SCE Eastern | Blythe | 161 | 0 | 0 | 0 | 0 | 0 | 0 | 0 | 0 | 0 | 0 | 0 | 0 | 0 | 0 | 0 | 0 | 0 | 0 | 1 | 0 | 0 | 0 | 0 | 0 | 0 | 0 | 0 | 0 | 0 | 0 | 0 | 1 | 1 | 0 | 0 | 0 | 0 | 0 | 0 | 0 | 0 | 0 | 0 | 0 | 0 | 0 | 0 | 0 | 0 | 0 | 0 | 0 | 0 | 0 | 0 | 0 | 0 | 0 | 0 | 0 | 0 | 0 | 0 | 0 | 0 | 0 | 0 | 0 | 0 | 0 | 0 | 0 | 0 | 0 | 0 | 0 | 0 | 0 | 0 | 0 | 0 | 0 | 0 | 0 | 0 | 0 | 0 | 0 | 0 | 0 | 0 | 0 | 0 | 0 | 0 | 0 | 0 | 2 |  | 0 | 0 | 0 | 0 | 0 | 0 | 0 | 0 | 0 | 300 | 0 | 150 | 0 | 0 | 1 | 0 | 0 | 0 | 0 | 0 | 0 | 0 | 0 | 0 | 300 | 160 | 310 | 0 | 0 | 1 | 0 | 0 | 0 | 0 | 0 | 0 | 0 | 0 | 0 | 300 | 160 | 310 | 0 | 0 | 1 | 1 | 0 | 1 | 0 | 0 | 0 | -529 | -500 | 339.76 | Eagle Mountain Constraint | Eagle Mountain Constraint | Eagle Mountain Constraint |  | 0 | 0 | 0 | 0 | 0 | 0 | 71 | 100 | 339.76 | Eagle Mountain Constraint | Eagle Mountain Constraint | Eagle Mountain Constraint |  | 5 | 1 | YES | 2 | 1 | 1 | NO | 1
PG&E NGBA | Bogue | 115 | 0 | 0 | 0 | 0 | 0 | 0 | 0 | 0 | 0 | 0 | 0 | 0 | 0 | 0 | 0 | 0 | 0 | 0 | 0 | 0 | 0 | 0 | 0 | 0 | 0 | 0 | 0 | 0 | 0 | 0 | 0 | 0 | 0 | 0 | 0 | 0 | 0 | 0 | 0 | 1 | 0 | 0 | 0 | 0 | 1 | 1 | 1 | 1 | 0 | 0 | 0 | 0 | 0 | 0 | 0 | 0 | 0 | 0 | 0 | 1 | 1 | 0 | 0 | 0 | 0 | 0 | 0 | 0 | 0 | 0 | 0 | 0 | 0 | 0 | 0 | 0 | 0 | 0 | 0 | 0 | 0 | 0 | 0 | 0 | 0 | 0 | 0 | 0 | 0 | 0 | 0 | 0 | 0 | 0 | 0 | 0 | 0 | 0 |  | 0 | 0 | 0 | 0 | 0 | 0 | 0 | 0 | 0 | 0 | 0 | 0 | 0 | 0 | 0 | 0 | 0 | 0 | 0 | 0 | 0 | 0 | 0 | 0 | 0 | 0 | 0 | 0 | 0 | 0 | 0 | 0 | 0 | 0 | 0 | 0 | 0 | 0 | 0 | 0 | 0 | 0 | 0 | 0 | 0 | 1 | 0 | 1 | 0 | 0 | 0 | -441.84 | -200.0712 | 85.9836 | Collinsville-Tesla 500 kV Line | Collinsville-Tesla 500 kV Line | Rocklin-Pleaseant grove 115kV line |  | 1 | 0 | 1 | 0 | 0 | 0 | -441.84 | -200.0712 | 85.9836 | Collinsville-Tesla 500 kV Line | Collinsville-Tesla 500 kV Line | Rocklin-Pleaseant grove 115kV line |  | 5 | 5 | NO | 5 | 1 | 1 | NO | 1
PG&E FRESNO | Borden | 230 | 0 | 0 | 0 | 0 | 0 | 0 | 0 | 0 | 0 | 0 | 0 | 0 | 0 | 0 | 0 | 0 | 0 | 0 | 0 | 0 | 0 | 0 | 0 | 0 | 0 | 0 | 0 | 0 | 0 | 0 | 0 | 0 | 0 | 0 | 0 | 0 | 0 | 0 | 0 | 0 | 0 | 0 | 0 | 0 | 0 | 1 | 0 | 0 | 0 | 0 | 0 | 0 | 0 | 0 | 0 | 0 | 0 | 0 | 0 | 0 | 0 | 0 | 0 | 0 | 0 | 0 | 0 | 0 | 0 | 0 | 0 | 0 | 0 | 0 | 0 | 0 | 0 | 0 | 1 | 1 | 0 | 1 | 1 | 1 | 1 | 1 | 0 | 1 | 1 | 1 | 0 | 0 | 1 | 0 | 1 | 0 | 0 | 2 |  | 0 | 0 | 0 | 0 | 0 | 0 | 0 | 0 | 0 | 0 | 0 | 0 | 0 | 0 | 0 | 0 | 0 | 0 | 0 | 0 | 0 | 0 | 0 | 0 | 0 | 0 | 0 | 0 | 0 | 0 | 0 | 0 | 0 | 0 | 0 | 0 | 0 | 0 | 0 | 0 | 0 | 0 | 0 | 0 | 0 | 3 | 0 | 5 | 0 | 2 | 1 | -555.55 | -1738.232 | -3308.8336 | Chowchilla-Le grand 115kV Line | Gates 500/230kV TB #11 | Mustang-Henrietta 230 kV line |  | 1 | 0 | 2 | 0 | 0 | 1 | -421.35 | -476.012 | -3308.8336 | Borden-Storey #1 230kV line | Mustang-Henrietta 230 kV line | Mustang-Henrietta 230 kV line |  | 5 | 5 | NO | 5 | 5 | 4 | YES | 4
PG&E FRESNO | Borden | 70 | 0 | 0 | 0 | 0 | 0 | 0 | 0 | 0 | 0 | 0 | 0 | 0 | 0 | 0 | 0 | 0 | 0 | 0 | 0 | 0 | 0 | 0 | 0 | 0 | 0 | 0 | 0 | 0 | 0 | 0 | 0 | 0 | 0 | 0 | 0 | 0 | 0 | 0 | 0 | 0 | 0 | 0 | 0 | 0 | 0 | 1 | 0 | 0 | 0 | 0 | 0 | 0 | 0 | 0 | 0 | 0 | 0 | 0 | 0 | 0 | 0 | 0 | 0 | 0 | 0 | 0 | 0 | 0 | 0 | 0 | 0 | 0 | 0 | 0 | 0 | 0 | 0 | 0 | 1 | 0 | 0 | 1 | 1 | 1 | 1 | 1 | 0 | 1 | 1 | 1 | 0 | 0 | 1 | 0 | 1 | 0 | 0 | 2 |  | 0 | 0 | 0 | 0 | 0 | 0 | 0 | 0 | 0 | 0 | 0 | 0 | 0 | 0 | 0 | 0 | 0 | 0 | 0 | 0 | 0 | 0 | 0 | 0 | 0 | 0 | 0 | 0 | 0 | 0 | 0 | 0 | 0 | 0 | 0 | 0 | 0 | 0 | 0 | 0 | 0 | 0 | 0 | 0 | 0 | 2 | 0 | 4 | 0 | 1 | 1 | -555.55 | -1311.984 | -3308.8336 | Chowchilla-Le grand 115kV Line | Gates 500/230kV TB #12 | Mustang-Henrietta 230 kV line |  | 1 | 0 | 2 | 0 | 0 | 1 | -421.35 | -476.012 | -3308.8336 | Borden-Storey #1 230kV line | Mustang-Henrietta 230 kV line | Mustang-Henrietta 230 kV line |  | 5 | 5 | NO | 5 | 5 | 4 | YES | 4
SDGE | Boulevard East | 138 | 0 | 0 | 0 | 0 | 0 | 0 | 0 | 0 | 0 | 0 | 0 | 0 | 0 | 0 | 0 | 0 | 0 | 0 | 0 | 0 | 0 | 0 | 0 | 0 | 0 | 0 | 0 | 0 | 0 | 0 | 1 | 0 | 1 | 0 | 0 | 1 | 1 | 0 | 0 | 0 | 0 | 0 | 0 | 0 | 0 | 0 | 0 | 0 | 0 | 0 | 0 | 0 | 0 | 0 | 0 | 0 | 0 | 0 | 0 | 0 | 0 | 0 | 0 | 0 | 0 | 0 | 0 | 0 | 0 | 0 | 0 | 0 | 0 | 0 | 0 | 0 | 0 | 0 | 0 | 0 | 0 | 0 | 0 | 0 | 0 | 0 | 0 | 0 | 0 | 0 | 0 | 0 | 0 | 0 | 0 | 0 | 0 | 4 |  | 0 | 0 | 0 | 0 | 0 | 0 | 0 | 0 | 0 | 0 | 0 | 0 | 0 | 0 | 0 | 0 | 0 | 0 | 0 | 0 | 0 | 0 | 0 | 0 | 0 | 0 | 0 | 0 | 0 | 0 | 0 | 0 | 180 | 0 | 0 | 0 | 0 | 0 | 0 | 20 | 10 | 0 | 0 | 0 | 1 | 0 | 0 | 0 | 0 | 0 | 0 | 238.33 | 400.235 | 1988.4814 | San Luis Rey-San Onofre 230 kV line constraint | San Luis Rey-San Onofre 230 kV line constraint | San Luis Rey-San Onofre 230 kV line constraint |  | 0 | 0 | 0 | 0 | 0 | 0 | 238.33 | 400.235 | 1988.4814 | San Luis Rey-San Onofre 230 kV line constraint | San Luis Rey-San Onofre 230 kV line constraint | San Luis Rey-San Onofre 230 kV line constraint |  | 1 | 1 | NO | 1 | 1 | 1 | NO | 1
SDGE | Boulevard East | 69 | 0 | 0 | 0 | 0 | 0 | 0 | 0 | 0 | 0 | 0 | 0 | 0 | 0 | 0 | 0 | 0 | 0 | 0 | 0 | 0 | 0 | 0 | 0 | 0 | 0 | 0 | 0 | 0 | 0 | 0 | 1 | 0 | 1 | 0 | 0 | 1 | 1 | 0 | 0 | 0 | 0 | 0 | 0 | 0 | 0 | 0 | 0 | 0 | 0 | 0 | 0 | 0 | 0 | 0 | 0 | 0 | 0 | 0 | 0 | 0 | 0 | 0 | 0 | 0 | 0 | 0 | 0 | 0 | 0 | 0 | 0 | 0 | 0 | 0 | 0 | 0 | 0 | 0 | 0 | 0 | 0 | 0 | 0 | 0 | 0 | 0 | 0 | 0 | 0 | 0 | 0 | 0 | 0 | 0 | 0 | 0 | 0 | 4 |  | 0 | 0 | 0 | 0 | 0 | 0 | 0 | 0 | 0 | 0 | 0 | 9.75 | 0 | 0 | 1 | 0 | 0 | 0 | 0 | 0 | 0 | 0 | 0 | 0 | 0 | 17.4 | 27.15 | 0 | 0 | 1 | 0 | 0 | 0 | 0 | 0 | 0 | 0 | 0 | 0 | 0 | 17.4 | 27.15 | 0 | 0 | 1 | 0 | 0 | 0 | 0 | 0 | 0 | 238.33 | 400.235 | 1988.4814 | San Luis Rey-San Onofre 230 kV line constraint | San Luis Rey-San Onofre 230 kV line constraint | San Luis Rey-San Onofre 230 kV line constraint |  | 0 | 0 | 0 | 0 | 0 | 0 | 238.33 | 400.235 | 1988.4814 | San Luis Rey-San Onofre 230 kV line constraint | San Luis Rey-San Onofre 230 kV line constraint | San Luis Rey-San Onofre 230 kV line constraint |  | 1 | 1 | NO | 1 | 1 | 1 | NO | 1
PG&E GBA | Brentwood | 230 | 0 | 0 | 0 | 0 | 0 | 0 | 0 | 0 | 0 | 0 | 0 | 0 | 0 | 0 | 0 | 0 | 0 | 0 | 0 | 0 | 0 | 0 | 0 | 0 | 0 | 0 | 0 | 0 | 0 | 0 | 0 | 0 | 0 | 0 | 0 | 0 | 0 | 0 | 0 | 1 | 0 | 0 | 0 | 0 | 0 | 0 | 0 | 0 | 0 | 0 | 0 | 0 | 0 | 1 | 1 | 1 | 0 | 0 | 1 | 1 | 0 | 0 | 0 | 0 | 0 | 1 | 0 | 0 | 0 | 0 | 0 | 0 | 0 | 0 | 0 | 0 | 0 | 0 | 0 | 0 | 0 | 0 | 0 | 0 | 0 | 0 | 0 | 0 | 0 | 0 | 0 | 0 | 0 | 0 | 0 | 0 | 0 | 0 |  | 0 | 0 | 0 | 0 | 0 | 0 | 0 | 0 | 0 | 0 | 0 | 0 | 0 | 0 | 0 | 0 | 0 | 0 | 0 | 0 | 0 | 0 | 0 | 2 | 0 | 0 | 0 | 0 | 0 | 1 | 0 | 0 | 0 | 0 | 0 | 0 | 0 | 0 | 2 | 0 | 50 | 0 | 0 | 0 | 1 | 2 | 0 | 1 | 0 | 0 | 0 | -441.84 | -200.0712 | 3026.8426 | Collinsville-Tesla 500 kV Line | Collinsville-Tesla 500 kV Line | Contra Costa- Windmaster 230 kV line |  | 1 | 0 | 1 | 0 | 0 | 0 | -441.84 | -200.0712 | 3026.8426 | Collinsville-Tesla 500 kV Line | Collinsville-Tesla 500 kV Line | Contra Costa- Windmaster 230 kV line |  | 5 | 5 | NO | 5 | 1 | 1 | NO | 1
PG&E NGBA | Bridgeville | 115 | 0 | 0 | 0 | 0 | 0 | 0 | 0 | 0 | 0 | 0 | 0 | 0 | 0 | 0 | 0 | 0 | 0 | 0 | 0 | 0 | 0 | 0 | 0 | 0 | 0 | 0 | 0 | 0 | 0 | 0 | 0 | 0 | 0 | 0 | 0 | 0 | 0 | 0 | 0 | 1 | 0 | 0 | 0 | 0 | 0 | 0 | 0 | 0 | 0 | 0 | 0 | 0 | 0 | 0 | 0 | 0 | 0 | 0 | 0 | 0 | 0 | 0 | 0 | 0 | 0 | 0 | 0 | 0 | 0 | 0 | 0 | 0 | 0 | 0 | 0 | 0 | 0 | 0 | 0 | 0 | 0 | 0 | 0 | 0 | 0 | 0 | 0 | 0 | 0 | 0 | 0 | 0 | 0 | 0 | 0 | 0 | 0 | 0 |  | 0 | 0 | 0 | 0 | 0 | 0 | 0 | 0 | 0 | 0 | 0 | 0 | 0 | 0 | 0 | 0 | 0 | 0 | 0 | 0 | 0 | 0 | 0 | 0 | 0 | 0 | 0 | 0 | 0 | 0 | 0 | 0 | 0 | 0 | 0 | 0 | 0 | 0 | 0 | 0 | 0 | 0 | 0 | 0 | 0 | 1 | 0 | 1 | 0 | 0 | 0 | -441.84 | -200.0712 | 3202.4639 | Collinsville-Tesla 500 kV Line | Collinsville-Tesla 500 kV Line | Collinsville-Tesla 500 kV Line |  | 1 | 0 | 1 | 0 | 0 | 0 | -441.84 | -200.0712 | 3202.4639 | Collinsville-Tesla 500 kV Line | Collinsville-Tesla 500 kV Line | Collinsville-Tesla 500 kV Line |  | 5 | 5 | NO | 5 | 1 | 1 | NO | 1
PG&E NGBA | Brighton | 115 | 0 | 0 | 0 | 0 | 0 | 0 | 0 | 0 | 0 | 0 | 0 | 0 | 0 | 0 | 0 | 0 | 0 | 0 | 0 | 0 | 0 | 0 | 0 | 0 | 0 | 0 | 0 | 0 | 0 | 0 | 0 | 0 | 0 | 0 | 0 | 0 | 0 | 0 | 0 | 1 | 0 | 0 | 0 | 0 | 0 | 1 | 0 | 1 | 0 | 0 | 0 | 0 | 0 | 0 | 0 | 0 | 0 | 0 | 0 | 1 | 1 | 0 | 0 | 0 | 0 | 0 | 0 | 0 | 0 | 0 | 0 | 0 | 0 | 0 | 0 | 0 | 0 | 0 | 0 | 0 | 0 | 0 | 0 | 0 | 0 | 1 | 0 | 0 | 0 | 0 | 0 | 0 | 0 | 0 | 0 | 0 | 0 | 1 |  | 0 | 0 | 0 | 0 | 0 | 0 | 0 | 0 | 0 | 0 | 0 | 0 | 0 | 0 | 0 | 0 | 0 | 0 | 0 | 0 | 0 | 0 | 0 | 0 | 0 | 0 | 0 | 0 | 0 | 0 | 0 | 0 | 0 | 0 | 0 | 0 | 0 | 0 | 0 | 0 | 0 | 0 | 0 | 0 | 0 | 1 | 0 | 1 | 0 | 0 | 0 | -441.84 | -200.0712 | 297.6836 | Collinsville-Tesla 500 kV Line | Collinsville-Tesla 500 kV Line | Rio Oso-Lockeford 230kV line |  | 1 | 0 | 1 | 0 | 0 | 0 | -441.84 | -200.0712 | 297.6836 | Collinsville-Tesla 500 kV Line | Collinsville-Tesla 500 kV Line | Rio Oso-Lockeford 230kV line |  | 5 | 5 | NO | 5 | 1 | 1 | NO | 1
PG&E NGBA | Brighton | 230 | 0 | 0 | 0 | 0 | 0 | 0 | 0 | 0 | 0 | 0 | 0 | 0 | 0 | 0 | 0 | 0 | 0 | 0 | 0 | 0 | 0 | 0 | 0 | 0 | 0 | 0 | 0 | 0 | 0 | 0 | 0 | 0 | 0 | 0 | 0 | 0 | 0 | 0 | 0 | 1 | 0 | 0 | 0 | 0 | 0 | 1 | 0 | 1 | 0 | 0 | 0 | 0 | 0 | 0 | 0 | 0 | 0 | 0 | 0 | 1 | 1 | 0 | 0 | 0 | 0 | 0 | 0 | 0 | 0 | 0 | 0 | 0 | 0 | 0 | 0 | 0 | 0 | 0 | 0 | 0 | 0 | 0 | 0 | 0 | 0 | 1 | 0 | 0 | 0 | 0 | 0 | 0 | 0 | 0 | 0 | 0 | 0 | 1 |  | 0 | 0 | 0 | 0 | 0 | 0 | 0 | 0 | 0 | 0 | 0 | 0 | 0 | 0 | 0 | 0 | 0 | 0 | 0 | 0 | 0 | 0 | 0 | 0 | 0 | 0 | 0 | 0 | 0 | 0 | 0 | 0 | 0 | 0 | 0 | 0 | 0 | 0 | 0 | 0 | 0 | 0 | 0 | 0 | 0 | 1 | 0 | 1 | 0 | 0 | 0 | -441.84 | -200.0712 | 297.6836 | Collinsville-Tesla 500 kV Line | Collinsville-Tesla 500 kV Line | Rio Oso-Lockeford 230kV line |  | 1 | 0 | 1 | 0 | 0 | 0 | -441.84 | -200.0712 | 297.6836 | Collinsville-Tesla 500 kV Line | Collinsville-Tesla 500 kV Line | Rio Oso-Lockeford 230kV line |  | 5 | 5 | NO | 5 | 1 | 1 | NO | 1
PG&E NGBA | Brunswick | 115 | 0 | 0 | 0 | 0 | 0 | 0 | 0 | 0 | 0 | 0 | 0 | 0 | 0 | 0 | 0 | 0 | 0 | 0 | 0 | 0 | 0 | 0 | 0 | 0 | 0 | 0 | 0 | 0 | 0 | 0 | 0 | 0 | 0 | 0 | 0 | 0 | 0 | 0 | 0 | 1 | 0 | 0 | 1 | 0 | 0 | 1 | 1 | 1 | 0 | 0 | 0 | 0 | 0 | 0 | 0 | 0 | 0 | 0 | 0 | 1 | 1 | 0 | 0 | 0 | 0 | 0 | 0 | 0 | 0 | 0 | 0 | 0 | 0 | 0 | 0 | 0 | 0 | 0 | 0 | 0 | 0 | 0 | 0 | 0 | 0 | 0 | 0 | 0 | 0 | 0 | 0 | 0 | 0 | 0 | 0 | 0 | 0 | 0 |  | 0 | 0 | 0 | 0 | 0 | 0 | 0 | 0 | 0 | 0 | 0 | 0 | 0 | 0 | 0 | 0 | 0 | 0 | 0 | 0 | 0 | 0 | 0 | 0 | 0 | 0 | 0 | 0 | 0 | 0 | 0 | 0 | 0 | 0 | 0 | 0 | 0 | 0 | 0 | 0 | 0 | 0 | 0 | 0 | 0 | 1 | 0 | 1 | 0 | 0 | 0 | -441.84 | -200.0712 | 211.04 | Collinsville-Tesla 500 kV Line | Collinsville-Tesla 500 kV Line | Bell-Placer 115kV Line |  | 1 | 0 | 1 | 0 | 0 | 0 | -441.84 | -200.0712 | 211.04 | Collinsville-Tesla 500 kV Line | Collinsville-Tesla 500 kV Line | Bell-Placer 115kV Line |  | 5 | 5 | NO | 5 | 1 | 1 | NO | 1
PG&E NGBA | Bucks Creek | 230 | 0 | 0 | 0 | 0 | 0 | 0 | 0 | 0 | 0 | 0 | 0 | 0 | 0 | 0 | 0 | 0 | 0 | 0 | 0 | 0 | 0 | 0 | 0 | 0 | 0 | 0 | 0 | 0 | 0 | 0 | 0 | 0 | 0 | 0 | 0 | 0 | 0 | 0 | 0 | 1 | 1 | 0 | 1 | 0 | 1 | 1 | 1 | 1 | 0 | 0 | 0 | 0 | 0 | 0 | 0 | 0 | 0 | 0 | 1 | 1 | 1 | 0 | 0 | 0 | 0 | 0 | 0 | 0 | 0 | 0 | 0 | 0 | 0 | 0 | 0 | 0 | 0 | 0 | 0 | 0 | 0 | 0 | 0 | 0 | 0 | 0 | 0 | 0 | 0 | 0 | 0 | 0 | 0 | 0 | 0 | 0 | 0 | 0 |  | 0 | 0 | 0 | 0 | 0 | 0 | 0 | 0 | 0 | 0 | 0 | 0 | 0 | 0 | 0 | 0 | 0 | 0 | 0 | 0 | 0 | 0 | 0 | 0 | 0 | 0 | 0 | 0 | 0 | 0 | 0 | 0 | 0 | 0 | 0 | 0 | 0 | 0 | 0 | 0 | 0 | 0 | 0 | 0 | 0 | 1 | 0 | 1 | 0 | 0 | 0 | -441.84 | -200.0712 | 72.84 | Collinsville-Tesla 500 kV Line | Collinsville-Tesla 500 kV Line | Woodland- Davis 115kV line |  | 1 | 0 | 1 | 0 | 0 | 0 | -441.84 | -200.0712 | 72.84 | Collinsville-Tesla 500 kV Line | Collinsville-Tesla 500 kV Line | Woodland- Davis 115kV line |  | 5 | 5 | NO | 5 | 1 | 1 | NO | 1
PG&E KERN | Buena Vista | 230 | 0 | 0 | 0 | 0 | 0 | 0 | 0 | 0 | 0 | 0 | 0 | 0 | 0 | 0 | 0 | 0 | 0 | 0 | 0 | 0 | 0 | 0 | 0 | 0 | 0 | 0 | 0 | 0 | 0 | 0 | 0 | 0 | 0 | 0 | 0 | 0 | 0 | 0 | 0 | 0 | 0 | 0 | 0 | 0 | 0 | 0 | 0 | 0 | 0 | 0 | 0 | 0 | 0 | 0 | 0 | 0 | 0 | 0 | 0 | 0 | 0 | 0 | 0 | 0 | 0 | 0 | 0 | 0 | 0 | 0 | 0 | 0 | 0 | 0 | 0 | 0 | 0 | 0 | 1 | 1 | 0 | 0 | 0 | 0 | 0 | 0 | 0 | 0 | 0 | 0 | 0 | 0 | 0 | 0 | 1 | 0 | 0 | 0 |  | 0 | 0 | 0 | 0 | 0 | 0 | 0 | 0 | 0 | 0 | 0 | 0 | 0 | 0 | 0 | 0 | 0 | 0 | 0 | 0 | 0 | 0 | 0 | 0 | 0 | 0 | 0 | 0 | 0 | 0 | 0 | 0 | 0 | 0 | 0 | 0 | 0 | 0 | 0 | 895 | 555 | 0 | 100 | 0 | 1 | 1 | 0 | 3 | 0 | 2 | 1 | -79.08 | -1738.232 | -3308.8336 | Gates 500/230kV TB #11 | Gates 500/230kV TB #11 | Mustang-Henrietta 230 kV line |  | 0 | 0 | 1 | 0 | 0 | 1 | 372.37 | -476.012 | -3308.8336 | Mustang-Henrietta 230 kV line | Mustang-Henrietta 230 kV line | Mustang-Henrietta 230 kV line |  | 5 | 5 | NO | 5 | 5 | 4 | YES | 4
PG&E FRESNO | Bullard | 115 | 0 | 0 | 0 | 0 | 0 | 0 | 0 | 0 | 0 | 0 | 0 | 0 | 0 | 0 | 0 | 0 | 0 | 0 | 0 | 0 | 0 | 0 | 0 | 0 | 0 | 0 | 0 | 0 | 0 | 0 | 0 | 0 | 0 | 0 | 0 | 0 | 0 | 0 | 0 | 0 | 0 | 0 | 0 | 0 | 0 | 1 | 0 | 0 | 0 | 0 | 0 | 0 | 0 | 0 | 0 | 0 | 0 | 0 | 0 | 0 | 0 | 0 | 0 | 0 | 0 | 0 | 0 | 0 | 0 | 0 | 0 | 0 | 0 | 0 | 0 | 0 | 0 | 0 | 1 | 0 | 0 | 1 | 1 | 1 | 1 | 1 | 0 | 1 | 1 | 1 | 0 | 0 | 1 | 0 | 1 | 0 | 0 | 2 |  | 0 | 0 | 0 | 0 | 0 | 0 | 0 | 0 | 0 | 0 | 0 | 0 | 0 | 0 | 0 | 0 | 0 | 0 | 0 | 0 | 0 | 0 | 0 | 0 | 0 | 0 | 0 | 0 | 0 | 0 | 0 | 0 | 0 | 0 | 0 | 0 | 0 | 0 | 0 | 0 | 0 | 0 | 0 | 0 | 0 | 2 | 0 | 4 | 0 | 1 | 1 | -555.55 | -1311.984 | -3308.8336 | Chowchilla-Le grand 115kV Line | Gates 500/230kV TB #12 | Mustang-Henrietta 230 kV line |  | 1 | 0 | 2 | 0 | 0 | 1 | -421.35 | -476.012 | -3308.8336 | Borden-Storey #1 230kV line | Mustang-Henrietta 230 kV line | Mustang-Henrietta 230 kV line |  | 5 | 5 | NO | 5 | 5 | 4 | YES | 4
PG&E GBA | Burlingame | 115 | 0 | 0 | 0 | 0 | 0 | 0 | 0 | 0 | 0 | 0 | 0 | 0 | 0 | 0 | 0 | 0 | 0 | 0 | 0 | 0 | 0 | 0 | 0 | 0 | 0 | 0 | 0 | 0 | 0 | 0 | 0 | 0 | 0 | 0 | 0 | 0 | 0 | 0 | 0 | 1 | 0 | 0 | 0 | 0 | 0 | 0 | 0 | 0 | 0 | 0 | 0 | 0 | 1 | 0 | 0 | 0 | 0 | 0 | 0 | 0 | 0 | 0 | 0 | 0 | 0 | 0 | 0 | 0 | 0 | 0 | 0 | 0 | 0 | 0 | 0 | 0 | 0 | 0 | 0 | 0 | 0 | 0 | 0 | 0 | 0 | 0 | 0 | 0 | 0 | 0 | 0 | 0 | 0 | 0 | 0 | 0 | 0 | 1 |  | 0 | 0 | 0 | 0 | 0 | 0 | 0 | 0 | 0 | 0 | 0 | 0 | 0 | 0 | 0 | 0 | 0 | 0 | 0 | 0 | 0 | 0 | 0 | 0 | 0 | 0 | 0 | 0 | 0 | 0 | 0 | 0 | 50 | 0 | 0 | 0 | 0 | 0 | 0 | 60 | 0 | 0 | 0 | 0 | 1 | 1 | 0 | 1 | 0 | 0 | 0 | -441.84 | -200.0712 | 3202.4639 | Collinsville-Tesla 500 kV Line | Collinsville-Tesla 500 kV Line | Collinsville-Tesla 500 kV Line |  | 1 | 0 | 1 | 0 | 0 | 0 | -441.84 | -200.0712 | 3202.4639 | Collinsville-Tesla 500 kV Line | Collinsville-Tesla 500 kV Line | Collinsville-Tesla 500 kV Line |  | 5 | 5 | NO | 5 | 1 | 1 | NO | 1
PG&E NGBA | Burney Forest | 230 | 0 | 0 | 0 | 0 | 0 | 0 | 0 | 0 | 0 | 0 | 0 | 0 | 0 | 0 | 0 | 0 | 0 | 0 | 0 | 0 | 0 | 0 | 0 | 0 | 0 | 0 | 0 | 0 | 0 | 0 | 0 | 0 | 0 | 0 | 0 | 0 | 0 | 0 | 0 | 1 | 0 | 0 | 0 | 1 | 0 | 0 | 0 | 0 | 0 | 0 | 0 | 0 | 0 | 0 | 0 | 0 | 0 | 0 | 0 | 0 | 0 | 0 | 0 | 0 | 0 | 0 | 0 | 0 | 0 | 0 | 0 | 0 | 0 | 0 | 0 | 0 | 0 | 0 | 0 | 0 | 0 | 0 | 0 | 0 | 0 | 0 | 0 | 0 | 0 | 0 | 0 | 0 | 0 | 0 | 0 | 0 | 0 | 0 |  | 0 | 0 | 0 | 0 | 0 | 0 | 0 | 0 | 0 | 0 | 0 | 0 | 0 | 0 | 0 | 0 | 0 | 0 | 0 | 0 | 0 | 0 | 0 | 0 | 0 | 0 | 0 | 0 | 0 | 0 | 40 | 0 | 0 | 0 | 0 | 0 | 0 | 0 | 0 | 0 | 0 | 0 | 0 | 0 | 1 | 2 | 0 | 2 | 0 | 0 | 1 | -441.84 | -200.0712 | -25 | Collinsville-Tesla 500 kV Line | Collinsville-Tesla 500 kV Line | Carberry-Round Mountain 230kV Line |  | 1 | 0 | 1 | 0 | 0 | 0 | -441.84 | -200.0712 | 0 | Collinsville-Tesla 500 kV Line | Collinsville-Tesla 500 kV Line | Carberry-Round Mountain 230kV Line |  | 5 | 5 | NO | 5 | 3 | 1 | YES | 2
PG&E NGBA | Butte | 115 | 0 | 0 | 0 | 0 | 0 | 0 | 0 | 0 | 0 | 0 | 0 | 0 | 0 | 0 | 0 | 0 | 0 | 0 | 0 | 0 | 0 | 0 | 0 | 0 | 0 | 0 | 0 | 0 | 0 | 0 | 0 | 0 | 0 | 0 | 0 | 0 | 0 | 0 | 0 | 1 | 0 | 0 | 0 | 0 | 0 | 0 | 0 | 0 | 0 | 0 | 0 | 0 | 0 | 0 | 0 | 0 | 0 | 0 | 0 | 0 | 0 | 0 | 0 | 0 | 0 | 0 | 0 | 0 | 0 | 0 | 0 | 0 | 0 | 0 | 0 | 0 | 0 | 0 | 0 | 0 | 0 | 0 | 0 | 0 | 0 | 0 | 0 | 0 | 0 | 0 | 0 | 0 | 0 | 0 | 0 | 0 | 0 | 0 |  | 0 | 0 | 0 | 0 | 0 | 0 | 0 | 0 | 0 | 0 | 0 | 0 | 0 | 0 | 0 | 0 | 0 | 0 | 0 | 0 | 0 | 0 | 0 | 0 | 0 | 0 | 0 | 0 | 0 | 0 | 0 | 0 | 0 | 0 | 0 | 0 | 0 | 0 | 0 | 0 | 0 | 0 | 0 | 0 | 0 | 1 | 0 | 1 | 0 | 0 | 0 | -441.84 | -200.0712 | 3202.4639 | Collinsville-Tesla 500 kV Line | Collinsville-Tesla 500 kV Line | Collinsville-Tesla 500 kV Line |  | 1 | 0 | 1 | 0 | 0 | 0 | -441.84 | -200.0712 | 3202.4639 | Collinsville-Tesla 500 kV Line | Collinsville-Tesla 500 kV Line | Collinsville-Tesla 500 kV Line |  | 5 | 5 | NO | 5 | 1 | 1 | NO | 1
PG&E KERN | Cabrillo | 115 | 0 | 0 | 0 | 0 | 0 | 0 | 0 | 0 | 0 | 0 | 0 | 0 | 0 | 0 | 0 | 0 | 0 | 0 | 0 | 0 | 0 | 0 | 0 | 0 | 0 | 0 | 0 | 0 | 0 | 0 | 0 | 0 | 0 | 0 | 0 | 0 | 0 | 0 | 0 | 0 | 0 | 0 | 0 | 0 | 0 | 0 | 0 | 0 | 0 | 0 | 0 | 0 | 0 | 0 | 0 | 0 | 0 | 0 | 0 | 0 | 0 | 0 | 0 | 0 | 0 | 0 | 0 | 1 | 1 | 0 | 0 | 0 | 0 | 0 | 0 | 0 | 0 | 0 | 0 | 1 | 0 | 0 | 0 | 0 | 0 | 1 | 0 | 0 | 0 | 0 | 0 | 0 | 0 | 0 | 0 | 1 | 0 | 1 |  | 0 | 0 | 0 | 0 | 0 | 0 | 0 | 0 | 0 | 0 | 0 | 0 | 0 | 0 | 0 | 0 | 0 | 0 | 0 | 0 | 0 | 0 | 0 | 0 | 0 | 0 | 0 | 0 | 0 | 0 | 0 | 0 | 0 | 0 | 0 | 0 | 0 | 0 | 0 | 0 | 80 | 0 | 0 | 0 | 1 | 1 | 0 | 1 | 0 | 1 | 0 | -79.08 | -1738.232 | -562.7302 | Gates 500/230kV TB #11 | Gates 500/230kV TB #11 | Gates 500/230kV TB #11 |  | 0 | 0 | 0 | 0 | 0 | 0 | 7.65 | 144.11 | 266.8703 | Cal Flat-Gates 230 kV line | Cal Flat-Gates 230 kV line | Cal Flat-Gates 230 kV line |  | 5 | 1 | YES | 2 | 5 | 1 | YES | 2
PG&E FRESNO | Cal Flats | 230 | 0 | 0 | 0 | 0 | 0 | 0 | 0 | 0 | 0 | 0 | 0 | 0 | 0 | 0 | 0 | 0 | 0 | 0 | 0 | 0 | 0 | 0 | 0 | 0 | 0 | 0 | 0 | 0 | 0 | 0 | 0 | 0 | 0 | 0 | 0 | 0 | 0 | 0 | 0 | 0 | 0 | 0 | 0 | 0 | 0 | 0 | 0 | 0 | 0 | 0 | 0 | 0 | 0 | 0 | 0 | 0 | 0 | 0 | 0 | 0 | 0 | 0 | 0 | 0 | 0 | 0 | 0 | 1 | 0 | 0 | 0 | 0 | 0 | 0 | 0 | 0 | 0 | 0 | 1 | 1 | 1 | 0 | 0 | 0 | 0 | 0 | 0 | 0 | 0 | 0 | 0 | 0 | 0 | 0 | 1 | 1 | 0 | 0 |  | 0 | 0 | 0 | 0 | 0 | 0 | 0 | 0 | 0 | 0 | 0 | 0 | 0 | 0 | 0 | 0 | 0 | 0 | 0 | 0 | 0 | 0 | 0 | 0 | 0 | 0 | 0 | 0 | 0 | 0 | 0 | 0 | 0 | 0 | 0 | 0 | 0 | 0 | 0 | 0 | 0 | 0 | 0 | 0 | 0 | 1 | 0 | 3 | 0 | 2 | 1 | -79.08 | -1738.232 | -3308.8336 | Gates 500/230kV TB #11 | Gates 500/230kV TB #11 | Mustang-Henrietta 230 kV line |  | 0 | 0 | 1 | 0 | 0 | 1 | 7.65 | -476.012 | -3308.8336 | Cal Flat-Gates 230 kV line | Mustang-Henrietta 230 kV line | Mustang-Henrietta 230 kV line |  | 5 | 5 | NO | 5 | 5 | 4 | YES | 4
SCE NOL | Calcite | 230 | 0 | 0 | 0 | 0 | 0 | 0 | 0 | 0 | 0 | 0 | 0 | 0 | 0 | 1 | 1 | 0 | 0 | 0 | 0 | 0 | 0 | 0 | 0 | 0 | 0 | 0 | 0 | 0 | 0 | 0 | 0 | 0 | 0 | 0 | 0 | 0 | 0 | 0 | 0 | 0 | 0 | 0 | 0 | 0 | 0 | 0 | 0 | 0 | 0 | 0 | 0 | 0 | 0 | 0 | 0 | 0 | 0 | 0 | 0 | 0 | 0 | 0 | 0 | 0 | 0 | 0 | 0 | 0 | 0 | 0 | 0 | 0 | 0 | 0 | 0 | 0 | 0 | 0 | 0 | 0 | 0 | 0 | 0 | 0 | 0 | 0 | 0 | 0 | 0 | 0 | 0 | 0 | 0 | 0 | 0 | 0 | 0 | 1 |  | 0 | 0 | 0 | 0 | 0 | 0 | 0 | 0 | 0 | 0 | 0 | 0 | 0 | 0 | 0 | 0 | 0 | 0 | 0 | 0 | 0 | 0 | 0 | 0 | 0 | 0 | 0 | 0 | 0 | 0 | 0 | 0 | 0 | 0 | 0 | 0 | 0 | 0 | 0 | 106 | 0 | 0 | 0 | 0 | 1 | 0 | 0 | 0 | 0 | 0 | 0 | 169.82 | 212.2 | 470.38 | Lugo Transformer Area Constraint | Calcite to Lugo Area Constraint | Calcite to Lugo Area Constraint |  | 0 | 0 | 0 | 0 | 0 | 0 | 169.82 | 212.2 | 470.38 | Lugo Transformer Area Constraint | Calcite to Lugo Area Constraint | Calcite to Lugo Area Constraint |  | 1 | 1 | NO | 1 | 1 | 1 | NO | 1
PG&E KERN | Caliente | 230 | 0 | 0 | 0 | 0 | 0 | 0 | 0 | 0 | 0 | 0 | 0 | 0 | 0 | 0 | 0 | 0 | 0 | 0 | 0 | 0 | 0 | 0 | 0 | 0 | 0 | 0 | 0 | 0 | 0 | 0 | 0 | 0 | 0 | 0 | 0 | 0 | 0 | 0 | 0 | 0 | 0 | 0 | 0 | 0 | 0 | 0 | 0 | 0 | 0 | 0 | 0 | 0 | 0 | 0 | 0 | 0 | 0 | 0 | 0 | 0 | 0 | 0 | 0 | 0 | 0 | 0 | 0 | 1 | 0 | 0 | 0 | 0 | 0 | 0 | 0 | 0 | 0 | 0 | 1 | 1 | 0 | 0 | 0 | 0 | 0 | 0 | 0 | 0 | 0 | 0 | 0 | 0 | 0 | 0 | 1 | 1 | 0 | 0 |  | 0 | 0 | 0 | 0 | 0 | 0 | 0 | 0 | 0 | 0 | 0 | 0 | 0 | 0 | 0 | 0 | 0 | 0 | 0 | 0 | 0 | 0 | 0 | 0 | 0 | 0 | 0 | 0 | 0 | 0 | 0 | 0 | 0 | 0 | 0 | 0 | 0 | 0 | 0 | 0 | 0 | 0 | 0 | 200 | 1 | 1 | 0 | 3 | 0 | 2 | 1 | -79.08 | -1738.232 | -3308.8336 | Gates 500/230kV TB #11 | Gates 500/230kV TB #11 | Mustang-Henrietta 230 kV line |  | 0 | 0 | 1 | 0 | 0 | 1 | 7.65 | -476.012 | -3308.8336 | Cal Flat-Gates 230 kV line | Mustang-Henrietta 230 kV line | Mustang-Henrietta 230 kV line |  | 5 | 5 | NO | 5 | 5 | 4 | YES | 4
PG&E FRESNO | California Ave | 115 | 0 | 0 | 0 | 0 | 0 | 0 | 0 | 0 | 0 | 0 | 0 | 0 | 0 | 0 | 0 | 0 | 0 | 0 | 0 | 0 | 0 | 0 | 0 | 0 | 0 | 0 | 0 | 0 | 0 | 0 | 0 | 0 | 0 | 0 | 0 | 0 | 0 | 0 | 0 | 0 | 0 | 0 | 0 | 0 | 0 | 0 | 0 | 0 | 0 | 0 | 0 | 0 | 0 | 0 | 0 | 0 | 0 | 0 | 0 | 0 | 0 | 0 | 0 | 0 | 0 | 0 | 0 | 0 | 1 | 0 | 0 | 0 | 0 | 0 | 0 | 0 | 0 | 0 | 0 | 1 | 0 | 1 | 0 | 1 | 0 | 1 | 0 | 0 | 0 | 0 | 0 | 0 | 0 | 0 | 0 | 0 | 0 | 1 |  | 0 | 0 | 0 | 0 | 0 | 0 | 0 | 0 | 0 | 0 | 0 | 0 | 0 | 0 | 0 | 0 | 0 | 0 | 0 | 0 | 0 | 0 | 0 | 0 | 0 | 0 | 0 | 0 | 0 | 0 | 0 | 0 | 0 | 0 | 0 | 0 | 0 | 0 | 0 | 100 | 0 | 0 | 0 | 0 | 1 | 2 | 0 | 2 | 0 | 1 | 0 | -555.55 | -1738.232 | -562.7302 | Chowchilla-Le grand 115kV Line | Gates 500/230kV TB #11 | Gates 500/230kV TB #11 |  | 0 | 0 | 0 | 0 | 0 | 0 | 655.45 | 741.45 | 725.6988 | Chowchilla-Le grand 115kV Line | Chowchilla-Le grand 115kV Line | Gates-Arco 230 kV Line |  | 5 | 1 | YES | 2 | 5 | 1 | YES | 2
PG&E KERN | Callender | 115 | 0 | 0 | 0 | 0 | 0 | 0 | 0 | 0 | 0 | 0 | 0 | 0 | 0 | 0 | 0 | 0 | 0 | 0 | 0 | 0 | 0 | 0 | 0 | 0 | 0 | 0 | 0 | 0 | 0 | 0 | 0 | 0 | 0 | 0 | 0 | 0 | 0 | 0 | 0 | 0 | 0 | 0 | 0 | 0 | 0 | 0 | 0 | 0 | 0 | 0 | 0 | 0 | 0 | 0 | 0 | 0 | 0 | 0 | 0 | 0 | 0 | 0 | 0 | 0 | 0 | 0 | 0 | 1 | 1 | 0 | 0 | 0 | 0 | 0 | 0 | 0 | 0 | 0 | 1 | 1 | 0 | 0 | 0 | 0 | 0 | 0 | 0 | 0 | 0 | 0 | 0 | 0 | 0 | 0 | 1 | 1 | 0 | 0 |  | 0 | 0 | 0 | 0 | 0 | 0 | 0 | 0 | 0 | 0 | 0 | 0 | 0 | 0 | 0 | 0 | 0 | 0 | 0 | 0 | 0 | 0 | 0 | 0 | 0 | 0 | 0 | 0 | 0 | 0 | 0 | 0 | 0 | 0 | 0 | 0 | 0 | 0 | 0 | 0 | 0 | 0 | 0 | 0 | 0 | 1 | 0 | 3 | 0 | 2 | 1 | -79.08 | -1738.232 | -3308.8336 | Gates 500/230kV TB #11 | Gates 500/230kV TB #11 | Mustang-Henrietta 230 kV line |  | 0 | 0 | 1 | 0 | 0 | 1 | 7.65 | -476.012 | -3308.8336 | Cal Flat-Gates 230 kV line | Mustang-Henrietta 230 kV line | Mustang-Henrietta 230 kV line |  | 5 | 5 | NO | 5 | 5 | 4 | YES | 4
PG&E NGBA | Calpella | 115 | 0 | 0 | 0 | 0 | 0 | 0 | 0 | 0 | 0 | 0 | 0 | 0 | 0 | 0 | 0 | 0 | 0 | 0 | 0 | 0 | 0 | 0 | 0 | 0 | 0 | 0 | 0 | 0 | 0 | 0 | 0 | 0 | 0 | 0 | 0 | 0 | 0 | 0 | 0 | 1 | 0 | 1 | 0 | 0 | 0 | 0 | 0 | 0 | 0 | 0 | 0 | 0 | 1 | 0 | 1 | 1 | 0 | 0 | 0 | 0 | 0 | 0 | 0 | 0 | 0 | 0 | 1 | 0 | 0 | 0 | 0 | 0 | 0 | 0 | 0 | 0 | 0 | 0 | 0 | 0 | 0 | 0 | 0 | 0 | 0 | 0 | 0 | 0 | 0 | 0 | 0 | 0 | 0 | 0 | 0 | 0 | 0 | 1 |  | 0 | 0 | 0 | 0 | 0 | 0 | 0 | 0 | 0 | 0 | 0 | 0 | 0 | 0 | 0 | 0 | 0 | 0 | 0 | 0 | 0 | 0 | 0 | 4 | 0 | 0 | 0 | 0 | 0 | 1 | 0 | 0 | 0 | 100 | 0 | 0 | 0 | 0 | 4 | 0 | 0 | 0 | 0 | 0 | 1 | 2 | 0 | 1 | 0 | 0 | 0 | -441.84 | -200.0712 | 335.9726 | Collinsville-Tesla 500 kV Line | Collinsville-Tesla 500 kV Line | Birds Landing-Contra Costa 230kV Line |  | 2 | 0 | 1 | 0 | 0 | 0 | -441.84 | -200.0712 | 335.9726 | Collinsville-Tesla 500 kV Line | Collinsville-Tesla 500 kV Line | Birds Landing-Contra Costa 230kV Line |  | 5 | 5 | NO | 5 | 1 | 1 | NO | 1
PG&E GBA | Camanche | 230 | 0 | 0 | 0 | 0 | 0 | 0 | 0 | 0 | 0 | 0 | 0 | 0 | 0 | 0 | 0 | 0 | 0 | 0 | 0 | 0 | 0 | 0 | 0 | 0 | 0 | 0 | 0 | 0 | 0 | 0 | 0 | 0 | 0 | 0 | 0 | 0 | 0 | 0 | 0 | 0 | 0 | 0 | 0 | 0 | 0 | 1 | 0 | 0 | 0 | 0 | 0 | 0 | 0 | 0 | 0 | 0 | 0 | 0 | 0 | 1 | 1 | 0 | 0 | 0 | 0 | 0 | 0 | 0 | 0 | 0 | 0 | 0 | 0 | 0 | 0 | 0 | 0 | 0 | 0 | 0 | 0 | 0 | 0 | 0 | 0 | 0 | 0 | 0 | 0 | 0 | 0 | 0 | 0 | 0 | 0 | 0 | 0 | 0 |  | 0 | 0 | 0 | 0 | 0 | 0 | 0 | 0 | 0 | 0 | 0 | 0 | 0 | 0 | 0 | 0 | 0 | 0 | 0 | 0 | 0 | 0 | 0 | 0 | 0 | 0 | 0 | 0 | 0 | 0 | 0 | 0 | 0 | 0 | 0 | 0 | 0 | 0 | 0 | 0 | 0 | 0 | 0 | 0 | 0 | 0 | 0 | 0 | 0 | 0 | 0 | 402.45 | 704.04 | 2052.2198 | Bellota-Weber 230kV line | Bellota-Weber 230kV line | Bellota-Weber 230kV line |  | 0 | 0 | 0 | 0 | 0 | 0 | 776 | 831 | 2052.2198 | Eight Mile-Tesla 230 kV line | Eight Mile-Tesla 230 kV line | Bellota-Weber 230kV line |  | 1 | 1 | NO | 1 | 1 | 1 | NO | 1
SDGE | Cameron | 69 | 0 | 0 | 0 | 0 | 0 | 0 | 0 | 0 | 0 | 0 | 0 | 0 | 0 | 0 | 0 | 0 | 0 | 0 | 0 | 0 | 0 | 0 | 0 | 0 | 0 | 0 | 0 | 1 | 0 | 1 | 1 | 0 | 1 | 0 | 0 | 0 | 1 | 0 | 0 | 0 | 0 | 0 | 0 | 0 | 0 | 0 | 0 | 0 | 0 | 0 | 0 | 0 | 0 | 0 | 0 | 0 | 0 | 0 | 0 | 0 | 0 | 0 | 0 | 0 | 0 | 0 | 0 | 0 | 0 | 0 | 0 | 0 | 0 | 0 | 0 | 0 | 0 | 0 | 0 | 0 | 0 | 0 | 0 | 0 | 0 | 0 | 0 | 0 | 0 | 0 | 0 | 0 | 0 | 0 | 0 | 0 | 0 | 3 |  | 0 | 0 | 0 | 0 | 0 | 0 | 0 | 0 | 0.84 | 0 | 0 | 0 | 0 | 0 | 1 | 0 | 0 | 0 | 0 | 0 | 0 | 0 | 0 | 0.84 | 0 | 0 | 0 | 0 | 0 | 1 | 0 | 0 | 0 | 0 | 0 | 0 | 0 | 0 | 0.84 | 0 | 0 | 0 | 0 | 0 | 1 | 0 | 0 | 0 | 0 | 0 | 0 | 159.55 | 195.275 | 301.7864 | Miguel 69 kV constraint | Miguel 69 kV constraint | Miguel 69 kV constraint |  | 0 | 0 | 0 | 0 | 0 | 0 | 159.55 | 195.275 | 301.7864 | Miguel 69 kV constraint | Miguel 69 kV constraint | Miguel 69 kV constraint |  | 1 | 1 | NO | 1 | 1 | 1 | NO | 1
SDGE | Cannon | 69 | 0 | 0 | 0 | 0 | 0 | 0 | 0 | 0 | 0 | 0 | 0 | 0 | 0 | 0 | 0 | 0 | 0 | 0 | 0 | 0 | 0 | 0 | 0 | 0 | 0 | 0 | 0 | 0 | 0 | 0 | 1 | 0 | 1 | 0 | 0 | 0 | 0 | 0 | 0 | 0 | 0 | 0 | 0 | 0 | 0 | 0 | 0 | 0 | 0 | 0 | 0 | 0 | 0 | 0 | 0 | 0 | 0 | 0 | 0 | 0 | 0 | 0 | 0 | 0 | 0 | 0 | 0 | 0 | 0 | 0 | 0 | 0 | 0 | 0 | 0 | 0 | 0 | 0 | 0 | 0 | 0 | 0 | 0 | 0 | 0 | 0 | 0 | 0 | 0 | 0 | 0 | 0 | 0 | 0 | 0 | 0 | 0 | 2 |  | 0 | 0 | 0 | 0 | 0 | 0 | 0 | 0 | 0 | 0 | 0 | 0 | 0 | 0 | 0 | 0 | 0 | 0 | 0 | 0 | 0 | 0 | 0 | 0 | 0 | 0 | 0 | 0 | 0 | 0 | 0 | 0 | 0 | 0 | 0 | 0 | 0 | 0 | 0 | 0 | 0 | 0 | 0 | 0 | 0 | 0 | 0 | 0 | 0 | 0 | 0 | 238.33 | 400.235 | 1988.4814 | San Luis Rey-San Onofre 230 kV line constraint | San Luis Rey-San Onofre 230 kV line constraint | San Luis Rey-San Onofre 230 kV line constraint |  | 0 | 0 | 0 | 0 | 0 | 0 | 238.33 | 400.235 | 1988.4814 | San Luis Rey-San Onofre 230 kV line constraint | San Luis Rey-San Onofre 230 kV line constraint | San Luis Rey-San Onofre 230 kV line constraint |  | 1 | 1 | NO | 1 | 1 | 1 | NO | 1
PG&E FRESNO | Cantua | 115 | 0 | 0 | 0 | 0 | 0 | 0 | 0 | 0 | 0 | 0 | 0 | 0 | 0 | 0 | 0 | 0 | 0 | 0 | 0 | 0 | 0 | 0 | 0 | 0 | 0 | 0 | 0 | 0 | 0 | 0 | 0 | 0 | 0 | 0 | 0 | 0 | 0 | 0 | 0 | 0 | 0 | 0 | 0 | 0 | 0 | 0 | 0 | 0 | 0 | 0 | 0 | 0 | 0 | 0 | 0 | 0 | 0 | 0 | 0 | 0 | 0 | 0 | 0 | 0 | 0 | 0 | 0 | 0 | 0 | 0 | 0 | 0 | 0 | 0 | 0 | 0 | 0 | 0 | 1 | 0 | 1 | 0 | 1 | 0 | 0 | 1 | 0 | 1 | 0 | 0 | 0 | 0 | 0 | 0 | 0 | 0 | 0 | 1 |  | 0 | 0 | 0 | 0 | 0 | 0 | 0 | 0 | 0 | 0 | 0 | 0 | 0 | 0 | 0 | 0 | 0 | 0 | 0 | 0 | 0 | 0 | 0 | 0 | 0 | 0 | 0 | 0 | 0 | 0 | 0 | 0 | 0 | 0 | 0 | 0 | 0 | 0 | 0 | 100 | 0 | 0 | 50 | 0 | 1 | 0 | 0 | 1 | 0 | 1 | 0 | 229.67 | -1311.984 | -1897.303 | Gates 230/70kV TB #5 | Gates 500/230kV TB #12 | Gates 500/230kV TB #12 |  | 0 | 0 | 0 | 0 | 0 | 0 | 229.67 | 176.27 | 207.924 | Gates 230/70kV TB #5 | Gates 230/70kV TB #5 | Gates 230/70kV TB #5 |  | 5 | 1 | YES | 2 | 5 | 1 | YES | 2
SDGE | Capistrano | 138 | 0 | 0 | 0 | 0 | 0 | 0 | 0 | 0 | 0 | 0 | 0 | 0 | 0 | 0 | 0 | 0 | 0 | 0 | 0 | 0 | 0 | 0 | 0 | 0 | 0 | 1 | 0 | 0 | 0 | 0 | 0 | 0 | 0 | 0 | 0 | 0 | 0 | 1 | 0 | 0 | 0 | 0 | 0 | 0 | 0 | 0 | 0 | 0 | 0 | 0 | 0 | 0 | 0 | 0 | 0 | 0 | 0 | 0 | 0 | 0 | 0 | 0 | 0 | 0 | 0 | 0 | 0 | 0 | 0 | 0 | 0 | 0 | 0 | 0 | 0 | 0 | 0 | 0 | 0 | 0 | 0 | 0 | 0 | 0 | 0 | 0 | 0 | 0 | 0 | 0 | 0 | 0 | 0 | 0 | 0 | 0 | 0 | 0 |  | 0 | 0 | 0 | 0 | 0 | 0 | 0 | 0 | 0 | 0 | 0 | 0 | 0 | 0 | 0 | 0 | 0 | 0 | 0 | 0 | 0 | 0 | 0 | 0 | 0 | 0 | 0 | 0 | 0 | 0 | 0 | 0 | 0 | 0 | 0 | 0 | 0 | 0 | 0 | 0 | 0 | 0 | 0 | 0 | 0 | 0 | 0 | 0 | 0 | 0 | 0 | 831.24 | 870.42 | 1144.26 | Capistrano-San Onofre 230 kV constraint | Talega 230 kV constraint | Talega 230 kV constraint |  | 0 | 0 | 0 | 0 | 0 | 0 | 831.24 | 870.42 | 1144.26 | Capistrano-San Onofre 230 kV constraint | Talega 230 kV constraint | Talega 230 kV constraint |  | 1 | 1 | NO | 1 | 1 | 1 | NO | 1
SDGE | Capistrano | 230 | 0 | 0 | 0 | 0 | 0 | 0 | 0 | 0 | 0 | 0 | 0 | 0 | 0 | 0 | 0 | 0 | 0 | 0 | 0 | 0 | 0 | 0 | 0 | 0 | 0 | 1 | 0 | 0 | 0 | 0 | 0 | 0 | 0 | 0 | 0 | 0 | 0 | 1 | 0 | 0 | 0 | 0 | 0 | 0 | 0 | 0 | 0 | 0 | 0 | 0 | 0 | 0 | 0 | 0 | 0 | 0 | 0 | 0 | 0 | 0 | 0 | 0 | 0 | 0 | 0 | 0 | 0 | 0 | 0 | 0 | 0 | 0 | 0 | 0 | 0 | 0 | 0 | 0 | 0 | 0 | 0 | 0 | 0 | 0 | 0 | 0 | 0 | 0 | 0 | 0 | 0 | 0 | 0 | 0 | 0 | 0 | 0 | 0 |  | 0 | 0 | 0 | 0 | 0 | 0 | 0 | 0 | 0 | 0 | 0 | 0 | 0 | 0 | 0 | 0 | 0 | 0 | 0 | 0 | 0 | 0 | 0 | 0 | 0 | 0 | 0 | 0 | 0 | 0 | 0 | 0 | 0 | 0 | 0 | 0 | 0 | 0 | 0 | 0 | 0 | 0 | 0 | 0 | 0 | 0 | 0 | 0 | 0 | 0 | 0 | 831.24 | 870.42 | 1144.26 | Capistrano-San Onofre 230 kV constraint | Talega 230 kV constraint | Talega 230 kV constraint |  | 0 | 0 | 0 | 0 | 0 | 0 | 831.24 | 870.42 | 1144.26 | Capistrano-San Onofre 230 kV constraint | Talega 230 kV constraint | Talega 230 kV constraint |  | 1 | 1 | NO | 1 | 1 | 1 | NO | 1
PG&E NGBA | Carberry | 230 | 0 | 0 | 0 | 0 | 0 | 0 | 0 | 0 | 0 | 0 | 0 | 0 | 0 | 0 | 0 | 0 | 0 | 0 | 0 | 0 | 0 | 0 | 0 | 0 | 0 | 0 | 0 | 0 | 0 | 0 | 0 | 0 | 0 | 0 | 0 | 0 | 0 | 0 | 0 | 1 | 0 | 0 | 0 | 1 | 0 | 0 | 0 | 0 | 0 | 0 | 0 | 0 | 0 | 0 | 0 | 0 | 0 | 0 | 0 | 0 | 0 | 0 | 0 | 0 | 0 | 0 | 0 | 0 | 0 | 0 | 0 | 0 | 0 | 0 | 0 | 0 | 0 | 0 | 0 | 0 | 0 | 0 | 0 | 0 | 0 | 0 | 0 | 0 | 0 | 0 | 0 | 0 | 0 | 0 | 0 | 0 | 0 | 0 |  | 0 | 0 | 0 | 0 | 0 | 0 | 0 | 0 | 0 | 0 | 0 | 0 | 0 | 0 | 0 | 0 | 0 | 0 | 0 | 0 | 0 | 0 | 0 | 0 | 0 | 0 | 0 | 0 | 0 | 0 | 0 | 0 | 0 | 0 | 0 | 0 | 0 | 0 | 0 | 0 | 0 | 0 | 0 | 0 | 0 | 2 | 0 | 2 | 0 | 0 | 1 | -441.84 | -200.0712 | -25 | Collinsville-Tesla 500 kV Line | Collinsville-Tesla 500 kV Line | Carberry-Round Mountain 230kV Line |  | 1 | 0 | 1 | 0 | 0 | 0 | -441.84 | -200.0712 | 0 | Collinsville-Tesla 500 kV Line | Collinsville-Tesla 500 kV Line | Carberry-Round Mountain 230kV Line |  | 5 | 5 | NO | 5 | 3 | 1 | YES | 2
SCE Eastern | Cardiff | 66 | 0 | 0 | 0 | 0 | 0 | 0 | 0 | 0 | 0 | 0 | 0 | 0 | 0 | 0 | 0 | 0 | 0 | 0 | 0 | 1 | 0 | 1 | 0 | 0 | 0 | 0 | 0 | 0 | 0 | 0 | 0 | 0 | 0 | 0 | 0 | 0 | 0 | 0 | 0 | 0 | 0 | 0 | 0 | 0 | 0 | 0 | 0 | 0 | 0 | 0 | 0 | 0 | 0 | 0 | 0 | 0 | 0 | 0 | 0 | 0 | 0 | 0 | 0 | 0 | 0 | 0 | 0 | 0 | 0 | 0 | 0 | 0 | 0 | 0 | 0 | 0 | 0 | 0 | 0 | 0 | 0 | 0 | 0 | 0 | 0 | 0 | 0 | 0 | 0 | 0 | 0 | 0 | 0 | 0 | 0 | 0 | 0 | 1 |  | 0 | 0 | 0 | 0 | 0 | 0 | 0 | 0 | 0 | 0 | 0 | 0 | 0 | 0 | 0 | 0 | 0 | 0 | 0 | 0 | 0 | 0 | 0 | 0 | 0 | 0 | 0 | 0 | 0 | 0 | 0 | 0 | 0 | 0 | 0 | 0 | 0 | 0 | 0 | 0 | 0 | 0 | 0 | 0 | 0 | 0 | 0 | 0 | 0 | 0 | 0 | 316.964 | 2746.6 | 9043.596 | Serrano-Alberhill-Valley Constraint | Etiwanda-Rancho Vista Constraint | Serrano-Alberhill-Valley Constraint |  | 0 | 0 | 0 | 0 | 0 | 0 | 316.964 | 2746.6 | 9043.596 | Serrano-Alberhill-Valley Constraint | Etiwanda-Rancho Vista Constraint | Serrano-Alberhill-Valley Constraint |  | 1 | 1 | NO | 1 | 1 | 1 | NO | 1
PG&E NGBA | Caribou | 60 | 0 | 0 | 0 | 0 | 0 | 0 | 0 | 0 | 0 | 0 | 0 | 0 | 0 | 0 | 0 | 0 | 0 | 0 | 0 | 0 | 0 | 0 | 0 | 0 | 0 | 0 | 0 | 0 | 0 | 0 | 0 | 0 | 0 | 0 | 0 | 0 | 0 | 0 | 0 | 1 | 0 | 0 | 1 | 0 | 0 | 1 | 0 | 1 | 0 | 0 | 0 | 0 | 0 | 0 | 0 | 0 | 0 | 0 | 0 | 1 | 1 | 0 | 0 | 0 | 0 | 0 | 0 | 0 | 0 | 0 | 0 | 0 | 0 | 0 | 0 | 0 | 0 | 0 | 0 | 0 | 0 | 0 | 0 | 0 | 0 | 0 | 0 | 0 | 0 | 0 | 0 | 0 | 0 | 0 | 0 | 0 | 0 | 0 |  | 0 | 0 | 0 | 0 | 0 | 0 | 0 | 0 | 0 | 0 | 0 | 0 | 0 | 0 | 0 | 0 | 0 | 0 | 0 | 0 | 0 | 0 | 0 | 0 | 0 | 0 | 0 | 0 | 0 | 0 | 0 | 0 | 0 | 0 | 0 | 0 | 0 | 0 | 0 | 0 | 0 | 0 | 0 | 0 | 0 | 1 | 0 | 1 | 0 | 0 | 0 | -441.84 | -200.0712 | 211.04 | Collinsville-Tesla 500 kV Line | Collinsville-Tesla 500 kV Line | Bell-Placer 115kV Line |  | 1 | 0 | 1 | 0 | 0 | 0 | -441.84 | -200.0712 | 211.04 | Collinsville-Tesla 500 kV Line | Collinsville-Tesla 500 kV Line | Bell-Placer 115kV Line |  | 5 | 5 | NO | 5 | 1 | 1 | NO | 1
PG&E NGBA | Caribou | 115 | 0 | 0 | 0 | 0 | 0 | 0 | 0 | 0 | 0 | 0 | 0 | 0 | 0 | 0 | 0 | 0 | 0 | 0 | 0 | 0 | 0 | 0 | 0 | 0 | 0 | 0 | 0 | 0 | 0 | 0 | 0 | 0 | 0 | 0 | 0 | 0 | 0 | 0 | 0 | 1 | 0 | 0 | 0 | 0 | 0 | 0 | 0 | 0 | 0 | 0 | 0 | 0 | 0 | 0 | 0 | 0 | 0 | 0 | 0 | 1 | 0 | 0 | 0 | 0 | 0 | 0 | 0 | 0 | 0 | 0 | 0 | 0 | 0 | 0 | 0 | 0 | 0 | 0 | 0 | 0 | 0 | 0 | 0 | 0 | 0 | 0 | 0 | 0 | 0 | 0 | 0 | 0 | 0 | 0 | 0 | 0 | 0 | 0 |  | 0 | 0 | 0 | 0 | 0 | 0 | 0 | 0 | 0 | 0 | 0 | 0 | 0 | 0 | 0 | 0 | 0 | 0 | 0 | 0 | 0 | 0 | 0 | 0 | 0 | 0 | 0 | 0 | 0 | 0 | 0 | 0 | 0 | 95 | 0 | 0 | 0 | 0 | 0 | 0 | 0 | 0 | 0 | 0 | 1 | 1 | 0 | 1 | 0 | 0 | 0 | -441.84 | -200.0712 | 3202.4639 | Collinsville-Tesla 500 kV Line | Collinsville-Tesla 500 kV Line | Collinsville-Tesla 500 kV Line |  | 1 | 0 | 1 | 0 | 0 | 0 | -441.84 | -200.0712 | 3202.4639 | Collinsville-Tesla 500 kV Line | Collinsville-Tesla 500 kV Line | Collinsville-Tesla 500 kV Line |  | 5 | 5 | NO | 5 | 1 | 1 | NO | 1
PG&E NGBA | Caribou | 230 | 0 | 0 | 0 | 0 | 0 | 0 | 0 | 0 | 0 | 0 | 0 | 0 | 0 | 0 | 0 | 0 | 0 | 0 | 0 | 0 | 0 | 0 | 0 | 0 | 0 | 0 | 0 | 0 | 0 | 0 | 0 | 0 | 0 | 0 | 0 | 0 | 0 | 0 | 0 | 1 | 0 | 0 | 0 | 0 | 0 | 0 | 0 | 0 | 0 | 0 | 0 | 0 | 0 | 0 | 0 | 0 | 0 | 0 | 0 | 1 | 0 | 0 | 0 | 0 | 0 | 0 | 0 | 0 | 0 | 0 | 0 | 0 | 0 | 0 | 0 | 0 | 0 | 0 | 0 | 0 | 0 | 0 | 0 | 0 | 0 | 0 | 0 | 0 | 0 | 0 | 0 | 0 | 0 | 0 | 0 | 0 | 0 | 0 |  | 0 | 0 | 0 | 0 | 0 | 0 | 0 | 0 | 0 | 0 | 0 | 0 | 0 | 0 | 0 | 0 | 0 | 0 | 0 | 0 | 0 | 0 | 0 | 0 | 0 | 0 | 0 | 0 | 0 | 0 | 0 | 0 | 0 | 0 | 0 | 0 | 0 | 0 | 0 | 0 | 0 | 0 | 0 | 0 | 0 | 1 | 0 | 1 | 0 | 0 | 0 | -441.84 | -200.0712 | 3202.4639 | Collinsville-Tesla 500 kV Line | Collinsville-Tesla 500 kV Line | Collinsville-Tesla 500 kV Line |  | 1 | 0 | 1 | 0 | 0 | 0 | -441.84 | -200.0712 | 3202.4639 | Collinsville-Tesla 500 kV Line | Collinsville-Tesla 500 kV Line | Collinsville-Tesla 500 kV Line |  | 5 | 5 | NO | 5 | 1 | 1 | NO | 1
EOP | Carpenter Canyon (fka Gamebird) | 138 | 0 | 0 | 0 | 0 | 0 | 0 | 0 | 0 | 0 | 0 | 0 | 0 | 0 | 0 | 0 | 0 | 0 | 0 | 0 | 0 | 0 | 0 | 1 | 1 | 1 | 0 | 0 | 0 | 0 | 0 | 0 | 0 | 0 | 0 | 0 | 0 | 0 | 0 | 0 | 0 | 0 | 0 | 0 | 0 | 0 | 0 | 0 | 0 | 0 | 0 | 0 | 0 | 0 | 0 | 0 | 0 | 0 | 0 | 0 | 0 | 0 | 0 | 0 | 0 | 0 | 0 | 0 | 0 | 0 | 0 | 0 | 0 | 0 | 0 | 0 | 0 | 0 | 0 | 0 | 0 | 0 | 0 | 0 | 0 | 0 | 0 | 0 | 0 | 0 | 0 | 0 | 0 | 0 | 0 | 0 | 0 | 0 | 2 |  | 0 | 0 | 0 | 0 | 0 | 0 | 0 | 0 | 0 | 0 | 0 | 0 | 0 | 0 | 0 | 0 | 0 | 0 | 0 | 0 | 0 | 0 | 0 | 0 | 0 | 0 | 0 | 0 | 0 | 0 | 0 | 0 | 0 | 0 | 0 | 0 | 0 | 0 | 0 | 0 | 0 | 0 | 0 | 0 | 0 | 1 | 0 | 1 | 0 | 0 | 1 | -4292.881 | -5429.828 | -3970.751 | Lugo - Victorville area constraint | Lugo - Victorville area constraint | Lugo - Victorville area constraint |  | 0 | 0 | 0 | 0 | 0 | 0 | 876.62 | 67.08 | 709.88 | Sloan Canyon - Eldorado 500 kV constraint | Sloan Canyon - Eldorado 500 kV constraint | GLW 230kV area constraint |  | 5 | 1 | YES | 2 | 4 | 1 | YES | 2
EOP | Carpenter Canyon (fka Gamebird) | 230 | 0 | 0 | 0 | 0 | 0 | 0 | 0 | 0 | 0 | 0 | 0 | 0 | 0 | 0 | 0 | 0 | 0 | 0 | 0 | 0 | 0 | 0 | 1 | 1 | 1 | 0 | 0 | 0 | 0 | 0 | 0 | 0 | 0 | 0 | 0 | 0 | 0 | 0 | 0 | 0 | 0 | 0 | 0 | 0 | 0 | 0 | 0 | 0 | 0 | 0 | 0 | 0 | 0 | 0 | 0 | 0 | 0 | 0 | 0 | 0 | 0 | 0 | 0 | 0 | 0 | 0 | 0 | 0 | 0 | 0 | 0 | 0 | 0 | 0 | 0 | 0 | 0 | 0 | 0 | 0 | 0 | 0 | 0 | 0 | 0 | 0 | 0 | 0 | 0 | 0 | 0 | 0 | 0 | 0 | 0 | 0 | 0 | 2 |  | 0 | 0 | 0 | 0 | 0 | 0 | 0 | 0 | 0 | 0 | 0 | 0 | 0 | 0 | 0 | 0 | 0 | 0 | 0 | 0 | 0 | 0 | 0 | 0 | 0 | 0 | 0 | 0 | 0 | 0 | 0 | 0 | 0 | 0 | 0 | 0 | 0 | 0 | 0 | 550 | 180 | 0 | 36.5 | 0 | 1 | 1 | 0 | 1 | 0 | 0 | 1 | -4292.881 | -5429.828 | -3970.751 | Lugo - Victorville area constraint | Lugo - Victorville area constraint | Lugo - Victorville area constraint |  | 0 | 0 | 0 | 0 | 0 | 0 | 876.62 | 67.08 | 709.88 | Sloan Canyon - Eldorado 500 kV constraint | Sloan Canyon - Eldorado 500 kV constraint | GLW 230kV area constraint |  | 5 | 1 | YES | 2 | 4 | 1 | YES | 2
PG&E NGBA | Carquinez | 115 | 0 | 0 | 0 | 0 | 0 | 0 | 0 | 0 | 0 | 0 | 0 | 0 | 0 | 0 | 0 | 0 | 0 | 0 | 0 | 0 | 0 | 0 | 0 | 0 | 0 | 0 | 0 | 0 | 0 | 0 | 0 | 0 | 0 | 0 | 0 | 0 | 0 | 0 | 0 | 1 | 0 | 0 | 0 | 0 | 0 | 0 | 0 | 0 | 0 | 0 | 0 | 0 | 1 | 0 | 0 | 0 | 0 | 0 | 0 | 0 | 0 | 0 | 0 | 0 | 0 | 0 | 1 | 0 | 0 | 0 | 0 | 0 | 0 | 0 | 0 | 0 | 0 | 0 | 0 | 0 | 0 | 0 | 0 | 0 | 0 | 0 | 0 | 0 | 0 | 0 | 0 | 0 | 0 | 0 | 0 | 0 | 0 | 1 |  | 0 | 0 | 0 | 0 | 0 | 0 | 0 | 0 | 0 | 0 | 0 | 0 | 0 | 0 | 0 | 0 | 0 | 0 | 0 | 0 | 0 | 0 | 0 | 0 | 0 | 0 | 0 | 0 | 0 | 0 | 0 | 0 | 0 | 0 | 0 | 0 | 0 | 0 | 0 | 0 | 0 | 0 | 0 | 0 | 0 | 2 | 0 | 1 | 0 | 0 | 0 | -441.84 | -200.0712 | 335.9726 | Collinsville-Tesla 500 kV Line | Collinsville-Tesla 500 kV Line | Birds Landing-Contra Costa 230kV Line |  | 2 | 0 | 1 | 0 | 0 | 0 | -441.84 | -200.0712 | 335.9726 | Collinsville-Tesla 500 kV Line | Collinsville-Tesla 500 kV Line | Birds Landing-Contra Costa 230kV Line |  | 5 | 5 | NO | 5 | 1 | 1 | NO | 1
SDGE | Carrizo Gorge | 138 | 0 | 0 | 0 | 0 | 0 | 0 | 0 | 0 | 0 | 0 | 0 | 0 | 0 | 0 | 0 | 0 | 0 | 0 | 0 | 0 | 0 | 0 | 0 | 0 | 0 | 0 | 0 | 0 | 0 | 0 | 1 | 0 | 1 | 0 | 0 | 1 | 1 | 0 | 0 | 0 | 0 | 0 | 0 | 0 | 0 | 0 | 0 | 0 | 0 | 0 | 0 | 0 | 0 | 0 | 0 | 0 | 0 | 0 | 0 | 0 | 0 | 0 | 0 | 0 | 0 | 0 | 0 | 0 | 0 | 0 | 0 | 0 | 0 | 0 | 0 | 0 | 0 | 0 | 0 | 0 | 0 | 0 | 0 | 0 | 0 | 0 | 0 | 0 | 0 | 0 | 0 | 0 | 0 | 0 | 0 | 0 | 0 | 4 |  | 0 | 0 | 0 | 0 | 0 | 0 | 0 | 0 | 0 | 0 | 90 | 0 | 0 | 0 | 1 | 0 | 0 | 0 | 0 | 0 | 0 | 0 | 0 | 0 | 0 | 90 | 70 | 0 | 0 | 1 | 0 | 0 | 0 | 0 | 0 | 0 | 0 | 0 | 0 | 0 | 90 | 70 | 0 | 0 | 1 | 0 | 0 | 0 | 0 | 0 | 0 | 238.33 | 400.235 | 1988.4814 | San Luis Rey-San Onofre 230 kV line constraint | San Luis Rey-San Onofre 230 kV line constraint | San Luis Rey-San Onofre 230 kV line constraint |  | 0 | 0 | 0 | 0 | 0 | 0 | 238.33 | 400.235 | 1988.4814 | San Luis Rey-San Onofre 230 kV line constraint | San Luis Rey-San Onofre 230 kV line constraint | San Luis Rey-San Onofre 230 kV line constraint |  | 1 | 1 | NO | 1 | 1 | 1 | NO | 1
PG&E KERN | Carrizo Plains | 115 | 0 | 0 | 0 | 0 | 0 | 0 | 0 | 0 | 0 | 0 | 0 | 0 | 0 | 0 | 0 | 0 | 0 | 0 | 0 | 0 | 0 | 0 | 0 | 0 | 0 | 0 | 0 | 0 | 0 | 0 | 0 | 0 | 0 | 0 | 0 | 0 | 0 | 0 | 0 | 0 | 0 | 0 | 0 | 0 | 0 | 0 | 0 | 0 | 0 | 0 | 0 | 0 | 0 | 0 | 0 | 0 | 0 | 0 | 0 | 0 | 0 | 0 | 0 | 0 | 0 | 0 | 0 | 1 | 0 | 0 | 0 | 0 | 0 | 0 | 0 | 0 | 0 | 0 | 1 | 1 | 0 | 0 | 0 | 0 | 0 | 0 | 0 | 0 | 0 | 0 | 0 | 0 | 0 | 0 | 1 | 1 | 0 | 0 |  | 0 | 0 | 0 | 0 | 0 | 0 | 0 | 0 | 0 | 0 | 0 | 0 | 0 | 0 | 0 | 0 | 0 | 0 | 0 | 0 | 0 | 0 | 0 | 0 | 0 | 0 | 0 | 0 | 0 | 0 | 0 | 0 | 0 | 0 | 0 | 0 | 0 | 0 | 0 | 0 | 0 | 0 | 0 | 100 | 1 | 1 | 0 | 3 | 0 | 2 | 1 | -79.08 | -1738.232 | -3308.8336 | Gates 500/230kV TB #11 | Gates 500/230kV TB #11 | Mustang-Henrietta 230 kV line |  | 0 | 0 | 1 | 0 | 0 | 1 | 7.65 | -476.012 | -3308.8336 | Cal Flat-Gates 230 kV line | Mustang-Henrietta 230 kV line | Mustang-Henrietta 230 kV line |  | 5 | 5 | NO | 5 | 5 | 4 | YES | 4
PG&E KERN | Casaloma | 230 | 0 | 0 | 0 | 0 | 0 | 0 | 0 | 0 | 0 | 0 | 0 | 0 | 0 | 0 | 0 | 0 | 0 | 0 | 0 | 0 | 0 | 0 | 0 | 0 | 0 | 0 | 0 | 0 | 0 | 0 | 0 | 0 | 0 | 0 | 0 | 0 | 0 | 0 | 0 | 0 | 0 | 0 | 0 | 0 | 0 | 0 | 0 | 0 | 0 | 0 | 0 | 0 | 0 | 0 | 0 | 0 | 0 | 0 | 0 | 0 | 0 | 0 | 0 | 0 | 0 | 0 | 0 | 1 | 1 | 0 | 0 | 0 | 0 | 0 | 0 | 0 | 0 | 0 | 0 | 1 | 0 | 0 | 0 | 0 | 0 | 0 | 0 | 0 | 0 | 0 | 0 | 0 | 0 | 0 | 0 | 0 | 0 | 0 |  | 0 | 0 | 0 | 0 | 0 | 0 | 0 | 0 | 0 | 0 | 0 | 0 | 0 | 0 | 0 | 0 | 0 | 0 | 0 | 0 | 0 | 0 | 0 | 0 | 0 | 0 | 0 | 0 | 0 | 0 | 0 | 0 | 0 | 0 | 0 | 0 | 0 | 0 | 0 | 0 | 0 | 0 | 0 | 0 | 0 | 1 | 0 | 1 | 0 | 1 | 0 | -79.08 | -1738.232 | -562.7302 | Gates 500/230kV TB #11 | Gates 500/230kV TB #11 | Gates 500/230kV TB #11 |  | 0 | 0 | 0 | 0 | 0 | 0 | 7.65 | 144.11 | 266.8703 | Cal Flat-Gates 230 kV line | Cal Flat-Gates 230 kV line | Cal Flat-Gates 230 kV line |  | 5 | 1 | YES | 2 | 5 | 1 | YES | 2
PG&E GBA | Castro Valley | 230 | 0 | 0 | 0 | 0 | 0 | 0 | 0 | 0 | 0 | 0 | 0 | 0 | 0 | 0 | 0 | 0 | 0 | 0 | 0 | 0 | 0 | 0 | 0 | 0 | 0 | 0 | 0 | 0 | 0 | 0 | 0 | 0 | 0 | 0 | 0 | 0 | 0 | 0 | 0 | 1 | 0 | 0 | 0 | 0 | 0 | 0 | 0 | 0 | 0 | 0 | 0 | 0 | 0 | 0 | 0 | 1 | 0 | 0 | 0 | 1 | 0 | 0 | 0 | 0 | 0 | 0 | 1 | 0 | 0 | 0 | 0 | 0 | 0 | 0 | 0 | 0 | 0 | 0 | 0 | 0 | 0 | 0 | 0 | 0 | 0 | 0 | 0 | 0 | 0 | 0 | 0 | 0 | 0 | 0 | 0 | 0 | 0 | 0 |  | 0 | 0 | 0 | 0 | 0 | 0 | 0 | 0 | 0 | 0 | 0 | 0 | 0 | 0 | 0 | 0 | 0 | 0 | 0 | 0 | 0 | 0 | 0 | 0 | 0 | 0 | 0 | 0 | 0 | 0 | 0 | 0 | 0 | 0 | 0 | 0 | 0 | 0 | 0 | 0 | 0 | 0 | 0 | 0 | 0 | 2 | 0 | 1 | 0 | 0 | 0 | -441.84 | -200.0712 | 335.9726 | Collinsville-Tesla 500 kV Line | Collinsville-Tesla 500 kV Line | Birds Landing-Contra Costa 230kV Line |  | 2 | 0 | 1 | 0 | 0 | 0 | -441.84 | -200.0712 | 335.9726 | Collinsville-Tesla 500 kV Line | Collinsville-Tesla 500 kV Line | Birds Landing-Contra Costa 230kV Line |  | 5 | 5 | NO | 5 | 1 | 1 | NO | 1
PG&E GBA | Cayetano | 230 | 0 | 0 | 0 | 0 | 0 | 0 | 0 | 0 | 0 | 0 | 0 | 0 | 0 | 0 | 0 | 0 | 0 | 0 | 0 | 0 | 0 | 0 | 0 | 0 | 0 | 0 | 0 | 0 | 0 | 0 | 0 | 0 | 0 | 0 | 0 | 0 | 0 | 0 | 0 | 1 | 0 | 0 | 0 | 0 | 0 | 0 | 0 | 0 | 0 | 0 | 0 | 0 | 0 | 1 | 1 | 1 | 0 | 0 | 1 | 1 | 0 | 0 | 0 | 0 | 0 | 1 | 0 | 0 | 0 | 0 | 0 | 0 | 0 | 0 | 0 | 0 | 0 | 0 | 0 | 0 | 0 | 0 | 0 | 0 | 0 | 0 | 0 | 0 | 0 | 0 | 0 | 0 | 0 | 0 | 0 | 0 | 0 | 0 |  | 0 | 0 | 0 | 0 | 0 | 0 | 0 | 0 | 0 | 0 | 100 | 0 | 0 | 0 | 1 | 0 | 0 | 0 | 0 | 0 | 0 | 0 | 0 | 0 | 0 | 100 | 0 | 0 | 0 | 1 | 0 | 0 | 0 | 0 | 0 | 0 | 0 | 0 | 0 | 0 | 100 | 0 | 0 | 0 | 1 | 2 | 0 | 1 | 0 | 0 | 0 | -441.84 | -200.0712 | 3026.8426 | Collinsville-Tesla 500 kV Line | Collinsville-Tesla 500 kV Line | Contra Costa- Windmaster 230 kV line |  | 1 | 0 | 1 | 0 | 0 | 0 | -441.84 | -200.0712 | 3026.8426 | Collinsville-Tesla 500 kV Line | Collinsville-Tesla 500 kV Line | Contra Costa- Windmaster 230 kV line |  | 5 | 5 | NO | 5 | 1 | 1 | NO | 1
SCE Metro | Center | 230 | 0 | 0 | 0 | 0 | 0 | 0 | 0 | 0 | 0 | 1 | 0 | 0 | 0 | 0 | 0 | 0 | 0 | 0 | 0 | 0 | 0 | 0 | 0 | 0 | 0 | 0 | 0 | 0 | 0 | 0 | 0 | 0 | 0 | 0 | 0 | 0 | 0 | 0 | 0 | 0 | 0 | 0 | 0 | 0 | 0 | 0 | 0 | 0 | 0 | 0 | 0 | 0 | 0 | 0 | 0 | 0 | 0 | 0 | 0 | 0 | 0 | 0 | 0 | 0 | 0 | 0 | 0 | 0 | 0 | 0 | 0 | 0 | 0 | 0 | 0 | 0 | 0 | 0 | 0 | 0 | 0 | 0 | 0 | 0 | 0 | 0 | 0 | 0 | 0 | 0 | 0 | 0 | 0 | 0 | 0 | 0 | 0 | 0 |  | 0 | 0 | 0 | 0 | 0 | 0 | 0 | 0 | 0 | 0 | 0 | 90 | 0 | 0 | 1 | 0 | 0 | 0 | 0 | 0 | 0 | 0 | 0 | 0 | 0 | 0 | 90 | 0 | 0 | 1 | 0 | 0 | 0 | 0 | 0 | 0 | 0 | 0 | 0 | 0 | 0 | 90 | 200 | 0 | 1 | 0 | 0 | 0 | 0 | 0 | 0 | 4159.6988 | 8194.058 | 21327.2611 | SCE Metro Area Default Constraint | SCE Metro Area Default Constraint | SCE Metro Area Default Constraint |  | 0 | 0 | 0 | 0 | 0 | 0 | 4159.6988 | 8194.058 | 21327.2611 | SCE Metro Area Default Constraint | SCE Metro Area Default Constraint | SCE Metro Area Default Constraint |  | 1 | 1 | NO | 1 | 1 | 1 | NO | 1
PG&E KERN | Charca | 115 | 0 | 0 | 0 | 0 | 0 | 0 | 0 | 0 | 0 | 0 | 0 | 0 | 0 | 0 | 0 | 0 | 0 | 0 | 0 | 0 | 0 | 0 | 0 | 0 | 0 | 0 | 0 | 0 | 0 | 0 | 0 | 0 | 0 | 0 | 0 | 0 | 0 | 0 | 0 | 0 | 0 | 0 | 0 | 0 | 0 | 0 | 0 | 0 | 0 | 0 | 0 | 0 | 0 | 0 | 0 | 0 | 0 | 0 | 0 | 0 | 0 | 0 | 0 | 0 | 0 | 0 | 0 | 1 | 1 | 0 | 0 | 0 | 0 | 0 | 0 | 1 | 0 | 0 | 0 | 1 | 0 | 0 | 0 | 0 | 0 | 0 | 0 | 0 | 0 | 0 | 0 | 0 | 0 | 0 | 0 | 0 | 0 | 0 |  | 0 | 0 | 0 | 0 | 0 | 0 | 0 | 0 | 0 | 0 | 0 | 0 | 0 | 0 | 0 | 0 | 0 | 0 | 0 | 0 | 0 | 0 | 0 | 4.62 | 0 | 0 | 0 | 0 | 0 | 1 | 0 | 0 | 0 | 0 | 0 | 0 | 0 | 0 | 4.62 | 0 | 0 | 0 | 0 | 0 | 1 | 1 | 0 | 1 | 0 | 1 | 0 | -79.08 | -1738.232 | -562.7302 | Gates 500/230kV TB #11 | Gates 500/230kV TB #11 | Gates 500/230kV TB #11 |  | 0 | 0 | 0 | 0 | 0 | 0 | 7.65 | 144.11 | 158.6488 | Cal Flat-Gates 230 kV line | Cal Flat-Gates 230 kV line | Semitropic-Midway 115kV Line |  | 5 | 1 | YES | 2 | 5 | 1 | YES | 2
EOP | Charleston | 138 | 0 | 0 | 0 | 0 | 0 | 0 | 0 | 0 | 0 | 0 | 0 | 0 | 0 | 0 | 0 | 0 | 0 | 0 | 0 | 0 | 0 | 0 | 1 | 1 | 1 | 0 | 0 | 0 | 0 | 0 | 0 | 0 | 0 | 0 | 0 | 0 | 0 | 0 | 0 | 0 | 0 | 0 | 0 | 0 | 0 | 0 | 0 | 0 | 0 | 0 | 0 | 0 | 0 | 0 | 0 | 0 | 0 | 0 | 0 | 0 | 0 | 0 | 0 | 0 | 0 | 0 | 0 | 0 | 0 | 0 | 0 | 0 | 0 | 0 | 0 | 0 | 0 | 0 | 0 | 0 | 0 | 0 | 0 | 0 | 0 | 0 | 0 | 0 | 0 | 0 | 0 | 0 | 0 | 0 | 0 | 0 | 0 | 2 |  | 0 | 0 | 0 | 0 | 0 | 0 | 0 | 0 | 0 | 0 | 0 | 0 | 0 | 0 | 0 | 0 | 0 | 0 | 0 | 0 | 0 | 0 | 0 | 0 | 0 | 0 | 0 | 0 | 0 | 0 | 0 | 0 | 0 | 0 | 0 | 0 | 0 | 0 | 0 | 0 | 0 | 0 | 0 | 0 | 0 | 1 | 0 | 1 | 0 | 0 | 1 | -4292.881 | -5429.828 | -3970.751 | Lugo - Victorville area constraint | Lugo - Victorville area constraint | Lugo - Victorville area constraint |  | 0 | 0 | 0 | 0 | 0 | 0 | 876.62 | 67.08 | 709.88 | Sloan Canyon - Eldorado 500 kV constraint | Sloan Canyon - Eldorado 500 kV constraint | GLW 230kV area constraint |  | 5 | 1 | YES | 2 | 4 | 1 | YES | 2
SCE Metro | Chevmain | 230 | 0 | 0 | 0 | 0 | 0 | 0 | 0 | 0 | 0 | 1 | 0 | 0 | 0 | 0 | 0 | 0 | 0 | 0 | 0 | 0 | 0 | 0 | 0 | 0 | 0 | 0 | 0 | 0 | 0 | 0 | 0 | 0 | 0 | 0 | 0 | 0 | 0 | 0 | 0 | 0 | 0 | 0 | 0 | 0 | 0 | 0 | 0 | 0 | 0 | 0 | 0 | 0 | 0 | 0 | 0 | 0 | 0 | 0 | 0 | 0 | 0 | 0 | 0 | 0 | 0 | 0 | 0 | 0 | 0 | 0 | 0 | 0 | 0 | 0 | 0 | 0 | 0 | 0 | 0 | 0 | 0 | 0 | 0 | 0 | 0 | 0 | 0 | 0 | 0 | 0 | 0 | 0 | 0 | 0 | 0 | 0 | 0 | 0 |  | 0 | 0 | 0 | 0 | 0 | 0 | 0 | 0 | 0 | 0 | 0 | 0 | 0 | 0 | 0 | 0 | 0 | 0 | 0 | 0 | 0 | 0 | 0 | 0 | 0 | 0 | 0 | 0 | 0 | 0 | 0 | 0 | 0 | 0 | 0 | 0 | 0 | 0 | 0 | 0 | 0 | 0 | 500 | 0 | 1 | 0 | 0 | 0 | 0 | 0 | 0 | 4159.6988 | 8194.058 | 21327.2611 | SCE Metro Area Default Constraint | SCE Metro Area Default Constraint | SCE Metro Area Default Constraint |  | 0 | 0 | 0 | 0 | 0 | 0 | 4159.6988 | 8194.058 | 21327.2611 | SCE Metro Area Default Constraint | SCE Metro Area Default Constraint | SCE Metro Area Default Constraint |  | 1 | 1 | NO | 1 | 1 | 1 | NO | 1
SDGE | Chicarita | 138 | 0 | 0 | 0 | 0 | 0 | 0 | 0 | 0 | 0 | 0 | 0 | 0 | 0 | 0 | 0 | 0 | 0 | 0 | 0 | 0 | 0 | 0 | 0 | 0 | 0 | 0 | 0 | 0 | 1 | 0 | 1 | 0 | 1 | 0 | 0 | 0 | 0 | 0 | 0 | 0 | 0 | 0 | 0 | 0 | 0 | 0 | 0 | 0 | 0 | 0 | 0 | 0 | 0 | 0 | 0 | 0 | 0 | 0 | 0 | 0 | 0 | 0 | 0 | 0 | 0 | 0 | 0 | 0 | 0 | 0 | 0 | 0 | 0 | 0 | 0 | 0 | 0 | 0 | 0 | 0 | 0 | 0 | 0 | 0 | 0 | 0 | 0 | 0 | 0 | 0 | 0 | 0 | 0 | 0 | 0 | 0 | 0 | 3 |  | 0 | 0 | 0 | 0 | 0 | 0 | 0 | 0 | 0 | 0 | 0 | 0 | 0 | 0 | 0 | 0 | 0 | 0 | 0 | 0 | 0 | 0 | 0 | 0 | 0 | 0 | 0 | 0 | 0 | 0 | 0 | 0 | 0 | 0 | 0 | 0 | 0 | 0 | 0 | 0 | 0 | 0 | 0 | 0 | 0 | 0 | 0 | 0 | 0 | 0 | 0 | 238.33 | 400.235 | 1988.4814 | San Luis Rey-San Onofre 230 kV line constraint | San Luis Rey-San Onofre 230 kV line constraint | San Luis Rey-San Onofre 230 kV line constraint |  | 0 | 0 | 0 | 0 | 0 | 0 | 238.33 | 400.235 | 1988.4814 | San Luis Rey-San Onofre 230 kV line constraint | San Luis Rey-San Onofre 230 kV line constraint | San Luis Rey-San Onofre 230 kV line constraint |  | 1 | 1 | NO | 1 | 1 | 1 | NO | 1
SCE Metro | Chino | 230 | 0 | 0 | 0 | 0 | 0 | 0 | 0 | 0 | 0 | 1 | 0 | 0 | 0 | 0 | 0 | 0 | 0 | 0 | 0 | 0 | 0 | 0 | 0 | 0 | 0 | 0 | 0 | 0 | 0 | 0 | 0 | 0 | 0 | 0 | 0 | 0 | 0 | 0 | 0 | 0 | 0 | 0 | 0 | 0 | 0 | 0 | 0 | 0 | 0 | 0 | 0 | 0 | 0 | 0 | 0 | 0 | 0 | 0 | 0 | 0 | 0 | 0 | 0 | 0 | 0 | 0 | 0 | 0 | 0 | 0 | 0 | 0 | 0 | 0 | 0 | 0 | 0 | 0 | 0 | 0 | 0 | 0 | 0 | 0 | 0 | 0 | 0 | 0 | 0 | 0 | 0 | 0 | 0 | 0 | 0 | 0 | 0 | 0 |  | 0 | 0 | 0 | 0 | 0 | 0 | 0 | 0 | 0 | 0 | 0 | 0 | 0 | 0 | 0 | 0 | 0 | 0 | 0 | 0 | 0 | 0 | 0 | 0 | 0 | 0 | 225 | 0 | 0 | 1 | 0 | 0 | 0 | 0 | 0 | 0 | 0 | 0 | 0 | 0 | 0 | 225 | 0 | 0 | 1 | 0 | 0 | 0 | 0 | 0 | 0 | 4159.6988 | 8194.058 | 21327.2611 | SCE Metro Area Default Constraint | SCE Metro Area Default Constraint | SCE Metro Area Default Constraint |  | 0 | 0 | 0 | 0 | 0 | 0 | 4159.6988 | 8194.058 | 21327.2611 | SCE Metro Area Default Constraint | SCE Metro Area Default Constraint | SCE Metro Area Default Constraint |  | 1 | 1 | NO | 1 | 1 | 1 | NO | 1
PG&E FRESNO | Chowchilla | 115 | 0 | 0 | 0 | 0 | 0 | 0 | 0 | 0 | 0 | 0 | 0 | 0 | 0 | 0 | 0 | 0 | 0 | 0 | 0 | 0 | 0 | 0 | 0 | 0 | 0 | 0 | 0 | 0 | 0 | 0 | 0 | 0 | 0 | 0 | 0 | 0 | 0 | 0 | 0 | 0 | 0 | 0 | 0 | 0 | 0 | 1 | 0 | 0 | 0 | 0 | 0 | 0 | 0 | 0 | 0 | 0 | 0 | 0 | 0 | 0 | 0 | 0 | 0 | 0 | 0 | 0 | 0 | 0 | 0 | 0 | 0 | 0 | 0 | 0 | 0 | 0 | 0 | 0 | 1 | 1 | 0 | 1 | 1 | 1 | 1 | 1 | 0 | 1 | 1 | 1 | 1 | 0 | 1 | 0 | 0 | 0 | 0 | 2 |  | 0 | 0 | 0 | 0 | 0 | 0 | 0 | 0 | 0 | 0 | 0 | 0 | 0 | 0 | 0 | 0 | 0 | 0 | 0 | 0 | 0 | 0 | 0 | 7.56 | 0 | 0 | 0 | 0 | 0 | 1 | 0 | 0 | 0 | 0 | 0 | 0 | 0 | 0 | 7.56 | 50 | 0 | 0 | 50 | 0 | 1 | 3 | 0 | 4 | 0 | 2 | 0 | -555.55 | -1738.232 | -1897.303 | Chowchilla-Le grand 115kV Line | Gates 500/230kV TB #11 | Gates 500/230kV TB #12 |  | 1 | 0 | 1 | 0 | 0 | 0 | -421.35 | -182.75 | 160.5276 | Borden-Storey #1 230kV line | Borden-Storey #1 230kV line | Merced 115/70kV TB#2 |  | 5 | 5 | NO | 5 | 5 | 1 | YES | 2
PG&E GBA | Christie | 60 | 0 | 0 | 0 | 0 | 0 | 0 | 0 | 0 | 0 | 0 | 0 | 0 | 0 | 0 | 0 | 0 | 0 | 0 | 0 | 0 | 0 | 0 | 0 | 0 | 0 | 0 | 0 | 0 | 0 | 0 | 0 | 0 | 0 | 0 | 0 | 0 | 0 | 0 | 0 | 1 | 0 | 0 | 0 | 0 | 0 | 0 | 0 | 0 | 0 | 1 | 0 | 0 | 1 | 1 | 1 | 1 | 0 | 0 | 1 | 1 | 0 | 1 | 0 | 0 | 0 | 1 | 0 | 0 | 0 | 0 | 0 | 0 | 0 | 0 | 0 | 0 | 0 | 0 | 0 | 0 | 0 | 0 | 0 | 0 | 0 | 0 | 0 | 0 | 0 | 0 | 0 | 0 | 0 | 0 | 0 | 0 | 0 | 2 |  | 0 | 0 | 0 | 0 | 0 | 0 | 0 | 0 | 0 | 0 | 0 | 0 | 0 | 0 | 0 | 0 | 0 | 0 | 0 | 0 | 0 | 0 | 0 | 0 | 0 | 0 | 0 | 0 | 0 | 0 | 0 | 0 | 0 | 0 | 0 | 0 | 0 | 0 | 0 | 0 | 0 | 0 | 0 | 0 | 0 | 2 | 0 | 1 | 0 | 0 | 0 | -441.84 | -200.0712 | 1111.2 | Collinsville-Tesla 500 kV Line | Collinsville-Tesla 500 kV Line | Grant - Eastshore #2 line 115 kV |  | 1 | 0 | 1 | 0 | 0 | 0 | -441.84 | -200.0712 | 1111.2 | Collinsville-Tesla 500 kV Line | Collinsville-Tesla 500 kV Line | Grant - Eastshore #2 line 115 kV |  | 5 | 5 | NO | 5 | 1 | 1 | NO | 1
PG&E GBA | Christie | 115 | 0 | 0 | 0 | 0 | 0 | 0 | 0 | 0 | 0 | 0 | 0 | 0 | 0 | 0 | 0 | 0 | 0 | 0 | 0 | 0 | 0 | 0 | 0 | 0 | 0 | 0 | 0 | 0 | 0 | 0 | 0 | 0 | 0 | 0 | 0 | 0 | 0 | 0 | 0 | 1 | 0 | 0 | 0 | 0 | 0 | 0 | 0 | 0 | 0 | 0 | 0 | 0 | 1 | 0 | 0 | 1 | 0 | 0 | 0 | 0 | 0 | 0 | 0 | 0 | 0 | 0 | 0 | 0 | 0 | 0 | 0 | 0 | 0 | 0 | 0 | 0 | 0 | 0 | 0 | 0 | 0 | 0 | 0 | 0 | 0 | 0 | 0 | 0 | 0 | 0 | 0 | 0 | 0 | 0 | 0 | 0 | 0 | 1 |  | 0 | 0 | 0 | 0 | 0 | 0 | 0 | 0 | 0 | 0 | 0 | 0 | 0 | 0 | 0 | 0 | 0 | 0 | 0 | 0 | 0 | 0 | 0 | 0 | 0 | 0 | 0 | 0 | 0 | 0 | 0 | 0 | 0 | 0 | 0 | 0 | 0 | 0 | 0 | 0 | 0 | 0 | 0 | 0 | 0 | 1 | 0 | 1 | 0 | 0 | 0 | -441.84 | -200.0712 | 3202.4639 | Collinsville-Tesla 500 kV Line | Collinsville-Tesla 500 kV Line | Collinsville-Tesla 500 kV Line |  | 1 | 0 | 1 | 0 | 0 | 0 | -441.84 | -200.0712 | 3202.4639 | Collinsville-Tesla 500 kV Line | Collinsville-Tesla 500 kV Line | Collinsville-Tesla 500 kV Line |  | 5 | 5 | NO | 5 | 1 | 1 | NO | 1
SCE Eastern | Cielo Azul | 500 | 0 | 0 | 0 | 0 | 0 | 0 | 0 | 0 | 0 | 0 | 0 | 0 | 0 | 0 | 0 | 0 | 1 | 1 | 0 | 0 | 0 | 1 | 0 | 0 | 1 | 0 | 0 | 0 | 0 | 0 | 0 | 0 | 0 | 0 | 0 | 0 | 0 | 0 | 0 | 0 | 0 | 0 | 0 | 0 | 0 | 0 | 0 | 0 | 0 | 0 | 0 | 0 | 0 | 0 | 0 | 0 | 0 | 0 | 0 | 0 | 0 | 0 | 0 | 0 | 0 | 0 | 0 | 0 | 0 | 0 | 0 | 0 | 0 | 0 | 0 | 0 | 0 | 0 | 0 | 0 | 0 | 0 | 0 | 0 | 0 | 0 | 0 | 0 | 0 | 0 | 0 | 0 | 0 | 0 | 0 | 0 | 0 | 2 |  | 0 | 0 | 0 | 0 | 0 | 0 | 0 | 0 | 0 | 0 | 0 | 900 | 0 | 0 | 1 | 0 | 0 | 0 | 0 | 0 | 0 | 0 | 0 | 0 | 0 | 2025 | 471.516 | 0 | 0 | 1 | 0 | 0 | 0 | 0 | 0 | 0 | 0 | 0 | 0 | 150 | 2325 | 1371.516 | 0 | 0 | 1 | 1 | 0 | 1 | 2 | 0 | 1 | -4292.881 | -5429.828 | -3970.751 | Lugo - Victorville area constraint | Lugo - Victorville area constraint | Lugo - Victorville area constraint |  | 0 | 0 | 0 | 2 | 0 | 0 | 0.514 | -912.858 | 398.636 | Devers-Red Bluff Constraint | Devers-Red Bluff Constraint | Devers-Red Bluff Constraint |  | 5 | 4 | YES | 4 | 4 | 1 | YES | 2
PG&E GBA | Clay | 60 | 0 | 0 | 0 | 0 | 0 | 0 | 0 | 0 | 0 | 0 | 0 | 0 | 0 | 0 | 0 | 0 | 0 | 0 | 0 | 0 | 0 | 0 | 0 | 0 | 0 | 0 | 0 | 0 | 0 | 0 | 0 | 0 | 0 | 0 | 0 | 0 | 0 | 0 | 0 | 0 | 0 | 0 | 0 | 0 | 0 | 1 | 0 | 0 | 0 | 0 | 0 | 0 | 0 | 0 | 0 | 0 | 0 | 0 | 0 | 1 | 1 | 0 | 0 | 0 | 0 | 0 | 0 | 0 | 0 | 0 | 0 | 0 | 0 | 0 | 0 | 0 | 0 | 0 | 0 | 0 | 0 | 0 | 0 | 0 | 0 | 0 | 0 | 0 | 0 | 0 | 0 | 0 | 0 | 0 | 0 | 0 | 0 | 0 |  | 0 | 0 | 0 | 0 | 0 | 0 | 0 | 0 | 0 | 0 | 0 | 0 | 0 | 0 | 0 | 0 | 0 | 0 | 0 | 0 | 0 | 0 | 0 | 0 | 0 | 0 | 0 | 0 | 0 | 0 | 0 | 0 | 0 | 0 | 0 | 0 | 0 | 0 | 0 | 0 | 0 | 0 | 0 | 0 | 0 | 0 | 0 | 0 | 0 | 0 | 0 | 402.45 | 704.04 | 2052.2198 | Bellota-Weber 230kV line | Bellota-Weber 230kV line | Bellota-Weber 230kV line |  | 0 | 0 | 0 | 0 | 0 | 0 | 776 | 831 | 2052.2198 | Eight Mile-Tesla 230 kV line | Eight Mile-Tesla 230 kV line | Bellota-Weber 230kV line |  | 1 | 1 | NO | 1 | 1 | 1 | NO | 1
PG&E GBA | Clayton | 115 | 0 | 0 | 0 | 0 | 0 | 0 | 0 | 0 | 0 | 0 | 0 | 0 | 0 | 0 | 0 | 0 | 0 | 0 | 0 | 0 | 0 | 0 | 0 | 0 | 0 | 0 | 0 | 0 | 0 | 0 | 0 | 0 | 0 | 0 | 0 | 0 | 0 | 0 | 0 | 1 | 0 | 0 | 0 | 0 | 0 | 0 | 0 | 0 | 0 | 0 | 0 | 0 | 0 | 0 | 0 | 0 | 0 | 0 | 0 | 0 | 0 | 0 | 0 | 0 | 0 | 0 | 0 | 0 | 0 | 0 | 0 | 0 | 0 | 0 | 0 | 0 | 0 | 0 | 0 | 0 | 0 | 0 | 0 | 0 | 0 | 0 | 0 | 0 | 0 | 0 | 0 | 0 | 0 | 0 | 0 | 0 | 0 | 0 |  | 0 | 0 | 0 | 0 | 0 | 0 | 0 | 0 | 0 | 0 | 0 | 0 | 0 | 0 | 0 | 0 | 0 | 0 | 0 | 0 | 0 | 0 | 0 | 0 | 0 | 0 | 0 | 0 | 0 | 0 | 0 | 0 | 0 | 0 | 0 | 0 | 0 | 0 | 0 | 0 | 0 | 0 | 0 | 0 | 0 | 1 | 0 | 1 | 0 | 0 | 0 | -441.84 | -200.0712 | 3202.4639 | Collinsville-Tesla 500 kV Line | Collinsville-Tesla 500 kV Line | Collinsville-Tesla 500 kV Line |  | 1 | 0 | 1 | 0 | 0 | 0 | -441.84 | -200.0712 | 3202.4639 | Collinsville-Tesla 500 kV Line | Collinsville-Tesla 500 kV Line | Collinsville-Tesla 500 kV Line |  | 5 | 5 | NO | 5 | 1 | 1 | NO | 1
PG&E NGBA | Cloverdale | 115 | 0 | 0 | 0 | 0 | 0 | 0 | 0 | 0 | 0 | 0 | 0 | 0 | 0 | 0 | 0 | 0 | 0 | 0 | 0 | 0 | 0 | 0 | 0 | 0 | 0 | 0 | 0 | 0 | 0 | 0 | 0 | 0 | 0 | 0 | 0 | 0 | 0 | 0 | 0 | 1 | 0 | 1 | 0 | 0 | 0 | 0 | 0 | 0 | 0 | 0 | 0 | 0 | 1 | 0 | 1 | 1 | 0 | 0 | 0 | 0 | 0 | 0 | 0 | 0 | 0 | 0 | 1 | 0 | 0 | 0 | 0 | 0 | 0 | 0 | 0 | 0 | 0 | 0 | 0 | 0 | 0 | 0 | 0 | 0 | 0 | 0 | 0 | 0 | 0 | 0 | 0 | 0 | 0 | 0 | 0 | 0 | 0 | 1 |  | 0 | 0 | 0 | 0 | 0 | 0 | 0 | 0 | 0 | 0 | 0 | 0 | 0 | 0 | 0 | 4.2 | 0 | 0 | 0 | 0 | 0 | 0 | 0 | 0 | 0 | 0 | 0 | 0 | 0 | 1 | 4.2 | 0 | 0 | 0 | 0 | 0 | 0 | 0 | 0 | 0 | 0 | 0 | 0 | 0 | 1 | 2 | 0 | 1 | 0 | 0 | 0 | -441.84 | -200.0712 | 335.9726 | Collinsville-Tesla 500 kV Line | Collinsville-Tesla 500 kV Line | Birds Landing-Contra Costa 230kV Line |  | 2 | 0 | 1 | 0 | 0 | 0 | -441.84 | -200.0712 | 335.9726 | Collinsville-Tesla 500 kV Line | Collinsville-Tesla 500 kV Line | Birds Landing-Contra Costa 230kV Line |  | 5 | 5 | NO | 5 | 1 | 1 | NO | 1
PG&E FRESNO | Clovis | 115 | 0 | 0 | 0 | 0 | 0 | 0 | 0 | 0 | 0 | 0 | 0 | 0 | 0 | 0 | 0 | 0 | 0 | 0 | 0 | 0 | 0 | 0 | 0 | 0 | 0 | 0 | 0 | 0 | 0 | 0 | 0 | 0 | 0 | 0 | 0 | 0 | 0 | 0 | 0 | 0 | 0 | 0 | 0 | 0 | 0 | 0 | 0 | 0 | 0 | 0 | 0 | 0 | 0 | 0 | 0 | 0 | 0 | 0 | 0 | 0 | 0 | 0 | 0 | 0 | 0 | 0 | 0 | 0 | 0 | 0 | 0 | 0 | 0 | 0 | 0 | 0 | 0 | 0 | 0 | 1 | 0 | 1 | 1 | 1 | 0 | 1 | 0 | 1 | 0 | 0 | 0 | 0 | 1 | 0 | 0 | 0 | 0 | 1 |  | 0 | 0 | 0 | 0 | 0 | 0 | 0 | 0 | 0 | 0 | 0 | 0 | 0 | 0 | 0 | 0 | 0 | 0 | 0 | 0 | 0 | 0 | 0 | 0 | 0 | 0 | 0 | 0 | 0 | 0 | 0 | 0 | 0 | 0 | 0 | 0 | 0 | 0 | 0 | 0 | 0 | 0 | 0 | 0 | 0 | 2 | 0 | 2 | 0 | 1 | 0 | -555.55 | -1738.232 | -562.7302 | Chowchilla-Le grand 115kV Line | Gates 500/230kV TB #11 | Gates 500/230kV TB #11 |  | 0 | 0 | 0 | 0 | 0 | 0 | 15.95 | 0.35 | 378.2276 | Oro Loma-El Nido 115kV Line | Oro Loma-El Nido 115kV Line | Oro Loma-El Nido 115kV Line |  | 5 | 1 | YES | 2 | 5 | 1 | YES | 2
PG&E GBA | Coburn | 230 | 0 | 0 | 0 | 0 | 0 | 0 | 0 | 0 | 0 | 0 | 0 | 0 | 0 | 0 | 0 | 0 | 0 | 0 | 0 | 0 | 0 | 0 | 0 | 0 | 0 | 0 | 0 | 0 | 0 | 0 | 0 | 0 | 0 | 0 | 0 | 0 | 0 | 0 | 0 | 0 | 0 | 0 | 0 | 0 | 0 | 0 | 0 | 0 | 0 | 0 | 0 | 0 | 0 | 0 | 0 | 1 | 0 | 0 | 0 | 1 | 0 | 0 | 0 | 0 | 0 | 0 | 0 | 0 | 0 | 0 | 0 | 0 | 0 | 0 | 0 | 0 | 0 | 0 | 1 | 1 | 0 | 0 | 0 | 0 | 0 | 1 | 0 | 0 | 0 | 0 | 0 | 0 | 0 | 0 | 0 | 0 | 1 | 1 |  | 0 | 0 | 0 | 0 | 0 | 0 | 0 | 0 | 0 | 0 | 0 | 0 | 0 | 0 | 0 | 0 | 0 | 0 | 0 | 0 | 0 | 0 | 0 | 0 | 0 | 0 | 0 | 0 | 0 | 0 | 0 | 0 | 0 | 0 | 0 | 0 | 0 | 0 | 0 | 0 | 0 | 0 | 0 | 0 | 0 | 1 | 0 | 2 | 0 | 2 | 0 | -79.08 | -1738.232 | -1897.303 | Gates 500/230kV TB #11 | Gates 500/230kV TB #11 | Gates 500/230kV TB #12 |  | 0 | 0 | 0 | 0 | 0 | 0 | 1414.38 | 1280.282 | 3822.2952 | NEW-Metcalf-Mosslanding 500kV | NEW-Metcalf-Mosslanding 500kV | Tesla-Bellota 230 kV line |  | 5 | 1 | YES | 2 | 5 | 1 | YES | 2
PG&E GBA | Coburn | 60 | 0 | 0 | 0 | 0 | 0 | 0 | 0 | 0 | 0 | 0 | 0 | 0 | 0 | 0 | 0 | 0 | 0 | 0 | 0 | 0 | 0 | 0 | 0 | 0 | 0 | 0 | 0 | 0 | 0 | 0 | 0 | 0 | 0 | 0 | 0 | 0 | 0 | 0 | 0 | 0 | 0 | 0 | 0 | 0 | 0 | 0 | 0 | 0 | 0 | 0 | 0 | 0 | 0 | 0 | 0 | 1 | 0 | 0 | 0 | 1 | 0 | 0 | 0 | 0 | 0 | 0 | 0 | 0 | 0 | 0 | 0 | 0 | 0 | 0 | 0 | 0 | 0 | 0 | 1 | 1 | 0 | 0 | 0 | 0 | 0 | 1 | 0 | 0 | 0 | 0 | 0 | 0 | 0 | 0 | 0 | 0 | 1 | 1 |  | 0 | 0 | 0 | 0 | 0 | 0 | 0 | 0 | 0 | 0 | 0 | 0 | 1.5 | 0 | 1 | 0 | 0 | 0 | 0 | 0 | 0 | 0 | 0 | 0 | 0 | 0 | 0 | 1.5 | 0 | 1 | 0 | 0 | 0 | 0 | 0 | 0 | 0 | 0 | 0 | 0 | 0 | 0 | 1.5 | 0 | 1 | 1 | 0 | 2 | 0 | 2 | 0 | -79.08 | -1738.232 | -1897.303 | Gates 500/230kV TB #11 | Gates 500/230kV TB #11 | Gates 500/230kV TB #12 |  | 0 | 0 | 0 | 0 | 0 | 0 | 1414.38 | 1280.282 | 3822.2952 | NEW-Metcalf-Mosslanding 500kV | NEW-Metcalf-Mosslanding 500kV | Tesla-Bellota 230 kV line |  | 5 | 1 | YES | 2 | 5 | 1 | YES | 2
PG&E NGBA | Colgate | 230 | 0 | 0 | 0 | 0 | 0 | 0 | 0 | 0 | 0 | 0 | 0 | 0 | 0 | 0 | 0 | 0 | 0 | 0 | 0 | 0 | 0 | 0 | 0 | 0 | 0 | 0 | 0 | 0 | 0 | 0 | 0 | 0 | 0 | 0 | 0 | 0 | 0 | 0 | 0 | 1 | 0 | 0 | 0 | 0 | 1 | 1 | 1 | 1 | 0 | 0 | 0 | 0 | 0 | 0 | 0 | 0 | 0 | 0 | 0 | 1 | 1 | 0 | 0 | 0 | 0 | 0 | 0 | 0 | 0 | 0 | 0 | 0 | 0 | 0 | 0 | 0 | 0 | 0 | 0 | 0 | 0 | 0 | 0 | 0 | 0 | 0 | 0 | 0 | 0 | 0 | 0 | 0 | 0 | 0 | 0 | 0 | 0 | 0 |  | 0 | 0 | 0 | 0 | 0 | 0 | 0 | 0 | 0 | 0 | 0 | 0 | 0 | 0 | 0 | 0 | 0 | 0 | 0 | 0 | 0 | 0 | 0 | 0 | 0 | 0 | 0 | 0 | 0 | 0 | 0 | 0 | 0 | 0 | 0 | 0 | 0 | 0 | 0 | 0 | 0 | 0 | 0 | 0 | 0 | 1 | 0 | 1 | 0 | 0 | 0 | -441.84 | -200.0712 | 85.9836 | Collinsville-Tesla 500 kV Line | Collinsville-Tesla 500 kV Line | Rocklin-Pleaseant grove 115kV line |  | 1 | 0 | 1 | 0 | 0 | 0 | -441.84 | -200.0712 | 85.9836 | Collinsville-Tesla 500 kV Line | Collinsville-Tesla 500 kV Line | Rocklin-Pleaseant grove 115kV line |  | 5 | 5 | NO | 5 | 1 | 1 | NO | 1
PG&E GBA | Collierville | 230 | 0 | 0 | 0 | 0 | 0 | 0 | 0 | 0 | 0 | 0 | 0 | 0 | 0 | 0 | 0 | 0 | 0 | 0 | 0 | 0 | 0 | 0 | 0 | 0 | 0 | 0 | 0 | 0 | 0 | 0 | 0 | 0 | 0 | 0 | 0 | 0 | 0 | 0 | 0 | 0 | 0 | 0 | 0 | 0 | 0 | 1 | 0 | 0 | 0 | 0 | 0 | 0 | 0 | 0 | 0 | 1 | 0 | 1 | 0 | 1 | 0 | 0 | 0 | 0 | 0 | 1 | 0 | 0 | 0 | 0 | 0 | 0 | 0 | 0 | 0 | 0 | 0 | 0 | 0 | 0 | 0 | 0 | 0 | 0 | 0 | 0 | 0 | 0 | 0 | 0 | 0 | 0 | 0 | 0 | 0 | 0 | 0 | 0 |  | 0 | 0 | 0 | 0 | 0 | 0 | 0 | 0 | 0 | 0 | 0 | 0 | 0 | 0 | 0 | 0 | 0 | 0 | 0 | 0 | 0 | 0 | 0 | 0 | 0 | 0 | 0 | 0 | 0 | 0 | 0 | 0 | 0 | 0 | 0 | 0 | 0 | 0 | 0 | 0 | 0 | 0 | 0 | 0 | 0 | 0 | 0 | 0 | 0 | 0 | 0 | 46.8 | 144.39 | 672.109 | Kasson Jct-Heinz 115 kV line | Kasson Jct-Heinz 115 kV line | Kasson Jct-Heinz 115 kV line |  | 0 | 0 | 0 | 0 | 0 | 0 | 46.8 | 144.39 | 672.109 | Kasson Jct-Heinz 115 kV line | Kasson Jct-Heinz 115 kV line | Kasson Jct-Heinz 115 kV line |  | 1 | 1 | NO | 1 | 1 | 1 | NO | 1
PG&E GBA | Collinsville | 230 | 0 | 0 | 0 | 0 | 0 | 0 | 0 | 0 | 0 | 0 | 0 | 0 | 0 | 0 | 0 | 0 | 0 | 0 | 0 | 0 | 0 | 0 | 0 | 0 | 0 | 0 | 0 | 0 | 0 | 0 | 0 | 0 | 0 | 0 | 0 | 0 | 0 | 0 | 0 | 1 | 0 | 0 | 0 | 0 | 0 | 0 | 0 | 0 | 0 | 0 | 0 | 0 | 0 | 0 | 0 | 0 | 0 | 0 | 0 | 0 | 0 | 0 | 0 | 0 | 0 | 0 | 0 | 0 | 0 | 0 | 0 | 0 | 0 | 0 | 0 | 0 | 0 | 0 | 0 | 0 | 0 | 0 | 0 | 0 | 0 | 0 | 0 | 0 | 0 | 0 | 0 | 0 | 0 | 0 | 0 | 0 | 0 | 0 |  | 0 | 0 | 0 | 0 | 0 | 0 | 0 | 0 | 0 | 0 | 0 | 0 | 0 | 0 | 0 | 0 | 0 | 0 | 0 | 0 | 0 | 0 | 0 | 0 | 0 | 0 | 0 | 0 | 0 | 0 | 0 | 0 | 0 | 0 | 0 | 0 | 0 | 0 | 0 | 0 | 0 | 0 | 0 | 0 | 0 | 1 | 0 | 1 | 0 | 0 | 0 | -441.84 | -200.0712 | 3202.4639 | Collinsville-Tesla 500 kV Line | Collinsville-Tesla 500 kV Line | Collinsville-Tesla 500 kV Line |  | 1 | 0 | 1 | 0 | 0 | 0 | -441.84 | -200.0712 | 3202.4639 | Collinsville-Tesla 500 kV Line | Collinsville-Tesla 500 kV Line | Collinsville-Tesla 500 kV Line |  | 5 | 5 | NO | 5 | 1 | 1 | NO | 1
PG&E GBA | Collinsville | 500 | 0 | 0 | 0 | 0 | 0 | 0 | 0 | 0 | 0 | 0 | 0 | 0 | 0 | 0 | 0 | 0 | 0 | 0 | 0 | 0 | 0 | 0 | 0 | 0 | 0 | 0 | 0 | 0 | 0 | 0 | 0 | 0 | 0 | 0 | 0 | 0 | 0 | 0 | 0 | 1 | 0 | 0 | 0 | 0 | 0 | 0 | 0 | 0 | 0 | 0 | 0 | 0 | 0 | 0 | 0 | 0 | 0 | 0 | 0 | 0 | 0 | 0 | 0 | 0 | 0 | 0 | 0 | 0 | 0 | 0 | 0 | 0 | 0 | 0 | 0 | 0 | 0 | 0 | 0 | 0 | 0 | 0 | 0 | 0 | 0 | 0 | 0 | 0 | 0 | 0 | 0 | 0 | 0 | 0 | 0 | 0 | 0 | 0 |  | 0 | 0 | 0 | 0 | 0 | 0 | 0 | 0 | 0 | 0 | 0 | 0 | 0 | 0 | 0 | 0 | 0 | 0 | 0 | 0 | 0 | 0 | 0 | 0 | 0 | 0 | 0 | 0 | 0 | 0 | 0 | 0 | 0 | 0 | 0 | 0 | 0 | 0 | 0 | 0 | 0 | 0 | 0 | 0 | 0 | 1 | 0 | 1 | 0 | 0 | 0 | -441.84 | -200.0712 | 3202.4639 | Collinsville-Tesla 500 kV Line | Collinsville-Tesla 500 kV Line | Collinsville-Tesla 500 kV Line |  | 1 | 0 | 1 | 0 | 0 | 0 | -441.84 | -200.0712 | 3202.4639 | Collinsville-Tesla 500 kV Line | Collinsville-Tesla 500 kV Line | Collinsville-Tesla 500 kV Line |  | 5 | 5 | NO | 5 | 1 | 1 | NO | 1
SCE Eastern | Colorado River | 230 | 0 | 0 | 0 | 0 | 0 | 0 | 0 | 0 | 0 | 0 | 0 | 0 | 0 | 0 | 0 | 1 | 0 | 1 | 0 | 0 | 0 | 1 | 0 | 0 | 0 | 0 | 0 | 0 | 0 | 0 | 0 | 0 | 0 | 0 | 0 | 0 | 0 | 0 | 0 | 0 | 0 | 0 | 0 | 0 | 0 | 0 | 0 | 0 | 0 | 0 | 0 | 0 | 0 | 0 | 0 | 0 | 0 | 0 | 0 | 0 | 0 | 0 | 0 | 0 | 0 | 0 | 0 | 0 | 0 | 0 | 0 | 0 | 0 | 0 | 0 | 0 | 0 | 0 | 0 | 0 | 0 | 0 | 0 | 0 | 0 | 0 | 0 | 0 | 0 | 0 | 0 | 0 | 0 | 0 | 0 | 0 | 0 | 2 |  | 0 | 0 | 0 | 0 | 0 | 0 | 0 | 0 | 0 | 0 | 0 | 0 | 0 | 0 | 0 | 0 | 0 | 0 | 0 | 0 | 0 | 0 | 0 | 0 | 0 | 500 | 30 | 0 | 0 | 1 | 0 | 0 | 0 | 0 | 0 | 0 | 0 | 0 | 0 | 100 | 700 | 30 | 0 | 0 | 1 | 0 | 0 | 0 | 2 | 0 | 0 | 0.514 | -912.858 | 398.636 | Devers-Red Bluff Constraint | Devers-Red Bluff Constraint | Devers-Red Bluff Constraint |  | 0 | 0 | 0 | 2 | 0 | 0 | 0.514 | -912.858 | 398.636 | Devers-Red Bluff Constraint | Devers-Red Bluff Constraint | Devers-Red Bluff Constraint |  | 4 | 4 | NO | 4 | 1 | 1 | NO | 1
SCE Eastern | Colorado River | 500 | 0 | 0 | 0 | 0 | 0 | 0 | 0 | 0 | 0 | 0 | 0 | 0 | 0 | 0 | 0 | 0 | 0 | 1 | 0 | 0 | 0 | 1 | 0 | 0 | 0 | 0 | 0 | 0 | 0 | 0 | 0 | 0 | 0 | 0 | 0 | 0 | 0 | 0 | 0 | 0 | 0 | 0 | 0 | 0 | 0 | 0 | 0 | 0 | 0 | 0 | 0 | 0 | 0 | 0 | 0 | 0 | 0 | 0 | 0 | 0 | 0 | 0 | 0 | 0 | 0 | 0 | 0 | 0 | 0 | 0 | 0 | 0 | 0 | 0 | 0 | 0 | 0 | 0 | 0 | 0 | 0 | 0 | 0 | 0 | 0 | 0 | 0 | 0 | 0 | 0 | 0 | 0 | 0 | 0 | 0 | 0 | 0 | 2 |  | 0 | 0 | 0 | 0 | 0 | 0 | 0 | 0 | 0 | 0 | 0 | 0 | 0 | 0 | 0 | 0 | 0 | 0 | 0 | 0 | 0 | 0 | 0 | 0 | 0 | 0 | 0 | 0 | 0 | 0 | 0 | 0 | 0 | 0 | 0 | 0 | 0 | 0 | 0 | 0 | 0 | 0 | 0 | 0 | 0 | 0 | 0 | 0 | 2 | 0 | 0 | 0.514 | -912.858 | 398.636 | Devers-Red Bluff Constraint | Devers-Red Bluff Constraint | Devers-Red Bluff Constraint |  | 0 | 0 | 0 | 2 | 0 | 0 | 0.514 | -912.858 | 398.636 | Devers-Red Bluff Constraint | Devers-Red Bluff Constraint | Devers-Red Bluff Constraint |  | 4 | 4 | NO | 4 | 1 | 1 | NO | 1
PG&E KERN | Columbus | 115 | 0 | 0 | 0 | 0 | 0 | 0 | 0 | 0 | 0 | 0 | 0 | 0 | 0 | 0 | 0 | 0 | 0 | 0 | 0 | 0 | 0 | 0 | 0 | 0 | 0 | 0 | 0 | 0 | 0 | 0 | 0 | 0 | 0 | 0 | 0 | 0 | 0 | 0 | 0 | 0 | 0 | 0 | 0 | 0 | 0 | 0 | 0 | 0 | 0 | 0 | 0 | 0 | 0 | 0 | 0 | 0 | 0 | 0 | 0 | 0 | 0 | 0 | 0 | 0 | 0 | 0 | 0 | 0 | 0 | 0 | 1 | 0 | 0 | 0 | 0 | 0 | 0 | 0 | 1 | 1 | 0 | 0 | 0 | 0 | 0 | 0 | 0 | 0 | 0 | 0 | 0 | 0 | 0 | 0 | 1 | 0 | 0 | 0 |  | 0 | 0 | 0 | 0 | 0 | 0 | 0 | 0 | 0 | 0 | 0 | 0 | 0 | 0 | 0 | 0 | 0 | 0 | 0 | 0 | 0 | 0 | 0 | 0 | 0 | 0 | 0 | 0 | 0 | 0 | 0 | 0 | 0 | 0 | 0 | 0 | 0 | 0 | 0 | 100 | 130 | 0 | 20 | 0 | 1 | 1 | 0 | 3 | 0 | 2 | 1 | -79.08 | -1738.232 | -3308.8336 | Gates 500/230kV TB #11 | Gates 500/230kV TB #11 | Mustang-Henrietta 230 kV line |  | 0 | 0 | 1 | 0 | 0 | 1 | 372.37 | -476.012 | -3308.8336 | Mustang-Henrietta 230 kV line | Mustang-Henrietta 230 kV line | Mustang-Henrietta 230 kV line |  | 5 | 5 | NO | 5 | 5 | 4 | YES | 4
PG&E GBA | Contra Costa | 115 | 0 | 0 | 0 | 0 | 0 | 0 | 0 | 0 | 0 | 0 | 0 | 0 | 0 | 0 | 0 | 0 | 0 | 0 | 0 | 0 | 0 | 0 | 0 | 0 | 0 | 0 | 0 | 0 | 0 | 0 | 0 | 0 | 0 | 0 | 0 | 0 | 0 | 0 | 0 | 1 | 0 | 0 | 0 | 0 | 0 | 0 | 0 | 0 | 0 | 0 | 0 | 0 | 0 | 1 | 1 | 1 | 1 | 0 | 1 | 1 | 0 | 0 | 0 | 0 | 0 | 1 | 1 | 0 | 0 | 0 | 0 | 0 | 0 | 0 | 0 | 0 | 0 | 0 | 0 | 0 | 0 | 0 | 0 | 0 | 0 | 0 | 0 | 0 | 0 | 0 | 0 | 0 | 0 | 0 | 0 | 0 | 0 | 0 |  | 0 | 0 | 0 | 0 | 0 | 0 | 0 | 0 | 0 | 0 | 0 | 0 | 0 | 0 | 0 | 0 | 0 | 0 | 0 | 0 | 0 | 0 | 0 | 0 | 0 | 0 | 0 | 0 | 0 | 0 | 0 | 0 | 0 | 0 | 0 | 0 | 0 | 0 | 0 | 0 | 0 | 0 | 0 | 0 | 0 | 3 | 0 | 1 | 0 | 0 | 0 | -441.84 | -200.0712 | 77 | Collinsville-Tesla 500 kV Line | Collinsville-Tesla 500 kV Line | Contra Costa #1 115kV Line |  | 2 | 0 | 1 | 0 | 0 | 0 | -441.84 | -200.0712 | 77 | Collinsville-Tesla 500 kV Line | Collinsville-Tesla 500 kV Line | Contra Costa #1 115kV Line |  | 5 | 5 | NO | 5 | 1 | 1 | NO | 1
PG&E GBA | Contra Costa | 230 | 0 | 0 | 0 | 0 | 0 | 0 | 0 | 0 | 0 | 0 | 0 | 0 | 0 | 0 | 0 | 0 | 0 | 0 | 0 | 0 | 0 | 0 | 0 | 0 | 0 | 0 | 0 | 0 | 0 | 0 | 0 | 0 | 0 | 0 | 0 | 0 | 0 | 0 | 0 | 1 | 0 | 0 | 0 | 0 | 0 | 0 | 0 | 0 | 0 | 0 | 0 | 0 | 0 | 1 | 1 | 1 | 0 | 0 | 1 | 1 | 0 | 0 | 0 | 0 | 0 | 1 | 0 | 0 | 0 | 0 | 0 | 0 | 0 | 0 | 0 | 0 | 0 | 0 | 0 | 0 | 0 | 0 | 0 | 0 | 0 | 0 | 0 | 0 | 0 | 0 | 0 | 0 | 0 | 0 | 0 | 0 | 0 | 0 |  | 0 | 0 | 0 | 0 | 0 | 0 | 0 | 0 | 0 | 0 | 0 | 0 | 0 | 0 | 0 | 0 | 0 | 0 | 0 | 0 | 0 | 0 | 0 | 0 | 0 | 0 | 0 | 0 | 0 | 0 | 0 | 0 | 0 | 0 | 0 | 0 | 0 | 0 | 0 | 0 | 0 | 0 | 0 | 0 | 0 | 2 | 0 | 1 | 0 | 0 | 0 | -441.84 | -200.0712 | 3026.8426 | Collinsville-Tesla 500 kV Line | Collinsville-Tesla 500 kV Line | Contra Costa- Windmaster 230 kV line |  | 1 | 0 | 1 | 0 | 0 | 0 | -441.84 | -200.0712 | 3026.8426 | Collinsville-Tesla 500 kV Line | Collinsville-Tesla 500 kV Line | Contra Costa- Windmaster 230 kV line |  | 5 | 5 | NO | 5 | 1 | 1 | NO | 1
PG&E GBA | Contra Costa PP | 230 | 0 | 0 | 0 | 0 | 0 | 0 | 0 | 0 | 0 | 0 | 0 | 0 | 0 | 0 | 0 | 0 | 0 | 0 | 0 | 0 | 0 | 0 | 0 | 0 | 0 | 0 | 0 | 0 | 0 | 0 | 0 | 0 | 0 | 0 | 0 | 0 | 0 | 0 | 0 | 1 | 0 | 0 | 0 | 0 | 0 | 0 | 0 | 0 | 0 | 0 | 0 | 0 | 0 | 1 | 1 | 1 | 0 | 0 | 1 | 1 | 0 | 0 | 0 | 0 | 0 | 1 | 1 | 0 | 0 | 0 | 0 | 0 | 0 | 0 | 0 | 0 | 0 | 0 | 0 | 0 | 0 | 0 | 0 | 0 | 0 | 0 | 0 | 0 | 0 | 0 | 0 | 0 | 0 | 0 | 0 | 0 | 0 | 0 |  | 0 | 0 | 0 | 0 | 0 | 0 | 0 | 0 | 0 | 0 | 0 | 0 | 0 | 0 | 0 | 0 | 0 | 0 | 0 | 0 | 0 | 0 | 0 | 0 | 0 | 0 | 0 | 0 | 0 | 0 | 0 | 0 | 0 | 0 | 0 | 0 | 0 | 0 | 0 | 0 | 0 | 0 | 0 | 0 | 0 | 3 | 0 | 1 | 0 | 0 | 0 | -441.84 | -200.0712 | 335.9726 | Collinsville-Tesla 500 kV Line | Collinsville-Tesla 500 kV Line | Birds Landing-Contra Costa 230kV Line |  | 2 | 0 | 1 | 0 | 0 | 0 | -441.84 | -200.0712 | 335.9726 | Collinsville-Tesla 500 kV Line | Collinsville-Tesla 500 kV Line | Birds Landing-Contra Costa 230kV Line |  | 5 | 5 | NO | 5 | 1 | 1 | NO | 1
SCE NOL | Control | 115 | 0 | 0 | 0 | 0 | 0 | 0 | 0 | 0 | 0 | 0 | 1 | 1 | 1 | 1 | 0 | 0 | 0 | 0 | 0 | 0 | 0 | 0 | 0 | 0 | 0 | 0 | 0 | 0 | 0 | 0 | 0 | 0 | 0 | 0 | 0 | 0 | 0 | 0 | 0 | 0 | 0 | 0 | 0 | 0 | 0 | 0 | 0 | 0 | 0 | 0 | 0 | 0 | 0 | 0 | 0 | 0 | 0 | 0 | 0 | 0 | 0 | 0 | 0 | 0 | 0 | 0 | 0 | 0 | 0 | 0 | 0 | 0 | 0 | 0 | 0 | 0 | 0 | 0 | 0 | 0 | 0 | 0 | 0 | 0 | 0 | 0 | 0 | 0 | 0 | 0 | 0 | 0 | 0 | 0 | 0 | 0 | 0 | 3 |  | 0 | 0 | 0 | 0 | 0 | 0 | 0 | 0 | 0 | 0 | 0 | 0 | 0 | 0 | 0 | 0 | 0 | 0 | 0 | 0 | 0 | 0 | 0 | 0 | 0 | 0 | 0 | 0 | 0 | 0 | 116.8 | 0 | 0 | 0 | 0 | 0 | 0 | 0 | 0 | 0 | 0 | 0 | 0 | 0 | 1 | 1 | 2 | 1 | 0 | 0 | 0 | -116.8 | -116.8 | 3.2 | Control to Inyokern area constraint | Control to Inyokern area constraint | Control to Inyokern area constraint |  | 0 | 2 | 0 | 0 | 0 | 0 | -104.4 | 65.95 | 3.2 | South of Kramer Area Constraint | South of Kramer Area Constraint | Control to Inyokern area constraint |  | 5 | 3 | YES | 3 | 1 | 1 | NO | 1
SCE NOL | Control | 55 | 0 | 0 | 0 | 0 | 0 | 0 | 0 | 0 | 0 | 0 | 1 | 1 | 1 | 1 | 0 | 0 | 0 | 0 | 0 | 0 | 0 | 0 | 0 | 0 | 0 | 0 | 0 | 0 | 0 | 0 | 0 | 0 | 0 | 0 | 0 | 0 | 0 | 0 | 0 | 0 | 0 | 0 | 0 | 0 | 0 | 0 | 0 | 0 | 0 | 0 | 0 | 0 | 0 | 0 | 0 | 0 | 0 | 0 | 0 | 0 | 0 | 0 | 0 | 0 | 0 | 0 | 0 | 0 | 0 | 0 | 0 | 0 | 0 | 0 | 0 | 0 | 0 | 0 | 0 | 0 | 0 | 0 | 0 | 0 | 0 | 0 | 0 | 0 | 0 | 0 | 0 | 0 | 0 | 0 | 0 | 0 | 0 | 3 |  | 0 | 0 | 0 | 0 | 0 | 0 | 0 | 0 | 0 | 0 | 0 | 0 | 0 | 0 | 0 | 0 | 0 | 0 | 0 | 0 | 0 | 0 | 0 | 0 | 0 | 0 | 0 | 0 | 0 | 0 | 0 | 0 | 0 | 0 | 0 | 0 | 0 | 0 | 0 | 0 | 0 | 0 | 0 | 0 | 0 | 1 | 2 | 1 | 0 | 0 | 0 | -116.8 | -116.8 | 3.2 | Control to Inyokern area constraint | Control to Inyokern area constraint | Control to Inyokern area constraint |  | 0 | 2 | 0 | 0 | 0 | 0 | -104.4 | 65.95 | 3.2 | South of Kramer Area Constraint | South of Kramer Area Constraint | Control to Inyokern area constraint |  | 5 | 3 | YES | 3 | 1 | 1 | NO | 1
PG&E GBA | Cooley Landing | 115 | 0 | 0 | 0 | 0 | 0 | 0 | 0 | 0 | 0 | 0 | 0 | 0 | 0 | 0 | 0 | 0 | 0 | 0 | 0 | 0 | 0 | 0 | 0 | 0 | 0 | 0 | 0 | 0 | 0 | 0 | 0 | 0 | 0 | 0 | 0 | 0 | 0 | 0 | 0 | 1 | 0 | 0 | 0 | 0 | 0 | 0 | 0 | 0 | 0 | 0 | 0 | 0 | 1 | 0 | 0 | 1 | 0 | 0 | 0 | 0 | 0 | 0 | 0 | 0 | 0 | 0 | 0 | 0 | 0 | 0 | 0 | 0 | 0 | 0 | 0 | 0 | 0 | 0 | 0 | 0 | 0 | 0 | 0 | 0 | 0 | 0 | 0 | 0 | 0 | 0 | 0 | 0 | 0 | 0 | 0 | 0 | 0 | 1 |  | 0 | 0 | 0 | 0 | 0 | 0 | 0 | 0 | 0 | 0 | 0 | 0 | 0 | 0 | 0 | 0 | 0 | 0 | 0 | 0 | 0 | 0 | 0 | 0 | 0 | 0 | 0 | 0 | 0 | 0 | 0 | 0 | 0 | 0 | 0 | 0 | 0 | 0 | 0 | 0 | 50 | 0 | 0 | 0 | 1 | 1 | 0 | 1 | 0 | 0 | 0 | -441.84 | -200.0712 | 3202.4639 | Collinsville-Tesla 500 kV Line | Collinsville-Tesla 500 kV Line | Collinsville-Tesla 500 kV Line |  | 1 | 0 | 1 | 0 | 0 | 0 | -441.84 | -200.0712 | 3202.4639 | Collinsville-Tesla 500 kV Line | Collinsville-Tesla 500 kV Line | Collinsville-Tesla 500 kV Line |  | 5 | 5 | NO | 5 | 1 | 1 | NO | 1
PG&E GBA | Cooley Landing | 60 | 0 | 0 | 0 | 0 | 0 | 0 | 0 | 0 | 0 | 0 | 0 | 0 | 0 | 0 | 0 | 0 | 0 | 0 | 0 | 0 | 0 | 0 | 0 | 0 | 0 | 0 | 0 | 0 | 0 | 0 | 0 | 0 | 0 | 0 | 0 | 0 | 0 | 0 | 0 | 0 | 0 | 0 | 0 | 0 | 0 | 0 | 0 | 0 | 0 | 0 | 0 | 0 | 0 | 0 | 0 | 1 | 0 | 0 | 0 | 0 | 0 | 0 | 0 | 0 | 0 | 1 | 0 | 0 | 0 | 0 | 0 | 0 | 0 | 0 | 0 | 0 | 0 | 0 | 0 | 0 | 0 | 0 | 0 | 0 | 0 | 0 | 0 | 0 | 0 | 0 | 0 | 0 | 0 | 0 | 0 | 0 | 0 | 0 |  | 0 | 0 | 0 | 0 | 0 | 0 | 0 | 0 | 0 | 0 | 0 | 0 | 0 | 0 | 0 | 0 | 0 | 0 | 0 | 0 | 0 | 0 | 0 | 0 | 0 | 0 | 0 | 0 | 0 | 0 | 0 | 0 | 0 | 0 | 0 | 0 | 0 | 0 | 0 | 0 | 0 | 0 | 0 | 0 | 0 | 0 | 0 | 0 | 0 | 0 | 0 | 3542.21 | 3856.1438 | 9714.0616 | Tesla-Tracy-Pump 230 kV line #2 | Tesla-Tracy-Pump 230 kV line #2 | Tesla-Tracy Pump 230 kV Line #1 |  | 0 | 0 | 0 | 0 | 0 | 0 | 3542.21 | 3856.1438 | 9714.0616 | Tesla-Tracy-Pump 230 kV line #2 | Tesla-Tracy-Pump 230 kV line #2 | Tesla-Tracy Pump 230 kV Line #1 |  | 1 | 1 | NO | 1 | 1 | 1 | NO | 1
SCE NOL | Coolwater | 230 | 0 | 0 | 0 | 0 | 0 | 0 | 0 | 0 | 0 | 0 | 0 | 1 | 1 | 1 | 0 | 0 | 0 | 0 | 0 | 0 | 0 | 0 | 0 | 0 | 0 | 0 | 0 | 0 | 0 | 0 | 0 | 0 | 0 | 0 | 0 | 0 | 0 | 0 | 0 | 0 | 0 | 0 | 0 | 0 | 0 | 0 | 0 | 0 | 0 | 0 | 0 | 0 | 0 | 0 | 0 | 0 | 0 | 0 | 0 | 0 | 0 | 0 | 0 | 0 | 0 | 0 | 0 | 0 | 0 | 0 | 0 | 0 | 0 | 0 | 0 | 0 | 0 | 0 | 0 | 0 | 0 | 0 | 0 | 0 | 0 | 0 | 0 | 0 | 0 | 0 | 0 | 0 | 0 | 0 | 0 | 0 | 0 | 3 |  | 0 | 0 | 0 | 0 | 0 | 0 | 0 | 0 | 0 | 0 | 0 | 0 | 0 | 0 | 0 | 0 | 0 | 0 | 0 | 0 | 0 | 0 | 0 | 0 | 0 | 0 | 0 | 0 | 0 | 0 | 0 | 0 | 0 | 0 | 0 | 0 | 0 | 0 | 0 | 0 | 0 | 0 | 0 | 0 | 0 | 0 | 2 | 0 | 0 | 0 | 0 | -104.4 | 65.95 | 1269.924 | South of Kramer Area Constraint | South of Kramer Area Constraint | South of Kramer Area Constraint |  | 0 | 2 | 0 | 0 | 0 | 0 | -104.4 | 65.95 | 1269.924 | South of Kramer Area Constraint | South of Kramer Area Constraint | South of Kramer Area Constraint |  | 3 | 3 | NO | 3 | 1 | 1 | NO | 1
SCE NOL | Coolwater | 115 | 0 | 0 | 0 | 0 | 0 | 0 | 0 | 0 | 0 | 0 | 0 | 1 | 1 | 1 | 0 | 0 | 0 | 0 | 0 | 0 | 0 | 0 | 0 | 0 | 0 | 0 | 0 | 0 | 0 | 0 | 0 | 0 | 0 | 0 | 0 | 0 | 0 | 0 | 0 | 0 | 0 | 0 | 0 | 0 | 0 | 0 | 0 | 0 | 0 | 0 | 0 | 0 | 0 | 0 | 0 | 0 | 0 | 0 | 0 | 0 | 0 | 0 | 0 | 0 | 0 | 0 | 0 | 0 | 0 | 0 | 0 | 0 | 0 | 0 | 0 | 0 | 0 | 0 | 0 | 0 | 0 | 0 | 0 | 0 | 0 | 0 | 0 | 0 | 0 | 0 | 0 | 0 | 0 | 0 | 0 | 0 | 0 | 3 |  | 0 | 0 | 0 | 0 | 0 | 0 | 0 | 0 | 0 | 0 | 0 | 0 | 0 | 0 | 0 | 0 | 0 | 0 | 0 | 0 | 0 | 0 | 0 | 0 | 0 | 0 | 113.5 | 0 | 0 | 1 | 0 | 0 | 0 | 0 | 0 | 0 | 0 | 0 | 0 | 0 | 0 | 113.5 | 0 | 0 | 1 | 0 | 2 | 0 | 0 | 0 | 0 | -104.4 | 65.95 | 1269.924 | South of Kramer Area Constraint | South of Kramer Area Constraint | South of Kramer Area Constraint |  | 0 | 2 | 0 | 0 | 0 | 0 | -104.4 | 65.95 | 1269.924 | South of Kramer Area Constraint | South of Kramer Area Constraint | South of Kramer Area Constraint |  | 3 | 3 | NO | 3 | 1 | 1 | NO | 1
PG&E KERN | Copus | 70 | 0 | 0 | 0 | 0 | 0 | 0 | 0 | 0 | 0 | 0 | 0 | 0 | 0 | 0 | 0 | 0 | 0 | 0 | 0 | 0 | 0 | 0 | 0 | 0 | 0 | 0 | 0 | 0 | 0 | 0 | 0 | 0 | 0 | 0 | 0 | 0 | 0 | 0 | 0 | 0 | 0 | 0 | 0 | 0 | 0 | 0 | 0 | 0 | 0 | 0 | 0 | 0 | 0 | 0 | 0 | 0 | 0 | 0 | 0 | 0 | 0 | 0 | 0 | 0 | 0 | 0 | 0 | 0 | 0 | 0 | 1 | 1 | 1 | 0 | 1 | 0 | 0 | 0 | 1 | 1 | 0 | 0 | 0 | 0 | 0 | 0 | 0 | 0 | 0 | 0 | 0 | 0 | 0 | 0 | 1 | 0 | 0 | 0 |  | 0 | 0 | 0 | 0 | 0 | 0 | 0 | 0 | 0 | 0 | 0 | 0 | 0 | 0 | 0 | 0 | 0 | 0 | 0 | 0 | 0 | 0 | 0 | 0 | 0 | 0 | 0 | 0 | 0 | 0 | 0 | 0 | 0 | 0 | 0 | 0 | 0 | 0 | 0 | 0 | 0 | 0 | 0 | 0 | 0 | 1 | 0 | 3 | 0 | 2 | 1 | -79.08 | -1738.232 | -3308.8336 | Gates 500/230kV TB #11 | Gates 500/230kV TB #11 | Mustang-Henrietta 230 kV line |  | 0 | 0 | 1 | 0 | 0 | 1 | 17.78 | -476.012 | -3308.8336 | Midway-Taft 115 kV line | Mustang-Henrietta 230 kV line | Mustang-Henrietta 230 kV line |  | 5 | 5 | NO | 5 | 5 | 4 | YES | 4
PG&E FRESNO | Corcoran | 70 | 0 | 0 | 0 | 0 | 0 | 0 | 0 | 0 | 0 | 0 | 0 | 0 | 0 | 0 | 0 | 0 | 0 | 0 | 0 | 0 | 0 | 0 | 0 | 0 | 0 | 0 | 0 | 0 | 0 | 0 | 0 | 0 | 0 | 0 | 0 | 0 | 0 | 0 | 0 | 0 | 0 | 0 | 0 | 0 | 0 | 1 | 0 | 0 | 0 | 0 | 0 | 0 | 0 | 0 | 0 | 0 | 0 | 0 | 0 | 0 | 0 | 0 | 0 | 0 | 0 | 0 | 0 | 0 | 0 | 0 | 0 | 0 | 0 | 0 | 0 | 0 | 0 | 0 | 1 | 1 | 0 | 1 | 0 | 1 | 1 | 1 | 0 | 0 | 0 | 1 | 0 | 0 | 0 | 0 | 1 | 0 | 0 | 2 |  | 0 | 0 | 0 | 0 | 0 | 0 | 0 | 0 | 0 | 0 | 0 | 0 | 0 | 0 | 0 | 0 | 0 | 0 | 0 | 0 | 0 | 0 | 0 | 0 | 0 | 0 | 0 | 0 | 0 | 0 | 0 | 0 | 0 | 0 | 0 | 0 | 0 | 0 | 0 | 0 | 0 | 0 | 0 | 0 | 0 | 3 | 0 | 5 | 0 | 2 | 1 | -555.55 | -1738.232 | -3308.8336 | Chowchilla-Le grand 115kV Line | Gates 500/230kV TB #11 | Mustang-Henrietta 230 kV line |  | 1 | 0 | 2 | 0 | 0 | 1 | -421.35 | -476.012 | -3308.8336 | Borden-Storey #1 230kV line | Mustang-Henrietta 230 kV line | Mustang-Henrietta 230 kV line |  | 5 | 5 | NO | 5 | 5 | 4 | YES | 4
PG&E FRESNO | Corcoran | 115 | 0 | 0 | 0 | 0 | 0 | 0 | 0 | 0 | 0 | 0 | 0 | 0 | 0 | 0 | 0 | 0 | 0 | 0 | 0 | 0 | 0 | 0 | 0 | 0 | 0 | 0 | 0 | 0 | 0 | 0 | 0 | 0 | 0 | 0 | 0 | 0 | 0 | 0 | 0 | 0 | 0 | 0 | 0 | 0 | 0 | 1 | 0 | 0 | 0 | 0 | 0 | 0 | 0 | 0 | 0 | 0 | 0 | 0 | 0 | 0 | 0 | 0 | 0 | 0 | 0 | 0 | 0 | 0 | 0 | 0 | 0 | 0 | 0 | 0 | 0 | 0 | 0 | 0 | 1 | 0 | 0 | 1 | 0 | 1 | 1 | 1 | 0 | 0 | 0 | 1 | 0 | 0 | 0 | 0 | 1 | 0 | 0 | 2 |  | 0 | 0 | 0 | 0 | 0 | 0 | 0 | 0 | 0 | 0 | 0 | 0 | 0 | 0 | 0 | 0 | 0 | 0 | 0 | 0 | 0 | 0 | 0 | 0 | 0 | 0 | 0 | 0 | 0 | 0 | 0 | 0 | 0 | 0 | 0 | 0 | 0 | 0 | 0 | 0 | 0 | 0 | 0 | 0 | 0 | 2 | 0 | 4 | 0 | 1 | 1 | -555.55 | -1311.984 | -3308.8336 | Chowchilla-Le grand 115kV Line | Gates 500/230kV TB #12 | Mustang-Henrietta 230 kV line |  | 1 | 0 | 2 | 0 | 0 | 1 | -421.35 | -476.012 | -3308.8336 | Borden-Storey #1 230kV line | Mustang-Henrietta 230 kV line | Mustang-Henrietta 230 kV line |  | 5 | 5 | NO | 5 | 5 | 4 | YES | 4
PG&E NGBA | Corona | 115 | 0 | 0 | 0 | 0 | 0 | 0 | 0 | 0 | 0 | 0 | 0 | 0 | 0 | 0 | 0 | 0 | 0 | 0 | 0 | 0 | 0 | 0 | 0 | 0 | 0 | 0 | 0 | 0 | 0 | 0 | 0 | 0 | 0 | 0 | 0 | 0 | 0 | 0 | 0 | 1 | 0 | 0 | 0 | 0 | 0 | 0 | 0 | 0 | 0 | 0 | 0 | 0 | 1 | 0 | 0 | 0 | 0 | 0 | 0 | 0 | 0 | 0 | 0 | 0 | 0 | 0 | 1 | 0 | 0 | 0 | 0 | 0 | 0 | 0 | 0 | 0 | 0 | 0 | 0 | 0 | 0 | 0 | 0 | 0 | 0 | 0 | 0 | 0 | 0 | 0 | 0 | 0 | 0 | 0 | 0 | 0 | 0 | 1 |  | 0 | 0 | 0 | 0 | 0 | 0 | 0 | 0 | 0 | 0 | 0 | 0 | 0 | 0 | 0 | 0 | 0 | 0 | 0 | 0 | 0 | 0 | 0 | 0 | 0 | 0 | 0 | 0 | 0 | 0 | 0 | 0 | 0 | 0 | 0 | 0 | 0 | 0 | 0 | 0 | 0 | 0 | 0 | 0 | 0 | 2 | 0 | 1 | 0 | 0 | 0 | -441.84 | -200.0712 | 335.9726 | Collinsville-Tesla 500 kV Line | Collinsville-Tesla 500 kV Line | Birds Landing-Contra Costa 230kV Line |  | 2 | 0 | 1 | 0 | 0 | 0 | -441.84 | -200.0712 | 335.9726 | Collinsville-Tesla 500 kV Line | Collinsville-Tesla 500 kV Line | Birds Landing-Contra Costa 230kV Line |  | 5 | 5 | NO | 5 | 1 | 1 | NO | 1
PG&E NGBA | Cortina | 230 | 0 | 0 | 0 | 0 | 0 | 0 | 0 | 0 | 0 | 0 | 0 | 0 | 0 | 0 | 0 | 0 | 0 | 0 | 0 | 0 | 0 | 0 | 0 | 0 | 0 | 0 | 0 | 0 | 0 | 0 | 0 | 0 | 0 | 0 | 0 | 0 | 0 | 0 | 0 | 1 | 0 | 0 | 0 | 0 | 0 | 0 | 0 | 0 | 0 | 0 | 0 | 0 | 1 | 0 | 0 | 0 | 0 | 0 | 0 | 0 | 0 | 0 | 0 | 0 | 0 | 0 | 1 | 0 | 0 | 0 | 0 | 0 | 0 | 0 | 0 | 0 | 0 | 0 | 0 | 0 | 0 | 0 | 0 | 0 | 0 | 0 | 0 | 0 | 0 | 0 | 0 | 0 | 0 | 0 | 0 | 0 | 0 | 1 |  | 0 | 0 | 0 | 0 | 0 | 0 | 0 | 0 | 0 | 0 | 0 | 0 | 0 | 0 | 0 | 0 | 0 | 0 | 0 | 0 | 0 | 0 | 0 | 0 | 0 | 0 | 0 | 0 | 0 | 0 | 115 | 0 | 0 | 101 | 0 | 0 | 0 | 0 | 0 | 0 | 0 | 0 | 0 | 0 | 1 | 2 | 0 | 1 | 0 | 0 | 0 | -441.84 | -200.0712 | 335.9726 | Collinsville-Tesla 500 kV Line | Collinsville-Tesla 500 kV Line | Birds Landing-Contra Costa 230kV Line |  | 2 | 0 | 1 | 0 | 0 | 0 | -441.84 | -200.0712 | 335.9726 | Collinsville-Tesla 500 kV Line | Collinsville-Tesla 500 kV Line | Birds Landing-Contra Costa 230kV Line |  | 5 | 5 | NO | 5 | 1 | 1 | NO | 1
PG&E NGBA | Cortina | 115 | 0 | 0 | 0 | 0 | 0 | 0 | 0 | 0 | 0 | 0 | 0 | 0 | 0 | 0 | 0 | 0 | 0 | 0 | 0 | 0 | 0 | 0 | 0 | 0 | 0 | 0 | 0 | 0 | 0 | 0 | 0 | 0 | 0 | 0 | 0 | 0 | 0 | 0 | 0 | 1 | 0 | 0 | 0 | 0 | 0 | 0 | 0 | 0 | 0 | 0 | 0 | 0 | 0 | 0 | 0 | 1 | 0 | 0 | 0 | 0 | 0 | 0 | 0 | 0 | 0 | 0 | 1 | 0 | 0 | 0 | 0 | 0 | 0 | 0 | 0 | 0 | 0 | 0 | 0 | 0 | 0 | 0 | 0 | 0 | 0 | 0 | 0 | 0 | 0 | 0 | 0 | 0 | 0 | 0 | 0 | 0 | 0 | 0 |  | 0 | 0 | 0 | 0 | 0 | 0 | 0 | 0 | 0 | 0 | 0 | 0 | 0 | 0 | 0 | 0 | 0 | 0 | 0 | 0 | 0 | 0 | 0 | 0 | 0 | 0 | 0 | 0 | 0 | 0 | 0 | 0 | 0 | 0 | 0 | 0 | 0 | 0 | 0 | 0 | 0 | 0 | 0 | 0 | 0 | 2 | 0 | 1 | 0 | 0 | 0 | -441.84 | -200.0712 | 335.9726 | Collinsville-Tesla 500 kV Line | Collinsville-Tesla 500 kV Line | Birds Landing-Contra Costa 230kV Line |  | 2 | 0 | 1 | 0 | 0 | 0 | -441.84 | -200.0712 | 335.9726 | Collinsville-Tesla 500 kV Line | Collinsville-Tesla 500 kV Line | Birds Landing-Contra Costa 230kV Line |  | 5 | 5 | NO | 5 | 1 | 1 | NO | 1
PG&E GBA | Cottle | 230 | 0 | 0 | 0 | 0 | 0 | 0 | 0 | 0 | 0 | 0 | 0 | 0 | 0 | 0 | 0 | 0 | 0 | 0 | 0 | 0 | 0 | 0 | 0 | 0 | 0 | 0 | 0 | 0 | 0 | 0 | 0 | 0 | 0 | 0 | 0 | 0 | 0 | 0 | 0 | 0 | 0 | 0 | 0 | 0 | 0 | 1 | 0 | 0 | 0 | 0 | 0 | 0 | 0 | 0 | 0 | 0 | 0 | 0 | 0 | 1 | 1 | 0 | 0 | 0 | 0 | 0 | 0 | 0 | 0 | 0 | 0 | 0 | 0 | 0 | 0 | 0 | 0 | 0 | 1 | 1 | 0 | 1 | 1 | 0 | 1 | 0 | 0 | 1 | 1 | 1 | 0 | 0 | 1 | 0 | 0 | 0 | 0 | 1 |  | 0 | 0 | 0 | 0 | 0 | 0 | 0 | 0 | 0 | 0 | 0 | 0 | 0 | 0 | 0 | 0 | 0 | 0 | 0 | 0 | 0 | 0 | 0 | 0 | 0 | 0 | 0 | 0 | 0 | 0 | 0 | 0 | 0 | 0 | 0 | 0 | 0 | 0 | 0 | 0 | 0 | 0 | 0 | 0 | 0 | 2 | 0 | 3 | 0 | 2 | 0 | -421.35 | -1738.232 | -1897.303 | Borden-Storey #1 230kV line | Gates 500/230kV TB #11 | Gates 500/230kV TB #12 |  | 1 | 0 | 1 | 0 | 0 | 0 | -421.35 | -182.75 | 378.2276 | Borden-Storey #1 230kV line | Borden-Storey #1 230kV line | Oro Loma-El Nido 115kV Line |  | 5 | 5 | NO | 5 | 5 | 1 | YES | 2
PG&E NGBA | Cottonwood | 115 | 0 | 0 | 0 | 0 | 0 | 0 | 0 | 0 | 0 | 0 | 0 | 0 | 0 | 0 | 0 | 0 | 0 | 0 | 0 | 0 | 0 | 0 | 0 | 0 | 0 | 0 | 0 | 0 | 0 | 0 | 0 | 0 | 0 | 0 | 0 | 0 | 0 | 0 | 0 | 1 | 0 | 0 | 0 | 0 | 0 | 0 | 0 | 0 | 0 | 0 | 0 | 0 | 0 | 0 | 0 | 0 | 0 | 0 | 0 | 0 | 0 | 0 | 0 | 0 | 0 | 0 | 0 | 0 | 0 | 0 | 0 | 0 | 0 | 0 | 0 | 0 | 0 | 0 | 0 | 0 | 0 | 0 | 0 | 0 | 0 | 0 | 0 | 0 | 0 | 0 | 0 | 0 | 0 | 0 | 0 | 0 | 0 | 0 |  | 0 | 0 | 0 | 0 | 0 | 0 | 0 | 0 | 0 | 0 | 0 | 0 | 0 | 0 | 0 | 0 | 0 | 0 | 0 | 0 | 0 | 0 | 0 | 0 | 0 | 0 | 0 | 0 | 0 | 0 | 0 | 0 | 0 | 0 | 0 | 0 | 0 | 0 | 0 | 0 | 0 | 0 | 0 | 0 | 0 | 1 | 0 | 1 | 0 | 0 | 0 | -441.84 | -200.0712 | 3202.4639 | Collinsville-Tesla 500 kV Line | Collinsville-Tesla 500 kV Line | Collinsville-Tesla 500 kV Line |  | 1 | 0 | 1 | 0 | 0 | 0 | -441.84 | -200.0712 | 3202.4639 | Collinsville-Tesla 500 kV Line | Collinsville-Tesla 500 kV Line | Collinsville-Tesla 500 kV Line |  | 5 | 5 | NO | 5 | 1 | 1 | NO | 1
PG&E NGBA | Cottonwood | 230 | 0 | 0 | 0 | 0 | 0 | 0 | 0 | 0 | 0 | 0 | 0 | 0 | 0 | 0 | 0 | 0 | 0 | 0 | 0 | 0 | 0 | 0 | 0 | 0 | 0 | 0 | 0 | 0 | 0 | 0 | 0 | 0 | 0 | 0 | 0 | 0 | 0 | 0 | 0 | 1 | 0 | 0 | 0 | 0 | 0 | 0 | 0 | 0 | 0 | 0 | 0 | 0 | 0 | 0 | 0 | 0 | 0 | 0 | 0 | 0 | 0 | 0 | 0 | 0 | 0 | 0 | 0 | 0 | 0 | 0 | 0 | 0 | 0 | 0 | 0 | 0 | 0 | 0 | 0 | 0 | 0 | 0 | 0 | 0 | 0 | 0 | 0 | 0 | 0 | 0 | 0 | 0 | 0 | 0 | 0 | 0 | 0 | 0 |  | 0 | 0 | 0 | 0 | 0 | 0 | 0 | 0 | 0 | 0 | 0 | 0 | 0 | 0 | 0 | 0 | 0 | 0 | 0 | 0 | 0 | 0 | 0 | 0 | 0 | 0 | 0 | 0 | 0 | 0 | 105 | 0 | 0 | 0 | 0 | 0 | 0 | 0 | 0 | 0 | 0 | 0 | 0 | 0 | 1 | 1 | 0 | 1 | 0 | 0 | 0 | -441.84 | -200.0712 | 3202.4639 | Collinsville-Tesla 500 kV Line | Collinsville-Tesla 500 kV Line | Collinsville-Tesla 500 kV Line |  | 1 | 0 | 1 | 0 | 0 | 0 | -441.84 | -200.0712 | 3202.4639 | Collinsville-Tesla 500 kV Line | Collinsville-Tesla 500 kV Line | Collinsville-Tesla 500 kV Line |  | 5 | 5 | NO | 5 | 1 | 1 | NO | 1
PG&E NGBA | Cottonwood | 60 | 0 | 0 | 0 | 0 | 0 | 0 | 0 | 0 | 0 | 0 | 0 | 0 | 0 | 0 | 0 | 0 | 0 | 0 | 0 | 0 | 0 | 0 | 0 | 0 | 0 | 0 | 0 | 0 | 0 | 0 | 0 | 0 | 0 | 0 | 0 | 0 | 0 | 0 | 0 | 1 | 0 | 0 | 0 | 0 | 0 | 0 | 0 | 0 | 0 | 0 | 0 | 0 | 0 | 0 | 0 | 0 | 0 | 0 | 0 | 0 | 0 | 0 | 0 | 0 | 0 | 0 | 0 | 0 | 0 | 0 | 0 | 0 | 0 | 0 | 0 | 0 | 0 | 0 | 0 | 0 | 0 | 0 | 0 | 0 | 0 | 0 | 0 | 0 | 0 | 0 | 0 | 0 | 0 | 0 | 0 | 0 | 0 | 0 |  | 0 | 0 | 0 | 0 | 0 | 0 | 0 | 0 | 0 | 0 | 0 | 0 | 0 | 0 | 0 | 0 | 0 | 0 | 0 | 0 | 0 | 0 | 0 | 0 | 0 | 0 | 0 | 0 | 0 | 0 | 0 | 0 | 0 | 0 | 0 | 0 | 0 | 0 | 0 | 0 | 0 | 0 | 0 | 0 | 0 | 1 | 0 | 1 | 0 | 0 | 0 | -441.84 | -200.0712 | 3202.4639 | Collinsville-Tesla 500 kV Line | Collinsville-Tesla 500 kV Line | Collinsville-Tesla 500 kV Line |  | 1 | 0 | 1 | 0 | 0 | 0 | -441.84 | -200.0712 | 3202.4639 | Collinsville-Tesla 500 kV Line | Collinsville-Tesla 500 kV Line | Collinsville-Tesla 500 kV Line |  | 5 | 5 | NO | 5 | 1 | 1 | NO | 1
PG&E NGBA | Cove Road | 230 | 0 | 0 | 0 | 0 | 0 | 0 | 0 | 0 | 0 | 0 | 0 | 0 | 0 | 0 | 0 | 0 | 0 | 0 | 0 | 0 | 0 | 0 | 0 | 0 | 0 | 0 | 0 | 0 | 0 | 0 | 0 | 0 | 0 | 0 | 0 | 0 | 0 | 0 | 0 | 1 | 0 | 0 | 0 | 0 | 0 | 0 | 0 | 0 | 0 | 0 | 0 | 0 | 0 | 0 | 0 | 0 | 0 | 0 | 0 | 0 | 0 | 0 | 0 | 0 | 0 | 0 | 0 | 0 | 0 | 0 | 0 | 0 | 0 | 0 | 0 | 0 | 0 | 0 | 0 | 0 | 0 | 0 | 0 | 0 | 0 | 0 | 0 | 0 | 0 | 0 | 0 | 0 | 0 | 0 | 0 | 0 | 0 | 0 |  | 0 | 0 | 0 | 0 | 0 | 0 | 0 | 0 | 0 | 0 | 0 | 0 | 0 | 0 | 0 | 0 | 0 | 0 | 0 | 0 | 0 | 0 | 0 | 0 | 0 | 0 | 0 | 0 | 0 | 0 | 0 | 0 | 0 | 0 | 0 | 0 | 0 | 0 | 0 | 0 | 0 | 0 | 0 | 0 | 0 | 1 | 0 | 1 | 0 | 0 | 0 | -441.84 | -200.0712 | 3202.4639 | Collinsville-Tesla 500 kV Line | Collinsville-Tesla 500 kV Line | Collinsville-Tesla 500 kV Line |  | 1 | 0 | 1 | 0 | 0 | 0 | -441.84 | -200.0712 | 3202.4639 | Collinsville-Tesla 500 kV Line | Collinsville-Tesla 500 kV Line | Collinsville-Tesla 500 kV Line |  | 5 | 5 | NO | 5 | 1 | 1 | NO | 1
PG&E GBA | Coyote | 230 | 0 | 0 | 0 | 0 | 0 | 0 | 0 | 0 | 0 | 0 | 0 | 0 | 0 | 0 | 0 | 0 | 0 | 0 | 0 | 0 | 0 | 0 | 0 | 0 | 0 | 0 | 0 | 0 | 0 | 0 | 0 | 0 | 0 | 0 | 0 | 0 | 0 | 0 | 0 | 0 | 0 | 0 | 0 | 0 | 0 | 0 | 0 | 0 | 0 | 0 | 0 | 0 | 0 | 0 | 0 | 1 | 0 | 0 | 0 | 1 | 0 | 0 | 0 | 0 | 0 | 0 | 0 | 0 | 0 | 0 | 0 | 0 | 0 | 0 | 0 | 0 | 0 | 0 | 0 | 0 | 0 | 0 | 0 | 0 | 0 | 0 | 0 | 0 | 0 | 0 | 0 | 0 | 0 | 0 | 0 | 0 | 0 | 0 |  | 0 | 0 | 0 | 0 | 0 | 0 | 0 | 0 | 0 | 0 | 0 | 0 | 0 | 0 | 0 | 0 | 0 | 0 | 0 | 0 | 0 | 0 | 0 | 0 | 0 | 0 | 0 | 0 | 0 | 0 | 0 | 0 | 0 | 0 | 0 | 0 | 0 | 0 | 0 | 0 | 0 | 0 | 0 | 0 | 0 | 0 | 0 | 0 | 0 | 0 | 0 | 2067.51 | 2548.6438 | 3822.2952 | Tesla-Bellota 230 kV line | Tesla-Bellota 230 kV line | Tesla-Bellota 230 kV line |  | 0 | 0 | 0 | 0 | 0 | 0 | 2067.51 | 2548.6438 | 3822.2952 | Tesla-Bellota 230 kV line | Tesla-Bellota 230 kV line | Tesla-Bellota 230 kV line |  | 1 | 1 | NO | 1 | 1 | 1 | NO | 1
PG&E GBA | Crazy Horse Canyon | 115 | 0 | 0 | 0 | 0 | 0 | 0 | 0 | 0 | 0 | 0 | 0 | 0 | 0 | 0 | 0 | 0 | 0 | 0 | 0 | 0 | 0 | 0 | 0 | 0 | 0 | 0 | 0 | 0 | 0 | 0 | 0 | 0 | 0 | 0 | 0 | 0 | 0 | 0 | 0 | 0 | 0 | 0 | 0 | 0 | 0 | 0 | 0 | 0 | 0 | 0 | 0 | 0 | 0 | 0 | 0 | 0 | 0 | 0 | 0 | 0 | 0 | 0 | 0 | 0 | 1 | 0 | 0 | 0 | 0 | 0 | 0 | 0 | 0 | 0 | 0 | 0 | 0 | 0 | 0 | 0 | 0 | 0 | 0 | 0 | 0 | 0 | 0 | 0 | 0 | 0 | 0 | 0 | 0 | 0 | 0 | 0 | 1 | 0 |  | 0 | 0 | 0 | 0 | 0 | 0 | 0 | 0 | 0 | 0 | 0 | 0 | 0 | 0 | 0 | 0 | 0 | 0 | 0 | 0 | 0 | 0 | 0 | 0 | 0 | 0 | 0 | 0 | 0 | 0 | 0 | 0 | 50 | 0 | 0 | 0 | 0 | 0 | 0 | 0 | 0 | 0 | 0 | 0 | 1 | 0 | 0 | 0 | 0 | 0 | 0 | 302 | 351.6 | 172.2 | Morganhill-Metcalf 115kV Line | Morganhill-Metcalf 115kV Line | Morganhill-Metcalf 115kV Line |  | 0 | 0 | 0 | 0 | 0 | 0 | 302 | 351.6 | 172.2 | Morganhill-Metcalf 115kV Line | Morganhill-Metcalf 115kV Line | Morganhill-Metcalf 115kV Line |  | 1 | 1 | NO | 1 | 1 | 1 | NO | 1
SDGE | Creelman | 69 | 0 | 0 | 0 | 0 | 0 | 0 | 0 | 0 | 0 | 0 | 0 | 0 | 0 | 0 | 0 | 0 | 0 | 0 | 0 | 0 | 0 | 0 | 0 | 0 | 0 | 1 | 0 | 1 | 0 | 0 | 1 | 0 | 1 | 0 | 0 | 0 | 0 | 1 | 0 | 0 | 0 | 0 | 0 | 0 | 0 | 0 | 0 | 0 | 0 | 0 | 0 | 0 | 0 | 0 | 0 | 0 | 0 | 0 | 0 | 0 | 0 | 0 | 0 | 0 | 0 | 0 | 0 | 0 | 0 | 0 | 0 | 0 | 0 | 0 | 0 | 0 | 0 | 0 | 0 | 0 | 0 | 0 | 0 | 0 | 0 | 0 | 0 | 0 | 0 | 0 | 0 | 0 | 0 | 0 | 0 | 0 | 0 | 2 |  | 0 | 0 | 0 | 0 | 0 | 0 | 0 | 0 | 0 | 0 | 0 | 0 | 0 | 0 | 0 | 0 | 0 | 0 | 0 | 0 | 0 | 0 | 0 | 0 | 0 | 0 | 7.36 | 0 | 0 | 1 | 0 | 0 | 0 | 0 | 0 | 0 | 0 | 0 | 0 | 0 | 0 | 7.36 | 0 | 0 | 1 | 0 | 0 | 0 | 0 | 0 | 0 | 238.33 | 367.57 | 482.1964 | San Luis Rey-San Onofre 230 kV line constraint | El Cajon 69 kV constraint | El Cajon 69 kV constraint |  | 0 | 0 | 0 | 0 | 0 | 0 | 238.33 | 367.57 | 482.1964 | San Luis Rey-San Onofre 230 kV line constraint | El Cajon 69 kV constraint | El Cajon 69 kV constraint |  | 1 | 1 | NO | 1 | 1 | 1 | NO | 1
PG&E FRESNO | Crescent | 70 | 0 | 0 | 0 | 0 | 0 | 0 | 0 | 0 | 0 | 0 | 0 | 0 | 0 | 0 | 0 | 0 | 0 | 0 | 0 | 0 | 0 | 0 | 0 | 0 | 0 | 0 | 0 | 0 | 0 | 0 | 0 | 0 | 0 | 0 | 0 | 0 | 0 | 0 | 0 | 0 | 0 | 0 | 0 | 0 | 0 | 1 | 0 | 0 | 0 | 0 | 0 | 0 | 0 | 0 | 0 | 0 | 0 | 0 | 0 | 0 | 0 | 0 | 0 | 0 | 0 | 0 | 0 | 0 | 0 | 0 | 0 | 0 | 0 | 0 | 0 | 0 | 0 | 0 | 1 | 1 | 0 | 1 | 0 | 0 | 0 | 1 | 0 | 0 | 0 | 1 | 0 | 1 | 0 | 0 | 0 | 0 | 0 | 1 |  | 0 | 0 | 0 | 0 | 0 | 0 | 0 | 0 | 0 | 0 | 0 | 0 | 0 | 0 | 0 | 0 | 0 | 0 | 0 | 0 | 0 | 0 | 0 | 0 | 0 | 35 | 35 | 0 | 0 | 1 | 0 | 0 | 0 | 0 | 0 | 0 | 0 | 0 | 0 | 0 | 35 | 35 | 0 | 0 | 1 | 2 | 0 | 3 | 0 | 2 | 0 | -421.35 | -1738.232 | -1897.303 | Borden-Storey #1 230kV line | Gates 500/230kV TB #11 | Gates 500/230kV TB #12 |  | 1 | 0 | 1 | 0 | 0 | 0 | -421.35 | -182.75 | 135.35 | Borden-Storey #1 230kV line | Borden-Storey #1 230kV line | Helm 230/70kV TB #1 |  | 5 | 5 | NO | 5 | 5 | 1 | YES | 2
PG&E FRESNO | Cressey | 115 | 0 | 0 | 0 | 0 | 0 | 0 | 0 | 0 | 0 | 0 | 0 | 0 | 0 | 0 | 0 | 0 | 0 | 0 | 0 | 0 | 0 | 0 | 0 | 0 | 0 | 0 | 0 | 0 | 0 | 0 | 0 | 0 | 0 | 0 | 0 | 0 | 0 | 0 | 0 | 0 | 0 | 0 | 0 | 0 | 0 | 1 | 0 | 0 | 0 | 0 | 0 | 0 | 0 | 0 | 0 | 0 | 0 | 0 | 0 | 1 | 0 | 0 | 0 | 0 | 0 | 0 | 0 | 0 | 0 | 0 | 0 | 0 | 0 | 0 | 0 | 0 | 0 | 0 | 0 | 1 | 0 | 1 | 1 | 1 | 0 | 1 | 0 | 1 | 0 | 0 | 0 | 0 | 1 | 0 | 0 | 0 | 0 | 1 |  | 0 | 0 | 0 | 0 | 0 | 0 | 0 | 0 | 0 | 0 | 0 | 0 | 0 | 0 | 0 | 0 | 0 | 0 | 0 | 0 | 0 | 0 | 0 | 0 | 0 | 0 | 0 | 0 | 0 | 0 | 0 | 0 | 0 | 0 | 0 | 0 | 0 | 0 | 0 | 0 | 0 | 0 | 0 | 0 | 0 | 2 | 0 | 2 | 0 | 1 | 0 | -555.55 | -1738.232 | -562.7302 | Chowchilla-Le grand 115kV Line | Gates 500/230kV TB #11 | Gates 500/230kV TB #11 |  | 0 | 0 | 0 | 0 | 0 | 0 | 15.95 | 0.35 | 378.2276 | Oro Loma-El Nido 115kV Line | Oro Loma-El Nido 115kV Line | Oro Loma-El Nido 115kV Line |  | 5 | 1 | YES | 2 | 5 | 1 | YES | 2
PG&E NGBA | Cresta | 230 | 0 | 0 | 0 | 0 | 0 | 0 | 0 | 0 | 0 | 0 | 0 | 0 | 0 | 0 | 0 | 0 | 0 | 0 | 0 | 0 | 0 | 0 | 0 | 0 | 0 | 0 | 0 | 0 | 0 | 0 | 0 | 0 | 0 | 0 | 0 | 0 | 0 | 0 | 0 | 1 | 1 | 0 | 1 | 0 | 1 | 1 | 1 | 1 | 0 | 0 | 0 | 0 | 0 | 0 | 0 | 0 | 0 | 0 | 0 | 1 | 1 | 0 | 0 | 0 | 0 | 0 | 0 | 0 | 0 | 0 | 0 | 0 | 0 | 0 | 0 | 0 | 0 | 0 | 0 | 0 | 0 | 0 | 0 | 0 | 0 | 0 | 0 | 0 | 0 | 0 | 0 | 0 | 0 | 0 | 0 | 0 | 0 | 0 |  | 0 | 0 | 0 | 0 | 0 | 0 | 0 | 0 | 0 | 0 | 0 | 0 | 0 | 0 | 0 | 0 | 0 | 0 | 0 | 0 | 0 | 0 | 0 | 0 | 0 | 0 | 0 | 0 | 0 | 0 | 0 | 0 | 0 | 0 | 0 | 0 | 0 | 0 | 0 | 0 | 0 | 0 | 0 | 0 | 0 | 1 | 0 | 1 | 0 | 0 | 0 | -441.84 | -200.0712 | 72.84 | Collinsville-Tesla 500 kV Line | Collinsville-Tesla 500 kV Line | Woodland- Davis 115kV line |  | 1 | 0 | 1 | 0 | 0 | 0 | -441.84 | -200.0712 | 72.84 | Collinsville-Tesla 500 kV Line | Collinsville-Tesla 500 kV Line | Woodland- Davis 115kV line |  | 5 | 5 | NO | 5 | 1 | 1 | NO | 1
SDGE | Crestwood | 69 | 0 | 0 | 0 | 0 | 0 | 0 | 0 | 0 | 0 | 0 | 0 | 0 | 0 | 0 | 0 | 0 | 0 | 0 | 0 | 0 | 0 | 0 | 0 | 0 | 0 | 0 | 0 | 1 | 0 | 1 | 1 | 0 | 1 | 0 | 0 | 0 | 1 | 0 | 0 | 0 | 0 | 0 | 0 | 0 | 0 | 0 | 0 | 0 | 0 | 0 | 0 | 0 | 0 | 0 | 0 | 0 | 0 | 0 | 0 | 0 | 0 | 0 | 0 | 0 | 0 | 0 | 0 | 0 | 0 | 0 | 0 | 0 | 0 | 0 | 0 | 0 | 0 | 0 | 0 | 0 | 0 | 0 | 0 | 0 | 0 | 0 | 0 | 0 | 0 | 0 | 0 | 0 | 0 | 0 | 0 | 0 | 0 | 3 |  | 0 | 0 | 0 | 0 | 0 | 0 | 0 | 0 | 0 | 0 | 0 | 0 | 0 | 0 | 0 | 0 | 0 | 0 | 0 | 0 | 0 | 0 | 0 | 0 | 0 | 0 | 0 | 0 | 0 | 0 | 0 | 0 | 0 | 0 | 0 | 0 | 0 | 0 | 0 | 0 | 0 | 0 | 0 | 0 | 0 | 0 | 0 | 0 | 0 | 0 | 0 | 159.55 | 195.275 | 301.7864 | Miguel 69 kV constraint | Miguel 69 kV constraint | Miguel 69 kV constraint |  | 0 | 0 | 0 | 0 | 0 | 0 | 159.55 | 195.275 | 301.7864 | Miguel 69 kV constraint | Miguel 69 kV constraint | Miguel 69 kV constraint |  | 1 | 1 | NO | 1 | 1 | 1 | NO | 1
PG&E GBA | Crow Creek | 60 | 0 | 0 | 0 | 0 | 0 | 0 | 0 | 0 | 0 | 0 | 0 | 0 | 0 | 0 | 0 | 0 | 0 | 0 | 0 | 0 | 0 | 0 | 0 | 0 | 0 | 0 | 0 | 0 | 0 | 0 | 0 | 0 | 0 | 0 | 0 | 0 | 0 | 0 | 0 | 0 | 0 | 0 | 0 | 0 | 0 | 1 | 0 | 0 | 0 | 0 | 0 | 0 | 0 | 0 | 0 | 1 | 0 | 1 | 0 | 1 | 0 | 0 | 1 | 1 | 0 | 1 | 0 | 0 | 0 | 0 | 0 | 0 | 0 | 0 | 0 | 0 | 0 | 0 | 0 | 0 | 0 | 0 | 0 | 0 | 0 | 0 | 0 | 0 | 0 | 0 | 0 | 0 | 0 | 0 | 0 | 0 | 0 | 0 |  | 0 | 0 | 0 | 0 | 0 | 0 | 0 | 0 | 0 | 6 | 14 | 20 | 0 | 0 | 1 | 0 | 0 | 0 | 0 | 0 | 0 | 0 | 0 | 0 | 6 | 14 | 20 | 0 | 0 | 1 | 0 | 0 | 0 | 0 | 0 | 0 | 0 | 0 | 0 | 6 | 14 | 20 | 0 | 0 | 1 | 0 | 0 | 0 | 0 | 0 | 0 | 46.8 | 88.71 | 109.37 | Kasson Jct-Heinz 115 kV line | Salado-Crow Creek Sw Sta 60 kV line | Salado-Crow Creek Sw Sta 60 kV line |  | 0 | 0 | 0 | 0 | 0 | 0 | 46.8 | 88.71 | 109.37 | Kasson Jct-Heinz 115 kV line | Salado-Crow Creek Sw Sta 60 kV line | Salado-Crow Creek Sw Sta 60 kV line |  | 1 | 1 | NO | 1 | 1 | 1 | NO | 1
PG&E GBA | Crows Landing | 60 | 0 | 0 | 0 | 0 | 0 | 0 | 0 | 0 | 0 | 0 | 0 | 0 | 0 | 0 | 0 | 0 | 0 | 0 | 0 | 0 | 0 | 0 | 0 | 0 | 0 | 0 | 0 | 0 | 0 | 0 | 0 | 0 | 0 | 0 | 0 | 0 | 0 | 0 | 0 | 0 | 0 | 0 | 0 | 0 | 0 | 1 | 0 | 0 | 0 | 0 | 0 | 0 | 0 | 0 | 0 | 1 | 0 | 1 | 0 | 1 | 0 | 0 | 1 | 1 | 0 | 1 | 0 | 0 | 0 | 0 | 0 | 0 | 0 | 0 | 0 | 0 | 0 | 0 | 0 | 0 | 0 | 0 | 0 | 0 | 0 | 0 | 0 | 0 | 0 | 0 | 0 | 0 | 0 | 0 | 0 | 0 | 0 | 0 |  | 0 | 0 | 0 | 0 | 0 | 0 | 0 | 0 | 0 | 0 | 0 | 0 | 0 | 0 | 0 | 0 | 0 | 0 | 0 | 0 | 0 | 0 | 0 | 0 | 0 | 0 | 0 | 0 | 0 | 0 | 0 | 0 | 0 | 0 | 0 | 0 | 0 | 0 | 0 | 0 | 0 | 0 | 0 | 0 | 0 | 0 | 0 | 0 | 0 | 0 | 0 | 46.8 | 88.71 | 109.37 | Kasson Jct-Heinz 115 kV line | Salado-Crow Creek Sw Sta 60 kV line | Salado-Crow Creek Sw Sta 60 kV line |  | 0 | 0 | 0 | 0 | 0 | 0 | 46.8 | 88.71 | 109.37 | Kasson Jct-Heinz 115 kV line | Salado-Crow Creek Sw Sta 60 kV line | Salado-Crow Creek Sw Sta 60 kV line |  | 1 | 1 | NO | 1 | 1 | 1 | NO | 1
PG&E GBA | Curtis | 115 | 0 | 0 | 0 | 0 | 0 | 0 | 0 | 0 | 0 | 0 | 0 | 0 | 0 | 0 | 0 | 0 | 0 | 0 | 0 | 0 | 0 | 0 | 0 | 0 | 0 | 0 | 0 | 0 | 0 | 0 | 0 | 0 | 0 | 0 | 0 | 0 | 0 | 0 | 0 | 0 | 0 | 0 | 0 | 0 | 0 | 1 | 0 | 0 | 0 | 0 | 0 | 0 | 0 | 0 | 0 | 1 | 0 | 1 | 0 | 1 | 0 | 0 | 0 | 0 | 0 | 1 | 0 | 0 | 0 | 0 | 0 | 0 | 0 | 0 | 0 | 0 | 0 | 0 | 0 | 0 | 0 | 0 | 0 | 0 | 0 | 0 | 0 | 0 | 0 | 0 | 0 | 0 | 0 | 0 | 0 | 0 | 0 | 0 |  | 0 | 0 | 0 | 0 | 0 | 0 | 0 | 0 | 0 | 0 | 0 | 0 | 0 | 0 | 0 | 0 | 0 | 0 | 0 | 0 | 0 | 0 | 0 | 0 | 0 | 0 | 0 | 0 | 0 | 0 | 0 | 0 | 0 | 0 | 0 | 0 | 0 | 0 | 0 | 0 | 0 | 0 | 0 | 0 | 0 | 0 | 0 | 0 | 0 | 0 | 0 | 46.8 | 144.39 | 672.109 | Kasson Jct-Heinz 115 kV line | Kasson Jct-Heinz 115 kV line | Kasson Jct-Heinz 115 kV line |  | 0 | 0 | 0 | 0 | 0 | 0 | 46.8 | 144.39 | 672.109 | Kasson Jct-Heinz 115 kV line | Kasson Jct-Heinz 115 kV line | Kasson Jct-Heinz 115 kV line |  | 1 | 1 | NO | 1 | 1 | 1 | NO | 1
PG&E FRESNO | Dairyland | 115 | 0 | 0 | 0 | 0 | 0 | 0 | 0 | 0 | 0 | 0 | 0 | 0 | 0 | 0 | 0 | 0 | 0 | 0 | 0 | 0 | 0 | 0 | 0 | 0 | 0 | 0 | 0 | 0 | 0 | 0 | 0 | 0 | 0 | 0 | 0 | 0 | 0 | 0 | 0 | 0 | 0 | 0 | 0 | 0 | 0 | 1 | 0 | 0 | 0 | 0 | 0 | 0 | 0 | 0 | 0 | 0 | 0 | 0 | 0 | 0 | 0 | 0 | 0 | 0 | 0 | 0 | 0 | 0 | 0 | 0 | 0 | 0 | 0 | 0 | 0 | 0 | 0 | 0 | 0 | 1 | 0 | 1 | 1 | 1 | 0 | 1 | 0 | 1 | 0 | 0 | 0 | 0 | 1 | 0 | 0 | 0 | 0 | 1 |  | 0 | 0 | 0 | 0 | 0 | 0 | 0 | 0 | 0 | 0 | 0 | 0 | 0 | 0 | 0 | 0 | 0 | 0 | 0 | 0 | 0 | 0 | 0 | 0 | 0 | 0 | 0 | 0 | 0 | 0 | 0 | 0 | 0 | 0 | 0 | 0 | 0 | 0 | 0 | 120 | 0 | 0 | 0 | 0 | 1 | 2 | 0 | 2 | 0 | 1 | 0 | -555.55 | -1738.232 | -562.7302 | Chowchilla-Le grand 115kV Line | Gates 500/230kV TB #11 | Gates 500/230kV TB #11 |  | 0 | 0 | 0 | 0 | 0 | 0 | 15.95 | 0.35 | 378.2276 | Oro Loma-El Nido 115kV Line | Oro Loma-El Nido 115kV Line | Oro Loma-El Nido 115kV Line |  | 5 | 1 | YES | 2 | 5 | 1 | YES | 2
PG&E NGBA | Davis | 115 | 0 | 0 | 0 | 0 | 0 | 0 | 0 | 0 | 0 | 0 | 0 | 0 | 0 | 0 | 0 | 0 | 0 | 0 | 0 | 0 | 0 | 0 | 0 | 0 | 0 | 0 | 0 | 0 | 0 | 0 | 0 | 0 | 0 | 0 | 0 | 0 | 0 | 0 | 0 | 1 | 0 | 0 | 0 | 0 | 0 | 0 | 0 | 0 | 0 | 0 | 0 | 0 | 0 | 1 | 1 | 1 | 0 | 0 | 0 | 0 | 0 | 0 | 0 | 0 | 0 | 0 | 1 | 0 | 0 | 0 | 0 | 0 | 0 | 0 | 0 | 0 | 0 | 0 | 0 | 0 | 0 | 0 | 0 | 0 | 0 | 0 | 0 | 0 | 0 | 0 | 0 | 0 | 0 | 0 | 0 | 0 | 0 | 0 |  | 0 | 0 | 0 | 0 | 0 | 0 | 0 | 0 | 0 | 0 | 0 | 0 | 0 | 0 | 0 | 0 | 0 | 0 | 0 | 0 | 0 | 0 | 0 | 0 | 0 | 0 | 0 | 0 | 0 | 0 | 0 | 0 | 0 | 0 | 0 | 0 | 0 | 0 | 0 | 0 | 0 | 0 | 0 | 0 | 0 | 3 | 0 | 1 | 0 | 0 | 0 | -441.84 | -200.0712 | 335.9726 | Collinsville-Tesla 500 kV Line | Collinsville-Tesla 500 kV Line | Birds Landing-Contra Costa 230kV Line |  | 2 | 0 | 1 | 0 | 0 | 0 | -441.84 | -200.0712 | 335.9726 | Collinsville-Tesla 500 kV Line | Collinsville-Tesla 500 kV Line | Birds Landing-Contra Costa 230kV Line |  | 5 | 5 | NO | 5 | 1 | 1 | NO | 1
SCE Metro | Del Amo | 500 | 0 | 0 | 0 | 0 | 0 | 0 | 0 | 0 | 0 | 1 | 0 | 0 | 0 | 0 | 0 | 0 | 0 | 0 | 0 | 0 | 0 | 0 | 0 | 0 | 0 | 0 | 0 | 0 | 0 | 0 | 0 | 0 | 0 | 0 | 0 | 0 | 0 | 0 | 0 | 0 | 0 | 0 | 0 | 0 | 0 | 0 | 0 | 0 | 0 | 0 | 0 | 0 | 0 | 0 | 0 | 0 | 0 | 0 | 0 | 0 | 0 | 0 | 0 | 0 | 0 | 0 | 0 | 0 | 0 | 0 | 0 | 0 | 0 | 0 | 0 | 0 | 0 | 0 | 0 | 0 | 0 | 0 | 0 | 0 | 0 | 0 | 0 | 0 | 0 | 0 | 0 | 0 | 0 | 0 | 0 | 0 | 0 | 0 |  | 0 | 0 | 0 | 0 | 0 | 0 | 0 | 0 | 0 | 0 | 0 | 0 | 0 | 0 | 0 | 0 | 0 | 0 | 0 | 0 | 0 | 0 | 0 | 0 | 0 | 0 | 0 | 0 | 0 | 0 | 0 | 0 | 0 | 0 | 0 | 0 | 0 | 0 | 0 | 0 | 0 | 0 | 500 | 0 | 1 | 0 | 0 | 0 | 0 | 0 | 0 | 4159.6988 | 8194.058 | 21327.2611 | SCE Metro Area Default Constraint | SCE Metro Area Default Constraint | SCE Metro Area Default Constraint |  | 0 | 0 | 0 | 0 | 0 | 0 | 4159.6988 | 8194.058 | 21327.2611 | SCE Metro Area Default Constraint | SCE Metro Area Default Constraint | SCE Metro Area Default Constraint |  | 1 | 1 | NO | 1 | 1 | 1 | NO | 1
SCE Metro | Del Amo | 230 | 0 | 0 | 0 | 0 | 0 | 0 | 0 | 0 | 0 | 1 | 0 | 0 | 0 | 0 | 0 | 0 | 0 | 0 | 0 | 0 | 0 | 0 | 0 | 0 | 0 | 0 | 0 | 0 | 0 | 0 | 0 | 0 | 0 | 0 | 0 | 0 | 0 | 0 | 0 | 0 | 0 | 0 | 0 | 0 | 0 | 0 | 0 | 0 | 0 | 0 | 0 | 0 | 0 | 0 | 0 | 0 | 0 | 0 | 0 | 0 | 0 | 0 | 0 | 0 | 0 | 0 | 0 | 0 | 0 | 0 | 0 | 0 | 0 | 0 | 0 | 0 | 0 | 0 | 0 | 0 | 0 | 0 | 0 | 0 | 0 | 0 | 0 | 0 | 0 | 0 | 0 | 0 | 0 | 0 | 0 | 0 | 0 | 0 |  | 0 | 0 | 0 | 0 | 0 | 0 | 0 | 0 | 0 | 0 | 0 | 0 | 0 | 0 | 0 | 0 | 0 | 0 | 0 | 0 | 0 | 0 | 0 | 0 | 0 | 0 | 0 | 0 | 0 | 0 | 0 | 0 | 0 | 0 | 0 | 0 | 0 | 0 | 0 | 0 | 0 | 0 | 300 | 0 | 1 | 0 | 0 | 0 | 0 | 0 | 0 | 4159.6988 | 8194.058 | 21327.2611 | SCE Metro Area Default Constraint | SCE Metro Area Default Constraint | SCE Metro Area Default Constraint |  | 0 | 0 | 0 | 0 | 0 | 0 | 4159.6988 | 8194.058 | 21327.2611 | SCE Metro Area Default Constraint | SCE Metro Area Default Constraint | SCE Metro Area Default Constraint |  | 1 | 1 | NO | 1 | 1 | 1 | NO | 1
SCE Eastern | Delaney | 500 | 0 | 0 | 0 | 0 | 0 | 0 | 0 | 0 | 0 | 0 | 0 | 0 | 0 | 0 | 0 | 0 | 1 | 1 | 0 | 0 | 0 | 1 | 0 | 0 | 1 | 0 | 0 | 0 | 0 | 0 | 0 | 0 | 0 | 0 | 0 | 0 | 0 | 0 | 0 | 0 | 0 | 0 | 0 | 0 | 0 | 0 | 0 | 0 | 0 | 0 | 0 | 0 | 0 | 0 | 0 | 0 | 0 | 0 | 0 | 0 | 0 | 0 | 0 | 0 | 0 | 0 | 0 | 0 | 0 | 0 | 0 | 0 | 0 | 0 | 0 | 0 | 0 | 0 | 0 | 0 | 0 | 0 | 0 | 0 | 0 | 0 | 0 | 0 | 0 | 0 | 0 | 0 | 0 | 0 | 0 | 0 | 0 | 2 |  | 0 | 0 | 0 | 0 | 0 | 0 | 0 | 0 | 0 | 0 | 0 | 0 | 0 | 0 | 0 | 0 | 0 | 0 | 0 | 0 | 0 | 0 | 0 | 0 | 0 | 0 | 0 | 0 | 0 | 0 | 0 | 0 | 0 | 0 | 0 | 0 | 0 | 0 | 0 | 170 | 250 | 28.5 | 0 | 150 | 1 | 1 | 0 | 1 | 2 | 0 | 1 | -4292.881 | -5429.828 | -3970.751 | Lugo - Victorville area constraint | Lugo - Victorville area constraint | Lugo - Victorville area constraint |  | 0 | 0 | 0 | 2 | 0 | 0 | 0.514 | -912.858 | 398.636 | Devers-Red Bluff Constraint | Devers-Red Bluff Constraint | Devers-Red Bluff Constraint |  | 5 | 4 | YES | 4 | 4 | 1 | YES | 2
PG&E NGBA | Delevan | 230 | 0 | 0 | 0 | 0 | 0 | 0 | 0 | 0 | 0 | 0 | 0 | 0 | 0 | 0 | 0 | 0 | 0 | 0 | 0 | 0 | 0 | 0 | 0 | 0 | 0 | 0 | 0 | 0 | 0 | 0 | 0 | 0 | 0 | 0 | 0 | 0 | 0 | 0 | 0 | 1 | 0 | 0 | 0 | 0 | 0 | 0 | 0 | 0 | 0 | 0 | 0 | 0 | 0 | 0 | 0 | 0 | 0 | 0 | 0 | 0 | 0 | 0 | 0 | 0 | 0 | 0 | 1 | 0 | 0 | 0 | 0 | 0 | 0 | 0 | 0 | 0 | 0 | 0 | 0 | 0 | 0 | 0 | 0 | 0 | 0 | 0 | 0 | 0 | 0 | 0 | 0 | 0 | 0 | 0 | 0 | 0 | 0 | 0 |  | 0 | 0 | 0 | 0 | 0 | 0 | 0 | 0 | 0 | 0 | 0 | 0 | 0 | 0 | 0 | 0 | 0 | 0 | 0 | 0 | 0 | 0 | 0 | 0 | 0 | 0 | 0 | 0 | 0 | 0 | 0 | 0 | 0 | 0 | 0 | 0 | 0 | 0 | 0 | 0 | 0 | 0 | 0 | 0 | 0 | 2 | 0 | 1 | 0 | 0 | 0 | -441.84 | -200.0712 | 335.9726 | Collinsville-Tesla 500 kV Line | Collinsville-Tesla 500 kV Line | Birds Landing-Contra Costa 230kV Line |  | 2 | 0 | 1 | 0 | 0 | 0 | -441.84 | -200.0712 | 335.9726 | Collinsville-Tesla 500 kV Line | Collinsville-Tesla 500 kV Line | Birds Landing-Contra Costa 230kV Line |  | 5 | 5 | NO | 5 | 1 | 1 | NO | 1
PG&E GBA | Delta PP | 230 | 0 | 0 | 0 | 0 | 0 | 0 | 0 | 0 | 0 | 0 | 0 | 0 | 0 | 0 | 0 | 0 | 0 | 0 | 0 | 0 | 0 | 0 | 0 | 0 | 0 | 0 | 0 | 0 | 0 | 0 | 0 | 0 | 0 | 0 | 0 | 0 | 0 | 0 | 0 | 1 | 0 | 0 | 0 | 0 | 0 | 0 | 0 | 0 | 0 | 0 | 0 | 0 | 0 | 1 | 0 | 1 | 0 | 0 | 0 | 0 | 0 | 0 | 0 | 0 | 0 | 1 | 0 | 0 | 0 | 0 | 0 | 0 | 0 | 0 | 0 | 0 | 0 | 0 | 0 | 0 | 0 | 0 | 0 | 0 | 0 | 0 | 0 | 0 | 0 | 0 | 0 | 0 | 0 | 0 | 0 | 0 | 0 | 0 |  | 0 | 0 | 0 | 0 | 0 | 0 | 0 | 0 | 0 | 0 | 0 | 0 | 0 | 0 | 0 | 0 | 0 | 0 | 0 | 0 | 0 | 0 | 0 | 0 | 0 | 0 | 0 | 0 | 0 | 0 | 0 | 0 | 0 | 0 | 0 | 0 | 0 | 0 | 0 | 0 | 0 | 0 | 0 | 0 | 0 | 2 | 0 | 1 | 0 | 0 | 0 | -441.84 | -200.0712 | 3202.4639 | Collinsville-Tesla 500 kV Line | Collinsville-Tesla 500 kV Line | Collinsville-Tesla 500 kV Line |  | 1 | 0 | 1 | 0 | 0 | 0 | -441.84 | -200.0712 | 3202.4639 | Collinsville-Tesla 500 kV Line | Collinsville-Tesla 500 kV Line | Collinsville-Tesla 500 kV Line |  | 5 | 5 | NO | 5 | 1 | 1 | NO | 1
EOP | Desert View | 230 | 0 | 0 | 0 | 0 | 0 | 0 | 0 | 0 | 0 | 0 | 0 | 0 | 0 | 0 | 0 | 0 | 0 | 0 | 0 | 0 | 0 | 0 | 1 | 1 | 1 | 0 | 0 | 0 | 0 | 0 | 0 | 0 | 0 | 0 | 0 | 0 | 0 | 0 | 0 | 0 | 0 | 0 | 0 | 0 | 0 | 0 | 0 | 0 | 0 | 0 | 0 | 0 | 0 | 0 | 0 | 0 | 0 | 0 | 0 | 0 | 0 | 0 | 0 | 0 | 0 | 0 | 0 | 0 | 0 | 0 | 0 | 0 | 0 | 0 | 0 | 0 | 0 | 0 | 0 | 0 | 0 | 0 | 0 | 0 | 0 | 0 | 0 | 0 | 0 | 0 | 0 | 0 | 0 | 0 | 0 | 0 | 0 | 2 |  | 0 | 0 | 0 | 0 | 0 | 0 | 0 | 0 | 0 | 0 | 0 | 0 | 0 | 0 | 0 | 0 | 0 | 0 | 0 | 0 | 0 | 0 | 0 | 0 | 0 | 0 | 0 | 0 | 0 | 0 | 0 | 0 | 0 | 0 | 0 | 0 | 0 | 0 | 0 | 450 | 0 | 0 | 0 | 0 | 1 | 1 | 0 | 1 | 0 | 0 | 1 | -4292.881 | -5429.828 | -3970.751 | Lugo - Victorville area constraint | Lugo - Victorville area constraint | Lugo - Victorville area constraint |  | 0 | 0 | 0 | 0 | 0 | 0 | 876.62 | 67.08 | 709.88 | Sloan Canyon - Eldorado 500 kV constraint | Sloan Canyon - Eldorado 500 kV constraint | GLW 230kV area constraint |  | 5 | 1 | YES | 2 | 4 | 1 | YES | 2
SCE Eastern | Devers | 230 | 0 | 0 | 0 | 0 | 0 | 0 | 0 | 0 | 0 | 0 | 0 | 0 | 0 | 0 | 0 | 0 | 0 | 0 | 0 | 1 | 0 | 1 | 0 | 0 | 0 | 0 | 0 | 0 | 0 | 0 | 0 | 0 | 0 | 0 | 0 | 0 | 0 | 0 | 0 | 0 | 0 | 0 | 0 | 0 | 0 | 0 | 0 | 0 | 0 | 0 | 0 | 0 | 0 | 0 | 0 | 0 | 0 | 0 | 0 | 0 | 0 | 0 | 0 | 0 | 0 | 0 | 0 | 0 | 0 | 0 | 0 | 0 | 0 | 0 | 0 | 0 | 0 | 0 | 0 | 0 | 0 | 0 | 0 | 0 | 0 | 0 | 0 | 0 | 0 | 0 | 0 | 0 | 0 | 0 | 0 | 0 | 0 | 1 |  | 0 | 0 | 57 | 0 | 0 | 0 | 0 | 0 | 0 | 0 | 0 | 345 | 360 | 0 | 1 | 0 | 0 | 0 | 0 | 0 | 0 | 0 | 0 | 0 | 0 | 0 | 200 | 100 | 0 | 1 | 0 | 0 | 320 | 0 | 0 | 0 | 0 | 0 | 0 | 0 | 180 | 545 | 460 | 0 | 1 | 0 | 0 | 0 | 0 | 0 | 0 | 316.964 | 2746.6 | 9043.596 | Serrano-Alberhill-Valley Constraint | Etiwanda-Rancho Vista Constraint | Serrano-Alberhill-Valley Constraint |  | 0 | 0 | 0 | 0 | 0 | 0 | 316.964 | 2746.6 | 9043.596 | Serrano-Alberhill-Valley Constraint | Etiwanda-Rancho Vista Constraint | Serrano-Alberhill-Valley Constraint |  | 1 | 1 | NO | 1 | 1 | 1 | NO | 1
SCE Eastern | Devers | 500 | 0 | 0 | 0 | 0 | 0 | 0 | 0 | 0 | 0 | 0 | 0 | 0 | 0 | 0 | 0 | 0 | 0 | 0 | 0 | 1 | 0 | 1 | 0 | 0 | 0 | 0 | 0 | 0 | 0 | 0 | 0 | 0 | 0 | 0 | 0 | 0 | 0 | 0 | 0 | 0 | 0 | 0 | 0 | 0 | 0 | 0 | 0 | 0 | 0 | 0 | 0 | 0 | 0 | 0 | 0 | 0 | 0 | 0 | 0 | 0 | 0 | 0 | 0 | 0 | 0 | 0 | 0 | 0 | 0 | 0 | 0 | 0 | 0 | 0 | 0 | 0 | 0 | 0 | 0 | 0 | 0 | 0 | 0 | 0 | 0 | 0 | 0 | 0 | 0 | 0 | 0 | 0 | 0 | 0 | 0 | 0 | 0 | 1 |  | 0 | 0 | 0 | 0 | 0 | 0 | 0 | 0 | 0 | 0 | 0 | 0 | 0 | 0 | 0 | 0 | 0 | 0 | 0 | 0 | 0 | 0 | 0 | 0 | 0 | 0 | 0 | 0 | 0 | 0 | 0 | 0 | 0 | 0 | 0 | 0 | 0 | 0 | 0 | 0 | 0 | 0 | 0 | 0 | 0 | 0 | 0 | 0 | 0 | 0 | 0 | 316.964 | 2746.6 | 9043.596 | Serrano-Alberhill-Valley Constraint | Etiwanda-Rancho Vista Constraint | Serrano-Alberhill-Valley Constraint |  | 0 | 0 | 0 | 0 | 0 | 0 | 316.964 | 2746.6 | 9043.596 | Serrano-Alberhill-Valley Constraint | Etiwanda-Rancho Vista Constraint | Serrano-Alberhill-Valley Constraint |  | 1 | 1 | NO | 1 | 1 | 1 | NO | 1
PG&E KERN | Diablo Canyon | 230 | 0 | 0 | 0 | 0 | 0 | 0 | 0 | 0 | 0 | 0 | 0 | 0 | 0 | 0 | 0 | 0 | 0 | 0 | 0 | 0 | 0 | 0 | 0 | 0 | 0 | 0 | 0 | 0 | 0 | 0 | 0 | 0 | 0 | 0 | 0 | 0 | 0 | 0 | 0 | 0 | 0 | 0 | 0 | 0 | 0 | 0 | 0 | 0 | 0 | 0 | 0 | 0 | 0 | 0 | 0 | 0 | 0 | 0 | 0 | 0 | 0 | 0 | 0 | 0 | 0 | 0 | 0 | 1 | 1 | 0 | 0 | 0 | 0 | 0 | 0 | 0 | 0 | 0 | 0 | 1 | 0 | 0 | 0 | 0 | 0 | 1 | 0 | 0 | 0 | 0 | 0 | 0 | 0 | 0 | 0 | 1 | 0 | 1 |  | 0 | 0 | 0 | 0 | 0 | 0 | 0 | 0 | 0 | 0 | 0 | 0 | 0 | 0 | 0 | 0 | 0 | 0 | 0 | 0 | 0 | 0 | 0 | 0 | 0 | 0 | 0 | 0 | 0 | 0 | 0 | 0 | 0 | 0 | 0 | 0 | 0 | 0 | 0 | 0 | 0 | 0 | 0 | 0 | 0 | 1 | 0 | 1 | 0 | 1 | 0 | -79.08 | -1738.232 | -562.7302 | Gates 500/230kV TB #11 | Gates 500/230kV TB #11 | Gates 500/230kV TB #11 |  | 0 | 0 | 0 | 0 | 0 | 0 | 7.65 | 144.11 | 266.8703 | Cal Flat-Gates 230 kV line | Cal Flat-Gates 230 kV line | Cal Flat-Gates 230 kV line |  | 5 | 1 | YES | 2 | 5 | 1 | YES | 2
PG&E KERN | Diablo Canyon | 500 | 0 | 0 | 0 | 0 | 0 | 0 | 0 | 0 | 0 | 0 | 0 | 0 | 0 | 0 | 0 | 0 | 0 | 0 | 0 | 0 | 0 | 0 | 0 | 0 | 0 | 0 | 0 | 0 | 0 | 0 | 0 | 0 | 0 | 0 | 0 | 0 | 0 | 0 | 0 | 0 | 0 | 0 | 0 | 0 | 0 | 0 | 0 | 0 | 0 | 0 | 0 | 0 | 0 | 0 | 0 | 0 | 0 | 0 | 0 | 0 | 0 | 0 | 0 | 0 | 0 | 0 | 0 | 0 | 0 | 0 | 0 | 0 | 0 | 0 | 0 | 0 | 0 | 0 | 0 | 0 | 0 | 0 | 0 | 0 | 0 | 0 | 0 | 0 | 0 | 0 | 0 | 0 | 0 | 1 | 1 | 0 | 0 | 0 |  | 0 | 0 | 0 | 0 | 0 | 0 | 0 | 0 | 0 | 0 | 0 | 0 | 0 | 0 | 0 | 0 | 0 | 0 | 0 | 0 | 0 | 0 | 0 | 0 | 0 | 0 | 0 | 0 | 0 | 0 | 0 | 0 | 0 | 0 | 0 | 0 | 2924 | 0 | 0 | 0 | 0 | 0 | 0 | 0 | 1 | 0 | 0 | 1 | 0 | 0 | 1 | 372.37 | -476.012 | -3308.8336 | Mustang-Henrietta 230 kV line | Mustang-Henrietta 230 kV line | Mustang-Henrietta 230 kV line |  | 0 | 0 | 1 | 0 | 0 | 1 | 372.37 | -476.012 | -3308.8336 | Mustang-Henrietta 230 kV line | Mustang-Henrietta 230 kV line | Mustang-Henrietta 230 kV line |  | 5 | 5 | NO | 5 | 4 | 4 | NO | 4
PG&E KERN | Divide | 115 | 0 | 0 | 0 | 0 | 0 | 0 | 0 | 0 | 0 | 0 | 0 | 0 | 0 | 0 | 0 | 0 | 0 | 0 | 0 | 0 | 0 | 0 | 0 | 0 | 0 | 0 | 0 | 0 | 0 | 0 | 0 | 0 | 0 | 0 | 0 | 0 | 0 | 0 | 0 | 0 | 0 | 0 | 0 | 0 | 0 | 0 | 0 | 0 | 0 | 0 | 0 | 0 | 0 | 0 | 0 | 0 | 0 | 0 | 0 | 0 | 0 | 0 | 0 | 0 | 0 | 0 | 0 | 1 | 1 | 0 | 0 | 0 | 0 | 0 | 0 | 0 | 0 | 0 | 0 | 1 | 0 | 0 | 0 | 0 | 0 | 1 | 0 | 0 | 0 | 0 | 0 | 0 | 0 | 0 | 0 | 1 | 0 | 1 |  | 0 | 0 | 0 | 0 | 0 | 0 | 0 | 0 | 0 | 0 | 0 | 0 | 0 | 0 | 0 | 0 | 0 | 0 | 0 | 0 | 0 | 0 | 0 | 0 | 0 | 0 | 0 | 0 | 0 | 0 | 0 | 0 | 0 | 0 | 0 | 0 | 0 | 0 | 0 | 0 | 100 | 0 | 0 | 0 | 1 | 1 | 0 | 1 | 0 | 1 | 0 | -79.08 | -1738.232 | -562.7302 | Gates 500/230kV TB #11 | Gates 500/230kV TB #11 | Gates 500/230kV TB #11 |  | 0 | 0 | 0 | 0 | 0 | 0 | 7.65 | 144.11 | 266.8703 | Cal Flat-Gates 230 kV line | Cal Flat-Gates 230 kV line | Cal Flat-Gates 230 kV line |  | 5 | 1 | YES | 2 | 5 | 1 | YES | 2
PG&E GBA | Dixon Landing | 115 | 0 | 0 | 0 | 0 | 0 | 0 | 0 | 0 | 0 | 0 | 0 | 0 | 0 | 0 | 0 | 0 | 0 | 0 | 0 | 0 | 0 | 0 | 0 | 0 | 0 | 0 | 0 | 0 | 0 | 0 | 0 | 0 | 0 | 0 | 0 | 0 | 0 | 0 | 0 | 0 | 0 | 0 | 0 | 0 | 0 | 0 | 0 | 0 | 0 | 0 | 0 | 0 | 0 | 0 | 0 | 1 | 0 | 0 | 0 | 1 | 0 | 0 | 0 | 0 | 0 | 0 | 0 | 0 | 0 | 0 | 0 | 0 | 0 | 0 | 0 | 0 | 0 | 0 | 0 | 0 | 0 | 0 | 0 | 0 | 0 | 0 | 0 | 0 | 0 | 0 | 0 | 0 | 0 | 0 | 0 | 0 | 0 | 0 |  | 0 | 0 | 0 | 0 | 0 | 0 | 0 | 0 | 0 | 0 | 0 | 0 | 0 | 0 | 0 | 0 | 0 | 0 | 0 | 0 | 0 | 0 | 0 | 0 | 0 | 0 | 0 | 0 | 0 | 0 | 0 | 0 | 0 | 0 | 0 | 0 | 0 | 0 | 0 | 0 | 0 | 0 | 0 | 0 | 0 | 0 | 0 | 0 | 0 | 0 | 0 | 2067.51 | 2548.6438 | 3822.2952 | Tesla-Bellota 230 kV line | Tesla-Bellota 230 kV line | Tesla-Bellota 230 kV line |  | 0 | 0 | 0 | 0 | 0 | 0 | 2067.51 | 2548.6438 | 3822.2952 | Tesla-Bellota 230 kV line | Tesla-Bellota 230 kV line | Tesla-Bellota 230 kV line |  | 1 | 1 | NO | 1 | 1 | 1 | NO | 1
PG&E FRESNO | Dos Amigos | 230 | 0 | 0 | 0 | 0 | 0 | 0 | 0 | 0 | 0 | 0 | 0 | 0 | 0 | 0 | 0 | 0 | 0 | 0 | 0 | 0 | 0 | 0 | 0 | 0 | 0 | 0 | 0 | 0 | 0 | 0 | 0 | 0 | 0 | 0 | 0 | 0 | 0 | 0 | 0 | 0 | 0 | 0 | 0 | 0 | 0 | 0 | 0 | 0 | 0 | 0 | 0 | 0 | 0 | 0 | 0 | 0 | 0 | 0 | 0 | 0 | 0 | 0 | 0 | 0 | 0 | 0 | 0 | 0 | 0 | 0 | 0 | 0 | 0 | 0 | 0 | 0 | 0 | 0 | 1 | 0 | 0 | 0 | 0 | 0 | 0 | 1 | 0 | 0 | 0 | 0 | 0 | 0 | 0 | 0 | 0 | 0 | 0 | 1 |  | 0 | 0 | 0 | 0 | 0 | 0 | 0 | 0 | 0 | 0 | 0 | 0 | 0 | 0 | 0 | 0 | 0 | 0 | 0 | 0 | 0 | 0 | 0 | 3 | 0 | 0 | 0 | 0 | 0 | 1 | 10 | 0 | 0 | 0 | 0 | 0 | 0 | 0 | 3 | 493.2 | 0 | 0 | 860 | 0 | 1 | 0 | 0 | 1 | 0 | 1 | 0 | 239.74 | -1311.984 | -1897.303 | Gates 500/230kV TB #12 | Gates 500/230kV TB #12 | Gates 500/230kV TB #12 |  | 0 | 0 | 0 | 0 | 0 | 0 | 2457.27 | 2621.968 | 4945.697 | Los Banos 500/230kV TB | Los Banos 500/230kV TB | Gates 500/230kV TB #12 |  | 5 | 1 | YES | 2 | 5 | 1 | YES | 2
PG&E NGBA | Drum | 115 | 0 | 0 | 0 | 0 | 0 | 0 | 0 | 0 | 0 | 0 | 0 | 0 | 0 | 0 | 0 | 0 | 0 | 0 | 0 | 0 | 0 | 0 | 0 | 0 | 0 | 0 | 0 | 0 | 0 | 0 | 0 | 0 | 0 | 0 | 0 | 0 | 0 | 0 | 0 | 1 | 1 | 0 | 1 | 0 | 0 | 1 | 1 | 1 | 0 | 0 | 0 | 0 | 0 | 0 | 0 | 0 | 0 | 0 | 0 | 1 | 1 | 0 | 0 | 0 | 0 | 0 | 0 | 0 | 0 | 0 | 0 | 0 | 0 | 0 | 0 | 0 | 0 | 0 | 0 | 0 | 0 | 0 | 0 | 0 | 0 | 0 | 0 | 0 | 0 | 0 | 0 | 0 | 0 | 0 | 0 | 0 | 0 | 0 |  | 0 | 0 | 0 | 0 | 0 | 0 | 0 | 0 | 0 | 0 | 0 | 0 | 0 | 0 | 0 | 0 | 0 | 0 | 0 | 0 | 0 | 0 | 0 | 0 | 0 | 0 | 0 | 0 | 0 | 0 | 0 | 0 | 0 | 0 | 0 | 0 | 0 | 0 | 0 | 0 | 0 | 0 | 0 | 0 | 0 | 1 | 0 | 1 | 0 | 0 | 0 | -441.84 | -200.0712 | 72.84 | Collinsville-Tesla 500 kV Line | Collinsville-Tesla 500 kV Line | Woodland- Davis 115kV line |  | 1 | 0 | 1 | 0 | 0 | 0 | -441.84 | -200.0712 | 72.84 | Collinsville-Tesla 500 kV Line | Collinsville-Tesla 500 kV Line | Woodland- Davis 115kV line |  | 5 | 5 | NO | 5 | 1 | 1 | NO | 1
PG&E GBA | Dumbarton | 115 | 0 | 0 | 0 | 0 | 0 | 0 | 0 | 0 | 0 | 0 | 0 | 0 | 0 | 0 | 0 | 0 | 0 | 0 | 0 | 0 | 0 | 0 | 0 | 0 | 0 | 0 | 0 | 0 | 0 | 0 | 0 | 0 | 0 | 0 | 0 | 0 | 0 | 0 | 0 | 1 | 0 | 0 | 0 | 0 | 0 | 0 | 0 | 0 | 0 | 0 | 0 | 0 | 1 | 0 | 0 | 0 | 0 | 0 | 0 | 0 | 0 | 0 | 0 | 0 | 0 | 0 | 0 | 0 | 0 | 0 | 0 | 0 | 0 | 0 | 0 | 0 | 0 | 0 | 0 | 0 | 0 | 0 | 0 | 0 | 0 | 0 | 0 | 0 | 0 | 0 | 0 | 0 | 0 | 0 | 0 | 0 | 0 | 1 |  | 0 | 0 | 0 | 0 | 0 | 0 | 0 | 0 | 0 | 0 | 0 | 0 | 0 | 0 | 0 | 0 | 0 | 0 | 0 | 0 | 0 | 0 | 0 | 0 | 0 | 0 | 0 | 0 | 0 | 0 | 0 | 0 | 0 | 0 | 0 | 0 | 0 | 0 | 0 | 0 | 0 | 0 | 0 | 0 | 0 | 1 | 0 | 1 | 0 | 0 | 0 | -441.84 | -200.0712 | 3202.4639 | Collinsville-Tesla 500 kV Line | Collinsville-Tesla 500 kV Line | Collinsville-Tesla 500 kV Line |  | 1 | 0 | 1 | 0 | 0 | 0 | -441.84 | -200.0712 | 3202.4639 | Collinsville-Tesla 500 kV Line | Collinsville-Tesla 500 kV Line | Collinsville-Tesla 500 kV Line |  | 5 | 5 | NO | 5 | 1 | 1 | NO | 1
SCE NOL | Dunn Siding | 115 | 0 | 0 | 0 | 0 | 0 | 0 | 0 | 0 | 0 | 0 | 0 | 1 | 1 | 1 | 0 | 0 | 0 | 0 | 0 | 0 | 0 | 0 | 0 | 0 | 0 | 0 | 0 | 0 | 0 | 0 | 0 | 0 | 0 | 0 | 0 | 0 | 0 | 0 | 0 | 0 | 0 | 0 | 0 | 0 | 0 | 0 | 0 | 0 | 0 | 0 | 0 | 0 | 0 | 0 | 0 | 0 | 0 | 0 | 0 | 0 | 0 | 0 | 0 | 0 | 0 | 0 | 0 | 0 | 0 | 0 | 0 | 0 | 0 | 0 | 0 | 0 | 0 | 0 | 0 | 0 | 0 | 0 | 0 | 0 | 0 | 0 | 0 | 0 | 0 | 0 | 0 | 0 | 0 | 0 | 0 | 0 | 0 | 3 |  | 0 | 0 | 0 | 0 | 0 | 0 | 0 | 0 | 0 | 0 | 0 | 0 | 0 | 0 | 0 | 0 | 0 | 0 | 0 | 0 | 0 | 0 | 0 | 0 | 0 | 0 | 0 | 0 | 0 | 0 | 0 | 0 | 0 | 0 | 0 | 0 | 0 | 0 | 0 | 0 | 0 | 0 | 0 | 0 | 0 | 0 | 2 | 0 | 0 | 0 | 0 | -104.4 | 65.95 | 1269.924 | South of Kramer Area Constraint | South of Kramer Area Constraint | South of Kramer Area Constraint |  | 0 | 2 | 0 | 0 | 0 | 0 | -104.4 | 65.95 | 1269.924 | South of Kramer Area Constraint | South of Kramer Area Constraint | South of Kramer Area Constraint |  | 3 | 3 | NO | 3 | 1 | 1 | NO | 1
SCE Eastern | Eagle Mountain | 230 | 0 | 0 | 0 | 0 | 0 | 0 | 0 | 0 | 0 | 0 | 0 | 0 | 0 | 0 | 0 | 0 | 0 | 0 | 1 | 1 | 0 | 1 | 0 | 0 | 0 | 0 | 0 | 0 | 0 | 0 | 0 | 0 | 0 | 0 | 0 | 0 | 0 | 0 | 0 | 0 | 0 | 0 | 0 | 0 | 0 | 0 | 0 | 0 | 0 | 0 | 0 | 0 | 0 | 0 | 0 | 0 | 0 | 0 | 0 | 0 | 0 | 0 | 0 | 0 | 0 | 0 | 0 | 0 | 0 | 0 | 0 | 0 | 0 | 0 | 0 | 0 | 0 | 0 | 0 | 0 | 0 | 0 | 0 | 0 | 0 | 0 | 0 | 0 | 0 | 0 | 0 | 0 | 0 | 0 | 0 | 0 | 0 | 1 |  | 0 | 0 | 0 | 0 | 0 | 0 | 0 | 0 | 0 | 0 | 0 | 0 | 0 | 0 | 0 | 0 | 0 | 0 | 0 | 0 | 0 | 0 | 0 | 0 | 0 | 0 | 0 | 0 | 0 | 0 | 0 | 0 | 0 | 0 | 0 | 0 | 0 | 0 | 0 | 0 | 0 | 0 | 0 | 0 | 0 | 1 | 0 | 1 | 0 | 0 | 0 | -529 | -500 | 339.76 | Eagle Mountain Constraint | Eagle Mountain Constraint | Eagle Mountain Constraint |  | 0 | 0 | 0 | 0 | 0 | 0 | 71 | 100 | 339.76 | Eagle Mountain Constraint | Eagle Mountain Constraint | Eagle Mountain Constraint |  | 5 | 1 | YES | 2 | 1 | 1 | NO | 1
PG&E NGBA | Eagle Rock (PGE) | 60 | 0 | 0 | 0 | 0 | 0 | 0 | 0 | 0 | 0 | 0 | 0 | 0 | 0 | 0 | 0 | 0 | 0 | 0 | 0 | 0 | 0 | 0 | 0 | 0 | 0 | 0 | 0 | 0 | 0 | 0 | 0 | 0 | 0 | 0 | 0 | 0 | 0 | 0 | 0 | 1 | 0 | 0 | 0 | 0 | 0 | 0 | 0 | 0 | 0 | 0 | 0 | 0 | 1 | 0 | 0 | 0 | 0 | 0 | 0 | 0 | 0 | 0 | 0 | 0 | 0 | 0 | 1 | 0 | 0 | 0 | 0 | 0 | 0 | 0 | 0 | 0 | 0 | 0 | 0 | 0 | 0 | 0 | 0 | 0 | 0 | 0 | 0 | 0 | 0 | 0 | 0 | 0 | 0 | 0 | 0 | 0 | 0 | 1 |  | 0 | 0 | 0 | 0 | 0 | 0 | 0 | 0 | 0 | 0 | 0 | 0 | 0 | 0 | 0 | 0 | 0 | 0 | 0 | 0 | 0 | 0 | 0 | 0 | 0 | 0 | 0 | 0 | 0 | 0 | 0 | 0 | 0 | 0 | 0 | 0 | 0 | 0 | 0 | 0 | 0 | 0 | 0 | 0 | 0 | 2 | 0 | 1 | 0 | 0 | 0 | -441.84 | -200.0712 | 335.9726 | Collinsville-Tesla 500 kV Line | Collinsville-Tesla 500 kV Line | Birds Landing-Contra Costa 230kV Line |  | 2 | 0 | 1 | 0 | 0 | 0 | -441.84 | -200.0712 | 335.9726 | Collinsville-Tesla 500 kV Line | Collinsville-Tesla 500 kV Line | Birds Landing-Contra Costa 230kV Line |  | 5 | 5 | NO | 5 | 1 | 1 | NO | 1
PG&E NGBA | Eagle Rock (PGE) | 115 | 0 | 0 | 0 | 0 | 0 | 0 | 0 | 0 | 0 | 0 | 0 | 0 | 0 | 0 | 0 | 0 | 0 | 0 | 0 | 0 | 0 | 0 | 0 | 0 | 0 | 0 | 0 | 0 | 0 | 0 | 0 | 0 | 0 | 0 | 0 | 0 | 0 | 0 | 0 | 1 | 0 | 1 | 0 | 0 | 0 | 0 | 0 | 0 | 0 | 0 | 0 | 0 | 1 | 0 | 1 | 1 | 0 | 0 | 0 | 0 | 0 | 0 | 0 | 0 | 0 | 0 | 1 | 0 | 0 | 0 | 0 | 0 | 0 | 0 | 0 | 0 | 0 | 0 | 0 | 0 | 0 | 0 | 0 | 0 | 0 | 0 | 0 | 0 | 0 | 0 | 0 | 0 | 0 | 0 | 0 | 0 | 0 | 1 |  | -7 | 0 | 0 | 0 | 0 | 0 | 0 | 0 | 0 | 0 | 0 | 0 | 0 | 0 | 1 | 7 | 0 | 0 | 0 | 0 | 0 | 0 | 0 | 0 | 0 | 0 | 0 | 0 | 0 | 1 | 0 | 0 | 0 | 0 | 0 | 0 | 0 | 0 | 0 | 0 | 0 | 0 | 0 | 0 | 0 | 2 | 0 | 1 | 0 | 0 | 0 | -441.84 | -200.0712 | 335.9726 | Collinsville-Tesla 500 kV Line | Collinsville-Tesla 500 kV Line | Birds Landing-Contra Costa 230kV Line |  | 2 | 0 | 1 | 0 | 0 | 0 | -441.84 | -200.0712 | 335.9726 | Collinsville-Tesla 500 kV Line | Collinsville-Tesla 500 kV Line | Birds Landing-Contra Costa 230kV Line |  | 5 | 5 | NO | 5 | 1 | 1 | NO | 1
SCE Metro | Eagle Rock (SCE) | 230 | 0 | 0 | 0 | 0 | 0 | 0 | 0 | 0 | 0 | 1 | 0 | 0 | 0 | 0 | 0 | 0 | 0 | 0 | 0 | 0 | 0 | 0 | 0 | 0 | 0 | 0 | 0 | 0 | 0 | 0 | 0 | 0 | 0 | 0 | 0 | 0 | 0 | 0 | 0 | 0 | 0 | 0 | 0 | 0 | 0 | 0 | 0 | 0 | 0 | 0 | 0 | 0 | 0 | 0 | 0 | 0 | 0 | 0 | 0 | 0 | 0 | 0 | 0 | 0 | 0 | 0 | 0 | 0 | 0 | 0 | 0 | 0 | 0 | 0 | 0 | 0 | 0 | 0 | 0 | 0 | 0 | 0 | 0 | 0 | 0 | 0 | 0 | 0 | 0 | 0 | 0 | 0 | 0 | 0 | 0 | 0 | 0 | 0 |  | 0 | 0 | 0 | 0 | 0 | 0 | 0 | 0 | 0 | 0 | 0 | 0 | 0 | 0 | 0 | 0 | 0 | 0 | 0 | 0 | 0 | 0 | 0 | 0 | 0 | 0 | 0 | 0 | 0 | 0 | 0 | 0 | 0 | 0 | 0 | 0 | 0 | 0 | 0 | 0 | 0 | 0 | 0 | 0 | 0 | 0 | 0 | 0 | 0 | 0 | 0 | 4159.6988 | 8194.058 | 21327.2611 | SCE Metro Area Default Constraint | SCE Metro Area Default Constraint | SCE Metro Area Default Constraint |  | 0 | 0 | 0 | 0 | 0 | 0 | 4159.6988 | 8194.058 | 21327.2611 | SCE Metro Area Default Constraint | SCE Metro Area Default Constraint | SCE Metro Area Default Constraint |  | 1 | 1 | NO | 1 | 1 | 1 | NO | 1
PG&E NGBA | East Marysville | 115 | 0 | 0 | 0 | 0 | 0 | 0 | 0 | 0 | 0 | 0 | 0 | 0 | 0 | 0 | 0 | 0 | 0 | 0 | 0 | 0 | 0 | 0 | 0 | 0 | 0 | 0 | 0 | 0 | 0 | 0 | 0 | 0 | 0 | 0 | 0 | 0 | 0 | 0 | 0 | 1 | 0 | 0 | 0 | 0 | 0 | 1 | 0 | 1 | 0 | 0 | 0 | 0 | 0 | 0 | 0 | 0 | 0 | 0 | 0 | 1 | 0 | 0 | 0 | 0 | 0 | 0 | 0 | 0 | 0 | 0 | 0 | 0 | 0 | 0 | 0 | 0 | 0 | 0 | 0 | 0 | 0 | 0 | 0 | 0 | 0 | 0 | 0 | 0 | 0 | 0 | 0 | 0 | 0 | 0 | 0 | 0 | 0 | 0 |  | 0 | 0 | 0 | 0 | 0 | 0 | 0 | 0 | 0 | 0 | 0 | 0 | 0 | 0 | 0 | 0 | 0 | 0 | 0 | 0 | 0 | 0 | 0 | 0 | 0 | 0 | 0 | 0 | 0 | 0 | 0 | 0 | 0 | 0 | 0 | 0 | 0 | 0 | 0 | 0 | 0 | 0 | 0 | 0 | 0 | 1 | 0 | 1 | 0 | 0 | 0 | -441.84 | -200.0712 | 297.6836 | Collinsville-Tesla 500 kV Line | Collinsville-Tesla 500 kV Line | Rio Oso-Lockeford 230kV line |  | 1 | 0 | 1 | 0 | 0 | 0 | -441.84 | -200.0712 | 297.6836 | Collinsville-Tesla 500 kV Line | Collinsville-Tesla 500 kV Line | Rio Oso-Lockeford 230kV line |  | 5 | 5 | NO | 5 | 1 | 1 | NO | 1
PG&E NGBA | East Nicolaus | 115 | 0 | 0 | 0 | 0 | 0 | 0 | 0 | 0 | 0 | 0 | 0 | 0 | 0 | 0 | 0 | 0 | 0 | 0 | 0 | 0 | 0 | 0 | 0 | 0 | 0 | 0 | 0 | 0 | 0 | 0 | 0 | 0 | 0 | 0 | 0 | 0 | 0 | 0 | 0 | 1 | 0 | 0 | 0 | 0 | 0 | 1 | 0 | 1 | 0 | 0 | 0 | 0 | 0 | 0 | 0 | 0 | 0 | 0 | 0 | 1 | 1 | 0 | 0 | 0 | 0 | 0 | 0 | 0 | 0 | 0 | 0 | 0 | 0 | 0 | 0 | 0 | 0 | 0 | 0 | 0 | 0 | 0 | 0 | 0 | 0 | 0 | 0 | 0 | 0 | 0 | 0 | 0 | 0 | 0 | 0 | 0 | 0 | 0 |  | 0 | 0 | 0 | 0 | 0 | 0 | 0 | 0 | 0 | 0 | 0 | 0 | 0 | 0 | 0 | 0 | 0 | 0 | 0 | 0 | 0 | 0 | 0 | 0 | 0 | 0 | 0 | 0 | 0 | 0 | 0 | 0 | 0 | 0 | 0 | 0 | 0 | 0 | 0 | 0 | 140 | 0 | 0 | 0 | 1 | 1 | 0 | 1 | 0 | 0 | 0 | -441.84 | -200.0712 | 297.6836 | Collinsville-Tesla 500 kV Line | Collinsville-Tesla 500 kV Line | Rio Oso-Lockeford 230kV line |  | 1 | 0 | 1 | 0 | 0 | 0 | -441.84 | -200.0712 | 297.6836 | Collinsville-Tesla 500 kV Line | Collinsville-Tesla 500 kV Line | Rio Oso-Lockeford 230kV line |  | 5 | 5 | NO | 5 | 1 | 1 | NO | 1
PG&E NGBA | East Nicolaus | 60 | 0 | 0 | 0 | 0 | 0 | 0 | 0 | 0 | 0 | 0 | 0 | 0 | 0 | 0 | 0 | 0 | 0 | 0 | 0 | 0 | 0 | 0 | 0 | 0 | 0 | 0 | 0 | 0 | 0 | 0 | 0 | 0 | 0 | 0 | 0 | 0 | 0 | 0 | 0 | 1 | 0 | 0 | 0 | 0 | 0 | 1 | 0 | 1 | 0 | 0 | 0 | 0 | 0 | 0 | 0 | 0 | 0 | 0 | 0 | 1 | 1 | 0 | 0 | 0 | 0 | 0 | 0 | 0 | 0 | 0 | 0 | 0 | 0 | 0 | 0 | 0 | 0 | 0 | 0 | 0 | 0 | 0 | 0 | 0 | 0 | 0 | 0 | 0 | 0 | 0 | 0 | 0 | 0 | 0 | 0 | 0 | 0 | 0 |  | 0 | 0 | 0 | 0 | 0 | 0 | 0 | 0 | 0 | 0 | 0 | 0 | 0 | 0 | 0 | 0 | 0 | 0 | 0 | 0 | 0 | 0 | 0 | 0 | 0 | 0 | 0 | 0 | 0 | 0 | 0 | 0 | 0 | 0 | 0 | 0 | 0 | 0 | 0 | 0 | 0 | 0 | 0 | 0 | 0 | 1 | 0 | 1 | 0 | 0 | 0 | -441.84 | -200.0712 | 297.6836 | Collinsville-Tesla 500 kV Line | Collinsville-Tesla 500 kV Line | Rio Oso-Lockeford 230kV line |  | 1 | 0 | 1 | 0 | 0 | 0 | -441.84 | -200.0712 | 297.6836 | Collinsville-Tesla 500 kV Line | Collinsville-Tesla 500 kV Line | Rio Oso-Lockeford 230kV line |  | 5 | 5 | NO | 5 | 1 | 1 | NO | 1
PG&E GBA | Eastshore | 115 | 0 | 0 | 0 | 0 | 0 | 0 | 0 | 0 | 0 | 0 | 0 | 0 | 0 | 0 | 0 | 0 | 0 | 0 | 0 | 0 | 0 | 0 | 0 | 0 | 0 | 0 | 0 | 0 | 0 | 0 | 0 | 0 | 0 | 0 | 0 | 0 | 0 | 0 | 0 | 1 | 0 | 0 | 0 | 0 | 0 | 0 | 0 | 0 | 0 | 0 | 0 | 0 | 1 | 0 | 0 | 0 | 0 | 0 | 0 | 0 | 0 | 0 | 0 | 0 | 0 | 0 | 0 | 0 | 0 | 0 | 0 | 0 | 0 | 0 | 0 | 0 | 0 | 0 | 0 | 0 | 0 | 0 | 0 | 0 | 0 | 0 | 0 | 0 | 0 | 0 | 0 | 0 | 0 | 0 | 0 | 0 | 0 | 1 |  | 0 | 0 | 0 | 0 | 0 | 0 | 0 | 0 | 0 | 0 | 0 | 0 | 0 | 0 | 0 | 0 | 0 | 0 | 0 | 0 | 0 | 0 | 0 | 0 | 0 | 0 | 0 | 0 | 0 | 0 | 0 | 0 | 0 | 0 | 0 | 0 | 0 | 0 | 0 | 0 | 0 | 0 | 90.7 | 0 | 1 | 1 | 0 | 1 | 0 | 0 | 0 | -441.84 | -200.0712 | 3202.4639 | Collinsville-Tesla 500 kV Line | Collinsville-Tesla 500 kV Line | Collinsville-Tesla 500 kV Line |  | 1 | 0 | 1 | 0 | 0 | 0 | -441.84 | -200.0712 | 3202.4639 | Collinsville-Tesla 500 kV Line | Collinsville-Tesla 500 kV Line | Collinsville-Tesla 500 kV Line |  | 5 | 5 | NO | 5 | 1 | 1 | NO | 1
PG&E GBA | Eastshore | 230 | 0 | 0 | 0 | 0 | 0 | 0 | 0 | 0 | 0 | 0 | 0 | 0 | 0 | 0 | 0 | 0 | 0 | 0 | 0 | 0 | 0 | 0 | 0 | 0 | 0 | 0 | 0 | 0 | 0 | 0 | 0 | 0 | 0 | 0 | 0 | 0 | 0 | 0 | 0 | 1 | 0 | 0 | 0 | 0 | 0 | 0 | 0 | 0 | 0 | 1 | 1 | 0 | 1 | 0 | 0 | 1 | 0 | 0 | 0 | 0 | 0 | 1 | 0 | 0 | 0 | 1 | 0 | 0 | 0 | 0 | 0 | 0 | 0 | 0 | 0 | 0 | 0 | 0 | 0 | 0 | 0 | 0 | 0 | 0 | 0 | 0 | 0 | 0 | 0 | 0 | 0 | 0 | 0 | 0 | 0 | 0 | 0 | 3 |  | 0 | 0 | 0 | 0 | 0 | 0 | 0 | 0 | 0 | 0 | 0 | 0 | 0 | 0 | 0 | 0 | 0 | 0 | 0 | 0 | 0 | 0 | 0 | 0 | 0 | 0 | 0 | 0 | 0 | 0 | 0 | 0 | 0 | 0 | 0 | 0 | 0 | 0 | 0 | 0 | 0 | 0 | 0 | 0 | 0 | 1 | 0 | 1 | 0 | 0 | 0 | -441.84 | -200.0712 | 1111.2 | Collinsville-Tesla 500 kV Line | Collinsville-Tesla 500 kV Line | Grant - Eastshore #2 line 115 kV |  | 1 | 0 | 1 | 0 | 0 | 0 | -441.84 | -200.0712 | 1111.2 | Collinsville-Tesla 500 kV Line | Collinsville-Tesla 500 kV Line | Grant - Eastshore #2 line 115 kV |  | 5 | 5 | NO | 5 | 1 | 1 | NO | 1
SDGE | ECO | 138 | 0 | 0 | 0 | 0 | 0 | 0 | 0 | 0 | 0 | 0 | 0 | 0 | 0 | 0 | 0 | 0 | 0 | 0 | 0 | 0 | 0 | 0 | 0 | 0 | 0 | 0 | 0 | 0 | 1 | 0 | 1 | 1 | 1 | 0 | 0 | 1 | 1 | 0 | 0 | 0 | 0 | 0 | 0 | 0 | 0 | 0 | 0 | 0 | 0 | 0 | 0 | 0 | 0 | 0 | 0 | 0 | 0 | 0 | 0 | 0 | 0 | 0 | 0 | 0 | 0 | 0 | 0 | 0 | 0 | 0 | 0 | 0 | 0 | 0 | 0 | 0 | 0 | 0 | 0 | 0 | 0 | 0 | 0 | 0 | 0 | 0 | 0 | 0 | 0 | 0 | 0 | 0 | 0 | 0 | 0 | 0 | 0 | 6 |  | 0 | 0 | 0 | 0 | 0 | 0 | 0 | 0 | 0 | 0 | 0 | 0 | 0 | 0 | 0 | 0 | 0 | 0 | 0 | 0 | 0 | 0 | 0 | 0 | 0 | 0 | 0 | 0 | 0 | 0 | 0 | 0 | 0 | 0 | 0 | 0 | 0 | 0 | 0 | 0 | 0 | 0 | 0 | 0 | 0 | 0 | 0 | 0 | 0 | 0 | 0 | 238.33 | 400.235 | 1352.331 | San Luis Rey-San Onofre 230 kV line constraint | San Luis Rey-San Onofre 230 kV line constraint | East of Miguel constraint |  | 0 | 0 | 0 | 0 | 0 | 0 | 238.33 | 400.235 | 1352.331 | San Luis Rey-San Onofre 230 kV line constraint | San Luis Rey-San Onofre 230 kV line constraint | East of Miguel constraint |  | 1 | 1 | NO | 1 | 1 | 1 | NO | 1
SDGE | ECO | 230 | 0 | 0 | 0 | 0 | 0 | 0 | 0 | 0 | 0 | 0 | 0 | 0 | 0 | 0 | 0 | 0 | 0 | 0 | 0 | 0 | 0 | 0 | 0 | 0 | 0 | 0 | 0 | 0 | 1 | 0 | 1 | 1 | 1 | 0 | 0 | 1 | 1 | 0 | 0 | 0 | 0 | 0 | 0 | 0 | 0 | 0 | 0 | 0 | 0 | 0 | 0 | 0 | 0 | 0 | 0 | 0 | 0 | 0 | 0 | 0 | 0 | 0 | 0 | 0 | 0 | 0 | 0 | 0 | 0 | 0 | 0 | 0 | 0 | 0 | 0 | 0 | 0 | 0 | 0 | 0 | 0 | 0 | 0 | 0 | 0 | 0 | 0 | 0 | 0 | 0 | 0 | 0 | 0 | 0 | 0 | 0 | 0 | 6 |  | 0 | 0 | 0 | 0 | 0 | 0 | 0 | 0 | 0 | 0 | 0 | 0 | 0 | 0 | 0 | 0 | 0 | 0 | 0 | 0 | 0 | 0 | 0 | 0 | 0 | 0 | 0 | 0 | 0 | 0 | 0 | 0 | 0 | 0 | 0 | 0 | 0 | 0 | 0 | 0 | 0 | 0 | 0 | 0 | 0 | 0 | 0 | 0 | 0 | 0 | 0 | 238.33 | 400.235 | 1352.331 | San Luis Rey-San Onofre 230 kV line constraint | San Luis Rey-San Onofre 230 kV line constraint | East of Miguel constraint |  | 0 | 0 | 0 | 0 | 0 | 0 | 238.33 | 400.235 | 1352.331 | San Luis Rey-San Onofre 230 kV line constraint | San Luis Rey-San Onofre 230 kV line constraint | East of Miguel constraint |  | 1 | 1 | NO | 1 | 1 | 1 | NO | 1
SDGE | ECO | 500 | 0 | 0 | 0 | 0 | 0 | 0 | 0 | 0 | 0 | 0 | 0 | 0 | 0 | 0 | 0 | 0 | 0 | 0 | 0 | 0 | 0 | 0 | 0 | 0 | 0 | 0 | 0 | 0 | 1 | 0 | 1 | 1 | 1 | 0 | 0 | 1 | 1 | 0 | 0 | 0 | 0 | 0 | 0 | 0 | 0 | 0 | 0 | 0 | 0 | 0 | 0 | 0 | 0 | 0 | 0 | 0 | 0 | 0 | 0 | 0 | 0 | 0 | 0 | 0 | 0 | 0 | 0 | 0 | 0 | 0 | 0 | 0 | 0 | 0 | 0 | 0 | 0 | 0 | 0 | 0 | 0 | 0 | 0 | 0 | 0 | 0 | 0 | 0 | 0 | 0 | 0 | 0 | 0 | 0 | 0 | 0 | 0 | 6 |  | 0 | 0 | 0 | 0 | 0 | 0 | 0 | 0 | 0 | 0 | 0 | 0 | 0 | 0 | 0 | 0 | 0 | 0 | 0 | 0 | 0 | 0 | 0 | 0 | 0 | 0 | 0 | 0 | 0 | 0 | 0 | 0 | 350 | 0 | 0 | 0 | 0 | 0 | 0 | 0 | 0 | 0 | 0 | 0 | 1 | 0 | 0 | 0 | 0 | 0 | 0 | 238.33 | 400.235 | 1352.331 | San Luis Rey-San Onofre 230 kV line constraint | San Luis Rey-San Onofre 230 kV line constraint | East of Miguel constraint |  | 0 | 0 | 0 | 0 | 0 | 0 | 238.33 | 400.235 | 1352.331 | San Luis Rey-San Onofre 230 kV line constraint | San Luis Rey-San Onofre 230 kV line constraint | East of Miguel constraint |  | 1 | 1 | NO | 1 | 1 | 1 | NO | 1
PG&E GBA | Edenvale | 115 | 0 | 0 | 0 | 0 | 0 | 0 | 0 | 0 | 0 | 0 | 0 | 0 | 0 | 0 | 0 | 0 | 0 | 0 | 0 | 0 | 0 | 0 | 0 | 0 | 0 | 0 | 0 | 0 | 0 | 0 | 0 | 0 | 0 | 0 | 0 | 0 | 0 | 0 | 0 | 0 | 0 | 0 | 0 | 0 | 0 | 0 | 0 | 0 | 0 | 0 | 0 | 0 | 0 | 0 | 0 | 0 | 0 | 0 | 0 | 1 | 0 | 0 | 0 | 0 | 0 | 0 | 0 | 0 | 0 | 0 | 0 | 0 | 0 | 0 | 0 | 0 | 0 | 0 | 0 | 0 | 0 | 0 | 0 | 0 | 0 | 0 | 0 | 0 | 0 | 0 | 0 | 0 | 0 | 0 | 0 | 0 | 1 | 0 |  | 0 | 0 | 0 | 0 | 0 | 0 | 0 | 0 | 0 | 0 | 0 | 0 | 0 | 0 | 0 | 0 | 0 | 0 | 0 | 0 | 0 | 0 | 0 | 0 | 0 | 0 | 0 | 0 | 0 | 0 | 0 | 0 | 0 | 0 | 0 | 0 | 0 | 0 | 0 | 0 | 0 | 0 | 0 | 0 | 0 | 0 | 0 | 0 | 0 | 0 | 0 | 1414.38 | 1280.282 | 3822.2952 | NEW-Metcalf-Mosslanding 500kV | NEW-Metcalf-Mosslanding 500kV | Tesla-Bellota 230 kV line |  | 0 | 0 | 0 | 0 | 0 | 0 | 1414.38 | 1280.282 | 3822.2952 | NEW-Metcalf-Mosslanding 500kV | NEW-Metcalf-Mosslanding 500kV | Tesla-Bellota 230 kV line |  | 1 | 1 | NO | 1 | 1 | 1 | NO | 1
PG&E GBA | Edes | 115 | 0 | 0 | 0 | 0 | 0 | 0 | 0 | 0 | 0 | 0 | 0 | 0 | 0 | 0 | 0 | 0 | 0 | 0 | 0 | 0 | 0 | 0 | 0 | 0 | 0 | 0 | 0 | 0 | 0 | 0 | 0 | 0 | 0 | 0 | 0 | 0 | 0 | 0 | 0 | 1 | 0 | 0 | 0 | 0 | 0 | 0 | 0 | 0 | 0 | 0 | 0 | 0 | 1 | 0 | 0 | 1 | 0 | 0 | 0 | 0 | 0 | 0 | 0 | 0 | 0 | 0 | 0 | 0 | 0 | 0 | 0 | 0 | 0 | 0 | 0 | 0 | 0 | 0 | 0 | 0 | 0 | 0 | 0 | 0 | 0 | 0 | 0 | 0 | 0 | 0 | 0 | 0 | 0 | 0 | 0 | 0 | 0 | 1 |  | 0 | 0 | 0 | 0 | 0 | 0 | 0 | 0 | 0 | 0 | 0 | 0 | 0 | 0 | 0 | 0 | 0 | 0 | 0 | 0 | 0 | 0 | 0 | 0 | 0 | 0 | 0 | 0 | 0 | 0 | 0 | 0 | 0 | 0 | 0 | 0 | 0 | 0 | 0 | 0 | 0 | 0 | 0 | 0 | 0 | 1 | 0 | 1 | 0 | 0 | 0 | -441.84 | -200.0712 | 3202.4639 | Collinsville-Tesla 500 kV Line | Collinsville-Tesla 500 kV Line | Collinsville-Tesla 500 kV Line |  | 1 | 0 | 1 | 0 | 0 | 0 | -441.84 | -200.0712 | 3202.4639 | Collinsville-Tesla 500 kV Line | Collinsville-Tesla 500 kV Line | Collinsville-Tesla 500 kV Line |  | 5 | 5 | NO | 5 | 1 | 1 | NO | 1
PG&E GBA | Eight Mile | 230 | 0 | 0 | 0 | 0 | 0 | 0 | 0 | 0 | 0 | 0 | 0 | 0 | 0 | 0 | 0 | 0 | 0 | 0 | 0 | 0 | 0 | 0 | 0 | 0 | 0 | 0 | 0 | 0 | 0 | 0 | 0 | 0 | 0 | 0 | 0 | 0 | 0 | 0 | 0 | 1 | 0 | 0 | 0 | 0 | 0 | 1 | 0 | 1 | 0 | 0 | 0 | 0 | 0 | 0 | 0 | 0 | 0 | 0 | 0 | 1 | 1 | 0 | 0 | 0 | 0 | 0 | 0 | 0 | 0 | 0 | 0 | 0 | 0 | 0 | 0 | 0 | 0 | 0 | 0 | 0 | 0 | 0 | 0 | 0 | 0 | 0 | 0 | 0 | 0 | 0 | 0 | 0 | 0 | 0 | 0 | 0 | 0 | 0 |  | 0 | 0 | 0 | 0 | 0 | 0 | 0 | 0 | 0 | 0 | 0 | 0 | 0 | 0 | 0 | 0 | 0 | 0 | 0 | 0 | 0 | 0 | 0 | 0 | 0 | 0 | 0 | 0 | 0 | 0 | 0 | 0 | 0 | 0 | 0 | 0 | 0 | 0 | 0 | 0 | 0 | 0 | 0 | 0 | 0 | 1 | 0 | 1 | 0 | 0 | 0 | -441.84 | -200.0712 | 297.6836 | Collinsville-Tesla 500 kV Line | Collinsville-Tesla 500 kV Line | Rio Oso-Lockeford 230kV line |  | 1 | 0 | 1 | 0 | 0 | 0 | -441.84 | -200.0712 | 297.6836 | Collinsville-Tesla 500 kV Line | Collinsville-Tesla 500 kV Line | Rio Oso-Lockeford 230kV line |  | 5 | 5 | NO | 5 | 1 | 1 | NO | 1
SDGE | El Cajon | 69 | 0 | 0 | 0 | 0 | 0 | 0 | 0 | 0 | 0 | 0 | 0 | 0 | 0 | 0 | 0 | 0 | 0 | 0 | 0 | 0 | 0 | 0 | 0 | 0 | 0 | 0 | 0 | 1 | 1 | 0 | 1 | 0 | 1 | 0 | 0 | 0 | 0 | 0 | 0 | 0 | 0 | 0 | 0 | 0 | 0 | 0 | 0 | 0 | 0 | 0 | 0 | 0 | 0 | 0 | 0 | 0 | 0 | 0 | 0 | 0 | 0 | 0 | 0 | 0 | 0 | 0 | 0 | 0 | 0 | 0 | 0 | 0 | 0 | 0 | 0 | 0 | 0 | 0 | 0 | 0 | 0 | 0 | 0 | 0 | 0 | 0 | 0 | 0 | 0 | 0 | 0 | 0 | 0 | 0 | 0 | 0 | 0 | 3 |  | 0 | 0 | 0 | 0 | 0 | 0 | 0 | 0 | 0 | 0 | 0 | 50 | 0 | 0 | 1 | 0 | 0 | 0 | 0 | 0 | 0 | 0 | 0 | 0 | 0 | 0 | 50 | 0 | 0 | 1 | 0 | 0 | 0 | 0 | 0 | 0 | 0 | 0 | 0 | 0 | 0 | 50 | 0 | 0 | 1 | 0 | 0 | 0 | 0 | 0 | 0 | 238.33 | 367.57 | 482.1964 | San Luis Rey-San Onofre 230 kV line constraint | El Cajon 69 kV constraint | El Cajon 69 kV constraint |  | 0 | 0 | 0 | 0 | 0 | 0 | 238.33 | 367.57 | 482.1964 | San Luis Rey-San Onofre 230 kV line constraint | El Cajon 69 kV constraint | El Cajon 69 kV constraint |  | 1 | 1 | NO | 1 | 1 | 1 | NO | 1
SCE Eastern | El Casco | 230 | 0 | 0 | 0 | 0 | 0 | 0 | 0 | 0 | 0 | 0 | 0 | 0 | 0 | 0 | 0 | 0 | 0 | 0 | 0 | 1 | 0 | 1 | 0 | 0 | 0 | 0 | 0 | 0 | 0 | 0 | 0 | 0 | 0 | 0 | 0 | 0 | 0 | 0 | 0 | 0 | 0 | 0 | 0 | 0 | 0 | 0 | 0 | 0 | 0 | 0 | 0 | 0 | 0 | 0 | 0 | 0 | 0 | 0 | 0 | 0 | 0 | 0 | 0 | 0 | 0 | 0 | 0 | 0 | 0 | 0 | 0 | 0 | 0 | 0 | 0 | 0 | 0 | 0 | 0 | 0 | 0 | 0 | 0 | 0 | 0 | 0 | 0 | 0 | 0 | 0 | 0 | 0 | 0 | 0 | 0 | 0 | 0 | 1 |  | 0 | 0 | 0 | 0 | 0 | 0 | 0 | 0 | 0 | 0 | 0 | 165 | 0 | 0 | 1 | 0 | 0 | 0 | 0 | 0 | 0 | 0 | 0 | 0 | 0 | 0 | 0 | 0 | 0 | 0 | 0 | 0 | 0 | 0 | 0 | 0 | 0 | 0 | 0 | 0 | 0 | 165 | 0 | 0 | 1 | 0 | 0 | 0 | 0 | 0 | 0 | 316.964 | 2746.6 | 9043.596 | Serrano-Alberhill-Valley Constraint | Etiwanda-Rancho Vista Constraint | Serrano-Alberhill-Valley Constraint |  | 0 | 0 | 0 | 0 | 0 | 0 | 316.964 | 2746.6 | 9043.596 | Serrano-Alberhill-Valley Constraint | Etiwanda-Rancho Vista Constraint | Serrano-Alberhill-Valley Constraint |  | 1 | 1 | NO | 1 | 1 | 1 | NO | 1
PG&E GBA | El Cerrito G | 115 | 0 | 0 | 0 | 0 | 0 | 0 | 0 | 0 | 0 | 0 | 0 | 0 | 0 | 0 | 0 | 0 | 0 | 0 | 0 | 0 | 0 | 0 | 0 | 0 | 0 | 0 | 0 | 0 | 0 | 0 | 0 | 0 | 0 | 0 | 0 | 0 | 0 | 0 | 0 | 1 | 0 | 0 | 0 | 0 | 0 | 0 | 0 | 0 | 0 | 0 | 0 | 0 | 1 | 0 | 0 | 1 | 0 | 0 | 0 | 0 | 0 | 0 | 0 | 0 | 0 | 0 | 0 | 0 | 0 | 0 | 0 | 0 | 0 | 0 | 0 | 0 | 0 | 0 | 0 | 0 | 0 | 0 | 0 | 0 | 0 | 0 | 0 | 0 | 0 | 0 | 0 | 0 | 0 | 0 | 0 | 0 | 0 | 1 |  | 0 | 0 | 0 | 0 | 0 | 0 | 0 | 0 | 0 | 0 | 0 | 0 | 0 | 0 | 0 | 0 | 0 | 0 | 0 | 0 | 0 | 0 | 0 | 0 | 0 | 0 | 0 | 0 | 0 | 0 | 0 | 0 | 0 | 0 | 0 | 0 | 0 | 0 | 0 | 0 | 0 | 0 | 0 | 0 | 0 | 1 | 0 | 1 | 0 | 0 | 0 | -441.84 | -200.0712 | 3202.4639 | Collinsville-Tesla 500 kV Line | Collinsville-Tesla 500 kV Line | Collinsville-Tesla 500 kV Line |  | 1 | 0 | 1 | 0 | 0 | 0 | -441.84 | -200.0712 | 3202.4639 | Collinsville-Tesla 500 kV Line | Collinsville-Tesla 500 kV Line | Collinsville-Tesla 500 kV Line |  | 5 | 5 | NO | 5 | 1 | 1 | NO | 1
PG&E NGBA | El Dorado PH | 115 | 0 | 0 | 0 | 0 | 0 | 0 | 0 | 0 | 0 | 0 | 0 | 0 | 0 | 0 | 0 | 0 | 0 | 0 | 0 | 0 | 0 | 0 | 0 | 0 | 0 | 0 | 0 | 0 | 0 | 0 | 0 | 0 | 0 | 0 | 0 | 0 | 0 | 0 | 0 | 1 | 0 | 0 | 0 | 0 | 0 | 1 | 1 | 1 | 0 | 0 | 0 | 0 | 0 | 0 | 0 | 0 | 0 | 0 | 0 | 1 | 1 | 0 | 0 | 0 | 0 | 0 | 0 | 0 | 0 | 0 | 0 | 0 | 0 | 0 | 0 | 0 | 0 | 0 | 0 | 0 | 0 | 0 | 0 | 0 | 0 | 0 | 0 | 0 | 0 | 0 | 0 | 0 | 0 | 0 | 0 | 0 | 0 | 0 |  | 0 | 0 | 0 | 0 | 0 | 0 | 0 | 0 | 0 | 0 | 0 | 0 | 0 | 0 | 0 | 0 | 0 | 0 | 0 | 0 | 0 | 0 | 0 | 0 | 0 | 0 | 0 | 0 | 0 | 0 | 0 | 0 | 0 | 0 | 0 | 0 | 0 | 0 | 0 | 0 | 0 | 0 | 0 | 0 | 0 | 1 | 0 | 1 | 0 | 0 | 0 | -441.84 | -200.0712 | 263.2 | Collinsville-Tesla 500 kV Line | Collinsville-Tesla 500 kV Line | Rio Oso-Brighton 230kV line |  | 1 | 0 | 1 | 0 | 0 | 0 | -441.84 | -200.0712 | 263.2 | Collinsville-Tesla 500 kV Line | Collinsville-Tesla 500 kV Line | Rio Oso-Brighton 230kV line |  | 5 | 5 | NO | 5 | 1 | 1 | NO | 1
PG&E FRESNO | El Nido (PGE) | 115 | 0 | 0 | 0 | 0 | 0 | 0 | 0 | 0 | 0 | 0 | 0 | 0 | 0 | 0 | 0 | 0 | 0 | 0 | 0 | 0 | 0 | 0 | 0 | 0 | 0 | 0 | 0 | 0 | 0 | 0 | 0 | 0 | 0 | 0 | 0 | 0 | 0 | 0 | 0 | 0 | 0 | 0 | 0 | 0 | 0 | 1 | 0 | 0 | 0 | 0 | 0 | 0 | 0 | 0 | 0 | 0 | 0 | 0 | 0 | 1 | 0 | 0 | 0 | 0 | 0 | 0 | 0 | 0 | 0 | 0 | 0 | 0 | 0 | 0 | 0 | 0 | 0 | 0 | 1 | 1 | 0 | 1 | 1 | 0 | 1 | 1 | 0 | 1 | 1 | 1 | 0 | 0 | 1 | 0 | 0 | 0 | 0 | 2 |  | 0 | 0 | 0 | 0 | 0 | 0 | 0 | 0 | 0 | 0 | 0 | 0 | 0 | 0 | 0 | 0 | 0 | 0 | 0 | 0 | 0 | 0 | 0 | 3 | 0 | 0 | 0 | 0 | 0 | 1 | 0 | 0 | 0 | 0 | 0 | 0 | 0 | 0 | 3 | 0 | 0 | 0 | 0 | 0 | 1 | 2 | 0 | 3 | 0 | 2 | 0 | -421.35 | -1738.232 | -1897.303 | Borden-Storey #1 230kV line | Gates 500/230kV TB #11 | Gates 500/230kV TB #12 |  | 1 | 0 | 1 | 0 | 0 | 0 | -421.35 | -182.75 | 378.2276 | Borden-Storey #1 230kV line | Borden-Storey #1 230kV line | Oro Loma-El Nido 115kV Line |  | 5 | 5 | NO | 5 | 5 | 1 | YES | 2
SCE Metro | El Nido (SCE) | 230 | 0 | 0 | 0 | 0 | 0 | 0 | 0 | 0 | 1 | 1 | 0 | 0 | 0 | 0 | 0 | 0 | 0 | 0 | 0 | 0 | 0 | 0 | 0 | 0 | 0 | 0 | 0 | 0 | 0 | 0 | 0 | 0 | 0 | 0 | 0 | 0 | 0 | 0 | 0 | 0 | 0 | 0 | 0 | 0 | 0 | 0 | 0 | 0 | 0 | 0 | 0 | 0 | 0 | 0 | 0 | 0 | 0 | 0 | 0 | 0 | 0 | 0 | 0 | 0 | 0 | 0 | 0 | 0 | 0 | 0 | 0 | 0 | 0 | 0 | 0 | 0 | 0 | 0 | 0 | 0 | 0 | 0 | 0 | 0 | 0 | 0 | 0 | 0 | 0 | 0 | 0 | 0 | 0 | 0 | 0 | 0 | 0 | 0 |  | 0 | 0 | 0 | 0 | 0 | 0 | 0 | 0 | 0 | 0 | 0 | 0 | 0 | 0 | 0 | 0 | 0 | 0 | 0 | 0 | 0 | 0 | 0 | 0 | 0 | 0 | 0 | 0 | 0 | 0 | 0 | 0 | 0 | 0 | 0 | 0 | 0 | 0 | 0 | 0 | 0 | 0 | 400 | 0 | 1 | 0 | 0 | 0 | 0 | 0 | 0 | 1336.8284 | 2017.444 | 4056.301 | Hinson - Del Amo Constraint | Hinson - Del Amo Constraint | Hinson - Del Amo Constraint |  | 0 | 0 | 0 | 0 | 0 | 0 | 1336.8284 | 2017.444 | 4056.301 | Hinson - Del Amo Constraint | Hinson - Del Amo Constraint | Hinson - Del Amo Constraint |  | 1 | 1 | NO | 1 | 1 | 1 | NO | 1
PG&E GBA | El Patio | 115 | 0 | 0 | 0 | 0 | 0 | 0 | 0 | 0 | 0 | 0 | 0 | 0 | 0 | 0 | 0 | 0 | 0 | 0 | 0 | 0 | 0 | 0 | 0 | 0 | 0 | 0 | 0 | 0 | 0 | 0 | 0 | 0 | 0 | 0 | 0 | 0 | 0 | 0 | 0 | 0 | 0 | 0 | 0 | 0 | 0 | 0 | 0 | 0 | 0 | 0 | 0 | 0 | 0 | 0 | 0 | 1 | 0 | 0 | 0 | 1 | 0 | 0 | 0 | 0 | 0 | 0 | 0 | 0 | 0 | 0 | 0 | 0 | 0 | 0 | 0 | 0 | 0 | 0 | 0 | 0 | 0 | 0 | 0 | 0 | 0 | 0 | 0 | 0 | 0 | 0 | 0 | 0 | 0 | 0 | 0 | 0 | 1 | 0 |  | 0 | 0 | 0 | 0 | 0 | 0 | 0 | 0 | 0 | 0 | 0 | 0 | 0 | 0 | 0 | 0 | 0 | 0 | 0 | 0 | 0 | 0 | 0 | 0 | 0 | 0 | 0 | 0 | 0 | 0 | 0 | 0 | 0 | 0 | 0 | 0 | 0 | 0 | 0 | 0 | 0 | 0 | 0 | 0 | 0 | 0 | 0 | 0 | 0 | 0 | 0 | 1414.38 | 1280.282 | 3822.2952 | NEW-Metcalf-Mosslanding 500kV | NEW-Metcalf-Mosslanding 500kV | Tesla-Bellota 230 kV line |  | 0 | 0 | 0 | 0 | 0 | 0 | 1414.38 | 1280.282 | 3822.2952 | NEW-Metcalf-Mosslanding 500kV | NEW-Metcalf-Mosslanding 500kV | Tesla-Bellota 230 kV line |  | 1 | 1 | NO | 1 | 1 | 1 | NO | 1
SCE Metro | El Segundo | 230 | 0 | 0 | 0 | 0 | 0 | 0 | 0 | 0 | 0 | 1 | 0 | 0 | 0 | 0 | 0 | 0 | 0 | 0 | 0 | 0 | 0 | 0 | 0 | 0 | 0 | 0 | 0 | 0 | 0 | 0 | 0 | 0 | 0 | 0 | 0 | 0 | 0 | 0 | 0 | 0 | 0 | 0 | 0 | 0 | 0 | 0 | 0 | 0 | 0 | 0 | 0 | 0 | 0 | 0 | 0 | 0 | 0 | 0 | 0 | 0 | 0 | 0 | 0 | 0 | 0 | 0 | 0 | 0 | 0 | 0 | 0 | 0 | 0 | 0 | 0 | 0 | 0 | 0 | 0 | 0 | 0 | 0 | 0 | 0 | 0 | 0 | 0 | 0 | 0 | 0 | 0 | 0 | 0 | 0 | 0 | 0 | 0 | 0 |  | 0 | 0 | 0 | 0 | 0 | 0 | 0 | 0 | 0 | 0 | 0 | 0 | 0 | 0 | 0 | 0 | 0 | 0 | 0 | 0 | 0 | 0 | 0 | 0 | 0 | 0 | 0 | 0 | 0 | 0 | 0 | 0 | 0 | 0 | 0 | 0 | 0 | 0 | 0 | 0 | 0 | 0 | 0 | 0 | 0 | 0 | 0 | 0 | 0 | 0 | 0 | 4159.6988 | 8194.058 | 21327.2611 | SCE Metro Area Default Constraint | SCE Metro Area Default Constraint | SCE Metro Area Default Constraint |  | 0 | 0 | 0 | 0 | 0 | 0 | 4159.6988 | 8194.058 | 21327.2611 | SCE Metro Area Default Constraint | SCE Metro Area Default Constraint | SCE Metro Area Default Constraint |  | 1 | 1 | NO | 1 | 1 | 1 | NO | 1
EOP | Eldorado | 230 | 0 | 0 | 0 | 0 | 0 | 0 | 0 | 0 | 0 | 0 | 0 | 0 | 0 | 0 | 0 | 0 | 0 | 0 | 0 | 0 | 0 | 0 | 0 | 1 | 1 | 0 | 0 | 0 | 0 | 0 | 0 | 0 | 0 | 0 | 0 | 0 | 0 | 0 | 0 | 0 | 0 | 0 | 0 | 0 | 0 | 0 | 0 | 0 | 0 | 0 | 0 | 0 | 0 | 0 | 0 | 0 | 0 | 0 | 0 | 0 | 0 | 0 | 0 | 0 | 0 | 0 | 0 | 0 | 0 | 0 | 0 | 0 | 0 | 0 | 0 | 0 | 0 | 0 | 0 | 0 | 0 | 0 | 0 | 0 | 0 | 0 | 0 | 0 | 0 | 0 | 0 | 0 | 0 | 0 | 0 | 0 | 0 | 1 |  | 0 | 0 | 0 | 0 | 0 | 0 | 0 | 0 | 0 | 0 | 0 | 279 | 0 | 0 | 1 | 45 | 0 | 0 | 0 | 0 | 0 | 0 | 0 | 0 | 0 | 0 | 279 | 0 | 0 | 1 | 184 | 0 | 0 | 0 | 0 | 0 | 0 | 0 | 0 | 0 | 0 | 279 | 0 | 0 | 1 | 1 | 0 | 1 | 0 | 0 | 1 | -4292.881 | -5429.828 | -3970.751 | Lugo - Victorville area constraint | Lugo - Victorville area constraint | Lugo - Victorville area constraint |  | 0 | 0 | 0 | 0 | 0 | 0 | 876.62 | 67.08 | 786.64 | Sloan Canyon - Eldorado 500 kV constraint | Sloan Canyon - Eldorado 500 kV constraint | Sloan Canyon - Eldorado 500 kV constraint |  | 5 | 1 | YES | 2 | 4 | 1 | YES | 2
EOP | Eldorado | 500 | 0 | 0 | 0 | 0 | 0 | 0 | 0 | 0 | 0 | 0 | 0 | 0 | 0 | 0 | 0 | 0 | 0 | 0 | 0 | 0 | 0 | 0 | 0 | 0 | 1 | 0 | 0 | 0 | 0 | 0 | 0 | 0 | 0 | 0 | 0 | 0 | 0 | 0 | 0 | 0 | 0 | 0 | 0 | 0 | 0 | 0 | 0 | 0 | 0 | 0 | 0 | 0 | 0 | 0 | 0 | 0 | 0 | 0 | 0 | 0 | 0 | 0 | 0 | 0 | 0 | 0 | 0 | 0 | 0 | 0 | 0 | 0 | 0 | 0 | 0 | 0 | 0 | 0 | 0 | 0 | 0 | 0 | 0 | 0 | 0 | 0 | 0 | 0 | 0 | 0 | 0 | 0 | 0 | 0 | 0 | 0 | 0 | 0 |  | 0 | 0 | 0 | 0 | 0 | 0 | 0 | 0 | 0 | 0 | 0 | 0 | 0 | 0 | 0 | 0 | 0 | 0 | 0 | 0 | 0 | 0 | 0 | 0 | 0 | 0 | 0 | 0 | 0 | 0 | 248 | 0 | 0 | 0 | 3000 | 0 | 0 | 0 | 0 | 600 | 0 | 0 | 390 | 500 | 1 | 1 | 0 | 1 | 0 | 0 | 1 | -4292.881 | -5429.828 | -3970.751 | Lugo - Victorville area constraint | Lugo - Victorville area constraint | Lugo - Victorville area constraint |  | 0 | 0 | 0 | 0 | 0 | 0 | 2507.119 | 1370.172 | 2829.249 | Lugo - Victorville area constraint | Lugo - Victorville area constraint | Lugo - Victorville area constraint |  | 5 | 1 | YES | 2 | 4 | 1 | YES | 2
SCE Northern | Elizabeth Lake | 66 | 0 | 0 | 1 | 0 | 0 | 0 | 0 | 0 | 0 | 0 | 0 | 0 | 0 | 0 | 0 | 0 | 0 | 0 | 0 | 0 | 0 | 0 | 0 | 0 | 1 | 0 | 0 | 0 | 0 | 0 | 0 | 0 | 0 | 0 | 0 | 0 | 0 | 0 | 0 | 0 | 0 | 0 | 0 | 0 | 0 | 0 | 0 | 0 | 0 | 0 | 0 | 0 | 0 | 0 | 0 | 0 | 0 | 0 | 0 | 0 | 0 | 0 | 0 | 0 | 0 | 0 | 0 | 0 | 0 | 0 | 0 | 0 | 0 | 0 | 0 | 0 | 0 | 0 | 0 | 0 | 0 | 0 | 0 | 0 | 0 | 0 | 0 | 0 | 0 | 0 | 0 | 0 | 0 | 0 | 0 | 0 | 0 | 0 |  | 0 | 0 | 0 | 0 | 0 | 0 | 0 | 0 | 0 | 0 | 0 | 0 | 0 | 0 | 0 | 0 | 0 | 0 | 0 | 0 | 0 | 0 | 0 | 0 | 0 | 0 | 0 | 0 | 0 | 0 | 0 | 0 | 0 | 0 | 0 | 0 | 0 | 0 | 0 | 0 | 0 | 0 | 0 | 0 | 0 | 1 | 0 | 1 | 0 | 0 | 1 | -4292.881 | -5429.828 | -3970.751 | Lugo - Victorville area constraint | Lugo - Victorville area constraint | Lugo - Victorville area constraint |  | 0 | 0 | 0 | 0 | 0 | 0 | 1998.82 | 1370.172 | 2829.249 | Pardee-Sylmar Constraint | Lugo - Victorville area constraint | Lugo - Victorville area constraint |  | 5 | 1 | YES | 2 | 4 | 1 | YES | 2
PG&E KERN | Elk Hills | 230 | 0 | 0 | 0 | 0 | 0 | 0 | 0 | 0 | 0 | 0 | 0 | 0 | 0 | 0 | 0 | 0 | 0 | 0 | 0 | 0 | 0 | 0 | 0 | 0 | 0 | 0 | 0 | 0 | 0 | 0 | 0 | 0 | 0 | 0 | 0 | 0 | 0 | 0 | 0 | 0 | 0 | 0 | 0 | 0 | 0 | 0 | 0 | 0 | 0 | 0 | 0 | 0 | 0 | 0 | 0 | 0 | 0 | 0 | 0 | 0 | 0 | 0 | 0 | 0 | 0 | 0 | 0 | 1 | 1 | 0 | 1 | 0 | 0 | 0 | 1 | 0 | 0 | 0 | 1 | 0 | 0 | 0 | 0 | 0 | 0 | 0 | 0 | 0 | 0 | 0 | 0 | 0 | 0 | 0 | 1 | 0 | 0 | 0 |  | 0 | 0 | 0 | 0 | 0 | 0 | 0 | 0 | 0 | 0 | 0 | 0 | 0 | 0 | 0 | 0 | 0 | 0 | 0 | 0 | 0 | 0 | 0 | 0 | 0 | 0 | 0 | 0 | 0 | 0 | 0 | 0 | 0 | 0 | 0 | 0 | 0 | 0 | 0 | 0 | 0 | 0 | 0 | 0 | 0 | 0 | 0 | 2 | 0 | 1 | 1 | 7.65 | -1311.984 | -3308.8336 | Cal Flat-Gates 230 kV line | Gates 500/230kV TB #12 | Mustang-Henrietta 230 kV line |  | 0 | 0 | 1 | 0 | 0 | 1 | 7.65 | -476.012 | -3308.8336 | Cal Flat-Gates 230 kV line | Mustang-Henrietta 230 kV line | Mustang-Henrietta 230 kV line |  | 5 | 5 | NO | 5 | 5 | 4 | YES | 4
SDGE | Elliot | 69 | 0 | 0 | 0 | 0 | 0 | 0 | 0 | 0 | 0 | 0 | 0 | 0 | 0 | 0 | 0 | 0 | 0 | 0 | 0 | 0 | 0 | 0 | 0 | 0 | 0 | 0 | 0 | 0 | 1 | 0 | 1 | 0 | 1 | 0 | 0 | 0 | 0 | 0 | 0 | 0 | 0 | 0 | 0 | 0 | 0 | 0 | 0 | 0 | 0 | 0 | 0 | 0 | 0 | 0 | 0 | 0 | 0 | 0 | 0 | 0 | 0 | 0 | 0 | 0 | 0 | 0 | 0 | 0 | 0 | 0 | 0 | 0 | 0 | 0 | 0 | 0 | 0 | 0 | 0 | 0 | 0 | 0 | 0 | 0 | 0 | 0 | 0 | 0 | 0 | 0 | 0 | 0 | 0 | 0 | 0 | 0 | 0 | 3 |  | 0 | 0 | 0 | 0 | 0 | 0 | 0 | 0 | 0 | 0 | 0 | 9.75 | 0 | 0 | 1 | 0 | 0 | 0 | 0 | 0 | 0 | 0 | 0 | 0 | 0 | 0 | 9.75 | 0 | 0 | 1 | 0 | 0 | 0 | 0 | 0 | 0 | 0 | 0 | 0 | 0 | 0 | 9.75 | 0 | 0 | 1 | 0 | 0 | 0 | 0 | 0 | 0 | 238.33 | 400.235 | 1988.4814 | San Luis Rey-San Onofre 230 kV line constraint | San Luis Rey-San Onofre 230 kV line constraint | San Luis Rey-San Onofre 230 kV line constraint |  | 0 | 0 | 0 | 0 | 0 | 0 | 238.33 | 400.235 | 1988.4814 | San Luis Rey-San Onofre 230 kV line constraint | San Luis Rey-San Onofre 230 kV line constraint | San Luis Rey-San Onofre 230 kV line constraint |  | 1 | 1 | NO | 1 | 1 | 1 | NO | 1
SCE Metro | Ellis | 230 | 0 | 0 | 0 | 0 | 0 | 0 | 0 | 0 | 0 | 1 | 0 | 0 | 0 | 0 | 0 | 0 | 0 | 0 | 0 | 0 | 0 | 0 | 0 | 0 | 0 | 0 | 0 | 0 | 0 | 0 | 0 | 0 | 0 | 0 | 0 | 0 | 0 | 0 | 0 | 0 | 0 | 0 | 0 | 0 | 0 | 0 | 0 | 0 | 0 | 0 | 0 | 0 | 0 | 0 | 0 | 0 | 0 | 0 | 0 | 0 | 0 | 0 | 0 | 0 | 0 | 0 | 0 | 0 | 0 | 0 | 0 | 0 | 0 | 0 | 0 | 0 | 0 | 0 | 0 | 0 | 0 | 0 | 0 | 0 | 0 | 0 | 0 | 0 | 0 | 0 | 0 | 0 | 0 | 0 | 0 | 0 | 0 | 0 |  | 0 | 0 | 0 | 0 | 0 | 0 | 0 | 0 | 0 | 0 | 0 | 0 | 0 | 0 | 0 | 0 | 0 | 0 | 0 | 0 | 0 | 0 | 0 | 0 | 0 | 0 | 0 | 0 | 0 | 0 | 0 | 0 | 0 | 0 | 0 | 0 | 0 | 0 | 0 | 0 | 0 | 0 | 0 | 0 | 0 | 0 | 0 | 0 | 0 | 0 | 0 | 4159.6988 | 8194.058 | 21327.2611 | SCE Metro Area Default Constraint | SCE Metro Area Default Constraint | SCE Metro Area Default Constraint |  | 0 | 0 | 0 | 0 | 0 | 0 | 4159.6988 | 8194.058 | 21327.2611 | SCE Metro Area Default Constraint | SCE Metro Area Default Constraint | SCE Metro Area Default Constraint |  | 1 | 1 | NO | 1 | 1 | 1 | NO | 1
SDGE | Encina | 138 | 0 | 0 | 0 | 0 | 0 | 0 | 0 | 0 | 0 | 0 | 0 | 0 | 0 | 0 | 0 | 0 | 0 | 0 | 0 | 0 | 0 | 0 | 0 | 0 | 0 | 0 | 0 | 0 | 0 | 0 | 1 | 0 | 1 | 0 | 0 | 0 | 0 | 0 | 0 | 0 | 0 | 0 | 0 | 0 | 0 | 0 | 0 | 0 | 0 | 0 | 0 | 0 | 0 | 0 | 0 | 0 | 0 | 0 | 0 | 0 | 0 | 0 | 0 | 0 | 0 | 0 | 0 | 0 | 0 | 0 | 0 | 0 | 0 | 0 | 0 | 0 | 0 | 0 | 0 | 0 | 0 | 0 | 0 | 0 | 0 | 0 | 0 | 0 | 0 | 0 | 0 | 0 | 0 | 0 | 0 | 0 | 0 | 2 |  | 0 | 0 | 0 | 0 | 0 | 0 | 0 | 0 | 0 | 0 | 0 | 0 | 0 | 0 | 0 | 0 | 0 | 0 | 0 | 0 | 0 | 0 | 0 | 0 | 0 | 0 | 0 | 0 | 0 | 0 | 0 | 0 | 0 | 0 | 0 | 0 | 0 | 0 | 0 | 0 | 0 | 0 | 0 | 0 | 0 | 0 | 0 | 0 | 0 | 0 | 0 | 238.33 | 400.235 | 1988.4814 | San Luis Rey-San Onofre 230 kV line constraint | San Luis Rey-San Onofre 230 kV line constraint | San Luis Rey-San Onofre 230 kV line constraint |  | 0 | 0 | 0 | 0 | 0 | 0 | 238.33 | 400.235 | 1988.4814 | San Luis Rey-San Onofre 230 kV line constraint | San Luis Rey-San Onofre 230 kV line constraint | San Luis Rey-San Onofre 230 kV line constraint |  | 1 | 1 | NO | 1 | 1 | 1 | NO | 1
SDGE | Encina | 230 | 0 | 0 | 0 | 0 | 0 | 0 | 0 | 0 | 0 | 0 | 0 | 0 | 0 | 0 | 0 | 0 | 0 | 0 | 0 | 0 | 0 | 0 | 0 | 0 | 0 | 0 | 0 | 0 | 0 | 0 | 1 | 0 | 1 | 0 | 0 | 0 | 0 | 0 | 0 | 0 | 0 | 0 | 0 | 0 | 0 | 0 | 0 | 0 | 0 | 0 | 0 | 0 | 0 | 0 | 0 | 0 | 0 | 0 | 0 | 0 | 0 | 0 | 0 | 0 | 0 | 0 | 0 | 0 | 0 | 0 | 0 | 0 | 0 | 0 | 0 | 0 | 0 | 0 | 0 | 0 | 0 | 0 | 0 | 0 | 0 | 0 | 0 | 0 | 0 | 0 | 0 | 0 | 0 | 0 | 0 | 0 | 0 | 2 |  | 0 | 0 | 0 | 0 | 0 | 0 | 0 | 0 | 0 | 0 | 0 | 0 | 0 | 0 | 0 | 0 | 0 | 0 | 0 | 0 | 0 | 0 | 0 | 0 | 0 | 0 | 0 | 0 | 0 | 0 | 0 | 0 | 0 | 0 | 0 | 0 | 0 | 0 | 0 | 20 | 0 | 0 | 0 | 0 | 1 | 0 | 0 | 0 | 0 | 0 | 0 | 238.33 | 400.235 | 1988.4814 | San Luis Rey-San Onofre 230 kV line constraint | San Luis Rey-San Onofre 230 kV line constraint | San Luis Rey-San Onofre 230 kV line constraint |  | 0 | 0 | 0 | 0 | 0 | 0 | 238.33 | 400.235 | 1988.4814 | San Luis Rey-San Onofre 230 kV line constraint | San Luis Rey-San Onofre 230 kV line constraint | San Luis Rey-San Onofre 230 kV line constraint |  | 1 | 1 | NO | 1 | 1 | 1 | NO | 1
SDGE | Escondido | 230 | 0 | 0 | 0 | 0 | 0 | 0 | 0 | 0 | 0 | 0 | 0 | 0 | 0 | 0 | 0 | 0 | 0 | 0 | 0 | 0 | 0 | 0 | 0 | 0 | 0 | 1 | 0 | 0 | 1 | 0 | 1 | 0 | 1 | 0 | 0 | 0 | 0 | 1 | 0 | 0 | 0 | 0 | 0 | 0 | 0 | 0 | 0 | 0 | 0 | 0 | 0 | 0 | 0 | 0 | 0 | 0 | 0 | 0 | 0 | 0 | 0 | 0 | 0 | 0 | 0 | 0 | 0 | 0 | 0 | 0 | 0 | 0 | 0 | 0 | 0 | 0 | 0 | 0 | 0 | 0 | 0 | 0 | 0 | 0 | 0 | 0 | 0 | 0 | 0 | 0 | 0 | 0 | 0 | 0 | 0 | 0 | 0 | 3 |  | 0 | 0 | 0 | 0 | 0 | 0 | 0 | 0 | 0 | 0 | 0 | 0 | 0 | 0 | 0 | 0 | 0 | 0 | 0 | 0 | 0 | 0 | 0 | 0 | 0 | 0 | 0 | 0 | 0 | 0 | 0 | 0 | 0 | 0 | 0 | 0 | 0 | 0 | 0 | 0 | 0 | 0 | 0 | 0 | 0 | 0 | 0 | 0 | 0 | 0 | 0 | 238.33 | 400.235 | 1144.26 | San Luis Rey-San Onofre 230 kV line constraint | San Luis Rey-San Onofre 230 kV line constraint | Talega 230 kV constraint |  | 0 | 0 | 0 | 0 | 0 | 0 | 238.33 | 400.235 | 1144.26 | San Luis Rey-San Onofre 230 kV line constraint | San Luis Rey-San Onofre 230 kV line constraint | Talega 230 kV constraint |  | 1 | 1 | NO | 1 | 1 | 1 | NO | 1
SDGE | Escondido | 69 | 0 | 0 | 0 | 0 | 0 | 0 | 0 | 0 | 0 | 0 | 0 | 0 | 0 | 0 | 0 | 0 | 0 | 0 | 0 | 0 | 0 | 0 | 0 | 0 | 0 | 1 | 0 | 0 | 0 | 0 | 1 | 0 | 1 | 0 | 0 | 0 | 0 | 1 | 0 | 0 | 0 | 0 | 0 | 0 | 0 | 0 | 0 | 0 | 0 | 0 | 0 | 0 | 0 | 0 | 0 | 0 | 0 | 0 | 0 | 0 | 0 | 0 | 0 | 0 | 0 | 0 | 0 | 0 | 0 | 0 | 0 | 0 | 0 | 0 | 0 | 0 | 0 | 0 | 0 | 0 | 0 | 0 | 0 | 0 | 0 | 0 | 0 | 0 | 0 | 0 | 0 | 0 | 0 | 0 | 0 | 0 | 0 | 2 |  | 0 | 0 | 0 | 0 | 0 | 0 | 0 | 0 | 0 | 0 | 0 | -13 | 0 | 0 | 1 | 0 | 0 | 0 | 0 | 0 | 0 | 0 | 0 | 0 | 0 | 0 | 0 | 0 | 0 | 0 | 0 | 0 | 0 | 0 | 0 | 0 | 0 | 0 | 0 | 0 | 0 | 0 | 0 | 0 | 0 | 0 | 0 | 0 | 0 | 0 | 0 | 238.33 | 400.235 | 1144.26 | San Luis Rey-San Onofre 230 kV line constraint | San Luis Rey-San Onofre 230 kV line constraint | Talega 230 kV constraint |  | 0 | 0 | 0 | 0 | 0 | 0 | 238.33 | 400.235 | 1144.26 | San Luis Rey-San Onofre 230 kV line constraint | San Luis Rey-San Onofre 230 kV line constraint | Talega 230 kV constraint |  | 1 | 1 | NO | 1 | 1 | 1 | NO | 1
PG&E KERN | Estrella | 230 | 0 | 0 | 0 | 0 | 0 | 0 | 0 | 0 | 0 | 0 | 0 | 0 | 0 | 0 | 0 | 0 | 0 | 0 | 0 | 0 | 0 | 0 | 0 | 0 | 0 | 0 | 0 | 0 | 0 | 0 | 0 | 0 | 0 | 0 | 0 | 0 | 0 | 0 | 0 | 0 | 0 | 0 | 0 | 0 | 0 | 0 | 0 | 0 | 0 | 0 | 0 | 0 | 0 | 0 | 0 | 0 | 0 | 0 | 0 | 0 | 0 | 0 | 0 | 0 | 0 | 0 | 0 | 1 | 1 | 0 | 0 | 0 | 0 | 0 | 0 | 0 | 0 | 0 | 0 | 1 | 0 | 0 | 0 | 0 | 0 | 1 | 0 | 0 | 0 | 0 | 0 | 0 | 0 | 0 | 0 | 1 | 0 | 1 |  | 0 | 0 | 0 | 0 | 0 | 0 | 0 | 0 | 0 | 0 | 0 | 0 | 0 | 0 | 0 | 0 | 0 | 0 | 0 | 0 | 0 | 0 | 0 | 0 | 0 | 0 | 0 | 0 | 0 | 0 | 0 | 0 | 0 | 0 | 0 | 0 | 0 | 0 | 0 | 0 | 0 | 0 | 0 | 0 | 0 | 1 | 0 | 1 | 0 | 1 | 0 | -79.08 | -1738.232 | -562.7302 | Gates 500/230kV TB #11 | Gates 500/230kV TB #11 | Gates 500/230kV TB #11 |  | 0 | 0 | 0 | 0 | 0 | 0 | 7.65 | 144.11 | 266.8703 | Cal Flat-Gates 230 kV line | Cal Flat-Gates 230 kV line | Cal Flat-Gates 230 kV line |  | 5 | 1 | YES | 2 | 5 | 1 | YES | 2
SCE Eastern | Etiwanda | 230 | 0 | 0 | 0 | 0 | 0 | 0 | 0 | 0 | 0 | 0 | 0 | 0 | 0 | 0 | 0 | 0 | 0 | 0 | 0 | 1 | 0 | 0 | 0 | 0 | 0 | 0 | 0 | 0 | 0 | 0 | 0 | 0 | 0 | 0 | 0 | 0 | 0 | 0 | 0 | 0 | 0 | 0 | 0 | 0 | 0 | 0 | 0 | 0 | 0 | 0 | 0 | 0 | 0 | 0 | 0 | 0 | 0 | 0 | 0 | 0 | 0 | 0 | 0 | 0 | 0 | 0 | 0 | 0 | 0 | 0 | 0 | 0 | 0 | 0 | 0 | 0 | 0 | 0 | 0 | 0 | 0 | 0 | 0 | 0 | 0 | 0 | 0 | 0 | 0 | 0 | 0 | 0 | 0 | 0 | 0 | 0 | 0 | 0 |  | 0 | 0 | 0 | 0 | 0 | 0 | 0 | 0 | 0 | 0 | 0 | 100 | 0 | 0 | 1 | 0 | 0 | 0 | 0 | 0 | 0 | 0 | 0 | 0 | 0 | 0 | 170 | 0 | 0 | 1 | 0 | 0 | 0 | 0 | 0 | 0 | 0 | 0 | 0 | 0 | 0 | 170 | 0 | 550 | 1 | 0 | 0 | 0 | 0 | 0 | 0 | 911.65 | 2746.6 | 9666.8 | Etiwanda-Rancho Vista Constraint | Etiwanda-Rancho Vista Constraint | Etiwanda-Rancho Vista Constraint |  | 0 | 0 | 0 | 0 | 0 | 0 | 911.65 | 2746.6 | 9666.8 | Etiwanda-Rancho Vista Constraint | Etiwanda-Rancho Vista Constraint | Etiwanda-Rancho Vista Constraint |  | 1 | 1 | NO | 1 | 1 | 1 | NO | 1
PG&E GBA | Evergreen | 115 | 0 | 0 | 0 | 0 | 0 | 0 | 0 | 0 | 0 | 0 | 0 | 0 | 0 | 0 | 0 | 0 | 0 | 0 | 0 | 0 | 0 | 0 | 0 | 0 | 0 | 0 | 0 | 0 | 0 | 0 | 0 | 0 | 0 | 0 | 0 | 0 | 0 | 0 | 0 | 0 | 0 | 0 | 0 | 0 | 0 | 0 | 0 | 0 | 0 | 0 | 0 | 0 | 0 | 0 | 0 | 1 | 0 | 0 | 0 | 1 | 0 | 0 | 0 | 0 | 0 | 0 | 0 | 0 | 0 | 0 | 0 | 0 | 0 | 0 | 0 | 0 | 0 | 0 | 0 | 0 | 0 | 0 | 0 | 0 | 0 | 0 | 0 | 0 | 0 | 0 | 0 | 0 | 0 | 0 | 0 | 0 | 0 | 0 |  | 0 | 0 | 0 | 0 | 0 | 0 | 0 | 0 | 0 | 0 | 0 | 0 | 0 | 0 | 0 | 0 | 0 | 0 | 0 | 0 | 0 | 0 | 0 | 0 | 0 | 0 | 0 | 0 | 0 | 0 | 0 | 0 | 0 | 0 | 0 | 0 | 0 | 0 | 0 | 0 | 0 | 0 | 0 | 0 | 0 | 0 | 0 | 0 | 0 | 0 | 0 | 2067.51 | 2548.6438 | 3822.2952 | Tesla-Bellota 230 kV line | Tesla-Bellota 230 kV line | Tesla-Bellota 230 kV line |  | 0 | 0 | 0 | 0 | 0 | 0 | 2067.51 | 2548.6438 | 3822.2952 | Tesla-Bellota 230 kV line | Tesla-Bellota 230 kV line | Tesla-Bellota 230 kV line |  | 1 | 1 | NO | 1 | 1 | 1 | NO | 1
PG&E GBA | Evergreen | 60 | 0 | 0 | 0 | 0 | 0 | 0 | 0 | 0 | 0 | 0 | 0 | 0 | 0 | 0 | 0 | 0 | 0 | 0 | 0 | 0 | 0 | 0 | 0 | 0 | 0 | 0 | 0 | 0 | 0 | 0 | 0 | 0 | 0 | 0 | 0 | 0 | 0 | 0 | 0 | 0 | 0 | 0 | 0 | 0 | 0 | 0 | 0 | 0 | 0 | 0 | 0 | 0 | 0 | 0 | 0 | 0 | 0 | 0 | 0 | 1 | 0 | 0 | 0 | 0 | 0 | 0 | 0 | 0 | 0 | 0 | 0 | 0 | 0 | 0 | 0 | 0 | 0 | 0 | 0 | 0 | 0 | 0 | 0 | 0 | 0 | 0 | 0 | 0 | 0 | 0 | 0 | 0 | 0 | 0 | 0 | 0 | 1 | 0 |  | 0 | 0 | 0 | 0 | 0 | 0 | 0 | 0 | 0 | 0 | 0 | 0 | 0 | 0 | 0 | 0 | 0 | 0 | 0 | 0 | 0 | 0 | 0 | 0 | 0 | 0 | 0 | 0 | 0 | 0 | 0 | 0 | 0 | 0 | 0 | 0 | 0 | 0 | 0 | 0 | 0 | 0 | 0 | 0 | 0 | 0 | 0 | 0 | 0 | 0 | 0 | 1414.38 | 1280.282 | 3822.2952 | NEW-Metcalf-Mosslanding 500kV | NEW-Metcalf-Mosslanding 500kV | Tesla-Bellota 230 kV line |  | 0 | 0 | 0 | 0 | 0 | 0 | 1414.38 | 1280.282 | 3822.2952 | NEW-Metcalf-Mosslanding 500kV | NEW-Metcalf-Mosslanding 500kV | Tesla-Bellota 230 kV line |  | 1 | 1 | NO | 1 | 1 | 1 | NO | 1
PG&E FRESNO | Excelsior | 115 | 0 | 0 | 0 | 0 | 0 | 0 | 0 | 0 | 0 | 0 | 0 | 0 | 0 | 0 | 0 | 0 | 0 | 0 | 0 | 0 | 0 | 0 | 0 | 0 | 0 | 0 | 0 | 0 | 0 | 0 | 0 | 0 | 0 | 0 | 0 | 0 | 0 | 0 | 0 | 0 | 0 | 0 | 0 | 0 | 0 | 1 | 0 | 0 | 0 | 0 | 0 | 0 | 0 | 0 | 0 | 0 | 0 | 0 | 0 | 0 | 0 | 0 | 0 | 0 | 0 | 0 | 0 | 0 | 0 | 0 | 0 | 0 | 0 | 0 | 0 | 0 | 0 | 0 | 1 | 1 | 1 | 1 | 1 | 0 | 0 | 1 | 1 | 1 | 0 | 0 | 0 | 0 | 0 | 0 | 0 | 0 | 0 | 1 |  | 0 | 0 | 0 | 0 | 0 | 0 | 0 | 0 | 0 | 0 | 0 | 0 | 0 | 0 | 0 | 0 | 0 | 0 | 0 | 0 | 0 | 0 | 0 | 0 | 0 | 0 | 0 | 0 | 0 | 0 | 0 | 0 | 0 | 0 | 0 | 0 | 0 | 0 | 0 | 0 | 0 | 0 | 0 | 0 | 0 | 1 | 0 | 2 | 0 | 2 | 0 | -79.08 | -1738.232 | -1897.303 | Gates 500/230kV TB #11 | Gates 500/230kV TB #11 | Gates 500/230kV TB #12 |  | 0 | 0 | 0 | 0 | 0 | 0 | 0 | 0 | 50 | Schindler 115/70kV TB #1 | Schindler 115/70kV TB #1 | Schindler 115/70kV TB #1 |  | 5 | 1 | YES | 2 | 5 | 1 | YES | 2
PG&E FRESNO | Exchequer | 115 | 0 | 0 | 0 | 0 | 0 | 0 | 0 | 0 | 0 | 0 | 0 | 0 | 0 | 0 | 0 | 0 | 0 | 0 | 0 | 0 | 0 | 0 | 0 | 0 | 0 | 0 | 0 | 0 | 0 | 0 | 0 | 0 | 0 | 0 | 0 | 0 | 0 | 0 | 0 | 0 | 0 | 0 | 0 | 0 | 0 | 1 | 0 | 0 | 0 | 0 | 0 | 0 | 0 | 0 | 0 | 0 | 0 | 0 | 0 | 1 | 0 | 0 | 0 | 0 | 0 | 0 | 0 | 0 | 0 | 0 | 0 | 0 | 0 | 0 | 0 | 0 | 0 | 0 | 1 | 0 | 0 | 1 | 1 | 1 | 1 | 1 | 0 | 1 | 1 | 1 | 1 | 0 | 1 | 0 | 0 | 0 | 0 | 2 |  | 0 | 0 | 0 | 0 | 0 | 0 | 0 | 0 | 0 | 0 | 0 | 0 | 0 | 0 | 0 | 0 | 0 | 0 | 0 | 0 | 0 | 0 | 0 | 0 | 0 | 0 | 0 | 0 | 0 | 0 | 0 | 0 | 0 | 0 | 0 | 0 | 0 | 0 | 0 | 0 | 0 | 0 | 0 | 0 | 0 | 2 | 0 | 3 | 0 | 1 | 0 | -555.55 | -1311.984 | -1897.303 | Chowchilla-Le grand 115kV Line | Gates 500/230kV TB #12 | Gates 500/230kV TB #12 |  | 1 | 0 | 1 | 0 | 0 | 0 | -421.35 | -182.75 | 160.5276 | Borden-Storey #1 230kV line | Borden-Storey #1 230kV line | Merced 115/70kV TB#2 |  | 5 | 5 | NO | 5 | 5 | 1 | YES | 2
PG&E KERN | Fairway | 115 | 0 | 0 | 0 | 0 | 0 | 0 | 0 | 0 | 0 | 0 | 0 | 0 | 0 | 0 | 0 | 0 | 0 | 0 | 0 | 0 | 0 | 0 | 0 | 0 | 0 | 0 | 0 | 0 | 0 | 0 | 0 | 0 | 0 | 0 | 0 | 0 | 0 | 0 | 0 | 0 | 0 | 0 | 0 | 0 | 0 | 0 | 0 | 0 | 0 | 0 | 0 | 0 | 0 | 0 | 0 | 0 | 0 | 0 | 0 | 0 | 0 | 0 | 0 | 0 | 0 | 0 | 0 | 1 | 1 | 0 | 0 | 0 | 0 | 0 | 0 | 0 | 0 | 0 | 0 | 1 | 0 | 0 | 0 | 0 | 0 | 1 | 0 | 0 | 0 | 0 | 0 | 0 | 0 | 0 | 0 | 1 | 0 | 1 |  | 0 | 0 | 0 | 0 | 0 | 0 | 0 | 0 | 0 | 0 | 0 | 0 | 0 | 0 | 0 | 0 | 0 | 0 | 0 | 0 | 0 | 0 | 0 | 0 | 0 | 0 | 0 | 0 | 0 | 0 | 0 | 0 | 0 | 0 | 0 | 0 | 0 | 0 | 0 | 0 | 0 | 0 | 0 | 0 | 0 | 1 | 0 | 1 | 0 | 1 | 0 | -79.08 | -1738.232 | -562.7302 | Gates 500/230kV TB #11 | Gates 500/230kV TB #11 | Gates 500/230kV TB #11 |  | 0 | 0 | 0 | 0 | 0 | 0 | 7.65 | 144.11 | 266.8703 | Cal Flat-Gates 230 kV line | Cal Flat-Gates 230 kV line | Cal Flat-Gates 230 kV line |  | 5 | 1 | YES | 2 | 5 | 1 | YES | 2
PG&E KERN | Famoso | 115 | 0 | 0 | 0 | 0 | 0 | 0 | 0 | 0 | 0 | 0 | 0 | 0 | 0 | 0 | 0 | 0 | 0 | 0 | 0 | 0 | 0 | 0 | 0 | 0 | 0 | 0 | 0 | 0 | 0 | 0 | 0 | 0 | 0 | 0 | 0 | 0 | 0 | 0 | 0 | 0 | 0 | 0 | 0 | 0 | 0 | 0 | 0 | 0 | 0 | 0 | 0 | 0 | 0 | 0 | 0 | 0 | 0 | 0 | 0 | 0 | 0 | 0 | 0 | 0 | 0 | 0 | 0 | 1 | 1 | 0 | 0 | 0 | 0 | 0 | 0 | 1 | 0 | 0 | 0 | 1 | 0 | 0 | 0 | 0 | 0 | 0 | 0 | 0 | 0 | 0 | 0 | 0 | 0 | 0 | 0 | 0 | 0 | 0 |  | 0 | 0 | 0 | 0 | 0 | 0 | 0 | 0 | 0 | 0 | 0 | 0 | 0 | 0 | 0 | 0 | 0 | 0 | 0 | 0 | 0 | 0 | 0 | 0 | 0 | 0 | 0 | 0 | 0 | 0 | 0 | 0 | 0 | 0 | 0 | 0 | 0 | 0 | 0 | 0 | 0 | 0 | 0 | 0 | 0 | 1 | 0 | 1 | 0 | 1 | 0 | -79.08 | -1738.232 | -562.7302 | Gates 500/230kV TB #11 | Gates 500/230kV TB #11 | Gates 500/230kV TB #11 |  | 0 | 0 | 0 | 0 | 0 | 0 | 7.65 | 144.11 | 158.6488 | Cal Flat-Gates 230 kV line | Cal Flat-Gates 230 kV line | Semitropic-Midway 115kV Line |  | 5 | 1 | YES | 2 | 5 | 1 | YES | 2
PG&E NGBA | Fern Road | 500 | 0 | 0 | 0 | 0 | 0 | 0 | 0 | 0 | 0 | 0 | 0 | 0 | 0 | 0 | 0 | 0 | 0 | 0 | 0 | 0 | 0 | 0 | 0 | 0 | 0 | 0 | 0 | 0 | 0 | 0 | 0 | 0 | 0 | 0 | 0 | 0 | 0 | 0 | 0 | 1 | 0 | 0 | 0 | 0 | 0 | 0 | 0 | 0 | 0 | 0 | 0 | 0 | 0 | 0 | 0 | 0 | 0 | 0 | 0 | 0 | 0 | 0 | 0 | 0 | 0 | 0 | 0 | 0 | 0 | 0 | 0 | 0 | 0 | 0 | 0 | 0 | 0 | 0 | 0 | 0 | 0 | 0 | 0 | 0 | 0 | 0 | 0 | 0 | 0 | 0 | 0 | 0 | 0 | 0 | 0 | 0 | 0 | 0 |  | 0 | 0 | 0 | 0 | 0 | 0 | 0 | 0 | 0 | 0 | 0 | 0 | 0 | 0 | 0 | 0 | 0 | 0 | 0 | 0 | 0 | 0 | 0 | 0 | 0 | 0 | 0 | 0 | 0 | 0 | 185 | 0 | 0 | 0 | 0 | 0 | 0 | 0 | 0 | 0 | 0 | 0 | 0 | 0 | 1 | 1 | 0 | 1 | 0 | 0 | 0 | -441.84 | -200.0712 | 3202.4639 | Collinsville-Tesla 500 kV Line | Collinsville-Tesla 500 kV Line | Collinsville-Tesla 500 kV Line |  | 1 | 0 | 1 | 0 | 0 | 0 | -441.84 | -200.0712 | 3202.4639 | Collinsville-Tesla 500 kV Line | Collinsville-Tesla 500 kV Line | Collinsville-Tesla 500 kV Line |  | 5 | 5 | NO | 5 | 1 | 1 | NO | 1
PG&E GBA | Fibreboard (SPI Sonora) | 115 | 0 | 0 | 0 | 0 | 0 | 0 | 0 | 0 | 0 | 0 | 0 | 0 | 0 | 0 | 0 | 0 | 0 | 0 | 0 | 0 | 0 | 0 | 0 | 0 | 0 | 0 | 0 | 0 | 0 | 0 | 0 | 0 | 0 | 0 | 0 | 0 | 0 | 0 | 0 | 0 | 0 | 0 | 0 | 0 | 0 | 1 | 0 | 0 | 0 | 0 | 0 | 0 | 0 | 0 | 0 | 1 | 0 | 1 | 0 | 1 | 0 | 0 | 0 | 0 | 0 | 1 | 0 | 0 | 0 | 0 | 0 | 0 | 0 | 0 | 0 | 0 | 0 | 0 | 0 | 0 | 0 | 0 | 0 | 0 | 0 | 0 | 0 | 0 | 0 | 0 | 0 | 0 | 0 | 0 | 0 | 0 | 0 | 0 |  | 0 | 0 | 0 | 0 | 0 | 0 | 0 | 0 | 0 | 0 | 0 | 0 | 0 | 0 | 0 | 0 | 0 | 0 | 0 | 0 | 0 | 0 | 0 | 0 | 0 | 0 | 0 | 0 | 0 | 0 | 0 | 0 | 0 | 0 | 0 | 0 | 0 | 0 | 0 | 0 | 0 | 0 | 0 | 0 | 0 | 0 | 0 | 0 | 0 | 0 | 0 | 46.8 | 144.39 | 672.109 | Kasson Jct-Heinz 115 kV line | Kasson Jct-Heinz 115 kV line | Kasson Jct-Heinz 115 kV line |  | 0 | 0 | 0 | 0 | 0 | 0 | 46.8 | 144.39 | 672.109 | Kasson Jct-Heinz 115 kV line | Kasson Jct-Heinz 115 kV line | Kasson Jct-Heinz 115 kV line |  | 1 | 1 | NO | 1 | 1 | 1 | NO | 1
PG&E FRESNO | Figarden | 230 | 0 | 0 | 0 | 0 | 0 | 0 | 0 | 0 | 0 | 0 | 0 | 0 | 0 | 0 | 0 | 0 | 0 | 0 | 0 | 0 | 0 | 0 | 0 | 0 | 0 | 0 | 0 | 0 | 0 | 0 | 0 | 0 | 0 | 0 | 0 | 0 | 0 | 0 | 0 | 0 | 0 | 0 | 0 | 0 | 0 | 0 | 0 | 0 | 0 | 0 | 0 | 0 | 0 | 0 | 0 | 0 | 0 | 0 | 0 | 1 | 0 | 0 | 0 | 0 | 0 | 0 | 0 | 0 | 0 | 0 | 0 | 0 | 0 | 0 | 0 | 0 | 0 | 0 | 0 | 1 | 0 | 1 | 1 | 1 | 0 | 1 | 0 | 1 | 0 | 0 | 0 | 0 | 1 | 0 | 0 | 0 | 0 | 1 |  | 0 | 0 | 0 | 0 | 0 | 0 | 0 | 0 | 0 | 0 | 0 | 0 | 0 | 0 | 0 | 0 | 0 | 0 | 0 | 0 | 0 | 0 | 0 | 0 | 0 | 0 | 0 | 0 | 0 | 0 | 0 | 0 | 0 | 0 | 0 | 0 | 0 | 0 | 0 | 0 | 0 | 0 | 0 | 0 | 0 | 2 | 0 | 2 | 0 | 1 | 0 | -555.55 | -1738.232 | -562.7302 | Chowchilla-Le grand 115kV Line | Gates 500/230kV TB #11 | Gates 500/230kV TB #11 |  | 0 | 0 | 0 | 0 | 0 | 0 | 15.95 | 0.35 | 378.2276 | Oro Loma-El Nido 115kV Line | Oro Loma-El Nido 115kV Line | Oro Loma-El Nido 115kV Line |  | 5 | 1 | YES | 2 | 5 | 1 | YES | 2
PG&E FRESNO | Fink | 230 | 0 | 0 | 0 | 0 | 0 | 0 | 0 | 0 | 0 | 0 | 0 | 0 | 0 | 0 | 0 | 0 | 0 | 0 | 0 | 0 | 0 | 0 | 0 | 0 | 0 | 0 | 0 | 0 | 0 | 0 | 0 | 0 | 0 | 0 | 0 | 0 | 0 | 0 | 0 | 0 | 0 | 0 | 0 | 0 | 0 | 0 | 0 | 0 | 0 | 0 | 0 | 0 | 0 | 0 | 0 | 0 | 0 | 0 | 0 | 0 | 0 | 0 | 0 | 0 | 0 | 0 | 0 | 0 | 0 | 0 | 0 | 0 | 0 | 0 | 0 | 0 | 0 | 0 | 0 | 0 | 0 | 0 | 0 | 0 | 0 | 1 | 0 | 0 | 0 | 0 | 0 | 0 | 0 | 0 | 0 | 0 | 0 | 1 |  | 0 | 0 | 0 | 0 | 0 | 0 | 0 | 0 | 0 | 190 | 0 | 162 | 0 | 0 | 1 | 0 | 0 | 0 | 0 | 0 | 0 | 0 | 0 | 0 | 190 | 0 | 162 | 0 | 0 | 1 | 70 | 0 | 0 | 0 | 0 | 0 | 0 | 0 | 0 | 190 | 0 | 162 | 0 | 0 | 1 | 0 | 0 | 0 | 0 | 0 | 0 | 2457.27 | 2621.968 | 6421.7956 | Los Banos 500/230kV TB | Los Banos 500/230kV TB | Los Banos 500/230kV TB |  | 0 | 0 | 0 | 0 | 0 | 0 | 2457.27 | 2621.968 | 6421.7956 | Los Banos 500/230kV TB | Los Banos 500/230kV TB | Los Banos 500/230kV TB |  | 1 | 1 | NO | 1 | 1 | 1 | NO | 1
PG&E NGBA | Fitch Mountain | 60 | 0 | 0 | 0 | 0 | 0 | 0 | 0 | 0 | 0 | 0 | 0 | 0 | 0 | 0 | 0 | 0 | 0 | 0 | 0 | 0 | 0 | 0 | 0 | 0 | 0 | 0 | 0 | 0 | 0 | 0 | 0 | 0 | 0 | 0 | 0 | 0 | 0 | 0 | 0 | 1 | 0 | 0 | 0 | 0 | 0 | 0 | 0 | 0 | 0 | 0 | 0 | 0 | 1 | 0 | 0 | 0 | 0 | 0 | 0 | 0 | 0 | 0 | 0 | 0 | 0 | 0 | 1 | 0 | 0 | 0 | 0 | 0 | 0 | 0 | 0 | 0 | 0 | 0 | 0 | 0 | 0 | 0 | 0 | 0 | 0 | 0 | 0 | 0 | 0 | 0 | 0 | 0 | 0 | 0 | 0 | 0 | 0 | 1 |  | 0 | 0 | 0 | 0 | 0 | 0 | 0 | 0 | 0 | 0 | 0 | 0 | 0 | 0 | 0 | 0 | 0 | 0 | 0 | 0 | 0 | 0 | 0 | 0 | 0 | 0 | 0 | 0 | 0 | 0 | 0 | 0 | 0 | 0 | 0 | 0 | 0 | 0 | 0 | 0 | 0 | 0 | 0 | 0 | 0 | 2 | 0 | 1 | 0 | 0 | 0 | -441.84 | -200.0712 | 335.9726 | Collinsville-Tesla 500 kV Line | Collinsville-Tesla 500 kV Line | Birds Landing-Contra Costa 230kV Line |  | 2 | 0 | 1 | 0 | 0 | 0 | -441.84 | -200.0712 | 335.9726 | Collinsville-Tesla 500 kV Line | Collinsville-Tesla 500 kV Line | Birds Landing-Contra Costa 230kV Line |  | 5 | 5 | NO | 5 | 1 | 1 | NO | 1
PG&E GBA | FMC | 115 | 0 | 0 | 0 | 0 | 0 | 0 | 0 | 0 | 0 | 0 | 0 | 0 | 0 | 0 | 0 | 0 | 0 | 0 | 0 | 0 | 0 | 0 | 0 | 0 | 0 | 0 | 0 | 0 | 0 | 0 | 0 | 0 | 0 | 0 | 0 | 0 | 0 | 0 | 0 | 0 | 0 | 0 | 0 | 0 | 0 | 0 | 0 | 0 | 0 | 0 | 0 | 0 | 0 | 0 | 0 | 1 | 0 | 0 | 0 | 1 | 0 | 0 | 0 | 0 | 0 | 0 | 0 | 0 | 0 | 0 | 0 | 0 | 0 | 0 | 0 | 0 | 0 | 0 | 0 | 0 | 0 | 0 | 0 | 0 | 0 | 0 | 0 | 0 | 0 | 0 | 0 | 0 | 0 | 0 | 0 | 0 | 0 | 0 |  | 0 | 0 | 0 | 0 | 0 | 0 | 0 | 0 | 0 | 0 | 0 | 0 | 0 | 0 | 0 | 0 | 0 | 0 | 0 | 0 | 0 | 0 | 0 | 0 | 0 | 0 | 0 | 0 | 0 | 0 | 0 | 0 | 0 | 0 | 0 | 0 | 0 | 0 | 0 | 0 | 0 | 0 | 0 | 0 | 0 | 0 | 0 | 0 | 0 | 0 | 0 | 2067.51 | 2548.6438 | 3822.2952 | Tesla-Bellota 230 kV line | Tesla-Bellota 230 kV line | Tesla-Bellota 230 kV line |  | 0 | 0 | 0 | 0 | 0 | 0 | 2067.51 | 2548.6438 | 3822.2952 | Tesla-Bellota 230 kV line | Tesla-Bellota 230 kV line | Tesla-Bellota 230 kV line |  | 1 | 1 | NO | 1 | 1 | 1 | NO | 1
PG&E GBA | Fremont | 115 | 0 | 0 | 0 | 0 | 0 | 0 | 0 | 0 | 0 | 0 | 0 | 0 | 0 | 0 | 0 | 0 | 0 | 0 | 0 | 0 | 0 | 0 | 0 | 0 | 0 | 0 | 0 | 0 | 0 | 0 | 0 | 0 | 0 | 0 | 0 | 0 | 0 | 0 | 0 | 0 | 0 | 0 | 0 | 0 | 0 | 0 | 0 | 0 | 0 | 0 | 0 | 0 | 1 | 0 | 0 | 1 | 0 | 0 | 0 | 0 | 0 | 0 | 0 | 0 | 0 | 0 | 0 | 0 | 0 | 0 | 0 | 0 | 0 | 0 | 0 | 0 | 0 | 0 | 0 | 0 | 0 | 0 | 0 | 0 | 0 | 0 | 0 | 0 | 0 | 0 | 0 | 0 | 0 | 0 | 0 | 0 | 0 | 1 |  | 0 | 0 | 0 | 0 | 0 | 0 | 0 | 0 | 0 | 0 | 0 | 0 | 0 | 0 | 0 | 0 | 0 | 0 | 0 | 0 | 0 | 0 | 0 | 0 | 0 | 0 | 0 | 0 | 0 | 0 | 0 | 0 | 0 | 0 | 0 | 0 | 0 | 0 | 0 | 0 | 0 | 0 | 0 | 0 | 0 | 0 | 0 | 0 | 0 | 0 | 0 | 2197.8 | 2184.65 | 4417.05 | Sobrante-Moraga 230 kV line | Sobrante-Moraga 230 kV line | Sobrante-Moraga 230 kV line |  | 0 | 0 | 0 | 0 | 0 | 0 | 2197.8 | 2184.65 | 4417.05 | Sobrante-Moraga 230 kV line | Sobrante-Moraga 230 kV line | Sobrante-Moraga 230 kV line |  | 1 | 1 | NO | 1 | 1 | 1 | NO | 1
PG&E GBA | French Camp | 60 | 0 | 0 | 0 | 0 | 0 | 0 | 0 | 0 | 0 | 0 | 0 | 0 | 0 | 0 | 0 | 0 | 0 | 0 | 0 | 0 | 0 | 0 | 0 | 0 | 0 | 0 | 0 | 0 | 0 | 0 | 0 | 0 | 0 | 0 | 0 | 0 | 0 | 0 | 0 | 0 | 0 | 0 | 0 | 0 | 0 | 1 | 0 | 0 | 0 | 0 | 0 | 0 | 0 | 0 | 0 | 0 | 0 | 0 | 0 | 1 | 0 | 0 | 0 | 0 | 0 | 0 | 0 | 0 | 0 | 0 | 0 | 0 | 0 | 0 | 0 | 0 | 0 | 0 | 0 | 0 | 0 | 0 | 0 | 0 | 0 | 1 | 0 | 0 | 0 | 0 | 0 | 0 | 0 | 0 | 0 | 0 | 0 | 1 |  | 0 | 0 | 0 | 0 | 0 | 0 | 0 | 0 | 0 | 0 | 0 | 0 | 0 | 0 | 0 | 0 | 0 | 0 | 0 | 0 | 0 | 0 | 0 | 0 | 0 | 0 | 0 | 0 | 0 | 0 | 0 | 0 | 0 | 0 | 0 | 0 | 0 | 0 | 0 | 0 | 0 | 0 | 0 | 0 | 0 | 0 | 0 | 0 | 0 | 0 | 0 | 402.45 | 704.04 | 2052.2198 | Bellota-Weber 230kV line | Bellota-Weber 230kV line | Bellota-Weber 230kV line |  | 0 | 0 | 0 | 0 | 0 | 0 | 862.45 | 1164.04 | 2052.2198 | Bellota-Weber 230kV line | Bellota-Weber 230kV line | Bellota-Weber 230kV line |  | 1 | 1 | NO | 1 | 1 | 1 | NO | 1
PG&E GBA | Frogtown | 115 | 0 | 0 | 0 | 0 | 0 | 0 | 0 | 0 | 0 | 0 | 0 | 0 | 0 | 0 | 0 | 0 | 0 | 0 | 0 | 0 | 0 | 0 | 0 | 0 | 0 | 0 | 0 | 0 | 0 | 0 | 0 | 0 | 0 | 0 | 0 | 0 | 0 | 0 | 0 | 0 | 0 | 0 | 0 | 0 | 0 | 1 | 0 | 0 | 0 | 0 | 0 | 0 | 0 | 0 | 0 | 1 | 0 | 0 | 0 | 1 | 0 | 0 | 0 | 0 | 0 | 0 | 0 | 0 | 0 | 0 | 0 | 0 | 0 | 0 | 0 | 0 | 0 | 0 | 0 | 0 | 0 | 0 | 0 | 0 | 0 | 0 | 0 | 0 | 0 | 0 | 0 | 0 | 0 | 0 | 0 | 0 | 0 | 0 |  | 0 | 0 | 0 | 0 | 0 | 0 | 0 | 0 | 0 | 0 | 0 | 0 | 0 | 0 | 0 | 0 | 0 | 0 | 0 | 0 | 0 | 0 | 0 | 0 | 0 | 0 | 0 | 0 | 0 | 0 | 0 | 0 | 0 | 0 | 0 | 0 | 0 | 0 | 0 | 0 | 0 | 0 | 0 | 0 | 0 | 0 | 0 | 0 | 0 | 0 | 0 | 402.45 | 704.04 | 2052.2198 | Bellota-Weber 230kV line | Bellota-Weber 230kV line | Bellota-Weber 230kV line |  | 0 | 0 | 0 | 0 | 0 | 0 | 862.45 | 1164.04 | 2052.2198 | Bellota-Weber 230kV line | Bellota-Weber 230kV line | Bellota-Weber 230kV line |  | 1 | 1 | NO | 1 | 1 | 1 | NO | 1
PG&E NGBA | Fulton | 115 | 0 | 0 | 0 | 0 | 0 | 0 | 0 | 0 | 0 | 0 | 0 | 0 | 0 | 0 | 0 | 0 | 0 | 0 | 0 | 0 | 0 | 0 | 0 | 0 | 0 | 0 | 0 | 0 | 0 | 0 | 0 | 0 | 0 | 0 | 0 | 0 | 0 | 0 | 0 | 1 | 0 | 1 | 0 | 0 | 0 | 0 | 0 | 0 | 0 | 0 | 0 | 1 | 1 | 1 | 1 | 1 | 0 | 0 | 0 | 1 | 0 | 0 | 0 | 0 | 0 | 1 | 1 | 0 | 0 | 0 | 0 | 0 | 0 | 0 | 0 | 0 | 0 | 0 | 0 | 0 | 0 | 0 | 0 | 0 | 0 | 0 | 0 | 0 | 0 | 0 | 0 | 0 | 0 | 0 | 0 | 0 | 0 | 2 |  | 0 | 0 | 0 | 0 | 0 | 0 | 0 | 0 | 0 | 0 | 0 | 0 | 0 | 0 | 0 | 0 | 0 | 0 | 0 | 0 | 0 | 0 | 0 | 0 | 0 | 0 | 0 | 0 | 0 | 0 | 0 | 0 | 0 | 0 | 0 | 0 | 0 | 0 | 0 | 0 | 0 | 0 | 0 | 0 | 0 | 3 | 0 | 1 | 0 | 0 | 0 | -441.84 | -200.0712 | 335.9726 | Collinsville-Tesla 500 kV Line | Collinsville-Tesla 500 kV Line | Birds Landing-Contra Costa 230kV Line |  | 2 | 0 | 1 | 0 | 0 | 0 | -441.84 | -200.0712 | 335.9726 | Collinsville-Tesla 500 kV Line | Collinsville-Tesla 500 kV Line | Birds Landing-Contra Costa 230kV Line |  | 5 | 5 | NO | 5 | 1 | 1 | NO | 1
PG&E NGBA | Fulton | 230 | 0 | 0 | 0 | 0 | 0 | 0 | 0 | 0 | 0 | 0 | 0 | 0 | 0 | 0 | 0 | 0 | 0 | 0 | 0 | 0 | 0 | 0 | 0 | 0 | 0 | 0 | 0 | 0 | 0 | 0 | 0 | 0 | 0 | 0 | 0 | 0 | 0 | 0 | 0 | 1 | 0 | 1 | 0 | 0 | 0 | 0 | 0 | 0 | 0 | 0 | 0 | 0 | 1 | 1 | 1 | 1 | 0 | 0 | 1 | 1 | 0 | 0 | 0 | 0 | 0 | 1 | 1 | 0 | 0 | 0 | 0 | 0 | 0 | 0 | 0 | 0 | 0 | 0 | 0 | 0 | 0 | 0 | 0 | 0 | 0 | 0 | 0 | 0 | 0 | 0 | 0 | 0 | 0 | 0 | 0 | 0 | 0 | 1 |  | 18 | 0 | 0 | 0 | 0 | 0 | 0 | 0 | 0 | 0 | 0 | 38 | 0 | 0 | 1 | 0 | 0 | 0 | 0 | 0 | 0 | 0 | 0 | 0 | 0 | 0 | 38 | 0 | 0 | 1 | 18 | 0 | 0 | 0 | 0 | 0 | 0 | 0 | 0 | 0 | 0 | 38 | 0 | 0 | 1 | 3 | 0 | 1 | 0 | 0 | 0 | -441.84 | -200.0712 | 335.9726 | Collinsville-Tesla 500 kV Line | Collinsville-Tesla 500 kV Line | Birds Landing-Contra Costa 230kV Line |  | 2 | 0 | 1 | 0 | 0 | 0 | -441.84 | -200.0712 | 335.9726 | Collinsville-Tesla 500 kV Line | Collinsville-Tesla 500 kV Line | Birds Landing-Contra Costa 230kV Line |  | 5 | 5 | NO | 5 | 1 | 1 | NO | 1
PG&E NGBA | Fulton | 60 | 0 | 0 | 0 | 0 | 0 | 0 | 0 | 0 | 0 | 0 | 0 | 0 | 0 | 0 | 0 | 0 | 0 | 0 | 0 | 0 | 0 | 0 | 0 | 0 | 0 | 0 | 0 | 0 | 0 | 0 | 0 | 0 | 0 | 0 | 0 | 0 | 0 | 0 | 0 | 1 | 0 | 0 | 0 | 0 | 0 | 0 | 0 | 0 | 0 | 0 | 0 | 0 | 1 | 0 | 0 | 0 | 0 | 0 | 0 | 0 | 0 | 0 | 0 | 0 | 0 | 0 | 1 | 0 | 0 | 0 | 0 | 0 | 0 | 0 | 0 | 0 | 0 | 0 | 0 | 0 | 0 | 0 | 0 | 0 | 0 | 0 | 0 | 0 | 0 | 0 | 0 | 0 | 0 | 0 | 0 | 0 | 0 | 1 |  | 0 | 0 | 0 | 0 | 0 | 0 | 0 | 0 | 0 | 0 | 0 | 0 | 0 | 0 | 0 | 0 | 0 | 0 | 0 | 0 | 0 | 0 | 0 | 0 | 0 | 0 | 0 | 0 | 0 | 0 | 0 | 0 | 0 | 0 | 0 | 0 | 0 | 0 | 0 | 0 | 0 | 0 | 0 | 0 | 0 | 2 | 0 | 1 | 0 | 0 | 0 | -441.84 | -200.0712 | 335.9726 | Collinsville-Tesla 500 kV Line | Collinsville-Tesla 500 kV Line | Birds Landing-Contra Costa 230kV Line |  | 2 | 0 | 1 | 0 | 0 | 0 | -441.84 | -200.0712 | 335.9726 | Collinsville-Tesla 500 kV Line | Collinsville-Tesla 500 kV Line | Birds Landing-Contra Costa 230kV Line |  | 5 | 5 | NO | 5 | 1 | 1 | NO | 1
PG&E KERN | Ganso | 115 | 0 | 0 | 0 | 0 | 0 | 0 | 0 | 0 | 0 | 0 | 0 | 0 | 0 | 0 | 0 | 0 | 0 | 0 | 0 | 0 | 0 | 0 | 0 | 0 | 0 | 0 | 0 | 0 | 0 | 0 | 0 | 0 | 0 | 0 | 0 | 0 | 0 | 0 | 0 | 0 | 0 | 0 | 0 | 0 | 0 | 0 | 0 | 0 | 0 | 0 | 0 | 0 | 0 | 0 | 0 | 0 | 0 | 0 | 0 | 0 | 0 | 0 | 0 | 0 | 0 | 0 | 0 | 1 | 0 | 0 | 0 | 0 | 0 | 0 | 1 | 0 | 0 | 0 | 1 | 1 | 0 | 0 | 0 | 0 | 0 | 0 | 0 | 0 | 0 | 0 | 0 | 0 | 0 | 0 | 0 | 0 | 0 | 0 |  | 0 | 0 | 0 | 0 | 0 | 0 | 0 | 0 | 0 | 0 | 0 | 0 | 0 | 0 | 0 | 0 | 0 | 0 | 0 | 0 | 0 | 0 | 0 | 0 | 0 | 0 | 0 | 0 | 0 | 0 | 0 | 0 | 0 | 0 | 0 | 0 | 0 | 0 | 0 | 0 | 0 | 0 | 0 | 0 | 0 | 1 | 0 | 2 | 0 | 2 | 0 | -79.08 | -1738.232 | -1897.303 | Gates 500/230kV TB #11 | Gates 500/230kV TB #11 | Gates 500/230kV TB #12 |  | 0 | 0 | 0 | 0 | 0 | 0 | 7.65 | 144.11 | 266.8703 | Cal Flat-Gates 230 kV line | Cal Flat-Gates 230 kV line | Cal Flat-Gates 230 kV line |  | 5 | 1 | YES | 2 | 5 | 1 | YES | 2
PG&E FRESNO | Gates | 230 | 0 | 0 | 0 | 0 | 0 | 0 | 0 | 0 | 0 | 0 | 0 | 0 | 0 | 0 | 0 | 0 | 0 | 0 | 0 | 0 | 0 | 0 | 0 | 0 | 0 | 0 | 0 | 0 | 0 | 0 | 0 | 0 | 0 | 0 | 0 | 0 | 0 | 0 | 0 | 0 | 0 | 0 | 0 | 0 | 0 | 0 | 0 | 0 | 0 | 0 | 0 | 0 | 0 | 0 | 0 | 0 | 0 | 0 | 0 | 0 | 0 | 0 | 0 | 0 | 0 | 0 | 0 | 1 | 0 | 0 | 0 | 0 | 0 | 0 | 0 | 0 | 0 | 0 | 1 | 1 | 0 | 1 | 0 | 0 | 0 | 1 | 0 | 0 | 0 | 0 | 0 | 0 | 0 | 0 | 1 | 1 | 0 | 1 |  | 0 | 0 | 0 | 0 | 0 | 0 | 0 | 0 | 0 | 0 | 0 | 0 | 0 | 0 | 0 | 0 | 0 | 0 | 0 | 0 | 0 | 0 | 0 | 3 | 166 | 477.5 | 0 | 0 | 0 | 1 | 0 | 0 | 0 | 0 | 0 | 0 | 0 | 0 | 3 | 166 | 477.5 | 0 | 0 | 0 | 1 | 1 | 0 | 3 | 0 | 2 | 1 | -79.08 | -1738.232 | -3308.8336 | Gates 500/230kV TB #11 | Gates 500/230kV TB #11 | Mustang-Henrietta 230 kV line |  | 0 | 0 | 1 | 0 | 0 | 1 | 7.65 | -476.012 | -3308.8336 | Cal Flat-Gates 230 kV line | Mustang-Henrietta 230 kV line | Mustang-Henrietta 230 kV line |  | 5 | 5 | NO | 5 | 5 | 4 | YES | 4
PG&E FRESNO | Gates | 500 | 0 | 0 | 0 | 0 | 0 | 0 | 0 | 0 | 0 | 0 | 0 | 0 | 0 | 0 | 0 | 0 | 0 | 0 | 0 | 0 | 0 | 0 | 0 | 0 | 0 | 0 | 0 | 0 | 0 | 0 | 0 | 0 | 0 | 0 | 0 | 0 | 0 | 0 | 0 | 0 | 0 | 0 | 0 | 0 | 0 | 0 | 0 | 0 | 0 | 0 | 0 | 0 | 0 | 0 | 0 | 0 | 0 | 0 | 0 | 0 | 0 | 0 | 0 | 0 | 0 | 0 | 0 | 0 | 0 | 0 | 0 | 0 | 0 | 0 | 0 | 0 | 0 | 0 | 1 | 1 | 0 | 1 | 0 | 0 | 0 | 1 | 0 | 0 | 0 | 0 | 0 | 0 | 0 | 0 | 1 | 1 | 0 | 1 |  | 0 | 0 | 0 | 0 | 0 | 0 | 0 | 0 | 0 | 0 | 0 | 0 | 0 | 0 | 0 | 0 | 0 | 0 | 0 | 0 | 0 | 0 | 0 | 0 | 0 | 0 | 190 | 35 | 0 | 1 | 0 | 0 | 0 | 0 | 0 | 0 | 0 | 0 | 0 | 0 | 0 | 190 | 35 | 0 | 1 | 1 | 0 | 3 | 0 | 2 | 1 | -79.08 | -1738.232 | -3308.8336 | Gates 500/230kV TB #11 | Gates 500/230kV TB #11 | Mustang-Henrietta 230 kV line |  | 0 | 0 | 1 | 0 | 0 | 1 | 372.37 | -476.012 | -3308.8336 | Mustang-Henrietta 230 kV line | Mustang-Henrietta 230 kV line | Mustang-Henrietta 230 kV line |  | 5 | 5 | NO | 5 | 5 | 4 | YES | 4
PG&E NGBA | Geysers 12 | 230 | 0 | 0 | 0 | 0 | 0 | 0 | 0 | 0 | 0 | 0 | 0 | 0 | 0 | 0 | 0 | 0 | 0 | 0 | 0 | 0 | 0 | 0 | 0 | 0 | 0 | 0 | 0 | 0 | 0 | 0 | 0 | 0 | 0 | 0 | 0 | 0 | 0 | 0 | 0 | 1 | 0 | 1 | 0 | 0 | 0 | 0 | 0 | 0 | 0 | 0 | 0 | 0 | 1 | 1 | 1 | 1 | 0 | 0 | 1 | 1 | 0 | 0 | 0 | 0 | 0 | 1 | 1 | 0 | 0 | 0 | 0 | 0 | 0 | 0 | 0 | 0 | 0 | 0 | 0 | 0 | 0 | 0 | 0 | 0 | 0 | 0 | 0 | 0 | 0 | 0 | 0 | 0 | 0 | 0 | 0 | 0 | 0 | 1 |  | 0 | 0 | 0 | 0 | 0 | 0 | 0 | 0 | 0 | 0 | 0 | 0 | 0 | 0 | 0 | 0 | 0 | 0 | 0 | 0 | 0 | 0 | 0 | 0 | 0 | 0 | 0 | 0 | 0 | 0 | 0 | 0 | 0 | 0 | 0 | 0 | 0 | 0 | 0 | 0 | 0 | 0 | 0 | 0 | 0 | 3 | 0 | 1 | 0 | 0 | 0 | -441.84 | -200.0712 | 335.9726 | Collinsville-Tesla 500 kV Line | Collinsville-Tesla 500 kV Line | Birds Landing-Contra Costa 230kV Line |  | 2 | 0 | 1 | 0 | 0 | 0 | -441.84 | -200.0712 | 335.9726 | Collinsville-Tesla 500 kV Line | Collinsville-Tesla 500 kV Line | Birds Landing-Contra Costa 230kV Line |  | 5 | 5 | NO | 5 | 1 | 1 | NO | 1
PG&E NGBA | Geysers 17 | 230 | 0 | 0 | 0 | 0 | 0 | 0 | 0 | 0 | 0 | 0 | 0 | 0 | 0 | 0 | 0 | 0 | 0 | 0 | 0 | 0 | 0 | 0 | 0 | 0 | 0 | 0 | 0 | 0 | 0 | 0 | 0 | 0 | 0 | 0 | 0 | 0 | 0 | 0 | 0 | 1 | 0 | 1 | 0 | 0 | 0 | 0 | 0 | 0 | 0 | 0 | 0 | 0 | 1 | 1 | 1 | 1 | 0 | 0 | 1 | 1 | 0 | 0 | 0 | 0 | 0 | 1 | 1 | 0 | 0 | 0 | 0 | 0 | 0 | 0 | 0 | 0 | 0 | 0 | 0 | 0 | 0 | 0 | 0 | 0 | 0 | 0 | 0 | 0 | 0 | 0 | 0 | 0 | 0 | 0 | 0 | 0 | 0 | 1 |  | 0 | 0 | 0 | 0 | 0 | 0 | 0 | 0 | 0 | 0 | 0 | 0 | 0 | 0 | 0 | 0 | 0 | 0 | 0 | 0 | 0 | 0 | 0 | 0 | 0 | 0 | 0 | 0 | 0 | 0 | 0 | 0 | 0 | 0 | 0 | 0 | 0 | 0 | 0 | 0 | 0 | 0 | 0 | 0 | 0 | 3 | 0 | 1 | 0 | 0 | 0 | -441.84 | -200.0712 | 335.9726 | Collinsville-Tesla 500 kV Line | Collinsville-Tesla 500 kV Line | Birds Landing-Contra Costa 230kV Line |  | 2 | 0 | 1 | 0 | 0 | 0 | -441.84 | -200.0712 | 335.9726 | Collinsville-Tesla 500 kV Line | Collinsville-Tesla 500 kV Line | Birds Landing-Contra Costa 230kV Line |  | 5 | 5 | NO | 5 | 1 | 1 | NO | 1
PG&E NGBA | Geysers 3 | 115 | 0 | 0 | 0 | 0 | 0 | 0 | 0 | 0 | 0 | 0 | 0 | 0 | 0 | 0 | 0 | 0 | 0 | 0 | 0 | 0 | 0 | 0 | 0 | 0 | 0 | 0 | 0 | 0 | 0 | 0 | 0 | 0 | 0 | 0 | 0 | 0 | 0 | 0 | 0 | 1 | 0 | 1 | 0 | 0 | 0 | 0 | 0 | 0 | 0 | 0 | 0 | 0 | 1 | 0 | 1 | 1 | 0 | 0 | 0 | 0 | 0 | 0 | 0 | 0 | 0 | 0 | 1 | 0 | 0 | 0 | 0 | 0 | 0 | 0 | 0 | 0 | 0 | 0 | 0 | 0 | 0 | 0 | 0 | 0 | 0 | 0 | 0 | 0 | 0 | 0 | 0 | 0 | 0 | 0 | 0 | 0 | 0 | 1 |  | 0 | 0 | 0 | 0 | 0 | 0 | 0 | 0 | 0 | 0 | 0 | 0 | 0 | 0 | 0 | 0 | 0 | 0 | 0 | 0 | 0 | 0 | 0 | 0 | 0 | 0 | 0 | 0 | 0 | 0 | 0 | 0 | 0 | 0 | 0 | 0 | 0 | 0 | 0 | 0 | 0 | 0 | 0 | 0 | 0 | 2 | 0 | 1 | 0 | 0 | 0 | -441.84 | -200.0712 | 335.9726 | Collinsville-Tesla 500 kV Line | Collinsville-Tesla 500 kV Line | Birds Landing-Contra Costa 230kV Line |  | 2 | 0 | 1 | 0 | 0 | 0 | -441.84 | -200.0712 | 335.9726 | Collinsville-Tesla 500 kV Line | Collinsville-Tesla 500 kV Line | Birds Landing-Contra Costa 230kV Line |  | 5 | 5 | NO | 5 | 1 | 1 | NO | 1
PG&E NGBA | Glenn | 230 | 0 | 0 | 0 | 0 | 0 | 0 | 0 | 0 | 0 | 0 | 0 | 0 | 0 | 0 | 0 | 0 | 0 | 0 | 0 | 0 | 0 | 0 | 0 | 0 | 0 | 0 | 0 | 0 | 0 | 0 | 0 | 0 | 0 | 0 | 0 | 0 | 0 | 0 | 0 | 1 | 0 | 0 | 0 | 0 | 0 | 0 | 0 | 0 | 0 | 0 | 0 | 0 | 0 | 0 | 0 | 0 | 0 | 0 | 0 | 0 | 0 | 0 | 0 | 0 | 0 | 0 | 0 | 0 | 0 | 0 | 0 | 0 | 0 | 0 | 0 | 0 | 0 | 0 | 0 | 0 | 0 | 0 | 0 | 0 | 0 | 0 | 0 | 0 | 0 | 0 | 0 | 0 | 0 | 0 | 0 | 0 | 0 | 0 |  | 0 | 0 | 0 | 0 | 0 | 0 | 0 | 0 | 0 | 0 | 0 | 0 | 0 | 0 | 0 | 0 | 0 | 0 | 0 | 0 | 0 | 0 | 0 | 0 | 0 | 0 | 0 | 0 | 0 | 0 | 0 | 0 | 0 | 0 | 0 | 0 | 0 | 0 | 0 | 0 | 0 | 0 | 0 | 0 | 0 | 1 | 0 | 1 | 0 | 0 | 0 | -441.84 | -200.0712 | 3202.4639 | Collinsville-Tesla 500 kV Line | Collinsville-Tesla 500 kV Line | Collinsville-Tesla 500 kV Line |  | 1 | 0 | 1 | 0 | 0 | 0 | -441.84 | -200.0712 | 3202.4639 | Collinsville-Tesla 500 kV Line | Collinsville-Tesla 500 kV Line | Collinsville-Tesla 500 kV Line |  | 5 | 5 | NO | 5 | 1 | 1 | NO | 1
PG&E NGBA | Glenn | 60 | 0 | 0 | 0 | 0 | 0 | 0 | 0 | 0 | 0 | 0 | 0 | 0 | 0 | 0 | 0 | 0 | 0 | 0 | 0 | 0 | 0 | 0 | 0 | 0 | 0 | 0 | 0 | 0 | 0 | 0 | 0 | 0 | 0 | 0 | 0 | 0 | 0 | 0 | 0 | 1 | 0 | 0 | 0 | 0 | 0 | 0 | 0 | 0 | 0 | 0 | 0 | 0 | 0 | 0 | 0 | 0 | 0 | 0 | 0 | 0 | 0 | 0 | 0 | 0 | 0 | 0 | 0 | 0 | 0 | 0 | 0 | 0 | 0 | 0 | 0 | 0 | 0 | 0 | 0 | 0 | 0 | 0 | 0 | 0 | 0 | 0 | 0 | 0 | 0 | 0 | 0 | 0 | 0 | 0 | 0 | 0 | 0 | 0 |  | 0 | 0 | 0 | 0 | 0 | 0 | 0 | 0 | 0 | 0 | 0 | 0 | 0 | 0 | 0 | 0 | 0 | 0 | 0 | 0 | 0 | 0 | 0 | 0 | 0 | 0 | 0 | 0 | 0 | 0 | 0 | 0 | 0 | 0 | 0 | 0 | 0 | 0 | 0 | 0 | 0 | 0 | 0 | 0 | 0 | 1 | 0 | 1 | 0 | 0 | 0 | -441.84 | -200.0712 | 3202.4639 | Collinsville-Tesla 500 kV Line | Collinsville-Tesla 500 kV Line | Collinsville-Tesla 500 kV Line |  | 1 | 0 | 1 | 0 | 0 | 0 | -441.84 | -200.0712 | 3202.4639 | Collinsville-Tesla 500 kV Line | Collinsville-Tesla 500 kV Line | Collinsville-Tesla 500 kV Line |  | 5 | 5 | NO | 5 | 1 | 1 | NO | 1
PG&E NGBA | Gold Hill | 115 | 0 | 0 | 0 | 0 | 0 | 0 | 0 | 0 | 0 | 0 | 0 | 0 | 0 | 0 | 0 | 0 | 0 | 0 | 0 | 0 | 0 | 0 | 0 | 0 | 0 | 0 | 0 | 0 | 0 | 0 | 0 | 0 | 0 | 0 | 0 | 0 | 0 | 0 | 0 | 1 | 0 | 0 | 0 | 0 | 0 | 1 | 0 | 1 | 0 | 0 | 0 | 0 | 0 | 0 | 0 | 0 | 0 | 0 | 0 | 1 | 1 | 0 | 0 | 0 | 0 | 0 | 0 | 0 | 0 | 0 | 0 | 0 | 0 | 0 | 0 | 0 | 0 | 0 | 0 | 0 | 0 | 0 | 0 | 0 | 0 | 0 | 0 | 0 | 0 | 0 | 0 | 0 | 0 | 0 | 0 | 0 | 0 | 0 |  | 0 | 0 | 0 | 0 | 0 | 0 | 0 | 0 | 0 | 0 | 0 | 0 | 0 | 0 | 0 | 0 | 0 | 0 | 0 | 0 | 0 | 0 | 0 | 0 | 0 | 0 | 0 | 0 | 0 | 0 | 0 | 0 | 0 | 0 | 0 | 0 | 0 | 0 | 0 | 0 | 150 | 0 | 0 | 0 | 1 | 1 | 0 | 1 | 0 | 0 | 0 | -441.84 | -200.0712 | 297.6836 | Collinsville-Tesla 500 kV Line | Collinsville-Tesla 500 kV Line | Rio Oso-Lockeford 230kV line |  | 1 | 0 | 1 | 0 | 0 | 0 | -441.84 | -200.0712 | 297.6836 | Collinsville-Tesla 500 kV Line | Collinsville-Tesla 500 kV Line | Rio Oso-Lockeford 230kV line |  | 5 | 5 | NO | 5 | 1 | 1 | NO | 1
PG&E NGBA | Gold Hill | 230 | 0 | 0 | 0 | 0 | 0 | 0 | 0 | 0 | 0 | 0 | 0 | 0 | 0 | 0 | 0 | 0 | 0 | 0 | 0 | 0 | 0 | 0 | 0 | 0 | 0 | 0 | 0 | 0 | 0 | 0 | 0 | 0 | 0 | 0 | 0 | 0 | 0 | 0 | 0 | 1 | 0 | 0 | 0 | 0 | 0 | 1 | 1 | 1 | 0 | 0 | 0 | 0 | 0 | 0 | 0 | 0 | 0 | 0 | 0 | 1 | 1 | 0 | 0 | 0 | 0 | 0 | 0 | 0 | 0 | 0 | 0 | 0 | 0 | 0 | 0 | 0 | 0 | 0 | 0 | 0 | 0 | 0 | 0 | 0 | 0 | 0 | 0 | 0 | 0 | 0 | 0 | 0 | 0 | 0 | 0 | 0 | 0 | 0 |  | 0 | 0 | 0 | 0 | 0 | 0 | 0 | 0 | 0 | 0 | 0 | 0 | 0 | 0 | 0 | 0 | 0 | 0 | 0 | 0 | 0 | 0 | 0 | 0 | 0 | 0 | 0 | 0 | 0 | 0 | 40 | 0 | 0 | 0 | 0 | 0 | 0 | 0 | 0 | 0 | 0 | 0 | 0 | 0 | 1 | 1 | 0 | 1 | 0 | 0 | 0 | -441.84 | -200.0712 | 263.2 | Collinsville-Tesla 500 kV Line | Collinsville-Tesla 500 kV Line | Rio Oso-Brighton 230kV line |  | 1 | 0 | 1 | 0 | 0 | 0 | -441.84 | -200.0712 | 263.2 | Collinsville-Tesla 500 kV Line | Collinsville-Tesla 500 kV Line | Rio Oso-Brighton 230kV line |  | 5 | 5 | NO | 5 | 1 | 1 | NO | 1
SCE Northern | Goleta | 230 | 0 | 0 | 1 | 0 | 1 | 0 | 0 | 0 | 0 | 0 | 0 | 0 | 0 | 0 | 0 | 0 | 0 | 0 | 0 | 0 | 0 | 0 | 0 | 0 | 1 | 0 | 0 | 0 | 0 | 0 | 0 | 0 | 0 | 0 | 0 | 0 | 0 | 0 | 0 | 0 | 0 | 0 | 0 | 0 | 0 | 0 | 0 | 0 | 0 | 0 | 0 | 0 | 0 | 0 | 0 | 0 | 0 | 0 | 0 | 0 | 0 | 0 | 0 | 0 | 0 | 0 | 0 | 0 | 0 | 0 | 0 | 0 | 0 | 0 | 0 | 0 | 0 | 0 | 0 | 0 | 0 | 0 | 0 | 0 | 0 | 0 | 0 | 0 | 0 | 0 | 0 | 0 | 0 | 0 | 0 | 0 | 0 | 0 |  | 0 | 0 | 0 | 0 | 0 | 0 | 0 | 0 | 0 | 0 | 0 | 60 | 0 | 0 | 1 | 0 | 0 | 0 | 0 | 0 | 0 | 0 | 0 | 0 | 0 | 0 | 70 | 0 | 0 | 1 | 0 | 0 | 0 | 0 | 0 | 0 | 0 | 0 | 0 | 0 | 0 | 70 | 0 | 0 | 1 | 1 | 0 | 1 | 0 | 0 | 1 | -4292.881 | -5429.828 | -3970.751 | Lugo - Victorville area constraint | Lugo - Victorville area constraint | Lugo - Victorville area constraint |  | 0 | 0 | 0 | 0 | 0 | 0 | 355.8 | 552 | 2829.249 | Moorpark-Pardee Constraint | Moorpark-Pardee Constraint | Lugo - Victorville area constraint |  | 5 | 1 | YES | 2 | 4 | 1 | YES | 2
SCE Metro | Goodrich | 230 | 0 | 0 | 0 | 0 | 0 | 0 | 0 | 0 | 0 | 1 | 0 | 0 | 0 | 0 | 0 | 0 | 0 | 0 | 0 | 0 | 0 | 0 | 0 | 0 | 0 | 0 | 0 | 0 | 0 | 0 | 0 | 0 | 0 | 0 | 0 | 0 | 0 | 0 | 0 | 0 | 0 | 0 | 0 | 0 | 0 | 0 | 0 | 0 | 0 | 0 | 0 | 0 | 0 | 0 | 0 | 0 | 0 | 0 | 0 | 0 | 0 | 0 | 0 | 0 | 0 | 0 | 0 | 0 | 0 | 0 | 0 | 0 | 0 | 0 | 0 | 0 | 0 | 0 | 0 | 0 | 0 | 0 | 0 | 0 | 0 | 0 | 0 | 0 | 0 | 0 | 0 | 0 | 0 | 0 | 0 | 0 | 0 | 0 |  | 0 | 0 | 0 | 0 | 0 | 0 | 0 | 0 | 0 | 0 | 0 | 0 | 0 | 0 | 0 | 0 | 0 | 0 | 0 | 0 | 0 | 0 | 0 | 0 | 0 | 0 | 0 | 0 | 0 | 0 | 0 | 0 | 0 | 0 | 0 | 0 | 0 | 0 | 0 | 0 | 0 | 0 | 324.85 | 0 | 1 | 0 | 0 | 0 | 0 | 0 | 0 | 4159.6988 | 8194.058 | 21327.2611 | SCE Metro Area Default Constraint | SCE Metro Area Default Constraint | SCE Metro Area Default Constraint |  | 0 | 0 | 0 | 0 | 0 | 0 | 4159.6988 | 8194.058 | 21327.2611 | SCE Metro Area Default Constraint | SCE Metro Area Default Constraint | SCE Metro Area Default Constraint |  | 1 | 1 | NO | 1 | 1 | 1 | NO | 1
PG&E KERN | Goose Lake | 115 | 0 | 0 | 0 | 0 | 0 | 0 | 0 | 0 | 0 | 0 | 0 | 0 | 0 | 0 | 0 | 0 | 0 | 0 | 0 | 0 | 0 | 0 | 0 | 0 | 0 | 0 | 0 | 0 | 0 | 0 | 0 | 0 | 0 | 0 | 0 | 0 | 0 | 0 | 0 | 0 | 0 | 0 | 0 | 0 | 0 | 0 | 0 | 0 | 0 | 0 | 0 | 0 | 0 | 0 | 0 | 0 | 0 | 0 | 0 | 0 | 0 | 0 | 0 | 0 | 0 | 0 | 0 | 1 | 1 | 0 | 0 | 0 | 0 | 0 | 0 | 1 | 0 | 0 | 0 | 1 | 0 | 0 | 0 | 0 | 0 | 0 | 0 | 0 | 0 | 0 | 0 | 0 | 0 | 0 | 0 | 0 | 0 | 0 |  | 0 | 0 | 0 | 0 | 0 | 0 | 0 | 0 | 0 | 0 | 0 | 0 | 0 | 0 | 0 | 0 | 0 | 0 | 0 | 0 | 0 | 0 | 0 | 0 | 0 | 0 | 0 | 0 | 0 | 0 | 0 | 0 | 0 | 0 | 0 | 0 | 0 | 0 | 0 | 0 | 0 | 0 | 0 | 0 | 0 | 1 | 0 | 1 | 0 | 1 | 0 | -79.08 | -1738.232 | -562.7302 | Gates 500/230kV TB #11 | Gates 500/230kV TB #11 | Gates 500/230kV TB #11 |  | 0 | 0 | 0 | 0 | 0 | 0 | 7.65 | 144.11 | 158.6488 | Cal Flat-Gates 230 kV line | Cal Flat-Gates 230 kV line | Semitropic-Midway 115kV Line |  | 5 | 1 | YES | 2 | 5 | 1 | YES | 2
SCE Metro | Gould | 230 | 0 | 0 | 0 | 0 | 0 | 0 | 0 | 0 | 0 | 1 | 0 | 0 | 0 | 0 | 0 | 0 | 0 | 0 | 0 | 0 | 0 | 0 | 0 | 0 | 0 | 0 | 0 | 0 | 0 | 0 | 0 | 0 | 0 | 0 | 0 | 0 | 0 | 0 | 0 | 0 | 0 | 0 | 0 | 0 | 0 | 0 | 0 | 0 | 0 | 0 | 0 | 0 | 0 | 0 | 0 | 0 | 0 | 0 | 0 | 0 | 0 | 0 | 0 | 0 | 0 | 0 | 0 | 0 | 0 | 0 | 0 | 0 | 0 | 0 | 0 | 0 | 0 | 0 | 0 | 0 | 0 | 0 | 0 | 0 | 0 | 0 | 0 | 0 | 0 | 0 | 0 | 0 | 0 | 0 | 0 | 0 | 0 | 0 |  | 0 | 0 | 0 | 0 | 0 | 0 | 0 | 0 | 0 | 0 | 0 | 0 | 0 | 0 | 0 | 0 | 0 | 0 | 0 | 0 | 0 | 0 | 0 | 0 | 0 | 0 | 0 | 0 | 0 | 0 | 0 | 0 | 0 | 0 | 0 | 0 | 0 | 0 | 0 | 0 | 0 | 0 | 0 | 100 | 1 | 0 | 0 | 0 | 0 | 0 | 0 | 4159.6988 | 8194.058 | 21327.2611 | SCE Metro Area Default Constraint | SCE Metro Area Default Constraint | SCE Metro Area Default Constraint |  | 0 | 0 | 0 | 0 | 0 | 0 | 4159.6988 | 8194.058 | 21327.2611 | SCE Metro Area Default Constraint | SCE Metro Area Default Constraint | SCE Metro Area Default Constraint |  | 1 | 1 | NO | 1 | 1 | 1 | NO | 1
PG&E NGBA | Grand Island | 115 | 0 | 0 | 0 | 0 | 0 | 0 | 0 | 0 | 0 | 0 | 0 | 0 | 0 | 0 | 0 | 0 | 0 | 0 | 0 | 0 | 0 | 0 | 0 | 0 | 0 | 0 | 0 | 0 | 0 | 0 | 0 | 0 | 0 | 0 | 0 | 0 | 0 | 0 | 0 | 1 | 0 | 0 | 0 | 0 | 1 | 1 | 0 | 1 | 0 | 0 | 0 | 0 | 0 | 0 | 0 | 0 | 0 | 0 | 0 | 1 | 1 | 0 | 0 | 0 | 0 | 0 | 0 | 0 | 0 | 0 | 0 | 0 | 0 | 0 | 0 | 0 | 0 | 0 | 0 | 0 | 0 | 0 | 0 | 0 | 0 | 0 | 0 | 0 | 0 | 0 | 0 | 0 | 0 | 0 | 0 | 0 | 0 | 0 |  | 0 | 0 | 0 | 0 | 0 | 0 | 0 | 0 | 0 | 0 | 0 | 0 | 0 | 0 | 0 | 0 | 0 | 0 | 0 | 0 | 0 | 0 | 0 | 2.73 | 0 | 0 | 0 | 0 | 0 | 1 | 0 | 0 | 0 | 0 | 0 | 0 | 0 | 0 | 2.73 | 0 | 0 | 0 | 0 | 0 | 1 | 1 | 0 | 1 | 0 | 0 | 0 | -441.84 | -200.0712 | 85.9836 | Collinsville-Tesla 500 kV Line | Collinsville-Tesla 500 kV Line | Rocklin-Pleaseant grove 115kV line |  | 1 | 0 | 1 | 0 | 0 | 0 | -441.84 | -200.0712 | 85.9836 | Collinsville-Tesla 500 kV Line | Collinsville-Tesla 500 kV Line | Rocklin-Pleaseant grove 115kV line |  | 5 | 5 | NO | 5 | 1 | 1 | NO | 1
SDGE | Granite | 69 | 0 | 0 | 0 | 0 | 0 | 0 | 0 | 0 | 0 | 0 | 0 | 0 | 0 | 0 | 0 | 0 | 0 | 0 | 0 | 0 | 0 | 0 | 0 | 0 | 0 | 0 | 0 | 1 | 0 | 0 | 1 | 0 | 1 | 0 | 0 | 0 | 0 | 0 | 0 | 0 | 0 | 0 | 0 | 0 | 0 | 0 | 0 | 0 | 0 | 0 | 0 | 0 | 0 | 0 | 0 | 0 | 0 | 0 | 0 | 0 | 0 | 0 | 0 | 0 | 0 | 0 | 0 | 0 | 0 | 0 | 0 | 0 | 0 | 0 | 0 | 0 | 0 | 0 | 0 | 0 | 0 | 0 | 0 | 0 | 0 | 0 | 0 | 0 | 0 | 0 | 0 | 0 | 0 | 0 | 0 | 0 | 0 | 2 |  | 0 | 0 | 0 | 0 | 0 | 0 | 0 | 0 | 0 | 0 | 0 | 0 | 0 | 0 | 0 | 0 | 0 | 0 | 0 | 0 | 0 | 0 | 0 | 0 | 0 | 0 | 2.25 | 0 | 0 | 1 | 0 | 0 | 0 | 0 | 0 | 0 | 0 | 0 | 0 | 0 | 0 | 2.25 | 0 | 0 | 1 | 0 | 0 | 0 | 0 | 0 | 0 | 238.33 | 367.57 | 482.1964 | San Luis Rey-San Onofre 230 kV line constraint | El Cajon 69 kV constraint | El Cajon 69 kV constraint |  | 0 | 0 | 0 | 0 | 0 | 0 | 238.33 | 367.57 | 482.1964 | San Luis Rey-San Onofre 230 kV line constraint | El Cajon 69 kV constraint | El Cajon 69 kV constraint |  | 1 | 1 | NO | 1 | 1 | 1 | NO | 1
PG&E GBA | Grant | 115 | 0 | 0 | 0 | 0 | 0 | 0 | 0 | 0 | 0 | 0 | 0 | 0 | 0 | 0 | 0 | 0 | 0 | 0 | 0 | 0 | 0 | 0 | 0 | 0 | 0 | 0 | 0 | 0 | 0 | 0 | 0 | 0 | 0 | 0 | 0 | 0 | 0 | 0 | 0 | 1 | 0 | 0 | 0 | 0 | 0 | 0 | 0 | 0 | 0 | 0 | 0 | 0 | 1 | 0 | 0 | 0 | 0 | 0 | 0 | 0 | 0 | 0 | 0 | 0 | 0 | 0 | 0 | 0 | 0 | 0 | 0 | 0 | 0 | 0 | 0 | 0 | 0 | 0 | 0 | 0 | 0 | 0 | 0 | 0 | 0 | 0 | 0 | 0 | 0 | 0 | 0 | 0 | 0 | 0 | 0 | 0 | 0 | 1 |  | 0 | 0 | 0 | 0 | 0 | 0 | 0 | 0 | 0 | 0 | 0 | 0 | 0 | 0 | 0 | 0 | 0 | 0 | 0 | 0 | 0 | 0 | 0 | 0 | 0 | 0 | 0 | 0 | 0 | 0 | 0 | 0 | 0 | 0 | 0 | 0 | 0 | 0 | 0 | 0 | 0 | 0 | 0 | 0 | 0 | 1 | 0 | 1 | 0 | 0 | 0 | -441.84 | -200.0712 | 3202.4639 | Collinsville-Tesla 500 kV Line | Collinsville-Tesla 500 kV Line | Collinsville-Tesla 500 kV Line |  | 1 | 0 | 1 | 0 | 0 | 0 | -441.84 | -200.0712 | 3202.4639 | Collinsville-Tesla 500 kV Line | Collinsville-Tesla 500 kV Line | Collinsville-Tesla 500 kV Line |  | 5 | 5 | NO | 5 | 1 | 1 | NO | 1
PG&E GBA | Green Valley | 115 | 0 | 0 | 0 | 0 | 0 | 0 | 0 | 0 | 0 | 0 | 0 | 0 | 0 | 0 | 0 | 0 | 0 | 0 | 0 | 0 | 0 | 0 | 0 | 0 | 0 | 0 | 0 | 0 | 0 | 0 | 0 | 0 | 0 | 0 | 0 | 0 | 0 | 0 | 0 | 0 | 0 | 0 | 0 | 0 | 0 | 0 | 0 | 0 | 0 | 0 | 0 | 0 | 1 | 0 | 0 | 1 | 0 | 0 | 0 | 1 | 0 | 0 | 0 | 0 | 1 | 0 | 0 | 0 | 0 | 0 | 0 | 0 | 0 | 0 | 0 | 0 | 0 | 0 | 0 | 0 | 0 | 0 | 0 | 0 | 0 | 0 | 0 | 0 | 0 | 0 | 0 | 0 | 0 | 0 | 0 | 0 | 1 | 1 |  | 0 | 0 | 0 | 0 | 0 | 0 | 0 | 0 | 0 | 0 | 0 | 0 | 0 | 0 | 0 | 0 | 0 | 0 | 0 | 0 | 0 | 0 | 0 | 0 | 0 | 0 | 0 | 0 | 0 | 0 | 0 | 0 | 0 | 0 | 0 | 0 | 0 | 0 | 0 | 0 | 0 | 0 | 0 | 0 | 0 | 0 | 0 | 0 | 0 | 0 | 0 | 302 | 351.6 | 172.2 | Morganhill-Metcalf 115kV Line | Morganhill-Metcalf 115kV Line | Morganhill-Metcalf 115kV Line |  | 0 | 0 | 0 | 0 | 0 | 0 | 302 | 351.6 | 172.2 | Morganhill-Metcalf 115kV Line | Morganhill-Metcalf 115kV Line | Morganhill-Metcalf 115kV Line |  | 1 | 1 | NO | 1 | 1 | 1 | NO | 1
PG&E NGBA | Greenleaf 1 | 115 | 0 | 0 | 0 | 0 | 0 | 0 | 0 | 0 | 0 | 0 | 0 | 0 | 0 | 0 | 0 | 0 | 0 | 0 | 0 | 0 | 0 | 0 | 0 | 0 | 0 | 0 | 0 | 0 | 0 | 0 | 0 | 0 | 0 | 0 | 0 | 0 | 0 | 0 | 0 | 1 | 0 | 0 | 0 | 0 | 1 | 1 | 1 | 1 | 0 | 0 | 0 | 0 | 0 | 0 | 0 | 0 | 0 | 0 | 0 | 1 | 1 | 0 | 0 | 0 | 0 | 0 | 0 | 0 | 0 | 0 | 0 | 0 | 0 | 0 | 0 | 0 | 0 | 0 | 0 | 0 | 0 | 0 | 0 | 0 | 0 | 0 | 0 | 0 | 0 | 0 | 0 | 0 | 0 | 0 | 0 | 0 | 0 | 0 |  | 0 | 0 | 0 | 0 | 0 | 0 | 0 | 0 | 0 | 0 | 0 | 0 | 0 | 0 | 0 | 0 | 0 | 0 | 0 | 0 | 0 | 0 | 0 | 0 | 0 | 0 | 0 | 0 | 0 | 0 | 0 | 0 | 0 | 0 | 0 | 0 | 0 | 0 | 0 | 0 | 0 | 0 | 0 | 0 | 0 | 1 | 0 | 1 | 0 | 0 | 0 | -441.84 | -200.0712 | 85.9836 | Collinsville-Tesla 500 kV Line | Collinsville-Tesla 500 kV Line | Rocklin-Pleaseant grove 115kV line |  | 1 | 0 | 1 | 0 | 0 | 0 | -441.84 | -200.0712 | 85.9836 | Collinsville-Tesla 500 kV Line | Collinsville-Tesla 500 kV Line | Rocklin-Pleaseant grove 115kV line |  | 5 | 5 | NO | 5 | 1 | 1 | NO | 1
PG&E FRESNO | Gregg | 230 | 0 | 0 | 0 | 0 | 0 | 0 | 0 | 0 | 0 | 0 | 0 | 0 | 0 | 0 | 0 | 0 | 0 | 0 | 0 | 0 | 0 | 0 | 0 | 0 | 0 | 0 | 0 | 0 | 0 | 0 | 0 | 0 | 0 | 0 | 0 | 0 | 0 | 0 | 0 | 0 | 0 | 0 | 0 | 0 | 0 | 1 | 0 | 0 | 0 | 0 | 0 | 0 | 0 | 0 | 0 | 0 | 0 | 0 | 0 | 0 | 0 | 0 | 0 | 0 | 0 | 0 | 0 | 0 | 0 | 0 | 0 | 0 | 0 | 0 | 0 | 0 | 0 | 0 | 1 | 1 | 0 | 1 | 1 | 1 | 0 | 1 | 0 | 1 | 1 | 1 | 0 | 0 | 0 | 0 | 0 | 0 | 0 | 1 |  | 0 | 0 | 0 | 0 | 0 | 0 | 0 | 0 | 0 | 0 | 0 | 0 | 0 | 0 | 0 | 0 | 0 | 0 | 0 | 0 | 0 | 0 | 0 | 0 | 0 | 0 | 0 | 0 | 0 | 0 | 0 | 0 | 0 | 0 | 0 | 0 | 0 | 0 | 0 | 0 | 0 | 0 | 0 | 0 | 0 | 3 | 0 | 4 | 0 | 2 | 0 | -555.55 | -1738.232 | -1897.303 | Chowchilla-Le grand 115kV Line | Gates 500/230kV TB #11 | Gates 500/230kV TB #12 |  | 1 | 0 | 1 | 0 | 0 | 0 | -421.35 | -182.75 | 671.3376 | Borden-Storey #1 230kV line | Borden-Storey #1 230kV line | Borden-Storey #1 230kV line |  | 5 | 5 | NO | 5 | 5 | 1 | YES | 2
PG&E FRESNO | Grimmway-Malaga | 115 | 0 | 0 | 0 | 0 | 0 | 0 | 0 | 0 | 0 | 0 | 0 | 0 | 0 | 0 | 0 | 0 | 0 | 0 | 0 | 0 | 0 | 0 | 0 | 0 | 0 | 0 | 0 | 0 | 0 | 0 | 0 | 0 | 0 | 0 | 0 | 0 | 0 | 0 | 0 | 0 | 0 | 0 | 0 | 0 | 0 | 1 | 0 | 0 | 0 | 0 | 0 | 0 | 0 | 0 | 0 | 0 | 0 | 0 | 0 | 0 | 0 | 0 | 0 | 0 | 0 | 0 | 0 | 0 | 0 | 0 | 0 | 0 | 0 | 0 | 0 | 0 | 0 | 0 | 1 | 1 | 0 | 1 | 0 | 0 | 0 | 1 | 0 | 0 | 0 | 1 | 0 | 0 | 0 | 0 | 0 | 0 | 0 | 1 |  | 0 | 0 | 0 | 0 | 0 | 0 | 0 | 0 | 0 | 0 | 0 | 0 | 0 | 0 | 0 | 0 | 0 | 0 | 0 | 0 | 0 | 0 | 0 | 0 | 0 | 0 | 0 | 0 | 0 | 0 | 0 | 0 | 0 | 0 | 0 | 0 | 0 | 0 | 0 | 0 | 0 | 0 | 0 | 0 | 0 | 2 | 0 | 3 | 0 | 2 | 0 | -421.35 | -1738.232 | -1897.303 | Borden-Storey #1 230kV line | Gates 500/230kV TB #11 | Gates 500/230kV TB #12 |  | 1 | 0 | 1 | 0 | 0 | 0 | -421.35 | -182.75 | 671.3376 | Borden-Storey #1 230kV line | Borden-Storey #1 230kV line | Borden-Storey #1 230kV line |  | 5 | 5 | NO | 5 | 5 | 1 | YES | 2
PG&E NGBA | Grizzly | 230 | 0 | 0 | 0 | 0 | 0 | 0 | 0 | 0 | 0 | 0 | 0 | 0 | 0 | 0 | 0 | 0 | 0 | 0 | 0 | 0 | 0 | 0 | 0 | 0 | 0 | 0 | 0 | 0 | 0 | 0 | 0 | 0 | 0 | 0 | 0 | 0 | 0 | 0 | 0 | 1 | 1 | 0 | 1 | 0 | 1 | 1 | 1 | 1 | 0 | 0 | 0 | 0 | 0 | 0 | 0 | 0 | 0 | 0 | 0 | 1 | 1 | 0 | 0 | 0 | 0 | 0 | 0 | 0 | 0 | 0 | 0 | 0 | 0 | 0 | 0 | 0 | 0 | 0 | 0 | 0 | 0 | 0 | 0 | 0 | 0 | 0 | 0 | 0 | 0 | 0 | 0 | 0 | 0 | 0 | 0 | 0 | 0 | 0 |  | 0 | 0 | 0 | 0 | 0 | 0 | 0 | 0 | 0 | 0 | 0 | 0 | 0 | 0 | 0 | 0 | 0 | 0 | 0 | 0 | 0 | 0 | 0 | 0 | 0 | 0 | 0 | 0 | 0 | 0 | 0 | 0 | 0 | 0 | 0 | 0 | 0 | 0 | 0 | 0 | 0 | 0 | 0 | 0 | 0 | 1 | 0 | 1 | 0 | 0 | 0 | -441.84 | -200.0712 | 72.84 | Collinsville-Tesla 500 kV Line | Collinsville-Tesla 500 kV Line | Woodland- Davis 115kV line |  | 1 | 0 | 1 | 0 | 0 | 0 | -441.84 | -200.0712 | 72.84 | Collinsville-Tesla 500 kV Line | Collinsville-Tesla 500 kV Line | Woodland- Davis 115kV line |  | 5 | 5 | NO | 5 | 1 | 1 | NO | 1
PG&E FRESNO | Guernsey | 70 | 0 | 0 | 0 | 0 | 0 | 0 | 0 | 0 | 0 | 0 | 0 | 0 | 0 | 0 | 0 | 0 | 0 | 0 | 0 | 0 | 0 | 0 | 0 | 0 | 0 | 0 | 0 | 0 | 0 | 0 | 0 | 0 | 0 | 0 | 0 | 0 | 0 | 0 | 0 | 0 | 0 | 0 | 0 | 0 | 0 | 1 | 0 | 0 | 0 | 0 | 0 | 0 | 0 | 0 | 0 | 0 | 0 | 0 | 0 | 0 | 0 | 0 | 0 | 0 | 0 | 0 | 0 | 0 | 0 | 0 | 0 | 0 | 0 | 0 | 0 | 0 | 0 | 0 | 1 | 1 | 0 | 1 | 0 | 0 | 0 | 1 | 0 | 0 | 0 | 1 | 0 | 0 | 0 | 0 | 1 | 0 | 0 | 1 |  | 0 | 0 | 0 | 0 | 0 | 0 | 0 | 0 | 0 | 0 | 0 | 0 | 0 | 0 | 0 | 0 | 0 | 0 | 0 | 0 | 0 | 0 | 0 | 0 | 0 | 0 | 0 | 0 | 0 | 0 | 0 | 0 | 0 | 0 | 0 | 0 | 0 | 0 | 0 | 0 | 0 | 0 | 0 | 0 | 0 | 2 | 0 | 4 | 0 | 2 | 1 | -421.35 | -1738.232 | -3308.8336 | Borden-Storey #1 230kV line | Gates 500/230kV TB #11 | Mustang-Henrietta 230 kV line |  | 1 | 0 | 2 | 0 | 0 | 1 | -421.35 | -476.012 | -3308.8336 | Borden-Storey #1 230kV line | Mustang-Henrietta 230 kV line | Mustang-Henrietta 230 kV line |  | 5 | 5 | NO | 5 | 5 | 4 | YES | 4
PG&E FRESNO | GWF Hanford | 115 | 0 | 0 | 0 | 0 | 0 | 0 | 0 | 0 | 0 | 0 | 0 | 0 | 0 | 0 | 0 | 0 | 0 | 0 | 0 | 0 | 0 | 0 | 0 | 0 | 0 | 0 | 0 | 0 | 0 | 0 | 0 | 0 | 0 | 0 | 0 | 0 | 0 | 0 | 0 | 0 | 0 | 0 | 0 | 0 | 0 | 1 | 0 | 0 | 0 | 0 | 0 | 0 | 0 | 0 | 0 | 0 | 0 | 0 | 0 | 0 | 0 | 0 | 0 | 0 | 0 | 0 | 0 | 0 | 0 | 0 | 0 | 0 | 0 | 0 | 0 | 0 | 0 | 0 | 1 | 1 | 0 | 1 | 0 | 1 | 0 | 1 | 0 | 0 | 0 | 1 | 0 | 0 | 0 | 0 | 0 | 0 | 0 | 1 |  | 0 | 0 | 0 | 0 | 0 | 0 | 0 | 0 | 0 | 0 | 0 | -51.4 | 0 | 0 | 1 | 0 | 0 | 0 | 0 | 0 | 0 | 0 | 0 | 0 | 0 | 0 | 80 | 0 | 0 | 1 | 0 | 0 | 0 | 0 | 0 | 0 | 0 | 0 | 0 | 0 | 0 | 80 | 0 | 0 | 1 | 3 | 0 | 4 | 0 | 2 | 0 | -555.55 | -1738.232 | -1897.303 | Chowchilla-Le grand 115kV Line | Gates 500/230kV TB #11 | Gates 500/230kV TB #12 |  | 1 | 0 | 1 | 0 | 0 | 0 | -421.35 | -182.75 | 671.3376 | Borden-Storey #1 230kV line | Borden-Storey #1 230kV line | Borden-Storey #1 230kV line |  | 5 | 5 | NO | 5 | 5 | 1 | YES | 2
PG&E FRESNO | Haas | 230 | 0 | 0 | 0 | 0 | 0 | 0 | 0 | 0 | 0 | 0 | 0 | 0 | 0 | 0 | 0 | 0 | 0 | 0 | 0 | 0 | 0 | 0 | 0 | 0 | 0 | 0 | 0 | 0 | 0 | 0 | 0 | 0 | 0 | 0 | 0 | 0 | 0 | 0 | 0 | 0 | 0 | 0 | 0 | 0 | 0 | 1 | 0 | 0 | 0 | 0 | 0 | 0 | 0 | 0 | 0 | 0 | 0 | 0 | 0 | 0 | 0 | 0 | 0 | 0 | 0 | 0 | 0 | 0 | 0 | 0 | 0 | 0 | 0 | 0 | 0 | 0 | 0 | 0 | 1 | 1 | 0 | 1 | 0 | 0 | 0 | 1 | 0 | 0 | 0 | 1 | 0 | 0 | 0 | 0 | 0 | 0 | 0 | 1 |  | 0 | 0 | 0 | 0 | 0 | 0 | 0 | 0 | 0 | 0 | 0 | 0 | 0 | 0 | 0 | 0 | 0 | 0 | 0 | 0 | 0 | 0 | 0 | 0 | 0 | 0 | 0 | 0 | 0 | 0 | 0 | 0 | 0 | 0 | 0 | 0 | 0 | 0 | 0 | 0 | 0 | 0 | 0 | 0 | 0 | 2 | 0 | 3 | 0 | 2 | 0 | -421.35 | -1738.232 | -1897.303 | Borden-Storey #1 230kV line | Gates 500/230kV TB #11 | Gates 500/230kV TB #12 |  | 1 | 0 | 1 | 0 | 0 | 0 | -421.35 | -182.75 | 671.3376 | Borden-Storey #1 230kV line | Borden-Storey #1 230kV line | Borden-Storey #1 230kV line |  | 5 | 5 | NO | 5 | 5 | 1 | YES | 2
PG&E FRESNO | Hammonds | 115 | 0 | 0 | 0 | 0 | 0 | 0 | 0 | 0 | 0 | 0 | 0 | 0 | 0 | 0 | 0 | 0 | 0 | 0 | 0 | 0 | 0 | 0 | 0 | 0 | 0 | 0 | 0 | 0 | 0 | 0 | 0 | 0 | 0 | 0 | 0 | 0 | 0 | 0 | 0 | 0 | 0 | 0 | 0 | 0 | 0 | 0 | 0 | 0 | 0 | 0 | 0 | 0 | 0 | 0 | 0 | 0 | 0 | 0 | 0 | 0 | 0 | 0 | 0 | 0 | 0 | 0 | 0 | 0 | 0 | 0 | 0 | 0 | 0 | 0 | 0 | 0 | 0 | 0 | 0 | 1 | 0 | 0 | 0 | 0 | 0 | 1 | 0 | 1 | 0 | 0 | 0 | 0 | 1 | 0 | 0 | 0 | 0 | 1 |  | 0 | 0 | 0 | 0 | 0 | 0 | 0 | 0 | 0 | 0 | 0 | 0 | 0 | 0 | 0 | 0 | 0 | 0 | 0 | 0 | 0 | 0 | 0 | 0 | 0 | 0 | 0 | 0 | 0 | 0 | 0 | 0 | 0 | 0 | 0 | 0 | 0 | 0 | 0 | 100 | 0 | 0 | 0 | 0 | 1 | 1 | 0 | 1 | 0 | 1 | 0 | -79.08 | -1738.232 | -562.7302 | Gates 500/230kV TB #11 | Gates 500/230kV TB #11 | Gates 500/230kV TB #11 |  | 0 | 0 | 0 | 0 | 0 | 0 | 15.95 | 0.35 | 378.2276 | Oro Loma-El Nido 115kV Line | Oro Loma-El Nido 115kV Line | Oro Loma-El Nido 115kV Line |  | 5 | 1 | YES | 2 | 5 | 1 | YES | 2
SCE Metro | HarborGen | 230 | 0 | 0 | 0 | 0 | 0 | 0 | 0 | 0 | 0 | 1 | 0 | 0 | 0 | 0 | 0 | 0 | 0 | 0 | 0 | 0 | 0 | 0 | 0 | 0 | 0 | 0 | 0 | 0 | 0 | 0 | 0 | 0 | 0 | 0 | 0 | 0 | 0 | 0 | 0 | 0 | 0 | 0 | 0 | 0 | 0 | 0 | 0 | 0 | 0 | 0 | 0 | 0 | 0 | 0 | 0 | 0 | 0 | 0 | 0 | 0 | 0 | 0 | 0 | 0 | 0 | 0 | 0 | 0 | 0 | 0 | 0 | 0 | 0 | 0 | 0 | 0 | 0 | 0 | 0 | 0 | 0 | 0 | 0 | 0 | 0 | 0 | 0 | 0 | 0 | 0 | 0 | 0 | 0 | 0 | 0 | 0 | 0 | 0 |  | 0 | 0 | 0 | 0 | 0 | 0 | 0 | 0 | 0 | 0 | 0 | 0 | 0 | 0 | 0 | 0 | 0 | 0 | 0 | 0 | 0 | 0 | 0 | 0 | 0 | 0 | 0 | 0 | 0 | 0 | 0 | 0 | 0 | 0 | 0 | 0 | 0 | 0 | 0 | 0 | 0 | 0 | 0 | 0 | 0 | 0 | 0 | 0 | 0 | 0 | 0 | 4159.6988 | 8194.058 | 21327.2611 | SCE Metro Area Default Constraint | SCE Metro Area Default Constraint | SCE Metro Area Default Constraint |  | 0 | 0 | 0 | 0 | 0 | 0 | 4159.6988 | 8194.058 | 21327.2611 | SCE Metro Area Default Constraint | SCE Metro Area Default Constraint | SCE Metro Area Default Constraint |  | 1 | 1 | NO | 1 | 1 | 1 | NO | 1
PG&E NGBA | Harris | 60 | 0 | 0 | 0 | 0 | 0 | 0 | 0 | 0 | 0 | 0 | 0 | 0 | 0 | 0 | 0 | 0 | 0 | 0 | 0 | 0 | 0 | 0 | 0 | 0 | 0 | 0 | 0 | 0 | 0 | 0 | 0 | 0 | 0 | 0 | 0 | 0 | 0 | 0 | 0 | 1 | 0 | 0 | 0 | 0 | 0 | 0 | 0 | 0 | 0 | 0 | 0 | 0 | 0 | 0 | 0 | 0 | 0 | 0 | 0 | 0 | 0 | 0 | 0 | 0 | 0 | 0 | 0 | 0 | 0 | 0 | 0 | 0 | 0 | 0 | 0 | 0 | 0 | 0 | 0 | 0 | 0 | 0 | 0 | 0 | 0 | 0 | 0 | 0 | 0 | 0 | 0 | 0 | 0 | 0 | 0 | 0 | 0 | 0 |  | 0 | 0 | 0 | 0 | 0 | 0 | 0 | 0 | 0 | 0 | 0 | 0 | 0 | 0 | 0 | 0 | 0 | 0 | 0 | 0 | 0 | 0 | 0 | 0 | 0 | 0 | 0 | 0 | 0 | 0 | 0 | 0 | 0 | 0 | 0 | 0 | 0 | 0 | 0 | 0 | 0 | 0 | 0 | 0 | 0 | 1 | 0 | 1 | 0 | 0 | 0 | -441.84 | -200.0712 | 3202.4639 | Collinsville-Tesla 500 kV Line | Collinsville-Tesla 500 kV Line | Collinsville-Tesla 500 kV Line |  | 1 | 0 | 1 | 0 | 0 | 0 | -441.84 | -200.0712 | 3202.4639 | Collinsville-Tesla 500 kV Line | Collinsville-Tesla 500 kV Line | Collinsville-Tesla 500 kV Line |  | 5 | 5 | NO | 5 | 1 | 1 | NO | 1
EOP | Harry Allen | 500 | 0 | 0 | 0 | 0 | 0 | 0 | 0 | 0 | 0 | 0 | 0 | 0 | 0 | 0 | 0 | 0 | 0 | 0 | 0 | 0 | 0 | 0 | 0 | 1 | 1 | 0 | 0 | 0 | 0 | 0 | 0 | 0 | 0 | 0 | 0 | 0 | 0 | 0 | 0 | 0 | 0 | 0 | 0 | 0 | 0 | 0 | 0 | 0 | 0 | 0 | 0 | 0 | 0 | 0 | 0 | 0 | 0 | 0 | 0 | 0 | 0 | 0 | 0 | 0 | 0 | 0 | 0 | 0 | 0 | 0 | 0 | 0 | 0 | 0 | 0 | 0 | 0 | 0 | 0 | 0 | 0 | 0 | 0 | 0 | 0 | 0 | 0 | 0 | 0 | 0 | 0 | 0 | 0 | 0 | 0 | 0 | 0 | 1 |  | 0 | 0 | 0 | 0 | 0 | 0 | 0 | 0 | 0 | 0 | 0 | 0 | 0 | 0 | 0 | 0 | 0 | 0 | 0 | 0 | 0 | 0 | 0 | 0 | 0 | 0 | 0 | 0 | 0 | 0 | 0 | 0 | 0 | 0 | 1100 | 0 | 0 | 0 | 0 | 0 | 0 | 0 | 0 | 0 | 1 | 1 | 0 | 1 | 0 | 0 | 1 | -4292.881 | -5429.828 | -3970.751 | Lugo - Victorville area constraint | Lugo - Victorville area constraint | Lugo - Victorville area constraint |  | 0 | 0 | 0 | 0 | 0 | 0 | 876.62 | 67.08 | 786.64 | Sloan Canyon - Eldorado 500 kV constraint | Sloan Canyon - Eldorado 500 kV constraint | Sloan Canyon - Eldorado 500 kV constraint |  | 5 | 1 | YES | 2 | 4 | 1 | YES | 2
PG&E NGBA | Hartley | 60 | 0 | 0 | 0 | 0 | 0 | 0 | 0 | 0 | 0 | 0 | 0 | 0 | 0 | 0 | 0 | 0 | 0 | 0 | 0 | 0 | 0 | 0 | 0 | 0 | 0 | 0 | 0 | 0 | 0 | 0 | 0 | 0 | 0 | 0 | 0 | 0 | 0 | 0 | 0 | 1 | 0 | 0 | 0 | 0 | 0 | 0 | 0 | 0 | 0 | 0 | 0 | 0 | 1 | 0 | 0 | 0 | 0 | 0 | 0 | 0 | 0 | 0 | 0 | 0 | 0 | 0 | 1 | 0 | 0 | 0 | 0 | 0 | 0 | 0 | 0 | 0 | 0 | 0 | 0 | 0 | 0 | 0 | 0 | 0 | 0 | 0 | 0 | 0 | 0 | 0 | 0 | 0 | 0 | 0 | 0 | 0 | 0 | 1 |  | 0 | 0 | 0 | 0 | 0 | 0 | 0 | 0 | 0 | 0 | 0 | 0 | 0 | 0 | 0 | 0 | 0 | 0 | 0 | 0 | 0 | 0 | 0 | 0 | 0 | 0 | 0 | 0 | 0 | 0 | 0 | 0 | 0 | 0 | 0 | 0 | 0 | 0 | 0 | 0 | 0 | 0 | 0 | 0 | 0 | 2 | 0 | 1 | 0 | 0 | 0 | -441.84 | -200.0712 | 335.9726 | Collinsville-Tesla 500 kV Line | Collinsville-Tesla 500 kV Line | Birds Landing-Contra Costa 230kV Line |  | 2 | 0 | 1 | 0 | 0 | 0 | -441.84 | -200.0712 | 335.9726 | Collinsville-Tesla 500 kV Line | Collinsville-Tesla 500 kV Line | Birds Landing-Contra Costa 230kV Line |  | 5 | 5 | NO | 5 | 1 | 1 | NO | 1
SCE NOL | Harvard | 115 | 0 | 0 | 0 | 0 | 0 | 0 | 0 | 0 | 0 | 0 | 0 | 1 | 1 | 1 | 0 | 0 | 0 | 0 | 0 | 0 | 0 | 0 | 0 | 0 | 0 | 0 | 0 | 0 | 0 | 0 | 0 | 0 | 0 | 0 | 0 | 0 | 0 | 0 | 0 | 0 | 0 | 0 | 0 | 0 | 0 | 0 | 0 | 0 | 0 | 0 | 0 | 0 | 0 | 0 | 0 | 0 | 0 | 0 | 0 | 0 | 0 | 0 | 0 | 0 | 0 | 0 | 0 | 0 | 0 | 0 | 0 | 0 | 0 | 0 | 0 | 0 | 0 | 0 | 0 | 0 | 0 | 0 | 0 | 0 | 0 | 0 | 0 | 0 | 0 | 0 | 0 | 0 | 0 | 0 | 0 | 0 | 0 | 3 |  | 0 | 0 | 0 | 0 | 0 | 0 | 0 | 0 | 0 | 0 | 0 | 0 | 0 | 0 | 0 | 0 | 0 | 0 | 0 | 0 | 0 | 0 | 0 | 0 | 0 | 0 | 0 | 0 | 0 | 0 | 0 | 0 | 0 | 0 | 0 | 0 | 0 | 0 | 0 | 0 | 0 | 0 | 0 | 0 | 0 | 0 | 2 | 0 | 0 | 0 | 0 | -104.4 | 65.95 | 1269.924 | South of Kramer Area Constraint | South of Kramer Area Constraint | South of Kramer Area Constraint |  | 0 | 2 | 0 | 0 | 0 | 0 | -104.4 | 65.95 | 1269.924 | South of Kramer Area Constraint | South of Kramer Area Constraint | South of Kramer Area Constraint |  | 3 | 3 | NO | 3 | 1 | 1 | NO | 1
SDGE | Hassayampa | 500 | 0 | 0 | 0 | 0 | 0 | 0 | 0 | 0 | 0 | 0 | 0 | 0 | 0 | 0 | 0 | 0 | 0 | 1 | 0 | 0 | 0 | 0 | 0 | 0 | 1 | 0 | 0 | 0 | 0 | 0 | 0 | 1 | 0 | 0 | 0 | 0 | 0 | 0 | 0 | 0 | 0 | 0 | 0 | 0 | 0 | 0 | 0 | 0 | 0 | 0 | 0 | 0 | 0 | 0 | 0 | 0 | 0 | 0 | 0 | 0 | 0 | 0 | 0 | 0 | 0 | 0 | 0 | 0 | 0 | 0 | 0 | 0 | 0 | 0 | 0 | 0 | 0 | 0 | 0 | 0 | 0 | 0 | 0 | 0 | 0 | 0 | 0 | 0 | 0 | 0 | 0 | 0 | 0 | 0 | 0 | 0 | 0 | 2 |  | 0 | 0 | 0 | 0 | 0 | 0 | 0 | 0 | 0 | 52.5 | 0 | 10 | 0 | 0 | 1 | 0 | 0 | 0 | 0 | 0 | 0 | 0 | 0 | 0 | 52.5 | 85 | 95 | 0 | 0 | 1 | 0 | 0 | 0 | 0 | 0 | 0 | 0 | 0 | 0 | 5085 | 85 | 95 | 700 | 0 | 1 | 1 | 0 | 1 | 2 | 0 | 1 | -4292.881 | -5429.828 | -3970.751 | Lugo - Victorville area constraint | Lugo - Victorville area constraint | Lugo - Victorville area constraint |  | 0 | 0 | 0 | 2 | 0 | 0 | 0.514 | -912.858 | 398.636 | Devers-Red Bluff Constraint | Devers-Red Bluff Constraint | Devers-Red Bluff Constraint |  | 5 | 4 | YES | 4 | 4 | 1 | YES | 2
PG&E FRESNO | Helm | 230 | 0 | 0 | 0 | 0 | 0 | 0 | 0 | 0 | 0 | 0 | 0 | 0 | 0 | 0 | 0 | 0 | 0 | 0 | 0 | 0 | 0 | 0 | 0 | 0 | 0 | 0 | 0 | 0 | 0 | 0 | 0 | 0 | 0 | 0 | 0 | 0 | 0 | 0 | 0 | 0 | 0 | 0 | 0 | 0 | 0 | 1 | 0 | 0 | 0 | 0 | 0 | 0 | 0 | 0 | 0 | 0 | 0 | 0 | 0 | 0 | 0 | 0 | 0 | 0 | 0 | 0 | 0 | 0 | 0 | 0 | 0 | 0 | 0 | 0 | 0 | 0 | 0 | 0 | 1 | 1 | 0 | 1 | 0 | 0 | 0 | 1 | 0 | 0 | 0 | 1 | 0 | 0 | 0 | 0 | 0 | 0 | 0 | 1 |  | 0 | 0 | 0 | 0 | 0 | 0 | 0 | 0 | 0 | 0 | 0 | 0 | 0 | 0 | 0 | 0 | 0 | 0 | 0 | 0 | 0 | 0 | 0 | 0 | 0 | 0 | 0 | 0 | 0 | 0 | 0 | 0 | 0 | 0 | 0 | 0 | 0 | 0 | 0 | 0 | 0 | 0 | 0 | 0 | 0 | 2 | 0 | 3 | 0 | 2 | 0 | -421.35 | -1738.232 | -1897.303 | Borden-Storey #1 230kV line | Gates 500/230kV TB #11 | Gates 500/230kV TB #12 |  | 1 | 0 | 1 | 0 | 0 | 0 | -421.35 | -182.75 | 671.3376 | Borden-Storey #1 230kV line | Borden-Storey #1 230kV line | Borden-Storey #1 230kV line |  | 5 | 5 | NO | 5 | 5 | 1 | YES | 2
PG&E FRESNO | Helm | 70 | 0 | 0 | 0 | 0 | 0 | 0 | 0 | 0 | 0 | 0 | 0 | 0 | 0 | 0 | 0 | 0 | 0 | 0 | 0 | 0 | 0 | 0 | 0 | 0 | 0 | 0 | 0 | 0 | 0 | 0 | 0 | 0 | 0 | 0 | 0 | 0 | 0 | 0 | 0 | 0 | 0 | 0 | 0 | 0 | 0 | 0 | 0 | 0 | 0 | 0 | 0 | 0 | 0 | 0 | 0 | 0 | 0 | 0 | 0 | 0 | 0 | 0 | 0 | 0 | 0 | 0 | 0 | 0 | 0 | 0 | 0 | 0 | 0 | 0 | 0 | 0 | 0 | 0 | 0 | 1 | 0 | 1 | 0 | 0 | 0 | 1 | 0 | 0 | 0 | 0 | 0 | 1 | 0 | 0 | 0 | 0 | 0 | 1 |  | 0 | 0 | 0 | 0 | 0 | 0 | 0 | 0 | 0 | 0 | 0 | 0 | 0 | 0 | 0 | 0 | 0 | 0 | 0 | 0 | 0 | 0 | 0 | 0 | 0 | 0 | 0 | 0 | 0 | 0 | 0 | 0 | 0 | 0 | 0 | 0 | 0 | 0 | 0 | 0 | 0 | 0 | 0 | 0 | 0 | 1 | 0 | 1 | 0 | 1 | 0 | -79.08 | -1738.232 | -562.7302 | Gates 500/230kV TB #11 | Gates 500/230kV TB #11 | Gates 500/230kV TB #11 |  | 0 | 0 | 0 | 0 | 0 | 0 | 3 | 20.5 | 135.35 | Helm 230/70kV TB #1 | Helm 230/70kV TB #1 | Helm 230/70kV TB #1 |  | 5 | 1 | YES | 2 | 5 | 1 | YES | 2
PG&E FRESNO | Henrietta | 115 | 0 | 0 | 0 | 0 | 0 | 0 | 0 | 0 | 0 | 0 | 0 | 0 | 0 | 0 | 0 | 0 | 0 | 0 | 0 | 0 | 0 | 0 | 0 | 0 | 0 | 0 | 0 | 0 | 0 | 0 | 0 | 0 | 0 | 0 | 0 | 0 | 0 | 0 | 0 | 0 | 0 | 0 | 0 | 0 | 0 | 0 | 0 | 0 | 0 | 0 | 0 | 0 | 0 | 0 | 0 | 0 | 0 | 0 | 0 | 0 | 0 | 0 | 0 | 0 | 0 | 0 | 0 | 0 | 1 | 0 | 0 | 0 | 0 | 0 | 0 | 0 | 0 | 0 | 0 | 1 | 0 | 1 | 0 | 0 | 0 | 1 | 0 | 0 | 0 | 0 | 0 | 0 | 0 | 0 | 0 | 0 | 0 | 1 |  | 0 | 0 | 0 | 0 | 0 | 0 | 0 | 0 | 0 | 0 | 0 | 0 | 0 | 0 | 0 | 0 | 0 | 0 | 0 | 0 | 0 | 0 | 0 | 0 | 80 | 0 | 0 | 0 | 0 | 1 | 0 | 0 | 0 | 0 | 0 | 0 | 0 | 0 | 0 | 80 | 0 | 0 | 0 | 0 | 1 | 1 | 0 | 1 | 0 | 1 | 0 | -79.08 | -1738.232 | -562.7302 | Gates 500/230kV TB #11 | Gates 500/230kV TB #11 | Gates 500/230kV TB #11 |  | 0 | 0 | 0 | 0 | 0 | 0 | 763.55 | 856.07 | 725.6988 | Gates-Arco 230 kV Line | Gates-Arco 230 kV Line | Gates-Arco 230 kV Line |  | 5 | 1 | YES | 2 | 5 | 1 | YES | 2
PG&E FRESNO | Henrietta | 230 | 0 | 0 | 0 | 0 | 0 | 0 | 0 | 0 | 0 | 0 | 0 | 0 | 0 | 0 | 0 | 0 | 0 | 0 | 0 | 0 | 0 | 0 | 0 | 0 | 0 | 0 | 0 | 0 | 0 | 0 | 0 | 0 | 0 | 0 | 0 | 0 | 0 | 0 | 0 | 0 | 0 | 0 | 0 | 0 | 0 | 0 | 0 | 0 | 0 | 0 | 0 | 0 | 0 | 0 | 0 | 0 | 0 | 0 | 0 | 0 | 0 | 0 | 0 | 0 | 0 | 0 | 0 | 0 | 1 | 0 | 0 | 0 | 0 | 0 | 0 | 0 | 0 | 0 | 0 | 1 | 0 | 1 | 0 | 0 | 0 | 0 | 0 | 0 | 0 | 0 | 0 | 0 | 0 | 0 | 0 | 0 | 0 | 0 |  | 0 | 0 | 0 | 0 | 0 | 0 | 0 | 0 | 0 | 0 | 0 | 0 | 0 | 0 | 0 | 0 | 0 | 0 | 0 | 0 | 0 | 0 | 0 | 0 | 0 | 0 | 0 | 0 | 0 | 0 | 0 | 0 | 0 | 0 | 0 | 0 | 0 | 0 | 0 | 0 | 0 | 0 | 523 | 0 | 1 | 1 | 0 | 1 | 0 | 1 | 0 | -79.08 | -1738.232 | -562.7302 | Gates 500/230kV TB #11 | Gates 500/230kV TB #11 | Gates 500/230kV TB #11 |  | 0 | 0 | 0 | 0 | 0 | 0 | 763.55 | 856.07 | 725.6988 | Gates-Arco 230 kV Line | Gates-Arco 230 kV Line | Gates-Arco 230 kV Line |  | 5 | 1 | YES | 2 | 5 | 1 | YES | 2
PG&E FRESNO | Henrietta | 70 | 0 | 0 | 0 | 0 | 0 | 0 | 0 | 0 | 0 | 0 | 0 | 0 | 0 | 0 | 0 | 0 | 0 | 0 | 0 | 0 | 0 | 0 | 0 | 0 | 0 | 0 | 0 | 0 | 0 | 0 | 0 | 0 | 0 | 0 | 0 | 0 | 0 | 0 | 0 | 0 | 0 | 0 | 0 | 0 | 0 | 1 | 0 | 0 | 0 | 0 | 0 | 0 | 0 | 0 | 0 | 0 | 0 | 0 | 0 | 0 | 0 | 0 | 0 | 0 | 0 | 0 | 0 | 0 | 0 | 0 | 0 | 0 | 0 | 0 | 0 | 0 | 0 | 0 | 1 | 0 | 0 | 1 | 0 | 0 | 0 | 1 | 0 | 0 | 0 | 1 | 0 | 0 | 0 | 0 | 1 | 0 | 0 | 1 |  | 0 | 0 | 0 | 0 | 0 | 0 | 0 | 0 | 3 | 0 | 0 | -99.4 | 0 | 0 | 1 | 0 | 0 | 0 | 0 | 0 | 0 | 0 | 0 | 3 | 0 | 0 | 73.8 | 0 | 0 | 1 | 0 | 0 | 0 | 0 | 0 | 0 | 0 | 0 | 3 | 0 | 0 | 73.8 | 0 | 0 | 1 | 1 | 0 | 3 | 0 | 1 | 1 | -421.35 | -1311.984 | -3308.8336 | Borden-Storey #1 230kV line | Gates 500/230kV TB #12 | Mustang-Henrietta 230 kV line |  | 1 | 0 | 2 | 0 | 0 | 1 | -421.35 | -476.012 | -3308.8336 | Borden-Storey #1 230kV line | Mustang-Henrietta 230 kV line | Mustang-Henrietta 230 kV line |  | 5 | 5 | NO | 5 | 5 | 4 | YES | 4
PG&E FRESNO | Herndon | 115 | 0 | 0 | 0 | 0 | 0 | 0 | 0 | 0 | 0 | 0 | 0 | 0 | 0 | 0 | 0 | 0 | 0 | 0 | 0 | 0 | 0 | 0 | 0 | 0 | 0 | 0 | 0 | 0 | 0 | 0 | 0 | 0 | 0 | 0 | 0 | 0 | 0 | 0 | 0 | 0 | 0 | 0 | 0 | 0 | 0 | 0 | 0 | 0 | 0 | 0 | 0 | 0 | 0 | 0 | 0 | 0 | 0 | 0 | 0 | 0 | 0 | 0 | 0 | 0 | 0 | 0 | 0 | 0 | 0 | 0 | 0 | 0 | 0 | 0 | 0 | 0 | 0 | 0 | 0 | 1 | 0 | 1 | 1 | 1 | 0 | 1 | 0 | 1 | 0 | 0 | 0 | 0 | 1 | 0 | 0 | 0 | 0 | 1 |  | 0 | 0 | 0 | 0 | 0 | 0 | 0 | 0 | 0 | 0 | 0 | 0 | 0 | 0 | 0 | 0 | 0 | 0 | 0 | 0 | 0 | 0 | 0 | 0 | 0 | 0 | 0 | 0 | 0 | 0 | 0 | 0 | 0 | 0 | 0 | 0 | 0 | 0 | 0 | 0 | 0 | 0 | 0 | 0 | 0 | 2 | 0 | 2 | 0 | 1 | 0 | -555.55 | -1738.232 | -562.7302 | Chowchilla-Le grand 115kV Line | Gates 500/230kV TB #11 | Gates 500/230kV TB #11 |  | 0 | 0 | 0 | 0 | 0 | 0 | 15.95 | 0.35 | 378.2276 | Oro Loma-El Nido 115kV Line | Oro Loma-El Nido 115kV Line | Oro Loma-El Nido 115kV Line |  | 5 | 1 | YES | 2 | 5 | 1 | YES | 2
PG&E FRESNO | Herndon | 230 | 0 | 0 | 0 | 0 | 0 | 0 | 0 | 0 | 0 | 0 | 0 | 0 | 0 | 0 | 0 | 0 | 0 | 0 | 0 | 0 | 0 | 0 | 0 | 0 | 0 | 0 | 0 | 0 | 0 | 0 | 0 | 0 | 0 | 0 | 0 | 0 | 0 | 0 | 0 | 0 | 0 | 0 | 0 | 0 | 0 | 0 | 0 | 0 | 0 | 0 | 0 | 0 | 0 | 0 | 0 | 0 | 0 | 0 | 0 | 1 | 0 | 0 | 0 | 0 | 0 | 0 | 0 | 0 | 0 | 0 | 0 | 0 | 0 | 0 | 0 | 0 | 0 | 0 | 0 | 1 | 0 | 1 | 1 | 1 | 0 | 1 | 0 | 1 | 0 | 0 | 0 | 0 | 1 | 0 | 0 | 0 | 0 | 1 |  | 0 | 2 | 0 | 0 | 0 | 0 | 0 | 0 | 0 | 0 | 0 | 0 | 0 | 0 | 1 | 0 | 2 | 0 | 0 | 0 | 0 | 0 | 0 | 0 | 0 | 0 | 0 | 0 | 0 | 1 | 0 | 2 | 0 | 0 | 0 | 0 | 0 | 0 | 0 | 0 | 0 | 0 | 0 | 0 | 1 | 2 | 0 | 2 | 0 | 1 | 0 | -555.55 | -1738.232 | -562.7302 | Chowchilla-Le grand 115kV Line | Gates 500/230kV TB #11 | Gates 500/230kV TB #11 |  | 0 | 0 | 0 | 0 | 0 | 0 | 15.95 | 0.35 | 378.2276 | Oro Loma-El Nido 115kV Line | Oro Loma-El Nido 115kV Line | Oro Loma-El Nido 115kV Line |  | 5 | 1 | YES | 2 | 5 | 1 | YES | 2
PG&E GBA | Hicks | 230 | 0 | 0 | 0 | 0 | 0 | 0 | 0 | 0 | 0 | 0 | 0 | 0 | 0 | 0 | 0 | 0 | 0 | 0 | 0 | 0 | 0 | 0 | 0 | 0 | 0 | 0 | 0 | 0 | 0 | 0 | 0 | 0 | 0 | 0 | 0 | 0 | 0 | 0 | 0 | 0 | 0 | 0 | 0 | 0 | 0 | 0 | 0 | 0 | 0 | 0 | 0 | 0 | 1 | 0 | 0 | 0 | 0 | 0 | 0 | 1 | 0 | 0 | 0 | 0 | 0 | 0 | 0 | 0 | 0 | 0 | 0 | 0 | 0 | 0 | 0 | 0 | 0 | 0 | 0 | 0 | 0 | 0 | 0 | 0 | 0 | 0 | 0 | 0 | 0 | 0 | 0 | 0 | 0 | 0 | 0 | 0 | 1 | 1 |  | 0 | 0 | 0 | 0 | 0 | 0 | 0 | 0 | 0 | 0 | 0 | 0 | 0 | 0 | 0 | 0 | 0 | 0 | 0 | 0 | 0 | 0 | 0 | 0 | 0 | 0 | 0 | 0 | 0 | 0 | 0 | 0 | 0 | 0 | 0 | 0 | 0 | 0 | 0 | 0 | 0 | 0 | 0 | 0 | 0 | 0 | 0 | 0 | 0 | 0 | 0 | 1414.38 | 1280.282 | 3822.2952 | NEW-Metcalf-Mosslanding 500kV | NEW-Metcalf-Mosslanding 500kV | Tesla-Bellota 230 kV line |  | 0 | 0 | 0 | 0 | 0 | 0 | 1414.38 | 1280.282 | 3822.2952 | NEW-Metcalf-Mosslanding 500kV | NEW-Metcalf-Mosslanding 500kV | Tesla-Bellota 230 kV line |  | 1 | 1 | NO | 1 | 1 | 1 | NO | 1
PG&E NGBA | Higgins | 115 | 0 | 0 | 0 | 0 | 0 | 0 | 0 | 0 | 0 | 0 | 0 | 0 | 0 | 0 | 0 | 0 | 0 | 0 | 0 | 0 | 0 | 0 | 0 | 0 | 0 | 0 | 0 | 0 | 0 | 0 | 0 | 0 | 0 | 0 | 0 | 0 | 0 | 0 | 0 | 1 | 0 | 0 | 1 | 0 | 0 | 1 | 1 | 1 | 0 | 0 | 0 | 0 | 0 | 0 | 0 | 0 | 0 | 0 | 0 | 1 | 1 | 0 | 0 | 0 | 0 | 0 | 0 | 0 | 0 | 0 | 0 | 0 | 0 | 0 | 0 | 0 | 0 | 0 | 0 | 0 | 0 | 0 | 0 | 0 | 0 | 0 | 0 | 0 | 0 | 0 | 0 | 0 | 0 | 0 | 0 | 0 | 0 | 0 |  | 0 | 0 | 0 | 0 | 0 | 0 | 0 | 0 | 0 | 0 | 0 | 0 | 0 | 0 | 0 | 0 | 0 | 0 | 0 | 0 | 0 | 0 | 0 | 0 | 0 | 0 | 0 | 0 | 0 | 0 | 0 | 0 | 0 | 0 | 0 | 0 | 0 | 0 | 0 | 0 | 0 | 0 | 0 | 0 | 0 | 1 | 0 | 1 | 0 | 0 | 0 | -441.84 | -200.0712 | 211.04 | Collinsville-Tesla 500 kV Line | Collinsville-Tesla 500 kV Line | Bell-Placer 115kV Line |  | 1 | 0 | 1 | 0 | 0 | 0 | -441.84 | -200.0712 | 211.04 | Collinsville-Tesla 500 kV Line | Collinsville-Tesla 500 kV Line | Bell-Placer 115kV Line |  | 5 | 5 | NO | 5 | 1 | 1 | NO | 1
PG&E NGBA | Hilltop | 345 | 0 | 0 | 0 | 0 | 0 | 0 | 0 | 0 | 0 | 0 | 0 | 0 | 0 | 0 | 0 | 0 | 0 | 0 | 0 | 0 | 0 | 0 | 0 | 0 | 0 | 0 | 0 | 0 | 0 | 0 | 0 | 0 | 0 | 0 | 0 | 0 | 0 | 0 | 0 | 1 | 0 | 0 | 0 | 0 | 0 | 0 | 0 | 0 | 0 | 0 | 0 | 0 | 0 | 0 | 0 | 0 | 0 | 0 | 0 | 0 | 0 | 0 | 0 | 0 | 0 | 0 | 0 | 0 | 0 | 0 | 0 | 0 | 0 | 0 | 0 | 0 | 0 | 0 | 0 | 0 | 0 | 0 | 0 | 0 | 0 | 0 | 0 | 0 | 0 | 0 | 0 | 0 | 0 | 0 | 0 | 0 | 0 | 0 |  | 0 | 0 | 0 | 0 | 0 | 0 | 0 | 0 | 0 | 0 | 0 | 0 | 0 | 0 | 0 | 0 | 0 | 0 | 0 | 0 | 0 | 0 | 0 | 0 | 0 | 0 | 0 | 0 | 0 | 0 | 100 | 0 | 0 | 0 | 0 | 0 | 0 | 0 | 0 | 0 | 0 | 0 | 0 | 0 | 1 | 1 | 0 | 1 | 0 | 0 | 0 | -441.84 | -200.0712 | 3202.4639 | Collinsville-Tesla 500 kV Line | Collinsville-Tesla 500 kV Line | Collinsville-Tesla 500 kV Line |  | 1 | 0 | 1 | 0 | 0 | 0 | -441.84 | -200.0712 | 3202.4639 | Collinsville-Tesla 500 kV Line | Collinsville-Tesla 500 kV Line | Collinsville-Tesla 500 kV Line |  | 5 | 5 | NO | 5 | 1 | 1 | NO | 1
SCE Metro | Hinson | 230 | 0 | 0 | 0 | 0 | 0 | 0 | 0 | 0 | 1 | 1 | 0 | 0 | 0 | 0 | 0 | 0 | 0 | 0 | 0 | 0 | 0 | 0 | 0 | 0 | 0 | 0 | 0 | 0 | 0 | 0 | 0 | 0 | 0 | 0 | 0 | 0 | 0 | 0 | 0 | 0 | 0 | 0 | 0 | 0 | 0 | 0 | 0 | 0 | 0 | 0 | 0 | 0 | 0 | 0 | 0 | 0 | 0 | 0 | 0 | 0 | 0 | 0 | 0 | 0 | 0 | 0 | 0 | 0 | 0 | 0 | 0 | 0 | 0 | 0 | 0 | 0 | 0 | 0 | 0 | 0 | 0 | 0 | 0 | 0 | 0 | 0 | 0 | 0 | 0 | 0 | 0 | 0 | 0 | 0 | 0 | 0 | 0 | 0 |  | 0 | 0 | 0 | 0 | 0 | 0 | 0 | 0 | 2.4 | 0 | 0 | 200 | 0 | 0 | 1 | 0 | 0 | 0 | 0 | 0 | 0 | 0 | 0 | 3.08 | 0 | 0 | 525 | 0 | 0 | 1 | 0 | 0 | 0 | 0 | 0 | 0 | 0 | 0 | 3.08 | 0 | 0 | 525 | 0 | 0 | 1 | 0 | 0 | 0 | 0 | 0 | 0 | 1336.8284 | 2017.444 | 4056.301 | Hinson - Del Amo Constraint | Hinson - Del Amo Constraint | Hinson - Del Amo Constraint |  | 0 | 0 | 0 | 0 | 0 | 0 | 1336.8284 | 2017.444 | 4056.301 | Hinson - Del Amo Constraint | Hinson - Del Amo Constraint | Hinson - Del Amo Constraint |  | 1 | 1 | NO | 1 | 1 | 1 | NO | 1
PG&E GBA | Hollister | 115 | 0 | 0 | 0 | 0 | 0 | 0 | 0 | 0 | 0 | 0 | 0 | 0 | 0 | 0 | 0 | 0 | 0 | 0 | 0 | 0 | 0 | 0 | 0 | 0 | 0 | 0 | 0 | 0 | 0 | 0 | 0 | 0 | 0 | 0 | 0 | 0 | 0 | 0 | 0 | 0 | 0 | 0 | 0 | 0 | 0 | 0 | 0 | 0 | 0 | 0 | 0 | 0 | 0 | 0 | 0 | 1 | 0 | 0 | 0 | 1 | 0 | 0 | 0 | 0 | 1 | 0 | 0 | 0 | 0 | 0 | 0 | 0 | 0 | 0 | 0 | 0 | 0 | 0 | 0 | 0 | 0 | 0 | 0 | 0 | 0 | 0 | 0 | 0 | 0 | 0 | 0 | 0 | 0 | 0 | 0 | 0 | 1 | 0 |  | 0 | 0 | 0 | 0 | 0 | 0 | 0 | 0 | 0 | 0 | 0 | 0 | 0 | 0 | 0 | 0 | 0 | 0 | 0 | 0 | 0 | 0 | 0 | 0 | 0 | 0 | 0 | 0 | 0 | 0 | 0 | 0 | 0 | 0 | 0 | 0 | 0 | 0 | 0 | 0 | 0 | 0 | 0 | 0 | 0 | 0 | 0 | 0 | 0 | 0 | 0 | 302 | 351.6 | 172.2 | Morganhill-Metcalf 115kV Line | Morganhill-Metcalf 115kV Line | Morganhill-Metcalf 115kV Line |  | 0 | 0 | 0 | 0 | 0 | 0 | 302 | 351.6 | 172.2 | Morganhill-Metcalf 115kV Line | Morganhill-Metcalf 115kV Line | Morganhill-Metcalf 115kV Line |  | 1 | 1 | NO | 1 | 1 | 1 | NO | 1
PG&E NGBA | Homestake | 115 | 0 | 0 | 0 | 0 | 0 | 0 | 0 | 0 | 0 | 0 | 0 | 0 | 0 | 0 | 0 | 0 | 0 | 0 | 0 | 0 | 0 | 0 | 0 | 0 | 0 | 0 | 0 | 0 | 0 | 0 | 0 | 0 | 0 | 0 | 0 | 0 | 0 | 0 | 0 | 1 | 0 | 1 | 0 | 0 | 0 | 0 | 0 | 0 | 0 | 0 | 0 | 0 | 1 | 0 | 1 | 1 | 0 | 0 | 0 | 0 | 0 | 0 | 0 | 0 | 0 | 0 | 1 | 0 | 0 | 0 | 0 | 0 | 0 | 0 | 0 | 0 | 0 | 0 | 0 | 0 | 0 | 0 | 0 | 0 | 0 | 0 | 0 | 0 | 0 | 0 | 0 | 0 | 0 | 0 | 0 | 0 | 0 | 1 |  | 0 | 0 | 0 | 0 | 0 | 0 | 0 | 0 | 0 | 0 | 0 | 0 | 0 | 0 | 0 | 0 | 0 | 0 | 0 | 0 | 0 | 0 | 0 | 0 | 0 | 0 | 0 | 0 | 0 | 0 | 0 | 0 | 0 | 0 | 0 | 0 | 0 | 0 | 0 | 0 | 0 | 0 | 0 | 0 | 0 | 2 | 0 | 1 | 0 | 0 | 0 | -441.84 | -200.0712 | 335.9726 | Collinsville-Tesla 500 kV Line | Collinsville-Tesla 500 kV Line | Birds Landing-Contra Costa 230kV Line |  | 2 | 0 | 1 | 0 | 0 | 0 | -441.84 | -200.0712 | 335.9726 | Collinsville-Tesla 500 kV Line | Collinsville-Tesla 500 kV Line | Birds Landing-Contra Costa 230kV Line |  | 5 | 5 | NO | 5 | 1 | 1 | NO | 1
PG&E NGBA | Honcut | 115 | 0 | 0 | 0 | 0 | 0 | 0 | 0 | 0 | 0 | 0 | 0 | 0 | 0 | 0 | 0 | 0 | 0 | 0 | 0 | 0 | 0 | 0 | 0 | 0 | 0 | 0 | 0 | 0 | 0 | 0 | 0 | 0 | 0 | 0 | 0 | 0 | 0 | 0 | 0 | 1 | 0 | 0 | 0 | 0 | 1 | 1 | 1 | 1 | 0 | 0 | 0 | 0 | 0 | 0 | 0 | 0 | 0 | 0 | 0 | 1 | 1 | 0 | 0 | 0 | 0 | 0 | 0 | 0 | 0 | 0 | 0 | 0 | 0 | 0 | 0 | 0 | 0 | 0 | 0 | 0 | 0 | 0 | 0 | 0 | 0 | 0 | 0 | 0 | 0 | 0 | 0 | 0 | 0 | 0 | 0 | 0 | 0 | 0 |  | 0 | 0 | 0 | 0 | 0 | 0 | 0 | 0 | 0 | 0 | 0 | 0 | 0 | 0 | 0 | 0 | 0 | 0 | 0 | 0 | 0 | 0 | 0 | 0 | 0 | 0 | 0 | 0 | 0 | 0 | 0 | 0 | 0 | 0 | 0 | 0 | 0 | 0 | 0 | 0 | 0 | 0 | 0 | 0 | 0 | 1 | 0 | 1 | 0 | 0 | 0 | -441.84 | -200.0712 | 85.9836 | Collinsville-Tesla 500 kV Line | Collinsville-Tesla 500 kV Line | Rocklin-Pleaseant grove 115kV line |  | 1 | 0 | 1 | 0 | 0 | 0 | -441.84 | -200.0712 | 85.9836 | Collinsville-Tesla 500 kV Line | Collinsville-Tesla 500 kV Line | Rocklin-Pleaseant grove 115kV line |  | 5 | 5 | NO | 5 | 1 | 1 | NO | 1
SDGE | Hoodoo Wash | 500 | 0 | 0 | 0 | 0 | 0 | 0 | 0 | 0 | 0 | 0 | 0 | 0 | 0 | 0 | 0 | 0 | 0 | 0 | 0 | 0 | 0 | 0 | 0 | 0 | 1 | 0 | 0 | 0 | 0 | 0 | 0 | 1 | 1 | 0 | 0 | 0 | 0 | 0 | 0 | 0 | 0 | 0 | 0 | 0 | 0 | 0 | 0 | 0 | 0 | 0 | 0 | 0 | 0 | 0 | 0 | 0 | 0 | 0 | 0 | 0 | 0 | 0 | 0 | 0 | 0 | 0 | 0 | 0 | 0 | 0 | 0 | 0 | 0 | 0 | 0 | 0 | 0 | 0 | 0 | 0 | 0 | 0 | 0 | 0 | 0 | 0 | 0 | 0 | 0 | 0 | 0 | 0 | 0 | 0 | 0 | 0 | 0 | 2 |  | 0 | 0 | 0 | 0 | 0 | 0 | 0 | 0 | 0 | 6 | 0 | 0 | 0 | 0 | 1 | 0 | 0 | 0 | 0 | 0 | 0 | 0 | 0 | 0 | 243.5 | 179 | 297.5 | 0 | 0 | 1 | 0 | 0 | 0 | 0 | 0 | 0 | 0 | 0 | 0 | 243.5 | 5790.6 | 297.5 | 0 | 0 | 1 | 1 | 0 | 1 | 0 | 0 | 1 | -4292.881 | -5429.828 | -3970.751 | Lugo - Victorville area constraint | Lugo - Victorville area constraint | Lugo - Victorville area constraint |  | 0 | 0 | 0 | 0 | 0 | 0 | 238.33 | 400.235 | 1352.331 | San Luis Rey-San Onofre 230 kV line constraint | San Luis Rey-San Onofre 230 kV line constraint | East of Miguel constraint |  | 5 | 1 | YES | 2 | 4 | 1 | YES | 2
PG&E NGBA | Hopland | 115 | 0 | 0 | 0 | 0 | 0 | 0 | 0 | 0 | 0 | 0 | 0 | 0 | 0 | 0 | 0 | 0 | 0 | 0 | 0 | 0 | 0 | 0 | 0 | 0 | 0 | 0 | 0 | 0 | 0 | 0 | 0 | 0 | 0 | 0 | 0 | 0 | 0 | 0 | 0 | 1 | 0 | 0 | 0 | 0 | 0 | 0 | 0 | 0 | 0 | 0 | 0 | 0 | 1 | 0 | 0 | 0 | 0 | 0 | 0 | 0 | 0 | 0 | 0 | 0 | 0 | 0 | 1 | 0 | 0 | 0 | 0 | 0 | 0 | 0 | 0 | 0 | 0 | 0 | 0 | 0 | 0 | 0 | 0 | 0 | 0 | 0 | 0 | 0 | 0 | 0 | 0 | 0 | 0 | 0 | 0 | 0 | 0 | 1 |  | 0 | 0 | 0 | 0 | 0 | 0 | 0 | 0 | 0 | 0 | 0 | 0 | 0 | 0 | 0 | 0 | 0 | 0 | 0 | 0 | 0 | 0 | 0 | 0 | 0 | 0 | 0 | 0 | 0 | 0 | 0 | 0 | 0 | 0 | 0 | 0 | 0 | 0 | 0 | 0 | 0 | 0 | 0 | 0 | 0 | 2 | 0 | 1 | 0 | 0 | 0 | -441.84 | -200.0712 | 335.9726 | Collinsville-Tesla 500 kV Line | Collinsville-Tesla 500 kV Line | Birds Landing-Contra Costa 230kV Line |  | 2 | 0 | 1 | 0 | 0 | 0 | -441.84 | -200.0712 | 335.9726 | Collinsville-Tesla 500 kV Line | Collinsville-Tesla 500 kV Line | Birds Landing-Contra Costa 230kV Line |  | 5 | 5 | NO | 5 | 1 | 1 | NO | 1
PG&E NGBA | Hopland | 60 | 0 | 0 | 0 | 0 | 0 | 0 | 0 | 0 | 0 | 0 | 0 | 0 | 0 | 0 | 0 | 0 | 0 | 0 | 0 | 0 | 0 | 0 | 0 | 0 | 0 | 0 | 0 | 0 | 0 | 0 | 0 | 0 | 0 | 0 | 0 | 0 | 0 | 0 | 0 | 1 | 0 | 0 | 0 | 0 | 0 | 0 | 0 | 0 | 0 | 0 | 0 | 0 | 1 | 0 | 0 | 0 | 0 | 0 | 0 | 0 | 0 | 0 | 0 | 0 | 0 | 0 | 1 | 0 | 0 | 0 | 0 | 0 | 0 | 0 | 0 | 0 | 0 | 0 | 0 | 0 | 0 | 0 | 0 | 0 | 0 | 0 | 0 | 0 | 0 | 0 | 0 | 0 | 0 | 0 | 0 | 0 | 0 | 1 |  | 0 | 0 | 0 | 0 | 0 | 0 | 0 | 0 | 0 | 0 | 0 | 0 | 0 | 0 | 0 | 0 | 0 | 0 | 0 | 0 | 0 | 0 | 0 | 0 | 0 | 0 | 0 | 0 | 0 | 0 | 0 | 0 | 0 | 0 | 0 | 0 | 0 | 0 | 0 | 0 | 0 | 0 | 0 | 0 | 0 | 2 | 0 | 1 | 0 | 0 | 0 | -441.84 | -200.0712 | 335.9726 | Collinsville-Tesla 500 kV Line | Collinsville-Tesla 500 kV Line | Birds Landing-Contra Costa 230kV Line |  | 2 | 0 | 1 | 0 | 0 | 0 | -441.84 | -200.0712 | 335.9726 | Collinsville-Tesla 500 kV Line | Collinsville-Tesla 500 kV Line | Birds Landing-Contra Costa 230kV Line |  | 5 | 5 | NO | 5 | 1 | 1 | NO | 1
PG&E NGBA | Humboldt | 115 | 0 | 0 | 0 | 0 | 0 | 0 | 0 | 0 | 0 | 0 | 0 | 0 | 0 | 0 | 0 | 0 | 0 | 0 | 0 | 0 | 0 | 0 | 0 | 0 | 0 | 0 | 0 | 0 | 0 | 0 | 0 | 0 | 0 | 0 | 0 | 0 | 0 | 0 | 0 | 1 | 0 | 0 | 0 | 0 | 0 | 0 | 0 | 0 | 0 | 0 | 0 | 0 | 0 | 0 | 0 | 0 | 0 | 0 | 0 | 0 | 0 | 0 | 0 | 0 | 0 | 0 | 0 | 0 | 0 | 0 | 0 | 0 | 0 | 0 | 0 | 0 | 0 | 0 | 0 | 0 | 0 | 0 | 0 | 0 | 0 | 0 | 0 | 0 | 0 | 0 | 0 | 0 | 0 | 0 | 0 | 0 | 0 | 0 |  | 0 | 0 | 0 | 0 | 0 | 0 | 0 | 0 | 0 | 0 | 0 | 0 | 0 | 0 | 0 | 0 | 0 | 0 | 0 | 0 | 0 | 0 | 0 | 0 | 0 | 0 | 0 | 0 | 0 | 0 | 0 | 0 | 0 | 0 | 0 | 0 | 0 | 0 | 0 | 0 | 0 | 0 | 0 | 0 | 0 | 1 | 0 | 1 | 0 | 0 | 0 | -441.84 | -200.0712 | 3202.4639 | Collinsville-Tesla 500 kV Line | Collinsville-Tesla 500 kV Line | Collinsville-Tesla 500 kV Line |  | 1 | 0 | 1 | 0 | 0 | 0 | -441.84 | -200.0712 | 3202.4639 | Collinsville-Tesla 500 kV Line | Collinsville-Tesla 500 kV Line | Collinsville-Tesla 500 kV Line |  | 5 | 5 | NO | 5 | 1 | 1 | NO | 1
PG&E NGBA | Humboldt | 60 | 0 | 0 | 0 | 0 | 0 | 0 | 0 | 0 | 0 | 0 | 0 | 0 | 0 | 0 | 0 | 0 | 0 | 0 | 0 | 0 | 0 | 0 | 0 | 0 | 0 | 0 | 0 | 0 | 0 | 0 | 0 | 0 | 0 | 0 | 0 | 0 | 0 | 0 | 0 | 1 | 0 | 0 | 0 | 0 | 0 | 0 | 0 | 0 | 0 | 0 | 0 | 0 | 0 | 0 | 0 | 0 | 0 | 0 | 0 | 0 | 0 | 0 | 0 | 0 | 0 | 0 | 0 | 0 | 0 | 0 | 0 | 0 | 0 | 0 | 0 | 0 | 0 | 0 | 0 | 0 | 0 | 0 | 0 | 0 | 0 | 0 | 0 | 0 | 0 | 0 | 0 | 0 | 0 | 0 | 0 | 0 | 0 | 0 |  | 0 | 0 | 0 | 0 | 0 | 0 | 0 | 0 | 0 | 0 | 0 | 17.25 | 0 | 0 | 1 | 0 | 0 | 0 | 0 | 0 | 0 | 0 | 0 | 1.999 | 0 | 0 | 17.25 | 0 | 0 | 1 | 0 | 0 | 0 | 0 | 0 | 0 | 0 | 0 | 1.999 | 0 | 0 | 17.25 | 0 | 0 | 1 | 1 | 0 | 1 | 0 | 0 | 0 | -441.84 | -200.0712 | 3202.4639 | Collinsville-Tesla 500 kV Line | Collinsville-Tesla 500 kV Line | Collinsville-Tesla 500 kV Line |  | 1 | 0 | 1 | 0 | 0 | 0 | -441.84 | -200.0712 | 3202.4639 | Collinsville-Tesla 500 kV Line | Collinsville-Tesla 500 kV Line | Collinsville-Tesla 500 kV Line |  | 5 | 5 | NO | 5 | 1 | 1 | NO | 1
PG&E NGBA | Humboldt | 500 | 0 | 0 | 0 | 0 | 0 | 0 | 0 | 0 | 0 | 0 | 0 | 0 | 0 | 0 | 0 | 0 | 0 | 0 | 0 | 0 | 0 | 0 | 0 | 0 | 0 | 0 | 0 | 0 | 0 | 0 | 0 | 0 | 0 | 0 | 0 | 0 | 0 | 0 | 0 | 1 | 0 | 0 | 0 | 0 | 0 | 0 | 0 | 0 | 1 | 0 | 0 | 0 | 0 | 0 | 0 | 0 | 0 | 0 | 0 | 0 | 0 | 0 | 0 | 0 | 0 | 0 | 0 | 0 | 0 | 0 | 0 | 0 | 0 | 0 | 0 | 0 | 0 | 0 | 0 | 0 | 0 | 0 | 0 | 0 | 0 | 0 | 0 | 0 | 0 | 0 | 0 | 0 | 0 | 0 | 0 | 0 | 0 | 1 |  | 0 | 0 | 0 | 0 | 0 | 0 | 0 | 0 | 0 | 0 | 0 | 0 | 0 | 0 | 0 | 0 | 0 | 0 | 0 | 0 | 0 | 0 | 0 | 0 | 0 | 0 | 0 | 0 | 0 | 0 | 0 | 0 | 0 | 170.7 | 0 | 0 | 0 | 0 | 0 | 0 | 0 | 0 | 0 | 0 | 1 | 1 | 0 | 1 | 0 | 0 | 0 | -441.84 | -200.0712 | 2192.459 | Collinsville-Tesla 500 kV Line | Collinsville-Tesla 500 kV Line | Humboldt Offshore Wind constraint |  | 1 | 0 | 1 | 0 | 0 | 0 | -441.84 | -200.0712 | 2192.459 | Collinsville-Tesla 500 kV Line | Collinsville-Tesla 500 kV Line | Humboldt Offshore Wind constraint |  | 5 | 5 | NO | 5 | 1 | 1 | NO | 1
SCE Metro | Huntington Beach | 230 | 0 | 0 | 0 | 0 | 0 | 0 | 0 | 0 | 0 | 1 | 0 | 0 | 0 | 0 | 0 | 0 | 0 | 0 | 0 | 0 | 0 | 0 | 0 | 0 | 0 | 0 | 0 | 0 | 0 | 0 | 0 | 0 | 0 | 0 | 0 | 0 | 0 | 0 | 0 | 0 | 0 | 0 | 0 | 0 | 0 | 0 | 0 | 0 | 0 | 0 | 0 | 0 | 0 | 0 | 0 | 0 | 0 | 0 | 0 | 0 | 0 | 0 | 0 | 0 | 0 | 0 | 0 | 0 | 0 | 0 | 0 | 0 | 0 | 0 | 0 | 0 | 0 | 0 | 0 | 0 | 0 | 0 | 0 | 0 | 0 | 0 | 0 | 0 | 0 | 0 | 0 | 0 | 0 | 0 | 0 | 0 | 0 | 0 |  | 0 | 0 | 0 | 0 | 0 | 0 | 0 | 0 | 0 | 0 | 0 | 0 | 0 | 0 | 0 | 0 | 0 | 0 | 0 | 0 | 0 | 0 | 0 | 0 | 0 | 0 | 0 | 0 | 0 | 0 | 0 | 0 | 0 | 0 | 0 | 0 | 0 | 0 | 0 | 0 | 0 | 0 | 0 | 0 | 0 | 0 | 0 | 0 | 0 | 0 | 0 | 4159.6988 | 8194.058 | 21327.2611 | SCE Metro Area Default Constraint | SCE Metro Area Default Constraint | SCE Metro Area Default Constraint |  | 0 | 0 | 0 | 0 | 0 | 0 | 4159.6988 | 8194.058 | 21327.2611 | SCE Metro Area Default Constraint | SCE Metro Area Default Constraint | SCE Metro Area Default Constraint |  | 1 | 1 | NO | 1 | 1 | 1 | NO | 1
PG&E NGBA | Ignacio | 115 | 0 | 0 | 0 | 0 | 0 | 0 | 0 | 0 | 0 | 0 | 0 | 0 | 0 | 0 | 0 | 0 | 0 | 0 | 0 | 0 | 0 | 0 | 0 | 0 | 0 | 0 | 0 | 0 | 0 | 0 | 0 | 0 | 0 | 0 | 0 | 0 | 0 | 0 | 0 | 1 | 0 | 0 | 0 | 0 | 0 | 0 | 0 | 0 | 0 | 0 | 0 | 0 | 1 | 1 | 1 | 1 | 0 | 0 | 0 | 1 | 0 | 0 | 0 | 0 | 0 | 1 | 0 | 0 | 0 | 0 | 0 | 0 | 0 | 0 | 0 | 0 | 0 | 0 | 0 | 0 | 0 | 0 | 0 | 0 | 0 | 0 | 0 | 0 | 0 | 0 | 0 | 0 | 0 | 0 | 0 | 0 | 0 | 1 |  | 0 | 0 | 0 | 0 | 0 | 0 | 0 | 0 | 0 | 0 | 0 | 0 | 0 | 0 | 0 | 0 | 0 | 0 | 0 | 0 | 0 | 0 | 0 | 0 | 0 | 0 | 0 | 0 | 0 | 0 | 0 | 0 | 0 | 0 | 0 | 0 | 0 | 0 | 0 | 0 | 0 | 0 | 0 | 0 | 0 | 2 | 0 | 1 | 0 | 0 | 0 | -441.84 | -200.0712 | 3026.8426 | Collinsville-Tesla 500 kV Line | Collinsville-Tesla 500 kV Line | Contra Costa- Windmaster 230 kV line |  | 1 | 0 | 1 | 0 | 0 | 0 | -441.84 | -200.0712 | 3026.8426 | Collinsville-Tesla 500 kV Line | Collinsville-Tesla 500 kV Line | Contra Costa- Windmaster 230 kV line |  | 5 | 5 | NO | 5 | 1 | 1 | NO | 1
PG&E NGBA | Ignacio | 230 | 0 | 0 | 0 | 0 | 0 | 0 | 0 | 0 | 0 | 0 | 0 | 0 | 0 | 0 | 0 | 0 | 0 | 0 | 0 | 0 | 0 | 0 | 0 | 0 | 0 | 0 | 0 | 0 | 0 | 0 | 0 | 0 | 0 | 0 | 0 | 0 | 0 | 0 | 0 | 1 | 0 | 0 | 0 | 0 | 0 | 0 | 0 | 0 | 0 | 0 | 0 | 0 | 1 | 0 | 0 | 0 | 0 | 0 | 0 | 0 | 0 | 0 | 0 | 0 | 0 | 0 | 1 | 0 | 0 | 0 | 0 | 0 | 0 | 0 | 0 | 0 | 0 | 0 | 0 | 0 | 0 | 0 | 0 | 0 | 0 | 0 | 0 | 0 | 0 | 0 | 0 | 0 | 0 | 0 | 0 | 0 | 0 | 1 |  | 0 | 0 | 0 | 0 | 0 | 0 | 0 | 0 | 0 | 0 | 0 | 0 | 0 | 0 | 0 | 0 | 0 | 0 | 0 | 0 | 0 | 0 | 0 | 0 | 0 | 0 | 0 | 0 | 0 | 0 | 115 | 0 | 0 | 0 | 0 | 0 | 0 | 0 | 0 | 0 | 0 | 0 | 0 | 0 | 1 | 2 | 0 | 1 | 0 | 0 | 0 | -441.84 | -200.0712 | 335.9726 | Collinsville-Tesla 500 kV Line | Collinsville-Tesla 500 kV Line | Birds Landing-Contra Costa 230kV Line |  | 2 | 0 | 1 | 0 | 0 | 0 | -441.84 | -200.0712 | 335.9726 | Collinsville-Tesla 500 kV Line | Collinsville-Tesla 500 kV Line | Birds Landing-Contra Costa 230kV Line |  | 5 | 5 | NO | 5 | 1 | 1 | NO | 1
PG&E NGBA | Ignacio | 60 | 0 | 0 | 0 | 0 | 0 | 0 | 0 | 0 | 0 | 0 | 0 | 0 | 0 | 0 | 0 | 0 | 0 | 0 | 0 | 0 | 0 | 0 | 0 | 0 | 0 | 0 | 0 | 0 | 0 | 0 | 0 | 0 | 0 | 0 | 0 | 0 | 0 | 0 | 0 | 1 | 0 | 0 | 0 | 0 | 0 | 0 | 0 | 0 | 0 | 0 | 0 | 0 | 1 | 0 | 0 | 0 | 0 | 0 | 0 | 0 | 0 | 0 | 0 | 0 | 0 | 0 | 1 | 0 | 0 | 0 | 0 | 0 | 0 | 0 | 0 | 0 | 0 | 0 | 0 | 0 | 0 | 0 | 0 | 0 | 0 | 0 | 0 | 0 | 0 | 0 | 0 | 0 | 0 | 0 | 0 | 0 | 0 | 1 |  | 0 | 0 | 0 | 0 | 0 | 0 | 0 | 0 | 0 | 0 | 0 | 0 | 0 | 0 | 0 | 0 | 0 | 0 | 0 | 0 | 0 | 0 | 0 | 0 | 0 | 0 | 0 | 0 | 0 | 0 | 0 | 0 | 0 | 0 | 0 | 0 | 0 | 0 | 0 | 0 | 0 | 0 | 0 | 0 | 0 | 2 | 0 | 1 | 0 | 0 | 0 | -441.84 | -200.0712 | 335.9726 | Collinsville-Tesla 500 kV Line | Collinsville-Tesla 500 kV Line | Birds Landing-Contra Costa 230kV Line |  | 2 | 0 | 1 | 0 | 0 | 0 | -441.84 | -200.0712 | 335.9726 | Collinsville-Tesla 500 kV Line | Collinsville-Tesla 500 kV Line | Birds Landing-Contra Costa 230kV Line |  | 5 | 5 | NO | 5 | 1 | 1 | NO | 1
SDGE | Imperial Beach | 69 | 0 | 0 | 0 | 0 | 0 | 0 | 0 | 0 | 0 | 0 | 0 | 0 | 0 | 0 | 0 | 0 | 0 | 0 | 0 | 0 | 0 | 0 | 0 | 0 | 0 | 0 | 0 | 0 | 0 | 0 | 1 | 0 | 1 | 0 | 0 | 1 | 1 | 0 | 0 | 0 | 0 | 0 | 0 | 0 | 0 | 0 | 0 | 0 | 0 | 0 | 0 | 0 | 0 | 0 | 0 | 0 | 0 | 0 | 0 | 0 | 0 | 0 | 0 | 0 | 0 | 0 | 0 | 0 | 0 | 0 | 0 | 0 | 0 | 0 | 0 | 0 | 0 | 0 | 0 | 0 | 0 | 0 | 0 | 0 | 0 | 0 | 0 | 0 | 0 | 0 | 0 | 0 | 0 | 0 | 0 | 0 | 0 | 4 |  | 0 | 0 | 0 | 0 | 0 | 0 | 0 | 0 | 0 | 0 | 0 | 3 | 0 | 0 | 1 | 0 | 0 | 0 | 0 | 0 | 0 | 0 | 0 | 0 | 0 | 0 | 3 | 0 | 0 | 1 | 0 | 0 | 0 | 0 | 0 | 0 | 0 | 0 | 0 | 0 | 0 | 3 | 0 | 0 | 1 | 0 | 0 | 0 | 0 | 0 | 0 | 238.33 | 400.235 | 1988.4814 | San Luis Rey-San Onofre 230 kV line constraint | San Luis Rey-San Onofre 230 kV line constraint | San Luis Rey-San Onofre 230 kV line constraint |  | 0 | 0 | 0 | 0 | 0 | 0 | 238.33 | 400.235 | 1988.4814 | San Luis Rey-San Onofre 230 kV line constraint | San Luis Rey-San Onofre 230 kV line constraint | San Luis Rey-San Onofre 230 kV line constraint |  | 1 | 1 | NO | 1 | 1 | 1 | NO | 1
SDGE | Imperial Valley | 230 | 0 | 0 | 0 | 0 | 0 | 0 | 0 | 0 | 0 | 0 | 0 | 0 | 0 | 0 | 0 | 0 | 0 | 0 | 0 | 0 | 0 | 0 | 0 | 0 | 0 | 0 | 0 | 0 | 1 | 0 | 1 | 1 | 1 | 0 | 0 | 1 | 1 | 0 | 0 | 0 | 0 | 0 | 0 | 0 | 0 | 0 | 0 | 0 | 0 | 0 | 0 | 0 | 0 | 0 | 0 | 0 | 0 | 0 | 0 | 0 | 0 | 0 | 0 | 0 | 0 | 0 | 0 | 0 | 0 | 0 | 0 | 0 | 0 | 0 | 0 | 0 | 0 | 0 | 0 | 0 | 0 | 0 | 0 | 0 | 0 | 0 | 0 | 0 | 0 | 0 | 0 | 0 | 0 | 0 | 0 | 0 | 0 | 6 |  | 0 | 0 | 0 | 0 | 0 | 0 | 0 | 0 | 0 | 0 | 0 | 0 | 0 | 0 | 0 | 25 | 0 | 0 | 0 | 0 | 0 | 0 | 0 | 0 | 0 | 107 | 528 | 0 | 0 | 1 | 25 | 0 | 0 | 0 | 0 | 0 | 0 | 0 | 0 | 0 | 107 | 528 | 0 | 0 | 1 | 0 | 0 | 0 | 0 | 0 | 0 | 238.33 | 400.235 | 1352.331 | San Luis Rey-San Onofre 230 kV line constraint | San Luis Rey-San Onofre 230 kV line constraint | East of Miguel constraint |  | 0 | 0 | 0 | 0 | 0 | 0 | 238.33 | 400.235 | 1352.331 | San Luis Rey-San Onofre 230 kV line constraint | San Luis Rey-San Onofre 230 kV line constraint | East of Miguel constraint |  | 1 | 1 | NO | 1 | 1 | 1 | NO | 1
SDGE | Imperial Valley | 500 | 0 | 0 | 0 | 0 | 0 | 0 | 0 | 0 | 0 | 0 | 0 | 0 | 0 | 0 | 0 | 0 | 0 | 0 | 0 | 0 | 0 | 0 | 0 | 0 | 0 | 0 | 0 | 0 | 1 | 0 | 1 | 1 | 1 | 0 | 0 | 1 | 1 | 0 | 0 | 0 | 0 | 0 | 0 | 0 | 0 | 0 | 0 | 0 | 0 | 0 | 0 | 0 | 0 | 0 | 0 | 0 | 0 | 0 | 0 | 0 | 0 | 0 | 0 | 0 | 0 | 0 | 0 | 0 | 0 | 0 | 0 | 0 | 0 | 0 | 0 | 0 | 0 | 0 | 0 | 0 | 0 | 0 | 0 | 0 | 0 | 0 | 0 | 0 | 0 | 0 | 0 | 0 | 0 | 0 | 0 | 0 | 0 | 6 |  | 0 | 0 | 0 | 0 | 0 | 0 | 0 | 0 | 0 | 0 | 0 | 0 | 0 | 0 | 0 | 0 | 0 | 0 | 0 | 0 | 0 | 0 | 0 | 0 | 0 | 0 | 0 | 0 | 0 | 0 | 505 | 0 | 50 | 0 | 0 | 0 | 0 | 0 | 0 | 0 | 0 | 0 | 0 | 0 | 1 | 0 | 0 | 0 | 0 | 0 | 0 | 238.33 | 400.235 | 1352.331 | San Luis Rey-San Onofre 230 kV line constraint | San Luis Rey-San Onofre 230 kV line constraint | East of Miguel constraint |  | 0 | 0 | 0 | 0 | 0 | 0 | 238.33 | 400.235 | 1352.331 | San Luis Rey-San Onofre 230 kV line constraint | San Luis Rey-San Onofre 230 kV line constraint | East of Miguel constraint |  | 1 | 1 | NO | 1 | 1 | 1 | NO | 1
EOP | Innovation | 138 | 0 | 0 | 0 | 0 | 0 | 0 | 0 | 0 | 0 | 0 | 0 | 0 | 0 | 0 | 0 | 0 | 0 | 0 | 0 | 0 | 0 | 0 | 1 | 1 | 1 | 0 | 0 | 0 | 0 | 0 | 0 | 0 | 0 | 0 | 0 | 0 | 0 | 0 | 0 | 0 | 0 | 0 | 0 | 0 | 0 | 0 | 0 | 0 | 0 | 0 | 0 | 0 | 0 | 0 | 0 | 0 | 0 | 0 | 0 | 0 | 0 | 0 | 0 | 0 | 0 | 0 | 0 | 0 | 0 | 0 | 0 | 0 | 0 | 0 | 0 | 0 | 0 | 0 | 0 | 0 | 0 | 0 | 0 | 0 | 0 | 0 | 0 | 0 | 0 | 0 | 0 | 0 | 0 | 0 | 0 | 0 | 0 | 2 |  | 0 | 0 | 0 | 0 | 0 | 0 | 0 | 0 | 0 | 0 | 0 | 0 | 0 | 0 | 0 | 0 | 0 | 0 | 0 | 0 | 0 | 0 | 0 | 0 | 0 | 0 | 0 | 0 | 0 | 0 | 0 | 0 | 0 | 0 | 0 | 0 | 0 | 0 | 0 | 0 | 0 | 0 | 0 | 0 | 0 | 1 | 0 | 1 | 0 | 0 | 1 | -4292.881 | -5429.828 | -3970.751 | Lugo - Victorville area constraint | Lugo - Victorville area constraint | Lugo - Victorville area constraint |  | 0 | 0 | 0 | 0 | 0 | 0 | 876.62 | 67.08 | 709.88 | Sloan Canyon - Eldorado 500 kV constraint | Sloan Canyon - Eldorado 500 kV constraint | GLW 230kV area constraint |  | 5 | 1 | YES | 2 | 4 | 1 | YES | 2
EOP | Innovation | 230 | 0 | 0 | 0 | 0 | 0 | 0 | 0 | 0 | 0 | 0 | 0 | 0 | 0 | 0 | 0 | 0 | 0 | 0 | 0 | 0 | 0 | 0 | 1 | 1 | 1 | 0 | 0 | 0 | 0 | 0 | 0 | 0 | 0 | 0 | 0 | 0 | 0 | 0 | 0 | 0 | 0 | 0 | 0 | 0 | 0 | 0 | 0 | 0 | 0 | 0 | 0 | 0 | 0 | 0 | 0 | 0 | 0 | 0 | 0 | 0 | 0 | 0 | 0 | 0 | 0 | 0 | 0 | 0 | 0 | 0 | 0 | 0 | 0 | 0 | 0 | 0 | 0 | 0 | 0 | 0 | 0 | 0 | 0 | 0 | 0 | 0 | 0 | 0 | 0 | 0 | 0 | 0 | 0 | 0 | 0 | 0 | 0 | 2 |  | 0 | 0 | 0 | 0 | 0 | 0 | 0 | 0 | 0 | 0 | 0 | 0 | 0 | 0 | 0 | 0 | 0 | 0 | 0 | 0 | 0 | 0 | 0 | 0 | 0 | 0 | 0 | 0 | 0 | 0 | 0 | 0 | 0 | 0 | 0 | 0 | 0 | 0 | 0 | 400 | 0 | 0 | 0 | 200 | 1 | 1 | 0 | 1 | 0 | 0 | 1 | -4292.881 | -5429.828 | -3970.751 | Lugo - Victorville area constraint | Lugo - Victorville area constraint | Lugo - Victorville area constraint |  | 0 | 0 | 0 | 0 | 0 | 0 | 876.62 | 67.08 | 709.88 | Sloan Canyon - Eldorado 500 kV constraint | Sloan Canyon - Eldorado 500 kV constraint | GLW 230kV area constraint |  | 5 | 1 | YES | 2 | 4 | 1 | YES | 2
SCE NOL | Inyokern | 115 | 0 | 0 | 0 | 0 | 0 | 0 | 0 | 0 | 0 | 0 | 0 | 1 | 1 | 1 | 0 | 0 | 0 | 0 | 0 | 0 | 0 | 0 | 0 | 0 | 0 | 0 | 0 | 0 | 0 | 0 | 0 | 0 | 0 | 0 | 0 | 0 | 0 | 0 | 0 | 0 | 0 | 0 | 0 | 0 | 0 | 0 | 0 | 0 | 0 | 0 | 0 | 0 | 0 | 0 | 0 | 0 | 0 | 0 | 0 | 0 | 0 | 0 | 0 | 0 | 0 | 0 | 0 | 0 | 0 | 0 | 0 | 0 | 0 | 0 | 0 | 0 | 0 | 0 | 0 | 0 | 0 | 0 | 0 | 0 | 0 | 0 | 0 | 0 | 0 | 0 | 0 | 0 | 0 | 0 | 0 | 0 | 0 | 3 |  | 0 | 0 | 0 | 0 | 0 | 0 | 0 | 0 | 0 | 0 | 0 | 25 | 0 | 0 | 1 | 0 | 0 | 0 | 0 | 0 | 0 | 0 | 0 | 0 | 0 | 31.8 | 25 | 0 | 0 | 1 | 0 | 0 | 0 | 0 | 0 | 0 | 0 | 0 | 0 | 0 | 31.8 | 25 | 0 | 0 | 1 | 0 | 2 | 0 | 0 | 0 | 0 | -104.4 | 65.95 | 1269.924 | South of Kramer Area Constraint | South of Kramer Area Constraint | South of Kramer Area Constraint |  | 0 | 2 | 0 | 0 | 0 | 0 | -104.4 | 65.95 | 1269.924 | South of Kramer Area Constraint | South of Kramer Area Constraint | South of Kramer Area Constraint |  | 3 | 3 | NO | 3 | 1 | 1 | NO | 1
EOP | IS Tap | 138 | 0 | 0 | 0 | 0 | 0 | 0 | 0 | 0 | 0 | 0 | 0 | 0 | 0 | 0 | 0 | 0 | 0 | 0 | 0 | 0 | 0 | 0 | 1 | 1 | 1 | 0 | 0 | 0 | 0 | 0 | 0 | 0 | 0 | 0 | 0 | 0 | 0 | 0 | 0 | 0 | 0 | 0 | 0 | 0 | 0 | 0 | 0 | 0 | 0 | 0 | 0 | 0 | 0 | 0 | 0 | 0 | 0 | 0 | 0 | 0 | 0 | 0 | 0 | 0 | 0 | 0 | 0 | 0 | 0 | 0 | 0 | 0 | 0 | 0 | 0 | 0 | 0 | 0 | 0 | 0 | 0 | 0 | 0 | 0 | 0 | 0 | 0 | 0 | 0 | 0 | 0 | 0 | 0 | 0 | 0 | 0 | 0 | 2 |  | 0 | 0 | 0 | 0 | 0 | 0 | 0 | 0 | 0 | 0 | 0 | 0 | 0 | 0 | 0 | 0 | 0 | 0 | 0 | 0 | 0 | 0 | 0 | 0 | 0 | 0 | 0 | 0 | 0 | 0 | 0 | 0 | 0 | 0 | 0 | 0 | 0 | 0 | 0 | 0 | 0 | 0 | 50 | 0 | 1 | 1 | 0 | 1 | 0 | 0 | 1 | -4292.881 | -5429.828 | -3970.751 | Lugo - Victorville area constraint | Lugo - Victorville area constraint | Lugo - Victorville area constraint |  | 0 | 0 | 0 | 0 | 0 | 0 | 876.62 | 67.08 | 709.88 | Sloan Canyon - Eldorado 500 kV constraint | Sloan Canyon - Eldorado 500 kV constraint | GLW 230kV area constraint |  | 5 | 1 | YES | 2 | 4 | 1 | YES | 2
EOP | Ivanpah | 115 | 0 | 0 | 0 | 0 | 0 | 0 | 0 | 0 | 0 | 0 | 0 | 0 | 0 | 0 | 0 | 0 | 0 | 0 | 0 | 0 | 0 | 0 | 0 | 1 | 1 | 0 | 0 | 0 | 0 | 0 | 0 | 0 | 0 | 0 | 0 | 0 | 0 | 0 | 0 | 0 | 0 | 0 | 0 | 0 | 0 | 0 | 0 | 0 | 0 | 0 | 0 | 0 | 0 | 0 | 0 | 0 | 0 | 0 | 0 | 0 | 0 | 0 | 0 | 0 | 0 | 0 | 0 | 0 | 0 | 0 | 0 | 0 | 0 | 0 | 0 | 0 | 0 | 0 | 0 | 0 | 0 | 0 | 0 | 0 | 0 | 0 | 0 | 0 | 0 | 0 | 0 | 0 | 0 | 0 | 0 | 0 | 0 | 1 |  | 0 | 0 | 0 | 0 | 0 | 0 | 0 | 0 | 0 | 0 | 0 | 0 | 0 | 0 | 0 | 0 | 0 | 0 | 0 | 0 | 0 | 0 | 0 | 0 | 0 | 0 | 0 | 0 | 0 | 0 | 0 | 0 | 0 | 0 | 0 | 0 | 0 | 0 | 0 | 0 | 0 | 0 | 0 | 0 | 0 | 1 | 0 | 1 | 0 | 0 | 1 | -4292.881 | -5429.828 | -3970.751 | Lugo - Victorville area constraint | Lugo - Victorville area constraint | Lugo - Victorville area constraint |  | 0 | 0 | 0 | 0 | 0 | 0 | 876.62 | 67.08 | 786.64 | Sloan Canyon - Eldorado 500 kV constraint | Sloan Canyon - Eldorado 500 kV constraint | Sloan Canyon - Eldorado 500 kV constraint |  | 5 | 1 | YES | 2 | 4 | 1 | YES | 2
EOP | Ivanpah | 230 | 0 | 0 | 0 | 0 | 0 | 0 | 0 | 0 | 0 | 0 | 0 | 0 | 0 | 0 | 0 | 0 | 0 | 0 | 0 | 0 | 0 | 0 | 0 | 1 | 1 | 0 | 0 | 0 | 0 | 0 | 0 | 0 | 0 | 0 | 0 | 0 | 0 | 0 | 0 | 0 | 0 | 0 | 0 | 0 | 0 | 0 | 0 | 0 | 0 | 0 | 0 | 0 | 0 | 0 | 0 | 0 | 0 | 0 | 0 | 0 | 0 | 0 | 0 | 0 | 0 | 0 | 0 | 0 | 0 | 0 | 0 | 0 | 0 | 0 | 0 | 0 | 0 | 0 | 0 | 0 | 0 | 0 | 0 | 0 | 0 | 0 | 0 | 0 | 0 | 0 | 0 | 0 | 0 | 0 | 0 | 0 | 0 | 1 |  | 0 | 0 | 0 | 0 | 0 | 0 | 0 | 0 | 0 | 0 | 0 | 0 | 0 | 0 | 0 | 0 | 0 | 0 | 0 | 0 | 0 | 0 | 0 | 0 | 0 | 0 | 0 | 0 | 0 | 0 | 0 | 0 | 0 | 0 | 0 | 0 | 0 | 0 | 0 | 0 | 0 | 0 | 0 | 0 | 0 | 1 | 0 | 1 | 0 | 0 | 1 | -4292.881 | -5429.828 | -3970.751 | Lugo - Victorville area constraint | Lugo - Victorville area constraint | Lugo - Victorville area constraint |  | 0 | 0 | 0 | 0 | 0 | 0 | 876.62 | 67.08 | 786.64 | Sloan Canyon - Eldorado 500 kV constraint | Sloan Canyon - Eldorado 500 kV constraint | Sloan Canyon - Eldorado 500 kV constraint |  | 5 | 1 | YES | 2 | 4 | 1 | YES | 2
EOP | Jackass (DOE) | 138 | 0 | 0 | 0 | 0 | 0 | 0 | 0 | 0 | 0 | 0 | 0 | 0 | 0 | 0 | 0 | 0 | 0 | 0 | 0 | 0 | 0 | 0 | 1 | 1 | 1 | 0 | 0 | 0 | 0 | 0 | 0 | 0 | 0 | 0 | 0 | 0 | 0 | 0 | 0 | 0 | 0 | 0 | 0 | 0 | 0 | 0 | 0 | 0 | 0 | 0 | 0 | 0 | 0 | 0 | 0 | 0 | 0 | 0 | 0 | 0 | 0 | 0 | 0 | 0 | 0 | 0 | 0 | 0 | 0 | 0 | 0 | 0 | 0 | 0 | 0 | 0 | 0 | 0 | 0 | 0 | 0 | 0 | 0 | 0 | 0 | 0 | 0 | 0 | 0 | 0 | 0 | 0 | 0 | 0 | 0 | 0 | 0 | 2 |  | 0 | 0 | 0 | 0 | 0 | 0 | 0 | 0 | 0 | 0 | 0 | 0 | 0 | 0 | 0 | 0 | 0 | 0 | 0 | 0 | 0 | 0 | 0 | 0 | 0 | 0 | 0 | 0 | 0 | 0 | 0 | 0 | 0 | 0 | 0 | 0 | 0 | 0 | 0 | 0 | 0 | 0 | 0 | 0 | 0 | 1 | 0 | 1 | 0 | 0 | 1 | -4292.881 | -5429.828 | -3970.751 | Lugo - Victorville area constraint | Lugo - Victorville area constraint | Lugo - Victorville area constraint |  | 0 | 0 | 0 | 0 | 0 | 0 | 876.62 | 67.08 | 709.88 | Sloan Canyon - Eldorado 500 kV constraint | Sloan Canyon - Eldorado 500 kV constraint | GLW 230kV area constraint |  | 5 | 1 | YES | 2 | 4 | 1 | YES | 2
PG&E NGBA | James B Black | 230 | 0 | 0 | 0 | 0 | 0 | 0 | 0 | 0 | 0 | 0 | 0 | 0 | 0 | 0 | 0 | 0 | 0 | 0 | 0 | 0 | 0 | 0 | 0 | 0 | 0 | 0 | 0 | 0 | 0 | 0 | 0 | 0 | 0 | 0 | 0 | 0 | 0 | 0 | 0 | 1 | 0 | 0 | 0 | 0 | 0 | 0 | 0 | 0 | 0 | 0 | 0 | 0 | 0 | 0 | 0 | 0 | 0 | 0 | 0 | 0 | 0 | 0 | 0 | 0 | 0 | 0 | 0 | 0 | 0 | 0 | 0 | 0 | 0 | 0 | 0 | 0 | 0 | 0 | 0 | 0 | 0 | 0 | 0 | 0 | 0 | 0 | 0 | 0 | 0 | 0 | 0 | 0 | 0 | 0 | 0 | 0 | 0 | 0 |  | 0 | 0 | 0 | 0 | 0 | 0 | 0 | 0 | 0 | 0 | 0 | 0 | 0 | 0 | 0 | 0 | 0 | 0 | 0 | 0 | 0 | 0 | 0 | 0 | 0 | 0 | 0 | 0 | 0 | 0 | 0 | 0 | 0 | 0 | 0 | 0 | 0 | 0 | 0 | 0 | 0 | 0 | 0 | 0 | 0 | 1 | 0 | 1 | 0 | 0 | 0 | -441.84 | -200.0712 | 3202.4639 | Collinsville-Tesla 500 kV Line | Collinsville-Tesla 500 kV Line | Collinsville-Tesla 500 kV Line |  | 1 | 0 | 1 | 0 | 0 | 0 | -441.84 | -200.0712 | 3202.4639 | Collinsville-Tesla 500 kV Line | Collinsville-Tesla 500 kV Line | Collinsville-Tesla 500 kV Line |  | 5 | 5 | NO | 5 | 1 | 1 | NO | 1
PG&E GBA | Jefferson | 230 | 0 | 0 | 0 | 0 | 0 | 0 | 0 | 0 | 0 | 0 | 0 | 0 | 0 | 0 | 0 | 0 | 0 | 0 | 0 | 0 | 0 | 0 | 0 | 0 | 0 | 0 | 0 | 0 | 0 | 0 | 0 | 0 | 0 | 0 | 0 | 0 | 0 | 0 | 0 | 0 | 0 | 0 | 0 | 0 | 0 | 0 | 0 | 0 | 0 | 0 | 0 | 0 | 1 | 0 | 0 | 0 | 0 | 0 | 0 | 1 | 0 | 0 | 0 | 0 | 0 | 0 | 0 | 0 | 0 | 0 | 0 | 0 | 0 | 0 | 0 | 0 | 0 | 0 | 0 | 0 | 0 | 0 | 0 | 0 | 0 | 0 | 0 | 0 | 0 | 0 | 0 | 0 | 0 | 0 | 0 | 0 | 1 | 1 |  | 0 | 0 | 0 | 0 | 0 | 0 | 0 | 0 | 0 | 0 | 0 | 0 | 0 | 0 | 0 | 0 | 0 | 0 | 0 | 0 | 0 | 0 | 0 | 0 | 0 | 0 | 0 | 0 | 0 | 0 | 0 | 0 | 0 | 0 | 0 | 0 | 0 | 0 | 0 | 0 | 0 | 0 | 0 | 0 | 0 | 0 | 0 | 0 | 0 | 0 | 0 | 1414.38 | 1280.282 | 3822.2952 | NEW-Metcalf-Mosslanding 500kV | NEW-Metcalf-Mosslanding 500kV | Tesla-Bellota 230 kV line |  | 0 | 0 | 0 | 0 | 0 | 0 | 1414.38 | 1280.282 | 3822.2952 | NEW-Metcalf-Mosslanding 500kV | NEW-Metcalf-Mosslanding 500kV | Tesla-Bellota 230 kV line |  | 1 | 1 | NO | 1 | 1 | 1 | NO | 1
PG&E NGBA | Jessup | 115 | 0 | 0 | 0 | 0 | 0 | 0 | 0 | 0 | 0 | 0 | 0 | 0 | 0 | 0 | 0 | 0 | 0 | 0 | 0 | 0 | 0 | 0 | 0 | 0 | 0 | 0 | 0 | 0 | 0 | 0 | 0 | 0 | 0 | 0 | 0 | 0 | 0 | 0 | 0 | 1 | 0 | 0 | 0 | 0 | 0 | 0 | 0 | 0 | 0 | 0 | 0 | 0 | 0 | 0 | 0 | 0 | 0 | 0 | 0 | 0 | 0 | 0 | 0 | 0 | 0 | 0 | 0 | 0 | 0 | 0 | 0 | 0 | 0 | 0 | 0 | 0 | 0 | 0 | 0 | 0 | 0 | 0 | 0 | 0 | 0 | 0 | 0 | 0 | 0 | 0 | 0 | 0 | 0 | 0 | 0 | 0 | 0 | 0 |  | 0 | 0 | 0 | 0 | 0 | 0 | 0 | 0 | 0 | 0 | 0 | 0 | 0 | 0 | 0 | 0 | 0 | 0 | 0 | 0 | 0 | 0 | 0 | 0 | 0 | 0 | 0 | 0 | 0 | 0 | 0 | 0 | 0 | 0 | 0 | 0 | 0 | 0 | 0 | 0 | 0 | 0 | 0 | 0 | 0 | 1 | 0 | 1 | 0 | 0 | 0 | -441.84 | -200.0712 | 3202.4639 | Collinsville-Tesla 500 kV Line | Collinsville-Tesla 500 kV Line | Collinsville-Tesla 500 kV Line |  | 1 | 0 | 1 | 0 | 0 | 0 | -441.84 | -200.0712 | 3202.4639 | Collinsville-Tesla 500 kV Line | Collinsville-Tesla 500 kV Line | Collinsville-Tesla 500 kV Line |  | 5 | 5 | NO | 5 | 1 | 1 | NO | 1
SCE Metro | Johanna | 230 | 0 | 0 | 0 | 0 | 0 | 0 | 0 | 0 | 0 | 1 | 0 | 0 | 0 | 0 | 0 | 0 | 0 | 0 | 0 | 0 | 0 | 0 | 0 | 0 | 0 | 0 | 0 | 0 | 0 | 0 | 0 | 0 | 0 | 0 | 0 | 0 | 0 | 0 | 0 | 0 | 0 | 0 | 0 | 0 | 0 | 0 | 0 | 0 | 0 | 0 | 0 | 0 | 0 | 0 | 0 | 0 | 0 | 0 | 0 | 0 | 0 | 0 | 0 | 0 | 0 | 0 | 0 | 0 | 0 | 0 | 0 | 0 | 0 | 0 | 0 | 0 | 0 | 0 | 0 | 0 | 0 | 0 | 0 | 0 | 0 | 0 | 0 | 0 | 0 | 0 | 0 | 0 | 0 | 0 | 0 | 0 | 0 | 0 |  | 0 | 0 | 0 | 0 | 0 | 0 | 0 | 0 | 0 | 0 | 0 | 1.4 | 0 | 0 | 1 | 0 | 0 | 0 | 0 | 0 | 0 | 0 | 0 | 0 | 0 | 0 | 1.4 | 0 | 0 | 1 | 0 | 0 | 0 | 0 | 0 | 0 | 0 | 0 | 0 | 0 | 0 | 1.4 | 298.15 | 0 | 1 | 0 | 0 | 0 | 0 | 0 | 0 | 4159.6988 | 8194.058 | 21327.2611 | SCE Metro Area Default Constraint | SCE Metro Area Default Constraint | SCE Metro Area Default Constraint |  | 0 | 0 | 0 | 0 | 0 | 0 | 4159.6988 | 8194.058 | 21327.2611 | SCE Metro Area Default Constraint | SCE Metro Area Default Constraint | SCE Metro Area Default Constraint |  | 1 | 1 | NO | 1 | 1 | 1 | NO | 1
SCE Eastern | Julian Hinds | 230 | 0 | 0 | 0 | 0 | 0 | 0 | 0 | 0 | 0 | 0 | 0 | 0 | 0 | 0 | 0 | 0 | 0 | 0 | 1 | 1 | 0 | 1 | 0 | 0 | 0 | 0 | 0 | 0 | 0 | 0 | 0 | 0 | 0 | 0 | 0 | 0 | 0 | 0 | 0 | 0 | 0 | 0 | 0 | 0 | 0 | 0 | 0 | 0 | 0 | 0 | 0 | 0 | 0 | 0 | 0 | 0 | 0 | 0 | 0 | 0 | 0 | 0 | 0 | 0 | 0 | 0 | 0 | 0 | 0 | 0 | 0 | 0 | 0 | 0 | 0 | 0 | 0 | 0 | 0 | 0 | 0 | 0 | 0 | 0 | 0 | 0 | 0 | 0 | 0 | 0 | 0 | 0 | 0 | 0 | 0 | 0 | 0 | 1 |  | 0 | 0 | 0 | 0 | 0 | 0 | 0 | 0 | 0 | 0 | 0 | 0 | 0 | 0 | 0 | 0 | 0 | 0 | 0 | 0 | 0 | 0 | 0 | 0 | 0 | 0 | 0 | 0 | 0 | 0 | 0 | 0 | 0 | 0 | 0 | 0 | 0 | 0 | 0 | 0 | 0 | 0 | 0 | 0 | 0 | 1 | 0 | 1 | 0 | 0 | 0 | -529 | -500 | 339.76 | Eagle Mountain Constraint | Eagle Mountain Constraint | Eagle Mountain Constraint |  | 0 | 0 | 0 | 0 | 0 | 0 | 71 | 100 | 339.76 | Eagle Mountain Constraint | Eagle Mountain Constraint | Eagle Mountain Constraint |  | 5 | 1 | YES | 2 | 1 | 1 | NO | 1
PG&E GBA | Kasson | 115 | 0 | 0 | 0 | 0 | 0 | 0 | 0 | 0 | 0 | 0 | 0 | 0 | 0 | 0 | 0 | 0 | 0 | 0 | 0 | 0 | 0 | 0 | 0 | 0 | 0 | 0 | 0 | 0 | 0 | 0 | 0 | 0 | 0 | 0 | 0 | 0 | 0 | 0 | 0 | 0 | 0 | 0 | 0 | 0 | 0 | 1 | 0 | 0 | 0 | 0 | 0 | 0 | 0 | 0 | 0 | 1 | 0 | 0 | 0 | 1 | 0 | 0 | 0 | 0 | 0 | 0 | 0 | 0 | 0 | 0 | 0 | 0 | 0 | 0 | 0 | 0 | 0 | 0 | 0 | 0 | 0 | 0 | 0 | 0 | 0 | 0 | 0 | 0 | 0 | 0 | 0 | 0 | 0 | 0 | 0 | 0 | 0 | 0 |  | 0 | 0 | 0 | 0 | 0 | 0 | 0 | 0 | 0 | 0 | 0 | 0 | 0 | 0 | 0 | 0 | 0 | 0 | 0 | 0 | 0 | 0 | 0 | 0 | 0 | 0 | 0 | 0 | 0 | 0 | 0 | 0 | 0 | 0 | 0 | 0 | 0 | 0 | 0 | 0 | 0 | 0 | 0 | 0 | 0 | 0 | 0 | 0 | 0 | 0 | 0 | 402.45 | 704.04 | 2052.2198 | Bellota-Weber 230kV line | Bellota-Weber 230kV line | Bellota-Weber 230kV line |  | 0 | 0 | 0 | 0 | 0 | 0 | 862.45 | 1164.04 | 2052.2198 | Bellota-Weber 230kV line | Bellota-Weber 230kV line | Bellota-Weber 230kV line |  | 1 | 1 | NO | 1 | 1 | 1 | NO | 1
PG&E GBA | Kasson | 60 | 0 | 0 | 0 | 0 | 0 | 0 | 0 | 0 | 0 | 0 | 0 | 0 | 0 | 0 | 0 | 0 | 0 | 0 | 0 | 0 | 0 | 0 | 0 | 0 | 0 | 0 | 0 | 0 | 0 | 0 | 0 | 0 | 0 | 0 | 0 | 0 | 0 | 0 | 0 | 0 | 0 | 0 | 0 | 0 | 0 | 1 | 0 | 0 | 0 | 0 | 0 | 0 | 0 | 0 | 0 | 1 | 0 | 0 | 0 | 1 | 0 | 0 | 0 | 1 | 0 | 0 | 0 | 0 | 0 | 0 | 0 | 0 | 0 | 0 | 0 | 0 | 0 | 0 | 0 | 0 | 0 | 0 | 0 | 0 | 0 | 0 | 0 | 0 | 0 | 0 | 0 | 0 | 0 | 0 | 0 | 0 | 0 | 0 |  | 0 | 0 | 0 | 0 | 0 | 0 | 0 | 0 | 0 | 0 | 0 | 0 | 0 | 0 | 0 | 0 | 0 | 0 | 0 | 0 | 0 | 0 | 0 | 0 | 0 | 0 | 0 | 0 | 0 | 0 | 0 | 0 | 0 | 0 | 0 | 0 | 0 | 0 | 0 | 0 | 0 | 0 | 0 | 0 | 0 | 0 | 0 | 0 | 0 | 0 | 0 | 59.02 | 115.16 | 283.632 | Tesla-Salado 115 kV line | Tesla-Salado 115 kV line | Tesla-Salado 115 kV line |  | 0 | 0 | 0 | 0 | 0 | 0 | 59.02 | 115.16 | 283.632 | Tesla-Salado 115 kV line | Tesla-Salado 115 kV line | Tesla-Salado 115 kV line |  | 1 | 1 | NO | 1 | 1 | 1 | NO | 1
PG&E FRESNO | Kearney | 230 | 0 | 0 | 0 | 0 | 0 | 0 | 0 | 0 | 0 | 0 | 0 | 0 | 0 | 0 | 0 | 0 | 0 | 0 | 0 | 0 | 0 | 0 | 0 | 0 | 0 | 0 | 0 | 0 | 0 | 0 | 0 | 0 | 0 | 0 | 0 | 0 | 0 | 0 | 0 | 0 | 0 | 0 | 0 | 0 | 0 | 1 | 0 | 0 | 0 | 0 | 0 | 0 | 0 | 0 | 0 | 0 | 0 | 0 | 0 | 0 | 0 | 0 | 0 | 0 | 0 | 0 | 0 | 0 | 0 | 0 | 0 | 0 | 0 | 0 | 0 | 0 | 0 | 0 | 1 | 1 | 0 | 1 | 1 | 1 | 0 | 1 | 0 | 1 | 0 | 1 | 0 | 0 | 0 | 0 | 0 | 0 | 0 | 1 |  | 0 | 0 | 0 | 0 | 0 | 0 | 0 | 0 | 10 | 0 | 0 | 0 | 0 | 0 | 1 | 0 | 0 | 0 | 0 | 0 | 0 | 0 | 0 | 10 | 0 | 0 | 0 | 0 | 0 | 1 | 0 | 0 | 0 | 0 | 0 | 0 | 0 | 0 | 10 | 0 | 0 | 0 | 0 | 0 | 1 | 3 | 0 | 4 | 0 | 2 | 0 | -555.55 | -1738.232 | -1897.303 | Chowchilla-Le grand 115kV Line | Gates 500/230kV TB #11 | Gates 500/230kV TB #12 |  | 1 | 0 | 1 | 0 | 0 | 0 | -421.35 | -182.75 | 671.3376 | Borden-Storey #1 230kV line | Borden-Storey #1 230kV line | Borden-Storey #1 230kV line |  | 5 | 5 | NO | 5 | 5 | 1 | YES | 2
PG&E FRESNO | Kearney | 70 | 0 | 0 | 0 | 0 | 0 | 0 | 0 | 0 | 0 | 0 | 0 | 0 | 0 | 0 | 0 | 0 | 0 | 0 | 0 | 0 | 0 | 0 | 0 | 0 | 0 | 0 | 0 | 0 | 0 | 0 | 0 | 0 | 0 | 0 | 0 | 0 | 0 | 0 | 0 | 0 | 0 | 0 | 0 | 0 | 0 | 1 | 0 | 0 | 0 | 0 | 0 | 0 | 0 | 0 | 0 | 0 | 0 | 0 | 0 | 0 | 0 | 0 | 0 | 0 | 0 | 0 | 0 | 0 | 0 | 0 | 0 | 0 | 0 | 0 | 0 | 0 | 0 | 0 | 1 | 0 | 0 | 1 | 1 | 1 | 1 | 1 | 0 | 1 | 1 | 1 | 0 | 0 | 1 | 0 | 0 | 0 | 0 | 2 |  | 0 | 0.55 | 0 | 0 | 0 | 0 | 0 | 0 | 0 | 0 | 0 | 0 | 0 | 0 | 1 | 0 | 0.55 | 0 | 0 | 0 | 0 | 0 | 0 | 0 | 0 | 0 | 0 | 0 | 0 | 1 | 0 | 0.55 | 0 | 0 | 0 | 0 | 0 | 0 | 0 | 30 | 0 | 0 | 0 | 0 | 1 | 2 | 0 | 3 | 0 | 1 | 0 | -555.55 | -1311.984 | -1897.303 | Chowchilla-Le grand 115kV Line | Gates 500/230kV TB #12 | Gates 500/230kV TB #12 |  | 1 | 0 | 1 | 0 | 0 | 0 | -421.35 | -182.75 | 378.2276 | Borden-Storey #1 230kV line | Borden-Storey #1 230kV line | Oro Loma-El Nido 115kV Line |  | 5 | 5 | NO | 5 | 5 | 1 | YES | 2
PG&E GBA | Kelso | 230 | 0 | 0 | 0 | 0 | 0 | 0 | 0 | 0 | 0 | 0 | 0 | 0 | 0 | 0 | 0 | 0 | 0 | 0 | 0 | 0 | 0 | 0 | 0 | 0 | 0 | 0 | 0 | 0 | 0 | 0 | 0 | 0 | 0 | 0 | 0 | 0 | 0 | 0 | 0 | 1 | 0 | 0 | 0 | 0 | 0 | 0 | 0 | 0 | 0 | 0 | 0 | 0 | 0 | 1 | 0 | 1 | 0 | 0 | 0 | 0 | 0 | 0 | 0 | 0 | 0 | 1 | 0 | 0 | 0 | 0 | 0 | 0 | 0 | 0 | 0 | 0 | 0 | 0 | 0 | 0 | 0 | 0 | 0 | 0 | 0 | 0 | 0 | 0 | 0 | 0 | 0 | 0 | 0 | 0 | 0 | 0 | 0 | 0 |  | 0 | 0 | 0 | 0 | 0 | 0 | 0 | 0 | 0 | 0 | 0 | 0 | 0 | 0 | 0 | 0 | 0 | 0 | 0 | 0 | 0 | 0 | 0 | 0 | 0 | 0 | 90.7 | 0 | 0 | 1 | 0 | 0 | 0 | 0 | 0 | 0 | 0 | 0 | 0 | 0 | 0 | 90.7 | 0 | 0 | 1 | 2 | 0 | 1 | 0 | 0 | 0 | -441.84 | -200.0712 | 3202.4639 | Collinsville-Tesla 500 kV Line | Collinsville-Tesla 500 kV Line | Collinsville-Tesla 500 kV Line |  | 1 | 0 | 1 | 0 | 0 | 0 | -441.84 | -200.0712 | 3202.4639 | Collinsville-Tesla 500 kV Line | Collinsville-Tesla 500 kV Line | Collinsville-Tesla 500 kV Line |  | 5 | 5 | NO | 5 | 1 | 1 | NO | 1
PG&E FRESNO | Kerchoff 1 | 115 | 0 | 0 | 0 | 0 | 0 | 0 | 0 | 0 | 0 | 0 | 0 | 0 | 0 | 0 | 0 | 0 | 0 | 0 | 0 | 0 | 0 | 0 | 0 | 0 | 0 | 0 | 0 | 0 | 0 | 0 | 0 | 0 | 0 | 0 | 0 | 0 | 0 | 0 | 0 | 0 | 0 | 0 | 0 | 0 | 0 | 1 | 0 | 0 | 0 | 0 | 0 | 0 | 0 | 0 | 0 | 0 | 0 | 0 | 0 | 0 | 0 | 0 | 0 | 0 | 0 | 0 | 0 | 0 | 0 | 0 | 0 | 0 | 0 | 0 | 0 | 0 | 0 | 0 | 1 | 0 | 0 | 1 | 1 | 0 | 0 | 1 | 0 | 1 | 0 | 1 | 1 | 0 | 1 | 0 | 0 | 0 | 0 | 1 |  | 0 | 0 | 0 | 0 | 0 | 0 | 0 | 0 | 0 | 0 | 0 | 0 | 0 | 0 | 0 | 0 | 0 | 0 | 0 | 0 | 0 | 0 | 0 | 0 | 0 | 0 | 0 | 0 | 0 | 0 | 0 | 0 | 0 | 0 | 0 | 0 | 0 | 0 | 0 | 0 | 0 | 0 | 0 | 0 | 0 | 1 | 0 | 2 | 0 | 1 | 0 | -421.35 | -1311.984 | -1897.303 | Borden-Storey #1 230kV line | Gates 500/230kV TB #12 | Gates 500/230kV TB #12 |  | 1 | 0 | 1 | 0 | 0 | 0 | -421.35 | -182.75 | 160.5276 | Borden-Storey #1 230kV line | Borden-Storey #1 230kV line | Merced 115/70kV TB#2 |  | 5 | 5 | NO | 5 | 5 | 1 | YES | 2
PG&E KERN | Kern Oil | 115 | 0 | 0 | 0 | 0 | 0 | 0 | 0 | 0 | 0 | 0 | 0 | 0 | 0 | 0 | 0 | 0 | 0 | 0 | 0 | 0 | 0 | 0 | 0 | 0 | 0 | 0 | 0 | 0 | 0 | 0 | 0 | 0 | 0 | 0 | 0 | 0 | 0 | 0 | 0 | 0 | 0 | 0 | 0 | 0 | 0 | 0 | 0 | 0 | 0 | 0 | 0 | 0 | 0 | 0 | 0 | 0 | 0 | 0 | 0 | 0 | 0 | 0 | 0 | 0 | 0 | 0 | 0 | 0 | 1 | 0 | 1 | 0 | 0 | 0 | 1 | 0 | 0 | 0 | 1 | 0 | 0 | 0 | 0 | 0 | 0 | 0 | 0 | 0 | 0 | 0 | 0 | 0 | 0 | 0 | 1 | 0 | 0 | 0 |  | 0 | 0 | 0 | 0 | 0 | 0 | 0 | 0 | 0 | 0 | 0 | 0 | 0 | 0 | 0 | 0 | 0 | 0 | 0 | 0 | 0 | 0 | 0 | 0 | 0 | 0 | 0 | 0 | 0 | 0 | 0 | 0 | 0 | 0 | 0 | 0 | 0 | 0 | 0 | 0 | 115 | 0 | 0 | 0 | 1 | 0 | 0 | 2 | 0 | 1 | 1 | 239.74 | -1311.984 | -3308.8336 | Gates 500/230kV TB #12 | Gates 500/230kV TB #12 | Mustang-Henrietta 230 kV line |  | 0 | 0 | 1 | 0 | 0 | 1 | 372.37 | -476.012 | -3308.8336 | Mustang-Henrietta 230 kV line | Mustang-Henrietta 230 kV line | Mustang-Henrietta 230 kV line |  | 5 | 5 | NO | 5 | 5 | 4 | YES | 4
PG&E KERN | Kern PP | 115 | 0 | 0 | 0 | 0 | 0 | 0 | 0 | 0 | 0 | 0 | 0 | 0 | 0 | 0 | 0 | 0 | 0 | 0 | 0 | 0 | 0 | 0 | 0 | 0 | 0 | 0 | 0 | 0 | 0 | 0 | 0 | 0 | 0 | 0 | 0 | 0 | 0 | 0 | 0 | 0 | 0 | 0 | 0 | 0 | 0 | 0 | 0 | 0 | 0 | 0 | 0 | 0 | 0 | 0 | 0 | 0 | 0 | 0 | 0 | 0 | 0 | 0 | 0 | 0 | 0 | 0 | 0 | 0 | 1 | 0 | 1 | 0 | 0 | 0 | 0 | 0 | 0 | 0 | 1 | 1 | 0 | 0 | 0 | 0 | 0 | 0 | 0 | 0 | 0 | 0 | 0 | 0 | 0 | 0 | 1 | 0 | 0 | 0 |  | 0 | 0 | 0 | 0 | 0 | 0 | 0 | 0 | 0 | 0 | 0 | 0 | 0 | 0 | 0 | 0 | 0 | 0 | 0 | 0 | 0 | 0 | 0 | 0 | 0 | 0 | 0 | 0 | 0 | 0 | 0 | 0 | 0 | 0 | 0 | 0 | 0 | 0 | 0 | 0 | 120 | 0 | 0 | 0 | 1 | 1 | 0 | 3 | 0 | 2 | 1 | -79.08 | -1738.232 | -3308.8336 | Gates 500/230kV TB #11 | Gates 500/230kV TB #11 | Mustang-Henrietta 230 kV line |  | 0 | 0 | 1 | 0 | 0 | 1 | 372.37 | -476.012 | -3308.8336 | Mustang-Henrietta 230 kV line | Mustang-Henrietta 230 kV line | Mustang-Henrietta 230 kV line |  | 5 | 5 | NO | 5 | 5 | 4 | YES | 4
PG&E KERN | Kern PP | 230 | 0 | 0 | 0 | 0 | 0 | 0 | 0 | 0 | 0 | 0 | 0 | 0 | 0 | 0 | 0 | 0 | 0 | 0 | 0 | 0 | 0 | 0 | 0 | 0 | 0 | 0 | 0 | 0 | 0 | 0 | 0 | 0 | 0 | 0 | 0 | 0 | 0 | 0 | 0 | 0 | 0 | 0 | 0 | 0 | 0 | 0 | 0 | 0 | 0 | 0 | 0 | 0 | 0 | 0 | 0 | 0 | 0 | 0 | 0 | 0 | 0 | 0 | 0 | 0 | 0 | 0 | 0 | 1 | 0 | 0 | 0 | 0 | 0 | 0 | 0 | 0 | 0 | 0 | 1 | 1 | 0 | 0 | 0 | 0 | 0 | 0 | 0 | 0 | 0 | 0 | 0 | 0 | 0 | 0 | 1 | 0 | 0 | 0 |  | 0 | 0 | 0 | 0 | 0 | 0 | 0 | 0 | 0 | 0 | 0 | 0 | 0 | 0 | 0 | 0 | 0 | 0 | 0 | 0 | 0 | 0 | 0 | 0 | 0 | 0 | 0 | 0 | 0 | 0 | 0 | 0 | 0 | 0 | 0 | 0 | 0 | 0 | 0 | 0 | 90 | 0 | 0 | 0 | 1 | 1 | 0 | 3 | 0 | 2 | 1 | -79.08 | -1738.232 | -3308.8336 | Gates 500/230kV TB #11 | Gates 500/230kV TB #11 | Mustang-Henrietta 230 kV line |  | 0 | 0 | 1 | 0 | 0 | 1 | 7.65 | -476.012 | -3308.8336 | Cal Flat-Gates 230 kV line | Mustang-Henrietta 230 kV line | Mustang-Henrietta 230 kV line |  | 5 | 5 | NO | 5 | 5 | 4 | YES | 4
PG&E KERN | Kern PP | 70 | 0 | 0 | 0 | 0 | 0 | 0 | 0 | 0 | 0 | 0 | 0 | 0 | 0 | 0 | 0 | 0 | 0 | 0 | 0 | 0 | 0 | 0 | 0 | 0 | 0 | 0 | 0 | 0 | 0 | 0 | 0 | 0 | 0 | 0 | 0 | 0 | 0 | 0 | 0 | 0 | 0 | 0 | 0 | 0 | 0 | 0 | 0 | 0 | 0 | 0 | 0 | 0 | 0 | 0 | 0 | 0 | 0 | 0 | 0 | 0 | 0 | 0 | 0 | 0 | 0 | 0 | 0 | 1 | 1 | 0 | 0 | 0 | 0 | 0 | 0 | 0 | 0 | 0 | 0 | 1 | 0 | 0 | 0 | 0 | 0 | 0 | 0 | 0 | 0 | 0 | 0 | 0 | 0 | 0 | 0 | 0 | 0 | 0 |  | 0 | 0 | 0 | 0 | 0 | 0 | 0 | 0 | 0 | 0 | 0 | 0 | 0 | 0 | 0 | 0 | 0 | 0 | 0 | 0 | 0 | 0 | 0 | 0 | 0 | 0 | 0 | 0 | 0 | 0 | 0 | 0 | 0 | 0 | 0 | 0 | 0 | 0 | 0 | 0 | 0 | 0 | 0 | 0 | 0 | 1 | 0 | 1 | 0 | 1 | 0 | -79.08 | -1738.232 | -562.7302 | Gates 500/230kV TB #11 | Gates 500/230kV TB #11 | Gates 500/230kV TB #11 |  | 0 | 0 | 0 | 0 | 0 | 0 | 7.65 | 144.11 | 266.8703 | Cal Flat-Gates 230 kV line | Cal Flat-Gates 230 kV line | Cal Flat-Gates 230 kV line |  | 5 | 1 | YES | 2 | 5 | 1 | YES | 2
PG&E KERN | Kernridge | 115 | 0 | 0 | 0 | 0 | 0 | 0 | 0 | 0 | 0 | 0 | 0 | 0 | 0 | 0 | 0 | 0 | 0 | 0 | 0 | 0 | 0 | 0 | 0 | 0 | 0 | 0 | 0 | 0 | 0 | 0 | 0 | 0 | 0 | 0 | 0 | 0 | 0 | 0 | 0 | 0 | 0 | 0 | 0 | 0 | 0 | 0 | 0 | 0 | 0 | 0 | 0 | 0 | 0 | 0 | 0 | 0 | 0 | 0 | 0 | 0 | 0 | 0 | 0 | 0 | 0 | 0 | 0 | 1 | 1 | 0 | 0 | 0 | 0 | 0 | 1 | 0 | 0 | 0 | 1 | 0 | 0 | 0 | 0 | 0 | 0 | 0 | 0 | 0 | 0 | 0 | 0 | 0 | 0 | 0 | 1 | 0 | 0 | 0 |  | 0 | 0 | 0 | 0 | 0 | 0 | 0 | 0 | 0 | 0 | 0 | 0 | 0 | 0 | 0 | 0 | 0 | 0 | 0 | 0 | 0 | 0 | 0 | 0 | 0 | 0 | 0 | 0 | 0 | 0 | 0 | 0 | 0 | 0 | 0 | 0 | 0 | 0 | 0 | 0 | 0 | 0 | 0 | 0 | 0 | 0 | 0 | 2 | 0 | 1 | 1 | 7.65 | -1311.984 | -3308.8336 | Cal Flat-Gates 230 kV line | Gates 500/230kV TB #12 | Mustang-Henrietta 230 kV line |  | 0 | 0 | 1 | 0 | 0 | 1 | 7.65 | -476.012 | -3308.8336 | Cal Flat-Gates 230 kV line | Mustang-Henrietta 230 kV line | Mustang-Henrietta 230 kV line |  | 5 | 5 | NO | 5 | 5 | 4 | YES | 4
PG&E FRESNO | Kingsburg | 115 | 0 | 0 | 0 | 0 | 0 | 0 | 0 | 0 | 0 | 0 | 0 | 0 | 0 | 0 | 0 | 0 | 0 | 0 | 0 | 0 | 0 | 0 | 0 | 0 | 0 | 0 | 0 | 0 | 0 | 0 | 0 | 0 | 0 | 0 | 0 | 0 | 0 | 0 | 0 | 0 | 0 | 0 | 0 | 0 | 0 | 1 | 0 | 0 | 0 | 0 | 0 | 0 | 0 | 0 | 0 | 0 | 0 | 0 | 0 | 0 | 0 | 0 | 0 | 0 | 0 | 0 | 0 | 0 | 0 | 0 | 0 | 0 | 0 | 0 | 0 | 0 | 0 | 0 | 1 | 0 | 0 | 1 | 0 | 1 | 1 | 1 | 0 | 0 | 0 | 1 | 0 | 0 | 0 | 0 | 1 | 0 | 0 | 2 |  | 0 | 0 | 0 | 0 | 0 | 0 | 0 | 0 | 0 | 0 | 0 | 0 | 0 | 0 | 0 | 0 | 0 | 0 | 0 | 0 | 0 | 0 | 0 | 0 | 0 | 0 | 0 | 0 | 0 | 0 | 0 | 0 | 0 | 0 | 0 | 0 | 0 | 0 | 0 | 0 | 0 | 0 | 0 | 0 | 0 | 2 | 0 | 4 | 0 | 1 | 1 | -555.55 | -1311.984 | -3308.8336 | Chowchilla-Le grand 115kV Line | Gates 500/230kV TB #12 | Mustang-Henrietta 230 kV line |  | 1 | 0 | 2 | 0 | 0 | 1 | -421.35 | -476.012 | -3308.8336 | Borden-Storey #1 230kV line | Mustang-Henrietta 230 kV line | Mustang-Henrietta 230 kV line |  | 5 | 5 | NO | 5 | 5 | 4 | YES | 4
PG&E GBA | Kirker | 115 | 0 | 0 | 0 | 0 | 0 | 0 | 0 | 0 | 0 | 0 | 0 | 0 | 0 | 0 | 0 | 0 | 0 | 0 | 0 | 0 | 0 | 0 | 0 | 0 | 0 | 0 | 0 | 0 | 0 | 0 | 0 | 0 | 0 | 0 | 0 | 0 | 0 | 0 | 0 | 1 | 0 | 0 | 0 | 0 | 0 | 0 | 0 | 0 | 0 | 0 | 0 | 0 | 0 | 0 | 0 | 0 | 0 | 0 | 0 | 0 | 0 | 0 | 0 | 0 | 0 | 0 | 0 | 0 | 0 | 0 | 0 | 0 | 0 | 0 | 0 | 0 | 0 | 0 | 0 | 0 | 0 | 0 | 0 | 0 | 0 | 0 | 0 | 0 | 0 | 0 | 0 | 0 | 0 | 0 | 0 | 0 | 0 | 0 |  | 0 | 0 | 0 | 0 | 0 | 0 | 0 | 0 | 0 | 0 | 0 | 0 | 0 | 0 | 0 | 0 | 0 | 0 | 0 | 0 | 0 | 0 | 0 | 2.9 | 0 | 0 | 0 | 0 | 0 | 1 | 0 | 0 | 0 | 0 | 0 | 0 | 0 | 0 | 2.9 | 0 | 0 | 0 | 0 | 0 | 1 | 1 | 0 | 1 | 0 | 0 | 0 | -441.84 | -200.0712 | 3202.4639 | Collinsville-Tesla 500 kV Line | Collinsville-Tesla 500 kV Line | Collinsville-Tesla 500 kV Line |  | 1 | 0 | 1 | 0 | 0 | 0 | -441.84 | -200.0712 | 3202.4639 | Collinsville-Tesla 500 kV Line | Collinsville-Tesla 500 kV Line | Collinsville-Tesla 500 kV Line |  | 5 | 5 | NO | 5 | 1 | 1 | NO | 1
PG&E NGBA | Knights Landing | 115 | 0 | 0 | 0 | 0 | 0 | 0 | 0 | 0 | 0 | 0 | 0 | 0 | 0 | 0 | 0 | 0 | 0 | 0 | 0 | 0 | 0 | 0 | 0 | 0 | 0 | 0 | 0 | 0 | 0 | 0 | 0 | 0 | 0 | 0 | 0 | 0 | 0 | 0 | 0 | 1 | 1 | 0 | 1 | 0 | 1 | 1 | 0 | 1 | 0 | 0 | 0 | 0 | 0 | 0 | 0 | 0 | 0 | 0 | 0 | 1 | 1 | 0 | 0 | 0 | 0 | 0 | 0 | 0 | 0 | 0 | 0 | 0 | 0 | 0 | 0 | 0 | 0 | 0 | 0 | 0 | 0 | 0 | 0 | 0 | 0 | 0 | 0 | 0 | 0 | 0 | 0 | 0 | 0 | 0 | 0 | 0 | 0 | 0 |  | 0 | 0 | 0 | 0 | 0 | 0 | 0 | 0 | 0 | 0 | 0 | 0 | 0 | 0 | 0 | 0 | 0 | 0 | 0 | 0 | 0 | 0 | 0 | 0 | 0 | 0 | 0 | 0 | 0 | 0 | 0 | 0 | 0 | 0 | 0 | 0 | 0 | 0 | 0 | 0 | 0 | 0 | 0 | 0 | 0 | 1 | 0 | 1 | 0 | 0 | 0 | -441.84 | -200.0712 | 72.84 | Collinsville-Tesla 500 kV Line | Collinsville-Tesla 500 kV Line | Woodland- Davis 115kV line |  | 1 | 0 | 1 | 0 | 0 | 0 | -441.84 | -200.0712 | 72.84 | Collinsville-Tesla 500 kV Line | Collinsville-Tesla 500 kV Line | Woodland- Davis 115kV line |  | 5 | 5 | NO | 5 | 1 | 1 | NO | 1
PG&E NGBA | Konocti | 60 | 0 | 0 | 0 | 0 | 0 | 0 | 0 | 0 | 0 | 0 | 0 | 0 | 0 | 0 | 0 | 0 | 0 | 0 | 0 | 0 | 0 | 0 | 0 | 0 | 0 | 0 | 0 | 0 | 0 | 0 | 0 | 0 | 0 | 0 | 0 | 0 | 0 | 0 | 0 | 1 | 0 | 1 | 0 | 0 | 0 | 0 | 0 | 0 | 0 | 0 | 0 | 0 | 1 | 0 | 1 | 1 | 0 | 0 | 0 | 0 | 0 | 0 | 0 | 0 | 0 | 0 | 1 | 0 | 0 | 0 | 0 | 0 | 0 | 0 | 0 | 0 | 0 | 0 | 0 | 0 | 0 | 0 | 0 | 0 | 0 | 0 | 0 | 0 | 0 | 0 | 0 | 0 | 0 | 0 | 0 | 0 | 0 | 1 |  | 0 | 0 | 0 | 0 | 0 | 0 | 0 | 0 | 0 | 0 | 0 | 0 | 0 | 0 | 0 | 0 | 0 | 0 | 0 | 0 | 0 | 0 | 0 | 0 | 0 | 0 | 0 | 0 | 0 | 0 | 0 | 0 | 0 | 0 | 0 | 0 | 0 | 0 | 0 | 0 | 0 | 0 | 0 | 0 | 0 | 2 | 0 | 1 | 0 | 0 | 0 | -441.84 | -200.0712 | 335.9726 | Collinsville-Tesla 500 kV Line | Collinsville-Tesla 500 kV Line | Birds Landing-Contra Costa 230kV Line |  | 2 | 0 | 1 | 0 | 0 | 0 | -441.84 | -200.0712 | 335.9726 | Collinsville-Tesla 500 kV Line | Collinsville-Tesla 500 kV Line | Birds Landing-Contra Costa 230kV Line |  | 5 | 5 | NO | 5 | 1 | 1 | NO | 1
SCE NOL | Kramer | 115 | 0 | 0 | 0 | 0 | 0 | 0 | 0 | 0 | 0 | 0 | 0 | 1 | 1 | 1 | 0 | 0 | 0 | 0 | 0 | 0 | 0 | 0 | 0 | 0 | 0 | 0 | 0 | 0 | 0 | 0 | 0 | 0 | 0 | 0 | 0 | 0 | 0 | 0 | 0 | 0 | 0 | 0 | 0 | 0 | 0 | 0 | 0 | 0 | 0 | 0 | 0 | 0 | 0 | 0 | 0 | 0 | 0 | 0 | 0 | 0 | 0 | 0 | 0 | 0 | 0 | 0 | 0 | 0 | 0 | 0 | 0 | 0 | 0 | 0 | 0 | 0 | 0 | 0 | 0 | 0 | 0 | 0 | 0 | 0 | 0 | 0 | 0 | 0 | 0 | 0 | 0 | 0 | 0 | 0 | 0 | 0 | 0 | 3 |  | 0 | 0 | 0 | 0 | 0 | 0 | 0 | 0 | 0 | 0 | 0 | 0 | 0 | 0 | 0 | 0 | 0 | 0 | 0 | 0 | 0 | 0 | 0 | 0 | 0 | 4 | 0 | 6 | 0 | 1 | 0 | 0 | 0 | 0 | 0 | 0 | 0 | 0 | 0 | 0 | 4 | 0 | 6 | 0 | 1 | 0 | 2 | 0 | 0 | 0 | 0 | -104.4 | 65.95 | 1269.924 | South of Kramer Area Constraint | South of Kramer Area Constraint | South of Kramer Area Constraint |  | 0 | 2 | 0 | 0 | 0 | 0 | -104.4 | 65.95 | 1269.924 | South of Kramer Area Constraint | South of Kramer Area Constraint | South of Kramer Area Constraint |  | 3 | 3 | NO | 3 | 1 | 1 | NO | 1
SCE NOL | Kramer | 230 | 0 | 0 | 0 | 0 | 0 | 0 | 0 | 0 | 0 | 0 | 0 | 1 | 1 | 1 | 0 | 0 | 0 | 0 | 0 | 0 | 0 | 0 | 0 | 0 | 0 | 0 | 0 | 0 | 0 | 0 | 0 | 0 | 0 | 0 | 0 | 0 | 0 | 0 | 0 | 0 | 0 | 0 | 0 | 0 | 0 | 0 | 0 | 0 | 0 | 0 | 0 | 0 | 0 | 0 | 0 | 0 | 0 | 0 | 0 | 0 | 0 | 0 | 0 | 0 | 0 | 0 | 0 | 0 | 0 | 0 | 0 | 0 | 0 | 0 | 0 | 0 | 0 | 0 | 0 | 0 | 0 | 0 | 0 | 0 | 0 | 0 | 0 | 0 | 0 | 0 | 0 | 0 | 0 | 0 | 0 | 0 | 0 | 3 |  | 0 | 0 | 0 | 0 | 0 | 0 | 0 | 0 | 0 | 0 | 0 | 65 | 0 | 0 | 1 | 0 | 0 | 0 | 0 | 0 | 0 | 0 | 0 | 0 | 70 | 200 | 290 | 0 | 0 | 1 | 0 | 0 | 0 | 0 | 0 | 0 | 0 | 0 | 0 | 70 | 200 | 290 | 0 | 0 | 1 | 0 | 2 | 0 | 0 | 0 | 0 | -104.4 | 65.95 | 1269.924 | South of Kramer Area Constraint | South of Kramer Area Constraint | South of Kramer Area Constraint |  | 0 | 2 | 0 | 0 | 0 | 0 | -104.4 | 65.95 | 1269.924 | South of Kramer Area Constraint | South of Kramer Area Constraint | South of Kramer Area Constraint |  | 3 | 3 | NO | 3 | 1 | 1 | NO | 1
SCE Metro | La Cienega | 230 | 0 | 0 | 0 | 0 | 0 | 0 | 0 | 0 | 1 | 1 | 0 | 0 | 0 | 0 | 0 | 0 | 0 | 0 | 0 | 0 | 0 | 0 | 0 | 0 | 0 | 0 | 0 | 0 | 0 | 0 | 0 | 0 | 0 | 0 | 0 | 0 | 0 | 0 | 0 | 0 | 0 | 0 | 0 | 0 | 0 | 0 | 0 | 0 | 0 | 0 | 0 | 0 | 0 | 0 | 0 | 0 | 0 | 0 | 0 | 0 | 0 | 0 | 0 | 0 | 0 | 0 | 0 | 0 | 0 | 0 | 0 | 0 | 0 | 0 | 0 | 0 | 0 | 0 | 0 | 0 | 0 | 0 | 0 | 0 | 0 | 0 | 0 | 0 | 0 | 0 | 0 | 0 | 0 | 0 | 0 | 0 | 0 | 0 |  | 0 | 0 | 0 | 0 | 0 | 0 | 0 | 0 | 0 | 0 | 0 | 0 | 0 | 0 | 0 | 0 | 0 | 0 | 0 | 0 | 0 | 0 | 0 | 0 | 0 | 0 | 0 | 0 | 0 | 0 | 0 | 0 | 0 | 0 | 0 | 0 | 0 | 0 | 0 | 0 | 0 | 0 | 0 | 0 | 0 | 0 | 0 | 0 | 0 | 0 | 0 | 1336.8284 | 2017.444 | 4056.301 | Hinson - Del Amo Constraint | Hinson - Del Amo Constraint | Hinson - Del Amo Constraint |  | 0 | 0 | 0 | 0 | 0 | 0 | 1336.8284 | 2017.444 | 4056.301 | Hinson - Del Amo Constraint | Hinson - Del Amo Constraint | Hinson - Del Amo Constraint |  | 1 | 1 | NO | 1 | 1 | 1 | NO | 1
SCE Metro | La Fresa | 230 | 0 | 0 | 0 | 0 | 0 | 0 | 0 | 0 | 1 | 1 | 0 | 0 | 0 | 0 | 0 | 0 | 0 | 0 | 0 | 0 | 0 | 0 | 0 | 0 | 0 | 0 | 0 | 0 | 0 | 0 | 0 | 0 | 0 | 0 | 0 | 0 | 0 | 0 | 0 | 0 | 0 | 0 | 0 | 0 | 0 | 0 | 0 | 0 | 0 | 0 | 0 | 0 | 0 | 0 | 0 | 0 | 0 | 0 | 0 | 0 | 0 | 0 | 0 | 0 | 0 | 0 | 0 | 0 | 0 | 0 | 0 | 0 | 0 | 0 | 0 | 0 | 0 | 0 | 0 | 0 | 0 | 0 | 0 | 0 | 0 | 0 | 0 | 0 | 0 | 0 | 0 | 0 | 0 | 0 | 0 | 0 | 0 | 0 |  | 0 | 0 | 0 | 0 | 0 | 0 | 0 | 0 | 0.64 | 0 | 0 | 0 | 0 | 0 | 1 | 0 | 0 | 0 | 0 | 0 | 0 | 0 | 0 | 0.64 | 0 | 0 | 0 | 0 | 0 | 1 | 0 | 0 | 0 | 0 | 0 | 0 | 0 | 0 | 0.64 | 0 | 0 | 0 | 0 | 0 | 1 | 0 | 0 | 0 | 0 | 0 | 0 | 1336.8284 | 2017.444 | 4056.301 | Hinson - Del Amo Constraint | Hinson - Del Amo Constraint | Hinson - Del Amo Constraint |  | 0 | 0 | 0 | 0 | 0 | 0 | 1336.8284 | 2017.444 | 4056.301 | Hinson - Del Amo Constraint | Hinson - Del Amo Constraint | Hinson - Del Amo Constraint |  | 1 | 1 | NO | 1 | 1 | 1 | NO | 1
SCE Metro | Laguna Bell | 230 | 0 | 0 | 0 | 0 | 0 | 0 | 0 | 0 | 0 | 1 | 0 | 0 | 0 | 0 | 0 | 0 | 0 | 0 | 0 | 0 | 0 | 0 | 0 | 0 | 0 | 0 | 0 | 0 | 0 | 0 | 0 | 0 | 0 | 0 | 0 | 0 | 0 | 0 | 0 | 0 | 0 | 0 | 0 | 0 | 0 | 0 | 0 | 0 | 0 | 0 | 0 | 0 | 0 | 0 | 0 | 0 | 0 | 0 | 0 | 0 | 0 | 0 | 0 | 0 | 0 | 0 | 0 | 0 | 0 | 0 | 0 | 0 | 0 | 0 | 0 | 0 | 0 | 0 | 0 | 0 | 0 | 0 | 0 | 0 | 0 | 0 | 0 | 0 | 0 | 0 | 0 | 0 | 0 | 0 | 0 | 0 | 0 | 0 |  | 0 | 0 | 0 | 0 | 0 | 0 | 0 | 0 | 1.35 | 0 | 0 | 100 | 0 | 0 | 1 | 0 | 0 | 0 | 0 | 0 | 0 | 0 | 0 | 2.03 | 0 | 0 | 350 | 0 | 0 | 1 | 0 | 0 | 0 | 0 | 0 | 0 | 0 | 0 | 2.03 | 0 | 0 | 350 | 300 | 0 | 1 | 0 | 0 | 0 | 0 | 0 | 0 | 4159.6988 | 8194.058 | 21327.2611 | SCE Metro Area Default Constraint | SCE Metro Area Default Constraint | SCE Metro Area Default Constraint |  | 0 | 0 | 0 | 0 | 0 | 0 | 4159.6988 | 8194.058 | 21327.2611 | SCE Metro Area Default Constraint | SCE Metro Area Default Constraint | SCE Metro Area Default Constraint |  | 1 | 1 | NO | 1 | 1 | 1 | NO | 1
PG&E KERN | Lakeview | 70 | 0 | 0 | 0 | 0 | 0 | 0 | 0 | 0 | 0 | 0 | 0 | 0 | 0 | 0 | 0 | 0 | 0 | 0 | 0 | 0 | 0 | 0 | 0 | 0 | 0 | 0 | 0 | 0 | 0 | 0 | 0 | 0 | 0 | 0 | 0 | 0 | 0 | 0 | 0 | 0 | 0 | 0 | 0 | 0 | 0 | 0 | 0 | 0 | 0 | 0 | 0 | 0 | 0 | 0 | 0 | 0 | 0 | 0 | 0 | 0 | 0 | 0 | 0 | 0 | 0 | 0 | 0 | 0 | 0 | 0 | 0 | 0 | 0 | 0 | 0 | 0 | 1 | 0 | 1 | 1 | 0 | 0 | 0 | 0 | 0 | 0 | 0 | 0 | 0 | 0 | 0 | 0 | 0 | 0 | 1 | 0 | 0 | 0 |  | 0 | 0 | 0 | 0 | 0 | 0 | 0 | 0 | 0 | 0 | 89 | 0 | 0 | 0 | 1 | 0 | 0 | 0 | 0 | 0 | 0 | 0 | 0 | 0 | 0 | 89 | 65.6 | 0 | 0 | 1 | 0 | 0 | 0 | 0 | 0 | 0 | 0 | 0 | 0 | 0 | 89 | 65.6 | 0 | 0 | 1 | 1 | 0 | 3 | 0 | 2 | 1 | -79.08 | -1738.232 | -3308.8336 | Gates 500/230kV TB #11 | Gates 500/230kV TB #11 | Mustang-Henrietta 230 kV line |  | 0 | 0 | 1 | 0 | 0 | 1 | 48.4 | -476.012 | -3308.8336 | Midway-Buena Vista Jct 230kV Line | Mustang-Henrietta 230 kV line | Mustang-Henrietta 230 kV line |  | 5 | 5 | NO | 5 | 5 | 4 | YES | 4
PG&E NGBA | Lakeville | 230 | 0 | 0 | 0 | 0 | 0 | 0 | 0 | 0 | 0 | 0 | 0 | 0 | 0 | 0 | 0 | 0 | 0 | 0 | 0 | 0 | 0 | 0 | 0 | 0 | 0 | 0 | 0 | 0 | 0 | 0 | 0 | 0 | 0 | 0 | 0 | 0 | 0 | 0 | 0 | 1 | 0 | 0 | 0 | 0 | 0 | 0 | 0 | 0 | 0 | 0 | 0 | 1 | 1 | 1 | 1 | 1 | 0 | 0 | 1 | 1 | 0 | 0 | 0 | 0 | 0 | 1 | 1 | 0 | 0 | 0 | 0 | 0 | 0 | 0 | 0 | 0 | 0 | 0 | 0 | 0 | 0 | 0 | 0 | 0 | 0 | 0 | 0 | 0 | 0 | 0 | 0 | 0 | 0 | 0 | 0 | 0 | 0 | 2 |  | 0 | 0 | 0 | 0 | 0 | 0 | 0 | 0 | 0 | 0 | 0 | 0 | 0 | 0 | 0 | 0 | 0 | 0 | 0 | 0 | 0 | 0 | 0 | 0 | 0 | 0 | 0 | 0 | 0 | 0 | 0 | 0 | 0 | 0 | 0 | 0 | 0 | 0 | 0 | 0 | 0 | 0 | 0 | 0 | 0 | 3 | 0 | 1 | 0 | 0 | 0 | -441.84 | -200.0712 | 335.9726 | Collinsville-Tesla 500 kV Line | Collinsville-Tesla 500 kV Line | Birds Landing-Contra Costa 230kV Line |  | 2 | 0 | 1 | 0 | 0 | 0 | -441.84 | -200.0712 | 335.9726 | Collinsville-Tesla 500 kV Line | Collinsville-Tesla 500 kV Line | Birds Landing-Contra Costa 230kV Line |  | 5 | 5 | NO | 5 | 1 | 1 | NO | 1
PG&E NGBA | Lakeville | 60 | 0 | 0 | 0 | 0 | 0 | 0 | 0 | 0 | 0 | 0 | 0 | 0 | 0 | 0 | 0 | 0 | 0 | 0 | 0 | 0 | 0 | 0 | 0 | 0 | 0 | 0 | 0 | 0 | 0 | 0 | 0 | 0 | 0 | 0 | 0 | 0 | 0 | 0 | 0 | 1 | 0 | 0 | 0 | 0 | 0 | 0 | 0 | 0 | 0 | 0 | 0 | 1 | 1 | 1 | 1 | 1 | 0 | 0 | 0 | 1 | 0 | 0 | 0 | 0 | 0 | 1 | 1 | 0 | 0 | 0 | 0 | 0 | 0 | 0 | 0 | 0 | 0 | 0 | 0 | 0 | 0 | 0 | 0 | 0 | 0 | 0 | 0 | 0 | 0 | 0 | 0 | 0 | 0 | 0 | 0 | 0 | 0 | 2 |  | 0 | 0 | 0 | 0 | 0 | 0 | 0 | 0 | 0 | 0 | 0 | 0 | 0 | 0 | 0 | 0 | 0 | 0 | 0 | 0 | 0 | 0 | 0 | 0 | 0 | 0 | 0 | 0 | 0 | 0 | 0 | 0 | 0 | 0 | 0 | 0 | 0 | 0 | 0 | 0 | 0 | 0 | 0 | 0 | 0 | 3 | 0 | 1 | 0 | 0 | 0 | -441.84 | -200.0712 | 335.9726 | Collinsville-Tesla 500 kV Line | Collinsville-Tesla 500 kV Line | Birds Landing-Contra Costa 230kV Line |  | 2 | 0 | 1 | 0 | 0 | 0 | -441.84 | -200.0712 | 335.9726 | Collinsville-Tesla 500 kV Line | Collinsville-Tesla 500 kV Line | Birds Landing-Contra Costa 230kV Line |  | 5 | 5 | NO | 5 | 1 | 1 | NO | 1
PG&E NGBA | Lakeville | 115 | 0 | 0 | 0 | 0 | 0 | 0 | 0 | 0 | 0 | 0 | 0 | 0 | 0 | 0 | 0 | 0 | 0 | 0 | 0 | 0 | 0 | 0 | 0 | 0 | 0 | 0 | 0 | 0 | 0 | 0 | 0 | 0 | 0 | 0 | 0 | 0 | 0 | 0 | 0 | 1 | 0 | 0 | 0 | 0 | 0 | 0 | 0 | 0 | 0 | 0 | 0 | 1 | 1 | 1 | 1 | 1 | 0 | 0 | 0 | 1 | 0 | 0 | 0 | 0 | 0 | 1 | 1 | 0 | 0 | 0 | 0 | 0 | 0 | 0 | 0 | 0 | 0 | 0 | 0 | 0 | 0 | 0 | 0 | 0 | 0 | 0 | 0 | 0 | 0 | 0 | 0 | 0 | 0 | 0 | 0 | 0 | 0 | 2 |  | 0 | 0 | 0 | 0 | 0 | 0 | 0 | 0 | 0 | 0 | 0 | 0 | 0 | 0 | 0 | 0 | 0 | 0 | 0 | 0 | 0 | 0 | 0 | 0 | 0 | 0 | 50 | 0 | 0 | 1 | 35.8 | 0 | 0 | 0 | 0 | 0 | 0 | 0 | 0 | 0 | 0 | 50 | 0 | 0 | 1 | 3 | 0 | 1 | 0 | 0 | 0 | -441.84 | -200.0712 | 335.9726 | Collinsville-Tesla 500 kV Line | Collinsville-Tesla 500 kV Line | Birds Landing-Contra Costa 230kV Line |  | 2 | 0 | 1 | 0 | 0 | 0 | -441.84 | -200.0712 | 335.9726 | Collinsville-Tesla 500 kV Line | Collinsville-Tesla 500 kV Line | Birds Landing-Contra Costa 230kV Line |  | 5 | 5 | NO | 5 | 1 | 1 | NO | 1
PG&E GBA | Lakewood | 115 | 0 | 0 | 0 | 0 | 0 | 0 | 0 | 0 | 0 | 0 | 0 | 0 | 0 | 0 | 0 | 0 | 0 | 0 | 0 | 0 | 0 | 0 | 0 | 0 | 0 | 0 | 0 | 0 | 0 | 0 | 0 | 0 | 0 | 0 | 0 | 0 | 0 | 0 | 0 | 1 | 0 | 0 | 0 | 0 | 0 | 0 | 0 | 0 | 0 | 0 | 0 | 0 | 0 | 0 | 0 | 0 | 0 | 0 | 0 | 0 | 0 | 0 | 0 | 0 | 0 | 0 | 0 | 0 | 0 | 0 | 0 | 0 | 0 | 0 | 0 | 0 | 0 | 0 | 0 | 0 | 0 | 0 | 0 | 0 | 0 | 0 | 0 | 0 | 0 | 0 | 0 | 0 | 0 | 0 | 0 | 0 | 0 | 0 |  | 0 | 0 | 0 | 0 | 0 | 0 | 0 | 0 | 0 | 0 | 0 | 0 | 0 | 0 | 0 | 0 | 0 | 0 | 0 | 0 | 0 | 0 | 0 | 0 | 0 | 0 | 0 | 0 | 0 | 0 | 0 | 0 | 0 | 0 | 0 | 0 | 0 | 0 | 0 | 0 | 0 | 0 | 0 | 0 | 0 | 1 | 0 | 1 | 0 | 0 | 0 | -441.84 | -200.0712 | 3202.4639 | Collinsville-Tesla 500 kV Line | Collinsville-Tesla 500 kV Line | Collinsville-Tesla 500 kV Line |  | 1 | 0 | 1 | 0 | 0 | 0 | -441.84 | -200.0712 | 3202.4639 | Collinsville-Tesla 500 kV Line | Collinsville-Tesla 500 kV Line | Collinsville-Tesla 500 kV Line |  | 5 | 5 | NO | 5 | 1 | 1 | NO | 1
PG&E NGBA | Lambie | 230 | 0 | 0 | 0 | 0 | 0 | 0 | 0 | 0 | 0 | 0 | 0 | 0 | 0 | 0 | 0 | 0 | 0 | 0 | 0 | 0 | 0 | 0 | 0 | 0 | 0 | 0 | 0 | 0 | 0 | 0 | 0 | 0 | 0 | 0 | 0 | 0 | 0 | 0 | 0 | 1 | 0 | 0 | 0 | 0 | 0 | 0 | 0 | 0 | 0 | 0 | 0 | 0 | 0 | 1 | 1 | 1 | 0 | 0 | 1 | 1 | 0 | 0 | 0 | 0 | 0 | 1 | 1 | 0 | 0 | 0 | 0 | 0 | 0 | 0 | 0 | 0 | 0 | 0 | 0 | 0 | 0 | 0 | 0 | 0 | 0 | 0 | 0 | 0 | 0 | 0 | 0 | 0 | 0 | 0 | 0 | 0 | 0 | 0 |  | 0 | 0 | 0 | 0 | 0 | 0 | 0 | 0 | 0 | 0 | 0 | 0 | 0 | 0 | 0 | 0 | 0 | 0 | 0 | 0 | 0 | 0 | 0 | 0 | 0 | 0 | 0 | 0 | 0 | 0 | 0 | 0 | 0 | 130 | 0 | 0 | 0 | 0 | 0 | 0 | 0 | 0 | 0 | 0 | 1 | 3 | 0 | 1 | 0 | 0 | 0 | -441.84 | -200.0712 | 335.9726 | Collinsville-Tesla 500 kV Line | Collinsville-Tesla 500 kV Line | Birds Landing-Contra Costa 230kV Line |  | 2 | 0 | 1 | 0 | 0 | 0 | -441.84 | -200.0712 | 335.9726 | Collinsville-Tesla 500 kV Line | Collinsville-Tesla 500 kV Line | Birds Landing-Contra Costa 230kV Line |  | 5 | 5 | NO | 5 | 1 | 1 | NO | 1
PG&E GBA | Lammers | 115 | 0 | 0 | 0 | 0 | 0 | 0 | 0 | 0 | 0 | 0 | 0 | 0 | 0 | 0 | 0 | 0 | 0 | 0 | 0 | 0 | 0 | 0 | 0 | 0 | 0 | 0 | 0 | 0 | 0 | 0 | 0 | 0 | 0 | 0 | 0 | 0 | 0 | 0 | 0 | 0 | 0 | 0 | 0 | 0 | 0 | 1 | 0 | 0 | 0 | 0 | 0 | 0 | 0 | 0 | 0 | 1 | 0 | 1 | 0 | 1 | 0 | 0 | 0 | 0 | 0 | 1 | 0 | 0 | 0 | 0 | 0 | 0 | 0 | 0 | 0 | 0 | 0 | 0 | 0 | 0 | 0 | 0 | 0 | 0 | 0 | 0 | 0 | 0 | 0 | 0 | 0 | 0 | 0 | 0 | 0 | 0 | 0 | 0 |  | 0 | 0 | 0 | 0 | 0 | 0 | 0 | 0 | 0 | 0 | 0 | 0 | 0 | 0 | 0 | 0 | 0 | 0 | 0 | 0 | 0 | 0 | 0 | 0 | 0 | 0 | 0 | 0 | 0 | 0 | 0 | 0 | 0 | 0 | 0 | 0 | 0 | 0 | 0 | 0 | 0 | 0 | 0 | 0 | 0 | 0 | 0 | 0 | 0 | 0 | 0 | 46.8 | 144.39 | 672.109 | Kasson Jct-Heinz 115 kV line | Kasson Jct-Heinz 115 kV line | Kasson Jct-Heinz 115 kV line |  | 0 | 0 | 0 | 0 | 0 | 0 | 46.8 | 144.39 | 672.109 | Kasson Jct-Heinz 115 kV line | Kasson Jct-Heinz 115 kV line | Kasson Jct-Heinz 115 kV line |  | 1 | 1 | NO | 1 | 1 | 1 | NO | 1
PG&E KERN | Lamont | 115 | 0 | 0 | 0 | 0 | 0 | 0 | 0 | 0 | 0 | 0 | 0 | 0 | 0 | 0 | 0 | 0 | 0 | 0 | 0 | 0 | 0 | 0 | 0 | 0 | 0 | 0 | 0 | 0 | 0 | 0 | 0 | 0 | 0 | 0 | 0 | 0 | 0 | 0 | 0 | 0 | 0 | 0 | 0 | 0 | 0 | 0 | 0 | 0 | 0 | 0 | 0 | 0 | 0 | 0 | 0 | 0 | 0 | 0 | 0 | 0 | 0 | 0 | 0 | 0 | 0 | 0 | 0 | 0 | 0 | 0 | 1 | 0 | 0 | 1 | 0 | 0 | 0 | 0 | 1 | 1 | 0 | 0 | 0 | 0 | 0 | 0 | 0 | 0 | 0 | 0 | 0 | 0 | 0 | 0 | 1 | 0 | 0 | 0 |  | 0 | 0 | 0 | 0 | 0 | 0 | 0 | 0 | 0 | 0 | 0 | 0 | 0 | 0 | 0 | 0 | 0 | 0 | 0 | 0 | 0 | 0 | 0 | 0 | 0 | 0 | 0 | 0 | 0 | 0 | 0 | 0 | 0 | 0 | 0 | 0 | 0 | 0 | 0 | 0 | 0 | 0 | 0 | 0 | 0 | 1 | 0 | 3 | 0 | 2 | 1 | -79.08 | -1738.232 | -3308.8336 | Gates 500/230kV TB #11 | Gates 500/230kV TB #11 | Mustang-Henrietta 230 kV line |  | 0 | 0 | 1 | 0 | 0 | 1 | 169.8 | -476.012 | -3308.8336 | Kern-Tevis-Stockdale-Lamont 115kV line | Mustang-Henrietta 230 kV line | Mustang-Henrietta 230 kV line |  | 5 | 5 | NO | 5 | 5 | 4 | YES | 4
PG&E FRESNO | Las Aguilas | 230 | 0 | 0 | 0 | 0 | 0 | 0 | 0 | 0 | 0 | 0 | 0 | 0 | 0 | 0 | 0 | 0 | 0 | 0 | 0 | 0 | 0 | 0 | 0 | 0 | 0 | 0 | 0 | 0 | 0 | 0 | 0 | 0 | 0 | 0 | 0 | 0 | 0 | 0 | 0 | 0 | 0 | 0 | 0 | 0 | 0 | 0 | 0 | 0 | 0 | 0 | 0 | 0 | 0 | 0 | 0 | 0 | 0 | 0 | 0 | 0 | 0 | 0 | 0 | 0 | 0 | 0 | 0 | 0 | 0 | 0 | 0 | 0 | 0 | 0 | 0 | 0 | 0 | 0 | 1 | 1 | 0 | 1 | 0 | 0 | 0 | 1 | 0 | 0 | 0 | 0 | 0 | 0 | 0 | 0 | 0 | 0 | 1 | 1 |  | 0 | 0 | 0 | 0 | 0 | 0 | 0 | 0 | 0 | 0 | 0 | 0 | 0 | 0 | 0 | 0 | 0 | 0 | 0 | 0 | 0 | 0 | 0 | 0 | 0 | 0 | 0 | 0 | 0 | 0 | 0 | 0 | 0 | 0 | 0 | 0 | 0 | 0 | 0 | 120 | 0 | 0 | 0 | 0 | 1 | 1 | 0 | 2 | 0 | 2 | 0 | -79.08 | -1738.232 | -1897.303 | Gates 500/230kV TB #11 | Gates 500/230kV TB #11 | Gates 500/230kV TB #12 |  | 0 | 0 | 0 | 0 | 0 | 0 | 814.25 | 1147.69 | 2729.2466 | Tranquility-Helm 230kV Line | Tranquility-Helm 230kV Line | Tranquility-Helm 230kV Line |  | 5 | 1 | YES | 2 | 5 | 1 | YES | 2
EOP | Lathrop | 138 | 0 | 0 | 0 | 0 | 0 | 0 | 0 | 0 | 0 | 0 | 0 | 0 | 0 | 0 | 0 | 0 | 0 | 0 | 0 | 0 | 0 | 0 | 1 | 1 | 1 | 0 | 0 | 0 | 0 | 0 | 0 | 0 | 0 | 0 | 0 | 0 | 0 | 0 | 0 | 0 | 0 | 0 | 0 | 0 | 0 | 0 | 0 | 0 | 0 | 0 | 0 | 0 | 0 | 0 | 0 | 0 | 0 | 0 | 0 | 0 | 0 | 0 | 0 | 0 | 0 | 0 | 0 | 0 | 0 | 0 | 0 | 0 | 0 | 0 | 0 | 0 | 0 | 0 | 0 | 0 | 0 | 0 | 0 | 0 | 0 | 0 | 0 | 0 | 0 | 0 | 0 | 0 | 0 | 0 | 0 | 0 | 0 | 2 |  | 0 | 0 | 0 | 0 | 0 | 0 | 0 | 0 | 0 | 0 | 0 | 0 | 0 | 0 | 0 | 0 | 0 | 0 | 0 | 0 | 0 | 0 | 0 | 0 | 0 | 0 | 0 | 0 | 0 | 0 | 0 | 0 | 0 | 0 | 0 | 0 | 0 | 0 | 0 | 0 | 0 | 0 | 0 | 0 | 0 | 1 | 0 | 1 | 0 | 0 | 1 | -4292.881 | -5429.828 | -3970.751 | Lugo - Victorville area constraint | Lugo - Victorville area constraint | Lugo - Victorville area constraint |  | 0 | 0 | 0 | 0 | 0 | 0 | 876.62 | 67.08 | 709.88 | Sloan Canyon - Eldorado 500 kV constraint | Sloan Canyon - Eldorado 500 kV constraint | GLW 230kV area constraint |  | 5 | 1 | YES | 2 | 4 | 1 | YES | 2
EOP | Lathrop | 230 | 0 | 0 | 0 | 0 | 0 | 0 | 0 | 0 | 0 | 0 | 0 | 0 | 0 | 0 | 0 | 0 | 0 | 0 | 0 | 0 | 0 | 0 | 1 | 1 | 1 | 0 | 0 | 0 | 0 | 0 | 0 | 0 | 0 | 0 | 0 | 0 | 0 | 0 | 0 | 0 | 0 | 0 | 0 | 0 | 0 | 0 | 0 | 0 | 0 | 0 | 0 | 0 | 0 | 0 | 0 | 0 | 0 | 0 | 0 | 0 | 0 | 0 | 0 | 0 | 0 | 0 | 0 | 0 | 0 | 0 | 0 | 0 | 0 | 0 | 0 | 0 | 0 | 0 | 0 | 0 | 0 | 0 | 0 | 0 | 0 | 0 | 0 | 0 | 0 | 0 | 0 | 0 | 0 | 0 | 0 | 0 | 0 | 2 |  | 0 | 0 | 0 | 0 | 0 | 0 | 0 | 0 | 0 | 0 | 0 | 0 | 0 | 0 | 0 | 0 | 0 | 0 | 0 | 0 | 0 | 0 | 0 | 0 | 0 | 0 | 0 | 0 | 0 | 0 | 0 | 0 | 0 | 0 | 0 | 0 | 0 | 0 | 0 | 300 | 0 | 0 | 40 | 0 | 1 | 1 | 0 | 1 | 0 | 0 | 1 | -4292.881 | -5429.828 | -3970.751 | Lugo - Victorville area constraint | Lugo - Victorville area constraint | Lugo - Victorville area constraint |  | 0 | 0 | 0 | 0 | 0 | 0 | 876.62 | 67.08 | 709.88 | Sloan Canyon - Eldorado 500 kV constraint | Sloan Canyon - Eldorado 500 kV constraint | GLW 230kV area constraint |  | 5 | 1 | YES | 2 | 4 | 1 | YES | 2
PG&E FRESNO | Le Grand | 115 | 0 | 0 | 0 | 0 | 0 | 0 | 0 | 0 | 0 | 0 | 0 | 0 | 0 | 0 | 0 | 0 | 0 | 0 | 0 | 0 | 0 | 0 | 0 | 0 | 0 | 0 | 0 | 0 | 0 | 0 | 0 | 0 | 0 | 0 | 0 | 0 | 0 | 0 | 0 | 0 | 0 | 0 | 0 | 0 | 0 | 1 | 0 | 0 | 0 | 0 | 0 | 0 | 0 | 0 | 0 | 0 | 0 | 0 | 0 | 0 | 0 | 0 | 0 | 0 | 0 | 0 | 0 | 0 | 0 | 0 | 0 | 0 | 0 | 0 | 0 | 0 | 0 | 0 | 1 | 1 | 0 | 1 | 1 | 1 | 1 | 1 | 0 | 1 | 1 | 1 | 1 | 0 | 1 | 0 | 0 | 0 | 0 | 2 |  | 0 | 0 | 0 | 0 | 0 | 0 | 0 | 0 | 0 | 0 | 0 | 0 | 0 | 0 | 0 | 0 | 0 | 0 | 0 | 0 | 0 | 0 | 0 | 0 | 0 | 0 | 0 | 0 | 0 | 0 | 0 | 0 | 0 | 0 | 0 | 0 | 0 | 0 | 0 | 0 | 0 | 0 | 0 | 0 | 0 | 3 | 0 | 4 | 0 | 2 | 0 | -555.55 | -1738.232 | -1897.303 | Chowchilla-Le grand 115kV Line | Gates 500/230kV TB #11 | Gates 500/230kV TB #12 |  | 1 | 0 | 1 | 0 | 0 | 0 | -421.35 | -182.75 | 160.5276 | Borden-Storey #1 230kV line | Borden-Storey #1 230kV line | Merced 115/70kV TB#2 |  | 5 | 5 | NO | 5 | 5 | 1 | YES | 2
PG&E FRESNO | Lemoore | 70 | 0 | 0 | 0 | 0 | 0 | 0 | 0 | 0 | 0 | 0 | 0 | 0 | 0 | 0 | 0 | 0 | 0 | 0 | 0 | 0 | 0 | 0 | 0 | 0 | 0 | 0 | 0 | 0 | 0 | 0 | 0 | 0 | 0 | 0 | 0 | 0 | 0 | 0 | 0 | 0 | 0 | 0 | 0 | 0 | 0 | 0 | 0 | 0 | 0 | 0 | 0 | 0 | 0 | 0 | 0 | 0 | 0 | 0 | 0 | 0 | 0 | 0 | 0 | 0 | 0 | 0 | 0 | 0 | 1 | 0 | 0 | 0 | 0 | 0 | 0 | 0 | 0 | 0 | 0 | 1 | 0 | 1 | 0 | 0 | 0 | 0 | 0 | 0 | 0 | 0 | 0 | 0 | 0 | 0 | 0 | 0 | 0 | 0 |  | 0 | 0 | 0 | 0 | 0 | 0 | 0 | 0 | 0 | 0 | 0 | 0 | 0 | 0 | 0 | 0 | 0 | 0 | 0 | 0 | 0 | 0 | 0 | 0 | 0 | 0 | 0 | 0 | 0 | 0 | 0 | 0 | 0 | 0 | 0 | 0 | 0 | 0 | 0 | 0 | 0 | 0 | 0 | 0 | 0 | 1 | 0 | 1 | 0 | 1 | 0 | -79.08 | -1738.232 | -562.7302 | Gates 500/230kV TB #11 | Gates 500/230kV TB #11 | Gates 500/230kV TB #11 |  | 0 | 0 | 0 | 0 | 0 | 0 | 763.55 | 856.07 | 725.6988 | Gates-Arco 230 kV Line | Gates-Arco 230 kV Line | Gates-Arco 230 kV Line |  | 5 | 1 | YES | 2 | 5 | 1 | YES | 2
PG&E KERN | Lerdo | 115 | 0 | 0 | 0 | 0 | 0 | 0 | 0 | 0 | 0 | 0 | 0 | 0 | 0 | 0 | 0 | 0 | 0 | 0 | 0 | 0 | 0 | 0 | 0 | 0 | 0 | 0 | 0 | 0 | 0 | 0 | 0 | 0 | 0 | 0 | 0 | 0 | 0 | 0 | 0 | 0 | 0 | 0 | 0 | 0 | 0 | 0 | 0 | 0 | 0 | 0 | 0 | 0 | 0 | 0 | 0 | 0 | 0 | 0 | 0 | 0 | 0 | 0 | 0 | 0 | 0 | 0 | 0 | 1 | 1 | 0 | 1 | 0 | 0 | 0 | 1 | 0 | 0 | 0 | 1 | 0 | 0 | 0 | 0 | 0 | 0 | 0 | 0 | 0 | 0 | 0 | 0 | 0 | 0 | 0 | 1 | 0 | 0 | 0 |  | 0 | 0 | 0 | 0 | 0 | 0 | 0 | 0 | 0 | 0 | 0 | 0 | 0 | 0 | 0 | 0 | 0 | 0 | 0 | 0 | 0 | 0 | 0 | 0 | 0 | 0 | 0 | 0 | 0 | 0 | 0 | 0 | 0 | 0 | 0 | 0 | 0 | 0 | 0 | 0 | 0 | 0 | 0 | 0 | 0 | 0 | 0 | 2 | 0 | 1 | 1 | 7.65 | -1311.984 | -3308.8336 | Cal Flat-Gates 230 kV line | Gates 500/230kV TB #12 | Mustang-Henrietta 230 kV line |  | 0 | 0 | 1 | 0 | 0 | 1 | 7.65 | -476.012 | -3308.8336 | Cal Flat-Gates 230 kV line | Mustang-Henrietta 230 kV line | Mustang-Henrietta 230 kV line |  | 5 | 5 | NO | 5 | 5 | 4 | YES | 4
SCE Metro | Lewis | 230 | 0 | 0 | 0 | 0 | 0 | 0 | 0 | 0 | 0 | 1 | 0 | 0 | 0 | 0 | 0 | 0 | 0 | 0 | 0 | 0 | 0 | 0 | 0 | 0 | 0 | 0 | 0 | 0 | 0 | 0 | 0 | 0 | 0 | 0 | 0 | 0 | 0 | 0 | 0 | 0 | 0 | 0 | 0 | 0 | 0 | 0 | 0 | 0 | 0 | 0 | 0 | 0 | 0 | 0 | 0 | 0 | 0 | 0 | 0 | 0 | 0 | 0 | 0 | 0 | 0 | 0 | 0 | 0 | 0 | 0 | 0 | 0 | 0 | 0 | 0 | 0 | 0 | 0 | 0 | 0 | 0 | 0 | 0 | 0 | 0 | 0 | 0 | 0 | 0 | 0 | 0 | 0 | 0 | 0 | 0 | 0 | 0 | 0 |  | 0 | 0 | 0 | 0 | 0 | 0 | 0 | 0 | 0 | 0 | 0 | 0 | 0 | 0 | 0 | 0 | 0 | 0 | 0 | 0 | 0 | 0 | 0 | 0 | 0 | 0 | 0 | 0 | 0 | 0 | 0 | 0 | 0 | 0 | 0 | 0 | 0 | 0 | 0 | 0 | 0 | 0 | 0 | 0 | 0 | 0 | 0 | 0 | 0 | 0 | 0 | 4159.6988 | 8194.058 | 21327.2611 | SCE Metro Area Default Constraint | SCE Metro Area Default Constraint | SCE Metro Area Default Constraint |  | 0 | 0 | 0 | 0 | 0 | 0 | 4159.6988 | 8194.058 | 21327.2611 | SCE Metro Area Default Constraint | SCE Metro Area Default Constraint | SCE Metro Area Default Constraint |  | 1 | 1 | NO | 1 | 1 | 1 | NO | 1
SCE Metro | Lighthipe | 230 | 0 | 0 | 0 | 0 | 0 | 0 | 0 | 0 | 1 | 1 | 0 | 0 | 0 | 0 | 0 | 0 | 0 | 0 | 0 | 0 | 0 | 0 | 0 | 0 | 0 | 0 | 0 | 0 | 0 | 0 | 0 | 0 | 0 | 0 | 0 | 0 | 0 | 0 | 0 | 0 | 0 | 0 | 0 | 0 | 0 | 0 | 0 | 0 | 0 | 0 | 0 | 0 | 0 | 0 | 0 | 0 | 0 | 0 | 0 | 0 | 0 | 0 | 0 | 0 | 0 | 0 | 0 | 0 | 0 | 0 | 0 | 0 | 0 | 0 | 0 | 0 | 0 | 0 | 0 | 0 | 0 | 0 | 0 | 0 | 0 | 0 | 0 | 0 | 0 | 0 | 0 | 0 | 0 | 0 | 0 | 0 | 0 | 0 |  | 0 | 0 | 0 | 0 | 0 | 0 | 0 | 0 | 2.34 | 1.32 | 0 | 0 | 0 | 0 | 1 | 0 | 0 | 0 | 0 | 0 | 0 | 0 | 0 | 3.66 | 1.32 | 0 | 0 | 0 | 0 | 1 | 0 | 0 | 0 | 0 | 0 | 0 | 0 | 0 | 3.66 | 1.32 | 0 | 0 | 250 | 0 | 1 | 0 | 0 | 0 | 0 | 0 | 0 | 1336.8284 | 2017.444 | 4056.301 | Hinson - Del Amo Constraint | Hinson - Del Amo Constraint | Hinson - Del Amo Constraint |  | 0 | 0 | 0 | 0 | 0 | 0 | 1336.8284 | 2017.444 | 4056.301 | Hinson - Del Amo Constraint | Hinson - Del Amo Constraint | Hinson - Del Amo Constraint |  | 1 | 1 | NO | 1 | 1 | 1 | NO | 1
SDGE | Lilac | 69 | 0 | 0 | 0 | 0 | 0 | 0 | 0 | 0 | 0 | 0 | 0 | 0 | 0 | 0 | 0 | 0 | 0 | 0 | 0 | 0 | 0 | 0 | 0 | 0 | 0 | 1 | 0 | 0 | 0 | 0 | 1 | 0 | 1 | 1 | 0 | 0 | 0 | 1 | 0 | 0 | 0 | 0 | 0 | 0 | 0 | 0 | 0 | 0 | 0 | 0 | 0 | 0 | 0 | 0 | 0 | 0 | 0 | 0 | 0 | 0 | 0 | 0 | 0 | 0 | 0 | 0 | 0 | 0 | 0 | 0 | 0 | 0 | 0 | 0 | 0 | 0 | 0 | 0 | 0 | 0 | 0 | 0 | 0 | 0 | 0 | 0 | 0 | 0 | 0 | 0 | 0 | 0 | 0 | 0 | 0 | 0 | 0 | 2 |  | 0 | 0 | 0 | 0 | 0 | 0 | 0 | 0 | 0 | 0 | 0 | 0 | 0 | 0 | 0 | 0 | 0 | 0 | 0 | 0 | 0 | 0 | 0 | 0 | 0 | 0 | 0 | 0 | 0 | 0 | 0 | 0 | 0 | 0 | 0 | 0 | 0 | 0 | 0 | 0 | 0 | 0 | 0 | 0 | 0 | 0 | 0 | 0 | 0 | 0 | 0 | 124 | 164 | 284 | Ocean Ranch 69 kV constraint | Ocean Ranch 69 kV constraint | Ocean Ranch 69 kV constraint |  | 0 | 0 | 0 | 0 | 0 | 0 | 124 | 164 | 284 | Ocean Ranch 69 kV constraint | Ocean Ranch 69 kV constraint | Ocean Ranch 69 kV constraint |  | 1 | 1 | NO | 1 | 1 | 1 | NO | 1
PG&E NGBA | Lincoln | 115 | 0 | 0 | 0 | 0 | 0 | 0 | 0 | 0 | 0 | 0 | 0 | 0 | 0 | 0 | 0 | 0 | 0 | 0 | 0 | 0 | 0 | 0 | 0 | 0 | 0 | 0 | 0 | 0 | 0 | 0 | 0 | 0 | 0 | 0 | 0 | 0 | 0 | 0 | 0 | 1 | 1 | 0 | 1 | 0 | 1 | 1 | 1 | 1 | 0 | 0 | 0 | 0 | 0 | 0 | 0 | 0 | 0 | 0 | 0 | 1 | 1 | 0 | 0 | 0 | 0 | 0 | 0 | 0 | 0 | 0 | 0 | 0 | 0 | 0 | 0 | 0 | 0 | 0 | 0 | 0 | 0 | 0 | 0 | 0 | 0 | 0 | 0 | 0 | 0 | 0 | 0 | 0 | 0 | 0 | 0 | 0 | 0 | 0 |  | 0 | 0 | 0 | 0 | 0 | 0 | 0 | 0 | 0 | 0 | 0 | 0 | 0 | 0 | 0 | 0 | 0 | 0 | 0 | 0 | 0 | 0 | 0 | 0 | 0 | 0 | 0 | 0 | 0 | 0 | 0 | 0 | 0 | 0 | 0 | 0 | 0 | 0 | 0 | 0 | 0 | 0 | 0 | 0 | 0 | 1 | 0 | 1 | 0 | 0 | 0 | -441.84 | -200.0712 | 72.84 | Collinsville-Tesla 500 kV Line | Collinsville-Tesla 500 kV Line | Woodland- Davis 115kV line |  | 1 | 0 | 1 | 0 | 0 | 0 | -441.84 | -200.0712 | 72.84 | Collinsville-Tesla 500 kV Line | Collinsville-Tesla 500 kV Line | Woodland- Davis 115kV line |  | 5 | 5 | NO | 5 | 1 | 1 | NO | 1
PG&E KERN | Live Oak | 115 | 0 | 0 | 0 | 0 | 0 | 0 | 0 | 0 | 0 | 0 | 0 | 0 | 0 | 0 | 0 | 0 | 0 | 0 | 0 | 0 | 0 | 0 | 0 | 0 | 0 | 0 | 0 | 0 | 0 | 0 | 0 | 0 | 0 | 0 | 0 | 0 | 0 | 0 | 0 | 0 | 0 | 0 | 0 | 0 | 0 | 0 | 0 | 0 | 0 | 0 | 0 | 0 | 0 | 0 | 0 | 0 | 0 | 0 | 0 | 0 | 0 | 0 | 0 | 0 | 0 | 0 | 0 | 0 | 1 | 0 | 1 | 0 | 0 | 0 | 0 | 0 | 0 | 0 | 1 | 0 | 0 | 0 | 0 | 0 | 0 | 0 | 0 | 0 | 0 | 0 | 0 | 0 | 0 | 0 | 1 | 0 | 0 | 0 |  | 0 | 0 | 0 | 0 | 0 | 0 | 0 | 0 | 0 | 0 | 0 | 0 | 0 | 0 | 0 | 0 | 0 | 0 | 0 | 0 | 0 | 0 | 0 | 0 | 0 | 0 | 0 | 0 | 0 | 0 | 0 | 0 | 0 | 0 | 0 | 0 | 0 | 0 | 0 | 100 | 110 | 0 | 0 | 0 | 1 | 0 | 0 | 2 | 0 | 1 | 1 | 239.74 | -1311.984 | -3308.8336 | Gates 500/230kV TB #12 | Gates 500/230kV TB #12 | Mustang-Henrietta 230 kV line |  | 0 | 0 | 1 | 0 | 0 | 1 | 372.37 | -476.012 | -3308.8336 | Mustang-Henrietta 230 kV line | Mustang-Henrietta 230 kV line | Mustang-Henrietta 230 kV line |  | 5 | 5 | NO | 5 | 5 | 4 | YES | 4
PG&E GBA | Llagas | 115 | 0 | 0 | 0 | 0 | 0 | 0 | 0 | 0 | 0 | 0 | 0 | 0 | 0 | 0 | 0 | 0 | 0 | 0 | 0 | 0 | 0 | 0 | 0 | 0 | 0 | 0 | 0 | 0 | 0 | 0 | 0 | 0 | 0 | 0 | 0 | 0 | 0 | 0 | 0 | 0 | 0 | 0 | 0 | 0 | 0 | 0 | 0 | 0 | 0 | 0 | 0 | 0 | 1 | 0 | 0 | 1 | 0 | 0 | 0 | 1 | 0 | 0 | 0 | 0 | 1 | 0 | 0 | 0 | 0 | 0 | 0 | 0 | 0 | 0 | 0 | 0 | 0 | 0 | 0 | 0 | 0 | 0 | 0 | 0 | 0 | 0 | 0 | 0 | 0 | 0 | 0 | 0 | 0 | 0 | 0 | 0 | 0 | 1 |  | 0 | 0 | 0 | 0 | 0 | 0 | 0 | 0 | 0 | 0 | 0 | 0 | 0 | 0 | 0 | 0 | 0 | 0 | 0 | 0 | 0 | 0 | 0 | 0 | 0 | 0 | 0 | 0 | 0 | 0 | 0 | 0 | 0 | 0 | 0 | 0 | 0 | 0 | 0 | 0 | 0 | 0 | 0 | 0 | 0 | 0 | 0 | 0 | 0 | 0 | 0 | 302 | 351.6 | 172.2 | Morganhill-Metcalf 115kV Line | Morganhill-Metcalf 115kV Line | Morganhill-Metcalf 115kV Line |  | 0 | 0 | 0 | 0 | 0 | 0 | 302 | 351.6 | 172.2 | Morganhill-Metcalf 115kV Line | Morganhill-Metcalf 115kV Line | Morganhill-Metcalf 115kV Line |  | 1 | 1 | NO | 1 | 1 | 1 | NO | 1
PG&E GBA | Lockeford | 115 | 0 | 0 | 0 | 0 | 0 | 0 | 0 | 0 | 0 | 0 | 0 | 0 | 0 | 0 | 0 | 0 | 0 | 0 | 0 | 0 | 0 | 0 | 0 | 0 | 0 | 0 | 0 | 0 | 0 | 0 | 0 | 0 | 0 | 0 | 0 | 0 | 0 | 0 | 0 | 0 | 0 | 0 | 0 | 0 | 0 | 1 | 0 | 0 | 0 | 0 | 0 | 0 | 0 | 0 | 0 | 0 | 0 | 0 | 0 | 1 | 1 | 0 | 0 | 0 | 0 | 0 | 0 | 0 | 0 | 0 | 0 | 0 | 0 | 0 | 0 | 0 | 0 | 0 | 0 | 0 | 0 | 0 | 0 | 0 | 0 | 0 | 0 | 0 | 0 | 0 | 0 | 0 | 0 | 0 | 0 | 0 | 0 | 0 |  | 0 | 0 | 0 | 0 | 0 | 0 | 0 | 0 | 0 | 0 | 0 | 0 | 0 | 0 | 0 | 0 | 0 | 0 | 0 | 0 | 0 | 0 | 0 | 0 | 0 | 0 | 0 | 0 | 0 | 0 | 0 | 0 | 0 | 0 | 0 | 0 | 0 | 0 | 0 | 0 | 0 | 0 | 0 | 0 | 0 | 0 | 0 | 0 | 0 | 0 | 0 | 402.45 | 704.04 | 2052.2198 | Bellota-Weber 230kV line | Bellota-Weber 230kV line | Bellota-Weber 230kV line |  | 0 | 0 | 0 | 0 | 0 | 0 | 776 | 831 | 2052.2198 | Eight Mile-Tesla 230 kV line | Eight Mile-Tesla 230 kV line | Bellota-Weber 230kV line |  | 1 | 1 | NO | 1 | 1 | 1 | NO | 1
PG&E GBA | Lockeford | 230 | 0 | 0 | 0 | 0 | 0 | 0 | 0 | 0 | 0 | 0 | 0 | 0 | 0 | 0 | 0 | 0 | 0 | 0 | 0 | 0 | 0 | 0 | 0 | 0 | 0 | 0 | 0 | 0 | 0 | 0 | 0 | 0 | 0 | 0 | 0 | 0 | 0 | 0 | 0 | 1 | 0 | 0 | 0 | 0 | 0 | 1 | 0 | 0 | 0 | 0 | 0 | 0 | 0 | 0 | 0 | 0 | 0 | 0 | 0 | 1 | 1 | 0 | 0 | 0 | 0 | 0 | 0 | 0 | 0 | 0 | 0 | 0 | 0 | 0 | 0 | 0 | 0 | 0 | 0 | 0 | 0 | 0 | 0 | 0 | 0 | 1 | 0 | 0 | 0 | 0 | 0 | 0 | 0 | 0 | 0 | 0 | 0 | 1 |  | 0 | 0 | 0 | 0 | 0 | 0 | 0 | 0 | 0 | 0 | 0 | 0 | 0 | 0 | 0 | 0 | 0 | 0 | 0 | 0 | 0 | 0 | 0 | 0 | 0 | 0 | 0 | 0 | 0 | 0 | 0 | 0 | 0 | 0 | 0 | 0 | 0 | 0 | 0 | 0 | 0 | 0 | 0 | 0 | 0 | 1 | 0 | 1 | 0 | 0 | 0 | -441.84 | -200.0712 | 2052.2198 | Collinsville-Tesla 500 kV Line | Collinsville-Tesla 500 kV Line | Bellota-Weber 230kV line |  | 1 | 0 | 1 | 0 | 0 | 0 | -441.84 | -200.0712 | 2052.2198 | Collinsville-Tesla 500 kV Line | Collinsville-Tesla 500 kV Line | Bellota-Weber 230kV line |  | 5 | 5 | NO | 5 | 1 | 1 | NO | 1
PG&E GBA | Lockeford | 60 | 0 | 0 | 0 | 0 | 0 | 0 | 0 | 0 | 0 | 0 | 0 | 0 | 0 | 0 | 0 | 0 | 0 | 0 | 0 | 0 | 0 | 0 | 0 | 0 | 0 | 0 | 0 | 0 | 0 | 0 | 0 | 0 | 0 | 0 | 0 | 0 | 0 | 0 | 0 | 1 | 0 | 0 | 0 | 0 | 0 | 1 | 0 | 0 | 0 | 0 | 0 | 0 | 0 | 0 | 0 | 0 | 0 | 0 | 0 | 1 | 1 | 0 | 0 | 0 | 0 | 0 | 0 | 0 | 0 | 0 | 0 | 0 | 0 | 0 | 0 | 0 | 0 | 0 | 0 | 0 | 0 | 0 | 0 | 0 | 0 | 1 | 0 | 0 | 0 | 0 | 0 | 0 | 0 | 0 | 0 | 0 | 0 | 1 |  | 0 | 0 | 0 | 0 | 0 | 0 | 0 | 0 | 0 | 0 | 0 | 0 | 0 | 0 | 0 | 0 | 0 | 0 | 0 | 0 | 0 | 0 | 0 | 0 | 0 | 0 | 0 | 0 | 0 | 0 | 0 | 0 | 0 | 0 | 0 | 0 | 0 | 0 | 0 | 0 | 0 | 0 | 0 | 0 | 0 | 1 | 0 | 1 | 0 | 0 | 0 | -441.84 | -200.0712 | 2052.2198 | Collinsville-Tesla 500 kV Line | Collinsville-Tesla 500 kV Line | Bellota-Weber 230kV line |  | 1 | 0 | 1 | 0 | 0 | 0 | -441.84 | -200.0712 | 2052.2198 | Collinsville-Tesla 500 kV Line | Collinsville-Tesla 500 kV Line | Bellota-Weber 230kV line |  | 5 | 5 | NO | 5 | 1 | 1 | NO | 1
PG&E GBA | Lodi | 230 | 0 | 0 | 0 | 0 | 0 | 0 | 0 | 0 | 0 | 0 | 0 | 0 | 0 | 0 | 0 | 0 | 0 | 0 | 0 | 0 | 0 | 0 | 0 | 0 | 0 | 0 | 0 | 0 | 0 | 0 | 0 | 0 | 0 | 0 | 0 | 0 | 0 | 0 | 0 | 1 | 0 | 0 | 0 | 0 | 0 | 1 | 0 | 1 | 0 | 0 | 0 | 0 | 0 | 0 | 0 | 0 | 0 | 0 | 0 | 1 | 1 | 0 | 0 | 0 | 0 | 0 | 0 | 0 | 0 | 0 | 0 | 0 | 0 | 0 | 0 | 0 | 0 | 0 | 0 | 0 | 0 | 0 | 0 | 0 | 0 | 0 | 0 | 0 | 0 | 0 | 0 | 0 | 0 | 0 | 0 | 0 | 0 | 0 |  | 0 | 0 | 0 | 0 | 0 | 0 | 0 | 0 | 0 | 0 | 0 | 0 | 0 | 0 | 0 | 0 | 0 | 0 | 0 | 0 | 0 | 0 | 0 | 0 | 0 | 0 | 0 | 0 | 0 | 0 | 0 | 0 | 0 | 0 | 0 | 0 | 0 | 0 | 0 | 0 | 0 | 0 | 0 | 0 | 0 | 1 | 0 | 1 | 0 | 0 | 0 | -441.84 | -200.0712 | 297.6836 | Collinsville-Tesla 500 kV Line | Collinsville-Tesla 500 kV Line | Rio Oso-Lockeford 230kV line |  | 1 | 0 | 1 | 0 | 0 | 0 | -441.84 | -200.0712 | 297.6836 | Collinsville-Tesla 500 kV Line | Collinsville-Tesla 500 kV Line | Rio Oso-Lockeford 230kV line |  | 5 | 5 | NO | 5 | 1 | 1 | NO | 1
PG&E NGBA | Logan Creek | 230 | 0 | 0 | 0 | 0 | 0 | 0 | 0 | 0 | 0 | 0 | 0 | 0 | 0 | 0 | 0 | 0 | 0 | 0 | 0 | 0 | 0 | 0 | 0 | 0 | 0 | 0 | 0 | 0 | 0 | 0 | 0 | 0 | 0 | 0 | 0 | 0 | 0 | 0 | 0 | 1 | 0 | 0 | 0 | 0 | 0 | 0 | 0 | 0 | 0 | 0 | 0 | 0 | 0 | 0 | 0 | 0 | 0 | 0 | 0 | 0 | 0 | 0 | 0 | 0 | 0 | 0 | 1 | 0 | 0 | 0 | 0 | 0 | 0 | 0 | 0 | 0 | 0 | 0 | 0 | 0 | 0 | 0 | 0 | 0 | 0 | 0 | 0 | 0 | 0 | 0 | 0 | 0 | 0 | 0 | 0 | 0 | 0 | 0 |  | 0 | 0 | 0 | 0 | 0 | 0 | 0 | 0 | 0 | 0 | 0 | 0 | 0 | 0 | 0 | 0 | 0 | 0 | 0 | 0 | 0 | 0 | 0 | 0 | 0 | 0 | 0 | 0 | 0 | 0 | 0 | 0 | 0 | 0 | 0 | 0 | 0 | 0 | 0 | 0 | 0 | 0 | 0 | 0 | 0 | 2 | 0 | 1 | 0 | 0 | 0 | -441.84 | -200.0712 | 335.9726 | Collinsville-Tesla 500 kV Line | Collinsville-Tesla 500 kV Line | Birds Landing-Contra Costa 230kV Line |  | 2 | 0 | 1 | 0 | 0 | 0 | -441.84 | -200.0712 | 335.9726 | Collinsville-Tesla 500 kV Line | Collinsville-Tesla 500 kV Line | Birds Landing-Contra Costa 230kV Line |  | 5 | 5 | NO | 5 | 1 | 1 | NO | 1
PG&E GBA | Lone Tree | 230 | 0 | 0 | 0 | 0 | 0 | 0 | 0 | 0 | 0 | 0 | 0 | 0 | 0 | 0 | 0 | 0 | 0 | 0 | 0 | 0 | 0 | 0 | 0 | 0 | 0 | 0 | 0 | 0 | 0 | 0 | 0 | 0 | 0 | 0 | 0 | 0 | 0 | 0 | 0 | 1 | 0 | 0 | 0 | 0 | 0 | 0 | 0 | 0 | 0 | 0 | 0 | 0 | 0 | 0 | 0 | 1 | 0 | 0 | 0 | 0 | 0 | 0 | 0 | 0 | 0 | 0 | 1 | 0 | 0 | 0 | 0 | 0 | 0 | 0 | 0 | 0 | 0 | 0 | 0 | 0 | 0 | 0 | 0 | 0 | 0 | 0 | 0 | 0 | 0 | 0 | 0 | 0 | 0 | 0 | 0 | 0 | 0 | 0 |  | 0 | 0 | 0 | 0 | 0 | 0 | 0 | 0 | 0 | 0 | 0 | 0 | 0 | 0 | 0 | 0 | 0 | 0 | 0 | 0 | 0 | 0 | 0 | 0 | 0 | 0 | 0 | 0 | 0 | 0 | 0 | 0 | 0 | 0 | 0 | 0 | 0 | 0 | 0 | 0 | 0 | 0 | 0 | 0 | 0 | 2 | 0 | 1 | 0 | 0 | 0 | -441.84 | -200.0712 | 335.9726 | Collinsville-Tesla 500 kV Line | Collinsville-Tesla 500 kV Line | Birds Landing-Contra Costa 230kV Line |  | 2 | 0 | 1 | 0 | 0 | 0 | -441.84 | -200.0712 | 335.9726 | Collinsville-Tesla 500 kV Line | Collinsville-Tesla 500 kV Line | Birds Landing-Contra Costa 230kV Line |  | 5 | 5 | NO | 5 | 1 | 1 | NO | 1
PG&E FRESNO | Los Banos | 230 | 0 | 0 | 0 | 0 | 0 | 0 | 0 | 0 | 0 | 0 | 0 | 0 | 0 | 0 | 0 | 0 | 0 | 0 | 0 | 0 | 0 | 0 | 0 | 0 | 0 | 0 | 0 | 0 | 0 | 0 | 0 | 0 | 0 | 0 | 0 | 0 | 0 | 0 | 0 | 0 | 0 | 0 | 0 | 0 | 0 | 0 | 0 | 0 | 0 | 0 | 0 | 0 | 0 | 0 | 0 | 0 | 0 | 0 | 0 | 0 | 0 | 0 | 0 | 0 | 0 | 0 | 0 | 0 | 0 | 0 | 0 | 0 | 0 | 0 | 0 | 0 | 0 | 0 | 1 | 1 | 0 | 0 | 0 | 0 | 0 | 1 | 0 | 0 | 0 | 0 | 0 | 0 | 0 | 0 | 0 | 0 | 0 | 1 |  | 0 | 0 | 0 | 0 | 0 | 0 | 0 | 0 | 0 | 0 | 0 | 0 | 0 | 0 | 0 | 0 | 0 | 0 | 69.3 | 0 | 0 | 0 | 0 | 5.9 | 0 | 0 | 0 | 0 | 0 | 1 | 10 | 0 | 0 | 69.3 | 0 | 0 | 0 | 0 | 5.9 | 0 | 0 | 0 | 540 | 0 | 1 | 1 | 0 | 2 | 0 | 2 | 0 | -79.08 | -1738.232 | -1897.303 | Gates 500/230kV TB #11 | Gates 500/230kV TB #11 | Gates 500/230kV TB #12 |  | 0 | 0 | 0 | 0 | 0 | 0 | 2457.27 | 2621.968 | 4945.697 | Los Banos 500/230kV TB | Los Banos 500/230kV TB | Gates 500/230kV TB #12 |  | 5 | 1 | YES | 2 | 5 | 1 | YES | 2
PG&E FRESNO | Los Banos | 500 | 0 | 0 | 0 | 0 | 0 | 0 | 0 | 0 | 0 | 0 | 0 | 0 | 0 | 0 | 0 | 0 | 0 | 0 | 0 | 0 | 0 | 0 | 0 | 0 | 0 | 0 | 0 | 0 | 0 | 0 | 0 | 0 | 0 | 0 | 0 | 0 | 0 | 0 | 0 | 0 | 0 | 0 | 0 | 0 | 0 | 0 | 0 | 0 | 0 | 0 | 0 | 0 | 0 | 0 | 0 | 0 | 0 | 0 | 0 | 0 | 0 | 0 | 0 | 0 | 0 | 0 | 0 | 0 | 0 | 0 | 0 | 0 | 0 | 0 | 0 | 0 | 0 | 0 | 0 | 0 | 0 | 0 | 0 | 0 | 0 | 0 | 0 | 0 | 0 | 0 | 0 | 0 | 0 | 0 | 0 | 0 | 1 | 0 |  | 0 | 0 | 0 | 0 | 0 | 0 | 0 | 0 | 0 | 0 | 0 | 0 | 0 | 0 | 0 | 0 | 0 | 0 | 0 | 0 | 0 | 0 | 0 | 0 | 90.8 | 0 | 0 | 0 | 0 | 1 | 0 | 0 | 0 | 0 | 0 | 0 | 0 | 0 | 0 | 200.8 | 0 | 0 | 0 | 0 | 1 | 0 | 0 | 0 | 0 | 0 | 0 | 1414.38 | 1280.282 | 5747.468 | NEW-Metcalf-Mosslanding 500kV | NEW-Metcalf-Mosslanding 500kV | NEW-Metcalf-Mosslanding 500kV |  | 0 | 0 | 0 | 0 | 0 | 0 | 1414.38 | 1280.282 | 5747.468 | NEW-Metcalf-Mosslanding 500kV | NEW-Metcalf-Mosslanding 500kV | NEW-Metcalf-Mosslanding 500kV |  | 1 | 1 | NO | 1 | 1 | 1 | NO | 1
SDGE | Los Coches | 138 | 0 | 0 | 0 | 0 | 0 | 0 | 0 | 0 | 0 | 0 | 0 | 0 | 0 | 0 | 0 | 0 | 0 | 0 | 0 | 0 | 0 | 0 | 0 | 0 | 0 | 0 | 1 | 1 | 0 | 0 | 1 | 0 | 1 | 0 | 0 | 0 | 0 | 0 | 0 | 0 | 0 | 0 | 0 | 0 | 0 | 0 | 0 | 0 | 0 | 0 | 0 | 0 | 0 | 0 | 0 | 0 | 0 | 0 | 0 | 0 | 0 | 0 | 0 | 0 | 0 | 0 | 0 | 0 | 0 | 0 | 0 | 0 | 0 | 0 | 0 | 0 | 0 | 0 | 0 | 0 | 0 | 0 | 0 | 0 | 0 | 0 | 0 | 0 | 0 | 0 | 0 | 0 | 0 | 0 | 0 | 0 | 0 | 2 |  | 0 | 0 | 0 | 0 | 0 | 0 | 0 | 0 | 0 | 0 | 0 | 0 | 0 | 0 | 0 | 0 | 0 | 0 | 0 | 0 | 0 | 0 | 0 | 0 | 0 | 0 | 0 | 0 | 0 | 0 | 0 | 0 | 0 | 0 | 0 | 0 | 0 | 0 | 0 | 0 | 0 | 0 | 0 | 0 | 0 | 0 | 0 | 0 | 0 | 0 | 0 | 14 | 119 | 434 | Chicarita 138 kV constraint | Chicarita 138 kV constraint | Chicarita 138 kV constraint |  | 0 | 0 | 0 | 0 | 0 | 0 | 14 | 119 | 434 | Chicarita 138 kV constraint | Chicarita 138 kV constraint | Chicarita 138 kV constraint |  | 1 | 1 | NO | 1 | 1 | 1 | NO | 1
SDGE | Los Coches | 69 | 0 | 0 | 0 | 0 | 0 | 0 | 0 | 0 | 0 | 0 | 0 | 0 | 0 | 0 | 0 | 0 | 0 | 0 | 0 | 0 | 0 | 0 | 0 | 0 | 0 | 0 | 0 | 1 | 0 | 0 | 1 | 0 | 1 | 0 | 0 | 0 | 0 | 0 | 0 | 0 | 0 | 0 | 0 | 0 | 0 | 0 | 0 | 0 | 0 | 0 | 0 | 0 | 0 | 0 | 0 | 0 | 0 | 0 | 0 | 0 | 0 | 0 | 0 | 0 | 0 | 0 | 0 | 0 | 0 | 0 | 0 | 0 | 0 | 0 | 0 | 0 | 0 | 0 | 0 | 0 | 0 | 0 | 0 | 0 | 0 | 0 | 0 | 0 | 0 | 0 | 0 | 0 | 0 | 0 | 0 | 0 | 0 | 2 |  | 0 | 0 | 0 | 0 | 0 | 0 | 0 | 0 | 0 | 0 | 0 | 1.5 | 0 | 0 | 1 | 0 | 0 | 0 | 0 | 0 | 0 | 0 | 0 | 0 | 0 | 0 | 1.5 | 0 | 0 | 1 | 0 | 0 | 0 | 0 | 0 | 0 | 0 | 0 | 0 | 0 | 0 | 1.5 | 0 | 0 | 1 | 0 | 0 | 0 | 0 | 0 | 0 | 238.33 | 367.57 | 482.1964 | San Luis Rey-San Onofre 230 kV line constraint | El Cajon 69 kV constraint | El Cajon 69 kV constraint |  | 0 | 0 | 0 | 0 | 0 | 0 | 238.33 | 367.57 | 482.1964 | San Luis Rey-San Onofre 230 kV line constraint | El Cajon 69 kV constraint | El Cajon 69 kV constraint |  | 1 | 1 | NO | 1 | 1 | 1 | NO | 1
PG&E GBA | Los Esteros | 115 | 0 | 0 | 0 | 0 | 0 | 0 | 0 | 0 | 0 | 0 | 0 | 0 | 0 | 0 | 0 | 0 | 0 | 0 | 0 | 0 | 0 | 0 | 0 | 0 | 0 | 0 | 0 | 0 | 0 | 0 | 0 | 0 | 0 | 0 | 0 | 0 | 0 | 0 | 0 | 0 | 0 | 0 | 0 | 0 | 0 | 0 | 0 | 0 | 0 | 0 | 0 | 0 | 0 | 0 | 0 | 1 | 0 | 0 | 0 | 1 | 0 | 0 | 0 | 0 | 0 | 1 | 0 | 0 | 0 | 0 | 0 | 0 | 0 | 0 | 0 | 0 | 0 | 0 | 0 | 0 | 0 | 0 | 0 | 0 | 0 | 0 | 0 | 0 | 0 | 0 | 0 | 0 | 0 | 0 | 0 | 0 | 0 | 0 |  | 0 | 0 | 0 | 0 | 0 | 0 | 0 | 0 | 0 | 0 | 0 | 0 | 0 | 0 | 0 | 0 | 0 | 0 | 0 | 0 | 0 | 0 | 0 | 0 | 0 | 0 | 0 | 0 | 0 | 0 | 0 | 0 | 0 | 0 | 0 | 0 | 0 | 0 | 0 | 0 | 0 | 0 | 0 | 0 | 0 | 0 | 0 | 0 | 0 | 0 | 0 | 2067.51 | 2548.6438 | 3822.2952 | Tesla-Bellota 230 kV line | Tesla-Bellota 230 kV line | Tesla-Bellota 230 kV line |  | 0 | 0 | 0 | 0 | 0 | 0 | 2067.51 | 2548.6438 | 3822.2952 | Tesla-Bellota 230 kV line | Tesla-Bellota 230 kV line | Tesla-Bellota 230 kV line |  | 1 | 1 | NO | 1 | 1 | 1 | NO | 1
PG&E GBA | Los Esteros | 230 | 0 | 0 | 0 | 0 | 0 | 0 | 0 | 0 | 0 | 0 | 0 | 0 | 0 | 0 | 0 | 0 | 0 | 0 | 0 | 0 | 0 | 0 | 0 | 0 | 0 | 0 | 0 | 0 | 0 | 0 | 0 | 0 | 0 | 0 | 0 | 0 | 0 | 0 | 0 | 0 | 0 | 0 | 0 | 0 | 0 | 0 | 0 | 0 | 0 | 0 | 0 | 0 | 0 | 0 | 0 | 1 | 0 | 0 | 0 | 1 | 0 | 0 | 0 | 0 | 0 | 1 | 0 | 0 | 0 | 0 | 0 | 0 | 0 | 0 | 0 | 0 | 0 | 0 | 0 | 0 | 0 | 0 | 0 | 0 | 0 | 0 | 0 | 0 | 0 | 0 | 0 | 0 | 0 | 0 | 0 | 0 | 0 | 0 |  | 0 | 0 | 0 | 0 | 0 | 0 | 0 | 0 | 0 | 0 | 0 | 0 | 0 | 0 | 0 | 0 | 0 | 0 | 0 | 0 | 0 | 0 | 0 | 0 | 0 | 0 | 0 | 0 | 0 | 0 | 0 | 0 | 0 | 0 | 0 | 0 | 0 | 0 | 0 | 0 | 0 | 0 | 0 | 0 | 0 | 0 | 0 | 0 | 0 | 0 | 0 | 2067.51 | 2548.6438 | 3822.2952 | Tesla-Bellota 230 kV line | Tesla-Bellota 230 kV line | Tesla-Bellota 230 kV line |  | 0 | 0 | 0 | 0 | 0 | 0 | 2067.51 | 2548.6438 | 3822.2952 | Tesla-Bellota 230 kV line | Tesla-Bellota 230 kV line | Tesla-Bellota 230 kV line |  | 1 | 1 | NO | 1 | 1 | 1 | NO | 1
PG&E GBA | Los Positas | 230 | 0 | 0 | 0 | 0 | 0 | 0 | 0 | 0 | 0 | 0 | 0 | 0 | 0 | 0 | 0 | 0 | 0 | 0 | 0 | 0 | 0 | 0 | 0 | 0 | 0 | 0 | 0 | 0 | 0 | 0 | 0 | 0 | 0 | 0 | 0 | 0 | 0 | 0 | 0 | 1 | 0 | 0 | 0 | 0 | 0 | 0 | 0 | 0 | 0 | 0 | 0 | 0 | 0 | 0 | 0 | 1 | 0 | 0 | 0 | 1 | 0 | 0 | 0 | 0 | 0 | 0 | 1 | 0 | 0 | 0 | 0 | 0 | 0 | 0 | 0 | 0 | 0 | 0 | 0 | 0 | 0 | 0 | 0 | 0 | 0 | 0 | 0 | 0 | 0 | 0 | 0 | 0 | 0 | 0 | 0 | 0 | 0 | 0 |  | 0 | 0 | 0 | 0 | 0 | 0 | 0 | 0 | 0 | 0 | 0 | 0 | 0 | 0 | 0 | 0 | 0 | 0 | 0 | 0 | 0 | 0 | 0 | 0 | 0 | 0 | 0 | 0 | 0 | 0 | 0 | 0 | 0 | 0 | 0 | 0 | 0 | 0 | 0 | 0 | 0 | 0 | 0 | 0 | 0 | 2 | 0 | 1 | 0 | 0 | 0 | -441.84 | -200.0712 | 335.9726 | Collinsville-Tesla 500 kV Line | Collinsville-Tesla 500 kV Line | Birds Landing-Contra Costa 230kV Line |  | 2 | 0 | 1 | 0 | 0 | 0 | -441.84 | -200.0712 | 335.9726 | Collinsville-Tesla 500 kV Line | Collinsville-Tesla 500 kV Line | Birds Landing-Contra Costa 230kV Line |  | 5 | 5 | NO | 5 | 1 | 1 | NO | 1
PG&E GBA | Los Positas | 60 | 0 | 0 | 0 | 0 | 0 | 0 | 0 | 0 | 0 | 0 | 0 | 0 | 0 | 0 | 0 | 0 | 0 | 0 | 0 | 0 | 0 | 0 | 0 | 0 | 0 | 0 | 0 | 0 | 0 | 0 | 0 | 0 | 0 | 0 | 0 | 0 | 0 | 0 | 0 | 1 | 0 | 0 | 0 | 0 | 0 | 0 | 0 | 0 | 0 | 0 | 0 | 0 | 0 | 0 | 0 | 1 | 0 | 0 | 0 | 0 | 0 | 0 | 0 | 0 | 0 | 0 | 1 | 0 | 0 | 0 | 0 | 0 | 0 | 0 | 0 | 0 | 0 | 0 | 0 | 0 | 0 | 0 | 0 | 0 | 0 | 0 | 0 | 0 | 0 | 0 | 0 | 0 | 0 | 0 | 0 | 0 | 0 | 0 |  | 0 | 0 | 0 | 0 | 0 | 0 | 0 | 0 | 0 | 0 | 0 | 0 | 0 | 0 | 0 | 0 | 0 | 0 | 0 | 0 | 0 | 0 | 0 | 0 | 0 | 0 | 0 | 0 | 0 | 0 | 0 | 0 | 0 | 0 | 0 | 0 | 0 | 0 | 0 | 0 | 0 | 0 | 0 | 0 | 0 | 2 | 0 | 1 | 0 | 0 | 0 | -441.84 | -200.0712 | 335.9726 | Collinsville-Tesla 500 kV Line | Collinsville-Tesla 500 kV Line | Birds Landing-Contra Costa 230kV Line |  | 2 | 0 | 1 | 0 | 0 | 0 | -441.84 | -200.0712 | 335.9726 | Collinsville-Tesla 500 kV Line | Collinsville-Tesla 500 kV Line | Birds Landing-Contra Costa 230kV Line |  | 5 | 5 | NO | 5 | 1 | 1 | NO | 1
SDGE | Loveland | 69 | 0 | 0 | 0 | 0 | 0 | 0 | 0 | 0 | 0 | 0 | 0 | 0 | 0 | 0 | 0 | 0 | 0 | 0 | 0 | 0 | 0 | 0 | 0 | 0 | 0 | 0 | 0 | 1 | 0 | 1 | 1 | 0 | 1 | 0 | 0 | 0 | 1 | 0 | 0 | 0 | 0 | 0 | 0 | 0 | 0 | 0 | 0 | 0 | 0 | 0 | 0 | 0 | 0 | 0 | 0 | 0 | 0 | 0 | 0 | 0 | 0 | 0 | 0 | 0 | 0 | 0 | 0 | 0 | 0 | 0 | 0 | 0 | 0 | 0 | 0 | 0 | 0 | 0 | 0 | 0 | 0 | 0 | 0 | 0 | 0 | 0 | 0 | 0 | 0 | 0 | 0 | 0 | 0 | 0 | 0 | 0 | 0 | 3 |  | 0 | 0 | 0 | 0 | 0 | 0 | 0 | 0 | 0 | 0 | 0 | 0 | 0 | 0 | 0 | 0 | 0 | 0 | 0 | 0 | 0 | 0 | 0 | 0 | 0 | 0 | 0 | 0 | 0 | 0 | 0 | 0 | 0 | 0 | 0 | 0 | 0 | 0 | 0 | 0 | 0 | 0 | 0 | 0 | 0 | 0 | 0 | 0 | 0 | 0 | 0 | 159.55 | 195.275 | 301.7864 | Miguel 69 kV constraint | Miguel 69 kV constraint | Miguel 69 kV constraint |  | 0 | 0 | 0 | 0 | 0 | 0 | 159.55 | 195.275 | 301.7864 | Miguel 69 kV constraint | Miguel 69 kV constraint | Miguel 69 kV constraint |  | 1 | 1 | NO | 1 | 1 | 1 | NO | 1
SCE NOL | Lugo | 230 | 0 | 0 | 0 | 0 | 0 | 0 | 0 | 0 | 0 | 0 | 0 | 0 | 0 | 1 | 0 | 0 | 0 | 0 | 0 | 0 | 0 | 0 | 0 | 0 | 0 | 0 | 0 | 0 | 0 | 0 | 0 | 0 | 0 | 0 | 0 | 0 | 0 | 0 | 0 | 0 | 0 | 0 | 0 | 0 | 0 | 0 | 0 | 0 | 0 | 0 | 0 | 0 | 0 | 0 | 0 | 0 | 0 | 0 | 0 | 0 | 0 | 0 | 0 | 0 | 0 | 0 | 0 | 0 | 0 | 0 | 0 | 0 | 0 | 0 | 0 | 0 | 0 | 0 | 0 | 0 | 0 | 0 | 0 | 0 | 0 | 0 | 0 | 0 | 0 | 0 | 0 | 0 | 0 | 0 | 0 | 0 | 0 | 1 |  | 0 | 0 | 0 | 0 | 0 | 0 | 0 | 0 | 0 | 0 | 0 | 0 | 0 | 0 | 0 | 0 | 0 | 0 | 0 | 0 | 0 | 0 | 0 | 0 | 0 | 0 | 0 | 0 | 0 | 0 | 0 | 0 | 0 | 0 | 0 | 0 | 0 | 0 | 0 | 0 | 0 | 150 | 0 | 286 | 1 | 0 | 0 | 0 | 0 | 0 | 0 | 169.82 | 450.9 | 2863.524 | Lugo Transformer Area Constraint | Lugo Transformer Area Constraint | Lugo Transformer Area Constraint |  | 0 | 0 | 0 | 0 | 0 | 0 | 169.82 | 450.9 | 2863.524 | Lugo Transformer Area Constraint | Lugo Transformer Area Constraint | Lugo Transformer Area Constraint |  | 1 | 1 | NO | 1 | 1 | 1 | NO | 1
SCE Metro | Lugo | 500 | 0 | 0 | 0 | 0 | 0 | 0 | 0 | 0 | 0 | 1 | 0 | 0 | 0 | 0 | 0 | 0 | 0 | 0 | 0 | 0 | 0 | 0 | 0 | 0 | 0 | 0 | 0 | 0 | 0 | 0 | 0 | 0 | 0 | 0 | 0 | 0 | 0 | 0 | 0 | 0 | 0 | 0 | 0 | 0 | 0 | 0 | 0 | 0 | 0 | 0 | 0 | 0 | 0 | 0 | 0 | 0 | 0 | 0 | 0 | 0 | 0 | 0 | 0 | 0 | 0 | 0 | 0 | 0 | 0 | 0 | 0 | 0 | 0 | 0 | 0 | 0 | 0 | 0 | 0 | 0 | 0 | 0 | 0 | 0 | 0 | 0 | 0 | 0 | 0 | 0 | 0 | 0 | 0 | 0 | 0 | 0 | 0 | 0 |  | 320 | 0 | 0 | 0 | 0 | 0 | 0 | 0 | 0 | 0 | 0 | 0 | 0 | 0 | 1 | 203 | 0 | 0 | 0 | 0 | 0 | 0 | 0 | 0 | 0 | 0 | 0 | 0 | 0 | 1 | 523 | 0 | 0 | 0 | 0 | 0 | 0 | 0 | 0 | 0 | 0 | 0 | 150 | 0 | 1 | 0 | 0 | 0 | 0 | 0 | 0 | 4159.6988 | 8194.058 | 21327.2611 | SCE Metro Area Default Constraint | SCE Metro Area Default Constraint | SCE Metro Area Default Constraint |  | 0 | 0 | 0 | 0 | 0 | 0 | 4159.6988 | 8194.058 | 21327.2611 | SCE Metro Area Default Constraint | SCE Metro Area Default Constraint | SCE Metro Area Default Constraint |  | 1 | 1 | NO | 1 | 1 | 1 | NO | 1
PG&E FRESNO | Madera | 70 | 0 | 0 | 0 | 0 | 0 | 0 | 0 | 0 | 0 | 0 | 0 | 0 | 0 | 0 | 0 | 0 | 0 | 0 | 0 | 0 | 0 | 0 | 0 | 0 | 0 | 0 | 0 | 0 | 0 | 0 | 0 | 0 | 0 | 0 | 0 | 0 | 0 | 0 | 0 | 0 | 0 | 0 | 0 | 0 | 0 | 1 | 0 | 0 | 0 | 0 | 0 | 0 | 0 | 0 | 0 | 0 | 0 | 0 | 0 | 1 | 0 | 0 | 0 | 0 | 0 | 0 | 0 | 0 | 0 | 0 | 0 | 0 | 0 | 0 | 0 | 0 | 0 | 0 | 0 | 1 | 0 | 1 | 1 | 1 | 0 | 1 | 0 | 1 | 0 | 0 | 0 | 0 | 1 | 0 | 0 | 0 | 0 | 1 |  | 0 | 0 | 0 | 0 | 0 | 0 | 0 | 0 | 0 | 0 | 0 | 0 | 0 | 0 | 0 | 0 | 0 | 0 | 0 | 0 | 0 | 0 | 0 | 0 | 0 | 0 | 0 | 0 | 0 | 0 | 0 | 0 | 0 | 0 | 0 | 0 | 0 | 0 | 0 | 0 | 0 | 0 | 0 | 0 | 0 | 2 | 0 | 2 | 0 | 1 | 0 | -555.55 | -1738.232 | -562.7302 | Chowchilla-Le grand 115kV Line | Gates 500/230kV TB #11 | Gates 500/230kV TB #11 |  | 0 | 0 | 0 | 0 | 0 | 0 | 15.95 | 0.35 | 378.2276 | Oro Loma-El Nido 115kV Line | Oro Loma-El Nido 115kV Line | Oro Loma-El Nido 115kV Line |  | 5 | 1 | YES | 2 | 5 | 1 | YES | 2
PG&E NGBA | Madison | 115 | 0 | 0 | 0 | 0 | 0 | 0 | 0 | 0 | 0 | 0 | 0 | 0 | 0 | 0 | 0 | 0 | 0 | 0 | 0 | 0 | 0 | 0 | 0 | 0 | 0 | 0 | 0 | 0 | 0 | 0 | 0 | 0 | 0 | 0 | 0 | 0 | 0 | 0 | 0 | 1 | 0 | 0 | 0 | 0 | 0 | 0 | 0 | 0 | 0 | 0 | 0 | 0 | 0 | 1 | 1 | 1 | 0 | 0 | 0 | 0 | 0 | 0 | 0 | 0 | 0 | 0 | 1 | 0 | 0 | 0 | 0 | 0 | 0 | 0 | 0 | 0 | 0 | 0 | 0 | 0 | 0 | 0 | 0 | 0 | 0 | 0 | 0 | 0 | 0 | 0 | 0 | 0 | 0 | 0 | 0 | 0 | 0 | 0 |  | 0 | 0 | 0 | 0 | 0 | 0 | 0 | 0 | 0 | 0 | 0 | 0 | 0 | 0 | 0 | 0 | 0 | 0 | 0 | 0 | 0 | 0 | 0 | 0 | 0 | 13 | 10.2 | 0 | 0 | 1 | 0 | 0 | 0 | 95 | 0 | 0 | 0 | 0 | 0 | 0 | 123 | 10.2 | 0 | 0 | 1 | 3 | 0 | 1 | 0 | 0 | 0 | -441.84 | -200.0712 | 335.9726 | Collinsville-Tesla 500 kV Line | Collinsville-Tesla 500 kV Line | Birds Landing-Contra Costa 230kV Line |  | 2 | 0 | 1 | 0 | 0 | 0 | -441.84 | -200.0712 | 335.9726 | Collinsville-Tesla 500 kV Line | Collinsville-Tesla 500 kV Line | Birds Landing-Contra Costa 230kV Line |  | 5 | 5 | NO | 5 | 1 | 1 | NO | 1
PG&E KERN | Magunden | 115 | 0 | 0 | 0 | 0 | 0 | 0 | 0 | 0 | 0 | 0 | 0 | 0 | 0 | 0 | 0 | 0 | 0 | 0 | 0 | 0 | 0 | 0 | 0 | 0 | 0 | 0 | 0 | 0 | 0 | 0 | 0 | 0 | 0 | 0 | 0 | 0 | 0 | 0 | 0 | 0 | 0 | 0 | 0 | 0 | 0 | 0 | 0 | 0 | 0 | 0 | 0 | 0 | 0 | 0 | 0 | 0 | 0 | 0 | 0 | 0 | 0 | 0 | 0 | 0 | 0 | 0 | 0 | 0 | 0 | 0 | 1 | 0 | 0 | 0 | 0 | 0 | 0 | 0 | 1 | 1 | 0 | 0 | 0 | 0 | 0 | 0 | 0 | 0 | 0 | 0 | 0 | 0 | 0 | 0 | 1 | 0 | 0 | 0 |  | 0 | 0 | 0 | 0 | 0 | 0 | 0 | 0 | 0 | 0 | 0 | 0 | 0 | 0 | 0 | 0 | 0 | 0 | 0 | 0 | 0 | 0 | 0 | 0 | 0 | 0 | 0 | 0 | 0 | 0 | 0 | 0 | 0 | 0 | 0 | 0 | 0 | 0 | 0 | 105 | 115 | 0 | 0 | 0 | 1 | 1 | 0 | 3 | 0 | 2 | 1 | -79.08 | -1738.232 | -3308.8336 | Gates 500/230kV TB #11 | Gates 500/230kV TB #11 | Mustang-Henrietta 230 kV line |  | 0 | 0 | 1 | 0 | 0 | 1 | 372.37 | -476.012 | -3308.8336 | Mustang-Henrietta 230 kV line | Mustang-Henrietta 230 kV line | Mustang-Henrietta 230 kV line |  | 5 | 5 | NO | 5 | 5 | 4 | YES | 4
SCE Northern | Magunden | 230 | 1 | 0 | 1 | 0 | 0 | 0 | 1 | 0 | 0 | 0 | 0 | 0 | 0 | 0 | 0 | 0 | 0 | 0 | 0 | 0 | 0 | 0 | 0 | 0 | 0 | 0 | 0 | 0 | 0 | 0 | 0 | 0 | 0 | 0 | 0 | 0 | 0 | 0 | 0 | 0 | 0 | 0 | 0 | 0 | 0 | 0 | 0 | 0 | 0 | 0 | 0 | 0 | 0 | 0 | 0 | 0 | 0 | 0 | 0 | 0 | 0 | 0 | 0 | 0 | 0 | 0 | 0 | 0 | 0 | 0 | 0 | 0 | 0 | 0 | 0 | 0 | 0 | 0 | 0 | 0 | 0 | 0 | 0 | 0 | 0 | 0 | 0 | 0 | 0 | 0 | 0 | 0 | 0 | 0 | 0 | 0 | 0 | 0 |  | 0 | 0 | 0 | 0 | 0 | 0 | 0 | 0 | 0 | 0 | 0 | 0 | 0 | 0 | 0 | 0 | 0 | 0 | 0 | 0 | 0 | 0 | 0 | 0 | 0 | 0 | 0 | 0 | 0 | 0 | 0 | 0 | 0 | 0 | 0 | 0 | 0 | 0 | 0 | 0 | 0 | 0 | 0 | 0 | 0 | 0 | 0 | 0 | 0 | 0 | 0 | 163.98 | 16.3 | 2139.21 | South of Magunden Constraint | South of Magunden Constraint | South of Magunden Constraint |  | 0 | 0 | 0 | 0 | 0 | 0 | 163.98 | 16.3 | 2139.21 | South of Magunden Constraint | South of Magunden Constraint | South of Magunden Constraint |  | 1 | 1 | NO | 1 | 1 | 1 | NO | 1
PG&E FRESNO | Malaga | 115 | 0 | 0 | 0 | 0 | 0 | 0 | 0 | 0 | 0 | 0 | 0 | 0 | 0 | 0 | 0 | 0 | 0 | 0 | 0 | 0 | 0 | 0 | 0 | 0 | 0 | 0 | 0 | 0 | 0 | 0 | 0 | 0 | 0 | 0 | 0 | 0 | 0 | 0 | 0 | 0 | 0 | 0 | 0 | 0 | 0 | 1 | 0 | 0 | 0 | 0 | 0 | 0 | 0 | 0 | 0 | 0 | 0 | 0 | 0 | 0 | 0 | 0 | 0 | 0 | 0 | 0 | 0 | 0 | 0 | 0 | 0 | 0 | 0 | 0 | 0 | 0 | 0 | 0 | 1 | 0 | 0 | 1 | 0 | 1 | 1 | 1 | 0 | 0 | 0 | 1 | 0 | 0 | 0 | 0 | 1 | 0 | 0 | 2 |  | 0 | 0 | 0 | 0 | 0 | 0 | 0 | 0 | 0 | 0 | 0 | 0 | 0 | 0 | 0 | 0 | 0 | 0 | 0 | 0 | 0 | 0 | 0 | 0 | 0 | 0 | 0 | 0 | 0 | 0 | 0 | 0 | 0 | 0 | 0 | 0 | 0 | 0 | 0 | 0 | 0 | 0 | 0 | 0 | 0 | 2 | 0 | 4 | 0 | 1 | 1 | -555.55 | -1311.984 | -3308.8336 | Chowchilla-Le grand 115kV Line | Gates 500/230kV TB #12 | Mustang-Henrietta 230 kV line |  | 1 | 0 | 2 | 0 | 0 | 1 | -421.35 | -476.012 | -3308.8336 | Borden-Storey #1 230kV line | Mustang-Henrietta 230 kV line | Mustang-Henrietta 230 kV line |  | 5 | 5 | NO | 5 | 5 | 4 | YES | 4
PG&E NGBA | Malin | 500 | 0 | 0 | 0 | 0 | 0 | 0 | 0 | 0 | 0 | 0 | 0 | 0 | 0 | 0 | 0 | 0 | 0 | 0 | 0 | 0 | 0 | 0 | 0 | 0 | 0 | 0 | 0 | 0 | 0 | 0 | 0 | 0 | 0 | 0 | 0 | 0 | 0 | 0 | 0 | 1 | 0 | 0 | 0 | 0 | 0 | 0 | 0 | 0 | 0 | 0 | 0 | 0 | 0 | 0 | 0 | 0 | 0 | 0 | 0 | 0 | 0 | 0 | 0 | 0 | 0 | 0 | 0 | 0 | 0 | 0 | 0 | 0 | 0 | 0 | 0 | 0 | 0 | 0 | 0 | 0 | 0 | 0 | 0 | 0 | 0 | 0 | 0 | 0 | 0 | 0 | 0 | 0 | 0 | 0 | 0 | 0 | 0 | 0 |  | 0 | 0 | 0 | 0 | 0 | 0 | 0 | 0 | 0 | 0 | 0 | 0 | 0 | 0 | 0 | 0 | 0 | 0 | 0 | 0 | 0 | 0 | 0 | 0 | 0 | 0 | 0 | 0 | 0 | 0 | 1590 | 0 | 0 | 0 | 0 | 0 | 0 | 0 | 0 | 0 | 0 | 0 | 0 | 0 | 1 | 1 | 0 | 1 | 0 | 0 | 0 | -441.84 | -200.0712 | 3202.4639 | Collinsville-Tesla 500 kV Line | Collinsville-Tesla 500 kV Line | Collinsville-Tesla 500 kV Line |  | 1 | 0 | 1 | 0 | 0 | 0 | -441.84 | -200.0712 | 3202.4639 | Collinsville-Tesla 500 kV Line | Collinsville-Tesla 500 kV Line | Collinsville-Tesla 500 kV Line |  | 5 | 5 | NO | 5 | 1 | 1 | NO | 1
SCE Northern | Mandalay | 230 | 0 | 0 | 1 | 0 | 1 | 0 | 0 | 0 | 0 | 0 | 0 | 0 | 0 | 0 | 0 | 0 | 0 | 0 | 0 | 0 | 0 | 0 | 0 | 0 | 1 | 0 | 0 | 0 | 0 | 0 | 0 | 0 | 0 | 0 | 0 | 0 | 0 | 0 | 0 | 0 | 0 | 0 | 0 | 0 | 0 | 0 | 0 | 0 | 0 | 0 | 0 | 0 | 0 | 0 | 0 | 0 | 0 | 0 | 0 | 0 | 0 | 0 | 0 | 0 | 0 | 0 | 0 | 0 | 0 | 0 | 0 | 0 | 0 | 0 | 0 | 0 | 0 | 0 | 0 | 0 | 0 | 0 | 0 | 0 | 0 | 0 | 0 | 0 | 0 | 0 | 0 | 0 | 0 | 0 | 0 | 0 | 0 | 0 |  | 0 | 0 | 0 | 0 | 0 | 0 | 0 | 0 | 0 | 0 | 0 | 0 | 0 | 0 | 0 | 0 | 0 | 0 | 0 | 0 | 0 | 0 | 0 | 0 | 0 | 0 | 0 | 0 | 0 | 0 | 0 | 0 | 0 | 0 | 0 | 0 | 0 | 0 | 0 | 0 | 0 | 0 | 0 | 0 | 0 | 1 | 0 | 1 | 0 | 0 | 1 | -4292.881 | -5429.828 | -3970.751 | Lugo - Victorville area constraint | Lugo - Victorville area constraint | Lugo - Victorville area constraint |  | 0 | 0 | 0 | 0 | 0 | 0 | 355.8 | 552 | 2829.249 | Moorpark-Pardee Constraint | Moorpark-Pardee Constraint | Lugo - Victorville area constraint |  | 5 | 1 | YES | 2 | 4 | 1 | YES | 2
PG&E FRESNO | Manning | 230 | 0 | 0 | 0 | 0 | 0 | 0 | 0 | 0 | 0 | 0 | 0 | 0 | 0 | 0 | 0 | 0 | 0 | 0 | 0 | 0 | 0 | 0 | 0 | 0 | 0 | 0 | 0 | 0 | 0 | 0 | 0 | 0 | 0 | 0 | 0 | 0 | 0 | 0 | 0 | 0 | 0 | 0 | 0 | 0 | 0 | 0 | 0 | 0 | 0 | 0 | 0 | 0 | 0 | 0 | 0 | 0 | 0 | 0 | 0 | 0 | 0 | 0 | 0 | 0 | 0 | 0 | 0 | 0 | 0 | 0 | 0 | 0 | 0 | 0 | 0 | 0 | 0 | 0 | 0 | 1 | 0 | 1 | 0 | 0 | 0 | 0 | 0 | 0 | 0 | 0 | 0 | 0 | 0 | 0 | 0 | 0 | 0 | 0 |  | 0 | 0 | 0 | 0 | 0 | 0 | 0 | 0 | 0 | 0 | 0 | 0 | 0 | 0 | 0 | 0 | 0 | 0 | 0 | 0 | 0 | 0 | 0 | 0 | 0 | 0 | 0 | 0 | 0 | 0 | 0 | 0 | 0 | 0 | 0 | 0 | 0 | 0 | 0 | 100 | 0 | 0 | 0 | 0 | 1 | 1 | 0 | 1 | 0 | 1 | 0 | -79.08 | -1738.232 | -562.7302 | Gates 500/230kV TB #11 | Gates 500/230kV TB #11 | Gates 500/230kV TB #11 |  | 0 | 0 | 0 | 0 | 0 | 0 | 814.25 | 1147.69 | 2729.2466 | Tranquility-Helm 230kV Line | Tranquility-Helm 230kV Line | Tranquility-Helm 230kV Line |  | 5 | 1 | YES | 2 | 5 | 1 | YES | 2
PG&E FRESNO | Manning | 500 | 0 | 0 | 0 | 0 | 0 | 0 | 0 | 0 | 0 | 0 | 0 | 0 | 0 | 0 | 0 | 0 | 0 | 0 | 0 | 0 | 0 | 0 | 0 | 0 | 0 | 0 | 0 | 0 | 0 | 0 | 0 | 0 | 0 | 0 | 0 | 0 | 0 | 0 | 0 | 0 | 0 | 0 | 0 | 0 | 0 | 0 | 0 | 0 | 0 | 0 | 0 | 0 | 0 | 0 | 0 | 0 | 0 | 0 | 0 | 0 | 0 | 0 | 0 | 0 | 0 | 0 | 0 | 0 | 0 | 0 | 0 | 0 | 0 | 0 | 0 | 0 | 0 | 1 | 0 | 0 | 0 | 0 | 0 | 0 | 0 | 0 | 0 | 0 | 0 | 0 | 0 | 0 | 0 | 0 | 0 | 0 | 0 | 0 |  | 0 | 0 | 0 | 0 | 0 | 0 | 0 | 0 | 0 | 0 | 0 | 0 | 0 | 0 | 0 | 0 | 0 | 0 | 0 | 0 | 0 | 0 | 0 | 0 | 0 | 0 | 0 | 0 | 0 | 0 | 0 | 0 | 0 | 0 | 0 | 0 | 0 | 0 | 0 | 0 | 0 | 0 | 0 | 0 | 0 | 0 | 0 | 0 | 0 | 0 | 0 | 2280 | 2280 | 2280 | Manning 500kV | Manning 500kV | Manning 500kV |  | 0 | 0 | 0 | 0 | 0 | 0 | 2280 | 2280 | 2280 | Manning 500kV | Manning 500kV | Manning 500kV |  | 1 | 1 | NO | 1 | 1 | 1 | NO | 1
PG&E GBA | Manteca | 115 | 0 | 0 | 0 | 0 | 0 | 0 | 0 | 0 | 0 | 0 | 0 | 0 | 0 | 0 | 0 | 0 | 0 | 0 | 0 | 0 | 0 | 0 | 0 | 0 | 0 | 0 | 0 | 0 | 0 | 0 | 0 | 0 | 0 | 0 | 0 | 0 | 0 | 0 | 0 | 0 | 0 | 0 | 0 | 0 | 0 | 1 | 0 | 0 | 0 | 0 | 0 | 0 | 0 | 0 | 0 | 1 | 0 | 1 | 0 | 1 | 0 | 0 | 0 | 0 | 0 | 1 | 0 | 1 | 0 | 0 | 0 | 0 | 0 | 0 | 0 | 0 | 0 | 0 | 1 | 1 | 0 | 0 | 0 | 0 | 0 | 0 | 0 | 0 | 0 | 0 | 0 | 0 | 0 | 0 | 1 | 1 | 0 | 0 |  | 0 | 0 | 0 | 0 | 0 | 0 | 0 | 0 | 0 | 0 | 0 | 0 | 0 | 0 | 0 | 0 | 0 | 0 | 0 | 0 | 0 | 0 | 0 | 0 | 0 | 0 | 0 | 0 | 0 | 0 | 0 | 0 | 0 | 0 | 0 | 0 | 0 | 0 | 0 | 0 | 0 | 0 | 0 | 0 | 0 | 1 | 0 | 3 | 0 | 2 | 1 | -79.08 | -1738.232 | -3308.8336 | Gates 500/230kV TB #11 | Gates 500/230kV TB #11 | Mustang-Henrietta 230 kV line |  | 0 | 0 | 1 | 0 | 0 | 1 | 7.65 | -476.012 | -3308.8336 | Cal Flat-Gates 230 kV line | Mustang-Henrietta 230 kV line | Mustang-Henrietta 230 kV line |  | 5 | 5 | NO | 5 | 5 | 4 | YES | 4
SDGE | Margarita | 138 | 0 | 0 | 0 | 0 | 0 | 0 | 0 | 0 | 0 | 0 | 0 | 0 | 0 | 0 | 0 | 0 | 0 | 0 | 0 | 0 | 0 | 0 | 0 | 0 | 0 | 1 | 0 | 0 | 0 | 0 | 0 | 0 | 0 | 0 | 0 | 0 | 0 | 1 | 1 | 0 | 0 | 0 | 0 | 0 | 0 | 0 | 0 | 0 | 0 | 0 | 0 | 0 | 0 | 0 | 0 | 0 | 0 | 0 | 0 | 0 | 0 | 0 | 0 | 0 | 0 | 0 | 0 | 0 | 0 | 0 | 0 | 0 | 0 | 0 | 0 | 0 | 0 | 0 | 0 | 0 | 0 | 0 | 0 | 0 | 0 | 0 | 0 | 0 | 0 | 0 | 0 | 0 | 0 | 0 | 0 | 0 | 0 | 0 |  | 0 | 0 | 0 | 0 | 0 | 0 | 0 | 0 | 0 | 0 | 0 | 0 | 0 | 0 | 0 | 0 | 0 | 0 | 0 | 0 | 0 | 0 | 0 | 0 | 0 | 0 | 0 | 0 | 0 | 0 | 0 | 0 | 0 | 0 | 0 | 0 | 0 | 0 | 0 | 90 | 0 | 0 | 0 | 0 | 1 | 0 | 0 | 0 | 0 | 0 | 0 | 495.6 | 437.1 | 429.9 | Trabuco-Capistrano 138 kV constraint | Trabuco-Capistrano 138 kV constraint | Trabuco-Capistrano 138 kV constraint |  | 0 | 0 | 0 | 0 | 0 | 0 | 495.6 | 437.1 | 429.9 | Trabuco-Capistrano 138 kV constraint | Trabuco-Capistrano 138 kV constraint | Trabuco-Capistrano 138 kV constraint |  | 1 | 1 | NO | 1 | 1 | 1 | NO | 1
PG&E GBA | Martin | 230 | 0 | 0 | 0 | 0 | 0 | 0 | 0 | 0 | 0 | 0 | 0 | 0 | 0 | 0 | 0 | 0 | 0 | 0 | 0 | 0 | 0 | 0 | 0 | 0 | 0 | 0 | 0 | 0 | 0 | 0 | 0 | 0 | 0 | 0 | 0 | 0 | 0 | 0 | 0 | 1 | 0 | 0 | 0 | 0 | 0 | 0 | 0 | 0 | 0 | 0 | 0 | 0 | 1 | 0 | 0 | 0 | 0 | 0 | 0 | 0 | 0 | 0 | 0 | 0 | 0 | 0 | 0 | 0 | 0 | 0 | 0 | 0 | 0 | 0 | 0 | 0 | 0 | 0 | 0 | 0 | 0 | 0 | 0 | 0 | 0 | 0 | 0 | 0 | 0 | 0 | 0 | 0 | 0 | 0 | 0 | 0 | 0 | 1 |  | 0 | 0 | 0 | 0 | 0 | 0 | 0 | 0 | 0 | 0 | 0 | 0 | 0 | 0 | 0 | 0 | 0 | 0 | 0 | 0 | 0 | 0 | 0 | 0 | 0 | 0 | 0 | 0 | 0 | 0 | 0 | 0 | 0 | 0 | 0 | 0 | 0 | 0 | 0 | 0 | 0 | 0 | 0 | 0 | 0 | 1 | 0 | 1 | 0 | 0 | 0 | -441.84 | -200.0712 | 3202.4639 | Collinsville-Tesla 500 kV Line | Collinsville-Tesla 500 kV Line | Collinsville-Tesla 500 kV Line |  | 1 | 0 | 1 | 0 | 0 | 0 | -441.84 | -200.0712 | 3202.4639 | Collinsville-Tesla 500 kV Line | Collinsville-Tesla 500 kV Line | Collinsville-Tesla 500 kV Line |  | 5 | 5 | NO | 5 | 1 | 1 | NO | 1
PG&E GBA | Martin | 115 | 0 | 0 | 0 | 0 | 0 | 0 | 0 | 0 | 0 | 0 | 0 | 0 | 0 | 0 | 0 | 0 | 0 | 0 | 0 | 0 | 0 | 0 | 0 | 0 | 0 | 0 | 0 | 0 | 0 | 0 | 0 | 0 | 0 | 0 | 0 | 0 | 0 | 0 | 0 | 0 | 0 | 0 | 0 | 0 | 0 | 0 | 0 | 0 | 0 | 0 | 0 | 0 | 1 | 0 | 0 | 1 | 0 | 0 | 0 | 0 | 0 | 0 | 0 | 0 | 0 | 1 | 0 | 0 | 0 | 0 | 0 | 0 | 0 | 0 | 0 | 0 | 0 | 0 | 0 | 0 | 0 | 0 | 0 | 0 | 0 | 0 | 0 | 0 | 0 | 0 | 0 | 0 | 0 | 0 | 0 | 0 | 0 | 1 |  | 0 | 0 | 0 | 0 | 0 | 0 | 0 | 0 | 0 | 0 | 0 | 0 | 0 | 0 | 0 | 0 | 0 | 0 | 0 | 0 | 0 | 0 | 0 | 0 | 0 | 0 | 188 | 0 | 0 | 1 | 0 | 0 | 0 | 0 | 0 | 0 | 0 | 0 | 0 | 0 | 0 | 188 | 0 | 0 | 1 | 0 | 0 | 0 | 0 | 0 | 0 | 2197.8 | 2184.65 | 4417.05 | Sobrante-Moraga 230 kV line | Sobrante-Moraga 230 kV line | Sobrante-Moraga 230 kV line |  | 0 | 0 | 0 | 0 | 0 | 0 | 2197.8 | 2184.65 | 4417.05 | Sobrante-Moraga 230 kV line | Sobrante-Moraga 230 kV line | Sobrante-Moraga 230 kV line |  | 1 | 1 | NO | 1 | 1 | 1 | NO | 1
PG&E GBA | Martinez | 115 | 0 | 0 | 0 | 0 | 0 | 0 | 0 | 0 | 0 | 0 | 0 | 0 | 0 | 0 | 0 | 0 | 0 | 0 | 0 | 0 | 0 | 0 | 0 | 0 | 0 | 0 | 0 | 0 | 0 | 0 | 0 | 0 | 0 | 0 | 0 | 0 | 0 | 0 | 0 | 1 | 0 | 0 | 0 | 0 | 0 | 0 | 0 | 0 | 0 | 1 | 0 | 0 | 1 | 1 | 1 | 1 | 0 | 0 | 1 | 1 | 0 | 0 | 0 | 0 | 0 | 1 | 0 | 0 | 0 | 0 | 0 | 0 | 0 | 0 | 0 | 0 | 0 | 0 | 0 | 0 | 0 | 0 | 0 | 0 | 0 | 0 | 0 | 0 | 0 | 0 | 0 | 0 | 0 | 0 | 0 | 0 | 0 | 2 |  | 0 | 0 | 0 | 0 | 0 | 0 | 0 | 0 | 0 | 0 | 0 | 0 | 0 | 0 | 0 | 0 | 0 | 0 | 0 | 0 | 0 | 0 | 0 | 0 | 0 | 0 | 0 | 0 | 0 | 0 | 0 | 0 | 0 | 0 | 0 | 0 | 0 | 0 | 0 | 0 | 0 | 0 | 0 | 0 | 0 | 2 | 0 | 1 | 0 | 0 | 0 | -441.84 | -200.0712 | 3026.8426 | Collinsville-Tesla 500 kV Line | Collinsville-Tesla 500 kV Line | Contra Costa- Windmaster 230 kV line |  | 1 | 0 | 1 | 0 | 0 | 0 | -441.84 | -200.0712 | 3026.8426 | Collinsville-Tesla 500 kV Line | Collinsville-Tesla 500 kV Line | Contra Costa- Windmaster 230 kV line |  | 5 | 5 | NO | 5 | 1 | 1 | NO | 1
PG&E FRESNO | Mc Mullin | 230 | 0 | 0 | 0 | 0 | 0 | 0 | 0 | 0 | 0 | 0 | 0 | 0 | 0 | 0 | 0 | 0 | 0 | 0 | 0 | 0 | 0 | 0 | 0 | 0 | 0 | 0 | 0 | 0 | 0 | 0 | 0 | 0 | 0 | 0 | 0 | 0 | 0 | 0 | 0 | 0 | 0 | 0 | 0 | 0 | 0 | 1 | 0 | 0 | 0 | 0 | 0 | 0 | 0 | 0 | 0 | 0 | 0 | 0 | 0 | 0 | 0 | 0 | 0 | 0 | 0 | 0 | 0 | 0 | 0 | 0 | 0 | 0 | 0 | 0 | 0 | 0 | 0 | 0 | 1 | 1 | 0 | 1 | 0 | 0 | 0 | 1 | 0 | 0 | 0 | 1 | 0 | 0 | 0 | 0 | 0 | 0 | 0 | 1 |  | 0 | 0 | 0 | 0 | 0 | 0 | 0 | 0 | 0 | 0 | 0 | 0 | 0 | 0 | 0 | 0 | 0 | 0 | 0 | 0 | 0 | 0 | 0 | 0 | 0 | 0 | 0 | 0 | 0 | 0 | 0 | 0 | 0 | 0 | 0 | 0 | 0 | 0 | 0 | 0 | 0 | 0 | 0 | 0 | 0 | 2 | 0 | 3 | 0 | 2 | 0 | -421.35 | -1738.232 | -1897.303 | Borden-Storey #1 230kV line | Gates 500/230kV TB #11 | Gates 500/230kV TB #12 |  | 1 | 0 | 1 | 0 | 0 | 0 | -421.35 | -182.75 | 671.3376 | Borden-Storey #1 230kV line | Borden-Storey #1 230kV line | Borden-Storey #1 230kV line |  | 5 | 5 | NO | 5 | 5 | 1 | YES | 2
PG&E FRESNO | McCall | 115 | 0 | 0 | 0 | 0 | 0 | 0 | 0 | 0 | 0 | 0 | 0 | 0 | 0 | 0 | 0 | 0 | 0 | 0 | 0 | 0 | 0 | 0 | 0 | 0 | 0 | 0 | 0 | 0 | 0 | 0 | 0 | 0 | 0 | 0 | 0 | 0 | 0 | 0 | 0 | 0 | 0 | 0 | 0 | 0 | 0 | 1 | 0 | 0 | 0 | 0 | 0 | 0 | 0 | 0 | 0 | 0 | 0 | 0 | 0 | 0 | 0 | 0 | 0 | 0 | 0 | 0 | 0 | 0 | 0 | 0 | 0 | 0 | 0 | 0 | 0 | 0 | 0 | 0 | 1 | 0 | 0 | 1 | 0 | 1 | 0 | 1 | 0 | 0 | 0 | 1 | 0 | 0 | 0 | 0 | 0 | 0 | 0 | 1 |  | 0 | 0 | 0 | 0 | 0 | 0 | 0 | 0 | 0 | 0 | 0 | 0 | 0 | 0 | 0 | 0 | 0 | 0 | 0 | 0 | 0 | 0 | 0 | 0 | 0 | 0 | 0 | 0 | 0 | 0 | 0 | 0 | 0 | 0 | 0 | 0 | 0 | 0 | 0 | 0 | 0 | 0 | 0 | 0 | 0 | 2 | 0 | 3 | 0 | 1 | 0 | -555.55 | -1311.984 | -1897.303 | Chowchilla-Le grand 115kV Line | Gates 500/230kV TB #12 | Gates 500/230kV TB #12 |  | 1 | 0 | 1 | 0 | 0 | 0 | -421.35 | -182.75 | 671.3376 | Borden-Storey #1 230kV line | Borden-Storey #1 230kV line | Borden-Storey #1 230kV line |  | 5 | 5 | NO | 5 | 5 | 1 | YES | 2
PG&E FRESNO | McCall | 230 | 0 | 0 | 0 | 0 | 0 | 0 | 0 | 0 | 0 | 0 | 0 | 0 | 0 | 0 | 0 | 0 | 0 | 0 | 0 | 0 | 0 | 0 | 0 | 0 | 0 | 0 | 0 | 0 | 0 | 0 | 0 | 0 | 0 | 0 | 0 | 0 | 0 | 0 | 0 | 0 | 0 | 0 | 0 | 0 | 0 | 1 | 0 | 0 | 0 | 0 | 0 | 0 | 0 | 0 | 0 | 0 | 0 | 0 | 0 | 0 | 0 | 0 | 0 | 0 | 0 | 0 | 0 | 0 | 0 | 0 | 0 | 0 | 0 | 0 | 0 | 0 | 0 | 0 | 1 | 1 | 0 | 1 | 0 | 0 | 0 | 1 | 0 | 0 | 0 | 1 | 0 | 0 | 0 | 0 | 0 | 0 | 0 | 1 |  | 0 | 0 | 0 | 0 | 0 | 0 | 0 | 0 | 0 | 0 | 0 | 0 | 0 | 0 | 0 | 0 | 0 | 0 | 0 | 0 | 0 | 0 | 0 | 0 | 0 | 0 | 0 | 0 | 0 | 0 | 0 | 0 | 0 | 0 | 0 | 0 | 0 | 0 | 0 | 100 | 0 | 0 | 0 | 0 | 1 | 2 | 0 | 3 | 0 | 2 | 0 | -421.35 | -1738.232 | -1897.303 | Borden-Storey #1 230kV line | Gates 500/230kV TB #11 | Gates 500/230kV TB #12 |  | 1 | 0 | 1 | 0 | 0 | 0 | -421.35 | -182.75 | 671.3376 | Borden-Storey #1 230kV line | Borden-Storey #1 230kV line | Borden-Storey #1 230kV line |  | 5 | 5 | NO | 5 | 5 | 1 | YES | 2
PG&E GBA | Meadow Lane | 115 | 0 | 0 | 0 | 0 | 0 | 0 | 0 | 0 | 0 | 0 | 0 | 0 | 0 | 0 | 0 | 0 | 0 | 0 | 0 | 0 | 0 | 0 | 0 | 0 | 0 | 0 | 0 | 0 | 0 | 0 | 0 | 0 | 0 | 0 | 0 | 0 | 0 | 0 | 0 | 1 | 0 | 0 | 0 | 0 | 0 | 0 | 0 | 0 | 0 | 0 | 0 | 0 | 0 | 0 | 0 | 0 | 0 | 0 | 0 | 0 | 0 | 0 | 0 | 0 | 0 | 0 | 0 | 0 | 0 | 0 | 0 | 0 | 0 | 0 | 0 | 0 | 0 | 0 | 0 | 0 | 0 | 0 | 0 | 0 | 0 | 0 | 0 | 0 | 0 | 0 | 0 | 0 | 0 | 0 | 0 | 0 | 0 | 0 |  | 0 | 0 | 0 | 0 | 0 | 0 | 0 | 0 | 0 | 0 | 0 | 0 | 0 | 0 | 0 | 0 | 0 | 0 | 0 | 0 | 0 | 0 | 0 | 0 | 0 | 0 | 0 | 0 | 0 | 0 | 0 | 0 | 0 | 0 | 0 | 0 | 0 | 0 | 0 | 0 | 0 | 0 | 0 | 0 | 0 | 1 | 0 | 1 | 0 | 0 | 0 | -441.84 | -200.0712 | 3202.4639 | Collinsville-Tesla 500 kV Line | Collinsville-Tesla 500 kV Line | Collinsville-Tesla 500 kV Line |  | 1 | 0 | 1 | 0 | 0 | 0 | -441.84 | -200.0712 | 3202.4639 | Collinsville-Tesla 500 kV Line | Collinsville-Tesla 500 kV Line | Collinsville-Tesla 500 kV Line |  | 5 | 5 | NO | 5 | 1 | 1 | NO | 1
PG&E GBA | Melones | 115 | 0 | 0 | 0 | 0 | 0 | 0 | 0 | 0 | 0 | 0 | 0 | 0 | 0 | 0 | 0 | 0 | 0 | 0 | 0 | 0 | 0 | 0 | 0 | 0 | 0 | 0 | 0 | 0 | 0 | 0 | 0 | 0 | 0 | 0 | 0 | 0 | 0 | 0 | 0 | 0 | 0 | 0 | 0 | 0 | 0 | 1 | 0 | 0 | 0 | 0 | 0 | 0 | 0 | 0 | 0 | 1 | 0 | 1 | 0 | 1 | 0 | 0 | 0 | 0 | 0 | 1 | 0 | 0 | 0 | 0 | 0 | 0 | 0 | 0 | 0 | 0 | 0 | 0 | 0 | 0 | 0 | 0 | 0 | 0 | 0 | 0 | 0 | 0 | 0 | 0 | 0 | 0 | 0 | 0 | 0 | 0 | 0 | 0 |  | 0 | 0 | 0 | 0 | 0 | 0 | 0 | 0 | 0 | 0 | 0 | 0 | 0 | 0 | 0 | 0 | 0 | 0 | 0 | 0 | 0 | 0 | 0 | 0 | 0 | 0 | 0 | 0 | 0 | 0 | 0 | 0 | 0 | 0 | 0 | 0 | 0 | 0 | 0 | 0 | 0 | 0 | 0 | 0 | 0 | 0 | 0 | 0 | 0 | 0 | 0 | 46.8 | 144.39 | 672.109 | Kasson Jct-Heinz 115 kV line | Kasson Jct-Heinz 115 kV line | Kasson Jct-Heinz 115 kV line |  | 0 | 0 | 0 | 0 | 0 | 0 | 46.8 | 144.39 | 672.109 | Kasson Jct-Heinz 115 kV line | Kasson Jct-Heinz 115 kV line | Kasson Jct-Heinz 115 kV line |  | 1 | 1 | NO | 1 | 1 | 1 | NO | 1
PG&E GBA | Melones | 230 | 0 | 0 | 0 | 0 | 0 | 0 | 0 | 0 | 0 | 0 | 0 | 0 | 0 | 0 | 0 | 0 | 0 | 0 | 0 | 0 | 0 | 0 | 0 | 0 | 0 | 0 | 0 | 0 | 0 | 0 | 0 | 0 | 0 | 0 | 0 | 0 | 0 | 0 | 0 | 0 | 0 | 0 | 0 | 0 | 0 | 1 | 0 | 0 | 0 | 0 | 0 | 0 | 0 | 0 | 0 | 1 | 0 | 1 | 0 | 1 | 0 | 0 | 0 | 0 | 0 | 1 | 0 | 0 | 0 | 0 | 0 | 0 | 0 | 0 | 0 | 0 | 0 | 0 | 0 | 0 | 0 | 0 | 0 | 0 | 0 | 0 | 0 | 0 | 0 | 0 | 0 | 0 | 0 | 0 | 0 | 0 | 0 | 0 |  | 0 | 0 | 0 | 0 | 0 | 0 | 0 | 0 | 0 | 0 | 0 | 0 | 0 | 0 | 0 | 0 | 0 | 0 | 0 | 0 | 0 | 0 | 0 | 0 | 0 | 0 | 0 | 0 | 0 | 0 | 0 | 0 | 0 | 0 | 0 | 0 | 0 | 0 | 0 | 0 | 0 | 0 | 0 | 0 | 0 | 0 | 0 | 0 | 0 | 0 | 0 | 46.8 | 144.39 | 672.109 | Kasson Jct-Heinz 115 kV line | Kasson Jct-Heinz 115 kV line | Kasson Jct-Heinz 115 kV line |  | 0 | 0 | 0 | 0 | 0 | 0 | 46.8 | 144.39 | 672.109 | Kasson Jct-Heinz 115 kV line | Kasson Jct-Heinz 115 kV line | Kasson Jct-Heinz 115 kV line |  | 1 | 1 | NO | 1 | 1 | 1 | NO | 1
SDGE | Melrose | 69 | 0 | 0 | 0 | 0 | 0 | 0 | 0 | 0 | 0 | 0 | 0 | 0 | 0 | 0 | 0 | 0 | 0 | 0 | 0 | 0 | 0 | 0 | 0 | 0 | 0 | 1 | 0 | 0 | 0 | 0 | 0 | 0 | 1 | 1 | 0 | 0 | 0 | 1 | 0 | 0 | 0 | 0 | 0 | 0 | 0 | 0 | 0 | 0 | 0 | 0 | 0 | 0 | 0 | 0 | 0 | 0 | 0 | 0 | 0 | 0 | 0 | 0 | 0 | 0 | 0 | 0 | 0 | 0 | 0 | 0 | 0 | 0 | 0 | 0 | 0 | 0 | 0 | 0 | 0 | 0 | 0 | 0 | 0 | 0 | 0 | 0 | 0 | 0 | 0 | 0 | 0 | 0 | 0 | 0 | 0 | 0 | 0 | 1 |  | 0 | 0 | 0 | 0 | 0 | 0 | 0 | 0 | 0 | 0 | 0 | 20 | 0 | 0 | 1 | 0 | 0 | 0 | 0 | 0 | 0 | 0 | 0 | 0 | 0 | 0 | 20 | 0 | 0 | 1 | 0 | 0 | 0 | 0 | 0 | 0 | 0 | 0 | 0 | 0 | 0 | 20 | 0 | 0 | 1 | 0 | 0 | 0 | 0 | 0 | 0 | 124 | 164 | 284 | Ocean Ranch 69 kV constraint | Ocean Ranch 69 kV constraint | Ocean Ranch 69 kV constraint |  | 0 | 0 | 0 | 0 | 0 | 0 | 124 | 164 | 284 | Ocean Ranch 69 kV constraint | Ocean Ranch 69 kV constraint | Ocean Ranch 69 kV constraint |  | 1 | 1 | NO | 1 | 1 | 1 | NO | 1
PG&E NGBA | Mendocino | 115 | 0 | 0 | 0 | 0 | 0 | 0 | 0 | 0 | 0 | 0 | 0 | 0 | 0 | 0 | 0 | 0 | 0 | 0 | 0 | 0 | 0 | 0 | 0 | 0 | 0 | 0 | 0 | 0 | 0 | 0 | 0 | 0 | 0 | 0 | 0 | 0 | 0 | 0 | 0 | 1 | 0 | 0 | 0 | 0 | 0 | 0 | 0 | 0 | 0 | 0 | 0 | 0 | 1 | 0 | 0 | 0 | 0 | 0 | 0 | 0 | 0 | 0 | 0 | 0 | 0 | 0 | 1 | 0 | 0 | 0 | 0 | 0 | 0 | 0 | 0 | 0 | 0 | 0 | 0 | 0 | 0 | 0 | 0 | 0 | 0 | 0 | 0 | 0 | 0 | 0 | 0 | 0 | 0 | 0 | 0 | 0 | 0 | 1 |  | 0 | 0 | 0 | 0 | 0 | 0 | 0 | 0 | 0 | 0 | 0 | 0 | 0 | 0 | 0 | 0 | 0 | 0 | 0 | 0 | 0 | 0 | 0 | 5 | 0 | 0 | 0 | 0 | 0 | 1 | 0 | 0 | 0 | 0 | 0 | 0 | 0 | 0 | 5 | 0 | 0 | 0 | 0 | 0 | 1 | 2 | 0 | 1 | 0 | 0 | 0 | -441.84 | -200.0712 | 335.9726 | Collinsville-Tesla 500 kV Line | Collinsville-Tesla 500 kV Line | Birds Landing-Contra Costa 230kV Line |  | 2 | 0 | 1 | 0 | 0 | 0 | -441.84 | -200.0712 | 335.9726 | Collinsville-Tesla 500 kV Line | Collinsville-Tesla 500 kV Line | Birds Landing-Contra Costa 230kV Line |  | 5 | 5 | NO | 5 | 1 | 1 | NO | 1
PG&E NGBA | Mendocino | 60 | 0 | 0 | 0 | 0 | 0 | 0 | 0 | 0 | 0 | 0 | 0 | 0 | 0 | 0 | 0 | 0 | 0 | 0 | 0 | 0 | 0 | 0 | 0 | 0 | 0 | 0 | 0 | 0 | 0 | 0 | 0 | 0 | 0 | 0 | 0 | 0 | 0 | 0 | 0 | 1 | 0 | 1 | 0 | 0 | 0 | 0 | 0 | 0 | 0 | 0 | 0 | 0 | 1 | 0 | 1 | 1 | 0 | 0 | 0 | 0 | 0 | 0 | 0 | 0 | 0 | 0 | 1 | 0 | 0 | 0 | 0 | 0 | 0 | 0 | 0 | 0 | 0 | 0 | 0 | 0 | 0 | 0 | 0 | 0 | 0 | 0 | 0 | 0 | 0 | 0 | 0 | 0 | 0 | 0 | 0 | 0 | 0 | 1 |  | 0 | 0 | 0 | 0 | 0 | 0 | 0 | 0 | 0 | 0 | 0 | 0 | 0 | 0 | 0 | 0 | 0 | 0 | 0 | 0 | 0 | 0 | 0 | 0 | 0 | 0 | 0 | 0 | 0 | 0 | 0 | 0 | 0 | 0 | 0 | 0 | 0 | 0 | 0 | 0 | 0 | 0 | 0 | 0 | 0 | 2 | 0 | 1 | 0 | 0 | 0 | -441.84 | -200.0712 | 335.9726 | Collinsville-Tesla 500 kV Line | Collinsville-Tesla 500 kV Line | Birds Landing-Contra Costa 230kV Line |  | 2 | 0 | 1 | 0 | 0 | 0 | -441.84 | -200.0712 | 335.9726 | Collinsville-Tesla 500 kV Line | Collinsville-Tesla 500 kV Line | Birds Landing-Contra Costa 230kV Line |  | 5 | 5 | NO | 5 | 1 | 1 | NO | 1
PG&E FRESNO | Mendota | 115 | 0 | 0 | 0 | 0 | 0 | 0 | 0 | 0 | 0 | 0 | 0 | 0 | 0 | 0 | 0 | 0 | 0 | 0 | 0 | 0 | 0 | 0 | 0 | 0 | 0 | 0 | 0 | 0 | 0 | 0 | 0 | 0 | 0 | 0 | 0 | 0 | 0 | 0 | 0 | 0 | 0 | 0 | 0 | 0 | 0 | 1 | 0 | 0 | 0 | 0 | 0 | 0 | 0 | 0 | 0 | 0 | 0 | 0 | 0 | 0 | 0 | 0 | 0 | 0 | 0 | 0 | 0 | 0 | 0 | 0 | 0 | 0 | 0 | 0 | 0 | 0 | 0 | 0 | 1 | 1 | 1 | 1 | 1 | 1 | 1 | 1 | 0 | 1 | 0 | 1 | 1 | 0 | 1 | 0 | 0 | 0 | 0 | 2 |  | 0 | 0 | 0 | 0 | 0 | 0 | 0 | 0 | 0 | 0 | 0 | 0 | 0 | 0 | 0 | 0 | 0 | 0 | 0 | 0 | 0 | 0 | 0 | 0 | 0 | 0 | 0 | 0 | 0 | 0 | 0 | 0 | 0 | 0 | 0 | 0 | 0 | 0 | 0 | 0 | 0 | 0 | 0 | 0 | 0 | 3 | 0 | 4 | 0 | 2 | 0 | -555.55 | -1738.232 | -1897.303 | Chowchilla-Le grand 115kV Line | Gates 500/230kV TB #11 | Gates 500/230kV TB #12 |  | 1 | 0 | 1 | 0 | 0 | 0 | -421.35 | -182.75 | 160.5276 | Borden-Storey #1 230kV line | Borden-Storey #1 230kV line | Merced 115/70kV TB#2 |  | 5 | 5 | NO | 5 | 5 | 1 | YES | 2
PG&E GBA | Menlo | 60 | 0 | 0 | 0 | 0 | 0 | 0 | 0 | 0 | 0 | 0 | 0 | 0 | 0 | 0 | 0 | 0 | 0 | 0 | 0 | 0 | 0 | 0 | 0 | 0 | 0 | 0 | 0 | 0 | 0 | 0 | 0 | 0 | 0 | 0 | 0 | 0 | 0 | 0 | 0 | 1 | 0 | 0 | 0 | 0 | 0 | 0 | 0 | 0 | 0 | 0 | 0 | 0 | 1 | 0 | 0 | 1 | 0 | 0 | 0 | 0 | 0 | 0 | 0 | 0 | 0 | 0 | 0 | 0 | 0 | 0 | 0 | 0 | 0 | 0 | 0 | 0 | 0 | 0 | 0 | 0 | 0 | 0 | 0 | 0 | 0 | 0 | 0 | 0 | 0 | 0 | 0 | 0 | 0 | 0 | 0 | 0 | 0 | 1 |  | 0 | 0 | 0 | 0 | 0 | 0 | 0 | 0 | 0 | 0 | 0 | 0 | 0 | 0 | 0 | 0 | 0 | 0 | 0 | 0 | 0 | 0 | 0 | 0 | 0 | 0 | 0 | 0 | 0 | 0 | 0 | 0 | 0 | 0 | 0 | 0 | 0 | 0 | 0 | 0 | 0 | 0 | 0 | 0 | 0 | 1 | 0 | 1 | 0 | 0 | 0 | -441.84 | -200.0712 | 3202.4639 | Collinsville-Tesla 500 kV Line | Collinsville-Tesla 500 kV Line | Collinsville-Tesla 500 kV Line |  | 1 | 0 | 1 | 0 | 0 | 0 | -441.84 | -200.0712 | 3202.4639 | Collinsville-Tesla 500 kV Line | Collinsville-Tesla 500 kV Line | Collinsville-Tesla 500 kV Line |  | 5 | 5 | NO | 5 | 1 | 1 | NO | 1
PG&E FRESNO | Merced | 115 | 0 | 0 | 0 | 0 | 0 | 0 | 0 | 0 | 0 | 0 | 0 | 0 | 0 | 0 | 0 | 0 | 0 | 0 | 0 | 0 | 0 | 0 | 0 | 0 | 0 | 0 | 0 | 0 | 0 | 0 | 0 | 0 | 0 | 0 | 0 | 0 | 0 | 0 | 0 | 0 | 0 | 0 | 0 | 0 | 0 | 1 | 0 | 0 | 0 | 0 | 0 | 0 | 0 | 0 | 0 | 0 | 0 | 0 | 0 | 1 | 0 | 0 | 0 | 0 | 0 | 0 | 0 | 0 | 0 | 0 | 0 | 0 | 0 | 0 | 0 | 0 | 0 | 0 | 1 | 1 | 0 | 1 | 1 | 1 | 1 | 1 | 0 | 1 | 1 | 1 | 0 | 0 | 1 | 0 | 0 | 0 | 0 | 2 |  | 0 | 0 | 0 | 0 | 0 | 0 | 0 | 0 | 0 | 0 | 0 | 0 | 0 | 0 | 0 | 0 | 0 | 0 | 0 | 0 | 0 | 0 | 0 | 0 | 0 | 0 | 0 | 0 | 0 | 0 | 0 | 0 | 0 | 0 | 0 | 0 | 0 | 0 | 0 | 0 | 0 | 0 | 0 | 0 | 0 | 3 | 0 | 4 | 0 | 2 | 0 | -555.55 | -1738.232 | -1897.303 | Chowchilla-Le grand 115kV Line | Gates 500/230kV TB #11 | Gates 500/230kV TB #12 |  | 1 | 0 | 1 | 0 | 0 | 0 | -421.35 | -182.75 | 378.2276 | Borden-Storey #1 230kV line | Borden-Storey #1 230kV line | Oro Loma-El Nido 115kV Line |  | 5 | 5 | NO | 5 | 5 | 1 | YES | 2
EOP | Mercury | 138 | 0 | 0 | 0 | 0 | 0 | 0 | 0 | 0 | 0 | 0 | 0 | 0 | 0 | 0 | 0 | 0 | 0 | 0 | 0 | 0 | 0 | 0 | 1 | 1 | 1 | 0 | 0 | 0 | 0 | 0 | 0 | 0 | 0 | 0 | 0 | 0 | 0 | 0 | 0 | 0 | 0 | 0 | 0 | 0 | 0 | 0 | 0 | 0 | 0 | 0 | 0 | 0 | 0 | 0 | 0 | 0 | 0 | 0 | 0 | 0 | 0 | 0 | 0 | 0 | 0 | 0 | 0 | 0 | 0 | 0 | 0 | 0 | 0 | 0 | 0 | 0 | 0 | 0 | 0 | 0 | 0 | 0 | 0 | 0 | 0 | 0 | 0 | 0 | 0 | 0 | 0 | 0 | 0 | 0 | 0 | 0 | 0 | 2 |  | 0 | 0 | 0 | 0 | 0 | 0 | 0 | 0 | 0 | 0 | 0 | 0 | 0 | 0 | 0 | 0 | 0 | 0 | 0 | 0 | 0 | 0 | 0 | 0 | 0 | 0 | 0 | 0 | 0 | 0 | 0 | 0 | 0 | 0 | 0 | 0 | 0 | 0 | 0 | 0 | 0 | 0 | 0 | 0 | 0 | 1 | 0 | 1 | 0 | 0 | 1 | -4292.881 | -5429.828 | -3970.751 | Lugo - Victorville area constraint | Lugo - Victorville area constraint | Lugo - Victorville area constraint |  | 0 | 0 | 0 | 0 | 0 | 0 | 876.62 | 67.08 | 709.88 | Sloan Canyon - Eldorado 500 kV constraint | Sloan Canyon - Eldorado 500 kV constraint | GLW 230kV area constraint |  | 5 | 1 | YES | 2 | 4 | 1 | YES | 2
PG&E FRESNO | Mercy Springs | 70 | 0 | 0 | 0 | 0 | 0 | 0 | 0 | 0 | 0 | 0 | 0 | 0 | 0 | 0 | 0 | 0 | 0 | 0 | 0 | 0 | 0 | 0 | 0 | 0 | 0 | 0 | 0 | 0 | 0 | 0 | 0 | 0 | 0 | 0 | 0 | 0 | 0 | 0 | 0 | 0 | 0 | 0 | 0 | 0 | 0 | 0 | 0 | 0 | 0 | 0 | 0 | 0 | 0 | 0 | 0 | 0 | 0 | 0 | 0 | 0 | 0 | 0 | 0 | 0 | 0 | 0 | 0 | 0 | 0 | 0 | 0 | 0 | 0 | 0 | 0 | 0 | 0 | 0 | 1 | 1 | 0 | 0 | 0 | 0 | 0 | 1 | 0 | 0 | 0 | 0 | 0 | 0 | 0 | 0 | 0 | 0 | 0 | 1 |  | 0 | 0 | 0 | 0 | 0 | 0 | 0 | 0 | 0 | 0 | 0 | 0 | 0 | 0 | 0 | 0 | 0 | 0 | 0 | 0 | 0 | 0 | 0 | 0 | 0 | 75 | 78 | 0 | 0 | 1 | 0 | 0 | 0 | 0 | 0 | 0 | 0 | 0 | 0 | 0 | 75 | 78 | 0 | 0 | 1 | 1 | 0 | 2 | 0 | 2 | 0 | -79.08 | -1738.232 | -1897.303 | Gates 500/230kV TB #11 | Gates 500/230kV TB #11 | Gates 500/230kV TB #12 |  | 0 | 0 | 0 | 0 | 0 | 0 | 2457.27 | 2621.968 | 4945.697 | Los Banos 500/230kV TB | Los Banos 500/230kV TB | Gates 500/230kV TB #12 |  | 5 | 1 | YES | 2 | 5 | 1 | YES | 2
PG&E NGBA | Meridian | 60 | 0 | 0 | 0 | 0 | 0 | 0 | 0 | 0 | 0 | 0 | 0 | 0 | 0 | 0 | 0 | 0 | 0 | 0 | 0 | 0 | 0 | 0 | 0 | 0 | 0 | 0 | 0 | 0 | 0 | 0 | 0 | 0 | 0 | 0 | 0 | 0 | 0 | 0 | 0 | 1 | 0 | 0 | 0 | 0 | 0 | 0 | 0 | 0 | 0 | 0 | 0 | 0 | 1 | 0 | 0 | 0 | 0 | 0 | 0 | 0 | 0 | 0 | 0 | 0 | 0 | 0 | 1 | 0 | 0 | 0 | 0 | 0 | 0 | 0 | 0 | 0 | 0 | 0 | 0 | 0 | 0 | 0 | 0 | 0 | 0 | 0 | 0 | 0 | 0 | 0 | 0 | 0 | 0 | 0 | 0 | 0 | 0 | 1 |  | 0 | 0 | 0 | 0 | 0 | 0 | 0 | 0 | 0 | 0 | 0 | 0 | 0 | 0 | 0 | 0 | 0 | 0 | 0 | 0 | 0 | 0 | 0 | 0 | 0 | 0 | 0 | 0 | 0 | 0 | 0 | 0 | 0 | 0 | 0 | 0 | 0 | 0 | 0 | 0 | 0 | 0 | 0 | 0 | 0 | 2 | 0 | 1 | 0 | 0 | 0 | -441.84 | -200.0712 | 335.9726 | Collinsville-Tesla 500 kV Line | Collinsville-Tesla 500 kV Line | Birds Landing-Contra Costa 230kV Line |  | 2 | 0 | 1 | 0 | 0 | 0 | -441.84 | -200.0712 | 335.9726 | Collinsville-Tesla 500 kV Line | Collinsville-Tesla 500 kV Line | Birds Landing-Contra Costa 230kV Line |  | 5 | 5 | NO | 5 | 1 | 1 | NO | 1
PG&E KERN | Mesa (PGE) | 115 | 0 | 0 | 0 | 0 | 0 | 0 | 0 | 0 | 0 | 0 | 0 | 0 | 0 | 0 | 0 | 0 | 0 | 0 | 0 | 0 | 0 | 0 | 0 | 0 | 0 | 0 | 0 | 0 | 0 | 0 | 0 | 0 | 0 | 0 | 0 | 0 | 0 | 0 | 0 | 0 | 0 | 0 | 0 | 0 | 0 | 0 | 0 | 0 | 0 | 0 | 0 | 0 | 0 | 0 | 0 | 0 | 0 | 0 | 0 | 0 | 0 | 0 | 0 | 0 | 0 | 0 | 0 | 1 | 1 | 0 | 0 | 0 | 0 | 0 | 0 | 0 | 0 | 0 | 0 | 1 | 0 | 0 | 0 | 0 | 0 | 1 | 0 | 0 | 0 | 0 | 0 | 0 | 0 | 0 | 0 | 1 | 0 | 1 |  | 0 | 0 | 0 | 0 | 0 | 0 | 0 | 0 | 0 | 0 | 0 | 0 | 0 | 0 | 0 | 0 | 0 | 0 | 0 | 0 | 0 | 0 | 0 | 0 | 0 | 0 | 0 | 0 | 0 | 0 | 0 | 0 | 0 | 0 | 0 | 0 | 0 | 0 | 0 | 0 | 0 | 0 | 0 | 0 | 0 | 1 | 0 | 1 | 0 | 1 | 0 | -79.08 | -1738.232 | -562.7302 | Gates 500/230kV TB #11 | Gates 500/230kV TB #11 | Gates 500/230kV TB #11 |  | 0 | 0 | 0 | 0 | 0 | 0 | 7.65 | 144.11 | 266.8703 | Cal Flat-Gates 230 kV line | Cal Flat-Gates 230 kV line | Cal Flat-Gates 230 kV line |  | 5 | 1 | YES | 2 | 5 | 1 | YES | 2
PG&E KERN | Mesa (PGE) | 230 | 0 | 0 | 0 | 0 | 0 | 0 | 0 | 0 | 0 | 0 | 0 | 0 | 0 | 0 | 0 | 0 | 0 | 0 | 0 | 0 | 0 | 0 | 0 | 0 | 0 | 0 | 0 | 0 | 0 | 0 | 0 | 0 | 0 | 0 | 0 | 0 | 0 | 0 | 0 | 0 | 0 | 0 | 0 | 0 | 0 | 0 | 0 | 0 | 0 | 0 | 0 | 0 | 0 | 0 | 0 | 0 | 0 | 0 | 0 | 0 | 0 | 0 | 0 | 0 | 0 | 0 | 0 | 1 | 0 | 0 | 0 | 0 | 0 | 0 | 0 | 0 | 0 | 0 | 1 | 1 | 0 | 0 | 0 | 0 | 0 | 0 | 0 | 0 | 0 | 0 | 0 | 0 | 0 | 0 | 1 | 1 | 0 | 0 |  | 0 | 0 | 0 | 0 | 0 | 0 | 0 | 0 | 0 | 0 | 0 | 0 | 0 | 0 | 0 | 0 | 0 | 0 | 0 | 0 | 0 | 0 | 0 | 0 | 0 | 0 | 0 | 0 | 0 | 0 | 0 | 0 | 0 | 0 | 0 | 0 | 0 | 0 | 0 | 0 | 0 | 0 | 0 | 150 | 1 | 1 | 0 | 3 | 0 | 2 | 1 | -79.08 | -1738.232 | -3308.8336 | Gates 500/230kV TB #11 | Gates 500/230kV TB #11 | Mustang-Henrietta 230 kV line |  | 0 | 0 | 1 | 0 | 0 | 1 | 7.65 | -476.012 | -3308.8336 | Cal Flat-Gates 230 kV line | Mustang-Henrietta 230 kV line | Mustang-Henrietta 230 kV line |  | 5 | 5 | NO | 5 | 5 | 4 | YES | 4
SCE Metro | Mesa (SCE) | 230 | 0 | 0 | 0 | 0 | 0 | 0 | 0 | 0 | 0 | 1 | 0 | 0 | 0 | 0 | 0 | 0 | 0 | 0 | 0 | 0 | 0 | 0 | 0 | 0 | 0 | 0 | 0 | 0 | 0 | 0 | 0 | 0 | 0 | 0 | 0 | 0 | 0 | 0 | 0 | 0 | 0 | 0 | 0 | 0 | 0 | 0 | 0 | 0 | 0 | 0 | 0 | 0 | 0 | 0 | 0 | 0 | 0 | 0 | 0 | 0 | 0 | 0 | 0 | 0 | 0 | 0 | 0 | 0 | 0 | 0 | 0 | 0 | 0 | 0 | 0 | 0 | 0 | 0 | 0 | 0 | 0 | 0 | 0 | 0 | 0 | 0 | 0 | 0 | 0 | 0 | 0 | 0 | 0 | 0 | 0 | 0 | 0 | 0 |  | 0 | 0 | 0 | 0 | 0 | 0 | 0 | 0 | 0 | 1.92 | 0 | 106.2 | 0 | 0 | 1 | 0 | 0 | 0 | 0 | 0 | 0 | 0 | 0 | 1.92 | 1.92 | 0 | 106.2 | 0 | 0 | 1 | 0 | 0 | 0 | 0 | 0 | 0 | 0 | 0 | 1.92 | 1.92 | 0 | 106.2 | 0 | 0 | 1 | 0 | 0 | 0 | 0 | 0 | 0 | 4159.6988 | 8194.058 | 21327.2611 | SCE Metro Area Default Constraint | SCE Metro Area Default Constraint | SCE Metro Area Default Constraint |  | 0 | 0 | 0 | 0 | 0 | 0 | 4159.6988 | 8194.058 | 21327.2611 | SCE Metro Area Default Constraint | SCE Metro Area Default Constraint | SCE Metro Area Default Constraint |  | 1 | 1 | NO | 1 | 1 | 1 | NO | 1
SCE Metro | Mesa (SCE) | 500 | 0 | 0 | 0 | 0 | 0 | 0 | 0 | 0 | 0 | 1 | 0 | 0 | 0 | 0 | 0 | 0 | 0 | 0 | 0 | 0 | 0 | 0 | 0 | 0 | 0 | 0 | 0 | 0 | 0 | 0 | 0 | 0 | 0 | 0 | 0 | 0 | 0 | 0 | 0 | 0 | 0 | 0 | 0 | 0 | 0 | 0 | 0 | 0 | 0 | 0 | 0 | 0 | 0 | 0 | 0 | 0 | 0 | 0 | 0 | 0 | 0 | 0 | 0 | 0 | 0 | 0 | 0 | 0 | 0 | 0 | 0 | 0 | 0 | 0 | 0 | 0 | 0 | 0 | 0 | 0 | 0 | 0 | 0 | 0 | 0 | 0 | 0 | 0 | 0 | 0 | 0 | 0 | 0 | 0 | 0 | 0 | 0 | 0 |  | 0 | 0 | 0 | 0 | 0 | 0 | 0 | 0 | 0 | 0 | 0 | 0 | 0 | 0 | 0 | 0 | 0 | 0 | 0 | 0 | 0 | 0 | 0 | 0 | 0 | 0 | 0 | 0 | 0 | 0 | 0 | 0 | 0 | 0 | 0 | 0 | 0 | 0 | 0 | 0 | 0 | 0 | 200 | 0 | 1 | 0 | 0 | 0 | 0 | 0 | 0 | 4159.6988 | 8194.058 | 21327.2611 | SCE Metro Area Default Constraint | SCE Metro Area Default Constraint | SCE Metro Area Default Constraint |  | 0 | 0 | 0 | 0 | 0 | 0 | 4159.6988 | 8194.058 | 21327.2611 | SCE Metro Area Default Constraint | SCE Metro Area Default Constraint | SCE Metro Area Default Constraint |  | 1 | 1 | NO | 1 | 1 | 1 | NO | 1
SDGE | Mesa Heights | 69 | 0 | 0 | 0 | 0 | 0 | 0 | 0 | 0 | 0 | 0 | 0 | 0 | 0 | 0 | 0 | 0 | 0 | 0 | 0 | 0 | 0 | 0 | 0 | 0 | 0 | 0 | 0 | 0 | 0 | 0 | 0 | 0 | 1 | 0 | 0 | 0 | 0 | 0 | 0 | 0 | 0 | 0 | 0 | 0 | 0 | 0 | 0 | 0 | 0 | 0 | 0 | 0 | 0 | 0 | 0 | 0 | 0 | 0 | 0 | 0 | 0 | 0 | 0 | 0 | 0 | 0 | 0 | 0 | 0 | 0 | 0 | 0 | 0 | 0 | 0 | 0 | 0 | 0 | 0 | 0 | 0 | 0 | 0 | 0 | 0 | 0 | 0 | 0 | 0 | 0 | 0 | 0 | 0 | 0 | 0 | 0 | 0 | 1 |  | 0 | 0 | 0 | 0 | 0 | 0 | 0 | 0 | 0 | 0 | 0 | 9 | 0 | 0 | 1 | 0 | 0 | 0 | 0 | 0 | 0 | 0 | 0 | 0 | 0 | 0 | 9 | 0 | 0 | 1 | 0 | 0 | 0 | 0 | 0 | 0 | 0 | 0 | 0 | 0 | 0 | 9 | 0 | 0 | 1 | 0 | 0 | 0 | 0 | 0 | 0 | 238.33 | 400.235 | 1988.4814 | San Luis Rey-San Onofre 230 kV line constraint | San Luis Rey-San Onofre 230 kV line constraint | San Luis Rey-San Onofre 230 kV line constraint |  | 0 | 0 | 0 | 0 | 0 | 0 | 238.33 | 400.235 | 1988.4814 | San Luis Rey-San Onofre 230 kV line constraint | San Luis Rey-San Onofre 230 kV line constraint | San Luis Rey-San Onofre 230 kV line constraint |  | 1 | 1 | NO | 1 | 1 | 1 | NO | 1
PG&E GBA | Metcalf | 115 | 0 | 0 | 0 | 0 | 0 | 0 | 0 | 0 | 0 | 0 | 0 | 0 | 0 | 0 | 0 | 0 | 0 | 0 | 0 | 0 | 0 | 0 | 0 | 0 | 0 | 0 | 0 | 0 | 0 | 0 | 0 | 0 | 0 | 0 | 0 | 0 | 0 | 0 | 0 | 0 | 0 | 0 | 0 | 0 | 0 | 0 | 0 | 0 | 0 | 0 | 0 | 0 | 0 | 0 | 0 | 1 | 0 | 0 | 0 | 1 | 0 | 0 | 0 | 0 | 0 | 0 | 0 | 0 | 0 | 0 | 0 | 0 | 0 | 0 | 0 | 0 | 0 | 0 | 0 | 0 | 0 | 0 | 0 | 0 | 0 | 0 | 0 | 0 | 0 | 0 | 0 | 0 | 0 | 0 | 0 | 0 | 0 | 0 |  | 0 | 0 | 0 | 0 | 0 | 0 | 0 | 0 | 0 | 0 | 0 | 0 | 0 | 0 | 0 | 0 | 0 | 0 | 0 | 0 | 0 | 0 | 0 | 0 | 0 | 0 | 0 | 0 | 0 | 0 | 0 | 0 | 0 | 0 | 0 | 0 | 0 | 0 | 0 | 0 | 0 | 0 | 0 | 0 | 0 | 0 | 0 | 0 | 0 | 0 | 0 | 2067.51 | 2548.6438 | 3822.2952 | Tesla-Bellota 230 kV line | Tesla-Bellota 230 kV line | Tesla-Bellota 230 kV line |  | 0 | 0 | 0 | 0 | 0 | 0 | 2067.51 | 2548.6438 | 3822.2952 | Tesla-Bellota 230 kV line | Tesla-Bellota 230 kV line | Tesla-Bellota 230 kV line |  | 1 | 1 | NO | 1 | 1 | 1 | NO | 1
PG&E GBA | Metcalf | 230 | 0 | 0 | 0 | 0 | 0 | 0 | 0 | 0 | 0 | 0 | 0 | 0 | 0 | 0 | 0 | 0 | 0 | 0 | 0 | 0 | 0 | 0 | 0 | 0 | 0 | 0 | 0 | 0 | 0 | 0 | 0 | 0 | 0 | 0 | 0 | 0 | 0 | 0 | 0 | 0 | 0 | 0 | 0 | 0 | 0 | 0 | 0 | 0 | 0 | 0 | 0 | 0 | 0 | 0 | 0 | 1 | 0 | 0 | 0 | 1 | 0 | 0 | 0 | 0 | 0 | 0 | 0 | 0 | 0 | 0 | 0 | 0 | 0 | 0 | 0 | 0 | 0 | 0 | 0 | 0 | 0 | 0 | 0 | 0 | 0 | 0 | 0 | 0 | 0 | 0 | 0 | 0 | 0 | 0 | 0 | 0 | 0 | 0 |  | 0 | 0 | 0 | 0 | 0 | 0 | 0 | 0 | 0 | 0 | 0 | 0 | 0 | 0 | 0 | 0 | 0 | 0 | 0 | 0 | 0 | 0 | 0 | 0 | 0 | 0 | 0 | 0 | 0 | 0 | 0 | 0 | 0 | 0 | 0 | 0 | 0 | 0 | 0 | 0 | 0 | 0 | 0 | 0 | 0 | 0 | 0 | 0 | 0 | 0 | 0 | 2067.51 | 2548.6438 | 3822.2952 | Tesla-Bellota 230 kV line | Tesla-Bellota 230 kV line | Tesla-Bellota 230 kV line |  | 0 | 0 | 0 | 0 | 0 | 0 | 2067.51 | 2548.6438 | 3822.2952 | Tesla-Bellota 230 kV line | Tesla-Bellota 230 kV line | Tesla-Bellota 230 kV line |  | 1 | 1 | NO | 1 | 1 | 1 | NO | 1
PG&E GBA | Metcalf | 500 | 0 | 0 | 0 | 0 | 0 | 0 | 0 | 0 | 0 | 0 | 0 | 0 | 0 | 0 | 0 | 0 | 0 | 0 | 0 | 0 | 0 | 0 | 0 | 0 | 0 | 0 | 0 | 0 | 0 | 0 | 0 | 0 | 0 | 0 | 0 | 0 | 0 | 0 | 0 | 0 | 0 | 0 | 0 | 0 | 0 | 0 | 0 | 0 | 0 | 0 | 0 | 0 | 0 | 0 | 0 | 0 | 0 | 0 | 0 | 0 | 0 | 0 | 0 | 0 | 0 | 0 | 0 | 0 | 0 | 0 | 0 | 0 | 0 | 0 | 0 | 0 | 0 | 0 | 0 | 0 | 0 | 0 | 0 | 0 | 0 | 0 | 0 | 0 | 0 | 0 | 0 | 0 | 0 | 0 | 0 | 0 | 1 | 0 |  | 0 | 0 | 0 | 0 | 0 | 0 | 0 | 0 | 0 | 0 | 0 | 0 | 0 | 0 | 0 | 0 | 0 | 0 | 0 | 0 | 0 | 0 | 0 | 0 | 0 | 0 | 0 | 0 | 0 | 0 | 30 | 0 | 0 | 0 | 0 | 0 | 0 | 0 | 0 | 0 | 0 | 0 | 0 | 0 | 1 | 0 | 0 | 0 | 0 | 0 | 0 | 1414.38 | 1280.282 | 5747.468 | NEW-Metcalf-Mosslanding 500kV | NEW-Metcalf-Mosslanding 500kV | NEW-Metcalf-Mosslanding 500kV |  | 0 | 0 | 0 | 0 | 0 | 0 | 1414.38 | 1280.282 | 5747.468 | NEW-Metcalf-Mosslanding 500kV | NEW-Metcalf-Mosslanding 500kV | NEW-Metcalf-Mosslanding 500kV |  | 1 | 1 | NO | 1 | 1 | 1 | NO | 1
PG&E KERN | Midway | 115 | 0 | 0 | 0 | 0 | 0 | 0 | 0 | 0 | 0 | 0 | 0 | 0 | 0 | 0 | 0 | 0 | 0 | 0 | 0 | 0 | 0 | 0 | 0 | 0 | 0 | 0 | 0 | 0 | 0 | 0 | 0 | 0 | 0 | 0 | 0 | 0 | 0 | 0 | 0 | 0 | 0 | 0 | 0 | 0 | 0 | 0 | 0 | 0 | 0 | 0 | 0 | 0 | 0 | 0 | 0 | 0 | 0 | 0 | 0 | 0 | 0 | 0 | 0 | 0 | 0 | 0 | 0 | 1 | 1 | 0 | 0 | 0 | 0 | 0 | 1 | 0 | 0 | 0 | 1 | 1 | 0 | 0 | 0 | 0 | 0 | 0 | 0 | 0 | 0 | 0 | 0 | 0 | 0 | 0 | 1 | 0 | 0 | 0 |  | 0 | 0 | 0 | 0 | 0 | 0 | 0 | 0 | 0 | 0 | 0 | 0 | 0 | 0 | 0 | 0 | 0 | 0 | 0 | 0 | 0 | 0 | 0 | 0 | 0 | 0 | 0 | 0 | 0 | 0 | 0 | 0 | 0 | 0 | 0 | 0 | 0 | 0 | 0 | 0 | 0 | 0 | 0 | 0 | 0 | 1 | 0 | 3 | 0 | 2 | 1 | -79.08 | -1738.232 | -3308.8336 | Gates 500/230kV TB #11 | Gates 500/230kV TB #11 | Mustang-Henrietta 230 kV line |  | 0 | 0 | 1 | 0 | 0 | 1 | 7.65 | -476.012 | -3308.8336 | Cal Flat-Gates 230 kV line | Mustang-Henrietta 230 kV line | Mustang-Henrietta 230 kV line |  | 5 | 5 | NO | 5 | 5 | 4 | YES | 4
PG&E KERN | Midway | 230 | 0 | 0 | 0 | 0 | 0 | 0 | 0 | 0 | 0 | 0 | 0 | 0 | 0 | 0 | 0 | 0 | 0 | 0 | 0 | 0 | 0 | 0 | 0 | 0 | 0 | 0 | 0 | 0 | 0 | 0 | 0 | 0 | 0 | 0 | 0 | 0 | 0 | 0 | 0 | 0 | 0 | 0 | 0 | 0 | 0 | 0 | 0 | 0 | 0 | 0 | 0 | 0 | 0 | 0 | 0 | 0 | 0 | 0 | 0 | 0 | 0 | 0 | 0 | 0 | 0 | 0 | 0 | 1 | 1 | 0 | 0 | 0 | 0 | 0 | 0 | 0 | 0 | 0 | 1 | 1 | 0 | 0 | 0 | 0 | 0 | 0 | 0 | 0 | 0 | 0 | 0 | 0 | 0 | 0 | 1 | 0 | 0 | 0 |  | 0 | 0 | 0 | 0 | 0 | 0 | 0 | 0 | 0 | 0 | 0 | 0 | 0 | 0 | 0 | 0 | 0 | 0 | 0 | 0 | 0 | 0 | 0 | 0 | 0 | 0 | 0 | 0 | 0 | 0 | 0 | 0 | 0 | 0 | 0 | 0 | 0 | 0 | 0 | 0 | 0 | 0 | 0 | 0 | 0 | 1 | 0 | 3 | 0 | 2 | 1 | -79.08 | -1738.232 | -3308.8336 | Gates 500/230kV TB #11 | Gates 500/230kV TB #11 | Mustang-Henrietta 230 kV line |  | 0 | 0 | 1 | 0 | 0 | 1 | 7.65 | -476.012 | -3308.8336 | Cal Flat-Gates 230 kV line | Mustang-Henrietta 230 kV line | Mustang-Henrietta 230 kV line |  | 5 | 5 | NO | 5 | 5 | 4 | YES | 4
PG&E KERN | Midway | 500 | 0 | 0 | 0 | 0 | 0 | 0 | 0 | 0 | 0 | 0 | 0 | 0 | 0 | 0 | 0 | 0 | 0 | 0 | 0 | 0 | 0 | 0 | 0 | 0 | 0 | 0 | 0 | 0 | 0 | 0 | 0 | 0 | 0 | 0 | 0 | 0 | 0 | 0 | 0 | 0 | 0 | 0 | 0 | 0 | 0 | 0 | 0 | 0 | 0 | 0 | 0 | 0 | 0 | 0 | 0 | 0 | 0 | 0 | 0 | 0 | 0 | 0 | 0 | 0 | 0 | 0 | 0 | 0 | 0 | 0 | 0 | 0 | 0 | 0 | 0 | 0 | 0 | 0 | 0 | 0 | 0 | 0 | 0 | 0 | 0 | 0 | 0 | 0 | 0 | 0 | 0 | 0 | 0 | 0 | 1 | 0 | 0 | 0 |  | 0 | 0 | 0 | 0 | 0 | 0 | 0 | 0 | 0 | 0 | 0 | 0 | 0 | 0 | 0 | 0 | 0 | 0 | 0 | 0 | 0 | 0 | 0 | 0 | 0 | 0 | 0 | 0 | 0 | 0 | 0 | 0 | 0 | 0 | 0 | 0 | 0 | 0 | 0 | 0 | 0 | 0 | 0 | 0 | 0 | 0 | 0 | 1 | 0 | 0 | 1 | 372.37 | -476.012 | -3308.8336 | Mustang-Henrietta 230 kV line | Mustang-Henrietta 230 kV line | Mustang-Henrietta 230 kV line |  | 0 | 0 | 1 | 0 | 0 | 1 | 372.37 | -476.012 | -3308.8336 | Mustang-Henrietta 230 kV line | Mustang-Henrietta 230 kV line | Mustang-Henrietta 230 kV line |  | 5 | 5 | NO | 5 | 4 | 4 | NO | 4
SDGE | Miguel | 230 | 0 | 0 | 0 | 0 | 0 | 0 | 0 | 0 | 0 | 0 | 0 | 0 | 0 | 0 | 0 | 0 | 0 | 0 | 0 | 0 | 0 | 0 | 0 | 0 | 0 | 0 | 0 | 0 | 1 | 0 | 1 | 0 | 1 | 0 | 0 | 1 | 1 | 0 | 0 | 0 | 0 | 0 | 0 | 0 | 0 | 0 | 0 | 0 | 0 | 0 | 0 | 0 | 0 | 0 | 0 | 0 | 0 | 0 | 0 | 0 | 0 | 0 | 0 | 0 | 0 | 0 | 0 | 0 | 0 | 0 | 0 | 0 | 0 | 0 | 0 | 0 | 0 | 0 | 0 | 0 | 0 | 0 | 0 | 0 | 0 | 0 | 0 | 0 | 0 | 0 | 0 | 0 | 0 | 0 | 0 | 0 | 0 | 5 |  | 0 | 0 | 0 | 0 | 0 | 0 | 0 | 0 | 0 | 0 | 0 | 0 | 0 | 0 | 0 | 0 | 0 | 0 | 0 | 0 | 0 | 0 | 0 | 0 | 0 | 0 | 0 | 0 | 0 | 0 | 0 | 0 | 0 | 0 | 0 | 0 | 0 | 0 | 0 | 0 | 0 | 0 | 0 | 0 | 0 | 0 | 0 | 0 | 0 | 0 | 0 | 238.33 | 400.235 | 1988.4814 | San Luis Rey-San Onofre 230 kV line constraint | San Luis Rey-San Onofre 230 kV line constraint | San Luis Rey-San Onofre 230 kV line constraint |  | 0 | 0 | 0 | 0 | 0 | 0 | 238.33 | 400.235 | 1988.4814 | San Luis Rey-San Onofre 230 kV line constraint | San Luis Rey-San Onofre 230 kV line constraint | San Luis Rey-San Onofre 230 kV line constraint |  | 1 | 1 | NO | 1 | 1 | 1 | NO | 1
SDGE | Miguel | 500 | 0 | 0 | 0 | 0 | 0 | 0 | 0 | 0 | 0 | 0 | 0 | 0 | 0 | 0 | 0 | 0 | 0 | 0 | 0 | 0 | 0 | 0 | 0 | 0 | 0 | 0 | 0 | 0 | 1 | 0 | 1 | 0 | 1 | 0 | 0 | 1 | 1 | 0 | 0 | 0 | 0 | 0 | 0 | 0 | 0 | 0 | 0 | 0 | 0 | 0 | 0 | 0 | 0 | 0 | 0 | 0 | 0 | 0 | 0 | 0 | 0 | 0 | 0 | 0 | 0 | 0 | 0 | 0 | 0 | 0 | 0 | 0 | 0 | 0 | 0 | 0 | 0 | 0 | 0 | 0 | 0 | 0 | 0 | 0 | 0 | 0 | 0 | 0 | 0 | 0 | 0 | 0 | 0 | 0 | 0 | 0 | 0 | 5 |  | 0 | 0 | 0 | 0 | 0 | 0 | 0 | 0 | 0 | 0 | 0 | 0 | 0 | 0 | 0 | 0 | 0 | 0 | 0 | 0 | 0 | 0 | 0 | 0 | 0 | 0 | 0 | 0 | 0 | 0 | 0 | 0 | 0 | 0 | 0 | 0 | 0 | 0 | 0 | 0 | 0 | 0 | 0 | 0 | 0 | 0 | 0 | 0 | 0 | 0 | 0 | 238.33 | 400.235 | 1988.4814 | San Luis Rey-San Onofre 230 kV line constraint | San Luis Rey-San Onofre 230 kV line constraint | San Luis Rey-San Onofre 230 kV line constraint |  | 0 | 0 | 0 | 0 | 0 | 0 | 238.33 | 400.235 | 1988.4814 | San Luis Rey-San Onofre 230 kV line constraint | San Luis Rey-San Onofre 230 kV line constraint | San Luis Rey-San Onofre 230 kV line constraint |  | 1 | 1 | NO | 1 | 1 | 1 | NO | 1
SDGE | Miguel | 69 | 0 | 0 | 0 | 0 | 0 | 0 | 0 | 0 | 0 | 0 | 0 | 0 | 0 | 0 | 0 | 0 | 0 | 0 | 0 | 0 | 0 | 0 | 0 | 0 | 0 | 0 | 0 | 1 | 0 | 1 | 1 | 0 | 1 | 0 | 0 | 1 | 1 | 0 | 0 | 0 | 0 | 0 | 0 | 0 | 0 | 0 | 0 | 0 | 0 | 0 | 0 | 0 | 0 | 0 | 0 | 0 | 0 | 0 | 0 | 0 | 0 | 0 | 0 | 0 | 0 | 0 | 0 | 0 | 0 | 0 | 0 | 0 | 0 | 0 | 0 | 0 | 0 | 0 | 0 | 0 | 0 | 0 | 0 | 0 | 0 | 0 | 0 | 0 | 0 | 0 | 0 | 0 | 0 | 0 | 0 | 0 | 0 | 4 |  | 0 | 0 | 0 | 0 | 0 | 0 | 0 | 0 | 0 | 0 | 0 | 9.75 | 0 | 0 | 1 | 0 | 0 | 0 | 0 | 0 | 0 | 0 | 0 | 0 | 0 | 0 | 9.75 | 0 | 0 | 1 | 0 | 0 | 0 | 0 | 0 | 0 | 0 | 0 | 0 | 0 | 0 | 9.75 | 0 | 0 | 1 | 0 | 0 | 0 | 0 | 0 | 0 | 159.55 | 195.275 | 301.7864 | Miguel 69 kV constraint | Miguel 69 kV constraint | Miguel 69 kV constraint |  | 0 | 0 | 0 | 0 | 0 | 0 | 159.55 | 195.275 | 301.7864 | Miguel 69 kV constraint | Miguel 69 kV constraint | Miguel 69 kV constraint |  | 1 | 1 | NO | 1 | 1 | 1 | NO | 1
PG&E GBA | Millbrae | 115 | 0 | 0 | 0 | 0 | 0 | 0 | 0 | 0 | 0 | 0 | 0 | 0 | 0 | 0 | 0 | 0 | 0 | 0 | 0 | 0 | 0 | 0 | 0 | 0 | 0 | 0 | 0 | 0 | 0 | 0 | 0 | 0 | 0 | 0 | 0 | 0 | 0 | 0 | 0 | 0 | 0 | 0 | 0 | 0 | 0 | 0 | 0 | 0 | 0 | 0 | 0 | 0 | 1 | 0 | 0 | 1 | 0 | 0 | 0 | 0 | 0 | 0 | 0 | 0 | 0 | 1 | 0 | 0 | 0 | 0 | 0 | 0 | 0 | 0 | 0 | 0 | 0 | 0 | 0 | 0 | 0 | 0 | 0 | 0 | 0 | 0 | 0 | 0 | 0 | 0 | 0 | 0 | 0 | 0 | 0 | 0 | 0 | 1 |  | 0 | 0 | 0 | 0 | 0 | 0 | 0 | 0 | 0 | 0 | 0 | 0 | 0 | 0 | 0 | 0 | 0 | 0 | 0 | 0 | 0 | 0 | 0 | 0 | 0 | 0 | 0 | 0 | 0 | 0 | 0 | 0 | 0 | 0 | 0 | 0 | 0 | 0 | 0 | 0 | 0 | 0 | 0 | 0 | 0 | 0 | 0 | 0 | 0 | 0 | 0 | 2197.8 | 2184.65 | 4417.05 | Sobrante-Moraga 230 kV line | Sobrante-Moraga 230 kV line | Sobrante-Moraga 230 kV line |  | 0 | 0 | 0 | 0 | 0 | 0 | 2197.8 | 2184.65 | 4417.05 | Sobrante-Moraga 230 kV line | Sobrante-Moraga 230 kV line | Sobrante-Moraga 230 kV line |  | 1 | 1 | NO | 1 | 1 | 1 | NO | 1
PG&E GBA | Miller | 115 | 0 | 0 | 0 | 0 | 0 | 0 | 0 | 0 | 0 | 0 | 0 | 0 | 0 | 0 | 0 | 0 | 0 | 0 | 0 | 0 | 0 | 0 | 0 | 0 | 0 | 0 | 0 | 0 | 0 | 0 | 0 | 0 | 0 | 0 | 0 | 0 | 0 | 0 | 0 | 0 | 0 | 0 | 0 | 0 | 0 | 1 | 0 | 0 | 0 | 0 | 0 | 0 | 0 | 0 | 0 | 1 | 0 | 1 | 0 | 1 | 0 | 0 | 0 | 0 | 0 | 1 | 0 | 0 | 0 | 0 | 0 | 0 | 0 | 0 | 0 | 0 | 0 | 0 | 0 | 0 | 0 | 0 | 0 | 0 | 0 | 0 | 0 | 0 | 0 | 0 | 0 | 0 | 0 | 0 | 0 | 0 | 0 | 0 |  | 0 | 0 | 0 | 0 | 0 | 0 | 0 | 0 | 0 | 0 | 0 | 0 | 0 | 0 | 0 | 0 | 0 | 0 | 0 | 0 | 0 | 0 | 0 | 0 | 0 | 0 | 0 | 0 | 0 | 0 | 0 | 0 | 0 | 0 | 0 | 0 | 0 | 0 | 0 | 0 | 0 | 0 | 0 | 0 | 0 | 0 | 0 | 0 | 0 | 0 | 0 | 46.8 | 144.39 | 672.109 | Kasson Jct-Heinz 115 kV line | Kasson Jct-Heinz 115 kV line | Kasson Jct-Heinz 115 kV line |  | 0 | 0 | 0 | 0 | 0 | 0 | 46.8 | 144.39 | 672.109 | Kasson Jct-Heinz 115 kV line | Kasson Jct-Heinz 115 kV line | Kasson Jct-Heinz 115 kV line |  | 1 | 1 | NO | 1 | 1 | 1 | NO | 1
SCE Metro | Mira Loma | 230 | 0 | 0 | 0 | 0 | 0 | 0 | 0 | 0 | 0 | 1 | 0 | 0 | 0 | 0 | 0 | 0 | 0 | 0 | 0 | 0 | 0 | 0 | 0 | 0 | 0 | 0 | 0 | 0 | 0 | 0 | 0 | 0 | 0 | 0 | 0 | 0 | 0 | 0 | 0 | 0 | 0 | 0 | 0 | 0 | 0 | 0 | 0 | 0 | 0 | 0 | 0 | 0 | 0 | 0 | 0 | 0 | 0 | 0 | 0 | 0 | 0 | 0 | 0 | 0 | 0 | 0 | 0 | 0 | 0 | 0 | 0 | 0 | 0 | 0 | 0 | 0 | 0 | 0 | 0 | 0 | 0 | 0 | 0 | 0 | 0 | 0 | 0 | 0 | 0 | 0 | 0 | 0 | 0 | 0 | 0 | 0 | 0 | 0 |  | 0 | 0 | 0 | 0 | 0 | 0 | 0 | 0 | 0 | 0 | 0 | 0 | 0 | 0 | 0 | 0 | 0 | 0 | 0 | 0 | 0 | 0 | 0 | 0 | 0 | 0 | 42 | 0 | 0 | 1 | 0 | 0 | 0 | 0 | 0 | 0 | 0 | 0 | 0 | 0 | 0 | 42 | 200 | 0 | 1 | 0 | 0 | 0 | 0 | 0 | 0 | 4159.6988 | 8194.058 | 21327.2611 | SCE Metro Area Default Constraint | SCE Metro Area Default Constraint | SCE Metro Area Default Constraint |  | 0 | 0 | 0 | 0 | 0 | 0 | 4159.6988 | 8194.058 | 21327.2611 | SCE Metro Area Default Constraint | SCE Metro Area Default Constraint | SCE Metro Area Default Constraint |  | 1 | 1 | NO | 1 | 1 | 1 | NO | 1
SCE Metro | Mira Loma | 500 | 0 | 0 | 0 | 0 | 0 | 0 | 0 | 0 | 0 | 1 | 0 | 0 | 0 | 0 | 0 | 0 | 0 | 0 | 0 | 0 | 0 | 0 | 0 | 0 | 0 | 0 | 0 | 0 | 0 | 0 | 0 | 0 | 0 | 0 | 0 | 0 | 0 | 0 | 0 | 0 | 0 | 0 | 0 | 0 | 0 | 0 | 0 | 0 | 0 | 0 | 0 | 0 | 0 | 0 | 0 | 0 | 0 | 0 | 0 | 0 | 0 | 0 | 0 | 0 | 0 | 0 | 0 | 0 | 0 | 0 | 0 | 0 | 0 | 0 | 0 | 0 | 0 | 0 | 0 | 0 | 0 | 0 | 0 | 0 | 0 | 0 | 0 | 0 | 0 | 0 | 0 | 0 | 0 | 0 | 0 | 0 | 0 | 0 |  | 0 | 0 | 0 | 0 | 0 | 0 | 0 | 0 | 0 | 0 | 0 | 0 | 0 | 0 | 0 | 0 | 0 | 0 | 0 | 0 | 0 | 0 | 0 | 0 | 0 | 0 | 0 | 0 | 0 | 0 | 0 | 0 | 0 | 0 | 0 | 0 | 0 | 0 | 0 | 0 | 0 | 0 | 0 | 0 | 0 | 0 | 0 | 0 | 0 | 0 | 0 | 4159.6988 | 8194.058 | 21327.2611 | SCE Metro Area Default Constraint | SCE Metro Area Default Constraint | SCE Metro Area Default Constraint |  | 0 | 0 | 0 | 0 | 0 | 0 | 4159.6988 | 8194.058 | 21327.2611 | SCE Metro Area Default Constraint | SCE Metro Area Default Constraint | SCE Metro Area Default Constraint |  | 1 | 1 | NO | 1 | 1 | 1 | NO | 1
SCE Eastern | Mirage | 115 | 0 | 0 | 0 | 0 | 0 | 0 | 0 | 0 | 0 | 0 | 0 | 0 | 0 | 0 | 0 | 0 | 0 | 0 | 1 | 1 | 0 | 1 | 0 | 0 | 0 | 0 | 0 | 0 | 0 | 0 | 0 | 0 | 0 | 0 | 0 | 0 | 0 | 0 | 0 | 0 | 0 | 0 | 0 | 0 | 0 | 0 | 0 | 0 | 0 | 0 | 0 | 0 | 0 | 0 | 0 | 0 | 0 | 0 | 0 | 0 | 0 | 0 | 0 | 0 | 0 | 0 | 0 | 0 | 0 | 0 | 0 | 0 | 0 | 0 | 0 | 0 | 0 | 0 | 0 | 0 | 0 | 0 | 0 | 0 | 0 | 0 | 0 | 0 | 0 | 0 | 0 | 0 | 0 | 0 | 0 | 0 | 0 | 1 |  | 0 | 0 | 0 | 0 | 0 | 0 | 0 | 0 | 0 | 0 | 0 | 0 | 0 | 0 | 0 | 0 | 0 | 0 | 0 | 0 | 0 | 0 | 0 | 0 | 0 | 0 | 0 | 0 | 0 | 0 | 0 | 0 | 0 | 0 | 0 | 0 | 0 | 0 | 0 | 0 | 0 | 0 | 0 | 0 | 0 | 1 | 0 | 1 | 0 | 0 | 0 | -529 | -500 | 339.76 | Eagle Mountain Constraint | Eagle Mountain Constraint | Eagle Mountain Constraint |  | 0 | 0 | 0 | 0 | 0 | 0 | 71 | 100 | 339.76 | Eagle Mountain Constraint | Eagle Mountain Constraint | Eagle Mountain Constraint |  | 5 | 1 | YES | 2 | 1 | 1 | NO | 1
SCE Eastern | Mirage | 230 | 0 | 0 | 0 | 0 | 0 | 0 | 0 | 0 | 0 | 0 | 0 | 0 | 0 | 0 | 0 | 0 | 0 | 0 | 1 | 1 | 0 | 1 | 0 | 0 | 0 | 0 | 0 | 0 | 0 | 0 | 0 | 0 | 0 | 0 | 0 | 0 | 0 | 0 | 0 | 0 | 0 | 0 | 0 | 0 | 0 | 0 | 0 | 0 | 0 | 0 | 0 | 0 | 0 | 0 | 0 | 0 | 0 | 0 | 0 | 0 | 0 | 0 | 0 | 0 | 0 | 0 | 0 | 0 | 0 | 0 | 0 | 0 | 0 | 0 | 0 | 0 | 0 | 0 | 0 | 0 | 0 | 0 | 0 | 0 | 0 | 0 | 0 | 0 | 0 | 0 | 0 | 0 | 0 | 0 | 0 | 0 | 0 | 1 |  | 0 | 0 | 0 | 0 | 0 | 0 | 0 | 0 | 0 | 0 | 132 | 150 | 0 | 0 | 1 | 30 | 0 | 0 | 0 | 0 | 0 | 0 | 0 | 0 | 0 | 0 | 0 | 0 | 0 | 1 | 30 | 0 | 0 | 0 | 0 | 0 | 0 | 0 | 0 | 0 | 132 | 150 | 0 | 0 | 1 | 1 | 0 | 1 | 0 | 0 | 0 | -529 | -500 | 339.76 | Eagle Mountain Constraint | Eagle Mountain Constraint | Eagle Mountain Constraint |  | 0 | 0 | 0 | 0 | 0 | 0 | 71 | 100 | 339.76 | Eagle Mountain Constraint | Eagle Mountain Constraint | Eagle Mountain Constraint |  | 5 | 1 | YES | 2 | 1 | 1 | NO | 1
SDGE | Mission | 138 | 0 | 0 | 0 | 0 | 0 | 0 | 0 | 0 | 0 | 0 | 0 | 0 | 0 | 0 | 0 | 0 | 0 | 0 | 0 | 0 | 0 | 0 | 0 | 0 | 0 | 0 | 0 | 0 | 0 | 0 | 1 | 0 | 1 | 0 | 0 | 0 | 0 | 0 | 0 | 0 | 0 | 0 | 0 | 0 | 0 | 0 | 0 | 0 | 0 | 0 | 0 | 0 | 0 | 0 | 0 | 0 | 0 | 0 | 0 | 0 | 0 | 0 | 0 | 0 | 0 | 0 | 0 | 0 | 0 | 0 | 0 | 0 | 0 | 0 | 0 | 0 | 0 | 0 | 0 | 0 | 0 | 0 | 0 | 0 | 0 | 0 | 0 | 0 | 0 | 0 | 0 | 0 | 0 | 0 | 0 | 0 | 0 | 2 |  | 0 | 0 | 0 | 0 | 0 | 0 | 0 | 0 | 0 | 0 | 0 | 0 | 0 | 0 | 0 | 0 | 0 | 0 | 0 | 0 | 0 | 0 | 0 | 0 | 0 | 0 | 0 | 0 | 0 | 0 | 0 | 0 | 0 | 0 | 0 | 0 | 0 | 0 | 0 | 0 | 0 | 0 | 0 | 0 | 0 | 0 | 0 | 0 | 0 | 0 | 0 | 238.33 | 400.235 | 1988.4814 | San Luis Rey-San Onofre 230 kV line constraint | San Luis Rey-San Onofre 230 kV line constraint | San Luis Rey-San Onofre 230 kV line constraint |  | 0 | 0 | 0 | 0 | 0 | 0 | 238.33 | 400.235 | 1988.4814 | San Luis Rey-San Onofre 230 kV line constraint | San Luis Rey-San Onofre 230 kV line constraint | San Luis Rey-San Onofre 230 kV line constraint |  | 1 | 1 | NO | 1 | 1 | 1 | NO | 1
SDGE | Mission | 230 | 0 | 0 | 0 | 0 | 0 | 0 | 0 | 0 | 0 | 0 | 0 | 0 | 0 | 0 | 0 | 0 | 0 | 0 | 0 | 0 | 0 | 0 | 0 | 0 | 0 | 0 | 0 | 0 | 1 | 0 | 1 | 0 | 1 | 0 | 0 | 0 | 0 | 0 | 0 | 0 | 0 | 0 | 0 | 0 | 0 | 0 | 0 | 0 | 0 | 0 | 0 | 0 | 0 | 0 | 0 | 0 | 0 | 0 | 0 | 0 | 0 | 0 | 0 | 0 | 0 | 0 | 0 | 0 | 0 | 0 | 0 | 0 | 0 | 0 | 0 | 0 | 0 | 0 | 0 | 0 | 0 | 0 | 0 | 0 | 0 | 0 | 0 | 0 | 0 | 0 | 0 | 0 | 0 | 0 | 0 | 0 | 0 | 3 |  | 0 | 0 | 0 | 0 | 0 | 0 | 0 | 0 | 0 | 0 | 0 | 0 | 0 | 0 | 0 | 0 | 0 | 0 | 0 | 0 | 0 | 0 | 0 | 0 | 0 | 0 | 0 | 0 | 0 | 0 | 0 | 0 | 0 | 0 | 0 | 0 | 0 | 0 | 0 | 0 | 0 | 0 | 0 | 0 | 0 | 0 | 0 | 0 | 0 | 0 | 0 | 238.33 | 400.235 | 1988.4814 | San Luis Rey-San Onofre 230 kV line constraint | San Luis Rey-San Onofre 230 kV line constraint | San Luis Rey-San Onofre 230 kV line constraint |  | 0 | 0 | 0 | 0 | 0 | 0 | 238.33 | 400.235 | 1988.4814 | San Luis Rey-San Onofre 230 kV line constraint | San Luis Rey-San Onofre 230 kV line constraint | San Luis Rey-San Onofre 230 kV line constraint |  | 1 | 1 | NO | 1 | 1 | 1 | NO | 1
SDGE | Mission | 69 | 0 | 0 | 0 | 0 | 0 | 0 | 0 | 0 | 0 | 0 | 0 | 0 | 0 | 0 | 0 | 0 | 0 | 0 | 0 | 0 | 0 | 0 | 0 | 0 | 0 | 0 | 0 | 0 | 0 | 0 | 1 | 0 | 1 | 0 | 0 | 0 | 0 | 0 | 0 | 0 | 0 | 0 | 0 | 0 | 0 | 0 | 0 | 0 | 0 | 0 | 0 | 0 | 0 | 0 | 0 | 0 | 0 | 0 | 0 | 0 | 0 | 0 | 0 | 0 | 0 | 0 | 0 | 0 | 0 | 0 | 0 | 0 | 0 | 0 | 0 | 0 | 0 | 0 | 0 | 0 | 0 | 0 | 0 | 0 | 0 | 0 | 0 | 0 | 0 | 0 | 0 | 0 | 0 | 0 | 0 | 0 | 0 | 2 |  | 0 | 0 | 0 | 0 | 0 | 0 | 0 | 0 | 0 | 0 | 0 | 0 | 0 | 0 | 0 | 0 | 0 | 0 | 0 | 0 | 0 | 0 | 0 | 0 | 0 | 0 | 0 | 0 | 0 | 0 | 0 | 0 | 0 | 0 | 0 | 0 | 0 | 0 | 0 | 0 | 0 | 0 | 0 | 0 | 0 | 0 | 0 | 0 | 0 | 0 | 0 | 238.33 | 400.235 | 1988.4814 | San Luis Rey-San Onofre 230 kV line constraint | San Luis Rey-San Onofre 230 kV line constraint | San Luis Rey-San Onofre 230 kV line constraint |  | 0 | 0 | 0 | 0 | 0 | 0 | 238.33 | 400.235 | 1988.4814 | San Luis Rey-San Onofre 230 kV line constraint | San Luis Rey-San Onofre 230 kV line constraint | San Luis Rey-San Onofre 230 kV line constraint |  | 1 | 1 | NO | 1 | 1 | 1 | NO | 1
PG&E GBA | Mi-Wuk | 115 | 0 | 0 | 0 | 0 | 0 | 0 | 0 | 0 | 0 | 0 | 0 | 0 | 0 | 0 | 0 | 0 | 0 | 0 | 0 | 0 | 0 | 0 | 0 | 0 | 0 | 0 | 0 | 0 | 0 | 0 | 0 | 0 | 0 | 0 | 0 | 0 | 0 | 0 | 0 | 0 | 0 | 0 | 0 | 0 | 0 | 1 | 0 | 0 | 0 | 0 | 0 | 0 | 0 | 0 | 0 | 1 | 0 | 1 | 0 | 1 | 0 | 0 | 0 | 0 | 0 | 1 | 0 | 0 | 0 | 0 | 0 | 0 | 0 | 0 | 0 | 0 | 0 | 0 | 0 | 0 | 0 | 0 | 0 | 0 | 0 | 0 | 0 | 0 | 0 | 0 | 0 | 0 | 0 | 0 | 0 | 0 | 0 | 0 |  | 0 | 0 | 0 | 0 | 0 | 0 | 0 | 0 | 0 | 0 | 0 | 0 | 0 | 0 | 0 | 0 | 0 | 0 | 0 | 0 | 0 | 0 | 0 | 0 | 0 | 0 | 0 | 0 | 0 | 0 | 0 | 0 | 0 | 0 | 0 | 0 | 0 | 0 | 0 | 0 | 0 | 0 | 0 | 0 | 0 | 0 | 0 | 0 | 0 | 0 | 0 | 46.8 | 144.39 | 672.109 | Kasson Jct-Heinz 115 kV line | Kasson Jct-Heinz 115 kV line | Kasson Jct-Heinz 115 kV line |  | 0 | 0 | 0 | 0 | 0 | 0 | 46.8 | 144.39 | 672.109 | Kasson Jct-Heinz 115 kV line | Kasson Jct-Heinz 115 kV line | Kasson Jct-Heinz 115 kV line |  | 1 | 1 | NO | 1 | 1 | 1 | NO | 1
EOP | Mohave | 500 | 0 | 0 | 0 | 0 | 0 | 0 | 0 | 0 | 0 | 0 | 0 | 0 | 0 | 0 | 0 | 0 | 0 | 0 | 0 | 0 | 0 | 0 | 0 | 0 | 1 | 0 | 0 | 0 | 0 | 0 | 0 | 0 | 0 | 0 | 0 | 0 | 0 | 0 | 0 | 0 | 0 | 0 | 0 | 0 | 0 | 0 | 0 | 0 | 0 | 0 | 0 | 0 | 0 | 0 | 0 | 0 | 0 | 0 | 0 | 0 | 0 | 0 | 0 | 0 | 0 | 0 | 0 | 0 | 0 | 0 | 0 | 0 | 0 | 0 | 0 | 0 | 0 | 0 | 0 | 0 | 0 | 0 | 0 | 0 | 0 | 0 | 0 | 0 | 0 | 0 | 0 | 0 | 0 | 0 | 0 | 0 | 0 | 0 |  | 0 | 0 | 0 | 0 | 0 | 0 | 0 | 0 | 0 | 0 | 0 | 0 | 0 | 0 | 0 | 0 | 0 | 0 | 0 | 0 | 0 | 0 | 0 | 0 | 0 | 0 | 0 | 0 | 0 | 0 | 0 | 0 | 0 | 0 | 0 | 0 | 0 | 0 | 0 | 665 | 587 | 0 | 158 | 400 | 1 | 1 | 0 | 1 | 0 | 0 | 1 | -4292.881 | -5429.828 | -3970.751 | Lugo - Victorville area constraint | Lugo - Victorville area constraint | Lugo - Victorville area constraint |  | 0 | 0 | 0 | 0 | 0 | 0 | 2507.119 | 1370.172 | 2829.249 | Lugo - Victorville area constraint | Lugo - Victorville area constraint | Lugo - Victorville area constraint |  | 5 | 1 | YES | 2 | 4 | 1 | YES | 2
PG&E NGBA | Monroe | 115 | 0 | 0 | 0 | 0 | 0 | 0 | 0 | 0 | 0 | 0 | 0 | 0 | 0 | 0 | 0 | 0 | 0 | 0 | 0 | 0 | 0 | 0 | 0 | 0 | 0 | 0 | 0 | 0 | 0 | 0 | 0 | 0 | 0 | 0 | 0 | 0 | 0 | 0 | 0 | 1 | 0 | 0 | 0 | 0 | 0 | 0 | 0 | 0 | 0 | 0 | 0 | 0 | 1 | 0 | 0 | 0 | 0 | 0 | 0 | 0 | 0 | 0 | 0 | 0 | 0 | 0 | 1 | 0 | 0 | 0 | 0 | 0 | 0 | 0 | 0 | 0 | 0 | 0 | 0 | 0 | 0 | 0 | 0 | 0 | 0 | 0 | 0 | 0 | 0 | 0 | 0 | 0 | 0 | 0 | 0 | 0 | 0 | 1 |  | 0 | 0 | 0 | 0 | 0 | 0 | 0 | 0 | 0 | 0 | 0 | 0 | 0 | 0 | 0 | 0 | 0 | 0 | 0 | 0 | 0 | 0 | 0 | 0 | 0 | 0 | 0 | 0 | 0 | 0 | 0 | 0 | 0 | 0 | 0 | 0 | 0 | 0 | 0 | 0 | 0 | 0 | 0 | 0 | 0 | 2 | 0 | 1 | 0 | 0 | 0 | -441.84 | -200.0712 | 335.9726 | Collinsville-Tesla 500 kV Line | Collinsville-Tesla 500 kV Line | Birds Landing-Contra Costa 230kV Line |  | 2 | 0 | 1 | 0 | 0 | 0 | -441.84 | -200.0712 | 335.9726 | Collinsville-Tesla 500 kV Line | Collinsville-Tesla 500 kV Line | Birds Landing-Contra Costa 230kV Line |  | 5 | 5 | NO | 5 | 1 | 1 | NO | 1
SDGE | Monserate | 69 | 0 | 0 | 0 | 0 | 0 | 0 | 0 | 0 | 0 | 0 | 0 | 0 | 0 | 0 | 0 | 0 | 0 | 0 | 0 | 0 | 0 | 0 | 0 | 0 | 0 | 1 | 0 | 0 | 0 | 0 | 0 | 0 | 1 | 1 | 0 | 0 | 0 | 1 | 0 | 0 | 0 | 0 | 0 | 0 | 0 | 0 | 0 | 0 | 0 | 0 | 0 | 0 | 0 | 0 | 0 | 0 | 0 | 0 | 0 | 0 | 0 | 0 | 0 | 0 | 0 | 0 | 0 | 0 | 0 | 0 | 0 | 0 | 0 | 0 | 0 | 0 | 0 | 0 | 0 | 0 | 0 | 0 | 0 | 0 | 0 | 0 | 0 | 0 | 0 | 0 | 0 | 0 | 0 | 0 | 0 | 0 | 0 | 1 |  | 0 | 0 | 0 | 0 | 0 | 0 | 0 | 0 | 0 | 0 | 0 | 0 | 0 | 0 | 0 | 0 | 0 | 0 | 0 | 0 | 0 | 0 | 0 | 0 | 0 | 0 | 0 | 0 | 0 | 0 | 0 | 0 | 0 | 0 | 0 | 0 | 0 | 0 | 0 | 0 | 0 | 0 | 0 | 0 | 0 | 0 | 0 | 0 | 0 | 0 | 0 | 124 | 164 | 284 | Ocean Ranch 69 kV constraint | Ocean Ranch 69 kV constraint | Ocean Ranch 69 kV constraint |  | 0 | 0 | 0 | 0 | 0 | 0 | 124 | 164 | 284 | Ocean Ranch 69 kV constraint | Ocean Ranch 69 kV constraint | Ocean Ranch 69 kV constraint |  | 1 | 1 | NO | 1 | 1 | 1 | NO | 1
PG&E GBA | Monta Vista | 115 | 0 | 0 | 0 | 0 | 0 | 0 | 0 | 0 | 0 | 0 | 0 | 0 | 0 | 0 | 0 | 0 | 0 | 0 | 0 | 0 | 0 | 0 | 0 | 0 | 0 | 0 | 0 | 0 | 0 | 0 | 0 | 0 | 0 | 0 | 0 | 0 | 0 | 0 | 0 | 0 | 0 | 0 | 0 | 0 | 0 | 0 | 0 | 0 | 0 | 0 | 0 | 0 | 1 | 0 | 0 | 0 | 0 | 0 | 0 | 1 | 0 | 0 | 0 | 0 | 0 | 0 | 0 | 0 | 0 | 0 | 0 | 0 | 0 | 0 | 0 | 0 | 0 | 0 | 0 | 0 | 0 | 0 | 0 | 0 | 0 | 0 | 0 | 0 | 0 | 0 | 0 | 0 | 0 | 0 | 0 | 0 | 1 | 1 |  | 0 | 0 | 0 | 0 | 0 | 0 | 0 | 0 | 0 | 0 | 0 | 0 | 0 | 0 | 0 | 0 | 0 | 0 | 0 | 0 | 0 | 0 | 0 | 0 | 0 | 0 | 0 | 0 | 0 | 0 | 0 | 0 | 0 | 0 | 0 | 0 | 0 | 0 | 0 | 0 | 0 | 0 | 0 | 0 | 0 | 0 | 0 | 0 | 0 | 0 | 0 | 1414.38 | 1280.282 | 3822.2952 | NEW-Metcalf-Mosslanding 500kV | NEW-Metcalf-Mosslanding 500kV | Tesla-Bellota 230 kV line |  | 0 | 0 | 0 | 0 | 0 | 0 | 1414.38 | 1280.282 | 3822.2952 | NEW-Metcalf-Mosslanding 500kV | NEW-Metcalf-Mosslanding 500kV | Tesla-Bellota 230 kV line |  | 1 | 1 | NO | 1 | 1 | 1 | NO | 1
PG&E GBA | Monta Vista | 230 | 0 | 0 | 0 | 0 | 0 | 0 | 0 | 0 | 0 | 0 | 0 | 0 | 0 | 0 | 0 | 0 | 0 | 0 | 0 | 0 | 0 | 0 | 0 | 0 | 0 | 0 | 0 | 0 | 0 | 0 | 0 | 0 | 0 | 0 | 0 | 0 | 0 | 0 | 0 | 0 | 0 | 0 | 0 | 0 | 0 | 0 | 0 | 0 | 0 | 0 | 0 | 0 | 1 | 0 | 0 | 0 | 0 | 0 | 0 | 1 | 0 | 0 | 0 | 0 | 0 | 0 | 0 | 0 | 0 | 0 | 0 | 0 | 0 | 0 | 0 | 0 | 0 | 0 | 0 | 0 | 0 | 0 | 0 | 0 | 0 | 0 | 0 | 0 | 0 | 0 | 0 | 0 | 0 | 0 | 0 | 0 | 0 | 1 |  | 0 | 0 | 0 | 0 | 0 | 0 | 0 | 0 | 0 | 0 | 0 | 0 | 0 | 0 | 0 | 0 | 0 | 0 | 0 | 0 | 0 | 0 | 0 | 0 | 0 | 0 | 0 | 0 | 0 | 0 | 0 | 0 | 0 | 0 | 0 | 0 | 0 | 0 | 0 | 0 | 0 | 0 | 0 | 0 | 0 | 0 | 0 | 0 | 0 | 0 | 0 | 2067.51 | 2184.65 | 3822.2952 | Tesla-Bellota 230 kV line | Sobrante-Moraga 230 kV line | Tesla-Bellota 230 kV line |  | 0 | 0 | 0 | 0 | 0 | 0 | 2067.51 | 2184.65 | 3822.2952 | Tesla-Bellota 230 kV line | Sobrante-Moraga 230 kV line | Tesla-Bellota 230 kV line |  | 1 | 1 | NO | 1 | 1 | 1 | NO | 1
PG&E GBA | Monta Vista | 60 | 0 | 0 | 0 | 0 | 0 | 0 | 0 | 0 | 0 | 0 | 0 | 0 | 0 | 0 | 0 | 0 | 0 | 0 | 0 | 0 | 0 | 0 | 0 | 0 | 0 | 0 | 0 | 0 | 0 | 0 | 0 | 0 | 0 | 0 | 0 | 0 | 0 | 0 | 0 | 0 | 0 | 0 | 0 | 0 | 0 | 0 | 0 | 0 | 0 | 0 | 0 | 0 | 1 | 0 | 0 | 0 | 0 | 0 | 0 | 1 | 0 | 0 | 0 | 0 | 0 | 0 | 0 | 0 | 0 | 0 | 0 | 0 | 0 | 0 | 0 | 0 | 0 | 0 | 0 | 0 | 0 | 0 | 0 | 0 | 0 | 0 | 0 | 0 | 0 | 0 | 0 | 0 | 0 | 0 | 0 | 0 | 1 | 1 |  | 0 | 0 | 0 | 0 | 0 | 0 | 0 | 0 | 0 | 0 | 0 | 0 | 0 | 0 | 0 | 0 | 0 | 0 | 0 | 0 | 0 | 0 | 0 | 0 | 0 | 0 | 0 | 0 | 0 | 0 | 0 | 0 | 0 | 0 | 0 | 0 | 0 | 0 | 0 | 0 | 0 | 0 | 0 | 0 | 0 | 0 | 0 | 0 | 0 | 0 | 0 | 1414.38 | 1280.282 | 3822.2952 | NEW-Metcalf-Mosslanding 500kV | NEW-Metcalf-Mosslanding 500kV | Tesla-Bellota 230 kV line |  | 0 | 0 | 0 | 0 | 0 | 0 | 1414.38 | 1280.282 | 3822.2952 | NEW-Metcalf-Mosslanding 500kV | NEW-Metcalf-Mosslanding 500kV | Tesla-Bellota 230 kV line |  | 1 | 1 | NO | 1 | 1 | 1 | NO | 1
PG&E NGBA | Monticello | 115 | 0 | 0 | 0 | 0 | 0 | 0 | 0 | 0 | 0 | 0 | 0 | 0 | 0 | 0 | 0 | 0 | 0 | 0 | 0 | 0 | 0 | 0 | 0 | 0 | 0 | 0 | 0 | 0 | 0 | 0 | 0 | 0 | 0 | 0 | 0 | 0 | 0 | 0 | 0 | 1 | 0 | 1 | 0 | 0 | 0 | 0 | 0 | 0 | 0 | 0 | 0 | 1 | 1 | 1 | 1 | 1 | 0 | 0 | 0 | 0 | 0 | 0 | 0 | 0 | 0 | 1 | 1 | 0 | 0 | 0 | 0 | 0 | 0 | 0 | 0 | 0 | 0 | 0 | 0 | 0 | 0 | 0 | 0 | 0 | 0 | 0 | 0 | 0 | 0 | 0 | 0 | 0 | 0 | 0 | 0 | 0 | 0 | 2 |  | 0 | 0 | 0 | 0 | 0 | 0 | 0 | 0 | 0 | 0 | 0 | 0 | 0 | 0 | 0 | 0 | 0 | 0 | 0 | 0 | 0 | 0 | 0 | 0 | 0 | 0 | 0 | 0 | 0 | 0 | 0 | 0 | 0 | 0 | 0 | 0 | 0 | 0 | 0 | 0 | 0 | 0 | 0 | 0 | 0 | 3 | 0 | 1 | 0 | 0 | 0 | -441.84 | -200.0712 | 335.9726 | Collinsville-Tesla 500 kV Line | Collinsville-Tesla 500 kV Line | Birds Landing-Contra Costa 230kV Line |  | 2 | 0 | 1 | 0 | 0 | 0 | -441.84 | -200.0712 | 335.9726 | Collinsville-Tesla 500 kV Line | Collinsville-Tesla 500 kV Line | Birds Landing-Contra Costa 230kV Line |  | 5 | 5 | NO | 5 | 1 | 1 | NO | 1
SCE Northern | Moorpark | 230 | 0 | 0 | 1 | 0 | 1 | 0 | 0 | 0 | 0 | 0 | 0 | 0 | 0 | 0 | 0 | 0 | 0 | 0 | 0 | 0 | 0 | 0 | 0 | 0 | 1 | 0 | 0 | 0 | 0 | 0 | 0 | 0 | 0 | 0 | 0 | 0 | 0 | 0 | 0 | 0 | 0 | 0 | 0 | 0 | 0 | 0 | 0 | 0 | 0 | 0 | 0 | 0 | 0 | 0 | 0 | 0 | 0 | 0 | 0 | 0 | 0 | 0 | 0 | 0 | 0 | 0 | 0 | 0 | 0 | 0 | 0 | 0 | 0 | 0 | 0 | 0 | 0 | 0 | 0 | 0 | 0 | 0 | 0 | 0 | 0 | 0 | 0 | 0 | 0 | 0 | 0 | 0 | 0 | 0 | 0 | 0 | 0 | 0 |  | 0 | 0 | 0 | 0 | 0 | 0 | 0 | 0 | 0 | 0 | 0 | 0 | 0 | 0 | 0 | 0 | 0 | 0 | 0 | 0 | 0 | 0 | 0 | 0 | 0 | 0 | 350 | 0 | 0 | 1 | 0 | 0 | 0 | 0 | 0 | 0 | 0 | 0 | 0 | 0 | 0 | 350 | 0 | 0 | 1 | 1 | 0 | 1 | 0 | 0 | 1 | -4292.881 | -5429.828 | -3970.751 | Lugo - Victorville area constraint | Lugo - Victorville area constraint | Lugo - Victorville area constraint |  | 0 | 0 | 0 | 0 | 0 | 0 | 355.8 | 552 | 2829.249 | Moorpark-Pardee Constraint | Moorpark-Pardee Constraint | Lugo - Victorville area constraint |  | 5 | 1 | YES | 2 | 4 | 1 | YES | 2
SCE Northern | Moorpark | 66 | 0 | 0 | 1 | 0 | 1 | 0 | 0 | 0 | 0 | 0 | 0 | 0 | 0 | 0 | 0 | 0 | 0 | 0 | 0 | 0 | 0 | 0 | 0 | 0 | 1 | 0 | 0 | 0 | 0 | 0 | 0 | 0 | 0 | 0 | 0 | 0 | 0 | 0 | 0 | 0 | 0 | 0 | 0 | 0 | 0 | 0 | 0 | 0 | 0 | 0 | 0 | 0 | 0 | 0 | 0 | 0 | 0 | 0 | 0 | 0 | 0 | 0 | 0 | 0 | 0 | 0 | 0 | 0 | 0 | 0 | 0 | 0 | 0 | 0 | 0 | 0 | 0 | 0 | 0 | 0 | 0 | 0 | 0 | 0 | 0 | 0 | 0 | 0 | 0 | 0 | 0 | 0 | 0 | 0 | 0 | 0 | 0 | 0 |  | 0 | 0 | 0 | 0 | 0 | 0 | 0 | 0 | 0 | 0 | 0 | 0 | 0 | 0 | 0 | 0 | 0 | 0 | 0 | 0 | 0 | 0 | 0 | 0 | 0 | 0 | 0 | 0 | 0 | 0 | 0 | 0 | 0 | 0 | 0 | 0 | 0 | 0 | 0 | 0 | 0 | 0 | 0 | 0 | 0 | 1 | 0 | 1 | 0 | 0 | 1 | -4292.881 | -5429.828 | -3970.751 | Lugo - Victorville area constraint | Lugo - Victorville area constraint | Lugo - Victorville area constraint |  | 0 | 0 | 0 | 0 | 0 | 0 | 355.8 | 552 | 2829.249 | Moorpark-Pardee Constraint | Moorpark-Pardee Constraint | Lugo - Victorville area constraint |  | 5 | 1 | YES | 2 | 4 | 1 | YES | 2
PG&E GBA | Moraga | 115 | 0 | 0 | 0 | 0 | 0 | 0 | 0 | 0 | 0 | 0 | 0 | 0 | 0 | 0 | 0 | 0 | 0 | 0 | 0 | 0 | 0 | 0 | 0 | 0 | 0 | 0 | 0 | 0 | 0 | 0 | 0 | 0 | 0 | 0 | 0 | 0 | 0 | 0 | 0 | 1 | 0 | 0 | 0 | 0 | 0 | 0 | 0 | 0 | 0 | 0 | 0 | 0 | 1 | 0 | 0 | 1 | 0 | 0 | 0 | 0 | 0 | 0 | 0 | 0 | 0 | 0 | 0 | 0 | 0 | 0 | 0 | 0 | 0 | 0 | 0 | 0 | 0 | 0 | 0 | 0 | 0 | 0 | 0 | 0 | 0 | 0 | 0 | 0 | 0 | 0 | 0 | 0 | 0 | 0 | 0 | 0 | 0 | 1 |  | 0 | 0 | 0 | 0 | 0 | 0 | 0 | 0 | 0 | 0 | 0 | 0 | 0 | 0 | 0 | 0 | 0 | 0 | 0 | 0 | 0 | 0 | 0 | 0 | 0 | 0 | 0 | 0 | 0 | 0 | 0 | 0 | 0 | 0 | 0 | 0 | 0 | 0 | 0 | 0 | 0 | 0 | 0 | 0 | 0 | 1 | 0 | 1 | 0 | 0 | 0 | -441.84 | -200.0712 | 3202.4639 | Collinsville-Tesla 500 kV Line | Collinsville-Tesla 500 kV Line | Collinsville-Tesla 500 kV Line |  | 1 | 0 | 1 | 0 | 0 | 0 | -441.84 | -200.0712 | 3202.4639 | Collinsville-Tesla 500 kV Line | Collinsville-Tesla 500 kV Line | Collinsville-Tesla 500 kV Line |  | 5 | 5 | NO | 5 | 1 | 1 | NO | 1
PG&E GBA | Moraga | 230 | 0 | 0 | 0 | 0 | 0 | 0 | 0 | 0 | 0 | 0 | 0 | 0 | 0 | 0 | 0 | 0 | 0 | 0 | 0 | 0 | 0 | 0 | 0 | 0 | 0 | 0 | 0 | 0 | 0 | 0 | 0 | 0 | 0 | 0 | 0 | 0 | 0 | 0 | 0 | 1 | 0 | 0 | 0 | 0 | 0 | 0 | 0 | 0 | 0 | 0 | 0 | 0 | 1 | 1 | 1 | 1 | 0 | 0 | 0 | 1 | 0 | 1 | 0 | 0 | 0 | 1 | 0 | 0 | 0 | 0 | 0 | 0 | 0 | 0 | 0 | 0 | 0 | 0 | 0 | 0 | 0 | 0 | 0 | 0 | 0 | 0 | 0 | 0 | 0 | 0 | 0 | 0 | 0 | 0 | 0 | 0 | 0 | 1 |  | 0 | 0 | 0 | 0 | 0 | 0 | 0 | 0 | 0 | 0 | 0 | 0 | 0 | 0 | 0 | 0 | 0 | 0 | 0 | 0 | 0 | 0 | 0 | 0 | 0 | 0 | 0 | 0 | 0 | 0 | 0 | 0 | 0 | 0 | 0 | 0 | 0 | 0 | 0 | 0 | 0 | 0 | 0 | 0 | 0 | 2 | 0 | 1 | 0 | 0 | 0 | -441.84 | -200.0712 | 1111.2 | Collinsville-Tesla 500 kV Line | Collinsville-Tesla 500 kV Line | Grant - Eastshore #2 line 115 kV |  | 1 | 0 | 1 | 0 | 0 | 0 | -441.84 | -200.0712 | 1111.2 | Collinsville-Tesla 500 kV Line | Collinsville-Tesla 500 kV Line | Grant - Eastshore #2 line 115 kV |  | 5 | 5 | NO | 5 | 1 | 1 | NO | 1
PG&E GBA | Morgan Hill | 115 | 0 | 0 | 0 | 0 | 0 | 0 | 0 | 0 | 0 | 0 | 0 | 0 | 0 | 0 | 0 | 0 | 0 | 0 | 0 | 0 | 0 | 0 | 0 | 0 | 0 | 0 | 0 | 0 | 0 | 0 | 0 | 0 | 0 | 0 | 0 | 0 | 0 | 0 | 0 | 0 | 0 | 0 | 0 | 0 | 0 | 0 | 0 | 0 | 0 | 0 | 0 | 0 | 1 | 0 | 0 | 1 | 0 | 0 | 0 | 1 | 0 | 0 | 0 | 0 | 1 | 0 | 0 | 0 | 0 | 0 | 0 | 0 | 0 | 0 | 0 | 0 | 0 | 0 | 0 | 0 | 0 | 0 | 0 | 0 | 0 | 0 | 0 | 0 | 0 | 0 | 0 | 0 | 0 | 0 | 0 | 0 | 0 | 1 |  | 0 | 0 | 0 | 0 | 0 | 0 | 0 | 0 | 0 | 0 | 0 | 0 | 0 | 0 | 0 | 0 | 0 | 0 | 0 | 0 | 0 | 0 | 0 | 0 | 0 | 0 | 0 | 0 | 0 | 0 | 0 | 0 | 0 | 0 | 0 | 0 | 0 | 0 | 0 | 0 | 0 | 0 | 0 | 0 | 0 | 0 | 0 | 0 | 0 | 0 | 0 | 302 | 351.6 | 172.2 | Morganhill-Metcalf 115kV Line | Morganhill-Metcalf 115kV Line | Morganhill-Metcalf 115kV Line |  | 0 | 0 | 0 | 0 | 0 | 0 | 302 | 351.6 | 172.2 | Morganhill-Metcalf 115kV Line | Morganhill-Metcalf 115kV Line | Morganhill-Metcalf 115kV Line |  | 1 | 1 | NO | 1 | 1 | 1 | NO | 1
PG&E KERN | Morro Bay | 115 | 0 | 0 | 0 | 0 | 0 | 0 | 0 | 0 | 0 | 0 | 0 | 0 | 0 | 0 | 0 | 0 | 0 | 0 | 0 | 0 | 0 | 0 | 0 | 0 | 0 | 0 | 0 | 0 | 0 | 0 | 0 | 0 | 0 | 0 | 0 | 0 | 0 | 0 | 0 | 0 | 0 | 0 | 0 | 0 | 0 | 0 | 0 | 0 | 0 | 0 | 0 | 0 | 0 | 0 | 0 | 0 | 0 | 0 | 0 | 0 | 0 | 0 | 0 | 0 | 0 | 0 | 0 | 1 | 1 | 0 | 0 | 0 | 0 | 0 | 0 | 0 | 0 | 0 | 0 | 1 | 0 | 0 | 0 | 0 | 0 | 1 | 0 | 0 | 0 | 0 | 0 | 0 | 0 | 0 | 0 | 1 | 0 | 1 |  | 0 | 0 | 0 | 0 | 0 | 0 | 0 | 0 | 0 | 0 | 0 | 0 | 0 | 0 | 0 | 0 | 0 | 0 | 0 | 0 | 0 | 0 | 0 | 0 | 0 | 0 | 0 | 0 | 0 | 0 | 0 | 0 | 0 | 0 | 0 | 0 | 0 | 0 | 0 | 0 | 90 | 0 | 0 | 0 | 1 | 1 | 0 | 1 | 0 | 1 | 0 | -79.08 | -1738.232 | -562.7302 | Gates 500/230kV TB #11 | Gates 500/230kV TB #11 | Gates 500/230kV TB #11 |  | 0 | 0 | 0 | 0 | 0 | 0 | 7.65 | 144.11 | 266.8703 | Cal Flat-Gates 230 kV line | Cal Flat-Gates 230 kV line | Cal Flat-Gates 230 kV line |  | 5 | 1 | YES | 2 | 5 | 1 | YES | 2
PG&E KERN | Morro Bay | 230 | 0 | 0 | 0 | 0 | 0 | 0 | 0 | 0 | 0 | 0 | 0 | 0 | 0 | 0 | 0 | 0 | 0 | 0 | 0 | 0 | 0 | 0 | 0 | 0 | 0 | 0 | 0 | 0 | 0 | 0 | 0 | 0 | 0 | 0 | 0 | 0 | 0 | 0 | 0 | 0 | 0 | 0 | 0 | 0 | 0 | 0 | 0 | 0 | 0 | 0 | 0 | 0 | 0 | 0 | 0 | 0 | 0 | 0 | 0 | 0 | 0 | 0 | 0 | 0 | 0 | 0 | 0 | 1 | 0 | 0 | 0 | 0 | 0 | 0 | 0 | 0 | 0 | 0 | 1 | 1 | 0 | 0 | 0 | 0 | 0 | 0 | 0 | 0 | 0 | 0 | 0 | 0 | 0 | 0 | 1 | 1 | 0 | 0 |  | 0 | 0 | 0 | 0 | 0 | 0 | 0 | 0 | 0 | 0 | 0 | 0 | 0 | 0 | 0 | 0 | 0 | 0 | 0 | 0 | 0 | 0 | 0 | 0 | 0 | 0 | 0 | 0 | 0 | 0 | 0 | 0 | 0 | 0 | 0 | 0 | 0 | 0 | 0 | 0 | 0 | 0 | 0 | 0 | 0 | 1 | 0 | 3 | 0 | 2 | 1 | -79.08 | -1738.232 | -3308.8336 | Gates 500/230kV TB #11 | Gates 500/230kV TB #11 | Mustang-Henrietta 230 kV line |  | 0 | 0 | 1 | 0 | 0 | 1 | 7.65 | -476.012 | -3308.8336 | Cal Flat-Gates 230 kV line | Mustang-Henrietta 230 kV line | Mustang-Henrietta 230 kV line |  | 5 | 5 | NO | 5 | 5 | 4 | YES | 4
PG&E KERN | Morro Bay | 500 | 0 | 0 | 0 | 0 | 0 | 0 | 0 | 0 | 0 | 0 | 0 | 0 | 0 | 0 | 0 | 0 | 0 | 0 | 0 | 0 | 0 | 0 | 0 | 0 | 0 | 0 | 0 | 0 | 0 | 0 | 0 | 0 | 0 | 0 | 0 | 0 | 0 | 0 | 0 | 0 | 0 | 0 | 0 | 0 | 0 | 0 | 0 | 0 | 0 | 0 | 0 | 0 | 0 | 0 | 0 | 0 | 0 | 0 | 0 | 0 | 0 | 0 | 0 | 0 | 0 | 0 | 0 | 0 | 0 | 0 | 0 | 0 | 0 | 0 | 0 | 0 | 0 | 0 | 0 | 0 | 0 | 0 | 0 | 0 | 0 | 0 | 0 | 0 | 0 | 0 | 0 | 0 | 0 | 1 | 1 | 0 | 0 | 0 |  | 0 | 0 | 0 | 0 | 0 | 0 | 0 | 0 | 0 | 0 | 0 | 0 | 0 | 0 | 0 | 0 | 0 | 0 | 0 | 0 | 0 | 0 | 0 | 0 | 0 | 0 | 0 | 0 | 0 | 0 | 0 | 0 | 0 | 0 | 0 | 0 | 0 | 0 | 0 | 60 | 0 | 0 | 0 | 0 | 1 | 0 | 0 | 1 | 0 | 0 | 1 | 372.37 | -476.012 | -3308.8336 | Mustang-Henrietta 230 kV line | Mustang-Henrietta 230 kV line | Mustang-Henrietta 230 kV line |  | 0 | 0 | 1 | 0 | 0 | 1 | 372.37 | -476.012 | -3308.8336 | Mustang-Henrietta 230 kV line | Mustang-Henrietta 230 kV line | Mustang-Henrietta 230 kV line |  | 5 | 5 | NO | 5 | 4 | 4 | NO | 4
PG&E GBA | Moss Landing | 115 | 0 | 0 | 0 | 0 | 0 | 0 | 0 | 0 | 0 | 0 | 0 | 0 | 0 | 0 | 0 | 0 | 0 | 0 | 0 | 0 | 0 | 0 | 0 | 0 | 0 | 0 | 0 | 0 | 0 | 0 | 0 | 0 | 0 | 0 | 0 | 0 | 0 | 0 | 0 | 0 | 0 | 0 | 0 | 0 | 0 | 0 | 0 | 0 | 0 | 0 | 0 | 0 | 0 | 0 | 0 | 1 | 0 | 0 | 0 | 1 | 0 | 0 | 0 | 0 | 1 | 0 | 0 | 0 | 0 | 0 | 0 | 0 | 0 | 0 | 0 | 0 | 0 | 0 | 0 | 0 | 0 | 0 | 0 | 0 | 0 | 0 | 0 | 0 | 0 | 0 | 0 | 0 | 0 | 0 | 0 | 0 | 1 | 0 |  | 0 | 0 | 0 | 0 | 0 | 0 | 0 | 0 | 0 | 0 | 0 | 0 | 0 | 0 | 0 | 0 | 0 | 0 | 0 | 0 | 0 | 0 | 0 | 0 | 0 | 0 | 0 | 0 | 0 | 0 | 0 | 0 | 0 | 0 | 0 | 0 | 0 | 0 | 0 | 0 | 0 | 0 | 0 | 0 | 0 | 0 | 0 | 0 | 0 | 0 | 0 | 302 | 351.6 | 172.2 | Morganhill-Metcalf 115kV Line | Morganhill-Metcalf 115kV Line | Morganhill-Metcalf 115kV Line |  | 0 | 0 | 0 | 0 | 0 | 0 | 302 | 351.6 | 172.2 | Morganhill-Metcalf 115kV Line | Morganhill-Metcalf 115kV Line | Morganhill-Metcalf 115kV Line |  | 1 | 1 | NO | 1 | 1 | 1 | NO | 1
PG&E GBA | Moss Landing | 230 | 0 | 0 | 0 | 0 | 0 | 0 | 0 | 0 | 0 | 0 | 0 | 0 | 0 | 0 | 0 | 0 | 0 | 0 | 0 | 0 | 0 | 0 | 0 | 0 | 0 | 0 | 0 | 0 | 0 | 0 | 0 | 0 | 0 | 0 | 0 | 0 | 0 | 0 | 0 | 0 | 0 | 0 | 0 | 0 | 0 | 0 | 0 | 0 | 0 | 0 | 0 | 0 | 0 | 0 | 0 | 1 | 0 | 0 | 0 | 1 | 0 | 0 | 0 | 0 | 1 | 0 | 0 | 0 | 0 | 0 | 0 | 0 | 0 | 0 | 0 | 0 | 0 | 0 | 0 | 0 | 0 | 0 | 0 | 0 | 0 | 0 | 0 | 0 | 0 | 0 | 0 | 0 | 0 | 0 | 0 | 0 | 1 | 0 |  | 0 | 0 | 0 | 0 | 0 | 0 | 0 | 0 | 0 | 0 | 0 | 0 | 0 | 0 | 0 | 0 | 0 | 0 | 0 | 0 | 0 | 0 | 0 | 0 | 0 | 0 | 0 | 0 | 0 | 0 | 0 | 0 | 0 | 0 | 0 | 0 | 0 | 0 | 0 | 0 | 0 | 0 | 0 | 0 | 0 | 0 | 0 | 0 | 0 | 0 | 0 | 302 | 351.6 | 172.2 | Morganhill-Metcalf 115kV Line | Morganhill-Metcalf 115kV Line | Morganhill-Metcalf 115kV Line |  | 0 | 0 | 0 | 0 | 0 | 0 | 302 | 351.6 | 172.2 | Morganhill-Metcalf 115kV Line | Morganhill-Metcalf 115kV Line | Morganhill-Metcalf 115kV Line |  | 1 | 1 | NO | 1 | 1 | 1 | NO | 1
PG&E GBA | Moss Landing | 500 | 0 | 0 | 0 | 0 | 0 | 0 | 0 | 0 | 0 | 0 | 0 | 0 | 0 | 0 | 0 | 0 | 0 | 0 | 0 | 0 | 0 | 0 | 0 | 0 | 0 | 0 | 0 | 0 | 0 | 0 | 0 | 0 | 0 | 0 | 0 | 0 | 0 | 0 | 0 | 1 | 0 | 0 | 0 | 0 | 0 | 0 | 0 | 0 | 0 | 0 | 0 | 0 | 0 | 0 | 0 | 1 | 0 | 0 | 0 | 1 | 0 | 0 | 0 | 0 | 0 | 0 | 0 | 0 | 0 | 0 | 0 | 0 | 0 | 0 | 0 | 0 | 0 | 0 | 0 | 0 | 0 | 0 | 0 | 0 | 0 | 0 | 0 | 0 | 0 | 0 | 0 | 0 | 0 | 0 | 0 | 0 | 1 | 0 |  | 0 | 0 | 0 | 0 | 0 | 0 | 0 | 0 | 0 | 0 | 0 | 0 | 0 | 0 | 0 | 0 | 0 | 0 | 0 | 0 | 0 | 0 | 0 | 0 | 0 | 0 | 0 | 0 | 0 | 0 | 0 | 0 | 0 | 0 | 0 | 0 | 0 | 0 | 0 | 0 | 0 | 0 | 0 | 0 | 0 | 1 | 0 | 1 | 0 | 0 | 0 | -441.84 | -200.0712 | 3202.4639 | Collinsville-Tesla 500 kV Line | Collinsville-Tesla 500 kV Line | Collinsville-Tesla 500 kV Line |  | 1 | 0 | 1 | 0 | 0 | 0 | -441.84 | -200.0712 | 3202.4639 | Collinsville-Tesla 500 kV Line | Collinsville-Tesla 500 kV Line | Collinsville-Tesla 500 kV Line |  | 5 | 5 | NO | 5 | 1 | 1 | NO | 1
EOP | Mountain Pass | 115 | 0 | 0 | 0 | 0 | 0 | 0 | 0 | 0 | 0 | 0 | 0 | 0 | 0 | 0 | 0 | 0 | 0 | 0 | 0 | 0 | 0 | 0 | 0 | 1 | 1 | 0 | 0 | 0 | 0 | 0 | 0 | 0 | 0 | 0 | 0 | 0 | 0 | 0 | 0 | 0 | 0 | 0 | 0 | 0 | 0 | 0 | 0 | 0 | 0 | 0 | 0 | 0 | 0 | 0 | 0 | 0 | 0 | 0 | 0 | 0 | 0 | 0 | 0 | 0 | 0 | 0 | 0 | 0 | 0 | 0 | 0 | 0 | 0 | 0 | 0 | 0 | 0 | 0 | 0 | 0 | 0 | 0 | 0 | 0 | 0 | 0 | 0 | 0 | 0 | 0 | 0 | 0 | 0 | 0 | 0 | 0 | 0 | 1 |  | 0 | 0 | 0 | 0 | 0 | 0 | 0 | 0 | 0 | 0 | 0 | 0 | 0 | 0 | 0 | 0 | 0 | 0 | 0 | 0 | 0 | 0 | 0 | 0 | 0 | 0 | 0 | 0 | 0 | 0 | 0 | 0 | 0 | 0 | 0 | 0 | 0 | 0 | 0 | 0 | 0 | 0 | 0 | 0 | 0 | 1 | 0 | 1 | 0 | 0 | 1 | -4292.881 | -5429.828 | -3970.751 | Lugo - Victorville area constraint | Lugo - Victorville area constraint | Lugo - Victorville area constraint |  | 0 | 0 | 0 | 0 | 0 | 0 | 876.62 | 67.08 | 786.64 | Sloan Canyon - Eldorado 500 kV constraint | Sloan Canyon - Eldorado 500 kV constraint | Sloan Canyon - Eldorado 500 kV constraint |  | 5 | 1 | YES | 2 | 4 | 1 | YES | 2
PG&E GBA | Mountain View | 115 | 0 | 0 | 0 | 0 | 0 | 0 | 0 | 0 | 0 | 0 | 0 | 0 | 0 | 0 | 0 | 0 | 0 | 0 | 0 | 0 | 0 | 0 | 0 | 0 | 0 | 0 | 0 | 0 | 0 | 0 | 0 | 0 | 0 | 0 | 0 | 0 | 0 | 0 | 0 | 0 | 0 | 0 | 0 | 0 | 0 | 0 | 0 | 0 | 0 | 0 | 0 | 0 | 1 | 0 | 0 | 1 | 0 | 0 | 0 | 0 | 0 | 0 | 0 | 0 | 0 | 0 | 0 | 0 | 0 | 0 | 0 | 0 | 0 | 0 | 0 | 0 | 0 | 0 | 0 | 0 | 0 | 0 | 0 | 0 | 0 | 0 | 0 | 0 | 0 | 0 | 0 | 0 | 0 | 0 | 0 | 0 | 1 | 1 |  | 0 | 0 | 0 | 0 | 0 | 0 | 0 | 0 | 0 | 0 | 0 | 0 | 0 | 0 | 0 | 0 | 0 | 0 | 0 | 0 | 0 | 0 | 0 | 0 | 0 | 0 | 0 | 0 | 0 | 0 | 0 | 0 | 0 | 0 | 0 | 0 | 0 | 0 | 0 | 0 | 0 | 0 | 0 | 0 | 0 | 0 | 0 | 0 | 0 | 0 | 0 | 1414.38 | 1280.282 | 4417.05 | NEW-Metcalf-Mosslanding 500kV | NEW-Metcalf-Mosslanding 500kV | Sobrante-Moraga 230 kV line |  | 0 | 0 | 0 | 0 | 0 | 0 | 1414.38 | 1280.282 | 4417.05 | NEW-Metcalf-Mosslanding 500kV | NEW-Metcalf-Mosslanding 500kV | Sobrante-Moraga 230 kV line |  | 1 | 1 | NO | 1 | 1 | 1 | NO | 1
PG&E GBA | Mt Eden | 115 | 0 | 0 | 0 | 0 | 0 | 0 | 0 | 0 | 0 | 0 | 0 | 0 | 0 | 0 | 0 | 0 | 0 | 0 | 0 | 0 | 0 | 0 | 0 | 0 | 0 | 0 | 0 | 0 | 0 | 0 | 0 | 0 | 0 | 0 | 0 | 0 | 0 | 0 | 0 | 1 | 0 | 0 | 0 | 0 | 0 | 0 | 0 | 0 | 0 | 0 | 0 | 0 | 1 | 0 | 0 | 0 | 0 | 0 | 0 | 0 | 0 | 0 | 0 | 0 | 0 | 0 | 0 | 0 | 0 | 0 | 0 | 0 | 0 | 0 | 0 | 0 | 0 | 0 | 0 | 0 | 0 | 0 | 0 | 0 | 0 | 0 | 0 | 0 | 0 | 0 | 0 | 0 | 0 | 0 | 0 | 0 | 0 | 1 |  | 0 | 0 | 0 | 0 | 0 | 0 | 0 | 0 | 0 | 0 | 0 | 0 | 0 | 0 | 0 | 0 | 0 | 0 | 0 | 0 | 0 | 0 | 0 | 0 | 0 | 0 | 0 | 0 | 0 | 0 | 0 | 0 | 0 | 0 | 0 | 0 | 0 | 0 | 0 | 0 | 0 | 0 | 0 | 0 | 0 | 1 | 0 | 1 | 0 | 0 | 0 | -441.84 | -200.0712 | 3202.4639 | Collinsville-Tesla 500 kV Line | Collinsville-Tesla 500 kV Line | Collinsville-Tesla 500 kV Line |  | 1 | 0 | 1 | 0 | 0 | 0 | -441.84 | -200.0712 | 3202.4639 | Collinsville-Tesla 500 kV Line | Collinsville-Tesla 500 kV Line | Collinsville-Tesla 500 kV Line |  | 5 | 5 | NO | 5 | 1 | 1 | NO | 1
PG&E KERN | Mt Poso | 115 | 0 | 0 | 0 | 0 | 0 | 0 | 0 | 0 | 0 | 0 | 0 | 0 | 0 | 0 | 0 | 0 | 0 | 0 | 0 | 0 | 0 | 0 | 0 | 0 | 0 | 0 | 0 | 0 | 0 | 0 | 0 | 0 | 0 | 0 | 0 | 0 | 0 | 0 | 0 | 0 | 0 | 0 | 0 | 0 | 0 | 0 | 0 | 0 | 0 | 0 | 0 | 0 | 0 | 0 | 0 | 0 | 0 | 0 | 0 | 0 | 0 | 0 | 0 | 0 | 0 | 0 | 0 | 1 | 1 | 0 | 0 | 0 | 0 | 0 | 0 | 1 | 0 | 0 | 0 | 1 | 0 | 0 | 0 | 0 | 0 | 0 | 0 | 0 | 0 | 0 | 0 | 0 | 0 | 0 | 0 | 0 | 0 | 0 |  | 0 | 0 | 0 | 0 | 0 | 0 | 0 | 0 | 0 | 0 | 0 | 0 | 0 | 0 | 0 | 0 | 0 | 0 | 0 | 0 | 0 | 0 | 0 | 0 | 0 | 0 | 0 | 0 | 0 | 0 | 0 | 0 | 0 | 0 | 0 | 0 | 0 | 0 | 0 | 0 | 0 | 0 | 0 | 0 | 0 | 1 | 0 | 1 | 0 | 1 | 0 | -79.08 | -1738.232 | -562.7302 | Gates 500/230kV TB #11 | Gates 500/230kV TB #11 | Gates 500/230kV TB #11 |  | 0 | 0 | 0 | 0 | 0 | 0 | 7.65 | 144.11 | 158.6488 | Cal Flat-Gates 230 kV line | Cal Flat-Gates 230 kV line | Semitropic-Midway 115kV Line |  | 5 | 1 | YES | 2 | 5 | 1 | YES | 2
SDGE | Murray | 69 | 0 | 0 | 0 | 0 | 0 | 0 | 0 | 0 | 0 | 0 | 0 | 0 | 0 | 0 | 0 | 0 | 0 | 0 | 0 | 0 | 0 | 0 | 0 | 0 | 0 | 0 | 0 | 0 | 0 | 0 | 1 | 0 | 1 | 0 | 0 | 0 | 0 | 0 | 0 | 0 | 0 | 0 | 0 | 0 | 0 | 0 | 0 | 0 | 0 | 0 | 0 | 0 | 0 | 0 | 0 | 0 | 0 | 0 | 0 | 0 | 0 | 0 | 0 | 0 | 0 | 0 | 0 | 0 | 0 | 0 | 0 | 0 | 0 | 0 | 0 | 0 | 0 | 0 | 0 | 0 | 0 | 0 | 0 | 0 | 0 | 0 | 0 | 0 | 0 | 0 | 0 | 0 | 0 | 0 | 0 | 0 | 0 | 2 |  | 0 | 0 | 0 | 0 | 0 | 0 | 0 | 0 | 0 | 0 | 0 | 0 | 0 | 0 | 0 | 0 | 0 | 0 | 0 | 0 | 0 | 0 | 0 | 0 | 0 | 0 | 0 | 0 | 0 | 0 | 0 | 0 | 0 | 0 | 0 | 0 | 0 | 0 | 0 | 0 | 0 | 0 | 0 | 0 | 0 | 0 | 0 | 0 | 0 | 0 | 0 | 238.33 | 400.235 | 1988.4814 | San Luis Rey-San Onofre 230 kV line constraint | San Luis Rey-San Onofre 230 kV line constraint | San Luis Rey-San Onofre 230 kV line constraint |  | 0 | 0 | 0 | 0 | 0 | 0 | 238.33 | 400.235 | 1988.4814 | San Luis Rey-San Onofre 230 kV line constraint | San Luis Rey-San Onofre 230 kV line constraint | San Luis Rey-San Onofre 230 kV line constraint |  | 1 | 1 | NO | 1 | 1 | 1 | NO | 1
PG&E FRESNO | Mustang | 230 | 0 | 0 | 0 | 0 | 0 | 0 | 0 | 0 | 0 | 0 | 0 | 0 | 0 | 0 | 0 | 0 | 0 | 0 | 0 | 0 | 0 | 0 | 0 | 0 | 0 | 0 | 0 | 0 | 0 | 0 | 0 | 0 | 0 | 0 | 0 | 0 | 0 | 0 | 0 | 0 | 0 | 0 | 0 | 0 | 0 | 0 | 0 | 0 | 0 | 0 | 0 | 0 | 0 | 0 | 0 | 0 | 0 | 0 | 0 | 0 | 0 | 0 | 0 | 0 | 0 | 0 | 0 | 0 | 0 | 0 | 0 | 0 | 0 | 0 | 0 | 0 | 0 | 0 | 1 | 1 | 0 | 1 | 0 | 0 | 0 | 1 | 0 | 0 | 0 | 1 | 0 | 0 | 0 | 0 | 1 | 1 | 0 | 1 |  | 0 | 0 | 0 | 0 | 0 | 0 | 0 | 0 | 0 | 0 | 0 | 0 | 0 | 0 | 0 | 0 | 0 | 0 | 0 | 0 | 0 | 0 | 0 | 0 | 0 | 0 | 0 | 0 | 0 | 0 | 0 | 0 | 0 | 0 | 0 | 0 | 0 | 0 | 0 | 0 | 0 | 0 | 0 | 0 | 0 | 2 | 0 | 4 | 0 | 2 | 1 | -421.35 | -1738.232 | -3308.8336 | Borden-Storey #1 230kV line | Gates 500/230kV TB #11 | Mustang-Henrietta 230 kV line |  | 1 | 0 | 2 | 0 | 0 | 1 | -421.35 | -476.012 | -3308.8336 | Borden-Storey #1 230kV line | Mustang-Henrietta 230 kV line | Mustang-Henrietta 230 kV line |  | 5 | 5 | NO | 5 | 5 | 4 | YES | 4
SCE Northern | Neenach | 66 | 1 | 0 | 1 | 0 | 0 | 0 | 0 | 1 | 0 | 0 | 0 | 0 | 0 | 0 | 0 | 0 | 0 | 0 | 0 | 0 | 0 | 0 | 0 | 0 | 0 | 0 | 0 | 0 | 0 | 0 | 0 | 0 | 0 | 0 | 0 | 0 | 0 | 0 | 0 | 0 | 0 | 0 | 0 | 0 | 0 | 0 | 0 | 0 | 0 | 0 | 0 | 0 | 0 | 0 | 0 | 0 | 0 | 0 | 0 | 0 | 0 | 0 | 0 | 0 | 0 | 0 | 0 | 0 | 0 | 0 | 0 | 0 | 0 | 0 | 0 | 0 | 0 | 0 | 0 | 0 | 0 | 0 | 0 | 0 | 0 | 0 | 0 | 0 | 0 | 0 | 0 | 0 | 0 | 0 | 0 | 0 | 0 | 0 |  | 0 | 0 | 0 | 0 | 0 | 0 | 0 | 0 | 0 | 0 | 0 | 0 | 0 | 0 | 0 | 0 | 0 | 0 | 0 | 0 | 0 | 0 | 0 | 0 | 0 | 0 | 0 | 0 | 0 | 0 | 0 | 0 | 0 | 0 | 0 | 0 | 0 | 0 | 0 | 0 | 0 | 0 | 0 | 0 | 0 | 0 | 0 | 0 | 0 | 0 | 0 | 0 | 0 | 0 | Antelope-Neenach Constraint | Antelope-Neenach Constraint | Antelope-Neenach Constraint |  | 0 | 0 | 0 | 0 | 0 | 0 | 0 | 0 | 0 | Antelope-Neenach Constraint | Antelope-Neenach Constraint | Antelope-Neenach Constraint |  | 1 | 1 | NO | 1 | 1 | 1 | NO | 1
PG&E KERN | New Sub - Gates - Midway (Proposed) | 230 | 0 | 0 | 0 | 0 | 0 | 0 | 0 | 0 | 0 | 0 | 0 | 0 | 0 | 0 | 0 | 0 | 0 | 0 | 0 | 0 | 0 | 0 | 0 | 0 | 0 | 0 | 0 | 0 | 0 | 0 | 0 | 0 | 0 | 0 | 0 | 0 | 0 | 0 | 0 | 0 | 0 | 0 | 0 | 0 | 0 | 0 | 0 | 0 | 0 | 0 | 0 | 0 | 0 | 0 | 0 | 0 | 0 | 0 | 0 | 0 | 0 | 0 | 0 | 0 | 0 | 0 | 0 | 0 | 0 | 0 | 0 | 0 | 0 | 0 | 0 | 0 | 0 | 0 | 1 | 1 | 0 | 0 | 0 | 0 | 0 | 0 | 0 | 0 | 0 | 0 | 0 | 0 | 0 | 0 | 1 | 0 | 0 | 0 |  | 0 | 0 | 0 | 0 | 0 | 0 | 0 | 0 | 0 | 0 | 0 | 0 | 0 | 0 | 0 | 0 | 0 | 0 | 0 | 0 | 0 | 0 | 0 | 0 | 0 | 440 | 238.5 | 0 | 0 | 1 | 0 | 0 | 0 | 0 | 0 | 0 | 0 | 0 | 0 | 890 | 920 | 238.5 | 0 | 0 | 1 | 1 | 0 | 3 | 0 | 2 | 1 | -79.08 | -1738.232 | -3308.8336 | Gates 500/230kV TB #11 | Gates 500/230kV TB #11 | Mustang-Henrietta 230 kV line |  | 0 | 0 | 1 | 0 | 0 | 1 | 372.37 | -476.012 | -3308.8336 | Mustang-Henrietta 230 kV line | Mustang-Henrietta 230 kV line | Mustang-Henrietta 230 kV line |  | 5 | 5 | NO | 5 | 5 | 4 | YES | 4
PG&E KERN | New Sub - Gates - Templeton (Proposed) | 230 | 0 | 0 | 0 | 0 | 0 | 0 | 0 | 0 | 0 | 0 | 0 | 0 | 0 | 0 | 0 | 0 | 0 | 0 | 0 | 0 | 0 | 0 | 0 | 0 | 0 | 0 | 0 | 0 | 0 | 0 | 0 | 0 | 0 | 0 | 0 | 0 | 0 | 0 | 0 | 0 | 0 | 0 | 0 | 0 | 0 | 0 | 0 | 0 | 0 | 0 | 0 | 0 | 0 | 0 | 0 | 0 | 0 | 0 | 0 | 0 | 0 | 0 | 0 | 0 | 0 | 0 | 0 | 1 | 0 | 0 | 0 | 0 | 0 | 0 | 0 | 0 | 0 | 0 | 1 | 1 | 0 | 0 | 0 | 0 | 0 | 1 | 0 | 0 | 0 | 0 | 0 | 0 | 0 | 0 | 1 | 1 | 0 | 1 |  | 0 | 0 | 0 | 0 | 0 | 0 | 0 | 0 | 0 | 0 | 0 | 0 | 0 | 0 | 0 | 0 | 0 | 0 | 0 | 0 | 0 | 0 | 0 | 0 | 0 | 0 | 0 | 0 | 0 | 0 | 0 | 0 | 0 | 0 | 0 | 0 | 0 | 0 | 0 | 0 | 240 | 0 | 0 | 0 | 1 | 1 | 0 | 3 | 0 | 2 | 1 | -79.08 | -1738.232 | -3308.8336 | Gates 500/230kV TB #11 | Gates 500/230kV TB #11 | Mustang-Henrietta 230 kV line |  | 0 | 0 | 1 | 0 | 0 | 1 | 7.65 | -476.012 | -3308.8336 | Cal Flat-Gates 230 kV line | Mustang-Henrietta 230 kV line | Mustang-Henrietta 230 kV line |  | 5 | 5 | NO | 5 | 5 | 4 | YES | 4
SCE NOL | New Sub - Kramer - Lugo (Proposed) | 230 | 0 | 0 | 0 | 0 | 0 | 0 | 0 | 0 | 0 | 0 | 0 | 1 | 1 | 1 | 0 | 0 | 0 | 0 | 0 | 0 | 0 | 0 | 0 | 0 | 0 | 0 | 0 | 0 | 0 | 0 | 0 | 0 | 0 | 0 | 0 | 0 | 0 | 0 | 0 | 0 | 0 | 0 | 0 | 0 | 0 | 0 | 0 | 0 | 0 | 0 | 0 | 0 | 0 | 0 | 0 | 0 | 0 | 0 | 0 | 0 | 0 | 0 | 0 | 0 | 0 | 0 | 0 | 0 | 0 | 0 | 0 | 0 | 0 | 0 | 0 | 0 | 0 | 0 | 0 | 0 | 0 | 0 | 0 | 0 | 0 | 0 | 0 | 0 | 0 | 0 | 0 | 0 | 0 | 0 | 0 | 0 | 0 | 3 |  | 0 | 0 | 0 | 0 | 0 | 0 | 0 | 0 | 0 | 0 | 0 | 0 | 0 | 0 | 0 | 0 | 0 | 0 | 0 | 0 | 0 | 0 | 0 | 0 | 0 | 0 | 0 | 0 | 0 | 0 | 0 | 0 | 0 | 0 | 0 | 0 | 0 | 0 | 0 | 0 | 0 | 0 | 0 | 0 | 0 | 0 | 2 | 0 | 0 | 0 | 0 | -104.4 | 65.95 | 1269.924 | South of Kramer Area Constraint | South of Kramer Area Constraint | South of Kramer Area Constraint |  | 0 | 2 | 0 | 0 | 0 | 0 | -104.4 | 65.95 | 1269.924 | South of Kramer Area Constraint | South of Kramer Area Constraint | South of Kramer Area Constraint |  | 3 | 3 | NO | 3 | 1 | 1 | NO | 1
PG&E FRESNO | New Sub - Los Banos - Midway (Proposed) | 500 | 0 | 0 | 0 | 0 | 0 | 0 | 0 | 0 | 0 | 0 | 0 | 0 | 0 | 0 | 0 | 0 | 0 | 0 | 0 | 0 | 0 | 0 | 0 | 0 | 0 | 0 | 0 | 0 | 0 | 0 | 0 | 0 | 0 | 0 | 0 | 0 | 0 | 0 | 0 | 0 | 0 | 0 | 0 | 0 | 0 | 0 | 0 | 0 | 0 | 0 | 0 | 0 | 0 | 0 | 0 | 0 | 0 | 0 | 0 | 0 | 0 | 0 | 0 | 0 | 0 | 0 | 0 | 0 | 0 | 0 | 0 | 0 | 0 | 0 | 0 | 0 | 0 | 0 | 0 | 0 | 0 | 0 | 0 | 0 | 0 | 0 | 0 | 0 | 0 | 0 | 0 | 0 | 0 | 0 | 1 | 0 | 0 | 0 |  | 0 | 0 | 0 | 0 | 0 | 0 | 0 | 0 | 0 | 0 | 0 | 0 | 0 | 0 | 0 | 0 | 0 | 0 | 0 | 0 | 0 | 0 | 0 | 0 | 0 | 0 | 0 | 0 | 0 | 0 | 0 | 0 | 0 | 0 | 0 | 0 | 0 | 0 | 0 | 0 | 0 | 0 | 0 | 0 | 0 | 0 | 0 | 1 | 0 | 0 | 1 | 372.37 | -476.012 | -3308.8336 | Mustang-Henrietta 230 kV line | Mustang-Henrietta 230 kV line | Mustang-Henrietta 230 kV line |  | 0 | 0 | 1 | 0 | 0 | 1 | 372.37 | -476.012 | -3308.8336 | Mustang-Henrietta 230 kV line | Mustang-Henrietta 230 kV line | Mustang-Henrietta 230 kV line |  | 5 | 5 | NO | 5 | 4 | 4 | NO | 4
SCE NOL | New Sub - Lugo - Pisgah (Proposed) | 230 | 0 | 0 | 0 | 0 | 0 | 0 | 0 | 0 | 0 | 0 | 0 | 0 | 0 | 1 | 1 | 0 | 0 | 0 | 0 | 0 | 0 | 0 | 0 | 0 | 0 | 0 | 0 | 0 | 0 | 0 | 0 | 0 | 0 | 0 | 0 | 0 | 0 | 0 | 0 | 0 | 0 | 0 | 0 | 0 | 0 | 0 | 0 | 0 | 0 | 0 | 0 | 0 | 0 | 0 | 0 | 0 | 0 | 0 | 0 | 0 | 0 | 0 | 0 | 0 | 0 | 0 | 0 | 0 | 0 | 0 | 0 | 0 | 0 | 0 | 0 | 0 | 0 | 0 | 0 | 0 | 0 | 0 | 0 | 0 | 0 | 0 | 0 | 0 | 0 | 0 | 0 | 0 | 0 | 0 | 0 | 0 | 0 | 1 |  | 0 | 0 | 0 | 0 | 0 | 0 | 0 | 0 | 0 | 0 | 0 | 0 | 0 | 0 | 0 | 0 | 0 | 0 | 0 | 0 | 0 | 0 | 0 | 0 | 0 | 0 | 0 | 0 | 0 | 0 | 0 | 0 | 0 | 0 | 0 | 0 | 0 | 0 | 0 | 0 | 0 | 0 | 0 | 0 | 0 | 0 | 0 | 0 | 0 | 0 | 0 | 169.82 | 212.2 | 470.38 | Lugo Transformer Area Constraint | Calcite to Lugo Area Constraint | Calcite to Lugo Area Constraint |  | 0 | 0 | 0 | 0 | 0 | 0 | 169.82 | 212.2 | 470.38 | Lugo Transformer Area Constraint | Calcite to Lugo Area Constraint | Calcite to Lugo Area Constraint |  | 1 | 1 | NO | 1 | 1 | 1 | NO | 1
PG&E KERN | New Sub - Midway - Wheeler Ridge (Proposed) | 230 | 0 | 0 | 0 | 0 | 0 | 0 | 0 | 0 | 0 | 0 | 0 | 0 | 0 | 0 | 0 | 0 | 0 | 0 | 0 | 0 | 0 | 0 | 0 | 0 | 0 | 0 | 0 | 0 | 0 | 0 | 0 | 0 | 0 | 0 | 0 | 0 | 0 | 0 | 0 | 0 | 0 | 0 | 0 | 0 | 0 | 0 | 0 | 0 | 0 | 0 | 0 | 0 | 0 | 0 | 0 | 0 | 0 | 0 | 0 | 0 | 0 | 0 | 0 | 0 | 0 | 0 | 0 | 0 | 0 | 0 | 0 | 0 | 0 | 0 | 0 | 0 | 0 | 0 | 1 | 1 | 0 | 0 | 0 | 0 | 0 | 0 | 0 | 0 | 0 | 0 | 0 | 0 | 0 | 0 | 1 | 0 | 0 | 0 |  | 0 | 0 | 0 | 0 | 0 | 0 | 0 | 0 | 0 | 150 | 0 | 150 | 0 | 0 | 1 | 0 | 0 | 0 | 0 | 0 | 0 | 0 | 0 | 0 | 150 | 0 | 150 | 0 | 0 | 1 | 0 | 0 | 0 | 0 | 0 | 0 | 0 | 0 | 0 | 1040 | 475 | 150 | 0 | 0 | 1 | 1 | 0 | 3 | 0 | 2 | 1 | -79.08 | -1738.232 | -3308.8336 | Gates 500/230kV TB #11 | Gates 500/230kV TB #11 | Mustang-Henrietta 230 kV line |  | 0 | 0 | 1 | 0 | 0 | 1 | 372.37 | -476.012 | -3308.8336 | Mustang-Henrietta 230 kV line | Mustang-Henrietta 230 kV line | Mustang-Henrietta 230 kV line |  | 5 | 5 | NO | 5 | 5 | 4 | YES | 4
PG&E NGBA | New Sub - Near existing Leavitt (PSREC) | 345 | 0 | 0 | 0 | 0 | 0 | 0 | 0 | 0 | 0 | 0 | 0 | 0 | 0 | 0 | 0 | 0 | 0 | 0 | 0 | 0 | 0 | 0 | 0 | 0 | 0 | 0 | 0 | 0 | 0 | 0 | 0 | 0 | 0 | 0 | 0 | 0 | 0 | 0 | 0 | 1 | 0 | 0 | 0 | 0 | 0 | 0 | 0 | 0 | 0 | 0 | 0 | 0 | 0 | 0 | 0 | 0 | 0 | 0 | 0 | 0 | 0 | 0 | 0 | 0 | 0 | 0 | 0 | 0 | 0 | 0 | 0 | 0 | 0 | 0 | 0 | 0 | 0 | 0 | 0 | 0 | 0 | 0 | 0 | 0 | 0 | 0 | 0 | 0 | 0 | 0 | 0 | 0 | 0 | 0 | 0 | 0 | 0 | 0 |  | 0 | 0 | 0 | 0 | 0 | 0 | 0 | 0 | 0 | 0 | 0 | 0 | 0 | 0 | 0 | 0 | 0 | 0 | 0 | 0 | 0 | 0 | 0 | 0 | 0 | 0 | 0 | 0 | 0 | 0 | 180 | 0 | 0 | 0 | 0 | 0 | 0 | 0 | 0 | 0 | 0 | 0 | 0 | 0 | 1 | 1 | 0 | 1 | 0 | 0 | 0 | -441.84 | -200.0712 | 3202.4639 | Collinsville-Tesla 500 kV Line | Collinsville-Tesla 500 kV Line | Collinsville-Tesla 500 kV Line |  | 1 | 0 | 1 | 0 | 0 | 0 | -441.84 | -200.0712 | 3202.4639 | Collinsville-Tesla 500 kV Line | Collinsville-Tesla 500 kV Line | Collinsville-Tesla 500 kV Line |  | 5 | 5 | NO | 5 | 1 | 1 | NO | 1
PG&E NGBA | New Sub - Near existing Madeline (NVE) | 345 | 0 | 0 | 0 | 0 | 0 | 0 | 0 | 0 | 0 | 0 | 0 | 0 | 0 | 0 | 0 | 0 | 0 | 0 | 0 | 0 | 0 | 0 | 0 | 0 | 0 | 0 | 0 | 0 | 0 | 0 | 0 | 0 | 0 | 0 | 0 | 0 | 0 | 0 | 0 | 1 | 0 | 0 | 0 | 0 | 0 | 0 | 0 | 0 | 0 | 0 | 0 | 0 | 0 | 0 | 0 | 0 | 0 | 0 | 0 | 0 | 0 | 0 | 0 | 0 | 0 | 0 | 0 | 0 | 0 | 0 | 0 | 0 | 0 | 0 | 0 | 0 | 0 | 0 | 0 | 0 | 0 | 0 | 0 | 0 | 0 | 0 | 0 | 0 | 0 | 0 | 0 | 0 | 0 | 0 | 0 | 0 | 0 | 0 |  | 0 | 0 | 0 | 0 | 0 | 0 | 0 | 0 | 0 | 0 | 0 | 0 | 0 | 0 | 0 | 0 | 0 | 0 | 0 | 0 | 0 | 0 | 0 | 0 | 0 | 0 | 0 | 0 | 0 | 0 | 0 | 0 | 0 | 0 | 0 | 0 | 0 | 0 | 0 | 0 | 0 | 0 | 0 | 0 | 0 | 1 | 0 | 1 | 0 | 0 | 0 | -441.84 | -200.0712 | 3202.4639 | Collinsville-Tesla 500 kV Line | Collinsville-Tesla 500 kV Line | Collinsville-Tesla 500 kV Line |  | 1 | 0 | 1 | 0 | 0 | 0 | -441.84 | -200.0712 | 3202.4639 | Collinsville-Tesla 500 kV Line | Collinsville-Tesla 500 kV Line | Collinsville-Tesla 500 kV Line |  | 5 | 5 | NO | 5 | 1 | 1 | NO | 1
SDGE | New Sub - North Gila - IV (Proposed) | 500 | 0 | 0 | 0 | 0 | 0 | 0 | 0 | 0 | 0 | 0 | 0 | 0 | 0 | 0 | 0 | 0 | 0 | 0 | 0 | 0 | 0 | 0 | 0 | 0 | 0 | 0 | 0 | 0 | 0 | 0 | 1 | 1 | 1 | 0 | 0 | 0 | 1 | 0 | 0 | 0 | 0 | 0 | 0 | 0 | 0 | 0 | 0 | 0 | 0 | 0 | 0 | 0 | 0 | 0 | 0 | 0 | 0 | 0 | 0 | 0 | 0 | 0 | 0 | 0 | 0 | 0 | 0 | 0 | 0 | 0 | 0 | 0 | 0 | 0 | 0 | 0 | 0 | 0 | 0 | 0 | 0 | 0 | 0 | 0 | 0 | 0 | 0 | 0 | 0 | 0 | 0 | 0 | 0 | 0 | 0 | 0 | 0 | 4 |  | 0 | 0 | 0 | 0 | 0 | 0 | 0 | 0 | 0 | 0 | 0 | 0 | 0 | 0 | 0 | 0 | 0 | 0 | 0 | 0 | 0 | 0 | 0 | 0 | 0 | 0 | 0 | 0 | 0 | 0 | 0 | 0 | 0 | 0 | 0 | 0 | 0 | 0 | 0 | 0 | 0 | 0 | 0 | 0 | 0 | 0 | 0 | 0 | 0 | 0 | 0 | 238.33 | 400.235 | 1352.331 | San Luis Rey-San Onofre 230 kV line constraint | San Luis Rey-San Onofre 230 kV line constraint | East of Miguel constraint |  | 0 | 0 | 0 | 0 | 0 | 0 | 238.33 | 400.235 | 1352.331 | San Luis Rey-San Onofre 230 kV line constraint | San Luis Rey-San Onofre 230 kV line constraint | East of Miguel constraint |  | 1 | 1 | NO | 1 | 1 | 1 | NO | 1
PG&E NGBA | New Sub - Pit 1 - Cottonwood (Proposed) | 230 | 0 | 0 | 0 | 0 | 0 | 0 | 0 | 0 | 0 | 0 | 0 | 0 | 0 | 0 | 0 | 0 | 0 | 0 | 0 | 0 | 0 | 0 | 0 | 0 | 0 | 0 | 0 | 0 | 0 | 0 | 0 | 0 | 0 | 0 | 0 | 0 | 0 | 0 | 0 | 1 | 0 | 0 | 0 | 1 | 0 | 0 | 0 | 0 | 0 | 0 | 0 | 0 | 0 | 0 | 0 | 0 | 0 | 0 | 0 | 0 | 0 | 0 | 0 | 0 | 0 | 0 | 0 | 0 | 0 | 0 | 0 | 0 | 0 | 0 | 0 | 0 | 0 | 0 | 0 | 0 | 0 | 0 | 0 | 0 | 0 | 0 | 0 | 0 | 0 | 0 | 0 | 0 | 0 | 0 | 0 | 0 | 0 | 0 |  | 0 | 0 | 0 | 0 | 0 | 0 | 0 | 0 | 0 | 0 | 0 | 0 | 0 | 0 | 0 | 0 | 0 | 0 | 0 | 0 | 0 | 0 | 0 | 0 | 0 | 0 | 0 | 0 | 0 | 0 | 0 | 0 | 0 | 0 | 0 | 0 | 0 | 0 | 0 | 0 | 0 | 0 | 0 | 0 | 0 | 2 | 0 | 2 | 0 | 0 | 1 | -441.84 | -200.0712 | -25 | Collinsville-Tesla 500 kV Line | Collinsville-Tesla 500 kV Line | Carberry-Round Mountain 230kV Line |  | 1 | 0 | 1 | 0 | 0 | 0 | -441.84 | -200.0712 | 0 | Collinsville-Tesla 500 kV Line | Collinsville-Tesla 500 kV Line | Carberry-Round Mountain 230kV Line |  | 5 | 5 | NO | 5 | 3 | 1 | YES | 2
PG&E GBA | New Sub - Rancho Seco - Bellota (Proposed) | 230 | 0 | 0 | 0 | 0 | 0 | 0 | 0 | 0 | 0 | 0 | 0 | 0 | 0 | 0 | 0 | 0 | 0 | 0 | 0 | 0 | 0 | 0 | 0 | 0 | 0 | 0 | 0 | 0 | 0 | 0 | 0 | 0 | 0 | 0 | 0 | 0 | 0 | 0 | 0 | 0 | 0 | 0 | 0 | 0 | 0 | 1 | 0 | 0 | 0 | 0 | 0 | 0 | 0 | 0 | 0 | 0 | 0 | 0 | 0 | 1 | 1 | 0 | 0 | 0 | 0 | 0 | 0 | 0 | 0 | 0 | 0 | 0 | 0 | 0 | 0 | 0 | 0 | 0 | 0 | 0 | 0 | 0 | 0 | 0 | 0 | 0 | 0 | 0 | 0 | 0 | 0 | 0 | 0 | 0 | 0 | 0 | 0 | 0 |  | 0 | 0 | 0 | 0 | 0 | 0 | 0 | 0 | 0 | 0 | 0 | 0 | 0 | 0 | 0 | 0 | 0 | 0 | 0 | 0 | 0 | 0 | 0 | 0 | 0 | 0 | 0 | 0 | 0 | 0 | 0 | 0 | 0 | 0 | 0 | 0 | 0 | 0 | 0 | 0 | 0 | 0 | 0 | 0 | 0 | 0 | 0 | 0 | 0 | 0 | 0 | 402.45 | 704.04 | 2052.2198 | Bellota-Weber 230kV line | Bellota-Weber 230kV line | Bellota-Weber 230kV line |  | 0 | 0 | 0 | 0 | 0 | 0 | 776 | 831 | 2052.2198 | Eight Mile-Tesla 230 kV line | Eight Mile-Tesla 230 kV line | Bellota-Weber 230kV line |  | 1 | 1 | NO | 1 | 1 | 1 | NO | 1
SDGE | New Sub - Suncrest - Ocotillo (Proposed) | 500 | 0 | 0 | 0 | 0 | 0 | 0 | 0 | 0 | 0 | 0 | 0 | 0 | 0 | 0 | 0 | 0 | 0 | 0 | 0 | 0 | 0 | 0 | 0 | 0 | 0 | 0 | 0 | 0 | 0 | 0 | 1 | 1 | 1 | 0 | 0 | 1 | 0 | 0 | 0 | 0 | 0 | 0 | 0 | 0 | 0 | 0 | 0 | 0 | 0 | 0 | 0 | 0 | 0 | 0 | 0 | 0 | 0 | 0 | 0 | 0 | 0 | 0 | 0 | 0 | 0 | 0 | 0 | 0 | 0 | 0 | 0 | 0 | 0 | 0 | 0 | 0 | 0 | 0 | 0 | 0 | 0 | 0 | 0 | 0 | 0 | 0 | 0 | 0 | 0 | 0 | 0 | 0 | 0 | 0 | 0 | 0 | 0 | 4 |  | 0 | 0 | 0 | 0 | 0 | 0 | 0 | 0 | 0 | 0 | 0 | 0 | 0 | 0 | 0 | 0 | 0 | 0 | 0 | 0 | 0 | 0 | 0 | 0 | 0 | 0 | 0 | 0 | 0 | 0 | 0 | 0 | 280 | 0 | 0 | 0 | 0 | 0 | 0 | 0 | 0 | 0 | 0 | 0 | 1 | 0 | 0 | 0 | 0 | 0 | 0 | 238.33 | 400.235 | 1352.331 | San Luis Rey-San Onofre 230 kV line constraint | San Luis Rey-San Onofre 230 kV line constraint | East of Miguel constraint |  | 0 | 0 | 0 | 0 | 0 | 0 | 238.33 | 400.235 | 1352.331 | San Luis Rey-San Onofre 230 kV line constraint | San Luis Rey-San Onofre 230 kV line constraint | East of Miguel constraint |  | 1 | 1 | NO | 1 | 1 | 1 | NO | 1
PG&E FRESNO | New Sub - Westley - Quinto (Proposed) | 230 | 0 | 0 | 0 | 0 | 0 | 0 | 0 | 0 | 0 | 0 | 0 | 0 | 0 | 0 | 0 | 0 | 0 | 0 | 0 | 0 | 0 | 0 | 0 | 0 | 0 | 0 | 0 | 0 | 0 | 0 | 0 | 0 | 0 | 0 | 0 | 0 | 0 | 0 | 0 | 0 | 0 | 0 | 0 | 0 | 0 | 0 | 0 | 0 | 0 | 0 | 0 | 0 | 0 | 0 | 0 | 0 | 0 | 0 | 0 | 0 | 0 | 0 | 0 | 0 | 0 | 0 | 0 | 0 | 0 | 0 | 0 | 0 | 0 | 0 | 0 | 0 | 0 | 0 | 0 | 0 | 0 | 0 | 0 | 0 | 0 | 1 | 0 | 0 | 0 | 0 | 0 | 0 | 0 | 0 | 0 | 0 | 0 | 1 |  | 0 | 0 | 0 | 0 | 0 | 0 | 0 | 0 | 0 | 0 | 0 | 0 | 0 | 0 | 0 | 0 | 0 | 0 | 0 | 0 | 0 | 0 | 0 | 0 | 0 | 0 | 0 | 0 | 0 | 0 | 80 | 0 | 0 | 0 | 0 | 0 | 0 | 0 | 0 | 0 | 0 | 0 | 0 | 0 | 1 | 0 | 0 | 0 | 0 | 0 | 0 | 2457.27 | 2621.968 | 6421.7956 | Los Banos 500/230kV TB | Los Banos 500/230kV TB | Los Banos 500/230kV TB |  | 0 | 0 | 0 | 0 | 0 | 0 | 2457.27 | 2621.968 | 6421.7956 | Los Banos 500/230kV TB | Los Banos 500/230kV TB | Los Banos 500/230kV TB |  | 1 | 1 | NO | 1 | 1 | 1 | NO | 1
PG&E GBA | Newark | 115 | 0 | 0 | 0 | 0 | 0 | 0 | 0 | 0 | 0 | 0 | 0 | 0 | 0 | 0 | 0 | 0 | 0 | 0 | 0 | 0 | 0 | 0 | 0 | 0 | 0 | 0 | 0 | 0 | 0 | 0 | 0 | 0 | 0 | 0 | 0 | 0 | 0 | 0 | 0 | 0 | 0 | 0 | 0 | 0 | 0 | 0 | 0 | 0 | 0 | 0 | 0 | 0 | 0 | 0 | 0 | 1 | 0 | 0 | 0 | 1 | 0 | 0 | 0 | 0 | 0 | 1 | 0 | 0 | 0 | 0 | 0 | 0 | 0 | 0 | 0 | 0 | 0 | 0 | 0 | 0 | 0 | 0 | 0 | 0 | 0 | 0 | 0 | 0 | 0 | 0 | 0 | 0 | 0 | 0 | 0 | 0 | 0 | 0 |  | 0 | 0 | 0 | 0 | 0 | 0 | 0 | 0 | 0 | 0 | 0 | 0 | 0 | 0 | 0 | 0 | 0 | 0 | 0 | 0 | 0 | 0 | 0 | 0 | 0 | 0 | 0 | 0 | 0 | 0 | 0 | 0 | 0 | 0 | 0 | 0 | 0 | 0 | 0 | 0 | 0 | 0 | 0 | 0 | 0 | 0 | 0 | 0 | 0 | 0 | 0 | 2067.51 | 2548.6438 | 3822.2952 | Tesla-Bellota 230 kV line | Tesla-Bellota 230 kV line | Tesla-Bellota 230 kV line |  | 0 | 0 | 0 | 0 | 0 | 0 | 2067.51 | 2548.6438 | 3822.2952 | Tesla-Bellota 230 kV line | Tesla-Bellota 230 kV line | Tesla-Bellota 230 kV line |  | 1 | 1 | NO | 1 | 1 | 1 | NO | 1
PG&E GBA | Newark | 230 | 0 | 0 | 0 | 0 | 0 | 0 | 0 | 0 | 0 | 0 | 0 | 0 | 0 | 0 | 0 | 0 | 0 | 0 | 0 | 0 | 0 | 0 | 0 | 0 | 0 | 0 | 0 | 0 | 0 | 0 | 0 | 0 | 0 | 0 | 0 | 0 | 0 | 0 | 0 | 0 | 0 | 0 | 0 | 0 | 0 | 0 | 0 | 0 | 0 | 0 | 0 | 0 | 0 | 0 | 0 | 1 | 0 | 0 | 1 | 1 | 0 | 0 | 0 | 0 | 0 | 1 | 0 | 0 | 0 | 0 | 0 | 0 | 0 | 0 | 0 | 0 | 0 | 0 | 0 | 0 | 0 | 0 | 0 | 0 | 0 | 0 | 0 | 0 | 0 | 0 | 0 | 0 | 0 | 0 | 0 | 0 | 0 | 0 |  | 0 | 0 | 0 | 0 | 0 | 0 | 0 | 0 | 0 | 0 | 0 | 0 | 0 | 0 | 0 | 0 | 0 | 0 | 0 | 0 | 0 | 0 | 0 | 0 | 0 | 0 | 0 | 0 | 0 | 0 | 0 | 0 | 0 | 0 | 0 | 0 | 0 | 0 | 0 | 0 | 0 | 0 | 0 | 0 | 0 | 0 | 0 | 0 | 0 | 0 | 0 | 2067.51 | 2548.6438 | 3822.2952 | Tesla-Bellota 230 kV line | Tesla-Bellota 230 kV line | Tesla-Bellota 230 kV line |  | 0 | 0 | 0 | 0 | 0 | 0 | 2067.51 | 2548.6438 | 3822.2952 | Tesla-Bellota 230 kV line | Tesla-Bellota 230 kV line | Tesla-Bellota 230 kV line |  | 1 | 1 | NO | 1 | 1 | 1 | NO | 1
PG&E GBA | Newark | 60 | 0 | 0 | 0 | 0 | 0 | 0 | 0 | 0 | 0 | 0 | 0 | 0 | 0 | 0 | 0 | 0 | 0 | 0 | 0 | 0 | 0 | 0 | 0 | 0 | 0 | 0 | 0 | 0 | 0 | 0 | 0 | 0 | 0 | 0 | 0 | 0 | 0 | 0 | 0 | 1 | 0 | 0 | 0 | 0 | 0 | 0 | 0 | 0 | 0 | 0 | 0 | 0 | 0 | 0 | 0 | 1 | 0 | 0 | 0 | 0 | 0 | 0 | 0 | 0 | 0 | 0 | 1 | 0 | 0 | 0 | 0 | 0 | 0 | 0 | 0 | 0 | 0 | 0 | 0 | 0 | 0 | 0 | 0 | 0 | 0 | 0 | 0 | 0 | 0 | 0 | 0 | 0 | 0 | 0 | 0 | 0 | 0 | 0 |  | 0 | 0 | 0 | 0 | 0 | 0 | 0 | 0 | 0 | 0 | 0 | 0 | 0 | 0 | 0 | 0 | 0 | 0 | 0 | 0 | 0 | 0 | 0 | 0 | 0 | 0 | 0 | 0 | 0 | 0 | 0 | 0 | 0 | 0 | 0 | 0 | 0 | 0 | 0 | 0 | 0 | 0 | 0 | 0 | 0 | 2 | 0 | 1 | 0 | 0 | 0 | -441.84 | -200.0712 | 335.9726 | Collinsville-Tesla 500 kV Line | Collinsville-Tesla 500 kV Line | Birds Landing-Contra Costa 230kV Line |  | 2 | 0 | 1 | 0 | 0 | 0 | -441.84 | -200.0712 | 335.9726 | Collinsville-Tesla 500 kV Line | Collinsville-Tesla 500 kV Line | Birds Landing-Contra Costa 230kV Line |  | 5 | 5 | NO | 5 | 1 | 1 | NO | 1
PG&E FRESNO | Newhall | 115 | 0 | 0 | 0 | 0 | 0 | 0 | 0 | 0 | 0 | 0 | 0 | 0 | 0 | 0 | 0 | 0 | 0 | 0 | 0 | 0 | 0 | 0 | 0 | 0 | 0 | 0 | 0 | 0 | 0 | 0 | 0 | 0 | 0 | 0 | 0 | 0 | 0 | 0 | 0 | 0 | 0 | 0 | 0 | 0 | 0 | 1 | 0 | 0 | 0 | 0 | 0 | 0 | 0 | 0 | 0 | 0 | 0 | 0 | 0 | 0 | 0 | 0 | 0 | 0 | 0 | 0 | 0 | 0 | 0 | 0 | 0 | 0 | 0 | 0 | 0 | 0 | 0 | 0 | 0 | 1 | 0 | 1 | 1 | 1 | 0 | 1 | 0 | 1 | 0 | 0 | 0 | 0 | 1 | 0 | 0 | 0 | 0 | 1 |  | 0 | 0 | 0 | 0 | 0 | 0 | 0 | 0 | 0 | 0 | 0 | 0 | 0 | 0 | 0 | 0 | 0 | 0 | 0 | 0 | 0 | 0 | 0 | 0 | 0 | 0 | 0 | 0 | 0 | 0 | 0 | 0 | 0 | 0 | 0 | 0 | 0 | 0 | 0 | 0 | 0 | 0 | 0 | 0 | 0 | 2 | 0 | 2 | 0 | 1 | 0 | -555.55 | -1738.232 | -562.7302 | Chowchilla-Le grand 115kV Line | Gates 500/230kV TB #11 | Gates 500/230kV TB #11 |  | 0 | 0 | 0 | 0 | 0 | 0 | 15.95 | 0.35 | 378.2276 | Oro Loma-El Nido 115kV Line | Oro Loma-El Nido 115kV Line | Oro Loma-El Nido 115kV Line |  | 5 | 1 | YES | 2 | 5 | 1 | YES | 2
PG&E KERN | Norco | 115 | 0 | 0 | 0 | 0 | 0 | 0 | 0 | 0 | 0 | 0 | 0 | 0 | 0 | 0 | 0 | 0 | 0 | 0 | 0 | 0 | 0 | 0 | 0 | 0 | 0 | 0 | 0 | 0 | 0 | 0 | 0 | 0 | 0 | 0 | 0 | 0 | 0 | 0 | 0 | 0 | 0 | 0 | 0 | 0 | 0 | 0 | 0 | 0 | 0 | 0 | 0 | 0 | 0 | 0 | 0 | 0 | 0 | 0 | 0 | 0 | 0 | 0 | 0 | 0 | 0 | 0 | 0 | 1 | 0 | 0 | 0 | 0 | 0 | 0 | 1 | 0 | 0 | 0 | 1 | 0 | 0 | 0 | 0 | 0 | 0 | 0 | 0 | 0 | 0 | 0 | 0 | 0 | 0 | 0 | 1 | 0 | 0 | 0 |  | 0 | 0 | 0 | 0 | 0 | 0 | 0 | 0 | 0 | 0 | 0 | 0 | 0 | 0 | 0 | 0 | 0 | 0 | 0 | 0 | 0 | 0 | 0 | 0 | 0 | 0 | 0 | 0 | 0 | 0 | 0 | 0 | 0 | 0 | 0 | 0 | 0 | 0 | 0 | 0 | 0 | 0 | 0 | 0 | 0 | 0 | 0 | 2 | 0 | 1 | 1 | 7.65 | -1311.984 | -3308.8336 | Cal Flat-Gates 230 kV line | Gates 500/230kV TB #12 | Mustang-Henrietta 230 kV line |  | 0 | 0 | 1 | 0 | 0 | 1 | 7.65 | -476.012 | -3308.8336 | Cal Flat-Gates 230 kV line | Mustang-Henrietta 230 kV line | Mustang-Henrietta 230 kV line |  | 5 | 5 | NO | 5 | 5 | 4 | YES | 4
PG&E GBA | Nortech | 115 | 0 | 0 | 0 | 0 | 0 | 0 | 0 | 0 | 0 | 0 | 0 | 0 | 0 | 0 | 0 | 0 | 0 | 0 | 0 | 0 | 0 | 0 | 0 | 0 | 0 | 0 | 0 | 0 | 0 | 0 | 0 | 0 | 0 | 0 | 0 | 0 | 0 | 0 | 0 | 0 | 0 | 0 | 0 | 0 | 0 | 0 | 0 | 0 | 0 | 0 | 0 | 0 | 1 | 0 | 0 | 1 | 0 | 0 | 0 | 1 | 0 | 0 | 0 | 0 | 0 | 0 | 0 | 0 | 0 | 0 | 0 | 0 | 0 | 0 | 0 | 0 | 0 | 0 | 0 | 0 | 0 | 0 | 0 | 0 | 0 | 0 | 0 | 0 | 0 | 0 | 0 | 0 | 0 | 0 | 0 | 0 | 0 | 1 |  | 0 | 0 | 0 | 0 | 0 | 0 | 0 | 0 | 0 | 0 | 0 | 0 | 0 | 0 | 0 | 0 | 0 | 0 | 0 | 0 | 0 | 0 | 0 | 0 | 0 | 0 | 0 | 0 | 0 | 0 | 0 | 0 | 0 | 0 | 0 | 0 | 0 | 0 | 0 | 0 | 0 | 0 | 0 | 0 | 0 | 0 | 0 | 0 | 0 | 0 | 0 | 2067.51 | 2184.65 | 3822.2952 | Tesla-Bellota 230 kV line | Sobrante-Moraga 230 kV line | Tesla-Bellota 230 kV line |  | 0 | 0 | 0 | 0 | 0 | 0 | 2067.51 | 2184.65 | 3822.2952 | Tesla-Bellota 230 kV line | Sobrante-Moraga 230 kV line | Tesla-Bellota 230 kV line |  | 1 | 1 | NO | 1 | 1 | 1 | NO | 1
SDGE | North City Metering | 138 | 0 | 0 | 0 | 0 | 0 | 0 | 0 | 0 | 0 | 0 | 0 | 0 | 0 | 0 | 0 | 0 | 0 | 0 | 0 | 0 | 0 | 0 | 0 | 0 | 0 | 0 | 0 | 0 | 1 | 0 | 1 | 0 | 1 | 0 | 0 | 0 | 0 | 0 | 0 | 0 | 0 | 0 | 0 | 0 | 0 | 0 | 0 | 0 | 0 | 0 | 0 | 0 | 0 | 0 | 0 | 0 | 0 | 0 | 0 | 0 | 0 | 0 | 0 | 0 | 0 | 0 | 0 | 0 | 0 | 0 | 0 | 0 | 0 | 0 | 0 | 0 | 0 | 0 | 0 | 0 | 0 | 0 | 0 | 0 | 0 | 0 | 0 | 0 | 0 | 0 | 0 | 0 | 0 | 0 | 0 | 0 | 0 | 3 |  | 0 | 0 | 0 | 0 | 0 | 0 | 0 | 0 | 0 | 0 | 0 | 0 | 0 | 0 | 0 | 0 | 0 | 0 | 0 | 0 | 0 | 0 | 0 | 0 | 0 | 0 | 0 | 0 | 0 | 0 | 0 | 0 | 0 | 0 | 0 | 0 | 0 | 0 | 0 | 0 | 0 | 0 | 0 | 0 | 0 | 0 | 0 | 0 | 0 | 0 | 0 | 238.33 | 400.235 | 1988.4814 | San Luis Rey-San Onofre 230 kV line constraint | San Luis Rey-San Onofre 230 kV line constraint | San Luis Rey-San Onofre 230 kV line constraint |  | 0 | 0 | 0 | 0 | 0 | 0 | 238.33 | 400.235 | 1988.4814 | San Luis Rey-San Onofre 230 kV line constraint | San Luis Rey-San Onofre 230 kV line constraint | San Luis Rey-San Onofre 230 kV line constraint |  | 1 | 1 | NO | 1 | 1 | 1 | NO | 1
PG&E GBA | North Dublin | 230 | 0 | 0 | 0 | 0 | 0 | 0 | 0 | 0 | 0 | 0 | 0 | 0 | 0 | 0 | 0 | 0 | 0 | 0 | 0 | 0 | 0 | 0 | 0 | 0 | 0 | 0 | 0 | 0 | 0 | 0 | 0 | 0 | 0 | 0 | 0 | 0 | 0 | 0 | 0 | 1 | 0 | 0 | 0 | 0 | 0 | 0 | 0 | 0 | 0 | 0 | 0 | 0 | 0 | 0 | 0 | 1 | 0 | 0 | 0 | 1 | 0 | 0 | 0 | 0 | 0 | 0 | 1 | 0 | 0 | 0 | 0 | 0 | 0 | 0 | 0 | 0 | 0 | 0 | 0 | 0 | 0 | 0 | 0 | 0 | 0 | 0 | 0 | 0 | 0 | 0 | 0 | 0 | 0 | 0 | 0 | 0 | 0 | 0 |  | 0 | 0 | 0 | 0 | 0 | 0 | 0 | 0 | 0 | 0 | 0 | 0 | 0 | 0 | 0 | 0 | 0 | 0 | 0 | 0 | 0 | 0 | 0 | 0 | 0 | 0 | 0 | 0 | 0 | 0 | 0 | 0 | 0 | 0 | 0 | 0 | 0 | 0 | 0 | 0 | 0 | 0 | 0 | 0 | 0 | 2 | 0 | 1 | 0 | 0 | 0 | -441.84 | -200.0712 | 335.9726 | Collinsville-Tesla 500 kV Line | Collinsville-Tesla 500 kV Line | Birds Landing-Contra Costa 230kV Line |  | 2 | 0 | 1 | 0 | 0 | 0 | -441.84 | -200.0712 | 335.9726 | Collinsville-Tesla 500 kV Line | Collinsville-Tesla 500 kV Line | Birds Landing-Contra Costa 230kV Line |  | 5 | 5 | NO | 5 | 1 | 1 | NO | 1
SDGE | North Gila | 500 | 0 | 0 | 0 | 0 | 0 | 0 | 0 | 0 | 0 | 0 | 0 | 0 | 0 | 0 | 0 | 0 | 0 | 0 | 0 | 0 | 0 | 0 | 0 | 0 | 0 | 0 | 0 | 0 | 0 | 0 | 1 | 1 | 1 | 0 | 0 | 0 | 0 | 0 | 0 | 0 | 0 | 0 | 0 | 0 | 0 | 0 | 0 | 0 | 0 | 0 | 0 | 0 | 0 | 0 | 0 | 0 | 0 | 0 | 0 | 0 | 0 | 0 | 0 | 0 | 0 | 0 | 0 | 0 | 0 | 0 | 0 | 0 | 0 | 0 | 0 | 0 | 0 | 0 | 0 | 0 | 0 | 0 | 0 | 0 | 0 | 0 | 0 | 0 | 0 | 0 | 0 | 0 | 0 | 0 | 0 | 0 | 0 | 3 |  | 0 | 0 | 0 | 0 | 0 | 0 | 0 | 0 | 0 | 0 | 0 | 0 | 0 | 0 | 0 | 0 | 0 | 0 | 0 | 0 | 0 | 0 | 0 | 0 | 0 | 0 | 0 | 0 | 0 | 0 | 0 | 0 | 0 | 0 | 0 | 0 | 0 | 0 | 0 | 1520 | 1180 | 0 | 364.4 | 0 | 1 | 0 | 0 | 0 | 0 | 0 | 0 | 238.33 | 400.235 | 1352.331 | San Luis Rey-San Onofre 230 kV line constraint | San Luis Rey-San Onofre 230 kV line constraint | East of Miguel constraint |  | 0 | 0 | 0 | 0 | 0 | 0 | 238.33 | 400.235 | 1352.331 | San Luis Rey-San Onofre 230 kV line constraint | San Luis Rey-San Onofre 230 kV line constraint | East of Miguel constraint |  | 1 | 1 | NO | 1 | 1 | 1 | NO | 1
SCE Metro | North of SONGS | 230 | 0 | 0 | 0 | 0 | 0 | 0 | 0 | 0 | 0 | 1 | 0 | 0 | 0 | 0 | 0 | 0 | 0 | 0 | 0 | 0 | 0 | 0 | 0 | 0 | 0 | 0 | 0 | 0 | 0 | 0 | 0 | 0 | 0 | 0 | 0 | 0 | 0 | 0 | 0 | 0 | 0 | 0 | 0 | 0 | 0 | 0 | 0 | 0 | 0 | 0 | 0 | 0 | 0 | 0 | 0 | 0 | 0 | 0 | 0 | 0 | 0 | 0 | 0 | 0 | 0 | 0 | 0 | 0 | 0 | 0 | 0 | 0 | 0 | 0 | 0 | 0 | 0 | 0 | 0 | 0 | 0 | 0 | 0 | 0 | 0 | 0 | 0 | 0 | 0 | 0 | 0 | 0 | 0 | 0 | 0 | 0 | 0 | 0 |  | 0 | 0 | 0 | 0 | 0 | 0 | 0 | 0 | 0 | 0 | 0 | 0 | 0 | 0 | 0 | 0 | 0 | 0 | 0 | 0 | 0 | 0 | 0 | 0 | 0 | 0 | 0 | 0 | 0 | 0 | 0 | 0 | 0 | 0 | 0 | 0 | 0 | 0 | 0 | 0 | 0 | 0 | 0 | 0 | 0 | 0 | 0 | 0 | 0 | 0 | 0 | 4159.6988 | 8194.058 | 21327.2611 | SCE Metro Area Default Constraint | SCE Metro Area Default Constraint | SCE Metro Area Default Constraint |  | 0 | 0 | 0 | 0 | 0 | 0 | 4159.6988 | 8194.058 | 21327.2611 | SCE Metro Area Default Constraint | SCE Metro Area Default Constraint | SCE Metro Area Default Constraint |  | 1 | 1 | NO | 1 | 1 | 1 | NO | 1
SCE Metro | North of SONGS | 500 | 0 | 0 | 0 | 0 | 0 | 0 | 0 | 0 | 0 | 1 | 0 | 0 | 0 | 0 | 0 | 0 | 0 | 0 | 0 | 0 | 0 | 0 | 0 | 0 | 0 | 0 | 0 | 0 | 0 | 0 | 0 | 0 | 0 | 0 | 0 | 0 | 0 | 0 | 0 | 0 | 0 | 0 | 0 | 0 | 0 | 0 | 0 | 0 | 0 | 0 | 0 | 0 | 0 | 0 | 0 | 0 | 0 | 0 | 0 | 0 | 0 | 0 | 0 | 0 | 0 | 0 | 0 | 0 | 0 | 0 | 0 | 0 | 0 | 0 | 0 | 0 | 0 | 0 | 0 | 0 | 0 | 0 | 0 | 0 | 0 | 0 | 0 | 0 | 0 | 0 | 0 | 0 | 0 | 0 | 0 | 0 | 0 | 0 |  | 0 | 0 | 0 | 0 | 0 | 0 | 0 | 0 | 0 | 0 | 0 | 0 | 0 | 0 | 0 | 0 | 0 | 0 | 0 | 0 | 0 | 0 | 0 | 0 | 0 | 0 | 0 | 0 | 0 | 0 | 0 | 0 | 0 | 0 | 0 | 0 | 0 | 0 | 0 | 0 | 0 | 0 | 400 | 0 | 1 | 0 | 0 | 0 | 0 | 0 | 0 | 4159.6988 | 8194.058 | 21327.2611 | SCE Metro Area Default Constraint | SCE Metro Area Default Constraint | SCE Metro Area Default Constraint |  | 0 | 0 | 0 | 0 | 0 | 0 | 4159.6988 | 8194.058 | 21327.2611 | SCE Metro Area Default Constraint | SCE Metro Area Default Constraint | SCE Metro Area Default Constraint |  | 1 | 1 | NO | 1 | 1 | 1 | NO | 1
PG&E NGBA | Notre Dame | 115 | 0 | 0 | 0 | 0 | 0 | 0 | 0 | 0 | 0 | 0 | 0 | 0 | 0 | 0 | 0 | 0 | 0 | 0 | 0 | 0 | 0 | 0 | 0 | 0 | 0 | 0 | 0 | 0 | 0 | 0 | 0 | 0 | 0 | 0 | 0 | 0 | 0 | 0 | 0 | 1 | 0 | 0 | 0 | 0 | 0 | 0 | 0 | 0 | 0 | 0 | 0 | 0 | 0 | 0 | 0 | 0 | 0 | 0 | 0 | 0 | 0 | 0 | 0 | 0 | 0 | 0 | 0 | 0 | 0 | 0 | 0 | 0 | 0 | 0 | 0 | 0 | 0 | 0 | 0 | 0 | 0 | 0 | 0 | 0 | 0 | 0 | 0 | 0 | 0 | 0 | 0 | 0 | 0 | 0 | 0 | 0 | 0 | 0 |  | 0 | 0 | 0 | 0 | 0 | 0 | 0 | 0 | 0 | 0 | 0 | 0 | 0 | 0 | 0 | 0 | 0 | 0 | 0 | 0 | 0 | 0 | 0 | 0 | 0 | 0 | 0 | 0 | 0 | 0 | 0 | 0 | 0 | 0 | 0 | 0 | 0 | 0 | 0 | 0 | 0 | 0 | 0 | 0 | 0 | 1 | 0 | 1 | 0 | 0 | 0 | -441.84 | -200.0712 | 3202.4639 | Collinsville-Tesla 500 kV Line | Collinsville-Tesla 500 kV Line | Collinsville-Tesla 500 kV Line |  | 1 | 0 | 1 | 0 | 0 | 0 | -441.84 | -200.0712 | 3202.4639 | Collinsville-Tesla 500 kV Line | Collinsville-Tesla 500 kV Line | Collinsville-Tesla 500 kV Line |  | 5 | 5 | NO | 5 | 1 | 1 | NO | 1
PG&E GBA | Oakland C | 115 | 0 | 0 | 0 | 0 | 0 | 0 | 0 | 0 | 0 | 0 | 0 | 0 | 0 | 0 | 0 | 0 | 0 | 0 | 0 | 0 | 0 | 0 | 0 | 0 | 0 | 0 | 0 | 0 | 0 | 0 | 0 | 0 | 0 | 0 | 0 | 0 | 0 | 0 | 0 | 1 | 0 | 0 | 0 | 0 | 0 | 0 | 0 | 0 | 0 | 1 | 0 | 0 | 1 | 1 | 1 | 1 | 0 | 0 | 1 | 1 | 0 | 1 | 0 | 0 | 0 | 1 | 0 | 0 | 0 | 0 | 0 | 0 | 0 | 0 | 0 | 0 | 0 | 0 | 0 | 0 | 0 | 0 | 0 | 0 | 0 | 0 | 0 | 0 | 0 | 0 | 0 | 0 | 0 | 0 | 0 | 0 | 0 | 2 |  | 0 | 0 | 0 | 0 | 0 | 0 | 0 | 0 | 0 | 0 | 0 | 0 | 0 | 0 | 0 | 0 | 0 | 0 | 0 | 0 | 0 | 0 | 0 | 0 | 0 | 0 | 0 | 0 | 0 | 0 | 0 | 0 | 0 | 0 | 0 | 0 | 0 | 0 | 0 | 0 | 40 | 0 | 0 | 0 | 1 | 2 | 0 | 1 | 0 | 0 | 0 | -441.84 | -200.0712 | 1111.2 | Collinsville-Tesla 500 kV Line | Collinsville-Tesla 500 kV Line | Grant - Eastshore #2 line 115 kV |  | 1 | 0 | 1 | 0 | 0 | 0 | -441.84 | -200.0712 | 1111.2 | Collinsville-Tesla 500 kV Line | Collinsville-Tesla 500 kV Line | Grant - Eastshore #2 line 115 kV |  | 5 | 5 | NO | 5 | 1 | 1 | NO | 1
PG&E GBA | Oakland J | 115 | 0 | 0 | 0 | 0 | 0 | 0 | 0 | 0 | 0 | 0 | 0 | 0 | 0 | 0 | 0 | 0 | 0 | 0 | 0 | 0 | 0 | 0 | 0 | 0 | 0 | 0 | 0 | 0 | 0 | 0 | 0 | 0 | 0 | 0 | 0 | 0 | 0 | 0 | 0 | 1 | 0 | 0 | 0 | 0 | 0 | 0 | 0 | 0 | 0 | 0 | 0 | 0 | 1 | 0 | 0 | 1 | 0 | 0 | 0 | 0 | 0 | 0 | 0 | 0 | 0 | 0 | 0 | 0 | 0 | 0 | 0 | 0 | 0 | 0 | 0 | 0 | 0 | 0 | 0 | 0 | 0 | 0 | 0 | 0 | 0 | 0 | 0 | 0 | 0 | 0 | 0 | 0 | 0 | 0 | 0 | 0 | 0 | 1 |  | 0 | 0 | 0 | 0 | 0 | 0 | 0 | 0 | 0 | 0 | 0 | 0 | 0 | 0 | 0 | 0 | 0 | 0 | 0 | 0 | 0 | 0 | 0 | 0 | 0 | 0 | 0 | 0 | 0 | 0 | 0 | 0 | 0 | 0 | 0 | 0 | 0 | 0 | 0 | 0 | 50 | 0 | 0 | 0 | 1 | 1 | 0 | 1 | 0 | 0 | 0 | -441.84 | -200.0712 | 3202.4639 | Collinsville-Tesla 500 kV Line | Collinsville-Tesla 500 kV Line | Collinsville-Tesla 500 kV Line |  | 1 | 0 | 1 | 0 | 0 | 0 | -441.84 | -200.0712 | 3202.4639 | Collinsville-Tesla 500 kV Line | Collinsville-Tesla 500 kV Line | Collinsville-Tesla 500 kV Line |  | 5 | 5 | NO | 5 | 1 | 1 | NO | 1
PG&E GBA | Oakland L | 115 | 0 | 0 | 0 | 0 | 0 | 0 | 0 | 0 | 0 | 0 | 0 | 0 | 0 | 0 | 0 | 0 | 0 | 0 | 0 | 0 | 0 | 0 | 0 | 0 | 0 | 0 | 0 | 0 | 0 | 0 | 0 | 0 | 0 | 0 | 0 | 0 | 0 | 0 | 0 | 1 | 0 | 0 | 0 | 0 | 0 | 0 | 0 | 0 | 0 | 0 | 0 | 0 | 1 | 0 | 0 | 1 | 0 | 0 | 0 | 0 | 0 | 0 | 0 | 0 | 0 | 0 | 0 | 0 | 0 | 0 | 0 | 0 | 0 | 0 | 0 | 0 | 0 | 0 | 0 | 0 | 0 | 0 | 0 | 0 | 0 | 0 | 0 | 0 | 0 | 0 | 0 | 0 | 0 | 0 | 0 | 0 | 0 | 1 |  | 0 | 0 | 0 | 0 | 0 | 0 | 0 | 0 | 0 | 0 | 0 | 0 | 0 | 0 | 0 | 0 | 0 | 0 | 0 | 0 | 0 | 0 | 0 | 0 | 0 | 0 | 0 | 0 | 0 | 0 | 0 | 0 | 0 | 0 | 0 | 0 | 0 | 0 | 0 | 0 | 0 | 0 | 0 | 0 | 0 | 1 | 0 | 1 | 0 | 0 | 0 | -441.84 | -200.0712 | 3202.4639 | Collinsville-Tesla 500 kV Line | Collinsville-Tesla 500 kV Line | Collinsville-Tesla 500 kV Line |  | 1 | 0 | 1 | 0 | 0 | 0 | -441.84 | -200.0712 | 3202.4639 | Collinsville-Tesla 500 kV Line | Collinsville-Tesla 500 kV Line | Collinsville-Tesla 500 kV Line |  | 5 | 5 | NO | 5 | 1 | 1 | NO | 1
PG&E GBA | Oakland X | 115 | 0 | 0 | 0 | 0 | 0 | 0 | 0 | 0 | 0 | 0 | 0 | 0 | 0 | 0 | 0 | 0 | 0 | 0 | 0 | 0 | 0 | 0 | 0 | 0 | 0 | 0 | 0 | 0 | 0 | 0 | 0 | 0 | 0 | 0 | 0 | 0 | 0 | 0 | 0 | 1 | 0 | 0 | 0 | 0 | 0 | 0 | 0 | 0 | 0 | 0 | 0 | 0 | 1 | 0 | 0 | 1 | 0 | 0 | 0 | 0 | 0 | 0 | 0 | 0 | 0 | 0 | 0 | 0 | 0 | 0 | 0 | 0 | 0 | 0 | 0 | 0 | 0 | 0 | 0 | 0 | 0 | 0 | 0 | 0 | 0 | 0 | 0 | 0 | 0 | 0 | 0 | 0 | 0 | 0 | 0 | 0 | 0 | 1 |  | 0 | 0 | 0 | 0 | 0 | 0 | 0 | 0 | 0 | 0 | 0 | 0 | 0 | 0 | 0 | 0 | 0 | 0 | 0 | 0 | 0 | 0 | 0 | 0 | 0 | 0 | 0 | 0 | 0 | 0 | 0 | 0 | 0 | 0 | 0 | 0 | 0 | 0 | 0 | 0 | 70 | 0 | 0 | 0 | 1 | 1 | 0 | 1 | 0 | 0 | 0 | -441.84 | -200.0712 | 3202.4639 | Collinsville-Tesla 500 kV Line | Collinsville-Tesla 500 kV Line | Collinsville-Tesla 500 kV Line |  | 1 | 0 | 1 | 0 | 0 | 0 | -441.84 | -200.0712 | 3202.4639 | Collinsville-Tesla 500 kV Line | Collinsville-Tesla 500 kV Line | Collinsville-Tesla 500 kV Line |  | 5 | 5 | NO | 5 | 1 | 1 | NO | 1
SDGE | Ocean Ranch | 69 | 0 | 0 | 0 | 0 | 0 | 0 | 0 | 0 | 0 | 0 | 0 | 0 | 0 | 0 | 0 | 0 | 0 | 0 | 0 | 0 | 0 | 0 | 0 | 0 | 0 | 1 | 0 | 0 | 0 | 0 | 0 | 0 | 1 | 1 | 0 | 0 | 0 | 1 | 0 | 0 | 0 | 0 | 0 | 0 | 0 | 0 | 0 | 0 | 0 | 0 | 0 | 0 | 0 | 0 | 0 | 0 | 0 | 0 | 0 | 0 | 0 | 0 | 0 | 0 | 0 | 0 | 0 | 0 | 0 | 0 | 0 | 0 | 0 | 0 | 0 | 0 | 0 | 0 | 0 | 0 | 0 | 0 | 0 | 0 | 0 | 0 | 0 | 0 | 0 | 0 | 0 | 0 | 0 | 0 | 0 | 0 | 0 | 1 |  | 0 | 0 | 0 | 0 | 0 | 0 | 0 | 0 | 0 | 0 | 0 | 0 | 0 | 0 | 0 | 0 | 0 | 0 | 0 | 0 | 0 | 0 | 0 | 0 | 0 | 0 | 0 | 0 | 0 | 0 | 0 | 0 | 0 | 0 | 0 | 0 | 0 | 0 | 0 | 0 | 0 | 0 | 0 | 0 | 0 | 0 | 0 | 0 | 0 | 0 | 0 | 124 | 164 | 284 | Ocean Ranch 69 kV constraint | Ocean Ranch 69 kV constraint | Ocean Ranch 69 kV constraint |  | 0 | 0 | 0 | 0 | 0 | 0 | 124 | 164 | 284 | Ocean Ranch 69 kV constraint | Ocean Ranch 69 kV constraint | Ocean Ranch 69 kV constraint |  | 1 | 1 | NO | 1 | 1 | 1 | NO | 1
PG&E KERN | Oceano | 115 | 0 | 0 | 0 | 0 | 0 | 0 | 0 | 0 | 0 | 0 | 0 | 0 | 0 | 0 | 0 | 0 | 0 | 0 | 0 | 0 | 0 | 0 | 0 | 0 | 0 | 0 | 0 | 0 | 0 | 0 | 0 | 0 | 0 | 0 | 0 | 0 | 0 | 0 | 0 | 0 | 0 | 0 | 0 | 0 | 0 | 0 | 0 | 0 | 0 | 0 | 0 | 0 | 0 | 0 | 0 | 0 | 0 | 0 | 0 | 0 | 0 | 0 | 0 | 0 | 0 | 0 | 0 | 1 | 1 | 0 | 0 | 0 | 0 | 0 | 0 | 0 | 0 | 0 | 0 | 1 | 0 | 0 | 0 | 0 | 0 | 1 | 0 | 0 | 0 | 0 | 0 | 0 | 0 | 0 | 0 | 1 | 0 | 1 |  | 0 | 0 | 0 | 0 | 0 | 0 | 0 | 0 | 0 | 0 | 0 | 0 | 0 | 0 | 0 | 0 | 0 | 0 | 0 | 0 | 0 | 0 | 0 | 0 | 0 | 0 | 0 | 0 | 0 | 0 | 0 | 0 | 0 | 0 | 0 | 0 | 0 | 0 | 0 | 0 | 100 | 0 | 0 | 0 | 1 | 1 | 0 | 1 | 0 | 1 | 0 | -79.08 | -1738.232 | -562.7302 | Gates 500/230kV TB #11 | Gates 500/230kV TB #11 | Gates 500/230kV TB #11 |  | 0 | 0 | 0 | 0 | 0 | 0 | 7.65 | 144.11 | 266.8703 | Cal Flat-Gates 230 kV line | Cal Flat-Gates 230 kV line | Cal Flat-Gates 230 kV line |  | 5 | 1 | YES | 2 | 5 | 1 | YES | 2
SDGE | Ocotillo Express | 500 | 0 | 0 | 0 | 0 | 0 | 0 | 0 | 0 | 0 | 0 | 0 | 0 | 0 | 0 | 0 | 0 | 0 | 0 | 0 | 0 | 0 | 0 | 0 | 0 | 0 | 0 | 0 | 0 | 0 | 0 | 1 | 1 | 1 | 0 | 0 | 1 | 0 | 0 | 0 | 0 | 0 | 0 | 0 | 0 | 0 | 0 | 0 | 0 | 0 | 0 | 0 | 0 | 0 | 0 | 0 | 0 | 0 | 0 | 0 | 0 | 0 | 0 | 0 | 0 | 0 | 0 | 0 | 0 | 0 | 0 | 0 | 0 | 0 | 0 | 0 | 0 | 0 | 0 | 0 | 0 | 0 | 0 | 0 | 0 | 0 | 0 | 0 | 0 | 0 | 0 | 0 | 0 | 0 | 0 | 0 | 0 | 0 | 4 |  | 0 | 0 | 0 | 0 | 0 | 0 | 0 | 0 | 0 | 0 | 0 | 0 | 0 | 0 | 0 | 0 | 0 | 0 | 0 | 0 | 0 | 0 | 0 | 0 | 0 | 0 | 0 | 0 | 0 | 0 | 0 | 0 | 130 | 0 | 0 | 0 | 0 | 0 | 0 | 0 | 0 | 0 | 0 | 0 | 1 | 0 | 0 | 0 | 0 | 0 | 0 | 238.33 | 400.235 | 1352.331 | San Luis Rey-San Onofre 230 kV line constraint | San Luis Rey-San Onofre 230 kV line constraint | East of Miguel constraint |  | 0 | 0 | 0 | 0 | 0 | 0 | 238.33 | 400.235 | 1352.331 | San Luis Rey-San Onofre 230 kV line constraint | San Luis Rey-San Onofre 230 kV line constraint | East of Miguel constraint |  | 1 | 1 | NO | 1 | 1 | 1 | NO | 1
PG&E KERN | Old River | 70 | 0 | 0 | 0 | 0 | 0 | 0 | 0 | 0 | 0 | 0 | 0 | 0 | 0 | 0 | 0 | 0 | 0 | 0 | 0 | 0 | 0 | 0 | 0 | 0 | 0 | 0 | 0 | 0 | 0 | 0 | 0 | 0 | 0 | 0 | 0 | 0 | 0 | 0 | 0 | 0 | 0 | 0 | 0 | 0 | 0 | 0 | 0 | 0 | 0 | 0 | 0 | 0 | 0 | 0 | 0 | 0 | 0 | 0 | 0 | 0 | 0 | 0 | 0 | 0 | 0 | 0 | 0 | 1 | 0 | 0 | 1 | 1 | 1 | 0 | 1 | 0 | 0 | 0 | 1 | 0 | 0 | 0 | 0 | 0 | 0 | 0 | 0 | 0 | 0 | 0 | 0 | 0 | 0 | 0 | 1 | 0 | 0 | 0 |  | 0 | 0 | 0 | 0 | 0 | 0 | 0 | 0 | 0 | 0 | 0 | 0 | 0 | 0 | 0 | 0 | 0 | 0 | 0 | 0 | 0 | 0 | 0 | 2.4 | 0 | 0 | 0 | 0 | 0 | 1 | 0 | 0 | 0 | 0 | 0 | 0 | 0 | 0 | 2.4 | 0 | 0 | 0 | 0 | 0 | 1 | 0 | 0 | 2 | 0 | 1 | 1 | 7.65 | -1311.984 | -3308.8336 | Cal Flat-Gates 230 kV line | Gates 500/230kV TB #12 | Mustang-Henrietta 230 kV line |  | 0 | 0 | 1 | 0 | 0 | 1 | 7.65 | -476.012 | -3308.8336 | Cal Flat-Gates 230 kV line | Mustang-Henrietta 230 kV line | Mustang-Henrietta 230 kV line |  | 5 | 5 | NO | 5 | 5 | 4 | YES | 4
SDGE | Old Town | 230 | 0 | 0 | 0 | 0 | 0 | 0 | 0 | 0 | 0 | 0 | 0 | 0 | 0 | 0 | 0 | 0 | 0 | 0 | 0 | 0 | 0 | 0 | 0 | 0 | 0 | 0 | 0 | 0 | 0 | 0 | 1 | 0 | 1 | 0 | 0 | 0 | 0 | 0 | 0 | 0 | 0 | 0 | 0 | 0 | 0 | 0 | 0 | 0 | 0 | 0 | 0 | 0 | 0 | 0 | 0 | 0 | 0 | 0 | 0 | 0 | 0 | 0 | 0 | 0 | 0 | 0 | 0 | 0 | 0 | 0 | 0 | 0 | 0 | 0 | 0 | 0 | 0 | 0 | 0 | 0 | 0 | 0 | 0 | 0 | 0 | 0 | 0 | 0 | 0 | 0 | 0 | 0 | 0 | 0 | 0 | 0 | 0 | 2 |  | 0 | 0 | 0 | 0 | 0 | 0 | 0 | 0 | 0 | 0 | 0 | 0 | 0 | 0 | 0 | 0 | 0 | 0 | 0 | 0 | 0 | 0 | 0 | 0 | 0 | 0 | 0 | 0 | 0 | 0 | 0 | 0 | 0 | 0 | 0 | 0 | 0 | 0 | 0 | 0 | 0 | 0 | 0 | 0 | 0 | 0 | 0 | 0 | 0 | 0 | 0 | 238.33 | 400.235 | 1988.4814 | San Luis Rey-San Onofre 230 kV line constraint | San Luis Rey-San Onofre 230 kV line constraint | San Luis Rey-San Onofre 230 kV line constraint |  | 0 | 0 | 0 | 0 | 0 | 0 | 238.33 | 400.235 | 1988.4814 | San Luis Rey-San Onofre 230 kV line constraint | San Luis Rey-San Onofre 230 kV line constraint | San Luis Rey-San Onofre 230 kV line constraint |  | 1 | 1 | NO | 1 | 1 | 1 | NO | 1
SCE Metro | Olinda | 230 | 0 | 0 | 0 | 0 | 0 | 0 | 0 | 0 | 0 | 1 | 0 | 0 | 0 | 0 | 0 | 0 | 0 | 0 | 0 | 0 | 0 | 0 | 0 | 0 | 0 | 0 | 0 | 0 | 0 | 0 | 0 | 0 | 0 | 0 | 0 | 0 | 0 | 0 | 0 | 0 | 0 | 0 | 0 | 0 | 0 | 0 | 0 | 0 | 0 | 0 | 0 | 0 | 0 | 0 | 0 | 0 | 0 | 0 | 0 | 0 | 0 | 0 | 0 | 0 | 0 | 0 | 0 | 0 | 0 | 0 | 0 | 0 | 0 | 0 | 0 | 0 | 0 | 0 | 0 | 0 | 0 | 0 | 0 | 0 | 0 | 0 | 0 | 0 | 0 | 0 | 0 | 0 | 0 | 0 | 0 | 0 | 0 | 0 |  | 0 | 0 | 0 | 0 | 0 | 0 | 0 | 0 | 0 | 0 | 0 | 0 | 0 | 0 | 0 | 0 | 0 | 0 | 0 | 0 | 0 | 0 | 0 | 0 | 0 | 0 | 0 | 0 | 0 | 0 | 0 | 0 | 0 | 0 | 0 | 0 | 0 | 0 | 0 | 0 | 0 | 0 | 0 | 0 | 0 | 0 | 0 | 0 | 0 | 0 | 0 | 4159.6988 | 8194.058 | 21327.2611 | SCE Metro Area Default Constraint | SCE Metro Area Default Constraint | SCE Metro Area Default Constraint |  | 0 | 0 | 0 | 0 | 0 | 0 | 4159.6988 | 8194.058 | 21327.2611 | SCE Metro Area Default Constraint | SCE Metro Area Default Constraint | SCE Metro Area Default Constraint |  | 1 | 1 | NO | 1 | 1 | 1 | NO | 1
PG&E FRESNO | Olive | 115 | 0 | 0 | 0 | 0 | 0 | 0 | 0 | 0 | 0 | 0 | 0 | 0 | 0 | 0 | 0 | 0 | 0 | 0 | 0 | 0 | 0 | 0 | 0 | 0 | 0 | 0 | 0 | 0 | 0 | 0 | 0 | 0 | 0 | 0 | 0 | 0 | 0 | 0 | 0 | 0 | 0 | 0 | 0 | 0 | 0 | 0 | 0 | 0 | 0 | 0 | 0 | 0 | 0 | 0 | 0 | 0 | 0 | 0 | 0 | 0 | 0 | 0 | 0 | 0 | 0 | 0 | 0 | 1 | 0 | 1 | 1 | 0 | 0 | 0 | 1 | 1 | 0 | 0 | 1 | 1 | 0 | 0 | 0 | 0 | 0 | 0 | 0 | 0 | 0 | 0 | 0 | 0 | 0 | 0 | 1 | 0 | 0 | 0 |  | 0 | 0 | 0 | 0 | 0 | 0 | 0 | 0 | 0 | 40 | 0 | 0 | 0 | 0 | 1 | 0 | 0 | 0 | 0 | 0 | 0 | 0 | 0 | 0 | 40 | 0 | 20 | 0 | 0 | 1 | 0 | 0 | 0 | 0 | 0 | 0 | 0 | 0 | 0 | 40 | 0 | 20 | 0 | 0 | 1 | 1 | 0 | 3 | 0 | 2 | 1 | -79.08 | -1738.232 | -3308.8336 | Gates 500/230kV TB #11 | Gates 500/230kV TB #11 | Mustang-Henrietta 230 kV line |  | 0 | 0 | 1 | 0 | 0 | 1 | 7.65 | -476.012 | -3308.8336 | Cal Flat-Gates 230 kV line | Mustang-Henrietta 230 kV line | Mustang-Henrietta 230 kV line |  | 5 | 5 | NO | 5 | 5 | 4 | YES | 4
PG&E NGBA | Olivehurst | 115 | 0 | 0 | 0 | 0 | 0 | 0 | 0 | 0 | 0 | 0 | 0 | 0 | 0 | 0 | 0 | 0 | 0 | 0 | 0 | 0 | 0 | 0 | 0 | 0 | 0 | 0 | 0 | 0 | 0 | 0 | 0 | 0 | 0 | 0 | 0 | 0 | 0 | 0 | 0 | 1 | 0 | 0 | 0 | 0 | 1 | 1 | 1 | 1 | 0 | 0 | 0 | 0 | 0 | 0 | 0 | 0 | 0 | 0 | 0 | 1 | 1 | 0 | 0 | 0 | 0 | 0 | 0 | 0 | 0 | 0 | 0 | 0 | 0 | 0 | 0 | 0 | 0 | 0 | 0 | 0 | 0 | 0 | 0 | 0 | 0 | 0 | 0 | 0 | 0 | 0 | 0 | 0 | 0 | 0 | 0 | 0 | 0 | 0 |  | 0 | 0 | 0 | 0 | 0 | 0 | 0 | 0 | 0 | 0 | 0 | 0 | 0 | 0 | 0 | 0 | 0 | 0 | 0 | 0 | 0 | 0 | 0 | 0 | 0 | 0 | 0 | 0 | 0 | 0 | 0 | 0 | 0 | 0 | 0 | 0 | 0 | 0 | 0 | 0 | 0 | 0 | 0 | 0 | 0 | 1 | 0 | 1 | 0 | 0 | 0 | -441.84 | -200.0712 | 85.9836 | Collinsville-Tesla 500 kV Line | Collinsville-Tesla 500 kV Line | Rocklin-Pleaseant grove 115kV line |  | 1 | 0 | 1 | 0 | 0 | 0 | -441.84 | -200.0712 | 85.9836 | Collinsville-Tesla 500 kV Line | Collinsville-Tesla 500 kV Line | Rocklin-Pleaseant grove 115kV line |  | 5 | 5 | NO | 5 | 1 | 1 | NO | 1
PG&E NGBA | Oregon Trail | 60 | 0 | 0 | 0 | 0 | 0 | 0 | 0 | 0 | 0 | 0 | 0 | 0 | 0 | 0 | 0 | 0 | 0 | 0 | 0 | 0 | 0 | 0 | 0 | 0 | 0 | 0 | 0 | 0 | 0 | 0 | 0 | 0 | 0 | 0 | 0 | 0 | 0 | 0 | 0 | 1 | 0 | 0 | 0 | 0 | 0 | 0 | 0 | 0 | 0 | 0 | 0 | 0 | 0 | 0 | 0 | 0 | 0 | 0 | 0 | 0 | 0 | 0 | 0 | 0 | 0 | 0 | 0 | 0 | 0 | 0 | 0 | 0 | 0 | 0 | 0 | 0 | 0 | 0 | 0 | 0 | 0 | 0 | 0 | 0 | 0 | 0 | 0 | 0 | 0 | 0 | 0 | 0 | 0 | 0 | 0 | 0 | 0 | 0 |  | 0 | 0 | 0 | 0 | 0 | 0 | 0 | 0 | 0 | 0 | 0 | 0 | 0 | 0 | 0 | 0 | 0 | 0 | 0 | 0 | 0 | 0 | 0 | 0 | 0 | 0 | 0 | 0 | 0 | 0 | 0 | 0 | 0 | 0 | 0 | 0 | 0 | 0 | 0 | 0 | 0 | 0 | 0 | 0 | 0 | 1 | 0 | 1 | 0 | 0 | 0 | -441.84 | -200.0712 | 3202.4639 | Collinsville-Tesla 500 kV Line | Collinsville-Tesla 500 kV Line | Collinsville-Tesla 500 kV Line |  | 1 | 0 | 1 | 0 | 0 | 0 | -441.84 | -200.0712 | 3202.4639 | Collinsville-Tesla 500 kV Line | Collinsville-Tesla 500 kV Line | Collinsville-Tesla 500 kV Line |  | 5 | 5 | NO | 5 | 1 | 1 | NO | 1
SCE Northern | Ormond Beach | 230 | 0 | 0 | 1 | 0 | 1 | 0 | 0 | 0 | 0 | 0 | 0 | 0 | 0 | 0 | 0 | 0 | 0 | 0 | 0 | 0 | 0 | 0 | 0 | 0 | 1 | 0 | 0 | 0 | 0 | 0 | 0 | 0 | 0 | 0 | 0 | 0 | 0 | 0 | 0 | 0 | 0 | 0 | 0 | 0 | 0 | 0 | 0 | 0 | 0 | 0 | 0 | 0 | 0 | 0 | 0 | 0 | 0 | 0 | 0 | 0 | 0 | 0 | 0 | 0 | 0 | 0 | 0 | 0 | 0 | 0 | 0 | 0 | 0 | 0 | 0 | 0 | 0 | 0 | 0 | 0 | 0 | 0 | 0 | 0 | 0 | 0 | 0 | 0 | 0 | 0 | 0 | 0 | 0 | 0 | 0 | 0 | 0 | 0 |  | 0 | 0 | 0 | 0 | 0 | 0 | 0 | 0 | 0 | 0 | 0 | 0 | 0 | 0 | 0 | 0 | 0 | 0 | 0 | 0 | 0 | 0 | 0 | 0 | 0 | 0 | 0 | 0 | 0 | 0 | 0 | 0 | 0 | 0 | 0 | 0 | 0 | 0 | 0 | 0 | 0 | 0 | 0 | 0 | 0 | 1 | 0 | 1 | 0 | 0 | 1 | -4292.881 | -5429.828 | -3970.751 | Lugo - Victorville area constraint | Lugo - Victorville area constraint | Lugo - Victorville area constraint |  | 0 | 0 | 0 | 0 | 0 | 0 | 355.8 | 552 | 2829.249 | Moorpark-Pardee Constraint | Moorpark-Pardee Constraint | Lugo - Victorville area constraint |  | 5 | 1 | YES | 2 | 4 | 1 | YES | 2
PG&E FRESNO | Oro Loma | 115 | 0 | 0 | 0 | 0 | 0 | 0 | 0 | 0 | 0 | 0 | 0 | 0 | 0 | 0 | 0 | 0 | 0 | 0 | 0 | 0 | 0 | 0 | 0 | 0 | 0 | 0 | 0 | 0 | 0 | 0 | 0 | 0 | 0 | 0 | 0 | 0 | 0 | 0 | 0 | 0 | 0 | 0 | 0 | 0 | 0 | 0 | 0 | 0 | 0 | 0 | 0 | 0 | 0 | 0 | 0 | 0 | 0 | 0 | 0 | 0 | 0 | 0 | 0 | 0 | 0 | 0 | 0 | 0 | 0 | 0 | 0 | 0 | 0 | 0 | 0 | 0 | 0 | 0 | 0 | 1 | 0 | 1 | 0 | 0 | 0 | 1 | 0 | 1 | 0 | 0 | 0 | 0 | 1 | 0 | 0 | 0 | 0 | 1 |  | 0 | 0 | 0 | 0 | 0 | 0 | 0 | 0 | 0 | 0 | 0 | 0 | 0 | 0 | 0 | 0 | 0 | 0 | 0 | 0 | 0 | 0 | 0 | 0 | 0 | 0 | 0 | 0 | 0 | 0 | 20 | 0 | 0 | 0 | 0 | 0 | 0 | 0 | 0 | 110 | 0 | 0 | 0 | 0 | 1 | 1 | 0 | 1 | 0 | 1 | 0 | -79.08 | -1738.232 | -562.7302 | Gates 500/230kV TB #11 | Gates 500/230kV TB #11 | Gates 500/230kV TB #11 |  | 0 | 0 | 0 | 0 | 0 | 0 | 15.95 | 0.35 | 378.2276 | Oro Loma-El Nido 115kV Line | Oro Loma-El Nido 115kV Line | Oro Loma-El Nido 115kV Line |  | 5 | 1 | YES | 2 | 5 | 1 | YES | 2
PG&E FRESNO | Oro Loma | 70 | 0 | 0 | 0 | 0 | 0 | 0 | 0 | 0 | 0 | 0 | 0 | 0 | 0 | 0 | 0 | 0 | 0 | 0 | 0 | 0 | 0 | 0 | 0 | 0 | 0 | 0 | 0 | 0 | 0 | 0 | 0 | 0 | 0 | 0 | 0 | 0 | 0 | 0 | 0 | 0 | 0 | 0 | 0 | 0 | 0 | 0 | 0 | 0 | 0 | 0 | 0 | 0 | 0 | 0 | 0 | 0 | 0 | 0 | 0 | 0 | 0 | 0 | 0 | 0 | 0 | 0 | 0 | 0 | 0 | 0 | 0 | 0 | 0 | 0 | 0 | 0 | 0 | 0 | 0 | 1 | 0 | 0 | 0 | 0 | 0 | 1 | 0 | 1 | 0 | 0 | 0 | 0 | 1 | 0 | 0 | 0 | 0 | 1 |  | 0 | 0 | 0 | 0 | 0 | 0 | 0 | 0 | 0 | 0 | 0 | 0 | 0 | 0 | 0 | 0 | 0 | 0 | 0 | 0 | 0 | 0 | 0 | 5 | 0 | 0 | 0 | 0 | 0 | 1 | 0 | 0 | 0 | 0 | 0 | 0 | 0 | 0 | 5 | 0 | 0 | 0 | 0 | 0 | 1 | 1 | 0 | 1 | 0 | 1 | 0 | -79.08 | -1738.232 | -562.7302 | Gates 500/230kV TB #11 | Gates 500/230kV TB #11 | Gates 500/230kV TB #11 |  | 0 | 0 | 0 | 0 | 0 | 0 | 15.95 | 0.35 | 378.2276 | Oro Loma-El Nido 115kV Line | Oro Loma-El Nido 115kV Line | Oro Loma-El Nido 115kV Line |  | 5 | 1 | YES | 2 | 5 | 1 | YES | 2
PG&E FRESNO | Orosi | 70 | 0 | 0 | 0 | 0 | 0 | 0 | 0 | 0 | 0 | 0 | 0 | 0 | 0 | 0 | 0 | 0 | 0 | 0 | 0 | 0 | 0 | 0 | 0 | 0 | 0 | 0 | 0 | 0 | 0 | 0 | 0 | 0 | 0 | 0 | 0 | 0 | 0 | 0 | 0 | 0 | 0 | 0 | 0 | 0 | 0 | 0 | 0 | 0 | 0 | 0 | 0 | 0 | 0 | 0 | 0 | 0 | 0 | 0 | 0 | 0 | 0 | 0 | 0 | 0 | 0 | 0 | 0 | 0 | 1 | 0 | 0 | 0 | 0 | 0 | 0 | 0 | 0 | 0 | 0 | 1 | 0 | 1 | 0 | 1 | 0 | 1 | 0 | 0 | 0 | 0 | 0 | 0 | 0 | 0 | 0 | 0 | 0 | 1 |  | 0 | 0 | 0 | 0 | 0 | 0 | 0 | 0 | 0 | 0 | 0 | 0 | 0 | 0 | 0 | 0 | 0 | 0 | 0 | 0 | 0 | 0 | 0 | 0 | 0 | 0 | 0 | 0 | 0 | 0 | 0 | 0 | 0 | 0 | 0 | 0 | 0 | 0 | 0 | 0 | 0 | 0 | 0 | 0 | 0 | 2 | 0 | 2 | 0 | 1 | 0 | -555.55 | -1738.232 | -562.7302 | Chowchilla-Le grand 115kV Line | Gates 500/230kV TB #11 | Gates 500/230kV TB #11 |  | 0 | 0 | 0 | 0 | 0 | 0 | 655.45 | 741.45 | 725.6988 | Chowchilla-Le grand 115kV Line | Chowchilla-Le grand 115kV Line | Gates-Arco 230 kV Line |  | 5 | 1 | YES | 2 | 5 | 1 | YES | 2
SDGE | Otay | 69 | 0 | 0 | 0 | 0 | 0 | 0 | 0 | 0 | 0 | 0 | 0 | 0 | 0 | 0 | 0 | 0 | 0 | 0 | 0 | 0 | 0 | 0 | 0 | 0 | 0 | 0 | 0 | 0 | 0 | 1 | 1 | 0 | 1 | 0 | 0 | 1 | 1 | 0 | 0 | 0 | 0 | 0 | 0 | 0 | 0 | 0 | 0 | 0 | 0 | 0 | 0 | 0 | 0 | 0 | 0 | 0 | 0 | 0 | 0 | 0 | 0 | 0 | 0 | 0 | 0 | 0 | 0 | 0 | 0 | 0 | 0 | 0 | 0 | 0 | 0 | 0 | 0 | 0 | 0 | 0 | 0 | 0 | 0 | 0 | 0 | 0 | 0 | 0 | 0 | 0 | 0 | 0 | 0 | 0 | 0 | 0 | 0 | 4 |  | 0 | 0 | 0 | 0 | 0 | 0 | 0 | 0 | 0 | 0 | 0 | 6 | 0 | 0 | 1 | 0 | 0 | 0 | 0 | 0 | 0 | 0 | 0 | 0 | 0 | 0 | 55.7 | 0 | 0 | 1 | 0 | 0 | 0 | 0 | 0 | 0 | 0 | 0 | 0 | 0 | 0 | 55.7 | 0 | 0 | 1 | 0 | 0 | 0 | 0 | 0 | 0 | 159.55 | 195.275 | 301.7864 | Miguel 69 kV constraint | Miguel 69 kV constraint | Miguel 69 kV constraint |  | 0 | 0 | 0 | 0 | 0 | 0 | 159.55 | 195.275 | 301.7864 | Miguel 69 kV constraint | Miguel 69 kV constraint | Miguel 69 kV constraint |  | 1 | 1 | NO | 1 | 1 | 1 | NO | 1
SDGE | Otay Mesa | 230 | 0 | 0 | 0 | 0 | 0 | 0 | 0 | 0 | 0 | 0 | 0 | 0 | 0 | 0 | 0 | 0 | 0 | 0 | 0 | 0 | 0 | 0 | 0 | 0 | 0 | 0 | 0 | 0 | 1 | 0 | 1 | 0 | 1 | 0 | 1 | 1 | 1 | 0 | 0 | 0 | 0 | 0 | 0 | 0 | 0 | 0 | 0 | 0 | 0 | 0 | 0 | 0 | 0 | 0 | 0 | 0 | 0 | 0 | 0 | 0 | 0 | 0 | 0 | 0 | 0 | 0 | 0 | 0 | 0 | 0 | 0 | 0 | 0 | 0 | 0 | 0 | 0 | 0 | 0 | 0 | 0 | 0 | 0 | 0 | 0 | 0 | 0 | 0 | 0 | 0 | 0 | 0 | 0 | 0 | 0 | 0 | 0 | 5 |  | 0 | 0 | 0 | 0 | 0 | 0 | 0 | 0 | 0 | 0 | 0 | -65 | 0 | 0 | 1 | 0 | 0 | 0 | 0 | 0 | 0 | 0 | 0 | 0 | 0 | 0 | 0 | 0 | 0 | 0 | 0 | 0 | 0 | 0 | 0 | 0 | 0 | 0 | 0 | 0 | 0 | 0 | 0 | 0 | 0 | 0 | 0 | 0 | 0 | 0 | 0 | 238.33 | 400.235 | 1175 | San Luis Rey-San Onofre 230 kV line constraint | San Luis Rey-San Onofre 230 kV line constraint | Otay Mesa 230 kV constraint |  | 0 | 0 | 0 | 0 | 0 | 0 | 238.33 | 400.235 | 1175 | San Luis Rey-San Onofre 230 kV line constraint | San Luis Rey-San Onofre 230 kV line constraint | Otay Mesa 230 kV constraint |  | 1 | 1 | NO | 1 | 1 | 1 | NO | 1
PG&E FRESNO | Padre Flats SW STA | 230 | 0 | 0 | 0 | 0 | 0 | 0 | 0 | 0 | 0 | 0 | 0 | 0 | 0 | 0 | 0 | 0 | 0 | 0 | 0 | 0 | 0 | 0 | 0 | 0 | 0 | 0 | 0 | 0 | 0 | 0 | 0 | 0 | 0 | 0 | 0 | 0 | 0 | 0 | 0 | 0 | 0 | 0 | 0 | 0 | 0 | 0 | 0 | 0 | 0 | 0 | 0 | 0 | 0 | 0 | 0 | 0 | 0 | 0 | 0 | 0 | 0 | 0 | 0 | 0 | 0 | 0 | 0 | 0 | 0 | 0 | 0 | 0 | 0 | 0 | 0 | 0 | 0 | 0 | 0 | 1 | 0 | 0 | 0 | 0 | 0 | 1 | 0 | 0 | 0 | 0 | 0 | 0 | 0 | 0 | 0 | 0 | 0 | 1 |  | 0 | 0 | 0 | 0 | 0 | 0 | 0 | 0 | 0 | 0 | 0 | 0 | 0 | 0 | 0 | 0 | 0 | 0 | 0 | 0 | 0 | 0 | 0 | 0 | 0 | 0 | 0 | 0 | 0 | 0 | 50 | 0 | 0 | 0 | 0 | 0 | 0 | 0 | 0 | 370 | 0 | 0 | 0 | 0 | 1 | 1 | 0 | 1 | 0 | 1 | 0 | -79.08 | -1738.232 | -562.7302 | Gates 500/230kV TB #11 | Gates 500/230kV TB #11 | Gates 500/230kV TB #11 |  | 0 | 0 | 0 | 0 | 0 | 0 | 2457.27 | 2621.968 | 5780.2698 | Los Banos 500/230kV TB | Los Banos 500/230kV TB | Gates 500/230kV TB #11 |  | 5 | 1 | YES | 2 | 5 | 1 | YES | 2
EOP | Pahrump | 138 | 0 | 0 | 0 | 0 | 0 | 0 | 0 | 0 | 0 | 0 | 0 | 0 | 0 | 0 | 0 | 0 | 0 | 0 | 0 | 0 | 0 | 0 | 1 | 1 | 1 | 0 | 0 | 0 | 0 | 0 | 0 | 0 | 0 | 0 | 0 | 0 | 0 | 0 | 0 | 0 | 0 | 0 | 0 | 0 | 0 | 0 | 0 | 0 | 0 | 0 | 0 | 0 | 0 | 0 | 0 | 0 | 0 | 0 | 0 | 0 | 0 | 0 | 0 | 0 | 0 | 0 | 0 | 0 | 0 | 0 | 0 | 0 | 0 | 0 | 0 | 0 | 0 | 0 | 0 | 0 | 0 | 0 | 0 | 0 | 0 | 0 | 0 | 0 | 0 | 0 | 0 | 0 | 0 | 0 | 0 | 0 | 0 | 2 |  | 0 | 0 | 0 | 0 | 0 | 0 | 0 | 0 | 0 | 0 | 0 | 0 | 0 | 0 | 0 | 0 | 0 | 0 | 0 | 0 | 0 | 0 | 0 | 0 | 0 | 0 | 0 | 0 | 0 | 0 | 0 | 0 | 0 | 0 | 0 | 0 | 0 | 0 | 0 | 0 | 0 | 0 | 0 | 0 | 0 | 1 | 0 | 1 | 0 | 0 | 1 | -4292.881 | -5429.828 | -3970.751 | Lugo - Victorville area constraint | Lugo - Victorville area constraint | Lugo - Victorville area constraint |  | 0 | 0 | 0 | 0 | 0 | 0 | 876.62 | 67.08 | 709.88 | Sloan Canyon - Eldorado 500 kV constraint | Sloan Canyon - Eldorado 500 kV constraint | GLW 230kV area constraint |  | 5 | 1 | YES | 2 | 4 | 1 | YES | 2
EOP | Pahrump | 230 | 0 | 0 | 0 | 0 | 0 | 0 | 0 | 0 | 0 | 0 | 0 | 0 | 0 | 0 | 0 | 0 | 0 | 0 | 0 | 0 | 0 | 0 | 1 | 1 | 1 | 0 | 0 | 0 | 0 | 0 | 0 | 0 | 0 | 0 | 0 | 0 | 0 | 0 | 0 | 0 | 0 | 0 | 0 | 0 | 0 | 0 | 0 | 0 | 0 | 0 | 0 | 0 | 0 | 0 | 0 | 0 | 0 | 0 | 0 | 0 | 0 | 0 | 0 | 0 | 0 | 0 | 0 | 0 | 0 | 0 | 0 | 0 | 0 | 0 | 0 | 0 | 0 | 0 | 0 | 0 | 0 | 0 | 0 | 0 | 0 | 0 | 0 | 0 | 0 | 0 | 0 | 0 | 0 | 0 | 0 | 0 | 0 | 2 |  | 0 | 0 | 0 | 0 | 0 | 0 | 0 | 0 | 0 | 0 | 0 | 0 | 0 | 0 | 0 | 0 | 0 | 0 | 0 | 0 | 0 | 0 | 0 | 0 | 0 | 0 | 0 | 0 | 0 | 0 | 0 | 0 | 0 | 0 | 0 | 0 | 0 | 0 | 0 | 0 | 0 | 0 | 0 | 0 | 0 | 1 | 0 | 1 | 0 | 0 | 1 | -4292.881 | -5429.828 | -3970.751 | Lugo - Victorville area constraint | Lugo - Victorville area constraint | Lugo - Victorville area constraint |  | 0 | 0 | 0 | 0 | 0 | 0 | 876.62 | 67.08 | 709.88 | Sloan Canyon - Eldorado 500 kV constraint | Sloan Canyon - Eldorado 500 kV constraint | GLW 230kV area constraint |  | 5 | 1 | YES | 2 | 4 | 1 | YES | 2
SDGE | Pala | 69 | 0 | 0 | 0 | 0 | 0 | 0 | 0 | 0 | 0 | 0 | 0 | 0 | 0 | 0 | 0 | 0 | 0 | 0 | 0 | 0 | 0 | 0 | 0 | 0 | 0 | 1 | 0 | 0 | 1 | 0 | 1 | 0 | 1 | 1 | 0 | 0 | 0 | 1 | 0 | 0 | 0 | 0 | 0 | 0 | 0 | 0 | 0 | 0 | 0 | 0 | 0 | 0 | 0 | 0 | 0 | 0 | 0 | 0 | 0 | 0 | 0 | 0 | 0 | 0 | 0 | 0 | 0 | 0 | 0 | 0 | 0 | 0 | 0 | 0 | 0 | 0 | 0 | 0 | 0 | 0 | 0 | 0 | 0 | 0 | 0 | 0 | 0 | 0 | 0 | 0 | 0 | 0 | 0 | 0 | 0 | 0 | 0 | 3 |  | 0 | 0 | 0 | 0 | 0 | 0 | 0 | 0 | 0 | 0 | 0 | 10 | 0 | 0 | 1 | 0 | 0 | 0 | 0 | 0 | 0 | 0 | 0 | 0 | 0 | 0 | 10 | 0 | 0 | 1 | 0 | 0 | 0 | 0 | 0 | 0 | 0 | 0 | 0 | 0 | 0 | 10 | 0 | 0 | 1 | 0 | 0 | 0 | 0 | 0 | 0 | 124 | 164 | 284 | Ocean Ranch 69 kV constraint | Ocean Ranch 69 kV constraint | Ocean Ranch 69 kV constraint |  | 0 | 0 | 0 | 0 | 0 | 0 | 124 | 164 | 284 | Ocean Ranch 69 kV constraint | Ocean Ranch 69 kV constraint | Ocean Ranch 69 kV constraint |  | 1 | 1 | NO | 1 | 1 | 1 | NO | 1
PG&E NGBA | Palermo | 115 | 0 | 0 | 0 | 0 | 0 | 0 | 0 | 0 | 0 | 0 | 0 | 0 | 0 | 0 | 0 | 0 | 0 | 0 | 0 | 0 | 0 | 0 | 0 | 0 | 0 | 0 | 0 | 0 | 0 | 0 | 0 | 0 | 0 | 0 | 0 | 0 | 0 | 0 | 0 | 1 | 0 | 0 | 0 | 0 | 1 | 1 | 1 | 1 | 0 | 0 | 0 | 0 | 0 | 0 | 0 | 0 | 0 | 0 | 0 | 1 | 1 | 0 | 0 | 0 | 0 | 0 | 0 | 0 | 0 | 0 | 0 | 0 | 0 | 0 | 0 | 0 | 0 | 0 | 0 | 0 | 0 | 0 | 0 | 0 | 0 | 0 | 0 | 0 | 0 | 0 | 0 | 0 | 0 | 0 | 0 | 0 | 0 | 0 |  | 0 | 0 | 0 | 0 | 0 | 0 | 0 | 0 | 0 | 0 | 0 | 0 | 0 | 0 | 0 | 0 | 0 | 0 | 0 | 0 | 0 | 0 | 0 | 0 | 0 | 0 | 0 | 0 | 0 | 0 | 0 | 0 | 0 | 0 | 0 | 0 | 0 | 0 | 0 | 0 | 0 | 0 | 0 | 0 | 0 | 1 | 0 | 1 | 0 | 0 | 0 | -441.84 | -200.0712 | 85.9836 | Collinsville-Tesla 500 kV Line | Collinsville-Tesla 500 kV Line | Rocklin-Pleaseant grove 115kV line |  | 1 | 0 | 1 | 0 | 0 | 0 | -441.84 | -200.0712 | 85.9836 | Collinsville-Tesla 500 kV Line | Collinsville-Tesla 500 kV Line | Rocklin-Pleaseant grove 115kV line |  | 5 | 5 | NO | 5 | 1 | 1 | NO | 1
PG&E NGBA | Palermo | 230 | 0 | 0 | 0 | 0 | 0 | 0 | 0 | 0 | 0 | 0 | 0 | 0 | 0 | 0 | 0 | 0 | 0 | 0 | 0 | 0 | 0 | 0 | 0 | 0 | 0 | 0 | 0 | 0 | 0 | 0 | 0 | 0 | 0 | 0 | 0 | 0 | 0 | 0 | 0 | 1 | 0 | 0 | 0 | 0 | 0 | 1 | 1 | 1 | 0 | 0 | 0 | 0 | 0 | 0 | 0 | 0 | 0 | 0 | 0 | 1 | 1 | 0 | 0 | 0 | 0 | 0 | 0 | 0 | 0 | 0 | 0 | 0 | 0 | 0 | 0 | 0 | 0 | 0 | 0 | 0 | 0 | 0 | 0 | 0 | 0 | 0 | 0 | 0 | 0 | 0 | 0 | 0 | 0 | 0 | 0 | 0 | 0 | 0 |  | 0 | 0 | 0 | 0 | 0 | 0 | 0 | 0 | 0 | 0 | 0 | 0 | 0 | 0 | 0 | 0 | 0 | 0 | 0 | 0 | 0 | 0 | 0 | 0 | 0 | 0 | 0 | 0 | 0 | 0 | 0 | 0 | 0 | 0 | 0 | 0 | 0 | 0 | 0 | 0 | 0 | 0 | 0 | 0 | 0 | 1 | 0 | 1 | 0 | 0 | 0 | -441.84 | -200.0712 | 263.2 | Collinsville-Tesla 500 kV Line | Collinsville-Tesla 500 kV Line | Rio Oso-Brighton 230kV line |  | 1 | 0 | 1 | 0 | 0 | 0 | -441.84 | -200.0712 | 263.2 | Collinsville-Tesla 500 kV Line | Collinsville-Tesla 500 kV Line | Rio Oso-Brighton 230kV line |  | 5 | 5 | NO | 5 | 1 | 1 | NO | 1
SCE Eastern | Palo Verde | 500 | 0 | 0 | 0 | 0 | 0 | 0 | 0 | 0 | 0 | 0 | 0 | 0 | 0 | 0 | 0 | 0 | 0 | 1 | 0 | 0 | 0 | 1 | 0 | 0 | 1 | 0 | 0 | 0 | 0 | 0 | 0 | 0 | 0 | 0 | 0 | 0 | 0 | 0 | 0 | 0 | 0 | 0 | 0 | 0 | 0 | 0 | 0 | 0 | 0 | 0 | 0 | 0 | 0 | 0 | 0 | 0 | 0 | 0 | 0 | 0 | 0 | 0 | 0 | 0 | 0 | 0 | 0 | 0 | 0 | 0 | 0 | 0 | 0 | 0 | 0 | 0 | 0 | 0 | 0 | 0 | 0 | 0 | 0 | 0 | 0 | 0 | 0 | 0 | 0 | 0 | 0 | 0 | 0 | 0 | 0 | 0 | 0 | 2 |  | 0 | 0 | 0 | 0 | 1585 | 0 | 0 | 0 | 0 | 0 | 0 | 0 | 0 | 0 | 1 | 0 | 0 | 0 | 0 | 285 | 0 | 0 | 0 | 0 | 0 | 0 | 0 | 0 | 0 | 1 | 0 | 0 | 0 | 0 | 4521 | 0 | 0 | 0 | 0 | 0 | 0 | 0 | 0 | 0 | 1 | 1 | 0 | 1 | 2 | 0 | 1 | -4292.881 | -5429.828 | -3970.751 | Lugo - Victorville area constraint | Lugo - Victorville area constraint | Lugo - Victorville area constraint |  | 0 | 0 | 0 | 2 | 0 | 0 | 0.514 | -912.858 | 398.636 | Devers-Red Bluff Constraint | Devers-Red Bluff Constraint | Devers-Red Bluff Constraint |  | 5 | 4 | YES | 4 | 4 | 1 | YES | 2
SDGE | Palomar Energy | 230 | 0 | 0 | 0 | 0 | 0 | 0 | 0 | 0 | 0 | 0 | 0 | 0 | 0 | 0 | 0 | 0 | 0 | 0 | 0 | 0 | 0 | 0 | 0 | 0 | 0 | 1 | 0 | 0 | 1 | 0 | 1 | 0 | 1 | 0 | 0 | 0 | 0 | 1 | 0 | 0 | 0 | 0 | 0 | 0 | 0 | 0 | 0 | 0 | 0 | 0 | 0 | 0 | 0 | 0 | 0 | 0 | 0 | 0 | 0 | 0 | 0 | 0 | 0 | 0 | 0 | 0 | 0 | 0 | 0 | 0 | 0 | 0 | 0 | 0 | 0 | 0 | 0 | 0 | 0 | 0 | 0 | 0 | 0 | 0 | 0 | 0 | 0 | 0 | 0 | 0 | 0 | 0 | 0 | 0 | 0 | 0 | 0 | 3 |  | 0 | 0 | 0 | 0 | 0 | 0 | 0 | 0 | 0 | 0 | 0 | 0 | 0 | 0 | 0 | 0 | 0 | 0 | 0 | 0 | 0 | 0 | 0 | 0 | 0 | 0 | 0 | 0 | 0 | 0 | 0 | 0 | 0 | 0 | 0 | 0 | 0 | 0 | 0 | 0 | 0 | 0 | 0 | 0 | 0 | 0 | 0 | 0 | 0 | 0 | 0 | 238.33 | 400.235 | 1144.26 | San Luis Rey-San Onofre 230 kV line constraint | San Luis Rey-San Onofre 230 kV line constraint | Talega 230 kV constraint |  | 0 | 0 | 0 | 0 | 0 | 0 | 238.33 | 400.235 | 1144.26 | San Luis Rey-San Onofre 230 kV line constraint | San Luis Rey-San Onofre 230 kV line constraint | Talega 230 kV constraint |  | 1 | 1 | NO | 1 | 1 | 1 | NO | 1
PG&E KERN | Panama | 70 | 0 | 0 | 0 | 0 | 0 | 0 | 0 | 0 | 0 | 0 | 0 | 0 | 0 | 0 | 0 | 0 | 0 | 0 | 0 | 0 | 0 | 0 | 0 | 0 | 0 | 0 | 0 | 0 | 0 | 0 | 0 | 0 | 0 | 0 | 0 | 0 | 0 | 0 | 0 | 0 | 0 | 0 | 0 | 0 | 0 | 0 | 0 | 0 | 0 | 0 | 0 | 0 | 0 | 0 | 0 | 0 | 0 | 0 | 0 | 0 | 0 | 0 | 0 | 0 | 0 | 0 | 0 | 1 | 1 | 0 | 0 | 0 | 0 | 0 | 0 | 0 | 0 | 0 | 0 | 1 | 0 | 0 | 0 | 0 | 0 | 0 | 0 | 0 | 0 | 0 | 0 | 0 | 0 | 0 | 0 | 0 | 0 | 0 |  | 0 | 0 | 0 | 0 | 0 | 0 | 0 | 0 | 0 | 0 | 0 | 0 | 0 | 0 | 0 | 0 | 0 | 0 | 0 | 0 | 0 | 0 | 0 | 0 | 0 | 0 | 0 | 0 | 0 | 0 | 0 | 0 | 0 | 0 | 0 | 0 | 0 | 0 | 0 | 0 | 0 | 0 | 0 | 0 | 0 | 1 | 0 | 1 | 0 | 1 | 0 | -79.08 | -1738.232 | -562.7302 | Gates 500/230kV TB #11 | Gates 500/230kV TB #11 | Gates 500/230kV TB #11 |  | 0 | 0 | 0 | 0 | 0 | 0 | 7.65 | 144.11 | 266.8703 | Cal Flat-Gates 230 kV line | Cal Flat-Gates 230 kV line | Cal Flat-Gates 230 kV line |  | 5 | 1 | YES | 2 | 5 | 1 | YES | 2
PG&E FRESNO | Panoche | 115 | 0 | 0 | 0 | 0 | 0 | 0 | 0 | 0 | 0 | 0 | 0 | 0 | 0 | 0 | 0 | 0 | 0 | 0 | 0 | 0 | 0 | 0 | 0 | 0 | 0 | 0 | 0 | 0 | 0 | 0 | 0 | 0 | 0 | 0 | 0 | 0 | 0 | 0 | 0 | 0 | 0 | 0 | 0 | 0 | 0 | 1 | 0 | 0 | 0 | 0 | 0 | 0 | 0 | 0 | 0 | 0 | 0 | 0 | 0 | 0 | 0 | 0 | 0 | 0 | 0 | 0 | 0 | 0 | 0 | 0 | 0 | 0 | 0 | 0 | 0 | 0 | 0 | 0 | 1 | 1 | 1 | 1 | 1 | 0 | 0 | 1 | 0 | 1 | 0 | 0 | 0 | 0 | 0 | 0 | 0 | 0 | 0 | 1 |  | 0 | 0 | 0 | 0 | 0 | 0 | 0 | 0 | 0 | 0 | 0 | 0 | 0 | 0 | 0 | 0 | 0 | 0 | 0 | 0 | 0 | 0 | 0 | 4.4 | 0 | 0 | 0 | 0 | 0 | 1 | 0 | 0 | 0 | 0 | 0 | 0 | 0 | 0 | 4.4 | 40 | 0 | 0 | 0 | 0 | 1 | 1 | 0 | 2 | 0 | 2 | 0 | -79.08 | -1738.232 | -1897.303 | Gates 500/230kV TB #11 | Gates 500/230kV TB #11 | Gates 500/230kV TB #12 |  | 0 | 0 | 0 | 0 | 0 | 0 | 229.67 | 176.27 | 207.924 | Gates 230/70kV TB #5 | Gates 230/70kV TB #5 | Gates 230/70kV TB #5 |  | 5 | 1 | YES | 2 | 5 | 1 | YES | 2
PG&E FRESNO | Panoche | 230 | 0 | 0 | 0 | 0 | 0 | 0 | 0 | 0 | 0 | 0 | 0 | 0 | 0 | 0 | 0 | 0 | 0 | 0 | 0 | 0 | 0 | 0 | 0 | 0 | 0 | 0 | 0 | 0 | 0 | 0 | 0 | 0 | 0 | 0 | 0 | 0 | 0 | 0 | 0 | 0 | 0 | 0 | 0 | 0 | 0 | 0 | 0 | 0 | 0 | 0 | 0 | 0 | 0 | 0 | 0 | 0 | 0 | 0 | 0 | 0 | 0 | 0 | 0 | 0 | 0 | 0 | 0 | 0 | 0 | 0 | 0 | 0 | 0 | 0 | 0 | 0 | 0 | 0 | 1 | 1 | 0 | 1 | 0 | 0 | 0 | 1 | 0 | 0 | 0 | 0 | 0 | 0 | 0 | 0 | 0 | 0 | 0 | 1 |  | 0 | 0 | 0 | 0 | 0 | 0 | 0 | 0 | 0 | 0 | 0 | 0 | 0 | 0 | 0 | 0 | 0 | 0 | 0 | 0 | 0 | 0 | 0 | 0 | 0 | 0 | 0 | 0 | 0 | 0 | 0 | 0 | 0 | 0 | 0 | 0 | 0 | 0 | 0 | 0 | 0 | 0 | 0 | 0 | 0 | 1 | 0 | 2 | 0 | 2 | 0 | -79.08 | -1738.232 | -1897.303 | Gates 500/230kV TB #11 | Gates 500/230kV TB #11 | Gates 500/230kV TB #12 |  | 0 | 0 | 0 | 0 | 0 | 0 | 814.25 | 1147.69 | 2729.2466 | Tranquility-Helm 230kV Line | Tranquility-Helm 230kV Line | Tranquility-Helm 230kV Line |  | 5 | 1 | YES | 2 | 5 | 1 | YES | 2
SCE Northern | Pardee | 230 | 0 | 0 | 1 | 0 | 0 | 0 | 0 | 0 | 0 | 0 | 0 | 0 | 0 | 0 | 0 | 0 | 0 | 0 | 0 | 0 | 0 | 0 | 0 | 0 | 1 | 0 | 0 | 0 | 0 | 0 | 0 | 0 | 0 | 0 | 0 | 0 | 0 | 0 | 0 | 0 | 0 | 0 | 0 | 0 | 0 | 0 | 0 | 0 | 0 | 0 | 0 | 0 | 0 | 0 | 0 | 0 | 0 | 0 | 0 | 0 | 0 | 0 | 0 | 0 | 0 | 0 | 0 | 0 | 0 | 0 | 0 | 0 | 0 | 0 | 0 | 0 | 0 | 0 | 0 | 0 | 0 | 0 | 0 | 0 | 0 | 0 | 0 | 0 | 0 | 0 | 0 | 0 | 0 | 0 | 0 | 0 | 0 | 0 |  | 0 | 0 | 0 | 0 | 0 | 0 | 0 | 0 | 0 | 0 | 0 | 80 | 0 | 0 | 1 | 0 | 0 | 0 | 0 | 0 | 0 | 0 | 0 | 0 | 0 | 0 | 95 | 0 | 0 | 1 | 0 | 0 | 0 | 0 | 0 | 0 | 0 | 0 | 0 | 192 | 0 | 95 | 0 | 0 | 1 | 1 | 0 | 1 | 0 | 0 | 1 | -4292.881 | -5429.828 | -3970.751 | Lugo - Victorville area constraint | Lugo - Victorville area constraint | Lugo - Victorville area constraint |  | 0 | 0 | 0 | 0 | 0 | 0 | 1998.82 | 1370.172 | 2829.249 | Pardee-Sylmar Constraint | Lugo - Victorville area constraint | Lugo - Victorville area constraint |  | 5 | 1 | YES | 2 | 4 | 1 | YES | 2
PG&E NGBA | Parkway | 230 | 0 | 0 | 0 | 0 | 0 | 0 | 0 | 0 | 0 | 0 | 0 | 0 | 0 | 0 | 0 | 0 | 0 | 0 | 0 | 0 | 0 | 0 | 0 | 0 | 0 | 0 | 0 | 0 | 0 | 0 | 0 | 0 | 0 | 0 | 0 | 0 | 0 | 0 | 0 | 1 | 0 | 0 | 0 | 0 | 0 | 0 | 0 | 0 | 0 | 0 | 0 | 0 | 0 | 0 | 0 | 1 | 0 | 0 | 0 | 0 | 0 | 0 | 0 | 0 | 0 | 0 | 1 | 0 | 0 | 0 | 0 | 0 | 0 | 0 | 0 | 0 | 0 | 0 | 0 | 0 | 0 | 0 | 0 | 0 | 0 | 0 | 0 | 0 | 0 | 0 | 0 | 0 | 0 | 0 | 0 | 0 | 0 | 0 |  | 0 | 0 | 0 | 0 | 0 | 0 | 0 | 0 | 0 | 0 | 0 | 0 | 0 | 0 | 0 | 0 | 0 | 0 | 0 | 0 | 0 | 0 | 0 | 0 | 0 | 0 | 0 | 0 | 0 | 0 | 0 | 0 | 0 | 0 | 0 | 0 | 0 | 0 | 0 | 0 | 0 | 0 | 0 | 0 | 0 | 2 | 0 | 1 | 0 | 0 | 0 | -441.84 | -200.0712 | 335.9726 | Collinsville-Tesla 500 kV Line | Collinsville-Tesla 500 kV Line | Birds Landing-Contra Costa 230kV Line |  | 2 | 0 | 1 | 0 | 0 | 0 | -441.84 | -200.0712 | 335.9726 | Collinsville-Tesla 500 kV Line | Collinsville-Tesla 500 kV Line | Birds Landing-Contra Costa 230kV Line |  | 5 | 5 | NO | 5 | 1 | 1 | NO | 1
SCE Northern | Pastoria | 230 | 0 | 0 | 1 | 0 | 0 | 0 | 1 | 0 | 0 | 0 | 0 | 0 | 0 | 0 | 0 | 0 | 0 | 0 | 0 | 0 | 0 | 0 | 0 | 0 | 1 | 0 | 0 | 0 | 0 | 0 | 0 | 0 | 0 | 0 | 0 | 0 | 0 | 0 | 0 | 0 | 0 | 0 | 0 | 0 | 0 | 0 | 0 | 0 | 0 | 0 | 0 | 0 | 0 | 0 | 0 | 0 | 0 | 0 | 0 | 0 | 0 | 0 | 0 | 0 | 0 | 0 | 0 | 0 | 0 | 0 | 0 | 0 | 0 | 0 | 0 | 0 | 0 | 0 | 0 | 0 | 0 | 0 | 0 | 0 | 0 | 0 | 0 | 0 | 0 | 0 | 0 | 0 | 0 | 0 | 0 | 0 | 0 | 0 |  | 0 | 0 | 0 | 0 | 0 | 0 | 0 | 0 | 0 | 0 | 0 | 0 | 0 | 0 | 0 | 0 | 0 | 0 | 0 | 0 | 0 | 0 | 0 | 0 | 0 | 105 | 80 | 0 | 0 | 1 | 0 | 0 | 0 | 0 | 0 | 0 | 0 | 0 | 0 | 0 | 105 | 80 | 0 | 0 | 1 | 1 | 0 | 1 | 0 | 0 | 1 | -4292.881 | -5429.828 | -3970.751 | Lugo - Victorville area constraint | Lugo - Victorville area constraint | Lugo - Victorville area constraint |  | 0 | 0 | 0 | 0 | 0 | 0 | 163.98 | 16.3 | 2139.21 | South of Magunden Constraint | South of Magunden Constraint | South of Magunden Constraint |  | 5 | 1 | YES | 2 | 4 | 1 | YES | 2
SCE Metro | Pauda | 230 | 0 | 0 | 0 | 0 | 0 | 0 | 0 | 0 | 0 | 1 | 0 | 0 | 0 | 0 | 0 | 0 | 0 | 0 | 0 | 0 | 0 | 0 | 0 | 0 | 0 | 0 | 0 | 0 | 0 | 0 | 0 | 0 | 0 | 0 | 0 | 0 | 0 | 0 | 0 | 0 | 0 | 0 | 0 | 0 | 0 | 0 | 0 | 0 | 0 | 0 | 0 | 0 | 0 | 0 | 0 | 0 | 0 | 0 | 0 | 0 | 0 | 0 | 0 | 0 | 0 | 0 | 0 | 0 | 0 | 0 | 0 | 0 | 0 | 0 | 0 | 0 | 0 | 0 | 0 | 0 | 0 | 0 | 0 | 0 | 0 | 0 | 0 | 0 | 0 | 0 | 0 | 0 | 0 | 0 | 0 | 0 | 0 | 0 |  | 0 | 0 | 0 | 0 | 0 | 0 | 0 | 0 | 0 | 0 | 0 | 120 | 0 | 0 | 1 | 0 | 0 | 0 | 0 | 0 | 0 | 0 | 0 | 0 | 0 | 0 | 120 | 0 | 0 | 1 | 0 | 0 | 0 | 0 | 0 | 0 | 0 | 0 | 0 | 0 | 0 | 120 | 200 | 0 | 1 | 0 | 0 | 0 | 0 | 0 | 0 | 4159.6988 | 8194.058 | 21327.2611 | SCE Metro Area Default Constraint | SCE Metro Area Default Constraint | SCE Metro Area Default Constraint |  | 0 | 0 | 0 | 0 | 0 | 0 | 4159.6988 | 8194.058 | 21327.2611 | SCE Metro Area Default Constraint | SCE Metro Area Default Constraint | SCE Metro Area Default Constraint |  | 1 | 1 | NO | 1 | 1 | 1 | NO | 1
PG&E GBA | Paul Sweet | 115 | 0 | 0 | 0 | 0 | 0 | 0 | 0 | 0 | 0 | 0 | 0 | 0 | 0 | 0 | 0 | 0 | 0 | 0 | 0 | 0 | 0 | 0 | 0 | 0 | 0 | 0 | 0 | 0 | 0 | 0 | 0 | 0 | 0 | 0 | 0 | 0 | 0 | 0 | 0 | 0 | 0 | 0 | 0 | 0 | 0 | 0 | 0 | 0 | 0 | 0 | 0 | 0 | 0 | 0 | 0 | 0 | 0 | 0 | 0 | 0 | 0 | 0 | 0 | 0 | 1 | 0 | 0 | 0 | 0 | 0 | 0 | 0 | 0 | 0 | 0 | 0 | 0 | 0 | 0 | 0 | 0 | 0 | 0 | 0 | 0 | 0 | 0 | 0 | 0 | 0 | 0 | 0 | 0 | 0 | 0 | 0 | 0 | 0 |  | 0 | 0 | 0 | 0 | 0 | 0 | 0 | 0 | 0 | 0 | 0 | 0 | 0 | 0 | 0 | 0 | 0 | 0 | 0 | 0 | 0 | 0 | 0 | 0 | 0 | 0 | 0 | 0 | 0 | 0 | 0 | 0 | 0 | 0 | 0 | 0 | 0 | 0 | 0 | 0 | 0 | 0 | 0 | 0 | 0 | 0 | 0 | 0 | 0 | 0 | 0 | 302 | 351.6 | 172.2 | Morganhill-Metcalf 115kV Line | Morganhill-Metcalf 115kV Line | Morganhill-Metcalf 115kV Line |  | 0 | 0 | 0 | 0 | 0 | 0 | 302 | 351.6 | 172.2 | Morganhill-Metcalf 115kV Line | Morganhill-Metcalf 115kV Line | Morganhill-Metcalf 115kV Line |  | 1 | 1 | NO | 1 | 1 | 1 | NO | 1
PG&E NGBA | Peabody | 230 | 0 | 0 | 0 | 0 | 0 | 0 | 0 | 0 | 0 | 0 | 0 | 0 | 0 | 0 | 0 | 0 | 0 | 0 | 0 | 0 | 0 | 0 | 0 | 0 | 0 | 0 | 0 | 0 | 0 | 0 | 0 | 0 | 0 | 0 | 0 | 0 | 0 | 0 | 0 | 1 | 0 | 0 | 0 | 0 | 0 | 0 | 0 | 0 | 0 | 0 | 0 | 0 | 0 | 1 | 1 | 1 | 0 | 0 | 0 | 0 | 0 | 0 | 0 | 0 | 0 | 1 | 1 | 0 | 0 | 0 | 0 | 0 | 0 | 0 | 0 | 0 | 0 | 0 | 0 | 0 | 0 | 0 | 0 | 0 | 0 | 0 | 0 | 0 | 0 | 0 | 0 | 0 | 0 | 0 | 0 | 0 | 0 | 0 |  | 0 | 0 | 0 | 0 | 0 | 0 | 0 | 0 | 0 | 0 | 0 | 0 | 0 | 0 | 0 | 0 | 0 | 0 | 0 | 0 | 0 | 0 | 0 | 0 | 0 | 0 | 0 | 0 | 0 | 0 | 0 | 0 | 0 | 0 | 0 | 0 | 0 | 0 | 0 | 0 | 0 | 0 | 0 | 0 | 0 | 3 | 0 | 1 | 0 | 0 | 0 | -441.84 | -200.0712 | 335.9726 | Collinsville-Tesla 500 kV Line | Collinsville-Tesla 500 kV Line | Birds Landing-Contra Costa 230kV Line |  | 2 | 0 | 1 | 0 | 0 | 0 | -441.84 | -200.0712 | 335.9726 | Collinsville-Tesla 500 kV Line | Collinsville-Tesla 500 kV Line | Birds Landing-Contra Costa 230kV Line |  | 5 | 5 | NO | 5 | 1 | 1 | NO | 1
PG&E NGBA | Pease | 115 | 0 | 0 | 0 | 0 | 0 | 0 | 0 | 0 | 0 | 0 | 0 | 0 | 0 | 0 | 0 | 0 | 0 | 0 | 0 | 0 | 0 | 0 | 0 | 0 | 0 | 0 | 0 | 0 | 0 | 0 | 0 | 0 | 0 | 0 | 0 | 0 | 0 | 0 | 0 | 1 | 0 | 0 | 0 | 0 | 1 | 1 | 1 | 1 | 0 | 0 | 0 | 0 | 0 | 0 | 0 | 0 | 0 | 0 | 0 | 1 | 1 | 0 | 0 | 0 | 0 | 0 | 0 | 0 | 0 | 0 | 0 | 0 | 0 | 0 | 0 | 0 | 0 | 0 | 0 | 0 | 0 | 0 | 0 | 0 | 0 | 0 | 0 | 0 | 0 | 0 | 0 | 0 | 0 | 0 | 0 | 0 | 0 | 0 |  | 0 | 0 | 0 | 0 | 0 | 0 | 0 | 0 | 0 | 0 | 0 | 0 | 0 | 0 | 0 | 0 | 0 | 0 | 0 | 0 | 0 | 0 | 0 | 0 | 0 | 0 | 0 | 0 | 0 | 0 | 0 | 0 | 0 | 0 | 0 | 0 | 0 | 0 | 0 | 0 | 0 | 0 | 0 | 0 | 0 | 1 | 0 | 1 | 0 | 0 | 0 | -441.84 | -200.0712 | 85.9836 | Collinsville-Tesla 500 kV Line | Collinsville-Tesla 500 kV Line | Rocklin-Pleaseant grove 115kV line |  | 1 | 0 | 1 | 0 | 0 | 0 | -441.84 | -200.0712 | 85.9836 | Collinsville-Tesla 500 kV Line | Collinsville-Tesla 500 kV Line | Rocklin-Pleaseant grove 115kV line |  | 5 | 5 | NO | 5 | 1 | 1 | NO | 1
PG&E NGBA | Pease | 60 | 0 | 0 | 0 | 0 | 0 | 0 | 0 | 0 | 0 | 0 | 0 | 0 | 0 | 0 | 0 | 0 | 0 | 0 | 0 | 0 | 0 | 0 | 0 | 0 | 0 | 0 | 0 | 0 | 0 | 0 | 0 | 0 | 0 | 0 | 0 | 0 | 0 | 0 | 0 | 1 | 0 | 0 | 0 | 0 | 1 | 1 | 1 | 1 | 0 | 0 | 0 | 0 | 0 | 0 | 0 | 0 | 0 | 0 | 0 | 1 | 1 | 0 | 0 | 0 | 0 | 0 | 0 | 0 | 0 | 0 | 0 | 0 | 0 | 0 | 0 | 0 | 0 | 0 | 0 | 0 | 0 | 0 | 0 | 0 | 0 | 0 | 0 | 0 | 0 | 0 | 0 | 0 | 0 | 0 | 0 | 0 | 0 | 0 |  | 0 | 0 | 0 | 0 | 0 | 0 | 0 | 0 | 0 | 0 | 0 | 0 | 0 | 0 | 0 | 0 | 0 | 0 | 0 | 0 | 0 | 0 | 0 | 0 | 0 | 0 | 0 | 0 | 0 | 0 | 0 | 0 | 0 | 0 | 0 | 0 | 0 | 0 | 0 | 0 | 0 | 0 | 0 | 0 | 0 | 1 | 0 | 1 | 0 | 0 | 0 | -441.84 | -200.0712 | 85.9836 | Collinsville-Tesla 500 kV Line | Collinsville-Tesla 500 kV Line | Rocklin-Pleaseant grove 115kV line |  | 1 | 0 | 1 | 0 | 0 | 0 | -441.84 | -200.0712 | 85.9836 | Collinsville-Tesla 500 kV Line | Collinsville-Tesla 500 kV Line | Rocklin-Pleaseant grove 115kV line |  | 5 | 5 | NO | 5 | 1 | 1 | NO | 1
SDGE | Penasquitos | 138 | 0 | 0 | 0 | 0 | 0 | 0 | 0 | 0 | 0 | 0 | 0 | 0 | 0 | 0 | 0 | 0 | 0 | 0 | 0 | 0 | 0 | 0 | 0 | 0 | 0 | 0 | 0 | 0 | 0 | 0 | 1 | 0 | 1 | 0 | 0 | 0 | 0 | 0 | 0 | 0 | 0 | 0 | 0 | 0 | 0 | 0 | 0 | 0 | 0 | 0 | 0 | 0 | 0 | 0 | 0 | 0 | 0 | 0 | 0 | 0 | 0 | 0 | 0 | 0 | 0 | 0 | 0 | 0 | 0 | 0 | 0 | 0 | 0 | 0 | 0 | 0 | 0 | 0 | 0 | 0 | 0 | 0 | 0 | 0 | 0 | 0 | 0 | 0 | 0 | 0 | 0 | 0 | 0 | 0 | 0 | 0 | 0 | 2 |  | 0 | 0 | 0 | 0 | 0 | 0 | 0 | 0 | 0 | 0 | 0 | 0 | 0 | 0 | 0 | 0 | 0 | 0 | 0 | 0 | 0 | 0 | 0 | 0 | 0 | 0 | 0 | 0 | 0 | 0 | 0 | 0 | 0 | 0 | 0 | 0 | 0 | 0 | 0 | 0 | 0 | 0 | 0 | 0 | 0 | 0 | 0 | 0 | 0 | 0 | 0 | 238.33 | 400.235 | 1988.4814 | San Luis Rey-San Onofre 230 kV line constraint | San Luis Rey-San Onofre 230 kV line constraint | San Luis Rey-San Onofre 230 kV line constraint |  | 0 | 0 | 0 | 0 | 0 | 0 | 238.33 | 400.235 | 1988.4814 | San Luis Rey-San Onofre 230 kV line constraint | San Luis Rey-San Onofre 230 kV line constraint | San Luis Rey-San Onofre 230 kV line constraint |  | 1 | 1 | NO | 1 | 1 | 1 | NO | 1
SDGE | Penasquitos | 230 | 0 | 0 | 0 | 0 | 0 | 0 | 0 | 0 | 0 | 0 | 0 | 0 | 0 | 0 | 0 | 0 | 0 | 0 | 0 | 0 | 0 | 0 | 0 | 0 | 0 | 0 | 0 | 0 | 0 | 0 | 1 | 0 | 1 | 0 | 0 | 0 | 0 | 0 | 0 | 0 | 0 | 0 | 0 | 0 | 0 | 0 | 0 | 0 | 0 | 0 | 0 | 0 | 0 | 0 | 0 | 0 | 0 | 0 | 0 | 0 | 0 | 0 | 0 | 0 | 0 | 0 | 0 | 0 | 0 | 0 | 0 | 0 | 0 | 0 | 0 | 0 | 0 | 0 | 0 | 0 | 0 | 0 | 0 | 0 | 0 | 0 | 0 | 0 | 0 | 0 | 0 | 0 | 0 | 0 | 0 | 0 | 0 | 2 |  | 0 | 0 | 0 | 0 | 0 | 0 | 0 | 0 | 0 | 0 | 0 | 0 | 0 | 0 | 0 | 0 | 0 | 0 | 0 | 0 | 0 | 0 | 0 | 0 | 0 | 0 | 0 | 0 | 0 | 0 | 0 | 0 | 0 | 0 | 0 | 0 | 0 | 0 | 0 | 0 | 0 | 0 | 0 | 0 | 0 | 0 | 0 | 0 | 0 | 0 | 0 | 238.33 | 400.235 | 1988.4814 | San Luis Rey-San Onofre 230 kV line constraint | San Luis Rey-San Onofre 230 kV line constraint | San Luis Rey-San Onofre 230 kV line constraint |  | 0 | 0 | 0 | 0 | 0 | 0 | 238.33 | 400.235 | 1988.4814 | San Luis Rey-San Onofre 230 kV line constraint | San Luis Rey-San Onofre 230 kV line constraint | San Luis Rey-San Onofre 230 kV line constraint |  | 1 | 1 | NO | 1 | 1 | 1 | NO | 1
SDGE | Penasquitos | 69 | 0 | 0 | 0 | 0 | 0 | 0 | 0 | 0 | 0 | 0 | 0 | 0 | 0 | 0 | 0 | 0 | 0 | 0 | 0 | 0 | 0 | 0 | 0 | 0 | 0 | 0 | 0 | 0 | 0 | 0 | 1 | 0 | 1 | 0 | 0 | 0 | 0 | 0 | 0 | 0 | 0 | 0 | 0 | 0 | 0 | 0 | 0 | 0 | 0 | 0 | 0 | 0 | 0 | 0 | 0 | 0 | 0 | 0 | 0 | 0 | 0 | 0 | 0 | 0 | 0 | 0 | 0 | 0 | 0 | 0 | 0 | 0 | 0 | 0 | 0 | 0 | 0 | 0 | 0 | 0 | 0 | 0 | 0 | 0 | 0 | 0 | 0 | 0 | 0 | 0 | 0 | 0 | 0 | 0 | 0 | 0 | 0 | 2 |  | 0 | 0 | 0 | 0 | 0 | 0 | 0 | 0 | 0 | 0 | 0 | 0 | 0 | 0 | 0 | 0 | 0 | 0 | 0 | 0 | 0 | 0 | 0 | 0 | 0 | 0 | 0 | 0 | 0 | 0 | 0 | 0 | 0 | 0 | 0 | 0 | 0 | 0 | 0 | 0 | 0 | 0 | 0 | 0 | 0 | 0 | 0 | 0 | 0 | 0 | 0 | 238.33 | 400.235 | 1988.4814 | San Luis Rey-San Onofre 230 kV line constraint | San Luis Rey-San Onofre 230 kV line constraint | San Luis Rey-San Onofre 230 kV line constraint |  | 0 | 0 | 0 | 0 | 0 | 0 | 238.33 | 400.235 | 1988.4814 | San Luis Rey-San Onofre 230 kV line constraint | San Luis Rey-San Onofre 230 kV line constraint | San Luis Rey-San Onofre 230 kV line constraint |  | 1 | 1 | NO | 1 | 1 | 1 | NO | 1
SDGE | Pendleton | 69 | 0 | 0 | 0 | 0 | 0 | 0 | 0 | 0 | 0 | 0 | 0 | 0 | 0 | 0 | 0 | 0 | 0 | 0 | 0 | 0 | 0 | 0 | 0 | 0 | 0 | 1 | 0 | 0 | 0 | 0 | 0 | 0 | 1 | 1 | 0 | 0 | 0 | 1 | 0 | 0 | 0 | 0 | 0 | 0 | 0 | 0 | 0 | 0 | 0 | 0 | 0 | 0 | 0 | 0 | 0 | 0 | 0 | 0 | 0 | 0 | 0 | 0 | 0 | 0 | 0 | 0 | 0 | 0 | 0 | 0 | 0 | 0 | 0 | 0 | 0 | 0 | 0 | 0 | 0 | 0 | 0 | 0 | 0 | 0 | 0 | 0 | 0 | 0 | 0 | 0 | 0 | 0 | 0 | 0 | 0 | 0 | 0 | 1 |  | 0 | 0 | 0 | 0 | 0 | 0 | 0 | 0 | 0 | 0 | 0 | 0 | 0 | 0 | 0 | 0 | 0 | 0 | 0 | 0 | 0 | 0 | 0 | 0 | 0 | 0 | 0 | 50 | 0 | 1 | 0 | 0 | 0 | 0 | 0 | 0 | 0 | 0 | 0 | 0 | 0 | 0 | 50 | 0 | 1 | 0 | 0 | 0 | 0 | 0 | 0 | 124 | 164 | 284 | Ocean Ranch 69 kV constraint | Ocean Ranch 69 kV constraint | Ocean Ranch 69 kV constraint |  | 0 | 0 | 0 | 0 | 0 | 0 | 124 | 164 | 284 | Ocean Ranch 69 kV constraint | Ocean Ranch 69 kV constraint | Ocean Ranch 69 kV constraint |  | 1 | 1 | NO | 1 | 1 | 1 | NO | 1
PG&E NGBA | Penngrove | 115 | 0 | 0 | 0 | 0 | 0 | 0 | 0 | 0 | 0 | 0 | 0 | 0 | 0 | 0 | 0 | 0 | 0 | 0 | 0 | 0 | 0 | 0 | 0 | 0 | 0 | 0 | 0 | 0 | 0 | 0 | 0 | 0 | 0 | 0 | 0 | 0 | 0 | 0 | 0 | 1 | 0 | 0 | 0 | 0 | 0 | 0 | 0 | 0 | 0 | 0 | 0 | 0 | 1 | 0 | 0 | 0 | 0 | 0 | 0 | 0 | 0 | 0 | 0 | 0 | 0 | 0 | 1 | 0 | 0 | 0 | 0 | 0 | 0 | 0 | 0 | 0 | 0 | 0 | 0 | 0 | 0 | 0 | 0 | 0 | 0 | 0 | 0 | 0 | 0 | 0 | 0 | 0 | 0 | 0 | 0 | 0 | 0 | 1 |  | 0 | 0 | 0 | 0 | 0 | 0 | 0 | 0 | 0 | 0 | 0 | 0 | 0 | 0 | 0 | 0 | 0 | 0 | 0 | 0 | 0 | 0 | 0 | 0 | 0 | 0 | 0 | 0 | 0 | 0 | 0 | 0 | 0 | 0 | 0 | 0 | 0 | 0 | 0 | 0 | 0 | 0 | 0 | 0 | 0 | 2 | 0 | 1 | 0 | 0 | 0 | -441.84 | -200.0712 | 335.9726 | Collinsville-Tesla 500 kV Line | Collinsville-Tesla 500 kV Line | Birds Landing-Contra Costa 230kV Line |  | 2 | 0 | 1 | 0 | 0 | 0 | -441.84 | -200.0712 | 335.9726 | Collinsville-Tesla 500 kV Line | Collinsville-Tesla 500 kV Line | Birds Landing-Contra Costa 230kV Line |  | 5 | 5 | NO | 5 | 1 | 1 | NO | 1
PG&E GBA | Peoria | 115 | 0 | 0 | 0 | 0 | 0 | 0 | 0 | 0 | 0 | 0 | 0 | 0 | 0 | 0 | 0 | 0 | 0 | 0 | 0 | 0 | 0 | 0 | 0 | 0 | 0 | 0 | 0 | 0 | 0 | 0 | 0 | 0 | 0 | 0 | 0 | 0 | 0 | 0 | 0 | 0 | 0 | 0 | 0 | 0 | 0 | 1 | 0 | 0 | 0 | 0 | 0 | 0 | 0 | 0 | 0 | 1 | 0 | 1 | 0 | 1 | 0 | 0 | 0 | 0 | 0 | 1 | 0 | 0 | 0 | 0 | 0 | 0 | 0 | 0 | 0 | 0 | 0 | 0 | 0 | 0 | 0 | 0 | 0 | 0 | 0 | 0 | 0 | 0 | 0 | 0 | 0 | 0 | 0 | 0 | 0 | 0 | 0 | 0 |  | 0 | 0 | 0 | 0 | 0 | 0 | 0 | 0 | 0 | 0 | 0 | 10 | 0 | 0 | 1 | 0 | 0 | 0 | 0 | 0 | 0 | 0 | 0 | 0 | 0 | 0 | 10 | 0 | 0 | 1 | 0 | 0 | 0 | 0 | 0 | 0 | 0 | 0 | 0 | 0 | 0 | 10 | 0 | 0 | 1 | 0 | 0 | 0 | 0 | 0 | 0 | 46.8 | 144.39 | 672.109 | Kasson Jct-Heinz 115 kV line | Kasson Jct-Heinz 115 kV line | Kasson Jct-Heinz 115 kV line |  | 0 | 0 | 0 | 0 | 0 | 0 | 46.8 | 144.39 | 672.109 | Kasson Jct-Heinz 115 kV line | Kasson Jct-Heinz 115 kV line | Kasson Jct-Heinz 115 kV line |  | 1 | 1 | NO | 1 | 1 | 1 | NO | 1
PG&E GBA | Piercy | 115 | 0 | 0 | 0 | 0 | 0 | 0 | 0 | 0 | 0 | 0 | 0 | 0 | 0 | 0 | 0 | 0 | 0 | 0 | 0 | 0 | 0 | 0 | 0 | 0 | 0 | 0 | 0 | 0 | 0 | 0 | 0 | 0 | 0 | 0 | 0 | 0 | 0 | 0 | 0 | 0 | 0 | 0 | 0 | 0 | 0 | 0 | 0 | 0 | 0 | 0 | 0 | 0 | 0 | 0 | 0 | 1 | 0 | 0 | 0 | 1 | 0 | 0 | 0 | 0 | 0 | 0 | 0 | 0 | 0 | 0 | 0 | 0 | 0 | 0 | 0 | 0 | 0 | 0 | 0 | 0 | 0 | 0 | 0 | 0 | 0 | 0 | 0 | 0 | 0 | 0 | 0 | 0 | 0 | 0 | 0 | 0 | 0 | 0 |  | 0 | 0 | 0 | 0 | 0 | 0 | 0 | 0 | 0 | 0 | 0 | 0 | 0 | 0 | 0 | 0 | 0 | 0 | 0 | 0 | 0 | 0 | 0 | 0 | 0 | 0 | 0 | 0 | 0 | 0 | 0 | 0 | 0 | 0 | 0 | 0 | 0 | 0 | 0 | 0 | 0 | 0 | 0 | 0 | 0 | 0 | 0 | 0 | 0 | 0 | 0 | 2067.51 | 2548.6438 | 3822.2952 | Tesla-Bellota 230 kV line | Tesla-Bellota 230 kV line | Tesla-Bellota 230 kV line |  | 0 | 0 | 0 | 0 | 0 | 0 | 2067.51 | 2548.6438 | 3822.2952 | Tesla-Bellota 230 kV line | Tesla-Bellota 230 kV line | Tesla-Bellota 230 kV line |  | 1 | 1 | NO | 1 | 1 | 1 | NO | 1
PG&E FRESNO | Pine Flat | 230 | 0 | 0 | 0 | 0 | 0 | 0 | 0 | 0 | 0 | 0 | 0 | 0 | 0 | 0 | 0 | 0 | 0 | 0 | 0 | 0 | 0 | 0 | 0 | 0 | 0 | 0 | 0 | 0 | 0 | 0 | 0 | 0 | 0 | 0 | 0 | 0 | 0 | 0 | 0 | 0 | 0 | 0 | 0 | 0 | 0 | 1 | 0 | 0 | 0 | 0 | 0 | 0 | 0 | 0 | 0 | 0 | 0 | 0 | 0 | 0 | 0 | 0 | 0 | 0 | 0 | 0 | 0 | 0 | 0 | 0 | 0 | 0 | 0 | 0 | 0 | 0 | 0 | 0 | 1 | 1 | 0 | 1 | 0 | 0 | 0 | 1 | 0 | 0 | 0 | 1 | 0 | 0 | 0 | 0 | 0 | 0 | 0 | 1 |  | 0 | 0 | 0 | 0 | 0 | 0 | 0 | 0 | 0 | 0 | 0 | 0 | 0 | 0 | 0 | 0 | 0 | 0 | 0 | 0 | 0 | 0 | 0 | 0 | 0 | 0 | 0 | 0 | 0 | 0 | 0 | 0 | 0 | 0 | 0 | 0 | 0 | 0 | 0 | 0 | 0 | 0 | 0 | 0 | 0 | 2 | 0 | 3 | 0 | 2 | 0 | -421.35 | -1738.232 | -1897.303 | Borden-Storey #1 230kV line | Gates 500/230kV TB #11 | Gates 500/230kV TB #12 |  | 1 | 0 | 1 | 0 | 0 | 0 | -421.35 | -182.75 | 671.3376 | Borden-Storey #1 230kV line | Borden-Storey #1 230kV line | Borden-Storey #1 230kV line |  | 5 | 5 | NO | 5 | 5 | 1 | YES | 2
SCE NOL | Pisgah | 230 | 0 | 0 | 0 | 0 | 0 | 0 | 0 | 0 | 0 | 0 | 0 | 0 | 0 | 1 | 1 | 0 | 0 | 0 | 0 | 0 | 0 | 0 | 0 | 0 | 0 | 0 | 0 | 0 | 0 | 0 | 0 | 0 | 0 | 0 | 0 | 0 | 0 | 0 | 0 | 0 | 0 | 0 | 0 | 0 | 0 | 0 | 0 | 0 | 0 | 0 | 0 | 0 | 0 | 0 | 0 | 0 | 0 | 0 | 0 | 0 | 0 | 0 | 0 | 0 | 0 | 0 | 0 | 0 | 0 | 0 | 0 | 0 | 0 | 0 | 0 | 0 | 0 | 0 | 0 | 0 | 0 | 0 | 0 | 0 | 0 | 0 | 0 | 0 | 0 | 0 | 0 | 0 | 0 | 0 | 0 | 0 | 0 | 1 |  | 0 | 0 | 0 | 0 | 0 | 0 | 0 | 0 | 0 | 0 | 0 | 0 | 0 | 0 | 0 | 0 | 0 | 0 | 0 | 0 | 0 | 0 | 0 | 0 | 0 | 0 | 0 | 0 | 0 | 0 | 0 | 0 | 0 | 0 | 0 | 0 | 0 | 0 | 0 | 0 | 0 | 0 | 0 | 0 | 0 | 0 | 0 | 0 | 0 | 0 | 0 | 169.82 | 212.2 | 470.38 | Lugo Transformer Area Constraint | Calcite to Lugo Area Constraint | Calcite to Lugo Area Constraint |  | 0 | 0 | 0 | 0 | 0 | 0 | 169.82 | 212.2 | 470.38 | Lugo Transformer Area Constraint | Calcite to Lugo Area Constraint | Calcite to Lugo Area Constraint |  | 1 | 1 | NO | 1 | 1 | 1 | NO | 1
PG&E NGBA | Pit 1 | 230 | 0 | 0 | 0 | 0 | 0 | 0 | 0 | 0 | 0 | 0 | 0 | 0 | 0 | 0 | 0 | 0 | 0 | 0 | 0 | 0 | 0 | 0 | 0 | 0 | 0 | 0 | 0 | 0 | 0 | 0 | 0 | 0 | 0 | 0 | 0 | 0 | 0 | 0 | 0 | 1 | 0 | 0 | 0 | 1 | 0 | 0 | 0 | 0 | 0 | 0 | 0 | 0 | 0 | 0 | 0 | 0 | 0 | 0 | 0 | 0 | 0 | 0 | 0 | 0 | 0 | 0 | 0 | 0 | 0 | 0 | 0 | 0 | 0 | 0 | 0 | 0 | 0 | 0 | 0 | 0 | 0 | 0 | 0 | 0 | 0 | 0 | 0 | 0 | 0 | 0 | 0 | 0 | 0 | 0 | 0 | 0 | 0 |  |  | 0 | 0 | 0 | 0 | 0 | 0 | 0 | 0 | 0 | 0 | 0 | 0 | 0 | 0 | 0 | 0 | 0 | 0 | 0 | 0 | 0 | 0 | 0 | 0 | 0 | 0 | 0 | 0 | 0 | 0 | 0 | 0 | 0 | 0 | 0 | 0 | 0 | 0 | 0 | 0 | 0 | 0 | 0 | 0 | 0 | 2 | 0 | 2 | 0 | 0 | 1 | -441.84 | -200.0712 | -25 | Collinsville-Tesla 500 kV Line | Collinsville-Tesla 500 kV Line | Carberry-Round Mountain 230kV Line |  | 1 | 0 | 1 | 0 | 0 | 0 | -441.84 | -200.0712 | 0 | Collinsville-Tesla 500 kV Line | Collinsville-Tesla 500 kV Line | Carberry-Round Mountain 230kV Line |  | 5 | 5 | NO | 5 | 3 | 1 | YES | 2
PG&E NGBA | Pit 1 | 60 | 0 | 0 | 0 | 0 | 0 | 0 | 0 | 0 | 0 | 0 | 0 | 0 | 0 | 0 | 0 | 0 | 0 | 0 | 0 | 0 | 0 | 0 | 0 | 0 | 0 | 0 | 0 | 0 | 0 | 0 | 0 | 0 | 0 | 0 | 0 | 0 | 0 | 0 | 0 | 1 | 0 | 0 | 0 | 1 | 0 | 0 | 0 | 0 | 0 | 0 | 0 | 0 | 0 | 0 | 0 | 0 | 0 | 0 | 0 | 0 | 0 | 0 | 0 | 0 | 0 | 0 | 0 | 0 | 0 | 0 | 0 | 0 | 0 | 0 | 0 | 0 | 0 | 0 | 0 | 0 | 0 | 0 | 0 | 0 | 0 | 0 | 0 | 0 | 0 | 0 | 0 | 0 | 0 | 0 | 0 | 0 | 0 |  |  | 0 | 0 | 0 | 0 | 0 | 0 | 0 | 0 | 0 | 0 | 0 | 0 | 0 | 0 | 0 | 0 | 0 | 0 | 0 | 0 | 0 | 0 | 0 | 0 | 0 | 0 | 0 | 0 | 0 | 0 | 0 | 0 | 0 | 0 | 0 | 0 | 0 | 0 | 0 | 0 | 0 | 0 | 0 | 0 | 0 | 2 | 0 | 2 | 0 | 0 | 1 | -441.84 | -200.0712 | -25 | Collinsville-Tesla 500 kV Line | Collinsville-Tesla 500 kV Line | Carberry-Round Mountain 230kV Line |  | 1 | 0 | 1 | 0 | 0 | 0 | -441.84 | -200.0712 | 0 | Collinsville-Tesla 500 kV Line | Collinsville-Tesla 500 kV Line | Carberry-Round Mountain 230kV Line |  | 5 | 5 | NO | 5 | 3 | 1 | YES | 2
PG&E NGBA | Pit 3 | 230 | 0 | 0 | 0 | 0 | 0 | 0 | 0 | 0 | 0 | 0 | 0 | 0 | 0 | 0 | 0 | 0 | 0 | 0 | 0 | 0 | 0 | 0 | 0 | 0 | 0 | 0 | 0 | 0 | 0 | 0 | 0 | 0 | 0 | 0 | 0 | 0 | 0 | 0 | 0 | 1 | 0 | 0 | 0 | 1 | 0 | 0 | 0 | 0 | 0 | 0 | 0 | 0 | 0 | 0 | 0 | 0 | 0 | 0 | 0 | 0 | 0 | 0 | 0 | 0 | 0 | 0 | 0 | 0 | 0 | 0 | 0 | 0 | 0 | 0 | 0 | 0 | 0 | 0 | 0 | 0 | 0 | 0 | 0 | 0 | 0 | 0 | 0 | 0 | 0 | 0 | 0 | 0 | 0 | 0 | 0 | 0 | 0 |  |  | 0 | 0 | 0 | 0 | 0 | 0 | 0 | 0 | 0 | 0 | 0 | 0 | 0 | 0 | 0 | 0 | 0 | 0 | 0 | 0 | 0 | 0 | 0 | 0 | 0 | 0 | 0 | 0 | 0 | 0 | 0 | 0 | 0 | 0 | 0 | 0 | 0 | 0 | 0 | 0 | 0 | 0 | 0 | 0 | 0 | 2 | 0 | 2 | 0 | 0 | 1 | -441.84 | -200.0712 | -25 | Collinsville-Tesla 500 kV Line | Collinsville-Tesla 500 kV Line | Carberry-Round Mountain 230kV Line |  | 1 | 0 | 1 | 0 | 0 | 0 | -441.84 | -200.0712 | 0 | Collinsville-Tesla 500 kV Line | Collinsville-Tesla 500 kV Line | Carberry-Round Mountain 230kV Line |  | 5 | 5 | NO | 5 | 3 | 1 | YES | 2
PG&E NGBA | Pit 4 | 230 | 0 | 0 | 0 | 0 | 0 | 0 | 0 | 0 | 0 | 0 | 0 | 0 | 0 | 0 | 0 | 0 | 0 | 0 | 0 | 0 | 0 | 0 | 0 | 0 | 0 | 0 | 0 | 0 | 0 | 0 | 0 | 0 | 0 | 0 | 0 | 0 | 0 | 0 | 0 | 1 | 0 | 0 | 0 | 0 | 0 | 0 | 0 | 0 | 0 | 0 | 0 | 0 | 0 | 0 | 0 | 0 | 0 | 0 | 0 | 0 | 0 | 0 | 0 | 0 | 0 | 0 | 0 | 0 | 0 | 0 | 0 | 0 | 0 | 0 | 0 | 0 | 0 | 0 | 0 | 0 | 0 | 0 | 0 | 0 | 0 | 0 | 0 | 0 | 0 | 0 | 0 | 0 | 0 | 0 | 0 | 0 | 0 |  |  | 0 | 0 | 0 | 0 | 0 | 0 | 0 | 0 | 0 | 0 | 0 | 0 | 0 | 0 | 0 | 0 | 0 | 0 | 0 | 0 | 0 | 0 | 0 | 0 | 0 | 0 | 0 | 0 | 0 | 0 | 0 | 0 | 0 | 0 | 0 | 0 | 0 | 0 | 0 | 0 | 0 | 0 | 0 | 0 | 0 | 1 | 0 | 1 | 0 | 0 | 0 | -441.84 | -200.0712 | 3202.4639 | Collinsville-Tesla 500 kV Line | Collinsville-Tesla 500 kV Line | Collinsville-Tesla 500 kV Line |  | 1 | 0 | 1 | 0 | 0 | 0 | -441.84 | -200.0712 | 3202.4639 | Collinsville-Tesla 500 kV Line | Collinsville-Tesla 500 kV Line | Collinsville-Tesla 500 kV Line |  | 5 | 5 | NO | 5 | 1 | 1 | NO | 1
PG&E GBA | Pittsburg | 115 | 0 | 0 | 0 | 0 | 0 | 0 | 0 | 0 | 0 | 0 | 0 | 0 | 0 | 0 | 0 | 0 | 0 | 0 | 0 | 0 | 0 | 0 | 0 | 0 | 0 | 0 | 0 | 0 | 0 | 0 | 0 | 0 | 0 | 0 | 0 | 0 | 0 | 0 | 0 | 1 | 0 | 0 | 0 | 0 | 0 | 0 | 0 | 0 | 0 | 1 | 0 | 0 | 1 | 1 | 0 | 1 | 0 | 0 | 1 | 1 | 0 | 0 | 0 | 0 | 0 | 1 | 0 | 0 | 0 | 0 | 0 | 0 | 0 | 0 | 0 | 0 | 0 | 0 | 0 | 0 | 0 | 0 | 0 | 0 | 0 | 0 | 0 | 0 | 0 | 0 | 0 | 0 | 0 | 0 | 0 | 0 | 0 |  |  | 0 | 0 | 0 | 0 | 0 | 0 | 0 | 0 | 0 | 0 | 0 | 0 | 0 | 0 | 0 | 0 | 0 | 0 | 0 | 0 | 0 | 0 | 0 | 0 | 0 | 0 | 0 | 0 | 0 | 0 | 0 | 0 | 0 | 0 | 0 | 0 | 0 | 0 | 0 | 0 | 0 | 0 | 0 | 0 | 0 | 2 | 0 | 1 | 0 | 0 | 0 | -441.84 | -200.0712 | 3202.4639 | Collinsville-Tesla 500 kV Line | Collinsville-Tesla 500 kV Line | Collinsville-Tesla 500 kV Line |  | 1 | 0 | 1 | 0 | 0 | 0 | -441.84 | -200.0712 | 3202.4639 | Collinsville-Tesla 500 kV Line | Collinsville-Tesla 500 kV Line | Collinsville-Tesla 500 kV Line |  | 5 | 5 | NO | 5 | 1 | 1 | NO | 1
PG&E GBA | Pittsburg | 230 | 0 | 0 | 0 | 0 | 0 | 0 | 0 | 0 | 0 | 0 | 0 | 0 | 0 | 0 | 0 | 0 | 0 | 0 | 0 | 0 | 0 | 0 | 0 | 0 | 0 | 0 | 0 | 0 | 0 | 0 | 0 | 0 | 0 | 0 | 0 | 0 | 0 | 0 | 0 | 1 | 0 | 0 | 0 | 0 | 0 | 0 | 0 | 0 | 0 | 1 | 0 | 0 | 1 | 1 | 1 | 1 | 0 | 0 | 1 | 1 | 0 | 0 | 0 | 0 | 0 | 1 | 0 | 0 | 0 | 0 | 0 | 0 | 0 | 0 | 0 | 0 | 0 | 0 | 0 | 0 | 0 | 0 | 0 | 0 | 0 | 0 | 0 | 0 | 0 | 0 | 0 | 0 | 0 | 0 | 0 | 0 | 0 |  |  | 0 | 0 | 0 | 0 | 0 | 0 | 0 | 0 | 0 | 0 | 0 | 0 | 0 | 0 | 0 | 0 | 0 | 0 | 0 | 0 | 0 | 0 | 0 | 0 | 0 | 0 | 0 | 0 | 0 | 0 | 0 | 0 | 0 | 0 | 0 | 0 | 0 | 0 | 0 | 0 | 0 | 0 | 0 | 0 | 0 | 2 | 0 | 1 | 0 | 0 | 0 | -441.84 | -200.0712 | 3026.8426 | Collinsville-Tesla 500 kV Line | Collinsville-Tesla 500 kV Line | Contra Costa- Windmaster 230 kV line |  | 1 | 0 | 1 | 0 | 0 | 0 | -441.84 | -200.0712 | 3026.8426 | Collinsville-Tesla 500 kV Line | Collinsville-Tesla 500 kV Line | Contra Costa- Windmaster 230 kV line |  | 5 | 5 | NO | 5 | 1 | 1 | NO | 1
PG&E NGBA | Pleasant Grove | 115 | 0 | 0 | 0 | 0 | 0 | 0 | 0 | 0 | 0 | 0 | 0 | 0 | 0 | 0 | 0 | 0 | 0 | 0 | 0 | 0 | 0 | 0 | 0 | 0 | 0 | 0 | 0 | 0 | 0 | 0 | 0 | 0 | 0 | 0 | 0 | 0 | 0 | 0 | 0 | 1 | 0 | 0 | 1 | 0 | 1 | 1 | 1 | 1 | 0 | 0 | 0 | 0 | 0 | 0 | 0 | 0 | 0 | 0 | 0 | 1 | 1 | 0 | 0 | 0 | 0 | 0 | 0 | 0 | 0 | 0 | 0 | 0 | 0 | 0 | 0 | 0 | 0 | 0 | 0 | 0 | 0 | 0 | 0 | 0 | 0 | 0 | 0 | 0 | 0 | 0 | 0 | 0 | 0 | 0 | 0 | 0 | 0 |  |  | 0 | 0 | 0 | 0 | 0 | 0 | 0 | 0 | 0 | 0 | 0 | 0 | 0 | 0 | 0 | 0 | 0 | 0 | 0 | 0 | 0 | 0 | 0 | 0 | 0 | 0 | 0 | 0 | 0 | 0 | 0 | 0 | 0 | 0 | 0 | 0 | 0 | 0 | 0 | 0 | 0 | 0 | 0 | 0 | 0 | 1 | 0 | 1 | 0 | 0 | 0 | -441.84 | -200.0712 | 85.9836 | Collinsville-Tesla 500 kV Line | Collinsville-Tesla 500 kV Line | Rocklin-Pleaseant grove 115kV line |  | 1 | 0 | 1 | 0 | 0 | 0 | -441.84 | -200.0712 | 85.9836 | Collinsville-Tesla 500 kV Line | Collinsville-Tesla 500 kV Line | Rocklin-Pleaseant grove 115kV line |  | 5 | 5 | NO | 5 | 1 | 1 | NO | 1
PG&E NGBA | POE | 230 | 0 | 0 | 0 | 0 | 0 | 0 | 0 | 0 | 0 | 0 | 0 | 0 | 0 | 0 | 0 | 0 | 0 | 0 | 0 | 0 | 0 | 0 | 0 | 0 | 0 | 0 | 0 | 0 | 0 | 0 | 0 | 0 | 0 | 0 | 0 | 0 | 0 | 0 | 0 | 1 | 1 | 0 | 1 | 0 | 1 | 1 | 1 | 1 | 0 | 0 | 0 | 0 | 0 | 0 | 0 | 0 | 0 | 0 | 0 | 1 | 1 | 0 | 0 | 0 | 0 | 0 | 0 | 0 | 0 | 0 | 0 | 0 | 0 | 0 | 0 | 0 | 0 | 0 | 0 | 0 | 0 | 0 | 0 | 0 | 0 | 0 | 0 | 0 | 0 | 0 | 0 | 0 | 0 | 0 | 0 | 0 | 0 |  |  | 0 | 0 | 0 | 0 | 0 | 0 | 0 | 0 | 0 | 0 | 0 | 0 | 0 | 0 | 0 | 0 | 0 | 0 | 0 | 0 | 0 | 0 | 0 | 0 | 0 | 0 | 0 | 0 | 0 | 0 | 0 | 0 | 0 | 0 | 0 | 0 | 0 | 0 | 0 | 0 | 0 | 0 | 0 | 0 | 0 | 1 | 0 | 1 | 0 | 0 | 0 | -441.84 | -200.0712 | 72.84 | Collinsville-Tesla 500 kV Line | Collinsville-Tesla 500 kV Line | Woodland- Davis 115kV line |  | 1 | 0 | 1 | 0 | 0 | 0 | -441.84 | -200.0712 | 72.84 | Collinsville-Tesla 500 kV Line | Collinsville-Tesla 500 kV Line | Woodland- Davis 115kV line |  | 5 | 5 | NO | 5 | 1 | 1 | NO | 1
SDGE | Point Loma | 69 | 0 | 0 | 0 | 0 | 0 | 0 | 0 | 0 | 0 | 0 | 0 | 0 | 0 | 0 | 0 | 0 | 0 | 0 | 0 | 0 | 0 | 0 | 0 | 0 | 0 | 0 | 0 | 0 | 1 | 0 | 1 | 0 | 1 | 0 | 0 | 0 | 0 | 0 | 0 | 0 | 0 | 0 | 0 | 0 | 0 | 0 | 0 | 0 | 0 | 0 | 0 | 0 | 0 | 0 | 0 | 0 | 0 | 0 | 0 | 0 | 0 | 0 | 0 | 0 | 0 | 0 | 0 | 0 | 0 | 0 | 0 | 0 | 0 | 0 | 0 | 0 | 0 | 0 | 0 | 0 | 0 | 0 | 0 | 0 | 0 | 0 | 0 | 0 | 0 | 0 | 0 | 0 | 0 | 0 | 0 | 0 | 0 |  |  | 0 | 0 | 0 | 0 | 0 | 0 | 0 | 0 | 0 | 0 | 0 | 0 | 0 | 0 | 0 | 0 | 0 | 0 | 0 | 0 | 0 | 0 | 0 | 0 | 0 | 0 | 0 | 0 | 0 | 0 | 0 | 0 | 0 | 0 | 0 | 0 | 0 | 0 | 0 | 0 | 0 | 0 | 0 | 0 | 0 | 0 | 0 | 0 | 0 | 0 | 0 | 238.33 | 400.235 | 1988.4814 | San Luis Rey-San Onofre 230 kV line constraint | San Luis Rey-San Onofre 230 kV line constraint | San Luis Rey-San Onofre 230 kV line constraint |  | 0 | 0 | 0 | 0 | 0 | 0 | 238.33 | 400.235 | 1988.4814 | San Luis Rey-San Onofre 230 kV line constraint | San Luis Rey-San Onofre 230 kV line constraint | San Luis Rey-San Onofre 230 kV line constraint |  | 1 | 1 | NO | 1 | 1 | 1 | NO | 1
SDGE | Pomerado | 69 | 0 | 0 | 0 | 0 | 0 | 0 | 0 | 0 | 0 | 0 | 0 | 0 | 0 | 0 | 0 | 0 | 0 | 0 | 0 | 0 | 0 | 0 | 0 | 0 | 0 | 1 | 0 | 0 | 1 | 0 | 1 | 0 | 1 | 0 | 0 | 0 | 0 | 1 | 0 | 0 | 0 | 0 | 0 | 0 | 0 | 0 | 0 | 0 | 0 | 0 | 0 | 0 | 0 | 0 | 0 | 0 | 0 | 0 | 0 | 0 | 0 | 0 | 0 | 0 | 0 | 0 | 0 | 0 | 0 | 0 | 0 | 0 | 0 | 0 | 0 | 0 | 0 | 0 | 0 | 0 | 0 | 0 | 0 | 0 | 0 | 0 | 0 | 0 | 0 | 0 | 0 | 0 | 0 | 0 | 0 | 0 | 0 |  |  | 0 | 0 | 0 | 0 | 0 | 0 | 0 | 0 | 0 | 0 | 0 | 0 | 0 | 0 | 0 | 0 | 0 | 0 | 0 | 0 | 0 | 0 | 0 | 0 | 0 | 0 | 100 | 0 | 0 | 1 | 0 | 0 | 0 | 0 | 0 | 0 | 0 | 0 | 0 | 0 | 0 | 100 | 0 | 0 | 1 | 0 | 0 | 0 | 0 | 0 | 0 | 238.33 | 400.235 | 1144.26 | San Luis Rey-San Onofre 230 kV line constraint | San Luis Rey-San Onofre 230 kV line constraint | Talega 230 kV constraint |  | 0 | 0 | 0 | 0 | 0 | 0 | 238.33 | 400.235 | 1144.26 | San Luis Rey-San Onofre 230 kV line constraint | San Luis Rey-San Onofre 230 kV line constraint | Talega 230 kV constraint |  | 1 | 1 | NO | 1 | 1 | 1 | NO | 1
PG&E KERN | Poso Mountain | 115 | 0 | 0 | 0 | 0 | 0 | 0 | 0 | 0 | 0 | 0 | 0 | 0 | 0 | 0 | 0 | 0 | 0 | 0 | 0 | 0 | 0 | 0 | 0 | 0 | 0 | 0 | 0 | 0 | 0 | 0 | 0 | 0 | 0 | 0 | 0 | 0 | 0 | 0 | 0 | 0 | 0 | 0 | 0 | 0 | 0 | 0 | 0 | 0 | 0 | 0 | 0 | 0 | 0 | 0 | 0 | 0 | 0 | 0 | 0 | 0 | 0 | 0 | 0 | 0 | 0 | 0 | 0 | 0 | 1 | 0 | 1 | 0 | 0 | 0 | 1 | 0 | 0 | 0 | 1 | 0 | 0 | 0 | 0 | 0 | 0 | 0 | 0 | 0 | 0 | 0 | 0 | 0 | 0 | 0 | 1 | 0 | 0 |  |  | 0 | 0 | 0 | 0 | 0 | 0 | 0 | 0 | 0 | 0 | 0 | 0 | 0 | 0 | 0 | 0 | 0 | 0 | 0 | 0 | 0 | 0 | 0 | 0 | 0 | 0 | 0 | 0 | 0 | 0 | 0 | 0 | 0 | 0 | 0 | 0 | 0 | 0 | 0 | 100 | 150 | 0 | 0 | 0 | 1 | 0 | 0 | 2 | 0 | 1 | 1 | 239.74 | -1311.984 | -3308.8336 | Gates 500/230kV TB #12 | Gates 500/230kV TB #12 | Mustang-Henrietta 230 kV line |  | 0 | 0 | 1 | 0 | 0 | 1 | 372.37 | -476.012 | -3308.8336 | Mustang-Henrietta 230 kV line | Mustang-Henrietta 230 kV line | Mustang-Henrietta 230 kV line |  | 5 | 5 | NO | 5 | 5 | 4 | YES | 4
EOP | Primm | 230 | 0 | 0 | 0 | 0 | 0 | 0 | 0 | 0 | 0 | 0 | 0 | 0 | 0 | 0 | 0 | 0 | 0 | 0 | 0 | 0 | 0 | 0 | 0 | 1 | 1 | 0 | 0 | 0 | 0 | 0 | 0 | 0 | 0 | 0 | 0 | 0 | 0 | 0 | 0 | 0 | 0 | 0 | 0 | 0 | 0 | 0 | 0 | 0 | 0 | 0 | 0 | 0 | 0 | 0 | 0 | 0 | 0 | 0 | 0 | 0 | 0 | 0 | 0 | 0 | 0 | 0 | 0 | 0 | 0 | 0 | 0 | 0 | 0 | 0 | 0 | 0 | 0 | 0 | 0 | 0 | 0 | 0 | 0 | 0 | 0 | 0 | 0 | 0 | 0 | 0 | 0 | 0 | 0 | 0 | 0 | 0 | 0 |  |  | 0 | 0 | 0 | 0 | 0 | 0 | 0 | 0 | 0 | 0 | 0 | 0 | 0 | 0 | 0 | 0 | 0 | 0 | 0 | 0 | 0 | 0 | 0 | 0 | 0 | 0 | 200 | 0 | 0 | 1 | 0 | 0 | 0 | 0 | 0 | 0 | 0 | 0 | 0 | 0 | 0 | 200 | 0 | 0 | 1 | 1 | 0 | 1 | 0 | 0 | 1 | -4292.881 | -5429.828 | -3970.751 | Lugo - Victorville area constraint | Lugo - Victorville area constraint | Lugo - Victorville area constraint |  | 0 | 0 | 0 | 0 | 0 | 0 | 876.62 | 67.08 | 786.64 | Sloan Canyon - Eldorado 500 kV constraint | Sloan Canyon - Eldorado 500 kV constraint | Sloan Canyon - Eldorado 500 kV constraint |  | 5 | 1 | YES | 2 | 4 | 1 | YES | 2
PG&E NGBA | Putah Creek | 115 | 0 | 0 | 0 | 0 | 0 | 0 | 0 | 0 | 0 | 0 | 0 | 0 | 0 | 0 | 0 | 0 | 0 | 0 | 0 | 0 | 0 | 0 | 0 | 0 | 0 | 0 | 0 | 0 | 0 | 0 | 0 | 0 | 0 | 0 | 0 | 0 | 0 | 0 | 0 | 1 | 0 | 0 | 0 | 0 | 0 | 0 | 0 | 0 | 0 | 0 | 0 | 0 | 0 | 1 | 1 | 1 | 0 | 0 | 0 | 0 | 0 | 0 | 0 | 0 | 0 | 0 | 1 | 0 | 0 | 0 | 0 | 0 | 0 | 0 | 0 | 0 | 0 | 0 | 0 | 0 | 0 | 0 | 0 | 0 | 0 | 0 | 0 | 0 | 0 | 0 | 0 | 0 | 0 | 0 | 0 | 0 | 0 |  |  | 0 | 0 | 0 | 0 | 0 | 0 | 0 | 0 | 0 | 0 | 0 | 0 | 0 | 0 | 0 | 0 | 0 | 0 | 0 | 0 | 0 | 0 | 0 | 0 | 0 | 0 | 0 | 0 | 0 | 0 | 0 | 0 | 0 | 0 | 0 | 0 | 0 | 0 | 0 | 0 | 0 | 0 | 0 | 0 | 0 | 3 | 0 | 1 | 0 | 0 | 0 | -441.84 | -200.0712 | 335.9726 | Collinsville-Tesla 500 kV Line | Collinsville-Tesla 500 kV Line | Birds Landing-Contra Costa 230kV Line |  | 2 | 0 | 1 | 0 | 0 | 0 | -441.84 | -200.0712 | 335.9726 | Collinsville-Tesla 500 kV Line | Collinsville-Tesla 500 kV Line | Birds Landing-Contra Costa 230kV Line |  | 5 | 5 | NO | 5 | 1 | 1 | NO | 1
SDGE | Q1806 | 138 | 0 | 0 | 0 | 0 | 0 | 0 | 0 | 0 | 0 | 0 | 0 | 0 | 0 | 0 | 0 | 0 | 0 | 0 | 0 | 0 | 0 | 0 | 0 | 0 | 0 | 0 | 0 | 0 | 0 | 0 | 0 | 0 | 0 | 0 | 0 | 0 | 0 | 1 | 1 | 0 | 0 | 0 | 0 | 0 | 0 | 0 | 0 | 0 | 0 | 0 | 0 | 0 | 0 | 0 | 0 | 0 | 0 | 0 | 0 | 0 | 0 | 0 | 0 | 0 | 0 | 0 | 0 | 0 | 0 | 0 | 0 | 0 | 0 | 0 | 0 | 0 | 0 | 0 | 0 | 0 | 0 | 0 | 0 | 0 | 0 | 0 | 0 | 0 | 0 | 0 | 0 | 0 | 0 | 0 | 0 | 0 | 0 |  |  | 0 | 0 | 0 | 0 | 0 | 0 | 0 | 0 | 0 | 0 | 0 | 0 | 0 | 0 | 0 | 0 | 0 | 0 | 0 | 0 | 0 | 0 | 0 | 0 | 0 | 0 | 0 | 0 | 0 | 0 | 0 | 0 | 0 | 0 | 0 | 0 | 0 | 0 | 0 | 0 | 0 | 0 | 0 | 0 | 0 | 0 | 0 | 0 | 0 | 0 | 0 | 495.6 | 437.1 | 429.9 | Trabuco-Capistrano 138 kV constraint | Trabuco-Capistrano 138 kV constraint | Trabuco-Capistrano 138 kV constraint |  | 0 | 0 | 0 | 0 | 0 | 0 | 495.6 | 437.1 | 429.9 | Trabuco-Capistrano 138 kV constraint | Trabuco-Capistrano 138 kV constraint | Trabuco-Capistrano 138 kV constraint |  | 1 | 1 | NO | 1 | 1 | 1 | NO | 1
PG&E FRESNO | Quinto | 230 | 0 | 0 | 0 | 0 | 0 | 0 | 0 | 0 | 0 | 0 | 0 | 0 | 0 | 0 | 0 | 0 | 0 | 0 | 0 | 0 | 0 | 0 | 0 | 0 | 0 | 0 | 0 | 0 | 0 | 0 | 0 | 0 | 0 | 0 | 0 | 0 | 0 | 0 | 0 | 0 | 0 | 0 | 0 | 0 | 0 | 0 | 0 | 0 | 0 | 0 | 0 | 0 | 0 | 0 | 0 | 0 | 0 | 0 | 0 | 0 | 0 | 0 | 0 | 0 | 0 | 0 | 0 | 0 | 0 | 0 | 0 | 0 | 0 | 0 | 0 | 0 | 0 | 0 | 0 | 1 | 0 | 0 | 0 | 0 | 0 | 1 | 0 | 0 | 0 | 0 | 0 | 0 | 0 | 0 | 0 | 0 | 0 |  |  | 0 | 0 | 0 | 0 | 0 | 0 | 0 | 0 | 0 | 0 | 0 | 0 | 0 | 0 | 0 | 0 | 0 | 0 | 0 | 0 | 0 | 0 | 0 | 0 | 0 | 0 | 0 | 0 | 0 | 0 | 30 | 0 | 0 | 0 | 0 | 0 | 0 | 0 | 0 | 370 | 0 | 0 | 0 | 0 | 1 | 1 | 0 | 1 | 0 | 1 | 0 | -79.08 | -1738.232 | -562.7302 | Gates 500/230kV TB #11 | Gates 500/230kV TB #11 | Gates 500/230kV TB #11 |  | 0 | 0 | 0 | 0 | 0 | 0 | 2457.27 | 2621.968 | 5780.2698 | Los Banos 500/230kV TB | Los Banos 500/230kV TB | Gates 500/230kV TB #11 |  | 5 | 1 | YES | 2 | 5 | 1 | YES | 2
PG&E GBA | Race Track | 115 | 0 | 0 | 0 | 0 | 0 | 0 | 0 | 0 | 0 | 0 | 0 | 0 | 0 | 0 | 0 | 0 | 0 | 0 | 0 | 0 | 0 | 0 | 0 | 0 | 0 | 0 | 0 | 0 | 0 | 0 | 0 | 0 | 0 | 0 | 0 | 0 | 0 | 0 | 0 | 0 | 0 | 0 | 0 | 0 | 0 | 1 | 0 | 0 | 0 | 0 | 0 | 0 | 0 | 0 | 0 | 1 | 0 | 1 | 0 | 1 | 0 | 0 | 0 | 0 | 0 | 1 | 0 | 0 | 0 | 0 | 0 | 0 | 0 | 0 | 0 | 0 | 0 | 0 | 0 | 0 | 0 | 0 | 0 | 0 | 0 | 0 | 0 | 0 | 0 | 0 | 0 | 0 | 0 | 0 | 0 | 0 | 0 |  |  | 0 | 0 | 0 | 0 | 0 | 0 | 0 | 0 | 0 | 0 | 0 | 0 | 0 | 0 | 0 | 0 | 0 | 0 | 0 | 0 | 0 | 0 | 0 | 0 | 0 | 0 | 0 | 0 | 0 | 0 | 0 | 0 | 20 | 0 | 0 | 0 | 0 | 0 | 0 | 0 | 0 | 0 | 0 | 0 | 1 | 0 | 0 | 0 | 0 | 0 | 0 | 46.8 | 144.39 | 672.109 | Kasson Jct-Heinz 115 kV line | Kasson Jct-Heinz 115 kV line | Kasson Jct-Heinz 115 kV line |  | 0 | 0 | 0 | 0 | 0 | 0 | 46.8 | 144.39 | 672.109 | Kasson Jct-Heinz 115 kV line | Kasson Jct-Heinz 115 kV line | Kasson Jct-Heinz 115 kV line |  | 1 | 1 | NO | 1 | 1 | 1 | NO | 1
SDGE | Rancho Mission Viejo | 138 | 0 | 0 | 0 | 0 | 0 | 0 | 0 | 0 | 0 | 0 | 0 | 0 | 0 | 0 | 0 | 0 | 0 | 0 | 0 | 0 | 0 | 0 | 0 | 0 | 0 | 1 | 0 | 0 | 0 | 0 | 0 | 0 | 0 | 0 | 0 | 0 | 0 | 1 | 1 | 0 | 0 | 0 | 0 | 0 | 0 | 0 | 0 | 0 | 0 | 0 | 0 | 0 | 0 | 0 | 0 | 0 | 0 | 0 | 0 | 0 | 0 | 0 | 0 | 0 | 0 | 0 | 0 | 0 | 0 | 0 | 0 | 0 | 0 | 0 | 0 | 0 | 0 | 0 | 0 | 0 | 0 | 0 | 0 | 0 | 0 | 0 | 0 | 0 | 0 | 0 | 0 | 0 | 0 | 0 | 0 | 0 | 0 |  |  | 0 | 0 | 0 | 0 | 0 | 0 | 0 | 0 | 0 | 0 | 0 | 0 | 0 | 0 | 0 | 0 | 0 | 0 | 0 | 0 | 0 | 0 | 0 | 0 | 0 | 0 | 0 | 0 | 0 | 0 | 0 | 0 | 0 | 0 | 0 | 0 | 0 | 0 | 0 | 0 | 0 | 0 | 0 | 0 | 0 | 0 | 0 | 0 | 0 | 0 | 0 | 495.6 | 437.1 | 429.9 | Trabuco-Capistrano 138 kV constraint | Trabuco-Capistrano 138 kV constraint | Trabuco-Capistrano 138 kV constraint |  | 0 | 0 | 0 | 0 | 0 | 0 | 495.6 | 437.1 | 429.9 | Trabuco-Capistrano 138 kV constraint | Trabuco-Capistrano 138 kV constraint | Trabuco-Capistrano 138 kV constraint |  | 1 | 1 | NO | 1 | 1 | 1 | NO | 1
PG&E GBA | Rancho Seco | 230 | 0 | 0 | 0 | 0 | 0 | 0 | 0 | 0 | 0 | 0 | 0 | 0 | 0 | 0 | 0 | 0 | 0 | 0 | 0 | 0 | 0 | 0 | 0 | 0 | 0 | 0 | 0 | 0 | 0 | 0 | 0 | 0 | 0 | 0 | 0 | 0 | 0 | 0 | 0 | 0 | 0 | 0 | 0 | 0 | 0 | 1 | 0 | 0 | 0 | 0 | 0 | 0 | 0 | 0 | 0 | 0 | 0 | 0 | 0 | 1 | 1 | 0 | 0 | 0 | 0 | 0 | 0 | 0 | 0 | 0 | 0 | 0 | 0 | 0 | 0 | 0 | 0 | 0 | 0 | 0 | 0 | 0 | 0 | 0 | 0 | 0 | 0 | 0 | 0 | 0 | 0 | 0 | 0 | 0 | 0 | 0 | 0 |  |  | 0 | 0 | 0 | 0 | 0 | 0 | 0 | 0 | 0 | 0 | 0 | 0 | 0 | 0 | 0 | 0 | 0 | 0 | 0 | 0 | 0 | 0 | 0 | 0 | 0 | 0 | 0 | 0 | 0 | 0 | 0 | 0 | 0 | 0 | 0 | 0 | 0 | 0 | 0 | 0 | 0 | 0 | 0 | 90 | 1 | 0 | 0 | 0 | 0 | 0 | 0 | 402.45 | 704.04 | 2052.2198 | Bellota-Weber 230kV line | Bellota-Weber 230kV line | Bellota-Weber 230kV line |  | 0 | 0 | 0 | 0 | 0 | 0 | 776 | 831 | 2052.2198 | Eight Mile-Tesla 230 kV line | Eight Mile-Tesla 230 kV line | Bellota-Weber 230kV line |  | 1 | 1 | NO | 1 | 1 | 1 | NO | 1
SCE Metro | Rancho Vista | 230 | 0 | 0 | 0 | 0 | 0 | 0 | 0 | 0 | 0 | 1 | 0 | 0 | 0 | 0 | 0 | 0 | 0 | 0 | 0 | 0 | 0 | 0 | 0 | 0 | 0 | 0 | 0 | 0 | 0 | 0 | 0 | 0 | 0 | 0 | 0 | 0 | 0 | 0 | 0 | 0 | 0 | 0 | 0 | 0 | 0 | 0 | 0 | 0 | 0 | 0 | 0 | 0 | 0 | 0 | 0 | 0 | 0 | 0 | 0 | 0 | 0 | 0 | 0 | 0 | 0 | 0 | 0 | 0 | 0 | 0 | 0 | 0 | 0 | 0 | 0 | 0 | 0 | 0 | 0 | 0 | 0 | 0 | 0 | 0 | 0 | 0 | 0 | 0 | 0 | 0 | 0 | 0 | 0 | 0 | 0 | 0 | 0 |  |  | 0 | 0 | 0 | 0 | 0 | 0 | 0 | 0 | 0 | 0 | 0 | 0 | 0 | 0 | 0 | 0 | 0 | 0 | 0 | 0 | 0 | 0 | 0 | 0 | 0 | 0 | 0 | 0 | 0 | 0 | 0 | 0 | 0 | 0 | 0 | 0 | 0 | 0 | 0 | 0 | 0 | 0 | 0 | 0 | 0 | 0 | 0 | 0 | 0 | 0 | 0 | 4159.6988 | 8194.058 | 21327.2611 | SCE Metro Area Default Constraint | SCE Metro Area Default Constraint | SCE Metro Area Default Constraint |  | 0 | 0 | 0 | 0 | 0 | 0 | 4159.6988 | 8194.058 | 21327.2611 | SCE Metro Area Default Constraint | SCE Metro Area Default Constraint | SCE Metro Area Default Constraint |  | 1 | 1 | NO | 1 | 1 | 1 | NO | 1
SCE Metro | Rancho Vista | 500 | 0 | 0 | 0 | 0 | 0 | 0 | 0 | 0 | 0 | 1 | 0 | 0 | 0 | 0 | 0 | 0 | 0 | 0 | 0 | 0 | 0 | 0 | 0 | 0 | 0 | 0 | 0 | 0 | 0 | 0 | 0 | 0 | 0 | 0 | 0 | 0 | 0 | 0 | 0 | 0 | 0 | 0 | 0 | 0 | 0 | 0 | 0 | 0 | 0 | 0 | 0 | 0 | 0 | 0 | 0 | 0 | 0 | 0 | 0 | 0 | 0 | 0 | 0 | 0 | 0 | 0 | 0 | 0 | 0 | 0 | 0 | 0 | 0 | 0 | 0 | 0 | 0 | 0 | 0 | 0 | 0 | 0 | 0 | 0 | 0 | 0 | 0 | 0 | 0 | 0 | 0 | 0 | 0 | 0 | 0 | 0 | 0 |  |  | 0 | 0 | 0 | 0 | 0 | 0 | 0 | 0 | 0 | 0 | 0 | 0 | 0 | 0 | 0 | 0 | 0 | 0 | 0 | 0 | 0 | 0 | 0 | 0 | 0 | 0 | 0 | 0 | 0 | 0 | 0 | 0 | 0 | 0 | 0 | 0 | 0 | 0 | 0 | 0 | 0 | 0 | 400 | 0 | 1 | 0 | 0 | 0 | 0 | 0 | 0 | 4159.6988 | 8194.058 | 21327.2611 | SCE Metro Area Default Constraint | SCE Metro Area Default Constraint | SCE Metro Area Default Constraint |  | 0 | 0 | 0 | 0 | 0 | 0 | 4159.6988 | 8194.058 | 21327.2611 | SCE Metro Area Default Constraint | SCE Metro Area Default Constraint | SCE Metro Area Default Constraint |  | 1 | 1 | NO | 1 | 1 | 1 | NO | 1
SCE NOL | Ransburg | 115 | 0 | 0 | 0 | 0 | 0 | 0 | 0 | 0 | 0 | 0 | 0 | 1 | 1 | 1 | 0 | 0 | 0 | 0 | 0 | 0 | 0 | 0 | 0 | 0 | 0 | 0 | 0 | 0 | 0 | 0 | 0 | 0 | 0 | 0 | 0 | 0 | 0 | 0 | 0 | 0 | 0 | 0 | 0 | 0 | 0 | 0 | 0 | 0 | 0 | 0 | 0 | 0 | 0 | 0 | 0 | 0 | 0 | 0 | 0 | 0 | 0 | 0 | 0 | 0 | 0 | 0 | 0 | 0 | 0 | 0 | 0 | 0 | 0 | 0 | 0 | 0 | 0 | 0 | 0 | 0 | 0 | 0 | 0 | 0 | 0 | 0 | 0 | 0 | 0 | 0 | 0 | 0 | 0 | 0 | 0 | 0 | 0 |  |  | 0 | 0 | 0 | 0 | 0 | 0 | 0 | 0 | 0 | 0 | 0 | 0 | 0 | 0 | 0 | 0 | 0 | 0 | 0 | 0 | 0 | 0 | 0 | 0 | 0 | 0 | 0 | 0 | 0 | 0 | 0 | 0 | 0 | 0 | 0 | 0 | 0 | 0 | 0 | 0 | 0 | 0 | 0 | 0 | 0 | 0 | 2 | 0 | 0 | 0 | 0 | -104.4 | 65.95 | 1269.924 | South of Kramer Area Constraint | South of Kramer Area Constraint | South of Kramer Area Constraint |  | 0 | 2 | 0 | 0 | 0 | 0 | -104.4 | 65.95 | 1269.924 | South of Kramer Area Constraint | South of Kramer Area Constraint | South of Kramer Area Constraint |  | 3 | 3 | NO | 3 | 1 | 1 | NO | 1
PG&E GBA | Ravenswood | 115 | 0 | 0 | 0 | 0 | 0 | 0 | 0 | 0 | 0 | 0 | 0 | 0 | 0 | 0 | 0 | 0 | 0 | 0 | 0 | 0 | 0 | 0 | 0 | 0 | 0 | 0 | 0 | 0 | 0 | 0 | 0 | 0 | 0 | 0 | 0 | 0 | 0 | 0 | 0 | 1 | 0 | 0 | 0 | 0 | 0 | 0 | 0 | 0 | 0 | 0 | 0 | 0 | 1 | 0 | 0 | 1 | 0 | 0 | 0 | 0 | 0 | 0 | 0 | 0 | 0 | 0 | 0 | 0 | 0 | 0 | 0 | 0 | 0 | 0 | 0 | 0 | 0 | 0 | 0 | 0 | 0 | 0 | 0 | 0 | 0 | 0 | 0 | 0 | 0 | 0 | 0 | 0 | 0 | 0 | 0 | 0 | 0 |  |  | 0 | 0 | 0 | 0 | 0 | 0 | 0 | 0 | 0 | 0 | 0 | 0 | 0 | 0 | 0 | 0 | 0 | 0 | 0 | 0 | 0 | 0 | 0 | 0 | 0 | 0 | 0 | 0 | 0 | 0 | 0 | 0 | 0 | 0 | 0 | 0 | 0 | 0 | 0 | 0 | 0 | 0 | 0 | 0 | 0 | 1 | 0 | 1 | 0 | 0 | 0 | -441.84 | -200.0712 | 3202.4639 | Collinsville-Tesla 500 kV Line | Collinsville-Tesla 500 kV Line | Collinsville-Tesla 500 kV Line |  | 1 | 0 | 1 | 0 | 0 | 0 | -441.84 | -200.0712 | 3202.4639 | Collinsville-Tesla 500 kV Line | Collinsville-Tesla 500 kV Line | Collinsville-Tesla 500 kV Line |  | 5 | 5 | NO | 5 | 1 | 1 | NO | 1
PG&E GBA | Ravenswood | 230 | 0 | 0 | 0 | 0 | 0 | 0 | 0 | 0 | 0 | 0 | 0 | 0 | 0 | 0 | 0 | 0 | 0 | 0 | 0 | 0 | 0 | 0 | 0 | 0 | 0 | 0 | 0 | 0 | 0 | 0 | 0 | 0 | 0 | 0 | 0 | 0 | 0 | 0 | 0 | 1 | 0 | 0 | 0 | 0 | 0 | 0 | 0 | 0 | 0 | 0 | 0 | 0 | 1 | 0 | 0 | 1 | 0 | 0 | 0 | 0 | 0 | 0 | 0 | 0 | 0 | 0 | 0 | 0 | 0 | 0 | 0 | 0 | 0 | 0 | 0 | 0 | 0 | 0 | 0 | 0 | 0 | 0 | 0 | 0 | 0 | 0 | 0 | 0 | 0 | 0 | 0 | 0 | 0 | 0 | 0 | 0 | 0 |  |  | 0 | 0 | 0 | 0 | 0 | 0 | 0 | 0 | 0 | 0 | 0 | 0 | 0 | 0 | 0 | 0 | 0 | 0 | 0 | 0 | 0 | 0 | 0 | 0 | 0 | 0 | 0 | 0 | 0 | 0 | 0 | 0 | 0 | 0 | 0 | 0 | 0 | 0 | 0 | 50 | 100 | 0 | 0 | 0 | 1 | 1 | 0 | 1 | 0 | 0 | 0 | -441.84 | -200.0712 | 3202.4639 | Collinsville-Tesla 500 kV Line | Collinsville-Tesla 500 kV Line | Collinsville-Tesla 500 kV Line |  | 1 | 0 | 1 | 0 | 0 | 0 | -441.84 | -200.0712 | 3202.4639 | Collinsville-Tesla 500 kV Line | Collinsville-Tesla 500 kV Line | Collinsville-Tesla 500 kV Line |  | 5 | 5 | NO | 5 | 1 | 1 | NO | 1
SCE Northern | Rector | 230 | 1 | 0 | 1 | 0 | 0 | 1 | 1 | 0 | 0 | 0 | 0 | 0 | 0 | 0 | 0 | 0 | 0 | 0 | 0 | 0 | 0 | 0 | 0 | 0 | 0 | 0 | 0 | 0 | 0 | 0 | 0 | 0 | 0 | 0 | 0 | 0 | 0 | 0 | 0 | 0 | 0 | 0 | 0 | 0 | 0 | 0 | 0 | 0 | 0 | 0 | 0 | 0 | 0 | 0 | 0 | 0 | 0 | 0 | 0 | 0 | 0 | 0 | 0 | 0 | 0 | 0 | 0 | 0 | 0 | 0 | 0 | 0 | 0 | 0 | 0 | 0 | 0 | 0 | 0 | 0 | 0 | 0 | 0 | 0 | 0 | 0 | 0 | 0 | 0 | 0 | 0 | 0 | 0 | 0 | 0 | 0 | 0 |  |  | 0 | 0 | 0 | 0 | 0 | 0 | 0 | 0 | 3 | 0 | 0 | 0 | 0 | 0 | 1 | 0 | 0 | 0 | 0 | 0 | 0 | 0 | 0 | 15 | 0 | 0 | 0 | 0 | 0 | 1 | 0 | 0 | 0 | 0 | 0 | 0 | 0 | 0 | 15 | 170 | 0 | 0 | 0 | 0 | 1 | 0 | 0 | 0 | 0 | 0 | 0 | 163.98 | 16.3 | 1538.56 | South of Magunden Constraint | South of Magunden Constraint | North of Magunden Constraint |  | 0 | 0 | 0 | 0 | 0 | 0 | 163.98 | 16.3 | 1538.56 | South of Magunden Constraint | South of Magunden Constraint | North of Magunden Constraint |  | 1 | 1 | NO | 1 | 1 | 1 | NO | 1
SCE Eastern | Red Bluff | 230 | 0 | 0 | 0 | 0 | 0 | 0 | 0 | 0 | 0 | 0 | 0 | 0 | 0 | 0 | 0 | 0 | 0 | 1 | 0 | 1 | 1 | 1 | 0 | 0 | 0 | 0 | 0 | 0 | 0 | 0 | 0 | 0 | 0 | 0 | 0 | 0 | 0 | 0 | 0 | 0 | 0 | 0 | 0 | 0 | 0 | 0 | 0 | 0 | 0 | 0 | 0 | 0 | 0 | 0 | 0 | 0 | 0 | 0 | 0 | 0 | 0 | 0 | 0 | 0 | 0 | 0 | 0 | 0 | 0 | 0 | 0 | 0 | 0 | 0 | 0 | 0 | 0 | 0 | 0 | 0 | 0 | 0 | 0 | 0 | 0 | 0 | 0 | 0 | 0 | 0 | 0 | 0 | 0 | 0 | 0 | 0 | 0 |  |  | 0 | 0 | 0 | 0 | 0 | 0 | 0 | 0 | 0 | 0 | 463 | 416 | 0 | 0 | 1 | 0 | 0 | 0 | 0 | 0 | 0 | 0 | 0 | 0 | 0 | 0 | 0 | 0 | 0 | 0 | 0 | 0 | 0 | 0 | 0 | 0 | 0 | 0 | 0 | 0 | 463 | 416 | 0 | 0 | 1 | 0 | 0 | 0 | 2 | 0 | 0 | 0.514 | -912.858 | 398.636 | Devers-Red Bluff Constraint | Devers-Red Bluff Constraint | Devers-Red Bluff Constraint |  | 0 | 0 | 0 | 2 | 0 | 0 | 0.514 | -912.858 | 398.636 | Devers-Red Bluff Constraint | Devers-Red Bluff Constraint | Devers-Red Bluff Constraint |  | 4 | 4 | NO | 4 | 1 | 1 | NO | 1
SCE Eastern | Red Bluff | 500 | 0 | 0 | 0 | 0 | 0 | 0 | 0 | 0 | 0 | 0 | 0 | 0 | 0 | 0 | 0 | 0 | 0 | 1 | 0 | 1 | 0 | 1 | 0 | 0 | 0 | 0 | 0 | 0 | 0 | 0 | 0 | 0 | 0 | 0 | 0 | 0 | 0 | 0 | 0 | 0 | 0 | 0 | 0 | 0 | 0 | 0 | 0 | 0 | 0 | 0 | 0 | 0 | 0 | 0 | 0 | 0 | 0 | 0 | 0 | 0 | 0 | 0 | 0 | 0 | 0 | 0 | 0 | 0 | 0 | 0 | 0 | 0 | 0 | 0 | 0 | 0 | 0 | 0 | 0 | 0 | 0 | 0 | 0 | 0 | 0 | 0 | 0 | 0 | 0 | 0 | 0 | 0 | 0 | 0 | 0 | 0 | 0 |  |  | 0 | 0 | 0 | 0 | 0 | 0 | 0 | 0 | 0 | 0 | 0 | 0 | 0 | 0 | 0 | 0 | 0 | 0 | 0 | 0 | 0 | 0 | 0 | 0 | 175 | 0 | 100 | 0 | 0 | 1 | 0 | 0 | 0 | 0 | 0 | 0 | 0 | 0 | 0 | 175 | 0 | 100 | 0 | 0 | 1 | 0 | 0 | 0 | 2 | 0 | 0 | 0.514 | -912.858 | 398.636 | Devers-Red Bluff Constraint | Devers-Red Bluff Constraint | Devers-Red Bluff Constraint |  | 0 | 0 | 0 | 2 | 0 | 0 | 0.514 | -912.858 | 398.636 | Devers-Red Bluff Constraint | Devers-Red Bluff Constraint | Devers-Red Bluff Constraint |  | 4 | 4 | NO | 4 | 1 | 1 | NO | 1
PG&E NGBA | Redbud | 115 | 0 | 0 | 0 | 0 | 0 | 0 | 0 | 0 | 0 | 0 | 0 | 0 | 0 | 0 | 0 | 0 | 0 | 0 | 0 | 0 | 0 | 0 | 0 | 0 | 0 | 0 | 0 | 0 | 0 | 0 | 0 | 0 | 0 | 0 | 0 | 0 | 0 | 0 | 0 | 1 | 0 | 0 | 0 | 0 | 0 | 0 | 0 | 0 | 0 | 0 | 0 | 0 | 1 | 0 | 0 | 0 | 0 | 0 | 0 | 0 | 0 | 0 | 0 | 0 | 0 | 0 | 1 | 0 | 0 | 0 | 0 | 0 | 0 | 0 | 0 | 0 | 0 | 0 | 0 | 0 | 0 | 0 | 0 | 0 | 0 | 0 | 0 | 0 | 0 | 0 | 0 | 0 | 0 | 0 | 0 | 0 | 0 |  |  | 0 | 0 | 0 | 0 | 0 | 0 | 0 | 0 | 0 | 0 | 0 | 0 | 0 | 0 | 0 | 0 | 0 | 0 | 0 | 0 | 0 | 0 | 0 | 0 | 0 | 0 | 0 | 0 | 0 | 0 | 0 | 0 | 0 | 0 | 0 | 0 | 0 | 0 | 0 | 0 | 0 | 0 | 0 | 0 | 0 | 2 | 0 | 1 | 0 | 0 | 0 | -441.84 | -200.0712 | 335.9726 | Collinsville-Tesla 500 kV Line | Collinsville-Tesla 500 kV Line | Birds Landing-Contra Costa 230kV Line |  | 2 | 0 | 1 | 0 | 0 | 0 | -441.84 | -200.0712 | 335.9726 | Collinsville-Tesla 500 kV Line | Collinsville-Tesla 500 kV Line | Birds Landing-Contra Costa 230kV Line |  | 5 | 5 | NO | 5 | 1 | 1 | NO | 1
SCE Metro | Redondo | 230 | 0 | 0 | 0 | 0 | 0 | 0 | 0 | 0 | 0 | 1 | 0 | 0 | 0 | 0 | 0 | 0 | 0 | 0 | 0 | 0 | 0 | 0 | 0 | 0 | 0 | 0 | 0 | 0 | 0 | 0 | 0 | 0 | 0 | 0 | 0 | 0 | 0 | 0 | 0 | 0 | 0 | 0 | 0 | 0 | 0 | 0 | 0 | 0 | 0 | 0 | 0 | 0 | 0 | 0 | 0 | 0 | 0 | 0 | 0 | 0 | 0 | 0 | 0 | 0 | 0 | 0 | 0 | 0 | 0 | 0 | 0 | 0 | 0 | 0 | 0 | 0 | 0 | 0 | 0 | 0 | 0 | 0 | 0 | 0 | 0 | 0 | 0 | 0 | 0 | 0 | 0 | 0 | 0 | 0 | 0 | 0 | 0 |  |  | 0 | 0 | 0 | 0 | 0 | 0 | 0 | 0 | 0 | 0 | 0 | 0 | 0 | 0 | 0 | 0 | 0 | 0 | 0 | 0 | 0 | 0 | 0 | 0 | 0 | 0 | 0 | 0 | 0 | 0 | 0 | 0 | 0 | 0 | 0 | 0 | 0 | 0 | 0 | 0 | 0 | 0 | 0 | 0 | 0 | 0 | 0 | 0 | 0 | 0 | 0 | 4159.6988 | 8194.058 | 21327.2611 | SCE Metro Area Default Constraint | SCE Metro Area Default Constraint | SCE Metro Area Default Constraint |  | 0 | 0 | 0 | 0 | 0 | 0 | 4159.6988 | 8194.058 | 21327.2611 | SCE Metro Area Default Constraint | SCE Metro Area Default Constraint | SCE Metro Area Default Constraint |  | 1 | 1 | NO | 1 | 1 | 1 | NO | 1
PG&E FRESNO | Reedley | 115 | 0 | 0 | 0 | 0 | 0 | 0 | 0 | 0 | 0 | 0 | 0 | 0 | 0 | 0 | 0 | 0 | 0 | 0 | 0 | 0 | 0 | 0 | 0 | 0 | 0 | 0 | 0 | 0 | 0 | 0 | 0 | 0 | 0 | 0 | 0 | 0 | 0 | 0 | 0 | 0 | 0 | 0 | 0 | 0 | 0 | 1 | 0 | 0 | 0 | 0 | 0 | 0 | 0 | 0 | 0 | 0 | 0 | 0 | 0 | 0 | 0 | 0 | 0 | 0 | 0 | 0 | 0 | 0 | 0 | 0 | 0 | 0 | 0 | 0 | 0 | 0 | 0 | 0 | 1 | 0 | 0 | 1 | 0 | 0 | 1 | 1 | 0 | 0 | 0 | 1 | 0 | 0 | 0 | 0 | 1 | 0 | 0 |  |  | 0 | 0 | 0 | 0 | 0 | 0 | 0 | 0 | 0 | 0 | 0 | 0 | 0 | 0 | 0 | 0 | 0 | 0 | 0 | 0 | 0 | 0 | 0 | 0 | 0 | 0 | 0 | 0 | 0 | 0 | 0 | 0 | 0 | 0 | 0 | 0 | 0 | 0 | 0 | 0 | 0 | 0 | 0 | 0 | 0 | 1 | 0 | 3 | 0 | 1 | 1 | -421.35 | -1311.984 | -3308.8336 | Borden-Storey #1 230kV line | Gates 500/230kV TB #12 | Mustang-Henrietta 230 kV line |  | 1 | 0 | 2 | 0 | 0 | 1 | -421.35 | -476.012 | -3308.8336 | Borden-Storey #1 230kV line | Mustang-Henrietta 230 kV line | Mustang-Henrietta 230 kV line |  | 5 | 5 | NO | 5 | 5 | 4 | YES | 4
PG&E KERN | Renfro | 115 | 0 | 0 | 0 | 0 | 0 | 0 | 0 | 0 | 0 | 0 | 0 | 0 | 0 | 0 | 0 | 0 | 0 | 0 | 0 | 0 | 0 | 0 | 0 | 0 | 0 | 0 | 0 | 0 | 0 | 0 | 0 | 0 | 0 | 0 | 0 | 0 | 0 | 0 | 0 | 0 | 0 | 0 | 0 | 0 | 0 | 0 | 0 | 0 | 0 | 0 | 0 | 0 | 0 | 0 | 0 | 0 | 0 | 0 | 0 | 0 | 0 | 0 | 0 | 0 | 0 | 0 | 0 | 1 | 0 | 0 | 0 | 0 | 0 | 0 | 1 | 0 | 0 | 0 | 1 | 1 | 0 | 0 | 0 | 0 | 0 | 0 | 0 | 0 | 0 | 0 | 0 | 0 | 0 | 0 | 0 | 0 | 0 |  |  | 0 | 0 | 0 | 0 | 0 | 0 | 0 | 0 | 0 | 0 | 0 | 0 | 0 | 0 | 0 | 0 | 0 | 0 | 0 | 0 | 0 | 0 | 0 | 0 | 0 | 0 | 0 | 0 | 0 | 0 | 0 | 0 | 0 | 0 | 0 | 0 | 0 | 0 | 0 | 100 | 0 | 0 | 0 | 0 | 1 | 1 | 0 | 2 | 0 | 2 | 0 | -79.08 | -1738.232 | -1897.303 | Gates 500/230kV TB #11 | Gates 500/230kV TB #11 | Gates 500/230kV TB #12 |  | 0 | 0 | 0 | 0 | 0 | 0 | 7.65 | 144.11 | 266.8703 | Cal Flat-Gates 230 kV line | Cal Flat-Gates 230 kV line | Cal Flat-Gates 230 kV line |  | 5 | 1 | YES | 2 | 5 | 1 | YES | 2
PG&E GBA | Richmond R | 115 | 0 | 0 | 0 | 0 | 0 | 0 | 0 | 0 | 0 | 0 | 0 | 0 | 0 | 0 | 0 | 0 | 0 | 0 | 0 | 0 | 0 | 0 | 0 | 0 | 0 | 0 | 0 | 0 | 0 | 0 | 0 | 0 | 0 | 0 | 0 | 0 | 0 | 0 | 0 | 1 | 0 | 0 | 0 | 0 | 0 | 0 | 0 | 0 | 0 | 1 | 0 | 0 | 1 | 1 | 1 | 1 | 0 | 0 | 1 | 1 | 0 | 1 | 0 | 0 | 0 | 1 | 0 | 0 | 0 | 0 | 0 | 0 | 0 | 0 | 0 | 0 | 0 | 0 | 0 | 0 | 0 | 0 | 0 | 0 | 0 | 0 | 0 | 0 | 0 | 0 | 0 | 0 | 0 | 0 | 0 | 0 | 0 |  |  | 0 | 0 | 0 | 0 | 0 | 0 | 0 | 0 | 0 | 0 | 0 | 0 | 0 | 0 | 0 | 0 | 0 | 0 | 0 | 0 | 0 | 0 | 0 | 0 | 0 | 0 | 0 | 0 | 0 | 0 | 0 | 0 | 0 | 0 | 0 | 0 | 0 | 0 | 0 | 0 | 0 | 0 | 0 | 0 | 0 | 2 | 0 | 1 | 0 | 0 | 0 | -441.84 | -200.0712 | 1111.2 | Collinsville-Tesla 500 kV Line | Collinsville-Tesla 500 kV Line | Grant - Eastshore #2 line 115 kV |  | 1 | 0 | 1 | 0 | 0 | 0 | -441.84 | -200.0712 | 1111.2 | Collinsville-Tesla 500 kV Line | Collinsville-Tesla 500 kV Line | Grant - Eastshore #2 line 115 kV |  | 5 | 5 | NO | 5 | 1 | 1 | NO | 1
PG&E NGBA | Rincon | 115 | 0 | 0 | 0 | 0 | 0 | 0 | 0 | 0 | 0 | 0 | 0 | 0 | 0 | 0 | 0 | 0 | 0 | 0 | 0 | 0 | 0 | 0 | 0 | 0 | 0 | 0 | 0 | 0 | 0 | 0 | 0 | 0 | 0 | 0 | 0 | 0 | 0 | 0 | 0 | 1 | 0 | 1 | 0 | 0 | 0 | 0 | 0 | 0 | 0 | 0 | 0 | 1 | 1 | 1 | 1 | 1 | 0 | 0 | 0 | 0 | 0 | 0 | 0 | 0 | 0 | 1 | 1 | 0 | 0 | 0 | 0 | 0 | 0 | 0 | 0 | 0 | 0 | 0 | 0 | 0 | 0 | 0 | 0 | 0 | 0 | 0 | 0 | 0 | 0 | 0 | 0 | 0 | 0 | 0 | 0 | 0 | 0 |  |  | 0 | 0 | 0 | 0 | 0 | 0 | 0 | 0 | 0 | 0 | 0 | 0 | 0 | 0 | 0 | 0 | 0 | 0 | 0 | 0 | 0 | 0 | 0 | 0 | 0 | 0 | 0 | 0 | 0 | 0 | 0 | 0 | 0 | 0 | 0 | 0 | 0 | 0 | 0 | 0 | 0 | 0 | 0 | 0 | 0 | 3 | 0 | 1 | 0 | 0 | 0 | -441.84 | -200.0712 | 335.9726 | Collinsville-Tesla 500 kV Line | Collinsville-Tesla 500 kV Line | Birds Landing-Contra Costa 230kV Line |  | 2 | 0 | 1 | 0 | 0 | 0 | -441.84 | -200.0712 | 335.9726 | Collinsville-Tesla 500 kV Line | Collinsville-Tesla 500 kV Line | Birds Landing-Contra Costa 230kV Line |  | 5 | 5 | NO | 5 | 1 | 1 | NO | 1
PG&E KERN | Rio Bravo | 115 | 0 | 0 | 0 | 0 | 0 | 0 | 0 | 0 | 0 | 0 | 0 | 0 | 0 | 0 | 0 | 0 | 0 | 0 | 0 | 0 | 0 | 0 | 0 | 0 | 0 | 0 | 0 | 0 | 0 | 0 | 0 | 0 | 0 | 0 | 0 | 0 | 0 | 0 | 0 | 0 | 0 | 0 | 0 | 0 | 0 | 0 | 0 | 0 | 0 | 0 | 0 | 0 | 0 | 0 | 0 | 0 | 0 | 0 | 0 | 0 | 0 | 0 | 0 | 0 | 0 | 0 | 0 | 1 | 0 | 0 | 0 | 0 | 0 | 0 | 1 | 0 | 0 | 0 | 1 | 1 | 0 | 0 | 0 | 0 | 0 | 0 | 0 | 0 | 0 | 0 | 0 | 0 | 0 | 0 | 0 | 0 | 0 |  |  | 0 | 0 | 0 | 0 | 0 | 0 | 0 | 0 | 0 | 0 | 0 | 0 | 0 | 0 | 0 | 0 | 0 | 0 | 0 | 0 | 0 | 0 | 0 | 0 | 0 | 0 | 0 | 0 | 0 | 0 | 0 | 0 | 0 | 0 | 0 | 0 | 0 | 0 | 0 | 100 | 0 | 0 | 0 | 0 | 1 | 1 | 0 | 2 | 0 | 2 | 0 | -79.08 | -1738.232 | -1897.303 | Gates 500/230kV TB #11 | Gates 500/230kV TB #11 | Gates 500/230kV TB #12 |  | 0 | 0 | 0 | 0 | 0 | 0 | 7.65 | 144.11 | 266.8703 | Cal Flat-Gates 230 kV line | Cal Flat-Gates 230 kV line | Cal Flat-Gates 230 kV line |  | 5 | 1 | YES | 2 | 5 | 1 | YES | 2
SCE Metro | Rio Hondo | 230 | 0 | 0 | 0 | 0 | 0 | 0 | 0 | 0 | 0 | 1 | 0 | 0 | 0 | 0 | 0 | 0 | 0 | 0 | 0 | 0 | 0 | 0 | 0 | 0 | 0 | 0 | 0 | 0 | 0 | 0 | 0 | 0 | 0 | 0 | 0 | 0 | 0 | 0 | 0 | 0 | 0 | 0 | 0 | 0 | 0 | 0 | 0 | 0 | 0 | 0 | 0 | 0 | 0 | 0 | 0 | 0 | 0 | 0 | 0 | 0 | 0 | 0 | 0 | 0 | 0 | 0 | 0 | 0 | 0 | 0 | 0 | 0 | 0 | 0 | 0 | 0 | 0 | 0 | 0 | 0 | 0 | 0 | 0 | 0 | 0 | 0 | 0 | 0 | 0 | 0 | 0 | 0 | 0 | 0 | 0 | 0 | 0 |  |  | 0 | 0 | 0 | 0 | 0 | 0 | 0 | 0 | 0 | 0 | 0 | 0 | 0 | 0 | 0 | 0 | 0 | 0 | 0 | 0 | 0 | 0 | 0 | 0 | 0 | 0 | 265 | 10 | 0 | 1 | 0 | 0 | 0 | 0 | 0 | 0 | 0 | 0 | 0 | 0 | 0 | 265 | 410 | 0 | 1 | 0 | 0 | 0 | 0 | 0 | 0 | 4159.6988 | 8194.058 | 21327.2611 | SCE Metro Area Default Constraint | SCE Metro Area Default Constraint | SCE Metro Area Default Constraint |  | 0 | 0 | 0 | 0 | 0 | 0 | 4159.6988 | 8194.058 | 21327.2611 | SCE Metro Area Default Constraint | SCE Metro Area Default Constraint | SCE Metro Area Default Constraint |  | 1 | 1 | NO | 1 | 1 | 1 | NO | 1
PG&E NGBA | Rio Oso | 115 | 0 | 0 | 0 | 0 | 0 | 0 | 0 | 0 | 0 | 0 | 0 | 0 | 0 | 0 | 0 | 0 | 0 | 0 | 0 | 0 | 0 | 0 | 0 | 0 | 0 | 0 | 0 | 0 | 0 | 0 | 0 | 0 | 0 | 0 | 0 | 0 | 0 | 0 | 0 | 1 | 1 | 0 | 1 | 0 | 1 | 1 | 1 | 1 | 0 | 0 | 0 | 0 | 0 | 0 | 0 | 0 | 0 | 0 | 0 | 1 | 1 | 0 | 0 | 0 | 0 | 0 | 0 | 0 | 0 | 0 | 0 | 0 | 0 | 0 | 0 | 0 | 0 | 0 | 0 | 0 | 0 | 0 | 0 | 0 | 0 | 0 | 0 | 0 | 0 | 0 | 0 | 0 | 0 | 0 | 0 | 0 | 0 |  |  | 0 | 0 | 0 | 0 | 0 | 0 | 0 | 0 | 0 | 0 | 0 | 0 | 0 | 0 | 0 | 0 | 0 | 0 | 0 | 0 | 0 | 0 | 0 | 0 | 0 | 0 | 0 | 0 | 0 | 0 | 0 | 0 | 0 | 0 | 0 | 0 | 0 | 0 | 0 | 0 | 0 | 0 | 0 | 0 | 0 | 1 | 0 | 1 | 0 | 0 | 0 | -441.84 | -200.0712 | 72.84 | Collinsville-Tesla 500 kV Line | Collinsville-Tesla 500 kV Line | Woodland- Davis 115kV line |  | 1 | 0 | 1 | 0 | 0 | 0 | -441.84 | -200.0712 | 72.84 | Collinsville-Tesla 500 kV Line | Collinsville-Tesla 500 kV Line | Woodland- Davis 115kV line |  | 5 | 5 | NO | 5 | 1 | 1 | NO | 1
PG&E NGBA | Rio Oso | 230 | 0 | 0 | 0 | 0 | 0 | 0 | 0 | 0 | 0 | 0 | 0 | 0 | 0 | 0 | 0 | 0 | 0 | 0 | 0 | 0 | 0 | 0 | 0 | 0 | 0 | 0 | 0 | 0 | 0 | 0 | 0 | 0 | 0 | 0 | 0 | 0 | 0 | 0 | 0 | 1 | 1 | 0 | 1 | 0 | 1 | 1 | 1 | 1 | 0 | 0 | 0 | 0 | 0 | 0 | 0 | 0 | 0 | 0 | 0 | 1 | 1 | 0 | 0 | 0 | 0 | 0 | 0 | 0 | 0 | 0 | 0 | 0 | 0 | 0 | 0 | 0 | 0 | 0 | 0 | 0 | 0 | 0 | 0 | 0 | 0 | 0 | 0 | 0 | 0 | 0 | 0 | 0 | 0 | 0 | 0 | 0 | 0 |  |  | 0 | 0 | 0 | 0 | 0 | 0 | 0 | 0 | 0 | 0 | 0 | 0 | 0 | 0 | 0 | 0 | 0 | 0 | 0 | 0 | 0 | 0 | 0 | 0 | 0 | 0 | 0 | 0 | 0 | 0 | 0 | 0 | 0 | 0 | 0 | 0 | 0 | 0 | 0 | 0 | 0 | 0 | 0 | 0 | 0 | 1 | 0 | 1 | 0 | 0 | 0 | -441.84 | -200.0712 | 72.84 | Collinsville-Tesla 500 kV Line | Collinsville-Tesla 500 kV Line | Woodland- Davis 115kV line |  | 1 | 0 | 1 | 0 | 0 | 0 | -441.84 | -200.0712 | 72.84 | Collinsville-Tesla 500 kV Line | Collinsville-Tesla 500 kV Line | Woodland- Davis 115kV line |  | 5 | 5 | NO | 5 | 1 | 1 | NO | 1
PG&E GBA | Ripon | 115 | 0 | 0 | 0 | 0 | 0 | 0 | 0 | 0 | 0 | 0 | 0 | 0 | 0 | 0 | 0 | 0 | 0 | 0 | 0 | 0 | 0 | 0 | 0 | 0 | 0 | 0 | 0 | 0 | 0 | 0 | 0 | 0 | 0 | 0 | 0 | 0 | 0 | 0 | 0 | 0 | 0 | 0 | 0 | 0 | 0 | 1 | 0 | 0 | 0 | 0 | 0 | 0 | 0 | 0 | 0 | 1 | 0 | 1 | 0 | 1 | 0 | 0 | 0 | 1 | 0 | 1 | 0 | 0 | 0 | 0 | 0 | 0 | 0 | 0 | 0 | 0 | 0 | 0 | 0 | 0 | 0 | 0 | 0 | 0 | 0 | 0 | 0 | 0 | 0 | 0 | 0 | 0 | 0 | 0 | 0 | 0 | 0 |  |  | 0 | 0 | 0 | 0 | 0 | 0 | 0 | 0 | 0 | 0 | 0 | 0 | 0 | 0 | 0 | 0 | 0 | 0 | 0 | 0 | 0 | 0 | 0 | 2.6 | 0 | 0 | 99 | 0 | 0 | 1 | 0 | 0 | 0 | 0 | 0 | 0 | 0 | 0 | 2.6 | 0 | 0 | 99 | 0 | 0 | 1 | 0 | 0 | 0 | 0 | 0 | 0 | 46.8 | 115.16 | 283.632 | Kasson Jct-Heinz 115 kV line | Tesla-Salado 115 kV line | Tesla-Salado 115 kV line |  | 0 | 0 | 0 | 0 | 0 | 0 | 46.8 | 115.16 | 283.632 | Kasson Jct-Heinz 115 kV line | Tesla-Salado 115 kV line | Tesla-Salado 115 kV line |  | 1 | 1 | NO | 1 | 1 | 1 | NO | 1
PG&E GBA | Riverbank | 115 | 0 | 0 | 0 | 0 | 0 | 0 | 0 | 0 | 0 | 0 | 0 | 0 | 0 | 0 | 0 | 0 | 0 | 0 | 0 | 0 | 0 | 0 | 0 | 0 | 0 | 0 | 0 | 0 | 0 | 0 | 0 | 0 | 0 | 0 | 0 | 0 | 0 | 0 | 0 | 0 | 0 | 0 | 0 | 0 | 0 | 1 | 0 | 0 | 0 | 0 | 0 | 0 | 0 | 0 | 0 | 1 | 0 | 1 | 0 | 1 | 0 | 0 | 0 | 0 | 0 | 1 | 0 | 0 | 0 | 0 | 0 | 0 | 0 | 0 | 0 | 0 | 0 | 0 | 0 | 0 | 0 | 0 | 0 | 0 | 0 | 0 | 0 | 0 | 0 | 0 | 0 | 0 | 0 | 0 | 0 | 0 | 0 |  |  | 0 | 0 | 0 | 0 | 0 | 0 | 0 | 0 | 0 | 0 | 0 | 0 | 0 | 0 | 0 | 0 | 0 | 0 | 0 | 0 | 0 | 0 | 0 | 0 | 0 | 0 | 0 | 0 | 0 | 0 | 0 | 0 | 0 | 0 | 0 | 0 | 0 | 0 | 0 | 0 | 0 | 0 | 0 | 0 | 0 | 0 | 0 | 0 | 0 | 0 | 0 | 46.8 | 144.39 | 672.109 | Kasson Jct-Heinz 115 kV line | Kasson Jct-Heinz 115 kV line | Kasson Jct-Heinz 115 kV line |  | 0 | 0 | 0 | 0 | 0 | 0 | 46.8 | 144.39 | 672.109 | Kasson Jct-Heinz 115 kV line | Kasson Jct-Heinz 115 kV line | Kasson Jct-Heinz 115 kV line |  | 1 | 1 | NO | 1 | 1 | 1 | NO | 1
SCE NOL | Roadway | 115 | 0 | 0 | 0 | 0 | 0 | 0 | 0 | 0 | 0 | 0 | 0 | 0 | 1 | 1 | 0 | 0 | 0 | 0 | 0 | 0 | 0 | 0 | 0 | 0 | 0 | 0 | 0 | 0 | 0 | 0 | 0 | 0 | 0 | 0 | 0 | 0 | 0 | 0 | 0 | 0 | 0 | 0 | 0 | 0 | 0 | 0 | 0 | 0 | 0 | 0 | 0 | 0 | 0 | 0 | 0 | 0 | 0 | 0 | 0 | 0 | 0 | 0 | 0 | 0 | 0 | 0 | 0 | 0 | 0 | 0 | 0 | 0 | 0 | 0 | 0 | 0 | 0 | 0 | 0 | 0 | 0 | 0 | 0 | 0 | 0 | 0 | 0 | 0 | 0 | 0 | 0 | 0 | 0 | 0 | 0 | 0 | 0 |  |  | 0 | 0 | 0 | 0 | 0 | 0 | 0 | 0 | 2 | 150 | 0 | 75 | 0 | 0 | 1 | 0 | 0 | 0 | 0 | 0 | 0 | 0 | 0 | 2 | 150 | 0 | 75 | 0 | 0 | 1 | 0 | 0 | 0 | 0 | 0 | 0 | 0 | 0 | 2 | 150 | 0 | 75 | 0 | 0 | 1 | 0 | 0 | 0 | 0 | 0 | 0 | 169.82 | 450.9 | 1960.144 | Lugo Transformer Area Constraint | Lugo Transformer Area Constraint | Victor to Lugo Area Constraint |  | 0 | 0 | 0 | 0 | 0 | 0 | 169.82 | 450.9 | 1960.144 | Lugo Transformer Area Constraint | Lugo Transformer Area Constraint | Victor to Lugo Area Constraint |  | 1 | 1 | NO | 1 | 1 | 1 | NO | 1
PG&E NGBA | Rock Creek 1 | 230 | 0 | 0 | 0 | 0 | 0 | 0 | 0 | 0 | 0 | 0 | 0 | 0 | 0 | 0 | 0 | 0 | 0 | 0 | 0 | 0 | 0 | 0 | 0 | 0 | 0 | 0 | 0 | 0 | 0 | 0 | 0 | 0 | 0 | 0 | 0 | 0 | 0 | 0 | 0 | 1 | 0 | 0 | 0 | 0 | 0 | 1 | 0 | 1 | 0 | 0 | 0 | 0 | 0 | 0 | 0 | 0 | 0 | 0 | 0 | 1 | 1 | 0 | 0 | 0 | 0 | 0 | 0 | 0 | 0 | 0 | 0 | 0 | 0 | 0 | 0 | 0 | 0 | 0 | 0 | 0 | 0 | 0 | 0 | 0 | 0 | 0 | 0 | 0 | 0 | 0 | 0 | 0 | 0 | 0 | 0 | 0 | 0 |  |  | 0 | 0 | 0 | 0 | 0 | 0 | 0 | 0 | 0 | 0 | 0 | 0 | 0 | 0 | 0 | 0 | 0 | 0 | 0 | 0 | 0 | 0 | 0 | 0 | 0 | 0 | 0 | 0 | 0 | 0 | 0 | 0 | 0 | 0 | 0 | 0 | 0 | 0 | 0 | 0 | 397.5 | 0 | 0 | 0 | 1 | 1 | 0 | 1 | 0 | 0 | 0 | -441.84 | -200.0712 | 297.6836 | Collinsville-Tesla 500 kV Line | Collinsville-Tesla 500 kV Line | Rio Oso-Lockeford 230kV line |  | 1 | 0 | 1 | 0 | 0 | 0 | -441.84 | -200.0712 | 297.6836 | Collinsville-Tesla 500 kV Line | Collinsville-Tesla 500 kV Line | Rio Oso-Lockeford 230kV line |  | 5 | 5 | NO | 5 | 1 | 1 | NO | 1
SCE Northern | Rosamond | 66 | 1 | 0 | 1 | 0 | 0 | 0 | 0 | 0 | 0 | 0 | 0 | 0 | 0 | 0 | 0 | 0 | 0 | 0 | 0 | 0 | 0 | 0 | 0 | 0 | 0 | 0 | 0 | 0 | 0 | 0 | 0 | 0 | 0 | 0 | 0 | 0 | 0 | 0 | 0 | 0 | 0 | 0 | 0 | 0 | 0 | 0 | 0 | 0 | 0 | 0 | 0 | 0 | 0 | 0 | 0 | 0 | 0 | 0 | 0 | 0 | 0 | 0 | 0 | 0 | 0 | 0 | 0 | 0 | 0 | 0 | 0 | 0 | 0 | 0 | 0 | 0 | 0 | 0 | 0 | 0 | 0 | 0 | 0 | 0 | 0 | 0 | 0 | 0 | 0 | 0 | 0 | 0 | 0 | 0 | 0 | 0 | 0 |  |  | 0 | 0 | 0 | 0 | 0 | 0 | 0 | 0 | 0 | 0 | 0 | 0 | 0 | 0 | 0 | 0 | 0 | 0 | 0 | 0 | 0 | 0 | 0 | 0 | 0 | 0 | 0 | 0 | 0 | 0 | 0 | 0 | 0 | 0 | 0 | 0 | 0 | 0 | 0 | 0 | 0 | 0 | 0 | 0 | 0 | 0 | 0 | 0 | 0 | 0 | 0 | 1461.29 | 283.82 | 6846.57 | Antelope-Vincent Constraint | Antelope-Vincent Constraint | Pardee-Sylmar Constraint |  | 0 | 0 | 0 | 0 | 0 | 0 | 1461.29 | 283.82 | 6846.57 | Antelope-Vincent Constraint | Antelope-Vincent Constraint | Pardee-Sylmar Constraint |  | 1 | 1 | NO | 1 | 1 | 1 | NO | 1
PG&E GBA | Rossmoor | 230 | 0 | 0 | 0 | 0 | 0 | 0 | 0 | 0 | 0 | 0 | 0 | 0 | 0 | 0 | 0 | 0 | 0 | 0 | 0 | 0 | 0 | 0 | 0 | 0 | 0 | 0 | 0 | 0 | 0 | 0 | 0 | 0 | 0 | 0 | 0 | 0 | 0 | 0 | 0 | 1 | 0 | 0 | 0 | 0 | 0 | 0 | 0 | 0 | 0 | 0 | 0 | 0 | 0 | 0 | 0 | 1 | 0 | 0 | 0 | 0 | 0 | 0 | 0 | 0 | 0 | 0 | 1 | 0 | 0 | 0 | 0 | 0 | 0 | 0 | 0 | 0 | 0 | 0 | 0 | 0 | 0 | 0 | 0 | 0 | 0 | 0 | 0 | 0 | 0 | 0 | 0 | 0 | 0 | 0 | 0 | 0 | 0 |  |  | 0 | 0 | 0 | 0 | 0 | 0 | 0 | 0 | 0 | 0 | 0 | 0 | 0 | 0 | 0 | 0 | 0 | 0 | 0 | 0 | 0 | 0 | 0 | 0 | 0 | 0 | 0 | 0 | 0 | 0 | 0 | 0 | 0 | 0 | 0 | 0 | 0 | 0 | 0 | 0 | 0 | 0 | 0 | 0 | 0 | 2 | 0 | 1 | 0 | 0 | 0 | -441.84 | -200.0712 | 335.9726 | Collinsville-Tesla 500 kV Line | Collinsville-Tesla 500 kV Line | Birds Landing-Contra Costa 230kV Line |  | 2 | 0 | 1 | 0 | 0 | 0 | -441.84 | -200.0712 | 335.9726 | Collinsville-Tesla 500 kV Line | Collinsville-Tesla 500 kV Line | Birds Landing-Contra Costa 230kV Line |  | 5 | 5 | NO | 5 | 1 | 1 | NO | 1
PG&E NGBA | Round Mountain | 230 | 0 | 0 | 0 | 0 | 0 | 0 | 0 | 0 | 0 | 0 | 0 | 0 | 0 | 0 | 0 | 0 | 0 | 0 | 0 | 0 | 0 | 0 | 0 | 0 | 0 | 0 | 0 | 0 | 0 | 0 | 0 | 0 | 0 | 0 | 0 | 0 | 0 | 0 | 0 | 1 | 0 | 0 | 0 | 0 | 0 | 0 | 0 | 0 | 0 | 0 | 0 | 0 | 0 | 0 | 0 | 0 | 0 | 0 | 0 | 0 | 0 | 0 | 0 | 0 | 0 | 0 | 0 | 0 | 0 | 0 | 0 | 0 | 0 | 0 | 0 | 0 | 0 | 0 | 0 | 0 | 0 | 0 | 0 | 0 | 0 | 0 | 0 | 0 | 0 | 0 | 0 | 0 | 0 | 0 | 0 | 0 | 0 |  |  | 0 | 0 | 0 | 0 | 0 | 0 | 0 | 0 | 0 | 0 | 0 | 0 | 0 | 0 | 0 | 0 | 0 | 0 | 0 | 0 | 0 | 0 | 0 | 0 | 0 | 0 | 0 | 0 | 0 | 0 | 80 | 0 | 0 | 0 | 0 | 0 | 0 | 0 | 0 | 0 | 0 | 0 | 0 | 0 | 1 | 1 | 0 | 1 | 0 | 0 | 0 | -441.84 | -200.0712 | 3202.4639 | Collinsville-Tesla 500 kV Line | Collinsville-Tesla 500 kV Line | Collinsville-Tesla 500 kV Line |  | 1 | 0 | 1 | 0 | 0 | 0 | -441.84 | -200.0712 | 3202.4639 | Collinsville-Tesla 500 kV Line | Collinsville-Tesla 500 kV Line | Collinsville-Tesla 500 kV Line |  | 5 | 5 | NO | 5 | 1 | 1 | NO | 1
PG&E NGBA | Round Mountain | 500 | 0 | 0 | 0 | 0 | 0 | 0 | 0 | 0 | 0 | 0 | 0 | 0 | 0 | 0 | 0 | 0 | 0 | 0 | 0 | 0 | 0 | 0 | 0 | 0 | 0 | 0 | 0 | 0 | 0 | 0 | 0 | 0 | 0 | 0 | 0 | 0 | 0 | 0 | 0 | 1 | 0 | 0 | 0 | 0 | 0 | 0 | 0 | 0 | 0 | 0 | 0 | 0 | 0 | 0 | 0 | 0 | 0 | 0 | 0 | 0 | 0 | 0 | 0 | 0 | 0 | 0 | 0 | 0 | 0 | 0 | 0 | 0 | 0 | 0 | 0 | 0 | 0 | 0 | 0 | 0 | 0 | 0 | 0 | 0 | 0 | 0 | 0 | 0 | 0 | 0 | 0 | 0 | 0 | 0 | 0 | 0 | 0 |  |  | 0 | 0 | 0 | 0 | 0 | 0 | 0 | 0 | 0 | 0 | 0 | 0 | 0 | 0 | 0 | 0 | 0 | 0 | 0 | 0 | 0 | 0 | 0 | 0 | 0 | 0 | 0 | 0 | 0 | 0 | 0 | 0 | 0 | 0 | 0 | 0 | 0 | 0 | 0 | 0 | 0 | 0 | 0 | 0 | 0 | 1 | 0 | 1 | 0 | 0 | 0 | -441.84 | -200.0712 | 3202.4639 | Collinsville-Tesla 500 kV Line | Collinsville-Tesla 500 kV Line | Collinsville-Tesla 500 kV Line |  | 1 | 0 | 1 | 0 | 0 | 0 | -441.84 | -200.0712 | 3202.4639 | Collinsville-Tesla 500 kV Line | Collinsville-Tesla 500 kV Line | Collinsville-Tesla 500 kV Line |  | 5 | 5 | NO | 5 | 1 | 1 | NO | 1
PG&E GBA | Salado | 115 | 0 | 0 | 0 | 0 | 0 | 0 | 0 | 0 | 0 | 0 | 0 | 0 | 0 | 0 | 0 | 0 | 0 | 0 | 0 | 0 | 0 | 0 | 0 | 0 | 0 | 0 | 0 | 0 | 0 | 0 | 0 | 0 | 0 | 0 | 0 | 0 | 0 | 0 | 0 | 0 | 0 | 0 | 0 | 0 | 0 | 0 | 0 | 0 | 0 | 0 | 0 | 0 | 0 | 0 | 0 | 1 | 0 | 0 | 0 | 1 | 0 | 0 | 0 | 1 | 0 | 0 | 0 | 0 | 0 | 0 | 0 | 0 | 0 | 0 | 0 | 0 | 0 | 0 | 0 | 0 | 0 | 0 | 0 | 0 | 0 | 0 | 0 | 0 | 0 | 0 | 0 | 0 | 0 | 0 | 0 | 0 | 0 |  |  | 0 | 0 | 0 | 0 | 0 | 0 | 0 | 0 | 0 | 0 | 0 | 0 | 0 | 0 | 0 | 0 | 0 | 0 | 0 | 0 | 0 | 0 | 0 | 0 | 0 | 0 | 0 | 0 | 0 | 0 | 0 | 0 | 0 | 0 | 0 | 0 | 0 | 0 | 0 | 0 | 0 | 0 | 0 | 0 | 0 | 0 | 0 | 0 | 0 | 0 | 0 | 59.02 | 115.16 | 283.632 | Tesla-Salado 115 kV line | Tesla-Salado 115 kV line | Tesla-Salado 115 kV line |  | 0 | 0 | 0 | 0 | 0 | 0 | 59.02 | 115.16 | 283.632 | Tesla-Salado 115 kV line | Tesla-Salado 115 kV line | Tesla-Salado 115 kV line |  | 1 | 1 | NO | 1 | 1 | 1 | NO | 1
PG&E GBA | Salado | 60 | 0 | 0 | 0 | 0 | 0 | 0 | 0 | 0 | 0 | 0 | 0 | 0 | 0 | 0 | 0 | 0 | 0 | 0 | 0 | 0 | 0 | 0 | 0 | 0 | 0 | 0 | 0 | 0 | 0 | 0 | 0 | 0 | 0 | 0 | 0 | 0 | 0 | 0 | 0 | 0 | 0 | 0 | 0 | 0 | 0 | 0 | 0 | 0 | 0 | 0 | 0 | 0 | 0 | 0 | 0 | 1 | 0 | 0 | 0 | 1 | 0 | 0 | 0 | 1 | 0 | 0 | 0 | 0 | 0 | 0 | 0 | 0 | 0 | 0 | 0 | 0 | 0 | 0 | 0 | 0 | 0 | 0 | 0 | 0 | 0 | 0 | 0 | 0 | 0 | 0 | 0 | 0 | 0 | 0 | 0 | 0 | 0 |  |  | 0 | 0 | 0 | 0 | 0 | 0 | 0 | 0 | 0 | 0 | 0 | 0 | 0 | 0 | 0 | 0 | 0 | 0 | 0 | 0 | 0 | 0 | 0 | 0 | 0 | 0 | 0 | 0 | 0 | 0 | 0 | 0 | 0 | 0 | 0 | 0 | 0 | 0 | 0 | 0 | 0 | 0 | 0 | 0 | 0 | 0 | 0 | 0 | 0 | 0 | 0 | 59.02 | 115.16 | 283.632 | Tesla-Salado 115 kV line | Tesla-Salado 115 kV line | Tesla-Salado 115 kV line |  | 0 | 0 | 0 | 0 | 0 | 0 | 59.02 | 115.16 | 283.632 | Tesla-Salado 115 kV line | Tesla-Salado 115 kV line | Tesla-Salado 115 kV line |  | 1 | 1 | NO | 1 | 1 | 1 | NO | 1
PG&E GBA | Salinas | 115 | 0 | 0 | 0 | 0 | 0 | 0 | 0 | 0 | 0 | 0 | 0 | 0 | 0 | 0 | 0 | 0 | 0 | 0 | 0 | 0 | 0 | 0 | 0 | 0 | 0 | 0 | 0 | 0 | 0 | 0 | 0 | 0 | 0 | 0 | 0 | 0 | 0 | 0 | 0 | 0 | 0 | 0 | 0 | 0 | 0 | 0 | 0 | 0 | 0 | 0 | 0 | 0 | 0 | 0 | 0 | 0 | 0 | 0 | 0 | 0 | 0 | 0 | 0 | 0 | 1 | 0 | 0 | 0 | 0 | 0 | 0 | 0 | 0 | 0 | 0 | 0 | 0 | 0 | 0 | 0 | 0 | 0 | 0 | 0 | 0 | 0 | 0 | 0 | 0 | 0 | 0 | 0 | 0 | 0 | 0 | 0 | 1 |  |  | 0 | 0 | 0 | 0 | 0 | 0 | 0 | 0 | 0 | 0 | 0 | 0 | 0 | 0 | 0 | 0 | 0 | 0 | 0 | 0 | 0 | 0 | 0 | 0 | 0 | 0 | 0 | 0 | 0 | 0 | 0 | 0 | 60 | 0 | 0 | 0 | 0 | 0 | 0 | 0 | 0 | 0 | 0 | 0 | 1 | 0 | 0 | 0 | 0 | 0 | 0 | 302 | 351.6 | 172.2 | Morganhill-Metcalf 115kV Line | Morganhill-Metcalf 115kV Line | Morganhill-Metcalf 115kV Line |  | 0 | 0 | 0 | 0 | 0 | 0 | 302 | 351.6 | 172.2 | Morganhill-Metcalf 115kV Line | Morganhill-Metcalf 115kV Line | Morganhill-Metcalf 115kV Line |  | 1 | 1 | NO | 1 | 1 | 1 | NO | 1
SDGE | Salt Creek | 69 | 0 | 0 | 0 | 0 | 0 | 0 | 0 | 0 | 0 | 0 | 0 | 0 | 0 | 0 | 0 | 0 | 0 | 0 | 0 | 0 | 0 | 0 | 0 | 0 | 0 | 0 | 0 | 1 | 1 | 1 | 1 | 0 | 1 | 0 | 0 | 1 | 1 | 0 | 0 | 0 | 0 | 0 | 0 | 0 | 0 | 0 | 0 | 0 | 0 | 0 | 0 | 0 | 0 | 0 | 0 | 0 | 0 | 0 | 0 | 0 | 0 | 0 | 0 | 0 | 0 | 0 | 0 | 0 | 0 | 0 | 0 | 0 | 0 | 0 | 0 | 0 | 0 | 0 | 0 | 0 | 0 | 0 | 0 | 0 | 0 | 0 | 0 | 0 | 0 | 0 | 0 | 0 | 0 | 0 | 0 | 0 | 0 |  |  | 0 | 0 | 0 | 0 | 0 | 0 | 0 | 0 | 0 | 0 | 0 | 0 | 0 | 0 | 0 | 0 | 0 | 0 | 0 | 0 | 0 | 0 | 0 | 0 | 0 | 0 | 0 | 0 | 0 | 0 | 0 | 0 | 0 | 0 | 0 | 0 | 0 | 0 | 0 | 0 | 0 | 0 | 0 | 0 | 0 | 0 | 0 | 0 | 0 | 0 | 0 | 159.55 | 195.275 | 301.7864 | Miguel 69 kV constraint | Miguel 69 kV constraint | Miguel 69 kV constraint |  | 0 | 0 | 0 | 0 | 0 | 0 | 159.55 | 195.275 | 301.7864 | Miguel 69 kV constraint | Miguel 69 kV constraint | Miguel 69 kV constraint |  | 1 | 1 | NO | 1 | 1 | 1 | NO | 1
SCE Eastern | San Bernardino | 230 | 0 | 0 | 0 | 0 | 0 | 0 | 0 | 0 | 0 | 0 | 0 | 0 | 0 | 0 | 0 | 0 | 0 | 0 | 0 | 1 | 0 | 1 | 0 | 0 | 0 | 0 | 0 | 0 | 0 | 0 | 0 | 0 | 0 | 0 | 0 | 0 | 0 | 0 | 0 | 0 | 0 | 0 | 0 | 0 | 0 | 0 | 0 | 0 | 0 | 0 | 0 | 0 | 0 | 0 | 0 | 0 | 0 | 0 | 0 | 0 | 0 | 0 | 0 | 0 | 0 | 0 | 0 | 0 | 0 | 0 | 0 | 0 | 0 | 0 | 0 | 0 | 0 | 0 | 0 | 0 | 0 | 0 | 0 | 0 | 0 | 0 | 0 | 0 | 0 | 0 | 0 | 0 | 0 | 0 | 0 | 0 | 0 |  |  | 0 | 0 | 0 | 0 | 0 | 0 | 0 | 0 | 0 | 0 | 0 | 0 | 0 | 0 | 0 | 0 | 0 | 0 | 0 | 0 | 0 | 0 | 0 | 0 | 0 | 0 | 0 | 0 | 0 | 0 | 0 | 0 | 0 | 0 | 0 | 0 | 0 | 0 | 0 | 0 | 0 | 0 | 0 | 0 | 0 | 0 | 0 | 0 | 0 | 0 | 0 | 316.964 | 2746.6 | 9043.596 | Serrano-Alberhill-Valley Constraint | Etiwanda-Rancho Vista Constraint | Serrano-Alberhill-Valley Constraint |  | 0 | 0 | 0 | 0 | 0 | 0 | 316.964 | 2746.6 | 9043.596 | Serrano-Alberhill-Valley Constraint | Etiwanda-Rancho Vista Constraint | Serrano-Alberhill-Valley Constraint |  | 1 | 1 | NO | 1 | 1 | 1 | NO | 1
PG&E GBA | SAN FRAN A (POTRERO PP) | 115 | 0 | 0 | 0 | 0 | 0 | 0 | 0 | 0 | 0 | 0 | 0 | 0 | 0 | 0 | 0 | 0 | 0 | 0 | 0 | 0 | 0 | 0 | 0 | 0 | 0 | 0 | 0 | 0 | 0 | 0 | 0 | 0 | 0 | 0 | 0 | 0 | 0 | 0 | 0 | 1 | 0 | 0 | 0 | 0 | 0 | 0 | 0 | 0 | 0 | 0 | 0 | 0 | 1 | 0 | 0 | 0 | 0 | 0 | 0 | 0 | 0 | 0 | 0 | 0 | 0 | 0 | 0 | 0 | 0 | 0 | 0 | 0 | 0 | 0 | 0 | 0 | 0 | 0 | 0 | 0 | 0 | 0 | 0 | 0 | 0 | 0 | 0 | 0 | 0 | 0 | 0 | 0 | 0 | 0 | 0 | 0 | 0 |  |  | 0 | 0 | 0 | 0 | 0 | 0 | 0 | 0 | 0 | 0 | 0 | 0 | 0 | 0 | 0 | 0 | 0 | 0 | 0 | 0 | 0 | 0 | 0 | 0 | 0 | 0 | 0 | 0 | 0 | 0 | 0 | 0 | 0 | 0 | 0 | 0 | 0 | 0 | 0 | 100 | 0 | 0 | 0 | 0 | 1 | 1 | 0 | 1 | 0 | 0 | 0 | -441.84 | -200.0712 | 3202.4639 | Collinsville-Tesla 500 kV Line | Collinsville-Tesla 500 kV Line | Collinsville-Tesla 500 kV Line |  | 1 | 0 | 1 | 0 | 0 | 0 | -441.84 | -200.0712 | 3202.4639 | Collinsville-Tesla 500 kV Line | Collinsville-Tesla 500 kV Line | Collinsville-Tesla 500 kV Line |  | 5 | 5 | NO | 5 | 1 | 1 | NO | 1
PG&E GBA | SAN FRAN A (POTRERO PP) | 230 | 0 | 0 | 0 | 0 | 0 | 0 | 0 | 0 | 0 | 0 | 0 | 0 | 0 | 0 | 0 | 0 | 0 | 0 | 0 | 0 | 0 | 0 | 0 | 0 | 0 | 0 | 0 | 0 | 0 | 0 | 0 | 0 | 0 | 0 | 0 | 0 | 0 | 0 | 0 | 1 | 0 | 0 | 0 | 0 | 0 | 0 | 0 | 0 | 0 | 0 | 0 | 0 | 1 | 0 | 0 | 0 | 0 | 0 | 0 | 0 | 0 | 0 | 0 | 0 | 0 | 0 | 0 | 0 | 0 | 0 | 0 | 0 | 0 | 0 | 0 | 0 | 0 | 0 | 0 | 0 | 0 | 0 | 0 | 0 | 0 | 0 | 0 | 0 | 0 | 0 | 0 | 0 | 0 | 0 | 0 | 0 | 0 |  |  | 0 | 0 | 0 | 0 | 0 | 0 | 0 | 0 | 0 | 0 | 0 | 0 | 0 | 0 | 0 | 0 | 0 | 0 | 0 | 0 | 0 | 0 | 0 | 0 | 0 | 0 | 0 | 0 | 0 | 0 | 0 | 0 | 0 | 0 | 0 | 0 | 0 | 0 | 0 | 0 | 0 | 0 | 0 | 0 | 0 | 1 | 0 | 1 | 0 | 0 | 0 | -441.84 | -200.0712 | 3202.4639 | Collinsville-Tesla 500 kV Line | Collinsville-Tesla 500 kV Line | Collinsville-Tesla 500 kV Line |  | 1 | 0 | 1 | 0 | 0 | 0 | -441.84 | -200.0712 | 3202.4639 | Collinsville-Tesla 500 kV Line | Collinsville-Tesla 500 kV Line | Collinsville-Tesla 500 kV Line |  | 5 | 5 | NO | 5 | 1 | 1 | NO | 1
PG&E GBA | San Jose A | 115 | 0 | 0 | 0 | 0 | 0 | 0 | 0 | 0 | 0 | 0 | 0 | 0 | 0 | 0 | 0 | 0 | 0 | 0 | 0 | 0 | 0 | 0 | 0 | 0 | 0 | 0 | 0 | 0 | 0 | 0 | 0 | 0 | 0 | 0 | 0 | 0 | 0 | 0 | 0 | 0 | 0 | 0 | 0 | 0 | 0 | 0 | 0 | 0 | 0 | 0 | 0 | 0 | 0 | 0 | 0 | 1 | 0 | 0 | 0 | 1 | 0 | 0 | 0 | 0 | 0 | 0 | 0 | 0 | 0 | 0 | 0 | 0 | 0 | 0 | 0 | 0 | 0 | 0 | 0 | 0 | 0 | 0 | 0 | 0 | 0 | 0 | 0 | 0 | 0 | 0 | 0 | 0 | 0 | 0 | 0 | 0 | 1 |  |  | 0 | 0 | 0 | 0 | 0 | 0 | 0 | 0 | 0 | 0 | 0 | 0 | 0 | 0 | 0 | 0 | 0 | 0 | 0 | 0 | 0 | 0 | 0 | 0 | 0 | 0 | 0 | 0 | 0 | 0 | 0 | 0 | 0 | 0 | 0 | 0 | 0 | 0 | 0 | 0 | 0 | 0 | 0 | 0 | 0 | 0 | 0 | 0 | 0 | 0 | 0 | 1414.38 | 1280.282 | 3822.2952 | NEW-Metcalf-Mosslanding 500kV | NEW-Metcalf-Mosslanding 500kV | Tesla-Bellota 230 kV line |  | 0 | 0 | 0 | 0 | 0 | 0 | 1414.38 | 1280.282 | 3822.2952 | NEW-Metcalf-Mosslanding 500kV | NEW-Metcalf-Mosslanding 500kV | Tesla-Bellota 230 kV line |  | 1 | 1 | NO | 1 | 1 | 1 | NO | 1
PG&E GBA | San Jose B | 115 | 0 | 0 | 0 | 0 | 0 | 0 | 0 | 0 | 0 | 0 | 0 | 0 | 0 | 0 | 0 | 0 | 0 | 0 | 0 | 0 | 0 | 0 | 0 | 0 | 0 | 0 | 0 | 0 | 0 | 0 | 0 | 0 | 0 | 0 | 0 | 0 | 0 | 0 | 0 | 0 | 0 | 0 | 0 | 0 | 0 | 0 | 0 | 0 | 0 | 0 | 0 | 0 | 0 | 0 | 0 | 1 | 0 | 0 | 0 | 1 | 0 | 0 | 0 | 0 | 0 | 0 | 0 | 0 | 0 | 0 | 0 | 0 | 0 | 0 | 0 | 0 | 0 | 0 | 0 | 0 | 0 | 0 | 0 | 0 | 0 | 0 | 0 | 0 | 0 | 0 | 0 | 0 | 0 | 0 | 0 | 0 | 0 |  |  | 0 | 0 | 0 | 0 | 0 | 0 | 0 | 0 | 0 | 0 | 0 | 0 | 0 | 0 | 0 | 0 | 0 | 0 | 0 | 0 | 0 | 0 | 0 | 0 | 0 | 0 | 0 | 0 | 0 | 0 | 0 | 0 | 0 | 0 | 0 | 0 | 0 | 0 | 0 | 0 | 0 | 0 | 0 | 0 | 0 | 0 | 0 | 0 | 0 | 0 | 0 | 2067.51 | 2548.6438 | 3822.2952 | Tesla-Bellota 230 kV line | Tesla-Bellota 230 kV line | Tesla-Bellota 230 kV line |  | 0 | 0 | 0 | 0 | 0 | 0 | 2067.51 | 2548.6438 | 3822.2952 | Tesla-Bellota 230 kV line | Tesla-Bellota 230 kV line | Tesla-Bellota 230 kV line |  | 1 | 1 | NO | 1 | 1 | 1 | NO | 1
PG&E GBA | San Leandro U | 115 | 0 | 0 | 0 | 0 | 0 | 0 | 0 | 0 | 0 | 0 | 0 | 0 | 0 | 0 | 0 | 0 | 0 | 0 | 0 | 0 | 0 | 0 | 0 | 0 | 0 | 0 | 0 | 0 | 0 | 0 | 0 | 0 | 0 | 0 | 0 | 0 | 0 | 0 | 0 | 1 | 0 | 0 | 0 | 0 | 0 | 0 | 0 | 0 | 0 | 0 | 0 | 0 | 1 | 0 | 0 | 1 | 0 | 0 | 0 | 0 | 0 | 0 | 0 | 0 | 0 | 0 | 0 | 0 | 0 | 0 | 0 | 0 | 0 | 0 | 0 | 0 | 0 | 0 | 0 | 0 | 0 | 0 | 0 | 0 | 0 | 0 | 0 | 0 | 0 | 0 | 0 | 0 | 0 | 0 | 0 | 0 | 0 |  |  | 0 | 0 | 0 | 0 | 0 | 0 | 0 | 0 | 0 | 0 | 0 | 0 | 0 | 0 | 0 | 0 | 0 | 0 | 0 | 0 | 0 | 0 | 0 | 0 | 0 | 0 | 0 | 0 | 0 | 0 | 0 | 0 | 0 | 0 | 0 | 0 | 0 | 0 | 0 | 70 | 0 | 0 | 0 | 0 | 1 | 1 | 0 | 1 | 0 | 0 | 0 | -441.84 | -200.0712 | 3202.4639 | Collinsville-Tesla 500 kV Line | Collinsville-Tesla 500 kV Line | Collinsville-Tesla 500 kV Line |  | 1 | 0 | 1 | 0 | 0 | 0 | -441.84 | -200.0712 | 3202.4639 | Collinsville-Tesla 500 kV Line | Collinsville-Tesla 500 kV Line | Collinsville-Tesla 500 kV Line |  | 5 | 5 | NO | 5 | 1 | 1 | NO | 1
PG&E KERN | San Luis Obispo | 115 | 0 | 0 | 0 | 0 | 0 | 0 | 0 | 0 | 0 | 0 | 0 | 0 | 0 | 0 | 0 | 0 | 0 | 0 | 0 | 0 | 0 | 0 | 0 | 0 | 0 | 0 | 0 | 0 | 0 | 0 | 0 | 0 | 0 | 0 | 0 | 0 | 0 | 0 | 0 | 0 | 0 | 0 | 0 | 0 | 0 | 0 | 0 | 0 | 0 | 0 | 0 | 0 | 0 | 0 | 0 | 0 | 0 | 0 | 0 | 0 | 0 | 0 | 0 | 0 | 0 | 0 | 0 | 1 | 1 | 0 | 0 | 0 | 0 | 0 | 0 | 0 | 0 | 0 | 0 | 1 | 0 | 0 | 0 | 0 | 0 | 1 | 0 | 0 | 0 | 0 | 0 | 0 | 0 | 0 | 0 | 1 | 0 |  |  | 0 | 0 | 0 | 0 | 0 | 0 | 0 | 0 | 0 | 0 | 0 | 0 | 0 | 0 | 0 | 0 | 0 | 0 | 0 | 0 | 0 | 0 | 0 | 0 | 0 | 0 | 0 | 0 | 0 | 0 | 0 | 0 | 0 | 0 | 0 | 0 | 0 | 0 | 0 | 0 | 0 | 0 | 0 | 0 | 0 | 1 | 0 | 1 | 0 | 1 | 0 | -79.08 | -1738.232 | -562.7302 | Gates 500/230kV TB #11 | Gates 500/230kV TB #11 | Gates 500/230kV TB #11 |  | 0 | 0 | 0 | 0 | 0 | 0 | 7.65 | 144.11 | 266.8703 | Cal Flat-Gates 230 kV line | Cal Flat-Gates 230 kV line | Cal Flat-Gates 230 kV line |  | 5 | 1 | YES | 2 | 5 | 1 | YES | 2
PG&E KERN | San Luis Obispo | 70 | 0 | 0 | 0 | 0 | 0 | 0 | 0 | 0 | 0 | 0 | 0 | 0 | 0 | 0 | 0 | 0 | 0 | 0 | 0 | 0 | 0 | 0 | 0 | 0 | 0 | 0 | 0 | 0 | 0 | 0 | 0 | 0 | 0 | 0 | 0 | 0 | 0 | 0 | 0 | 0 | 0 | 0 | 0 | 0 | 0 | 0 | 0 | 0 | 0 | 0 | 0 | 0 | 0 | 0 | 0 | 0 | 0 | 0 | 0 | 0 | 0 | 0 | 0 | 0 | 0 | 0 | 0 | 1 | 1 | 0 | 0 | 0 | 0 | 0 | 0 | 0 | 0 | 0 | 0 | 1 | 0 | 0 | 0 | 0 | 0 | 1 | 0 | 0 | 0 | 0 | 0 | 0 | 0 | 0 | 0 | 1 | 0 |  |  | 0 | 0 | 0 | 0 | 0 | 0 | 0 | 0 | 0 | 0 | 0 | 0 | 0 | 0 | 0 | 0 | 0 | 0 | 0 | 0 | 0 | 0 | 0 | 0 | 0 | 0 | 0 | 0 | 0 | 0 | 0 | 0 | 0 | 0 | 0 | 0 | 0 | 0 | 0 | 0 | 0 | 0 | 0 | 0 | 0 | 1 | 0 | 1 | 0 | 1 | 0 | -79.08 | -1738.232 | -562.7302 | Gates 500/230kV TB #11 | Gates 500/230kV TB #11 | Gates 500/230kV TB #11 |  | 0 | 0 | 0 | 0 | 0 | 0 | 7.65 | 144.11 | 266.8703 | Cal Flat-Gates 230 kV line | Cal Flat-Gates 230 kV line | Cal Flat-Gates 230 kV line |  | 5 | 1 | YES | 2 | 5 | 1 | YES | 2
SDGE | San Luis Rey | 230 | 0 | 0 | 0 | 0 | 0 | 0 | 0 | 0 | 0 | 0 | 0 | 0 | 0 | 0 | 0 | 0 | 0 | 0 | 0 | 0 | 0 | 0 | 0 | 0 | 0 | 0 | 0 | 0 | 0 | 0 | 0 | 0 | 1 | 0 | 0 | 0 | 0 | 0 | 0 | 0 | 0 | 0 | 0 | 0 | 0 | 0 | 0 | 0 | 0 | 0 | 0 | 0 | 0 | 0 | 0 | 0 | 0 | 0 | 0 | 0 | 0 | 0 | 0 | 0 | 0 | 0 | 0 | 0 | 0 | 0 | 0 | 0 | 0 | 0 | 0 | 0 | 0 | 0 | 0 | 0 | 0 | 0 | 0 | 0 | 0 | 0 | 0 | 0 | 0 | 0 | 0 | 0 | 0 | 0 | 0 | 0 | 0 |  |  | 0 | 0 | 0 | 0 | 0 | 0 | 0 | 0 | 0 | 0 | 0 | 0 | 0 | 0 | 0 | 0 | 0 | 0 | 0 | 0 | 0 | 0 | 0 | 0 | 0 | 0 | 0 | 0 | 0 | 0 | 0 | 0 | 0 | 0 | 0 | 0 | 0 | 0 | 0 | 0 | 0 | 0 | 0 | 0 | 0 | 0 | 0 | 0 | 0 | 0 | 0 | 238.33 | 400.235 | 1988.4814 | San Luis Rey-San Onofre 230 kV line constraint | San Luis Rey-San Onofre 230 kV line constraint | San Luis Rey-San Onofre 230 kV line constraint |  | 0 | 0 | 0 | 0 | 0 | 0 | 238.33 | 400.235 | 1988.4814 | San Luis Rey-San Onofre 230 kV line constraint | San Luis Rey-San Onofre 230 kV line constraint | San Luis Rey-San Onofre 230 kV line constraint |  | 1 | 1 | NO | 1 | 1 | 1 | NO | 1
SDGE | San Luis Rey | 69 | 0 | 0 | 0 | 0 | 0 | 0 | 0 | 0 | 0 | 0 | 0 | 0 | 0 | 0 | 0 | 0 | 0 | 0 | 0 | 0 | 0 | 0 | 0 | 0 | 0 | 1 | 0 | 0 | 0 | 0 | 0 | 0 | 1 | 0 | 0 | 0 | 0 | 1 | 0 | 0 | 0 | 0 | 0 | 0 | 0 | 0 | 0 | 0 | 0 | 0 | 0 | 0 | 0 | 0 | 0 | 0 | 0 | 0 | 0 | 0 | 0 | 0 | 0 | 0 | 0 | 0 | 0 | 0 | 0 | 0 | 0 | 0 | 0 | 0 | 0 | 0 | 0 | 0 | 0 | 0 | 0 | 0 | 0 | 0 | 0 | 0 | 0 | 0 | 0 | 0 | 0 | 0 | 0 | 0 | 0 | 0 | 0 |  |  | 0 | 0 | 0 | 0 | 0 | 0 | 0 | 0 | 0 | 0 | 0 | 0 | 0 | 0 | 0 | 0 | 0 | 0 | 0 | 0 | 0 | 0 | 0 | 0 | 0 | 0 | 0 | 0 | 0 | 0 | 0 | 0 | 0 | 0 | 0 | 0 | 0 | 0 | 0 | 0 | 0 | 0 | 0 | 0 | 0 | 0 | 0 | 0 | 0 | 0 | 0 | 238.33 | 400.235 | 1144.26 | San Luis Rey-San Onofre 230 kV line constraint | San Luis Rey-San Onofre 230 kV line constraint | Talega 230 kV constraint |  | 0 | 0 | 0 | 0 | 0 | 0 | 238.33 | 400.235 | 1144.26 | San Luis Rey-San Onofre 230 kV line constraint | San Luis Rey-San Onofre 230 kV line constraint | Talega 230 kV constraint |  | 1 | 1 | NO | 1 | 1 | 1 | NO | 1
SDGE | San Marcos | 69 | 0 | 0 | 0 | 0 | 0 | 0 | 0 | 0 | 0 | 0 | 0 | 0 | 0 | 0 | 0 | 0 | 0 | 0 | 0 | 0 | 0 | 0 | 0 | 0 | 0 | 1 | 0 | 0 | 0 | 0 | 1 | 0 | 1 | 1 | 0 | 0 | 0 | 1 | 0 | 0 | 0 | 0 | 0 | 0 | 0 | 0 | 0 | 0 | 0 | 0 | 0 | 0 | 0 | 0 | 0 | 0 | 0 | 0 | 0 | 0 | 0 | 0 | 0 | 0 | 0 | 0 | 0 | 0 | 0 | 0 | 0 | 0 | 0 | 0 | 0 | 0 | 0 | 0 | 0 | 0 | 0 | 0 | 0 | 0 | 0 | 0 | 0 | 0 | 0 | 0 | 0 | 0 | 0 | 0 | 0 | 0 | 0 |  |  | 0 | 0 | 0 | 0 | 0 | 0 | 0 | 0 | 0 | 0 | 0 | 0 | 0 | 0 | 0 | 0 | 0 | 0 | 0 | 0 | 0 | 0 | 0 | 0 | 0 | 0 | 0 | 0 | 0 | 0 | 0 | 0 | 0 | 0 | 0 | 0 | 0 | 0 | 0 | 0 | 0 | 0 | 0 | 0 | 0 | 0 | 0 | 0 | 0 | 0 | 0 | 124 | 164 | 284 | Ocean Ranch 69 kV constraint | Ocean Ranch 69 kV constraint | Ocean Ranch 69 kV constraint |  | 0 | 0 | 0 | 0 | 0 | 0 | 124 | 164 | 284 | Ocean Ranch 69 kV constraint | Ocean Ranch 69 kV constraint | Ocean Ranch 69 kV constraint |  | 1 | 1 | NO | 1 | 1 | 1 | NO | 1
SCE Metro | San Onofre | 230 | 0 | 0 | 0 | 0 | 0 | 0 | 0 | 0 | 0 | 1 | 0 | 0 | 0 | 0 | 0 | 0 | 0 | 0 | 0 | 0 | 0 | 0 | 0 | 0 | 0 | 0 | 0 | 0 | 0 | 0 | 0 | 0 | 0 | 0 | 0 | 0 | 0 | 0 | 0 | 0 | 0 | 0 | 0 | 0 | 0 | 0 | 0 | 0 | 0 | 0 | 0 | 0 | 0 | 0 | 0 | 0 | 0 | 0 | 0 | 0 | 0 | 0 | 0 | 0 | 0 | 0 | 0 | 0 | 0 | 0 | 0 | 0 | 0 | 0 | 0 | 0 | 0 | 0 | 0 | 0 | 0 | 0 | 0 | 0 | 0 | 0 | 0 | 0 | 0 | 0 | 0 | 0 | 0 | 0 | 0 | 0 | 0 |  |  | 0 | 0 | 0 | 0 | 0 | 0 | 0 | 0 | 0 | 0 | 0 | 0 | 0 | 0 | 0 | 0 | 0 | 0 | 0 | 0 | 0 | 0 | 0 | 0 | 0 | 0 | 0 | 0 | 0 | 0 | 0 | 0 | 0 | 0 | 0 | 0 | 0 | 0 | 0 | 0 | 0 | 0 | 0 | 0 | 0 | 0 | 0 | 0 | 0 | 0 | 0 | 4159.6988 | 8194.058 | 21327.2611 | SCE Metro Area Default Constraint | SCE Metro Area Default Constraint | SCE Metro Area Default Constraint |  | 0 | 0 | 0 | 0 | 0 | 0 | 4159.6988 | 8194.058 | 21327.2611 | SCE Metro Area Default Constraint | SCE Metro Area Default Constraint | SCE Metro Area Default Constraint |  | 1 | 1 | NO | 1 | 1 | 1 | NO | 1
PG&E GBA | San Pablo | 115 | 0 | 0 | 0 | 0 | 0 | 0 | 0 | 0 | 0 | 0 | 0 | 0 | 0 | 0 | 0 | 0 | 0 | 0 | 0 | 0 | 0 | 0 | 0 | 0 | 0 | 0 | 0 | 0 | 0 | 0 | 0 | 0 | 0 | 0 | 0 | 0 | 0 | 0 | 0 | 1 | 0 | 0 | 0 | 0 | 0 | 0 | 0 | 0 | 0 | 1 | 0 | 0 | 1 | 1 | 1 | 1 | 0 | 0 | 1 | 1 | 0 | 1 | 0 | 0 | 0 | 1 | 0 | 0 | 0 | 0 | 0 | 0 | 0 | 0 | 0 | 0 | 0 | 0 | 0 | 0 | 0 | 0 | 0 | 0 | 0 | 0 | 0 | 0 | 0 | 0 | 0 | 0 | 0 | 0 | 0 | 0 | 0 |  |  | 0 | 0 | 0 | 0 | 0 | 0 | 0 | 0 | 0 | 0 | 0 | 0 | 0 | 0 | 0 | 0 | 0 | 0 | 0 | 0 | 0 | 0 | 0 | 0 | 0 | 0 | 0 | 0 | 0 | 0 | 0 | 0 | 0 | 0 | 0 | 0 | 0 | 0 | 0 | 0 | 40 | 0 | 0 | 0 | 1 | 2 | 0 | 1 | 0 | 0 | 0 | -441.84 | -200.0712 | 1111.2 | Collinsville-Tesla 500 kV Line | Collinsville-Tesla 500 kV Line | Grant - Eastshore #2 line 115 kV |  | 1 | 0 | 1 | 0 | 0 | 0 | -441.84 | -200.0712 | 1111.2 | Collinsville-Tesla 500 kV Line | Collinsville-Tesla 500 kV Line | Grant - Eastshore #2 line 115 kV |  | 5 | 5 | NO | 5 | 1 | 1 | NO | 1
PG&E GBA | San Ramon | 230 | 0 | 0 | 0 | 0 | 0 | 0 | 0 | 0 | 0 | 0 | 0 | 0 | 0 | 0 | 0 | 0 | 0 | 0 | 0 | 0 | 0 | 0 | 0 | 0 | 0 | 0 | 0 | 0 | 0 | 0 | 0 | 0 | 0 | 0 | 0 | 0 | 0 | 0 | 0 | 1 | 0 | 0 | 0 | 0 | 0 | 0 | 0 | 0 | 0 | 0 | 0 | 0 | 0 | 0 | 0 | 1 | 0 | 0 | 0 | 0 | 0 | 0 | 0 | 0 | 0 | 0 | 0 | 0 | 0 | 0 | 0 | 0 | 0 | 0 | 0 | 0 | 0 | 0 | 0 | 0 | 0 | 0 | 0 | 0 | 0 | 0 | 0 | 0 | 0 | 0 | 0 | 0 | 0 | 0 | 0 | 0 | 0 |  |  | 0 | 0 | 0 | 0 | 0 | 0 | 0 | 0 | 0 | 0 | 0 | 0 | 0 | 0 | 0 | 0 | 0 | 0 | 0 | 0 | 0 | 0 | 0 | 0 | 0 | 0 | 0 | 0 | 0 | 0 | 0 | 0 | 0 | 0 | 0 | 0 | 0 | 0 | 0 | 0 | 0 | 0 | 0 | 0 | 0 | 1 | 0 | 1 | 0 | 0 | 0 | -441.84 | -200.0712 | 3202.4639 | Collinsville-Tesla 500 kV Line | Collinsville-Tesla 500 kV Line | Collinsville-Tesla 500 kV Line |  | 1 | 0 | 1 | 0 | 0 | 0 | -441.84 | -200.0712 | 3202.4639 | Collinsville-Tesla 500 kV Line | Collinsville-Tesla 500 kV Line | Collinsville-Tesla 500 kV Line |  | 5 | 5 | NO | 5 | 1 | 1 | NO | 1
SDGE | San Ysidro | 69 | 0 | 0 | 0 | 0 | 0 | 0 | 0 | 0 | 0 | 0 | 0 | 0 | 0 | 0 | 0 | 0 | 0 | 0 | 0 | 0 | 0 | 0 | 0 | 0 | 0 | 0 | 0 | 0 | 0 | 1 | 1 | 0 | 1 | 0 | 0 | 1 | 1 | 0 | 0 | 0 | 0 | 0 | 0 | 0 | 0 | 0 | 0 | 0 | 0 | 0 | 0 | 0 | 0 | 0 | 0 | 0 | 0 | 0 | 0 | 0 | 0 | 0 | 0 | 0 | 0 | 0 | 0 | 0 | 0 | 0 | 0 | 0 | 0 | 0 | 0 | 0 | 0 | 0 | 0 | 0 | 0 | 0 | 0 | 0 | 0 | 0 | 0 | 0 | 0 | 0 | 0 | 0 | 0 | 0 | 0 | 0 | 0 |  |  | 0 | 0 | 0 | 0 | 0 | 0 | 0 | 0 | 0 | 0 | 0 | 0 | 0 | 0 | 0 | 0 | 0 | 0 | 0 | 0 | 0 | 0 | 0 | 0 | 0 | 0 | 0 | 0 | 0 | 0 | 0 | 0 | 0 | 0 | 0 | 0 | 0 | 0 | 0 | 0 | 0 | 0 | 0 | 0 | 0 | 0 | 0 | 0 | 0 | 0 | 0 | 159.55 | 195.275 | 301.7864 | Miguel 69 kV constraint | Miguel 69 kV constraint | Miguel 69 kV constraint |  | 0 | 0 | 0 | 0 | 0 | 0 | 159.55 | 195.275 | 301.7864 | Miguel 69 kV constraint | Miguel 69 kV constraint | Miguel 69 kV constraint |  | 1 | 1 | NO | 1 | 1 | 1 | NO | 1
SCE NOL | Sandlot | 230 | 0 | 0 | 0 | 0 | 0 | 0 | 0 | 0 | 0 | 0 | 0 | 1 | 1 | 1 | 0 | 0 | 0 | 0 | 0 | 0 | 0 | 0 | 0 | 0 | 0 | 0 | 0 | 0 | 0 | 0 | 0 | 0 | 0 | 0 | 0 | 0 | 0 | 0 | 0 | 0 | 0 | 0 | 0 | 0 | 0 | 0 | 0 | 0 | 0 | 0 | 0 | 0 | 0 | 0 | 0 | 0 | 0 | 0 | 0 | 0 | 0 | 0 | 0 | 0 | 0 | 0 | 0 | 0 | 0 | 0 | 0 | 0 | 0 | 0 | 0 | 0 | 0 | 0 | 0 | 0 | 0 | 0 | 0 | 0 | 0 | 0 | 0 | 0 | 0 | 0 | 0 | 0 | 0 | 0 | 0 | 0 | 0 |  |  | 0 | 0 | 0 | 0 | 0 | 0 | 0 | 0 | 0 | 0 | 0 | 0 | 0 | 0 | 0 | 0 | 0 | 0 | 0 | 0 | 0 | 0 | 0 | 0 | 0 | 0 | 0 | 0 | 0 | 0 | 0 | 0 | 0 | 0 | 0 | 0 | 0 | 0 | 0 | 0 | 0 | 0 | 0 | 0 | 0 | 0 | 2 | 0 | 0 | 0 | 0 | -104.4 | 65.95 | 1269.924 | South of Kramer Area Constraint | South of Kramer Area Constraint | South of Kramer Area Constraint |  | 0 | 2 | 0 | 0 | 0 | 0 | -104.4 | 65.95 | 1269.924 | South of Kramer Area Constraint | South of Kramer Area Constraint | South of Kramer Area Constraint |  | 3 | 3 | NO | 3 | 1 | 1 | NO | 1
EOP | Sandy | 138 | 0 | 0 | 0 | 0 | 0 | 0 | 0 | 0 | 0 | 0 | 0 | 0 | 0 | 0 | 0 | 0 | 0 | 0 | 0 | 0 | 0 | 0 | 1 | 1 | 1 | 0 | 0 | 0 | 0 | 0 | 0 | 0 | 0 | 0 | 0 | 0 | 0 | 0 | 0 | 0 | 0 | 0 | 0 | 0 | 0 | 0 | 0 | 0 | 0 | 0 | 0 | 0 | 0 | 0 | 0 | 0 | 0 | 0 | 0 | 0 | 0 | 0 | 0 | 0 | 0 | 0 | 0 | 0 | 0 | 0 | 0 | 0 | 0 | 0 | 0 | 0 | 0 | 0 | 0 | 0 | 0 | 0 | 0 | 0 | 0 | 0 | 0 | 0 | 0 | 0 | 0 | 0 | 0 | 0 | 0 | 0 | 0 |  |  | 0 | 0 | 0 | 0 | 0 | 0 | 0 | 0 | 0 | 0 | 0 | 0 | 0 | 0 | 0 | 0 | 0 | 0 | 0 | 0 | 0 | 0 | 0 | 0 | 0 | 0 | 0 | 0 | 0 | 0 | 0 | 0 | 0 | 0 | 0 | 0 | 0 | 0 | 0 | 0 | 0 | 0 | 0 | 0 | 0 | 1 | 0 | 1 | 0 | 0 | 1 | -4292.881 | -5429.828 | -3970.751 | Lugo - Victorville area constraint | Lugo - Victorville area constraint | Lugo - Victorville area constraint |  | 0 | 0 | 0 | 0 | 0 | 0 | 876.62 | 67.08 | 709.88 | Sloan Canyon - Eldorado 500 kV constraint | Sloan Canyon - Eldorado 500 kV constraint | GLW 230kV area constraint |  | 5 | 1 | YES | 2 | 4 | 1 | YES | 2
PG&E FRESNO | Sanger | 115 | 0 | 0 | 0 | 0 | 0 | 0 | 0 | 0 | 0 | 0 | 0 | 0 | 0 | 0 | 0 | 0 | 0 | 0 | 0 | 0 | 0 | 0 | 0 | 0 | 0 | 0 | 0 | 0 | 0 | 0 | 0 | 0 | 0 | 0 | 0 | 0 | 0 | 0 | 0 | 0 | 0 | 0 | 0 | 0 | 0 | 1 | 0 | 0 | 0 | 0 | 0 | 0 | 0 | 0 | 0 | 0 | 0 | 0 | 0 | 0 | 0 | 0 | 0 | 0 | 0 | 0 | 0 | 0 | 0 | 0 | 0 | 0 | 0 | 0 | 0 | 0 | 0 | 0 | 1 | 1 | 0 | 1 | 0 | 1 | 1 | 1 | 0 | 0 | 0 | 1 | 0 | 0 | 0 | 0 | 1 | 0 | 0 |  |  | 0 | 0 | 0 | 0 | 0 | 0 | 0 | 0 | 0 | 0 | 0 | 0 | 0 | 0 | 0 | 0 | 0 | 0 | 0 | 0 | 0 | 0 | 0 | 0 | 0 | 0 | 0 | 0 | 0 | 0 | 0 | 0 | 0 | 0 | 0 | 0 | 0 | 0 | 0 | 0 | 0 | 0 | 0 | 0 | 0 | 3 | 0 | 5 | 0 | 2 | 1 | -555.55 | -1738.232 | -3308.8336 | Chowchilla-Le grand 115kV Line | Gates 500/230kV TB #11 | Mustang-Henrietta 230 kV line |  | 1 | 0 | 2 | 0 | 0 | 1 | -421.35 | -476.012 | -3308.8336 | Borden-Storey #1 230kV line | Mustang-Henrietta 230 kV line | Mustang-Henrietta 230 kV line |  | 5 | 5 | NO | 5 | 5 | 4 | YES | 4
SCE Northern | Santa Clara | 230 | 0 | 0 | 1 | 0 | 1 | 0 | 0 | 0 | 0 | 0 | 0 | 0 | 0 | 0 | 0 | 0 | 0 | 0 | 0 | 0 | 0 | 0 | 0 | 0 | 1 | 0 | 0 | 0 | 0 | 0 | 0 | 0 | 0 | 0 | 0 | 0 | 0 | 0 | 0 | 0 | 0 | 0 | 0 | 0 | 0 | 0 | 0 | 0 | 0 | 0 | 0 | 0 | 0 | 0 | 0 | 0 | 0 | 0 | 0 | 0 | 0 | 0 | 0 | 0 | 0 | 0 | 0 | 0 | 0 | 0 | 0 | 0 | 0 | 0 | 0 | 0 | 0 | 0 | 0 | 0 | 0 | 0 | 0 | 0 | 0 | 0 | 0 | 0 | 0 | 0 | 0 | 0 | 0 | 0 | 0 | 0 | 0 |  |  | 0 | 0 | 0 | 0 | 0 | 0 | 0 | 0 | 0 | 0 | 0 | 0 | 0 | 0 | 0 | 0 | 0 | 0 | 0 | 0 | 0 | 0 | 0 | 0 | 0 | 0 | 0 | 0 | 0 | 0 | 0 | 0 | 0 | 0 | 0 | 0 | 0 | 0 | 0 | 0 | 0 | 0 | 0 | 0 | 0 | 1 | 0 | 1 | 0 | 0 | 1 | -4292.881 | -5429.828 | -3970.751 | Lugo - Victorville area constraint | Lugo - Victorville area constraint | Lugo - Victorville area constraint |  | 0 | 0 | 0 | 0 | 0 | 0 | 355.8 | 552 | 2829.249 | Moorpark-Pardee Constraint | Moorpark-Pardee Constraint | Lugo - Victorville area constraint |  | 5 | 1 | YES | 2 | 4 | 1 | YES | 2
PG&E NGBA | Santa Rosa A | 115 | 0 | 0 | 0 | 0 | 0 | 0 | 0 | 0 | 0 | 0 | 0 | 0 | 0 | 0 | 0 | 0 | 0 | 0 | 0 | 0 | 0 | 0 | 0 | 0 | 0 | 0 | 0 | 0 | 0 | 0 | 0 | 0 | 0 | 0 | 0 | 0 | 0 | 0 | 0 | 1 | 0 | 0 | 0 | 0 | 0 | 0 | 0 | 0 | 0 | 0 | 0 | 0 | 1 | 0 | 0 | 0 | 0 | 0 | 0 | 0 | 0 | 0 | 0 | 0 | 0 | 0 | 1 | 0 | 0 | 0 | 0 | 0 | 0 | 0 | 0 | 0 | 0 | 0 | 0 | 0 | 0 | 0 | 0 | 0 | 0 | 0 | 0 | 0 | 0 | 0 | 0 | 0 | 0 | 0 | 0 | 0 | 0 |  |  | 0 | 0 | 0 | 0 | 0 | 0 | 0 | 0 | 0 | 0 | 0 | 0 | 0 | 0 | 0 | 0 | 0 | 0 | 0 | 0 | 0 | 0 | 0 | 0 | 0 | 0 | 0 | 0 | 0 | 0 | 0 | 0 | 0 | 0 | 0 | 0 | 0 | 0 | 0 | 0 | 0 | 0 | 0 | 0 | 0 | 2 | 0 | 1 | 0 | 0 | 0 | -441.84 | -200.0712 | 335.9726 | Collinsville-Tesla 500 kV Line | Collinsville-Tesla 500 kV Line | Birds Landing-Contra Costa 230kV Line |  | 2 | 0 | 1 | 0 | 0 | 0 | -441.84 | -200.0712 | 335.9726 | Collinsville-Tesla 500 kV Line | Collinsville-Tesla 500 kV Line | Birds Landing-Contra Costa 230kV Line |  | 5 | 5 | NO | 5 | 1 | 1 | NO | 1
PG&E GBA | Santa Teresa | 115 | 0 | 0 | 0 | 0 | 0 | 0 | 0 | 0 | 0 | 0 | 0 | 0 | 0 | 0 | 0 | 0 | 0 | 0 | 0 | 0 | 0 | 0 | 0 | 0 | 0 | 0 | 0 | 0 | 0 | 0 | 0 | 0 | 0 | 0 | 0 | 0 | 0 | 0 | 0 | 0 | 0 | 0 | 0 | 0 | 0 | 0 | 0 | 0 | 0 | 0 | 0 | 0 | 0 | 0 | 0 | 1 | 0 | 0 | 0 | 1 | 0 | 0 | 0 | 0 | 0 | 0 | 0 | 0 | 0 | 0 | 0 | 0 | 0 | 0 | 0 | 0 | 0 | 0 | 0 | 0 | 0 | 0 | 0 | 0 | 0 | 0 | 0 | 0 | 0 | 0 | 0 | 0 | 0 | 0 | 0 | 0 | 1 |  |  | 0 | 0 | 0 | 0 | 0 | 0 | 0 | 0 | 0 | 0 | 0 | 0 | 0 | 0 | 0 | 0 | 0 | 0 | 0 | 0 | 0 | 0 | 0 | 0 | 0 | 0 | 0 | 0 | 0 | 0 | 0 | 0 | 0 | 0 | 0 | 0 | 0 | 0 | 0 | 0 | 0 | 0 | 0 | 0 | 0 | 0 | 0 | 0 | 0 | 0 | 0 | 1414.38 | 1280.282 | 3822.2952 | NEW-Metcalf-Mosslanding 500kV | NEW-Metcalf-Mosslanding 500kV | Tesla-Bellota 230 kV line |  | 0 | 0 | 0 | 0 | 0 | 0 | 1414.38 | 1280.282 | 3822.2952 | NEW-Metcalf-Mosslanding 500kV | NEW-Metcalf-Mosslanding 500kV | Tesla-Bellota 230 kV line |  | 1 | 1 | NO | 1 | 1 | 1 | NO | 1
SDGE | Santee | 138 | 0 | 0 | 0 | 0 | 0 | 0 | 0 | 0 | 0 | 0 | 0 | 0 | 0 | 0 | 0 | 0 | 0 | 0 | 0 | 0 | 0 | 0 | 0 | 0 | 0 | 0 | 1 | 0 | 1 | 0 | 1 | 0 | 1 | 0 | 0 | 0 | 0 | 0 | 0 | 0 | 0 | 0 | 0 | 0 | 0 | 0 | 0 | 0 | 0 | 0 | 0 | 0 | 0 | 0 | 0 | 0 | 0 | 0 | 0 | 0 | 0 | 0 | 0 | 0 | 0 | 0 | 0 | 0 | 0 | 0 | 0 | 0 | 0 | 0 | 0 | 0 | 0 | 0 | 0 | 0 | 0 | 0 | 0 | 0 | 0 | 0 | 0 | 0 | 0 | 0 | 0 | 0 | 0 | 0 | 0 | 0 | 0 |  |  | 0 | 0 | 0 | 0 | 0 | 0 | 0 | 0 | 0 | 0 | 0 | 0 | 0 | 0 | 0 | 0 | 0 | 0 | 0 | 0 | 0 | 0 | 0 | 0 | 0 | 0 | 10 | 0 | 0 | 1 | 0 | 0 | 0 | 0 | 0 | 0 | 0 | 0 | 0 | 0 | 0 | 10 | 0 | 0 | 1 | 0 | 0 | 0 | 0 | 0 | 0 | 14 | 119 | 434 | Chicarita 138 kV constraint | Chicarita 138 kV constraint | Chicarita 138 kV constraint |  | 0 | 0 | 0 | 0 | 0 | 0 | 14 | 119 | 434 | Chicarita 138 kV constraint | Chicarita 138 kV constraint | Chicarita 138 kV constraint |  | 1 | 1 | NO | 1 | 1 | 1 | NO | 1
SCE Metro | Santiago | 230 | 0 | 0 | 0 | 0 | 0 | 0 | 0 | 0 | 0 | 1 | 0 | 0 | 0 | 0 | 0 | 0 | 0 | 0 | 0 | 0 | 0 | 0 | 0 | 0 | 0 | 0 | 0 | 0 | 0 | 0 | 0 | 0 | 0 | 0 | 0 | 0 | 0 | 0 | 0 | 0 | 0 | 0 | 0 | 0 | 0 | 0 | 0 | 0 | 0 | 0 | 0 | 0 | 0 | 0 | 0 | 0 | 0 | 0 | 0 | 0 | 0 | 0 | 0 | 0 | 0 | 0 | 0 | 0 | 0 | 0 | 0 | 0 | 0 | 0 | 0 | 0 | 0 | 0 | 0 | 0 | 0 | 0 | 0 | 0 | 0 | 0 | 0 | 0 | 0 | 0 | 0 | 0 | 0 | 0 | 0 | 0 | 0 |  |  | 0 | 0 | 0 | 0 | 0 | 0 | 0 | 0 | 0 | 0 | 0 | 0 | 0 | 0 | 0 | 0 | 0 | 0 | 0 | 0 | 0 | 0 | 0 | 0 | 0 | 0 | 0 | 0 | 0 | 0 | 0 | 0 | 0 | 0 | 0 | 0 | 0 | 0 | 0 | 0 | 0 | 0 | 300 | 0 | 1 | 0 | 0 | 0 | 0 | 0 | 0 | 4159.6988 | 8194.058 | 21327.2611 | SCE Metro Area Default Constraint | SCE Metro Area Default Constraint | SCE Metro Area Default Constraint |  | 0 | 0 | 0 | 0 | 0 | 0 | 4159.6988 | 8194.058 | 21327.2611 | SCE Metro Area Default Constraint | SCE Metro Area Default Constraint | SCE Metro Area Default Constraint |  | 1 | 1 | NO | 1 | 1 | 1 | NO | 1
PG&E GBA | Saratoga | 230 | 0 | 0 | 0 | 0 | 0 | 0 | 0 | 0 | 0 | 0 | 0 | 0 | 0 | 0 | 0 | 0 | 0 | 0 | 0 | 0 | 0 | 0 | 0 | 0 | 0 | 0 | 0 | 0 | 0 | 0 | 0 | 0 | 0 | 0 | 0 | 0 | 0 | 0 | 0 | 0 | 0 | 0 | 0 | 0 | 0 | 0 | 0 | 0 | 0 | 0 | 0 | 0 | 1 | 0 | 0 | 1 | 0 | 0 | 0 | 1 | 0 | 0 | 0 | 0 | 0 | 0 | 0 | 0 | 0 | 0 | 0 | 0 | 0 | 0 | 0 | 0 | 0 | 0 | 0 | 0 | 0 | 0 | 0 | 0 | 0 | 0 | 0 | 0 | 0 | 0 | 0 | 0 | 0 | 0 | 0 | 0 | 0 |  |  | 0 | 0 | 0 | 0 | 0 | 0 | 0 | 0 | 0 | 0 | 0 | 0 | 0 | 0 | 0 | 0 | 0 | 0 | 0 | 0 | 0 | 0 | 0 | 0 | 0 | 0 | 0 | 0 | 0 | 0 | 0 | 0 | 0 | 0 | 0 | 0 | 0 | 0 | 0 | 0 | 0 | 0 | 0 | 0 | 0 | 0 | 0 | 0 | 0 | 0 | 0 | 2067.51 | 2184.65 | 3822.2952 | Tesla-Bellota 230 kV line | Sobrante-Moraga 230 kV line | Tesla-Bellota 230 kV line |  | 0 | 0 | 0 | 0 | 0 | 0 | 2067.51 | 2184.65 | 3822.2952 | Tesla-Bellota 230 kV line | Sobrante-Moraga 230 kV line | Tesla-Bellota 230 kV line |  | 1 | 1 | NO | 1 | 1 | 1 | NO | 1
SCE Northern | Saugus | 230 | 0 | 0 | 0 | 0 | 0 | 0 | 0 | 0 | 0 | 0 | 0 | 0 | 0 | 0 | 0 | 0 | 0 | 0 | 0 | 0 | 0 | 0 | 0 | 0 | 1 | 0 | 0 | 0 | 0 | 0 | 0 | 0 | 0 | 0 | 0 | 0 | 0 | 0 | 0 | 0 | 0 | 0 | 0 | 0 | 0 | 0 | 0 | 0 | 0 | 0 | 0 | 0 | 0 | 0 | 0 | 0 | 0 | 0 | 0 | 0 | 0 | 0 | 0 | 0 | 0 | 0 | 0 | 0 | 0 | 0 | 0 | 0 | 0 | 0 | 0 | 0 | 0 | 0 | 0 | 0 | 0 | 0 | 0 | 0 | 0 | 0 | 0 | 0 | 0 | 0 | 0 | 0 | 0 | 0 | 0 | 0 | 0 |  |  | 0 | 0 | 0 | 0 | 0 | 0 | 0 | 0 | 0 | 0 | 0 | 0 | 0 | 0 | 0 | 0 | 0 | 0 | 0 | 0 | 0 | 0 | 0 | 0 | 0 | 0 | 0 | 0 | 0 | 0 | 0 | 0 | 0 | 0 | 0 | 0 | 0 | 0 | 0 | 0 | 0 | 0 | 0 | 0 | 0 | 1 | 0 | 1 | 0 | 0 | 1 | -4292.881 | -5429.828 | -3970.751 | Lugo - Victorville area constraint | Lugo - Victorville area constraint | Lugo - Victorville area constraint |  | 0 | 0 | 0 | 0 | 0 | 0 | 2507.119 | 1370.172 | 2829.249 | Lugo - Victorville area constraint | Lugo - Victorville area constraint | Lugo - Victorville area constraint |  | 5 | 1 | YES | 2 | 4 | 1 | YES | 2
PG&E FRESNO | Schindler | 115 | 0 | 0 | 0 | 0 | 0 | 0 | 0 | 0 | 0 | 0 | 0 | 0 | 0 | 0 | 0 | 0 | 0 | 0 | 0 | 0 | 0 | 0 | 0 | 0 | 0 | 0 | 0 | 0 | 0 | 0 | 0 | 0 | 0 | 0 | 0 | 0 | 0 | 0 | 0 | 0 | 0 | 0 | 0 | 0 | 0 | 0 | 0 | 0 | 0 | 0 | 0 | 0 | 0 | 0 | 0 | 0 | 0 | 0 | 0 | 0 | 0 | 0 | 0 | 0 | 0 | 0 | 0 | 0 | 0 | 0 | 0 | 0 | 0 | 0 | 0 | 0 | 0 | 0 | 0 | 1 | 0 | 0 | 0 | 0 | 0 | 0 | 0 | 1 | 0 | 0 | 0 | 0 | 0 | 0 | 0 | 0 | 0 |  |  | 0 | 0 | 0 | 0 | 0 | 0 | 0 | 0 | 0 | 0 | 0 | 0 | 0 | 0 | 0 | 0 | 0 | 0 | 0 | 0 | 0 | 0 | 0 | 0 | 0 | 0 | 0 | 0 | 0 | 0 | 0 | 0 | 0 | 0 | 0 | 0 | 0 | 0 | 0 | 110 | 0 | 0 | 0 | 0 | 1 | 1 | 0 | 1 | 0 | 1 | 0 | -79.08 | -1738.232 | -562.7302 | Gates 500/230kV TB #11 | Gates 500/230kV TB #11 | Gates 500/230kV TB #11 |  | 0 | 0 | 0 | 0 | 0 | 0 | 1385.45 | 1254.85 | 1127.3516 | Panoche- Mendota 115 kV line | Panoche- Mendota 115 kV line | Panoche- Mendota 115 kV line |  | 5 | 1 | YES | 2 | 5 | 1 | YES | 2
PG&E FRESNO | Schindler | 70 | 0 | 0 | 0 | 0 | 0 | 0 | 0 | 0 | 0 | 0 | 0 | 0 | 0 | 0 | 0 | 0 | 0 | 0 | 0 | 0 | 0 | 0 | 0 | 0 | 0 | 0 | 0 | 0 | 0 | 0 | 0 | 0 | 0 | 0 | 0 | 0 | 0 | 0 | 0 | 0 | 0 | 0 | 0 | 0 | 0 | 0 | 0 | 0 | 0 | 0 | 0 | 0 | 0 | 0 | 0 | 0 | 0 | 0 | 0 | 0 | 0 | 0 | 0 | 0 | 0 | 0 | 0 | 0 | 0 | 0 | 0 | 0 | 0 | 0 | 0 | 0 | 0 | 0 | 1 | 0 | 1 | 1 | 1 | 0 | 0 | 1 | 0 | 1 | 0 | 0 | 0 | 0 | 0 | 0 | 0 | 0 | 0 |  |  | 0 | 0 | 0 | 0 | 0 | 0 | 0 | 0 | 0 | 0 | 0 | 0 | 0 | 0 | 0 | 0 | 0 | 0 | 0 | 0 | 0 | 0 | 0 | 0 | 0 | 0 | 0 | 0 | 0 | 0 | 0 | 0 | 0 | 0 | 0 | 0 | 0 | 0 | 0 | 0 | 0 | 0 | 0 | 0 | 0 | 0 | 0 | 1 | 0 | 1 | 0 | 229.67 | -1311.984 | -1897.303 | Gates 230/70kV TB #5 | Gates 500/230kV TB #12 | Gates 500/230kV TB #12 |  | 0 | 0 | 0 | 0 | 0 | 0 | 229.67 | 176.27 | 207.924 | Gates 230/70kV TB #5 | Gates 230/70kV TB #5 | Gates 230/70kV TB #5 |  | 5 | 1 | YES | 2 | 5 | 1 | YES | 2
PG&E GBA | Schulte | 115 | 0 | 0 | 0 | 0 | 0 | 0 | 0 | 0 | 0 | 0 | 0 | 0 | 0 | 0 | 0 | 0 | 0 | 0 | 0 | 0 | 0 | 0 | 0 | 0 | 0 | 0 | 0 | 0 | 0 | 0 | 0 | 0 | 0 | 0 | 0 | 0 | 0 | 0 | 0 | 0 | 0 | 0 | 0 | 0 | 0 | 1 | 0 | 0 | 0 | 0 | 0 | 0 | 0 | 0 | 0 | 0 | 0 | 1 | 0 | 1 | 0 | 0 | 0 | 0 | 0 | 1 | 0 | 0 | 0 | 0 | 0 | 0 | 0 | 0 | 0 | 0 | 0 | 0 | 0 | 0 | 0 | 0 | 0 | 0 | 0 | 0 | 0 | 0 | 0 | 0 | 0 | 0 | 0 | 0 | 0 | 0 | 0 |  |  | 0 | 0 | 0 | 0 | 0 | 0 | 0 | 0 | 0 | 0 | 0 | 0 | 0 | 0 | 0 | 0 | 0 | 0 | 0 | 0 | 0 | 0 | 0 | 0 | 0 | 0 | 13.3 | 0 | 0 | 1 | 0 | 0 | 0 | 0 | 0 | 0 | 0 | 0 | 0 | 40 | 0 | 13.3 | 0 | 0 | 1 | 0 | 0 | 0 | 0 | 0 | 0 | 46.8 | 144.39 | 672.109 | Kasson Jct-Heinz 115 kV line | Kasson Jct-Heinz 115 kV line | Kasson Jct-Heinz 115 kV line |  | 0 | 0 | 0 | 0 | 0 | 0 | 46.8 | 144.39 | 672.109 | Kasson Jct-Heinz 115 kV line | Kasson Jct-Heinz 115 kV line | Kasson Jct-Heinz 115 kV line |  | 1 | 1 | NO | 1 | 1 | 1 | NO | 1
SDGE | Scripps | 69 | 0 | 0 | 0 | 0 | 0 | 0 | 0 | 0 | 0 | 0 | 0 | 0 | 0 | 0 | 0 | 0 | 0 | 0 | 0 | 0 | 0 | 0 | 0 | 0 | 0 | 1 | 0 | 0 | 0 | 0 | 1 | 0 | 1 | 0 | 0 | 0 | 0 | 0 | 0 | 0 | 0 | 0 | 0 | 0 | 0 | 0 | 0 | 0 | 0 | 0 | 0 | 0 | 0 | 0 | 0 | 0 | 0 | 0 | 0 | 0 | 0 | 0 | 0 | 0 | 0 | 0 | 0 | 0 | 0 | 0 | 0 | 0 | 0 | 0 | 0 | 0 | 0 | 0 | 0 | 0 | 0 | 0 | 0 | 0 | 0 | 0 | 0 | 0 | 0 | 0 | 0 | 0 | 0 | 0 | 0 | 0 | 0 |  |  | 0 | 0 | 0 | 0 | 0 | 0 | 0 | 0 | 0 | 0 | 0 | 0 | 0 | 0 | 0 | 0 | 0 | 0 | 0 | 0 | 0 | 0 | 0 | 0 | 0 | 0 | 0 | 0 | 0 | 0 | 0 | 0 | 0 | 0 | 0 | 0 | 0 | 0 | 0 | 0 | 0 | 0 | 0 | 0 | 0 | 0 | 0 | 0 | 0 | 0 | 0 | 238.33 | 400.235 | 1740.26 | San Luis Rey-San Onofre 230 kV line constraint | San Luis Rey-San Onofre 230 kV line constraint | Capistrano-San Onofre 230 kV constraint |  | 0 | 0 | 0 | 0 | 0 | 0 | 238.33 | 400.235 | 1740.26 | San Luis Rey-San Onofre 230 kV line constraint | San Luis Rey-San Onofre 230 kV line constraint | Capistrano-San Onofre 230 kV constraint |  | 1 | 1 | NO | 1 | 1 | 1 | NO | 1
PG&E KERN | Semitropic | 115 | 0 | 0 | 0 | 0 | 0 | 0 | 0 | 0 | 0 | 0 | 0 | 0 | 0 | 0 | 0 | 0 | 0 | 0 | 0 | 0 | 0 | 0 | 0 | 0 | 0 | 0 | 0 | 0 | 0 | 0 | 0 | 0 | 0 | 0 | 0 | 0 | 0 | 0 | 0 | 0 | 0 | 0 | 0 | 0 | 0 | 0 | 0 | 0 | 0 | 0 | 0 | 0 | 0 | 0 | 0 | 0 | 0 | 0 | 0 | 0 | 0 | 0 | 0 | 0 | 0 | 0 | 0 | 1 | 1 | 0 | 0 | 0 | 0 | 0 | 0 | 1 | 0 | 0 | 0 | 1 | 0 | 0 | 0 | 0 | 0 | 0 | 0 | 0 | 0 | 0 | 0 | 0 | 0 | 0 | 0 | 0 | 0 |  |  | 0 | 0 | 0 | 0 | 0 | 0 | 0 | 0 | 0 | 0 | 0 | 0 | 0 | 0 | 0 | 0 | 0 | 0 | 0 | 0 | 0 | 0 | 0 | 4.66 | 0 | 0 | 0 | 0 | 0 | 1 | 0 | 0 | 0 | 0 | 0 | 0 | 0 | 0 | 4.66 | 0 | 95 | 0 | 0 | 0 | 1 | 1 | 0 | 1 | 0 | 1 | 0 | -79.08 | -1738.232 | -562.7302 | Gates 500/230kV TB #11 | Gates 500/230kV TB #11 | Gates 500/230kV TB #11 |  | 0 | 0 | 0 | 0 | 0 | 0 | 7.65 | 144.11 | 158.6488 | Cal Flat-Gates 230 kV line | Cal Flat-Gates 230 kV line | Semitropic-Midway 115kV Line |  | 5 | 1 | YES | 2 | 5 | 1 | YES | 2
SCE Metro | Serrano | 230 | 0 | 0 | 0 | 0 | 0 | 0 | 0 | 0 | 0 | 1 | 0 | 0 | 0 | 0 | 0 | 0 | 0 | 0 | 0 | 0 | 0 | 0 | 0 | 0 | 0 | 0 | 0 | 0 | 0 | 0 | 0 | 0 | 0 | 0 | 0 | 0 | 0 | 0 | 0 | 0 | 0 | 0 | 0 | 0 | 0 | 0 | 0 | 0 | 0 | 0 | 0 | 0 | 0 | 0 | 0 | 0 | 0 | 0 | 0 | 0 | 0 | 0 | 0 | 0 | 0 | 0 | 0 | 0 | 0 | 0 | 0 | 0 | 0 | 0 | 0 | 0 | 0 | 0 | 0 | 0 | 0 | 0 | 0 | 0 | 0 | 0 | 0 | 0 | 0 | 0 | 0 | 0 | 0 | 0 | 0 | 0 | 0 |  |  | 0 | 0 | 0 | 0 | 0 | 0 | 0 | 0 | 0 | 0 | 0 | 0 | 0 | 0 | 0 | 0 | 0 | 0 | 0 | 0 | 0 | 0 | 0 | 0 | 0 | 0 | 0 | 0 | 0 | 0 | 0 | 0 | 0 | 0 | 0 | 0 | 0 | 0 | 0 | 0 | 0 | 0 | 0 | 0 | 0 | 0 | 0 | 0 | 0 | 0 | 0 | 4159.6988 | 8194.058 | 21327.2611 | SCE Metro Area Default Constraint | SCE Metro Area Default Constraint | SCE Metro Area Default Constraint |  | 0 | 0 | 0 | 0 | 0 | 0 | 4159.6988 | 8194.058 | 21327.2611 | SCE Metro Area Default Constraint | SCE Metro Area Default Constraint | SCE Metro Area Default Constraint |  | 1 | 1 | NO | 1 | 1 | 1 | NO | 1
SCE Metro | Serrano | 500 | 0 | 0 | 0 | 0 | 0 | 0 | 0 | 0 | 0 | 1 | 0 | 0 | 0 | 0 | 0 | 0 | 0 | 0 | 0 | 0 | 0 | 0 | 0 | 0 | 0 | 0 | 0 | 0 | 0 | 0 | 0 | 0 | 0 | 0 | 0 | 0 | 0 | 0 | 0 | 0 | 0 | 0 | 0 | 0 | 0 | 0 | 0 | 0 | 0 | 0 | 0 | 0 | 0 | 0 | 0 | 0 | 0 | 0 | 0 | 0 | 0 | 0 | 0 | 0 | 0 | 0 | 0 | 0 | 0 | 0 | 0 | 0 | 0 | 0 | 0 | 0 | 0 | 0 | 0 | 0 | 0 | 0 | 0 | 0 | 0 | 0 | 0 | 0 | 0 | 0 | 0 | 0 | 0 | 0 | 0 | 0 | 0 |  |  | 0 | 0 | 0 | 0 | 0 | 0 | 0 | 0 | 0 | 0 | 0 | 0 | 0 | 0 | 0 | 0 | 0 | 0 | 0 | 0 | 0 | 0 | 0 | 0 | 0 | 0 | 0 | 0 | 0 | 0 | 0 | 0 | 0 | 0 | 0 | 0 | 0 | 0 | 0 | 0 | 0 | 0 | 400 | 0 | 1 | 0 | 0 | 0 | 0 | 0 | 0 | 4159.6988 | 8194.058 | 21327.2611 | SCE Metro Area Default Constraint | SCE Metro Area Default Constraint | SCE Metro Area Default Constraint |  | 0 | 0 | 0 | 0 | 0 | 0 | 4159.6988 | 8194.058 | 21327.2611 | SCE Metro Area Default Constraint | SCE Metro Area Default Constraint | SCE Metro Area Default Constraint |  | 1 | 1 | NO | 1 | 1 | 1 | NO | 1
SDGE | Shadowridge | 138 | 0 | 0 | 0 | 0 | 0 | 0 | 0 | 0 | 0 | 0 | 0 | 0 | 0 | 0 | 0 | 0 | 0 | 0 | 0 | 0 | 0 | 0 | 0 | 0 | 0 | 0 | 0 | 0 | 1 | 0 | 1 | 0 | 1 | 0 | 0 | 0 | 0 | 0 | 0 | 0 | 0 | 0 | 0 | 0 | 0 | 0 | 0 | 0 | 0 | 0 | 0 | 0 | 0 | 0 | 0 | 0 | 0 | 0 | 0 | 0 | 0 | 0 | 0 | 0 | 0 | 0 | 0 | 0 | 0 | 0 | 0 | 0 | 0 | 0 | 0 | 0 | 0 | 0 | 0 | 0 | 0 | 0 | 0 | 0 | 0 | 0 | 0 | 0 | 0 | 0 | 0 | 0 | 0 | 0 | 0 | 0 | 0 |  |  | 0 | 0 | 0 | 0 | 0 | 0 | 0 | 0 | 0 | 0 | 0 | 0 | 0 | 0 | 0 | 0 | 0 | 0 | 0 | 0 | 0 | 0 | 0 | 0 | 0 | 0 | 0 | 0 | 0 | 0 | 0 | 0 | 0 | 0 | 0 | 0 | 0 | 0 | 0 | 0 | 0 | 0 | 0 | 0 | 0 | 0 | 0 | 0 | 0 | 0 | 0 | 238.33 | 400.235 | 1988.4814 | San Luis Rey-San Onofre 230 kV line constraint | San Luis Rey-San Onofre 230 kV line constraint | San Luis Rey-San Onofre 230 kV line constraint |  | 0 | 0 | 0 | 0 | 0 | 0 | 238.33 | 400.235 | 1988.4814 | San Luis Rey-San Onofre 230 kV line constraint | San Luis Rey-San Onofre 230 kV line constraint | San Luis Rey-San Onofre 230 kV line constraint |  | 1 | 1 | NO | 1 | 1 | 1 | NO | 1
PG&E KERN | Shafter | 115 | 0 | 0 | 0 | 0 | 0 | 0 | 0 | 0 | 0 | 0 | 0 | 0 | 0 | 0 | 0 | 0 | 0 | 0 | 0 | 0 | 0 | 0 | 0 | 0 | 0 | 0 | 0 | 0 | 0 | 0 | 0 | 0 | 0 | 0 | 0 | 0 | 0 | 0 | 0 | 0 | 0 | 0 | 0 | 0 | 0 | 0 | 0 | 0 | 0 | 0 | 0 | 0 | 0 | 0 | 0 | 0 | 0 | 0 | 0 | 0 | 0 | 0 | 0 | 0 | 0 | 0 | 0 | 1 | 0 | 0 | 0 | 0 | 0 | 0 | 1 | 0 | 0 | 0 | 1 | 1 | 0 | 0 | 0 | 0 | 0 | 0 | 0 | 0 | 0 | 0 | 0 | 0 | 0 | 0 | 1 | 0 | 0 |  |  | 0 | 0 | 0 | 0 | 0 | 0 | 0 | 0 | 0 | 0 | 0 | 0 | 0 | 0 | 0 | 0 | 0 | 0 | 0 | 0 | 0 | 0 | 0 | 2.25 | 0 | 0 | 0 | 0 | 0 | 1 | 0 | 0 | 0 | 0 | 0 | 0 | 0 | 0 | 2.25 | 0 | 100 | 0 | 0 | 0 | 1 | 1 | 0 | 3 | 0 | 2 | 1 | -79.08 | -1738.232 | -3308.8336 | Gates 500/230kV TB #11 | Gates 500/230kV TB #11 | Mustang-Henrietta 230 kV line |  | 0 | 0 | 1 | 0 | 0 | 1 | 7.65 | -476.012 | -3308.8336 | Cal Flat-Gates 230 kV line | Mustang-Henrietta 230 kV line | Mustang-Henrietta 230 kV line |  | 5 | 5 | NO | 5 | 5 | 4 | YES | 4
PG&E NGBA | Silverado | 115 | 0 | 0 | 0 | 0 | 0 | 0 | 0 | 0 | 0 | 0 | 0 | 0 | 0 | 0 | 0 | 0 | 0 | 0 | 0 | 0 | 0 | 0 | 0 | 0 | 0 | 0 | 0 | 0 | 0 | 0 | 0 | 0 | 0 | 0 | 0 | 0 | 0 | 0 | 0 | 1 | 0 | 1 | 0 | 0 | 0 | 0 | 0 | 0 | 0 | 0 | 0 | 1 | 1 | 1 | 1 | 1 | 0 | 0 | 0 | 0 | 0 | 0 | 0 | 0 | 0 | 1 | 1 | 0 | 0 | 0 | 0 | 0 | 0 | 0 | 0 | 0 | 0 | 0 | 0 | 0 | 0 | 0 | 0 | 0 | 0 | 0 | 0 | 0 | 0 | 0 | 0 | 0 | 0 | 0 | 0 | 0 | 0 |  |  | 0 | 0 | 0 | 0 | 0 | 0 | 0 | 0 | 0 | 0 | 0 | 0 | 0 | 0 | 0 | 0 | 0 | 0 | 0 | 0 | 0 | 0 | 0 | 0 | 0 | 0 | 0 | 0 | 0 | 0 | 0 | 0 | 0 | 0 | 0 | 0 | 0 | 0 | 0 | 0 | 0 | 0 | 0 | 0 | 0 | 3 | 0 | 1 | 0 | 0 | 0 | -441.84 | -200.0712 | 335.9726 | Collinsville-Tesla 500 kV Line | Collinsville-Tesla 500 kV Line | Birds Landing-Contra Costa 230kV Line |  | 2 | 0 | 1 | 0 | 0 | 0 | -441.84 | -200.0712 | 335.9726 | Collinsville-Tesla 500 kV Line | Collinsville-Tesla 500 kV Line | Birds Landing-Contra Costa 230kV Line |  | 5 | 5 | NO | 5 | 1 | 1 | NO | 1
SDGE | Silvergate | 230 | 0 | 0 | 0 | 0 | 0 | 0 | 0 | 0 | 0 | 0 | 0 | 0 | 0 | 0 | 0 | 0 | 0 | 0 | 0 | 0 | 0 | 0 | 0 | 0 | 0 | 0 | 0 | 0 | 1 | 0 | 1 | 0 | 1 | 0 | 0 | 0 | 1 | 0 | 0 | 0 | 0 | 0 | 0 | 0 | 0 | 0 | 0 | 0 | 0 | 0 | 0 | 0 | 0 | 0 | 0 | 0 | 0 | 0 | 0 | 0 | 0 | 0 | 0 | 0 | 0 | 0 | 0 | 0 | 0 | 0 | 0 | 0 | 0 | 0 | 0 | 0 | 0 | 0 | 0 | 0 | 0 | 0 | 0 | 0 | 0 | 0 | 0 | 0 | 0 | 0 | 0 | 0 | 0 | 0 | 0 | 0 | 0 |  |  | 0 | 0 | 0 | 0 | 0 | 0 | 0 | 0 | 0 | 0 | 0 | 200 | 0 | 0 | 1 | 0 | 0 | 0 | 0 | 0 | 0 | 0 | 0 | 0 | 0 | 0 | 200 | 0 | 0 | 1 | 0 | 0 | 0 | 0 | 0 | 0 | 0 | 0 | 0 | 60 | 0 | 200 | 0 | 0 | 1 | 0 | 0 | 0 | 0 | 0 | 0 | 238.33 | 400.235 | 1988.4814 | San Luis Rey-San Onofre 230 kV line constraint | San Luis Rey-San Onofre 230 kV line constraint | San Luis Rey-San Onofre 230 kV line constraint |  | 0 | 0 | 0 | 0 | 0 | 0 | 238.33 | 400.235 | 1988.4814 | San Luis Rey-San Onofre 230 kV line constraint | San Luis Rey-San Onofre 230 kV line constraint | San Luis Rey-San Onofre 230 kV line constraint |  | 1 | 1 | NO | 1 | 1 | 1 | NO | 1
SDGE | Silvergate | 69 | 0 | 0 | 0 | 0 | 0 | 0 | 0 | 0 | 0 | 0 | 0 | 0 | 0 | 0 | 0 | 0 | 0 | 0 | 0 | 0 | 0 | 0 | 0 | 0 | 0 | 0 | 0 | 0 | 0 | 0 | 1 | 0 | 1 | 0 | 0 | 0 | 1 | 0 | 0 | 0 | 0 | 0 | 0 | 0 | 0 | 0 | 0 | 0 | 0 | 0 | 0 | 0 | 0 | 0 | 0 | 0 | 0 | 0 | 0 | 0 | 0 | 0 | 0 | 0 | 0 | 0 | 0 | 0 | 0 | 0 | 0 | 0 | 0 | 0 | 0 | 0 | 0 | 0 | 0 | 0 | 0 | 0 | 0 | 0 | 0 | 0 | 0 | 0 | 0 | 0 | 0 | 0 | 0 | 0 | 0 | 0 | 0 |  |  | 0 | 0 | 0 | 0 | 0 | 0 | 0 | 0 | 0 | 0 | 0 | 0 | 0 | 0 | 0 | 0 | 0 | 0 | 0 | 0 | 0 | 0 | 0 | 0 | 0 | 0 | 0 | 0 | 0 | 0 | 0 | 0 | 0 | 0 | 0 | 0 | 0 | 0 | 0 | 0 | 0 | 0 | 0 | 0 | 0 | 0 | 0 | 0 | 0 | 0 | 0 | 238.33 | 400.235 | 1988.4814 | San Luis Rey-San Onofre 230 kV line constraint | San Luis Rey-San Onofre 230 kV line constraint | San Luis Rey-San Onofre 230 kV line constraint |  | 0 | 0 | 0 | 0 | 0 | 0 | 238.33 | 400.235 | 1988.4814 | San Luis Rey-San Onofre 230 kV line constraint | San Luis Rey-San Onofre 230 kV line constraint | San Luis Rey-San Onofre 230 kV line constraint |  | 1 | 1 | NO | 1 | 1 | 1 | NO | 1
PG&E KERN | Sisquoc | 115 | 0 | 0 | 0 | 0 | 0 | 0 | 0 | 0 | 0 | 0 | 0 | 0 | 0 | 0 | 0 | 0 | 0 | 0 | 0 | 0 | 0 | 0 | 0 | 0 | 0 | 0 | 0 | 0 | 0 | 0 | 0 | 0 | 0 | 0 | 0 | 0 | 0 | 0 | 0 | 0 | 0 | 0 | 0 | 0 | 0 | 0 | 0 | 0 | 0 | 0 | 0 | 0 | 0 | 0 | 0 | 0 | 0 | 0 | 0 | 0 | 0 | 0 | 0 | 0 | 0 | 0 | 0 | 1 | 1 | 0 | 0 | 0 | 0 | 0 | 0 | 0 | 0 | 0 | 0 | 1 | 0 | 0 | 0 | 0 | 0 | 1 | 0 | 0 | 0 | 0 | 0 | 0 | 0 | 0 | 0 | 1 | 0 |  |  | 0 | 0 | 0 | 0 | 0 | 0 | 0 | 0 | 0 | 0 | 0 | 0 | 0 | 0 | 0 | 0 | 0 | 0 | 0 | 0 | 0 | 0 | 0 | 0 | 0 | 0 | 0 | 0 | 0 | 0 | 0 | 0 | 0 | 0 | 0 | 0 | 0 | 0 | 0 | 0 | 100 | 0 | 0 | 0 | 1 | 1 | 0 | 1 | 0 | 1 | 0 | -79.08 | -1738.232 | -562.7302 | Gates 500/230kV TB #11 | Gates 500/230kV TB #11 | Gates 500/230kV TB #11 |  | 0 | 0 | 0 | 0 | 0 | 0 | 7.65 | 144.11 | 266.8703 | Cal Flat-Gates 230 kV line | Cal Flat-Gates 230 kV line | Cal Flat-Gates 230 kV line |  | 5 | 1 | YES | 2 | 5 | 1 | YES | 2
EOP | Sloan Canyon | 230 | 0 | 0 | 0 | 0 | 0 | 0 | 0 | 0 | 0 | 0 | 0 | 0 | 0 | 0 | 0 | 0 | 0 | 0 | 0 | 0 | 0 | 0 | 0 | 1 | 1 | 0 | 0 | 0 | 0 | 0 | 0 | 0 | 0 | 0 | 0 | 0 | 0 | 0 | 0 | 0 | 0 | 0 | 0 | 0 | 0 | 0 | 0 | 0 | 0 | 0 | 0 | 0 | 0 | 0 | 0 | 0 | 0 | 0 | 0 | 0 | 0 | 0 | 0 | 0 | 0 | 0 | 0 | 0 | 0 | 0 | 0 | 0 | 0 | 0 | 0 | 0 | 0 | 0 | 0 | 0 | 0 | 0 | 0 | 0 | 0 | 0 | 0 | 0 | 0 | 0 | 0 | 0 | 0 | 0 | 0 | 0 | 0 |  |  | 0 | 0 | 0 | 0 | 0 | 0 | 0 | 0 | 0 | 0 | 0 | 0 | 0 | 0 | 0 | 0 | 0 | 0 | 0 | 0 | 0 | 0 | 0 | 0 | 0 | 0 | 0 | 0 | 0 | 0 | 0 | 0 | 321 | 0 | 0 | 0 | 0 | 0 | 0 | 0 | 0 | 0 | 0 | 0 | 1 | 1 | 0 | 1 | 0 | 0 | 1 | -4292.881 | -5429.828 | -3970.751 | Lugo - Victorville area constraint | Lugo - Victorville area constraint | Lugo - Victorville area constraint |  | 0 | 0 | 0 | 0 | 0 | 0 | 876.62 | 67.08 | 786.64 | Sloan Canyon - Eldorado 500 kV constraint | Sloan Canyon - Eldorado 500 kV constraint | Sloan Canyon - Eldorado 500 kV constraint |  | 5 | 1 | YES | 2 | 4 | 1 | YES | 2
EOP | Sloan Canyon | 500 | 0 | 0 | 0 | 0 | 0 | 0 | 0 | 0 | 0 | 0 | 0 | 0 | 0 | 0 | 0 | 0 | 0 | 0 | 0 | 0 | 0 | 0 | 0 | 1 | 1 | 0 | 0 | 0 | 0 | 0 | 0 | 0 | 0 | 0 | 0 | 0 | 0 | 0 | 0 | 0 | 0 | 0 | 0 | 0 | 0 | 0 | 0 | 0 | 0 | 0 | 0 | 0 | 0 | 0 | 0 | 0 | 0 | 0 | 0 | 0 | 0 | 0 | 0 | 0 | 0 | 0 | 0 | 0 | 0 | 0 | 0 | 0 | 0 | 0 | 0 | 0 | 0 | 0 | 0 | 0 | 0 | 0 | 0 | 0 | 0 | 0 | 0 | 0 | 0 | 0 | 0 | 0 | 0 | 0 | 0 | 0 | 0 |  |  | 0 | 0 | 0 | 0 | 0 | 0 | 0 | 0 | 0 | 0 | 0 | 0 | 0 | 0 | 0 | 0 | 0 | 0 | 0 | 0 | 0 | 0 | 0 | 0 | 0 | 0 | 0 | 0 | 0 | 0 | 0 | 0 | 0 | 0 | 0 | 0 | 0 | 0 | 0 | 0 | 0 | 0 | 0 | 0 | 0 | 1 | 0 | 1 | 0 | 0 | 1 | -4292.881 | -5429.828 | -3970.751 | Lugo - Victorville area constraint | Lugo - Victorville area constraint | Lugo - Victorville area constraint |  | 0 | 0 | 0 | 0 | 0 | 0 | 876.62 | 67.08 | 786.64 | Sloan Canyon - Eldorado 500 kV constraint | Sloan Canyon - Eldorado 500 kV constraint | Sloan Canyon - Eldorado 500 kV constraint |  | 5 | 1 | YES | 2 | 4 | 1 | YES | 2
PG&E KERN | Smyrna | 115 | 0 | 0 | 0 | 0 | 0 | 0 | 0 | 0 | 0 | 0 | 0 | 0 | 0 | 0 | 0 | 0 | 0 | 0 | 0 | 0 | 0 | 0 | 0 | 0 | 0 | 0 | 0 | 0 | 0 | 0 | 0 | 0 | 0 | 0 | 0 | 0 | 0 | 0 | 0 | 0 | 0 | 0 | 0 | 0 | 0 | 0 | 0 | 0 | 0 | 0 | 0 | 0 | 0 | 0 | 0 | 0 | 0 | 0 | 0 | 0 | 0 | 0 | 0 | 0 | 0 | 0 | 0 | 1 | 0 | 1 | 1 | 0 | 0 | 0 | 1 | 1 | 0 | 0 | 1 | 0 | 0 | 0 | 0 | 0 | 0 | 0 | 0 | 0 | 0 | 0 | 0 | 0 | 0 | 0 | 1 | 0 | 0 |  |  | 0 | 0 | 0 | 0 | 0 | 0 | 0 | 0 | 0 | 0 | 0 | 0 | 0 | 0 | 0 | 0 | 0 | 0 | 0 | 0 | 0 | 0 | 0 | 0 | 0 | 0 | 0 | 0 | 0 | 0 | 0 | 0 | 0 | 0 | 0 | 0 | 0 | 0 | 0 | 0 | 0 | 0 | 0 | 0 | 0 | 0 | 0 | 2 | 0 | 1 | 1 | 7.65 | -1311.984 | -3308.8336 | Cal Flat-Gates 230 kV line | Gates 500/230kV TB #12 | Mustang-Henrietta 230 kV line |  | 0 | 0 | 1 | 0 | 0 | 1 | 7.65 | -476.012 | -3308.8336 | Cal Flat-Gates 230 kV line | Mustang-Henrietta 230 kV line | Mustang-Henrietta 230 kV line |  | 5 | 5 | NO | 5 | 5 | 4 | YES | 4
PG&E GBA | Sobrante | 115 | 0 | 0 | 0 | 0 | 0 | 0 | 0 | 0 | 0 | 0 | 0 | 0 | 0 | 0 | 0 | 0 | 0 | 0 | 0 | 0 | 0 | 0 | 0 | 0 | 0 | 0 | 0 | 0 | 0 | 0 | 0 | 0 | 0 | 0 | 0 | 0 | 0 | 0 | 0 | 1 | 0 | 0 | 0 | 0 | 0 | 0 | 0 | 0 | 0 | 1 | 0 | 0 | 1 | 1 | 1 | 1 | 0 | 0 | 1 | 1 | 0 | 1 | 0 | 0 | 0 | 1 | 0 | 0 | 0 | 0 | 0 | 0 | 0 | 0 | 0 | 0 | 0 | 0 | 0 | 0 | 0 | 0 | 0 | 0 | 0 | 0 | 0 | 0 | 0 | 0 | 0 | 0 | 0 | 0 | 0 | 0 | 0 |  |  | 0 | 0 | 0 | 0 | 0 | 0 | 0 | 0 | 0 | 0 | 0 | 0 | 0 | 0 | 0 | 0 | 0 | 0 | 0 | 0 | 0 | 0 | 0 | 0 | 0 | 0 | 0 | 0 | 0 | 0 | 0 | 0 | 0 | 0 | 0 | 0 | 0 | 0 | 0 | 0 | 40 | 0 | 0 | 0 | 1 | 2 | 0 | 1 | 0 | 0 | 0 | -441.84 | -200.0712 | 1111.2 | Collinsville-Tesla 500 kV Line | Collinsville-Tesla 500 kV Line | Grant - Eastshore #2 line 115 kV |  | 1 | 0 | 1 | 0 | 0 | 0 | -441.84 | -200.0712 | 1111.2 | Collinsville-Tesla 500 kV Line | Collinsville-Tesla 500 kV Line | Grant - Eastshore #2 line 115 kV |  | 5 | 5 | NO | 5 | 1 | 1 | NO | 1
PG&E GBA | Sobrante | 230 | 0 | 0 | 0 | 0 | 0 | 0 | 0 | 0 | 0 | 0 | 0 | 0 | 0 | 0 | 0 | 0 | 0 | 0 | 0 | 0 | 0 | 0 | 0 | 0 | 0 | 0 | 0 | 0 | 0 | 0 | 0 | 0 | 0 | 0 | 0 | 0 | 0 | 0 | 0 | 1 | 0 | 0 | 0 | 0 | 0 | 0 | 0 | 0 | 0 | 1 | 0 | 0 | 1 | 1 | 1 | 1 | 0 | 0 | 1 | 1 | 0 | 0 | 0 | 0 | 0 | 1 | 0 | 0 | 0 | 0 | 0 | 0 | 0 | 0 | 0 | 0 | 0 | 0 | 0 | 0 | 0 | 0 | 0 | 0 | 0 | 0 | 0 | 0 | 0 | 0 | 0 | 0 | 0 | 0 | 0 | 0 | 0 |  |  | 0 | 0 | 0 | 0 | 0 | 0 | 0 | 0 | 0 | 0 | 0 | 0 | 0 | 0 | 0 | 0 | 0 | 0 | 0 | 0 | 0 | 0 | 0 | 0 | 0 | 0 | 0 | 0 | 0 | 0 | 0 | 0 | 0 | 0 | 0 | 0 | 0 | 0 | 0 | 0 | 0 | 0 | 0 | 0 | 0 | 2 | 0 | 1 | 0 | 0 | 0 | -441.84 | -200.0712 | 3026.8426 | Collinsville-Tesla 500 kV Line | Collinsville-Tesla 500 kV Line | Contra Costa- Windmaster 230 kV line |  | 1 | 0 | 1 | 0 | 0 | 0 | -441.84 | -200.0712 | 3026.8426 | Collinsville-Tesla 500 kV Line | Collinsville-Tesla 500 kV Line | Contra Costa- Windmaster 230 kV line |  | 5 | 5 | NO | 5 | 1 | 1 | NO | 1
PG&E KERN | Solar | 230 | 0 | 0 | 0 | 0 | 0 | 0 | 0 | 0 | 0 | 0 | 0 | 0 | 0 | 0 | 0 | 0 | 0 | 0 | 0 | 0 | 0 | 0 | 0 | 0 | 0 | 0 | 0 | 0 | 0 | 0 | 0 | 0 | 0 | 0 | 0 | 0 | 0 | 0 | 0 | 0 | 0 | 0 | 0 | 0 | 0 | 0 | 0 | 0 | 0 | 0 | 0 | 0 | 0 | 0 | 0 | 0 | 0 | 0 | 0 | 0 | 0 | 0 | 0 | 0 | 0 | 0 | 0 | 1 | 0 | 0 | 0 | 0 | 0 | 0 | 0 | 0 | 0 | 0 | 1 | 1 | 0 | 0 | 0 | 0 | 0 | 0 | 0 | 0 | 0 | 0 | 0 | 0 | 0 | 0 | 1 | 1 | 0 |  |  | 0 | 0 | 0 | 0 | 0 | 0 | 0 | 0 | 0 | 0 | 0 | 0 | 0 | 0 | 0 | 0 | 0 | 0 | 0 | 0 | 0 | 0 | 0 | 0 | 0 | 0 | 0 | 0 | 0 | 0 | 0 | 0 | 0 | 0 | 0 | 0 | 0 | 0 | 0 | 0 | 0 | 0 | 0 | 0 | 0 | 1 | 0 | 3 | 0 | 2 | 1 | -79.08 | -1738.232 | -3308.8336 | Gates 500/230kV TB #11 | Gates 500/230kV TB #11 | Mustang-Henrietta 230 kV line |  | 0 | 0 | 1 | 0 | 0 | 1 | 7.65 | -476.012 | -3308.8336 | Cal Flat-Gates 230 kV line | Mustang-Henrietta 230 kV line | Mustang-Henrietta 230 kV line |  | 5 | 5 | NO | 5 | 5 | 4 | YES | 4
PG&E GBA | Soledad | 115 | 0 | 0 | 0 | 0 | 0 | 0 | 0 | 0 | 0 | 0 | 0 | 0 | 0 | 0 | 0 | 0 | 0 | 0 | 0 | 0 | 0 | 0 | 0 | 0 | 0 | 0 | 0 | 0 | 0 | 0 | 0 | 0 | 0 | 0 | 0 | 0 | 0 | 0 | 0 | 0 | 0 | 0 | 0 | 0 | 0 | 0 | 0 | 0 | 0 | 0 | 0 | 0 | 0 | 0 | 0 | 0 | 0 | 0 | 0 | 0 | 0 | 0 | 0 | 0 | 1 | 0 | 0 | 0 | 0 | 0 | 0 | 0 | 0 | 0 | 0 | 0 | 0 | 0 | 0 | 0 | 0 | 0 | 0 | 0 | 0 | 0 | 0 | 0 | 0 | 0 | 0 | 0 | 0 | 0 | 0 | 0 | 1 |  |  | 0 | 0 | 0 | 0 | 0 | 0 | 0 | 0 | 0 | 0 | 0 | 0 | 0 | 0 | 0 | 0 | 0 | 0 | 0 | 0 | 0 | 0 | 0 | 0 | 0 | 0 | 0 | 0 | 0 | 0 | 0 | 0 | 50 | 0 | 0 | 0 | 0 | 0 | 0 | 0 | 0 | 0 | 0 | 0 | 1 | 0 | 0 | 0 | 0 | 0 | 0 | 302 | 351.6 | 172.2 | Morganhill-Metcalf 115kV Line | Morganhill-Metcalf 115kV Line | Morganhill-Metcalf 115kV Line |  | 0 | 0 | 0 | 0 | 0 | 0 | 302 | 351.6 | 172.2 | Morganhill-Metcalf 115kV Line | Morganhill-Metcalf 115kV Line | Morganhill-Metcalf 115kV Line |  | 1 | 1 | NO | 1 | 1 | 1 | NO | 1
PG&E GBA | Soledad | 60 | 0 | 0 | 0 | 0 | 0 | 0 | 0 | 0 | 0 | 0 | 0 | 0 | 0 | 0 | 0 | 0 | 0 | 0 | 0 | 0 | 0 | 0 | 0 | 0 | 0 | 0 | 0 | 0 | 0 | 0 | 0 | 0 | 0 | 0 | 0 | 0 | 0 | 0 | 0 | 0 | 0 | 0 | 0 | 0 | 0 | 0 | 0 | 0 | 0 | 0 | 0 | 0 | 0 | 0 | 0 | 1 | 0 | 0 | 0 | 1 | 0 | 0 | 0 | 0 | 1 | 0 | 0 | 0 | 0 | 0 | 0 | 0 | 0 | 0 | 0 | 0 | 0 | 0 | 0 | 0 | 0 | 0 | 0 | 0 | 0 | 0 | 0 | 0 | 0 | 0 | 0 | 0 | 0 | 0 | 0 | 0 | 1 |  |  | 0 | 0 | 0 | 0 | 0 | 0 | 0 | 0 | 0 | 0 | 0 | 0 | 0 | 0 | 0 | 0 | 0 | 0 | 0 | 0 | 0 | 0 | 0 | 0 | 0 | 0 | 0 | 0 | 0 | 0 | 0 | 0 | 0 | 0 | 0 | 0 | 0 | 0 | 0 | 0 | 0 | 0 | 0 | 0 | 0 | 0 | 0 | 0 | 0 | 0 | 0 | 302 | 351.6 | 172.2 | Morganhill-Metcalf 115kV Line | Morganhill-Metcalf 115kV Line | Morganhill-Metcalf 115kV Line |  | 0 | 0 | 0 | 0 | 0 | 0 | 302 | 351.6 | 172.2 | Morganhill-Metcalf 115kV Line | Morganhill-Metcalf 115kV Line | Morganhill-Metcalf 115kV Line |  | 1 | 1 | NO | 1 | 1 | 1 | NO | 1
SDGE | Spring Valley | 69 | 0 | 0 | 0 | 0 | 0 | 0 | 0 | 0 | 0 | 0 | 0 | 0 | 0 | 0 | 0 | 0 | 0 | 0 | 0 | 0 | 0 | 0 | 0 | 0 | 0 | 0 | 0 | 1 | 0 | 0 | 1 | 0 | 1 | 0 | 0 | 0 | 1 | 0 | 0 | 0 | 0 | 0 | 0 | 0 | 0 | 0 | 0 | 0 | 0 | 0 | 0 | 0 | 0 | 0 | 0 | 0 | 0 | 0 | 0 | 0 | 0 | 0 | 0 | 0 | 0 | 0 | 0 | 0 | 0 | 0 | 0 | 0 | 0 | 0 | 0 | 0 | 0 | 0 | 0 | 0 | 0 | 0 | 0 | 0 | 0 | 0 | 0 | 0 | 0 | 0 | 0 | 0 | 0 | 0 | 0 | 0 | 0 |  |  | 0 | 0 | 0 | 0 | 0 | 0 | 0 | 0 | 0 | 0 | 0 | 0 | 0 | 0 | 0 | 0 | 0 | 0 | 0 | 0 | 0 | 0 | 0 | 0 | 0 | 0 | 0 | 0 | 0 | 0 | 0 | 0 | 0 | 0 | 0 | 0 | 0 | 0 | 0 | 0 | 0 | 0 | 0 | 0 | 0 | 0 | 0 | 0 | 0 | 0 | 0 | 238.33 | 367.57 | 482.1964 | San Luis Rey-San Onofre 230 kV line constraint | El Cajon 69 kV constraint | El Cajon 69 kV constraint |  | 0 | 0 | 0 | 0 | 0 | 0 | 238.33 | 367.57 | 482.1964 | San Luis Rey-San Onofre 230 kV line constraint | El Cajon 69 kV constraint | El Cajon 69 kV constraint |  | 1 | 1 | NO | 1 | 1 | 1 | NO | 1
SCE Northern | Springville | 230 | 1 | 0 | 1 | 0 | 0 | 1 | 1 | 0 | 0 | 0 | 0 | 0 | 0 | 0 | 0 | 0 | 0 | 0 | 0 | 0 | 0 | 0 | 0 | 0 | 0 | 0 | 0 | 0 | 0 | 0 | 0 | 0 | 0 | 0 | 0 | 0 | 0 | 0 | 0 | 0 | 0 | 0 | 0 | 0 | 0 | 0 | 0 | 0 | 0 | 0 | 0 | 0 | 0 | 0 | 0 | 0 | 0 | 0 | 0 | 0 | 0 | 0 | 0 | 0 | 0 | 0 | 0 | 0 | 0 | 0 | 0 | 0 | 0 | 0 | 0 | 0 | 0 | 0 | 0 | 0 | 0 | 0 | 0 | 0 | 0 | 0 | 0 | 0 | 0 | 0 | 0 | 0 | 0 | 0 | 0 | 0 | 0 |  |  | 0 | 0 | 0 | 0 | 0 | 0 | 0 | 0 | 0 | 0 | 0 | 0 | 0 | 0 | 0 | 0 | 0 | 0 | 0 | 0 | 0 | 0 | 0 | 3 | 0 | 0 | 225 | 0 | 0 | 1 | 0 | 0 | 0 | 0 | 0 | 0 | 0 | 0 | 3 | 0 | 0 | 225 | 0 | 0 | 1 | 0 | 0 | 0 | 0 | 0 | 0 | 163.98 | 16.3 | 1538.56 | South of Magunden Constraint | South of Magunden Constraint | North of Magunden Constraint |  | 0 | 0 | 0 | 0 | 0 | 0 | 163.98 | 16.3 | 1538.56 | South of Magunden Constraint | South of Magunden Constraint | North of Magunden Constraint |  | 1 | 1 | NO | 1 | 1 | 1 | NO | 1
PG&E GBA | Stagg | 230 | 0 | 0 | 0 | 0 | 0 | 0 | 0 | 0 | 0 | 0 | 0 | 0 | 0 | 0 | 0 | 0 | 0 | 0 | 0 | 0 | 0 | 0 | 0 | 0 | 0 | 0 | 0 | 0 | 0 | 0 | 0 | 0 | 0 | 0 | 0 | 0 | 0 | 0 | 0 | 1 | 0 | 0 | 0 | 0 | 0 | 1 | 0 | 0 | 0 | 0 | 0 | 0 | 0 | 0 | 0 | 0 | 0 | 0 | 0 | 1 | 1 | 0 | 0 | 0 | 0 | 1 | 0 | 0 | 0 | 0 | 0 | 0 | 0 | 0 | 0 | 0 | 0 | 0 | 0 | 0 | 0 | 0 | 0 | 0 | 0 | 0 | 0 | 0 | 0 | 0 | 0 | 0 | 0 | 0 | 0 | 0 | 0 |  |  | 0 | 0 | 0 | 0 | 0 | 0 | 0 | 0 | 0 | 0 | 0 | 0 | 0 | 0 | 0 | 0 | 0 | 0 | 0 | 0 | 0 | 0 | 0 | 0 | 0 | 0 | 0 | 0 | 0 | 0 | 0 | 0 | 0 | 0 | 0 | 0 | 0 | 0 | 0 | 0 | 0 | 0 | 0 | 0 | 0 | 1 | 0 | 1 | 0 | 0 | 0 | -441.84 | -200.0712 | 2052.2198 | Collinsville-Tesla 500 kV Line | Collinsville-Tesla 500 kV Line | Bellota-Weber 230kV line |  | 1 | 0 | 1 | 0 | 0 | 0 | -441.84 | -200.0712 | 2052.2198 | Collinsville-Tesla 500 kV Line | Collinsville-Tesla 500 kV Line | Bellota-Weber 230kV line |  | 5 | 5 | NO | 5 | 1 | 1 | NO | 1
PG&E GBA | Standard Oil | 115 | 0 | 0 | 0 | 0 | 0 | 0 | 0 | 0 | 0 | 0 | 0 | 0 | 0 | 0 | 0 | 0 | 0 | 0 | 0 | 0 | 0 | 0 | 0 | 0 | 0 | 0 | 0 | 0 | 0 | 0 | 0 | 0 | 0 | 0 | 0 | 0 | 0 | 0 | 0 | 1 | 0 | 0 | 0 | 0 | 0 | 0 | 0 | 0 | 0 | 1 | 0 | 0 | 1 | 1 | 1 | 1 | 0 | 0 | 1 | 1 | 0 | 1 | 0 | 0 | 0 | 1 | 0 | 0 | 0 | 0 | 0 | 0 | 0 | 0 | 0 | 0 | 0 | 0 | 0 | 0 | 0 | 0 | 0 | 0 | 0 | 0 | 0 | 0 | 0 | 0 | 0 | 0 | 0 | 0 | 0 | 0 | 0 |  |  | 0 | 0 | 0 | 0 | 0 | 0 | 0 | 0 | 0 | 0 | 0 | 0 | 0 | 0 | 0 | 0 | 0 | 0 | 0 | 0 | 0 | 0 | 0 | 0 | 0 | 0 | 0 | 0 | 0 | 0 | 0 | 0 | 0 | 0 | 0 | 0 | 0 | 0 | 0 | 0 | 40 | 0 | 0 | 0 | 1 | 2 | 0 | 1 | 0 | 0 | 0 | -441.84 | -200.0712 | 1111.2 | Collinsville-Tesla 500 kV Line | Collinsville-Tesla 500 kV Line | Grant - Eastshore #2 line 115 kV |  | 1 | 0 | 1 | 0 | 0 | 0 | -441.84 | -200.0712 | 1111.2 | Collinsville-Tesla 500 kV Line | Collinsville-Tesla 500 kV Line | Grant - Eastshore #2 line 115 kV |  | 5 | 5 | NO | 5 | 1 | 1 | NO | 1
PG&E GBA | Stanislaus | 115 | 0 | 0 | 0 | 0 | 0 | 0 | 0 | 0 | 0 | 0 | 0 | 0 | 0 | 0 | 0 | 0 | 0 | 0 | 0 | 0 | 0 | 0 | 0 | 0 | 0 | 0 | 0 | 0 | 0 | 0 | 0 | 0 | 0 | 0 | 0 | 0 | 0 | 0 | 0 | 0 | 0 | 0 | 0 | 0 | 0 | 1 | 0 | 0 | 0 | 0 | 0 | 0 | 0 | 0 | 0 | 1 | 0 | 1 | 0 | 1 | 0 | 0 | 0 | 0 | 0 | 1 | 0 | 0 | 0 | 0 | 0 | 0 | 0 | 0 | 0 | 0 | 0 | 0 | 0 | 0 | 0 | 0 | 0 | 0 | 0 | 0 | 0 | 0 | 0 | 0 | 0 | 0 | 0 | 0 | 0 | 0 | 0 |  |  | 0 | 0 | 0 | 0 | 0 | 0 | 0 | 0 | 0 | 0 | 0 | 0 | 0 | 0 | 0 | 0 | 0 | 0 | 0 | 0 | 0 | 0 | 0 | 0 | 0 | 0 | 0 | 0 | 0 | 0 | 0 | 0 | 0 | 0 | 0 | 0 | 0 | 0 | 0 | 0 | 0 | 0 | 0 | 0 | 0 | 0 | 0 | 0 | 0 | 0 | 0 | 46.8 | 144.39 | 672.109 | Kasson Jct-Heinz 115 kV line | Kasson Jct-Heinz 115 kV line | Kasson Jct-Heinz 115 kV line |  | 0 | 0 | 0 | 0 | 0 | 0 | 46.8 | 144.39 | 672.109 | Kasson Jct-Heinz 115 kV line | Kasson Jct-Heinz 115 kV line | Kasson Jct-Heinz 115 kV line |  | 1 | 1 | NO | 1 | 1 | 1 | NO | 1
PG&E KERN | Stockdale | 115 | 0 | 0 | 0 | 0 | 0 | 0 | 0 | 0 | 0 | 0 | 0 | 0 | 0 | 0 | 0 | 0 | 0 | 0 | 0 | 0 | 0 | 0 | 0 | 0 | 0 | 0 | 0 | 0 | 0 | 0 | 0 | 0 | 0 | 0 | 0 | 0 | 0 | 0 | 0 | 0 | 0 | 0 | 0 | 0 | 0 | 0 | 0 | 0 | 0 | 0 | 0 | 0 | 0 | 0 | 0 | 0 | 0 | 0 | 0 | 0 | 0 | 0 | 0 | 0 | 0 | 0 | 0 | 1 | 1 | 0 | 0 | 0 | 0 | 1 | 0 | 0 | 0 | 0 | 0 | 1 | 0 | 0 | 0 | 0 | 0 | 0 | 0 | 0 | 0 | 0 | 0 | 0 | 0 | 0 | 0 | 0 | 0 |  |  | 0 | 0 | 0 | 0 | 0 | 0 | 0 | 0 | 0 | 0 | 0 | 0 | 0 | 0 | 0 | 0 | 0 | 0 | 0 | 0 | 0 | 0 | 0 | 0 | 0 | 0 | 0 | 0 | 0 | 0 | 0 | 0 | 0 | 0 | 0 | 0 | 0 | 0 | 0 | 100 | 0 | 0 | 0 | 0 | 1 | 1 | 0 | 1 | 0 | 1 | 0 | -79.08 | -1738.232 | -562.7302 | Gates 500/230kV TB #11 | Gates 500/230kV TB #11 | Gates 500/230kV TB #11 |  | 0 | 0 | 0 | 0 | 0 | 0 | 7.65 | 113.8 | 30 | Cal Flat-Gates 230 kV line | Kern-Tevis-Stockdale-Lamont 115kV line | Kern-Tevis-Stockdale-Lamont 115kV line |  | 5 | 1 | YES | 2 | 5 | 1 | YES | 2
PG&E KERN | Stockdale | 230 | 0 | 0 | 0 | 0 | 0 | 0 | 0 | 0 | 0 | 0 | 0 | 0 | 0 | 0 | 0 | 0 | 0 | 0 | 0 | 0 | 0 | 0 | 0 | 0 | 0 | 0 | 0 | 0 | 0 | 0 | 0 | 0 | 0 | 0 | 0 | 0 | 0 | 0 | 0 | 0 | 0 | 0 | 0 | 0 | 0 | 0 | 0 | 0 | 0 | 0 | 0 | 0 | 0 | 0 | 0 | 0 | 0 | 0 | 0 | 0 | 0 | 0 | 0 | 0 | 0 | 0 | 0 | 1 | 1 | 0 | 0 | 0 | 0 | 0 | 0 | 0 | 0 | 0 | 0 | 1 | 0 | 0 | 0 | 0 | 0 | 0 | 0 | 0 | 0 | 0 | 0 | 0 | 0 | 0 | 0 | 0 | 0 |  |  | 0 | 0 | 0 | 0 | 0 | 0 | 0 | 0 | 0 | 0 | 0 | 0 | 0 | 0 | 0 | 0 | 0 | 0 | 0 | 0 | 0 | 0 | 0 | 0 | 0 | 0 | 0 | 0 | 0 | 0 | 0 | 0 | 0 | 0 | 0 | 0 | 0 | 0 | 0 | 0 | 0 | 0 | 0 | 0 | 0 | 1 | 0 | 1 | 0 | 1 | 0 | -79.08 | -1738.232 | -562.7302 | Gates 500/230kV TB #11 | Gates 500/230kV TB #11 | Gates 500/230kV TB #11 |  | 0 | 0 | 0 | 0 | 0 | 0 | 7.65 | 144.11 | 266.8703 | Cal Flat-Gates 230 kV line | Cal Flat-Gates 230 kV line | Cal Flat-Gates 230 kV line |  | 5 | 1 | YES | 2 | 5 | 1 | YES | 2
PG&E GBA | Stockton A | 115 | 0 | 0 | 0 | 0 | 0 | 0 | 0 | 0 | 0 | 0 | 0 | 0 | 0 | 0 | 0 | 0 | 0 | 0 | 0 | 0 | 0 | 0 | 0 | 0 | 0 | 0 | 0 | 0 | 0 | 0 | 0 | 0 | 0 | 0 | 0 | 0 | 0 | 0 | 0 | 0 | 0 | 0 | 0 | 0 | 0 | 1 | 0 | 0 | 0 | 0 | 0 | 0 | 0 | 0 | 0 | 0 | 0 | 0 | 0 | 1 | 1 | 0 | 0 | 0 | 0 | 0 | 0 | 0 | 0 | 0 | 0 | 0 | 0 | 0 | 0 | 0 | 0 | 0 | 0 | 0 | 0 | 0 | 0 | 0 | 0 | 1 | 0 | 0 | 0 | 0 | 0 | 0 | 0 | 0 | 0 | 0 | 0 |  |  | 0 | 0 | 0 | 0 | 0 | 0 | 0 | 0 | 0 | 0 | 0 | 0 | 0 | 0 | 0 | 0 | 0 | 0 | 0 | 0 | 0 | 0 | 0 | 0 | 0 | 0 | 0 | 0 | 0 | 0 | 0 | 0 | 0 | 0 | 0 | 0 | 0 | 0 | 0 | 0 | 0 | 0 | 0 | 0 | 0 | 0 | 0 | 0 | 0 | 0 | 0 | 402.45 | 704.04 | 2052.2198 | Bellota-Weber 230kV line | Bellota-Weber 230kV line | Bellota-Weber 230kV line |  | 0 | 0 | 0 | 0 | 0 | 0 | 776 | 831 | 2052.2198 | Eight Mile-Tesla 230 kV line | Eight Mile-Tesla 230 kV line | Bellota-Weber 230kV line |  | 1 | 1 | NO | 1 | 1 | 1 | NO | 1
PG&E GBA | Stone | 115 | 0 | 0 | 0 | 0 | 0 | 0 | 0 | 0 | 0 | 0 | 0 | 0 | 0 | 0 | 0 | 0 | 0 | 0 | 0 | 0 | 0 | 0 | 0 | 0 | 0 | 0 | 0 | 0 | 0 | 0 | 0 | 0 | 0 | 0 | 0 | 0 | 0 | 0 | 0 | 0 | 0 | 0 | 0 | 0 | 0 | 0 | 0 | 0 | 0 | 0 | 0 | 0 | 0 | 0 | 0 | 0 | 0 | 0 | 0 | 1 | 0 | 0 | 0 | 0 | 0 | 0 | 0 | 0 | 0 | 0 | 0 | 0 | 0 | 0 | 0 | 0 | 0 | 0 | 0 | 0 | 0 | 0 | 0 | 0 | 0 | 0 | 0 | 0 | 0 | 0 | 0 | 0 | 0 | 0 | 0 | 0 | 1 |  |  | 0 | 0 | 0 | 0 | 0 | 0 | 0 | 0 | 0 | 0 | 0 | 0 | 0 | 0 | 0 | 0 | 0 | 0 | 0 | 0 | 0 | 0 | 0 | 0 | 0 | 0 | 0 | 0 | 0 | 0 | 0 | 0 | 0 | 0 | 0 | 0 | 0 | 0 | 0 | 0 | 0 | 0 | 0 | 0 | 0 | 0 | 0 | 0 | 0 | 0 | 0 | 1414.38 | 1280.282 | 3822.2952 | NEW-Metcalf-Mosslanding 500kV | NEW-Metcalf-Mosslanding 500kV | Tesla-Bellota 230 kV line |  | 0 | 0 | 0 | 0 | 0 | 0 | 1414.38 | 1280.282 | 3822.2952 | NEW-Metcalf-Mosslanding 500kV | NEW-Metcalf-Mosslanding 500kV | Tesla-Bellota 230 kV line |  | 1 | 1 | NO | 1 | 1 | 1 | NO | 1
PG&E FRESNO | Storey | 230 | 0 | 0 | 0 | 0 | 0 | 0 | 0 | 0 | 0 | 0 | 0 | 0 | 0 | 0 | 0 | 0 | 0 | 0 | 0 | 0 | 0 | 0 | 0 | 0 | 0 | 0 | 0 | 0 | 0 | 0 | 0 | 0 | 0 | 0 | 0 | 0 | 0 | 0 | 0 | 0 | 0 | 0 | 0 | 0 | 0 | 1 | 0 | 0 | 0 | 0 | 0 | 0 | 0 | 0 | 0 | 0 | 0 | 0 | 0 | 0 | 0 | 0 | 0 | 0 | 0 | 0 | 0 | 0 | 0 | 0 | 0 | 0 | 0 | 0 | 0 | 0 | 0 | 0 | 1 | 1 | 0 | 1 | 1 | 1 | 1 | 1 | 0 | 1 | 1 | 1 | 0 | 0 | 1 | 0 | 1 | 0 | 0 |  |  | 0 | 0 | 0 | 0 | 0 | 0 | 0 | 0 | 0 | 0 | 0 | 0 | 0 | 0 | 0 | 0 | 0 | 0 | 0 | 0 | 0 | 0 | 0 | 0 | 0 | 0 | 0 | 0 | 0 | 0 | 0 | 0 | 0 | 0 | 0 | 0 | 0 | 0 | 0 | 0 | 0 | 0 | 0 | 0 | 0 | 3 | 0 | 5 | 0 | 2 | 1 | -555.55 | -1738.232 | -3308.8336 | Chowchilla-Le grand 115kV Line | Gates 500/230kV TB #11 | Mustang-Henrietta 230 kV line |  | 1 | 0 | 2 | 0 | 0 | 1 | -421.35 | -476.012 | -3308.8336 | Borden-Storey #1 230kV line | Mustang-Henrietta 230 kV line | Mustang-Henrietta 230 kV line |  | 5 | 5 | NO | 5 | 5 | 4 | YES | 4
PG&E NGBA | Summit | 115 | 0 | 0 | 0 | 0 | 0 | 0 | 0 | 0 | 0 | 0 | 0 | 0 | 0 | 0 | 0 | 0 | 0 | 0 | 0 | 0 | 0 | 0 | 0 | 0 | 0 | 0 | 0 | 0 | 0 | 0 | 0 | 0 | 0 | 0 | 0 | 0 | 0 | 0 | 0 | 1 | 1 | 0 | 1 | 0 | 0 | 1 | 1 | 1 | 0 | 0 | 0 | 0 | 0 | 0 | 0 | 0 | 0 | 0 | 0 | 1 | 1 | 0 | 0 | 0 | 0 | 0 | 0 | 0 | 0 | 0 | 0 | 0 | 0 | 0 | 0 | 0 | 0 | 0 | 0 | 0 | 0 | 0 | 0 | 0 | 0 | 0 | 0 | 0 | 0 | 0 | 0 | 0 | 0 | 0 | 0 | 0 | 0 |  |  | 0 | 0 | 0 | 0 | 0 | 0 | 0 | 0 | 0 | 0 | 0 | 0 | 0 | 0 | 0 | 0 | 0 | 0 | 0 | 0 | 0 | 0 | 0 | 0 | 0 | 0 | 0 | 0 | 0 | 0 | 0 | 0 | 0 | 0 | 0 | 0 | 0 | 0 | 0 | 0 | 0 | 0 | 0 | 0 | 0 | 1 | 0 | 1 | 0 | 0 | 0 | -441.84 | -200.0712 | 72.84 | Collinsville-Tesla 500 kV Line | Collinsville-Tesla 500 kV Line | Woodland- Davis 115kV line |  | 1 | 0 | 1 | 0 | 0 | 0 | -441.84 | -200.0712 | 72.84 | Collinsville-Tesla 500 kV Line | Collinsville-Tesla 500 kV Line | Woodland- Davis 115kV line |  | 5 | 5 | NO | 5 | 1 | 1 | NO | 1
SDGE | Suncrest | 230 | 0 | 0 | 0 | 0 | 0 | 0 | 0 | 0 | 0 | 0 | 0 | 0 | 0 | 0 | 0 | 0 | 0 | 0 | 0 | 0 | 0 | 0 | 0 | 0 | 0 | 0 | 0 | 0 | 0 | 0 | 1 | 0 | 1 | 0 | 0 | 1 | 0 | 0 | 0 | 0 | 0 | 0 | 0 | 0 | 0 | 0 | 0 | 0 | 0 | 0 | 0 | 0 | 0 | 0 | 0 | 0 | 0 | 0 | 0 | 0 | 0 | 0 | 0 | 0 | 0 | 0 | 0 | 0 | 0 | 0 | 0 | 0 | 0 | 0 | 0 | 0 | 0 | 0 | 0 | 0 | 0 | 0 | 0 | 0 | 0 | 0 | 0 | 0 | 0 | 0 | 0 | 0 | 0 | 0 | 0 | 0 | 0 |  |  | 0 | 0 | 0 | 0 | 0 | 0 | 0 | 0 | 0 | 0 | 0 | 0 | 0 | 0 | 0 | 0 | 0 | 0 | 0 | 0 | 0 | 0 | 0 | 0 | 0 | 0 | 0 | 0 | 0 | 0 | 0 | 0 | 0 | 0 | 0 | 0 | 0 | 0 | 0 | 0 | 0 | 0 | 0 | 0 | 0 | 0 | 0 | 0 | 0 | 0 | 0 | 238.33 | 400.235 | 1988.4814 | San Luis Rey-San Onofre 230 kV line constraint | San Luis Rey-San Onofre 230 kV line constraint | San Luis Rey-San Onofre 230 kV line constraint |  | 0 | 0 | 0 | 0 | 0 | 0 | 238.33 | 400.235 | 1988.4814 | San Luis Rey-San Onofre 230 kV line constraint | San Luis Rey-San Onofre 230 kV line constraint | San Luis Rey-San Onofre 230 kV line constraint |  | 1 | 1 | NO | 1 | 1 | 1 | NO | 1
SDGE | Suncrest | 500 | 0 | 0 | 0 | 0 | 0 | 0 | 0 | 0 | 0 | 0 | 0 | 0 | 0 | 0 | 0 | 0 | 0 | 0 | 0 | 0 | 0 | 0 | 0 | 0 | 0 | 0 | 0 | 0 | 0 | 0 | 1 | 0 | 1 | 0 | 0 | 1 | 0 | 0 | 0 | 0 | 0 | 0 | 0 | 0 | 0 | 0 | 0 | 0 | 0 | 0 | 0 | 0 | 0 | 0 | 0 | 0 | 0 | 0 | 0 | 0 | 0 | 0 | 0 | 0 | 0 | 0 | 0 | 0 | 0 | 0 | 0 | 0 | 0 | 0 | 0 | 0 | 0 | 0 | 0 | 0 | 0 | 0 | 0 | 0 | 0 | 0 | 0 | 0 | 0 | 0 | 0 | 0 | 0 | 0 | 0 | 0 | 0 |  |  | 0 | 0 | 0 | 0 | 0 | 0 | 0 | 0 | 0 | 0 | 0 | 0 | 0 | 0 | 0 | 0 | 0 | 0 | 0 | 0 | 0 | 0 | 0 | 0 | 0 | 0 | 0 | 0 | 0 | 0 | 0 | 0 | 0 | 0 | 0 | 0 | 0 | 0 | 0 | 0 | 0 | 0 | 0 | 0 | 0 | 0 | 0 | 0 | 0 | 0 | 0 | 238.33 | 400.235 | 1988.4814 | San Luis Rey-San Onofre 230 kV line constraint | San Luis Rey-San Onofre 230 kV line constraint | San Luis Rey-San Onofre 230 kV line constraint |  | 0 | 0 | 0 | 0 | 0 | 0 | 238.33 | 400.235 | 1988.4814 | San Luis Rey-San Onofre 230 kV line constraint | San Luis Rey-San Onofre 230 kV line constraint | San Luis Rey-San Onofre 230 kV line constraint |  | 1 | 1 | NO | 1 | 1 | 1 | NO | 1
PG&E KERN | Sunrise | 230 | 0 | 0 | 0 | 0 | 0 | 0 | 0 | 0 | 0 | 0 | 0 | 0 | 0 | 0 | 0 | 0 | 0 | 0 | 0 | 0 | 0 | 0 | 0 | 0 | 0 | 0 | 0 | 0 | 0 | 0 | 0 | 0 | 0 | 0 | 0 | 0 | 0 | 0 | 0 | 0 | 0 | 0 | 0 | 0 | 0 | 0 | 0 | 0 | 0 | 0 | 0 | 0 | 0 | 0 | 0 | 0 | 0 | 0 | 0 | 0 | 0 | 0 | 0 | 0 | 0 | 0 | 0 | 1 | 1 | 0 | 0 | 0 | 0 | 0 | 1 | 0 | 0 | 0 | 1 | 0 | 0 | 0 | 0 | 0 | 0 | 0 | 0 | 0 | 0 | 0 | 0 | 0 | 0 | 0 | 1 | 0 | 0 |  |  | 0 | 0 | 0 | 0 | 0 | 0 | 0 | 0 | 0 | 0 | 0 | 0 | 0 | 0 | 0 | 0 | 0 | 0 | 0 | 0 | 0 | 0 | 0 | 0 | 0 | 0 | 0 | 0 | 0 | 0 | 0 | 0 | 0 | 0 | 0 | 0 | 0 | 0 | 0 | 0 | 0 | 0 | 0 | 0 | 0 | 0 | 0 | 2 | 0 | 1 | 1 | 7.65 | -1311.984 | -3308.8336 | Cal Flat-Gates 230 kV line | Gates 500/230kV TB #12 | Mustang-Henrietta 230 kV line |  | 0 | 0 | 1 | 0 | 0 | 1 | 7.65 | -476.012 | -3308.8336 | Cal Flat-Gates 230 kV line | Mustang-Henrietta 230 kV line | Mustang-Henrietta 230 kV line |  | 5 | 5 | NO | 5 | 5 | 4 | YES | 4
PG&E KERN | Sunset | 230 | 0 | 0 | 0 | 0 | 0 | 0 | 0 | 0 | 0 | 0 | 0 | 0 | 0 | 0 | 0 | 0 | 0 | 0 | 0 | 0 | 0 | 0 | 0 | 0 | 0 | 0 | 0 | 0 | 0 | 0 | 0 | 0 | 0 | 0 | 0 | 0 | 0 | 0 | 0 | 0 | 0 | 0 | 0 | 0 | 0 | 0 | 0 | 0 | 0 | 0 | 0 | 0 | 0 | 0 | 0 | 0 | 0 | 0 | 0 | 0 | 0 | 0 | 0 | 0 | 0 | 0 | 0 | 1 | 1 | 0 | 1 | 0 | 0 | 0 | 1 | 0 | 0 | 0 | 1 | 0 | 0 | 0 | 0 | 0 | 0 | 0 | 0 | 0 | 0 | 0 | 0 | 0 | 0 | 0 | 1 | 0 | 0 |  |  | 0 | 0 | 0 | 0 | 0 | 0 | 0 | 0 | 0 | 0 | 0 | 0 | 0 | 0 | 0 | 0 | 0 | 0 | 0 | 0 | 0 | 0 | 0 | 0 | 0 | 0 | 0 | 0 | 0 | 0 | 0 | 0 | 0 | 0 | 0 | 0 | 0 | 0 | 0 | 0 | 0 | 0 | 0 | 0 | 0 | 0 | 0 | 2 | 0 | 1 | 1 | 7.65 | -1311.984 | -3308.8336 | Cal Flat-Gates 230 kV line | Gates 500/230kV TB #12 | Mustang-Henrietta 230 kV line |  | 0 | 0 | 1 | 0 | 0 | 1 | 7.65 | -476.012 | -3308.8336 | Cal Flat-Gates 230 kV line | Mustang-Henrietta 230 kV line | Mustang-Henrietta 230 kV line |  | 5 | 5 | NO | 5 | 5 | 4 | YES | 4
PG&E GBA | Swift | 115 | 0 | 0 | 0 | 0 | 0 | 0 | 0 | 0 | 0 | 0 | 0 | 0 | 0 | 0 | 0 | 0 | 0 | 0 | 0 | 0 | 0 | 0 | 0 | 0 | 0 | 0 | 0 | 0 | 0 | 0 | 0 | 0 | 0 | 0 | 0 | 0 | 0 | 0 | 0 | 0 | 0 | 0 | 0 | 0 | 0 | 0 | 0 | 0 | 0 | 0 | 0 | 0 | 0 | 0 | 0 | 1 | 0 | 0 | 0 | 1 | 0 | 0 | 0 | 0 | 0 | 0 | 0 | 0 | 0 | 0 | 0 | 0 | 0 | 0 | 0 | 0 | 0 | 0 | 0 | 0 | 0 | 0 | 0 | 0 | 0 | 0 | 0 | 0 | 0 | 0 | 0 | 0 | 0 | 0 | 0 | 0 | 0 |  |  | 0 | 0 | 0 | 0 | 0 | 0 | 0 | 0 | 0 | 0 | 0 | 0 | 0 | 0 | 0 | 0 | 0 | 0 | 0 | 0 | 0 | 0 | 0 | 0 | 0 | 0 | 0 | 0 | 0 | 0 | 0 | 0 | 0 | 0 | 0 | 0 | 0 | 0 | 0 | 0 | 0 | 0 | 0 | 0 | 0 | 0 | 0 | 0 | 0 | 0 | 0 | 2067.51 | 2548.6438 | 3822.2952 | Tesla-Bellota 230 kV line | Tesla-Bellota 230 kV line | Tesla-Bellota 230 kV line |  | 0 | 0 | 0 | 0 | 0 | 0 | 2067.51 | 2548.6438 | 3822.2952 | Tesla-Bellota 230 kV line | Tesla-Bellota 230 kV line | Tesla-Bellota 230 kV line |  | 1 | 1 | NO | 1 | 1 | 1 | NO | 1
SDGE | Sycamore Canyon | 138 | 0 | 0 | 0 | 0 | 0 | 0 | 0 | 0 | 0 | 0 | 0 | 0 | 0 | 0 | 0 | 0 | 0 | 0 | 0 | 0 | 0 | 0 | 0 | 0 | 0 | 0 | 1 | 0 | 1 | 0 | 1 | 0 | 1 | 0 | 0 | 0 | 0 | 0 | 0 | 0 | 0 | 0 | 0 | 0 | 0 | 0 | 0 | 0 | 0 | 0 | 0 | 0 | 0 | 0 | 0 | 0 | 0 | 0 | 0 | 0 | 0 | 0 | 0 | 0 | 0 | 0 | 0 | 0 | 0 | 0 | 0 | 0 | 0 | 0 | 0 | 0 | 0 | 0 | 0 | 0 | 0 | 0 | 0 | 0 | 0 | 0 | 0 | 0 | 0 | 0 | 0 | 0 | 0 | 0 | 0 | 0 | 0 |  |  | 0 | 0 | 0 | 0 | 0 | 0 | 0 | 0 | 0 | 0 | 0 | 0 | 0 | 0 | 0 | 0 | 0 | 0 | 0 | 0 | 0 | 0 | 0 | 0 | 0 | 0 | 0 | 0 | 0 | 0 | 0 | 0 | 0 | 0 | 0 | 0 | 0 | 0 | 0 | 0 | 0 | 0 | 0 | 200 | 1 | 0 | 0 | 0 | 0 | 0 | 0 | 14 | 119 | 434 | Chicarita 138 kV constraint | Chicarita 138 kV constraint | Chicarita 138 kV constraint |  | 0 | 0 | 0 | 0 | 0 | 0 | 14 | 119 | 434 | Chicarita 138 kV constraint | Chicarita 138 kV constraint | Chicarita 138 kV constraint |  | 1 | 1 | NO | 1 | 1 | 1 | NO | 1
SDGE | Sycamore Canyon | 230 | 0 | 0 | 0 | 0 | 0 | 0 | 0 | 0 | 0 | 0 | 0 | 0 | 0 | 0 | 0 | 0 | 0 | 0 | 0 | 0 | 0 | 0 | 0 | 0 | 0 | 1 | 0 | 0 | 1 | 0 | 1 | 0 | 1 | 0 | 0 | 0 | 0 | 0 | 0 | 0 | 0 | 0 | 0 | 0 | 0 | 0 | 0 | 0 | 0 | 0 | 0 | 0 | 0 | 0 | 0 | 0 | 0 | 0 | 0 | 0 | 0 | 0 | 0 | 0 | 0 | 0 | 0 | 0 | 0 | 0 | 0 | 0 | 0 | 0 | 0 | 0 | 0 | 0 | 0 | 0 | 0 | 0 | 0 | 0 | 0 | 0 | 0 | 0 | 0 | 0 | 0 | 0 | 0 | 0 | 0 | 0 | 0 |  |  | 0 | 0 | 0 | 0 | 0 | 0 | 0 | 0 | 0 | 0 | 0 | 0 | 0 | 0 | 0 | 0 | 0 | 0 | 0 | 0 | 0 | 0 | 0 | 0 | 0 | 0 | 0 | 0 | 0 | 0 | 0 | 0 | 0 | 0 | 0 | 0 | 0 | 0 | 0 | 0 | 0 | 0 | 0 | 300 | 1 | 0 | 0 | 0 | 0 | 0 | 0 | 238.33 | 400.235 | 1740.26 | San Luis Rey-San Onofre 230 kV line constraint | San Luis Rey-San Onofre 230 kV line constraint | Capistrano-San Onofre 230 kV constraint |  | 0 | 0 | 0 | 0 | 0 | 0 | 238.33 | 400.235 | 1740.26 | San Luis Rey-San Onofre 230 kV line constraint | San Luis Rey-San Onofre 230 kV line constraint | Capistrano-San Onofre 230 kV constraint |  | 1 | 1 | NO | 1 | 1 | 1 | NO | 1
SDGE | Sycamore Canyon | 69 | 0 | 0 | 0 | 0 | 0 | 0 | 0 | 0 | 0 | 0 | 0 | 0 | 0 | 0 | 0 | 0 | 0 | 0 | 0 | 0 | 0 | 0 | 0 | 0 | 0 | 1 | 0 | 0 | 0 | 0 | 1 | 0 | 1 | 0 | 0 | 0 | 0 | 0 | 0 | 0 | 0 | 0 | 0 | 0 | 0 | 0 | 0 | 0 | 0 | 0 | 0 | 0 | 0 | 0 | 0 | 0 | 0 | 0 | 0 | 0 | 0 | 0 | 0 | 0 | 0 | 0 | 0 | 0 | 0 | 0 | 0 | 0 | 0 | 0 | 0 | 0 | 0 | 0 | 0 | 0 | 0 | 0 | 0 | 0 | 0 | 0 | 0 | 0 | 0 | 0 | 0 | 0 | 0 | 0 | 0 | 0 | 0 |  |  | 0 | 0 | 0 | 0 | 0 | 0 | 0 | 0 | 0 | 0 | 0 | 0 | 0 | 0 | 0 | 0 | 0 | 0 | 0 | 0 | 0 | 0 | 0 | 0 | 0 | 0 | 0 | 0 | 0 | 0 | 0 | 0 | 0 | 0 | 0 | 0 | 0 | 0 | 0 | 0 | 0 | 0 | 0 | 0 | 0 | 0 | 0 | 0 | 0 | 0 | 0 | 238.33 | 400.235 | 1740.26 | San Luis Rey-San Onofre 230 kV line constraint | San Luis Rey-San Onofre 230 kV line constraint | Capistrano-San Onofre 230 kV constraint |  | 0 | 0 | 0 | 0 | 0 | 0 | 238.33 | 400.235 | 1740.26 | San Luis Rey-San Onofre 230 kV line constraint | San Luis Rey-San Onofre 230 kV line constraint | Capistrano-San Onofre 230 kV constraint |  | 1 | 1 | NO | 1 | 1 | 1 | NO | 1
SCE Northern | Sylmar | 230 | 0 | 0 | 0 | 0 | 0 | 0 | 0 | 0 | 0 | 0 | 0 | 0 | 0 | 0 | 0 | 0 | 0 | 0 | 0 | 0 | 0 | 0 | 0 | 0 | 1 | 0 | 0 | 0 | 0 | 0 | 0 | 0 | 0 | 0 | 0 | 0 | 0 | 0 | 0 | 0 | 0 | 0 | 0 | 0 | 0 | 0 | 0 | 0 | 0 | 0 | 0 | 0 | 0 | 0 | 0 | 0 | 0 | 0 | 0 | 0 | 0 | 0 | 0 | 0 | 0 | 0 | 0 | 0 | 0 | 0 | 0 | 0 | 0 | 0 | 0 | 0 | 0 | 0 | 0 | 0 | 0 | 0 | 0 | 0 | 0 | 0 | 0 | 0 | 0 | 0 | 0 | 0 | 0 | 0 | 0 | 0 | 0 |  |  | 0 | 0 | 0 | 0 | 0 | 0 | 0 | 0 | 0 | 0 | 0 | 0 | 0 | 0 | 0 | 0 | 0 | 0 | 0 | 0 | 0 | 0 | 0 | 0 | 0 | 0 | 0 | 0 | 0 | 0 | 0 | 0 | 0 | 0 | 0 | 0 | 0 | 0 | 0 | 0 | 0 | 0 | 0 | 0 | 0 | 1 | 0 | 1 | 0 | 0 | 1 | -4292.881 | -5429.828 | -3970.751 | Lugo - Victorville area constraint | Lugo - Victorville area constraint | Lugo - Victorville area constraint |  | 0 | 0 | 0 | 0 | 0 | 0 | 2507.119 | 1370.172 | 2829.249 | Lugo - Victorville area constraint | Lugo - Victorville area constraint | Lugo - Victorville area constraint |  | 5 | 1 | YES | 2 | 4 | 1 | YES | 2
PG&E NGBA | Table Mountain | 115 | 0 | 0 | 0 | 0 | 0 | 0 | 0 | 0 | 0 | 0 | 0 | 0 | 0 | 0 | 0 | 0 | 0 | 0 | 0 | 0 | 0 | 0 | 0 | 0 | 0 | 0 | 0 | 0 | 0 | 0 | 0 | 0 | 0 | 0 | 0 | 0 | 0 | 0 | 0 | 1 | 0 | 0 | 0 | 0 | 0 | 0 | 0 | 0 | 0 | 0 | 0 | 0 | 0 | 0 | 0 | 0 | 0 | 0 | 0 | 0 | 0 | 0 | 0 | 0 | 0 | 0 | 0 | 0 | 0 | 0 | 0 | 0 | 0 | 0 | 0 | 0 | 0 | 0 | 0 | 0 | 0 | 0 | 0 | 0 | 0 | 0 | 0 | 0 | 0 | 0 | 0 | 0 | 0 | 0 | 0 | 0 | 0 |  |  | 0 | 0 | 0 | 0 | 0 | 0 | 0 | 0 | 0 | 0 | 0 | 0 | 0 | 0 | 0 | 0 | 0 | 0 | 0 | 0 | 0 | 0 | 0 | 0 | 0 | 0 | 0 | 0 | 0 | 0 | 0 | 0 | 0 | 0 | 0 | 0 | 0 | 0 | 0 | 0 | 0 | 0 | 0 | 0 | 0 | 1 | 0 | 1 | 0 | 0 | 0 | -441.84 | -200.0712 | 3202.4639 | Collinsville-Tesla 500 kV Line | Collinsville-Tesla 500 kV Line | Collinsville-Tesla 500 kV Line |  | 1 | 0 | 1 | 0 | 0 | 0 | -441.84 | -200.0712 | 3202.4639 | Collinsville-Tesla 500 kV Line | Collinsville-Tesla 500 kV Line | Collinsville-Tesla 500 kV Line |  | 5 | 5 | NO | 5 | 1 | 1 | NO | 1
PG&E NGBA | Table Mountain | 230 | 0 | 0 | 0 | 0 | 0 | 0 | 0 | 0 | 0 | 0 | 0 | 0 | 0 | 0 | 0 | 0 | 0 | 0 | 0 | 0 | 0 | 0 | 0 | 0 | 0 | 0 | 0 | 0 | 0 | 0 | 0 | 0 | 0 | 0 | 0 | 0 | 0 | 0 | 0 | 1 | 0 | 0 | 0 | 0 | 0 | 1 | 0 | 0 | 0 | 0 | 0 | 0 | 0 | 0 | 0 | 0 | 0 | 0 | 0 | 1 | 0 | 0 | 0 | 0 | 0 | 0 | 0 | 0 | 0 | 0 | 0 | 0 | 0 | 0 | 0 | 0 | 0 | 0 | 0 | 0 | 0 | 0 | 0 | 0 | 0 | 0 | 0 | 0 | 0 | 0 | 0 | 0 | 0 | 0 | 0 | 0 | 0 |  |  | 0 | 0 | 0 | 0 | 0 | 0 | 0 | 0 | 0 | 0 | 0 | 0 | 0 | 0 | 0 | 0 | 0 | 0 | 0 | 0 | 0 | 0 | 0 | 0 | 0 | 0 | 0 | 0 | 0 | 0 | 0 | 0 | 0 | 0 | 0 | 0 | 0 | 0 | 0 | 0 | 0 | 0 | 0 | 0 | 0 | 1 | 0 | 1 | 0 | 0 | 0 | -441.84 | -200.0712 | 2052.2198 | Collinsville-Tesla 500 kV Line | Collinsville-Tesla 500 kV Line | Bellota-Weber 230kV line |  | 1 | 0 | 1 | 0 | 0 | 0 | -441.84 | -200.0712 | 2052.2198 | Collinsville-Tesla 500 kV Line | Collinsville-Tesla 500 kV Line | Bellota-Weber 230kV line |  | 5 | 5 | NO | 5 | 1 | 1 | NO | 1
PG&E NGBA | Table Mountain | 500 | 0 | 0 | 0 | 0 | 0 | 0 | 0 | 0 | 0 | 0 | 0 | 0 | 0 | 0 | 0 | 0 | 0 | 0 | 0 | 0 | 0 | 0 | 0 | 0 | 0 | 0 | 0 | 0 | 0 | 0 | 0 | 0 | 0 | 0 | 0 | 0 | 0 | 0 | 0 | 1 | 0 | 0 | 0 | 0 | 0 | 0 | 0 | 0 | 0 | 0 | 0 | 0 | 0 | 0 | 0 | 0 | 0 | 0 | 0 | 0 | 0 | 0 | 0 | 0 | 0 | 0 | 0 | 0 | 0 | 0 | 0 | 0 | 0 | 0 | 0 | 0 | 0 | 0 | 0 | 0 | 0 | 0 | 0 | 0 | 0 | 0 | 0 | 0 | 0 | 0 | 0 | 0 | 0 | 0 | 0 | 0 | 0 |  |  | 0 | 0 | 0 | 0 | 0 | 0 | 0 | 0 | 0 | 0 | 0 | 0 | 0 | 0 | 0 | 0 | 0 | 0 | 0 | 0 | 0 | 0 | 0 | 0 | 0 | 0 | 0 | 0 | 0 | 0 | 178 | 0 | 0 | 0 | 0 | 0 | 0 | 0 | 0 | 0 | 0 | 0 | 0 | 0 | 1 | 1 | 0 | 1 | 0 | 0 | 0 | -441.84 | -200.0712 | 3202.4639 | Collinsville-Tesla 500 kV Line | Collinsville-Tesla 500 kV Line | Collinsville-Tesla 500 kV Line |  | 1 | 0 | 1 | 0 | 0 | 0 | -441.84 | -200.0712 | 3202.4639 | Collinsville-Tesla 500 kV Line | Collinsville-Tesla 500 kV Line | Collinsville-Tesla 500 kV Line |  | 5 | 5 | NO | 5 | 1 | 1 | NO | 1
PG&E NGBA | Table Mountain | 60 | 0 | 0 | 0 | 0 | 0 | 0 | 0 | 0 | 0 | 0 | 0 | 0 | 0 | 0 | 0 | 0 | 0 | 0 | 0 | 0 | 0 | 0 | 0 | 0 | 0 | 0 | 0 | 0 | 0 | 0 | 0 | 0 | 0 | 0 | 0 | 0 | 0 | 0 | 0 | 1 | 0 | 0 | 0 | 0 | 0 | 1 | 0 | 0 | 0 | 0 | 0 | 0 | 0 | 0 | 0 | 0 | 0 | 0 | 0 | 1 | 0 | 0 | 0 | 0 | 0 | 0 | 0 | 0 | 0 | 0 | 0 | 0 | 0 | 0 | 0 | 0 | 0 | 0 | 0 | 0 | 0 | 0 | 0 | 0 | 0 | 0 | 0 | 0 | 0 | 0 | 0 | 0 | 0 | 0 | 0 | 0 | 0 |  |  | 0 | 0 | 0 | 0 | 0 | 0 | 0 | 0 | 0 | 0 | 0 | 0 | 0 | 0 | 0 | 0 | 0 | 0 | 0 | 0 | 0 | 0 | 0 | 0 | 0 | 0 | 0 | 0 | 0 | 0 | 0 | 0 | 0 | 0 | 0 | 0 | 0 | 0 | 0 | 0 | 0 | 0 | 0 | 0 | 0 | 1 | 0 | 1 | 0 | 0 | 0 | -441.84 | -200.0712 | 2052.2198 | Collinsville-Tesla 500 kV Line | Collinsville-Tesla 500 kV Line | Bellota-Weber 230kV line |  | 1 | 0 | 1 | 0 | 0 | 0 | -441.84 | -200.0712 | 2052.2198 | Collinsville-Tesla 500 kV Line | Collinsville-Tesla 500 kV Line | Bellota-Weber 230kV line |  | 5 | 5 | NO | 5 | 1 | 1 | NO | 1
PG&E KERN | Taft | 115 | 0 | 0 | 0 | 0 | 0 | 0 | 0 | 0 | 0 | 0 | 0 | 0 | 0 | 0 | 0 | 0 | 0 | 0 | 0 | 0 | 0 | 0 | 0 | 0 | 0 | 0 | 0 | 0 | 0 | 0 | 0 | 0 | 0 | 0 | 0 | 0 | 0 | 0 | 0 | 0 | 0 | 0 | 0 | 0 | 0 | 0 | 0 | 0 | 0 | 0 | 0 | 0 | 0 | 0 | 0 | 0 | 0 | 0 | 0 | 0 | 0 | 0 | 0 | 0 | 0 | 0 | 0 | 1 | 1 | 0 | 1 | 0 | 0 | 0 | 1 | 0 | 0 | 0 | 1 | 0 | 0 | 0 | 0 | 0 | 0 | 0 | 0 | 0 | 0 | 0 | 0 | 0 | 0 | 0 | 1 | 0 | 0 |  |  | 0 | 0 | 0 | 0 | 0 | 0 | 0 | 0 | 0 | 3 | 0 | 0 | 3 | 0 | 1 | 0 | 0 | 0 | 0 | 0 | 0 | 0 | 0 | 0 | 3 | 0 | 0 | 3 | 0 | 1 | 0 | 0 | 0 | 0 | 0 | 0 | 0 | 0 | 0 | 3 | 0 | 0 | 3 | 0 | 1 | 0 | 0 | 2 | 0 | 1 | 1 | 7.65 | -1311.984 | -3308.8336 | Cal Flat-Gates 230 kV line | Gates 500/230kV TB #12 | Mustang-Henrietta 230 kV line |  | 0 | 0 | 1 | 0 | 0 | 1 | 7.65 | -476.012 | -3308.8336 | Cal Flat-Gates 230 kV line | Mustang-Henrietta 230 kV line | Mustang-Henrietta 230 kV line |  | 5 | 5 | NO | 5 | 5 | 4 | YES | 4
SDGE | Talega | 138 | 0 | 0 | 0 | 0 | 0 | 0 | 0 | 0 | 0 | 0 | 0 | 0 | 0 | 0 | 0 | 0 | 0 | 0 | 0 | 0 | 0 | 0 | 0 | 0 | 0 | 1 | 0 | 0 | 0 | 0 | 0 | 0 | 0 | 0 | 0 | 0 | 0 | 1 | 1 | 0 | 0 | 0 | 0 | 0 | 0 | 0 | 0 | 0 | 0 | 0 | 0 | 0 | 0 | 0 | 0 | 0 | 0 | 0 | 0 | 0 | 0 | 0 | 0 | 0 | 0 | 0 | 0 | 0 | 0 | 0 | 0 | 0 | 0 | 0 | 0 | 0 | 0 | 0 | 0 | 0 | 0 | 0 | 0 | 0 | 0 | 0 | 0 | 0 | 0 | 0 | 0 | 0 | 0 | 0 | 0 | 0 | 0 |  |  | 0 | 0 | 0 | 0 | 0 | 0 | 0 | 0 | 0 | 0 | 0 | 0 | 0 | 0 | 0 | 0 | 0 | 0 | 0 | 0 | 0 | 0 | 0 | 0 | 0 | 0 | 0 | 0 | 0 | 0 | 0 | 0 | 0 | 0 | 0 | 0 | 0 | 0 | 0 | 0 | 0 | 0 | 0 | 0 | 0 | 0 | 0 | 0 | 0 | 0 | 0 | 495.6 | 437.1 | 429.9 | Trabuco-Capistrano 138 kV constraint | Trabuco-Capistrano 138 kV constraint | Trabuco-Capistrano 138 kV constraint |  | 0 | 0 | 0 | 0 | 0 | 0 | 495.6 | 437.1 | 429.9 | Trabuco-Capistrano 138 kV constraint | Trabuco-Capistrano 138 kV constraint | Trabuco-Capistrano 138 kV constraint |  | 1 | 1 | NO | 1 | 1 | 1 | NO | 1
SDGE | Talega | 230 | 0 | 0 | 0 | 0 | 0 | 0 | 0 | 0 | 0 | 0 | 0 | 0 | 0 | 0 | 0 | 0 | 0 | 0 | 0 | 0 | 0 | 0 | 0 | 0 | 0 | 1 | 0 | 0 | 0 | 0 | 0 | 0 | 0 | 0 | 0 | 0 | 0 | 1 | 0 | 0 | 0 | 0 | 0 | 0 | 0 | 0 | 0 | 0 | 0 | 0 | 0 | 0 | 0 | 0 | 0 | 0 | 0 | 0 | 0 | 0 | 0 | 0 | 0 | 0 | 0 | 0 | 0 | 0 | 0 | 0 | 0 | 0 | 0 | 0 | 0 | 0 | 0 | 0 | 0 | 0 | 0 | 0 | 0 | 0 | 0 | 0 | 0 | 0 | 0 | 0 | 0 | 0 | 0 | 0 | 0 | 0 | 0 |  |  | 0 | 0 | 0 | 0 | 0 | 0 | 0 | 0 | 0 | 0 | 0 | 0 | 0 | 0 | 0 | 0 | 0 | 0 | 0 | 0 | 0 | 0 | 0 | 0 | 0 | 0 | 0 | 0 | 0 | 0 | 0 | 0 | 0 | 0 | 0 | 0 | 0 | 0 | 0 | 0 | 0 | 0 | 0 | 0 | 0 | 0 | 0 | 0 | 0 | 0 | 0 | 831.24 | 870.42 | 1144.26 | Capistrano-San Onofre 230 kV constraint | Talega 230 kV constraint | Talega 230 kV constraint |  | 0 | 0 | 0 | 0 | 0 | 0 | 831.24 | 870.42 | 1144.26 | Capistrano-San Onofre 230 kV constraint | Talega 230 kV constraint | Talega 230 kV constraint |  | 1 | 1 | NO | 1 | 1 | 1 | NO | 1
PG&E GBA | Tassajara | 230 | 0 | 0 | 0 | 0 | 0 | 0 | 0 | 0 | 0 | 0 | 0 | 0 | 0 | 0 | 0 | 0 | 0 | 0 | 0 | 0 | 0 | 0 | 0 | 0 | 0 | 0 | 0 | 0 | 0 | 0 | 0 | 0 | 0 | 0 | 0 | 0 | 0 | 0 | 0 | 1 | 0 | 0 | 0 | 0 | 0 | 0 | 0 | 0 | 0 | 0 | 0 | 0 | 0 | 0 | 0 | 0 | 0 | 0 | 0 | 0 | 0 | 0 | 0 | 0 | 0 | 0 | 0 | 0 | 0 | 0 | 0 | 0 | 0 | 0 | 0 | 0 | 0 | 0 | 0 | 0 | 0 | 0 | 0 | 0 | 0 | 0 | 0 | 0 | 0 | 0 | 0 | 0 | 0 | 0 | 0 | 0 | 0 |  |  | 0 | 0 | 0 | 0 | 0 | 0 | 0 | 0 | 0 | 0 | 0 | 0 | 0 | 0 | 0 | 0 | 0 | 0 | 0 | 0 | 0 | 0 | 0 | 0 | 0 | 0 | 0 | 0 | 0 | 0 | 0 | 0 | 0 | 0 | 0 | 0 | 0 | 0 | 0 | 0 | 0 | 0 | 0 | 0 | 0 | 1 | 0 | 1 | 0 | 0 | 0 | -441.84 | -200.0712 | 3202.4639 | Collinsville-Tesla 500 kV Line | Collinsville-Tesla 500 kV Line | Collinsville-Tesla 500 kV Line |  | 1 | 0 | 1 | 0 | 0 | 0 | -441.84 | -200.0712 | 3202.4639 | Collinsville-Tesla 500 kV Line | Collinsville-Tesla 500 kV Line | Collinsville-Tesla 500 kV Line |  | 5 | 5 | NO | 5 | 1 | 1 | NO | 1
PG&E KERN | Tejon | 70 | 0 | 0 | 0 | 0 | 0 | 0 | 0 | 0 | 0 | 0 | 0 | 0 | 0 | 0 | 0 | 0 | 0 | 0 | 0 | 0 | 0 | 0 | 0 | 0 | 0 | 0 | 0 | 0 | 0 | 0 | 0 | 0 | 0 | 0 | 0 | 0 | 0 | 0 | 0 | 0 | 0 | 0 | 0 | 0 | 0 | 0 | 0 | 0 | 0 | 0 | 0 | 0 | 0 | 0 | 0 | 0 | 0 | 0 | 0 | 0 | 0 | 0 | 0 | 0 | 0 | 0 | 0 | 1 | 1 | 0 | 0 | 0 | 0 | 0 | 0 | 0 | 0 | 0 | 0 | 1 | 0 | 0 | 0 | 0 | 0 | 0 | 0 | 0 | 0 | 0 | 0 | 0 | 0 | 0 | 0 | 0 | 0 |  |  | 0 | 0 | 0 | 0 | 0 | 0 | 0 | 0 | 0 | 0 | 0 | 0 | 0 | 0 | 0 | 0 | 0 | 0 | 0 | 0 | 0 | 0 | 0 | 0 | 0 | 0 | 0 | 0 | 0 | 0 | 0 | 0 | 0 | 0 | 0 | 0 | 0 | 0 | 0 | 0 | 0 | 0 | 0 | 0 | 0 | 1 | 0 | 1 | 0 | 1 | 0 | -79.08 | -1738.232 | -562.7302 | Gates 500/230kV TB #11 | Gates 500/230kV TB #11 | Gates 500/230kV TB #11 |  | 0 | 0 | 0 | 0 | 0 | 0 | 7.65 | 144.11 | 266.8703 | Cal Flat-Gates 230 kV line | Cal Flat-Gates 230 kV line | Cal Flat-Gates 230 kV line |  | 5 | 1 | YES | 2 | 5 | 1 | YES | 2
SDGE | Telegraph Canyon | 138 | 0 | 0 | 0 | 0 | 0 | 0 | 0 | 0 | 0 | 0 | 0 | 0 | 0 | 0 | 0 | 0 | 0 | 0 | 0 | 0 | 0 | 0 | 0 | 0 | 0 | 0 | 0 | 0 | 0 | 0 | 1 | 0 | 1 | 0 | 0 | 1 | 1 | 0 | 0 | 0 | 0 | 0 | 0 | 0 | 0 | 0 | 0 | 0 | 0 | 0 | 0 | 0 | 0 | 0 | 0 | 0 | 0 | 0 | 0 | 0 | 0 | 0 | 0 | 0 | 0 | 0 | 0 | 0 | 0 | 0 | 0 | 0 | 0 | 0 | 0 | 0 | 0 | 0 | 0 | 0 | 0 | 0 | 0 | 0 | 0 | 0 | 0 | 0 | 0 | 0 | 0 | 0 | 0 | 0 | 0 | 0 | 0 |  |  | 0 | 0 | 0 | 0 | 0 | 0 | 0 | 0 | 0 | 0 | 0 | 0 | 0 | 0 | 0 | 0 | 0 | 0 | 0 | 0 | 0 | 0 | 0 | 0 | 0 | 0 | 0 | 0 | 0 | 0 | 0 | 0 | 0 | 0 | 0 | 0 | 0 | 0 | 0 | 0 | 0 | 0 | 0 | 0 | 0 | 0 | 0 | 0 | 0 | 0 | 0 | 238.33 | 400.235 | 1988.4814 | San Luis Rey-San Onofre 230 kV line constraint | San Luis Rey-San Onofre 230 kV line constraint | San Luis Rey-San Onofre 230 kV line constraint |  | 0 | 0 | 0 | 0 | 0 | 0 | 238.33 | 400.235 | 1988.4814 | San Luis Rey-San Onofre 230 kV line constraint | San Luis Rey-San Onofre 230 kV line constraint | San Luis Rey-San Onofre 230 kV line constraint |  | 1 | 1 | NO | 1 | 1 | 1 | NO | 1
PG&E KERN | Temblor | 115 | 0 | 0 | 0 | 0 | 0 | 0 | 0 | 0 | 0 | 0 | 0 | 0 | 0 | 0 | 0 | 0 | 0 | 0 | 0 | 0 | 0 | 0 | 0 | 0 | 0 | 0 | 0 | 0 | 0 | 0 | 0 | 0 | 0 | 0 | 0 | 0 | 0 | 0 | 0 | 0 | 0 | 0 | 0 | 0 | 0 | 0 | 0 | 0 | 0 | 0 | 0 | 0 | 0 | 0 | 0 | 0 | 0 | 0 | 0 | 0 | 0 | 0 | 0 | 0 | 0 | 0 | 0 | 1 | 1 | 0 | 0 | 0 | 0 | 0 | 1 | 0 | 0 | 0 | 1 | 0 | 0 | 0 | 0 | 0 | 0 | 0 | 0 | 0 | 0 | 0 | 0 | 0 | 0 | 0 | 1 | 0 | 0 |  |  | 0 | 0 | 0 | 0 | 0 | 0 | 0 | 0 | 0 | 0 | 0 | 0 | 0 | 0 | 0 | 0 | 0 | 0 | 0 | 0 | 0 | 0 | 0 | 0 | 0 | 0 | 0 | 0 | 0 | 0 | 0 | 0 | 0 | 0 | 0 | 0 | 0 | 0 | 0 | 0 | 0 | 0 | 0 | 0 | 0 | 0 | 0 | 2 | 0 | 1 | 1 | 7.65 | -1311.984 | -3308.8336 | Cal Flat-Gates 230 kV line | Gates 500/230kV TB #12 | Mustang-Henrietta 230 kV line |  | 0 | 0 | 1 | 0 | 0 | 1 | 7.65 | -476.012 | -3308.8336 | Cal Flat-Gates 230 kV line | Mustang-Henrietta 230 kV line | Mustang-Henrietta 230 kV line |  | 5 | 5 | NO | 5 | 5 | 4 | YES | 4
PG&E KERN | Templeton | 230 | 0 | 0 | 0 | 0 | 0 | 0 | 0 | 0 | 0 | 0 | 0 | 0 | 0 | 0 | 0 | 0 | 0 | 0 | 0 | 0 | 0 | 0 | 0 | 0 | 0 | 0 | 0 | 0 | 0 | 0 | 0 | 0 | 0 | 0 | 0 | 0 | 0 | 0 | 0 | 0 | 0 | 0 | 0 | 0 | 0 | 0 | 0 | 0 | 0 | 0 | 0 | 0 | 0 | 0 | 0 | 0 | 0 | 0 | 0 | 0 | 0 | 0 | 0 | 0 | 0 | 0 | 0 | 1 | 0 | 0 | 0 | 0 | 0 | 0 | 0 | 0 | 0 | 0 | 1 | 1 | 0 | 0 | 0 | 0 | 0 | 0 | 0 | 0 | 0 | 0 | 0 | 0 | 0 | 0 | 1 | 1 | 0 |  |  | 0 | 0 | 0 | 0 | 0 | 0 | 0 | 0 | 0 | 0 | 0 | 0 | 0 | 0 | 0 | 0 | 0 | 0 | 0 | 0 | 0 | 0 | 0 | 0 | 0 | 0 | 0 | 0 | 0 | 0 | 0 | 0 | 0 | 0 | 0 | 0 | 0 | 0 | 0 | 0 | 0 | 0 | 0 | 0 | 0 | 1 | 0 | 3 | 0 | 2 | 1 | -79.08 | -1738.232 | -3308.8336 | Gates 500/230kV TB #11 | Gates 500/230kV TB #11 | Mustang-Henrietta 230 kV line |  | 0 | 0 | 1 | 0 | 0 | 1 | 7.65 | -476.012 | -3308.8336 | Cal Flat-Gates 230 kV line | Mustang-Henrietta 230 kV line | Mustang-Henrietta 230 kV line |  | 5 | 5 | NO | 5 | 5 | 4 | YES | 4
PG&E KERN | Templeton | 70 | 0 | 0 | 0 | 0 | 0 | 0 | 0 | 0 | 0 | 0 | 0 | 0 | 0 | 0 | 0 | 0 | 0 | 0 | 0 | 0 | 0 | 0 | 0 | 0 | 0 | 0 | 0 | 0 | 0 | 0 | 0 | 0 | 0 | 0 | 0 | 0 | 0 | 0 | 0 | 0 | 0 | 0 | 0 | 0 | 0 | 0 | 0 | 0 | 0 | 0 | 0 | 0 | 0 | 0 | 0 | 0 | 0 | 0 | 0 | 0 | 0 | 0 | 0 | 0 | 0 | 0 | 0 | 1 | 1 | 0 | 0 | 0 | 0 | 0 | 0 | 0 | 0 | 0 | 0 | 1 | 0 | 0 | 0 | 0 | 0 | 1 | 0 | 0 | 0 | 0 | 0 | 0 | 0 | 0 | 0 | 1 | 0 |  |  | 0 | 0 | 0 | 0 | 0 | 0 | 0 | 0 | 0 | 0 | 0 | 0 | 0 | 0 | 0 | 0 | 0 | 0 | 0 | 0 | 0 | 0 | 0 | 0 | 0 | 0 | 0 | 0 | 0 | 0 | 0 | 0 | 0 | 0 | 0 | 0 | 0 | 0 | 0 | 0 | 0 | 0 | 0 | 200 | 1 | 1 | 0 | 1 | 0 | 1 | 0 | -79.08 | -1738.232 | -562.7302 | Gates 500/230kV TB #11 | Gates 500/230kV TB #11 | Gates 500/230kV TB #11 |  | 0 | 0 | 0 | 0 | 0 | 0 | 7.65 | 144.11 | 266.8703 | Cal Flat-Gates 230 kV line | Cal Flat-Gates 230 kV line | Cal Flat-Gates 230 kV line |  | 5 | 1 | YES | 2 | 5 | 1 | YES | 2
PG&E GBA | Tesla | 115 | 0 | 0 | 0 | 0 | 0 | 0 | 0 | 0 | 0 | 0 | 0 | 0 | 0 | 0 | 0 | 0 | 0 | 0 | 0 | 0 | 0 | 0 | 0 | 0 | 0 | 0 | 0 | 0 | 0 | 0 | 0 | 0 | 0 | 0 | 0 | 0 | 0 | 0 | 0 | 0 | 0 | 0 | 0 | 0 | 0 | 0 | 0 | 0 | 0 | 0 | 0 | 0 | 0 | 0 | 0 | 1 | 0 | 0 | 0 | 1 | 0 | 0 | 0 | 0 | 0 | 1 | 0 | 0 | 0 | 0 | 0 | 0 | 0 | 0 | 0 | 0 | 0 | 0 | 0 | 0 | 0 | 0 | 0 | 0 | 0 | 0 | 0 | 0 | 0 | 0 | 0 | 0 | 0 | 0 | 0 | 0 | 0 |  |  | 0 | 0 | 0 | 0 | 0 | 0 | 0 | 0 | 0 | 0 | 0 | 0 | 0 | 0 | 0 | 0 | 0 | 0 | 0 | 0 | 0 | 0 | 0 | 0 | 0 | 0 | 0 | 0 | 0 | 0 | 0 | 0 | 0 | 0 | 0 | 0 | 0 | 0 | 0 | 0 | 0 | 0 | 0 | 0 | 0 | 0 | 0 | 0 | 0 | 0 | 0 | 2067.51 | 2548.6438 | 3822.2952 | Tesla-Bellota 230 kV line | Tesla-Bellota 230 kV line | Tesla-Bellota 230 kV line |  | 0 | 0 | 0 | 0 | 0 | 0 | 2067.51 | 2548.6438 | 3822.2952 | Tesla-Bellota 230 kV line | Tesla-Bellota 230 kV line | Tesla-Bellota 230 kV line |  | 1 | 1 | NO | 1 | 1 | 1 | NO | 1
PG&E GBA | Tesla | 230 | 0 | 0 | 0 | 0 | 0 | 0 | 0 | 0 | 0 | 0 | 0 | 0 | 0 | 0 | 0 | 0 | 0 | 0 | 0 | 0 | 0 | 0 | 0 | 0 | 0 | 0 | 0 | 0 | 0 | 0 | 0 | 0 | 0 | 0 | 0 | 0 | 0 | 0 | 0 | 1 | 0 | 0 | 0 | 0 | 0 | 0 | 0 | 0 | 0 | 0 | 0 | 0 | 0 | 1 | 0 | 1 | 0 | 0 | 1 | 1 | 0 | 0 | 0 | 0 | 0 | 1 | 0 | 0 | 0 | 0 | 0 | 0 | 0 | 0 | 0 | 0 | 0 | 0 | 0 | 0 | 0 | 0 | 0 | 0 | 0 | 0 | 0 | 0 | 0 | 0 | 0 | 0 | 0 | 0 | 0 | 0 | 0 |  |  | 0 | 0 | 0 | 0 | 0 | 0 | 0 | 0 | 0 | 0 | 0 | 0 | 0 | 0 | 0 | 0 | 0 | 0 | 0 | 0 | 0 | 0 | 0 | 0 | 0 | 0 | 125 | 0 | 0 | 1 | 0 | 0 | 0 | 0 | 0 | 0 | 0 | 0 | 0 | 0 | 0 | 125 | 0 | 0 | 1 | 2 | 0 | 1 | 0 | 0 | 0 | -441.84 | -200.0712 | 3202.4639 | Collinsville-Tesla 500 kV Line | Collinsville-Tesla 500 kV Line | Collinsville-Tesla 500 kV Line |  | 1 | 0 | 1 | 0 | 0 | 0 | -441.84 | -200.0712 | 3202.4639 | Collinsville-Tesla 500 kV Line | Collinsville-Tesla 500 kV Line | Collinsville-Tesla 500 kV Line |  | 5 | 5 | NO | 5 | 1 | 1 | NO | 1
PG&E GBA | Tesla | 500 | 0 | 0 | 0 | 0 | 0 | 0 | 0 | 0 | 0 | 0 | 0 | 0 | 0 | 0 | 0 | 0 | 0 | 0 | 0 | 0 | 0 | 0 | 0 | 0 | 0 | 0 | 0 | 0 | 0 | 0 | 0 | 0 | 0 | 0 | 0 | 0 | 0 | 0 | 0 | 0 | 0 | 0 | 0 | 0 | 0 | 0 | 0 | 0 | 0 | 0 | 0 | 0 | 0 | 0 | 0 | 1 | 0 | 0 | 1 | 1 | 0 | 0 | 0 | 0 | 0 | 1 | 0 | 0 | 0 | 0 | 0 | 0 | 0 | 0 | 0 | 0 | 0 | 0 | 0 | 0 | 0 | 0 | 0 | 0 | 0 | 0 | 0 | 0 | 0 | 0 | 0 | 0 | 0 | 0 | 0 | 0 | 0 |  |  | 0 | 0 | 0 | 0 | 0 | 0 | 0 | 0 | 0 | 0 | 0 | 0 | 0 | 0 | 0 | 0 | 0 | 0 | 0 | 0 | 0 | 0 | 0 | 0 | 0 | 0 | 0 | 0 | 0 | 0 | 0 | 0 | 0 | 0 | 0 | 0 | 0 | 0 | 0 | 0 | 0 | 0 | 0 | 0 | 0 | 0 | 0 | 0 | 0 | 0 | 0 | 2067.51 | 2548.6438 | 3822.2952 | Tesla-Bellota 230 kV line | Tesla-Bellota 230 kV line | Tesla-Bellota 230 kV line |  | 0 | 0 | 0 | 0 | 0 | 0 | 2067.51 | 2548.6438 | 3822.2952 | Tesla-Bellota 230 kV line | Tesla-Bellota 230 kV line | Tesla-Bellota 230 kV line |  | 1 | 1 | NO | 1 | 1 | 1 | NO | 1
PG&E KERN | Tevis | 115 | 0 | 0 | 0 | 0 | 0 | 0 | 0 | 0 | 0 | 0 | 0 | 0 | 0 | 0 | 0 | 0 | 0 | 0 | 0 | 0 | 0 | 0 | 0 | 0 | 0 | 0 | 0 | 0 | 0 | 0 | 0 | 0 | 0 | 0 | 0 | 0 | 0 | 0 | 0 | 0 | 0 | 0 | 0 | 0 | 0 | 0 | 0 | 0 | 0 | 0 | 0 | 0 | 0 | 0 | 0 | 0 | 0 | 0 | 0 | 0 | 0 | 0 | 0 | 0 | 0 | 0 | 0 | 0 | 0 | 0 | 1 | 0 | 0 | 0 | 0 | 0 | 0 | 0 | 1 | 1 | 0 | 0 | 0 | 0 | 0 | 0 | 0 | 0 | 0 | 0 | 0 | 0 | 0 | 0 | 1 | 0 | 0 |  |  | 0 | 0 | 0 | 0 | 0 | 0 | 0 | 0 | 0 | 0 | 0 | 0 | 0 | 0 | 0 | 0 | 0 | 0 | 0 | 0 | 0 | 0 | 0 | 0 | 0 | 0 | 0 | 0 | 0 | 0 | 0 | 0 | 0 | 0 | 0 | 0 | 0 | 0 | 0 | 100 | 0 | 0 | 0 | 0 | 1 | 1 | 0 | 3 | 0 | 2 | 1 | -79.08 | -1738.232 | -3308.8336 | Gates 500/230kV TB #11 | Gates 500/230kV TB #11 | Mustang-Henrietta 230 kV line |  | 0 | 0 | 1 | 0 | 0 | 1 | 372.37 | -476.012 | -3308.8336 | Mustang-Henrietta 230 kV line | Mustang-Henrietta 230 kV line | Mustang-Henrietta 230 kV line |  | 5 | 5 | NO | 5 | 5 | 4 | YES | 4
EOP | Thousandaire | 138 | 0 | 0 | 0 | 0 | 0 | 0 | 0 | 0 | 0 | 0 | 0 | 0 | 0 | 0 | 0 | 0 | 0 | 0 | 0 | 0 | 0 | 0 | 1 | 1 | 1 | 0 | 0 | 0 | 0 | 0 | 0 | 0 | 0 | 0 | 0 | 0 | 0 | 0 | 0 | 0 | 0 | 0 | 0 | 0 | 0 | 0 | 0 | 0 | 0 | 0 | 0 | 0 | 0 | 0 | 0 | 0 | 0 | 0 | 0 | 0 | 0 | 0 | 0 | 0 | 0 | 0 | 0 | 0 | 0 | 0 | 0 | 0 | 0 | 0 | 0 | 0 | 0 | 0 | 0 | 0 | 0 | 0 | 0 | 0 | 0 | 0 | 0 | 0 | 0 | 0 | 0 | 0 | 0 | 0 | 0 | 0 | 0 |  |  | 0 | 0 | 0 | 0 | 0 | 0 | 0 | 0 | 0 | 0 | 0 | 0 | 0 | 0 | 0 | 0 | 0 | 0 | 0 | 0 | 0 | 0 | 0 | 0 | 0 | 0 | 0 | 0 | 0 | 0 | 0 | 0 | 0 | 0 | 0 | 0 | 0 | 0 | 0 | 0 | 0 | 0 | 0 | 0 | 0 | 1 | 0 | 1 | 0 | 0 | 1 | -4292.881 | -5429.828 | -3970.751 | Lugo - Victorville area constraint | Lugo - Victorville area constraint | Lugo - Victorville area constraint |  | 0 | 0 | 0 | 0 | 0 | 0 | 876.62 | 67.08 | 709.88 | Sloan Canyon - Eldorado 500 kV constraint | Sloan Canyon - Eldorado 500 kV constraint | GLW 230kV area constraint |  | 5 | 1 | YES | 2 | 4 | 1 | YES | 2
PG&E KERN | Topaz | 230 | 0 | 0 | 0 | 0 | 0 | 0 | 0 | 0 | 0 | 0 | 0 | 0 | 0 | 0 | 0 | 0 | 0 | 0 | 0 | 0 | 0 | 0 | 0 | 0 | 0 | 0 | 0 | 0 | 0 | 0 | 0 | 0 | 0 | 0 | 0 | 0 | 0 | 0 | 0 | 0 | 0 | 0 | 0 | 0 | 0 | 0 | 0 | 0 | 0 | 0 | 0 | 0 | 0 | 0 | 0 | 0 | 0 | 0 | 0 | 0 | 0 | 0 | 0 | 0 | 0 | 0 | 0 | 1 | 0 | 0 | 0 | 0 | 0 | 0 | 0 | 0 | 0 | 0 | 1 | 1 | 0 | 0 | 0 | 0 | 0 | 0 | 0 | 0 | 0 | 0 | 0 | 0 | 0 | 0 | 1 | 1 | 0 |  |  | 0 | 0 | 0 | 0 | 0 | 0 | 0 | 0 | 0 | 0 | 0 | 0 | 0 | 0 | 0 | 0 | 0 | 0 | 0 | 0 | 0 | 0 | 0 | 0 | 0 | 0 | 0 | 0 | 0 | 0 | 0 | 0 | 0 | 0 | 0 | 0 | 0 | 0 | 0 | 0 | 0 | 0 | 0 | 170 | 1 | 1 | 0 | 3 | 0 | 2 | 1 | -79.08 | -1738.232 | -3308.8336 | Gates 500/230kV TB #11 | Gates 500/230kV TB #11 | Mustang-Henrietta 230 kV line |  | 0 | 0 | 1 | 0 | 0 | 1 | 7.65 | -476.012 | -3308.8336 | Cal Flat-Gates 230 kV line | Mustang-Henrietta 230 kV line | Mustang-Henrietta 230 kV line |  | 5 | 5 | NO | 5 | 5 | 4 | YES | 4
SCE NOL | Tortilla | 115 | 0 | 0 | 0 | 0 | 0 | 0 | 0 | 0 | 0 | 0 | 0 | 1 | 1 | 1 | 0 | 0 | 0 | 0 | 0 | 0 | 0 | 0 | 0 | 0 | 0 | 0 | 0 | 0 | 0 | 0 | 0 | 0 | 0 | 0 | 0 | 0 | 0 | 0 | 0 | 0 | 0 | 0 | 0 | 0 | 0 | 0 | 0 | 0 | 0 | 0 | 0 | 0 | 0 | 0 | 0 | 0 | 0 | 0 | 0 | 0 | 0 | 0 | 0 | 0 | 0 | 0 | 0 | 0 | 0 | 0 | 0 | 0 | 0 | 0 | 0 | 0 | 0 | 0 | 0 | 0 | 0 | 0 | 0 | 0 | 0 | 0 | 0 | 0 | 0 | 0 | 0 | 0 | 0 | 0 | 0 | 0 | 0 |  |  | 0 | 0 | 0 | 0 | 0 | 0 | 0 | 0 | 0 | 0 | 0 | 0 | 0 | 0 | 0 | 0 | 0 | 0 | 0 | 0 | 0 | 0 | 0 | 3 | 0 | 0 | 0 | 0 | 0 | 1 | 0 | 0 | 0 | 0 | 0 | 0 | 0 | 0 | 3 | 0 | 0 | 0 | 0 | 0 | 1 | 0 | 2 | 0 | 0 | 0 | 0 | -104.4 | 65.95 | 1269.924 | South of Kramer Area Constraint | South of Kramer Area Constraint | South of Kramer Area Constraint |  | 0 | 2 | 0 | 0 | 0 | 0 | -104.4 | 65.95 | 1269.924 | South of Kramer Area Constraint | South of Kramer Area Constraint | South of Kramer Area Constraint |  | 3 | 3 | NO | 3 | 1 | 1 | NO | 1
SDGE | Trabuco | 138 | 0 | 0 | 0 | 0 | 0 | 0 | 0 | 0 | 0 | 0 | 0 | 0 | 0 | 0 | 0 | 0 | 0 | 0 | 0 | 0 | 0 | 0 | 0 | 0 | 0 | 1 | 0 | 0 | 0 | 0 | 0 | 0 | 0 | 0 | 0 | 0 | 0 | 1 | 1 | 0 | 0 | 0 | 0 | 0 | 0 | 0 | 0 | 0 | 0 | 0 | 0 | 0 | 0 | 0 | 0 | 0 | 0 | 0 | 0 | 0 | 0 | 0 | 0 | 0 | 0 | 0 | 0 | 0 | 0 | 0 | 0 | 0 | 0 | 0 | 0 | 0 | 0 | 0 | 0 | 0 | 0 | 0 | 0 | 0 | 0 | 0 | 0 | 0 | 0 | 0 | 0 | 0 | 0 | 0 | 0 | 0 | 0 |  |  | 0 | 0 | 0 | 0 | 0 | 0 | 0 | 0 | 0 | 0 | 0 | 0 | 0 | 0 | 0 | 0 | 0 | 0 | 0 | 0 | 0 | 0 | 0 | 0 | 0 | 0 | 0 | 0 | 0 | 0 | 0 | 0 | 0 | 0 | 0 | 0 | 0 | 0 | 0 | 0 | 0 | 0 | 0 | 0 | 0 | 0 | 0 | 0 | 0 | 0 | 0 | 495.6 | 437.1 | 429.9 | Trabuco-Capistrano 138 kV constraint | Trabuco-Capistrano 138 kV constraint | Trabuco-Capistrano 138 kV constraint |  | 0 | 0 | 0 | 0 | 0 | 0 | 495.6 | 437.1 | 429.9 | Trabuco-Capistrano 138 kV constraint | Trabuco-Capistrano 138 kV constraint | Trabuco-Capistrano 138 kV constraint |  | 1 | 1 | NO | 1 | 1 | 1 | NO | 1
PG&E GBA | Tracy | 115 | 0 | 0 | 0 | 0 | 0 | 0 | 0 | 0 | 0 | 0 | 0 | 0 | 0 | 0 | 0 | 0 | 0 | 0 | 0 | 0 | 0 | 0 | 0 | 0 | 0 | 0 | 0 | 0 | 0 | 0 | 0 | 0 | 0 | 0 | 0 | 0 | 0 | 0 | 0 | 0 | 0 | 0 | 0 | 0 | 0 | 1 | 0 | 0 | 0 | 0 | 0 | 0 | 0 | 0 | 0 | 1 | 0 | 0 | 0 | 1 | 0 | 0 | 0 | 0 | 0 | 0 | 0 | 0 | 0 | 0 | 0 | 0 | 0 | 0 | 0 | 0 | 0 | 0 | 0 | 0 | 0 | 0 | 0 | 0 | 0 | 0 | 0 | 0 | 0 | 0 | 0 | 0 | 0 | 0 | 0 | 0 | 0 |  |  | 0 | 0 | 0 | 0 | 0 | 0 | 0 | 0 | 0 | 0 | 0 | 0 | 0 | 0 | 0 | 0 | 0 | 0 | 0 | 0 | 0 | 0 | 0 | 0 | 0 | 0 | 0 | 0 | 0 | 0 | 0 | 0 | 0 | 0 | 0 | 0 | 0 | 0 | 0 | 0 | 0 | 0 | 0 | 0 | 0 | 0 | 0 | 0 | 0 | 0 | 0 | 402.45 | 704.04 | 2052.2198 | Bellota-Weber 230kV line | Bellota-Weber 230kV line | Bellota-Weber 230kV line |  | 0 | 0 | 0 | 0 | 0 | 0 | 862.45 | 1164.04 | 2052.2198 | Bellota-Weber 230kV line | Bellota-Weber 230kV line | Bellota-Weber 230kV line |  | 1 | 1 | NO | 1 | 1 | 1 | NO | 1
PG&E FRESNO | Tranquility | 230 | 0 | 0 | 0 | 0 | 0 | 0 | 0 | 0 | 0 | 0 | 0 | 0 | 0 | 0 | 0 | 0 | 0 | 0 | 0 | 0 | 0 | 0 | 0 | 0 | 0 | 0 | 0 | 0 | 0 | 0 | 0 | 0 | 0 | 0 | 0 | 0 | 0 | 0 | 0 | 0 | 0 | 0 | 0 | 0 | 0 | 1 | 0 | 0 | 0 | 0 | 0 | 0 | 0 | 0 | 0 | 0 | 0 | 0 | 0 | 0 | 0 | 0 | 0 | 0 | 0 | 0 | 0 | 0 | 0 | 0 | 0 | 0 | 0 | 0 | 0 | 0 | 0 | 0 | 1 | 1 | 0 | 1 | 0 | 0 | 0 | 1 | 0 | 0 | 0 | 1 | 0 | 0 | 0 | 0 | 0 | 0 | 0 |  |  | 0 | 0 | 0 | 0 | 0 | 0 | 0 | 0 | 0 | 0 | 400 | 200 | 0 | 0 | 1 | 0 | 0 | 0 | 0 | 0 | 0 | 0 | 0 | 0 | 0 | 800 | 552 | 0 | 0 | 1 | 0 | 0 | 0 | 0 | 0 | 0 | 0 | 0 | 0 | 100 | 800 | 552 | 0 | 0 | 1 | 2 | 0 | 3 | 0 | 2 | 0 | -421.35 | -1738.232 | -1897.303 | Borden-Storey #1 230kV line | Gates 500/230kV TB #11 | Gates 500/230kV TB #12 |  | 1 | 0 | 1 | 0 | 0 | 0 | -421.35 | -182.75 | 671.3376 | Borden-Storey #1 230kV line | Borden-Storey #1 230kV line | Borden-Storey #1 230kV line |  | 5 | 5 | NO | 5 | 5 | 1 | YES | 2
PG&E GBA | Trimble | 115 | 0 | 0 | 0 | 0 | 0 | 0 | 0 | 0 | 0 | 0 | 0 | 0 | 0 | 0 | 0 | 0 | 0 | 0 | 0 | 0 | 0 | 0 | 0 | 0 | 0 | 0 | 0 | 0 | 0 | 0 | 0 | 0 | 0 | 0 | 0 | 0 | 0 | 0 | 0 | 0 | 0 | 0 | 0 | 0 | 0 | 0 | 0 | 0 | 0 | 0 | 0 | 0 | 0 | 0 | 0 | 1 | 0 | 0 | 0 | 1 | 0 | 0 | 0 | 0 | 0 | 0 | 0 | 0 | 0 | 0 | 0 | 0 | 0 | 0 | 0 | 0 | 0 | 0 | 0 | 0 | 0 | 0 | 0 | 0 | 0 | 0 | 0 | 0 | 0 | 0 | 0 | 0 | 0 | 0 | 0 | 0 | 1 |  |  | 0 | 0 | 0 | 0 | 0 | 0 | 0 | 0 | 0 | 0 | 0 | 0 | 0 | 0 | 0 | 0 | 0 | 0 | 0 | 0 | 0 | 0 | 0 | 0 | 0 | 0 | 0 | 0 | 0 | 0 | 0 | 0 | 0 | 0 | 0 | 0 | 0 | 0 | 0 | 0 | 0 | 0 | 0 | 0 | 0 | 0 | 0 | 0 | 0 | 0 | 0 | 1414.38 | 1280.282 | 3822.2952 | NEW-Metcalf-Mosslanding 500kV | NEW-Metcalf-Mosslanding 500kV | Tesla-Bellota 230 kV line |  | 0 | 0 | 0 | 0 | 0 | 0 | 1414.38 | 1280.282 | 3822.2952 | NEW-Metcalf-Mosslanding 500kV | NEW-Metcalf-Mosslanding 500kV | Tesla-Bellota 230 kV line |  | 1 | 1 | NO | 1 | 1 | 1 | NO | 1
EOP | Trout Canyon | 230 | 0 | 0 | 0 | 0 | 0 | 0 | 0 | 0 | 0 | 0 | 0 | 0 | 0 | 0 | 0 | 0 | 0 | 0 | 0 | 0 | 0 | 0 | 1 | 1 | 1 | 0 | 0 | 0 | 0 | 0 | 0 | 0 | 0 | 0 | 0 | 0 | 0 | 0 | 0 | 0 | 0 | 0 | 0 | 0 | 0 | 0 | 0 | 0 | 0 | 0 | 0 | 0 | 0 | 0 | 0 | 0 | 0 | 0 | 0 | 0 | 0 | 0 | 0 | 0 | 0 | 0 | 0 | 0 | 0 | 0 | 0 | 0 | 0 | 0 | 0 | 0 | 0 | 0 | 0 | 0 | 0 | 0 | 0 | 0 | 0 | 0 | 0 | 0 | 0 | 0 | 0 | 0 | 0 | 0 | 0 | 0 | 0 |  |  | 0 | 0 | 0 | 0 | 0 | 0 | 0 | 0 | 0 | 60 | 0 | 25 | 0 | 0 | 1 | 0 | 0 | 0 | 0 | 0 | 0 | 0 | 0 | 0 | 125 | 650 | 510 | 0 | 0 | 1 | 0 | 0 | 0 | 0 | 0 | 0 | 0 | 0 | 0 | 960 | 866 | 510 | 60 | 0 | 1 | 1 | 0 | 1 | 0 | 0 | 1 | -4292.881 | -5429.828 | -3970.751 | Lugo - Victorville area constraint | Lugo - Victorville area constraint | Lugo - Victorville area constraint |  | 0 | 0 | 0 | 0 | 0 | 0 | 876.62 | 67.08 | 709.88 | Sloan Canyon - Eldorado 500 kV constraint | Sloan Canyon - Eldorado 500 kV constraint | GLW 230kV area constraint |  | 5 | 1 | YES | 2 | 4 | 1 | YES | 2
EOP | Trout Canyon | 500 | 0 | 0 | 0 | 0 | 0 | 0 | 0 | 0 | 0 | 0 | 0 | 0 | 0 | 0 | 0 | 0 | 0 | 0 | 0 | 0 | 0 | 0 | 1 | 1 | 1 | 0 | 0 | 0 | 0 | 0 | 0 | 0 | 0 | 0 | 0 | 0 | 0 | 0 | 0 | 0 | 0 | 0 | 0 | 0 | 0 | 0 | 0 | 0 | 0 | 0 | 0 | 0 | 0 | 0 | 0 | 0 | 0 | 0 | 0 | 0 | 0 | 0 | 0 | 0 | 0 | 0 | 0 | 0 | 0 | 0 | 0 | 0 | 0 | 0 | 0 | 0 | 0 | 0 | 0 | 0 | 0 | 0 | 0 | 0 | 0 | 0 | 0 | 0 | 0 | 0 | 0 | 0 | 0 | 0 | 0 | 0 | 0 |  |  | 0 | 0 | 0 | 0 | 0 | 0 | 0 | 0 | 0 | 0 | 0 | 0 | 0 | 0 | 0 | 0 | 0 | 0 | 0 | 0 | 0 | 0 | 0 | 0 | 0 | 0 | 0 | 0 | 0 | 0 | 0 | 0 | 0 | 0 | 0 | 0 | 0 | 0 | 0 | 0 | 0 | 0 | 0 | 0 | 0 | 1 | 0 | 1 | 0 | 0 | 1 | -4292.881 | -5429.828 | -3970.751 | Lugo - Victorville area constraint | Lugo - Victorville area constraint | Lugo - Victorville area constraint |  | 0 | 0 | 0 | 0 | 0 | 0 | 876.62 | 67.08 | 709.88 | Sloan Canyon - Eldorado 500 kV constraint | Sloan Canyon - Eldorado 500 kV constraint | GLW 230kV area constraint |  | 5 | 1 | YES | 2 | 4 | 1 | YES | 2
PG&E NGBA | Tulucay | 230 | 0 | 0 | 0 | 0 | 0 | 0 | 0 | 0 | 0 | 0 | 0 | 0 | 0 | 0 | 0 | 0 | 0 | 0 | 0 | 0 | 0 | 0 | 0 | 0 | 0 | 0 | 0 | 0 | 0 | 0 | 0 | 0 | 0 | 0 | 0 | 0 | 0 | 0 | 0 | 1 | 0 | 0 | 0 | 0 | 0 | 0 | 0 | 0 | 0 | 0 | 0 | 0 | 1 | 0 | 0 | 0 | 0 | 0 | 0 | 0 | 0 | 0 | 0 | 0 | 0 | 0 | 1 | 0 | 0 | 0 | 0 | 0 | 0 | 0 | 0 | 0 | 0 | 0 | 0 | 0 | 0 | 0 | 0 | 0 | 0 | 0 | 0 | 0 | 0 | 0 | 0 | 0 | 0 | 0 | 0 | 0 | 0 |  |  | 0 | 0 | 0 | 0 | 0 | 0 | 0 | 0 | 0 | 0 | 0 | 0 | 0 | 0 | 0 | 0 | 0 | 0 | 0 | 0 | 0 | 0 | 0 | 0 | 0 | 0 | 0 | 0 | 0 | 0 | 115 | 0 | 0 | 0 | 0 | 0 | 0 | 0 | 0 | 0 | 0 | 0 | 0 | 0 | 1 | 2 | 0 | 1 | 0 | 0 | 0 | -441.84 | -200.0712 | 335.9726 | Collinsville-Tesla 500 kV Line | Collinsville-Tesla 500 kV Line | Birds Landing-Contra Costa 230kV Line |  | 2 | 0 | 1 | 0 | 0 | 0 | -441.84 | -200.0712 | 335.9726 | Collinsville-Tesla 500 kV Line | Collinsville-Tesla 500 kV Line | Birds Landing-Contra Costa 230kV Line |  | 5 | 5 | NO | 5 | 1 | 1 | NO | 1
PG&E NGBA | Tulucay | 60 | 0 | 0 | 0 | 0 | 0 | 0 | 0 | 0 | 0 | 0 | 0 | 0 | 0 | 0 | 0 | 0 | 0 | 0 | 0 | 0 | 0 | 0 | 0 | 0 | 0 | 0 | 0 | 0 | 0 | 0 | 0 | 0 | 0 | 0 | 0 | 0 | 0 | 0 | 0 | 1 | 0 | 0 | 0 | 0 | 0 | 0 | 0 | 0 | 0 | 0 | 0 | 1 | 1 | 1 | 1 | 1 | 0 | 0 | 0 | 0 | 0 | 0 | 0 | 0 | 0 | 1 | 1 | 0 | 0 | 0 | 0 | 0 | 0 | 0 | 0 | 0 | 0 | 0 | 0 | 0 | 0 | 0 | 0 | 0 | 0 | 0 | 0 | 0 | 0 | 0 | 0 | 0 | 0 | 0 | 0 | 0 | 0 |  |  | 0 | 0 | 0 | 0 | 0 | 0 | 0 | 0 | 0 | 0 | 0 | 0 | 0 | 0 | 0 | 0 | 0 | 0 | 0 | 0 | 0 | 0 | 0 | 0 | 0 | 0 | 0 | 0 | 0 | 0 | 0 | 0 | 0 | 0 | 0 | 0 | 0 | 0 | 0 | 0 | 0 | 0 | 0 | 0 | 0 | 3 | 0 | 1 | 0 | 0 | 0 | -441.84 | -200.0712 | 335.9726 | Collinsville-Tesla 500 kV Line | Collinsville-Tesla 500 kV Line | Birds Landing-Contra Costa 230kV Line |  | 2 | 0 | 1 | 0 | 0 | 0 | -441.84 | -200.0712 | 335.9726 | Collinsville-Tesla 500 kV Line | Collinsville-Tesla 500 kV Line | Birds Landing-Contra Costa 230kV Line |  | 5 | 5 | NO | 5 | 1 | 1 | NO | 1
PG&E KERN | Tupman | 115 | 0 | 0 | 0 | 0 | 0 | 0 | 0 | 0 | 0 | 0 | 0 | 0 | 0 | 0 | 0 | 0 | 0 | 0 | 0 | 0 | 0 | 0 | 0 | 0 | 0 | 0 | 0 | 0 | 0 | 0 | 0 | 0 | 0 | 0 | 0 | 0 | 0 | 0 | 0 | 0 | 0 | 0 | 0 | 0 | 0 | 0 | 0 | 0 | 0 | 0 | 0 | 0 | 0 | 0 | 0 | 0 | 0 | 0 | 0 | 0 | 0 | 0 | 0 | 0 | 0 | 0 | 0 | 1 | 0 | 0 | 0 | 0 | 0 | 0 | 1 | 0 | 0 | 0 | 1 | 0 | 0 | 0 | 0 | 0 | 0 | 0 | 0 | 0 | 0 | 0 | 0 | 0 | 0 | 0 | 1 | 0 | 0 |  |  | 0 | 0 | 0 | 0 | 0 | 0 | 0 | 0 | 0 | 0 | 0 | 0 | 0 | 0 | 0 | 0 | 0 | 0 | 0 | 0 | 0 | 0 | 0 | 0 | 0 | 0 | 0 | 0 | 0 | 0 | 0 | 0 | 0 | 0 | 0 | 0 | 0 | 0 | 0 | 0 | 0 | 0 | 0 | 0 | 0 | 0 | 0 | 2 | 0 | 1 | 1 | 7.65 | -1311.984 | -3308.8336 | Cal Flat-Gates 230 kV line | Gates 500/230kV TB #12 | Mustang-Henrietta 230 kV line |  | 0 | 0 | 1 | 0 | 0 | 1 | 7.65 | -476.012 | -3308.8336 | Cal Flat-Gates 230 kV line | Mustang-Henrietta 230 kV line | Mustang-Henrietta 230 kV line |  | 5 | 5 | NO | 5 | 5 | 4 | YES | 4
PG&E NGBA | Ukiah | 115 | 0 | 0 | 0 | 0 | 0 | 0 | 0 | 0 | 0 | 0 | 0 | 0 | 0 | 0 | 0 | 0 | 0 | 0 | 0 | 0 | 0 | 0 | 0 | 0 | 0 | 0 | 0 | 0 | 0 | 0 | 0 | 0 | 0 | 0 | 0 | 0 | 0 | 0 | 0 | 1 | 0 | 1 | 0 | 0 | 0 | 0 | 0 | 0 | 0 | 0 | 0 | 0 | 1 | 0 | 1 | 1 | 0 | 0 | 0 | 0 | 0 | 0 | 0 | 0 | 0 | 0 | 1 | 0 | 0 | 0 | 0 | 0 | 0 | 0 | 0 | 0 | 0 | 0 | 0 | 0 | 0 | 0 | 0 | 0 | 0 | 0 | 0 | 0 | 0 | 0 | 0 | 0 | 0 | 0 | 0 | 0 | 0 |  |  | 0 | 0 | 0 | 0 | 0 | 0 | 0 | 0 | 0 | 0 | 0 | 0 | 0 | 0 | 0 | 0 | 0 | 0 | 0 | 0 | 0 | 0 | 0 | 0 | 0 | 0 | 0 | 0 | 0 | 0 | 0 | 0 | 0 | 0 | 0 | 0 | 0 | 0 | 0 | 0 | 0 | 0 | 0 | 0 | 0 | 2 | 0 | 1 | 0 | 0 | 0 | -441.84 | -200.0712 | 335.9726 | Collinsville-Tesla 500 kV Line | Collinsville-Tesla 500 kV Line | Birds Landing-Contra Costa 230kV Line |  | 2 | 0 | 1 | 0 | 0 | 0 | -441.84 | -200.0712 | 335.9726 | Collinsville-Tesla 500 kV Line | Collinsville-Tesla 500 kV Line | Birds Landing-Contra Costa 230kV Line |  | 5 | 5 | NO | 5 | 1 | 1 | NO | 1
PG&E KERN | Union (Estrella) | 70 | 0 | 0 | 0 | 0 | 0 | 0 | 0 | 0 | 0 | 0 | 0 | 0 | 0 | 0 | 0 | 0 | 0 | 0 | 0 | 0 | 0 | 0 | 0 | 0 | 0 | 0 | 0 | 0 | 0 | 0 | 0 | 0 | 0 | 0 | 0 | 0 | 0 | 0 | 0 | 0 | 0 | 0 | 0 | 0 | 0 | 0 | 0 | 0 | 0 | 0 | 0 | 0 | 0 | 0 | 0 | 0 | 0 | 0 | 0 | 0 | 0 | 0 | 0 | 0 | 0 | 0 | 0 | 1 | 1 | 0 | 0 | 0 | 0 | 0 | 0 | 0 | 0 | 0 | 0 | 1 | 0 | 0 | 0 | 0 | 0 | 1 | 0 | 0 | 0 | 0 | 0 | 0 | 0 | 0 | 0 | 1 | 0 |  |  | 0 | 0 | 0 | 0 | 0 | 0 | 0 | 0 | 0 | 0 | 0 | 0 | 0 | 0 | 0 | 0 | 0 | 0 | 0 | 0 | 0 | 0 | 0 | 0 | 0 | 0 | 0 | 0 | 0 | 0 | 0 | 0 | 0 | 0 | 0 | 0 | 0 | 0 | 0 | 0 | 0 | 0 | 0 | 0 | 0 | 1 | 0 | 1 | 0 | 1 | 0 | -79.08 | -1738.232 | -562.7302 | Gates 500/230kV TB #11 | Gates 500/230kV TB #11 | Gates 500/230kV TB #11 |  | 0 | 0 | 0 | 0 | 0 | 0 | 7.65 | 144.11 | 266.8703 | Cal Flat-Gates 230 kV line | Cal Flat-Gates 230 kV line | Cal Flat-Gates 230 kV line |  | 5 | 1 | YES | 2 | 5 | 1 | YES | 2
PG&E NGBA | Vaca Dixon | 115 | 0 | 0 | 0 | 0 | 0 | 0 | 0 | 0 | 0 | 0 | 0 | 0 | 0 | 0 | 0 | 0 | 0 | 0 | 0 | 0 | 0 | 0 | 0 | 0 | 0 | 0 | 0 | 0 | 0 | 0 | 0 | 0 | 0 | 0 | 0 | 0 | 0 | 0 | 0 | 1 | 0 | 0 | 0 | 0 | 0 | 0 | 0 | 0 | 0 | 0 | 0 | 0 | 0 | 1 | 1 | 1 | 0 | 0 | 0 | 0 | 0 | 0 | 0 | 0 | 0 | 0 | 1 | 0 | 0 | 0 | 0 | 0 | 0 | 0 | 0 | 0 | 0 | 0 | 0 | 0 | 0 | 0 | 0 | 0 | 0 | 0 | 0 | 0 | 0 | 0 | 0 | 0 | 0 | 0 | 0 | 0 | 0 |  |  | 0 | 0 | 0 | 0 | 0 | 0 | 0 | 0 | 0 | 0 | 0 | 0 | 0 | 0 | 0 | 0 | 0 | 0 | 0 | 0 | 0 | 0 | 0 | 0 | 0 | 0 | 0 | 0 | 0 | 0 | 0 | 0 | 0 | 0 | 0 | 0 | 0 | 0 | 0 | 0 | 0 | 0 | 0 | 0 | 0 | 3 | 0 | 1 | 0 | 0 | 0 | -441.84 | -200.0712 | 335.9726 | Collinsville-Tesla 500 kV Line | Collinsville-Tesla 500 kV Line | Birds Landing-Contra Costa 230kV Line |  | 2 | 0 | 1 | 0 | 0 | 0 | -441.84 | -200.0712 | 335.9726 | Collinsville-Tesla 500 kV Line | Collinsville-Tesla 500 kV Line | Birds Landing-Contra Costa 230kV Line |  | 5 | 5 | NO | 5 | 1 | 1 | NO | 1
PG&E NGBA | Vaca Dixon | 230 | 0 | 0 | 0 | 0 | 0 | 0 | 0 | 0 | 0 | 0 | 0 | 0 | 0 | 0 | 0 | 0 | 0 | 0 | 0 | 0 | 0 | 0 | 0 | 0 | 0 | 0 | 0 | 0 | 0 | 0 | 0 | 0 | 0 | 0 | 0 | 0 | 0 | 0 | 0 | 1 | 0 | 0 | 0 | 0 | 0 | 0 | 0 | 0 | 0 | 0 | 0 | 0 | 0 | 1 | 1 | 0 | 0 | 0 | 0 | 0 | 0 | 0 | 0 | 0 | 0 | 0 | 1 | 0 | 0 | 0 | 0 | 0 | 0 | 0 | 0 | 0 | 0 | 0 | 0 | 0 | 0 | 0 | 0 | 0 | 0 | 0 | 0 | 0 | 0 | 0 | 0 | 0 | 0 | 0 | 0 | 0 | 0 |  |  | 0 | 0 | 0 | 0 | 0 | 0 | 0 | 0 | 0 | 0 | 0 | 0 | 0 | 0 | 0 | 0 | 0 | 0 | 0 | 0 | 0 | 0 | 0 | 0 | 0 | 0 | 300 | 0 | 0 | 1 | 0 | 0 | 0 | 0 | 0 | 0 | 0 | 0 | 0 | 0 | 160 | 300 | 0 | 0 | 1 | 3 | 0 | 1 | 0 | 0 | 0 | -441.84 | -200.0712 | 335.9726 | Collinsville-Tesla 500 kV Line | Collinsville-Tesla 500 kV Line | Birds Landing-Contra Costa 230kV Line |  | 2 | 0 | 1 | 0 | 0 | 0 | -441.84 | -200.0712 | 335.9726 | Collinsville-Tesla 500 kV Line | Collinsville-Tesla 500 kV Line | Birds Landing-Contra Costa 230kV Line |  | 5 | 5 | NO | 5 | 1 | 1 | NO | 1
PG&E NGBA | Vaca Dixon | 500 | 0 | 0 | 0 | 0 | 0 | 0 | 0 | 0 | 0 | 0 | 0 | 0 | 0 | 0 | 0 | 0 | 0 | 0 | 0 | 0 | 0 | 0 | 0 | 0 | 0 | 0 | 0 | 0 | 0 | 0 | 0 | 0 | 0 | 0 | 0 | 0 | 0 | 0 | 0 | 1 | 0 | 0 | 0 | 0 | 0 | 0 | 0 | 0 | 0 | 0 | 0 | 0 | 0 | 0 | 1 | 0 | 0 | 0 | 0 | 0 | 0 | 0 | 0 | 0 | 0 | 0 | 1 | 0 | 0 | 0 | 0 | 0 | 0 | 0 | 0 | 0 | 0 | 0 | 0 | 0 | 0 | 0 | 0 | 0 | 0 | 0 | 0 | 0 | 0 | 0 | 0 | 0 | 0 | 0 | 0 | 0 | 0 |  |  | 0 | 0 | 0 | 0 | 0 | 0 | 0 | 0 | 0 | 0 | 0 | 0 | 0 | 0 | 0 | 0 | 0 | 0 | 0 | 0 | 0 | 0 | 0 | 0 | 0 | 0 | 0 | 0 | 0 | 0 | 0 | 0 | 0 | 20 | 0 | 0 | 0 | 0 | 0 | 0 | 310 | 0 | 0 | 0 | 1 | 2 | 0 | 1 | 0 | 0 | 0 | -441.84 | -200.0712 | 335.9726 | Collinsville-Tesla 500 kV Line | Collinsville-Tesla 500 kV Line | Birds Landing-Contra Costa 230kV Line |  | 2 | 0 | 1 | 0 | 0 | 0 | -441.84 | -200.0712 | 335.9726 | Collinsville-Tesla 500 kV Line | Collinsville-Tesla 500 kV Line | Birds Landing-Contra Costa 230kV Line |  | 5 | 5 | NO | 5 | 1 | 1 | NO | 1
PG&E NGBA | Vaca Dixon | 60 | 0 | 0 | 0 | 0 | 0 | 0 | 0 | 0 | 0 | 0 | 0 | 0 | 0 | 0 | 0 | 0 | 0 | 0 | 0 | 0 | 0 | 0 | 0 | 0 | 0 | 0 | 0 | 0 | 0 | 0 | 0 | 0 | 0 | 0 | 0 | 0 | 0 | 0 | 0 | 1 | 0 | 0 | 0 | 0 | 0 | 0 | 0 | 0 | 0 | 0 | 0 | 0 | 0 | 1 | 1 | 1 | 0 | 0 | 0 | 0 | 0 | 0 | 0 | 0 | 0 | 0 | 1 | 0 | 0 | 0 | 0 | 0 | 0 | 0 | 0 | 0 | 0 | 0 | 0 | 0 | 0 | 0 | 0 | 0 | 0 | 0 | 0 | 0 | 0 | 0 | 0 | 0 | 0 | 0 | 0 | 0 | 0 |  |  | 0 | 0 | 0 | 0 | 0 | 0 | 0 | 0 | 0 | 0 | 0 | 0 | 0 | 0 | 0 | 0 | 0 | 0 | 0 | 0 | 0 | 0 | 0 | 0 | 0 | 0 | 0 | 0 | 0 | 0 | 0 | 0 | 0 | 0 | 0 | 0 | 0 | 0 | 0 | 0 | 0 | 0 | 0 | 0 | 0 | 3 | 0 | 1 | 0 | 0 | 0 | -441.84 | -200.0712 | 335.9726 | Collinsville-Tesla 500 kV Line | Collinsville-Tesla 500 kV Line | Birds Landing-Contra Costa 230kV Line |  | 2 | 0 | 1 | 0 | 0 | 0 | -441.84 | -200.0712 | 335.9726 | Collinsville-Tesla 500 kV Line | Collinsville-Tesla 500 kV Line | Birds Landing-Contra Costa 230kV Line |  | 5 | 5 | NO | 5 | 1 | 1 | NO | 1
SCE Eastern | Valley (SCE) | 500 | 0 | 0 | 0 | 0 | 0 | 0 | 0 | 0 | 0 | 0 | 0 | 0 | 0 | 0 | 0 | 0 | 0 | 0 | 0 | 1 | 0 | 1 | 0 | 0 | 0 | 0 | 0 | 0 | 0 | 0 | 0 | 0 | 0 | 0 | 0 | 0 | 0 | 0 | 0 | 0 | 0 | 0 | 0 | 0 | 0 | 0 | 0 | 0 | 0 | 0 | 0 | 0 | 0 | 0 | 0 | 0 | 0 | 0 | 0 | 0 | 0 | 0 | 0 | 0 | 0 | 0 | 0 | 0 | 0 | 0 | 0 | 0 | 0 | 0 | 0 | 0 | 0 | 0 | 0 | 0 | 0 | 0 | 0 | 0 | 0 | 0 | 0 | 0 | 0 | 0 | 0 | 0 | 0 | 0 | 0 | 0 | 0 |  |  | 0 | 0 | 0 | 0 | 0 | 0 | 0 | 0 | 0 | 0 | 0 | 640 | 0 | 0 | 1 | 0 | 0 | 0 | 0 | 0 | 0 | 0 | 0 | 0 | 0 | 0 | 310 | 0 | 0 | 1 | 0 | 0 | 0 | 0 | 0 | 0 | 0 | 0 | 0 | 0 | 300 | 950 | 0 | 0 | 1 | 0 | 0 | 0 | 0 | 0 | 0 | 316.964 | 2746.6 | 9043.596 | Serrano-Alberhill-Valley Constraint | Etiwanda-Rancho Vista Constraint | Serrano-Alberhill-Valley Constraint |  | 0 | 0 | 0 | 0 | 0 | 0 | 316.964 | 2746.6 | 9043.596 | Serrano-Alberhill-Valley Constraint | Etiwanda-Rancho Vista Constraint | Serrano-Alberhill-Valley Constraint |  | 1 | 1 | NO | 1 | 1 | 1 | NO | 1
EOP | Valley (VEA) | 138 | 0 | 0 | 0 | 0 | 0 | 0 | 0 | 0 | 0 | 0 | 0 | 0 | 0 | 0 | 0 | 0 | 0 | 0 | 0 | 0 | 0 | 0 | 1 | 1 | 1 | 0 | 0 | 0 | 0 | 0 | 0 | 0 | 0 | 0 | 0 | 0 | 0 | 0 | 0 | 0 | 0 | 0 | 0 | 0 | 0 | 0 | 0 | 0 | 0 | 0 | 0 | 0 | 0 | 0 | 0 | 0 | 0 | 0 | 0 | 0 | 0 | 0 | 0 | 0 | 0 | 0 | 0 | 0 | 0 | 0 | 0 | 0 | 0 | 0 | 0 | 0 | 0 | 0 | 0 | 0 | 0 | 0 | 0 | 0 | 0 | 0 | 0 | 0 | 0 | 0 | 0 | 0 | 0 | 0 | 0 | 0 | 0 |  |  | 0 | 0 | 0 | 0 | 0 | 0 | 0 | 0 | 0 | 0 | 0 | 0 | 0 | 0 | 0 | 0 | 0 | 0 | 0 | 0 | 0 | 0 | 0 | 0 | 0 | 0 | 0 | 0 | 0 | 0 | 0 | 0 | 0 | 0 | 0 | 0 | 0 | 0 | 0 | 0 | 0 | 0 | 0 | 0 | 0 | 1 | 0 | 1 | 0 | 0 | 1 | -4292.881 | -5429.828 | -3970.751 | Lugo - Victorville area constraint | Lugo - Victorville area constraint | Lugo - Victorville area constraint |  | 0 | 0 | 0 | 0 | 0 | 0 | 876.62 | 67.08 | 709.88 | Sloan Canyon - Eldorado 500 kV constraint | Sloan Canyon - Eldorado 500 kV constraint | GLW 230kV area constraint |  | 5 | 1 | YES | 2 | 4 | 1 | YES | 2
SDGE | Valley Center | 69 | 0 | 0 | 0 | 0 | 0 | 0 | 0 | 0 | 0 | 0 | 0 | 0 | 0 | 0 | 0 | 0 | 0 | 0 | 0 | 0 | 0 | 0 | 0 | 0 | 0 | 1 | 0 | 0 | 0 | 0 | 1 | 0 | 1 | 0 | 0 | 0 | 0 | 1 | 0 | 0 | 0 | 0 | 0 | 0 | 0 | 0 | 0 | 0 | 0 | 0 | 0 | 0 | 0 | 0 | 0 | 0 | 0 | 0 | 0 | 0 | 0 | 0 | 0 | 0 | 0 | 0 | 0 | 0 | 0 | 0 | 0 | 0 | 0 | 0 | 0 | 0 | 0 | 0 | 0 | 0 | 0 | 0 | 0 | 0 | 0 | 0 | 0 | 0 | 0 | 0 | 0 | 0 | 0 | 0 | 0 | 0 | 0 |  |  | 0 | 0 | 0 | 0 | 0 | 0 | 0 | 0 | 0 | 0 | 0 | 0 | 0 | 0 | 0 | 0 | 0 | 0 | 0 | 0 | 0 | 0 | 0 | 0 | 0 | 0 | 0 | 0 | 0 | 0 | 0 | 0 | 0 | 0 | 0 | 0 | 0 | 0 | 0 | 0 | 0 | 0 | 0 | 0 | 0 | 0 | 0 | 0 | 0 | 0 | 0 | 238.33 | 400.235 | 1144.26 | San Luis Rey-San Onofre 230 kV line constraint | San Luis Rey-San Onofre 230 kV line constraint | Talega 230 kV constraint |  | 0 | 0 | 0 | 0 | 0 | 0 | 238.33 | 400.235 | 1144.26 | San Luis Rey-San Onofre 230 kV line constraint | San Luis Rey-San Onofre 230 kV line constraint | Talega 230 kV constraint |  | 1 | 1 | NO | 1 | 1 | 1 | NO | 1
PG&E GBA | Valley Home | 115 | 0 | 0 | 0 | 0 | 0 | 0 | 0 | 0 | 0 | 0 | 0 | 0 | 0 | 0 | 0 | 0 | 0 | 0 | 0 | 0 | 0 | 0 | 0 | 0 | 0 | 0 | 0 | 0 | 0 | 0 | 0 | 0 | 0 | 0 | 0 | 0 | 0 | 0 | 0 | 0 | 0 | 0 | 0 | 0 | 0 | 1 | 0 | 0 | 0 | 0 | 0 | 0 | 0 | 0 | 0 | 1 | 0 | 0 | 0 | 1 | 0 | 0 | 0 | 1 | 0 | 0 | 0 | 0 | 0 | 0 | 0 | 0 | 0 | 0 | 0 | 0 | 0 | 0 | 0 | 0 | 0 | 0 | 0 | 0 | 0 | 0 | 0 | 0 | 0 | 0 | 0 | 0 | 0 | 0 | 0 | 0 | 0 |  |  | 0 | 0 | 0 | 0 | 0 | 0 | 0 | 0 | 0 | 0 | 0 | 0 | 0 | 0 | 0 | 0 | 0 | 0 | 0 | 0 | 0 | 0 | 0 | 0 | 0 | 0 | 0 | 0 | 0 | 0 | 0 | 0 | 0 | 0 | 0 | 0 | 0 | 0 | 0 | 0 | 0 | 0 | 0 | 0 | 0 | 0 | 0 | 0 | 0 | 0 | 0 | 59.02 | 115.16 | 283.632 | Tesla-Salado 115 kV line | Tesla-Salado 115 kV line | Tesla-Salado 115 kV line |  | 0 | 0 | 0 | 0 | 0 | 0 | 59.02 | 115.16 | 283.632 | Tesla-Salado 115 kV line | Tesla-Salado 115 kV line | Tesla-Salado 115 kV line |  | 1 | 1 | NO | 1 | 1 | 1 | NO | 1
PG&E GBA | Valley Springs | 230 | 0 | 0 | 0 | 0 | 0 | 0 | 0 | 0 | 0 | 0 | 0 | 0 | 0 | 0 | 0 | 0 | 0 | 0 | 0 | 0 | 0 | 0 | 0 | 0 | 0 | 0 | 0 | 0 | 0 | 0 | 0 | 0 | 0 | 0 | 0 | 0 | 0 | 0 | 0 | 0 | 0 | 0 | 0 | 0 | 0 | 1 | 0 | 0 | 0 | 0 | 0 | 0 | 0 | 0 | 0 | 0 | 0 | 0 | 0 | 1 | 1 | 0 | 0 | 0 | 0 | 0 | 0 | 0 | 0 | 0 | 0 | 0 | 0 | 0 | 0 | 0 | 0 | 0 | 0 | 0 | 0 | 0 | 0 | 0 | 0 | 1 | 0 | 0 | 0 | 0 | 0 | 0 | 0 | 0 | 0 | 0 | 0 |  |  | 0 | 0 | 0 | 0 | 0 | 0 | 0 | 0 | 0 | 0 | 0 | 0 | 0 | 0 | 0 | 0 | 0 | 0 | 0 | 0 | 0 | 0 | 0 | 0 | 0 | 0 | 0 | 0 | 0 | 0 | 0 | 0 | 0 | 0 | 0 | 0 | 0 | 0 | 0 | 0 | 0 | 0 | 0 | 0 | 0 | 0 | 0 | 0 | 0 | 0 | 0 | 402.45 | 704.04 | 2052.2198 | Bellota-Weber 230kV line | Bellota-Weber 230kV line | Bellota-Weber 230kV line |  | 0 | 0 | 0 | 0 | 0 | 0 | 776 | 831 | 2052.2198 | Eight Mile-Tesla 230 kV line | Eight Mile-Tesla 230 kV line | Bellota-Weber 230kV line |  | 1 | 1 | NO | 1 | 1 | 1 | NO | 1
PG&E GBA | Valley Springs | 60 | 0 | 0 | 0 | 0 | 0 | 0 | 0 | 0 | 0 | 0 | 0 | 0 | 0 | 0 | 0 | 0 | 0 | 0 | 0 | 0 | 0 | 0 | 0 | 0 | 0 | 0 | 0 | 0 | 0 | 0 | 0 | 0 | 0 | 0 | 0 | 0 | 0 | 0 | 0 | 0 | 0 | 0 | 0 | 0 | 0 | 1 | 0 | 0 | 0 | 0 | 0 | 0 | 0 | 0 | 0 | 0 | 0 | 0 | 0 | 1 | 1 | 0 | 0 | 0 | 0 | 0 | 0 | 0 | 0 | 0 | 0 | 0 | 0 | 0 | 0 | 0 | 0 | 0 | 0 | 0 | 0 | 0 | 0 | 0 | 0 | 0 | 0 | 0 | 0 | 0 | 0 | 0 | 0 | 0 | 0 | 0 | 0 |  |  | 0 | 0 | 0 | 0 | 0 | 0 | 0 | 0 | 0 | 0 | 0 | 0 | 0 | 0 | 0 | 0 | 0 | 0 | 0 | 0 | 0 | 0 | 0 | 0 | 0 | 0 | 0 | 0 | 0 | 0 | 0 | 0 | 0 | 0 | 0 | 0 | 0 | 0 | 0 | 0 | 0 | 0 | 0 | 0 | 0 | 0 | 0 | 0 | 0 | 0 | 0 | 402.45 | 704.04 | 2052.2198 | Bellota-Weber 230kV line | Bellota-Weber 230kV line | Bellota-Weber 230kV line |  | 0 | 0 | 0 | 0 | 0 | 0 | 776 | 831 | 2052.2198 | Eight Mile-Tesla 230 kV line | Eight Mile-Tesla 230 kV line | Bellota-Weber 230kV line |  | 1 | 1 | NO | 1 | 1 | 1 | NO | 1
EOP | Valley Switch | 138 | 0 | 0 | 0 | 0 | 0 | 0 | 0 | 0 | 0 | 0 | 0 | 0 | 0 | 0 | 0 | 0 | 0 | 0 | 0 | 0 | 0 | 0 | 1 | 1 | 1 | 0 | 0 | 0 | 0 | 0 | 0 | 0 | 0 | 0 | 0 | 0 | 0 | 0 | 0 | 0 | 0 | 0 | 0 | 0 | 0 | 0 | 0 | 0 | 0 | 0 | 0 | 0 | 0 | 0 | 0 | 0 | 0 | 0 | 0 | 0 | 0 | 0 | 0 | 0 | 0 | 0 | 0 | 0 | 0 | 0 | 0 | 0 | 0 | 0 | 0 | 0 | 0 | 0 | 0 | 0 | 0 | 0 | 0 | 0 | 0 | 0 | 0 | 0 | 0 | 0 | 0 | 0 | 0 | 0 | 0 | 0 | 0 |  |  | 0 | 0 | 0 | 0 | 0 | 0 | 0 | 0 | 0 | 0 | 0 | 0 | 0 | 0 | 0 | 0 | 0 | 0 | 0 | 0 | 0 | 0 | 0 | 0 | 0 | 0 | 0 | 0 | 0 | 0 | 0 | 0 | 0 | 0 | 0 | 0 | 0 | 0 | 0 | 0 | 0 | 0 | 0 | 0 | 0 | 1 | 0 | 1 | 0 | 0 | 1 | -4292.881 | -5429.828 | -3970.751 | Lugo - Victorville area constraint | Lugo - Victorville area constraint | Lugo - Victorville area constraint |  | 0 | 0 | 0 | 0 | 0 | 0 | 876.62 | 67.08 | 709.88 | Sloan Canyon - Eldorado 500 kV constraint | Sloan Canyon - Eldorado 500 kV constraint | GLW 230kV area constraint |  | 5 | 1 | YES | 2 | 4 | 1 | YES | 2
EOP | Valley Switch | 230 | 0 | 0 | 0 | 0 | 0 | 0 | 0 | 0 | 0 | 0 | 0 | 0 | 0 | 0 | 0 | 0 | 0 | 0 | 0 | 0 | 0 | 0 | 1 | 1 | 1 | 0 | 0 | 0 | 0 | 0 | 0 | 0 | 0 | 0 | 0 | 0 | 0 | 0 | 0 | 0 | 0 | 0 | 0 | 0 | 0 | 0 | 0 | 0 | 0 | 0 | 0 | 0 | 0 | 0 | 0 | 0 | 0 | 0 | 0 | 0 | 0 | 0 | 0 | 0 | 0 | 0 | 0 | 0 | 0 | 0 | 0 | 0 | 0 | 0 | 0 | 0 | 0 | 0 | 0 | 0 | 0 | 0 | 0 | 0 | 0 | 0 | 0 | 0 | 0 | 0 | 0 | 0 | 0 | 0 | 0 | 0 | 0 |  |  | 0 | 0 | 0 | 0 | 0 | 0 | 0 | 0 | 0 | 0 | 0 | 0 | 0 | 0 | 0 | 0 | 0 | 0 | 0 | 0 | 0 | 0 | 0 | 0 | 0 | 0 | 0 | 0 | 0 | 0 | 0 | 0 | 0 | 0 | 0 | 0 | 0 | 0 | 0 | 0 | 0 | 0 | 0 | 0 | 0 | 1 | 0 | 1 | 0 | 0 | 1 | -4292.881 | -5429.828 | -3970.751 | Lugo - Victorville area constraint | Lugo - Victorville area constraint | Lugo - Victorville area constraint |  | 0 | 0 | 0 | 0 | 0 | 0 | 876.62 | 67.08 | 709.88 | Sloan Canyon - Eldorado 500 kV constraint | Sloan Canyon - Eldorado 500 kV constraint | GLW 230kV area constraint |  | 5 | 1 | YES | 2 | 4 | 1 | YES | 2
PG&E GBA | Vasco | 230 | 0 | 0 | 0 | 0 | 0 | 0 | 0 | 0 | 0 | 0 | 0 | 0 | 0 | 0 | 0 | 0 | 0 | 0 | 0 | 0 | 0 | 0 | 0 | 0 | 0 | 0 | 0 | 0 | 0 | 0 | 0 | 0 | 0 | 0 | 0 | 0 | 0 | 0 | 0 | 1 | 0 | 0 | 0 | 0 | 0 | 0 | 0 | 0 | 0 | 0 | 0 | 0 | 0 | 0 | 0 | 1 | 0 | 0 | 0 | 1 | 0 | 0 | 0 | 0 | 0 | 0 | 1 | 0 | 0 | 0 | 0 | 0 | 0 | 0 | 0 | 0 | 0 | 0 | 0 | 0 | 0 | 0 | 0 | 0 | 0 | 0 | 0 | 0 | 0 | 0 | 0 | 0 | 0 | 0 | 0 | 0 | 0 |  |  | 0 | 0 | 0 | 0 | 0 | 0 | 0 | 0 | 0 | 0 | 0 | 0 | 0 | 0 | 0 | 0 | 0 | 0 | 0 | 0 | 0 | 0 | 0 | 0 | 0 | 0 | 0 | 0 | 0 | 0 | 0 | 0 | 0 | 0 | 0 | 0 | 0 | 0 | 0 | 0 | 0 | 0 | 0 | 0 | 0 | 2 | 0 | 1 | 0 | 0 | 0 | -441.84 | -200.0712 | 335.9726 | Collinsville-Tesla 500 kV Line | Collinsville-Tesla 500 kV Line | Birds Landing-Contra Costa 230kV Line |  | 2 | 0 | 1 | 0 | 0 | 0 | -441.84 | -200.0712 | 335.9726 | Collinsville-Tesla 500 kV Line | Collinsville-Tesla 500 kV Line | Birds Landing-Contra Costa 230kV Line |  | 5 | 5 | NO | 5 | 1 | 1 | NO | 1
PG&E GBA | Vasona | 230 | 0 | 0 | 0 | 0 | 0 | 0 | 0 | 0 | 0 | 0 | 0 | 0 | 0 | 0 | 0 | 0 | 0 | 0 | 0 | 0 | 0 | 0 | 0 | 0 | 0 | 0 | 0 | 0 | 0 | 0 | 0 | 0 | 0 | 0 | 0 | 0 | 0 | 0 | 0 | 0 | 0 | 0 | 0 | 0 | 0 | 0 | 0 | 0 | 0 | 0 | 0 | 0 | 1 | 0 | 0 | 0 | 0 | 0 | 0 | 1 | 0 | 0 | 0 | 0 | 0 | 0 | 0 | 0 | 0 | 0 | 0 | 0 | 0 | 0 | 0 | 0 | 0 | 0 | 0 | 0 | 0 | 0 | 0 | 0 | 0 | 0 | 0 | 0 | 0 | 0 | 0 | 0 | 0 | 0 | 0 | 0 | 1 |  |  | 0 | 0 | 0 | 0 | 0 | 0 | 0 | 0 | 0 | 0 | 0 | 0 | 0 | 0 | 0 | 0 | 0 | 0 | 0 | 0 | 0 | 0 | 0 | 0 | 0 | 0 | 0 | 0 | 0 | 0 | 0 | 0 | 0 | 0 | 0 | 0 | 0 | 0 | 0 | 0 | 0 | 0 | 0 | 0 | 0 | 0 | 0 | 0 | 0 | 0 | 0 | 1414.38 | 1280.282 | 3822.2952 | NEW-Metcalf-Mosslanding 500kV | NEW-Metcalf-Mosslanding 500kV | Tesla-Bellota 230 kV line |  | 0 | 0 | 0 | 0 | 0 | 0 | 1414.38 | 1280.282 | 3822.2952 | NEW-Metcalf-Mosslanding 500kV | NEW-Metcalf-Mosslanding 500kV | Tesla-Bellota 230 kV line |  | 1 | 1 | NO | 1 | 1 | 1 | NO | 1
SCE Northern | Vestal | 230 | 1 | 0 | 1 | 0 | 0 | 1 | 1 | 0 | 0 | 0 | 0 | 0 | 0 | 0 | 0 | 0 | 0 | 0 | 0 | 0 | 0 | 0 | 0 | 0 | 0 | 0 | 0 | 0 | 0 | 0 | 0 | 0 | 0 | 0 | 0 | 0 | 0 | 0 | 0 | 0 | 0 | 0 | 0 | 0 | 0 | 0 | 0 | 0 | 0 | 0 | 0 | 0 | 0 | 0 | 0 | 0 | 0 | 0 | 0 | 0 | 0 | 0 | 0 | 0 | 0 | 0 | 0 | 0 | 0 | 0 | 0 | 0 | 0 | 0 | 0 | 0 | 0 | 0 | 0 | 0 | 0 | 0 | 0 | 0 | 0 | 0 | 0 | 0 | 0 | 0 | 0 | 0 | 0 | 0 | 0 | 0 | 0 |  |  | 0 | 0 | 0 | 0 | 0 | 0 | 0 | 0 | 0 | 300 | 0 | 180 | 0 | 0 | 1 | 0 | 0 | 0 | 0 | 0 | 0 | 0 | 0 | 0 | 300 | 50 | 230 | 0 | 0 | 1 | 0 | 0 | 0 | 0 | 0 | 0 | 0 | 0 | 0 | 392 | 50 | 230 | 0 | 0 | 1 | 0 | 0 | 0 | 0 | 0 | 0 | 163.98 | 16.3 | 1538.56 | South of Magunden Constraint | South of Magunden Constraint | North of Magunden Constraint |  | 0 | 0 | 0 | 0 | 0 | 0 | 163.98 | 16.3 | 1538.56 | South of Magunden Constraint | South of Magunden Constraint | North of Magunden Constraint |  | 1 | 1 | NO | 1 | 1 | 1 | NO | 1
SCE Northern | Vestal | 66 | 1 | 0 | 1 | 0 | 0 | 1 | 1 | 0 | 0 | 0 | 0 | 0 | 0 | 0 | 0 | 0 | 0 | 0 | 0 | 0 | 0 | 0 | 0 | 0 | 0 | 0 | 0 | 0 | 0 | 0 | 0 | 0 | 0 | 0 | 0 | 0 | 0 | 0 | 0 | 0 | 0 | 0 | 0 | 0 | 0 | 0 | 0 | 0 | 0 | 0 | 0 | 0 | 0 | 0 | 0 | 0 | 0 | 0 | 0 | 0 | 0 | 0 | 0 | 0 | 0 | 0 | 0 | 0 | 0 | 0 | 0 | 0 | 0 | 0 | 0 | 0 | 0 | 0 | 0 | 0 | 0 | 0 | 0 | 0 | 0 | 0 | 0 | 0 | 0 | 0 | 0 | 0 | 0 | 0 | 0 | 0 | 0 |  |  | 0 | 0 | 0 | 0 | 0 | 0 | 0 | 0 | 0 | 0 | 0 | 80 | 0 | 0 | 1 | 0 | 0 | 0 | 0 | 0 | 0 | 0 | 0 | 0 | 0 | 0 | 80 | 0 | 0 | 1 | 0 | 0 | 0 | 0 | 0 | 0 | 0 | 0 | 0 | 0 | 0 | 80 | 0 | 0 | 1 | 0 | 0 | 0 | 0 | 0 | 0 | 163.98 | 16.3 | 1538.56 | South of Magunden Constraint | South of Magunden Constraint | North of Magunden Constraint |  | 0 | 0 | 0 | 0 | 0 | 0 | 163.98 | 16.3 | 1538.56 | South of Magunden Constraint | South of Magunden Constraint | North of Magunden Constraint |  | 1 | 1 | NO | 1 | 1 | 1 | NO | 1
SCE NOL | Victor | 115 | 0 | 0 | 0 | 0 | 0 | 0 | 0 | 0 | 0 | 0 | 0 | 0 | 1 | 1 | 0 | 0 | 0 | 0 | 0 | 0 | 0 | 0 | 0 | 0 | 0 | 0 | 0 | 0 | 0 | 0 | 0 | 0 | 0 | 0 | 0 | 0 | 0 | 0 | 0 | 0 | 0 | 0 | 0 | 0 | 0 | 0 | 0 | 0 | 0 | 0 | 0 | 0 | 0 | 0 | 0 | 0 | 0 | 0 | 0 | 0 | 0 | 0 | 0 | 0 | 0 | 0 | 0 | 0 | 0 | 0 | 0 | 0 | 0 | 0 | 0 | 0 | 0 | 0 | 0 | 0 | 0 | 0 | 0 | 0 | 0 | 0 | 0 | 0 | 0 | 0 | 0 | 0 | 0 | 0 | 0 | 0 | 0 |  |  | 0 | 0 | 0 | 0 | 0 | 0 | 0 | 0 | 0 | 0 | 0 | 0 | 0 | 0 | 0 | 0 | 0 | 0 | 0 | 0 | 0 | 0 | 0 | 7 | 0 | 0 | 0 | 0 | 0 | 1 | 0 | 0 | 0 | 0 | 0 | 0 | 0 | 0 | 7 | 0 | 0 | 0 | 0 | 0 | 1 | 0 | 0 | 0 | 0 | 0 | 0 | 169.82 | 450.9 | 1960.144 | Lugo Transformer Area Constraint | Lugo Transformer Area Constraint | Victor to Lugo Area Constraint |  | 0 | 0 | 0 | 0 | 0 | 0 | 169.82 | 450.9 | 1960.144 | Lugo Transformer Area Constraint | Lugo Transformer Area Constraint | Victor to Lugo Area Constraint |  | 1 | 1 | NO | 1 | 1 | 1 | NO | 1
SCE NOL | Victor | 230 | 0 | 0 | 0 | 0 | 0 | 0 | 0 | 0 | 0 | 0 | 0 | 0 | 1 | 1 | 0 | 0 | 0 | 0 | 0 | 0 | 0 | 0 | 0 | 0 | 0 | 0 | 0 | 0 | 0 | 0 | 0 | 0 | 0 | 0 | 0 | 0 | 0 | 0 | 0 | 0 | 0 | 0 | 0 | 0 | 0 | 0 | 0 | 0 | 0 | 0 | 0 | 0 | 0 | 0 | 0 | 0 | 0 | 0 | 0 | 0 | 0 | 0 | 0 | 0 | 0 | 0 | 0 | 0 | 0 | 0 | 0 | 0 | 0 | 0 | 0 | 0 | 0 | 0 | 0 | 0 | 0 | 0 | 0 | 0 | 0 | 0 | 0 | 0 | 0 | 0 | 0 | 0 | 0 | 0 | 0 | 0 | 0 |  |  | 0 | 0 | 0 | 0 | 0 | 0 | 0 | 0 | 5 | 0 | 0 | 0 | 0 | 0 | 1 | 0 | 0 | 0 | 0 | 0 | 0 | 0 | 0 | 5 | 0 | 0 | 0 | 0 | 0 | 1 | 0 | 0 | 0 | 0 | 0 | 0 | 0 | 0 | 5 | 0 | 0 | 53.5 | 0 | 0 | 1 | 0 | 0 | 0 | 0 | 0 | 0 | 169.82 | 450.9 | 1960.144 | Lugo Transformer Area Constraint | Lugo Transformer Area Constraint | Victor to Lugo Area Constraint |  | 0 | 0 | 0 | 0 | 0 | 0 | 169.82 | 450.9 | 1960.144 | Lugo Transformer Area Constraint | Lugo Transformer Area Constraint | Victor to Lugo Area Constraint |  | 1 | 1 | NO | 1 | 1 | 1 | NO | 1
SCE Metro | Viejo | 230 | 0 | 0 | 0 | 0 | 0 | 0 | 0 | 0 | 0 | 1 | 0 | 0 | 0 | 0 | 0 | 0 | 0 | 0 | 0 | 0 | 0 | 0 | 0 | 0 | 0 | 0 | 0 | 0 | 0 | 0 | 0 | 0 | 0 | 0 | 0 | 0 | 0 | 0 | 0 | 0 | 0 | 0 | 0 | 0 | 0 | 0 | 0 | 0 | 0 | 0 | 0 | 0 | 0 | 0 | 0 | 0 | 0 | 0 | 0 | 0 | 0 | 0 | 0 | 0 | 0 | 0 | 0 | 0 | 0 | 0 | 0 | 0 | 0 | 0 | 0 | 0 | 0 | 0 | 0 | 0 | 0 | 0 | 0 | 0 | 0 | 0 | 0 | 0 | 0 | 0 | 0 | 0 | 0 | 0 | 0 | 0 | 0 |  |  | 0 | 0 | 0 | 0 | 0 | 0 | 0 | 0 | 0 | 0 | 0 | 0 | 0 | 0 | 0 | 0 | 0 | 0 | 0 | 0 | 0 | 0 | 0 | 0 | 0 | 0 | 0 | 0 | 0 | 0 | 0 | 0 | 0 | 0 | 0 | 0 | 0 | 0 | 0 | 0 | 0 | 0 | 0 | 0 | 0 | 0 | 0 | 0 | 0 | 0 | 0 | 4159.6988 | 8194.058 | 21327.2611 | SCE Metro Area Default Constraint | SCE Metro Area Default Constraint | SCE Metro Area Default Constraint |  | 0 | 0 | 0 | 0 | 0 | 0 | 4159.6988 | 8194.058 | 21327.2611 | SCE Metro Area Default Constraint | SCE Metro Area Default Constraint | SCE Metro Area Default Constraint |  | 1 | 1 | NO | 1 | 1 | 1 | NO | 1
PG&E GBA | Vierra | 115 | 0 | 0 | 0 | 0 | 0 | 0 | 0 | 0 | 0 | 0 | 0 | 0 | 0 | 0 | 0 | 0 | 0 | 0 | 0 | 0 | 0 | 0 | 0 | 0 | 0 | 0 | 0 | 0 | 0 | 0 | 0 | 0 | 0 | 0 | 0 | 0 | 0 | 0 | 0 | 0 | 0 | 0 | 0 | 0 | 0 | 1 | 0 | 0 | 0 | 0 | 0 | 0 | 0 | 0 | 0 | 1 | 0 | 1 | 0 | 1 | 0 | 0 | 0 | 0 | 0 | 1 | 0 | 0 | 0 | 0 | 0 | 0 | 0 | 0 | 0 | 0 | 0 | 0 | 0 | 0 | 0 | 0 | 0 | 0 | 0 | 0 | 0 | 0 | 0 | 0 | 0 | 0 | 0 | 0 | 0 | 0 | 0 |  |  | 0 | 0 | 0 | 0 | 0 | 0 | 0 | 0 | 0 | 0 | 0 | 0 | 0 | 0 | 0 | 0 | 0 | 0 | 0 | 0 | 0 | 0 | 0 | 2.975 | 0 | 0 | 92 | 0 | 0 | 1 | 0 | 0 | 0 | 0 | 0 | 0 | 0 | 0 | 2.975 | 0 | 0 | 92 | 0 | 0 | 1 | 0 | 0 | 0 | 0 | 0 | 0 | 46.8 | 144.39 | 672.109 | Kasson Jct-Heinz 115 kV line | Kasson Jct-Heinz 115 kV line | Kasson Jct-Heinz 115 kV line |  | 0 | 0 | 0 | 0 | 0 | 0 | 46.8 | 144.39 | 672.109 | Kasson Jct-Heinz 115 kV line | Kasson Jct-Heinz 115 kV line | Kasson Jct-Heinz 115 kV line |  | 1 | 1 | NO | 1 | 1 | 1 | NO | 1
SCE Metro | Villa Park | 230 | 0 | 0 | 0 | 0 | 0 | 0 | 0 | 0 | 0 | 1 | 0 | 0 | 0 | 0 | 0 | 0 | 0 | 0 | 0 | 0 | 0 | 0 | 0 | 0 | 0 | 0 | 0 | 0 | 0 | 0 | 0 | 0 | 0 | 0 | 0 | 0 | 0 | 0 | 0 | 0 | 0 | 0 | 0 | 0 | 0 | 0 | 0 | 0 | 0 | 0 | 0 | 0 | 0 | 0 | 0 | 0 | 0 | 0 | 0 | 0 | 0 | 0 | 0 | 0 | 0 | 0 | 0 | 0 | 0 | 0 | 0 | 0 | 0 | 0 | 0 | 0 | 0 | 0 | 0 | 0 | 0 | 0 | 0 | 0 | 0 | 0 | 0 | 0 | 0 | 0 | 0 | 0 | 0 | 0 | 0 | 0 | 0 |  |  | 0 | 0 | 0 | 0 | 0 | 0 | 0 | 0 | 0 | 0 | 0 | 0 | 0 | 0 | 0 | 0 | 0 | 0 | 0 | 0 | 0 | 0 | 0 | 0 | 0 | 0 | 0 | 0 | 0 | 0 | 0 | 0 | 0 | 0 | 0 | 0 | 0 | 0 | 0 | 0 | 0 | 0 | 305.5 | 0 | 1 | 0 | 0 | 0 | 0 | 0 | 0 | 4159.6988 | 8194.058 | 21327.2611 | SCE Metro Area Default Constraint | SCE Metro Area Default Constraint | SCE Metro Area Default Constraint |  | 0 | 0 | 0 | 0 | 0 | 0 | 4159.6988 | 8194.058 | 21327.2611 | SCE Metro Area Default Constraint | SCE Metro Area Default Constraint | SCE Metro Area Default Constraint |  | 1 | 1 | NO | 1 | 1 | 1 | NO | 1
SCE Northern | Vincent | 230 | 0 | 1 | 0 | 0 | 0 | 0 | 0 | 0 | 0 | 0 | 0 | 0 | 0 | 0 | 0 | 0 | 0 | 0 | 0 | 0 | 0 | 0 | 0 | 0 | 0 | 0 | 0 | 0 | 0 | 0 | 0 | 0 | 0 | 0 | 0 | 0 | 0 | 0 | 0 | 0 | 0 | 0 | 0 | 0 | 0 | 0 | 0 | 0 | 0 | 0 | 0 | 0 | 0 | 0 | 0 | 0 | 0 | 0 | 0 | 0 | 0 | 0 | 0 | 0 | 0 | 0 | 0 | 0 | 0 | 0 | 0 | 0 | 0 | 0 | 0 | 0 | 0 | 0 | 0 | 0 | 0 | 0 | 0 | 0 | 0 | 0 | 0 | 0 | 0 | 0 | 0 | 0 | 0 | 0 | 0 | 0 | 0 |  |  | 0 | 0 | 0 | 0 | 0 | 0 | 0 | 0 | 0 | 0 | 0 | 340 | 0 | 0 | 1 | 0 | 0 | 0 | 0 | 0 | 0 | 0 | 0 | 0 | 0 | 0 | 399 | 0 | 0 | 1 | 0 | 0 | 0 | 0 | 0 | 0 | 0 | 0 | 0 | 0 | 0 | 399 | 0 | 200 | 1 | 0 | 0 | 0 | 0 | 0 | 0 | 2075.68 | 1529.14 | 8702.94 | Vincent-Lugo Constraint | Vincent-Lugo Constraint | Vincent-Lugo Constraint |  | 0 | 0 | 0 | 0 | 0 | 0 | 2075.68 | 1529.14 | 8702.94 | Vincent-Lugo Constraint | Vincent-Lugo Constraint | Vincent-Lugo Constraint |  | 1 | 1 | NO | 1 | 1 | 1 | NO | 1
SCE Northern | Vincent | 500 | 0 | 1 | 0 | 0 | 0 | 0 | 0 | 0 | 0 | 0 | 0 | 0 | 0 | 0 | 0 | 0 | 0 | 0 | 0 | 0 | 0 | 0 | 0 | 0 | 0 | 0 | 0 | 0 | 0 | 0 | 0 | 0 | 0 | 0 | 0 | 0 | 0 | 0 | 0 | 0 | 0 | 0 | 0 | 0 | 0 | 0 | 0 | 0 | 0 | 0 | 0 | 0 | 0 | 0 | 0 | 0 | 0 | 0 | 0 | 0 | 0 | 0 | 0 | 0 | 0 | 0 | 0 | 0 | 0 | 0 | 0 | 0 | 0 | 0 | 0 | 0 | 0 | 0 | 0 | 0 | 0 | 0 | 0 | 0 | 0 | 0 | 0 | 0 | 0 | 0 | 0 | 0 | 0 | 0 | 0 | 0 | 0 |  |  | 0 | 0 | 0 | 0 | 0 | 0 | 0 | 0 | 0 | 0 | 0 | 0 | 0 | 0 | 0 | 0 | 0 | 0 | 0 | 0 | 0 | 0 | 0 | 0 | 0 | 0 | 0 | 0 | 0 | 0 | 0 | 0 | 0 | 0 | 0 | 0 | 0 | 0 | 0 | 0 | 0 | 0 | 0 | 200 | 1 | 0 | 0 | 0 | 0 | 0 | 0 | 2075.68 | 1529.14 | 8702.94 | Vincent-Lugo Constraint | Vincent-Lugo Constraint | Vincent-Lugo Constraint |  | 0 | 0 | 0 | 0 | 0 | 0 | 2075.68 | 1529.14 | 8702.94 | Vincent-Lugo Constraint | Vincent-Lugo Constraint | Vincent-Lugo Constraint |  | 1 | 1 | NO | 1 | 1 | 1 | NO | 1
PG&E GBA | Vineyard | 230 | 0 | 0 | 0 | 0 | 0 | 0 | 0 | 0 | 0 | 0 | 0 | 0 | 0 | 0 | 0 | 0 | 0 | 0 | 0 | 0 | 0 | 0 | 0 | 0 | 0 | 0 | 0 | 0 | 0 | 0 | 0 | 0 | 0 | 0 | 0 | 0 | 0 | 0 | 0 | 1 | 0 | 0 | 0 | 0 | 0 | 0 | 0 | 0 | 0 | 0 | 0 | 0 | 0 | 0 | 0 | 1 | 0 | 0 | 0 | 1 | 0 | 0 | 0 | 0 | 0 | 0 | 1 | 0 | 0 | 0 | 0 | 0 | 0 | 0 | 0 | 0 | 0 | 0 | 0 | 0 | 0 | 0 | 0 | 0 | 0 | 0 | 0 | 0 | 0 | 0 | 0 | 0 | 0 | 0 | 0 | 0 | 0 |  |  | 0 | 0 | 0 | 0 | 0 | 0 | 0 | 0 | 0 | 0 | 0 | 0 | 0 | 0 | 0 | 0 | 0 | 0 | 0 | 0 | 0 | 0 | 0 | 0 | 0 | 0 | 0 | 0 | 0 | 0 | 0 | 0 | 0 | 0 | 0 | 0 | 0 | 0 | 0 | 0 | 0 | 0 | 0 | 0 | 0 | 2 | 0 | 1 | 0 | 0 | 0 | -441.84 | -200.0712 | 335.9726 | Collinsville-Tesla 500 kV Line | Collinsville-Tesla 500 kV Line | Birds Landing-Contra Costa 230kV Line |  | 2 | 0 | 1 | 0 | 0 | 0 | -441.84 | -200.0712 | 335.9726 | Collinsville-Tesla 500 kV Line | Collinsville-Tesla 500 kV Line | Birds Landing-Contra Costa 230kV Line |  | 5 | 5 | NO | 5 | 1 | 1 | NO | 1
SDGE | Vineyard | 69 | 0 | 0 | 0 | 0 | 0 | 0 | 0 | 0 | 0 | 0 | 0 | 0 | 0 | 0 | 0 | 0 | 0 | 0 | 0 | 0 | 0 | 0 | 0 | 0 | 0 | 0 | 0 | 0 | 0 | 0 | 1 | 0 | 1 | 0 | 0 | 0 | 1 | 0 | 0 | 0 | 0 | 0 | 0 | 0 | 0 | 0 | 0 | 0 | 0 | 0 | 0 | 0 | 0 | 0 | 0 | 0 | 0 | 0 | 0 | 0 | 0 | 0 | 0 | 0 | 0 | 0 | 0 | 0 | 0 | 0 | 0 | 0 | 0 | 0 | 0 | 0 | 0 | 0 | 0 | 0 | 0 | 0 | 0 | 0 | 0 | 0 | 0 | 0 | 0 | 0 | 0 | 0 | 0 | 0 | 0 | 0 | 0 |  |  | 0 | 0 | 0 | 0 | 0 | 0 | 0 | 0 | 0 | 0 | 0 | 0 | 0 | 0 | 0 | 0 | 0 | 0 | 0 | 0 | 0 | 0 | 0 | 0 | 0 | 0 | 0 | 0 | 0 | 0 | 0 | 0 | 0 | 0 | 0 | 0 | 0 | 0 | 0 | 0 | 0 | 0 | 0 | 0 | 0 | 0 | 0 | 0 | 0 | 0 | 0 | 238.33 | 400.235 | 1988.4814 | San Luis Rey-San Onofre 230 kV line constraint | San Luis Rey-San Onofre 230 kV line constraint | San Luis Rey-San Onofre 230 kV line constraint |  | 0 | 0 | 0 | 0 | 0 | 0 | 238.33 | 400.235 | 1988.4814 | San Luis Rey-San Onofre 230 kV line constraint | San Luis Rey-San Onofre 230 kV line constraint | San Luis Rey-San Onofre 230 kV line constraint |  | 1 | 1 | NO | 1 | 1 | 1 | NO | 1
SCE Eastern | Vista (SCE) | 230 | 0 | 0 | 0 | 0 | 0 | 0 | 0 | 0 | 0 | 0 | 0 | 0 | 0 | 0 | 0 | 0 | 0 | 0 | 0 | 1 | 0 | 1 | 0 | 0 | 0 | 0 | 0 | 0 | 0 | 0 | 0 | 0 | 0 | 0 | 0 | 0 | 0 | 0 | 0 | 0 | 0 | 0 | 0 | 0 | 0 | 0 | 0 | 0 | 0 | 0 | 0 | 0 | 0 | 0 | 0 | 0 | 0 | 0 | 0 | 0 | 0 | 0 | 0 | 0 | 0 | 0 | 0 | 0 | 0 | 0 | 0 | 0 | 0 | 0 | 0 | 0 | 0 | 0 | 0 | 0 | 0 | 0 | 0 | 0 | 0 | 0 | 0 | 0 | 0 | 0 | 0 | 0 | 0 | 0 | 0 | 0 | 0 |  |  | 0 | 0 | 0 | 0 | 0 | 0 | 0 | 0 | 0 | 0 | 0 | 0 | 0 | 0 | 0 | 0 | 0 | 0 | 0 | 0 | 0 | 0 | 0 | 0 | 0 | 0 | 0 | 0 | 0 | 0 | 0 | 0 | 0 | 0 | 0 | 0 | 0 | 0 | 0 | 0 | 0 | 0 | 0 | 0 | 0 | 0 | 0 | 0 | 0 | 0 | 0 | 316.964 | 2746.6 | 9043.596 | Serrano-Alberhill-Valley Constraint | Etiwanda-Rancho Vista Constraint | Serrano-Alberhill-Valley Constraint |  | 0 | 0 | 0 | 0 | 0 | 0 | 316.964 | 2746.6 | 9043.596 | Serrano-Alberhill-Valley Constraint | Etiwanda-Rancho Vista Constraint | Serrano-Alberhill-Valley Constraint |  | 1 | 1 | NO | 1 | 1 | 1 | NO | 1
EOP | Vista (VEA) | 138 | 0 | 0 | 0 | 0 | 0 | 0 | 0 | 0 | 0 | 0 | 0 | 0 | 0 | 0 | 0 | 0 | 0 | 0 | 0 | 0 | 0 | 0 | 1 | 1 | 1 | 0 | 0 | 0 | 0 | 0 | 0 | 0 | 0 | 0 | 0 | 0 | 0 | 0 | 0 | 0 | 0 | 0 | 0 | 0 | 0 | 0 | 0 | 0 | 0 | 0 | 0 | 0 | 0 | 0 | 0 | 0 | 0 | 0 | 0 | 0 | 0 | 0 | 0 | 0 | 0 | 0 | 0 | 0 | 0 | 0 | 0 | 0 | 0 | 0 | 0 | 0 | 0 | 0 | 0 | 0 | 0 | 0 | 0 | 0 | 0 | 0 | 0 | 0 | 0 | 0 | 0 | 0 | 0 | 0 | 0 | 0 | 0 |  |  | 0 | 0 | 0 | 0 | 0 | 0 | 0 | 0 | 0 | 0 | 0 | 0 | 0 | 0 | 0 | 0 | 0 | 0 | 0 | 0 | 0 | 0 | 0 | 0 | 0 | 0 | 0 | 0 | 0 | 0 | 0 | 0 | 0 | 0 | 0 | 0 | 0 | 0 | 0 | 0 | 0 | 0 | 0 | 0 | 0 | 1 | 0 | 1 | 0 | 0 | 1 | -4292.881 | -5429.828 | -3970.751 | Lugo - Victorville area constraint | Lugo - Victorville area constraint | Lugo - Victorville area constraint |  | 0 | 0 | 0 | 0 | 0 | 0 | 876.62 | 67.08 | 709.88 | Sloan Canyon - Eldorado 500 kV constraint | Sloan Canyon - Eldorado 500 kV constraint | GLW 230kV area constraint |  | 5 | 1 | YES | 2 | 4 | 1 | YES | 2
EOP | Vista (VEA) | 230 | 0 | 0 | 0 | 0 | 0 | 0 | 0 | 0 | 0 | 0 | 0 | 0 | 0 | 0 | 0 | 0 | 0 | 0 | 0 | 0 | 0 | 0 | 1 | 1 | 1 | 0 | 0 | 0 | 0 | 0 | 0 | 0 | 0 | 0 | 0 | 0 | 0 | 0 | 0 | 0 | 0 | 0 | 0 | 0 | 0 | 0 | 0 | 0 | 0 | 0 | 0 | 0 | 0 | 0 | 0 | 0 | 0 | 0 | 0 | 0 | 0 | 0 | 0 | 0 | 0 | 0 | 0 | 0 | 0 | 0 | 0 | 0 | 0 | 0 | 0 | 0 | 0 | 0 | 0 | 0 | 0 | 0 | 0 | 0 | 0 | 0 | 0 | 0 | 0 | 0 | 0 | 0 | 0 | 0 | 0 | 0 | 0 |  |  | 0 | 0 | 0 | 0 | 0 | 0 | 0 | 0 | 0 | 0 | 0 | 0 | 0 | 0 | 0 | 0 | 0 | 0 | 0 | 0 | 0 | 0 | 0 | 0 | 0 | 0 | 0 | 0 | 0 | 0 | 0 | 0 | 0 | 0 | 0 | 0 | 0 | 0 | 0 | 200 | 0 | 0 | 0 | 0 | 1 | 1 | 0 | 1 | 0 | 0 | 1 | -4292.881 | -5429.828 | -3970.751 | Lugo - Victorville area constraint | Lugo - Victorville area constraint | Lugo - Victorville area constraint |  | 0 | 0 | 0 | 0 | 0 | 0 | 876.62 | 67.08 | 709.88 | Sloan Canyon - Eldorado 500 kV constraint | Sloan Canyon - Eldorado 500 kV constraint | GLW 230kV area constraint |  | 5 | 1 | YES | 2 | 4 | 1 | YES | 2
PG&E FRESNO | Wahtoke | 115 | 0 | 0 | 0 | 0 | 0 | 0 | 0 | 0 | 0 | 0 | 0 | 0 | 0 | 0 | 0 | 0 | 0 | 0 | 0 | 0 | 0 | 0 | 0 | 0 | 0 | 0 | 0 | 0 | 0 | 0 | 0 | 0 | 0 | 0 | 0 | 0 | 0 | 0 | 0 | 0 | 0 | 0 | 0 | 0 | 0 | 0 | 0 | 0 | 0 | 0 | 0 | 0 | 0 | 0 | 0 | 0 | 0 | 0 | 0 | 0 | 0 | 0 | 0 | 0 | 0 | 0 | 0 | 0 | 1 | 0 | 0 | 0 | 0 | 0 | 0 | 0 | 0 | 0 | 0 | 1 | 0 | 1 | 0 | 1 | 0 | 1 | 0 | 0 | 0 | 0 | 0 | 0 | 0 | 0 | 0 | 0 | 0 |  |  | 0 | 0 | 0 | 0 | 0 | 0 | 0 | 0 | 0 | 0 | 0 | 0 | 0 | 0 | 0 | 0 | 0 | 0 | 0 | 0 | 0 | 0 | 0 | 0 | 0 | 0 | 0 | 0 | 0 | 0 | 0 | 0 | 0 | 0 | 0 | 0 | 0 | 0 | 0 | 0 | 0 | 0 | 0 | 0 | 0 | 2 | 0 | 2 | 0 | 1 | 0 | -555.55 | -1738.232 | -562.7302 | Chowchilla-Le grand 115kV Line | Gates 500/230kV TB #11 | Gates 500/230kV TB #11 |  | 0 | 0 | 0 | 0 | 0 | 0 | 655.45 | 741.45 | 725.6988 | Chowchilla-Le grand 115kV Line | Chowchilla-Le grand 115kV Line | Gates-Arco 230 kV Line |  | 5 | 1 | YES | 2 | 5 | 1 | YES | 2
SCE Northern | Wakefield | 66 | 0 | 0 | 1 | 0 | 1 | 0 | 0 | 0 | 0 | 0 | 0 | 0 | 0 | 0 | 0 | 0 | 0 | 0 | 0 | 0 | 0 | 0 | 0 | 0 | 1 | 0 | 0 | 0 | 0 | 0 | 0 | 0 | 0 | 0 | 0 | 0 | 0 | 0 | 0 | 0 | 0 | 0 | 0 | 0 | 0 | 0 | 0 | 0 | 0 | 0 | 0 | 0 | 0 | 0 | 0 | 0 | 0 | 0 | 0 | 0 | 0 | 0 | 0 | 0 | 0 | 0 | 0 | 0 | 0 | 0 | 0 | 0 | 0 | 0 | 0 | 0 | 0 | 0 | 0 | 0 | 0 | 0 | 0 | 0 | 0 | 0 | 0 | 0 | 0 | 0 | 0 | 0 | 0 | 0 | 0 | 0 | 0 |  |  | 0 | 0 | 0 | 0 | 0 | 0 | 0 | 0 | 0 | 0 | 0 | 30 | 0 | 0 | 1 | 0 | 0 | 0 | 0 | 0 | 0 | 0 | 0 | 0 | 0 | 0 | 60 | 0 | 0 | 1 | 0 | 0 | 0 | 0 | 0 | 0 | 0 | 0 | 0 | 140 | 0 | 60 | 0 | 100 | 1 | 1 | 0 | 1 | 0 | 0 | 1 | -4292.881 | -5429.828 | -3970.751 | Lugo - Victorville area constraint | Lugo - Victorville area constraint | Lugo - Victorville area constraint |  | 0 | 0 | 0 | 0 | 0 | 0 | 355.8 | 552 | 2829.249 | Moorpark-Pardee Constraint | Moorpark-Pardee Constraint | Lugo - Victorville area constraint |  | 5 | 1 | YES | 2 | 4 | 1 | YES | 2
SCE Metro | Walnut | 230 | 0 | 0 | 0 | 0 | 0 | 0 | 0 | 0 | 0 | 1 | 0 | 0 | 0 | 0 | 0 | 0 | 0 | 0 | 0 | 0 | 0 | 0 | 0 | 0 | 0 | 0 | 0 | 0 | 0 | 0 | 0 | 0 | 0 | 0 | 0 | 0 | 0 | 0 | 0 | 0 | 0 | 0 | 0 | 0 | 0 | 0 | 0 | 0 | 0 | 0 | 0 | 0 | 0 | 0 | 0 | 0 | 0 | 0 | 0 | 0 | 0 | 0 | 0 | 0 | 0 | 0 | 0 | 0 | 0 | 0 | 0 | 0 | 0 | 0 | 0 | 0 | 0 | 0 | 0 | 0 | 0 | 0 | 0 | 0 | 0 | 0 | 0 | 0 | 0 | 0 | 0 | 0 | 0 | 0 | 0 | 0 | 0 |  |  | 0 | 0 | 0 | 0 | 0 | 0 | 0 | 0 | 0 | 0 | 0 | 0 | 0 | 0 | 0 | 0 | 0 | 0 | 0 | 0 | 0 | 0 | 0 | 0 | 0 | 0 | 400 | 0 | 0 | 1 | 0 | 0 | 0 | 0 | 0 | 0 | 0 | 0 | 0 | 0 | 0 | 400 | 0 | 0 | 1 | 0 | 0 | 0 | 0 | 0 | 0 | 4159.6988 | 8194.058 | 21327.2611 | SCE Metro Area Default Constraint | SCE Metro Area Default Constraint | SCE Metro Area Default Constraint |  | 0 | 0 | 0 | 0 | 0 | 0 | 4159.6988 | 8194.058 | 21327.2611 | SCE Metro Area Default Constraint | SCE Metro Area Default Constraint | SCE Metro Area Default Constraint |  | 1 | 1 | NO | 1 | 1 | 1 | NO | 1
SCE Northern | Warne | 230 | 0 | 0 | 1 | 0 | 0 | 0 | 1 | 0 | 0 | 0 | 0 | 0 | 0 | 0 | 0 | 0 | 0 | 0 | 0 | 0 | 0 | 0 | 0 | 0 | 1 | 0 | 0 | 0 | 0 | 0 | 0 | 0 | 0 | 0 | 0 | 0 | 0 | 0 | 0 | 0 | 0 | 0 | 0 | 0 | 0 | 0 | 0 | 0 | 0 | 0 | 0 | 0 | 0 | 0 | 0 | 0 | 0 | 0 | 0 | 0 | 0 | 0 | 0 | 0 | 0 | 0 | 0 | 0 | 0 | 0 | 0 | 0 | 0 | 0 | 0 | 0 | 0 | 0 | 0 | 0 | 0 | 0 | 0 | 0 | 0 | 0 | 0 | 0 | 0 | 0 | 0 | 0 | 0 | 0 | 0 | 0 | 0 |  |  | 0 | 0 | 0 | 0 | 0 | 0 | 0 | 0 | 0 | 0 | 0 | 0 | 0 | 0 | 0 | 0 | 0 | 0 | 0 | 0 | 0 | 0 | 0 | 0 | 0 | 0 | 0 | 0 | 0 | 0 | 0 | 0 | 0 | 0 | 0 | 0 | 0 | 0 | 0 | 0 | 0 | 0 | 0 | 0 | 0 | 1 | 0 | 1 | 0 | 0 | 1 | -4292.881 | -5429.828 | -3970.751 | Lugo - Victorville area constraint | Lugo - Victorville area constraint | Lugo - Victorville area constraint |  | 0 | 0 | 0 | 0 | 0 | 0 | 163.98 | 16.3 | 2139.21 | South of Magunden Constraint | South of Magunden Constraint | South of Magunden Constraint |  | 5 | 1 | YES | 2 | 4 | 1 | YES | 2
PG&E GBA | Warnerville | 230 | 0 | 0 | 0 | 0 | 0 | 0 | 0 | 0 | 0 | 0 | 0 | 0 | 0 | 0 | 0 | 0 | 0 | 0 | 0 | 0 | 0 | 0 | 0 | 0 | 0 | 0 | 0 | 0 | 0 | 0 | 0 | 0 | 0 | 0 | 0 | 0 | 0 | 0 | 0 | 0 | 0 | 0 | 0 | 0 | 0 | 1 | 0 | 0 | 0 | 0 | 0 | 0 | 0 | 0 | 0 | 0 | 0 | 0 | 0 | 1 | 1 | 0 | 0 | 0 | 0 | 0 | 0 | 0 | 0 | 0 | 0 | 0 | 0 | 0 | 0 | 0 | 0 | 0 | 1 | 1 | 0 | 1 | 1 | 0 | 1 | 0 | 0 | 1 | 1 | 1 | 0 | 0 | 1 | 0 | 0 | 0 | 0 |  |  | 0 | 0 | 0 | 0 | 0 | 0 | 0 | 0 | 0 | 0 | 0 | 0 | 0 | 0 | 0 | 0 | 0 | 0 | 0 | 0 | 0 | 0 | 0 | 0 | 0 | 0 | 0 | 0 | 0 | 0 | 0 | 0 | 0 | 0 | 0 | 0 | 0 | 0 | 0 | 0 | 0 | 0 | 0 | 0 | 0 | 2 | 0 | 3 | 0 | 2 | 0 | -421.35 | -1738.232 | -1897.303 | Borden-Storey #1 230kV line | Gates 500/230kV TB #11 | Gates 500/230kV TB #12 |  | 1 | 0 | 1 | 0 | 0 | 0 | -421.35 | -182.75 | 378.2276 | Borden-Storey #1 230kV line | Borden-Storey #1 230kV line | Oro Loma-El Nido 115kV Line |  | 5 | 5 | NO | 5 | 5 | 1 | YES | 2
PG&E FRESNO | Waukena | 115 | 0 | 0 | 0 | 0 | 0 | 0 | 0 | 0 | 0 | 0 | 0 | 0 | 0 | 0 | 0 | 0 | 0 | 0 | 0 | 0 | 0 | 0 | 0 | 0 | 0 | 0 | 0 | 0 | 0 | 0 | 0 | 0 | 0 | 0 | 0 | 0 | 0 | 0 | 0 | 0 | 0 | 0 | 0 | 0 | 0 | 0 | 0 | 0 | 0 | 0 | 0 | 0 | 0 | 0 | 0 | 0 | 0 | 0 | 0 | 0 | 0 | 0 | 0 | 0 | 0 | 0 | 0 | 0 | 1 | 0 | 0 | 0 | 0 | 0 | 0 | 0 | 0 | 0 | 0 | 1 | 0 | 1 | 0 | 1 | 0 | 1 | 0 | 0 | 0 | 0 | 0 | 0 | 0 | 0 | 0 | 0 | 0 |  |  | 0 | 0 | 0 | 0 | 0 | 0 | 0 | 0 | 0 | 0 | 0 | 0 | 0 | 0 | 0 | 0 | 0 | 0 | 0 | 0 | 0 | 0 | 0 | 0 | 0 | 0 | 0 | 0 | 0 | 0 | 0 | 0 | 0 | 0 | 0 | 0 | 0 | 0 | 0 | 0 | 0 | 0 | 0 | 0 | 0 | 2 | 0 | 2 | 0 | 1 | 0 | -555.55 | -1738.232 | -562.7302 | Chowchilla-Le grand 115kV Line | Gates 500/230kV TB #11 | Gates 500/230kV TB #11 |  | 0 | 0 | 0 | 0 | 0 | 0 | 655.45 | 741.45 | 725.6988 | Chowchilla-Le grand 115kV Line | Chowchilla-Le grand 115kV Line | Gates-Arco 230 kV Line |  | 5 | 1 | YES | 2 | 5 | 1 | YES | 2
PG&E GBA | Weber | 230 | 0 | 0 | 0 | 0 | 0 | 0 | 0 | 0 | 0 | 0 | 0 | 0 | 0 | 0 | 0 | 0 | 0 | 0 | 0 | 0 | 0 | 0 | 0 | 0 | 0 | 0 | 0 | 0 | 0 | 0 | 0 | 0 | 0 | 0 | 0 | 0 | 0 | 0 | 0 | 0 | 0 | 0 | 0 | 0 | 0 | 1 | 0 | 0 | 0 | 0 | 0 | 0 | 0 | 0 | 0 | 0 | 0 | 0 | 0 | 1 | 1 | 0 | 0 | 0 | 0 | 0 | 0 | 0 | 0 | 0 | 0 | 0 | 0 | 0 | 0 | 0 | 0 | 0 | 0 | 0 | 0 | 0 | 0 | 0 | 0 | 0 | 0 | 0 | 0 | 0 | 0 | 0 | 0 | 0 | 0 | 0 | 0 |  |  | 0 | 0 | 0 | 0 | 0 | 0 | 0 | 0 | 0 | 0 | 0 | 0 | 0 | 0 | 0 | 0 | 0 | 0 | 0 | 0 | 0 | 0 | 0 | 0 | 0 | 0 | 0 | 0 | 0 | 0 | 0 | 0 | 0 | 0 | 0 | 0 | 0 | 0 | 0 | 0 | 0 | 0 | 0 | 0 | 0 | 0 | 0 | 0 | 0 | 0 | 0 | 402.45 | 704.04 | 2052.2198 | Bellota-Weber 230kV line | Bellota-Weber 230kV line | Bellota-Weber 230kV line |  | 0 | 0 | 0 | 0 | 0 | 0 | 776 | 831 | 2052.2198 | Eight Mile-Tesla 230 kV line | Eight Mile-Tesla 230 kV line | Bellota-Weber 230kV line |  | 1 | 1 | NO | 1 | 1 | 1 | NO | 1
PG&E GBA | Weber | 60 | 0 | 0 | 0 | 0 | 0 | 0 | 0 | 0 | 0 | 0 | 0 | 0 | 0 | 0 | 0 | 0 | 0 | 0 | 0 | 0 | 0 | 0 | 0 | 0 | 0 | 0 | 0 | 0 | 0 | 0 | 0 | 0 | 0 | 0 | 0 | 0 | 0 | 0 | 0 | 0 | 0 | 0 | 0 | 0 | 0 | 1 | 0 | 0 | 0 | 0 | 0 | 0 | 0 | 0 | 0 | 0 | 0 | 0 | 0 | 1 | 1 | 0 | 0 | 0 | 0 | 0 | 0 | 0 | 0 | 0 | 0 | 0 | 0 | 0 | 0 | 0 | 0 | 0 | 0 | 0 | 0 | 0 | 0 | 0 | 0 | 0 | 0 | 0 | 0 | 0 | 0 | 0 | 0 | 0 | 0 | 0 | 0 |  |  | 0 | 0 | 0 | 0 | 0 | 0 | 0 | 0 | 0 | 0 | 0 | 0 | 0 | 0 | 0 | 0 | 0 | 0 | 0 | 0 | 0 | 0 | 0 | 0 | 0 | 0 | 20 | 0 | 0 | 1 | 0 | 0 | 0 | 0 | 0 | 0 | 0 | 0 | 0 | 0 | 0 | 20 | 0 | 0 | 1 | 0 | 0 | 0 | 0 | 0 | 0 | 402.45 | 704.04 | 2052.2198 | Bellota-Weber 230kV line | Bellota-Weber 230kV line | Bellota-Weber 230kV line |  | 0 | 0 | 0 | 0 | 0 | 0 | 776 | 831 | 2052.2198 | Eight Mile-Tesla 230 kV line | Eight Mile-Tesla 230 kV line | Bellota-Weber 230kV line |  | 1 | 1 | NO | 1 | 1 | 1 | NO | 1
PG&E FRESNO | West Fresno | 115 | 0 | 0 | 0 | 0 | 0 | 0 | 0 | 0 | 0 | 0 | 0 | 0 | 0 | 0 | 0 | 0 | 0 | 0 | 0 | 0 | 0 | 0 | 0 | 0 | 0 | 0 | 0 | 0 | 0 | 0 | 0 | 0 | 0 | 0 | 0 | 0 | 0 | 0 | 0 | 0 | 0 | 0 | 0 | 0 | 0 | 1 | 0 | 0 | 0 | 0 | 0 | 0 | 0 | 0 | 0 | 0 | 0 | 0 | 0 | 0 | 0 | 0 | 0 | 0 | 0 | 0 | 0 | 0 | 0 | 0 | 0 | 0 | 0 | 0 | 0 | 0 | 0 | 0 | 1 | 1 | 0 | 1 | 0 | 0 | 0 | 1 | 0 | 0 | 0 | 1 | 0 | 0 | 0 | 0 | 0 | 0 | 0 |  |  | 0 | 0 | 0 | 0 | 0 | 0 | 0 | 0 | 0 | 0 | 0 | 0 | 0 | 0 | 0 | 0 | 0 | 0 | 0 | 0 | 0 | 0 | 0 | 0 | 0 | 0 | 0 | 0 | 0 | 0 | 0 | 0 | 0 | 0 | 0 | 0 | 0 | 0 | 0 | 0 | 0 | 0 | 0 | 0 | 0 | 2 | 0 | 3 | 0 | 2 | 0 | -421.35 | -1738.232 | -1897.303 | Borden-Storey #1 230kV line | Gates 500/230kV TB #11 | Gates 500/230kV TB #12 |  | 1 | 0 | 1 | 0 | 0 | 0 | -421.35 | -182.75 | 671.3376 | Borden-Storey #1 230kV line | Borden-Storey #1 230kV line | Borden-Storey #1 230kV line |  | 5 | 5 | NO | 5 | 5 | 1 | YES | 2
PG&E FRESNO | Westley | 230 | 0 | 0 | 0 | 0 | 0 | 0 | 0 | 0 | 0 | 0 | 0 | 0 | 0 | 0 | 0 | 0 | 0 | 0 | 0 | 0 | 0 | 0 | 0 | 0 | 0 | 0 | 0 | 0 | 0 | 0 | 0 | 0 | 0 | 0 | 0 | 0 | 0 | 0 | 0 | 0 | 0 | 0 | 0 | 0 | 0 | 0 | 0 | 0 | 0 | 0 | 0 | 0 | 0 | 0 | 0 | 0 | 0 | 0 | 0 | 0 | 0 | 0 | 0 | 0 | 0 | 0 | 0 | 0 | 0 | 0 | 0 | 0 | 0 | 0 | 0 | 0 | 0 | 0 | 0 | 0 | 0 | 0 | 0 | 0 | 0 | 1 | 0 | 0 | 0 | 0 | 0 | 0 | 0 | 0 | 0 | 0 | 0 |  |  | 0 | 0 | 0 | 0 | 0 | 0 | 0 | 0 | 0 | 0 | 0 | 0 | 0 | 0 | 0 | 0 | 0 | 0 | 0 | 0 | 0 | 0 | 0 | 0 | 0 | 0 | 0 | 0 | 0 | 0 | 0 | 0 | 0 | 0 | 0 | 0 | 0 | 0 | 0 | 0 | 0 | 0 | 0 | 0 | 0 | 0 | 0 | 0 | 0 | 0 | 0 | 2457.27 | 2621.968 | 6421.7956 | Los Banos 500/230kV TB | Los Banos 500/230kV TB | Los Banos 500/230kV TB |  | 0 | 0 | 0 | 0 | 0 | 0 | 2457.27 | 2621.968 | 6421.7956 | Los Banos 500/230kV TB | Los Banos 500/230kV TB | Los Banos 500/230kV TB |  | 1 | 1 | NO | 1 | 1 | 1 | NO | 1
PG&E KERN | Westpark | 115 | 0 | 0 | 0 | 0 | 0 | 0 | 0 | 0 | 0 | 0 | 0 | 0 | 0 | 0 | 0 | 0 | 0 | 0 | 0 | 0 | 0 | 0 | 0 | 0 | 0 | 0 | 0 | 0 | 0 | 0 | 0 | 0 | 0 | 0 | 0 | 0 | 0 | 0 | 0 | 0 | 0 | 0 | 0 | 0 | 0 | 0 | 0 | 0 | 0 | 0 | 0 | 0 | 0 | 0 | 0 | 0 | 0 | 0 | 0 | 0 | 0 | 0 | 0 | 0 | 0 | 0 | 0 | 1 | 1 | 0 | 0 | 0 | 0 | 0 | 0 | 0 | 0 | 0 | 0 | 1 | 0 | 0 | 0 | 0 | 0 | 0 | 0 | 0 | 0 | 0 | 0 | 0 | 0 | 0 | 0 | 0 | 0 |  |  | 0 | 0 | 0 | 0 | 0 | 0 | 0 | 0 | 0 | 0 | 0 | 0 | 0 | 0 | 0 | 0 | 0 | 0 | 0 | 0 | 0 | 0 | 0 | 0 | 0 | 0 | 0 | 0 | 0 | 0 | 0 | 0 | 0 | 0 | 0 | 0 | 0 | 0 | 0 | 0 | 0 | 0 | 0 | 0 | 0 | 1 | 0 | 1 | 0 | 1 | 0 | -79.08 | -1738.232 | -562.7302 | Gates 500/230kV TB #11 | Gates 500/230kV TB #11 | Gates 500/230kV TB #11 |  | 0 | 0 | 0 | 0 | 0 | 0 | 7.65 | 144.11 | 266.8703 | Cal Flat-Gates 230 kV line | Cal Flat-Gates 230 kV line | Cal Flat-Gates 230 kV line |  | 5 | 1 | YES | 2 | 5 | 1 | YES | 2
PG&E KERN | Wheeler Ridge | 230 | 0 | 0 | 0 | 0 | 0 | 0 | 0 | 0 | 0 | 0 | 0 | 0 | 0 | 0 | 0 | 0 | 0 | 0 | 0 | 0 | 0 | 0 | 0 | 0 | 0 | 0 | 0 | 0 | 0 | 0 | 0 | 0 | 0 | 0 | 0 | 0 | 0 | 0 | 0 | 0 | 0 | 0 | 0 | 0 | 0 | 0 | 0 | 0 | 0 | 0 | 0 | 0 | 0 | 0 | 0 | 0 | 0 | 0 | 0 | 0 | 0 | 0 | 0 | 0 | 0 | 0 | 0 | 0 | 0 | 0 | 0 | 0 | 0 | 0 | 0 | 0 | 1 | 0 | 1 | 1 | 0 | 0 | 0 | 0 | 0 | 0 | 0 | 0 | 0 | 0 | 0 | 0 | 0 | 0 | 1 | 0 | 0 |  |  | 0 | 0 | 0 | 0 | 0 | 0 | 0 | 0 | 0 | 100 | 0 | 0 | 0 | 0 | 1 | 0 | 0 | 0 | 0 | 0 | 0 | 0 | 0 | 0 | 100 | 0 | 0 | 0 | 0 | 1 | 0 | 0 | 0 | 0 | 0 | 0 | 0 | 0 | 0 | 100 | 90 | 0 | 235 | 0 | 1 | 1 | 0 | 3 | 0 | 2 | 1 | -79.08 | -1738.232 | -3308.8336 | Gates 500/230kV TB #11 | Gates 500/230kV TB #11 | Mustang-Henrietta 230 kV line |  | 0 | 0 | 1 | 0 | 0 | 1 | 48.4 | -476.012 | -3308.8336 | Midway-Buena Vista Jct 230kV Line | Mustang-Henrietta 230 kV line | Mustang-Henrietta 230 kV line |  | 5 | 5 | NO | 5 | 5 | 4 | YES | 4
PG&E KERN | Wheeler Ridge | 115 | 0 | 0 | 0 | 0 | 0 | 0 | 0 | 0 | 0 | 0 | 0 | 0 | 0 | 0 | 0 | 0 | 0 | 0 | 0 | 0 | 0 | 0 | 0 | 0 | 0 | 0 | 0 | 0 | 0 | 0 | 0 | 0 | 0 | 0 | 0 | 0 | 0 | 0 | 0 | 0 | 0 | 0 | 0 | 0 | 0 | 0 | 0 | 0 | 0 | 0 | 0 | 0 | 0 | 0 | 0 | 0 | 0 | 0 | 0 | 0 | 0 | 0 | 0 | 0 | 0 | 0 | 0 | 1 | 1 | 0 | 0 | 0 | 0 | 0 | 0 | 0 | 0 | 0 | 0 | 1 | 0 | 0 | 0 | 0 | 0 | 0 | 0 | 0 | 0 | 0 | 0 | 0 | 0 | 0 | 0 | 0 | 0 |  |  | 0 | 0 | 0 | 0 | 0 | 0 | 0 | 0 | 0 | 0 | 0 | 0 | 0 | 0 | 0 | 0 | 0 | 0 | 0 | 0 | 0 | 0 | 0 | 0 | 0 | 0 | 0 | 0 | 0 | 0 | 0 | 0 | 0 | 0 | 0 | 0 | 0 | 0 | 0 | 0 | 0 | 0 | 0 | 0 | 0 | 1 | 0 | 1 | 0 | 1 | 0 | -79.08 | -1738.232 | -562.7302 | Gates 500/230kV TB #11 | Gates 500/230kV TB #11 | Gates 500/230kV TB #11 |  | 0 | 0 | 0 | 0 | 0 | 0 | 7.65 | 144.11 | 266.8703 | Cal Flat-Gates 230 kV line | Cal Flat-Gates 230 kV line | Cal Flat-Gates 230 kV line |  | 5 | 1 | YES | 2 | 5 | 1 | YES | 2
PG&E KERN | Wheeler Ridge | 70 | 0 | 0 | 0 | 0 | 0 | 0 | 0 | 0 | 0 | 0 | 0 | 0 | 0 | 0 | 0 | 0 | 0 | 0 | 0 | 0 | 0 | 0 | 0 | 0 | 0 | 0 | 0 | 0 | 0 | 0 | 0 | 0 | 0 | 0 | 0 | 0 | 0 | 0 | 0 | 0 | 0 | 0 | 0 | 0 | 0 | 0 | 0 | 0 | 0 | 0 | 0 | 0 | 0 | 0 | 0 | 0 | 0 | 0 | 0 | 0 | 0 | 0 | 0 | 0 | 0 | 0 | 0 | 0 | 0 | 0 | 0 | 0 | 0 | 0 | 0 | 0 | 1 | 0 | 1 | 1 | 0 | 0 | 0 | 0 | 0 | 0 | 0 | 0 | 0 | 0 | 0 | 0 | 0 | 0 | 1 | 0 | 0 |  |  | 0 | 0 | 0 | 0 | 0 | 0 | 0 | 0 | 0 | 100 | 0 | 0 | 0 | 0 | 1 | 0 | 0 | 0 | 0 | 0 | 0 | 0 | 0 | 0 | 100 | 0 | 92 | 0 | 0 | 1 | 0 | 0 | 0 | 0 | 0 | 0 | 0 | 0 | 0 | 100 | 0 | 92 | 0 | 0 | 1 | 1 | 0 | 3 | 0 | 2 | 1 | -79.08 | -1738.232 | -3308.8336 | Gates 500/230kV TB #11 | Gates 500/230kV TB #11 | Mustang-Henrietta 230 kV line |  | 0 | 0 | 1 | 0 | 0 | 1 | 48.4 | -476.012 | -3308.8336 | Midway-Buena Vista Jct 230kV Line | Mustang-Henrietta 230 kV line | Mustang-Henrietta 230 kV line |  | 5 | 5 | NO | 5 | 5 | 4 | YES | 4
SCE Northern | Whirlwind | 230 | 1 | 1 | 0 | 0 | 0 | 0 | 0 | 0 | 0 | 0 | 0 | 0 | 0 | 0 | 0 | 0 | 0 | 0 | 0 | 0 | 0 | 0 | 0 | 0 | 0 | 0 | 0 | 0 | 0 | 0 | 0 | 0 | 0 | 0 | 0 | 0 | 0 | 0 | 0 | 0 | 0 | 0 | 0 | 0 | 0 | 0 | 0 | 0 | 0 | 0 | 0 | 0 | 0 | 0 | 0 | 0 | 0 | 0 | 0 | 0 | 0 | 0 | 0 | 0 | 0 | 0 | 0 | 0 | 0 | 0 | 0 | 0 | 0 | 0 | 0 | 0 | 0 | 0 | 0 | 0 | 0 | 0 | 0 | 0 | 0 | 0 | 0 | 0 | 0 | 0 | 0 | 0 | 0 | 0 | 0 | 0 | 0 |  |  | 0 | 0 | 0 | 0 | 0 | 0 | 0 | 0 | 0 | 174 | 0 | 235 | 0 | 200 | 1 | 0 | 0 | 0 | 0 | 0 | 0 | 0 | 0 | 0 | 218 | 188 | 785 | 523 | 200 | 1 | 0 | 0 | 0 | 0 | 0 | 0 | 0 | 0 | 0 | 2259 | 188 | 785 | 523 | 500 | 1 | 0 | 0 | 0 | 0 | 0 | 0 | 1461.29 | 283.82 | 8303.375 | Antelope-Vincent Constraint | Antelope-Vincent Constraint | Antelope-Vincent Constraint |  | 0 | 0 | 0 | 0 | 0 | 0 | 1461.29 | 283.82 | 8303.375 | Antelope-Vincent Constraint | Antelope-Vincent Constraint | Antelope-Vincent Constraint |  | 1 | 1 | NO | 1 | 1 | 1 | NO | 1
SCE Northern | Whirlwind | 500 | 1 | 1 | 0 | 0 | 0 | 0 | 0 | 0 | 0 | 0 | 0 | 0 | 0 | 0 | 0 | 0 | 0 | 0 | 0 | 0 | 0 | 0 | 0 | 0 | 0 | 0 | 0 | 0 | 0 | 0 | 0 | 0 | 0 | 0 | 0 | 0 | 0 | 0 | 0 | 0 | 0 | 0 | 0 | 0 | 0 | 0 | 0 | 0 | 0 | 0 | 0 | 0 | 0 | 0 | 0 | 0 | 0 | 0 | 0 | 0 | 0 | 0 | 0 | 0 | 0 | 0 | 0 | 0 | 0 | 0 | 0 | 0 | 0 | 0 | 0 | 0 | 0 | 0 | 0 | 0 | 0 | 0 | 0 | 0 | 0 | 0 | 0 | 0 | 0 | 0 | 0 | 0 | 0 | 0 | 0 | 0 | 0 |  |  | 0 | 0 | 0 | 0 | 0 | 0 | 0 | 0 | 0 | 0 | 0 | 0 | 0 | 0 | 0 | 0 | 0 | 0 | 0 | 0 | 0 | 0 | 0 | 0 | 0 | 0 | 0 | 0 | 0 | 0 | 0 | 0 | 0 | 0 | 0 | 0 | 0 | 0 | 0 | 1432 | 0 | 0 | 0 | 0 | 1 | 0 | 0 | 0 | 0 | 0 | 0 | 1461.29 | 283.82 | 8303.375 | Antelope-Vincent Constraint | Antelope-Vincent Constraint | Antelope-Vincent Constraint |  | 0 | 0 | 0 | 0 | 0 | 0 | 1461.29 | 283.82 | 8303.375 | Antelope-Vincent Constraint | Antelope-Vincent Constraint | Antelope-Vincent Constraint |  | 1 | 1 | NO | 1 | 1 | 1 | NO | 1
PG&E GBA | Whisman | 115 | 0 | 0 | 0 | 0 | 0 | 0 | 0 | 0 | 0 | 0 | 0 | 0 | 0 | 0 | 0 | 0 | 0 | 0 | 0 | 0 | 0 | 0 | 0 | 0 | 0 | 0 | 0 | 0 | 0 | 0 | 0 | 0 | 0 | 0 | 0 | 0 | 0 | 0 | 0 | 0 | 0 | 0 | 0 | 0 | 0 | 0 | 0 | 0 | 0 | 0 | 0 | 0 | 1 | 0 | 0 | 1 | 0 | 0 | 0 | 0 | 0 | 0 | 0 | 0 | 0 | 0 | 0 | 0 | 0 | 0 | 0 | 0 | 0 | 0 | 0 | 0 | 0 | 0 | 0 | 0 | 0 | 0 | 0 | 0 | 0 | 0 | 0 | 0 | 0 | 0 | 0 | 0 | 0 | 0 | 0 | 0 | 1 |  |  | 0 | 0 | 0 | 0 | 0 | 0 | 0 | 0 | 0 | 0 | 0 | 0 | 0 | 0 | 0 | 0 | 0 | 0 | 0 | 0 | 0 | 0 | 0 | 0 | 0 | 0 | 0 | 0 | 0 | 0 | 0 | 0 | 0 | 0 | 0 | 0 | 0 | 0 | 0 | 80 | 0 | 0 | 0 | 80 | 1 | 0 | 0 | 0 | 0 | 0 | 0 | 1414.38 | 1280.282 | 4417.05 | NEW-Metcalf-Mosslanding 500kV | NEW-Metcalf-Mosslanding 500kV | Sobrante-Moraga 230 kV line |  | 0 | 0 | 0 | 0 | 0 | 0 | 1414.38 | 1280.282 | 4417.05 | NEW-Metcalf-Mosslanding 500kV | NEW-Metcalf-Mosslanding 500kV | Sobrante-Moraga 230 kV line |  | 1 | 1 | NO | 1 | 1 | 1 | NO | 1
SCE Eastern | Wildlife | 230 | 0 | 0 | 0 | 0 | 0 | 0 | 0 | 0 | 0 | 0 | 0 | 0 | 0 | 0 | 0 | 0 | 0 | 0 | 0 | 1 | 0 | 1 | 0 | 0 | 0 | 0 | 0 | 0 | 0 | 0 | 0 | 0 | 0 | 0 | 0 | 0 | 0 | 0 | 0 | 0 | 0 | 0 | 0 | 0 | 0 | 0 | 0 | 0 | 0 | 0 | 0 | 0 | 0 | 0 | 0 | 0 | 0 | 0 | 0 | 0 | 0 | 0 | 0 | 0 | 0 | 0 | 0 | 0 | 0 | 0 | 0 | 0 | 0 | 0 | 0 | 0 | 0 | 0 | 0 | 0 | 0 | 0 | 0 | 0 | 0 | 0 | 0 | 0 | 0 | 0 | 0 | 0 | 0 | 0 | 0 | 0 | 0 |  |  | 0 | 0 | 0 | 0 | 0 | 0 | 0 | 0 | 0 | 0 | 0 | 0 | 0 | 0 | 0 | 0 | 0 | 0 | 0 | 0 | 0 | 0 | 0 | 0 | 0 | 0 | 0 | 0 | 0 | 0 | 0 | 0 | 0 | 0 | 0 | 0 | 0 | 0 | 0 | 0 | 250 | 0 | 0 | 150 | 1 | 0 | 0 | 0 | 0 | 0 | 0 | 316.964 | 2746.6 | 9043.596 | Serrano-Alberhill-Valley Constraint | Etiwanda-Rancho Vista Constraint | Serrano-Alberhill-Valley Constraint |  | 0 | 0 | 0 | 0 | 0 | 0 | 316.964 | 2746.6 | 9043.596 | Serrano-Alberhill-Valley Constraint | Etiwanda-Rancho Vista Constraint | Serrano-Alberhill-Valley Constraint |  | 1 | 1 | NO | 1 | 1 | 1 | NO | 1
PG&E FRESNO | Wilson | 115 | 0 | 0 | 0 | 0 | 0 | 0 | 0 | 0 | 0 | 0 | 0 | 0 | 0 | 0 | 0 | 0 | 0 | 0 | 0 | 0 | 0 | 0 | 0 | 0 | 0 | 0 | 0 | 0 | 0 | 0 | 0 | 0 | 0 | 0 | 0 | 0 | 0 | 0 | 0 | 0 | 0 | 0 | 0 | 0 | 0 | 1 | 0 | 0 | 0 | 0 | 0 | 0 | 0 | 0 | 0 | 0 | 0 | 0 | 0 | 1 | 0 | 0 | 0 | 0 | 0 | 0 | 0 | 0 | 0 | 0 | 0 | 0 | 0 | 0 | 0 | 0 | 0 | 0 | 1 | 1 | 0 | 1 | 1 | 0 | 1 | 1 | 0 | 1 | 1 | 1 | 0 | 0 | 1 | 0 | 0 | 0 | 0 |  |  | 0 | 0 | 0 | 0 | 0 | 0 | 0 | 0 | 0 | 0 | 0 | 0 | 0 | 0 | 0 | 0 | 0 | 0 | 0 | 0 | 0 | 0 | 0 | 0 | 0 | 0 | 0 | 0 | 0 | 0 | 0 | 0 | 0 | 0 | 0 | 0 | 0 | 0 | 0 | 0 | 0 | 0 | 0 | 0 | 0 | 2 | 0 | 3 | 0 | 2 | 0 | -421.35 | -1738.232 | -1897.303 | Borden-Storey #1 230kV line | Gates 500/230kV TB #11 | Gates 500/230kV TB #12 |  | 1 | 0 | 1 | 0 | 0 | 0 | -421.35 | -182.75 | 378.2276 | Borden-Storey #1 230kV line | Borden-Storey #1 230kV line | Oro Loma-El Nido 115kV Line |  | 5 | 5 | NO | 5 | 5 | 1 | YES | 2
PG&E FRESNO | Wilson | 230 | 0 | 0 | 0 | 0 | 0 | 0 | 0 | 0 | 0 | 0 | 0 | 0 | 0 | 0 | 0 | 0 | 0 | 0 | 0 | 0 | 0 | 0 | 0 | 0 | 0 | 0 | 0 | 0 | 0 | 0 | 0 | 0 | 0 | 0 | 0 | 0 | 0 | 0 | 0 | 0 | 0 | 0 | 0 | 0 | 0 | 1 | 0 | 0 | 0 | 0 | 0 | 0 | 0 | 0 | 0 | 0 | 0 | 0 | 0 | 1 | 0 | 0 | 0 | 0 | 0 | 0 | 0 | 0 | 0 | 0 | 0 | 0 | 0 | 0 | 0 | 0 | 0 | 0 | 1 | 1 | 0 | 1 | 1 | 1 | 1 | 1 | 0 | 1 | 1 | 1 | 0 | 0 | 1 | 0 | 1 | 0 | 0 |  |  | 0 | 0 | 0 | 0 | 0 | 0 | 0 | 0 | 0 | 0 | 0 | 0 | 0 | 0 | 0 | 0 | 0 | 0 | 0 | 0 | 0 | 0 | 0 | 0 | 0 | 0 | 0 | 0 | 0 | 0 | 0 | 0 | 0 | 0 | 0 | 0 | 0 | 0 | 0 | 0 | 0 | 0 | 0 | 0 | 0 | 3 | 0 | 5 | 0 | 2 | 1 | -555.55 | -1738.232 | -3308.8336 | Chowchilla-Le grand 115kV Line | Gates 500/230kV TB #11 | Mustang-Henrietta 230 kV line |  | 1 | 0 | 2 | 0 | 0 | 1 | -421.35 | -476.012 | -3308.8336 | Borden-Storey #1 230kV line | Mustang-Henrietta 230 kV line | Mustang-Henrietta 230 kV line |  | 5 | 5 | NO | 5 | 5 | 4 | YES | 4
SCE Northern | Windhub | 230 | 1 | 1 | 0 | 1 | 0 | 0 | 0 | 0 | 0 | 0 | 0 | 0 | 0 | 0 | 0 | 0 | 0 | 0 | 0 | 0 | 0 | 0 | 0 | 0 | 0 | 0 | 0 | 0 | 0 | 0 | 0 | 0 | 0 | 0 | 0 | 0 | 0 | 0 | 0 | 0 | 0 | 0 | 0 | 0 | 0 | 0 | 0 | 0 | 0 | 0 | 0 | 0 | 0 | 0 | 0 | 0 | 0 | 0 | 0 | 0 | 0 | 0 | 0 | 0 | 0 | 0 | 0 | 0 | 0 | 0 | 0 | 0 | 0 | 0 | 0 | 0 | 0 | 0 | 0 | 0 | 0 | 0 | 0 | 0 | 0 | 0 | 0 | 0 | 0 | 0 | 0 | 0 | 0 | 0 | 0 | 0 | 0 |  |  | 0 | 0 | 0 | 0 | 0 | 0 | 0 | 0 | 0 | 68 | 0 | 547 | 0 | 0 | 1 | 0 | 0 | 0 | 0 | 0 | 0 | 0 | 0 | 0 | 68 | 1020 | 1047 | 0 | 0 | 1 | 0 | 0 | 0 | 0 | 0 | 0 | 0 | 0 | 0 | 68 | 1020 | 1047 | 0 | 0 | 1 | 0 | 0 | 0 | 0 | 0 | 0 | 829.27 | 283.82 | 3200.73 | Windhub Constraint | Antelope-Vincent Constraint | Windhub Constraint |  | 0 | 0 | 0 | 0 | 0 | 0 | 829.27 | 283.82 | 3200.73 | Windhub Constraint | Antelope-Vincent Constraint | Windhub Constraint |  | 1 | 1 | NO | 1 | 1 | 1 | NO | 1
SCE Northern | Windhub | 500 | 1 | 1 | 0 | 1 | 0 | 0 | 0 | 0 | 0 | 0 | 0 | 0 | 0 | 0 | 0 | 0 | 0 | 0 | 0 | 0 | 0 | 0 | 0 | 0 | 0 | 0 | 0 | 0 | 0 | 0 | 0 | 0 | 0 | 0 | 0 | 0 | 0 | 0 | 0 | 0 | 0 | 0 | 0 | 0 | 0 | 0 | 0 | 0 | 0 | 0 | 0 | 0 | 0 | 0 | 0 | 0 | 0 | 0 | 0 | 0 | 0 | 0 | 0 | 0 | 0 | 0 | 0 | 0 | 0 | 0 | 0 | 0 | 0 | 0 | 0 | 0 | 0 | 0 | 0 | 0 | 0 | 0 | 0 | 0 | 0 | 0 | 0 | 0 | 0 | 0 | 0 | 0 | 0 | 0 | 0 | 0 | 0 |  |  | 0 | 0 | 0 | 0 | 0 | 0 | 0 | 0 | 0 | 0 | 0 | 0 | 0 | 0 | 0 | 0 | 0 | 0 | 0 | 0 | 0 | 0 | 0 | 0 | 153 | 0 | 15 | 0 | 0 | 1 | 0 | 0 | 0 | 0 | 0 | 0 | 0 | 0 | 0 | 153 | 0 | 15 | 0 | 480 | 1 | 0 | 0 | 0 | 0 | 0 | 0 | 829.27 | 283.82 | 3200.73 | Windhub Constraint | Antelope-Vincent Constraint | Windhub Constraint |  | 0 | 0 | 0 | 0 | 0 | 0 | 829.27 | 283.82 | 3200.73 | Windhub Constraint | Antelope-Vincent Constraint | Windhub Constraint |  | 1 | 1 | NO | 1 | 1 | 1 | NO | 1
PG&E GBA | Windmaster | 230 | 0 | 0 | 0 | 0 | 0 | 0 | 0 | 0 | 0 | 0 | 0 | 0 | 0 | 0 | 0 | 0 | 0 | 0 | 0 | 0 | 0 | 0 | 0 | 0 | 0 | 0 | 0 | 0 | 0 | 0 | 0 | 0 | 0 | 0 | 0 | 0 | 0 | 0 | 0 | 1 | 0 | 0 | 0 | 0 | 0 | 0 | 0 | 0 | 0 | 0 | 0 | 0 | 0 | 1 | 0 | 1 | 0 | 0 | 0 | 0 | 0 | 0 | 0 | 0 | 0 | 1 | 0 | 0 | 0 | 0 | 0 | 0 | 0 | 0 | 0 | 0 | 0 | 0 | 0 | 0 | 0 | 0 | 0 | 0 | 0 | 0 | 0 | 0 | 0 | 0 | 0 | 0 | 0 | 0 | 0 | 0 | 0 |  |  | 0 | 0 | 0 | 0 | 0 | 0 | 0 | 0 | 0 | 0 | 0 | 0 | 0 | 0 | 0 | 0 | 0 | 0 | 0 | 0 | 0 | 0 | 0 | 0 | 0 | 0 | 0 | 0 | 0 | 0 | 0 | 0 | 0 | 0 | 0 | 0 | 0 | 0 | 0 | 0 | 0 | 0 | 0 | 0 | 0 | 2 | 0 | 1 | 0 | 0 | 0 | -441.84 | -200.0712 | 3202.4639 | Collinsville-Tesla 500 kV Line | Collinsville-Tesla 500 kV Line | Collinsville-Tesla 500 kV Line |  | 1 | 0 | 1 | 0 | 0 | 0 | -441.84 | -200.0712 | 3202.4639 | Collinsville-Tesla 500 kV Line | Collinsville-Tesla 500 kV Line | Collinsville-Tesla 500 kV Line |  | 5 | 5 | NO | 5 | 1 | 1 | NO | 1
PG&E NGBA | Windsor | 60 | 0 | 0 | 0 | 0 | 0 | 0 | 0 | 0 | 0 | 0 | 0 | 0 | 0 | 0 | 0 | 0 | 0 | 0 | 0 | 0 | 0 | 0 | 0 | 0 | 0 | 0 | 0 | 0 | 0 | 0 | 0 | 0 | 0 | 0 | 0 | 0 | 0 | 0 | 0 | 1 | 0 | 0 | 0 | 0 | 0 | 0 | 0 | 0 | 0 | 0 | 0 | 0 | 1 | 0 | 0 | 0 | 0 | 0 | 0 | 0 | 0 | 0 | 0 | 0 | 0 | 0 | 1 | 0 | 0 | 0 | 0 | 0 | 0 | 0 | 0 | 0 | 0 | 0 | 0 | 0 | 0 | 0 | 0 | 0 | 0 | 0 | 0 | 0 | 0 | 0 | 0 | 0 | 0 | 0 | 0 | 0 | 0 |  |  | 0 | 0 | 0 | 0 | 0 | 0 | 0 | 0 | 0 | 0 | 0 | 0 | 0 | 0 | 0 | 0 | 0 | 0 | 0 | 0 | 0 | 0 | 0 | 0 | 0 | 0 | 0 | 0 | 0 | 0 | 0 | 0 | 0 | 0 | 0 | 0 | 0 | 0 | 0 | 0 | 0 | 0 | 0 | 0 | 0 | 2 | 0 | 1 | 0 | 0 | 0 | -441.84 | -200.0712 | 335.9726 | Collinsville-Tesla 500 kV Line | Collinsville-Tesla 500 kV Line | Birds Landing-Contra Costa 230kV Line |  | 2 | 0 | 1 | 0 | 0 | 0 | -441.84 | -200.0712 | 335.9726 | Collinsville-Tesla 500 kV Line | Collinsville-Tesla 500 kV Line | Birds Landing-Contra Costa 230kV Line |  | 5 | 5 | NO | 5 | 1 | 1 | NO | 1
PG&E NGBA | Woodland | 115 | 0 | 0 | 0 | 0 | 0 | 0 | 0 | 0 | 0 | 0 | 0 | 0 | 0 | 0 | 0 | 0 | 0 | 0 | 0 | 0 | 0 | 0 | 0 | 0 | 0 | 0 | 0 | 0 | 0 | 0 | 0 | 0 | 0 | 0 | 0 | 0 | 0 | 0 | 0 | 1 | 1 | 0 | 1 | 0 | 1 | 1 | 0 | 1 | 0 | 0 | 0 | 0 | 0 | 0 | 0 | 0 | 0 | 0 | 0 | 1 | 1 | 0 | 0 | 0 | 0 | 0 | 0 | 0 | 0 | 0 | 0 | 0 | 0 | 0 | 0 | 0 | 0 | 0 | 0 | 0 | 0 | 0 | 0 | 0 | 0 | 0 | 0 | 0 | 0 | 0 | 0 | 0 | 0 | 0 | 0 | 0 | 0 |  |  | 0 | 0 | 0 | 0 | 0 | 0 | 0 | 0 | 0 | 0 | 0 | 0 | 0 | 0 | 0 | 0 | 0 | 0 | 0 | 0 | 0 | 0 | 0 | 0 | 0 | 12 | 0 | 0 | 0 | 1 | 0 | 0 | 0 | 0 | 0 | 0 | 0 | 0 | 0 | 0 | 12 | 0 | 0 | 0 | 1 | 1 | 0 | 1 | 0 | 0 | 0 | -441.84 | -200.0712 | 72.84 | Collinsville-Tesla 500 kV Line | Collinsville-Tesla 500 kV Line | Woodland- Davis 115kV line |  | 1 | 0 | 1 | 0 | 0 | 0 | -441.84 | -200.0712 | 72.84 | Collinsville-Tesla 500 kV Line | Collinsville-Tesla 500 kV Line | Woodland- Davis 115kV line |  | 5 | 5 | NO | 5 | 1 | 1 | NO | 1
PG&E FRESNO | Woodward | 115 | 0 | 0 | 0 | 0 | 0 | 0 | 0 | 0 | 0 | 0 | 0 | 0 | 0 | 0 | 0 | 0 | 0 | 0 | 0 | 0 | 0 | 0 | 0 | 0 | 0 | 0 | 0 | 0 | 0 | 0 | 0 | 0 | 0 | 0 | 0 | 0 | 0 | 0 | 0 | 0 | 0 | 0 | 0 | 0 | 0 | 0 | 0 | 0 | 0 | 0 | 0 | 0 | 0 | 0 | 0 | 0 | 0 | 0 | 0 | 0 | 0 | 0 | 0 | 0 | 0 | 0 | 0 | 0 | 0 | 0 | 0 | 0 | 0 | 0 | 0 | 0 | 0 | 0 | 0 | 1 | 0 | 1 | 1 | 1 | 0 | 1 | 0 | 1 | 0 | 0 | 0 | 0 | 1 | 0 | 0 | 0 | 0 |  |  | 0 | 0 | 0 | 0 | 0 | 0 | 0 | 0 | 0 | 0 | 0 | 0 | 0 | 0 | 0 | 0 | 0 | 0 | 0 | 0 | 0 | 0 | 0 | 0 | 0 | 0 | 0 | 0 | 0 | 0 | 0 | 0 | 0 | 0 | 0 | 0 | 0 | 0 | 0 | 0 | 0 | 0 | 0 | 0 | 0 | 2 | 0 | 2 | 0 | 1 | 0 | -555.55 | -1738.232 | -562.7302 | Chowchilla-Le grand 115kV Line | Gates 500/230kV TB #11 | Gates 500/230kV TB #11 |  | 0 | 0 | 0 | 0 | 0 | 0 | 15.95 | 0.35 | 378.2276 | Oro Loma-El Nido 115kV Line | Oro Loma-El Nido 115kV Line | Oro Loma-El Nido 115kV Line |  | 5 | 1 | YES | 2 | 5 | 1 | YES | 2
PG&E NGBA | Wyandotte | 115 | 0 | 0 | 0 | 0 | 0 | 0 | 0 | 0 | 0 | 0 | 0 | 0 | 0 | 0 | 0 | 0 | 0 | 0 | 0 | 0 | 0 | 0 | 0 | 0 | 0 | 0 | 0 | 0 | 0 | 0 | 0 | 0 | 0 | 0 | 0 | 0 | 0 | 0 | 0 | 1 | 0 | 0 | 0 | 0 | 1 | 1 | 1 | 1 | 0 | 0 | 0 | 0 | 0 | 0 | 0 | 0 | 0 | 0 | 0 | 1 | 1 | 0 | 0 | 0 | 0 | 0 | 0 | 0 | 0 | 0 | 0 | 0 | 0 | 0 | 0 | 0 | 0 | 0 | 0 | 0 | 0 | 0 | 0 | 0 | 0 | 0 | 0 | 0 | 0 | 0 | 0 | 0 | 0 | 0 | 0 | 0 | 0 |  |  | 0 | 0 | 0 | 0 | 0 | 0 | 0 | 0 | 0 | 0 | 0 | 0 | 0 | 0 | 0 | 0 | 0 | 0 | 0 | 0 | 0 | 0 | 0 | 0 | 0 | 0 | 0 | 0 | 0 | 0 | 0 | 0 | 0 | 0 | 0 | 0 | 0 | 0 | 0 | 0 | 0 | 0 | 0 | 0 | 0 | 1 | 0 | 1 | 0 | 0 | 0 | -441.84 | -200.0712 | 85.9836 | Collinsville-Tesla 500 kV Line | Collinsville-Tesla 500 kV Line | Rocklin-Pleaseant grove 115kV line |  | 1 | 0 | 1 | 0 | 0 | 0 | -441.84 | -200.0712 | 85.9836 | Collinsville-Tesla 500 kV Line | Collinsville-Tesla 500 kV Line | Rocklin-Pleaseant grove 115kV line |  | 5 | 5 | NO | 5 | 1 | 1 | NO | 1
0 | 0 | 0
0 | 0 | 0
0 | 0 | 0

## Tx_Calculator_2036
|  | CAISO Study Area | SCE Northern Area | [7 empty] | SCE Metro Area |  | SCE North of Lugo Area |  |  |  |  | SCE Eastern Area | [6 empty] | East of Pisgah Area |  |  | SDG&E Study Area | [13 empty] | PG&E North of Greater Bay Area | [9 empty] | PG&E Greater Bay Area | [17 empty] | PG&E Kern Area | [9 empty] | PG&E Fresno Area
White Paper Constraint Info |  | White Paper Name | Antelope-Vincent Constraint | Vincent-Lugo Constraint | Pardee-Sylmar Constraint | Windhub Constraint | Moorpark-Pardee Constraint | North of Magunden Constraint | South of Magunden Constraint | Antelope-Neenach Constraint | Hinson - Del Amo Constraint | SCE Metro Area Default Constraint | Control to Inyokern area constraint | South of Kramer Area Constraint | Victor to Lugo Area Constraint | Lugo Transformer Area Constraint | Calcite to Lugo Area Constraint | Colorado River 500/230 kV Constraint | DCRT Constraint | Devers-Red Bluff Constraint | Eagle Mountain Constraint | Etiwanda-Rancho Vista Constraint | Red Bluff 500/230 kV Constraint | Serrano-Alberhill-Valley Constraint | GLW 230kV area constraint | Sloan Canyon - Eldorado 500 kV constraint | Lugo - Victorville area constraint | Capistrano-San Onofre 230 kV constraint | Chicarita 138 kV constraint | El Cajon 69 kV constraint | Internal San Diego Area constraint | Miguel 69 kV constraint | Encina - San Luis Rey 230 kV constraint | East of Miguel constraint | San Luis Rey-San Onofre 230 kV line constraint | Ocean Ranch 69 kV constraint | Otay Mesa 230 kV constraint | Silvergate - Bay Blvd 230 kV constraint | Silvergate-Old Town 230 kV constraint | Talega 230 kV constraint | Trabuco-Capistrano 138 kV constraint | Collinsville-Tesla 500 kV Line | Woodland- Davis 115kV line | Cortina-Eagle Rock 115 kV line | Bell-Placer 115kV Line | Carberry-Round Mountain 230kV Line | Rocklin-Pleaseant grove 115kV line | Bellota-Weber 230kV line | Rio Oso-Brighton 230kV line | Rio Oso-Lockeford 230kV line | Humboldt Offshore Wind constraint | Dumbarton-Newark 115 kV line | Eastshore-San Mateo 230 kV line | Lakeville-Ignacio 230 kV line | Sobrante-Moraga 230 kV line | Windmaster-Delta pumps 230 kV line | Contra Costa- Windmaster 230 kV line | Tesla-Tracy-Pump 230 kV line #2 | Contra Costa #1 115kV Line | Kasson Jct-Heinz 115 kV line | Newark-Newark Distribution 115 kV line | Tesla-Bellota 230 kV line | Eight Mile-Tesla 230 kV line | Grant - Eastshore #2 line 115 kV | Salado-Crow Creek Sw Sta 60 kV line | Tesla-Salado 115 kV line | Morganhill-Metcalf 115kV Line | Tesla-Tracy Pump 230 kV Line #1 | Birds Landing-Contra Costa 230kV Line | Cal Flat-Gates 230 kV line | Gates-Arco 230 kV Line | Smyrna-Atwell Jct 115kV Line | Kern 230/115kV TB #4 | Maricopa-Copus 70 kV line | Midway-Taft 115 kV line | Kern-Tevis-Stockdale-Lamont 115kV line | Midway 230/115kV TB #3 | Semitropic-Midway 115kV Line | Midway-Buena Vista Jct 230kV Line | Manning 500kV | Gates 500/230kV TB #12 | Gates 500/230kV TB #11 | Gates 230/70kV TB #5 | Tranquility-Helm 230kV Line | Dairyland-Chowchilla 115kV Line | Chowchilla-Le grand 115kV Line | NEW- Melones-Cottle 230kV line | Los Banos 500/230kV TB | Schindler 115/70kV TB #1 | Panoche- Mendota 115 kV line | Panoche-Oro Loma 115kV Line | Borden-Storey #1 230kV line | Merced 115/70kV TB#2 | Helm 230/70kV TB #1 | Oro Loma-El Nido 115kV Line | Diablo-Gates 500 kV line | Mustang-Henrietta 230 kV line | Gates-Panoche 230 kV #1 and #2 Lines | NEW-Metcalf-Mosslanding 500kV
|  | CAISO Study Area | SCE Northern Area | SCE Northern Area | SCE Northern Area | SCE Northern Area | SCE Northern Area | SCE Northern Area | SCE Northern Area | SCE Northern Area | SCE Metro Area | SCE Metro Area | SCE North of Lugo Area | SCE North of Lugo Area | SCE North of Lugo Area | SCE North of Lugo Area | SCE North of Lugo Area | SCE Eastern Area | SCE Eastern Area | SCE Eastern Area | SCE Eastern Area | SCE Eastern Area | SCE Eastern Area | SCE Eastern Area | East of Pisgah Area | East of Pisgah Area | East of Pisgah Area | SDG&E Study Area | SDG&E Study Area | SDG&E Study Area | SDG&E Study Area | SDG&E Study Area | SDG&E Study Area | SDG&E Study Area | SDG&E Study Area | SDG&E Study Area | SDG&E Study Area | SDG&E Study Area | SDG&E Study Area | SDG&E Study Area | SDG&E Study Area | PG&E North of Greater Bay Area | PG&E North of Greater Bay Area | PG&E North of Greater Bay Area | PG&E North of Greater Bay Area | PG&E North of Greater Bay Area | PG&E North of Greater Bay Area | PG&E North of Greater Bay Area | PG&E North of Greater Bay Area | PG&E North of Greater Bay Area | PG&E North of Greater Bay Area | PG&E Greater Bay Area | PG&E Greater Bay Area | PG&E Greater Bay Area | PG&E Greater Bay Area | PG&E Greater Bay Area | PG&E Greater Bay Area | PG&E Greater Bay Area | PG&E Greater Bay Area | PG&E Greater Bay Area | PG&E Greater Bay Area | PG&E Greater Bay Area | PG&E Greater Bay Area | PG&E Greater Bay Area | PG&E Greater Bay Area | PG&E Greater Bay Area | PG&E Greater Bay Area | PG&E Greater Bay Area | PG&E Greater Bay Area | PG&E Kern Area | PG&E Kern Area | PG&E Kern Area | PG&E Kern Area | PG&E Kern Area | PG&E Kern Area | PG&E Kern Area | PG&E Kern Area | PG&E Kern Area | PG&E Kern Area | PG&E Fresno Area | PG&E Fresno Area | PG&E Fresno Area | PG&E Fresno Area | PG&E Fresno Area | PG&E Fresno Area | PG&E Fresno Area | PG&E Fresno Area | PG&E Fresno Area | PG&E Fresno Area | PG&E Fresno Area | PG&E Fresno Area | PG&E Fresno Area | PG&E Fresno Area | PG&E Fresno Area | PG&E Fresno Area | PG&E Fresno Area | PG&E Fresno Area | PG&E Fresno Area | PG&E Fresno Area
|  | PTO area | SCE | SCE | SCE | SCE | SCE | SCE | SCE | SCE | SCE | SCE | SCE | SCE | SCE | SCE | SCE | SCE | SCE | SCE | SCE | SCE | SCE | SCE | VEA | VEA | SCE | SDGE | SDGE | SDGE | SDGE | SDGE | SDGE | SDGE | SDGE | SDGE | SDGE | SDGE | SDGE | SDGE | SDGE | PGE | PGE | PGE | PGE | PGE | PGE | PGE | PGE | PGE | PGE | PGE | PGE | PGE | PGE | PGE | PGE | PGE | PGE | PGE | PGE | PGE | PGE | PGE | PGE | PGE | PGE | PGE | PGE | PGE | PGE | PGE | PGE | PGE | PGE | PGE | PGE | PGE | PGE | PGE | PGE | PGE | PGE | PGE | PGE | PGE | PGE | PGE | PGE | PGE | PGE | PGE | PGE | PGE | PGE | PGE | PGE | PGE | PGE
|  | Wind/Solar Designation Area | Solar | Solar | Solar | Solar | Solar | Solar | Solar | Solar | Solar | Solar | Solar | Solar | Solar | Solar | Solar | Solar | Solar | Solar | Solar | Solar | Solar | Solar | Solar | Solar | Solar | Solar | Solar | Solar | Solar | Solar | Solar | Solar | Solar | Solar | Solar | Solar | Solar | Solar | Solar | Wind | Wind | Wind | Wind | Wind | Wind | Wind | Wind | Wind | Wind | Wind | Wind | Wind | Wind | Wind | Wind | Wind | Wind | Wind | Wind | Wind | Wind | Wind | Wind | Wind | Wind | Wind | Wind | Solar | Solar | Solar | Solar | Solar | Solar | Solar | Solar | Solar | Solar | Solar | Solar | Solar | Solar | Solar | Solar | Solar | Solar | Solar | Solar | Solar | Solar | Solar | Solar | Solar | Solar | Solar | Solar | Solar | Solar
White Paper Constraint Initial Capacity |  | FCDS | 6149.12 | 6733.24 | 3530 | 2400 | 954 | 876 | 977 | 0 | 2700 | 13500 | 0 | 256 | 1034 | 1328 | 297 | 1160 | 2300 | 6133 | 0 | 4824 | 1450 | 6651 | 3372 | 4032 | 10105 | 1324 | 224 | 406 | 602 | 231 | 1832.4 | 1035 | 1677.4 | 204 | 1175 | 2169.2 | 682.4 | 1028 | 501 | 3379 | 90.45 | 971 | 347 | 15 | 50 | 1661 | 423 | 1042 | 0 | 1290 | 2146 | 2257 | 3140 | 546 | 1233 | 4574 | 32 | 298 | 8054 | 3154 | 926 | 962.9 | 102.97 | 178.92 | 382 | 9287 | 656 | 927 | 1562 | 231 | 1912 | 94.45 | 17.78 | 184.8 | 1592 | 240 | 471 | 2280 | 5406 | 5336.9 | 300.67 | 2921 | 1110.5 | 0 | 687 | 6411 | 0 | 1985 | 1782 | 412 | 122 | 38 | 528 | 5161 | 5581 | 4562 | 1666
|  | FCDS Limit Type | Actual | Actual | Actual | Actual | Actual | Actual | Actual | Actual | Actual | Default | Actual | Default | Default | Default | Actual | Actual | Actual | Default | Actual | Actual | Actual | Default | Actual | Actual | Actual | Actual | Actual | Actual | Actual | Actual | Actual | Actual | Actual | Actual | Actual | Actual | Actual | Actual | Actual | Actual | Actual | Actual | Actual | Actual | Actual | Actual | Actual | Actual | Actual | Actual | Actual | Actual | Actual | Actual | Actual | Actual | Actual | Actual | Actual | Actual | Actual | Actual | Actual | Actual | Actual | Actual | Actual | Actual | Actual | Actual | Actual | Actual | Actual | Actual | Actual | Actual | Actual | Default | Actual | Actual | Actual | Actual | Actual | Actual | Actual | Actual | Actual | Actual | Actual | Actual | Actual | Actual | Actual | Actual | Actual | Actual | Default
|  | EODS | 8920.36 | 8496.34 | 6426 | 2614.3 | 2641 | 1527 | 2138 | 0 | 2700 | 13500 | 120 | 1190 | 1878 | 2427 | 552 | 2202 | 2300 | 7328 | 392 | 7313 | 1603 | 10182 | 3642 | 4302 | 12605 | 1324 | 224 | 406 | 602 | 231 | 5579 | 1377 | 5624 | 204 | 1175 | 2169.2 | 2369 | 1028 | 501 | 7706 | 81 | 1422 | 379 | 15 | 96 | 2539 | 463 | 975 | 0 | 3728 | 4811 | 768 | 5136 | 3673 | 3667 | 10136 | 77 | 495 | 7290 | 4254 | 3909 | 1220 | 102.97 | 180 | 273 | 9538 | 1176 | 1005 | 1226 | 144 | 1928 | 58 | 270 | 109 | 1377 | 255 | 471 | 2280 | 3581 | 5027 | 272 | 2777 | 1066 | 158 | 945 | 7216 | 50 | 1216 | 1903 | 780 | 156 | 128 | 308 | 5581 | 5617 | 4589 | 6083
|  | EODS Limit Type | Default | Default | Default | Default | Default | Default | Actual | Actual | Default | Default | Default | Default | Default | Default | Default | Actual | Default | Default | Default | Default | Actual | Default | Actual | Actual | Default | Default | Default | Default | Actual | Default | Actual | Actual | Actual | Default | Default | Actual | Default | Default | Default | Default | Default | Default | Default | Default | Default | Default | Default | Default | Actual | Default | Default | Default | Default | Default | Default | Default | Default | Default | Default | Default | Default | Default | Default | Default | Default | Default | Default | Actual | Actual | Actual | Default | Actual | Default | Actual | Actual | Actual | Default | Default | Actual | Actual | Actual | Actual | Actual | Actual | Actual | Actual | Actual | Actual | Default | Actual | Actual | Actual | Actual | Actual | Default | Default | Actual
White Paper Transmission Upgrade Info |  | FCDS AMOUNT | 1500 | 2000 | 1800 | 2500 | 900 | 500 | 2000 | 2000 | 800 | N/A | 186 | 200 | N/A | N/A | 1046 | 1370 | 3000 | 532 | 600 | 3350 | 1200 | 1522 | N/A | N/A | 6800 | 920 | 700 | 547 | 9999 | 431 | 2047.6 | 9999 | 2208.6 | 692 | 2189 | 548 | 1686.8 | 2201 | 556 | 8645 | 109 | 50 | 480 | 26 | 707 | 460 | 574 | 485 | 2300 | N/A | N/A | N/A | N/A | 6034 | 5601 | 3521 | 131 | 1255 | 831 | 300 | 163 | 290 | 74 | 70 | 712 | 4344 | 1766 | 1418 | 16891 | 687 | 179 | 206 | 9 | 367 | 784 | 637 | 234 | N/A | 14825 | 10038 | 47 | 2274 | 1211 | 1211 | N/A | N/A | 3160 | 2019 | 588 | 1247 | 358 | 60 | 3192 | 4125 | 2479 | 8379 | N/A
|  | Est. Cost (millions): | 13.2 | 85.9 | 660 | 612 | 600 | 1253 | 4358 | 100 | 28 | - | 329 | N/A | N/A | N/A | 239 | 67 | 463 | N/A | 1182 | 89 | 69 | N/A | N/A | N/A | 2165 | 58.1 | 100 | 14.7 | N/A | 671.054 | N/A | N/A | N/A | 28.3 | 79.91 | N/A | N/A | 210.6 | 103.366 | 2851.848 | 9.329 | 50 | 185 | 180 | 125 | 400 | 0 | 0 | N/A | N/A | 0 | 0 | 0 | 417.332 | 0 | 0 | 185 | 1700 | 0 | 0 | 0 | 125 | 400 | 0 | 380 | 25 | 700 | 1008.032 | 940 | 220 | 30 | 620 | 0 | 120 | 150 | 760 | 100 | N/A | 35 | 0 | 110 | 1500 | 250 | 550 | N/A | N/A | 370 | 0 | 0 | 50 | 125 | 135 | 330 | 830 | 0 | 214 | 200
|  | Est. In Service Date: | 2028 | 2030 | 2035 | 2035 | 2035 | 2035 | 2035 | 2028 | 2028 | 0 | 2035 | 2033 | 0 | 0 | 2035 | 2030 | 2032 | 2034 | 2036 | 2029 | 2030 | 2034 | 0 | 0 | 2036 | 2031 | 2030 | 2030 | 2032 | 2030 | 2034 | 2034 | 2034 | 2030 | 2031 | 2034 | 2034 | 2031 | 2030 | 2038 | 2031 | 2031 | 2036 | 2033 | 2033 | 2036 | 2036 | 2036 | 2034 | 2028 | 2028 | 2028 | 2028 | 2033 | 2033 | 2033 | 2036 | 2044 | 2044 | 2044 | 2044 | 2033 | 2038 | 2038 | 2038 | 2031 | 2038 | 2034 | 2038 | 2034 | 2031 | 2037 | 2037 | 2033 | 2034 | 2038 | 2032 | 0 | 2030 | 2030 | 2034 | 2041 | 2036 | 2041 | 2028 | 2028 | 2036 | 2036 | 2033 | 2033 | 2038 | 2033 | 2036 | 2034 | 2034 | 2033 | 0
|  | EODS AMOUNT | N/A | N/A | N/A | N/A | N/A | N/A | 2000 | 15 | N/A | N/A | N/A | N/A | N/A | N/A | N/A | 1299 | N/A | 532 | N/A | N/A | 1200 | 1522 | N/A | N/A | 6800 | N/A | N/A | N/A | 9999 | N/A | 2048 | 9999 | 2209 | N/A | N/A | 2724.8 | N/A | N/A | N/A | N/A | N/A | N/A | N/A | 25 | N/A | N/A | N/A | N/A | 2300 | N/A | N/A | N/A | N/A | N/A | N/A | N/A | N/A | N/A | N/A | N/A | N/A | N/A | N/A | N/A | N/A | N/A | N/A | 230 | 962 | 632 | N/A | 67.7 | N/A | 106.58 | 1477 | 475 | N/A | N/A | 6843 | 6343 | 390 | 607 | 122 | 546 | N/A | N/A | 87 | 302 | N/A | 2047 | 291 | 226 | 65 | 4125 | 2479 | N/A | N/A
|  | Est. Cost (millions): | N/A | N/A | N/A | N/A | N/A | N/A | 66 | 45 | N/A | N/A | N/A | N/A | N/A | N/A | N/A | 67 | N/A | N/A | N/A | N/A | 69 | N/A | N/A | N/A | 2165 | N/A | N/A | N/A | N/A | N/A | N/A | N/A | N/A | N/A | N/A | N/A | N/A | N/A | N/A | N/A | N/A | N/A | N/A | 180 | N/A | N/A | N/A | N/A | N/A | N/A | N/A | N/A | N/A | N/A | N/A | N/A | N/A | N/A | N/A | N/A | N/A | N/A | N/A | N/A | N/A | N/A | N/A | 1008.032 | 940 | 220 | N/A | 620 | 0 | 120 | 150 | 760 | 100 | N/A | 35 | 0 | 110 | 1500 | 250 | 550 | N/A | N/A | 370 | 0 | N/A | N/A | 125 | 135 | 330 | 830 | 0 | N/A | N/A
|  | Est. In Service Date: | 0 | 0 | 0 | 0 | 0 | 0 | 2035 | 2029 | 0 | 0 | 0 | 2033 | 0 | 0 | 0 | 2029 | 0 | 2034 | 0 | 0 | 0 | 2034 | 0 | 0 | 2036 | 0 | 0 | 0 | 2032 | 0 | 2034 | 2034 | 2034 | 0 | 0 | 2034 | 0 | 0 | 0 | 0 | 0 | 0 | 0 | 2033 | 0 | 0 | 0 | 0 | 2034 | 0 | 0 | 0 | 0 | 0 | 0 | 0 | 0 | 0 | 0 | 0 | 0 | 0 | 0 | 0 | 0 | 0 | 0 | 2034 | 2038 | 2034 | 0 | 2037 | 2037 | 2033 | 2034 | 2038 | 2032 | 0 | 2030 | 2030 | 2034 | 2041 | 2036 | 2041 | 2028 | 2028 | 2036 | 2036 | 0 | 2033 | 2038 | 2033 | 2036 | 2034 | 2034 | 0 | 0
|  | Upgrades are same | None | None | None | None | None | None | No | No | None | None | None | Yes | None | None | None | Yes | None | Yes | None | None | Yes | Yes | Yes | Yes | Yes | None | None | None | Yes | None | Yes | Yes | YES | None | None | Yes | None | None | None | None | None | None | None | Yes | None | None | None | None | Yes | None | None | None | None | None | None | None | None | None | None | None | None | None | None | None | None | None | None | Yes | Yes | Yes | None | Yes | Yes | Yes | Yes | Yes | Yes | None | Yes | Yes | Yes | Yes | Yes | Yes | Yes | Yes | Yes | Yes | None | Yes | Yes | Yes | Yes | Yes | Yes | None | No
|  | Upgrade approved | No | No | No | No | No | No | No | No | No | No | No | Yes | Yes | Yes | No | No | No | Yes | No | No | No | Yes | Yes | Yes | No | No | No | No | Yes | No | Yes | Yes | Yes | No | No | Yes | Yes | No | No | No | No | No | No | No | No | No | No | No | Yes | Yes | Yes | Yes | Yes | No | No | No | No | No | No | No | No | No | No | No | No | No | No | No | No | No | No | No | No | No | No | No | No | No | No | No | No | No | No | No | Yes | Yes | No | No | No | No | No | No | No | No | No | No | No
Tx Calculations for Mapped Portfolio Resources
FCDS | Mapped MWs
|  | Geothermal | 0 | 0 | 0 | 0 | 0 | 0 | 0 | 0 | 0 | 523 | 116.8 | 116.8 | 116.8 | 116.8 | 0 | 0 | 0 | 6 | 30 | 30 | 0 | 30 | 436 | 620 | 868 | 0 | 0 | 0 | 530 | 0 | 530 | 530 | 530 | 0 | 0 | 530 | 530 | 0 | 0 | 2901 | 0 | 22.2 | 0 | 40 | 0 | 40 | 40 | 40 | 0 | 0 | 0 | 35.8 | 403 | 53.8 | 58 | 58 | 0 | 0 | 18 | 93.8 | 40 | 0 | 0 | 0 | 0 | 53.8 | 403 | 0 | 0 | 0 | 0 | 0 | 0 | 0 | 0 | 0 | 0 | 0 | 20 | 110 | 0 | 20 | 0 | 0 | 0 | 270 | 0 | 20 | 0 | 0 | 0 | 0 | 20 | 0 | 0 | 0 | 30
|  | Biomass | 0 | 0 | 0 | 0 | 0 | 0 | 0 | 0 | 0 | 0 | 0 | 0 | 0 | 0 | 0 | 0 | 0 | 0 | 0 | 0 | 0 | 0 | 0 | 0 | 0 | 0 | 0 | 0 | 0 | 0 | 0 | 0 | 0 | 0 | 0 | 0 | 0 | 0 | 0 | 0 | 0 | 0 | 0 | 0 | 0 | 0.55 | 0 | 0 | 0 | 0 | 0 | 0 | 0 | 0 | 0 | 0 | 0 | 0 | 0 | 2 | 0 | 0 | 0 | 0 | 0 | 0 | 0 | 0 | 0 | 0 | 0 | 0 | 0 | 0 | 0 | 0 | 0 | 0 | 0.55 | 2 | 0 | 2.55 | 2.55 | 2.55 | 0.55 | 2.55 | 0 | 2.55 | 0.55 | 0.55 | 0 | 0 | 2.55 | 0 | 0 | 0 | 0
|  | Wind | 0 | 0 | 0 | 0 | 0 | 0 | 0 | 0 | 0 | 0 | 0 | 0 | 0 | 0 | 0 | 0 | 0 | 0 | 0 | 320 | 0 | 320 | 0 | 321 | 321 | 0 | 0 | 0 | 400 | 0 | 990 | 810 | 990 | 0 | 0 | 990 | 580 | 0 | 0 | 279.98 | 0 | 0 | 0 | 0 | 0 | 20 | 0 | 0 | 0 | 0 | 0 | 0 | 50 | 229.98 | 229.98 | 249.98 | 0 | 20 | 229.98 | 249.98 | 0 | 0 | 0 | 0 | 160 | 249.98 | 229.98 | 0 | 0 | 0 | 0 | 0 | 0 | 0 | 0 | 0 | 0 | 0 | 0 | 0 | 0 | 0 | 0 | 0 | 0 | 0 | 0 | 0 | 0 | 0 | 0 | 0 | 0 | 0 | 0 | 0 | 160
|  | OOS Wind | 0 | 0 | 0 | 0 | 0 | 0 | 0 | 0 | 0 | 0 | 0 | 0 | 0 | 0 | 0 | 0 | 0 | 4521 | 0 | 0 | 0 | 4521 | 0 | 1100 | 8621 | 0 | 0 | 0 | 0 | 0 | 0 | 0 | 0 | 0 | 0 | 0 | 0 | 0 | 0 | 0 | 0 | 0 | 0 | 0 | 0 | 0 | 0 | 0 | 0 | 0 | 0 | 0 | 0 | 0 | 0 | 0 | 0 | 0 | 0 | 0 | 0 | 0 | 0 | 0 | 0 | 0 | 0 | 0 | 0 | 0 | 0 | 0 | 0 | 0 | 0 | 0 | 0 | 0 | 0 | 0 | 0 | 0 | 0 | 0 | 0 | 0 | 0 | 0 | 0 | 0 | 0 | 0 | 0 | 0 | 0 | 0 | 0
|  | Offshore Wind | 0 | 0 | 0 | 0 | 0 | 0 | 0 | 0 | 0 | 0 | 0 | 0 | 0 | 0 | 0 | 0 | 0 | 0 | 0 | 0 | 0 | 0 | 0 | 0 | 0 | 0 | 0 | 0 | 0 | 0 | 0 | 0 | 0 | 0 | 0 | 0 | 0 | 0 | 0 | 0 | 0 | 0 | 0 | 0 | 0 | 0 | 0 | 0 | 0 | 0 | 0 | 0 | 0 | 0 | 0 | 0 | 0 | 0 | 0 | 0 | 0 | 0 | 0 | 0 | 0 | 0 | 0 | 0 | 0 | 0 | 0 | 0 | 0 | 0 | 0 | 0 | 0 | 0 | 0 | 0 | 0 | 0 | 0 | 0 | 0 | 0 | 0 | 0 | 0 | 0 | 0 | 0 | 0 | 2924 | 2924 | 0 | 0
|  | Solar | 4791 | 3912 | 1086 | 221 | 140 | -646 | 754 | 0 | 1.32 | 509.24 | 0 | 70 | 220 | 326 | 106 | 100 | 320 | 5680 | 300 | 175 | 0 | 595 | 3360 | 3360 | 10605.5 | 90 | 0 | 0 | 60 | 0 | 1620 | 7148.5 | 2163.5 | 0 | 0 | 20 | 80 | 90 | 90 | 370 | 0 | 0 | 0 | 0 | 0 | 486 | 0 | 0 | 0 | 0 | 0 | 0 | 450 | 0 | 0 | 296 | 0 | 46 | 0 | 46 | 0 | 0 | 6 | 6 | 0 | 46 | 0 | 509 | 483 | 40 | 658 | 0 | 0 | 100 | 453 | 40 | 200 | 0 | 6495.4 | 6789.2 | 140 | 1116 | 340 | 300 | 80 | 2639.2 | 0 | 660 | 80 | 280 | 50 | 0 | 410 | 60 | 5322.2 | 166 | 400.8
|  | Battery_4hr | 2462 | 2246 | 1190 | 1062 | 480 | 275 | 615 | 0 | 525 | 2124.6 | 0 | 428.5 | 557 | 707 | 0 | 30 | 1400.016 | 2041.016 | 460 | 2496 | 416 | 3756.016 | 510 | 989 | 3436.516 | 137.36 | 10 | 76.86 | 907.75 | 71.45 | 1090.46 | 1230.5 | 1726.96 | 30 | 0 | 693.6 | 899.6 | 137.36 | 0 | 633.65 | 0 | 38 | 0 | 0 | 0 | 995.1 | 0 | 0 | 0 | 0 | 0 | 50 | 276 | 613.9 | 398.2 | 722.9 | 0 | 234.3 | 163 | 467.3 | 20 | 0 | 20 | 119 | 0 | 726 | 398.2 | 20 | 0 | 20 | 20 | 0 | 0 | 0 | 20 | 20 | 157.6 | 0 | 1656.9 | 1583.1 | 0 | 930.8 | 0 | 80 | 0 | 1170.8 | 0 | 0 | 0 | 740.8 | 0 | 35 | 0 | 0 | 911.9 | 190 | 0
|  | Battery_8hr | 523 | 523 | 0 | 0 | 0 | 0 | 0 | 0 | 838 | 6526.5 | 0 | 6 | 6 | 6 | 0 | 0 | 0 | 700 | 0 | 460 | 0 | 460 | 186.5 | 186.5 | 1434.5 | 50 | 0 | 0 | 0 | 0 | 364.4 | 1064.4 | 414.4 | 50 | 0 | 0 | 0 | 50 | 0 | 90.7 | 0 | 0 | 0 | 0 | 0 | 50 | 0 | 0 | 0 | 0 | 0 | 0 | 90.7 | 0 | 0 | 1.5 | 0 | 0 | 0 | 301.5 | 0 | 0 | 0 | 0 | 0 | 0 | 0 | 3 | 526 | 0 | 23 | 0 | 0 | 0 | 3 | 0 | 235 | 0 | 1894.5 | 1882.5 | 50 | 986 | 478 | 428 | 50 | 1914.5 | 0 | 478 | 50 | 50 | 50 | 0 | 428 | 0 | 393 | 35 | 1.5
|  | LDES | 1080 | 1380 | 200 | 480 | 100 | 100 | 100 | 0 | 0 | 100 | 0 | 0 | 0 | 286 | 0 | 0 | 150 | 150 | 0 | 750 | 0 | 350 | 200 | 200 | 1350 | 300 | 200 | 0 | 500 | 0 | 500 | 0 | 500 | 0 | 0 | 0 | 0 | 0 | 0 | 0 | 0 | 0 | 0 | 0 | 0 | 90 | 0 | 0 | 0 | 0 | 0 | 0 | 80 | 0 | 0 | 80 | 0 | 0 | 0 | 90 | 90 | 0 | 0 | 0 | 0 | 0 | 0 | 820 | 200 | 0 | 0 | 0 | 0 | 0 | 0 | 0 | 0 | 0 | 620 | 820 | 0 | 0 | 0 | 0 | 0 | 200 | 0 | 0 | 0 | 0 | 0 | 0 | 0 | 0 | 620 | 820 | 80
EODS | Mapped MWs
|  | Wind | 0 | 0 | 0 | 0 | 0 | 0 | 0 | 0 | 0 | 0 | 0 | 0 | 0 | 0 | 0 | 0 | 0 | 0 | 60 | 60 | 0 | 60 | 0 | 0 | 0 | 0 | 0 | 0 | 0 | 0 | 0 | 0 | 0 | 0 | 0 | 0 | 0 | 0 | 0 | 711.7 | 0 | 100 | 0 | 0 | 0 | 0 | 0 | 0 | 170.7 | 0 | 0 | 0 | 201 | 225 | 345 | 325 | 0 | 0 | 130 | 225 | 0 | 0 | 0 | 0 | 0 | 130 | 446 | 0 | 0 | 0 | 0 | 0 | 0 | 0 | 0 | 0 | 0 | 0 | 69.3 | 69.3 | 0 | 0 | 0 | 0 | 0 | 69.3 | 0 | 0 | 0 | 0 | 0 | 0 | 0 | 0 | 0 | 0 | 0
|  | OOS Wind | 0 | 0 | 0 | 0 | 0 | 0 | 0 | 0 | 0 | 0 | 0 | 0 | 0 | 0 | 0 | 0 | 0 | 0 | 0 | 0 | 0 | 0 | 0 | 0 | 0 | 0 | 0 | 0 | 0 | 0 | 0 | 0 | 0 | 0 | 0 | 0 | 0 | 0 | 0 | 0 | 0 | 0 | 0 | 0 | 0 | 0 | 0 | 0 | 0 | 0 | 0 | 0 | 0 | 0 | 0 | 0 | 0 | 0 | 0 | 0 | 0 | 0 | 0 | 0 | 0 | 0 | 0 | 0 | 0 | 0 | 0 | 0 | 0 | 0 | 0 | 0 | 0 | 0 | 0 | 0 | 0 | 0 | 0 | 0 | 0 | 0 | 0 | 0 | 0 | 0 | 0 | 0 | 0 | 0 | 0 | 0 | 0
|  | Offshore Wind | 0 | 0 | 0 | 0 | 0 | 0 | 0 | 0 | 0 | 0 | 0 | 0 | 0 | 0 | 0 | 0 | 0 | 0 | 0 | 0 | 0 | 0 | 0 | 0 | 0 | 0 | 0 | 0 | 0 | 0 | 0 | 0 | 0 | 0 | 0 | 0 | 0 | 0 | 0 | 0 | 0 | 0 | 0 | 0 | 0 | 0 | 0 | 0 | 0 | 0 | 0 | 0 | 0 | 0 | 0 | 0 | 0 | 0 | 0 | 0 | 0 | 0 | 0 | 0 | 0 | 0 | 0 | 0 | 0 | 0 | 0 | 0 | 0 | 0 | 0 | 0 | 0 | 0 | 0 | 0 | 0 | 0 | 0 | 0 | 0 | 0 | 0 | 0 | 0 | 0 | 0 | 0 | 0 | 0 | 0 | 0 | 0
|  | Distributed Solar | 31.5 | 0 | 18 | 0 | 0 | 18 | 18 | 0 | 7.38 | 11.33 | 0 | 3 | 17 | 17 | 0 | 0 | 0 | 0 | 0 | 0 | 0 | 0 | 0 | 0 | 0 | 0 | 0 | 0.84 | 0 | 0.84 | 0.84 | 0 | 0.84 | 0 | 0 | 0 | 0.84 | 0 | 0 | 25.629 | 0 | 4 | 0 | 0 | 2.73 | 38.265 | 0 | 2.73 | 0 | 0 | 0 | 0 | 9 | 2 | 6 | 11.575 | 0 | 5.575 | 2 | 15.305 | 2.73 | 0 | 0 | 2.6 | 0 | 7.575 | 9 | 19.93 | 9.28 | 3 | 5.4 | 2.4 | 2.4 | 0 | 7.65 | 12.28 | 0 | 0 | 52.3 | 60.18 | 4.4 | 32.96 | 26.96 | 19.56 | 10.56 | 46.86 | 0 | 31.96 | 10.56 | 23.56 | 7.56 | 0 | 17.56 | 0 | 18.44 | 3 | 0
|  | Solar | 1258 | 1208 | 155 | 1020 | 0 | 1100 | 155 | 0 | 0 | 0 | 0 | 235.8 | 235.8 | 235.8 | 0 | 700 | 2575 | 3823 | 292 | 1325 | 463 | 4600 | 1046 | 1046 | 10188.6 | 0 | 0 | 0 | 107 | 0 | 1404.4 | 7322.6 | 7355 | 0 | 0 | 224.4 | 224.4 | 0 | 0 | 2107.5 | 12 | 0 | 247 | 0 | 12 | 1783.5 | 235 | 934.5 | 0 | 160 | 0 | 0 | 430 | 593 | 903 | 717 | 0 | 14 | 310 | 1258.5 | 934.5 | 160 | 14 | 14 | 0 | 324 | 593 | 1472.5 | 1060 | 0 | 860 | 0 | 0 | 0 | 485 | 95 | 179 | 0 | 5603.2 | 5473.2 | 0 | 1312.5 | 0 | 0 | 0 | 2097.5 | 0 | 0 | 0 | 835 | 0 | 35 | 0 | 0 | 4693.2 | 1187.5 | 0
| HSN Output | HSN
|  | Geothermal | 0 | 0 | 0 | 0 | 0 | 0 | 0 | 0 | 0 | 523 | 116.8 | 116.8 | 116.8 | 116.8 | 0 | 0 | 0 | 6 | 30 | 30 | 0 | 30 | 436 | 620 | 868 | 0 | 0 | 0 | 530 | 0 | 530 | 530 | 530 | 0 | 0 | 530 | 530 | 0 | 0 | 2901 | 0 | 22.2 | 0 | 40 | 0 | 40 | 40 | 40 | 0 | 0 | 0 | 35.8 | 403 | 53.8 | 58 | 58 | 0 | 0 | 18 | 93.8 | 40 | 0 | 0 | 0 | 0 | 53.8 | 403 | 0 | 0 | 0 | 0 | 0 | 0 | 0 | 0 | 0 | 0 | 0 | 20 | 110 | 0 | 20 | 0 | 0 | 0 | 270 | 0 | 20 | 0 | 0 | 0 | 0 | 20 | 0 | 0 | 0 | 30
|  | Biomass | 0 | 0 | 0 | 0 | 0 | 0 | 0 | 0 | 0 | 0 | 0 | 0 | 0 | 0 | 0 | 0 | 0 | 0 | 0 | 0 | 0 | 0 | 0 | 0 | 0 | 0 | 0 | 0 | 0 | 0 | 0 | 0 | 0 | 0 | 0 | 0 | 0 | 0 | 0 | 0 | 0 | 0 | 0 | 0 | 0 | 0.55 | 0 | 0 | 0 | 0 | 0 | 0 | 0 | 0 | 0 | 0 | 0 | 0 | 0 | 2 | 0 | 0 | 0 | 0 | 0 | 0 | 0 | 0 | 0 | 0 | 0 | 0 | 0 | 0 | 0 | 0 | 0 | 0 | 0.55 | 2 | 0 | 2.55 | 2.55 | 2.55 | 0.55 | 2.55 | 0 | 2.55 | 0.55 | 0.55 | 0 | 0 | 2.55 | 0 | 0 | 0 | 0
|  | Wind | 0 | 0 | 0 | 0 | 0 | 0 | 0 | 0 | 0 | 0 | 0 | 0 | 0 | 0 | 0 | 0 | 0 | 0 | 0 | 153.6 | 0 | 153.6 | 0 | 154.08 | 154.08 | 0 | 0 | 0 | 140 | 0 | 346.5 | 283.5 | 346.5 | 0 | 0 | 346.5 | 203 | 0 | 0 | 139.99 | 0 | 0 | 0 | 0 | 0 | 10 | 0 | 0 | 0 | 0 | 0 | 0 | 25 | 114.99 | 114.99 | 124.99 | 0 | 10 | 114.99 | 124.99 | 0 | 0 | 0 | 0 | 80 | 124.99 | 114.99 | 0 | 0 | 0 | 0 | 0 | 0 | 0 | 0 | 0 | 0 | 0 | 0 | 0 | 0 | 0 | 0 | 0 | 0 | 0 | 0 | 0 | 0 | 0 | 0 | 0 | 0 | 0 | 0 | 0 | 80
|  | OOS Wind | 0 | 0 | 0 | 0 | 0 | 0 | 0 | 0 | 0 | 0 | 0 | 0 | 0 | 0 | 0 | 0 | 0 | 3029.07 | 0 | 0 | 0 | 3029.07 | 0 | 737 | 5776.07 | 0 | 0 | 0 | 0 | 0 | 0 | 0 | 0 | 0 | 0 | 0 | 0 | 0 | 0 | 0 | 0 | 0 | 0 | 0 | 0 | 0 | 0 | 0 | 0 | 0 | 0 | 0 | 0 | 0 | 0 | 0 | 0 | 0 | 0 | 0 | 0 | 0 | 0 | 0 | 0 | 0 | 0 | 0 | 0 | 0 | 0 | 0 | 0 | 0 | 0 | 0 | 0 | 0 | 0 | 0 | 0 | 0 | 0 | 0 | 0 | 0 | 0 | 0 | 0 | 0 | 0 | 0 | 0 | 0 | 0 | 0 | 0
|  | Offshore Wind | 0 | 0 | 0 | 0 | 0 | 0 | 0 | 0 | 0 | 0 | 0 | 0 | 0 | 0 | 0 | 0 | 0 | 0 | 0 | 0 | 0 | 0 | 0 | 0 | 0 | 0 | 0 | 0 | 0 | 0 | 0 | 0 | 0 | 0 | 0 | 0 | 0 | 0 | 0 | 0 | 0 | 0 | 0 | 0 | 0 | 0 | 0 | 0 | 0 | 0 | 0 | 0 | 0 | 0 | 0 | 0 | 0 | 0 | 0 | 0 | 0 | 0 | 0 | 0 | 0 | 0 | 0 | 0 | 0 | 0 | 0 | 0 | 0 | 0 | 0 | 0 | 0 | 0 | 0 | 0 | 0 | 0 | 0 | 0 | 0 | 0 | 0 | 0 | 0 | 0 | 0 | 0 | 0 | 2485.4 | 2485.4 | 0 | 0
|  | Solar | 622.83 | 508.56 | 141.18 | 28.73 | 18.2 | -83.98 | 98.02 | 0 | 0.1716 | 66.2012 | 0 | 9.1 | 28.6 | 42.38 | 13.78 | 13 | 41.6 | 738.4 | 39 | 22.75 | 0 | 77.35 | 268.8 | 268.8 | 1378.715 | 5.4 | 0 | 0 | 3.6 | 0 | 97.2 | 428.91 | 129.81 | 0 | 0 | 1.2 | 4.8 | 5.4 | 5.4 | 55.5 | 0 | 0 | 0 | 0 | 0 | 72.9 | 0 | 0 | 0 | 0 | 0 | 0 | 67.5 | 0 | 0 | 44.4 | 0 | 6.9 | 0 | 6.9 | 0 | 0 | 0.9 | 0.9 | 0 | 6.9 | 0 | 76.35 | 72.45 | 6 | 98.7 | 0 | 0 | 15 | 67.95 | 6 | 30 | 0 | 974.31 | 1018.38 | 21 | 167.4 | 51 | 45 | 12 | 395.88 | 0 | 99 | 12 | 42 | 7.5 | 0 | 61.5 | 9 | 798.33 | 24.9 | 60.12
|  | Battery_4hr | 2462 | 2246 | 1190 | 1062 | 480 | 275 | 615 | 0 | 525 | 2124.6 | 0 | 428.5 | 557 | 707 | 0 | 30 | 1400.016 | 2041.016 | 460 | 2496 | 416 | 3756.016 | 510 | 989 | 3436.516 | 137.36 | 10 | 76.86 | 907.75 | 71.45 | 1090.46 | 1230.5 | 1726.96 | 30 | 0 | 693.6 | 899.6 | 137.36 | 0 | 633.65 | 0 | 38 | 0 | 0 | 0 | 995.1 | 0 | 0 | 0 | 0 | 0 | 50 | 276 | 613.9 | 398.2 | 722.9 | 0 | 234.3 | 163 | 467.3 | 20 | 0 | 20 | 119 | 0 | 726 | 398.2 | 20 | 0 | 20 | 20 | 0 | 0 | 0 | 20 | 20 | 157.6 | 0 | 1656.9 | 1583.1 | 0 | 930.8 | 0 | 80 | 0 | 1170.8 | 0 | 0 | 0 | 740.8 | 0 | 35 | 0 | 0 | 911.9 | 190 | 0
|  | Battery_8hr | 523 | 523 | 0 | 0 | 0 | 0 | 0 | 0 | 838 | 6526.5 | 0 | 6 | 6 | 6 | 0 | 0 | 0 | 700 | 0 | 460 | 0 | 460 | 186.5 | 186.5 | 1434.5 | 50 | 0 | 0 | 0 | 0 | 364.4 | 1064.4 | 414.4 | 50 | 0 | 0 | 0 | 50 | 0 | 90.7 | 0 | 0 | 0 | 0 | 0 | 50 | 0 | 0 | 0 | 0 | 0 | 0 | 90.7 | 0 | 0 | 1.5 | 0 | 0 | 0 | 301.5 | 0 | 0 | 0 | 0 | 0 | 0 | 0 | 3 | 526 | 0 | 23 | 0 | 0 | 0 | 3 | 0 | 235 | 0 | 1894.5 | 1882.5 | 50 | 986 | 478 | 428 | 50 | 1914.5 | 0 | 478 | 50 | 50 | 50 | 0 | 428 | 0 | 393 | 35 | 1.5
|  | LDES | 1080 | 1380 | 200 | 480 | 100 | 100 | 100 | 0 | 0 | 100 | 0 | 0 | 0 | 286 | 0 | 0 | 150 | 150 | 0 | 750 | 0 | 350 | 200 | 200 | 1350 | 300 | 200 | 0 | 500 | 0 | 500 | 0 | 500 | 0 | 0 | 0 | 0 | 0 | 0 | 0 | 0 | 0 | 0 | 0 | 0 | 90 | 0 | 0 | 0 | 0 | 0 | 0 | 80 | 0 | 0 | 80 | 0 | 0 | 0 | 90 | 90 | 0 | 0 | 0 | 0 | 0 | 0 | 820 | 200 | 0 | 0 | 0 | 0 | 0 | 0 | 0 | 0 | 0 | 620 | 820 | 0 | 0 | 0 | 0 | 0 | 200 | 0 | 0 | 0 | 0 | 0 | 0 | 0 | 0 | 620 | 820 | 80
|  | Total | 4687.83 | 4657.56 | 1531.18 | 1570.73 | 598.2 | 291.02 | 813.02 | 0 | 1363.1716 | 9340.3012 | 116.8 | 560.4 | 708.4 | 1158.18 | 13.78 | 43 | 1591.616 | 6664.486 | 529 | 3912.35 | 416 | 7856.036 | 1601.3 | 3155.38 | 14397.881 | 492.76 | 210 | 76.86 | 2081.35 | 71.45 | 2928.56 | 3537.31 | 3647.67 | 80 | 0 | 1571.3 | 1637.4 | 192.76 | 5.4 | 3820.84 | 0 | 60.2 | 0 | 40 | 0 | 1258.55 | 40 | 40 | 0 | 0 | 0 | 85.8 | 942.2 | 782.69 | 571.19 | 1031.79 | 0 | 251.2 | 295.99 | 1086.49 | 150 | 0 | 20.9 | 119.9 | 80 | 911.69 | 916.19 | 919.35 | 798.45 | 26 | 141.7 | 0 | 0 | 15 | 90.95 | 26 | 422.6 | 0 | 5166.26 | 5415.98 | 71 | 2106.75 | 531.55 | 555.55 | 62.55 | 3953.73 | 0 | 599.55 | 62.55 | 833.35 | 57.5 | 35 | 512.05 | 2494.4 | 5208.63 | 1069.9 | 251.62
| SSN Output | SSN
|  | Geothermal | 0 | 0 | 0 | 0 | 0 | 0 | 0 | 0 | 0 | 523 | 116.8 | 116.8 | 116.8 | 116.8 | 0 | 0 | 0 | 6 | 30 | 30 | 0 | 30 | 436 | 620 | 868 | 0 | 0 | 0 | 530 | 0 | 530 | 530 | 530 | 0 | 0 | 530 | 530 | 0 | 0 | 2901 | 0 | 22.2 | 0 | 40 | 0 | 40 | 40 | 40 | 0 | 0 | 0 | 35.8 | 403 | 53.8 | 58 | 58 | 0 | 0 | 18 | 93.8 | 40 | 0 | 0 | 0 | 0 | 53.8 | 403 | 0 | 0 | 0 | 0 | 0 | 0 | 0 | 0 | 0 | 0 | 0 | 20 | 110 | 0 | 20 | 0 | 0 | 0 | 270 | 0 | 20 | 0 | 0 | 0 | 0 | 20 | 0 | 0 | 0 | 30
|  | Biomass | 0 | 0 | 0 | 0 | 0 | 0 | 0 | 0 | 0 | 0 | 0 | 0 | 0 | 0 | 0 | 0 | 0 | 0 | 0 | 0 | 0 | 0 | 0 | 0 | 0 | 0 | 0 | 0 | 0 | 0 | 0 | 0 | 0 | 0 | 0 | 0 | 0 | 0 | 0 | 0 | 0 | 0 | 0 | 0 | 0 | 0.55 | 0 | 0 | 0 | 0 | 0 | 0 | 0 | 0 | 0 | 0 | 0 | 0 | 0 | 2 | 0 | 0 | 0 | 0 | 0 | 0 | 0 | 0 | 0 | 0 | 0 | 0 | 0 | 0 | 0 | 0 | 0 | 0 | 0.55 | 2 | 0 | 2.55 | 2.55 | 2.55 | 0.55 | 2.55 | 0 | 2.55 | 0.55 | 0.55 | 0 | 0 | 2.55 | 0 | 0 | 0 | 0
|  | Wind | 0 | 0 | 0 | 0 | 0 | 0 | 0 | 0 | 0 | 0 | 0 | 0 | 0 | 0 | 0 | 0 | 0 | 0 | 0 | 54.4 | 0 | 54.4 | 0 | 54.57 | 54.57 | 0 | 0 | 0 | 40 | 0 | 99 | 81 | 99 | 0 | 0 | 99 | 58 | 0 | 0 | 53.1962 | 0 | 0 | 0 | 0 | 0 | 3.8 | 0 | 0 | 0 | 0 | 0 | 0 | 9.5 | 43.6962 | 43.6962 | 47.4962 | 0 | 3.8 | 43.6962 | 47.4962 | 0 | 0 | 0 | 0 | 30.4 | 47.4962 | 43.6962 | 0 | 0 | 0 | 0 | 0 | 0 | 0 | 0 | 0 | 0 | 0 | 0 | 0 | 0 | 0 | 0 | 0 | 0 | 0 | 0 | 0 | 0 | 0 | 0 | 0 | 0 | 0 | 0 | 0 | 30.4
|  | OOS Wind | 0 | 0 | 0 | 0 | 0 | 0 | 0 | 0 | 0 | 0 | 0 | 0 | 0 | 0 | 0 | 0 | 0 | 1582.35 | 0 | 0 | 0 | 1582.35 | 0 | 385 | 3017.35 | 0 | 0 | 0 | 0 | 0 | 0 | 0 | 0 | 0 | 0 | 0 | 0 | 0 | 0 | 0 | 0 | 0 | 0 | 0 | 0 | 0 | 0 | 0 | 0 | 0 | 0 | 0 | 0 | 0 | 0 | 0 | 0 | 0 | 0 | 0 | 0 | 0 | 0 | 0 | 0 | 0 | 0 | 0 | 0 | 0 | 0 | 0 | 0 | 0 | 0 | 0 | 0 | 0 | 0 | 0 | 0 | 0 | 0 | 0 | 0 | 0 | 0 | 0 | 0 | 0 | 0 | 0 | 0 | 0 | 0 | 0 | 0
|  | Offshore Wind | 0 | 0 | 0 | 0 | 0 | 0 | 0 | 0 | 0 | 0 | 0 | 0 | 0 | 0 | 0 | 0 | 0 | 0 | 0 | 0 | 0 | 0 | 0 | 0 | 0 | 0 | 0 | 0 | 0 | 0 | 0 | 0 | 0 | 0 | 0 | 0 | 0 | 0 | 0 | 0 | 0 | 0 | 0 | 0 | 0 | 0 | 0 | 0 | 0 | 0 | 0 | 0 | 0 | 0 | 0 | 0 | 0 | 0 | 0 | 0 | 0 | 0 | 0 | 0 | 0 | 0 | 0 | 0 | 0 | 0 | 0 | 0 | 0 | 0 | 0 | 0 | 0 | 0 | 0 | 0 | 0 | 0 | 0 | 0 | 0 | 0 | 0 | 0 | 0 | 0 | 0 | 0 | 0 | 1315.8 | 1315.8 | 0 | 0
|  | Solar | 3832.8 | 3129.6 | 868.8 | 176.8 | 112 | -516.8 | 603.2 | 0 | 1.056 | 407.392 | 0 | 56 | 176 | 260.8 | 84.8 | 80 | 256 | 4544 | 240 | 140 | 0 | 476 | 2217.6 | 2217.6 | 8484.4 | 63.9 | 0 | 0 | 42.6 | 0 | 1150.2 | 5075.435 | 1536.085 | 0 | 0 | 14.2 | 56.8 | 63.9 | 63.9 | 262.7 | 0 | 0 | 0 | 0 | 0 | 345.06 | 0 | 0 | 0 | 0 | 0 | 0 | 319.5 | 0 | 0 | 210.16 | 0 | 32.66 | 0 | 32.66 | 0 | 0 | 4.26 | 4.26 | 0 | 32.66 | 0 | 361.39 | 342.93 | 28.4 | 467.18 | 0 | 0 | 71 | 321.63 | 28.4 | 142 | 0 | 4611.734 | 4820.332 | 99.4 | 792.36 | 241.4 | 213 | 56.8 | 1873.832 | 0 | 468.6 | 56.8 | 198.8 | 35.5 | 0 | 291.1 | 42.6 | 3778.762 | 117.86 | 284.568
|  | Battery_4hr | 1231 | 1123 | 595 | 531 | 240 | 137.5 | 307.5 | 0 | 262.5 | 1062.3 | 0 | 214.25 | 278.5 | 353.5 | 0 | 15 | 700.008 | 1020.508 | 230 | 1248 | 208 | 1878.008 | 255 | 494.5 | 1718.258 | 68.68 | 5 | 38.43 | 453.875 | 35.725 | 545.23 | 615.25 | 863.48 | 15 | 0 | 346.8 | 449.8 | 68.68 | 0 | 316.825 | 0 | 19 | 0 | 0 | 0 | 497.55 | 0 | 0 | 0 | 0 | 0 | 25 | 138 | 306.95 | 199.1 | 361.45 | 0 | 117.15 | 81.5 | 233.65 | 10 | 0 | 10 | 59.5 | 0 | 363 | 199.1 | 10 | 0 | 10 | 10 | 0 | 0 | 0 | 10 | 10 | 78.8 | 0 | 828.45 | 791.55 | 0 | 465.4 | 0 | 40 | 0 | 585.4 | 0 | 0 | 0 | 370.4 | 0 | 17.5 | 0 | 0 | 455.95 | 95 | 0
|  | Battery_8hr | 261.5 | 261.5 | 0 | 0 | 0 | 0 | 0 | 0 | 419 | 3263.25 | 0 | 3 | 3 | 3 | 0 | 0 | 0 | 350 | 0 | 230 | 0 | 230 | 93.25 | 93.25 | 717.25 | 25 | 0 | 0 | 0 | 0 | 182.2 | 532.2 | 207.2 | 25 | 0 | 0 | 0 | 25 | 0 | 45.35 | 0 | 0 | 0 | 0 | 0 | 25 | 0 | 0 | 0 | 0 | 0 | 0 | 45.35 | 0 | 0 | 0.75 | 0 | 0 | 0 | 150.75 | 0 | 0 | 0 | 0 | 0 | 0 | 0 | 1.5 | 263 | 0 | 11.5 | 0 | 0 | 0 | 1.5 | 0 | 117.5 | 0 | 947.25 | 941.25 | 25 | 493 | 239 | 214 | 25 | 957.25 | 0 | 239 | 25 | 25 | 25 | 0 | 214 | 0 | 196.5 | 17.5 | 0.75
|  | LDES | 540 | 690 | 100 | 240 | 50 | 50 | 50 | 0 | 0 | 50 | 0 | 0 | 0 | 143 | 0 | 0 | 75 | 75 | 0 | 375 | 0 | 175 | 100 | 100 | 675 | 150 | 100 | 0 | 250 | 0 | 250 | 0 | 250 | 0 | 0 | 0 | 0 | 0 | 0 | 0 | 0 | 0 | 0 | 0 | 0 | 45 | 0 | 0 | 0 | 0 | 0 | 0 | 40 | 0 | 0 | 40 | 0 | 0 | 0 | 45 | 45 | 0 | 0 | 0 | 0 | 0 | 0 | 410 | 100 | 0 | 0 | 0 | 0 | 0 | 0 | 0 | 0 | 0 | 310 | 410 | 0 | 0 | 0 | 0 | 0 | 100 | 0 | 0 | 0 | 0 | 0 | 0 | 0 | 0 | 310 | 410 | 40
|  | Total | 5865.3 | 5204.1 | 1563.8 | 947.8 | 402 | -329.3 | 960.7 | 0 | 682.556 | 5305.942 | 116.8 | 390.05 | 574.3 | 877.1 | 84.8 | 95 | 1031.008 | 7577.858 | 500 | 2077.4 | 208 | 4425.758 | 3101.85 | 3964.92 | 15534.828 | 307.58 | 105 | 38.43 | 1316.475 | 35.725 | 2756.63 | 6833.885 | 3485.765 | 40 | 0 | 990 | 1094.6 | 157.58 | 63.9 | 3579.0712 | 0 | 41.2 | 0 | 40 | 0 | 956.96 | 40 | 40 | 0 | 0 | 0 | 60.8 | 955.35 | 404.4462 | 300.7962 | 717.8562 | 0 | 153.61 | 143.1962 | 605.3562 | 95 | 0 | 14.26 | 63.76 | 30.4 | 496.9562 | 645.7962 | 782.89 | 705.93 | 38.4 | 488.68 | 0 | 0 | 71 | 333.13 | 38.4 | 338.3 | 0 | 6717.984 | 7075.132 | 124.4 | 1773.31 | 482.95 | 469.55 | 82.35 | 3789.032 | 0 | 730.15 | 82.35 | 594.75 | 60.5 | 17.5 | 527.65 | 1358.4 | 6057.012 | 640.36 | 385.718
| EODS Output | EODS
|  | Geothermal | 0 | 0 | 0 | 0 | 0 | 0 | 0 | 0 | 0 | 523 | 116.8 | 116.8 | 116.8 | 116.8 | 0 | 0 | 0 | 6 | 30 | 30 | 0 | 30 | 436 | 620 | 868 | 0 | 0 | 0 | 530 | 0 | 530 | 530 | 530 | 0 | 0 | 530 | 530 | 0 | 0 | 2901 | 0 | 22.2 | 0 | 40 | 0 | 40 | 40 | 40 | 0 | 0 | 0 | 35.8 | 403 | 53.8 | 58 | 58 | 0 | 0 | 18 | 93.8 | 40 | 0 | 0 | 0 | 0 | 53.8 | 403 | 0 | 0 | 0 | 0 | 0 | 0 | 0 | 0 | 0 | 0 | 0 | 20 | 110 | 0 | 20 | 0 | 0 | 0 | 270 | 0 | 20 | 0 | 0 | 0 | 0 | 20 | 0 | 0 | 0 | 30
|  | Biomass | 0 | 0 | 0 | 0 | 0 | 0 | 0 | 0 | 0 | 0 | 0 | 0 | 0 | 0 | 0 | 0 | 0 | 0 | 0 | 0 | 0 | 0 | 0 | 0 | 0 | 0 | 0 | 0 | 0 | 0 | 0 | 0 | 0 | 0 | 0 | 0 | 0 | 0 | 0 | 0 | 0 | 0 | 0 | 0 | 0 | 0 | 0 | 0 | 0 | 0 | 0 | 0 | 0 | 0 | 0 | 0 | 0 | 0 | 0 | 0 | 0 | 0 | 0 | 0 | 0 | 0 | 0 | 0 | 0 | 0 | 0 | 0 | 0 | 0 | 0 | 0 | 0 | 0 | 0 | 0 | 0 | 0 | 0 | 0 | 0 | 0 | 0 | 0 | 0 | 0 | 0 | 0 | 0 | 0 | 0 | 0 | 0
|  | Wind | 0 | 0 | 0 | 0 | 0 | 0 | 0 | 0 | 0 | 0 | 0 | 0 | 0 | 0 | 0 | 0 | 0 | 0 | 26.4 | 167.2 | 0 | 167.2 | 0 | 141.24 | 141.24 | 0 | 0 | 0 | 176 | 0 | 435.6 | 356.4 | 435.6 | 0 | 0 | 435.6 | 255.2 | 0 | 0 | 624.7584 | 0 | 63 | 0 | 0 | 0 | 12.6 | 0 | 0 | 107.541 | 0 | 0 | 0 | 158.13 | 286.6374 | 362.2374 | 362.2374 | 0 | 12.6 | 226.7874 | 299.2374 | 0 | 0 | 0 | 0 | 100.8 | 239.3874 | 425.8674 | 0 | 0 | 0 | 0 | 0 | 0 | 0 | 0 | 0 | 0 | 0 | 30.492 | 30.492 | 0 | 0 | 0 | 0 | 0 | 30.492 | 0 | 0 | 0 | 0 | 0 | 0 | 0 | 0 | 0 | 0 | 70.4
|  | OOS Wind | 0 | 0 | 0 | 0 | 0 | 0 | 0 | 0 | 0 | 0 | 0 | 0 | 0 | 0 | 0 | 0 | 0 | 3029.07 | 0 | 0 | 0 | 3029.07 | 0 | 737 | 5776.07 | 0 | 0 | 0 | 0 | 0 | 0 | 0 | 0 | 0 | 0 | 0 | 0 | 0 | 0 | 0 | 0 | 0 | 0 | 0 | 0 | 0 | 0 | 0 | 0 | 0 | 0 | 0 | 0 | 0 | 0 | 0 | 0 | 0 | 0 | 0 | 0 | 0 | 0 | 0 | 0 | 0 | 0 | 0 | 0 | 0 | 0 | 0 | 0 | 0 | 0 | 0 | 0 | 0 | 0 | 0 | 0 | 0 | 0 | 0 | 0 | 0 | 0 | 0 | 0 | 0 | 0 | 0 | 0 | 0 | 0 | 0 | 0
|  | Offshore Wind | 0 | 0 | 0 | 0 | 0 | 0 | 0 | 0 | 0 | 0 | 0 | 0 | 0 | 0 | 0 | 0 | 0 | 0 | 0 | 0 | 0 | 0 | 0 | 0 | 0 | 0 | 0 | 0 | 0 | 0 | 0 | 0 | 0 | 0 | 0 | 0 | 0 | 0 | 0 | 0 | 0 | 0 | 0 | 0 | 0 | 0 | 0 | 0 | 0 | 0 | 0 | 0 | 0 | 0 | 0 | 0 | 0 | 0 | 0 | 0 | 0 | 0 | 0 | 0 | 0 | 0 | 0 | 0 | 0 | 0 | 0 | 0 | 0 | 0 | 0 | 0 | 0 | 0 | 0 | 0 | 0 | 0 | 0 | 0 | 0 | 0 | 0 | 0 | 0 | 0 | 0 | 0 | 0 | 2924 | 2924 | 0 | 0
|  | Distributed Solar | 24.255 | 0 | 13.86 | 0 | 0 | 13.86 | 13.86 | 0 | 5.6826 | 8.7241 | 0 | 2.31 | 13.09 | 13.09 | 0 | 0 | 0 | 0 | 0 | 0 | 0 | 0 | 0 | 0 | 0 | 0 | 0 | 0.6636 | 0 | 0.6636 | 0.6636 | 0 | 0.6636 | 0 | 0 | 0 | 0.6636 | 0 | 0 | 17.4277 | 0 | 2.72 | 0 | 0 | 1.8564 | 26.0202 | 0 | 1.8564 | 0 | 0 | 0 | 0 | 6.12 | 1.36 | 4.08 | 7.871 | 0 | 3.791 | 1.36 | 10.4074 | 1.8564 | 0 | 0 | 1.768 | 0 | 5.151 | 6.12 | 15.7447 | 7.3312 | 2.37 | 4.266 | 1.896 | 1.896 | 0 | 6.0435 | 9.7012 | 0 | 0 | 41.317 | 47.5422 | 3.476 | 26.0384 | 21.2984 | 15.4524 | 8.3424 | 37.0194 | 0 | 25.2484 | 8.3424 | 18.6124 | 5.9724 | 0 | 13.8724 | 0 | 14.5676 | 2.37 | 0
|  | Solar | 4657.73 | 3942.4 | 955.57 | 955.57 | 107.8 | 349.58 | 699.93 | 0 | 1.0164 | 392.1148 | 0 | 235.466 | 350.966 | 432.586 | 81.62 | 616 | 2229.15 | 7317.31 | 455.84 | 1155 | 356.51 | 4000.15 | 3392.62 | 3392.62 | 16011.457 | 71.1 | 0 | 0 | 131.93 | 0 | 2389.276 | 11432.169 | 7519.615 | 0 | 0 | 193.076 | 240.476 | 71.1 | 71.1 | 1684.7 | 8.16 | 0 | 167.96 | 0 | 8.16 | 1543.26 | 159.8 | 635.46 | 0 | 108.8 | 0 | 0 | 598.4 | 403.24 | 614.04 | 688.84 | 0 | 40.8 | 210.8 | 887.06 | 635.46 | 108.8 | 13.6 | 13.6 | 0 | 251.6 | 403.24 | 1565.385 | 1218.97 | 31.6 | 1199.22 | 0 | 0 | 79 | 741.02 | 106.65 | 299.41 | 0 | 9557.894 | 9687.296 | 110.6 | 1918.515 | 268.6 | 237 | 63.2 | 3741.993 | 0 | 521.4 | 63.2 | 880.85 | 39.5 | 27.65 | 323.9 | 47.4 | 7912.166 | 1069.265 | 316.632
|  | Battery_4hr | -2462 | -2246 | -1190 | -1062 | -480 | -275 | -615 | 0 | -525 | -2124.6 | 0 | -428.5 | -557 | -707 | 0 | -30 | -1400.016 | -2041.016 | -460 | -2496 | -416 | -3756.016 | -510 | -989 | -3436.516 | -137.36 | -10 | -76.86 | -907.75 | -71.45 | -1090.46 | -1230.5 | -1726.96 | -30 | 0 | -693.6 | -899.6 | -137.36 | 0 | -633.65 | 0 | -38 | 0 | 0 | 0 | -995.1 | 0 | 0 | 0 | 0 | 0 | -50 | -276 | -613.9 | -398.2 | -722.9 | 0 | -234.3 | -163 | -467.3 | -20 | 0 | -20 | -119 | 0 | -726 | -398.2 | -20 | 0 | -20 | -20 | 0 | 0 | 0 | -20 | -20 | -157.6 | 0 | -1656.9 | -1583.1 | 0 | -930.8 | 0 | -80 | 0 | -1170.8 | 0 | 0 | 0 | -740.8 | 0 | -35 | 0 | 0 | -911.9 | -190 | 0
|  | Battery_8hr | -523 | -523 | 0 | 0 | 0 | 0 | 0 | 0 | -838 | -6526.5 | 0 | -6 | -6 | -6 | 0 | 0 | 0 | -700 | 0 | -460 | 0 | -460 | -186.5 | -186.5 | -1434.5 | -50 | 0 | 0 | 0 | 0 | -364.4 | -1064.4 | -414.4 | -50 | 0 | 0 | 0 | -50 | 0 | -90.7 | 0 | 0 | 0 | 0 | 0 | -50 | 0 | 0 | 0 | 0 | 0 | 0 | -90.7 | 0 | 0 | -1.5 | 0 | 0 | 0 | -301.5 | 0 | 0 | 0 | 0 | 0 | 0 | 0 | -3 | -526 | 0 | -23 | 0 | 0 | 0 | -3 | 0 | -235 | 0 | -1894.5 | -1882.5 | -50 | -986 | -478 | -428 | -50 | -1914.5 | 0 | -478 | -50 | -50 | -50 | 0 | -428 | 0 | -393 | -35 | -1.5
|  | LDES | -1080 | -1380 | -200 | -480 | -100 | -100 | -100 | 0 | 0 | -100 | 0 | 0 | 0 | -286 | 0 | 0 | -150 | -150 | 0 | -750 | 0 | -350 | -200 | -200 | -1350 | -300 | -200 | 0 | -500 | 0 | -500 | 0 | -500 | 0 | 0 | 0 | 0 | 0 | 0 | 0 | 0 | 0 | 0 | 0 | 0 | -90 | 0 | 0 | 0 | 0 | 0 | 0 | -80 | 0 | 0 | -80 | 0 | 0 | 0 | -90 | -90 | 0 | 0 | 0 | 0 | 0 | 0 | -820 | -200 | 0 | 0 | 0 | 0 | 0 | 0 | 0 | 0 | 0 | -620 | -820 | 0 | 0 | 0 | 0 | 0 | -200 | 0 | 0 | 0 | 0 | 0 | 0 | 0 | 0 | -620 | -820 | -80
|  | Total | 616.985 | -206.6 | -420.57 | -586.43 | -472.2 | -11.56 | -1.21 | 0 | -1356.301 | -7827.2611 | 116.8 | -79.924 | -82.144 | -436.524 | 81.62 | 586 | 679.134 | 7461.364 | 52.24 | -2353.8 | -59.49 | 2660.404 | 2932.12 | 3515.36 | 16575.751 | -416.26 | -210 | -76.1964 | -569.82 | -70.7864 | 1400.6796 | 10023.669 | 5844.5186 | -80 | 0 | 465.076 | 126.7396 | -116.26 | 71.1 | 4503.5361 | 8.16 | 49.92 | 167.96 | 40 | 10.0164 | 486.7802 | 199.8 | 677.3164 | 107.541 | 108.8 | 0 | -14.2 | 718.95 | 131.1374 | 640.1574 | 312.5484 | 0 | -177.109 | 293.9474 | 431.7048 | 567.3164 | 108.8 | -6.4 | -103.632 | 100.8 | -176.0616 | 840.0274 | 738.1297 | 500.3012 | 13.97 | 1160.486 | 1.896 | 1.896 | 79 | 724.0635 | 96.3512 | -93.19 | 0 | 5478.303 | 5589.7302 | 64.076 | 47.7534 | -188.1016 | -255.5476 | 21.5424 | 794.2044 | 0 | 88.6484 | 21.5424 | 108.6624 | -4.5276 | -7.35 | -70.2276 | 2971.4 | 8925.8336 | 26.635 | 335.532
Incorporates Approved Upgrades | bar: None
| Remaining Tx Headroom | HSN | 1461.29 | 2075.68 | 1998.82 | 829.27 | 355.8 | 584.98 | 163.98 | 0 | 1336.8284 | 4159.6988 | -116.8 | -104.4 | 325.6 | 169.82 | 283.22 | 1117 | 708.384 | 0.514 | -529 | 911.65 | 1034 | 316.964 | 1770.7 | 876.62 | -4292.881 | 831.24 | 14 | 329.14 | 8519.65 | 159.55 | 951.44 | 7496.69 | 238.33 | 124 | 1175 | 1145.9 | 731.8 | 835.24 | 495.6 | -441.84 | 90.45 | 910.8 | 347 | -25 | 50 | 402.45 | 383 | 1002 | 2300 | 1290 | 2146 | 2171.2 | 2197.8 | -236.69 | 661.81 | 3542.21 | 32 | 46.8 | 7758.01 | 2067.51 | 776 | 962.9 | 82.07 | 59.02 | 302 | 8375.31 | -260.19 | 7.65 | 763.55 | 205 | 1770.3 | 94.45 | 17.78 | 169.8 | 1501.05 | 214 | 48.4 | 2280 | 239.74 | -79.08 | 229.67 | 814.25 | 578.95 | -555.55 | 624.45 | 2457.27 | 0 | 1385.45 | 1719.45 | -421.35 | 64.5 | 3 | 15.95 | 2666.6 | 372.37 | 3492.1 | 1414.38
|  | SSN | 283.82 | 1529.14 | 1966.2 | 1452.2 | 552 | 1205.3 | 16.3 | 0 | 2017.444 | 8194.058 | -116.8 | 65.95 | 459.7 | 450.9 | 212.2 | 1065 | 1268.992 | -912.858 | -500 | 2746.6 | 1242 | 3747.242 | 270.15 | 67.08 | -5429.828 | 1016.42 | 119 | 367.57 | 9284.525 | 195.275 | 1123.37 | 4200.115 | 400.235 | 164 | 1175 | 1727.2 | 1274.6 | 870.42 | 437.1 | -200.0712 | 90.45 | 929.8 | 347 | -25 | 50 | 704.04 | 383 | 1002 | 2300 | 1290 | 2146 | 2196.2 | 2184.65 | 141.5538 | 932.2038 | 3856.1438 | 32 | 144.39 | 7910.8038 | 2548.6438 | 831 | 962.9 | 88.71 | 115.16 | 351.6 | 8790.0438 | 10.2038 | 144.11 | 856.07 | 192.6 | 1423.32 | 94.45 | 17.78 | 113.8 | 1258.87 | 201.6 | 132.7 | 2280 | -1311.984 | -1738.232 | 176.27 | 1147.69 | 627.55 | -469.55 | 604.65 | 2621.968 | 0 | 1254.85 | 1699.65 | -182.75 | 61.5 | 20.5 | 0.35 | 3802.6 | -476.012 | 3921.64 | 1280.282
|  | EODS | 8303.375 | 8702.94 | 6846.57 | 3200.73 | 3113.2 | 1538.56 | 2139.21 | 0 | 4056.301 | 21327.2611 | 3.2 | 1269.924 | 1960.144 | 2863.524 | 470.38 | 1616 | 1620.866 | 398.636 | 339.76 | 9666.8 | 1662.49 | 9043.596 | 709.88 | 786.64 | -3970.751 | 1740.26 | 434 | 482.1964 | 11170.82 | 301.7864 | 6226.3204 | 1352.331 | 1988.4814 | 284 | 1175 | 4428.924 | 2242.2604 | 1144.26 | 429.9 | 3202.4639 | 72.84 | 1372.08 | 211.04 | -25 | 85.9836 | 2052.2198 | 263.2 | 297.6836 | 2192.459 | 3619.2 | 4811 | 782.2 | 4417.05 | 3541.8626 | 3026.8426 | 9823.4516 | 77 | 672.109 | 6996.0526 | 3822.2952 | 3341.6836 | 1111.2 | 109.37 | 283.632 | 172.2 | 9714.0616 | 335.9726 | 266.8703 | 725.6988 | 130.03 | 767.514 | 56.104 | 268.104 | 30 | 652.9365 | 158.6488 | 564.19 | 2280 | -1897.303 | -562.7302 | 207.924 | 2729.2466 | 1254.1016 | 413.5476 | 923.4576 | 6421.7956 | 50 | 1127.3516 | 1881.4576 | 671.3376 | 160.5276 | 135.35 | 378.2276 | 2609.6 | -3308.8336 | 4562.365 | 5747.468
|  | Trigger FCDS Upgrade Flag | None: YES; None: YES; Yes: YES; Yes: YES; None: YES; None: YES; Yes: YES; Yes: YES; Yes: YES
|  | Trigger EODS Upgrade Flag | None: YES; Yes: YES; Yes: YES
Final Tx Exceedances
Incorporates Upgrades Amounts if Flagged
| Remaining Tx Headroom | HSN | 1461.29 | 2075.68 | 1998.82 | 829.27 | 355.8 | 584.98 | 163.98 | 0 | 1336.8284 | 4159.6988 | 69.2 | -104.4 | 325.6 | 169.82 | 283.22 | 1117 | 708.384 | 0.514 | 71 | 911.65 | 1034 | 316.964 | 1770.7 | 876.62 | 2507.119 | 831.24 | 14 | 329.14 | 8519.65 | 159.55 | 951.44 | 7496.69 | 238.33 | 124 | 1175 | 1145.9 | 731.8 | 835.24 | 495.6 | -441.84 | 90.45 | 910.8 | 347 | 1 | 50 | 862.45 | 383 | 1002 | 2300 | 1290 | 2146 | 2171.2 | 2197.8 | 5797.31 | 661.81 | 3542.21 | 32 | 46.8 | 7758.01 | 2067.51 | 776 | 962.9 | 82.07 | 59.02 | 302 | 8375.31 | -260.19 | 7.65 | 763.55 | 205 | 1770.3 | 94.45 | 17.78 | 169.8 | 1501.05 | 214 | 48.4 | 2280 | 15064.74 | 9958.92 | 229.67 | 814.25 | 578.95 | 655.45 | 624.45 | 2457.27 | 0 | 1385.45 | 1719.45 | -421.35 | 64.5 | 3 | 15.95 | 2666.6 | 372.37 | 3492.1 | 1414.38
|  | SSN | 283.82 | 1529.14 | 1966.2 | 1452.2 | 552 | 1205.3 | 16.3 | 0 | 2017.444 | 8194.058 | 69.2 | 65.95 | 459.7 | 450.9 | 212.2 | 1065 | 1268.992 | -912.858 | 100 | 2746.6 | 1242 | 3747.242 | 270.15 | 67.08 | 1370.172 | 1016.42 | 119 | 367.57 | 9284.525 | 195.275 | 1123.37 | 4200.115 | 400.235 | 164 | 1175 | 1727.2 | 1274.6 | 870.42 | 437.1 | -200.0712 | 90.45 | 929.8 | 347 | 1 | 50 | 1164.04 | 383 | 1002 | 2300 | 1290 | 2146 | 2196.2 | 2184.65 | 6175.5538 | 932.2038 | 3856.1438 | 32 | 144.39 | 7910.8038 | 2548.6438 | 831 | 962.9 | 88.71 | 115.16 | 351.6 | 8790.0438 | 10.2038 | 144.11 | 856.07 | 192.6 | 1423.32 | 94.45 | 17.78 | 113.8 | 1258.87 | 201.6 | 132.7 | 2280 | 13513.016 | 8299.768 | 176.27 | 1147.69 | 627.55 | 741.45 | 604.65 | 2621.968 | 0 | 1254.85 | 1699.65 | -182.75 | 61.5 | 20.5 | 0.35 | 3802.6 | -476.012 | 3921.64 | 1280.282
|  | EODS | 8303.375 | 8702.94 | 6846.57 | 3200.73 | 3113.2 | 1538.56 | 2139.21 | 0 | 4056.301 | 21327.2611 | 3.2 | 1269.924 | 1960.144 | 2863.524 | 470.38 | 1616 | 1620.866 | 398.636 | 339.76 | 9666.8 | 1662.49 | 9043.596 | 709.88 | 786.64 | 2829.249 | 1740.26 | 434 | 482.1964 | 11170.82 | 301.7864 | 6226.3204 | 1352.331 | 1988.4814 | 284 | 1175 | 4428.924 | 2242.2604 | 1144.26 | 429.9 | 3202.4639 | 72.84 | 1372.08 | 211.04 | 0 | 85.9836 | 2052.2198 | 263.2 | 297.6836 | 2192.459 | 3619.2 | 4811 | 782.2 | 4417.05 | 3541.8626 | 3026.8426 | 9823.4516 | 77 | 672.109 | 6996.0526 | 3822.2952 | 3341.6836 | 1111.2 | 109.37 | 283.632 | 172.2 | 9714.0616 | 335.9726 | 266.8703 | 725.6988 | 130.03 | 767.514 | 56.104 | 268.104 | 30 | 652.9365 | 158.6488 | 564.19 | 2280 | 4945.697 | 5780.2698 | 207.924 | 2729.2466 | 1254.1016 | 959.5476 | 923.4576 | 6421.7956 | 50 | 1127.3516 | 1881.4576 | 671.3376 | 160.5276 | 135.35 | 378.2276 | 2609.6 | -3308.8336 | 4562.365 | 5747.468
|  | Exceedance Discussion: | None: CPUC staff note that most of the resources behind this constraint are geothermal and some solar/storage mapped as importing into the CAISO at Mirage from IID. There is some in-development solar/storage importing at Blythe also behind this constraint. In the busbar working group, CAISO staff noted that the studies on this constraint did not center on resources being imported from IID (the southern portion of this constraint) and that such resources would likely not require the identified White Paper upgrade but a different upgrade along the IID-SCE intertie system. This issue was observed in the preliminary policy results of the 24-25 TPP and noted in the Nov. CAISO stakeholder call. The imports at Blythe would also likely still require an upgrade to the northern portion of this constraint, akin to the identified White Paper upgrade.; None: I remapped the 500 MW of LDES at Sycamore canyon, moving 200 MW from the 230 substation to the 138.; None: This exceedance is driven by in-development battery resources — 300 MW in baseline corresponding to a project that has already received deliverability and 10 MW in the portfolio on the SDGE distribution system in the area. In the working group, CAISO staff note that the 300 MW project with TPD would not likely cause an exceedance alone. CPUC staff, therefore, view that this exceedance is unlikely to require the identified White Paper upgrade. As always, the full TPP analysis is necessary to confirm if any upgrades would be needed and the scope of such upgrades.; Yes: Moved 500 mw of solar and 8 hr storage from Hassayampa to Carrizo Gorge; Yes: In the working group, CAISO staff noted that there is a wind project in the queue with TPD that would be curtailed by this constraint due to changes in the system and that this upgrade would likely remove those curtailment even though the identified white paper capability is less. CPUC staff view this upgrade as a cost-effective upgrade.

## 2041_Exceedance_Summary
Summary of in-CAISO transmission exceedances for the 2036 mapping results based on 2024 White Paper constraints and upgrade information. Does not include out-of-CAISO upgrades or potential in-CAISO upgrades beyond existing or approved CAISO transmission including potential transmission needed to interconnect resources to the identified interconnection point.
** Includes amounts from IRP baseline resources not in the White Paper baseline based on COD
| Base Case (2041) Tx Constraint Exceedances |  | Constraint's White Paper |  | FCDS Resources Mapped (In-Dev & Generic)** |  |  |  | EODS Resources Mapped** |  | Calculated Largest On-peak Exceedance | Calculated Off-peak Exceedance | FCDS Upgrade Info |  | EODS Upgrade Info (If Different) |  | CPUC staff estimated likelihood of being triggered | CPUC staff discussion notes
| CAISO Zone | Constraint Name | On-Peak Capability (MW) | Off-Peak Capability (MW) | Onshore & Offshore Wind (MW) | Solar (MW) | Storage (MW) | Biomass & Geothermal (MW) | Onshore Wind (MW) | Solar (MW) |  |  | Capability Increase (MW) | Estimated Cost (millions) | Capability Increase (MW) | Estimated Cost (millions)
| SCE Northern Area | Antelope-Vincent Constraint | 6149.12 | 8920.36 | 0 | 5721 | 4065 | 0 | 0 | 1289.5 | -460.18 | None | 1500 | 13.2 | N/A | N/A
| SCE Northern Area | North of Magunden Constraint | 876 | 1527 | 0 | 754 | 635 | 0 | 0 | 68 | -44.7 | None | 500 | 1253 | N/A | N/A
| SCE North of Lugo Area | Control to Inyokern area constraint | 0 | 120 | 0 | 0 | 0 | 116.8 | 0 | 0 | -116.8 | None | 186 | 329 | N/A | N/A
| SCE North of Lugo Area | South of Kramer Area Constraint | 256 | 1190 | 0 | 70 | 434.5 | 116.8 | 0 | 238.8 | -104.4 | None | 200 | N/A | N/A | N/A
| SCE Eastern Area | Devers-Red Bluff Constraint | 6133 | 7328 | 7521 | 5680 | 2891.016 | 0 | 0 | 3823 | -1433.486 | -915.364 | 532 | N/A | N/A | N/A
| SCE Eastern Area | Eagle Mountain Constraint | 0 | 392 | 0 | 300 | 460 | 30 | 60 | 292 | -529 | None | 600 | 1182 | N/A | N/A
| SCE Eastern Area | Serrano-Alberhill-Valley Constraint | 6651 | 10182 | 7841 | 1195 | 4566.016 | 37 | 60 | 5330 | -1208.036 | None | 1522 | N/A | N/A | N/A
| East of Pisgah Area | Lugo - Victorville area constraint | 10105 | 12605 | 11942 | 11105.5 | 6221.016 | 868 | 0 | 10188.6 | -6339.828 | -5675.751 | 6800 | 2165 | N/A | N/A
| PG&E North of Greater Bay Area | Collinsville-Tesla 500 kV Line | 3379 | 7706 | 2766.98 | 600 | 724.35 | 2901 | 711.7 | 2133.129 | -2282.29 | None | 8645 | 2851.848 | N/A | N/A
| PG&E North of Greater Bay Area | Carberry-Round Mountain 230kV Line | 15 | 15 | 0 | 0 | 0 | 40 | 0 | 0 | -25 | -25 | 26 | 180 | N/A | N/A |  |  | Eagle Mountain Constraint
| PG&E North of Greater Bay Area | Bellota-Weber 230kV line | 1661 | 2539 | 20 | 1956 | 1135.1 | 40.55 | 0 | 1821.765 | -339.66 | None | 460 | 400 | N/A | N/A
| PG&E Greater Bay Area | Windmaster-Delta pumps 230 kV line | 546 | 3673 | 229.98 | 0 | 613.9 | 53.8 | 225 | 595 | -236.69 | None | 6034 | 417.332 | N/A | N/A
| PG&E Greater Bay Area | Tesla-Bellota 230 kV line | 3154 | 4254 | 4249.98 | 46 | 860.8 | 95.8 | 225 | 1273.805 | -614.49 | None | 300 | 0 | N/A | N/A
| PG&E Greater Bay Area | Birds Landing-Contra Costa 230kV Line | 656 | 1176 | 229.98 | 0 | 398.2 | 403 | 446 | 602 | -260.19 | None | 1766 | 700 | N/A | N/A
| PG&E Fresno Area | Gates 500/230kV TB #12 | 5406 | 3581 | 0 | 8085.4 | 4173.4 | 20.55 | 69.3 | 5655.5 | -2441.884 | -3151.403 | 14825 | 35 | N/A | N/A
| PG&E Fresno Area | Gates 500/230kV TB #11 | 5336.9 | 5027 | 0 | 8819.2 | 4287.6 | 112 | 69.3 | 5533.38 | -3180.532 | -2164.4302 | 10038 | 0 | N/A | N/A
| PG&E Fresno Area | Tranquility-Helm 230kV Line | 2921 | 2777 | 0 | 3146 | 1916.8 | 22.55 | 0 | 1345.46 | -293.61 | None | 2274 | 1500 | N/A | N/A
| PG&E Fresno Area | Chowchilla-Le grand 115kV Line | 0 | 158 | 0 | 400 | 508 | 2.55 | 0 | 19.56 | -570.55 | None | 1211 | 550 | N/A | N/A |  |  | Collinsville-Tesla 500 kV Line
| PG&E Fresno Area | Borden-Storey #1 230kV line | 412 | 780 | 0 | 1660 | 790.8 | 0.55 | 0 | 858.56 | -1162.55 | -418.8624 | 1247 | 50 | N/A | N/A
| PG&E Fresno Area | Mustang-Henrietta 230 kV line | 5581 | 5617 | 2924 | 5322.2 | 1924.9 | 0 | 0 | 4711.64 | -476.012 | -3308.8336 | 2479 | 0 | N/A | N/A
| #N/A |  | #N/A | #N/A | 0 | 0 | 0 | 0 | 0 | 0 | #N/A | #N/A | #N/A | #N/A | #N/A | #N/A |  |  | Carberry-Round Mountain 230kV Line
| #N/A |  | #N/A | #N/A | 0 | 0 | 0 | 0 | 0 | 0 | #N/A | #N/A | #N/A | #N/A | #N/A | #N/A |  |  | Bellota-Weber 230kV line
| #N/A |  | #N/A | #N/A | 0 | 0 | 0 | 0 | 0 | 0 | #N/A | #N/A | #N/A | #N/A | #N/A | #N/A
| #N/A |  | #N/A | #N/A | 0 | 0 | 0 | 0 | 0 | 0 | #N/A | #N/A | #N/A | #N/A | #N/A | #N/A
| #N/A |  | #N/A | #N/A | 0 | 0 | 0 | 0 | 0 | 0 | #N/A | #N/A | #N/A | #N/A | #N/A | #N/A |  |  | Windmaster-Delta pumps 230 kV line
| #N/A |  | #N/A | #N/A | 0 | 0 | 0 | 0 | 0 | 0 | #N/A | #N/A | #N/A | #N/A | #N/A | #N/A
| #N/A |  | #N/A | #N/A | 0 | 0 | 0 | 0 | 0 | 0 | #N/A | #N/A | #N/A | #N/A | #N/A | #N/A |  |  | Tesla-Tracy-Pump 230 kV line #2
| #N/A |  | #N/A | #N/A | 0 | 0 | 0 | 0 | 0 | 0 | #N/A | #N/A | #N/A | #N/A | #N/A | #N/A |  |  | Tesla-Bellota 230 kV line
Birds Landing-Contra Costa 230kV Line
Gates 500/230kV TB #12
Gates 500/230kV TB #11
Tranquility-Helm 230kV Line
Chowchilla-Le grand 115kV Line
Borden-Storey #1 230kV line
Oro Loma-El Nido 115kV Line
Mustang-Henrietta 230 kV line

## TxCriteria_bySub_2041
This tab summarizes system-level transmission criteria alignment by substations for the resources mapped to each substation in the 2041 portfolio. It shows each substation’s transmission constraint membership, the resources mapped, the number of constraint exceedances impacting the substation and the most binding constraint for HSN, SSN, and EODS scenarios, and the criteria alignment flags before and after identified upgrades. The information presented here relies on the calculations in the “Tx_Calculator_2041” tab.
[101 empty] | Substation | Adding IRP baseline resources online after 1/1/2024 so not included in Tx constraints baseline | [13 empty] | IRP Baseline | Transmission Constaint Impacting Resourcess | [13 empty] | Transmission Impacting | [12 empty] | Trans-mission | [12 empty] | Final
|  |  | Substation Tx Constraint Matrix | [97 empty] | Tx Matrix | And subtracting transmission constraint baseline resources not in IRP baseline | [13 empty] | Reconciliation | Mapped Portfolio Resources (In-Development and Generic) + Baseline Reconciliation Adjustment Resources | [13 empty] | Resources | Transmission Constraint Exceedances at each substation | [5 empty] | Most limit Constraint by MWs available after mapping | [5 empty] | Exceed-ances | Transmission Constraint Exceedances at each substation after triggering upgrades | [11 empty] | Exceed-ances | FCDS Criteria Alignment |  |  |  | EODS Criteria Alignment
|  |  | Antelope-Vincent Constraint | Vincent-Lugo Constraint | Pardee-Sylmar Constraint | Windhub Constraint | Moorpark-Pardee Constraint | North of Magunden Constraint | South of Magunden Constraint | Antelope-Neenach Constraint | Hinson - Del Amo Constraint | SCE Metro Area Default Constraint | Control to Inyokern area constraint | South of Kramer Area Constraint | Victor to Lugo Area Constraint | Lugo Transformer Area Constraint | Calcite to Lugo Area Constraint | Colorado River 500/230 kV Constraint | DCRT Constraint | Devers-Red Bluff Constraint | Eagle Mountain Constraint | Etiwanda-Rancho Vista Constraint | Red Bluff 500/230 kV Constraint | Serrano-Alberhill-Valley Constraint | GLW 230kV area constraint | Sloan Canyon - Eldorado 500 kV constraint | Lugo - Victorville area constraint | Capistrano-San Onofre 230 kV constraint | Chicarita 138 kV constraint | El Cajon 69 kV constraint | Internal San Diego Area constraint | Miguel 69 kV constraint | Encina - San Luis Rey 230 kV constraint | East of Miguel constraint | San Luis Rey-San Onofre 230 kV line constraint | Ocean Ranch 69 kV constraint | Otay Mesa 230 kV constraint | Silvergate - Bay Blvd 230 kV constraint | Silvergate-Old Town 230 kV constraint | Talega 230 kV constraint | Trabuco-Capistrano 138 kV constraint | Collinsville-Tesla 500 kV Line | Woodland- Davis 115kV line | Cortina-Eagle Rock 115 kV line | Bell-Placer 115kV Line | Carberry-Round Mountain 230kV Line | Rocklin-Pleaseant grove 115kV line | Bellota-Weber 230kV line | Rio Oso-Brighton 230kV line | Rio Oso-Lockeford 230kV line | Humboldt Offshore Wind constraint | Dumbarton-Newark 115 kV line | Eastshore-San Mateo 230 kV line | Lakeville-Ignacio 230 kV line | Sobrante-Moraga 230 kV line | Windmaster-Delta pumps 230 kV line | Contra Costa- Windmaster 230 kV line | Tesla-Tracy-Pump 230 kV line #2 | Contra Costa #1 115kV Line | Kasson Jct-Heinz 115 kV line | Newark-Newark Distribution 115 kV line | Tesla-Bellota 230 kV line | Eight Mile-Tesla 230 kV line | Grant - Eastshore #2 line 115 kV | Salado-Crow Creek Sw Sta 60 kV line | Tesla-Salado 115 kV line | Morganhill-Metcalf 115kV Line | Tesla-Tracy Pump 230 kV Line #1 | Birds Landing-Contra Costa 230kV Line | Cal Flat-Gates 230 kV line | Gates-Arco 230 kV Line | Smyrna-Atwell Jct 115kV Line | Kern 230/115kV TB #4 | Maricopa-Copus 70 kV line | Midway-Taft 115 kV line | Kern-Tevis-Stockdale-Lamont 115kV line | Midway 230/115kV TB #3 | Semitropic-Midway 115kV Line | Midway-Buena Vista Jct 230kV Line | Manning 500kV | Gates 500/230kV TB #12 | Gates 500/230kV TB #11 | Gates 230/70kV TB #5 | Tranquility-Helm 230kV Line | Dairyland-Chowchilla 115kV Line | Chowchilla-Le grand 115kV Line | NEW- Melones-Cottle 230kV line | Los Banos 500/230kV TB | Schindler 115/70kV TB #1 | Panoche- Mendota 115 kV line | Panoche-Oro Loma 115kV Line | Borden-Storey #1 230kV line | Merced 115/70kV TB#2 | Helm 230/70kV TB #1 | Oro Loma-El Nido 115kV Line | Diablo-Gates 500 kV line | Mustang-Henrietta 230 kV line | Gates-Panoche 230 kV #1 and #2 Lines | NEW-Metcalf-Mosslanding 500kV | Has Approved |  | Geothermal | Biomass | Wind | Wind | OOS Wind | OOS Wind | Offshore Wind | Offshore Wind | Distributed Solar | Solar | Solar | Battery_4hr | Battery_8hr | LDES | Has | Geothermal | Biomass | Wind | Wind | OOS Wind | OOS Wind | Offshore Wind | Offshore Wind | Distributed Solar | Solar | Solar | Battery_4hr | Battery_8hr | LDES | Has | Number of HSN Constraints Exceeded |  | Number of SSN Constraints Exceeded |  | Number of EODS constraints Exceeded |  | Limiting Tx Constraint Headroom (Cumulative All Resources) |  |  | Binding Constraint Name |  |  |  | Number of HSN exceedances after upgrades |  | Number of SSN exceedances after upgrades |  | Number of EODS exceedances after upgrades |  | Limiting Tx Constraint Headroom (Cumulative All Resources) After Upgrades |  |  | Binding Constraint Name |  |  |  | Criteria Alignment pre-upgrades | Criteria Alignment after upgrades | Tx upgrades improved compliance | Final Criteria Alignment | Criteria 2 Alignment pre-upgrades | Criteria 2 Alignment after upgrades | Tx upgrades improved compliance | Final Criteria Alignment
CAISO Study Area | Substation | Voltage | Antelope-Vincent Constraint | Vincent-Lugo Constraint | Pardee-Sylmar Constraint | Windhub Constraint | Moorpark-Pardee Constraint | North of Magunden Constraint | South of Magunden Constraint | Antelope-Neenach Constraint | Hinson - Del Amo Constraint | SCE Metro Area Default Constraint | Control to Inyokern area constraint | South of Kramer Area Constraint | Victor to Lugo Area Constraint | Lugo Transformer Area Constraint | Calcite to Lugo Area Constraint | Colorado River 500/230 kV Constraint | DCRT Constraint | Devers-Red Bluff Constraint | Eagle Mountain Constraint | Etiwanda-Rancho Vista Constraint | Red Bluff 500/230 kV Constraint | Serrano-Alberhill-Valley Constraint | GLW 230kV area constraint | Sloan Canyon - Eldorado 500 kV constraint | Lugo - Victorville area constraint | Capistrano-San Onofre 230 kV constraint | Chicarita 138 kV constraint | El Cajon 69 kV constraint | Internal San Diego Area constraint | Miguel 69 kV constraint | Encina - San Luis Rey 230 kV constraint | East of Miguel constraint | San Luis Rey-San Onofre 230 kV line constraint | Ocean Ranch 69 kV constraint | Otay Mesa 230 kV constraint | Silvergate - Bay Blvd 230 kV constraint | Silvergate-Old Town 230 kV constraint | Talega 230 kV constraint | Trabuco-Capistrano 138 kV constraint | Collinsville-Tesla 500 kV Line | Woodland- Davis 115kV line | Cortina-Eagle Rock 115 kV line | Bell-Placer 115kV Line | Carberry-Round Mountain 230kV Line | Rocklin-Pleaseant grove 115kV line | Bellota-Weber 230kV line | Rio Oso-Brighton 230kV line | Rio Oso-Lockeford 230kV line | Humboldt Offshore Wind constraint | Dumbarton-Newark 115 kV line | Eastshore-San Mateo 230 kV line | Lakeville-Ignacio 230 kV line | Sobrante-Moraga 230 kV line | Windmaster-Delta pumps 230 kV line | Contra Costa- Windmaster 230 kV line | Tesla-Tracy-Pump 230 kV line #2 | Contra Costa #1 115kV Line | Kasson Jct-Heinz 115 kV line | Newark-Newark Distribution 115 kV line | Tesla-Bellota 230 kV line | Eight Mile-Tesla 230 kV line | Grant - Eastshore #2 line 115 kV | Salado-Crow Creek Sw Sta 60 kV line | Tesla-Salado 115 kV line | Morganhill-Metcalf 115kV Line | Tesla-Tracy Pump 230 kV Line #1 | Birds Landing-Contra Costa 230kV Line | Cal Flat-Gates 230 kV line | Gates-Arco 230 kV Line | Smyrna-Atwell Jct 115kV Line | Kern 230/115kV TB #4 | Maricopa-Copus 70 kV line | Midway-Taft 115 kV line | Kern-Tevis-Stockdale-Lamont 115kV line | Midway 230/115kV TB #3 | Semitropic-Midway 115kV Line | Midway-Buena Vista Jct 230kV Line | Manning 500kV | Gates 500/230kV TB #12 | Gates 500/230kV TB #11 | Gates 230/70kV TB #5 | Tranquility-Helm 230kV Line | Dairyland-Chowchilla 115kV Line | Chowchilla-Le grand 115kV Line | NEW- Melones-Cottle 230kV line | Los Banos 500/230kV TB | Schindler 115/70kV TB #1 | Panoche- Mendota 115 kV line | Panoche-Oro Loma 115kV Line | Borden-Storey #1 230kV line | Merced 115/70kV TB#2 | Helm 230/70kV TB #1 | Oro Loma-El Nido 115kV Line | Diablo-Gates 500 kV line | Mustang-Henrietta 230 kV line | Gates-Panoche 230 kV #1 and #2 Lines | NEW-Metcalf-Mosslanding 500kV | Tx Upgrade |  | FCDS | FCDS | FCDS | EODS | FCDS | EODS | FCDS | EODS | EODS | FCDS | EODS | FCDS | FCDS | FCDS | Res | FCDS | FCDS | FCDS | EODS | FCDS | EODS | FCDS | EODS | EODS | FCDS | EODS | FCDS | FCDS | FCDS | Res | Actual | Default | Actual | Default | Actual | Default | HSN | SSN | EODS | HSN | SSN | EODS |  | Actual | Default | Actual | Default | Actual | Default | HSN | SSN | EODS | HSN | SSN | EODS |  | FCDS | FCDS | FCDS | FCDS | EODS | EODS | EODS | EODS
PG&E KERN | 7th Standard | 115 | 0 | 0 | 0 | 0 | 0 | 0 | 0 | 0 | 0 | 0 | 0 | 0 | 0 | 0 | 0 | 0 | 0 | 0 | 0 | 0 | 0 | 0 | 0 | 0 | 0 | 0 | 0 | 0 | 0 | 0 | 0 | 0 | 0 | 0 | 0 | 0 | 0 | 0 | 0 | 0 | 0 | 0 | 0 | 0 | 0 | 0 | 0 | 0 | 0 | 0 | 0 | 0 | 0 | 0 | 0 | 0 | 0 | 0 | 0 | 0 | 0 | 0 | 0 | 0 | 0 | 0 | 0 | 0 | 0 | 0 | 1 | 0 | 0 | 0 | 1 | 0 | 0 | 0 | 1 | 1 | 0 | 0 | 0 | 0 | 0 | 0 | 0 | 0 | 0 | 0 | 0 | 0 | 0 | 0 | 1 | 0 | 0 | 0 |  | 0 | 0 | 0 | 0 | 0 | 0 | 0 | 0 | 0 | 0 | 0 | 0 | 0 | 0 | 0 | 0 | 0 | 0 | 0 | 0 | 0 | 0 | 0 | 0 | 110 | 120 | 0 | 0 | 0 | 1 | 2 | 0 | 3 | 0 | 2 | 1 | -385.58 | -3180.532 | -3308.8336 | Gates 500/230kV TB #11 | Gates 500/230kV TB #11 | Mustang-Henrietta 230 kV line |  | 0 | 0 | 0 | 0 | 0 | 1 | 1501.05 | 1258.87 | -829.8336 | Midway 230/115kV TB #3 | Midway 230/115kV TB #3 | Mustang-Henrietta 230 kV line |  | 5 | 1 | YES | 2 | 5 | 4 | YES | 4
SCE Metro | Alamitos | 230 | 0 | 0 | 0 | 0 | 0 | 0 | 0 | 0 | 1 | 1 | 0 | 0 | 0 | 0 | 0 | 0 | 0 | 0 | 0 | 0 | 0 | 0 | 0 | 0 | 0 | 0 | 0 | 0 | 0 | 0 | 0 | 0 | 0 | 0 | 0 | 0 | 0 | 0 | 0 | 0 | 0 | 0 | 0 | 0 | 0 | 0 | 0 | 0 | 0 | 0 | 0 | 0 | 0 | 0 | 0 | 0 | 0 | 0 | 0 | 0 | 0 | 0 | 0 | 0 | 0 | 0 | 0 | 0 | 0 | 0 | 0 | 0 | 0 | 0 | 0 | 0 | 0 | 0 | 0 | 0 | 0 | 0 | 0 | 0 | 0 | 0 | 0 | 0 | 0 | 0 | 0 | 0 | 0 | 0 | 0 | 0 | 0 | 0 |  | 0 | 0 | 0 | 0 | 0 | 0 | 0 | 0 | 0 | 0 | 0 | -82 | 0 | 0 | 1 | 0 | 0 | 0 | 0 | 0 | 0 | 0 | 0 | 0 | 0 | 0 | 0 | 188 | 0 | 1 | 0 | 0 | 0 | 0 | 0 | 0 | 1336.8284 | 2017.444 | 4056.301 | Hinson - Del Amo Constraint | Hinson - Del Amo Constraint | Hinson - Del Amo Constraint |  | 0 | 0 | 0 | 0 | 0 | 0 | 1336.8284 | 2017.444 | 4056.301 | Hinson - Del Amo Constraint | Hinson - Del Amo Constraint | Hinson - Del Amo Constraint |  | 1 | 1 | NO | 1 | 1 | 1 | NO | 1
SCE Eastern | Alberhill | 115 | 0 | 0 | 0 | 0 | 0 | 0 | 0 | 0 | 0 | 0 | 0 | 0 | 0 | 0 | 0 | 0 | 0 | 0 | 0 | 1 | 0 | 1 | 0 | 0 | 0 | 0 | 0 | 0 | 0 | 0 | 0 | 0 | 0 | 0 | 0 | 0 | 0 | 0 | 0 | 0 | 0 | 0 | 0 | 0 | 0 | 0 | 0 | 0 | 0 | 0 | 0 | 0 | 0 | 0 | 0 | 0 | 0 | 0 | 0 | 0 | 0 | 0 | 0 | 0 | 0 | 0 | 0 | 0 | 0 | 0 | 0 | 0 | 0 | 0 | 0 | 0 | 0 | 0 | 0 | 0 | 0 | 0 | 0 | 0 | 0 | 0 | 0 | 0 | 0 | 0 | 0 | 0 | 0 | 0 | 0 | 0 | 0 | 1 |  | 0 | 0 | 0 | 0 | 0 | 0 | 0 | 0 | 0 | 0 | 0 | 0 | 0 | 0 | 0 | 7 | 0 | 0 | 0 | 0 | 0 | 0 | 0 | 0 | 0 | 0 | 0 | 0 | 50 | 1 | 0 | 2 | 0 | 0 | 0 | 0 | -1208.036 | 2259.6 | 6692.496 | Serrano-Alberhill-Valley Constraint | Etiwanda-Rancho Vista Constraint | Serrano-Alberhill-Valley Constraint |  | 0 | 2 | 0 | 0 | 0 | 0 | -1208.036 | 2259.6 | 6692.496 | Serrano-Alberhill-Valley Constraint | Etiwanda-Rancho Vista Constraint | Serrano-Alberhill-Valley Constraint |  | 4 | 4 | NO | 4 | 1 | 1 | NO | 1
SCE Eastern | Alberhill | 500 | 0 | 0 | 0 | 0 | 0 | 0 | 0 | 0 | 0 | 0 | 0 | 0 | 0 | 0 | 0 | 0 | 0 | 0 | 0 | 1 | 0 | 1 | 0 | 0 | 0 | 0 | 0 | 0 | 0 | 0 | 0 | 0 | 0 | 0 | 0 | 0 | 0 | 0 | 0 | 0 | 0 | 0 | 0 | 0 | 0 | 0 | 0 | 0 | 0 | 0 | 0 | 0 | 0 | 0 | 0 | 0 | 0 | 0 | 0 | 0 | 0 | 0 | 0 | 0 | 0 | 0 | 0 | 0 | 0 | 0 | 0 | 0 | 0 | 0 | 0 | 0 | 0 | 0 | 0 | 0 | 0 | 0 | 0 | 0 | 0 | 0 | 0 | 0 | 0 | 0 | 0 | 0 | 0 | 0 | 0 | 0 | 0 | 1 |  | 0 | 0 | 0 | 0 | 0 | 0 | 0 | 0 | 0 | 0 | 0 | 0 | 0 | 0 | 0 | 0 | 0 | 0 | 0 | 0 | 0 | 0 | 0 | 0 | 0 | 0 | 0 | 0 | 0 | 0 | 0 | 2 | 0 | 0 | 0 | 0 | -1208.036 | 2259.6 | 6692.496 | Serrano-Alberhill-Valley Constraint | Etiwanda-Rancho Vista Constraint | Serrano-Alberhill-Valley Constraint |  | 0 | 2 | 0 | 0 | 0 | 0 | -1208.036 | 2259.6 | 6692.496 | Serrano-Alberhill-Valley Constraint | Etiwanda-Rancho Vista Constraint | Serrano-Alberhill-Valley Constraint |  | 4 | 4 | NO | 4 | 1 | 1 | NO | 1
PG&E GBA | Alhambra | 115 | 0 | 0 | 0 | 0 | 0 | 0 | 0 | 0 | 0 | 0 | 0 | 0 | 0 | 0 | 0 | 0 | 0 | 0 | 0 | 0 | 0 | 0 | 0 | 0 | 0 | 0 | 0 | 0 | 0 | 0 | 0 | 0 | 0 | 0 | 0 | 0 | 0 | 0 | 0 | 1 | 0 | 0 | 0 | 0 | 0 | 0 | 0 | 0 | 0 | 0 | 0 | 0 | 1 | 0 | 0 | 1 | 0 | 0 | 0 | 0 | 0 | 0 | 0 | 0 | 0 | 0 | 0 | 0 | 0 | 0 | 0 | 0 | 0 | 0 | 0 | 0 | 0 | 0 | 0 | 0 | 0 | 0 | 0 | 0 | 0 | 0 | 0 | 0 | 0 | 0 | 0 | 0 | 0 | 0 | 0 | 0 | 0 | 1 |  | 0 | 0 | 0 | 0 | 0 | 0 | 0 | 0 | 0 | 0 | 0 | 0 | 0 | 0 | 0 | 0 | 0 | 0 | 0 | 0 | 0 | 0 | 0 | 0 | 90 | 0 | 0 | 0 | 0 | 1 | 1 | 0 | 1 | 0 | 0 | 0 | -2282.29 | -1253.7212 | 884.6639 | Collinsville-Tesla 500 kV Line | Collinsville-Tesla 500 kV Line | Collinsville-Tesla 500 kV Line |  | 0 | 0 | 0 | 0 | 0 | 0 | 857.21 | 2019.85 | 884.6639 | Tesla-Tracy-Pump 230 kV line #2 | Sobrante-Moraga 230 kV line | Collinsville-Tesla 500 kV Line |  | 5 | 1 | YES | 2 | 1 | 1 | NO | 1
PG&E FRESNO | Alpaugh | 115 | 0 | 0 | 0 | 0 | 0 | 0 | 0 | 0 | 0 | 0 | 0 | 0 | 0 | 0 | 0 | 0 | 0 | 0 | 0 | 0 | 0 | 0 | 0 | 0 | 0 | 0 | 0 | 0 | 0 | 0 | 0 | 0 | 0 | 0 | 0 | 0 | 0 | 0 | 0 | 0 | 0 | 0 | 0 | 0 | 0 | 0 | 0 | 0 | 0 | 0 | 0 | 0 | 0 | 0 | 0 | 0 | 0 | 0 | 0 | 0 | 0 | 0 | 0 | 0 | 0 | 0 | 0 | 1 | 0 | 1 | 1 | 0 | 0 | 0 | 1 | 1 | 0 | 0 | 1 | 1 | 0 | 0 | 0 | 0 | 0 | 0 | 0 | 0 | 0 | 0 | 0 | 0 | 0 | 0 | 1 | 0 | 0 | 0 |  | 0 | 0 | 0 | 0 | 0 | 0 | 0 | 0 | 3 | 0 | 0 | 0 | 0 | 0 | 1 | 0 | 0 | 0 | 0 | 0 | 0 | 0 | 0 | 3 | 0 | 0 | 0 | 0 | 0 | 1 | 2 | 0 | 3 | 0 | 2 | 1 | -385.58 | -3180.532 | -3308.8336 | Gates 500/230kV TB #11 | Gates 500/230kV TB #11 | Mustang-Henrietta 230 kV line |  | 0 | 0 | 0 | 0 | 0 | 1 | 7.65 | 144.11 | -829.8336 | Cal Flat-Gates 230 kV line | Cal Flat-Gates 230 kV line | Mustang-Henrietta 230 kV line |  | 5 | 1 | YES | 2 | 5 | 4 | YES | 4
SDGE | Alpine | 69 | 0 | 0 | 0 | 0 | 0 | 0 | 0 | 0 | 0 | 0 | 0 | 0 | 0 | 0 | 0 | 0 | 0 | 0 | 0 | 0 | 0 | 0 | 0 | 0 | 0 | 0 | 0 | 1 | 0 | 1 | 1 | 0 | 1 | 0 | 0 | 0 | 1 | 0 | 0 | 0 | 0 | 0 | 0 | 0 | 0 | 0 | 0 | 0 | 0 | 0 | 0 | 0 | 0 | 0 | 0 | 0 | 0 | 0 | 0 | 0 | 0 | 0 | 0 | 0 | 0 | 0 | 0 | 0 | 0 | 0 | 0 | 0 | 0 | 0 | 0 | 0 | 0 | 0 | 0 | 0 | 0 | 0 | 0 | 0 | 0 | 0 | 0 | 0 | 0 | 0 | 0 | 0 | 0 | 0 | 0 | 0 | 0 | 3 |  | 0 | 0 | 0 | 0 | 0 | 0 | 0 | 0 | 0 | 0 | 0 | 0 | 0 | 0 | 0 | 0 | 0 | 0 | 0 | 0 | 0 | 0 | 0 | 0 | 0 | 0 | 6 | 0 | 0 | 1 | 0 | 0 | 0 | 0 | 0 | 0 | 29.03 | 195.275 | 301.7864 | San Luis Rey-San Onofre 230 kV line constraint | Miguel 69 kV constraint | Miguel 69 kV constraint |  | 0 | 0 | 0 | 0 | 0 | 0 | 29.03 | 195.275 | 301.7864 | San Luis Rey-San Onofre 230 kV line constraint | Miguel 69 kV constraint | Miguel 69 kV constraint |  | 1 | 1 | NO | 1 | 1 | 1 | NO | 1
PG&E GBA | Altamont Midway (Sandhill) | 230 | 0 | 0 | 0 | 0 | 0 | 0 | 0 | 0 | 0 | 0 | 0 | 0 | 0 | 0 | 0 | 0 | 0 | 0 | 0 | 0 | 0 | 0 | 0 | 0 | 0 | 0 | 0 | 0 | 0 | 0 | 0 | 0 | 0 | 0 | 0 | 0 | 0 | 0 | 0 | 1 | 0 | 0 | 0 | 0 | 0 | 0 | 0 | 0 | 0 | 0 | 0 | 0 | 0 | 0 | 0 | 1 | 0 | 0 | 0 | 0 | 0 | 0 | 0 | 0 | 0 | 1 | 0 | 0 | 0 | 0 | 0 | 0 | 0 | 0 | 0 | 0 | 0 | 0 | 0 | 0 | 0 | 0 | 0 | 0 | 0 | 0 | 0 | 0 | 0 | 0 | 0 | 0 | 0 | 0 | 0 | 0 | 0 | 0 |  | 0 | 0 | 0 | 0 | 0 | 0 | 0 | 0 | 0 | 0 | 0 | 0 | 0 | 0 | 0 | 0 | 0 | 0 | 0 | 0 | 0 | 0 | 0 | 0 | 0 | 0 | 0 | 0 | 0 | 0 | 1 | 0 | 1 | 0 | 0 | 0 | -2282.29 | -1253.7212 | 884.6639 | Collinsville-Tesla 500 kV Line | Collinsville-Tesla 500 kV Line | Collinsville-Tesla 500 kV Line |  | 0 | 0 | 0 | 0 | 0 | 0 | 857.21 | 2453.6438 | 884.6639 | Tesla-Tracy-Pump 230 kV line #2 | Tesla-Tracy-Pump 230 kV line #2 | Collinsville-Tesla 500 kV Line |  | 5 | 1 | YES | 2 | 1 | 1 | NO | 1
SCE Northern | Antelope | 66 | 1 | 0 | 0 | 0 | 0 | 0 | 0 | 0 | 0 | 0 | 0 | 0 | 0 | 0 | 0 | 0 | 0 | 0 | 0 | 0 | 0 | 0 | 0 | 0 | 0 | 0 | 0 | 0 | 0 | 0 | 0 | 0 | 0 | 0 | 0 | 0 | 0 | 0 | 0 | 0 | 0 | 0 | 0 | 0 | 0 | 0 | 0 | 0 | 0 | 0 | 0 | 0 | 0 | 0 | 0 | 0 | 0 | 0 | 0 | 0 | 0 | 0 | 0 | 0 | 0 | 0 | 0 | 0 | 0 | 0 | 0 | 0 | 0 | 0 | 0 | 0 | 0 | 0 | 0 | 0 | 0 | 0 | 0 | 0 | 0 | 0 | 0 | 0 | 0 | 0 | 0 | 0 | 0 | 0 | 0 | 0 | 0 | 0 |  | 0 | 0 | 0 | 0 | 0 | 0 | 0 | 0 | 7.5 | 0 | 0 | 0 | 0 | 0 | 1 | 0 | 0 | 0 | 0 | 0 | 0 | 0 | 0 | 13.5 | 0 | 0 | 0 | 0 | 0 | 1 | 0 | 0 | 1 | 0 | 0 | 0 | 1340.39 | -460.18 | 7587.275 | Antelope-Vincent Constraint | Antelope-Vincent Constraint | Antelope-Vincent Constraint |  | 0 | 0 | 1 | 0 | 0 | 0 | 1340.39 | -460.18 | 7587.275 | Antelope-Vincent Constraint | Antelope-Vincent Constraint | Antelope-Vincent Constraint |  | 5 | 5 | NO | 5 | 1 | 1 | NO | 1
SCE Northern | Antelope | 230 | 1 | 0 | 0 | 0 | 0 | 0 | 0 | 0 | 0 | 0 | 0 | 0 | 0 | 0 | 0 | 0 | 0 | 0 | 0 | 0 | 0 | 0 | 0 | 0 | 0 | 0 | 0 | 0 | 0 | 0 | 0 | 0 | 0 | 0 | 0 | 0 | 0 | 0 | 0 | 0 | 0 | 0 | 0 | 0 | 0 | 0 | 0 | 0 | 0 | 0 | 0 | 0 | 0 | 0 | 0 | 0 | 0 | 0 | 0 | 0 | 0 | 0 | 0 | 0 | 0 | 0 | 0 | 0 | 0 | 0 | 0 | 0 | 0 | 0 | 0 | 0 | 0 | 0 | 0 | 0 | 0 | 0 | 0 | 0 | 0 | 0 | 0 | 0 | 0 | 0 | 0 | 0 | 0 | 0 | 0 | 0 | 0 | 0 |  | 0 | 0 | 0 | 0 | 0 | 0 | 0 | 0 | 0 | 125 | 0 | 80 | 0 | 0 | 1 | 0 | 0 | 0 | 0 | 0 | 0 | 0 | 0 | 0 | 1055 | 0 | 80 | 0 | 0 | 1 | 0 | 0 | 1 | 0 | 0 | 0 | 1340.39 | -460.18 | 7587.275 | Antelope-Vincent Constraint | Antelope-Vincent Constraint | Antelope-Vincent Constraint |  | 0 | 0 | 1 | 0 | 0 | 0 | 1340.39 | -460.18 | 7587.275 | Antelope-Vincent Constraint | Antelope-Vincent Constraint | Antelope-Vincent Constraint |  | 5 | 5 | NO | 5 | 1 | 1 | NO | 1
SCE Northern | Antelope | 500 | 1 | 1 | 0 | 0 | 0 | 0 | 0 | 0 | 0 | 0 | 0 | 0 | 0 | 0 | 0 | 0 | 0 | 0 | 0 | 0 | 0 | 0 | 0 | 0 | 0 | 0 | 0 | 0 | 0 | 0 | 0 | 0 | 0 | 0 | 0 | 0 | 0 | 0 | 0 | 0 | 0 | 0 | 0 | 0 | 0 | 0 | 0 | 0 | 0 | 0 | 0 | 0 | 0 | 0 | 0 | 0 | 0 | 0 | 0 | 0 | 0 | 0 | 0 | 0 | 0 | 0 | 0 | 0 | 0 | 0 | 0 | 0 | 0 | 0 | 0 | 0 | 0 | 0 | 0 | 0 | 0 | 0 | 0 | 0 | 0 | 0 | 0 | 0 | 0 | 0 | 0 | 0 | 0 | 0 | 0 | 0 | 0 | 0 |  | 0 | 0 | 0 | 0 | 0 | 0 | 0 | 0 | 0 | 0 | 0 | 0 | 0 | 0 | 0 | 0 | 0 | 0 | 0 | 0 | 0 | 0 | 0 | 0 | 0 | 0 | 0 | 0 | 0 | 0 | 0 | 0 | 1 | 0 | 0 | 0 | 1340.39 | -460.18 | 7587.275 | Antelope-Vincent Constraint | Antelope-Vincent Constraint | Antelope-Vincent Constraint |  | 0 | 0 | 1 | 0 | 0 | 0 | 1340.39 | -460.18 | 7587.275 | Antelope-Vincent Constraint | Antelope-Vincent Constraint | Antelope-Vincent Constraint |  | 5 | 5 | NO | 5 | 1 | 1 | NO | 1
PG&E NGBA | Arcata | 60 | 0 | 0 | 0 | 0 | 0 | 0 | 0 | 0 | 0 | 0 | 0 | 0 | 0 | 0 | 0 | 0 | 0 | 0 | 0 | 0 | 0 | 0 | 0 | 0 | 0 | 0 | 0 | 0 | 0 | 0 | 0 | 0 | 0 | 0 | 0 | 0 | 0 | 0 | 0 | 1 | 0 | 0 | 0 | 0 | 0 | 0 | 0 | 0 | 0 | 0 | 0 | 0 | 0 | 0 | 0 | 0 | 0 | 0 | 0 | 0 | 0 | 0 | 0 | 0 | 0 | 0 | 0 | 0 | 0 | 0 | 0 | 0 | 0 | 0 | 0 | 0 | 0 | 0 | 0 | 0 | 0 | 0 | 0 | 0 | 0 | 0 | 0 | 0 | 0 | 0 | 0 | 0 | 0 | 0 | 0 | 0 | 0 | 0 |  | 0 | 0 | 0 | 0 | 0 | 0 | 0 | 0 | 3 | 0 | 0 | 0 | 0 | 0 | 1 | 0 | 0 | 0 | 0 | 0 | 0 | 0 | 0 | 7 | 0 | 0 | 2.5 | 0 | 0 | 1 | 1 | 0 | 1 | 0 | 0 | 0 | -2282.29 | -1253.7212 | 884.6639 | Collinsville-Tesla 500 kV Line | Collinsville-Tesla 500 kV Line | Collinsville-Tesla 500 kV Line |  | 0 | 0 | 0 | 0 | 0 | 0 | 6362.71 | 7391.2788 | 884.6639 | Collinsville-Tesla 500 kV Line | Collinsville-Tesla 500 kV Line | Collinsville-Tesla 500 kV Line |  | 5 | 1 | YES | 2 | 1 | 1 | NO | 1
PG&E KERN | Arco | 230 | 0 | 0 | 0 | 0 | 0 | 0 | 0 | 0 | 0 | 0 | 0 | 0 | 0 | 0 | 0 | 0 | 0 | 0 | 0 | 0 | 0 | 0 | 0 | 0 | 0 | 0 | 0 | 0 | 0 | 0 | 0 | 0 | 0 | 0 | 0 | 0 | 0 | 0 | 0 | 0 | 0 | 0 | 0 | 0 | 0 | 0 | 0 | 0 | 0 | 0 | 0 | 0 | 0 | 0 | 0 | 0 | 0 | 0 | 0 | 0 | 0 | 0 | 0 | 0 | 0 | 0 | 0 | 0 | 0 | 0 | 0 | 0 | 0 | 0 | 0 | 0 | 0 | 0 | 1 | 1 | 0 | 0 | 0 | 0 | 0 | 0 | 0 | 0 | 0 | 0 | 0 | 0 | 0 | 0 | 1 | 0 | 0 | 0 |  | 0 | 0 | 0 | 0 | 0 | 0 | 0 | 0 | 0 | 43.2 | 21.7 | 25 | 0 | 0 | 1 | 0 | 0 | 0 | 0 | 0 | 0 | 0 | 0 | 4.79 | 913.2 | 476.7 | 25 | 0 | 0 | 1 | 2 | 0 | 3 | 0 | 2 | 1 | -385.58 | -3180.532 | -3308.8336 | Gates 500/230kV TB #11 | Gates 500/230kV TB #11 | Mustang-Henrietta 230 kV line |  | 0 | 0 | 0 | 0 | 0 | 1 | 2851.37 | 2002.988 | -829.8336 | Mustang-Henrietta 230 kV line | Mustang-Henrietta 230 kV line | Mustang-Henrietta 230 kV line |  | 5 | 1 | YES | 2 | 5 | 4 | YES | 4
PG&E KERN | Arco | 70 | 0 | 0 | 0 | 0 | 0 | 0 | 0 | 0 | 0 | 0 | 0 | 0 | 0 | 0 | 0 | 0 | 0 | 0 | 0 | 0 | 0 | 0 | 0 | 0 | 0 | 0 | 0 | 0 | 0 | 0 | 0 | 0 | 0 | 0 | 0 | 0 | 0 | 0 | 0 | 0 | 0 | 0 | 0 | 0 | 0 | 0 | 0 | 0 | 0 | 0 | 0 | 0 | 0 | 0 | 0 | 0 | 0 | 0 | 0 | 0 | 0 | 0 | 0 | 0 | 0 | 0 | 0 | 0 | 0 | 0 | 0 | 0 | 0 | 0 | 0 | 0 | 0 | 0 | 1 | 1 | 0 | 0 | 0 | 0 | 0 | 0 | 0 | 0 | 0 | 0 | 0 | 0 | 0 | 0 | 1 | 0 | 0 | 0 |  | 0 | 0 | 0 | 0 | 0 | 0 | 0 | 0 | 0 | 0 | 0 | 55 | 0 | 0 | 1 | 0 | 0 | 0 | 0 | 0 | 0 | 0 | 0 | 0 | 60 | 0 | 57 | 0 | 0 | 1 | 2 | 0 | 3 | 0 | 2 | 1 | -385.58 | -3180.532 | -3308.8336 | Gates 500/230kV TB #11 | Gates 500/230kV TB #11 | Mustang-Henrietta 230 kV line |  | 0 | 0 | 0 | 0 | 0 | 1 | 2851.37 | 2002.988 | -829.8336 | Mustang-Henrietta 230 kV line | Mustang-Henrietta 230 kV line | Mustang-Henrietta 230 kV line |  | 5 | 1 | YES | 2 | 5 | 4 | YES | 4
SCE Metro | ArcoGen | 230 | 0 | 0 | 0 | 0 | 0 | 0 | 0 | 0 | 0 | 1 | 0 | 0 | 0 | 0 | 0 | 0 | 0 | 0 | 0 | 0 | 0 | 0 | 0 | 0 | 0 | 0 | 0 | 0 | 0 | 0 | 0 | 0 | 0 | 0 | 0 | 0 | 0 | 0 | 0 | 0 | 0 | 0 | 0 | 0 | 0 | 0 | 0 | 0 | 0 | 0 | 0 | 0 | 0 | 0 | 0 | 0 | 0 | 0 | 0 | 0 | 0 | 0 | 0 | 0 | 0 | 0 | 0 | 0 | 0 | 0 | 0 | 0 | 0 | 0 | 0 | 0 | 0 | 0 | 0 | 0 | 0 | 0 | 0 | 0 | 0 | 0 | 0 | 0 | 0 | 0 | 0 | 0 | 0 | 0 | 0 | 0 | 0 | 0 |  | 0 | 0 | 0 | 0 | 0 | 0 | 0 | 0 | 0 | 0 | 0 | 0 | 0 | 0 | 0 | 0 | 0 | 0 | 0 | 0 | 0 | 0 | 0 | 0 | 486 | 0 | 0 | 0 | 0 | 1 | 0 | 0 | 0 | 0 | 0 | 0 | 2097.6988 | 6824.058 | 19009.2611 | SCE Metro Area Default Constraint | SCE Metro Area Default Constraint | SCE Metro Area Default Constraint |  | 0 | 0 | 0 | 0 | 0 | 0 | 2097.6988 | 6824.058 | 19009.2611 | SCE Metro Area Default Constraint | SCE Metro Area Default Constraint | SCE Metro Area Default Constraint |  | 1 | 1 | NO | 1 | 1 | 1 | NO | 1
SDGE | Artesian | 230 | 0 | 0 | 0 | 0 | 0 | 0 | 0 | 0 | 0 | 0 | 0 | 0 | 0 | 0 | 0 | 0 | 0 | 0 | 0 | 0 | 0 | 0 | 0 | 0 | 0 | 1 | 0 | 0 | 1 | 0 | 1 | 0 | 1 | 0 | 0 | 0 | 0 | 1 | 0 | 0 | 0 | 0 | 0 | 0 | 0 | 0 | 0 | 0 | 0 | 0 | 0 | 0 | 0 | 0 | 0 | 0 | 0 | 0 | 0 | 0 | 0 | 0 | 0 | 0 | 0 | 0 | 0 | 0 | 0 | 0 | 0 | 0 | 0 | 0 | 0 | 0 | 0 | 0 | 0 | 0 | 0 | 0 | 0 | 0 | 0 | 0 | 0 | 0 | 0 | 0 | 0 | 0 | 0 | 0 | 0 | 0 | 0 | 3 |  | 0 | 0 | 0 | 0 | 0 | 0 | 0 | 0 | 0 | 0 | 0 | 0 | 0 | 0 | 0 | 0 | 0 | 0 | 0 | 0 | 0 | 0 | 0 | 0 | 0 | 0 | 0 | 0 | 0 | 0 | 0 | 0 | 0 | 0 | 0 | 0 | 29.03 | 393.085 | 989.0814 | San Luis Rey-San Onofre 230 kV line constraint | San Luis Rey-San Onofre 230 kV line constraint | San Luis Rey-San Onofre 230 kV line constraint |  | 0 | 0 | 0 | 0 | 0 | 0 | 29.03 | 393.085 | 989.0814 | San Luis Rey-San Onofre 230 kV line constraint | San Luis Rey-San Onofre 230 kV line constraint | San Luis Rey-San Onofre 230 kV line constraint |  | 1 | 1 | NO | 1 | 1 | 1 | NO | 1
SDGE | Artesian | 69 | 0 | 0 | 0 | 0 | 0 | 0 | 0 | 0 | 0 | 0 | 0 | 0 | 0 | 0 | 0 | 0 | 0 | 0 | 0 | 0 | 0 | 0 | 0 | 0 | 0 | 1 | 0 | 0 | 0 | 0 | 1 | 0 | 1 | 0 | 0 | 0 | 0 | 1 | 0 | 0 | 0 | 0 | 0 | 0 | 0 | 0 | 0 | 0 | 0 | 0 | 0 | 0 | 0 | 0 | 0 | 0 | 0 | 0 | 0 | 0 | 0 | 0 | 0 | 0 | 0 | 0 | 0 | 0 | 0 | 0 | 0 | 0 | 0 | 0 | 0 | 0 | 0 | 0 | 0 | 0 | 0 | 0 | 0 | 0 | 0 | 0 | 0 | 0 | 0 | 0 | 0 | 0 | 0 | 0 | 0 | 0 | 0 | 2 |  | 0 | 0 | 0 | 0 | 0 | 0 | 0 | 0 | 0 | 0 | 0 | 0 | 0 | 0 | 0 | 0 | 0 | 0 | 0 | 0 | 0 | 0 | 0 | 0 | 0 | 0 | 0 | 0 | 0 | 0 | 0 | 0 | 0 | 0 | 0 | 0 | 29.03 | 393.085 | 989.0814 | San Luis Rey-San Onofre 230 kV line constraint | San Luis Rey-San Onofre 230 kV line constraint | San Luis Rey-San Onofre 230 kV line constraint |  | 0 | 0 | 0 | 0 | 0 | 0 | 29.03 | 393.085 | 989.0814 | San Luis Rey-San Onofre 230 kV line constraint | San Luis Rey-San Onofre 230 kV line constraint | San Luis Rey-San Onofre 230 kV line constraint |  | 1 | 1 | NO | 1 | 1 | 1 | NO | 1
PG&E FRESNO | Ashlan | 230 | 0 | 0 | 0 | 0 | 0 | 0 | 0 | 0 | 0 | 0 | 0 | 0 | 0 | 0 | 0 | 0 | 0 | 0 | 0 | 0 | 0 | 0 | 0 | 0 | 0 | 0 | 0 | 0 | 0 | 0 | 0 | 0 | 0 | 0 | 0 | 0 | 0 | 0 | 0 | 0 | 0 | 0 | 0 | 0 | 0 | 0 | 0 | 0 | 0 | 0 | 0 | 0 | 0 | 0 | 0 | 0 | 0 | 0 | 0 | 1 | 0 | 0 | 0 | 0 | 0 | 0 | 0 | 0 | 0 | 0 | 0 | 0 | 0 | 0 | 0 | 0 | 0 | 0 | 0 | 1 | 0 | 1 | 1 | 1 | 0 | 1 | 0 | 1 | 0 | 0 | 0 | 0 | 1 | 0 | 0 | 0 | 0 | 1 |  | 0 | 0 | 0 | 0 | 0 | 0 | 0 | 0 | 0 | 0 | 0 | 0 | 0 | 0 | 0 | 0 | 0 | 0 | 0 | 0 | 0 | 0 | 0 | 0 | 0 | 0 | 0 | 300 | 0 | 1 | 3 | 0 | 3 | 0 | 1 | 0 | -614.49 | -3180.532 | -2164.4302 | Tesla-Bellota 230 kV line | Gates 500/230kV TB #11 | Gates 500/230kV TB #11 |  | 0 | 1 | 0 | 0 | 0 | 0 | -314.49 | 0.35 | 378.2276 | Tesla-Bellota 230 kV line | Oro Loma-El Nido 115kV Line | Oro Loma-El Nido 115kV Line |  | 5 | 4 | YES | 4 | 5 | 1 | YES | 2
PG&E NGBA | Atlantic | 115 | 0 | 0 | 0 | 0 | 0 | 0 | 0 | 0 | 0 | 0 | 0 | 0 | 0 | 0 | 0 | 0 | 0 | 0 | 0 | 0 | 0 | 0 | 0 | 0 | 0 | 0 | 0 | 0 | 0 | 0 | 0 | 0 | 0 | 0 | 0 | 0 | 0 | 0 | 0 | 1 | 0 | 0 | 0 | 0 | 0 | 1 | 0 | 1 | 0 | 0 | 0 | 0 | 0 | 0 | 0 | 0 | 0 | 0 | 0 | 1 | 1 | 0 | 0 | 0 | 0 | 0 | 0 | 0 | 0 | 0 | 0 | 0 | 0 | 0 | 0 | 0 | 0 | 0 | 0 | 0 | 0 | 0 | 0 | 0 | 0 | 0 | 0 | 0 | 0 | 0 | 0 | 0 | 0 | 0 | 0 | 0 | 0 | 0 |  | 0 | 0 | 0 | 0 | 0 | 0 | 0 | 0 | 0 | 0 | 0 | 0 | 0 | 0 | 0 | 0 | 0 | 0 | 0 | 0 | 0 | 0 | 0 | 0 | 0 | 0 | 0 | 0 | 0 | 0 | 2 | 0 | 2 | 0 | 0 | 0 | -2282.29 | -1253.7212 | 297.6836 | Collinsville-Tesla 500 kV Line | Collinsville-Tesla 500 kV Line | Rio Oso-Lockeford 230kV line |  | 0 | 1 | 1 | 0 | 0 | 0 | -314.49 | -339.66 | 297.6836 | Tesla-Bellota 230 kV line | Bellota-Weber 230kV line | Rio Oso-Lockeford 230kV line |  | 5 | 5 | NO | 5 | 1 | 1 | NO | 1
PG&E NGBA | Atlantic | 230 | 0 | 0 | 0 | 0 | 0 | 0 | 0 | 0 | 0 | 0 | 0 | 0 | 0 | 0 | 0 | 0 | 0 | 0 | 0 | 0 | 0 | 0 | 0 | 0 | 0 | 0 | 0 | 0 | 0 | 0 | 0 | 0 | 0 | 0 | 0 | 0 | 0 | 0 | 0 | 1 | 0 | 0 | 1 | 0 | 0 | 1 | 1 | 1 | 0 | 0 | 0 | 0 | 0 | 0 | 0 | 0 | 0 | 0 | 0 | 1 | 1 | 0 | 0 | 0 | 0 | 0 | 0 | 0 | 0 | 0 | 0 | 0 | 0 | 0 | 0 | 0 | 0 | 0 | 0 | 0 | 0 | 0 | 0 | 0 | 0 | 0 | 0 | 0 | 0 | 0 | 0 | 0 | 0 | 0 | 0 | 0 | 0 | 0 |  | 0 | 0 | 0 | 0 | 0 | 0 | 0 | 0 | 0 | 0 | 0 | 0 | 0 | 0 | 0 | 0 | 0 | 0 | 0 | 0 | 0 | 0 | 0 | 0 | 0 | 235 | 0 | 0 | 0 | 1 | 2 | 0 | 2 | 0 | 0 | 0 | -2282.29 | -1253.7212 | 211.04 | Collinsville-Tesla 500 kV Line | Collinsville-Tesla 500 kV Line | Bell-Placer 115kV Line |  | 0 | 1 | 1 | 0 | 0 | 0 | -314.49 | -339.66 | 211.04 | Tesla-Bellota 230 kV line | Bellota-Weber 230kV line | Bell-Placer 115kV Line |  | 5 | 5 | NO | 5 | 1 | 1 | NO | 1
PG&E NGBA | Atlantic | 60 | 0 | 0 | 0 | 0 | 0 | 0 | 0 | 0 | 0 | 0 | 0 | 0 | 0 | 0 | 0 | 0 | 0 | 0 | 0 | 0 | 0 | 0 | 0 | 0 | 0 | 0 | 0 | 0 | 0 | 0 | 0 | 0 | 0 | 0 | 0 | 0 | 0 | 0 | 0 | 1 | 0 | 0 | 1 | 0 | 0 | 1 | 1 | 1 | 0 | 0 | 0 | 0 | 0 | 0 | 0 | 0 | 0 | 0 | 0 | 1 | 1 | 0 | 0 | 0 | 0 | 0 | 0 | 0 | 0 | 0 | 0 | 0 | 0 | 0 | 0 | 0 | 0 | 0 | 0 | 0 | 0 | 0 | 0 | 0 | 0 | 0 | 0 | 0 | 0 | 0 | 0 | 0 | 0 | 0 | 0 | 0 | 0 | 0 |  | 0 | 0 | 0 | 0 | 0 | 0 | 0 | 0 | 0 | 0 | 0 | 0 | 0 | 0 | 0 | 0 | 0 | 0 | 0 | 0 | 0 | 0 | 0 | 0 | 0 | 0 | 0 | 0 | 0 | 0 | 2 | 0 | 2 | 0 | 0 | 0 | -2282.29 | -1253.7212 | 211.04 | Collinsville-Tesla 500 kV Line | Collinsville-Tesla 500 kV Line | Bell-Placer 115kV Line |  | 0 | 1 | 1 | 0 | 0 | 0 | -314.49 | -339.66 | 211.04 | Tesla-Bellota 230 kV line | Bellota-Weber 230kV line | Bell-Placer 115kV Line |  | 5 | 5 | NO | 5 | 1 | 1 | NO | 1
PG&E FRESNO | Atwater | 115 | 0 | 0 | 0 | 0 | 0 | 0 | 0 | 0 | 0 | 0 | 0 | 0 | 0 | 0 | 0 | 0 | 0 | 0 | 0 | 0 | 0 | 0 | 0 | 0 | 0 | 0 | 0 | 0 | 0 | 0 | 0 | 0 | 0 | 0 | 0 | 0 | 0 | 0 | 0 | 0 | 0 | 0 | 0 | 0 | 0 | 1 | 0 | 0 | 0 | 0 | 0 | 0 | 0 | 0 | 0 | 0 | 0 | 0 | 0 | 1 | 0 | 0 | 0 | 0 | 0 | 0 | 0 | 0 | 0 | 0 | 0 | 0 | 0 | 0 | 0 | 0 | 0 | 0 | 0 | 1 | 0 | 1 | 1 | 1 | 0 | 1 | 0 | 1 | 0 | 0 | 0 | 0 | 1 | 0 | 0 | 0 | 0 | 1 |  | 0 | 0 | 0 | 0 | 0 | 0 | 0 | 0 | 0 | 0 | 0 | 0 | 0 | 0 | 0 | 0 | 0 | 0 | 0 | 0 | 0 | 0 | 0 | 2 | 0 | 0 | 0 | 0 | 0 | 1 | 3 | 0 | 4 | 0 | 1 | 0 | -614.49 | -3180.532 | -2164.4302 | Tesla-Bellota 230 kV line | Gates 500/230kV TB #11 | Gates 500/230kV TB #11 |  | 0 | 1 | 1 | 0 | 0 | 0 | -314.49 | -339.66 | 378.2276 | Tesla-Bellota 230 kV line | Bellota-Weber 230kV line | Oro Loma-El Nido 115kV Line |  | 5 | 5 | NO | 5 | 5 | 1 | YES | 2
PG&E GBA | Avena | 115 | 0 | 0 | 0 | 0 | 0 | 0 | 0 | 0 | 0 | 0 | 0 | 0 | 0 | 0 | 0 | 0 | 0 | 0 | 0 | 0 | 0 | 0 | 0 | 0 | 0 | 0 | 0 | 0 | 0 | 0 | 0 | 0 | 0 | 0 | 0 | 0 | 0 | 0 | 0 | 0 | 0 | 0 | 0 | 0 | 0 | 1 | 0 | 0 | 0 | 0 | 0 | 0 | 0 | 0 | 0 | 1 | 0 | 0 | 0 | 1 | 0 | 0 | 0 | 1 | 0 | 0 | 0 | 0 | 0 | 0 | 0 | 0 | 0 | 0 | 0 | 0 | 0 | 0 | 0 | 0 | 0 | 0 | 0 | 0 | 0 | 0 | 0 | 0 | 0 | 0 | 0 | 0 | 0 | 0 | 0 | 0 | 0 | 0 |  | 0 | 0 | 0 | 0 | 0 | 0 | 0 | 0 | 0 | 0 | 0 | 0 | 0 | 0 | 0 | 0 | 0 | 0 | 0 | 0 | 0 | 0 | 0 | 0 | 0 | 0 | 0 | 0 | 0 | 0 | 1 | 0 | 1 | 0 | 0 | 0 | -614.49 | -339.66 | 283.632 | Tesla-Bellota 230 kV line | Bellota-Weber 230kV line | Tesla-Salado 115 kV line |  | 0 | 1 | 1 | 0 | 0 | 0 | -314.49 | -339.66 | 283.632 | Tesla-Bellota 230 kV line | Bellota-Weber 230kV line | Tesla-Salado 115 kV line |  | 5 | 5 | NO | 5 | 1 | 1 | NO | 1
SDGE | Avocado | 69 | 0 | 0 | 0 | 0 | 0 | 0 | 0 | 0 | 0 | 0 | 0 | 0 | 0 | 0 | 0 | 0 | 0 | 0 | 0 | 0 | 0 | 0 | 0 | 0 | 0 | 1 | 0 | 0 | 1 | 0 | 0 | 0 | 1 | 1 | 0 | 0 | 0 | 1 | 0 | 0 | 0 | 0 | 0 | 0 | 0 | 0 | 0 | 0 | 0 | 0 | 0 | 0 | 0 | 0 | 0 | 0 | 0 | 0 | 0 | 0 | 0 | 0 | 0 | 0 | 0 | 0 | 0 | 0 | 0 | 0 | 0 | 0 | 0 | 0 | 0 | 0 | 0 | 0 | 0 | 0 | 0 | 0 | 0 | 0 | 0 | 0 | 0 | 0 | 0 | 0 | 0 | 0 | 0 | 0 | 0 | 0 | 0 | 2 |  | 0 | 0 | 0 | 0 | 0 | 0 | 0 | 0 | 0 | 0 | 0 | 0 | 0 | 0 | 0 | 0 | 0 | 0 | 0 | 0 | 0 | 0 | 0 | 0 | 0 | 0 | 0 | 0 | 0 | 0 | 0 | 0 | 0 | 0 | 0 | 0 | 29.03 | 164 | 284 | San Luis Rey-San Onofre 230 kV line constraint | Ocean Ranch 69 kV constraint | Ocean Ranch 69 kV constraint |  | 0 | 0 | 0 | 0 | 0 | 0 | 29.03 | 164 | 284 | San Luis Rey-San Onofre 230 kV line constraint | Ocean Ranch 69 kV constraint | Ocean Ranch 69 kV constraint |  | 1 | 1 | NO | 1 | 1 | 1 | NO | 1
PG&E NGBA | Bahia | 230 | 0 | 0 | 0 | 0 | 0 | 0 | 0 | 0 | 0 | 0 | 0 | 0 | 0 | 0 | 0 | 0 | 0 | 0 | 0 | 0 | 0 | 0 | 0 | 0 | 0 | 0 | 0 | 0 | 0 | 0 | 0 | 0 | 0 | 0 | 0 | 0 | 0 | 0 | 0 | 1 | 0 | 0 | 0 | 0 | 0 | 0 | 0 | 0 | 0 | 0 | 0 | 0 | 1 | 1 | 1 | 1 | 0 | 0 | 1 | 1 | 0 | 0 | 0 | 0 | 0 | 1 | 1 | 0 | 0 | 0 | 0 | 0 | 0 | 0 | 0 | 0 | 0 | 0 | 0 | 0 | 0 | 0 | 0 | 0 | 0 | 0 | 0 | 0 | 0 | 0 | 0 | 0 | 0 | 0 | 0 | 0 | 0 | 1 |  | 0 | 0 | 0 | 0 | 0 | 0 | 0 | 0 | 0 | 0 | 0 | 0 | 0 | 0 | 0 | 0 | 0 | 0 | 0 | 0 | 0 | 0 | 0 | 0 | 0 | 0 | 0 | 0 | 0 | 0 | 4 | 0 | 1 | 0 | 0 | 0 | -2282.29 | -1253.7212 | 335.9726 | Collinsville-Tesla 500 kV Line | Collinsville-Tesla 500 kV Line | Birds Landing-Contra Costa 230kV Line |  | 0 | 1 | 0 | 0 | 0 | 0 | -314.49 | 932.2038 | 335.9726 | Tesla-Bellota 230 kV line | Contra Costa- Windmaster 230 kV line | Birds Landing-Contra Costa 230kV Line |  | 5 | 4 | YES | 4 | 1 | 1 | NO | 1
SCE Northern | Bailey | 230 | 0 | 0 | 1 | 0 | 0 | 0 | 1 | 1 | 0 | 0 | 0 | 0 | 0 | 0 | 0 | 0 | 0 | 0 | 0 | 0 | 0 | 0 | 0 | 0 | 1 | 0 | 0 | 0 | 0 | 0 | 0 | 0 | 0 | 0 | 0 | 0 | 0 | 0 | 0 | 0 | 0 | 0 | 0 | 0 | 0 | 0 | 0 | 0 | 0 | 0 | 0 | 0 | 0 | 0 | 0 | 0 | 0 | 0 | 0 | 0 | 0 | 0 | 0 | 0 | 0 | 0 | 0 | 0 | 0 | 0 | 0 | 0 | 0 | 0 | 0 | 0 | 0 | 0 | 0 | 0 | 0 | 0 | 0 | 0 | 0 | 0 | 0 | 0 | 0 | 0 | 0 | 0 | 0 | 0 | 0 | 0 | 0 | 0 |  | 0 | 0 | 0 | 0 | 0 | 0 | 0 | 0 | 0 | 0 | 0 | 0 | 0 | 0 | 0 | 0 | 0 | 0 | 0 | 0 | 0 | 0 | 0 | 0 | 0 | 0 | 0 | 0 | 0 | 0 | 1 | 0 | 1 | 0 | 0 | 1 | -5797.881 | -6339.828 | -5675.751 | Lugo - Victorville area constraint | Lugo - Victorville area constraint | Lugo - Victorville area constraint |  | 0 | 0 | 0 | 0 | 0 | 0 | 0 | 0 | 0 | Antelope-Neenach Constraint | Antelope-Neenach Constraint | Antelope-Neenach Constraint |  | 5 | 1 | YES | 2 | 4 | 1 | YES | 2
SCE NOL | Baker | 115 | 0 | 0 | 0 | 0 | 0 | 0 | 0 | 0 | 0 | 0 | 0 | 1 | 1 | 1 | 0 | 0 | 0 | 0 | 0 | 0 | 0 | 0 | 0 | 0 | 0 | 0 | 0 | 0 | 0 | 0 | 0 | 0 | 0 | 0 | 0 | 0 | 0 | 0 | 0 | 0 | 0 | 0 | 0 | 0 | 0 | 0 | 0 | 0 | 0 | 0 | 0 | 0 | 0 | 0 | 0 | 0 | 0 | 0 | 0 | 0 | 0 | 0 | 0 | 0 | 0 | 0 | 0 | 0 | 0 | 0 | 0 | 0 | 0 | 0 | 0 | 0 | 0 | 0 | 0 | 0 | 0 | 0 | 0 | 0 | 0 | 0 | 0 | 0 | 0 | 0 | 0 | 0 | 0 | 0 | 0 | 0 | 0 | 3 |  | 0 | 0 | 0 | 0 | 0 | 0 | 0 | 0 | 0 | 0 | 0 | 0 | 0 | 0 | 0 | 0 | 0 | 0 | 0 | 0 | 0 | 0 | 0 | 0 | 0 | 0 | 0 | 0 | 0 | 0 | 0 | 2 | 0 | 0 | 0 | 0 | -104.4 | 65.95 | 1269.924 | South of Kramer Area Constraint | South of Kramer Area Constraint | South of Kramer Area Constraint |  | 0 | 2 | 0 | 0 | 0 | 0 | -104.4 | 65.95 | 1269.924 | South of Kramer Area Constraint | South of Kramer Area Constraint | South of Kramer Area Constraint |  | 3 | 3 | NO | 3 | 1 | 1 | NO | 1
PG&E KERN | Bakersfield | 230 | 0 | 0 | 0 | 0 | 0 | 0 | 0 | 0 | 0 | 0 | 0 | 0 | 0 | 0 | 0 | 0 | 0 | 0 | 0 | 0 | 0 | 0 | 0 | 0 | 0 | 0 | 0 | 0 | 0 | 0 | 0 | 0 | 0 | 0 | 0 | 0 | 0 | 0 | 0 | 0 | 0 | 0 | 0 | 0 | 0 | 0 | 0 | 0 | 0 | 0 | 0 | 0 | 0 | 0 | 0 | 0 | 0 | 0 | 0 | 0 | 0 | 0 | 0 | 0 | 0 | 0 | 0 | 0 | 0 | 0 | 0 | 0 | 0 | 0 | 0 | 0 | 0 | 0 | 1 | 0 | 0 | 0 | 0 | 0 | 0 | 0 | 0 | 0 | 0 | 0 | 0 | 0 | 0 | 0 | 1 | 0 | 0 | 0 |  | 0 | 0 | 0 | 0 | 0 | 0 | 0 | 0 | 0 | 0 | 0 | 0 | 0 | 0 | 0 | 0 | 0 | 0 | 0 | 0 | 0 | 0 | 0 | 0 | 440 | 320 | 0 | 0 | 0 | 1 | 1 | 0 | 2 | 0 | 1 | 1 | -0.76 | -2441.884 | -3308.8336 | Gates 500/230kV TB #12 | Gates 500/230kV TB #12 | Mustang-Henrietta 230 kV line |  | 0 | 0 | 0 | 0 | 0 | 1 | 2851.37 | 2002.988 | -829.8336 | Mustang-Henrietta 230 kV line | Mustang-Henrietta 230 kV line | Mustang-Henrietta 230 kV line |  | 5 | 1 | YES | 2 | 5 | 4 | YES | 4
PG&E FRESNO | Balch | 230 | 0 |  | 0 | 0 | 0 | 0 | 0 | 0 | 0 | 0 | 0 | 0 | 0 | 0 | 0 | 0 | 0 | 0 | 0 | 0 | 0 | 0 | 0 | 0 | 0 | 0 | 0 | 0 | 0 | 0 | 0 | 0 | 0 | 0 | 0 | 0 | 0 | 0 | 0 | 0 | 0 | 0 | 0 | 0 | 0 | 1 | 0 | 0 | 0 | 0 | 0 | 0 | 0 | 0 | 0 | 0 | 0 | 0 | 0 | 0 | 0 | 0 | 0 | 0 | 0 | 0 | 0 | 0 | 0 | 0 | 0 | 0 | 0 | 0 | 0 | 0 | 0 | 0 | 1 | 1 | 0 | 1 | 0 | 0 | 0 | 1 | 0 | 0 | 0 | 1 | 0 | 0 | 0 | 0 | 0 | 0 | 0 | 1 |  | 0 | 0 | 0 | 0 | 0 | 0 | 0 | 0 | 0 | 0 | 0 | 0 | 0 | 0 | 0 | 0 | 0 | 0 | 0 | 0 | 0 | 0 | 0 | 0 | 190 | 0 | 0 | 0 | 0 | 1 | 3 | 0 | 5 | 0 | 3 | 0 | -628.35 | -3180.532 | -3151.403 | Borden-Storey #1 230kV line | Gates 500/230kV TB #11 | Gates 500/230kV TB #12 |  | 0 | 0 | 1 | 0 | 0 | 0 | 181.95 | -339.66 | 1052.6198 | Bellota-Weber 230kV line | Bellota-Weber 230kV line | Bellota-Weber 230kV line |  | 5 | 5 | NO | 5 | 5 | 1 | YES | 2
SCE Eastern | Bannister | 230 | 0 | 0 | 0 | 0 | 0 | 0 | 0 | 0 | 0 | 0 | 0 | 0 | 0 | 0 | 0 | 0 | 0 | 0 | 1 | 1 | 0 | 1 | 0 | 0 | 0 | 0 | 0 | 0 | 0 | 0 | 0 | 0 | 0 | 0 | 0 | 0 | 0 | 0 | 0 | 0 | 0 | 0 | 0 | 0 | 0 | 0 | 0 | 0 | 0 | 0 | 0 | 0 | 0 | 0 | 0 | 0 | 0 | 0 | 0 | 0 | 0 | 0 | 0 | 0 | 0 | 0 | 0 | 0 | 0 | 0 | 0 | 0 | 0 | 0 | 0 | 0 | 0 | 0 | 0 | 0 | 0 | 0 | 0 | 0 | 0 | 0 | 0 | 0 | 0 | 0 | 0 | 0 | 0 | 0 | 0 | 0 | 0 | 1 |  | 0 | 0 | 0 | 0 | 0 | 0 | 0 | 0 | 0 | 0 | 0 | 0 | 0 | 0 | 0 | 0 | 0 | 0 | 60 | 0 | 0 | 0 | 0 | 0 | 0 | 0 | 0 | 0 | 0 | 1 | 1 | 2 | 1 | 0 | 0 | 0 | -1208.036 | -500 | 339.76 | Serrano-Alberhill-Valley Constraint | Eagle Mountain Constraint | Eagle Mountain Constraint |  | 0 | 2 | 0 | 0 | 0 | 0 | -1208.036 | 100 | 339.76 | Serrano-Alberhill-Valley Constraint | Eagle Mountain Constraint | Eagle Mountain Constraint |  | 5 | 4 | YES | 4 | 1 | 1 | NO | 1
SCE Metro | Barre | 230 | 0 | 0 | 0 | 0 | 0 | 0 | 0 | 0 | 0 | 1 | 0 | 0 | 0 | 0 | 0 | 0 | 0 | 0 | 0 | 0 | 0 | 0 | 0 | 0 | 0 | 0 | 0 | 0 | 0 | 0 | 0 | 0 | 0 | 0 | 0 | 0 | 0 | 0 | 0 | 0 | 0 | 0 | 0 | 0 | 0 | 0 | 0 | 0 | 0 | 0 | 0 | 0 | 0 | 0 | 0 | 0 | 0 | 0 | 0 | 0 | 0 | 0 | 0 | 0 | 0 | 0 | 0 | 0 | 0 | 0 | 0 | 0 | 0 | 0 | 0 | 0 | 0 | 0 | 0 | 0 | 0 | 0 | 0 | 0 | 0 | 0 | 0 | 0 | 0 | 0 | 0 | 0 | 0 | 0 | 0 | 0 | 0 | 0 |  | 0 | 0 | 0 | 0 | 0 | 0 | 0 | 0 | 0 | 20 | 0 | 0 | 0 | 0 | 1 | 0 | 0 | 0 | 0 | 0 | 0 | 0 | 0 | 0 | 20 | 0 | 0 | 300 | 0 | 1 | 0 | 0 | 0 | 0 | 0 | 0 | 2097.6988 | 6824.058 | 19009.2611 | SCE Metro Area Default Constraint | SCE Metro Area Default Constraint | SCE Metro Area Default Constraint |  | 0 | 0 | 0 | 0 | 0 | 0 | 2097.6988 | 6824.058 | 19009.2611 | SCE Metro Area Default Constraint | SCE Metro Area Default Constraint | SCE Metro Area Default Constraint |  | 1 | 1 | NO | 1 | 1 | 1 | NO | 1
SDGE | Bay Boulevard | 69 | 0 | 0 | 0 | 0 | 0 | 0 | 0 | 0 | 0 | 0 | 0 | 0 | 0 | 0 | 0 | 0 | 0 | 0 | 0 | 0 | 0 | 0 | 0 | 0 | 0 | 0 | 0 | 0 | 0 | 0 | 1 | 0 | 1 | 0 | 0 | 1 | 1 | 0 | 0 | 0 | 0 | 0 | 0 | 0 | 0 | 0 | 0 | 0 | 0 | 0 | 0 | 0 | 0 | 0 | 0 | 0 | 0 | 0 | 0 | 0 | 0 | 0 | 0 | 0 | 0 | 0 | 0 | 0 | 0 | 0 | 0 | 0 | 0 | 0 | 0 | 0 | 0 | 0 | 0 | 0 | 0 | 0 | 0 | 0 | 0 | 0 | 0 | 0 | 0 | 0 | 0 | 0 | 0 | 0 | 0 | 0 | 0 | 4 |  | 0 | 0 | 0 | 0 | 0 | 0 | 0 | 0 | 0 | 0 | 0 | 0 | 0 | 0 | 0 | 0 | 0 | 0 | 0 | 0 | 0 | 0 | 0 | 0 | 0 | 0 | 0 | 0 | 0 | 0 | 0 | 0 | 0 | 0 | 0 | 0 | 29.03 | 393.085 | 989.0814 | San Luis Rey-San Onofre 230 kV line constraint | San Luis Rey-San Onofre 230 kV line constraint | San Luis Rey-San Onofre 230 kV line constraint |  | 0 | 0 | 0 | 0 | 0 | 0 | 29.03 | 393.085 | 989.0814 | San Luis Rey-San Onofre 230 kV line constraint | San Luis Rey-San Onofre 230 kV line constraint | San Luis Rey-San Onofre 230 kV line constraint |  | 1 | 1 | NO | 1 | 1 | 1 | NO | 1
SDGE | Bay Boulevard | 230 | 0 | 0 | 0 | 0 | 0 | 0 | 0 | 0 | 0 | 0 | 0 | 0 | 0 | 0 | 0 | 0 | 0 | 0 | 0 | 0 | 0 | 0 | 0 | 0 | 0 | 0 | 0 | 0 | 1 | 0 | 1 | 0 | 1 | 0 | 0 | 1 | 1 | 0 | 0 | 0 | 0 | 0 | 0 | 0 | 0 | 0 | 0 | 0 | 0 | 0 | 0 | 0 | 0 | 0 | 0 | 0 | 0 | 0 | 0 | 0 | 0 | 0 | 0 | 0 | 0 | 0 | 0 | 0 | 0 | 0 | 0 | 0 | 0 | 0 | 0 | 0 | 0 | 0 | 0 | 0 | 0 | 0 | 0 | 0 | 0 | 0 | 0 | 0 | 0 | 0 | 0 | 0 | 0 | 0 | 0 | 0 | 0 | 5 |  | 0 | 0 | 0 | 0 | 0 | 0 | 0 | 0 | 0 | 0 | 0 | 0 | 0 | 0 | 0 | 0 | 0 | 0 | 0 | 0 | 0 | 0 | 0 | 0 | 0 | 0 | 0 | 0 | 0 | 0 | 0 | 0 | 0 | 0 | 0 | 0 | 29.03 | 393.085 | 989.0814 | San Luis Rey-San Onofre 230 kV line constraint | San Luis Rey-San Onofre 230 kV line constraint | San Luis Rey-San Onofre 230 kV line constraint |  | 0 | 0 | 0 | 0 | 0 | 0 | 29.03 | 393.085 | 989.0814 | San Luis Rey-San Onofre 230 kV line constraint | San Luis Rey-San Onofre 230 kV line constraint | San Luis Rey-San Onofre 230 kV line constraint |  | 1 | 1 | NO | 1 | 1 | 1 | NO | 1
EOP | Beatty | 138 | 0 | 0 | 0 | 0 | 0 | 0 | 0 | 0 | 0 | 0 | 0 | 0 | 0 | 0 | 0 | 0 | 0 | 0 | 0 | 0 | 0 | 0 | 1 | 1 | 1 | 0 | 0 | 0 | 0 | 0 | 0 | 0 | 0 | 0 | 0 | 0 | 0 | 0 | 0 | 0 | 0 | 0 | 0 | 0 | 0 | 0 | 0 | 0 | 0 | 0 | 0 | 0 | 0 | 0 | 0 | 0 | 0 | 0 | 0 | 0 | 0 | 0 | 0 | 0 | 0 | 0 | 0 | 0 | 0 | 0 | 0 | 0 | 0 | 0 | 0 | 0 | 0 | 0 | 0 | 0 | 0 | 0 | 0 | 0 | 0 | 0 | 0 | 0 | 0 | 0 | 0 | 0 | 0 | 0 | 0 | 0 | 0 | 2 |  | 0 | 0 | 0 | 0 | 0 | 0 | 0 | 0 | 0 | 0 | 0 | 0 | 0 | 0 | 0 | 0 | 0 | 0 | 0 | 0 | 0 | 0 | 0 | 0 | 0 | 0 | 0 | 0 | 0 | 0 | 1 | 0 | 1 | 0 | 0 | 1 | -5797.881 | -6339.828 | -5675.751 | Lugo - Victorville area constraint | Lugo - Victorville area constraint | Lugo - Victorville area constraint |  | 0 | 0 | 0 | 0 | 0 | 0 | 876.62 | 67.08 | 709.88 | Sloan Canyon - Eldorado 500 kV constraint | Sloan Canyon - Eldorado 500 kV constraint | GLW 230kV area constraint |  | 5 | 1 | YES | 2 | 4 | 1 | YES | 2
EOP | Beatty | 230 | 0 | 0 | 0 | 0 | 0 | 0 | 0 | 0 | 0 | 0 | 0 | 0 | 0 | 0 | 0 | 0 | 0 | 0 | 0 | 0 | 0 | 0 | 1 | 1 | 1 | 0 | 0 | 0 | 0 | 0 | 0 | 0 | 0 | 0 | 0 | 0 | 0 | 0 | 0 | 0 | 0 | 0 | 0 | 0 | 0 | 0 | 0 | 0 | 0 | 0 | 0 | 0 | 0 | 0 | 0 | 0 | 0 | 0 | 0 | 0 | 0 | 0 | 0 | 0 | 0 | 0 | 0 | 0 | 0 | 0 | 0 | 0 | 0 | 0 | 0 | 0 | 0 | 0 | 0 | 0 | 0 | 0 | 0 | 0 | 0 | 0 | 0 | 0 | 0 | 0 | 0 | 0 | 0 | 0 | 0 | 0 | 0 | 2 |  | 0 | 0 | 0 | 0 | 0 | 0 | 0 | 0 | 0 | 0 | 0 | 0 | 0 | 0 | 0 | 436 | 0 | 0 | 0 | 0 | 0 | 0 | 0 | 0 | 500 | 0 | 0 | 0 | 0 | 1 | 1 | 0 | 1 | 0 | 0 | 1 | -5797.881 | -6339.828 | -5675.751 | Lugo - Victorville area constraint | Lugo - Victorville area constraint | Lugo - Victorville area constraint |  | 0 | 0 | 0 | 0 | 0 | 0 | 876.62 | 67.08 | 709.88 | Sloan Canyon - Eldorado 500 kV constraint | Sloan Canyon - Eldorado 500 kV constraint | GLW 230kV area constraint |  | 5 | 1 | YES | 2 | 4 | 1 | YES | 2
PG&E NGBA | Belden | 230 | 0 | 0 | 0 | 0 | 0 | 0 | 0 | 0 | 0 | 0 | 0 | 0 | 0 | 0 | 0 | 0 | 0 | 0 | 0 | 0 | 0 | 0 | 0 | 0 | 0 | 0 | 0 | 0 | 0 | 0 | 0 | 0 | 0 | 0 | 0 | 0 | 0 | 0 | 0 | 1 | 1 | 0 | 1 | 0 | 1 | 1 | 1 | 1 | 0 | 0 | 0 | 0 | 0 | 0 | 0 | 0 | 0 | 0 | 0 | 1 | 1 | 0 | 0 | 0 | 0 | 0 | 0 | 0 | 0 | 0 | 0 | 0 | 0 | 0 | 0 | 0 | 0 | 0 | 0 | 0 | 0 | 0 | 0 | 0 | 0 | 0 | 0 | 0 | 0 | 0 | 0 | 0 | 0 | 0 | 0 | 0 | 0 | 0 |  | 0 | 0 | 0 | 0 | 0 | 0 | 0 | 0 | 0 | 0 | 0 | 0 | 0 | 0 | 0 | 0 | 0 | 0 | 0 | 0 | 0 | 0 | 0 | 0 | 0 | 0 | 0 | 0 | 0 | 0 | 2 | 0 | 2 | 0 | 0 | 0 | -2282.29 | -1253.7212 | 72.84 | Collinsville-Tesla 500 kV Line | Collinsville-Tesla 500 kV Line | Woodland- Davis 115kV line |  | 0 | 1 | 1 | 0 | 0 | 0 | -314.49 | -339.66 | 72.84 | Tesla-Bellota 230 kV line | Bellota-Weber 230kV line | Woodland- Davis 115kV line |  | 5 | 5 | NO | 5 | 1 | 1 | NO | 1
PG&E NGBA | Bell | 115 | 0 | 0 | 0 | 0 | 0 | 0 | 0 | 0 | 0 | 0 | 0 | 0 | 0 | 0 | 0 | 0 | 0 | 0 | 0 | 0 | 0 | 0 | 0 | 0 | 0 | 0 | 0 | 0 | 0 | 0 | 0 | 0 | 0 | 0 | 0 | 0 | 0 | 0 | 0 | 1 | 0 | 0 | 0 | 0 | 0 | 1 | 0 | 1 | 0 | 0 | 0 | 0 | 0 | 0 | 0 | 0 | 0 | 0 | 0 | 1 | 1 | 0 | 0 | 0 | 0 | 0 | 0 | 0 | 0 | 0 | 0 | 0 | 0 | 0 | 0 | 0 | 0 | 0 | 0 | 0 | 0 | 0 | 0 | 0 | 0 | 0 | 0 | 0 | 0 | 0 | 0 | 0 | 0 | 0 | 0 | 0 | 0 | 0 |  | 0 | 0 | 0 | 0 | 0 | 0 | 0 | 0 | 0 | 0 | 0 | 0 | 0 | 0 | 0 | 0 | 0 | 0 | 0 | 0 | 0 | 0 | 0 | 0 | 0 | 0 | 0 | 0 | 0 | 0 | 2 | 0 | 2 | 0 | 0 | 0 | -2282.29 | -1253.7212 | 297.6836 | Collinsville-Tesla 500 kV Line | Collinsville-Tesla 500 kV Line | Rio Oso-Lockeford 230kV line |  | 0 | 1 | 1 | 0 | 0 | 0 | -314.49 | -339.66 | 297.6836 | Tesla-Bellota 230 kV line | Bellota-Weber 230kV line | Rio Oso-Lockeford 230kV line |  | 5 | 5 | NO | 5 | 1 | 1 | NO | 1
PG&E NGBA | Bellevue | 115 | 0 | 0 | 0 | 0 | 0 | 0 | 0 | 0 | 0 | 0 | 0 | 0 | 0 | 0 | 0 | 0 | 0 | 0 | 0 | 0 | 0 | 0 | 0 | 0 | 0 | 0 | 0 | 0 | 0 | 0 | 0 | 0 | 0 | 0 | 0 | 0 | 0 | 0 | 0 | 1 | 0 | 0 | 0 | 0 | 0 | 0 | 0 | 0 | 0 | 0 | 0 | 0 | 1 | 0 | 0 | 0 | 0 | 0 | 0 | 0 | 0 | 0 | 0 | 0 | 0 | 0 | 1 | 0 | 0 | 0 | 0 | 0 | 0 | 0 | 0 | 0 | 0 | 0 | 0 | 0 | 0 | 0 | 0 | 0 | 0 | 0 | 0 | 0 | 0 | 0 | 0 | 0 | 0 | 0 | 0 | 0 | 0 | 1 |  | 0 | 0 | 0 | 0 | 0 | 0 | 0 | 0 | 0 | 0 | 0 | 0 | 0 | 0 | 0 | 0 | 0 | 0 | 0 | 0 | 0 | 0 | 0 | 0 | 0 | 0 | 0 | 0 | 0 | 0 | 2 | 0 | 1 | 0 | 0 | 0 | -2282.29 | -1253.7212 | 335.9726 | Collinsville-Tesla 500 kV Line | Collinsville-Tesla 500 kV Line | Birds Landing-Contra Costa 230kV Line |  | 0 | 0 | 0 | 0 | 0 | 0 | 1505.81 | 1776.2038 | 335.9726 | Birds Landing-Contra Costa 230kV Line | Birds Landing-Contra Costa 230kV Line | Birds Landing-Contra Costa 230kV Line |  | 5 | 1 | YES | 2 | 1 | 1 | NO | 1
PG&E GBA | Bellota | 115 | 0 | 0 | 0 | 0 | 0 | 0 | 0 | 0 | 0 | 0 | 0 | 0 | 0 | 0 | 0 | 0 | 0 | 0 | 0 | 0 | 0 | 0 | 0 | 0 | 0 | 0 | 0 | 0 | 0 | 0 | 0 | 0 | 0 | 0 | 0 | 0 | 0 | 0 | 0 | 0 | 0 | 0 | 0 | 0 | 0 | 1 | 0 | 0 | 0 | 0 | 0 | 0 | 0 | 0 | 0 | 0 | 0 | 1 | 0 | 1 | 1 | 0 | 0 | 0 | 0 | 0 | 0 | 0 | 0 | 0 | 0 | 0 | 0 | 0 | 0 | 0 | 0 | 0 | 0 | 0 | 0 | 0 | 0 | 0 | 0 | 0 | 0 | 0 | 0 | 0 | 0 | 0 | 0 | 0 | 0 | 0 | 0 | 0 |  | 0 | 0 | 0 | 0 | 0 | 0 | 0 | 0 | 0 | 0 | 0 | 0 | 0 | 0 | 0 | 0 | 0 | 0 | 0 | 0 | 0 | 0 | 0 | 0 | 0 | 0 | 0 | 0 | 0 | 0 | 1 | 0 | 1 | 0 | 0 | 0 | -614.49 | -339.66 | 672.109 | Tesla-Bellota 230 kV line | Bellota-Weber 230kV line | Kasson Jct-Heinz 115 kV line |  | 0 | 1 | 1 | 0 | 0 | 0 | -314.49 | -339.66 | 672.109 | Tesla-Bellota 230 kV line | Bellota-Weber 230kV line | Kasson Jct-Heinz 115 kV line |  | 5 | 5 | NO | 5 | 1 | 1 | NO | 1
PG&E GBA | Bellota | 230 | 0 | 0 | 0 | 0 | 0 | 0 | 0 | 0 | 0 | 0 | 0 | 0 | 0 | 0 | 0 | 0 | 0 | 0 | 0 | 0 | 0 | 0 | 0 | 0 | 0 | 0 | 0 | 0 | 0 | 0 | 0 | 0 | 0 | 0 | 0 | 0 | 0 | 0 | 0 | 0 | 0 | 0 | 0 | 0 | 0 | 1 | 0 | 0 | 0 | 0 | 0 | 0 | 0 | 0 | 0 | 0 | 0 | 0 | 0 | 1 | 1 | 0 | 0 | 0 | 0 | 0 | 0 | 0 | 0 | 0 | 0 | 0 | 0 | 0 | 0 | 0 | 0 | 0 | 0 | 0 | 0 | 0 | 0 | 0 | 0 | 0 | 0 | 0 | 0 | 0 | 0 | 0 | 0 | 0 | 0 | 0 | 0 | 0 |  | 0 | 0 | 0 | 0 | 0 | 0 | 0 | 0 | 0 | 0 | 0 | 0 | 0 | 0 | 0 | 0 | 0 | 0 | 0 | 0 | 0 | 0 | 0 | 0 | 0 | 0 | 0 | 0 | 0 | 0 | 1 | 0 | 1 | 0 | 0 | 0 | -614.49 | -339.66 | 1052.6198 | Tesla-Bellota 230 kV line | Bellota-Weber 230kV line | Bellota-Weber 230kV line |  | 0 | 1 | 1 | 0 | 0 | 0 | -314.49 | -339.66 | 1052.6198 | Tesla-Bellota 230 kV line | Bellota-Weber 230kV line | Bellota-Weber 230kV line |  | 5 | 5 | NO | 5 | 1 | 1 | NO | 1
SCE Northern | Big Creek | 230 | 1 | 0 | 1 | 0 | 0 | 1 | 1 | 0 | 0 | 0 | 0 | 0 | 0 | 0 | 0 | 0 | 0 | 0 | 0 | 0 | 0 | 0 | 0 | 0 | 0 | 0 | 0 | 0 | 0 | 0 | 0 | 0 | 0 | 0 | 0 | 0 | 0 | 0 | 0 | 0 | 0 | 0 | 0 | 0 | 0 | 0 | 0 | 0 | 0 | 0 | 0 | 0 | 0 | 0 | 0 | 0 | 0 | 0 | 0 | 0 | 0 | 0 | 0 | 0 | 0 | 0 | 0 | 0 | 0 | 0 | 0 | 0 | 0 | 0 | 0 | 0 | 0 | 0 | 0 | 0 | 0 | 0 | 0 | 0 | 0 | 0 | 0 | 0 | 0 | 0 | 0 | 0 | 0 | 0 | 0 | 0 | 0 | 0 |  | 0 | 0 | 0 | 0 | 0 | 0 | 0 | 0 | 0 | 0 | 0 | 0 | 0 | 0 | 0 | 0 | 0 | 0 | 0 | 0 | 0 | 0 | 0 | 0 | 192 | 0 | 0 | 0 | 100 | 1 | 0 | 0 | 2 | 0 | 0 | 0 | 142.98 | -460.18 | 1529.06 | North of Magunden Constraint | Antelope-Vincent Constraint | North of Magunden Constraint |  | 0 | 0 | 2 | 0 | 0 | 0 | 142.98 | -460.18 | 1529.06 | North of Magunden Constraint | Antelope-Vincent Constraint | North of Magunden Constraint |  | 5 | 5 | NO | 5 | 1 | 1 | NO | 1
PG&E FRESNO | Biola | 70 | 0 | 0 | 0 | 0 | 0 | 0 | 0 | 0 | 0 | 0 | 0 | 0 | 0 | 0 | 0 | 0 | 0 | 0 | 0 | 0 | 0 | 0 | 0 | 0 | 0 | 0 | 0 | 0 | 0 | 0 | 0 | 0 | 0 | 0 | 0 | 0 | 0 | 0 | 0 | 0 | 0 | 0 | 0 | 0 | 0 | 0 | 0 | 0 | 0 | 0 | 0 | 0 | 0 | 0 | 0 | 0 | 0 | 0 | 0 | 0 | 0 | 0 | 0 | 0 | 0 | 0 | 0 | 0 | 0 | 0 | 0 | 0 | 0 | 0 | 0 | 0 | 0 | 0 | 0 | 1 | 0 | 1 | 1 | 1 | 0 | 1 | 0 | 1 | 0 | 0 | 0 | 0 | 1 | 0 | 0 | 0 | 0 | 1 |  | 0 | 0 | 0 | 0 | 0 | 0 | 0 | 0 | 0 | 0 | 0 | 0 | 0 | 0 | 0 | 0 | 0 | 0 | 0 | 0 | 0 | 0 | 0 | 0 | 0 | 0 | 0 | 78 | 0 | 1 | 2 | 0 | 3 | 0 | 1 | 0 | -570.55 | -3180.532 | -2164.4302 | Chowchilla-Le grand 115kV Line | Gates 500/230kV TB #11 | Gates 500/230kV TB #11 |  | 0 | 0 | 0 | 0 | 0 | 0 | 15.95 | 0.35 | 378.2276 | Oro Loma-El Nido 115kV Line | Oro Loma-El Nido 115kV Line | Oro Loma-El Nido 115kV Line |  | 5 | 1 | YES | 2 | 5 | 1 | YES | 2
PG&E GBA | Birds Landing | 230 | 0 | 0 | 0 | 0 | 0 | 0 | 0 | 0 | 0 | 0 | 0 | 0 | 0 | 0 | 0 | 0 | 0 | 0 | 0 | 0 | 0 | 0 | 0 | 0 | 0 | 0 | 0 | 0 | 0 | 0 | 0 | 0 | 0 | 0 | 0 | 0 | 0 | 0 | 0 | 1 | 0 | 0 | 0 | 0 | 0 | 0 | 0 | 0 | 0 | 0 | 0 | 0 | 0 | 1 | 1 | 1 | 0 | 0 | 1 | 1 | 0 | 0 | 0 | 0 | 0 | 1 | 1 | 0 | 0 | 0 | 0 | 0 | 0 | 0 | 0 | 0 | 0 | 0 | 0 | 0 | 0 | 0 | 0 | 0 | 0 | 0 | 0 | 0 | 0 | 0 | 0 | 0 | 0 | 0 | 0 | 0 | 0 | 0 |  | 0 | 0 | 229.98 | 0 | 0 | 0 | 0 | 0 | 0 | 0 | 0 | 0 | 0 | 0 | 1 | 0 | 0 | 229.98 | 0 | 0 | 0 | 0 | 0 | 0 | 0 | 0 | 0 | 0 | 0 | 1 | 4 | 0 | 1 | 0 | 0 | 0 | -2282.29 | -1253.7212 | 335.9726 | Collinsville-Tesla 500 kV Line | Collinsville-Tesla 500 kV Line | Birds Landing-Contra Costa 230kV Line |  | 0 | 1 | 0 | 0 | 0 | 0 | -314.49 | 932.2038 | 335.9726 | Tesla-Bellota 230 kV line | Contra Costa- Windmaster 230 kV line | Birds Landing-Contra Costa 230kV Line |  | 5 | 4 | YES | 4 | 1 | 1 | NO | 1
SCE Northern | Bliss | 66 | 1 | 0 | 1 | 0 | 0 | 1 | 1 | 0 | 0 | 0 | 0 | 0 | 0 | 0 | 0 | 0 | 0 | 0 | 0 | 0 | 0 | 0 | 0 | 0 | 0 | 0 | 0 | 0 | 0 | 0 | 0 | 0 | 0 | 0 | 0 | 0 | 0 | 0 | 0 | 0 | 0 | 0 | 0 | 0 | 0 | 0 | 0 | 0 | 0 | 0 | 0 | 0 | 0 | 0 | 0 | 0 | 0 | 0 | 0 | 0 | 0 | 0 | 0 | 0 | 0 | 0 | 0 | 0 | 0 | 0 | 0 | 0 | 0 | 0 | 0 | 0 | 0 | 0 | 0 | 0 | 0 | 0 | 0 | 0 | 0 | 0 | 0 | 0 | 0 | 0 | 0 | 0 | 0 | 0 | 0 | 0 | 0 | 0 |  | 0 | 0 | 0 | 0 | 0 | 0 | 0 | 0 | 0 | 0 | 0 | 0 | 0 | 0 | 0 | 0 | 0 | 0 | 0 | 0 | 0 | 0 | 0 | 0 | 0 | 0 | 0 | 0 | 0 | 0 | 0 | 0 | 2 | 0 | 0 | 0 | 142.98 | -460.18 | 1529.06 | North of Magunden Constraint | Antelope-Vincent Constraint | North of Magunden Constraint |  | 0 | 0 | 2 | 0 | 0 | 0 | 142.98 | -460.18 | 1529.06 | North of Magunden Constraint | Antelope-Vincent Constraint | North of Magunden Constraint |  | 5 | 5 | NO | 5 | 1 | 1 | NO | 1
SCE Eastern | Blythe | 161 | 0 | 0 | 0 | 0 | 0 | 0 | 0 | 0 | 0 | 0 | 0 | 0 | 0 | 0 | 0 | 0 | 0 | 0 | 1 | 0 | 0 | 0 | 0 | 0 | 0 | 0 | 0 | 0 | 0 | 0 | 0 | 1 | 1 | 0 | 0 | 0 | 0 | 0 | 0 | 0 | 0 | 0 | 0 | 0 | 0 | 0 | 0 | 0 | 0 | 0 | 0 | 0 | 0 | 0 | 0 | 0 | 0 | 0 | 0 | 0 | 0 | 0 | 0 | 0 | 0 | 0 | 0 | 0 | 0 | 0 | 0 | 0 | 0 | 0 | 0 | 0 | 0 | 0 | 0 | 0 | 0 | 0 | 0 | 0 | 0 | 0 | 0 | 0 | 0 | 0 | 0 | 0 | 0 | 0 | 0 | 0 | 0 | 2 |  | 0 | 0 | 0 | 0 | 0 | 0 | 0 | 0 | 0 | 300 | 0 | 150 | 0 | 0 | 1 | 0 | 0 | 0 | 0 | 0 | 0 | 0 | 0 | 0 | 300 | 160 | 310 | 0 | 0 | 1 | 1 | 0 | 1 | 0 | 0 | 0 | -529 | -500 | 339.76 | Eagle Mountain Constraint | Eagle Mountain Constraint | Eagle Mountain Constraint |  | 0 | 0 | 0 | 0 | 0 | 0 | 29.03 | 100 | 339.76 | San Luis Rey-San Onofre 230 kV line constraint | Eagle Mountain Constraint | Eagle Mountain Constraint |  | 5 | 1 | YES | 2 | 1 | 1 | NO | 1
PG&E NGBA | Bogue | 115 | 0 | 0 | 0 | 0 | 0 | 0 | 0 | 0 | 0 | 0 | 0 | 0 | 0 | 0 | 0 | 0 | 0 | 0 | 0 | 0 | 0 | 0 | 0 | 0 | 0 | 0 | 0 | 0 | 0 | 0 | 0 | 0 | 0 | 0 | 0 | 0 | 0 | 0 | 0 | 1 | 0 | 0 | 0 | 0 | 1 | 1 | 1 | 1 | 0 | 0 | 0 | 0 | 0 | 0 | 0 | 0 | 0 | 0 | 0 | 1 | 1 | 0 | 0 | 0 | 0 | 0 | 0 | 0 | 0 | 0 | 0 | 0 | 0 | 0 | 0 | 0 | 0 | 0 | 0 | 0 | 0 | 0 | 0 | 0 | 0 | 0 | 0 | 0 | 0 | 0 | 0 | 0 | 0 | 0 | 0 | 0 | 0 | 0 |  | 0 | 0 | 0 | 0 | 0 | 0 | 0 | 0 | 0 | 0 | 0 | 0 | 0 | 0 | 0 | 0 | 0 | 0 | 0 | 0 | 0 | 0 | 0 | 0 | 0 | 0 | 0 | 0 | 0 | 0 | 2 | 0 | 2 | 0 | 0 | 0 | -2282.29 | -1253.7212 | 85.9836 | Collinsville-Tesla 500 kV Line | Collinsville-Tesla 500 kV Line | Rocklin-Pleaseant grove 115kV line |  | 0 | 1 | 1 | 0 | 0 | 0 | -314.49 | -339.66 | 85.9836 | Tesla-Bellota 230 kV line | Bellota-Weber 230kV line | Rocklin-Pleaseant grove 115kV line |  | 5 | 5 | NO | 5 | 1 | 1 | NO | 1
PG&E FRESNO | Borden | 230 | 0 | 0 | 0 | 0 | 0 | 0 | 0 | 0 | 0 | 0 | 0 | 0 | 0 | 0 | 0 | 0 | 0 | 0 | 0 | 0 | 0 | 0 | 0 | 0 | 0 | 0 | 0 | 0 | 0 | 0 | 0 | 0 | 0 | 0 | 0 | 0 | 0 | 0 | 0 | 0 | 0 | 0 | 0 | 0 | 0 | 1 | 0 | 0 | 0 | 0 | 0 | 0 | 0 | 0 | 0 | 0 | 0 | 0 | 0 | 0 | 0 | 0 | 0 | 0 | 0 | 0 | 0 | 0 | 0 | 0 | 0 | 0 | 0 | 0 | 0 | 0 | 0 | 0 | 1 | 1 | 0 | 1 | 1 | 1 | 1 | 1 | 0 | 1 | 1 | 1 | 0 | 0 | 1 | 0 | 1 | 0 | 0 | 2 |  | 0 | 0 | 0 | 0 | 0 | 0 | 0 | 0 | 0 | 0 | 0 | 0 | 0 | 0 | 0 | 0 | 0 | 0 | 0 | 0 | 0 | 0 | 0 | 0 | 0 | 0 | 0 | 0 | 0 | 0 | 4 | 0 | 7 | 0 | 3 | 1 | -628.35 | -3180.532 | -3308.8336 | Borden-Storey #1 230kV line | Gates 500/230kV TB #11 | Mustang-Henrietta 230 kV line |  | 0 | 0 | 1 | 0 | 0 | 1 | 15.95 | -339.66 | -829.8336 | Oro Loma-El Nido 115kV Line | Bellota-Weber 230kV line | Mustang-Henrietta 230 kV line |  | 5 | 5 | NO | 5 | 5 | 4 | YES | 4
PG&E FRESNO | Borden | 70 | 0 | 0 | 0 | 0 | 0 | 0 | 0 | 0 | 0 | 0 | 0 | 0 | 0 | 0 | 0 | 0 | 0 | 0 | 0 | 0 | 0 | 0 | 0 | 0 | 0 | 0 | 0 | 0 | 0 | 0 | 0 | 0 | 0 | 0 | 0 | 0 | 0 | 0 | 0 | 0 | 0 | 0 | 0 | 0 | 0 | 1 | 0 | 0 | 0 | 0 | 0 | 0 | 0 | 0 | 0 | 0 | 0 | 0 | 0 | 0 | 0 | 0 | 0 | 0 | 0 | 0 | 0 | 0 | 0 | 0 | 0 | 0 | 0 | 0 | 0 | 0 | 0 | 0 | 1 | 0 | 0 | 1 | 1 | 1 | 1 | 1 | 0 | 1 | 1 | 1 | 0 | 0 | 1 | 0 | 1 | 0 | 0 | 2 |  | 0 | 0 | 0 | 0 | 0 | 0 | 0 | 0 | 0 | 0 | 0 | 0 | 0 | 0 | 0 | 0 | 0 | 0 | 0 | 0 | 0 | 0 | 0 | 0 | 0 | 0 | 0 | 0 | 0 | 0 | 3 | 0 | 6 | 0 | 2 | 1 | -628.35 | -2441.884 | -3308.8336 | Borden-Storey #1 230kV line | Gates 500/230kV TB #12 | Mustang-Henrietta 230 kV line |  | 0 | 0 | 1 | 0 | 0 | 1 | 15.95 | -339.66 | -829.8336 | Oro Loma-El Nido 115kV Line | Bellota-Weber 230kV line | Mustang-Henrietta 230 kV line |  | 5 | 5 | NO | 5 | 5 | 4 | YES | 4
SDGE | Boulevard East | 138 | 0 | 0 | 0 | 0 | 0 | 0 | 0 | 0 | 0 | 0 | 0 | 0 | 0 | 0 | 0 | 0 | 0 | 0 | 0 | 0 | 0 | 0 | 0 | 0 | 0 | 0 | 0 | 0 | 0 | 0 | 1 | 0 | 1 | 0 | 0 | 1 | 1 | 0 | 0 | 0 | 0 | 0 | 0 | 0 | 0 | 0 | 0 | 0 | 0 | 0 | 0 | 0 | 0 | 0 | 0 | 0 | 0 | 0 | 0 | 0 | 0 | 0 | 0 | 0 | 0 | 0 | 0 | 0 | 0 | 0 | 0 | 0 | 0 | 0 | 0 | 0 | 0 | 0 | 0 | 0 | 0 | 0 | 0 | 0 | 0 | 0 | 0 | 0 | 0 | 0 | 0 | 0 | 0 | 0 | 0 | 0 | 0 | 4 |  | 0 | 0 | 0 | 0 | 0 | 0 | 0 | 0 | 0 | 0 | 0 | 0 | 0 | 0 | 0 | 0 | 0 | 180 | 0 | 0 | 0 | 0 | 0 | 0 | 20 | 10 | 0 | 0 | 0 | 1 | 0 | 0 | 0 | 0 | 0 | 0 | 29.03 | 393.085 | 989.0814 | San Luis Rey-San Onofre 230 kV line constraint | San Luis Rey-San Onofre 230 kV line constraint | San Luis Rey-San Onofre 230 kV line constraint |  | 0 | 0 | 0 | 0 | 0 | 0 | 29.03 | 393.085 | 989.0814 | San Luis Rey-San Onofre 230 kV line constraint | San Luis Rey-San Onofre 230 kV line constraint | San Luis Rey-San Onofre 230 kV line constraint |  | 1 | 1 | NO | 1 | 1 | 1 | NO | 1
SDGE | Boulevard East | 69 | 0 | 0 | 0 | 0 | 0 | 0 | 0 | 0 | 0 | 0 | 0 | 0 | 0 | 0 | 0 | 0 | 0 | 0 | 0 | 0 | 0 | 0 | 0 | 0 | 0 | 0 | 0 | 0 | 0 | 0 | 1 | 0 | 1 | 0 | 0 | 1 | 1 | 0 | 0 | 0 | 0 | 0 | 0 | 0 | 0 | 0 | 0 | 0 | 0 | 0 | 0 | 0 | 0 | 0 | 0 | 0 | 0 | 0 | 0 | 0 | 0 | 0 | 0 | 0 | 0 | 0 | 0 | 0 | 0 | 0 | 0 | 0 | 0 | 0 | 0 | 0 | 0 | 0 | 0 | 0 | 0 | 0 | 0 | 0 | 0 | 0 | 0 | 0 | 0 | 0 | 0 | 0 | 0 | 0 | 0 | 0 | 0 | 4 |  | 0 | 0 | 0 | 0 | 0 | 0 | 0 | 0 | 0 | 0 | 0 | 9.75 | 0 | 0 | 1 | 0 | 0 | 0 | 0 | 0 | 0 | 0 | 0 | 0 | 0 | 17.4 | 27.15 | 0 | 0 | 1 | 0 | 0 | 0 | 0 | 0 | 0 | 29.03 | 393.085 | 989.0814 | San Luis Rey-San Onofre 230 kV line constraint | San Luis Rey-San Onofre 230 kV line constraint | San Luis Rey-San Onofre 230 kV line constraint |  | 0 | 0 | 0 | 0 | 0 | 0 | 29.03 | 393.085 | 989.0814 | San Luis Rey-San Onofre 230 kV line constraint | San Luis Rey-San Onofre 230 kV line constraint | San Luis Rey-San Onofre 230 kV line constraint |  | 1 | 1 | NO | 1 | 1 | 1 | NO | 1
PG&E GBA | Brentwood | 230 | 0 | 0 | 0 | 0 | 0 | 0 | 0 | 0 | 0 | 0 | 0 | 0 | 0 | 0 | 0 | 0 | 0 | 0 | 0 | 0 | 0 | 0 | 0 | 0 | 0 | 0 | 0 | 0 | 0 | 0 | 0 | 0 | 0 | 0 | 0 | 0 | 0 | 0 | 0 | 1 | 0 | 0 | 0 | 0 | 0 | 0 | 0 | 0 | 0 | 0 | 0 | 0 | 0 | 1 | 1 | 1 | 0 | 0 | 1 | 1 | 0 | 0 | 0 | 0 | 0 | 1 | 0 | 0 | 0 | 0 | 0 | 0 | 0 | 0 | 0 | 0 | 0 | 0 | 0 | 0 | 0 | 0 | 0 | 0 | 0 | 0 | 0 | 0 | 0 | 0 | 0 | 0 | 0 | 0 | 0 | 0 | 0 | 0 |  | 0 | 0 | 0 | 0 | 0 | 0 | 0 | 0 | 0 | 0 | 0 | 0 | 0 | 0 | 0 | 0 | 0 | 0 | 0 | 0 | 0 | 0 | 0 | 2 | 0 | 50 | 0 | 0 | 0 | 1 | 3 | 0 | 1 | 0 | 0 | 0 | -2282.29 | -1253.7212 | 884.6639 | Collinsville-Tesla 500 kV Line | Collinsville-Tesla 500 kV Line | Collinsville-Tesla 500 kV Line |  | 0 | 1 | 0 | 0 | 0 | 0 | -314.49 | 932.2038 | 884.6639 | Tesla-Bellota 230 kV line | Contra Costa- Windmaster 230 kV line | Collinsville-Tesla 500 kV Line |  | 5 | 4 | YES | 4 | 1 | 1 | NO | 1
PG&E NGBA | Bridgeville | 115 | 0 | 0 | 0 | 0 | 0 | 0 | 0 | 0 | 0 | 0 | 0 | 0 | 0 | 0 | 0 | 0 | 0 | 0 | 0 | 0 | 0 | 0 | 0 | 0 | 0 | 0 | 0 | 0 | 0 | 0 | 0 | 0 | 0 | 0 | 0 | 0 | 0 | 0 | 0 | 1 | 0 | 0 | 0 | 0 | 0 | 0 | 0 | 0 | 0 | 0 | 0 | 0 | 0 | 0 | 0 | 0 | 0 | 0 | 0 | 0 | 0 | 0 | 0 | 0 | 0 | 0 | 0 | 0 | 0 | 0 | 0 | 0 | 0 | 0 | 0 | 0 | 0 | 0 | 0 | 0 | 0 | 0 | 0 | 0 | 0 | 0 | 0 | 0 | 0 | 0 | 0 | 0 | 0 | 0 | 0 | 0 | 0 | 0 |  | 0 | 0 | 0 | 0 | 0 | 0 | 0 | 0 | 0 | 0 | 0 | 0 | 0 | 0 | 0 | 0 | 0 | 0 | 0 | 0 | 0 | 0 | 0 | 0 | 0 | 0 | 0 | 0 | 0 | 0 | 1 | 0 | 1 | 0 | 0 | 0 | -2282.29 | -1253.7212 | 884.6639 | Collinsville-Tesla 500 kV Line | Collinsville-Tesla 500 kV Line | Collinsville-Tesla 500 kV Line |  | 0 | 0 | 0 | 0 | 0 | 0 | 6362.71 | 7391.2788 | 884.6639 | Collinsville-Tesla 500 kV Line | Collinsville-Tesla 500 kV Line | Collinsville-Tesla 500 kV Line |  | 5 | 1 | YES | 2 | 1 | 1 | NO | 1
PG&E NGBA | Brighton | 115 | 0 | 0 | 0 | 0 | 0 | 0 | 0 | 0 | 0 | 0 | 0 | 0 | 0 | 0 | 0 | 0 | 0 | 0 | 0 | 0 | 0 | 0 | 0 | 0 | 0 | 0 | 0 | 0 | 0 | 0 | 0 | 0 | 0 | 0 | 0 | 0 | 0 | 0 | 0 | 1 | 0 | 0 | 0 | 0 | 0 | 1 | 0 | 1 | 0 | 0 | 0 | 0 | 0 | 0 | 0 | 0 | 0 | 0 | 0 | 1 | 1 | 0 | 0 | 0 | 0 | 0 | 0 | 0 | 0 | 0 | 0 | 0 | 0 | 0 | 0 | 0 | 0 | 0 | 0 | 0 | 0 | 0 | 0 | 0 | 0 | 1 | 0 | 0 | 0 | 0 | 0 | 0 | 0 | 0 | 0 | 0 | 0 | 1 |  | 0 | 0 | 0 | 0 | 0 | 0 | 0 | 0 | 0 | 0 | 0 | 0 | 0 | 0 | 0 | 0 | 0 | 0 | 0 | 0 | 0 | 0 | 0 | 0 | 0 | 0 | 0 | 0 | 0 | 0 | 2 | 0 | 2 | 0 | 0 | 0 | -2282.29 | -1253.7212 | 297.6836 | Collinsville-Tesla 500 kV Line | Collinsville-Tesla 500 kV Line | Rio Oso-Lockeford 230kV line |  | 0 | 1 | 1 | 0 | 0 | 0 | -314.49 | -339.66 | 297.6836 | Tesla-Bellota 230 kV line | Bellota-Weber 230kV line | Rio Oso-Lockeford 230kV line |  | 5 | 5 | NO | 5 | 1 | 1 | NO | 1
PG&E NGBA | Brighton | 230 | 0 | 0 | 0 | 0 | 0 | 0 | 0 | 0 | 0 | 0 | 0 | 0 | 0 | 0 | 0 | 0 | 0 | 0 | 0 | 0 | 0 | 0 | 0 | 0 | 0 | 0 | 0 | 0 | 0 | 0 | 0 | 0 | 0 | 0 | 0 | 0 | 0 | 0 | 0 | 1 | 0 | 0 | 0 | 0 | 0 | 1 | 0 | 1 | 0 | 0 | 0 | 0 | 0 | 0 | 0 | 0 | 0 | 0 | 0 | 1 | 1 | 0 | 0 | 0 | 0 | 0 | 0 | 0 | 0 | 0 | 0 | 0 | 0 | 0 | 0 | 0 | 0 | 0 | 0 | 0 | 0 | 0 | 0 | 0 | 0 | 1 | 0 | 0 | 0 | 0 | 0 | 0 | 0 | 0 | 0 | 0 | 0 | 1 |  | 0 | 0 | 0 | 0 | 0 | 0 | 0 | 0 | 0 | 0 | 0 | 0 | 0 | 0 | 0 | 0 | 0 | 0 | 0 | 0 | 0 | 0 | 0 | 0 | 0 | 0 | 0 | 0 | 0 | 0 | 2 | 0 | 2 | 0 | 0 | 0 | -2282.29 | -1253.7212 | 297.6836 | Collinsville-Tesla 500 kV Line | Collinsville-Tesla 500 kV Line | Rio Oso-Lockeford 230kV line |  | 0 | 1 | 1 | 0 | 0 | 0 | -314.49 | -339.66 | 297.6836 | Tesla-Bellota 230 kV line | Bellota-Weber 230kV line | Rio Oso-Lockeford 230kV line |  | 5 | 5 | NO | 5 | 1 | 1 | NO | 1
PG&E NGBA | Brunswick | 115 | 0 | 0 | 0 | 0 | 0 | 0 | 0 | 0 | 0 | 0 | 0 | 0 | 0 | 0 | 0 | 0 | 0 | 0 | 0 | 0 | 0 | 0 | 0 | 0 | 0 | 0 | 0 | 0 | 0 | 0 | 0 | 0 | 0 | 0 | 0 | 0 | 0 | 0 | 0 | 1 | 0 | 0 | 1 | 0 | 0 | 1 | 1 | 1 | 0 | 0 | 0 | 0 | 0 | 0 | 0 | 0 | 0 | 0 | 0 | 1 | 1 | 0 | 0 | 0 | 0 | 0 | 0 | 0 | 0 | 0 | 0 | 0 | 0 | 0 | 0 | 0 | 0 | 0 | 0 | 0 | 0 | 0 | 0 | 0 | 0 | 0 | 0 | 0 | 0 | 0 | 0 | 0 | 0 | 0 | 0 | 0 | 0 | 0 |  | 0 | 0 | 0 | 0 | 0 | 0 | 0 | 0 | 0 | 0 | 0 | 0 | 0 | 0 | 0 | 0 | 0 | 0 | 0 | 0 | 0 | 0 | 0 | 0 | 0 | 0 | 0 | 0 | 0 | 0 | 2 | 0 | 2 | 0 | 0 | 0 | -2282.29 | -1253.7212 | 211.04 | Collinsville-Tesla 500 kV Line | Collinsville-Tesla 500 kV Line | Bell-Placer 115kV Line |  | 0 | 1 | 1 | 0 | 0 | 0 | -314.49 | -339.66 | 211.04 | Tesla-Bellota 230 kV line | Bellota-Weber 230kV line | Bell-Placer 115kV Line |  | 5 | 5 | NO | 5 | 1 | 1 | NO | 1
PG&E NGBA | Bucks Creek | 230 | 0 | 0 | 0 | 0 | 0 | 0 | 0 | 0 | 0 | 0 | 0 | 0 | 0 | 0 | 0 | 0 | 0 | 0 | 0 | 0 | 0 | 0 | 0 | 0 | 0 | 0 | 0 | 0 | 0 | 0 | 0 | 0 | 0 | 0 | 0 | 0 | 0 | 0 | 0 | 1 | 1 | 0 | 1 | 0 | 1 | 1 | 1 | 1 | 0 | 0 | 0 | 0 | 0 | 0 | 0 | 0 | 0 | 0 | 1 | 1 | 1 | 0 | 0 | 0 | 0 | 0 | 0 | 0 | 0 | 0 | 0 | 0 | 0 | 0 | 0 | 0 | 0 | 0 | 0 | 0 | 0 | 0 | 0 | 0 | 0 | 0 | 0 | 0 | 0 | 0 | 0 | 0 | 0 | 0 | 0 | 0 | 0 | 0 |  | 0 | 0 | 0 | 0 | 0 | 0 | 0 | 0 | 0 | 0 | 0 | 0 | 0 | 0 | 0 | 0 | 0 | 0 | 0 | 0 | 0 | 0 | 0 | 0 | 0 | 0 | 0 | 0 | 0 | 0 | 2 | 0 | 2 | 0 | 0 | 0 | -2282.29 | -1253.7212 | 72.84 | Collinsville-Tesla 500 kV Line | Collinsville-Tesla 500 kV Line | Woodland- Davis 115kV line |  | 0 | 1 | 1 | 0 | 0 | 0 | -314.49 | -339.66 | 72.84 | Tesla-Bellota 230 kV line | Bellota-Weber 230kV line | Woodland- Davis 115kV line |  | 5 | 5 | NO | 5 | 1 | 1 | NO | 1
PG&E KERN | Buena Vista | 230 | 0 | 0 | 0 | 0 | 0 | 0 | 0 | 0 | 0 | 0 | 0 | 0 | 0 | 0 | 0 | 0 | 0 | 0 | 0 | 0 | 0 | 0 | 0 | 0 | 0 | 0 | 0 | 0 | 0 | 0 | 0 | 0 | 0 | 0 | 0 | 0 | 0 | 0 | 0 | 0 | 0 | 0 | 0 | 0 | 0 | 0 | 0 | 0 | 0 | 0 | 0 | 0 | 0 | 0 | 0 | 0 | 0 | 0 | 0 | 0 | 0 | 0 | 0 | 0 | 0 | 0 | 0 | 0 | 0 | 0 | 0 | 0 | 0 | 0 | 0 | 0 | 0 | 0 | 1 | 1 | 0 | 0 | 0 | 0 | 0 | 0 | 0 | 0 | 0 | 0 | 0 | 0 | 0 | 0 | 1 | 0 | 0 | 0 |  | 0 | 0 | 0 | 0 | 0 | 0 | 0 | 0 | 0 | 0 | 0 | 0 | 0 | 0 | 0 | 0 | 0 | 0 | 0 | 0 | 0 | 0 | 0 | 0 | 895 | 555 | 0 | 100 | 0 | 1 | 2 | 0 | 3 | 0 | 2 | 1 | -385.58 | -3180.532 | -3308.8336 | Gates 500/230kV TB #11 | Gates 500/230kV TB #11 | Mustang-Henrietta 230 kV line |  | 0 | 0 | 0 | 0 | 0 | 1 | 2851.37 | 2002.988 | -829.8336 | Mustang-Henrietta 230 kV line | Mustang-Henrietta 230 kV line | Mustang-Henrietta 230 kV line |  | 5 | 1 | YES | 2 | 5 | 4 | YES | 4
PG&E FRESNO | Bullard | 115 | 0 | 0 | 0 | 0 | 0 | 0 | 0 | 0 | 0 | 0 | 0 | 0 | 0 | 0 | 0 | 0 | 0 | 0 | 0 | 0 | 0 | 0 | 0 | 0 | 0 | 0 | 0 | 0 | 0 | 0 | 0 | 0 | 0 | 0 | 0 | 0 | 0 | 0 | 0 | 0 | 0 | 0 | 0 | 0 | 0 | 1 | 0 | 0 | 0 | 0 | 0 | 0 | 0 | 0 | 0 | 0 | 0 | 0 | 0 | 0 | 0 | 0 | 0 | 0 | 0 | 0 | 0 | 0 | 0 | 0 | 0 | 0 | 0 | 0 | 0 | 0 | 0 | 0 | 1 | 0 | 0 | 1 | 1 | 1 | 1 | 1 | 0 | 1 | 1 | 1 | 0 | 0 | 1 | 0 | 1 | 0 | 0 | 2 |  | 0 | 0 | 0 | 0 | 0 | 0 | 0 | 0 | 0 | 0 | 0 | 0 | 0 | 0 | 0 | 0 | 0 | 0 | 0 | 0 | 0 | 0 | 0 | 0 | 0 | 0 | 0 | 0 | 0 | 0 | 3 | 0 | 6 | 0 | 2 | 1 | -628.35 | -2441.884 | -3308.8336 | Borden-Storey #1 230kV line | Gates 500/230kV TB #12 | Mustang-Henrietta 230 kV line |  | 0 | 0 | 1 | 0 | 0 | 1 | 15.95 | -339.66 | -829.8336 | Oro Loma-El Nido 115kV Line | Bellota-Weber 230kV line | Mustang-Henrietta 230 kV line |  | 5 | 5 | NO | 5 | 5 | 4 | YES | 4
PG&E GBA | Burlingame | 115 | 0 | 0 | 0 | 0 | 0 | 0 | 0 | 0 | 0 | 0 | 0 | 0 | 0 | 0 | 0 | 0 | 0 | 0 | 0 | 0 | 0 | 0 | 0 | 0 | 0 | 0 | 0 | 0 | 0 | 0 | 0 | 0 | 0 | 0 | 0 | 0 | 0 | 0 | 0 | 1 | 0 | 0 | 0 | 0 | 0 | 0 | 0 | 0 | 0 | 0 | 0 | 0 | 1 | 0 | 0 | 0 | 0 | 0 | 0 | 0 | 0 | 0 | 0 | 0 | 0 | 0 | 0 | 0 | 0 | 0 | 0 | 0 | 0 | 0 | 0 | 0 | 0 | 0 | 0 | 0 | 0 | 0 | 0 | 0 | 0 | 0 | 0 | 0 | 0 | 0 | 0 | 0 | 0 | 0 | 0 | 0 | 0 | 1 |  | 0 | 0 | 0 | 0 | 0 | 0 | 0 | 0 | 0 | 0 | 0 | 0 | 0 | 0 | 0 | 0 | 0 | 50 | 0 | 0 | 0 | 0 | 0 | 0 | 100 | 0 | 0 | 0 | 0 | 1 | 1 | 0 | 1 | 0 | 0 | 0 | -2282.29 | -1253.7212 | 884.6639 | Collinsville-Tesla 500 kV Line | Collinsville-Tesla 500 kV Line | Collinsville-Tesla 500 kV Line |  | 0 | 0 | 0 | 0 | 0 | 0 | 2160.3 | 2019.85 | 884.6639 | Sobrante-Moraga 230 kV line | Sobrante-Moraga 230 kV line | Collinsville-Tesla 500 kV Line |  | 5 | 1 | YES | 2 | 1 | 1 | NO | 1
PG&E NGBA | Burney Forest | 230 | 0 | 0 | 0 | 0 | 0 | 0 | 0 | 0 | 0 | 0 | 0 | 0 | 0 | 0 | 0 | 0 | 0 | 0 | 0 | 0 | 0 | 0 | 0 | 0 | 0 | 0 | 0 | 0 | 0 | 0 | 0 | 0 | 0 | 0 | 0 | 0 | 0 | 0 | 0 | 1 | 0 | 0 | 0 | 1 | 0 | 0 | 0 | 0 | 0 | 0 | 0 | 0 | 0 | 0 | 0 | 0 | 0 | 0 | 0 | 0 | 0 | 0 | 0 | 0 | 0 | 0 | 0 | 0 | 0 | 0 | 0 | 0 | 0 | 0 | 0 | 0 | 0 | 0 | 0 | 0 | 0 | 0 | 0 | 0 | 0 | 0 | 0 | 0 | 0 | 0 | 0 | 0 | 0 | 0 | 0 | 0 | 0 | 0 |  | 0 | 0 | 0 | 0 | 0 | 0 | 0 | 0 | 0 | 0 | 0 | 0 | 0 | 0 | 0 | 40 | 0 | 0 | 0 | 0 | 0 | 0 | 0 | 0 | 0 | 0 | 0 | 0 | 0 | 1 | 2 | 0 | 2 | 0 | 0 | 1 | -2282.29 | -1253.7212 | -25 | Collinsville-Tesla 500 kV Line | Collinsville-Tesla 500 kV Line | Carberry-Round Mountain 230kV Line |  | 1 | 0 | 1 | 0 | 0 | 1 | -25 | -25 | -25 | Carberry-Round Mountain 230kV Line | Carberry-Round Mountain 230kV Line | Carberry-Round Mountain 230kV Line |  | 5 | 5 | NO | 5 | 3 | 3 | NO | 3
PG&E NGBA | Butte | 115 | 0 | 0 | 0 | 0 | 0 | 0 | 0 | 0 | 0 | 0 | 0 | 0 | 0 | 0 | 0 | 0 | 0 | 0 | 0 | 0 | 0 | 0 | 0 | 0 | 0 | 0 | 0 | 0 | 0 | 0 | 0 | 0 | 0 | 0 | 0 | 0 | 0 | 0 | 0 | 1 | 0 | 0 | 0 | 0 | 0 | 0 | 0 | 0 | 0 | 0 | 0 | 0 | 0 | 0 | 0 | 0 | 0 | 0 | 0 | 0 | 0 | 0 | 0 | 0 | 0 | 0 | 0 | 0 | 0 | 0 | 0 | 0 | 0 | 0 | 0 | 0 | 0 | 0 | 0 | 0 | 0 | 0 | 0 | 0 | 0 | 0 | 0 | 0 | 0 | 0 | 0 | 0 | 0 | 0 | 0 | 0 | 0 | 0 |  | 0 | 0 | 0 | 0 | 0 | 0 | 0 | 0 | 0 | 0 | 0 | 0 | 0 | 0 | 0 | 0 | 0 | 0 | 0 | 0 | 0 | 0 | 0 | 0 | 0 | 0 | 0 | 0 | 0 | 0 | 1 | 0 | 1 | 0 | 0 | 0 | -2282.29 | -1253.7212 | 884.6639 | Collinsville-Tesla 500 kV Line | Collinsville-Tesla 500 kV Line | Collinsville-Tesla 500 kV Line |  | 0 | 0 | 0 | 0 | 0 | 0 | 6362.71 | 7391.2788 | 884.6639 | Collinsville-Tesla 500 kV Line | Collinsville-Tesla 500 kV Line | Collinsville-Tesla 500 kV Line |  | 5 | 1 | YES | 2 | 1 | 1 | NO | 1
PG&E KERN | Cabrillo | 115 | 0 | 0 | 0 | 0 | 0 | 0 | 0 | 0 | 0 | 0 | 0 | 0 | 0 | 0 | 0 | 0 | 0 | 0 | 0 | 0 | 0 | 0 | 0 | 0 | 0 | 0 | 0 | 0 | 0 | 0 | 0 | 0 | 0 | 0 | 0 | 0 | 0 | 0 | 0 | 0 | 0 | 0 | 0 | 0 | 0 | 0 | 0 | 0 | 0 | 0 | 0 | 0 | 0 | 0 | 0 | 0 | 0 | 0 | 0 | 0 | 0 | 0 | 0 | 0 | 0 | 0 | 0 | 1 | 1 | 0 | 0 | 0 | 0 | 0 | 0 | 0 | 0 | 0 | 0 | 1 | 0 | 0 | 0 | 0 | 0 | 1 | 0 | 0 | 0 | 0 | 0 | 0 | 0 | 0 | 0 | 1 | 0 | 1 |  | 0 | 0 | 0 | 0 | 0 | 0 | 0 | 0 | 0 | 0 | 0 | 0 | 0 | 0 | 0 | 0 | 0 | 0 | 0 | 0 | 0 | 0 | 0 | 0 | 0 | 80 | 0 | 0 | 0 | 1 | 1 | 0 | 1 | 0 | 1 | 0 | -385.58 | -3180.532 | -2164.4302 | Gates 500/230kV TB #11 | Gates 500/230kV TB #11 | Gates 500/230kV TB #11 |  | 0 | 0 | 0 | 0 | 0 | 0 | 7.65 | 144.11 | 266.8703 | Cal Flat-Gates 230 kV line | Cal Flat-Gates 230 kV line | Cal Flat-Gates 230 kV line |  | 5 | 1 | YES | 2 | 5 | 1 | YES | 2
PG&E FRESNO | Cal Flats | 230 | 0 | 0 | 0 | 0 | 0 | 0 | 0 | 0 | 0 | 0 | 0 | 0 | 0 | 0 | 0 | 0 | 0 | 0 | 0 | 0 | 0 | 0 | 0 | 0 | 0 | 0 | 0 | 0 | 0 | 0 | 0 | 0 | 0 | 0 | 0 | 0 | 0 | 0 | 0 | 0 | 0 | 0 | 0 | 0 | 0 | 0 | 0 | 0 | 0 | 0 | 0 | 0 | 0 | 0 | 0 | 0 | 0 | 0 | 0 | 0 | 0 | 0 | 0 | 0 | 0 | 0 | 0 | 1 | 0 | 0 | 0 | 0 | 0 | 0 | 0 | 0 | 0 | 0 | 1 | 1 | 1 | 0 | 0 | 0 | 0 | 0 | 0 | 0 | 0 | 0 | 0 | 0 | 0 | 0 | 1 | 1 | 0 | 0 |  | 0 | 0 | 0 | 0 | 0 | 0 | 0 | 0 | 0 | 0 | 0 | 0 | 0 | 0 | 0 | 0 | 0 | 0 | 0 | 0 | 0 | 0 | 0 | 0 | 0 | 0 | 0 | 0 | 0 | 0 | 2 | 0 | 3 | 0 | 2 | 1 | -385.58 | -3180.532 | -3308.8336 | Gates 500/230kV TB #11 | Gates 500/230kV TB #11 | Mustang-Henrietta 230 kV line |  | 0 | 0 | 0 | 0 | 0 | 1 | 7.65 | 41.37 | -829.8336 | Cal Flat-Gates 230 kV line | Gates 230/70kV TB #5 | Mustang-Henrietta 230 kV line |  | 5 | 1 | YES | 2 | 5 | 4 | YES | 4
SCE NOL | Calcite | 230 | 0 | 0 | 0 | 0 | 0 | 0 | 0 | 0 | 0 | 0 | 0 | 0 | 0 | 1 | 1 | 0 | 0 | 0 | 0 | 0 | 0 | 0 | 0 | 0 | 0 | 0 | 0 | 0 | 0 | 0 | 0 | 0 | 0 | 0 | 0 | 0 | 0 | 0 | 0 | 0 | 0 | 0 | 0 | 0 | 0 | 0 | 0 | 0 | 0 | 0 | 0 | 0 | 0 | 0 | 0 | 0 | 0 | 0 | 0 | 0 | 0 | 0 | 0 | 0 | 0 | 0 | 0 | 0 | 0 | 0 | 0 | 0 | 0 | 0 | 0 | 0 | 0 | 0 | 0 | 0 | 0 | 0 | 0 | 0 | 0 | 0 | 0 | 0 | 0 | 0 | 0 | 0 | 0 | 0 | 0 | 0 | 0 | 1 |  | 0 | 0 | 0 | 0 | 0 | 0 | 0 | 0 | 0 | 0 | 0 | 0 | 0 | 0 | 0 | 0 | 0 | 0 | 0 | 0 | 0 | 0 | 0 | 0 | 106 | 0 | 0 | 0 | 0 | 1 | 0 | 0 | 0 | 0 | 0 | 0 | 169.82 | 212.2 | 470.38 | Lugo Transformer Area Constraint | Calcite to Lugo Area Constraint | Calcite to Lugo Area Constraint |  | 0 | 0 | 0 | 0 | 0 | 0 | 169.82 | 212.2 | 470.38 | Lugo Transformer Area Constraint | Calcite to Lugo Area Constraint | Calcite to Lugo Area Constraint |  | 1 | 1 | NO | 1 | 1 | 1 | NO | 1
PG&E KERN | Caliente | 230 | 0 | 0 | 0 | 0 | 0 | 0 | 0 | 0 | 0 | 0 | 0 | 0 | 0 | 0 | 0 | 0 | 0 | 0 | 0 | 0 | 0 | 0 | 0 | 0 | 0 | 0 | 0 | 0 | 0 | 0 | 0 | 0 | 0 | 0 | 0 | 0 | 0 | 0 | 0 | 0 | 0 | 0 | 0 | 0 | 0 | 0 | 0 | 0 | 0 | 0 | 0 | 0 | 0 | 0 | 0 | 0 | 0 | 0 | 0 | 0 | 0 | 0 | 0 | 0 | 0 | 0 | 0 | 1 | 0 | 0 | 0 | 0 | 0 | 0 | 0 | 0 | 0 | 0 | 1 | 1 | 0 | 0 | 0 | 0 | 0 | 0 | 0 | 0 | 0 | 0 | 0 | 0 | 0 | 0 | 1 | 1 | 0 | 0 |  | 0 | 0 | 0 | 0 | 0 | 0 | 0 | 0 | 0 | 0 | 0 | 0 | 0 | 0 | 0 | 0 | 0 | 0 | 0 | 0 | 0 | 0 | 0 | 0 | 0 | 0 | 0 | 0 | 200 | 1 | 2 | 0 | 3 | 0 | 2 | 1 | -385.58 | -3180.532 | -3308.8336 | Gates 500/230kV TB #11 | Gates 500/230kV TB #11 | Mustang-Henrietta 230 kV line |  | 0 | 0 | 0 | 0 | 0 | 1 | 7.65 | 144.11 | -829.8336 | Cal Flat-Gates 230 kV line | Cal Flat-Gates 230 kV line | Mustang-Henrietta 230 kV line |  | 5 | 1 | YES | 2 | 5 | 4 | YES | 4
PG&E FRESNO | California Ave | 115 | 0 | 0 | 0 | 0 | 0 | 0 | 0 | 0 | 0 | 0 | 0 | 0 | 0 | 0 | 0 | 0 | 0 | 0 | 0 | 0 | 0 | 0 | 0 | 0 | 0 | 0 | 0 | 0 | 0 | 0 | 0 | 0 | 0 | 0 | 0 | 0 | 0 | 0 | 0 | 0 | 0 | 0 | 0 | 0 | 0 | 0 | 0 | 0 | 0 | 0 | 0 | 0 | 0 | 0 | 0 | 0 | 0 | 0 | 0 | 0 | 0 | 0 | 0 | 0 | 0 | 0 | 0 | 0 | 1 | 0 | 0 | 0 | 0 | 0 | 0 | 0 | 0 | 0 | 0 | 1 | 0 | 1 | 0 | 1 | 0 | 1 | 0 | 0 | 0 | 0 | 0 | 0 | 0 | 0 | 0 | 0 | 0 | 1 |  | 0 | 0 | 0 | 0 | 0 | 0 | 0 | 0 | 0 | 0 | 0 | 0 | 0 | 0 | 0 | 0 | 0 | 0 | 0 | 0 | 0 | 0 | 0 | 0 | 100 | 0 | 0 | 0 | 0 | 1 | 2 | 0 | 3 | 0 | 1 | 0 | -570.55 | -3180.532 | -2164.4302 | Chowchilla-Le grand 115kV Line | Gates 500/230kV TB #11 | Gates 500/230kV TB #11 |  | 0 | 0 | 0 | 0 | 0 | 0 | 640.45 | 472.67 | 299.0988 | Chowchilla-Le grand 115kV Line | Gates-Arco 230 kV Line | Gates-Arco 230 kV Line |  | 5 | 1 | YES | 2 | 5 | 1 | YES | 2
PG&E KERN | Callender | 115 | 0 | 0 | 0 | 0 | 0 | 0 | 0 | 0 | 0 | 0 | 0 | 0 | 0 | 0 | 0 | 0 | 0 | 0 | 0 | 0 | 0 | 0 | 0 | 0 | 0 | 0 | 0 | 0 | 0 | 0 | 0 | 0 | 0 | 0 | 0 | 0 | 0 | 0 | 0 | 0 | 0 | 0 | 0 | 0 | 0 | 0 | 0 | 0 | 0 | 0 | 0 | 0 | 0 | 0 | 0 | 0 | 0 | 0 | 0 | 0 | 0 | 0 | 0 | 0 | 0 | 0 | 0 | 1 | 1 | 0 | 0 | 0 | 0 | 0 | 0 | 0 | 0 | 0 | 1 | 1 | 0 | 0 | 0 | 0 | 0 | 0 | 0 | 0 | 0 | 0 | 0 | 0 | 0 | 0 | 1 | 1 | 0 | 0 |  | 0 | 0 | 0 | 0 | 0 | 0 | 0 | 0 | 0 | 0 | 0 | 0 | 0 | 0 | 0 | 0 | 0 | 0 | 0 | 0 | 0 | 0 | 0 | 0 | 0 | 0 | 0 | 0 | 0 | 0 | 2 | 0 | 3 | 0 | 2 | 1 | -385.58 | -3180.532 | -3308.8336 | Gates 500/230kV TB #11 | Gates 500/230kV TB #11 | Mustang-Henrietta 230 kV line |  | 0 | 0 | 0 | 0 | 0 | 1 | 7.65 | 144.11 | -829.8336 | Cal Flat-Gates 230 kV line | Cal Flat-Gates 230 kV line | Mustang-Henrietta 230 kV line |  | 5 | 1 | YES | 2 | 5 | 4 | YES | 4
PG&E NGBA | Calpella | 115 | 0 | 0 | 0 | 0 | 0 | 0 | 0 | 0 | 0 | 0 | 0 | 0 | 0 | 0 | 0 | 0 | 0 | 0 | 0 | 0 | 0 | 0 | 0 | 0 | 0 | 0 | 0 | 0 | 0 | 0 | 0 | 0 | 0 | 0 | 0 | 0 | 0 | 0 | 0 | 1 | 0 | 1 | 0 | 0 | 0 | 0 | 0 | 0 | 0 | 0 | 0 | 0 | 1 | 0 | 1 | 1 | 0 | 0 | 0 | 0 | 0 | 0 | 0 | 0 | 0 | 0 | 1 | 0 | 0 | 0 | 0 | 0 | 0 | 0 | 0 | 0 | 0 | 0 | 0 | 0 | 0 | 0 | 0 | 0 | 0 | 0 | 0 | 0 | 0 | 0 | 0 | 0 | 0 | 0 | 0 | 0 | 0 | 1 |  | 0 | 0 | 0 | 0 | 0 | 0 | 0 | 0 | 0 | 0 | 0 | 0 | 0 | 0 | 0 | 0 | 0 | 0 | 100 | 0 | 0 | 0 | 0 | 4 | 0 | 0 | 0 | 0 | 0 | 1 | 2 | 0 | 1 | 0 | 0 | 0 | -2282.29 | -1253.7212 | 335.9726 | Collinsville-Tesla 500 kV Line | Collinsville-Tesla 500 kV Line | Birds Landing-Contra Costa 230kV Line |  | 0 | 0 | 0 | 0 | 0 | 0 | 661.81 | 929.8 | 335.9726 | Contra Costa- Windmaster 230 kV line | Cortina-Eagle Rock 115 kV line | Birds Landing-Contra Costa 230kV Line |  | 5 | 1 | YES | 2 | 1 | 1 | NO | 1
PG&E GBA | Camanche | 230 | 0 | 0 | 0 | 0 | 0 | 0 | 0 | 0 | 0 | 0 | 0 | 0 | 0 | 0 | 0 | 0 | 0 | 0 | 0 | 0 | 0 | 0 | 0 | 0 | 0 | 0 | 0 | 0 | 0 | 0 | 0 | 0 | 0 | 0 | 0 | 0 | 0 | 0 | 0 | 0 | 0 | 0 | 0 | 0 | 0 | 1 | 0 | 0 | 0 | 0 | 0 | 0 | 0 | 0 | 0 | 0 | 0 | 0 | 0 | 1 | 1 | 0 | 0 | 0 | 0 | 0 | 0 | 0 | 0 | 0 | 0 | 0 | 0 | 0 | 0 | 0 | 0 | 0 | 0 | 0 | 0 | 0 | 0 | 0 | 0 | 0 | 0 | 0 | 0 | 0 | 0 | 0 | 0 | 0 | 0 | 0 | 0 | 0 |  | 0 | 0 | 0 | 0 | 0 | 0 | 0 | 0 | 0 | 0 | 0 | 0 | 0 | 0 | 0 | 0 | 0 | 0 | 0 | 0 | 0 | 0 | 0 | 0 | 0 | 0 | 0 | 0 | 0 | 0 | 1 | 0 | 1 | 0 | 0 | 0 | -614.49 | -339.66 | 1052.6198 | Tesla-Bellota 230 kV line | Bellota-Weber 230kV line | Bellota-Weber 230kV line |  | 0 | 1 | 1 | 0 | 0 | 0 | -314.49 | -339.66 | 1052.6198 | Tesla-Bellota 230 kV line | Bellota-Weber 230kV line | Bellota-Weber 230kV line |  | 5 | 5 | NO | 5 | 1 | 1 | NO | 1
SDGE | Cameron | 69 | 0 | 0 | 0 | 0 | 0 | 0 | 0 | 0 | 0 | 0 | 0 | 0 | 0 | 0 | 0 | 0 | 0 | 0 | 0 | 0 | 0 | 0 | 0 | 0 | 0 | 0 | 0 | 1 | 0 | 1 | 1 | 0 | 1 | 0 | 0 | 0 | 1 | 0 | 0 | 0 | 0 | 0 | 0 | 0 | 0 | 0 | 0 | 0 | 0 | 0 | 0 | 0 | 0 | 0 | 0 | 0 | 0 | 0 | 0 | 0 | 0 | 0 | 0 | 0 | 0 | 0 | 0 | 0 | 0 | 0 | 0 | 0 | 0 | 0 | 0 | 0 | 0 | 0 | 0 | 0 | 0 | 0 | 0 | 0 | 0 | 0 | 0 | 0 | 0 | 0 | 0 | 0 | 0 | 0 | 0 | 0 | 0 | 3 |  | 0 | 0 | 0 | 0 | 0 | 0 | 0 | 0 | 0.84 | 0 | 0 | 0 | 0 | 0 | 1 | 0 | 0 | 0 | 0 | 0 | 0 | 0 | 0 | 0.84 | 0 | 0 | 0 | 0 | 0 | 1 | 0 | 0 | 0 | 0 | 0 | 0 | 29.03 | 195.275 | 301.7864 | San Luis Rey-San Onofre 230 kV line constraint | Miguel 69 kV constraint | Miguel 69 kV constraint |  | 0 | 0 | 0 | 0 | 0 | 0 | 29.03 | 195.275 | 301.7864 | San Luis Rey-San Onofre 230 kV line constraint | Miguel 69 kV constraint | Miguel 69 kV constraint |  | 1 | 1 | NO | 1 | 1 | 1 | NO | 1
SDGE | Cannon | 69 | 0 | 0 | 0 | 0 | 0 | 0 | 0 | 0 | 0 | 0 | 0 | 0 | 0 | 0 | 0 | 0 | 0 | 0 | 0 | 0 | 0 | 0 | 0 | 0 | 0 | 0 | 0 | 0 | 0 | 0 | 1 | 0 | 1 | 0 | 0 | 0 | 0 | 0 | 0 | 0 | 0 | 0 | 0 | 0 | 0 | 0 | 0 | 0 | 0 | 0 | 0 | 0 | 0 | 0 | 0 | 0 | 0 | 0 | 0 | 0 | 0 | 0 | 0 | 0 | 0 | 0 | 0 | 0 | 0 | 0 | 0 | 0 | 0 | 0 | 0 | 0 | 0 | 0 | 0 | 0 | 0 | 0 | 0 | 0 | 0 | 0 | 0 | 0 | 0 | 0 | 0 | 0 | 0 | 0 | 0 | 0 | 0 | 2 |  | 0 | 0 | 0 | 0 | 0 | 0 | 0 | 0 | 0 | 0 | 0 | 0 | 0 | 0 | 0 | 0 | 0 | 0 | 0 | 0 | 0 | 0 | 0 | 0 | 0 | 0 | 0 | 0 | 0 | 0 | 0 | 0 | 0 | 0 | 0 | 0 | 29.03 | 393.085 | 989.0814 | San Luis Rey-San Onofre 230 kV line constraint | San Luis Rey-San Onofre 230 kV line constraint | San Luis Rey-San Onofre 230 kV line constraint |  | 0 | 0 | 0 | 0 | 0 | 0 | 29.03 | 393.085 | 989.0814 | San Luis Rey-San Onofre 230 kV line constraint | San Luis Rey-San Onofre 230 kV line constraint | San Luis Rey-San Onofre 230 kV line constraint |  | 1 | 1 | NO | 1 | 1 | 1 | NO | 1
PG&E FRESNO | Cantua | 115 | 0 | 0 | 0 | 0 | 0 | 0 | 0 | 0 | 0 | 0 | 0 | 0 | 0 | 0 | 0 | 0 | 0 | 0 | 0 | 0 | 0 | 0 | 0 | 0 | 0 | 0 | 0 | 0 | 0 | 0 | 0 | 0 | 0 | 0 | 0 | 0 | 0 | 0 | 0 | 0 | 0 | 0 | 0 | 0 | 0 | 0 | 0 | 0 | 0 | 0 | 0 | 0 | 0 | 0 | 0 | 0 | 0 | 0 | 0 | 0 | 0 | 0 | 0 | 0 | 0 | 0 | 0 | 0 | 0 | 0 | 0 | 0 | 0 | 0 | 0 | 0 | 0 | 0 | 1 | 0 | 1 | 0 | 1 | 0 | 0 | 1 | 0 | 1 | 0 | 0 | 0 | 0 | 0 | 0 | 0 | 0 | 0 | 1 |  | 0 | 0 | 0 | 0 | 0 | 0 | 0 | 0 | 0 | 0 | 0 | 0 | 0 | 0 | 0 | 0 | 0 | 0 | 0 | 0 | 0 | 0 | 0 | 0 | 200 | 0 | 0 | 50 | 0 | 1 | 1 | 0 | 1 | 0 | 1 | 0 | -0.76 | -2441.884 | -3151.403 | Gates 500/230kV TB #12 | Gates 500/230kV TB #12 | Gates 500/230kV TB #12 |  | 0 | 0 | 0 | 0 | 0 | 0 | 201.17 | 41.37 | 57.824 | Gates 230/70kV TB #5 | Gates 230/70kV TB #5 | Gates 230/70kV TB #5 |  | 5 | 1 | YES | 2 | 5 | 1 | YES | 2
SDGE | Capistrano | 138 | 0 | 0 | 0 | 0 | 0 | 0 | 0 | 0 | 0 | 0 | 0 | 0 | 0 | 0 | 0 | 0 | 0 | 0 | 0 | 0 | 0 | 0 | 0 | 0 | 0 | 1 | 0 | 0 | 0 | 0 | 0 | 0 | 0 | 0 | 0 | 0 | 0 | 1 | 0 | 0 | 0 | 0 | 0 | 0 | 0 | 0 | 0 | 0 | 0 | 0 | 0 | 0 | 0 | 0 | 0 | 0 | 0 | 0 | 0 | 0 | 0 | 0 | 0 | 0 | 0 | 0 | 0 | 0 | 0 | 0 | 0 | 0 | 0 | 0 | 0 | 0 | 0 | 0 | 0 | 0 | 0 | 0 | 0 | 0 | 0 | 0 | 0 | 0 | 0 | 0 | 0 | 0 | 0 | 0 | 0 | 0 | 0 | 0 |  | 0 | 0 | 0 | 0 | 0 | 0 | 0 | 0 | 0 | 0 | 0 | 0 | 0 | 0 | 0 | 0 | 0 | 0 | 0 | 0 | 0 | 0 | 0 | 0 | 0 | 0 | 0 | 0 | 0 | 0 | 0 | 0 | 0 | 0 | 0 | 0 | 831.24 | 870.42 | 1144.26 | Capistrano-San Onofre 230 kV constraint | Talega 230 kV constraint | Talega 230 kV constraint |  | 0 | 0 | 0 | 0 | 0 | 0 | 831.24 | 870.42 | 1144.26 | Capistrano-San Onofre 230 kV constraint | Talega 230 kV constraint | Talega 230 kV constraint |  | 1 | 1 | NO | 1 | 1 | 1 | NO | 1
SDGE | Capistrano | 230 | 0 | 0 | 0 | 0 | 0 | 0 | 0 | 0 | 0 | 0 | 0 | 0 | 0 | 0 | 0 | 0 | 0 | 0 | 0 | 0 | 0 | 0 | 0 | 0 | 0 | 1 | 0 | 0 | 0 | 0 | 0 | 0 | 0 | 0 | 0 | 0 | 0 | 1 | 0 | 0 | 0 | 0 | 0 | 0 | 0 | 0 | 0 | 0 | 0 | 0 | 0 | 0 | 0 | 0 | 0 | 0 | 0 | 0 | 0 | 0 | 0 | 0 | 0 | 0 | 0 | 0 | 0 | 0 | 0 | 0 | 0 | 0 | 0 | 0 | 0 | 0 | 0 | 0 | 0 | 0 | 0 | 0 | 0 | 0 | 0 | 0 | 0 | 0 | 0 | 0 | 0 | 0 | 0 | 0 | 0 | 0 | 0 | 0 |  | 0 | 0 | 0 | 0 | 0 | 0 | 0 | 0 | 0 | 0 | 0 | 0 | 0 | 0 | 0 | 0 | 0 | 0 | 0 | 0 | 0 | 0 | 0 | 0 | 0 | 0 | 0 | 0 | 0 | 0 | 0 | 0 | 0 | 0 | 0 | 0 | 831.24 | 870.42 | 1144.26 | Capistrano-San Onofre 230 kV constraint | Talega 230 kV constraint | Talega 230 kV constraint |  | 0 | 0 | 0 | 0 | 0 | 0 | 831.24 | 870.42 | 1144.26 | Capistrano-San Onofre 230 kV constraint | Talega 230 kV constraint | Talega 230 kV constraint |  | 1 | 1 | NO | 1 | 1 | 1 | NO | 1
PG&E NGBA | Carberry | 230 | 0 | 0 | 0 | 0 | 0 | 0 | 0 | 0 | 0 | 0 | 0 | 0 | 0 | 0 | 0 | 0 | 0 | 0 | 0 | 0 | 0 | 0 | 0 | 0 | 0 | 0 | 0 | 0 | 0 | 0 | 0 | 0 | 0 | 0 | 0 | 0 | 0 | 0 | 0 | 1 | 0 | 0 | 0 | 1 | 0 | 0 | 0 | 0 | 0 | 0 | 0 | 0 | 0 | 0 | 0 | 0 | 0 | 0 | 0 | 0 | 0 | 0 | 0 | 0 | 0 | 0 | 0 | 0 | 0 | 0 | 0 | 0 | 0 | 0 | 0 | 0 | 0 | 0 | 0 | 0 | 0 | 0 | 0 | 0 | 0 | 0 | 0 | 0 | 0 | 0 | 0 | 0 | 0 | 0 | 0 | 0 | 0 | 0 |  | 0 | 0 | 0 | 0 | 0 | 0 | 0 | 0 | 0 | 0 | 0 | 0 | 0 | 0 | 0 | 0 | 0 | 0 | 0 | 0 | 0 | 0 | 0 | 0 | 0 | 0 | 0 | 0 | 0 | 0 | 2 | 0 | 2 | 0 | 0 | 1 | -2282.29 | -1253.7212 | -25 | Collinsville-Tesla 500 kV Line | Collinsville-Tesla 500 kV Line | Carberry-Round Mountain 230kV Line |  | 1 | 0 | 1 | 0 | 0 | 1 | -25 | -25 | -25 | Carberry-Round Mountain 230kV Line | Carberry-Round Mountain 230kV Line | Carberry-Round Mountain 230kV Line |  | 5 | 5 | NO | 5 | 3 | 3 | NO | 3
SCE Eastern | Cardiff | 66 | 0 | 0 | 0 | 0 | 0 | 0 | 0 | 0 | 0 | 0 | 0 | 0 | 0 | 0 | 0 | 0 | 0 | 0 | 0 | 1 | 0 | 1 | 0 | 0 | 0 | 0 | 0 | 0 | 0 | 0 | 0 | 0 | 0 | 0 | 0 | 0 | 0 | 0 | 0 | 0 | 0 | 0 | 0 | 0 | 0 | 0 | 0 | 0 | 0 | 0 | 0 | 0 | 0 | 0 | 0 | 0 | 0 | 0 | 0 | 0 | 0 | 0 | 0 | 0 | 0 | 0 | 0 | 0 | 0 | 0 | 0 | 0 | 0 | 0 | 0 | 0 | 0 | 0 | 0 | 0 | 0 | 0 | 0 | 0 | 0 | 0 | 0 | 0 | 0 | 0 | 0 | 0 | 0 | 0 | 0 | 0 | 0 | 1 |  | 0 | 0 | 0 | 0 | 0 | 0 | 0 | 0 | 0 | 0 | 0 | 0 | 0 | 0 | 0 | 0 | 0 | 0 | 0 | 0 | 0 | 0 | 0 | 0 | 0 | 0 | 0 | 0 | 0 | 0 | 0 | 2 | 0 | 0 | 0 | 0 | -1208.036 | 2259.6 | 6692.496 | Serrano-Alberhill-Valley Constraint | Etiwanda-Rancho Vista Constraint | Serrano-Alberhill-Valley Constraint |  | 0 | 2 | 0 | 0 | 0 | 0 | -1208.036 | 2259.6 | 6692.496 | Serrano-Alberhill-Valley Constraint | Etiwanda-Rancho Vista Constraint | Serrano-Alberhill-Valley Constraint |  | 4 | 4 | NO | 4 | 1 | 1 | NO | 1
PG&E NGBA | Caribou | 60 | 0 | 0 | 0 | 0 | 0 | 0 | 0 | 0 | 0 | 0 | 0 | 0 | 0 | 0 | 0 | 0 | 0 | 0 | 0 | 0 | 0 | 0 | 0 | 0 | 0 | 0 | 0 | 0 | 0 | 0 | 0 | 0 | 0 | 0 | 0 | 0 | 0 | 0 | 0 | 1 | 0 | 0 | 1 | 0 | 0 | 1 | 0 | 1 | 0 | 0 | 0 | 0 | 0 | 0 | 0 | 0 | 0 | 0 | 0 | 1 | 1 | 0 | 0 | 0 | 0 | 0 | 0 | 0 | 0 | 0 | 0 | 0 | 0 | 0 | 0 | 0 | 0 | 0 | 0 | 0 | 0 | 0 | 0 | 0 | 0 | 0 | 0 | 0 | 0 | 0 | 0 | 0 | 0 | 0 | 0 | 0 | 0 | 0 |  | 0 | 0 | 0 | 0 | 0 | 0 | 0 | 0 | 0 | 0 | 0 | 0 | 0 | 0 | 0 | 0 | 0 | 0 | 0 | 0 | 0 | 0 | 0 | 0 | 0 | 0 | 0 | 0 | 0 | 0 | 2 | 0 | 2 | 0 | 0 | 0 | -2282.29 | -1253.7212 | 211.04 | Collinsville-Tesla 500 kV Line | Collinsville-Tesla 500 kV Line | Bell-Placer 115kV Line |  | 0 | 1 | 1 | 0 | 0 | 0 | -314.49 | -339.66 | 211.04 | Tesla-Bellota 230 kV line | Bellota-Weber 230kV line | Bell-Placer 115kV Line |  | 5 | 5 | NO | 5 | 1 | 1 | NO | 1
PG&E NGBA | Caribou | 115 | 0 | 0 | 0 | 0 | 0 | 0 | 0 | 0 | 0 | 0 | 0 | 0 | 0 | 0 | 0 | 0 | 0 | 0 | 0 | 0 | 0 | 0 | 0 | 0 | 0 | 0 | 0 | 0 | 0 | 0 | 0 | 0 | 0 | 0 | 0 | 0 | 0 | 0 | 0 | 1 | 0 | 0 | 0 | 0 | 0 | 0 | 0 | 0 | 0 | 0 | 0 | 0 | 0 | 0 | 0 | 0 | 0 | 0 | 0 | 1 | 0 | 0 | 0 | 0 | 0 | 0 | 0 | 0 | 0 | 0 | 0 | 0 | 0 | 0 | 0 | 0 | 0 | 0 | 0 | 0 | 0 | 0 | 0 | 0 | 0 | 0 | 0 | 0 | 0 | 0 | 0 | 0 | 0 | 0 | 0 | 0 | 0 | 0 |  | 0 | 0 | 0 | 0 | 0 | 0 | 0 | 0 | 0 | 0 | 0 | 0 | 0 | 0 | 0 | 0 | 0 | 0 | 95 | 0 | 0 | 0 | 0 | 0 | 0 | 0 | 0 | 0 | 0 | 1 | 2 | 0 | 1 | 0 | 0 | 0 | -2282.29 | -1253.7212 | 884.6639 | Collinsville-Tesla 500 kV Line | Collinsville-Tesla 500 kV Line | Collinsville-Tesla 500 kV Line |  | 0 | 1 | 0 | 0 | 0 | 0 | -314.49 | 1447.6438 | 884.6639 | Tesla-Bellota 230 kV line | Tesla-Bellota 230 kV line | Collinsville-Tesla 500 kV Line |  | 5 | 4 | YES | 4 | 1 | 1 | NO | 1
PG&E NGBA | Caribou | 230 | 0 | 0 | 0 | 0 | 0 | 0 | 0 | 0 | 0 | 0 | 0 | 0 | 0 | 0 | 0 | 0 | 0 | 0 | 0 | 0 | 0 | 0 | 0 | 0 | 0 | 0 | 0 | 0 | 0 | 0 | 0 | 0 | 0 | 0 | 0 | 0 | 0 | 0 | 0 | 1 | 0 | 0 | 0 | 0 | 0 | 0 | 0 | 0 | 0 | 0 | 0 | 0 | 0 | 0 | 0 | 0 | 0 | 0 | 0 | 1 | 0 | 0 | 0 | 0 | 0 | 0 | 0 | 0 | 0 | 0 | 0 | 0 | 0 | 0 | 0 | 0 | 0 | 0 | 0 | 0 | 0 | 0 | 0 | 0 | 0 | 0 | 0 | 0 | 0 | 0 | 0 | 0 | 0 | 0 | 0 | 0 | 0 | 0 |  | 0 | 0 | 0 | 0 | 0 | 0 | 0 | 0 | 0 | 0 | 0 | 0 | 0 | 0 | 0 | 0 | 0 | 0 | 0 | 0 | 0 | 0 | 0 | 0 | 0 | 0 | 0 | 0 | 0 | 0 | 2 | 0 | 1 | 0 | 0 | 0 | -2282.29 | -1253.7212 | 884.6639 | Collinsville-Tesla 500 kV Line | Collinsville-Tesla 500 kV Line | Collinsville-Tesla 500 kV Line |  | 0 | 1 | 0 | 0 | 0 | 0 | -314.49 | 1447.6438 | 884.6639 | Tesla-Bellota 230 kV line | Tesla-Bellota 230 kV line | Collinsville-Tesla 500 kV Line |  | 5 | 4 | YES | 4 | 1 | 1 | NO | 1
EOP | Carpenter Canyon (fka Gamebird) | 138 | 0 | 0 | 0 | 0 | 0 | 0 | 0 | 0 | 0 | 0 | 0 | 0 | 0 | 0 | 0 | 0 | 0 | 0 | 0 | 0 | 0 | 0 | 1 | 1 | 1 | 0 | 0 | 0 | 0 | 0 | 0 | 0 | 0 | 0 | 0 | 0 | 0 | 0 | 0 | 0 | 0 | 0 | 0 | 0 | 0 | 0 | 0 | 0 | 0 | 0 | 0 | 0 | 0 | 0 | 0 | 0 | 0 | 0 | 0 | 0 | 0 | 0 | 0 | 0 | 0 | 0 | 0 | 0 | 0 | 0 | 0 | 0 | 0 | 0 | 0 | 0 | 0 | 0 | 0 | 0 | 0 | 0 | 0 | 0 | 0 | 0 | 0 | 0 | 0 | 0 | 0 | 0 | 0 | 0 | 0 | 0 | 0 | 2 |  | 0 | 0 | 0 | 0 | 0 | 0 | 0 | 0 | 0 | 0 | 0 | 0 | 0 | 0 | 0 | 0 | 0 | 0 | 0 | 0 | 0 | 0 | 0 | 0 | 0 | 0 | 0 | 0 | 0 | 0 | 1 | 0 | 1 | 0 | 0 | 1 | -5797.881 | -6339.828 | -5675.751 | Lugo - Victorville area constraint | Lugo - Victorville area constraint | Lugo - Victorville area constraint |  | 0 | 0 | 0 | 0 | 0 | 0 | 876.62 | 67.08 | 709.88 | Sloan Canyon - Eldorado 500 kV constraint | Sloan Canyon - Eldorado 500 kV constraint | GLW 230kV area constraint |  | 5 | 1 | YES | 2 | 4 | 1 | YES | 2
EOP | Carpenter Canyon (fka Gamebird) | 230 | 0 | 0 | 0 | 0 | 0 | 0 | 0 | 0 | 0 | 0 | 0 | 0 | 0 | 0 | 0 | 0 | 0 | 0 | 0 | 0 | 0 | 0 | 1 | 1 | 1 | 0 | 0 | 0 | 0 | 0 | 0 | 0 | 0 | 0 | 0 | 0 | 0 | 0 | 0 | 0 | 0 | 0 | 0 | 0 | 0 | 0 | 0 | 0 | 0 | 0 | 0 | 0 | 0 | 0 | 0 | 0 | 0 | 0 | 0 | 0 | 0 | 0 | 0 | 0 | 0 | 0 | 0 | 0 | 0 | 0 | 0 | 0 | 0 | 0 | 0 | 0 | 0 | 0 | 0 | 0 | 0 | 0 | 0 | 0 | 0 | 0 | 0 | 0 | 0 | 0 | 0 | 0 | 0 | 0 | 0 | 0 | 0 | 2 |  | 0 | 0 | 0 | 0 | 0 | 0 | 0 | 0 | 0 | 0 | 0 | 0 | 0 | 0 | 0 | 0 | 0 | 0 | 0 | 0 | 0 | 0 | 0 | 0 | 550 | 180 | 0 | 36.5 | 0 | 1 | 1 | 0 | 1 | 0 | 0 | 1 | -5797.881 | -6339.828 | -5675.751 | Lugo - Victorville area constraint | Lugo - Victorville area constraint | Lugo - Victorville area constraint |  | 0 | 0 | 0 | 0 | 0 | 0 | 876.62 | 67.08 | 709.88 | Sloan Canyon - Eldorado 500 kV constraint | Sloan Canyon - Eldorado 500 kV constraint | GLW 230kV area constraint |  | 5 | 1 | YES | 2 | 4 | 1 | YES | 2
PG&E NGBA | Carquinez | 115 | 0 | 0 | 0 | 0 | 0 | 0 | 0 | 0 | 0 | 0 | 0 | 0 | 0 | 0 | 0 | 0 | 0 | 0 | 0 | 0 | 0 | 0 | 0 | 0 | 0 | 0 | 0 | 0 | 0 | 0 | 0 | 0 | 0 | 0 | 0 | 0 | 0 | 0 | 0 | 1 | 0 | 0 | 0 | 0 | 0 | 0 | 0 | 0 | 0 | 0 | 0 | 0 | 1 | 0 | 0 | 0 | 0 | 0 | 0 | 0 | 0 | 0 | 0 | 0 | 0 | 0 | 1 | 0 | 0 | 0 | 0 | 0 | 0 | 0 | 0 | 0 | 0 | 0 | 0 | 0 | 0 | 0 | 0 | 0 | 0 | 0 | 0 | 0 | 0 | 0 | 0 | 0 | 0 | 0 | 0 | 0 | 0 | 1 |  | 0 | 0 | 0 | 0 | 0 | 0 | 0 | 0 | 0 | 0 | 0 | 0 | 0 | 0 | 0 | 0 | 0 | 0 | 0 | 0 | 0 | 0 | 0 | 0 | 0 | 0 | 0 | 0 | 0 | 0 | 2 | 0 | 1 | 0 | 0 | 0 | -2282.29 | -1253.7212 | 335.9726 | Collinsville-Tesla 500 kV Line | Collinsville-Tesla 500 kV Line | Birds Landing-Contra Costa 230kV Line |  | 0 | 0 | 0 | 0 | 0 | 0 | 1505.81 | 1776.2038 | 335.9726 | Birds Landing-Contra Costa 230kV Line | Birds Landing-Contra Costa 230kV Line | Birds Landing-Contra Costa 230kV Line |  | 5 | 1 | YES | 2 | 1 | 1 | NO | 1
SDGE | Carrizo Gorge | 138 | 0 | 0 | 0 | 0 | 0 | 0 | 0 | 0 | 0 | 0 | 0 | 0 | 0 | 0 | 0 | 0 | 0 | 0 | 0 | 0 | 0 | 0 | 0 | 0 | 0 | 0 | 0 | 0 | 0 | 0 | 1 | 0 | 1 | 0 | 0 | 1 | 1 | 0 | 0 | 0 | 0 | 0 | 0 | 0 | 0 | 0 | 0 | 0 | 0 | 0 | 0 | 0 | 0 | 0 | 0 | 0 | 0 | 0 | 0 | 0 | 0 | 0 | 0 | 0 | 0 | 0 | 0 | 0 | 0 | 0 | 0 | 0 | 0 | 0 | 0 | 0 | 0 | 0 | 0 | 0 | 0 | 0 | 0 | 0 | 0 | 0 | 0 | 0 | 0 | 0 | 0 | 0 | 0 | 0 | 0 | 0 | 0 | 4 |  | 0 | 0 | 0 | 0 | 0 | 0 | 0 | 0 | 0 | 0 | 90 | 0 | 0 | 0 | 1 | 0 | 0 | 0 | 0 | 0 | 0 | 0 | 0 | 0 | 0 | 90 | 70 | 0 | 0 | 1 | 0 | 0 | 0 | 0 | 0 | 0 | 29.03 | 393.085 | 989.0814 | San Luis Rey-San Onofre 230 kV line constraint | San Luis Rey-San Onofre 230 kV line constraint | San Luis Rey-San Onofre 230 kV line constraint |  | 0 | 0 | 0 | 0 | 0 | 0 | 29.03 | 393.085 | 989.0814 | San Luis Rey-San Onofre 230 kV line constraint | San Luis Rey-San Onofre 230 kV line constraint | San Luis Rey-San Onofre 230 kV line constraint |  | 1 | 1 | NO | 1 | 1 | 1 | NO | 1
PG&E KERN | Carrizo Plains | 115 | 0 | 0 | 0 | 0 | 0 | 0 | 0 | 0 | 0 | 0 | 0 | 0 | 0 | 0 | 0 | 0 | 0 | 0 | 0 | 0 | 0 | 0 | 0 | 0 | 0 | 0 | 0 | 0 | 0 | 0 | 0 | 0 | 0 | 0 | 0 | 0 | 0 | 0 | 0 | 0 | 0 | 0 | 0 | 0 | 0 | 0 | 0 | 0 | 0 | 0 | 0 | 0 | 0 | 0 | 0 | 0 | 0 | 0 | 0 | 0 | 0 | 0 | 0 | 0 | 0 | 0 | 0 | 1 | 0 | 0 | 0 | 0 | 0 | 0 | 0 | 0 | 0 | 0 | 1 | 1 | 0 | 0 | 0 | 0 | 0 | 0 | 0 | 0 | 0 | 0 | 0 | 0 | 0 | 0 | 1 | 1 | 0 | 0 |  | 0 | 0 | 0 | 0 | 0 | 0 | 0 | 0 | 0 | 0 | 0 | 0 | 0 | 0 | 0 | 0 | 0 | 0 | 0 | 0 | 0 | 0 | 0 | 0 | 0 | 0 | 0 | 0 | 100 | 1 | 2 | 0 | 3 | 0 | 2 | 1 | -385.58 | -3180.532 | -3308.8336 | Gates 500/230kV TB #11 | Gates 500/230kV TB #11 | Mustang-Henrietta 230 kV line |  | 0 | 0 | 0 | 0 | 0 | 1 | 7.65 | 144.11 | -829.8336 | Cal Flat-Gates 230 kV line | Cal Flat-Gates 230 kV line | Mustang-Henrietta 230 kV line |  | 5 | 1 | YES | 2 | 5 | 4 | YES | 4
PG&E KERN | Casaloma | 230 | 0 | 0 | 0 | 0 | 0 | 0 | 0 | 0 | 0 | 0 | 0 | 0 | 0 | 0 | 0 | 0 | 0 | 0 | 0 | 0 | 0 | 0 | 0 | 0 | 0 | 0 | 0 | 0 | 0 | 0 | 0 | 0 | 0 | 0 | 0 | 0 | 0 | 0 | 0 | 0 | 0 | 0 | 0 | 0 | 0 | 0 | 0 | 0 | 0 | 0 | 0 | 0 | 0 | 0 | 0 | 0 | 0 | 0 | 0 | 0 | 0 | 0 | 0 | 0 | 0 | 0 | 0 | 1 | 1 | 0 | 0 | 0 | 0 | 0 | 0 | 0 | 0 | 0 | 0 | 1 | 0 | 0 | 0 | 0 | 0 | 0 | 0 | 0 | 0 | 0 | 0 | 0 | 0 | 0 | 0 | 0 | 0 | 0 |  | 0 | 0 | 0 | 0 | 0 | 0 | 0 | 0 | 0 | 0 | 0 | 0 | 0 | 0 | 0 | 0 | 0 | 0 | 0 | 0 | 0 | 0 | 0 | 0 | 0 | 0 | 0 | 0 | 0 | 0 | 1 | 0 | 1 | 0 | 1 | 0 | -385.58 | -3180.532 | -2164.4302 | Gates 500/230kV TB #11 | Gates 500/230kV TB #11 | Gates 500/230kV TB #11 |  | 0 | 0 | 0 | 0 | 0 | 0 | 7.65 | 144.11 | 266.8703 | Cal Flat-Gates 230 kV line | Cal Flat-Gates 230 kV line | Cal Flat-Gates 230 kV line |  | 5 | 1 | YES | 2 | 5 | 1 | YES | 2
PG&E GBA | Castro Valley | 230 | 0 | 0 | 0 | 0 | 0 | 0 | 0 | 0 | 0 | 0 | 0 | 0 | 0 | 0 | 0 | 0 | 0 | 0 | 0 | 0 | 0 | 0 | 0 | 0 | 0 | 0 | 0 | 0 | 0 | 0 | 0 | 0 | 0 | 0 | 0 | 0 | 0 | 0 | 0 | 1 | 0 | 0 | 0 | 0 | 0 | 0 | 0 | 0 | 0 | 0 | 0 | 0 | 0 | 0 | 0 | 1 | 0 | 0 | 0 | 1 | 0 | 0 | 0 | 0 | 0 | 0 | 1 | 0 | 0 | 0 | 0 | 0 | 0 | 0 | 0 | 0 | 0 | 0 | 0 | 0 | 0 | 0 | 0 | 0 | 0 | 0 | 0 | 0 | 0 | 0 | 0 | 0 | 0 | 0 | 0 | 0 | 0 | 0 |  | 0 | 0 | 0 | 0 | 0 | 0 | 0 | 0 | 0 | 0 | 0 | 0 | 0 | 0 | 0 | 0 | 0 | 0 | 0 | 0 | 0 | 0 | 0 | 0 | 0 | 0 | 0 | 0 | 0 | 0 | 3 | 0 | 1 | 0 | 0 | 0 | -2282.29 | -1253.7212 | 335.9726 | Collinsville-Tesla 500 kV Line | Collinsville-Tesla 500 kV Line | Birds Landing-Contra Costa 230kV Line |  | 0 | 1 | 0 | 0 | 0 | 0 | -314.49 | 1447.6438 | 335.9726 | Tesla-Bellota 230 kV line | Tesla-Bellota 230 kV line | Birds Landing-Contra Costa 230kV Line |  | 5 | 4 | YES | 4 | 1 | 1 | NO | 1
PG&E GBA | Cayetano | 230 | 0 | 0 | 0 | 0 | 0 | 0 | 0 | 0 | 0 | 0 | 0 | 0 | 0 | 0 | 0 | 0 | 0 | 0 | 0 | 0 | 0 | 0 | 0 | 0 | 0 | 0 | 0 | 0 | 0 | 0 | 0 | 0 | 0 | 0 | 0 | 0 | 0 | 0 | 0 | 1 | 0 | 0 | 0 | 0 | 0 | 0 | 0 | 0 | 0 | 0 | 0 | 0 | 0 | 1 | 1 | 1 | 0 | 0 | 1 | 1 | 0 | 0 | 0 | 0 | 0 | 1 | 0 | 0 | 0 | 0 | 0 | 0 | 0 | 0 | 0 | 0 | 0 | 0 | 0 | 0 | 0 | 0 | 0 | 0 | 0 | 0 | 0 | 0 | 0 | 0 | 0 | 0 | 0 | 0 | 0 | 0 | 0 | 0 |  | 0 | 0 | 0 | 0 | 0 | 0 | 0 | 0 | 0 | 0 | 100 | 0 | 0 | 0 | 1 | 0 | 0 | 0 | 0 | 0 | 0 | 0 | 0 | 0 | 0 | 100 | 0 | 0 | 0 | 1 | 3 | 0 | 1 | 0 | 0 | 0 | -2282.29 | -1253.7212 | 884.6639 | Collinsville-Tesla 500 kV Line | Collinsville-Tesla 500 kV Line | Collinsville-Tesla 500 kV Line |  | 0 | 1 | 0 | 0 | 0 | 0 | -314.49 | 932.2038 | 884.6639 | Tesla-Bellota 230 kV line | Contra Costa- Windmaster 230 kV line | Collinsville-Tesla 500 kV Line |  | 5 | 4 | YES | 4 | 1 | 1 | NO | 1
SCE Metro | Center | 230 | 0 | 0 | 0 | 0 | 0 | 0 | 0 | 0 | 0 | 1 | 0 | 0 | 0 | 0 | 0 | 0 | 0 | 0 | 0 | 0 | 0 | 0 | 0 | 0 | 0 | 0 | 0 | 0 | 0 | 0 | 0 | 0 | 0 | 0 | 0 | 0 | 0 | 0 | 0 | 0 | 0 | 0 | 0 | 0 | 0 | 0 | 0 | 0 | 0 | 0 | 0 | 0 | 0 | 0 | 0 | 0 | 0 | 0 | 0 | 0 | 0 | 0 | 0 | 0 | 0 | 0 | 0 | 0 | 0 | 0 | 0 | 0 | 0 | 0 | 0 | 0 | 0 | 0 | 0 | 0 | 0 | 0 | 0 | 0 | 0 | 0 | 0 | 0 | 0 | 0 | 0 | 0 | 0 | 0 | 0 | 0 | 0 | 0 |  | 0 | 0 | 0 | 0 | 0 | 0 | 0 | 0 | 0 | 0 | 0 | 90 | 0 | 0 | 1 | 0 | 0 | 0 | 0 | 0 | 0 | 0 | 0 | 0 | 0 | 0 | 90 | 200 | 0 | 1 | 0 | 0 | 0 | 0 | 0 | 0 | 2097.6988 | 6824.058 | 19009.2611 | SCE Metro Area Default Constraint | SCE Metro Area Default Constraint | SCE Metro Area Default Constraint |  | 0 | 0 | 0 | 0 | 0 | 0 | 2097.6988 | 6824.058 | 19009.2611 | SCE Metro Area Default Constraint | SCE Metro Area Default Constraint | SCE Metro Area Default Constraint |  | 1 | 1 | NO | 1 | 1 | 1 | NO | 1
PG&E KERN | Charca | 115 | 0 | 0 | 0 | 0 | 0 | 0 | 0 | 0 | 0 | 0 | 0 | 0 | 0 | 0 | 0 | 0 | 0 | 0 | 0 | 0 | 0 | 0 | 0 | 0 | 0 | 0 | 0 | 0 | 0 | 0 | 0 | 0 | 0 | 0 | 0 | 0 | 0 | 0 | 0 | 0 | 0 | 0 | 0 | 0 | 0 | 0 | 0 | 0 | 0 | 0 | 0 | 0 | 0 | 0 | 0 | 0 | 0 | 0 | 0 | 0 | 0 | 0 | 0 | 0 | 0 | 0 | 0 | 1 | 1 | 0 | 0 | 0 | 0 | 0 | 0 | 1 | 0 | 0 | 0 | 1 | 0 | 0 | 0 | 0 | 0 | 0 | 0 | 0 | 0 | 0 | 0 | 0 | 0 | 0 | 0 | 0 | 0 | 0 |  | 0 | 0 | 0 | 0 | 0 | 0 | 0 | 0 | 0 | 0 | 0 | 0 | 0 | 0 | 0 | 0 | 0 | 0 | 0 | 0 | 0 | 0 | 0 | 4.62 | 0 | 0 | 0 | 0 | 0 | 1 | 1 | 0 | 1 | 0 | 1 | 0 | -385.58 | -3180.532 | -2164.4302 | Gates 500/230kV TB #11 | Gates 500/230kV TB #11 | Gates 500/230kV TB #11 |  | 0 | 0 | 0 | 0 | 0 | 0 | 7.65 | 144.11 | 158.6488 | Cal Flat-Gates 230 kV line | Cal Flat-Gates 230 kV line | Semitropic-Midway 115kV Line |  | 5 | 1 | YES | 2 | 5 | 1 | YES | 2
EOP | Charleston | 138 | 0 | 0 | 0 | 0 | 0 | 0 | 0 | 0 | 0 | 0 | 0 | 0 | 0 | 0 | 0 | 0 | 0 | 0 | 0 | 0 | 0 | 0 | 1 | 1 | 1 | 0 | 0 | 0 | 0 | 0 | 0 | 0 | 0 | 0 | 0 | 0 | 0 | 0 | 0 | 0 | 0 | 0 | 0 | 0 | 0 | 0 | 0 | 0 | 0 | 0 | 0 | 0 | 0 | 0 | 0 | 0 | 0 | 0 | 0 | 0 | 0 | 0 | 0 | 0 | 0 | 0 | 0 | 0 | 0 | 0 | 0 | 0 | 0 | 0 | 0 | 0 | 0 | 0 | 0 | 0 | 0 | 0 | 0 | 0 | 0 | 0 | 0 | 0 | 0 | 0 | 0 | 0 | 0 | 0 | 0 | 0 | 0 | 2 |  | 0 | 0 | 0 | 0 | 0 | 0 | 0 | 0 | 0 | 0 | 0 | 0 | 0 | 0 | 0 | 0 | 0 | 0 | 0 | 0 | 0 | 0 | 0 | 0 | 0 | 0 | 0 | 0 | 0 | 0 | 1 | 0 | 1 | 0 | 0 | 1 | -5797.881 | -6339.828 | -5675.751 | Lugo - Victorville area constraint | Lugo - Victorville area constraint | Lugo - Victorville area constraint |  | 0 | 0 | 0 | 0 | 0 | 0 | 876.62 | 67.08 | 709.88 | Sloan Canyon - Eldorado 500 kV constraint | Sloan Canyon - Eldorado 500 kV constraint | GLW 230kV area constraint |  | 5 | 1 | YES | 2 | 4 | 1 | YES | 2
SCE Metro | Chevmain | 230 | 0 | 0 | 0 | 0 | 0 | 0 | 0 | 0 | 0 | 1 | 0 | 0 | 0 | 0 | 0 | 0 | 0 | 0 | 0 | 0 | 0 | 0 | 0 | 0 | 0 | 0 | 0 | 0 | 0 | 0 | 0 | 0 | 0 | 0 | 0 | 0 | 0 | 0 | 0 | 0 | 0 | 0 | 0 | 0 | 0 | 0 | 0 | 0 | 0 | 0 | 0 | 0 | 0 | 0 | 0 | 0 | 0 | 0 | 0 | 0 | 0 | 0 | 0 | 0 | 0 | 0 | 0 | 0 | 0 | 0 | 0 | 0 | 0 | 0 | 0 | 0 | 0 | 0 | 0 | 0 | 0 | 0 | 0 | 0 | 0 | 0 | 0 | 0 | 0 | 0 | 0 | 0 | 0 | 0 | 0 | 0 | 0 | 0 |  | 0 | 0 | 0 | 0 | 0 | 0 | 0 | 0 | 0 | 0 | 0 | 0 | 0 | 0 | 0 | 0 | 0 | 0 | 0 | 0 | 0 | 0 | 0 | 0 | 0 | 0 | 0 | 500 | 0 | 1 | 0 | 0 | 0 | 0 | 0 | 0 | 2097.6988 | 6824.058 | 19009.2611 | SCE Metro Area Default Constraint | SCE Metro Area Default Constraint | SCE Metro Area Default Constraint |  | 0 | 0 | 0 | 0 | 0 | 0 | 2097.6988 | 6824.058 | 19009.2611 | SCE Metro Area Default Constraint | SCE Metro Area Default Constraint | SCE Metro Area Default Constraint |  | 1 | 1 | NO | 1 | 1 | 1 | NO | 1
SDGE | Chicarita | 138 | 0 | 0 | 0 | 0 | 0 | 0 | 0 | 0 | 0 | 0 | 0 | 0 | 0 | 0 | 0 | 0 | 0 | 0 | 0 | 0 | 0 | 0 | 0 | 0 | 0 | 0 | 0 | 0 | 1 | 0 | 1 | 0 | 1 | 0 | 0 | 0 | 0 | 0 | 0 | 0 | 0 | 0 | 0 | 0 | 0 | 0 | 0 | 0 | 0 | 0 | 0 | 0 | 0 | 0 | 0 | 0 | 0 | 0 | 0 | 0 | 0 | 0 | 0 | 0 | 0 | 0 | 0 | 0 | 0 | 0 | 0 | 0 | 0 | 0 | 0 | 0 | 0 | 0 | 0 | 0 | 0 | 0 | 0 | 0 | 0 | 0 | 0 | 0 | 0 | 0 | 0 | 0 | 0 | 0 | 0 | 0 | 0 | 3 |  | 0 | 0 | 0 | 0 | 0 | 0 | 0 | 0 | 0 | 0 | 0 | 0 | 0 | 0 | 0 | 0 | 0 | 0 | 0 | 0 | 0 | 0 | 0 | 0 | 0 | 0 | 0 | 0 | 0 | 0 | 0 | 0 | 0 | 0 | 0 | 0 | 29.03 | 393.085 | 989.0814 | San Luis Rey-San Onofre 230 kV line constraint | San Luis Rey-San Onofre 230 kV line constraint | San Luis Rey-San Onofre 230 kV line constraint |  | 0 | 0 | 0 | 0 | 0 | 0 | 29.03 | 393.085 | 989.0814 | San Luis Rey-San Onofre 230 kV line constraint | San Luis Rey-San Onofre 230 kV line constraint | San Luis Rey-San Onofre 230 kV line constraint |  | 1 | 1 | NO | 1 | 1 | 1 | NO | 1
SCE Metro | Chino | 230 | 0 | 0 | 0 | 0 | 0 | 0 | 0 | 0 | 0 | 1 | 0 | 0 | 0 | 0 | 0 | 0 | 0 | 0 | 0 | 0 | 0 | 0 | 0 | 0 | 0 | 0 | 0 | 0 | 0 | 0 | 0 | 0 | 0 | 0 | 0 | 0 | 0 | 0 | 0 | 0 | 0 | 0 | 0 | 0 | 0 | 0 | 0 | 0 | 0 | 0 | 0 | 0 | 0 | 0 | 0 | 0 | 0 | 0 | 0 | 0 | 0 | 0 | 0 | 0 | 0 | 0 | 0 | 0 | 0 | 0 | 0 | 0 | 0 | 0 | 0 | 0 | 0 | 0 | 0 | 0 | 0 | 0 | 0 | 0 | 0 | 0 | 0 | 0 | 0 | 0 | 0 | 0 | 0 | 0 | 0 | 0 | 0 | 0 |  | 0 | 0 | 0 | 0 | 0 | 0 | 0 | 0 | 0 | 0 | 0 | 0 | 0 | 0 | 0 | 0 | 0 | 0 | 0 | 0 | 0 | 0 | 0 | 0 | 0 | 0 | 225 | 0 | 0 | 1 | 0 | 0 | 0 | 0 | 0 | 0 | 2097.6988 | 6824.058 | 19009.2611 | SCE Metro Area Default Constraint | SCE Metro Area Default Constraint | SCE Metro Area Default Constraint |  | 0 | 0 | 0 | 0 | 0 | 0 | 2097.6988 | 6824.058 | 19009.2611 | SCE Metro Area Default Constraint | SCE Metro Area Default Constraint | SCE Metro Area Default Constraint |  | 1 | 1 | NO | 1 | 1 | 1 | NO | 1
PG&E FRESNO | Chowchilla | 115 | 0 | 0 | 0 | 0 | 0 | 0 | 0 | 0 | 0 | 0 | 0 | 0 | 0 | 0 | 0 | 0 | 0 | 0 | 0 | 0 | 0 | 0 | 0 | 0 | 0 | 0 | 0 | 0 | 0 | 0 | 0 | 0 | 0 | 0 | 0 | 0 | 0 | 0 | 0 | 0 | 0 | 0 | 0 | 0 | 0 | 1 | 0 | 0 | 0 | 0 | 0 | 0 | 0 | 0 | 0 | 0 | 0 | 0 | 0 | 0 | 0 | 0 | 0 | 0 | 0 | 0 | 0 | 0 | 0 | 0 | 0 | 0 | 0 | 0 | 0 | 0 | 0 | 0 | 1 | 1 | 0 | 1 | 1 | 1 | 1 | 1 | 0 | 1 | 1 | 1 | 1 | 0 | 1 | 0 | 0 | 0 | 0 | 2 |  | 0 | 0 | 0 | 0 | 0 | 0 | 0 | 0 | 0 | 0 | 0 | 0 | 0 | 0 | 0 | 0 | 0 | 0 | 0 | 0 | 0 | 0 | 0 | 7.56 | 50 | 0 | 0 | 50 | 0 | 1 | 4 | 0 | 6 | 0 | 3 | 0 | -628.35 | -3180.532 | -3151.403 | Borden-Storey #1 230kV line | Gates 500/230kV TB #11 | Gates 500/230kV TB #12 |  | 0 | 0 | 1 | 0 | 0 | 0 | 15.95 | -339.66 | 160.5276 | Oro Loma-El Nido 115kV Line | Bellota-Weber 230kV line | Merced 115/70kV TB#2 |  | 5 | 5 | NO | 5 | 5 | 1 | YES | 2
PG&E GBA | Christie | 60 | 0 | 0 | 0 | 0 | 0 | 0 | 0 | 0 | 0 | 0 | 0 | 0 | 0 | 0 | 0 | 0 | 0 | 0 | 0 | 0 | 0 | 0 | 0 | 0 | 0 | 0 | 0 | 0 | 0 | 0 | 0 | 0 | 0 | 0 | 0 | 0 | 0 | 0 | 0 | 1 | 0 | 0 | 0 | 0 | 0 | 0 | 0 | 0 | 0 | 1 | 0 | 0 | 1 | 1 | 1 | 1 | 0 | 0 | 1 | 1 | 0 | 1 | 0 | 0 | 0 | 1 | 0 | 0 | 0 | 0 | 0 | 0 | 0 | 0 | 0 | 0 | 0 | 0 | 0 | 0 | 0 | 0 | 0 | 0 | 0 | 0 | 0 | 0 | 0 | 0 | 0 | 0 | 0 | 0 | 0 | 0 | 0 | 2 |  | 0 | 0 | 0 | 0 | 0 | 0 | 0 | 0 | 0 | 0 | 0 | 0 | 0 | 0 | 0 | 0 | 0 | 0 | 0 | 0 | 0 | 0 | 0 | 0 | 0 | 0 | 0 | 0 | 0 | 0 | 3 | 0 | 1 | 0 | 0 | 0 | -2282.29 | -1253.7212 | 884.6639 | Collinsville-Tesla 500 kV Line | Collinsville-Tesla 500 kV Line | Collinsville-Tesla 500 kV Line |  | 0 | 1 | 0 | 0 | 0 | 0 | -314.49 | 932.2038 | 884.6639 | Tesla-Bellota 230 kV line | Contra Costa- Windmaster 230 kV line | Collinsville-Tesla 500 kV Line |  | 5 | 4 | YES | 4 | 1 | 1 | NO | 1
PG&E GBA | Christie | 115 | 0 | 0 | 0 | 0 | 0 | 0 | 0 | 0 | 0 | 0 | 0 | 0 | 0 | 0 | 0 | 0 | 0 | 0 | 0 | 0 | 0 | 0 | 0 | 0 | 0 | 0 | 0 | 0 | 0 | 0 | 0 | 0 | 0 | 0 | 0 | 0 | 0 | 0 | 0 | 1 | 0 | 0 | 0 | 0 | 0 | 0 | 0 | 0 | 0 | 0 | 0 | 0 | 1 | 0 | 0 | 1 | 0 | 0 | 0 | 0 | 0 | 0 | 0 | 0 | 0 | 0 | 0 | 0 | 0 | 0 | 0 | 0 | 0 | 0 | 0 | 0 | 0 | 0 | 0 | 0 | 0 | 0 | 0 | 0 | 0 | 0 | 0 | 0 | 0 | 0 | 0 | 0 | 0 | 0 | 0 | 0 | 0 | 1 |  | 0 | 0 | 0 | 0 | 0 | 0 | 0 | 0 | 0 | 0 | 0 | 0 | 0 | 0 | 0 | 0 | 0 | 0 | 0 | 0 | 0 | 0 | 0 | 0 | 0 | 0 | 0 | 0 | 0 | 0 | 1 | 0 | 1 | 0 | 0 | 0 | -2282.29 | -1253.7212 | 884.6639 | Collinsville-Tesla 500 kV Line | Collinsville-Tesla 500 kV Line | Collinsville-Tesla 500 kV Line |  | 0 | 0 | 0 | 0 | 0 | 0 | 857.21 | 2019.85 | 884.6639 | Tesla-Tracy-Pump 230 kV line #2 | Sobrante-Moraga 230 kV line | Collinsville-Tesla 500 kV Line |  | 5 | 1 | YES | 2 | 1 | 1 | NO | 1
SCE Eastern | Cielo Azul | 500 | 0 | 0 | 0 | 0 | 0 | 0 | 0 | 0 | 0 | 0 | 0 | 0 | 0 | 0 | 0 | 0 | 1 | 1 | 0 | 0 | 0 | 1 | 0 | 0 | 1 | 0 | 0 | 0 | 0 | 0 | 0 | 0 | 0 | 0 | 0 | 0 | 0 | 0 | 0 | 0 | 0 | 0 | 0 | 0 | 0 | 0 | 0 | 0 | 0 | 0 | 0 | 0 | 0 | 0 | 0 | 0 | 0 | 0 | 0 | 0 | 0 | 0 | 0 | 0 | 0 | 0 | 0 | 0 | 0 | 0 | 0 | 0 | 0 | 0 | 0 | 0 | 0 | 0 | 0 | 0 | 0 | 0 | 0 | 0 | 0 | 0 | 0 | 0 | 0 | 0 | 0 | 0 | 0 | 0 | 0 | 0 | 0 | 2 |  | 0 | 0 | 0 | 0 | 0 | 0 | 0 | 0 | 0 | 0 | 0 | 900 | 0 | 0 | 1 | 0 | 0 | 0 | 0 | 0 | 0 | 0 | 0 | 0 | 150 | 2325 | 1371.516 | 0 | 0 | 1 | 1 | 4 | 1 | 2 | 0 | 2 | -5797.881 | -6339.828 | -5675.751 | Lugo - Victorville area constraint | Lugo - Victorville area constraint | Lugo - Victorville area constraint |  | 0 | 4 | 0 | 2 | 0 | 1 | -1433.486 | -1416.858 | -915.364 | Devers-Red Bluff Constraint | Devers-Red Bluff Constraint | Devers-Red Bluff Constraint |  | 5 | 4 | YES | 4 | 4 | 4 | NO | 4
PG&E GBA | Clay | 60 | 0 | 0 | 0 | 0 | 0 | 0 | 0 | 0 | 0 | 0 | 0 | 0 | 0 | 0 | 0 | 0 | 0 | 0 | 0 | 0 | 0 | 0 | 0 | 0 | 0 | 0 | 0 | 0 | 0 | 0 | 0 | 0 | 0 | 0 | 0 | 0 | 0 | 0 | 0 | 0 | 0 | 0 | 0 | 0 | 0 | 1 | 0 | 0 | 0 | 0 | 0 | 0 | 0 | 0 | 0 | 0 | 0 | 0 | 0 | 1 | 1 | 0 | 0 | 0 | 0 | 0 | 0 | 0 | 0 | 0 | 0 | 0 | 0 | 0 | 0 | 0 | 0 | 0 | 0 | 0 | 0 | 0 | 0 | 0 | 0 | 0 | 0 | 0 | 0 | 0 | 0 | 0 | 0 | 0 | 0 | 0 | 0 | 0 |  | 0 | 0 | 0 | 0 | 0 | 0 | 0 | 0 | 0 | 0 | 0 | 0 | 0 | 0 | 0 | 0 | 0 | 0 | 0 | 0 | 0 | 0 | 0 | 0 | 0 | 0 | 0 | 0 | 0 | 0 | 1 | 0 | 1 | 0 | 0 | 0 | -614.49 | -339.66 | 1052.6198 | Tesla-Bellota 230 kV line | Bellota-Weber 230kV line | Bellota-Weber 230kV line |  | 0 | 1 | 1 | 0 | 0 | 0 | -314.49 | -339.66 | 1052.6198 | Tesla-Bellota 230 kV line | Bellota-Weber 230kV line | Bellota-Weber 230kV line |  | 5 | 5 | NO | 5 | 1 | 1 | NO | 1
PG&E GBA | Clayton | 115 | 0 | 0 | 0 | 0 | 0 | 0 | 0 | 0 | 0 | 0 | 0 | 0 | 0 | 0 | 0 | 0 | 0 | 0 | 0 | 0 | 0 | 0 | 0 | 0 | 0 | 0 | 0 | 0 | 0 | 0 | 0 | 0 | 0 | 0 | 0 | 0 | 0 | 0 | 0 | 1 | 0 | 0 | 0 | 0 | 0 | 0 | 0 | 0 | 0 | 0 | 0 | 0 | 0 | 0 | 0 | 0 | 0 | 0 | 0 | 0 | 0 | 0 | 0 | 0 | 0 | 0 | 0 | 0 | 0 | 0 | 0 | 0 | 0 | 0 | 0 | 0 | 0 | 0 | 0 | 0 | 0 | 0 | 0 | 0 | 0 | 0 | 0 | 0 | 0 | 0 | 0 | 0 | 0 | 0 | 0 | 0 | 0 | 0 |  | 0 | 0 | 0 | 0 | 0 | 0 | 0 | 0 | 0 | 0 | 0 | 0 | 0 | 0 | 0 | 0 | 0 | 0 | 0 | 0 | 0 | 0 | 0 | 0 | 0 | 0 | 0 | 0 | 0 | 0 | 1 | 0 | 1 | 0 | 0 | 0 | -2282.29 | -1253.7212 | 884.6639 | Collinsville-Tesla 500 kV Line | Collinsville-Tesla 500 kV Line | Collinsville-Tesla 500 kV Line |  | 0 | 0 | 0 | 0 | 0 | 0 | 6362.71 | 7391.2788 | 884.6639 | Collinsville-Tesla 500 kV Line | Collinsville-Tesla 500 kV Line | Collinsville-Tesla 500 kV Line |  | 5 | 1 | YES | 2 | 1 | 1 | NO | 1
PG&E NGBA | Cloverdale | 115 | 0 | 0 | 0 | 0 | 0 | 0 | 0 | 0 | 0 | 0 | 0 | 0 | 0 | 0 | 0 | 0 | 0 | 0 | 0 | 0 | 0 | 0 | 0 | 0 | 0 | 0 | 0 | 0 | 0 | 0 | 0 | 0 | 0 | 0 | 0 | 0 | 0 | 0 | 0 | 1 | 0 | 1 | 0 | 0 | 0 | 0 | 0 | 0 | 0 | 0 | 0 | 0 | 1 | 0 | 1 | 1 | 0 | 0 | 0 | 0 | 0 | 0 | 0 | 0 | 0 | 0 | 1 | 0 | 0 | 0 | 0 | 0 | 0 | 0 | 0 | 0 | 0 | 0 | 0 | 0 | 0 | 0 | 0 | 0 | 0 | 0 | 0 | 0 | 0 | 0 | 0 | 0 | 0 | 0 | 0 | 0 | 0 | 1 |  | 0 | 0 | 0 | 0 | 0 | 0 | 0 | 0 | 0 | 0 | 0 | 0 | 0 | 0 | 0 | 4.2 | 0 | 0 | 0 | 0 | 0 | 0 | 0 | 0 | 0 | 0 | 0 | 0 | 0 | 1 | 2 | 0 | 1 | 0 | 0 | 0 | -2282.29 | -1253.7212 | 335.9726 | Collinsville-Tesla 500 kV Line | Collinsville-Tesla 500 kV Line | Birds Landing-Contra Costa 230kV Line |  | 0 | 0 | 0 | 0 | 0 | 0 | 661.81 | 929.8 | 335.9726 | Contra Costa- Windmaster 230 kV line | Cortina-Eagle Rock 115 kV line | Birds Landing-Contra Costa 230kV Line |  | 5 | 1 | YES | 2 | 1 | 1 | NO | 1
PG&E FRESNO | Clovis | 115 | 0 | 0 | 0 | 0 | 0 | 0 | 0 | 0 | 0 | 0 | 0 | 0 | 0 | 0 | 0 | 0 | 0 | 0 | 0 | 0 | 0 | 0 | 0 | 0 | 0 | 0 | 0 | 0 | 0 | 0 | 0 | 0 | 0 | 0 | 0 | 0 | 0 | 0 | 0 | 0 | 0 | 0 | 0 | 0 | 0 | 0 | 0 | 0 | 0 | 0 | 0 | 0 | 0 | 0 | 0 | 0 | 0 | 0 | 0 | 0 | 0 | 0 | 0 | 0 | 0 | 0 | 0 | 0 | 0 | 0 | 0 | 0 | 0 | 0 | 0 | 0 | 0 | 0 | 0 | 1 | 0 | 1 | 1 | 1 | 0 | 1 | 0 | 1 | 0 | 0 | 0 | 0 | 1 | 0 | 0 | 0 | 0 | 1 |  | 0 | 0 | 0 | 0 | 0 | 0 | 0 | 0 | 0 | 0 | 0 | 0 | 0 | 0 | 0 | 0 | 0 | 0 | 0 | 0 | 0 | 0 | 0 | 0 | 0 | 0 | 0 | 0 | 0 | 0 | 2 | 0 | 3 | 0 | 1 | 0 | -570.55 | -3180.532 | -2164.4302 | Chowchilla-Le grand 115kV Line | Gates 500/230kV TB #11 | Gates 500/230kV TB #11 |  | 0 | 0 | 0 | 0 | 0 | 0 | 15.95 | 0.35 | 378.2276 | Oro Loma-El Nido 115kV Line | Oro Loma-El Nido 115kV Line | Oro Loma-El Nido 115kV Line |  | 5 | 1 | YES | 2 | 5 | 1 | YES | 2
PG&E GBA | Coburn | 230 | 0 | 0 | 0 | 0 | 0 | 0 | 0 | 0 | 0 | 0 | 0 | 0 | 0 | 0 | 0 | 0 | 0 | 0 | 0 | 0 | 0 | 0 | 0 | 0 | 0 | 0 | 0 | 0 | 0 | 0 | 0 | 0 | 0 | 0 | 0 | 0 | 0 | 0 | 0 | 0 | 0 | 0 | 0 | 0 | 0 | 0 | 0 | 0 | 0 | 0 | 0 | 0 | 0 | 0 | 0 | 1 | 0 | 0 | 0 | 1 | 0 | 0 | 0 | 0 | 0 | 0 | 0 | 0 | 0 | 0 | 0 | 0 | 0 | 0 | 0 | 0 | 0 | 0 | 1 | 1 | 0 | 0 | 0 | 0 | 0 | 1 | 0 | 0 | 0 | 0 | 0 | 0 | 0 | 0 | 0 | 0 | 1 | 1 |  | 0 | 0 | 0 | 0 | 0 | 0 | 0 | 0 | 0 | 0 | 0 | 0 | 0 | 0 | 0 | 0 | 0 | 0 | 0 | 0 | 0 | 0 | 0 | 0 | 0 | 0 | 0 | 2 | 0 | 1 | 3 | 0 | 2 | 0 | 2 | 0 | -614.49 | -3180.532 | -3151.403 | Tesla-Bellota 230 kV line | Gates 500/230kV TB #11 | Gates 500/230kV TB #12 |  | 0 | 1 | 0 | 0 | 0 | 0 | -314.49 | 1058.968 | 1144.2952 | Tesla-Bellota 230 kV line | Los Banos 500/230kV TB | Tesla-Bellota 230 kV line |  | 5 | 4 | YES | 4 | 5 | 1 | YES | 2
PG&E GBA | Coburn | 60 | 0 | 0 | 0 | 0 | 0 | 0 | 0 | 0 | 0 | 0 | 0 | 0 | 0 | 0 | 0 | 0 | 0 | 0 | 0 | 0 | 0 | 0 | 0 | 0 | 0 | 0 | 0 | 0 | 0 | 0 | 0 | 0 | 0 | 0 | 0 | 0 | 0 | 0 | 0 | 0 | 0 | 0 | 0 | 0 | 0 | 0 | 0 | 0 | 0 | 0 | 0 | 0 | 0 | 0 | 0 | 1 | 0 | 0 | 0 | 1 | 0 | 0 | 0 | 0 | 0 | 0 | 0 | 0 | 0 | 0 | 0 | 0 | 0 | 0 | 0 | 0 | 0 | 0 | 1 | 1 | 0 | 0 | 0 | 0 | 0 | 1 | 0 | 0 | 0 | 0 | 0 | 0 | 0 | 0 | 0 | 0 | 1 | 1 |  | 0 | 0 | 0 | 0 | 0 | 0 | 0 | 0 | 0 | 0 | 0 | 0 | 1.5 | 0 | 1 | 0 | 0 | 0 | 0 | 0 | 0 | 0 | 0 | 0 | 0 | 0 | 0 | 1.5 | 0 | 1 | 3 | 0 | 2 | 0 | 2 | 0 | -614.49 | -3180.532 | -3151.403 | Tesla-Bellota 230 kV line | Gates 500/230kV TB #11 | Gates 500/230kV TB #12 |  | 0 | 1 | 0 | 0 | 0 | 0 | -314.49 | 1058.968 | 1144.2952 | Tesla-Bellota 230 kV line | Los Banos 500/230kV TB | Tesla-Bellota 230 kV line |  | 5 | 4 | YES | 4 | 5 | 1 | YES | 2
PG&E NGBA | Colgate | 230 | 0 | 0 | 0 | 0 | 0 | 0 | 0 | 0 | 0 | 0 | 0 | 0 | 0 | 0 | 0 | 0 | 0 | 0 | 0 | 0 | 0 | 0 | 0 | 0 | 0 | 0 | 0 | 0 | 0 | 0 | 0 | 0 | 0 | 0 | 0 | 0 | 0 | 0 | 0 | 1 | 0 | 0 | 0 | 0 | 1 | 1 | 1 | 1 | 0 | 0 | 0 | 0 | 0 | 0 | 0 | 0 | 0 | 0 | 0 | 1 | 1 | 0 | 0 | 0 | 0 | 0 | 0 | 0 | 0 | 0 | 0 | 0 | 0 | 0 | 0 | 0 | 0 | 0 | 0 | 0 | 0 | 0 | 0 | 0 | 0 | 0 | 0 | 0 | 0 | 0 | 0 | 0 | 0 | 0 | 0 | 0 | 0 | 0 |  | 0 | 0 | 0 | 0 | 0 | 0 | 0 | 0 | 0 | 0 | 0 | 0 | 0 | 0 | 0 | 0 | 0 | 0 | 0 | 0 | 0 | 0 | 0 | 0 | 0 | 0 | 0 | 0 | 0 | 0 | 2 | 0 | 2 | 0 | 0 | 0 | -2282.29 | -1253.7212 | 85.9836 | Collinsville-Tesla 500 kV Line | Collinsville-Tesla 500 kV Line | Rocklin-Pleaseant grove 115kV line |  | 0 | 1 | 1 | 0 | 0 | 0 | -314.49 | -339.66 | 85.9836 | Tesla-Bellota 230 kV line | Bellota-Weber 230kV line | Rocklin-Pleaseant grove 115kV line |  | 5 | 5 | NO | 5 | 1 | 1 | NO | 1
PG&E GBA | Collierville | 230 | 0 | 0 | 0 | 0 | 0 | 0 | 0 | 0 | 0 | 0 | 0 | 0 | 0 | 0 | 0 | 0 | 0 | 0 | 0 | 0 | 0 | 0 | 0 | 0 | 0 | 0 | 0 | 0 | 0 | 0 | 0 | 0 | 0 | 0 | 0 | 0 | 0 | 0 | 0 | 0 | 0 | 0 | 0 | 0 | 0 | 1 | 0 | 0 | 0 | 0 | 0 | 0 | 0 | 0 | 0 | 1 | 0 | 1 | 0 | 1 | 0 | 0 | 0 | 0 | 0 | 1 | 0 | 0 | 0 | 0 | 0 | 0 | 0 | 0 | 0 | 0 | 0 | 0 | 0 | 0 | 0 | 0 | 0 | 0 | 0 | 0 | 0 | 0 | 0 | 0 | 0 | 0 | 0 | 0 | 0 | 0 | 0 | 0 |  | 0 | 0 | 0 | 0 | 0 | 0 | 0 | 0 | 0 | 0 | 0 | 0 | 0 | 0 | 0 | 0 | 0 | 0 | 0 | 0 | 0 | 0 | 0 | 0 | 0 | 0 | 0 | 0 | 0 | 0 | 1 | 0 | 1 | 0 | 0 | 0 | -614.49 | -339.66 | 672.109 | Tesla-Bellota 230 kV line | Bellota-Weber 230kV line | Kasson Jct-Heinz 115 kV line |  | 0 | 1 | 1 | 0 | 0 | 0 | -314.49 | -339.66 | 672.109 | Tesla-Bellota 230 kV line | Bellota-Weber 230kV line | Kasson Jct-Heinz 115 kV line |  | 5 | 5 | NO | 5 | 1 | 1 | NO | 1
PG&E GBA | Collinsville | 230 | 0 | 0 | 0 | 0 | 0 | 0 | 0 | 0 | 0 | 0 | 0 | 0 | 0 | 0 | 0 | 0 | 0 | 0 | 0 | 0 | 0 | 0 | 0 | 0 | 0 | 0 | 0 | 0 | 0 | 0 | 0 | 0 | 0 | 0 | 0 | 0 | 0 | 0 | 0 | 1 | 0 | 0 | 0 | 0 | 0 | 0 | 0 | 0 | 0 | 0 | 0 | 0 | 0 | 0 | 0 | 0 | 0 | 0 | 0 | 0 | 0 | 0 | 0 | 0 | 0 | 0 | 0 | 0 | 0 | 0 | 0 | 0 | 0 | 0 | 0 | 0 | 0 | 0 | 0 | 0 | 0 | 0 | 0 | 0 | 0 | 0 | 0 | 0 | 0 | 0 | 0 | 0 | 0 | 0 | 0 | 0 | 0 | 0 |  | 0 | 0 | 0 | 0 | 0 | 0 | 0 | 0 | 0 | 0 | 0 | 0 | 0 | 0 | 0 | 0 | 0 | 0 | 0 | 0 | 0 | 0 | 0 | 0 | 0 | 0 | 0 | 0 | 0 | 0 | 1 | 0 | 1 | 0 | 0 | 0 | -2282.29 | -1253.7212 | 884.6639 | Collinsville-Tesla 500 kV Line | Collinsville-Tesla 500 kV Line | Collinsville-Tesla 500 kV Line |  | 0 | 0 | 0 | 0 | 0 | 0 | 6362.71 | 7391.2788 | 884.6639 | Collinsville-Tesla 500 kV Line | Collinsville-Tesla 500 kV Line | Collinsville-Tesla 500 kV Line |  | 5 | 1 | YES | 2 | 1 | 1 | NO | 1
PG&E GBA | Collinsville | 500 | 0 | 0 | 0 | 0 | 0 | 0 | 0 | 0 | 0 | 0 | 0 | 0 | 0 | 0 | 0 | 0 | 0 | 0 | 0 | 0 | 0 | 0 | 0 | 0 | 0 | 0 | 0 | 0 | 0 | 0 | 0 | 0 | 0 | 0 | 0 | 0 | 0 | 0 | 0 | 1 | 0 | 0 | 0 | 0 | 0 | 0 | 0 | 0 | 0 | 0 | 0 | 0 | 0 | 0 | 0 | 0 | 0 | 0 | 0 | 0 | 0 | 0 | 0 | 0 | 0 | 0 | 0 | 0 | 0 | 0 | 0 | 0 | 0 | 0 | 0 | 0 | 0 | 0 | 0 | 0 | 0 | 0 | 0 | 0 | 0 | 0 | 0 | 0 | 0 | 0 | 0 | 0 | 0 | 0 | 0 | 0 | 0 | 0 |  | 0 | 0 | 0 | 0 | 0 | 0 | 0 | 0 | 0 | 0 | 0 | 0 | 0 | 0 | 0 | 0 | 0 | 0 | 0 | 0 | 0 | 0 | 0 | 0 | 0 | 0 | 0 | 0 | 0 | 0 | 1 | 0 | 1 | 0 | 0 | 0 | -2282.29 | -1253.7212 | 884.6639 | Collinsville-Tesla 500 kV Line | Collinsville-Tesla 500 kV Line | Collinsville-Tesla 500 kV Line |  | 0 | 0 | 0 | 0 | 0 | 0 | 6362.71 | 7391.2788 | 884.6639 | Collinsville-Tesla 500 kV Line | Collinsville-Tesla 500 kV Line | Collinsville-Tesla 500 kV Line |  | 5 | 1 | YES | 2 | 1 | 1 | NO | 1
SCE Eastern | Colorado River | 230 | 0 | 0 | 0 | 0 | 0 | 0 | 0 | 0 | 0 | 0 | 0 | 0 | 0 | 0 | 0 | 1 | 0 | 1 | 0 | 0 | 0 | 1 | 0 | 0 | 0 | 0 | 0 | 0 | 0 | 0 | 0 | 0 | 0 | 0 | 0 | 0 | 0 | 0 | 0 | 0 | 0 | 0 | 0 | 0 | 0 | 0 | 0 | 0 | 0 | 0 | 0 | 0 | 0 | 0 | 0 | 0 | 0 | 0 | 0 | 0 | 0 | 0 | 0 | 0 | 0 | 0 | 0 | 0 | 0 | 0 | 0 | 0 | 0 | 0 | 0 | 0 | 0 | 0 | 0 | 0 | 0 | 0 | 0 | 0 | 0 | 0 | 0 | 0 | 0 | 0 | 0 | 0 | 0 | 0 | 0 | 0 | 0 | 2 |  | 0 | 0 | 0 | 0 | 0 | 0 | 0 | 0 | 0 | 0 | 0 | 0 | 0 | 0 | 0 | 0 | 0 | 0 | 0 | 0 | 0 | 0 | 0 | 0 | 100 | 700 | 30 | 0 | 0 | 1 | 0 | 4 | 0 | 2 | 0 | 1 | -1433.486 | -1416.858 | -915.364 | Devers-Red Bluff Constraint | Devers-Red Bluff Constraint | Devers-Red Bluff Constraint |  | 0 | 4 | 0 | 2 | 0 | 1 | -1433.486 | -1416.858 | -915.364 | Devers-Red Bluff Constraint | Devers-Red Bluff Constraint | Devers-Red Bluff Constraint |  | 4 | 4 | NO | 4 | 4 | 4 | NO | 4
SCE Eastern | Colorado River | 500 | 0 | 0 | 0 | 0 | 0 | 0 | 0 | 0 | 0 | 0 | 0 | 0 | 0 | 0 | 0 | 0 | 0 | 1 | 0 | 0 | 0 | 1 | 0 | 0 | 0 | 0 | 0 | 0 | 0 | 0 | 0 | 0 | 0 | 0 | 0 | 0 | 0 | 0 | 0 | 0 | 0 | 0 | 0 | 0 | 0 | 0 | 0 | 0 | 0 | 0 | 0 | 0 | 0 | 0 | 0 | 0 | 0 | 0 | 0 | 0 | 0 | 0 | 0 | 0 | 0 | 0 | 0 | 0 | 0 | 0 | 0 | 0 | 0 | 0 | 0 | 0 | 0 | 0 | 0 | 0 | 0 | 0 | 0 | 0 | 0 | 0 | 0 | 0 | 0 | 0 | 0 | 0 | 0 | 0 | 0 | 0 | 0 | 2 |  | 0 | 0 | 0 | 0 | 0 | 0 | 0 | 0 | 0 | 0 | 0 | 0 | 0 | 0 | 0 | 0 | 0 | 0 | 0 | 0 | 0 | 0 | 0 | 0 | 0 | 0 | 0 | 0 | 0 | 0 | 0 | 4 | 0 | 2 | 0 | 1 | -1433.486 | -1416.858 | -915.364 | Devers-Red Bluff Constraint | Devers-Red Bluff Constraint | Devers-Red Bluff Constraint |  | 0 | 4 | 0 | 2 | 0 | 1 | -1433.486 | -1416.858 | -915.364 | Devers-Red Bluff Constraint | Devers-Red Bluff Constraint | Devers-Red Bluff Constraint |  | 4 | 4 | NO | 4 | 4 | 4 | NO | 4
PG&E KERN | Columbus | 115 | 0 | 0 | 0 | 0 | 0 | 0 | 0 | 0 | 0 | 0 | 0 | 0 | 0 | 0 | 0 | 0 | 0 | 0 | 0 | 0 | 0 | 0 | 0 | 0 | 0 | 0 | 0 | 0 | 0 | 0 | 0 | 0 | 0 | 0 | 0 | 0 | 0 | 0 | 0 | 0 | 0 | 0 | 0 | 0 | 0 | 0 | 0 | 0 | 0 | 0 | 0 | 0 | 0 | 0 | 0 | 0 | 0 | 0 | 0 | 0 | 0 | 0 | 0 | 0 | 0 | 0 | 0 | 0 | 0 | 0 | 1 | 0 | 0 | 0 | 0 | 0 | 0 | 0 | 1 | 1 | 0 | 0 | 0 | 0 | 0 | 0 | 0 | 0 | 0 | 0 | 0 | 0 | 0 | 0 | 1 | 0 | 0 | 0 |  | 0 | 0 | 0 | 0 | 0 | 0 | 0 | 0 | 0 | 0 | 0 | 0 | 0 | 0 | 0 | 0 | 0 | 0 | 0 | 0 | 0 | 0 | 0 | 0 | 100 | 130 | 0 | 20 | 0 | 1 | 2 | 0 | 3 | 0 | 2 | 1 | -385.58 | -3180.532 | -3308.8336 | Gates 500/230kV TB #11 | Gates 500/230kV TB #11 | Mustang-Henrietta 230 kV line |  | 0 | 0 | 0 | 0 | 0 | 1 | 1770.3 | 1423.32 | -829.8336 | Kern 230/115kV TB #4 | Kern 230/115kV TB #4 | Mustang-Henrietta 230 kV line |  | 5 | 1 | YES | 2 | 5 | 4 | YES | 4
PG&E GBA | Contra Costa | 115 | 0 | 0 | 0 | 0 | 0 | 0 | 0 | 0 | 0 | 0 | 0 | 0 | 0 | 0 | 0 | 0 | 0 | 0 | 0 | 0 | 0 | 0 | 0 | 0 | 0 | 0 | 0 | 0 | 0 | 0 | 0 | 0 | 0 | 0 | 0 | 0 | 0 | 0 | 0 | 1 | 0 | 0 | 0 | 0 | 0 | 0 | 0 | 0 | 0 | 0 | 0 | 0 | 0 | 1 | 1 | 1 | 1 | 0 | 1 | 1 | 0 | 0 | 0 | 0 | 0 | 1 | 1 | 0 | 0 | 0 | 0 | 0 | 0 | 0 | 0 | 0 | 0 | 0 | 0 | 0 | 0 | 0 | 0 | 0 | 0 | 0 | 0 | 0 | 0 | 0 | 0 | 0 | 0 | 0 | 0 | 0 | 0 | 0 |  | 0 | 0 | 0 | 0 | 0 | 0 | 0 | 0 | 0 | 0 | 0 | 0 | 0 | 0 | 0 | 0 | 0 | 0 | 0 | 0 | 0 | 0 | 0 | 0 | 0 | 0 | 0 | 0 | 0 | 0 | 4 | 0 | 1 | 0 | 0 | 0 | -2282.29 | -1253.7212 | 77 | Collinsville-Tesla 500 kV Line | Collinsville-Tesla 500 kV Line | Contra Costa #1 115kV Line |  | 0 | 1 | 0 | 0 | 0 | 0 | -314.49 | 32 | 77 | Tesla-Bellota 230 kV line | Contra Costa #1 115kV Line | Contra Costa #1 115kV Line |  | 5 | 4 | YES | 4 | 1 | 1 | NO | 1
PG&E GBA | Contra Costa | 230 | 0 | 0 | 0 | 0 | 0 | 0 | 0 | 0 | 0 | 0 | 0 | 0 | 0 | 0 | 0 | 0 | 0 | 0 | 0 | 0 | 0 | 0 | 0 | 0 | 0 | 0 | 0 | 0 | 0 | 0 | 0 | 0 | 0 | 0 | 0 | 0 | 0 | 0 | 0 | 1 | 0 | 0 | 0 | 0 | 0 | 0 | 0 | 0 | 0 | 0 | 0 | 0 | 0 | 1 | 1 | 1 | 0 | 0 | 1 | 1 | 0 | 0 | 0 | 0 | 0 | 1 | 0 | 0 | 0 | 0 | 0 | 0 | 0 | 0 | 0 | 0 | 0 | 0 | 0 | 0 | 0 | 0 | 0 | 0 | 0 | 0 | 0 | 0 | 0 | 0 | 0 | 0 | 0 | 0 | 0 | 0 | 0 | 0 |  | 0 | 0 | 0 | 0 | 0 | 0 | 0 | 0 | 0 | 0 | 0 | 0 | 0 | 0 | 0 | 0 | 0 | 0 | 0 | 0 | 0 | 0 | 0 | 0 | 0 | 0 | 0 | 0 | 0 | 0 | 3 | 0 | 1 | 0 | 0 | 0 | -2282.29 | -1253.7212 | 884.6639 | Collinsville-Tesla 500 kV Line | Collinsville-Tesla 500 kV Line | Collinsville-Tesla 500 kV Line |  | 0 | 1 | 0 | 0 | 0 | 0 | -314.49 | 932.2038 | 884.6639 | Tesla-Bellota 230 kV line | Contra Costa- Windmaster 230 kV line | Collinsville-Tesla 500 kV Line |  | 5 | 4 | YES | 4 | 1 | 1 | NO | 1
PG&E GBA | Contra Costa PP | 230 | 0 | 0 | 0 | 0 | 0 | 0 | 0 | 0 | 0 | 0 | 0 | 0 | 0 | 0 | 0 | 0 | 0 | 0 | 0 | 0 | 0 | 0 | 0 | 0 | 0 | 0 | 0 | 0 | 0 | 0 | 0 | 0 | 0 | 0 | 0 | 0 | 0 | 0 | 0 | 1 | 0 | 0 | 0 | 0 | 0 | 0 | 0 | 0 | 0 | 0 | 0 | 0 | 0 | 1 | 1 | 1 | 0 | 0 | 1 | 1 | 0 | 0 | 0 | 0 | 0 | 1 | 1 | 0 | 0 | 0 | 0 | 0 | 0 | 0 | 0 | 0 | 0 | 0 | 0 | 0 | 0 | 0 | 0 | 0 | 0 | 0 | 0 | 0 | 0 | 0 | 0 | 0 | 0 | 0 | 0 | 0 | 0 | 0 |  | 0 | 0 | 0 | 0 | 0 | 0 | 0 | 0 | 0 | 0 | 0 | 0 | 0 | 0 | 0 | 0 | 0 | 0 | 0 | 0 | 0 | 0 | 0 | 0 | 0 | 0 | 0 | 0 | 0 | 0 | 4 | 0 | 1 | 0 | 0 | 0 | -2282.29 | -1253.7212 | 335.9726 | Collinsville-Tesla 500 kV Line | Collinsville-Tesla 500 kV Line | Birds Landing-Contra Costa 230kV Line |  | 0 | 1 | 0 | 0 | 0 | 0 | -314.49 | 932.2038 | 335.9726 | Tesla-Bellota 230 kV line | Contra Costa- Windmaster 230 kV line | Birds Landing-Contra Costa 230kV Line |  | 5 | 4 | YES | 4 | 1 | 1 | NO | 1
SCE NOL | Control | 115 | 0 | 0 | 0 | 0 | 0 | 0 | 0 | 0 | 0 | 0 | 1 | 1 | 1 | 1 | 0 | 0 | 0 | 0 | 0 | 0 | 0 | 0 | 0 | 0 | 0 | 0 | 0 | 0 | 0 | 0 | 0 | 0 | 0 | 0 | 0 | 0 | 0 | 0 | 0 | 0 | 0 | 0 | 0 | 0 | 0 | 0 | 0 | 0 | 0 | 0 | 0 | 0 | 0 | 0 | 0 | 0 | 0 | 0 | 0 | 0 | 0 | 0 | 0 | 0 | 0 | 0 | 0 | 0 | 0 | 0 | 0 | 0 | 0 | 0 | 0 | 0 | 0 | 0 | 0 | 0 | 0 | 0 | 0 | 0 | 0 | 0 | 0 | 0 | 0 | 0 | 0 | 0 | 0 | 0 | 0 | 0 | 0 | 3 |  | 0 | 0 | 0 | 0 | 0 | 0 | 0 | 0 | 0 | 0 | 0 | 0 | 0 | 0 | 0 | 116.8 | 0 | 0 | 0 | 0 | 0 | 0 | 0 | 0 | 0 | 0 | 0 | 0 | 0 | 1 | 1 | 2 | 1 | 0 | 0 | 0 | -116.8 | -116.8 | 3.2 | Control to Inyokern area constraint | Control to Inyokern area constraint | Control to Inyokern area constraint |  | 0 | 2 | 0 | 0 | 0 | 0 | -104.4 | 65.95 | 3.2 | South of Kramer Area Constraint | South of Kramer Area Constraint | Control to Inyokern area constraint |  | 5 | 3 | YES | 3 | 1 | 1 | NO | 1
SCE NOL | Control | 55 | 0 | 0 | 0 | 0 | 0 | 0 | 0 | 0 | 0 | 0 | 1 | 1 | 1 | 1 | 0 | 0 | 0 | 0 | 0 | 0 | 0 | 0 | 0 | 0 | 0 | 0 | 0 | 0 | 0 | 0 | 0 | 0 | 0 | 0 | 0 | 0 | 0 | 0 | 0 | 0 | 0 | 0 | 0 | 0 | 0 | 0 | 0 | 0 | 0 | 0 | 0 | 0 | 0 | 0 | 0 | 0 | 0 | 0 | 0 | 0 | 0 | 0 | 0 | 0 | 0 | 0 | 0 | 0 | 0 | 0 | 0 | 0 | 0 | 0 | 0 | 0 | 0 | 0 | 0 | 0 | 0 | 0 | 0 | 0 | 0 | 0 | 0 | 0 | 0 | 0 | 0 | 0 | 0 | 0 | 0 | 0 | 0 | 3 |  | 0 | 0 | 0 | 0 | 0 | 0 | 0 | 0 | 0 | 0 | 0 | 0 | 0 | 0 | 0 | 0 | 0 | 0 | 0 | 0 | 0 | 0 | 0 | 0 | 0 | 0 | 0 | 0 | 0 | 0 | 1 | 2 | 1 | 0 | 0 | 0 | -116.8 | -116.8 | 3.2 | Control to Inyokern area constraint | Control to Inyokern area constraint | Control to Inyokern area constraint |  | 0 | 2 | 0 | 0 | 0 | 0 | -104.4 | 65.95 | 3.2 | South of Kramer Area Constraint | South of Kramer Area Constraint | Control to Inyokern area constraint |  | 5 | 3 | YES | 3 | 1 | 1 | NO | 1
PG&E GBA | Cooley Landing | 115 | 0 | 0 | 0 | 0 | 0 | 0 | 0 | 0 | 0 | 0 | 0 | 0 | 0 | 0 | 0 | 0 | 0 | 0 | 0 | 0 | 0 | 0 | 0 | 0 | 0 | 0 | 0 | 0 | 0 | 0 | 0 | 0 | 0 | 0 | 0 | 0 | 0 | 0 | 0 | 1 | 0 | 0 | 0 | 0 | 0 | 0 | 0 | 0 | 0 | 0 | 0 | 0 | 1 | 0 | 0 | 1 | 0 | 0 | 0 | 0 | 0 | 0 | 0 | 0 | 0 | 0 | 0 | 0 | 0 | 0 | 0 | 0 | 0 | 0 | 0 | 0 | 0 | 0 | 0 | 0 | 0 | 0 | 0 | 0 | 0 | 0 | 0 | 0 | 0 | 0 | 0 | 0 | 0 | 0 | 0 | 0 | 0 | 1 |  | 0 | 0 | 0 | 0 | 0 | 0 | 0 | 0 | 0 | 0 | 0 | 0 | 0 | 0 | 0 | 0 | 0 | 0 | 0 | 0 | 0 | 0 | 0 | 0 | 0 | 50 | 0 | 0 | 0 | 1 | 1 | 0 | 1 | 0 | 0 | 0 | -2282.29 | -1253.7212 | 884.6639 | Collinsville-Tesla 500 kV Line | Collinsville-Tesla 500 kV Line | Collinsville-Tesla 500 kV Line |  | 0 | 0 | 0 | 0 | 0 | 0 | 857.21 | 2019.85 | 884.6639 | Tesla-Tracy-Pump 230 kV line #2 | Sobrante-Moraga 230 kV line | Collinsville-Tesla 500 kV Line |  | 5 | 1 | YES | 2 | 1 | 1 | NO | 1
PG&E GBA | Cooley Landing | 60 | 0 | 0 | 0 | 0 | 0 | 0 | 0 | 0 | 0 | 0 | 0 | 0 | 0 | 0 | 0 | 0 | 0 | 0 | 0 | 0 | 0 | 0 | 0 | 0 | 0 | 0 | 0 | 0 | 0 | 0 | 0 | 0 | 0 | 0 | 0 | 0 | 0 | 0 | 0 | 0 | 0 | 0 | 0 | 0 | 0 | 0 | 0 | 0 | 0 | 0 | 0 | 0 | 0 | 0 | 0 | 1 | 0 | 0 | 0 | 0 | 0 | 0 | 0 | 0 | 0 | 1 | 0 | 0 | 0 | 0 | 0 | 0 | 0 | 0 | 0 | 0 | 0 | 0 | 0 | 0 | 0 | 0 | 0 | 0 | 0 | 0 | 0 | 0 | 0 | 0 | 0 | 0 | 0 | 0 | 0 | 0 | 0 | 0 |  | 0 | 0 | 0 | 0 | 0 | 0 | 0 | 0 | 0 | 0 | 0 | 0 | 0 | 0 | 0 | 0 | 0 | 0 | 0 | 0 | 0 | 0 | 0 | 0 | 0 | 0 | 0 | 0 | 0 | 0 | 0 | 0 | 0 | 0 | 0 | 0 | 857.21 | 2453.6438 | 7037.0616 | Tesla-Tracy-Pump 230 kV line #2 | Tesla-Tracy-Pump 230 kV line #2 | Tesla-Tracy Pump 230 kV Line #1 |  | 0 | 0 | 0 | 0 | 0 | 0 | 857.21 | 2453.6438 | 7037.0616 | Tesla-Tracy-Pump 230 kV line #2 | Tesla-Tracy-Pump 230 kV line #2 | Tesla-Tracy Pump 230 kV Line #1 |  | 1 | 1 | NO | 1 | 1 | 1 | NO | 1
SCE NOL | Coolwater | 230 | 0 | 0 | 0 | 0 | 0 | 0 | 0 | 0 | 0 | 0 | 0 | 1 | 1 | 1 | 0 | 0 | 0 | 0 | 0 | 0 | 0 | 0 | 0 | 0 | 0 | 0 | 0 | 0 | 0 | 0 | 0 | 0 | 0 | 0 | 0 | 0 | 0 | 0 | 0 | 0 | 0 | 0 | 0 | 0 | 0 | 0 | 0 | 0 | 0 | 0 | 0 | 0 | 0 | 0 | 0 | 0 | 0 | 0 | 0 | 0 | 0 | 0 | 0 | 0 | 0 | 0 | 0 | 0 | 0 | 0 | 0 | 0 | 0 | 0 | 0 | 0 | 0 | 0 | 0 | 0 | 0 | 0 | 0 | 0 | 0 | 0 | 0 | 0 | 0 | 0 | 0 | 0 | 0 | 0 | 0 | 0 | 0 | 3 |  | 0 | 0 | 0 | 0 | 0 | 0 | 0 | 0 | 0 | 0 | 0 | 0 | 0 | 0 | 0 | 0 | 0 | 0 | 0 | 0 | 0 | 0 | 0 | 0 | 0 | 0 | 0 | 0 | 0 | 0 | 0 | 2 | 0 | 0 | 0 | 0 | -104.4 | 65.95 | 1269.924 | South of Kramer Area Constraint | South of Kramer Area Constraint | South of Kramer Area Constraint |  | 0 | 2 | 0 | 0 | 0 | 0 | -104.4 | 65.95 | 1269.924 | South of Kramer Area Constraint | South of Kramer Area Constraint | South of Kramer Area Constraint |  | 3 | 3 | NO | 3 | 1 | 1 | NO | 1
SCE NOL | Coolwater | 115 | 0 | 0 | 0 | 0 | 0 | 0 | 0 | 0 | 0 | 0 | 0 | 1 | 1 | 1 | 0 | 0 | 0 | 0 | 0 | 0 | 0 | 0 | 0 | 0 | 0 | 0 | 0 | 0 | 0 | 0 | 0 | 0 | 0 | 0 | 0 | 0 | 0 | 0 | 0 | 0 | 0 | 0 | 0 | 0 | 0 | 0 | 0 | 0 | 0 | 0 | 0 | 0 | 0 | 0 | 0 | 0 | 0 | 0 | 0 | 0 | 0 | 0 | 0 | 0 | 0 | 0 | 0 | 0 | 0 | 0 | 0 | 0 | 0 | 0 | 0 | 0 | 0 | 0 | 0 | 0 | 0 | 0 | 0 | 0 | 0 | 0 | 0 | 0 | 0 | 0 | 0 | 0 | 0 | 0 | 0 | 0 | 0 | 3 |  | 0 | 0 | 0 | 0 | 0 | 0 | 0 | 0 | 0 | 0 | 0 | 0 | 0 | 0 | 0 | 0 | 0 | 0 | 0 | 0 | 0 | 0 | 0 | 0 | 0 | 0 | 113.5 | 0 | 0 | 1 | 0 | 2 | 0 | 0 | 0 | 0 | -104.4 | 65.95 | 1269.924 | South of Kramer Area Constraint | South of Kramer Area Constraint | South of Kramer Area Constraint |  | 0 | 2 | 0 | 0 | 0 | 0 | -104.4 | 65.95 | 1269.924 | South of Kramer Area Constraint | South of Kramer Area Constraint | South of Kramer Area Constraint |  | 3 | 3 | NO | 3 | 1 | 1 | NO | 1
PG&E KERN | Copus | 70 | 0 | 0 | 0 | 0 | 0 | 0 | 0 | 0 | 0 | 0 | 0 | 0 | 0 | 0 | 0 | 0 | 0 | 0 | 0 | 0 | 0 | 0 | 0 | 0 | 0 | 0 | 0 | 0 | 0 | 0 | 0 | 0 | 0 | 0 | 0 | 0 | 0 | 0 | 0 | 0 | 0 | 0 | 0 | 0 | 0 | 0 | 0 | 0 | 0 | 0 | 0 | 0 | 0 | 0 | 0 | 0 | 0 | 0 | 0 | 0 | 0 | 0 | 0 | 0 | 0 | 0 | 0 | 0 | 0 | 0 | 1 | 1 | 1 | 0 | 1 | 0 | 0 | 0 | 1 | 1 | 0 | 0 | 0 | 0 | 0 | 0 | 0 | 0 | 0 | 0 | 0 | 0 | 0 | 0 | 1 | 0 | 0 | 0 |  | 0 | 0 | 0 | 0 | 0 | 0 | 0 | 0 | 0 | 0 | 0 | 0 | 0 | 0 | 0 | 0 | 0 | 0 | 0 | 0 | 0 | 0 | 0 | 0 | 0 | 0 | 0 | 0 | 0 | 0 | 2 | 0 | 3 | 0 | 2 | 1 | -385.58 | -3180.532 | -3308.8336 | Gates 500/230kV TB #11 | Gates 500/230kV TB #11 | Mustang-Henrietta 230 kV line |  | 0 | 0 | 0 | 0 | 0 | 1 | 17.78 | 17.78 | -829.8336 | Midway-Taft 115 kV line | Midway-Taft 115 kV line | Mustang-Henrietta 230 kV line |  | 5 | 1 | YES | 2 | 5 | 4 | YES | 4
PG&E FRESNO | Corcoran | 70 | 0 | 0 | 0 | 0 | 0 | 0 | 0 | 0 | 0 | 0 | 0 | 0 | 0 | 0 | 0 | 0 | 0 | 0 | 0 | 0 | 0 | 0 | 0 | 0 | 0 | 0 | 0 | 0 | 0 | 0 | 0 | 0 | 0 | 0 | 0 | 0 | 0 | 0 | 0 | 0 | 0 | 0 | 0 | 0 | 0 | 1 | 0 | 0 | 0 | 0 | 0 | 0 | 0 | 0 | 0 | 0 | 0 | 0 | 0 | 0 | 0 | 0 | 0 | 0 | 0 | 0 | 0 | 0 | 0 | 0 | 0 | 0 | 0 | 0 | 0 | 0 | 0 | 0 | 1 | 1 | 0 | 1 | 0 | 1 | 1 | 1 | 0 | 0 | 0 | 1 | 0 | 0 | 0 | 0 | 1 | 0 | 0 | 2 |  | 0 | 0 | 0 | 0 | 0 | 0 | 0 | 0 | 0 | 0 | 0 | 0 | 0 | 0 | 0 | 0 | 0 | 0 | 0 | 0 | 0 | 0 | 0 | 0 | 0 | 0 | 0 | 0 | 0 | 0 | 4 | 0 | 7 | 0 | 3 | 1 | -628.35 | -3180.532 | -3308.8336 | Borden-Storey #1 230kV line | Gates 500/230kV TB #11 | Mustang-Henrietta 230 kV line |  | 0 | 0 | 1 | 0 | 0 | 1 | 181.95 | -339.66 | -829.8336 | Bellota-Weber 230kV line | Bellota-Weber 230kV line | Mustang-Henrietta 230 kV line |  | 5 | 5 | NO | 5 | 5 | 4 | YES | 4
PG&E FRESNO | Corcoran | 115 | 0 | 0 | 0 | 0 | 0 | 0 | 0 | 0 | 0 | 0 | 0 | 0 | 0 | 0 | 0 | 0 | 0 | 0 | 0 | 0 | 0 | 0 | 0 | 0 | 0 | 0 | 0 | 0 | 0 | 0 | 0 | 0 | 0 | 0 | 0 | 0 | 0 | 0 | 0 | 0 | 0 | 0 | 0 | 0 | 0 | 1 | 0 | 0 | 0 | 0 | 0 | 0 | 0 | 0 | 0 | 0 | 0 | 0 | 0 | 0 | 0 | 0 | 0 | 0 | 0 | 0 | 0 | 0 | 0 | 0 | 0 | 0 | 0 | 0 | 0 | 0 | 0 | 0 | 1 | 0 | 0 | 1 | 0 | 1 | 1 | 1 | 0 | 0 | 0 | 1 | 0 | 0 | 0 | 0 | 1 | 0 | 0 | 2 |  | 0 | 0 | 0 | 0 | 0 | 0 | 0 | 0 | 0 | 0 | 0 | 0 | 0 | 0 | 0 | 0 | 0 | 0 | 0 | 0 | 0 | 0 | 0 | 0 | 0 | 0 | 0 | 0 | 0 | 0 | 3 | 0 | 6 | 0 | 2 | 1 | -628.35 | -2441.884 | -3308.8336 | Borden-Storey #1 230kV line | Gates 500/230kV TB #12 | Mustang-Henrietta 230 kV line |  | 0 | 0 | 1 | 0 | 0 | 1 | 181.95 | -339.66 | -829.8336 | Bellota-Weber 230kV line | Bellota-Weber 230kV line | Mustang-Henrietta 230 kV line |  | 5 | 5 | NO | 5 | 5 | 4 | YES | 4
PG&E NGBA | Corona | 115 | 0 | 0 | 0 | 0 | 0 | 0 | 0 | 0 | 0 | 0 | 0 | 0 | 0 | 0 | 0 | 0 | 0 | 0 | 0 | 0 | 0 | 0 | 0 | 0 | 0 | 0 | 0 | 0 | 0 | 0 | 0 | 0 | 0 | 0 | 0 | 0 | 0 | 0 | 0 | 1 | 0 | 0 | 0 | 0 | 0 | 0 | 0 | 0 | 0 | 0 | 0 | 0 | 1 | 0 | 0 | 0 | 0 | 0 | 0 | 0 | 0 | 0 | 0 | 0 | 0 | 0 | 1 | 0 | 0 | 0 | 0 | 0 | 0 | 0 | 0 | 0 | 0 | 0 | 0 | 0 | 0 | 0 | 0 | 0 | 0 | 0 | 0 | 0 | 0 | 0 | 0 | 0 | 0 | 0 | 0 | 0 | 0 | 1 |  | 0 | 0 | 0 | 0 | 0 | 0 | 0 | 0 | 0 | 0 | 0 | 0 | 0 | 0 | 0 | 0 | 0 | 0 | 0 | 0 | 0 | 0 | 0 | 0 | 0 | 0 | 0 | 0 | 0 | 0 | 2 | 0 | 1 | 0 | 0 | 0 | -2282.29 | -1253.7212 | 335.9726 | Collinsville-Tesla 500 kV Line | Collinsville-Tesla 500 kV Line | Birds Landing-Contra Costa 230kV Line |  | 0 | 0 | 0 | 0 | 0 | 0 | 1505.81 | 1776.2038 | 335.9726 | Birds Landing-Contra Costa 230kV Line | Birds Landing-Contra Costa 230kV Line | Birds Landing-Contra Costa 230kV Line |  | 5 | 1 | YES | 2 | 1 | 1 | NO | 1
PG&E NGBA | Cortina | 230 | 0 | 0 | 0 | 0 | 0 | 0 | 0 | 0 | 0 | 0 | 0 | 0 | 0 | 0 | 0 | 0 | 0 | 0 | 0 | 0 | 0 | 0 | 0 | 0 | 0 | 0 | 0 | 0 | 0 | 0 | 0 | 0 | 0 | 0 | 0 | 0 | 0 | 0 | 0 | 1 | 0 | 0 | 0 | 0 | 0 | 0 | 0 | 0 | 0 | 0 | 0 | 0 | 1 | 0 | 0 | 0 | 0 | 0 | 0 | 0 | 0 | 0 | 0 | 0 | 0 | 0 | 1 | 0 | 0 | 0 | 0 | 0 | 0 | 0 | 0 | 0 | 0 | 0 | 0 | 0 | 0 | 0 | 0 | 0 | 0 | 0 | 0 | 0 | 0 | 0 | 0 | 0 | 0 | 0 | 0 | 0 | 0 | 1 |  | 0 | 0 | 0 | 0 | 0 | 0 | 0 | 0 | 0 | 0 | 0 | 0 | 0 | 0 | 0 | 115 | 0 | 0 | 101 | 0 | 0 | 0 | 0 | 0 | 0 | 0 | 0 | 0 | 0 | 1 | 2 | 0 | 1 | 0 | 0 | 0 | -2282.29 | -1253.7212 | 335.9726 | Collinsville-Tesla 500 kV Line | Collinsville-Tesla 500 kV Line | Birds Landing-Contra Costa 230kV Line |  | 0 | 0 | 0 | 0 | 0 | 0 | 1505.81 | 1776.2038 | 335.9726 | Birds Landing-Contra Costa 230kV Line | Birds Landing-Contra Costa 230kV Line | Birds Landing-Contra Costa 230kV Line |  | 5 | 1 | YES | 2 | 1 | 1 | NO | 1
PG&E NGBA | Cortina | 115 | 0 | 0 | 0 | 0 | 0 | 0 | 0 | 0 | 0 | 0 | 0 | 0 | 0 | 0 | 0 | 0 | 0 | 0 | 0 | 0 | 0 | 0 | 0 | 0 | 0 | 0 | 0 | 0 | 0 | 0 | 0 | 0 | 0 | 0 | 0 | 0 | 0 | 0 | 0 | 1 | 0 | 0 | 0 | 0 | 0 | 0 | 0 | 0 | 0 | 0 | 0 | 0 | 0 | 0 | 0 | 1 | 0 | 0 | 0 | 0 | 0 | 0 | 0 | 0 | 0 | 0 | 1 | 0 | 0 | 0 | 0 | 0 | 0 | 0 | 0 | 0 | 0 | 0 | 0 | 0 | 0 | 0 | 0 | 0 | 0 | 0 | 0 | 0 | 0 | 0 | 0 | 0 | 0 | 0 | 0 | 0 | 0 | 0 |  | 0 | 0 | 0 | 0 | 0 | 0 | 0 | 0 | 0 | 0 | 0 | 0 | 0 | 0 | 0 | 0 | 0 | 0 | 0 | 0 | 0 | 0 | 0 | 0 | 0 | 0 | 0 | 0 | 0 | 0 | 2 | 0 | 1 | 0 | 0 | 0 | -2282.29 | -1253.7212 | 335.9726 | Collinsville-Tesla 500 kV Line | Collinsville-Tesla 500 kV Line | Birds Landing-Contra Costa 230kV Line |  | 0 | 0 | 0 | 0 | 0 | 0 | 857.21 | 1776.2038 | 335.9726 | Tesla-Tracy-Pump 230 kV line #2 | Birds Landing-Contra Costa 230kV Line | Birds Landing-Contra Costa 230kV Line |  | 5 | 1 | YES | 2 | 1 | 1 | NO | 1
PG&E GBA | Cottle | 230 | 0 | 0 | 0 | 0 | 0 | 0 | 0 | 0 | 0 | 0 | 0 | 0 | 0 | 0 | 0 | 0 | 0 | 0 | 0 | 0 | 0 | 0 | 0 | 0 | 0 | 0 | 0 | 0 | 0 | 0 | 0 | 0 | 0 | 0 | 0 | 0 | 0 | 0 | 0 | 0 | 0 | 0 | 0 | 0 | 0 | 1 | 0 | 0 | 0 | 0 | 0 | 0 | 0 | 0 | 0 | 0 | 0 | 0 | 0 | 1 | 1 | 0 | 0 | 0 | 0 | 0 | 0 | 0 | 0 | 0 | 0 | 0 | 0 | 0 | 0 | 0 | 0 | 0 | 1 | 1 | 0 | 1 | 1 | 0 | 1 | 0 | 0 | 1 | 1 | 1 | 0 | 0 | 1 | 0 | 0 | 0 | 0 | 1 |  | 0 | 0 | 0 | 0 | 0 | 0 | 0 | 0 | 0 | 0 | 0 | 0 | 0 | 0 | 0 | 0 | 0 | 0 | 0 | 0 | 0 | 0 | 0 | 0 | 0 | 0 | 0 | 0 | 0 | 0 | 4 | 0 | 5 | 0 | 3 | 0 | -628.35 | -3180.532 | -3151.403 | Borden-Storey #1 230kV line | Gates 500/230kV TB #11 | Gates 500/230kV TB #12 |  | 0 | 1 | 1 | 0 | 0 | 0 | -314.49 | -339.66 | 378.2276 | Tesla-Bellota 230 kV line | Bellota-Weber 230kV line | Oro Loma-El Nido 115kV Line |  | 5 | 5 | NO | 5 | 5 | 1 | YES | 2
PG&E NGBA | Cottonwood | 115 | 0 | 0 | 0 | 0 | 0 | 0 | 0 | 0 | 0 | 0 | 0 | 0 | 0 | 0 | 0 | 0 | 0 | 0 | 0 | 0 | 0 | 0 | 0 | 0 | 0 | 0 | 0 | 0 | 0 | 0 | 0 | 0 | 0 | 0 | 0 | 0 | 0 | 0 | 0 | 1 | 0 | 0 | 0 | 0 | 0 | 0 | 0 | 0 | 0 | 0 | 0 | 0 | 0 | 0 | 0 | 0 | 0 | 0 | 0 | 0 | 0 | 0 | 0 | 0 | 0 | 0 | 0 | 0 | 0 | 0 | 0 | 0 | 0 | 0 | 0 | 0 | 0 | 0 | 0 | 0 | 0 | 0 | 0 | 0 | 0 | 0 | 0 | 0 | 0 | 0 | 0 | 0 | 0 | 0 | 0 | 0 | 0 | 0 |  | 0 | 0 | 0 | 0 | 0 | 0 | 0 | 0 | 0 | 0 | 0 | 0 | 0 | 0 | 0 | 0 | 0 | 0 | 0 | 0 | 0 | 0 | 0 | 0 | 0 | 0 | 0 | 0 | 0 | 0 | 1 | 0 | 1 | 0 | 0 | 0 | -2282.29 | -1253.7212 | 884.6639 | Collinsville-Tesla 500 kV Line | Collinsville-Tesla 500 kV Line | Collinsville-Tesla 500 kV Line |  | 0 | 0 | 0 | 0 | 0 | 0 | 6362.71 | 7391.2788 | 884.6639 | Collinsville-Tesla 500 kV Line | Collinsville-Tesla 500 kV Line | Collinsville-Tesla 500 kV Line |  | 5 | 1 | YES | 2 | 1 | 1 | NO | 1
PG&E NGBA | Cottonwood | 230 | 0 | 0 | 0 | 0 | 0 | 0 | 0 | 0 | 0 | 0 | 0 | 0 | 0 | 0 | 0 | 0 | 0 | 0 | 0 | 0 | 0 | 0 | 0 | 0 | 0 | 0 | 0 | 0 | 0 | 0 | 0 | 0 | 0 | 0 | 0 | 0 | 0 | 0 | 0 | 1 | 0 | 0 | 0 | 0 | 0 | 0 | 0 | 0 | 0 | 0 | 0 | 0 | 0 | 0 | 0 | 0 | 0 | 0 | 0 | 0 | 0 | 0 | 0 | 0 | 0 | 0 | 0 | 0 | 0 | 0 | 0 | 0 | 0 | 0 | 0 | 0 | 0 | 0 | 0 | 0 | 0 | 0 | 0 | 0 | 0 | 0 | 0 | 0 | 0 | 0 | 0 | 0 | 0 | 0 | 0 | 0 | 0 | 0 |  | 0 | 0 | 0 | 0 | 0 | 0 | 0 | 0 | 0 | 0 | 0 | 0 | 0 | 0 | 0 | 105 | 0 | 100 | 0 | 0 | 0 | 0 | 0 | 0 | 0 | 0 | 0 | 0 | 0 | 1 | 1 | 0 | 1 | 0 | 0 | 0 | -2282.29 | -1253.7212 | 884.6639 | Collinsville-Tesla 500 kV Line | Collinsville-Tesla 500 kV Line | Collinsville-Tesla 500 kV Line |  | 0 | 0 | 0 | 0 | 0 | 0 | 6362.71 | 7391.2788 | 884.6639 | Collinsville-Tesla 500 kV Line | Collinsville-Tesla 500 kV Line | Collinsville-Tesla 500 kV Line |  | 5 | 1 | YES | 2 | 1 | 1 | NO | 1
PG&E NGBA | Cottonwood | 60 | 0 | 0 | 0 | 0 | 0 | 0 | 0 | 0 | 0 | 0 | 0 | 0 | 0 | 0 | 0 | 0 | 0 | 0 | 0 | 0 | 0 | 0 | 0 | 0 | 0 | 0 | 0 | 0 | 0 | 0 | 0 | 0 | 0 | 0 | 0 | 0 | 0 | 0 | 0 | 1 | 0 | 0 | 0 | 0 | 0 | 0 | 0 | 0 | 0 | 0 | 0 | 0 | 0 | 0 | 0 | 0 | 0 | 0 | 0 | 0 | 0 | 0 | 0 | 0 | 0 | 0 | 0 | 0 | 0 | 0 | 0 | 0 | 0 | 0 | 0 | 0 | 0 | 0 | 0 | 0 | 0 | 0 | 0 | 0 | 0 | 0 | 0 | 0 | 0 | 0 | 0 | 0 | 0 | 0 | 0 | 0 | 0 | 0 |  | 0 | 0 | 0 | 0 | 0 | 0 | 0 | 0 | 0 | 0 | 0 | 0 | 0 | 0 | 0 | 0 | 0 | 0 | 0 | 0 | 0 | 0 | 0 | 0 | 0 | 0 | 0 | 0 | 0 | 0 | 1 | 0 | 1 | 0 | 0 | 0 | -2282.29 | -1253.7212 | 884.6639 | Collinsville-Tesla 500 kV Line | Collinsville-Tesla 500 kV Line | Collinsville-Tesla 500 kV Line |  | 0 | 0 | 0 | 0 | 0 | 0 | 6362.71 | 7391.2788 | 884.6639 | Collinsville-Tesla 500 kV Line | Collinsville-Tesla 500 kV Line | Collinsville-Tesla 500 kV Line |  | 5 | 1 | YES | 2 | 1 | 1 | NO | 1
PG&E NGBA | Cove Road | 230 | 0 | 0 | 0 | 0 | 0 | 0 | 0 | 0 | 0 | 0 | 0 | 0 | 0 | 0 | 0 | 0 | 0 | 0 | 0 | 0 | 0 | 0 | 0 | 0 | 0 | 0 | 0 | 0 | 0 | 0 | 0 | 0 | 0 | 0 | 0 | 0 | 0 | 0 | 0 | 1 | 0 | 0 | 0 | 0 | 0 | 0 | 0 | 0 | 0 | 0 | 0 | 0 | 0 | 0 | 0 | 0 | 0 | 0 | 0 | 0 | 0 | 0 | 0 | 0 | 0 | 0 | 0 | 0 | 0 | 0 | 0 | 0 | 0 | 0 | 0 | 0 | 0 | 0 | 0 | 0 | 0 | 0 | 0 | 0 | 0 | 0 | 0 | 0 | 0 | 0 | 0 | 0 | 0 | 0 | 0 | 0 | 0 | 0 |  | 0 | 0 | 0 | 0 | 0 | 0 | 0 | 0 | 0 | 0 | 0 | 0 | 0 | 0 | 0 | 0 | 0 | 140 | 0 | 0 | 0 | 0 | 0 | 0 | 0 | 0 | 0 | 0 | 0 | 1 | 1 | 0 | 1 | 0 | 0 | 0 | -2282.29 | -1253.7212 | 884.6639 | Collinsville-Tesla 500 kV Line | Collinsville-Tesla 500 kV Line | Collinsville-Tesla 500 kV Line |  | 0 | 0 | 0 | 0 | 0 | 0 | 6362.71 | 7391.2788 | 884.6639 | Collinsville-Tesla 500 kV Line | Collinsville-Tesla 500 kV Line | Collinsville-Tesla 500 kV Line |  | 5 | 1 | YES | 2 | 1 | 1 | NO | 1
PG&E GBA | Coyote | 230 | 0 | 0 | 0 | 0 | 0 | 0 | 0 | 0 | 0 | 0 | 0 | 0 | 0 | 0 | 0 | 0 | 0 | 0 | 0 | 0 | 0 | 0 | 0 | 0 | 0 | 0 | 0 | 0 | 0 | 0 | 0 | 0 | 0 | 0 | 0 | 0 | 0 | 0 | 0 | 0 | 0 | 0 | 0 | 0 | 0 | 0 | 0 | 0 | 0 | 0 | 0 | 0 | 0 | 0 | 0 | 1 | 0 | 0 | 0 | 1 | 0 | 0 | 0 | 0 | 0 | 0 | 0 | 0 | 0 | 0 | 0 | 0 | 0 | 0 | 0 | 0 | 0 | 0 | 0 | 0 | 0 | 0 | 0 | 0 | 0 | 0 | 0 | 0 | 0 | 0 | 0 | 0 | 0 | 0 | 0 | 0 | 0 | 0 |  | 0 | 0 | 0 | 0 | 0 | 0 | 0 | 0 | 0 | 0 | 0 | 0 | 0 | 0 | 0 | 0 | 0 | 0 | 0 | 0 | 0 | 0 | 0 | 0 | 0 | 0 | 0 | 0 | 0 | 0 | 1 | 0 | 0 | 0 | 0 | 0 | -614.49 | 1147.6438 | 1144.2952 | Tesla-Bellota 230 kV line | Tesla-Bellota 230 kV line | Tesla-Bellota 230 kV line |  | 0 | 1 | 0 | 0 | 0 | 0 | -314.49 | 1447.6438 | 1144.2952 | Tesla-Bellota 230 kV line | Tesla-Bellota 230 kV line | Tesla-Bellota 230 kV line |  | 5 | 4 | YES | 4 | 1 | 1 | NO | 1
PG&E GBA | Crazy Horse Canyon | 115 | 0 | 0 | 0 | 0 | 0 | 0 | 0 | 0 | 0 | 0 | 0 | 0 | 0 | 0 | 0 | 0 | 0 | 0 | 0 | 0 | 0 | 0 | 0 | 0 | 0 | 0 | 0 | 0 | 0 | 0 | 0 | 0 | 0 | 0 | 0 | 0 | 0 | 0 | 0 | 0 | 0 | 0 | 0 | 0 | 0 | 0 | 0 | 0 | 0 | 0 | 0 | 0 | 0 | 0 | 0 | 0 | 0 | 0 | 0 | 0 | 0 | 0 | 0 | 0 | 1 | 0 | 0 | 0 | 0 | 0 | 0 | 0 | 0 | 0 | 0 | 0 | 0 | 0 | 0 | 0 | 0 | 0 | 0 | 0 | 0 | 0 | 0 | 0 | 0 | 0 | 0 | 0 | 0 | 0 | 0 | 0 | 1 | 0 |  | 0 | 0 | 0 | 0 | 0 | 0 | 0 | 0 | 0 | 0 | 0 | 0 | 0 | 0 | 0 | 0 | 0 | 50 | 0 | 0 | 0 | 0 | 0 | 0 | 0 | 0 | 0 | 0 | 0 | 1 | 0 | 0 | 0 | 0 | 0 | 0 | 302 | 351.6 | 172.2 | Morganhill-Metcalf 115kV Line | Morganhill-Metcalf 115kV Line | Morganhill-Metcalf 115kV Line |  | 0 | 0 | 0 | 0 | 0 | 0 | 302 | 351.6 | 172.2 | Morganhill-Metcalf 115kV Line | Morganhill-Metcalf 115kV Line | Morganhill-Metcalf 115kV Line |  | 1 | 1 | NO | 1 | 1 | 1 | NO | 1
SDGE | Creelman | 69 | 0 | 0 | 0 | 0 | 0 | 0 | 0 | 0 | 0 | 0 | 0 | 0 | 0 | 0 | 0 | 0 | 0 | 0 | 0 | 0 | 0 | 0 | 0 | 0 | 0 | 1 | 0 | 1 | 0 | 0 | 1 | 0 | 1 | 0 | 0 | 0 | 0 | 1 | 0 | 0 | 0 | 0 | 0 | 0 | 0 | 0 | 0 | 0 | 0 | 0 | 0 | 0 | 0 | 0 | 0 | 0 | 0 | 0 | 0 | 0 | 0 | 0 | 0 | 0 | 0 | 0 | 0 | 0 | 0 | 0 | 0 | 0 | 0 | 0 | 0 | 0 | 0 | 0 | 0 | 0 | 0 | 0 | 0 | 0 | 0 | 0 | 0 | 0 | 0 | 0 | 0 | 0 | 0 | 0 | 0 | 0 | 0 | 2 |  | 0 | 0 | 0 | 0 | 0 | 0 | 0 | 0 | 0 | 0 | 0 | 0 | 0 | 0 | 0 | 0 | 0 | 0 | 0 | 0 | 0 | 0 | 0 | 0 | 0 | 0 | 7.36 | 0 | 0 | 1 | 0 | 0 | 0 | 0 | 0 | 0 | 29.03 | 367.57 | 482.1964 | San Luis Rey-San Onofre 230 kV line constraint | El Cajon 69 kV constraint | El Cajon 69 kV constraint |  | 0 | 0 | 0 | 0 | 0 | 0 | 29.03 | 367.57 | 482.1964 | San Luis Rey-San Onofre 230 kV line constraint | El Cajon 69 kV constraint | El Cajon 69 kV constraint |  | 1 | 1 | NO | 1 | 1 | 1 | NO | 1
PG&E FRESNO | Crescent | 70 | 0 | 0 | 0 | 0 | 0 | 0 | 0 | 0 | 0 | 0 | 0 | 0 | 0 | 0 | 0 | 0 | 0 | 0 | 0 | 0 | 0 | 0 | 0 | 0 | 0 | 0 | 0 | 0 | 0 | 0 | 0 | 0 | 0 | 0 | 0 | 0 | 0 | 0 | 0 | 0 | 0 | 0 | 0 | 0 | 0 | 1 | 0 | 0 | 0 | 0 | 0 | 0 | 0 | 0 | 0 | 0 | 0 | 0 | 0 | 0 | 0 | 0 | 0 | 0 | 0 | 0 | 0 | 0 | 0 | 0 | 0 | 0 | 0 | 0 | 0 | 0 | 0 | 0 | 1 | 1 | 0 | 1 | 0 | 0 | 0 | 1 | 0 | 0 | 0 | 1 | 0 | 1 | 0 | 0 | 0 | 0 | 0 | 1 |  | 0 | 0 | 0 | 0 | 0 | 0 | 0 | 0 | 0 | 0 | 0 | 0 | 0 | 0 | 0 | 0 | 0 | 0 | 0 | 0 | 0 | 0 | 0 | 0 | 0 | 35 | 35 | 0 | 0 | 1 | 3 | 0 | 5 | 0 | 3 | 0 | -628.35 | -3180.532 | -3151.403 | Borden-Storey #1 230kV line | Gates 500/230kV TB #11 | Gates 500/230kV TB #12 |  | 0 | 0 | 1 | 0 | 0 | 0 | 3 | -339.66 | 135.35 | Helm 230/70kV TB #1 | Bellota-Weber 230kV line | Helm 230/70kV TB #1 |  | 5 | 5 | NO | 5 | 5 | 1 | YES | 2
PG&E FRESNO | Cressey | 115 | 0 | 0 | 0 | 0 | 0 | 0 | 0 | 0 | 0 | 0 | 0 | 0 | 0 | 0 | 0 | 0 | 0 | 0 | 0 | 0 | 0 | 0 | 0 | 0 | 0 | 0 | 0 | 0 | 0 | 0 | 0 | 0 | 0 | 0 | 0 | 0 | 0 | 0 | 0 | 0 | 0 | 0 | 0 | 0 | 0 | 1 | 0 | 0 | 0 | 0 | 0 | 0 | 0 | 0 | 0 | 0 | 0 | 0 | 0 | 1 | 0 | 0 | 0 | 0 | 0 | 0 | 0 | 0 | 0 | 0 | 0 | 0 | 0 | 0 | 0 | 0 | 0 | 0 | 0 | 1 | 0 | 1 | 1 | 1 | 0 | 1 | 0 | 1 | 0 | 0 | 0 | 0 | 1 | 0 | 0 | 0 | 0 | 1 |  | 0 | 0 | 0 | 0 | 0 | 0 | 0 | 0 | 0 | 0 | 0 | 0 | 0 | 0 | 0 | 0 | 0 | 0 | 0 | 0 | 0 | 0 | 0 | 0 | 0 | 0 | 0 | 0 | 0 | 0 | 3 | 0 | 4 | 0 | 1 | 0 | -614.49 | -3180.532 | -2164.4302 | Tesla-Bellota 230 kV line | Gates 500/230kV TB #11 | Gates 500/230kV TB #11 |  | 0 | 1 | 1 | 0 | 0 | 0 | -314.49 | -339.66 | 378.2276 | Tesla-Bellota 230 kV line | Bellota-Weber 230kV line | Oro Loma-El Nido 115kV Line |  | 5 | 5 | NO | 5 | 5 | 1 | YES | 2
PG&E NGBA | Cresta | 230 | 0 | 0 | 0 | 0 | 0 | 0 | 0 | 0 | 0 | 0 | 0 | 0 | 0 | 0 | 0 | 0 | 0 | 0 | 0 | 0 | 0 | 0 | 0 | 0 | 0 | 0 | 0 | 0 | 0 | 0 | 0 | 0 | 0 | 0 | 0 | 0 | 0 | 0 | 0 | 1 | 1 | 0 | 1 | 0 | 1 | 1 | 1 | 1 | 0 | 0 | 0 | 0 | 0 | 0 | 0 | 0 | 0 | 0 | 0 | 1 | 1 | 0 | 0 | 0 | 0 | 0 | 0 | 0 | 0 | 0 | 0 | 0 | 0 | 0 | 0 | 0 | 0 | 0 | 0 | 0 | 0 | 0 | 0 | 0 | 0 | 0 | 0 | 0 | 0 | 0 | 0 | 0 | 0 | 0 | 0 | 0 | 0 | 0 |  | 0 | 0 | 0 | 0 | 0 | 0 | 0 | 0 | 0 | 0 | 0 | 0 | 0 | 0 | 0 | 0 | 0 | 0 | 0 | 0 | 0 | 0 | 0 | 0 | 0 | 0 | 0 | 0 | 0 | 0 | 2 | 0 | 2 | 0 | 0 | 0 | -2282.29 | -1253.7212 | 72.84 | Collinsville-Tesla 500 kV Line | Collinsville-Tesla 500 kV Line | Woodland- Davis 115kV line |  | 0 | 1 | 1 | 0 | 0 | 0 | -314.49 | -339.66 | 72.84 | Tesla-Bellota 230 kV line | Bellota-Weber 230kV line | Woodland- Davis 115kV line |  | 5 | 5 | NO | 5 | 1 | 1 | NO | 1
SDGE | Crestwood | 69 | 0 | 0 | 0 | 0 | 0 | 0 | 0 | 0 | 0 | 0 | 0 | 0 | 0 | 0 | 0 | 0 | 0 | 0 | 0 | 0 | 0 | 0 | 0 | 0 | 0 | 0 | 0 | 1 | 0 | 1 | 1 | 0 | 1 | 0 | 0 | 0 | 1 | 0 | 0 | 0 | 0 | 0 | 0 | 0 | 0 | 0 | 0 | 0 | 0 | 0 | 0 | 0 | 0 | 0 | 0 | 0 | 0 | 0 | 0 | 0 | 0 | 0 | 0 | 0 | 0 | 0 | 0 | 0 | 0 | 0 | 0 | 0 | 0 | 0 | 0 | 0 | 0 | 0 | 0 | 0 | 0 | 0 | 0 | 0 | 0 | 0 | 0 | 0 | 0 | 0 | 0 | 0 | 0 | 0 | 0 | 0 | 0 | 3 |  | 0 | 0 | 0 | 0 | 0 | 0 | 0 | 0 | 0 | 0 | 0 | 0 | 0 | 0 | 0 | 0 | 0 | 0 | 0 | 0 | 0 | 0 | 0 | 0 | 0 | 0 | 0 | 0 | 0 | 0 | 0 | 0 | 0 | 0 | 0 | 0 | 29.03 | 195.275 | 301.7864 | San Luis Rey-San Onofre 230 kV line constraint | Miguel 69 kV constraint | Miguel 69 kV constraint |  | 0 | 0 | 0 | 0 | 0 | 0 | 29.03 | 195.275 | 301.7864 | San Luis Rey-San Onofre 230 kV line constraint | Miguel 69 kV constraint | Miguel 69 kV constraint |  | 1 | 1 | NO | 1 | 1 | 1 | NO | 1
PG&E GBA | Crow Creek | 60 | 0 | 0 | 0 | 0 | 0 | 0 | 0 | 0 | 0 | 0 | 0 | 0 | 0 | 0 | 0 | 0 | 0 | 0 | 0 | 0 | 0 | 0 | 0 | 0 | 0 | 0 | 0 | 0 | 0 | 0 | 0 | 0 | 0 | 0 | 0 | 0 | 0 | 0 | 0 | 0 | 0 | 0 | 0 | 0 | 0 | 1 | 0 | 0 | 0 | 0 | 0 | 0 | 0 | 0 | 0 | 1 | 0 | 1 | 0 | 1 | 0 | 0 | 1 | 1 | 0 | 1 | 0 | 0 | 0 | 0 | 0 | 0 | 0 | 0 | 0 | 0 | 0 | 0 | 0 | 0 | 0 | 0 | 0 | 0 | 0 | 0 | 0 | 0 | 0 | 0 | 0 | 0 | 0 | 0 | 0 | 0 | 0 | 0 |  | 0 | 0 | 0 | 0 | 0 | 0 | 0 | 0 | 0 | 6 | 14 | 20 | 0 | 0 | 1 | 0 | 0 | 0 | 0 | 0 | 0 | 0 | 0 | 0 | 6 | 14 | 20 | 0 | 0 | 1 | 1 | 0 | 1 | 0 | 0 | 0 | -614.49 | -339.66 | 109.37 | Tesla-Bellota 230 kV line | Bellota-Weber 230kV line | Salado-Crow Creek Sw Sta 60 kV line |  | 0 | 1 | 1 | 0 | 0 | 0 | -314.49 | -339.66 | 109.37 | Tesla-Bellota 230 kV line | Bellota-Weber 230kV line | Salado-Crow Creek Sw Sta 60 kV line |  | 5 | 5 | NO | 5 | 1 | 1 | NO | 1
PG&E GBA | Crows Landing | 60 | 0 | 0 | 0 | 0 | 0 | 0 | 0 | 0 | 0 | 0 | 0 | 0 | 0 | 0 | 0 | 0 | 0 | 0 | 0 | 0 | 0 | 0 | 0 | 0 | 0 | 0 | 0 | 0 | 0 | 0 | 0 | 0 | 0 | 0 | 0 | 0 | 0 | 0 | 0 | 0 | 0 | 0 | 0 | 0 | 0 | 1 | 0 | 0 | 0 | 0 | 0 | 0 | 0 | 0 | 0 | 1 | 0 | 1 | 0 | 1 | 0 | 0 | 1 | 1 | 0 | 1 | 0 | 0 | 0 | 0 | 0 | 0 | 0 | 0 | 0 | 0 | 0 | 0 | 0 | 0 | 0 | 0 | 0 | 0 | 0 | 0 | 0 | 0 | 0 | 0 | 0 | 0 | 0 | 0 | 0 | 0 | 0 | 0 |  | 0 | 0 | 0 | 0 | 0 | 0 | 0 | 0 | 0 | 0 | 0 | 0 | 0 | 0 | 0 | 0 | 0 | 0 | 0 | 0 | 0 | 0 | 0 | 0 | 0 | 0 | 0 | 0 | 0 | 0 | 1 | 0 | 1 | 0 | 0 | 0 | -614.49 | -339.66 | 109.37 | Tesla-Bellota 230 kV line | Bellota-Weber 230kV line | Salado-Crow Creek Sw Sta 60 kV line |  | 0 | 1 | 1 | 0 | 0 | 0 | -314.49 | -339.66 | 109.37 | Tesla-Bellota 230 kV line | Bellota-Weber 230kV line | Salado-Crow Creek Sw Sta 60 kV line |  | 5 | 5 | NO | 5 | 1 | 1 | NO | 1
PG&E GBA | Curtis | 115 | 0 | 0 | 0 | 0 | 0 | 0 | 0 | 0 | 0 | 0 | 0 | 0 | 0 | 0 | 0 | 0 | 0 | 0 | 0 | 0 | 0 | 0 | 0 | 0 | 0 | 0 | 0 | 0 | 0 | 0 | 0 | 0 | 0 | 0 | 0 | 0 | 0 | 0 | 0 | 0 | 0 | 0 | 0 | 0 | 0 | 1 | 0 | 0 | 0 | 0 | 0 | 0 | 0 | 0 | 0 | 1 | 0 | 1 | 0 | 1 | 0 | 0 | 0 | 0 | 0 | 1 | 0 | 0 | 0 | 0 | 0 | 0 | 0 | 0 | 0 | 0 | 0 | 0 | 0 | 0 | 0 | 0 | 0 | 0 | 0 | 0 | 0 | 0 | 0 | 0 | 0 | 0 | 0 | 0 | 0 | 0 | 0 | 0 |  | 0 | 0 | 0 | 0 | 0 | 0 | 0 | 0 | 0 | 0 | 0 | 0 | 0 | 0 | 0 | 0 | 0 | 0 | 0 | 0 | 0 | 0 | 0 | 0 | 0 | 0 | 0 | 0 | 0 | 0 | 1 | 0 | 1 | 0 | 0 | 0 | -614.49 | -339.66 | 672.109 | Tesla-Bellota 230 kV line | Bellota-Weber 230kV line | Kasson Jct-Heinz 115 kV line |  | 0 | 1 | 1 | 0 | 0 | 0 | -314.49 | -339.66 | 672.109 | Tesla-Bellota 230 kV line | Bellota-Weber 230kV line | Kasson Jct-Heinz 115 kV line |  | 5 | 5 | NO | 5 | 1 | 1 | NO | 1
PG&E FRESNO | Dairyland | 115 | 0 | 0 | 0 | 0 | 0 | 0 | 0 | 0 | 0 | 0 | 0 | 0 | 0 | 0 | 0 | 0 | 0 | 0 | 0 | 0 | 0 | 0 | 0 | 0 | 0 | 0 | 0 | 0 | 0 | 0 | 0 | 0 | 0 | 0 | 0 | 0 | 0 | 0 | 0 | 0 | 0 | 0 | 0 | 0 | 0 | 1 | 0 | 0 | 0 | 0 | 0 | 0 | 0 | 0 | 0 | 0 | 0 | 0 | 0 | 0 | 0 | 0 | 0 | 0 | 0 | 0 | 0 | 0 | 0 | 0 | 0 | 0 | 0 | 0 | 0 | 0 | 0 | 0 | 0 | 1 | 0 | 1 | 1 | 1 | 0 | 1 | 0 | 1 | 0 | 0 | 0 | 0 | 1 | 0 | 0 | 0 | 0 | 1 |  | 0 | 0 | 0 | 0 | 0 | 0 | 0 | 0 | 0 | 0 | 0 | 0 | 0 | 0 | 0 | 0 | 0 | 0 | 0 | 0 | 0 | 0 | 0 | 0 | 120 | 0 | 0 | 0 | 0 | 1 | 2 | 0 | 4 | 0 | 1 | 0 | -570.55 | -3180.532 | -2164.4302 | Chowchilla-Le grand 115kV Line | Gates 500/230kV TB #11 | Gates 500/230kV TB #11 |  | 0 | 0 | 1 | 0 | 0 | 0 | 15.95 | -339.66 | 378.2276 | Oro Loma-El Nido 115kV Line | Bellota-Weber 230kV line | Oro Loma-El Nido 115kV Line |  | 5 | 5 | NO | 5 | 5 | 1 | YES | 2
PG&E NGBA | Davis | 115 | 0 | 0 | 0 | 0 | 0 | 0 | 0 | 0 | 0 | 0 | 0 | 0 | 0 | 0 | 0 | 0 | 0 | 0 | 0 | 0 | 0 | 0 | 0 | 0 | 0 | 0 | 0 | 0 | 0 | 0 | 0 | 0 | 0 | 0 | 0 | 0 | 0 | 0 | 0 | 1 | 0 | 0 | 0 | 0 | 0 | 0 | 0 | 0 | 0 | 0 | 0 | 0 | 0 | 1 | 1 | 1 | 0 | 0 | 0 | 0 | 0 | 0 | 0 | 0 | 0 | 0 | 1 | 0 | 0 | 0 | 0 | 0 | 0 | 0 | 0 | 0 | 0 | 0 | 0 | 0 | 0 | 0 | 0 | 0 | 0 | 0 | 0 | 0 | 0 | 0 | 0 | 0 | 0 | 0 | 0 | 0 | 0 | 0 |  | 0 | 0 | 0 | 0 | 0 | 0 | 0 | 0 | 0 | 0 | 0 | 0 | 0 | 0 | 0 | 0 | 0 | 0 | 0 | 0 | 0 | 0 | 0 | 0 | 0 | 0 | 0 | 0 | 0 | 0 | 3 | 0 | 1 | 0 | 0 | 0 | -2282.29 | -1253.7212 | 335.9726 | Collinsville-Tesla 500 kV Line | Collinsville-Tesla 500 kV Line | Birds Landing-Contra Costa 230kV Line |  | 0 | 0 | 0 | 0 | 0 | 0 | 661.81 | 932.2038 | 335.9726 | Contra Costa- Windmaster 230 kV line | Contra Costa- Windmaster 230 kV line | Birds Landing-Contra Costa 230kV Line |  | 5 | 1 | YES | 2 | 1 | 1 | NO | 1
SCE Metro | Del Amo | 500 | 0 | 0 | 0 | 0 | 0 | 0 | 0 | 0 | 0 | 1 | 0 | 0 | 0 | 0 | 0 | 0 | 0 | 0 | 0 | 0 | 0 | 0 | 0 | 0 | 0 | 0 | 0 | 0 | 0 | 0 | 0 | 0 | 0 | 0 | 0 | 0 | 0 | 0 | 0 | 0 | 0 | 0 | 0 | 0 | 0 | 0 | 0 | 0 | 0 | 0 | 0 | 0 | 0 | 0 | 0 | 0 | 0 | 0 | 0 | 0 | 0 | 0 | 0 | 0 | 0 | 0 | 0 | 0 | 0 | 0 | 0 | 0 | 0 | 0 | 0 | 0 | 0 | 0 | 0 | 0 | 0 | 0 | 0 | 0 | 0 | 0 | 0 | 0 | 0 | 0 | 0 | 0 | 0 | 0 | 0 | 0 | 0 | 0 |  | 0 | 0 | 0 | 0 | 0 | 0 | 0 | 0 | 0 | 0 | 0 | 0 | 0 | 0 | 0 | 0 | 0 | 0 | 0 | 0 | 0 | 0 | 0 | 0 | 0 | 0 | 0 | 500 | 0 | 1 | 0 | 0 | 0 | 0 | 0 | 0 | 2097.6988 | 6824.058 | 19009.2611 | SCE Metro Area Default Constraint | SCE Metro Area Default Constraint | SCE Metro Area Default Constraint |  | 0 | 0 | 0 | 0 | 0 | 0 | 2097.6988 | 6824.058 | 19009.2611 | SCE Metro Area Default Constraint | SCE Metro Area Default Constraint | SCE Metro Area Default Constraint |  | 1 | 1 | NO | 1 | 1 | 1 | NO | 1
SCE Metro | Del Amo | 230 | 0 | 0 | 0 | 0 | 0 | 0 | 0 | 0 | 0 | 1 | 0 | 0 | 0 | 0 | 0 | 0 | 0 | 0 | 0 | 0 | 0 | 0 | 0 | 0 | 0 | 0 | 0 | 0 | 0 | 0 | 0 | 0 | 0 | 0 | 0 | 0 | 0 | 0 | 0 | 0 | 0 | 0 | 0 | 0 | 0 | 0 | 0 | 0 | 0 | 0 | 0 | 0 | 0 | 0 | 0 | 0 | 0 | 0 | 0 | 0 | 0 | 0 | 0 | 0 | 0 | 0 | 0 | 0 | 0 | 0 | 0 | 0 | 0 | 0 | 0 | 0 | 0 | 0 | 0 | 0 | 0 | 0 | 0 | 0 | 0 | 0 | 0 | 0 | 0 | 0 | 0 | 0 | 0 | 0 | 0 | 0 | 0 | 0 |  | 0 | 0 | 0 | 0 | 0 | 0 | 0 | 0 | 0 | 0 | 0 | 0 | 0 | 0 | 0 | 0 | 0 | 0 | 0 | 0 | 0 | 0 | 0 | 0 | 400 | 0 | 0 | 300 | 0 | 1 | 0 | 0 | 0 | 0 | 0 | 0 | 2097.6988 | 6824.058 | 19009.2611 | SCE Metro Area Default Constraint | SCE Metro Area Default Constraint | SCE Metro Area Default Constraint |  | 0 | 0 | 0 | 0 | 0 | 0 | 2097.6988 | 6824.058 | 19009.2611 | SCE Metro Area Default Constraint | SCE Metro Area Default Constraint | SCE Metro Area Default Constraint |  | 1 | 1 | NO | 1 | 1 | 1 | NO | 1
SCE Eastern | Delaney | 500 | 0 | 0 | 0 | 0 | 0 | 0 | 0 | 0 | 0 | 0 | 0 | 0 | 0 | 0 | 0 | 0 | 1 | 1 | 0 | 0 | 0 | 1 | 0 | 0 | 1 | 0 | 0 | 0 | 0 | 0 | 0 | 0 | 0 | 0 | 0 | 0 | 0 | 0 | 0 | 0 | 0 | 0 | 0 | 0 | 0 | 0 | 0 | 0 | 0 | 0 | 0 | 0 | 0 | 0 | 0 | 0 | 0 | 0 | 0 | 0 | 0 | 0 | 0 | 0 | 0 | 0 | 0 | 0 | 0 | 0 | 0 | 0 | 0 | 0 | 0 | 0 | 0 | 0 | 0 | 0 | 0 | 0 | 0 | 0 | 0 | 0 | 0 | 0 | 0 | 0 | 0 | 0 | 0 | 0 | 0 | 0 | 0 | 2 |  | 0 | 0 | 0 | 0 | 0 | 0 | 0 | 0 | 0 | 0 | 0 | 0 | 0 | 0 | 0 | 0 | 0 | 0 | 0 | 0 | 0 | 0 | 0 | 0 | 170 | 250 | 28.5 | 0 | 150 | 1 | 1 | 4 | 1 | 2 | 0 | 2 | -5797.881 | -6339.828 | -5675.751 | Lugo - Victorville area constraint | Lugo - Victorville area constraint | Lugo - Victorville area constraint |  | 0 | 4 | 0 | 2 | 0 | 1 | -1433.486 | -1416.858 | -915.364 | Devers-Red Bluff Constraint | Devers-Red Bluff Constraint | Devers-Red Bluff Constraint |  | 5 | 4 | YES | 4 | 4 | 4 | NO | 4
PG&E NGBA | Delevan | 230 | 0 | 0 | 0 | 0 | 0 | 0 | 0 | 0 | 0 | 0 | 0 | 0 | 0 | 0 | 0 | 0 | 0 | 0 | 0 | 0 | 0 | 0 | 0 | 0 | 0 | 0 | 0 | 0 | 0 | 0 | 0 | 0 | 0 | 0 | 0 | 0 | 0 | 0 | 0 | 1 | 0 | 0 | 0 | 0 | 0 | 0 | 0 | 0 | 0 | 0 | 0 | 0 | 0 | 0 | 0 | 0 | 0 | 0 | 0 | 0 | 0 | 0 | 0 | 0 | 0 | 0 | 1 | 0 | 0 | 0 | 0 | 0 | 0 | 0 | 0 | 0 | 0 | 0 | 0 | 0 | 0 | 0 | 0 | 0 | 0 | 0 | 0 | 0 | 0 | 0 | 0 | 0 | 0 | 0 | 0 | 0 | 0 | 0 |  | 0 | 0 | 0 | 0 | 0 | 0 | 0 | 0 | 0 | 0 | 0 | 0 | 0 | 0 | 0 | 0 | 0 | 0 | 0 | 0 | 0 | 0 | 0 | 0 | 0 | 0 | 0 | 0 | 0 | 0 | 2 | 0 | 1 | 0 | 0 | 0 | -2282.29 | -1253.7212 | 335.9726 | Collinsville-Tesla 500 kV Line | Collinsville-Tesla 500 kV Line | Birds Landing-Contra Costa 230kV Line |  | 0 | 0 | 0 | 0 | 0 | 0 | 1505.81 | 1776.2038 | 335.9726 | Birds Landing-Contra Costa 230kV Line | Birds Landing-Contra Costa 230kV Line | Birds Landing-Contra Costa 230kV Line |  | 5 | 1 | YES | 2 | 1 | 1 | NO | 1
PG&E GBA | Delta PP | 230 | 0 | 0 | 0 | 0 | 0 | 0 | 0 | 0 | 0 | 0 | 0 | 0 | 0 | 0 | 0 | 0 | 0 | 0 | 0 | 0 | 0 | 0 | 0 | 0 | 0 | 0 | 0 | 0 | 0 | 0 | 0 | 0 | 0 | 0 | 0 | 0 | 0 | 0 | 0 | 1 | 0 | 0 | 0 | 0 | 0 | 0 | 0 | 0 | 0 | 0 | 0 | 0 | 0 | 1 | 0 | 1 | 0 | 0 | 0 | 0 | 0 | 0 | 0 | 0 | 0 | 1 | 0 | 0 | 0 | 0 | 0 | 0 | 0 | 0 | 0 | 0 | 0 | 0 | 0 | 0 | 0 | 0 | 0 | 0 | 0 | 0 | 0 | 0 | 0 | 0 | 0 | 0 | 0 | 0 | 0 | 0 | 0 | 0 |  | 0 | 0 | 0 | 0 | 0 | 0 | 0 | 0 | 0 | 0 | 0 | 0 | 0 | 0 | 0 | 0 | 0 | 0 | 0 | 0 | 0 | 0 | 0 | 0 | 0 | 0 | 0 | 0 | 0 | 0 | 2 | 0 | 1 | 0 | 0 | 0 | -2282.29 | -1253.7212 | 884.6639 | Collinsville-Tesla 500 kV Line | Collinsville-Tesla 500 kV Line | Collinsville-Tesla 500 kV Line |  | 0 | 0 | 0 | 0 | 0 | 0 | 857.21 | 2453.6438 | 884.6639 | Tesla-Tracy-Pump 230 kV line #2 | Tesla-Tracy-Pump 230 kV line #2 | Collinsville-Tesla 500 kV Line |  | 5 | 1 | YES | 2 | 1 | 1 | NO | 1
EOP | Desert View | 230 | 0 | 0 | 0 | 0 | 0 | 0 | 0 | 0 | 0 | 0 | 0 | 0 | 0 | 0 | 0 | 0 | 0 | 0 | 0 | 0 | 0 | 0 | 1 | 1 | 1 | 0 | 0 | 0 | 0 | 0 | 0 | 0 | 0 | 0 | 0 | 0 | 0 | 0 | 0 | 0 | 0 | 0 | 0 | 0 | 0 | 0 | 0 | 0 | 0 | 0 | 0 | 0 | 0 | 0 | 0 | 0 | 0 | 0 | 0 | 0 | 0 | 0 | 0 | 0 | 0 | 0 | 0 | 0 | 0 | 0 | 0 | 0 | 0 | 0 | 0 | 0 | 0 | 0 | 0 | 0 | 0 | 0 | 0 | 0 | 0 | 0 | 0 | 0 | 0 | 0 | 0 | 0 | 0 | 0 | 0 | 0 | 0 | 2 |  | 0 | 0 | 0 | 0 | 0 | 0 | 0 | 0 | 0 | 0 | 0 | 0 | 0 | 0 | 0 | 0 | 0 | 0 | 0 | 0 | 0 | 0 | 0 | 0 | 450 | 0 | 0 | 0 | 0 | 1 | 1 | 0 | 1 | 0 | 0 | 1 | -5797.881 | -6339.828 | -5675.751 | Lugo - Victorville area constraint | Lugo - Victorville area constraint | Lugo - Victorville area constraint |  | 0 | 0 | 0 | 0 | 0 | 0 | 876.62 | 67.08 | 709.88 | Sloan Canyon - Eldorado 500 kV constraint | Sloan Canyon - Eldorado 500 kV constraint | GLW 230kV area constraint |  | 5 | 1 | YES | 2 | 4 | 1 | YES | 2
SCE Eastern | Devers | 230 | 0 | 0 | 0 | 0 | 0 | 0 | 0 | 0 | 0 | 0 | 0 | 0 | 0 | 0 | 0 | 0 | 0 | 0 | 0 | 1 | 0 | 1 | 0 | 0 | 0 | 0 | 0 | 0 | 0 | 0 | 0 | 0 | 0 | 0 | 0 | 0 | 0 | 0 | 0 | 0 | 0 | 0 | 0 | 0 | 0 | 0 | 0 | 0 | 0 | 0 | 0 | 0 | 0 | 0 | 0 | 0 | 0 | 0 | 0 | 0 | 0 | 0 | 0 | 0 | 0 | 0 | 0 | 0 | 0 | 0 | 0 | 0 | 0 | 0 | 0 | 0 | 0 | 0 | 0 | 0 | 0 | 0 | 0 | 0 | 0 | 0 | 0 | 0 | 0 | 0 | 0 | 0 | 0 | 0 | 0 | 0 | 0 | 1 |  | 0 | 0 | 57 | 0 | 0 | 0 | 0 | 0 | 0 | 0 | 0 | 345 | 360 | 0 | 1 | 0 | 0 | 320 | 0 | 0 | 0 | 0 | 0 | 0 | 0 | 180 | 545 | 460 | 0 | 1 | 0 | 2 | 0 | 0 | 0 | 0 | -1208.036 | 2259.6 | 6692.496 | Serrano-Alberhill-Valley Constraint | Etiwanda-Rancho Vista Constraint | Serrano-Alberhill-Valley Constraint |  | 0 | 2 | 0 | 0 | 0 | 0 | -1208.036 | 2259.6 | 6692.496 | Serrano-Alberhill-Valley Constraint | Etiwanda-Rancho Vista Constraint | Serrano-Alberhill-Valley Constraint |  | 4 | 4 | NO | 4 | 1 | 1 | NO | 1
SCE Eastern | Devers | 500 | 0 | 0 | 0 | 0 | 0 | 0 | 0 | 0 | 0 | 0 | 0 | 0 | 0 | 0 | 0 | 0 | 0 | 0 | 0 | 1 | 0 | 1 | 0 | 0 | 0 | 0 | 0 | 0 | 0 | 0 | 0 | 0 | 0 | 0 | 0 | 0 | 0 | 0 | 0 | 0 | 0 | 0 | 0 | 0 | 0 | 0 | 0 | 0 | 0 | 0 | 0 | 0 | 0 | 0 | 0 | 0 | 0 | 0 | 0 | 0 | 0 | 0 | 0 | 0 | 0 | 0 | 0 | 0 | 0 | 0 | 0 | 0 | 0 | 0 | 0 | 0 | 0 | 0 | 0 | 0 | 0 | 0 | 0 | 0 | 0 | 0 | 0 | 0 | 0 | 0 | 0 | 0 | 0 | 0 | 0 | 0 | 0 | 1 |  | 0 | 0 | 0 | 0 | 0 | 0 | 0 | 0 | 0 | 0 | 0 | 0 | 0 | 0 | 0 | 0 | 0 | 0 | 0 | 0 | 0 | 0 | 0 | 0 | 600 | 730 | 0 | 0 | 0 | 1 | 0 | 2 | 0 | 0 | 0 | 0 | -1208.036 | 2259.6 | 6692.496 | Serrano-Alberhill-Valley Constraint | Etiwanda-Rancho Vista Constraint | Serrano-Alberhill-Valley Constraint |  | 0 | 2 | 0 | 0 | 0 | 0 | -1208.036 | 2259.6 | 6692.496 | Serrano-Alberhill-Valley Constraint | Etiwanda-Rancho Vista Constraint | Serrano-Alberhill-Valley Constraint |  | 4 | 4 | NO | 4 | 1 | 1 | NO | 1
PG&E KERN | Diablo Canyon | 230 | 0 | 0 | 0 | 0 | 0 | 0 | 0 | 0 | 0 | 0 | 0 | 0 | 0 | 0 | 0 | 0 | 0 | 0 | 0 | 0 | 0 | 0 | 0 | 0 | 0 | 0 | 0 | 0 | 0 | 0 | 0 | 0 | 0 | 0 | 0 | 0 | 0 | 0 | 0 | 0 | 0 | 0 | 0 | 0 | 0 | 0 | 0 | 0 | 0 | 0 | 0 | 0 | 0 | 0 | 0 | 0 | 0 | 0 | 0 | 0 | 0 | 0 | 0 | 0 | 0 | 0 | 0 | 1 | 1 | 0 | 0 | 0 | 0 | 0 | 0 | 0 | 0 | 0 | 0 | 1 | 0 | 0 | 0 | 0 | 0 | 1 | 0 | 0 | 0 | 0 | 0 | 0 | 0 | 0 | 0 | 1 | 0 | 1 |  | 0 | 0 | 0 | 0 | 0 | 0 | 0 | 0 | 0 | 0 | 0 | 0 | 0 | 0 | 0 | 0 | 0 | 0 | 0 | 0 | 0 | 0 | 0 | 0 | 0 | 0 | 0 | 0 | 0 | 0 | 1 | 0 | 1 | 0 | 1 | 0 | -385.58 | -3180.532 | -2164.4302 | Gates 500/230kV TB #11 | Gates 500/230kV TB #11 | Gates 500/230kV TB #11 |  | 0 | 0 | 0 | 0 | 0 | 0 | 7.65 | 144.11 | 266.8703 | Cal Flat-Gates 230 kV line | Cal Flat-Gates 230 kV line | Cal Flat-Gates 230 kV line |  | 5 | 1 | YES | 2 | 5 | 1 | YES | 2
PG&E KERN | Diablo Canyon | 500 | 0 | 0 | 0 | 0 | 0 | 0 | 0 | 0 | 0 | 0 | 0 | 0 | 0 | 0 | 0 | 0 | 0 | 0 | 0 | 0 | 0 | 0 | 0 | 0 | 0 | 0 | 0 | 0 | 0 | 0 | 0 | 0 | 0 | 0 | 0 | 0 | 0 | 0 | 0 | 0 | 0 | 0 | 0 | 0 | 0 | 0 | 0 | 0 | 0 | 0 | 0 | 0 | 0 | 0 | 0 | 0 | 0 | 0 | 0 | 0 | 0 | 0 | 0 | 0 | 0 | 0 | 0 | 0 | 0 | 0 | 0 | 0 | 0 | 0 | 0 | 0 | 0 | 0 | 0 | 0 | 0 | 0 | 0 | 0 | 0 | 0 | 0 | 0 | 0 | 0 | 0 | 0 | 0 | 1 | 1 | 0 | 0 | 0 |  | 0 | 0 | 0 | 0 | 0 | 0 | 0 | 0 | 0 | 0 | 0 | 0 | 0 | 0 | 0 | 0 | 0 | 0 | 0 | 0 | 0 | 2924 | 0 | 0 | 0 | 0 | 0 | 0 | 0 | 1 | 0 | 0 | 1 | 0 | 0 | 1 | 372.37 | -476.012 | -3308.8336 | Mustang-Henrietta 230 kV line | Mustang-Henrietta 230 kV line | Mustang-Henrietta 230 kV line |  | 0 | 0 | 0 | 0 | 0 | 1 | 2851.37 | 2002.988 | -829.8336 | Mustang-Henrietta 230 kV line | Mustang-Henrietta 230 kV line | Mustang-Henrietta 230 kV line |  | 5 | 1 | YES | 2 | 4 | 4 | NO | 4
PG&E KERN | Divide | 115 | 0 | 0 | 0 | 0 | 0 | 0 | 0 | 0 | 0 | 0 | 0 | 0 | 0 | 0 | 0 | 0 | 0 | 0 | 0 | 0 | 0 | 0 | 0 | 0 | 0 | 0 | 0 | 0 | 0 | 0 | 0 | 0 | 0 | 0 | 0 | 0 | 0 | 0 | 0 | 0 | 0 | 0 | 0 | 0 | 0 | 0 | 0 | 0 | 0 | 0 | 0 | 0 | 0 | 0 | 0 | 0 | 0 | 0 | 0 | 0 | 0 | 0 | 0 | 0 | 0 | 0 | 0 | 1 | 1 | 0 | 0 | 0 | 0 | 0 | 0 | 0 | 0 | 0 | 0 | 1 | 0 | 0 | 0 | 0 | 0 | 1 | 0 | 0 | 0 | 0 | 0 | 0 | 0 | 0 | 0 | 1 | 0 | 1 |  | 0 | 0 | 0 | 0 | 0 | 0 | 0 | 0 | 0 | 0 | 0 | 0 | 0 | 0 | 0 | 0 | 0 | 0 | 0 | 0 | 0 | 0 | 0 | 0 | 0 | 100 | 0 | 0 | 0 | 1 | 1 | 0 | 1 | 0 | 1 | 0 | -385.58 | -3180.532 | -2164.4302 | Gates 500/230kV TB #11 | Gates 500/230kV TB #11 | Gates 500/230kV TB #11 |  | 0 | 0 | 0 | 0 | 0 | 0 | 7.65 | 144.11 | 266.8703 | Cal Flat-Gates 230 kV line | Cal Flat-Gates 230 kV line | Cal Flat-Gates 230 kV line |  | 5 | 1 | YES | 2 | 5 | 1 | YES | 2
PG&E GBA | Dixon Landing | 115 | 0 | 0 | 0 | 0 | 0 | 0 | 0 | 0 | 0 | 0 | 0 | 0 | 0 | 0 | 0 | 0 | 0 | 0 | 0 | 0 | 0 | 0 | 0 | 0 | 0 | 0 | 0 | 0 | 0 | 0 | 0 | 0 | 0 | 0 | 0 | 0 | 0 | 0 | 0 | 0 | 0 | 0 | 0 | 0 | 0 | 0 | 0 | 0 | 0 | 0 | 0 | 0 | 0 | 0 | 0 | 1 | 0 | 0 | 0 | 1 | 0 | 0 | 0 | 0 | 0 | 0 | 0 | 0 | 0 | 0 | 0 | 0 | 0 | 0 | 0 | 0 | 0 | 0 | 0 | 0 | 0 | 0 | 0 | 0 | 0 | 0 | 0 | 0 | 0 | 0 | 0 | 0 | 0 | 0 | 0 | 0 | 0 | 0 |  | 0 | 0 | 0 | 0 | 0 | 0 | 0 | 0 | 0 | 0 | 0 | 0 | 0 | 0 | 0 | 0 | 0 | 0 | 0 | 0 | 0 | 0 | 0 | 0 | 0 | 0 | 0 | 0 | 0 | 0 | 1 | 0 | 0 | 0 | 0 | 0 | -614.49 | 1147.6438 | 1144.2952 | Tesla-Bellota 230 kV line | Tesla-Bellota 230 kV line | Tesla-Bellota 230 kV line |  | 0 | 1 | 0 | 0 | 0 | 0 | -314.49 | 1447.6438 | 1144.2952 | Tesla-Bellota 230 kV line | Tesla-Bellota 230 kV line | Tesla-Bellota 230 kV line |  | 5 | 4 | YES | 4 | 1 | 1 | NO | 1
PG&E FRESNO | Dos Amigos | 230 | 0 | 0 | 0 | 0 | 0 | 0 | 0 | 0 | 0 | 0 | 0 | 0 | 0 | 0 | 0 | 0 | 0 | 0 | 0 | 0 | 0 | 0 | 0 | 0 | 0 | 0 | 0 | 0 | 0 | 0 | 0 | 0 | 0 | 0 | 0 | 0 | 0 | 0 | 0 | 0 | 0 | 0 | 0 | 0 | 0 | 0 | 0 | 0 | 0 | 0 | 0 | 0 | 0 | 0 | 0 | 0 | 0 | 0 | 0 | 0 | 0 | 0 | 0 | 0 | 0 | 0 | 0 | 0 | 0 | 0 | 0 | 0 | 0 | 0 | 0 | 0 | 0 | 0 | 1 | 0 | 0 | 0 | 0 | 0 | 0 | 1 | 0 | 0 | 0 | 0 | 0 | 0 | 0 | 0 | 0 | 0 | 0 | 1 |  | 0 | 0 | 0 | 0 | 0 | 0 | 0 | 0 | 0 | 0 | 0 | 0 | 0 | 0 | 0 | 10 | 0 | 0 | 0 | 0 | 0 | 0 | 0 | 3 | 493.2 | 0 | 0 | 860 | 0 | 1 | 1 | 0 | 1 | 0 | 1 | 0 | -0.76 | -2441.884 | -3151.403 | Gates 500/230kV TB #12 | Gates 500/230kV TB #12 | Gates 500/230kV TB #12 |  | 0 | 0 | 0 | 0 | 0 | 0 | 2125.27 | 1058.968 | 3691.597 | Los Banos 500/230kV TB | Los Banos 500/230kV TB | Gates 500/230kV TB #12 |  | 5 | 1 | YES | 2 | 5 | 1 | YES | 2
PG&E NGBA | Drum | 115 | 0 | 0 | 0 | 0 | 0 | 0 | 0 | 0 | 0 | 0 | 0 | 0 | 0 | 0 | 0 | 0 | 0 | 0 | 0 | 0 | 0 | 0 | 0 | 0 | 0 | 0 | 0 | 0 | 0 | 0 | 0 | 0 | 0 | 0 | 0 | 0 | 0 | 0 | 0 | 1 | 1 | 0 | 1 | 0 | 0 | 1 | 1 | 1 | 0 | 0 | 0 | 0 | 0 | 0 | 0 | 0 | 0 | 0 | 0 | 1 | 1 | 0 | 0 | 0 | 0 | 0 | 0 | 0 | 0 | 0 | 0 | 0 | 0 | 0 | 0 | 0 | 0 | 0 | 0 | 0 | 0 | 0 | 0 | 0 | 0 | 0 | 0 | 0 | 0 | 0 | 0 | 0 | 0 | 0 | 0 | 0 | 0 | 0 |  | 0 | 0 | 0 | 0 | 0 | 0 | 0 | 0 | 0 | 0 | 0 | 0 | 0 | 0 | 0 | 0 | 0 | 0 | 0 | 0 | 0 | 0 | 0 | 0 | 0 | 0 | 0 | 0 | 0 | 0 | 2 | 0 | 2 | 0 | 0 | 0 | -2282.29 | -1253.7212 | 72.84 | Collinsville-Tesla 500 kV Line | Collinsville-Tesla 500 kV Line | Woodland- Davis 115kV line |  | 0 | 1 | 1 | 0 | 0 | 0 | -314.49 | -339.66 | 72.84 | Tesla-Bellota 230 kV line | Bellota-Weber 230kV line | Woodland- Davis 115kV line |  | 5 | 5 | NO | 5 | 1 | 1 | NO | 1
PG&E GBA | Dumbarton | 115 | 0 | 0 | 0 | 0 | 0 | 0 | 0 | 0 | 0 | 0 | 0 | 0 | 0 | 0 | 0 | 0 | 0 | 0 | 0 | 0 | 0 | 0 | 0 | 0 | 0 | 0 | 0 | 0 | 0 | 0 | 0 | 0 | 0 | 0 | 0 | 0 | 0 | 0 | 0 | 1 | 0 | 0 | 0 | 0 | 0 | 0 | 0 | 0 | 0 | 0 | 0 | 0 | 1 | 0 | 0 | 0 | 0 | 0 | 0 | 0 | 0 | 0 | 0 | 0 | 0 | 0 | 0 | 0 | 0 | 0 | 0 | 0 | 0 | 0 | 0 | 0 | 0 | 0 | 0 | 0 | 0 | 0 | 0 | 0 | 0 | 0 | 0 | 0 | 0 | 0 | 0 | 0 | 0 | 0 | 0 | 0 | 0 | 1 |  | 0 | 0 | 0 | 0 | 0 | 0 | 0 | 0 | 0 | 0 | 0 | 0 | 0 | 0 | 0 | 0 | 0 | 0 | 0 | 0 | 0 | 0 | 0 | 0 | 0 | 0 | 0 | 0 | 0 | 0 | 1 | 0 | 1 | 0 | 0 | 0 | -2282.29 | -1253.7212 | 884.6639 | Collinsville-Tesla 500 kV Line | Collinsville-Tesla 500 kV Line | Collinsville-Tesla 500 kV Line |  | 0 | 0 | 0 | 0 | 0 | 0 | 2160.3 | 2019.85 | 884.6639 | Sobrante-Moraga 230 kV line | Sobrante-Moraga 230 kV line | Collinsville-Tesla 500 kV Line |  | 5 | 1 | YES | 2 | 1 | 1 | NO | 1
SCE NOL | Dunn Siding | 115 | 0 | 0 | 0 | 0 | 0 | 0 | 0 | 0 | 0 | 0 | 0 | 1 | 1 | 1 | 0 | 0 | 0 | 0 | 0 | 0 | 0 | 0 | 0 | 0 | 0 | 0 | 0 | 0 | 0 | 0 | 0 | 0 | 0 | 0 | 0 | 0 | 0 | 0 | 0 | 0 | 0 | 0 | 0 | 0 | 0 | 0 | 0 | 0 | 0 | 0 | 0 | 0 | 0 | 0 | 0 | 0 | 0 | 0 | 0 | 0 | 0 | 0 | 0 | 0 | 0 | 0 | 0 | 0 | 0 | 0 | 0 | 0 | 0 | 0 | 0 | 0 | 0 | 0 | 0 | 0 | 0 | 0 | 0 | 0 | 0 | 0 | 0 | 0 | 0 | 0 | 0 | 0 | 0 | 0 | 0 | 0 | 0 | 3 |  | 0 | 0 | 0 | 0 | 0 | 0 | 0 | 0 | 0 | 0 | 0 | 0 | 0 | 0 | 0 | 0 | 0 | 0 | 0 | 0 | 0 | 0 | 0 | 0 | 0 | 0 | 0 | 0 | 0 | 0 | 0 | 2 | 0 | 0 | 0 | 0 | -104.4 | 65.95 | 1269.924 | South of Kramer Area Constraint | South of Kramer Area Constraint | South of Kramer Area Constraint |  | 0 | 2 | 0 | 0 | 0 | 0 | -104.4 | 65.95 | 1269.924 | South of Kramer Area Constraint | South of Kramer Area Constraint | South of Kramer Area Constraint |  | 3 | 3 | NO | 3 | 1 | 1 | NO | 1
SCE Eastern | Eagle Mountain | 230 | 0 | 0 | 0 | 0 | 0 | 0 | 0 | 0 | 0 | 0 | 0 | 0 | 0 | 0 | 0 | 0 | 0 | 0 | 1 | 1 | 0 | 1 | 0 | 0 | 0 | 0 | 0 | 0 | 0 | 0 | 0 | 0 | 0 | 0 | 0 | 0 | 0 | 0 | 0 | 0 | 0 | 0 | 0 | 0 | 0 | 0 | 0 | 0 | 0 | 0 | 0 | 0 | 0 | 0 | 0 | 0 | 0 | 0 | 0 | 0 | 0 | 0 | 0 | 0 | 0 | 0 | 0 | 0 | 0 | 0 | 0 | 0 | 0 | 0 | 0 | 0 | 0 | 0 | 0 | 0 | 0 | 0 | 0 | 0 | 0 | 0 | 0 | 0 | 0 | 0 | 0 | 0 | 0 | 0 | 0 | 0 | 0 | 1 |  | 0 | 0 | 0 | 0 | 0 | 0 | 0 | 0 | 0 | 0 | 0 | 0 | 0 | 0 | 0 | 0 | 0 | 0 | 0 | 0 | 0 | 0 | 0 | 0 | 0 | 0 | 0 | 0 | 0 | 0 | 1 | 2 | 1 | 0 | 0 | 0 | -1208.036 | -500 | 339.76 | Serrano-Alberhill-Valley Constraint | Eagle Mountain Constraint | Eagle Mountain Constraint |  | 0 | 2 | 0 | 0 | 0 | 0 | -1208.036 | 100 | 339.76 | Serrano-Alberhill-Valley Constraint | Eagle Mountain Constraint | Eagle Mountain Constraint |  | 5 | 4 | YES | 4 | 1 | 1 | NO | 1
PG&E NGBA | Eagle Rock (PGE) | 60 | 0 | 0 | 0 | 0 | 0 | 0 | 0 | 0 | 0 | 0 | 0 | 0 | 0 | 0 | 0 | 0 | 0 | 0 | 0 | 0 | 0 | 0 | 0 | 0 | 0 | 0 | 0 | 0 | 0 | 0 | 0 | 0 | 0 | 0 | 0 | 0 | 0 | 0 | 0 | 1 | 0 | 0 | 0 | 0 | 0 | 0 | 0 | 0 | 0 | 0 | 0 | 0 | 1 | 0 | 0 | 0 | 0 | 0 | 0 | 0 | 0 | 0 | 0 | 0 | 0 | 0 | 1 | 0 | 0 | 0 | 0 | 0 | 0 | 0 | 0 | 0 | 0 | 0 | 0 | 0 | 0 | 0 | 0 | 0 | 0 | 0 | 0 | 0 | 0 | 0 | 0 | 0 | 0 | 0 | 0 | 0 | 0 | 1 |  | 0 | 0 | 0 | 0 | 0 | 0 | 0 | 0 | 0 | 0 | 0 | 0 | 0 | 0 | 0 | 0 | 0 | 0 | 0 | 0 | 0 | 0 | 0 | 0 | 0 | 0 | 0 | 0 | 0 | 0 | 2 | 0 | 1 | 0 | 0 | 0 | -2282.29 | -1253.7212 | 335.9726 | Collinsville-Tesla 500 kV Line | Collinsville-Tesla 500 kV Line | Birds Landing-Contra Costa 230kV Line |  | 0 | 0 | 0 | 0 | 0 | 0 | 1505.81 | 1776.2038 | 335.9726 | Birds Landing-Contra Costa 230kV Line | Birds Landing-Contra Costa 230kV Line | Birds Landing-Contra Costa 230kV Line |  | 5 | 1 | YES | 2 | 1 | 1 | NO | 1
PG&E NGBA | Eagle Rock (PGE) | 115 | 0 | 0 | 0 | 0 | 0 | 0 | 0 | 0 | 0 | 0 | 0 | 0 | 0 | 0 | 0 | 0 | 0 | 0 | 0 | 0 | 0 | 0 | 0 | 0 | 0 | 0 | 0 | 0 | 0 | 0 | 0 | 0 | 0 | 0 | 0 | 0 | 0 | 0 | 0 | 1 | 0 | 1 | 0 | 0 | 0 | 0 | 0 | 0 | 0 | 0 | 0 | 0 | 1 | 0 | 1 | 1 | 0 | 0 | 0 | 0 | 0 | 0 | 0 | 0 | 0 | 0 | 1 | 0 | 0 | 0 | 0 | 0 | 0 | 0 | 0 | 0 | 0 | 0 | 0 | 0 | 0 | 0 | 0 | 0 | 0 | 0 | 0 | 0 | 0 | 0 | 0 | 0 | 0 | 0 | 0 | 0 | 0 | 1 |  | -7 | 0 | 0 | 0 | 0 | 0 | 0 | 0 | 0 | 0 | 0 | 0 | 0 | 0 | 1 | 0 | 0 | 0 | 0 | 0 | 0 | 0 | 0 | 0 | 0 | 0 | 0 | 0 | 0 | 0 | 2 | 0 | 1 | 0 | 0 | 0 | -2282.29 | -1253.7212 | 335.9726 | Collinsville-Tesla 500 kV Line | Collinsville-Tesla 500 kV Line | Birds Landing-Contra Costa 230kV Line |  | 0 | 0 | 0 | 0 | 0 | 0 | 661.81 | 929.8 | 335.9726 | Contra Costa- Windmaster 230 kV line | Cortina-Eagle Rock 115 kV line | Birds Landing-Contra Costa 230kV Line |  | 5 | 1 | YES | 2 | 1 | 1 | NO | 1
SCE Metro | Eagle Rock (SCE) | 230 | 0 | 0 | 0 | 0 | 0 | 0 | 0 | 0 | 0 | 1 | 0 | 0 | 0 | 0 | 0 | 0 | 0 | 0 | 0 | 0 | 0 | 0 | 0 | 0 | 0 | 0 | 0 | 0 | 0 | 0 | 0 | 0 | 0 | 0 | 0 | 0 | 0 | 0 | 0 | 0 | 0 | 0 | 0 | 0 | 0 | 0 | 0 | 0 | 0 | 0 | 0 | 0 | 0 | 0 | 0 | 0 | 0 | 0 | 0 | 0 | 0 | 0 | 0 | 0 | 0 | 0 | 0 | 0 | 0 | 0 | 0 | 0 | 0 | 0 | 0 | 0 | 0 | 0 | 0 | 0 | 0 | 0 | 0 | 0 | 0 | 0 | 0 | 0 | 0 | 0 | 0 | 0 | 0 | 0 | 0 | 0 | 0 | 0 |  | 0 | 0 | 0 | 0 | 0 | 0 | 0 | 0 | 0 | 0 | 0 | 0 | 0 | 0 | 0 | 0 | 0 | 0 | 0 | 0 | 0 | 0 | 0 | 0 | 0 | 0 | 0 | 0 | 0 | 0 | 0 | 0 | 0 | 0 | 0 | 0 | 2097.6988 | 6824.058 | 19009.2611 | SCE Metro Area Default Constraint | SCE Metro Area Default Constraint | SCE Metro Area Default Constraint |  | 0 | 0 | 0 | 0 | 0 | 0 | 2097.6988 | 6824.058 | 19009.2611 | SCE Metro Area Default Constraint | SCE Metro Area Default Constraint | SCE Metro Area Default Constraint |  | 1 | 1 | NO | 1 | 1 | 1 | NO | 1
PG&E NGBA | East Marysville | 115 | 0 | 0 | 0 | 0 | 0 | 0 | 0 | 0 | 0 | 0 | 0 | 0 | 0 | 0 | 0 | 0 | 0 | 0 | 0 | 0 | 0 | 0 | 0 | 0 | 0 | 0 | 0 | 0 | 0 | 0 | 0 | 0 | 0 | 0 | 0 | 0 | 0 | 0 | 0 | 1 | 0 | 0 | 0 | 0 | 0 | 1 | 0 | 1 | 0 | 0 | 0 | 0 | 0 | 0 | 0 | 0 | 0 | 0 | 0 | 1 | 0 | 0 | 0 | 0 | 0 | 0 | 0 | 0 | 0 | 0 | 0 | 0 | 0 | 0 | 0 | 0 | 0 | 0 | 0 | 0 | 0 | 0 | 0 | 0 | 0 | 0 | 0 | 0 | 0 | 0 | 0 | 0 | 0 | 0 | 0 | 0 | 0 | 0 |  | 0 | 0 | 0 | 0 | 0 | 0 | 0 | 0 | 0 | 0 | 0 | 0 | 0 | 0 | 0 | 0 | 0 | 0 | 0 | 0 | 0 | 0 | 0 | 0 | 0 | 0 | 0 | 0 | 0 | 0 | 2 | 0 | 2 | 0 | 0 | 0 | -2282.29 | -1253.7212 | 297.6836 | Collinsville-Tesla 500 kV Line | Collinsville-Tesla 500 kV Line | Rio Oso-Lockeford 230kV line |  | 0 | 1 | 1 | 0 | 0 | 0 | -314.49 | -339.66 | 297.6836 | Tesla-Bellota 230 kV line | Bellota-Weber 230kV line | Rio Oso-Lockeford 230kV line |  | 5 | 5 | NO | 5 | 1 | 1 | NO | 1
PG&E NGBA | East Nicolaus | 115 | 0 | 0 | 0 | 0 | 0 | 0 | 0 | 0 | 0 | 0 | 0 | 0 | 0 | 0 | 0 | 0 | 0 | 0 | 0 | 0 | 0 | 0 | 0 | 0 | 0 | 0 | 0 | 0 | 0 | 0 | 0 | 0 | 0 | 0 | 0 | 0 | 0 | 0 | 0 | 1 | 0 | 0 | 0 | 0 | 0 | 1 | 0 | 1 | 0 | 0 | 0 | 0 | 0 | 0 | 0 | 0 | 0 | 0 | 0 | 1 | 1 | 0 | 0 | 0 | 0 | 0 | 0 | 0 | 0 | 0 | 0 | 0 | 0 | 0 | 0 | 0 | 0 | 0 | 0 | 0 | 0 | 0 | 0 | 0 | 0 | 0 | 0 | 0 | 0 | 0 | 0 | 0 | 0 | 0 | 0 | 0 | 0 | 0 |  | 0 | 0 | 0 | 0 | 0 | 0 | 0 | 0 | 0 | 0 | 0 | 0 | 0 | 0 | 0 | 0 | 0 | 0 | 0 | 0 | 0 | 0 | 0 | 0 | 0 | 140 | 0 | 0 | 0 | 1 | 2 | 0 | 2 | 0 | 0 | 0 | -2282.29 | -1253.7212 | 297.6836 | Collinsville-Tesla 500 kV Line | Collinsville-Tesla 500 kV Line | Rio Oso-Lockeford 230kV line |  | 0 | 1 | 1 | 0 | 0 | 0 | -314.49 | -339.66 | 297.6836 | Tesla-Bellota 230 kV line | Bellota-Weber 230kV line | Rio Oso-Lockeford 230kV line |  | 5 | 5 | NO | 5 | 1 | 1 | NO | 1
PG&E NGBA | East Nicolaus | 60 | 0 | 0 | 0 | 0 | 0 | 0 | 0 | 0 | 0 | 0 | 0 | 0 | 0 | 0 | 0 | 0 | 0 | 0 | 0 | 0 | 0 | 0 | 0 | 0 | 0 | 0 | 0 | 0 | 0 | 0 | 0 | 0 | 0 | 0 | 0 | 0 | 0 | 0 | 0 | 1 | 0 | 0 | 0 | 0 | 0 | 1 | 0 | 1 | 0 | 0 | 0 | 0 | 0 | 0 | 0 | 0 | 0 | 0 | 0 | 1 | 1 | 0 | 0 | 0 | 0 | 0 | 0 | 0 | 0 | 0 | 0 | 0 | 0 | 0 | 0 | 0 | 0 | 0 | 0 | 0 | 0 | 0 | 0 | 0 | 0 | 0 | 0 | 0 | 0 | 0 | 0 | 0 | 0 | 0 | 0 | 0 | 0 | 0 |  | 0 | 0 | 0 | 0 | 0 | 0 | 0 | 0 | 0 | 0 | 0 | 0 | 0 | 0 | 0 | 0 | 0 | 0 | 0 | 0 | 0 | 0 | 0 | 0 | 0 | 0 | 0 | 0 | 0 | 0 | 2 | 0 | 2 | 0 | 0 | 0 | -2282.29 | -1253.7212 | 297.6836 | Collinsville-Tesla 500 kV Line | Collinsville-Tesla 500 kV Line | Rio Oso-Lockeford 230kV line |  | 0 | 1 | 1 | 0 | 0 | 0 | -314.49 | -339.66 | 297.6836 | Tesla-Bellota 230 kV line | Bellota-Weber 230kV line | Rio Oso-Lockeford 230kV line |  | 5 | 5 | NO | 5 | 1 | 1 | NO | 1
PG&E GBA | Eastshore | 115 | 0 | 0 | 0 | 0 | 0 | 0 | 0 | 0 | 0 | 0 | 0 | 0 | 0 | 0 | 0 | 0 | 0 | 0 | 0 | 0 | 0 | 0 | 0 | 0 | 0 | 0 | 0 | 0 | 0 | 0 | 0 | 0 | 0 | 0 | 0 | 0 | 0 | 0 | 0 | 1 | 0 | 0 | 0 | 0 | 0 | 0 | 0 | 0 | 0 | 0 | 0 | 0 | 1 | 0 | 0 | 0 | 0 | 0 | 0 | 0 | 0 | 0 | 0 | 0 | 0 | 0 | 0 | 0 | 0 | 0 | 0 | 0 | 0 | 0 | 0 | 0 | 0 | 0 | 0 | 0 | 0 | 0 | 0 | 0 | 0 | 0 | 0 | 0 | 0 | 0 | 0 | 0 | 0 | 0 | 0 | 0 | 0 | 1 |  | 0 | 0 | 0 | 0 | 0 | 0 | 0 | 0 | 0 | 0 | 0 | 0 | 0 | 0 | 0 | 0 | 0 | 0 | 0 | 0 | 0 | 0 | 0 | 0 | 130 | 0 | 0 | 90.7 | 0 | 1 | 1 | 0 | 1 | 0 | 0 | 0 | -2282.29 | -1253.7212 | 884.6639 | Collinsville-Tesla 500 kV Line | Collinsville-Tesla 500 kV Line | Collinsville-Tesla 500 kV Line |  | 0 | 0 | 0 | 0 | 0 | 0 | 2160.3 | 2019.85 | 884.6639 | Sobrante-Moraga 230 kV line | Sobrante-Moraga 230 kV line | Collinsville-Tesla 500 kV Line |  | 5 | 1 | YES | 2 | 1 | 1 | NO | 1
PG&E GBA | Eastshore | 230 | 0 | 0 | 0 | 0 | 0 | 0 | 0 | 0 | 0 | 0 | 0 | 0 | 0 | 0 | 0 | 0 | 0 | 0 | 0 | 0 | 0 | 0 | 0 | 0 | 0 | 0 | 0 | 0 | 0 | 0 | 0 | 0 | 0 | 0 | 0 | 0 | 0 | 0 | 0 | 1 | 0 | 0 | 0 | 0 | 0 | 0 | 0 | 0 | 0 | 1 | 1 | 0 | 1 | 0 | 0 | 1 | 0 | 0 | 0 | 0 | 0 | 1 | 0 | 0 | 0 | 1 | 0 | 0 | 0 | 0 | 0 | 0 | 0 | 0 | 0 | 0 | 0 | 0 | 0 | 0 | 0 | 0 | 0 | 0 | 0 | 0 | 0 | 0 | 0 | 0 | 0 | 0 | 0 | 0 | 0 | 0 | 0 | 3 |  | 0 | 0 | 0 | 0 | 0 | 0 | 0 | 0 | 0 | 0 | 0 | 0 | 0 | 0 | 0 | 0 | 0 | 0 | 0 | 0 | 0 | 0 | 0 | 0 | 0 | 0 | 0 | 0 | 0 | 0 | 1 | 0 | 1 | 0 | 0 | 0 | -2282.29 | -1253.7212 | 884.6639 | Collinsville-Tesla 500 kV Line | Collinsville-Tesla 500 kV Line | Collinsville-Tesla 500 kV Line |  | 0 | 0 | 0 | 0 | 0 | 0 | 857.21 | 962.9 | 884.6639 | Tesla-Tracy-Pump 230 kV line #2 | Grant - Eastshore #2 line 115 kV | Collinsville-Tesla 500 kV Line |  | 5 | 1 | YES | 2 | 1 | 1 | NO | 1
SDGE | ECO | 138 | 0 | 0 | 0 | 0 | 0 | 0 | 0 | 0 | 0 | 0 | 0 | 0 | 0 | 0 | 0 | 0 | 0 | 0 | 0 | 0 | 0 | 0 | 0 | 0 | 0 | 0 | 0 | 0 | 1 | 0 | 1 | 1 | 1 | 0 | 0 | 1 | 1 | 0 | 0 | 0 | 0 | 0 | 0 | 0 | 0 | 0 | 0 | 0 | 0 | 0 | 0 | 0 | 0 | 0 | 0 | 0 | 0 | 0 | 0 | 0 | 0 | 0 | 0 | 0 | 0 | 0 | 0 | 0 | 0 | 0 | 0 | 0 | 0 | 0 | 0 | 0 | 0 | 0 | 0 | 0 | 0 | 0 | 0 | 0 | 0 | 0 | 0 | 0 | 0 | 0 | 0 | 0 | 0 | 0 | 0 | 0 | 0 | 6 |  | 0 | 0 | 0 | 0 | 0 | 0 | 0 | 0 | 0 | 0 | 0 | 0 | 0 | 0 | 0 | 0 | 0 | 0 | 0 | 0 | 0 | 0 | 0 | 0 | 0 | 0 | 0 | 0 | 0 | 0 | 0 | 0 | 0 | 0 | 0 | 0 | 29.03 | 393.085 | 352.931 | San Luis Rey-San Onofre 230 kV line constraint | San Luis Rey-San Onofre 230 kV line constraint | East of Miguel constraint |  | 0 | 0 | 0 | 0 | 0 | 0 | 29.03 | 393.085 | 352.931 | San Luis Rey-San Onofre 230 kV line constraint | San Luis Rey-San Onofre 230 kV line constraint | East of Miguel constraint |  | 1 | 1 | NO | 1 | 1 | 1 | NO | 1
SDGE | ECO | 230 | 0 | 0 | 0 | 0 | 0 | 0 | 0 | 0 | 0 | 0 | 0 | 0 | 0 | 0 | 0 | 0 | 0 | 0 | 0 | 0 | 0 | 0 | 0 | 0 | 0 | 0 | 0 | 0 | 1 | 0 | 1 | 1 | 1 | 0 | 0 | 1 | 1 | 0 | 0 | 0 | 0 | 0 | 0 | 0 | 0 | 0 | 0 | 0 | 0 | 0 | 0 | 0 | 0 | 0 | 0 | 0 | 0 | 0 | 0 | 0 | 0 | 0 | 0 | 0 | 0 | 0 | 0 | 0 | 0 | 0 | 0 | 0 | 0 | 0 | 0 | 0 | 0 | 0 | 0 | 0 | 0 | 0 | 0 | 0 | 0 | 0 | 0 | 0 | 0 | 0 | 0 | 0 | 0 | 0 | 0 | 0 | 0 | 6 |  | 0 | 0 | 0 | 0 | 0 | 0 | 0 | 0 | 0 | 0 | 0 | 0 | 0 | 0 | 0 | 0 | 0 | 0 | 0 | 0 | 0 | 0 | 0 | 0 | 0 | 0 | 0 | 0 | 0 | 0 | 0 | 0 | 0 | 0 | 0 | 0 | 29.03 | 393.085 | 352.931 | San Luis Rey-San Onofre 230 kV line constraint | San Luis Rey-San Onofre 230 kV line constraint | East of Miguel constraint |  | 0 | 0 | 0 | 0 | 0 | 0 | 29.03 | 393.085 | 352.931 | San Luis Rey-San Onofre 230 kV line constraint | San Luis Rey-San Onofre 230 kV line constraint | East of Miguel constraint |  | 1 | 1 | NO | 1 | 1 | 1 | NO | 1
SDGE | ECO | 500 | 0 | 0 | 0 | 0 | 0 | 0 | 0 | 0 | 0 | 0 | 0 | 0 | 0 | 0 | 0 | 0 | 0 | 0 | 0 | 0 | 0 | 0 | 0 | 0 | 0 | 0 | 0 | 0 | 1 | 0 | 1 | 1 | 1 | 0 | 0 | 1 | 1 | 0 | 0 | 0 | 0 | 0 | 0 | 0 | 0 | 0 | 0 | 0 | 0 | 0 | 0 | 0 | 0 | 0 | 0 | 0 | 0 | 0 | 0 | 0 | 0 | 0 | 0 | 0 | 0 | 0 | 0 | 0 | 0 | 0 | 0 | 0 | 0 | 0 | 0 | 0 | 0 | 0 | 0 | 0 | 0 | 0 | 0 | 0 | 0 | 0 | 0 | 0 | 0 | 0 | 0 | 0 | 0 | 0 | 0 | 0 | 0 | 6 |  | 0 | 0 | 0 | 0 | 0 | 0 | 0 | 0 | 0 | 0 | 0 | 0 | 0 | 0 | 0 | 0 | 0 | 1650 | 0 | 0 | 0 | 0 | 0 | 0 | 0 | 0 | 0 | 0 | 0 | 1 | 0 | 0 | 0 | 0 | 0 | 0 | 29.03 | 393.085 | 352.931 | San Luis Rey-San Onofre 230 kV line constraint | San Luis Rey-San Onofre 230 kV line constraint | East of Miguel constraint |  | 0 | 0 | 0 | 0 | 0 | 0 | 29.03 | 393.085 | 352.931 | San Luis Rey-San Onofre 230 kV line constraint | San Luis Rey-San Onofre 230 kV line constraint | East of Miguel constraint |  | 1 | 1 | NO | 1 | 1 | 1 | NO | 1
PG&E GBA | Edenvale | 115 | 0 | 0 | 0 | 0 | 0 | 0 | 0 | 0 | 0 | 0 | 0 | 0 | 0 | 0 | 0 | 0 | 0 | 0 | 0 | 0 | 0 | 0 | 0 | 0 | 0 | 0 | 0 | 0 | 0 | 0 | 0 | 0 | 0 | 0 | 0 | 0 | 0 | 0 | 0 | 0 | 0 | 0 | 0 | 0 | 0 | 0 | 0 | 0 | 0 | 0 | 0 | 0 | 0 | 0 | 0 | 0 | 0 | 0 | 0 | 1 | 0 | 0 | 0 | 0 | 0 | 0 | 0 | 0 | 0 | 0 | 0 | 0 | 0 | 0 | 0 | 0 | 0 | 0 | 0 | 0 | 0 | 0 | 0 | 0 | 0 | 0 | 0 | 0 | 0 | 0 | 0 | 0 | 0 | 0 | 0 | 0 | 1 | 0 |  | 0 | 0 | 0 | 0 | 0 | 0 | 0 | 0 | 0 | 0 | 0 | 0 | 0 | 0 | 0 | 0 | 0 | 0 | 0 | 0 | 0 | 0 | 0 | 0 | 0 | 0 | 0 | 0 | 0 | 0 | 1 | 0 | 0 | 0 | 0 | 0 | -614.49 | 1147.6438 | 1144.2952 | Tesla-Bellota 230 kV line | Tesla-Bellota 230 kV line | Tesla-Bellota 230 kV line |  | 0 | 1 | 0 | 0 | 0 | 0 | -314.49 | 1265.082 | 1144.2952 | Tesla-Bellota 230 kV line | NEW-Metcalf-Mosslanding 500kV | Tesla-Bellota 230 kV line |  | 5 | 4 | YES | 4 | 1 | 1 | NO | 1
PG&E GBA | Edes | 115 | 0 | 0 | 0 | 0 | 0 | 0 | 0 | 0 | 0 | 0 | 0 | 0 | 0 | 0 | 0 | 0 | 0 | 0 | 0 | 0 | 0 | 0 | 0 | 0 | 0 | 0 | 0 | 0 | 0 | 0 | 0 | 0 | 0 | 0 | 0 | 0 | 0 | 0 | 0 | 1 | 0 | 0 | 0 | 0 | 0 | 0 | 0 | 0 | 0 | 0 | 0 | 0 | 1 | 0 | 0 | 1 | 0 | 0 | 0 | 0 | 0 | 0 | 0 | 0 | 0 | 0 | 0 | 0 | 0 | 0 | 0 | 0 | 0 | 0 | 0 | 0 | 0 | 0 | 0 | 0 | 0 | 0 | 0 | 0 | 0 | 0 | 0 | 0 | 0 | 0 | 0 | 0 | 0 | 0 | 0 | 0 | 0 | 1 |  | 0 | 0 | 0 | 0 | 0 | 0 | 0 | 0 | 0 | 0 | 0 | 0 | 0 | 0 | 0 | 0 | 0 | 0 | 0 | 0 | 0 | 0 | 0 | 0 | 0 | 0 | 0 | 0 | 0 | 0 | 1 | 0 | 1 | 0 | 0 | 0 | -2282.29 | -1253.7212 | 884.6639 | Collinsville-Tesla 500 kV Line | Collinsville-Tesla 500 kV Line | Collinsville-Tesla 500 kV Line |  | 0 | 0 | 0 | 0 | 0 | 0 | 857.21 | 2019.85 | 884.6639 | Tesla-Tracy-Pump 230 kV line #2 | Sobrante-Moraga 230 kV line | Collinsville-Tesla 500 kV Line |  | 5 | 1 | YES | 2 | 1 | 1 | NO | 1
PG&E GBA | Eight Mile | 230 | 0 | 0 | 0 | 0 | 0 | 0 | 0 | 0 | 0 | 0 | 0 | 0 | 0 | 0 | 0 | 0 | 0 | 0 | 0 | 0 | 0 | 0 | 0 | 0 | 0 | 0 | 0 | 0 | 0 | 0 | 0 | 0 | 0 | 0 | 0 | 0 | 0 | 0 | 0 | 1 | 0 | 0 | 0 | 0 | 0 | 1 | 0 | 1 | 0 | 0 | 0 | 0 | 0 | 0 | 0 | 0 | 0 | 0 | 0 | 1 | 1 | 0 | 0 | 0 | 0 | 0 | 0 | 0 | 0 | 0 | 0 | 0 | 0 | 0 | 0 | 0 | 0 | 0 | 0 | 0 | 0 | 0 | 0 | 0 | 0 | 0 | 0 | 0 | 0 | 0 | 0 | 0 | 0 | 0 | 0 | 0 | 0 | 0 |  | 0 | 0 | 0 | 0 | 0 | 0 | 0 | 0 | 0 | 0 | 0 | 0 | 0 | 0 | 0 | 0 | 0 | 0 | 0 | 0 | 0 | 0 | 0 | 0 | 0 | 0 | 0 | 0 | 0 | 0 | 2 | 0 | 2 | 0 | 0 | 0 | -2282.29 | -1253.7212 | 297.6836 | Collinsville-Tesla 500 kV Line | Collinsville-Tesla 500 kV Line | Rio Oso-Lockeford 230kV line |  | 0 | 1 | 1 | 0 | 0 | 0 | -314.49 | -339.66 | 297.6836 | Tesla-Bellota 230 kV line | Bellota-Weber 230kV line | Rio Oso-Lockeford 230kV line |  | 5 | 5 | NO | 5 | 1 | 1 | NO | 1
SDGE | El Cajon | 69 | 0 | 0 | 0 | 0 | 0 | 0 | 0 | 0 | 0 | 0 | 0 | 0 | 0 | 0 | 0 | 0 | 0 | 0 | 0 | 0 | 0 | 0 | 0 | 0 | 0 | 0 | 0 | 1 | 1 | 0 | 1 | 0 | 1 | 0 | 0 | 0 | 0 | 0 | 0 | 0 | 0 | 0 | 0 | 0 | 0 | 0 | 0 | 0 | 0 | 0 | 0 | 0 | 0 | 0 | 0 | 0 | 0 | 0 | 0 | 0 | 0 | 0 | 0 | 0 | 0 | 0 | 0 | 0 | 0 | 0 | 0 | 0 | 0 | 0 | 0 | 0 | 0 | 0 | 0 | 0 | 0 | 0 | 0 | 0 | 0 | 0 | 0 | 0 | 0 | 0 | 0 | 0 | 0 | 0 | 0 | 0 | 0 | 3 |  | 0 | 0 | 0 | 0 | 0 | 0 | 0 | 0 | 0 | 0 | 0 | 50 | 0 | 0 | 1 | 0 | 0 | 0 | 0 | 0 | 0 | 0 | 0 | 0 | 0 | 0 | 50 | 0 | 0 | 1 | 0 | 0 | 0 | 0 | 0 | 0 | 29.03 | 367.57 | 482.1964 | San Luis Rey-San Onofre 230 kV line constraint | El Cajon 69 kV constraint | El Cajon 69 kV constraint |  | 0 | 0 | 0 | 0 | 0 | 0 | 29.03 | 367.57 | 482.1964 | San Luis Rey-San Onofre 230 kV line constraint | El Cajon 69 kV constraint | El Cajon 69 kV constraint |  | 1 | 1 | NO | 1 | 1 | 1 | NO | 1
SCE Eastern | El Casco | 230 | 0 | 0 | 0 | 0 | 0 | 0 | 0 | 0 | 0 | 0 | 0 | 0 | 0 | 0 | 0 | 0 | 0 | 0 | 0 | 1 | 0 | 1 | 0 | 0 | 0 | 0 | 0 | 0 | 0 | 0 | 0 | 0 | 0 | 0 | 0 | 0 | 0 | 0 | 0 | 0 | 0 | 0 | 0 | 0 | 0 | 0 | 0 | 0 | 0 | 0 | 0 | 0 | 0 | 0 | 0 | 0 | 0 | 0 | 0 | 0 | 0 | 0 | 0 | 0 | 0 | 0 | 0 | 0 | 0 | 0 | 0 | 0 | 0 | 0 | 0 | 0 | 0 | 0 | 0 | 0 | 0 | 0 | 0 | 0 | 0 | 0 | 0 | 0 | 0 | 0 | 0 | 0 | 0 | 0 | 0 | 0 | 0 | 1 |  | 0 | 0 | 0 | 0 | 0 | 0 | 0 | 0 | 0 | 0 | 0 | 165 | 0 | 0 | 1 | 0 | 0 | 0 | 0 | 0 | 0 | 0 | 0 | 0 | 0 | 0 | 165 | 0 | 0 | 1 | 0 | 2 | 0 | 0 | 0 | 0 | -1208.036 | 2259.6 | 6692.496 | Serrano-Alberhill-Valley Constraint | Etiwanda-Rancho Vista Constraint | Serrano-Alberhill-Valley Constraint |  | 0 | 2 | 0 | 0 | 0 | 0 | -1208.036 | 2259.6 | 6692.496 | Serrano-Alberhill-Valley Constraint | Etiwanda-Rancho Vista Constraint | Serrano-Alberhill-Valley Constraint |  | 4 | 4 | NO | 4 | 1 | 1 | NO | 1
PG&E GBA | El Cerrito G | 115 | 0 | 0 | 0 | 0 | 0 | 0 | 0 | 0 | 0 | 0 | 0 | 0 | 0 | 0 | 0 | 0 | 0 | 0 | 0 | 0 | 0 | 0 | 0 | 0 | 0 | 0 | 0 | 0 | 0 | 0 | 0 | 0 | 0 | 0 | 0 | 0 | 0 | 0 | 0 | 1 | 0 | 0 | 0 | 0 | 0 | 0 | 0 | 0 | 0 | 0 | 0 | 0 | 1 | 0 | 0 | 1 | 0 | 0 | 0 | 0 | 0 | 0 | 0 | 0 | 0 | 0 | 0 | 0 | 0 | 0 | 0 | 0 | 0 | 0 | 0 | 0 | 0 | 0 | 0 | 0 | 0 | 0 | 0 | 0 | 0 | 0 | 0 | 0 | 0 | 0 | 0 | 0 | 0 | 0 | 0 | 0 | 0 | 1 |  | 0 | 0 | 0 | 0 | 0 | 0 | 0 | 0 | 0 | 0 | 0 | 0 | 0 | 0 | 0 | 0 | 0 | 0 | 0 | 0 | 0 | 0 | 0 | 0 | 0 | 0 | 0 | 0 | 0 | 0 | 1 | 0 | 1 | 0 | 0 | 0 | -2282.29 | -1253.7212 | 884.6639 | Collinsville-Tesla 500 kV Line | Collinsville-Tesla 500 kV Line | Collinsville-Tesla 500 kV Line |  | 0 | 0 | 0 | 0 | 0 | 0 | 857.21 | 2019.85 | 884.6639 | Tesla-Tracy-Pump 230 kV line #2 | Sobrante-Moraga 230 kV line | Collinsville-Tesla 500 kV Line |  | 5 | 1 | YES | 2 | 1 | 1 | NO | 1
PG&E NGBA | El Dorado PH | 115 | 0 | 0 | 0 | 0 | 0 | 0 | 0 | 0 | 0 | 0 | 0 | 0 | 0 | 0 | 0 | 0 | 0 | 0 | 0 | 0 | 0 | 0 | 0 | 0 | 0 | 0 | 0 | 0 | 0 | 0 | 0 | 0 | 0 | 0 | 0 | 0 | 0 | 0 | 0 | 1 | 0 | 0 | 0 | 0 | 0 | 1 | 1 | 1 | 0 | 0 | 0 | 0 | 0 | 0 | 0 | 0 | 0 | 0 | 0 | 1 | 1 | 0 | 0 | 0 | 0 | 0 | 0 | 0 | 0 | 0 | 0 | 0 | 0 | 0 | 0 | 0 | 0 | 0 | 0 | 0 | 0 | 0 | 0 | 0 | 0 | 0 | 0 | 0 | 0 | 0 | 0 | 0 | 0 | 0 | 0 | 0 | 0 | 0 |  | 0 | 0 | 0 | 0 | 0 | 0 | 0 | 0 | 0 | 0 | 0 | 0 | 0 | 0 | 0 | 0 | 0 | 0 | 0 | 0 | 0 | 0 | 0 | 0 | 0 | 0 | 0 | 0 | 0 | 0 | 2 | 0 | 2 | 0 | 0 | 0 | -2282.29 | -1253.7212 | 263.2 | Collinsville-Tesla 500 kV Line | Collinsville-Tesla 500 kV Line | Rio Oso-Brighton 230kV line |  | 0 | 1 | 1 | 0 | 0 | 0 | -314.49 | -339.66 | 263.2 | Tesla-Bellota 230 kV line | Bellota-Weber 230kV line | Rio Oso-Brighton 230kV line |  | 5 | 5 | NO | 5 | 1 | 1 | NO | 1
PG&E FRESNO | El Nido (PGE) | 115 | 0 | 0 | 0 | 0 | 0 | 0 | 0 | 0 | 0 | 0 | 0 | 0 | 0 | 0 | 0 | 0 | 0 | 0 | 0 | 0 | 0 | 0 | 0 | 0 | 0 | 0 | 0 | 0 | 0 | 0 | 0 | 0 | 0 | 0 | 0 | 0 | 0 | 0 | 0 | 0 | 0 | 0 | 0 | 0 | 0 | 1 | 0 | 0 | 0 | 0 | 0 | 0 | 0 | 0 | 0 | 0 | 0 | 0 | 0 | 1 | 0 | 0 | 0 | 0 | 0 | 0 | 0 | 0 | 0 | 0 | 0 | 0 | 0 | 0 | 0 | 0 | 0 | 0 | 1 | 1 | 0 | 1 | 1 | 0 | 1 | 1 | 0 | 1 | 1 | 1 | 0 | 0 | 1 | 0 | 0 | 0 | 0 | 2 |  | 0 | 0 | 0 | 0 | 0 | 0 | 0 | 0 | 0 | 0 | 0 | 0 | 0 | 0 | 0 | 0 | 0 | 0 | 0 | 0 | 0 | 0 | 0 | 3 | 0 | 0 | 0 | 0 | 0 | 1 | 4 | 0 | 5 | 0 | 3 | 0 | -628.35 | -3180.532 | -3151.403 | Borden-Storey #1 230kV line | Gates 500/230kV TB #11 | Gates 500/230kV TB #12 |  | 0 | 1 | 1 | 0 | 0 | 0 | -314.49 | -339.66 | 378.2276 | Tesla-Bellota 230 kV line | Bellota-Weber 230kV line | Oro Loma-El Nido 115kV Line |  | 5 | 5 | NO | 5 | 5 | 1 | YES | 2
SCE Metro | El Nido (SCE) | 230 | 0 | 0 | 0 | 0 | 0 | 0 | 0 | 0 | 1 | 1 | 0 | 0 | 0 | 0 | 0 | 0 | 0 | 0 | 0 | 0 | 0 | 0 | 0 | 0 | 0 | 0 | 0 | 0 | 0 | 0 | 0 | 0 | 0 | 0 | 0 | 0 | 0 | 0 | 0 | 0 | 0 | 0 | 0 | 0 | 0 | 0 | 0 | 0 | 0 | 0 | 0 | 0 | 0 | 0 | 0 | 0 | 0 | 0 | 0 | 0 | 0 | 0 | 0 | 0 | 0 | 0 | 0 | 0 | 0 | 0 | 0 | 0 | 0 | 0 | 0 | 0 | 0 | 0 | 0 | 0 | 0 | 0 | 0 | 0 | 0 | 0 | 0 | 0 | 0 | 0 | 0 | 0 | 0 | 0 | 0 | 0 | 0 | 0 |  | 0 | 0 | 0 | 0 | 0 | 0 | 0 | 0 | 0 | 0 | 0 | 0 | 0 | 0 | 0 | 0 | 0 | 0 | 0 | 0 | 0 | 0 | 0 | 0 | 0 | 0 | 0 | 400 | 0 | 1 | 0 | 0 | 0 | 0 | 0 | 0 | 1336.8284 | 2017.444 | 4056.301 | Hinson - Del Amo Constraint | Hinson - Del Amo Constraint | Hinson - Del Amo Constraint |  | 0 | 0 | 0 | 0 | 0 | 0 | 1336.8284 | 2017.444 | 4056.301 | Hinson - Del Amo Constraint | Hinson - Del Amo Constraint | Hinson - Del Amo Constraint |  | 1 | 1 | NO | 1 | 1 | 1 | NO | 1
PG&E GBA | El Patio | 115 | 0 | 0 | 0 | 0 | 0 | 0 | 0 | 0 | 0 | 0 | 0 | 0 | 0 | 0 | 0 | 0 | 0 | 0 | 0 | 0 | 0 | 0 | 0 | 0 | 0 | 0 | 0 | 0 | 0 | 0 | 0 | 0 | 0 | 0 | 0 | 0 | 0 | 0 | 0 | 0 | 0 | 0 | 0 | 0 | 0 | 0 | 0 | 0 | 0 | 0 | 0 | 0 | 0 | 0 | 0 | 1 | 0 | 0 | 0 | 1 | 0 | 0 | 0 | 0 | 0 | 0 | 0 | 0 | 0 | 0 | 0 | 0 | 0 | 0 | 0 | 0 | 0 | 0 | 0 | 0 | 0 | 0 | 0 | 0 | 0 | 0 | 0 | 0 | 0 | 0 | 0 | 0 | 0 | 0 | 0 | 0 | 1 | 0 |  | 0 | 0 | 0 | 0 | 0 | 0 | 0 | 0 | 0 | 0 | 0 | 0 | 0 | 0 | 0 | 0 | 0 | 0 | 0 | 0 | 0 | 0 | 0 | 0 | 0 | 0 | 0 | 0 | 0 | 0 | 1 | 0 | 0 | 0 | 0 | 0 | -614.49 | 1147.6438 | 1144.2952 | Tesla-Bellota 230 kV line | Tesla-Bellota 230 kV line | Tesla-Bellota 230 kV line |  | 0 | 1 | 0 | 0 | 0 | 0 | -314.49 | 1265.082 | 1144.2952 | Tesla-Bellota 230 kV line | NEW-Metcalf-Mosslanding 500kV | Tesla-Bellota 230 kV line |  | 5 | 4 | YES | 4 | 1 | 1 | NO | 1
SCE Metro | El Segundo | 230 | 0 | 0 | 0 | 0 | 0 | 0 | 0 | 0 | 0 | 1 | 0 | 0 | 0 | 0 | 0 | 0 | 0 | 0 | 0 | 0 | 0 | 0 | 0 | 0 | 0 | 0 | 0 | 0 | 0 | 0 | 0 | 0 | 0 | 0 | 0 | 0 | 0 | 0 | 0 | 0 | 0 | 0 | 0 | 0 | 0 | 0 | 0 | 0 | 0 | 0 | 0 | 0 | 0 | 0 | 0 | 0 | 0 | 0 | 0 | 0 | 0 | 0 | 0 | 0 | 0 | 0 | 0 | 0 | 0 | 0 | 0 | 0 | 0 | 0 | 0 | 0 | 0 | 0 | 0 | 0 | 0 | 0 | 0 | 0 | 0 | 0 | 0 | 0 | 0 | 0 | 0 | 0 | 0 | 0 | 0 | 0 | 0 | 0 |  | 0 | 0 | 0 | 0 | 0 | 0 | 0 | 0 | 0 | 0 | 0 | 0 | 0 | 0 | 0 | 0 | 0 | 0 | 0 | 0 | 0 | 0 | 0 | 0 | 0 | 0 | 0 | 0 | 0 | 0 | 0 | 0 | 0 | 0 | 0 | 0 | 2097.6988 | 6824.058 | 19009.2611 | SCE Metro Area Default Constraint | SCE Metro Area Default Constraint | SCE Metro Area Default Constraint |  | 0 | 0 | 0 | 0 | 0 | 0 | 2097.6988 | 6824.058 | 19009.2611 | SCE Metro Area Default Constraint | SCE Metro Area Default Constraint | SCE Metro Area Default Constraint |  | 1 | 1 | NO | 1 | 1 | 1 | NO | 1
EOP | Eldorado | 230 | 0 | 0 | 0 | 0 | 0 | 0 | 0 | 0 | 0 | 0 | 0 | 0 | 0 | 0 | 0 | 0 | 0 | 0 | 0 | 0 | 0 | 0 | 0 | 1 | 1 | 0 | 0 | 0 | 0 | 0 | 0 | 0 | 0 | 0 | 0 | 0 | 0 | 0 | 0 | 0 | 0 | 0 | 0 | 0 | 0 | 0 | 0 | 0 | 0 | 0 | 0 | 0 | 0 | 0 | 0 | 0 | 0 | 0 | 0 | 0 | 0 | 0 | 0 | 0 | 0 | 0 | 0 | 0 | 0 | 0 | 0 | 0 | 0 | 0 | 0 | 0 | 0 | 0 | 0 | 0 | 0 | 0 | 0 | 0 | 0 | 0 | 0 | 0 | 0 | 0 | 0 | 0 | 0 | 0 | 0 | 0 | 0 | 1 |  | 0 | 0 | 0 | 0 | 0 | 0 | 0 | 0 | 0 | 0 | 0 | 279 | 0 | 0 | 1 | 184 | 0 | 0 | 0 | 0 | 0 | 0 | 0 | 0 | 0 | 0 | 279 | 0 | 0 | 1 | 1 | 0 | 1 | 0 | 0 | 1 | -5797.881 | -6339.828 | -5675.751 | Lugo - Victorville area constraint | Lugo - Victorville area constraint | Lugo - Victorville area constraint |  | 0 | 0 | 0 | 0 | 0 | 0 | 876.62 | 67.08 | 786.64 | Sloan Canyon - Eldorado 500 kV constraint | Sloan Canyon - Eldorado 500 kV constraint | Sloan Canyon - Eldorado 500 kV constraint |  | 5 | 1 | YES | 2 | 4 | 1 | YES | 2
EOP | Eldorado | 500 | 0 | 0 | 0 | 0 | 0 | 0 | 0 | 0 | 0 | 0 | 0 | 0 | 0 | 0 | 0 | 0 | 0 | 0 | 0 | 0 | 0 | 0 | 0 | 0 | 1 | 0 | 0 | 0 | 0 | 0 | 0 | 0 | 0 | 0 | 0 | 0 | 0 | 0 | 0 | 0 | 0 | 0 | 0 | 0 | 0 | 0 | 0 | 0 | 0 | 0 | 0 | 0 | 0 | 0 | 0 | 0 | 0 | 0 | 0 | 0 | 0 | 0 | 0 | 0 | 0 | 0 | 0 | 0 | 0 | 0 | 0 | 0 | 0 | 0 | 0 | 0 | 0 | 0 | 0 | 0 | 0 | 0 | 0 | 0 | 0 | 0 | 0 | 0 | 0 | 0 | 0 | 0 | 0 | 0 | 0 | 0 | 0 | 0 |  | 0 | 0 | 0 | 0 | 0 | 0 | 0 | 0 | 0 | 0 | 0 | 0 | 0 | 0 | 0 | 248 | 0 | 0 | 0 | 3000 | 0 | 0 | 0 | 0 | 600 | 0 | 0 | 390 | 500 | 1 | 1 | 0 | 1 | 0 | 0 | 1 | -5797.881 | -6339.828 | -5675.751 | Lugo - Victorville area constraint | Lugo - Victorville area constraint | Lugo - Victorville area constraint |  | 0 | 0 | 0 | 0 | 0 | 0 | 1002.119 | 460.172 | 1124.249 | Lugo - Victorville area constraint | Lugo - Victorville area constraint | Lugo - Victorville area constraint |  | 5 | 1 | YES | 2 | 4 | 1 | YES | 2
SCE Northern | Elizabeth Lake | 66 | 0 | 0 | 1 | 0 | 0 | 0 | 0 | 0 | 0 | 0 | 0 | 0 | 0 | 0 | 0 | 0 | 0 | 0 | 0 | 0 | 0 | 0 | 0 | 0 | 1 | 0 | 0 | 0 | 0 | 0 | 0 | 0 | 0 | 0 | 0 | 0 | 0 | 0 | 0 | 0 | 0 | 0 | 0 | 0 | 0 | 0 | 0 | 0 | 0 | 0 | 0 | 0 | 0 | 0 | 0 | 0 | 0 | 0 | 0 | 0 | 0 | 0 | 0 | 0 | 0 | 0 | 0 | 0 | 0 | 0 | 0 | 0 | 0 | 0 | 0 | 0 | 0 | 0 | 0 | 0 | 0 | 0 | 0 | 0 | 0 | 0 | 0 | 0 | 0 | 0 | 0 | 0 | 0 | 0 | 0 | 0 | 0 | 0 |  | 0 | 0 | 0 | 0 | 0 | 0 | 0 | 0 | 0 | 0 | 0 | 0 | 0 | 0 | 0 | 0 | 0 | 0 | 0 | 0 | 0 | 0 | 0 | 0 | 0 | 0 | 0 | 0 | 0 | 0 | 1 | 0 | 1 | 0 | 0 | 1 | -5797.881 | -6339.828 | -5675.751 | Lugo - Victorville area constraint | Lugo - Victorville area constraint | Lugo - Victorville area constraint |  | 0 | 0 | 0 | 0 | 0 | 0 | 1002.119 | 460.172 | 1124.249 | Lugo - Victorville area constraint | Lugo - Victorville area constraint | Lugo - Victorville area constraint |  | 5 | 1 | YES | 2 | 4 | 1 | YES | 2
PG&E KERN | Elk Hills | 230 | 0 | 0 | 0 | 0 | 0 | 0 | 0 | 0 | 0 | 0 | 0 | 0 | 0 | 0 | 0 | 0 | 0 | 0 | 0 | 0 | 0 | 0 | 0 | 0 | 0 | 0 | 0 | 0 | 0 | 0 | 0 | 0 | 0 | 0 | 0 | 0 | 0 | 0 | 0 | 0 | 0 | 0 | 0 | 0 | 0 | 0 | 0 | 0 | 0 | 0 | 0 | 0 | 0 | 0 | 0 | 0 | 0 | 0 | 0 | 0 | 0 | 0 | 0 | 0 | 0 | 0 | 0 | 1 | 1 | 0 | 1 | 0 | 0 | 0 | 1 | 0 | 0 | 0 | 1 | 0 | 0 | 0 | 0 | 0 | 0 | 0 | 0 | 0 | 0 | 0 | 0 | 0 | 0 | 0 | 1 | 0 | 0 | 0 |  | 0 | 0 | 0 | 0 | 0 | 0 | 0 | 0 | 0 | 0 | 0 | 0 | 0 | 0 | 0 | 0 | 0 | 0 | 0 | 0 | 0 | 0 | 0 | 0 | 0 | 0 | 0 | 0 | 0 | 0 | 1 | 0 | 2 | 0 | 1 | 1 | -0.76 | -2441.884 | -3308.8336 | Gates 500/230kV TB #12 | Gates 500/230kV TB #12 | Mustang-Henrietta 230 kV line |  | 0 | 0 | 0 | 0 | 0 | 1 | 7.65 | 144.11 | -829.8336 | Cal Flat-Gates 230 kV line | Cal Flat-Gates 230 kV line | Mustang-Henrietta 230 kV line |  | 5 | 1 | YES | 2 | 5 | 4 | YES | 4
SDGE | Elliot | 69 | 0 | 0 | 0 | 0 | 0 | 0 | 0 | 0 | 0 | 0 | 0 | 0 | 0 | 0 | 0 | 0 | 0 | 0 | 0 | 0 | 0 | 0 | 0 | 0 | 0 | 0 | 0 | 0 | 1 | 0 | 1 | 0 | 1 | 0 | 0 | 0 | 0 | 0 | 0 | 0 | 0 | 0 | 0 | 0 | 0 | 0 | 0 | 0 | 0 | 0 | 0 | 0 | 0 | 0 | 0 | 0 | 0 | 0 | 0 | 0 | 0 | 0 | 0 | 0 | 0 | 0 | 0 | 0 | 0 | 0 | 0 | 0 | 0 | 0 | 0 | 0 | 0 | 0 | 0 | 0 | 0 | 0 | 0 | 0 | 0 | 0 | 0 | 0 | 0 | 0 | 0 | 0 | 0 | 0 | 0 | 0 | 0 | 3 |  | 0 | 0 | 0 | 0 | 0 | 0 | 0 | 0 | 0 | 0 | 0 | 9.75 | 0 | 0 | 1 | 0 | 0 | 0 | 0 | 0 | 0 | 0 | 0 | 0 | 0 | 0 | 9.75 | 0 | 0 | 1 | 0 | 0 | 0 | 0 | 0 | 0 | 29.03 | 393.085 | 989.0814 | San Luis Rey-San Onofre 230 kV line constraint | San Luis Rey-San Onofre 230 kV line constraint | San Luis Rey-San Onofre 230 kV line constraint |  | 0 | 0 | 0 | 0 | 0 | 0 | 29.03 | 393.085 | 989.0814 | San Luis Rey-San Onofre 230 kV line constraint | San Luis Rey-San Onofre 230 kV line constraint | San Luis Rey-San Onofre 230 kV line constraint |  | 1 | 1 | NO | 1 | 1 | 1 | NO | 1
SCE Metro | Ellis | 230 | 0 | 0 | 0 | 0 | 0 | 0 | 0 | 0 | 0 | 1 | 0 | 0 | 0 | 0 | 0 | 0 | 0 | 0 | 0 | 0 | 0 | 0 | 0 | 0 | 0 | 0 | 0 | 0 | 0 | 0 | 0 | 0 | 0 | 0 | 0 | 0 | 0 | 0 | 0 | 0 | 0 | 0 | 0 | 0 | 0 | 0 | 0 | 0 | 0 | 0 | 0 | 0 | 0 | 0 | 0 | 0 | 0 | 0 | 0 | 0 | 0 | 0 | 0 | 0 | 0 | 0 | 0 | 0 | 0 | 0 | 0 | 0 | 0 | 0 | 0 | 0 | 0 | 0 | 0 | 0 | 0 | 0 | 0 | 0 | 0 | 0 | 0 | 0 | 0 | 0 | 0 | 0 | 0 | 0 | 0 | 0 | 0 | 0 |  | 0 | 0 | 0 | 0 | 0 | 0 | 0 | 0 | 0 | 0 | 0 | 0 | 0 | 0 | 0 | 0 | 0 | 0 | 0 | 0 | 0 | 0 | 0 | 0 | 0 | 0 | 0 | 0 | 0 | 0 | 0 | 0 | 0 | 0 | 0 | 0 | 2097.6988 | 6824.058 | 19009.2611 | SCE Metro Area Default Constraint | SCE Metro Area Default Constraint | SCE Metro Area Default Constraint |  | 0 | 0 | 0 | 0 | 0 | 0 | 2097.6988 | 6824.058 | 19009.2611 | SCE Metro Area Default Constraint | SCE Metro Area Default Constraint | SCE Metro Area Default Constraint |  | 1 | 1 | NO | 1 | 1 | 1 | NO | 1
SDGE | Encina | 138 | 0 | 0 | 0 | 0 | 0 | 0 | 0 | 0 | 0 | 0 | 0 | 0 | 0 | 0 | 0 | 0 | 0 | 0 | 0 | 0 | 0 | 0 | 0 | 0 | 0 | 0 | 0 | 0 | 0 | 0 | 1 | 0 | 1 | 0 | 0 | 0 | 0 | 0 | 0 | 0 | 0 | 0 | 0 | 0 | 0 | 0 | 0 | 0 | 0 | 0 | 0 | 0 | 0 | 0 | 0 | 0 | 0 | 0 | 0 | 0 | 0 | 0 | 0 | 0 | 0 | 0 | 0 | 0 | 0 | 0 | 0 | 0 | 0 | 0 | 0 | 0 | 0 | 0 | 0 | 0 | 0 | 0 | 0 | 0 | 0 | 0 | 0 | 0 | 0 | 0 | 0 | 0 | 0 | 0 | 0 | 0 | 0 | 2 |  | 0 | 0 | 0 | 0 | 0 | 0 | 0 | 0 | 0 | 0 | 0 | 0 | 0 | 0 | 0 | 0 | 0 | 0 | 0 | 0 | 0 | 0 | 0 | 0 | 0 | 0 | 0 | 0 | 0 | 0 | 0 | 0 | 0 | 0 | 0 | 0 | 29.03 | 393.085 | 989.0814 | San Luis Rey-San Onofre 230 kV line constraint | San Luis Rey-San Onofre 230 kV line constraint | San Luis Rey-San Onofre 230 kV line constraint |  | 0 | 0 | 0 | 0 | 0 | 0 | 29.03 | 393.085 | 989.0814 | San Luis Rey-San Onofre 230 kV line constraint | San Luis Rey-San Onofre 230 kV line constraint | San Luis Rey-San Onofre 230 kV line constraint |  | 1 | 1 | NO | 1 | 1 | 1 | NO | 1
SDGE | Encina | 230 | 0 | 0 | 0 | 0 | 0 | 0 | 0 | 0 | 0 | 0 | 0 | 0 | 0 | 0 | 0 | 0 | 0 | 0 | 0 | 0 | 0 | 0 | 0 | 0 | 0 | 0 | 0 | 0 | 0 | 0 | 1 | 0 | 1 | 0 | 0 | 0 | 0 | 0 | 0 | 0 | 0 | 0 | 0 | 0 | 0 | 0 | 0 | 0 | 0 | 0 | 0 | 0 | 0 | 0 | 0 | 0 | 0 | 0 | 0 | 0 | 0 | 0 | 0 | 0 | 0 | 0 | 0 | 0 | 0 | 0 | 0 | 0 | 0 | 0 | 0 | 0 | 0 | 0 | 0 | 0 | 0 | 0 | 0 | 0 | 0 | 0 | 0 | 0 | 0 | 0 | 0 | 0 | 0 | 0 | 0 | 0 | 0 | 2 |  | 0 | 0 | 0 | 0 | 0 | 0 | 0 | 0 | 0 | 0 | 0 | 0 | 0 | 0 | 0 | 0 | 0 | 0 | 0 | 0 | 0 | 0 | 0 | 0 | 20 | 0 | 0 | 0 | 0 | 1 | 0 | 0 | 0 | 0 | 0 | 0 | 29.03 | 393.085 | 989.0814 | San Luis Rey-San Onofre 230 kV line constraint | San Luis Rey-San Onofre 230 kV line constraint | San Luis Rey-San Onofre 230 kV line constraint |  | 0 | 0 | 0 | 0 | 0 | 0 | 29.03 | 393.085 | 989.0814 | San Luis Rey-San Onofre 230 kV line constraint | San Luis Rey-San Onofre 230 kV line constraint | San Luis Rey-San Onofre 230 kV line constraint |  | 1 | 1 | NO | 1 | 1 | 1 | NO | 1
SDGE | Escondido | 230 | 0 | 0 | 0 | 0 | 0 | 0 | 0 | 0 | 0 | 0 | 0 | 0 | 0 | 0 | 0 | 0 | 0 | 0 | 0 | 0 | 0 | 0 | 0 | 0 | 0 | 1 | 0 | 0 | 1 | 0 | 1 | 0 | 1 | 0 | 0 | 0 | 0 | 1 | 0 | 0 | 0 | 0 | 0 | 0 | 0 | 0 | 0 | 0 | 0 | 0 | 0 | 0 | 0 | 0 | 0 | 0 | 0 | 0 | 0 | 0 | 0 | 0 | 0 | 0 | 0 | 0 | 0 | 0 | 0 | 0 | 0 | 0 | 0 | 0 | 0 | 0 | 0 | 0 | 0 | 0 | 0 | 0 | 0 | 0 | 0 | 0 | 0 | 0 | 0 | 0 | 0 | 0 | 0 | 0 | 0 | 0 | 0 | 3 |  | 0 | 0 | 0 | 0 | 0 | 0 | 0 | 0 | 0 | 0 | 0 | 0 | 0 | 0 | 0 | 0 | 0 | 0 | 0 | 0 | 0 | 0 | 0 | 0 | 0 | 0 | 0 | 0 | 0 | 0 | 0 | 0 | 0 | 0 | 0 | 0 | 29.03 | 393.085 | 989.0814 | San Luis Rey-San Onofre 230 kV line constraint | San Luis Rey-San Onofre 230 kV line constraint | San Luis Rey-San Onofre 230 kV line constraint |  | 0 | 0 | 0 | 0 | 0 | 0 | 29.03 | 393.085 | 989.0814 | San Luis Rey-San Onofre 230 kV line constraint | San Luis Rey-San Onofre 230 kV line constraint | San Luis Rey-San Onofre 230 kV line constraint |  | 1 | 1 | NO | 1 | 1 | 1 | NO | 1
SDGE | Escondido | 69 | 0 | 0 | 0 | 0 | 0 | 0 | 0 | 0 | 0 | 0 | 0 | 0 | 0 | 0 | 0 | 0 | 0 | 0 | 0 | 0 | 0 | 0 | 0 | 0 | 0 | 1 | 0 | 0 | 0 | 0 | 1 | 0 | 1 | 0 | 0 | 0 | 0 | 1 | 0 | 0 | 0 | 0 | 0 | 0 | 0 | 0 | 0 | 0 | 0 | 0 | 0 | 0 | 0 | 0 | 0 | 0 | 0 | 0 | 0 | 0 | 0 | 0 | 0 | 0 | 0 | 0 | 0 | 0 | 0 | 0 | 0 | 0 | 0 | 0 | 0 | 0 | 0 | 0 | 0 | 0 | 0 | 0 | 0 | 0 | 0 | 0 | 0 | 0 | 0 | 0 | 0 | 0 | 0 | 0 | 0 | 0 | 0 | 2 |  | 0 | 0 | 0 | 0 | 0 | 0 | 0 | 0 | 0 | 0 | 0 | -13 | 0 | 0 | 1 | 0 | 0 | 0 | 0 | 0 | 0 | 0 | 0 | 0 | 0 | 0 | 0 | 0 | 0 | 0 | 0 | 0 | 0 | 0 | 0 | 0 | 29.03 | 393.085 | 989.0814 | San Luis Rey-San Onofre 230 kV line constraint | San Luis Rey-San Onofre 230 kV line constraint | San Luis Rey-San Onofre 230 kV line constraint |  | 0 | 0 | 0 | 0 | 0 | 0 | 29.03 | 393.085 | 989.0814 | San Luis Rey-San Onofre 230 kV line constraint | San Luis Rey-San Onofre 230 kV line constraint | San Luis Rey-San Onofre 230 kV line constraint |  | 1 | 1 | NO | 1 | 1 | 1 | NO | 1
PG&E KERN | Estrella | 230 | 0 | 0 | 0 | 0 | 0 | 0 | 0 | 0 | 0 | 0 | 0 | 0 | 0 | 0 | 0 | 0 | 0 | 0 | 0 | 0 | 0 | 0 | 0 | 0 | 0 | 0 | 0 | 0 | 0 | 0 | 0 | 0 | 0 | 0 | 0 | 0 | 0 | 0 | 0 | 0 | 0 | 0 | 0 | 0 | 0 | 0 | 0 | 0 | 0 | 0 | 0 | 0 | 0 | 0 | 0 | 0 | 0 | 0 | 0 | 0 | 0 | 0 | 0 | 0 | 0 | 0 | 0 | 1 | 1 | 0 | 0 | 0 | 0 | 0 | 0 | 0 | 0 | 0 | 0 | 1 | 0 | 0 | 0 | 0 | 0 | 1 | 0 | 0 | 0 | 0 | 0 | 0 | 0 | 0 | 0 | 1 | 0 | 1 |  | 0 | 0 | 0 | 0 | 0 | 0 | 0 | 0 | 0 | 0 | 0 | 0 | 0 | 0 | 0 | 0 | 0 | 0 | 0 | 0 | 0 | 0 | 0 | 0 | 0 | 0 | 0 | 0 | 0 | 0 | 1 | 0 | 1 | 0 | 1 | 0 | -385.58 | -3180.532 | -2164.4302 | Gates 500/230kV TB #11 | Gates 500/230kV TB #11 | Gates 500/230kV TB #11 |  | 0 | 0 | 0 | 0 | 0 | 0 | 7.65 | 144.11 | 266.8703 | Cal Flat-Gates 230 kV line | Cal Flat-Gates 230 kV line | Cal Flat-Gates 230 kV line |  | 5 | 1 | YES | 2 | 5 | 1 | YES | 2
SCE Eastern | Etiwanda | 230 | 0 | 0 | 0 | 0 | 0 | 0 | 0 | 0 | 0 | 0 | 0 | 0 | 0 | 0 | 0 | 0 | 0 | 0 | 0 | 1 | 0 | 0 | 0 | 0 | 0 | 0 | 0 | 0 | 0 | 0 | 0 | 0 | 0 | 0 | 0 | 0 | 0 | 0 | 0 | 0 | 0 | 0 | 0 | 0 | 0 | 0 | 0 | 0 | 0 | 0 | 0 | 0 | 0 | 0 | 0 | 0 | 0 | 0 | 0 | 0 | 0 | 0 | 0 | 0 | 0 | 0 | 0 | 0 | 0 | 0 | 0 | 0 | 0 | 0 | 0 | 0 | 0 | 0 | 0 | 0 | 0 | 0 | 0 | 0 | 0 | 0 | 0 | 0 | 0 | 0 | 0 | 0 | 0 | 0 | 0 | 0 | 0 | 0 |  | 0 | 0 | 0 | 0 | 0 | 0 | 0 | 0 | 0 | 0 | 0 | 100 | 0 | 0 | 1 | 0 | 0 | 0 | 0 | 0 | 0 | 0 | 0 | 0 | 0 | 0 | 170 | 0 | 550 | 1 | 0 | 0 | 0 | 0 | 0 | 0 | 826.65 | 2259.6 | 8635.7 | Etiwanda-Rancho Vista Constraint | Etiwanda-Rancho Vista Constraint | Etiwanda-Rancho Vista Constraint |  | 0 | 0 | 0 | 0 | 0 | 0 | 826.65 | 2259.6 | 8635.7 | Etiwanda-Rancho Vista Constraint | Etiwanda-Rancho Vista Constraint | Etiwanda-Rancho Vista Constraint |  | 1 | 1 | NO | 1 | 1 | 1 | NO | 1
PG&E GBA | Evergreen | 115 | 0 | 0 | 0 | 0 | 0 | 0 | 0 | 0 | 0 | 0 | 0 | 0 | 0 | 0 | 0 | 0 | 0 | 0 | 0 | 0 | 0 | 0 | 0 | 0 | 0 | 0 | 0 | 0 | 0 | 0 | 0 | 0 | 0 | 0 | 0 | 0 | 0 | 0 | 0 | 0 | 0 | 0 | 0 | 0 | 0 | 0 | 0 | 0 | 0 | 0 | 0 | 0 | 0 | 0 | 0 | 1 | 0 | 0 | 0 | 1 | 0 | 0 | 0 | 0 | 0 | 0 | 0 | 0 | 0 | 0 | 0 | 0 | 0 | 0 | 0 | 0 | 0 | 0 | 0 | 0 | 0 | 0 | 0 | 0 | 0 | 0 | 0 | 0 | 0 | 0 | 0 | 0 | 0 | 0 | 0 | 0 | 0 | 0 |  | 0 | 0 | 0 | 0 | 0 | 0 | 0 | 0 | 0 | 0 | 0 | 0 | 0 | 0 | 0 | 0 | 0 | 0 | 0 | 0 | 0 | 0 | 0 | 0 | 0 | 0 | 0 | 0 | 0 | 0 | 1 | 0 | 0 | 0 | 0 | 0 | -614.49 | 1147.6438 | 1144.2952 | Tesla-Bellota 230 kV line | Tesla-Bellota 230 kV line | Tesla-Bellota 230 kV line |  | 0 | 1 | 0 | 0 | 0 | 0 | -314.49 | 1447.6438 | 1144.2952 | Tesla-Bellota 230 kV line | Tesla-Bellota 230 kV line | Tesla-Bellota 230 kV line |  | 5 | 4 | YES | 4 | 1 | 1 | NO | 1
PG&E GBA | Evergreen | 60 | 0 | 0 | 0 | 0 | 0 | 0 | 0 | 0 | 0 | 0 | 0 | 0 | 0 | 0 | 0 | 0 | 0 | 0 | 0 | 0 | 0 | 0 | 0 | 0 | 0 | 0 | 0 | 0 | 0 | 0 | 0 | 0 | 0 | 0 | 0 | 0 | 0 | 0 | 0 | 0 | 0 | 0 | 0 | 0 | 0 | 0 | 0 | 0 | 0 | 0 | 0 | 0 | 0 | 0 | 0 | 0 | 0 | 0 | 0 | 1 | 0 | 0 | 0 | 0 | 0 | 0 | 0 | 0 | 0 | 0 | 0 | 0 | 0 | 0 | 0 | 0 | 0 | 0 | 0 | 0 | 0 | 0 | 0 | 0 | 0 | 0 | 0 | 0 | 0 | 0 | 0 | 0 | 0 | 0 | 0 | 0 | 1 | 0 |  | 0 | 0 | 0 | 0 | 0 | 0 | 0 | 0 | 0 | 0 | 0 | 0 | 0 | 0 | 0 | 0 | 0 | 0 | 0 | 0 | 0 | 0 | 0 | 0 | 0 | 0 | 0 | 0 | 0 | 0 | 1 | 0 | 0 | 0 | 0 | 0 | -614.49 | 1147.6438 | 1144.2952 | Tesla-Bellota 230 kV line | Tesla-Bellota 230 kV line | Tesla-Bellota 230 kV line |  | 0 | 1 | 0 | 0 | 0 | 0 | -314.49 | 1265.082 | 1144.2952 | Tesla-Bellota 230 kV line | NEW-Metcalf-Mosslanding 500kV | Tesla-Bellota 230 kV line |  | 5 | 4 | YES | 4 | 1 | 1 | NO | 1
PG&E FRESNO | Excelsior | 115 | 0 | 0 | 0 | 0 | 0 | 0 | 0 | 0 | 0 | 0 | 0 | 0 | 0 | 0 | 0 | 0 | 0 | 0 | 0 | 0 | 0 | 0 | 0 | 0 | 0 | 0 | 0 | 0 | 0 | 0 | 0 | 0 | 0 | 0 | 0 | 0 | 0 | 0 | 0 | 0 | 0 | 0 | 0 | 0 | 0 | 1 | 0 | 0 | 0 | 0 | 0 | 0 | 0 | 0 | 0 | 0 | 0 | 0 | 0 | 0 | 0 | 0 | 0 | 0 | 0 | 0 | 0 | 0 | 0 | 0 | 0 | 0 | 0 | 0 | 0 | 0 | 0 | 0 | 1 | 1 | 1 | 1 | 1 | 0 | 0 | 1 | 1 | 1 | 0 | 0 | 0 | 0 | 0 | 0 | 0 | 0 | 0 | 1 |  | 0 | 0 | 0 | 0 | 0 | 0 | 0 | 0 | 0 | 0 | 0 | 0 | 0 | 0 | 0 | 0 | 0 | 0 | 0 | 0 | 0 | 0 | 0 | 0 | 0 | 0 | 0 | 0 | 0 | 0 | 2 | 0 | 4 | 0 | 2 | 0 | -385.58 | -3180.532 | -3151.403 | Gates 500/230kV TB #11 | Gates 500/230kV TB #11 | Gates 500/230kV TB #12 |  | 0 | 0 | 1 | 0 | 0 | 0 | 181.95 | -339.66 | 57.824 | Bellota-Weber 230kV line | Bellota-Weber 230kV line | Gates 230/70kV TB #5 |  | 5 | 5 | NO | 5 | 5 | 1 | YES | 2
PG&E FRESNO | Exchequer | 115 | 0 | 0 | 0 | 0 | 0 | 0 | 0 | 0 | 0 | 0 | 0 | 0 | 0 | 0 | 0 | 0 | 0 | 0 | 0 | 0 | 0 | 0 | 0 | 0 | 0 | 0 | 0 | 0 | 0 | 0 | 0 | 0 | 0 | 0 | 0 | 0 | 0 | 0 | 0 | 0 | 0 | 0 | 0 | 0 | 0 | 1 | 0 | 0 | 0 | 0 | 0 | 0 | 0 | 0 | 0 | 0 | 0 | 0 | 0 | 1 | 0 | 0 | 0 | 0 | 0 | 0 | 0 | 0 | 0 | 0 | 0 | 0 | 0 | 0 | 0 | 0 | 0 | 0 | 1 | 0 | 0 | 1 | 1 | 1 | 1 | 1 | 0 | 1 | 1 | 1 | 1 | 0 | 1 | 0 | 0 | 0 | 0 | 2 |  | 0 | 0 | 0 | 0 | 0 | 0 | 0 | 0 | 0 | 0 | 0 | 0 | 0 | 0 | 0 | 0 | 0 | 0 | 0 | 0 | 0 | 0 | 0 | 0 | 0 | 0 | 0 | 0 | 0 | 0 | 4 | 0 | 5 | 0 | 2 | 0 | -628.35 | -2441.884 | -3151.403 | Borden-Storey #1 230kV line | Gates 500/230kV TB #12 | Gates 500/230kV TB #12 |  | 0 | 1 | 1 | 0 | 0 | 0 | -314.49 | -339.66 | 160.5276 | Tesla-Bellota 230 kV line | Bellota-Weber 230kV line | Merced 115/70kV TB#2 |  | 5 | 5 | NO | 5 | 5 | 1 | YES | 2
PG&E KERN | Fairway | 115 | 0 | 0 | 0 | 0 | 0 | 0 | 0 | 0 | 0 | 0 | 0 | 0 | 0 | 0 | 0 | 0 | 0 | 0 | 0 | 0 | 0 | 0 | 0 | 0 | 0 | 0 | 0 | 0 | 0 | 0 | 0 | 0 | 0 | 0 | 0 | 0 | 0 | 0 | 0 | 0 | 0 | 0 | 0 | 0 | 0 | 0 | 0 | 0 | 0 | 0 | 0 | 0 | 0 | 0 | 0 | 0 | 0 | 0 | 0 | 0 | 0 | 0 | 0 | 0 | 0 | 0 | 0 | 1 | 1 | 0 | 0 | 0 | 0 | 0 | 0 | 0 | 0 | 0 | 0 | 1 | 0 | 0 | 0 | 0 | 0 | 1 | 0 | 0 | 0 | 0 | 0 | 0 | 0 | 0 | 0 | 1 | 0 | 1 |  | 0 | 0 | 0 | 0 | 0 | 0 | 0 | 0 | 0 | 0 | 0 | 0 | 0 | 0 | 0 | 0 | 0 | 0 | 0 | 0 | 0 | 0 | 0 | 0 | 0 | 0 | 0 | 0 | 0 | 0 | 1 | 0 | 1 | 0 | 1 | 0 | -385.58 | -3180.532 | -2164.4302 | Gates 500/230kV TB #11 | Gates 500/230kV TB #11 | Gates 500/230kV TB #11 |  | 0 | 0 | 0 | 0 | 0 | 0 | 7.65 | 144.11 | 266.8703 | Cal Flat-Gates 230 kV line | Cal Flat-Gates 230 kV line | Cal Flat-Gates 230 kV line |  | 5 | 1 | YES | 2 | 5 | 1 | YES | 2
PG&E KERN | Famoso | 115 | 0 | 0 | 0 | 0 | 0 | 0 | 0 | 0 | 0 | 0 | 0 | 0 | 0 | 0 | 0 | 0 | 0 | 0 | 0 | 0 | 0 | 0 | 0 | 0 | 0 | 0 | 0 | 0 | 0 | 0 | 0 | 0 | 0 | 0 | 0 | 0 | 0 | 0 | 0 | 0 | 0 | 0 | 0 | 0 | 0 | 0 | 0 | 0 | 0 | 0 | 0 | 0 | 0 | 0 | 0 | 0 | 0 | 0 | 0 | 0 | 0 | 0 | 0 | 0 | 0 | 0 | 0 | 1 | 1 | 0 | 0 | 0 | 0 | 0 | 0 | 1 | 0 | 0 | 0 | 1 | 0 | 0 | 0 | 0 | 0 | 0 | 0 | 0 | 0 | 0 | 0 | 0 | 0 | 0 | 0 | 0 | 0 | 0 |  | 0 | 0 | 0 | 0 | 0 | 0 | 0 | 0 | 0 | 0 | 0 | 0 | 0 | 0 | 0 | 0 | 0 | 0 | 0 | 0 | 0 | 0 | 0 | 0 | 0 | 0 | 0 | 0 | 0 | 0 | 1 | 0 | 1 | 0 | 1 | 0 | -385.58 | -3180.532 | -2164.4302 | Gates 500/230kV TB #11 | Gates 500/230kV TB #11 | Gates 500/230kV TB #11 |  | 0 | 0 | 0 | 0 | 0 | 0 | 7.65 | 144.11 | 158.6488 | Cal Flat-Gates 230 kV line | Cal Flat-Gates 230 kV line | Semitropic-Midway 115kV Line |  | 5 | 1 | YES | 2 | 5 | 1 | YES | 2
PG&E NGBA | Fern Road | 500 | 0 | 0 | 0 | 0 | 0 | 0 | 0 | 0 | 0 | 0 | 0 | 0 | 0 | 0 | 0 | 0 | 0 | 0 | 0 | 0 | 0 | 0 | 0 | 0 | 0 | 0 | 0 | 0 | 0 | 0 | 0 | 0 | 0 | 0 | 0 | 0 | 0 | 0 | 0 | 1 | 0 | 0 | 0 | 0 | 0 | 0 | 0 | 0 | 0 | 0 | 0 | 0 | 0 | 0 | 0 | 0 | 0 | 0 | 0 | 0 | 0 | 0 | 0 | 0 | 0 | 0 | 0 | 0 | 0 | 0 | 0 | 0 | 0 | 0 | 0 | 0 | 0 | 0 | 0 | 0 | 0 | 0 | 0 | 0 | 0 | 0 | 0 | 0 | 0 | 0 | 0 | 0 | 0 | 0 | 0 | 0 | 0 | 0 |  | 0 | 0 | 0 | 0 | 0 | 0 | 0 | 0 | 0 | 0 | 0 | 0 | 0 | 0 | 0 | 185 | 0 | 0 | 0 | 0 | 0 | 0 | 0 | 0 | 0 | 0 | 0 | 0 | 0 | 1 | 1 | 0 | 1 | 0 | 0 | 0 | -2282.29 | -1253.7212 | 884.6639 | Collinsville-Tesla 500 kV Line | Collinsville-Tesla 500 kV Line | Collinsville-Tesla 500 kV Line |  | 0 | 0 | 0 | 0 | 0 | 0 | 6362.71 | 7391.2788 | 884.6639 | Collinsville-Tesla 500 kV Line | Collinsville-Tesla 500 kV Line | Collinsville-Tesla 500 kV Line |  | 5 | 1 | YES | 2 | 1 | 1 | NO | 1
PG&E GBA | Fibreboard (SPI Sonora) | 115 | 0 | 0 | 0 | 0 | 0 | 0 | 0 | 0 | 0 | 0 | 0 | 0 | 0 | 0 | 0 | 0 | 0 | 0 | 0 | 0 | 0 | 0 | 0 | 0 | 0 | 0 | 0 | 0 | 0 | 0 | 0 | 0 | 0 | 0 | 0 | 0 | 0 | 0 | 0 | 0 | 0 | 0 | 0 | 0 | 0 | 1 | 0 | 0 | 0 | 0 | 0 | 0 | 0 | 0 | 0 | 1 | 0 | 1 | 0 | 1 | 0 | 0 | 0 | 0 | 0 | 1 | 0 | 0 | 0 | 0 | 0 | 0 | 0 | 0 | 0 | 0 | 0 | 0 | 0 | 0 | 0 | 0 | 0 | 0 | 0 | 0 | 0 | 0 | 0 | 0 | 0 | 0 | 0 | 0 | 0 | 0 | 0 | 0 |  | 0 | 0 | 0 | 0 | 0 | 0 | 0 | 0 | 0 | 0 | 0 | 0 | 0 | 0 | 0 | 0 | 0 | 0 | 0 | 0 | 0 | 0 | 0 | 0 | 0 | 0 | 0 | 0 | 0 | 0 | 1 | 0 | 1 | 0 | 0 | 0 | -614.49 | -339.66 | 672.109 | Tesla-Bellota 230 kV line | Bellota-Weber 230kV line | Kasson Jct-Heinz 115 kV line |  | 0 | 1 | 1 | 0 | 0 | 0 | -314.49 | -339.66 | 672.109 | Tesla-Bellota 230 kV line | Bellota-Weber 230kV line | Kasson Jct-Heinz 115 kV line |  | 5 | 5 | NO | 5 | 1 | 1 | NO | 1
PG&E FRESNO | Figarden | 230 | 0 | 0 | 0 | 0 | 0 | 0 | 0 | 0 | 0 | 0 | 0 | 0 | 0 | 0 | 0 | 0 | 0 | 0 | 0 | 0 | 0 | 0 | 0 | 0 | 0 | 0 | 0 | 0 | 0 | 0 | 0 | 0 | 0 | 0 | 0 | 0 | 0 | 0 | 0 | 0 | 0 | 0 | 0 | 0 | 0 | 0 | 0 | 0 | 0 | 0 | 0 | 0 | 0 | 0 | 0 | 0 | 0 | 0 | 0 | 1 | 0 | 0 | 0 | 0 | 0 | 0 | 0 | 0 | 0 | 0 | 0 | 0 | 0 | 0 | 0 | 0 | 0 | 0 | 0 | 1 | 0 | 1 | 1 | 1 | 0 | 1 | 0 | 1 | 0 | 0 | 0 | 0 | 1 | 0 | 0 | 0 | 0 | 1 |  | 0 | 0 | 0 | 0 | 0 | 0 | 0 | 0 | 0 | 0 | 0 | 0 | 0 | 0 | 0 | 0 | 0 | 0 | 0 | 0 | 0 | 0 | 0 | 0 | 0 | 0 | 0 | 0 | 0 | 0 | 3 | 0 | 3 | 0 | 1 | 0 | -614.49 | -3180.532 | -2164.4302 | Tesla-Bellota 230 kV line | Gates 500/230kV TB #11 | Gates 500/230kV TB #11 |  | 0 | 1 | 0 | 0 | 0 | 0 | -314.49 | 0.35 | 378.2276 | Tesla-Bellota 230 kV line | Oro Loma-El Nido 115kV Line | Oro Loma-El Nido 115kV Line |  | 5 | 4 | YES | 4 | 5 | 1 | YES | 2
PG&E FRESNO | Fink | 230 | 0 | 0 | 0 | 0 | 0 | 0 | 0 | 0 | 0 | 0 | 0 | 0 | 0 | 0 | 0 | 0 | 0 | 0 | 0 | 0 | 0 | 0 | 0 | 0 | 0 | 0 | 0 | 0 | 0 | 0 | 0 | 0 | 0 | 0 | 0 | 0 | 0 | 0 | 0 | 0 | 0 | 0 | 0 | 0 | 0 | 0 | 0 | 0 | 0 | 0 | 0 | 0 | 0 | 0 | 0 | 0 | 0 | 0 | 0 | 0 | 0 | 0 | 0 | 0 | 0 | 0 | 0 | 0 | 0 | 0 | 0 | 0 | 0 | 0 | 0 | 0 | 0 | 0 | 0 | 0 | 0 | 0 | 0 | 0 | 0 | 1 | 0 | 0 | 0 | 0 | 0 | 0 | 0 | 0 | 0 | 0 | 0 | 1 |  | 0 | 0 | 0 | 0 | 0 | 0 | 0 | 0 | 0 | 190 | 0 | 162 | 0 | 0 | 1 | 70 | 0 | 0 | 0 | 0 | 0 | 0 | 0 | 0 | 390 | 0 | 162 | 0 | 0 | 1 | 0 | 0 | 0 | 0 | 0 | 0 | 2125.27 | 1058.968 | 4685.7956 | Los Banos 500/230kV TB | Los Banos 500/230kV TB | Los Banos 500/230kV TB |  | 0 | 0 | 0 | 0 | 0 | 0 | 2125.27 | 1058.968 | 4685.7956 | Los Banos 500/230kV TB | Los Banos 500/230kV TB | Los Banos 500/230kV TB |  | 1 | 1 | NO | 1 | 1 | 1 | NO | 1
PG&E NGBA | Fitch Mountain | 60 | 0 | 0 | 0 | 0 | 0 | 0 | 0 | 0 | 0 | 0 | 0 | 0 | 0 | 0 | 0 | 0 | 0 | 0 | 0 | 0 | 0 | 0 | 0 | 0 | 0 | 0 | 0 | 0 | 0 | 0 | 0 | 0 | 0 | 0 | 0 | 0 | 0 | 0 | 0 | 1 | 0 | 0 | 0 | 0 | 0 | 0 | 0 | 0 | 0 | 0 | 0 | 0 | 1 | 0 | 0 | 0 | 0 | 0 | 0 | 0 | 0 | 0 | 0 | 0 | 0 | 0 | 1 | 0 | 0 | 0 | 0 | 0 | 0 | 0 | 0 | 0 | 0 | 0 | 0 | 0 | 0 | 0 | 0 | 0 | 0 | 0 | 0 | 0 | 0 | 0 | 0 | 0 | 0 | 0 | 0 | 0 | 0 | 1 |  | 0 | 0 | 0 | 0 | 0 | 0 | 0 | 0 | 0 | 0 | 0 | 0 | 0 | 0 | 0 | 0 | 0 | 0 | 0 | 0 | 0 | 0 | 0 | 0 | 0 | 0 | 0 | 0 | 0 | 0 | 2 | 0 | 1 | 0 | 0 | 0 | -2282.29 | -1253.7212 | 335.9726 | Collinsville-Tesla 500 kV Line | Collinsville-Tesla 500 kV Line | Birds Landing-Contra Costa 230kV Line |  | 0 | 0 | 0 | 0 | 0 | 0 | 1505.81 | 1776.2038 | 335.9726 | Birds Landing-Contra Costa 230kV Line | Birds Landing-Contra Costa 230kV Line | Birds Landing-Contra Costa 230kV Line |  | 5 | 1 | YES | 2 | 1 | 1 | NO | 1
PG&E GBA | FMC | 115 | 0 | 0 | 0 | 0 | 0 | 0 | 0 | 0 | 0 | 0 | 0 | 0 | 0 | 0 | 0 | 0 | 0 | 0 | 0 | 0 | 0 | 0 | 0 | 0 | 0 | 0 | 0 | 0 | 0 | 0 | 0 | 0 | 0 | 0 | 0 | 0 | 0 | 0 | 0 | 0 | 0 | 0 | 0 | 0 | 0 | 0 | 0 | 0 | 0 | 0 | 0 | 0 | 0 | 0 | 0 | 1 | 0 | 0 | 0 | 1 | 0 | 0 | 0 | 0 | 0 | 0 | 0 | 0 | 0 | 0 | 0 | 0 | 0 | 0 | 0 | 0 | 0 | 0 | 0 | 0 | 0 | 0 | 0 | 0 | 0 | 0 | 0 | 0 | 0 | 0 | 0 | 0 | 0 | 0 | 0 | 0 | 0 | 0 |  | 0 | 0 | 0 | 0 | 0 | 0 | 0 | 0 | 0 | 0 | 0 | 0 | 0 | 0 | 0 | 0 | 0 | 0 | 0 | 0 | 0 | 0 | 0 | 0 | 0 | 0 | 0 | 0 | 0 | 0 | 1 | 0 | 0 | 0 | 0 | 0 | -614.49 | 1147.6438 | 1144.2952 | Tesla-Bellota 230 kV line | Tesla-Bellota 230 kV line | Tesla-Bellota 230 kV line |  | 0 | 1 | 0 | 0 | 0 | 0 | -314.49 | 1447.6438 | 1144.2952 | Tesla-Bellota 230 kV line | Tesla-Bellota 230 kV line | Tesla-Bellota 230 kV line |  | 5 | 4 | YES | 4 | 1 | 1 | NO | 1
PG&E GBA | Fremont | 115 | 0 | 0 | 0 | 0 | 0 | 0 | 0 | 0 | 0 | 0 | 0 | 0 | 0 | 0 | 0 | 0 | 0 | 0 | 0 | 0 | 0 | 0 | 0 | 0 | 0 | 0 | 0 | 0 | 0 | 0 | 0 | 0 | 0 | 0 | 0 | 0 | 0 | 0 | 0 | 0 | 0 | 0 | 0 | 0 | 0 | 0 | 0 | 0 | 0 | 0 | 0 | 0 | 1 | 0 | 0 | 1 | 0 | 0 | 0 | 0 | 0 | 0 | 0 | 0 | 0 | 0 | 0 | 0 | 0 | 0 | 0 | 0 | 0 | 0 | 0 | 0 | 0 | 0 | 0 | 0 | 0 | 0 | 0 | 0 | 0 | 0 | 0 | 0 | 0 | 0 | 0 | 0 | 0 | 0 | 0 | 0 | 0 | 1 |  | 0 | 0 | 0 | 0 | 0 | 0 | 0 | 0 | 0 | 0 | 0 | 0 | 0 | 0 | 0 | 0 | 0 | 0 | 0 | 0 | 0 | 0 | 0 | 0 | 0 | 0 | 0 | 0 | 0 | 0 | 0 | 0 | 0 | 0 | 0 | 0 | 857.21 | 2019.85 | 4263.65 | Tesla-Tracy-Pump 230 kV line #2 | Sobrante-Moraga 230 kV line | Sobrante-Moraga 230 kV line |  | 0 | 0 | 0 | 0 | 0 | 0 | 857.21 | 2019.85 | 4263.65 | Tesla-Tracy-Pump 230 kV line #2 | Sobrante-Moraga 230 kV line | Sobrante-Moraga 230 kV line |  | 1 | 1 | NO | 1 | 1 | 1 | NO | 1
PG&E GBA | French Camp | 60 | 0 | 0 | 0 | 0 | 0 | 0 | 0 | 0 | 0 | 0 | 0 | 0 | 0 | 0 | 0 | 0 | 0 | 0 | 0 | 0 | 0 | 0 | 0 | 0 | 0 | 0 | 0 | 0 | 0 | 0 | 0 | 0 | 0 | 0 | 0 | 0 | 0 | 0 | 0 | 0 | 0 | 0 | 0 | 0 | 0 | 1 | 0 | 0 | 0 | 0 | 0 | 0 | 0 | 0 | 0 | 0 | 0 | 0 | 0 | 1 | 0 | 0 | 0 | 0 | 0 | 0 | 0 | 0 | 0 | 0 | 0 | 0 | 0 | 0 | 0 | 0 | 0 | 0 | 0 | 0 | 0 | 0 | 0 | 0 | 0 | 1 | 0 | 0 | 0 | 0 | 0 | 0 | 0 | 0 | 0 | 0 | 0 | 1 |  | 0 | 0 | 0 | 0 | 0 | 0 | 0 | 0 | 0 | 0 | 0 | 0 | 0 | 0 | 0 | 0 | 0 | 0 | 0 | 0 | 0 | 0 | 0 | 0 | 0 | 0 | 0 | 0 | 0 | 0 | 1 | 0 | 1 | 0 | 0 | 0 | -614.49 | -339.66 | 1052.6198 | Tesla-Bellota 230 kV line | Bellota-Weber 230kV line | Bellota-Weber 230kV line |  | 0 | 1 | 1 | 0 | 0 | 0 | -314.49 | -339.66 | 1052.6198 | Tesla-Bellota 230 kV line | Bellota-Weber 230kV line | Bellota-Weber 230kV line |  | 5 | 5 | NO | 5 | 1 | 1 | NO | 1
PG&E GBA | Frogtown | 115 | 0 | 0 | 0 | 0 | 0 | 0 | 0 | 0 | 0 | 0 | 0 | 0 | 0 | 0 | 0 | 0 | 0 | 0 | 0 | 0 | 0 | 0 | 0 | 0 | 0 | 0 | 0 | 0 | 0 | 0 | 0 | 0 | 0 | 0 | 0 | 0 | 0 | 0 | 0 | 0 | 0 | 0 | 0 | 0 | 0 | 1 | 0 | 0 | 0 | 0 | 0 | 0 | 0 | 0 | 0 | 1 | 0 | 0 | 0 | 1 | 0 | 0 | 0 | 0 | 0 | 0 | 0 | 0 | 0 | 0 | 0 | 0 | 0 | 0 | 0 | 0 | 0 | 0 | 0 | 0 | 0 | 0 | 0 | 0 | 0 | 0 | 0 | 0 | 0 | 0 | 0 | 0 | 0 | 0 | 0 | 0 | 0 | 0 |  | 0 | 0 | 0 | 0 | 0 | 0 | 0 | 0 | 0 | 0 | 0 | 0 | 0 | 0 | 0 | 0 | 0 | 0 | 0 | 0 | 0 | 0 | 0 | 0 | 0 | 0 | 0 | 0 | 0 | 0 | 1 | 0 | 1 | 0 | 0 | 0 | -614.49 | -339.66 | 1052.6198 | Tesla-Bellota 230 kV line | Bellota-Weber 230kV line | Bellota-Weber 230kV line |  | 0 | 1 | 1 | 0 | 0 | 0 | -314.49 | -339.66 | 1052.6198 | Tesla-Bellota 230 kV line | Bellota-Weber 230kV line | Bellota-Weber 230kV line |  | 5 | 5 | NO | 5 | 1 | 1 | NO | 1
PG&E NGBA | Fulton | 115 | 0 | 0 | 0 | 0 | 0 | 0 | 0 | 0 | 0 | 0 | 0 | 0 | 0 | 0 | 0 | 0 | 0 | 0 | 0 | 0 | 0 | 0 | 0 | 0 | 0 | 0 | 0 | 0 | 0 | 0 | 0 | 0 | 0 | 0 | 0 | 0 | 0 | 0 | 0 | 1 | 0 | 1 | 0 | 0 | 0 | 0 | 0 | 0 | 0 | 0 | 0 | 1 | 1 | 1 | 1 | 1 | 0 | 0 | 0 | 1 | 0 | 0 | 0 | 0 | 0 | 1 | 1 | 0 | 0 | 0 | 0 | 0 | 0 | 0 | 0 | 0 | 0 | 0 | 0 | 0 | 0 | 0 | 0 | 0 | 0 | 0 | 0 | 0 | 0 | 0 | 0 | 0 | 0 | 0 | 0 | 0 | 0 | 2 |  | 0 | 0 | 0 | 0 | 0 | 0 | 0 | 0 | 0 | 0 | 0 | 0 | 0 | 0 | 0 | 0 | 0 | 0 | 0 | 0 | 0 | 0 | 0 | 0 | 0 | 0 | 0 | 0 | 0 | 0 | 4 | 0 | 1 | 0 | 0 | 0 | -2282.29 | -1253.7212 | 335.9726 | Collinsville-Tesla 500 kV Line | Collinsville-Tesla 500 kV Line | Birds Landing-Contra Costa 230kV Line |  | 0 | 1 | 0 | 0 | 0 | 0 | -314.49 | 929.8 | 335.9726 | Tesla-Bellota 230 kV line | Cortina-Eagle Rock 115 kV line | Birds Landing-Contra Costa 230kV Line |  | 5 | 4 | YES | 4 | 1 | 1 | NO | 1
PG&E NGBA | Fulton | 230 | 0 | 0 | 0 | 0 | 0 | 0 | 0 | 0 | 0 | 0 | 0 | 0 | 0 | 0 | 0 | 0 | 0 | 0 | 0 | 0 | 0 | 0 | 0 | 0 | 0 | 0 | 0 | 0 | 0 | 0 | 0 | 0 | 0 | 0 | 0 | 0 | 0 | 0 | 0 | 1 | 0 | 1 | 0 | 0 | 0 | 0 | 0 | 0 | 0 | 0 | 0 | 0 | 1 | 1 | 1 | 1 | 0 | 0 | 1 | 1 | 0 | 0 | 0 | 0 | 0 | 1 | 1 | 0 | 0 | 0 | 0 | 0 | 0 | 0 | 0 | 0 | 0 | 0 | 0 | 0 | 0 | 0 | 0 | 0 | 0 | 0 | 0 | 0 | 0 | 0 | 0 | 0 | 0 | 0 | 0 | 0 | 0 | 1 |  | 18 | 0 | 0 | 0 | 0 | 0 | 0 | 0 | 0 | 0 | 0 | 38 | 0 | 0 | 1 | 18 | 0 | 0 | 0 | 0 | 0 | 0 | 0 | 0 | 0 | 0 | 38 | 0 | 0 | 1 | 4 | 0 | 1 | 0 | 0 | 0 | -2282.29 | -1253.7212 | 335.9726 | Collinsville-Tesla 500 kV Line | Collinsville-Tesla 500 kV Line | Birds Landing-Contra Costa 230kV Line |  | 0 | 1 | 0 | 0 | 0 | 0 | -314.49 | 929.8 | 335.9726 | Tesla-Bellota 230 kV line | Cortina-Eagle Rock 115 kV line | Birds Landing-Contra Costa 230kV Line |  | 5 | 4 | YES | 4 | 1 | 1 | NO | 1
PG&E NGBA | Fulton | 60 | 0 | 0 | 0 | 0 | 0 | 0 | 0 | 0 | 0 | 0 | 0 | 0 | 0 | 0 | 0 | 0 | 0 | 0 | 0 | 0 | 0 | 0 | 0 | 0 | 0 | 0 | 0 | 0 | 0 | 0 | 0 | 0 | 0 | 0 | 0 | 0 | 0 | 0 | 0 | 1 | 0 | 0 | 0 | 0 | 0 | 0 | 0 | 0 | 0 | 0 | 0 | 0 | 1 | 0 | 0 | 0 | 0 | 0 | 0 | 0 | 0 | 0 | 0 | 0 | 0 | 0 | 1 | 0 | 0 | 0 | 0 | 0 | 0 | 0 | 0 | 0 | 0 | 0 | 0 | 0 | 0 | 0 | 0 | 0 | 0 | 0 | 0 | 0 | 0 | 0 | 0 | 0 | 0 | 0 | 0 | 0 | 0 | 1 |  | 0 | 0 | 0 | 0 | 0 | 0 | 0 | 0 | 0 | 0 | 0 | 0 | 0 | 0 | 0 | 0 | 0 | 0 | 0 | 0 | 0 | 0 | 0 | 0 | 0 | 0 | 0 | 0 | 0 | 0 | 2 | 0 | 1 | 0 | 0 | 0 | -2282.29 | -1253.7212 | 335.9726 | Collinsville-Tesla 500 kV Line | Collinsville-Tesla 500 kV Line | Birds Landing-Contra Costa 230kV Line |  | 0 | 0 | 0 | 0 | 0 | 0 | 1505.81 | 1776.2038 | 335.9726 | Birds Landing-Contra Costa 230kV Line | Birds Landing-Contra Costa 230kV Line | Birds Landing-Contra Costa 230kV Line |  | 5 | 1 | YES | 2 | 1 | 1 | NO | 1
PG&E KERN | Ganso | 115 | 0 | 0 | 0 | 0 | 0 | 0 | 0 | 0 | 0 | 0 | 0 | 0 | 0 | 0 | 0 | 0 | 0 | 0 | 0 | 0 | 0 | 0 | 0 | 0 | 0 | 0 | 0 | 0 | 0 | 0 | 0 | 0 | 0 | 0 | 0 | 0 | 0 | 0 | 0 | 0 | 0 | 0 | 0 | 0 | 0 | 0 | 0 | 0 | 0 | 0 | 0 | 0 | 0 | 0 | 0 | 0 | 0 | 0 | 0 | 0 | 0 | 0 | 0 | 0 | 0 | 0 | 0 | 1 | 0 | 0 | 0 | 0 | 0 | 0 | 1 | 0 | 0 | 0 | 1 | 1 | 0 | 0 | 0 | 0 | 0 | 0 | 0 | 0 | 0 | 0 | 0 | 0 | 0 | 0 | 0 | 0 | 0 | 0 |  | 0 | 0 | 0 | 0 | 0 | 0 | 0 | 0 | 0 | 0 | 0 | 0 | 0 | 0 | 0 | 0 | 0 | 0 | 0 | 0 | 0 | 0 | 0 | 0 | 0 | 0 | 0 | 0 | 0 | 0 | 2 | 0 | 2 | 0 | 2 | 0 | -385.58 | -3180.532 | -3151.403 | Gates 500/230kV TB #11 | Gates 500/230kV TB #11 | Gates 500/230kV TB #12 |  | 0 | 0 | 0 | 0 | 0 | 0 | 7.65 | 144.11 | 266.8703 | Cal Flat-Gates 230 kV line | Cal Flat-Gates 230 kV line | Cal Flat-Gates 230 kV line |  | 5 | 1 | YES | 2 | 5 | 1 | YES | 2
PG&E FRESNO | Gates | 230 | 0 | 0 | 0 | 0 | 0 | 0 | 0 | 0 | 0 | 0 | 0 | 0 | 0 | 0 | 0 | 0 | 0 | 0 | 0 | 0 | 0 | 0 | 0 | 0 | 0 | 0 | 0 | 0 | 0 | 0 | 0 | 0 | 0 | 0 | 0 | 0 | 0 | 0 | 0 | 0 | 0 | 0 | 0 | 0 | 0 | 0 | 0 | 0 | 0 | 0 | 0 | 0 | 0 | 0 | 0 | 0 | 0 | 0 | 0 | 0 | 0 | 0 | 0 | 0 | 0 | 0 | 0 | 1 | 0 | 0 | 0 | 0 | 0 | 0 | 0 | 0 | 0 | 0 | 1 | 1 | 0 | 1 | 0 | 0 | 0 | 1 | 0 | 0 | 0 | 0 | 0 | 0 | 0 | 0 | 1 | 1 | 0 | 1 |  | 0 | 0 | 0 | 0 | 0 | 0 | 0 | 0 | 0 | 0 | 0 | 0 | 0 | 0 | 0 | 0 | 0 | 0 | 0 | 0 | 0 | 0 | 0 | 3 | 166 | 477.5 | 0 | 0 | 0 | 1 | 2 | 0 | 4 | 0 | 2 | 1 | -385.58 | -3180.532 | -3308.8336 | Gates 500/230kV TB #11 | Gates 500/230kV TB #11 | Mustang-Henrietta 230 kV line |  | 0 | 0 | 0 | 0 | 0 | 1 | 7.65 | 144.11 | -829.8336 | Cal Flat-Gates 230 kV line | Cal Flat-Gates 230 kV line | Mustang-Henrietta 230 kV line |  | 5 | 1 | YES | 2 | 5 | 4 | YES | 4
PG&E FRESNO | Gates | 500 | 0 | 0 | 0 | 0 | 0 | 0 | 0 | 0 | 0 | 0 | 0 | 0 | 0 | 0 | 0 | 0 | 0 | 0 | 0 | 0 | 0 | 0 | 0 | 0 | 0 | 0 | 0 | 0 | 0 | 0 | 0 | 0 | 0 | 0 | 0 | 0 | 0 | 0 | 0 | 0 | 0 | 0 | 0 | 0 | 0 | 0 | 0 | 0 | 0 | 0 | 0 | 0 | 0 | 0 | 0 | 0 | 0 | 0 | 0 | 0 | 0 | 0 | 0 | 0 | 0 | 0 | 0 | 0 | 0 | 0 | 0 | 0 | 0 | 0 | 0 | 0 | 0 | 0 | 1 | 1 | 0 | 1 | 0 | 0 | 0 | 1 | 0 | 0 | 0 | 0 | 0 | 0 | 0 | 0 | 1 | 1 | 0 | 1 |  | 0 | 0 | 0 | 0 | 0 | 0 | 0 | 0 | 0 | 0 | 0 | 0 | 0 | 0 | 0 | 0 | 0 | 0 | 0 | 0 | 0 | 0 | 0 | 0 | 0 | 0 | 190 | 35 | 0 | 1 | 2 | 0 | 4 | 0 | 2 | 1 | -385.58 | -3180.532 | -3308.8336 | Gates 500/230kV TB #11 | Gates 500/230kV TB #11 | Mustang-Henrietta 230 kV line |  | 0 | 0 | 0 | 0 | 0 | 1 | 2125.27 | 1058.968 | -829.8336 | Los Banos 500/230kV TB | Los Banos 500/230kV TB | Mustang-Henrietta 230 kV line |  | 5 | 1 | YES | 2 | 5 | 4 | YES | 4
PG&E NGBA | Geysers 12 | 230 | 0 | 0 | 0 | 0 | 0 | 0 | 0 | 0 | 0 | 0 | 0 | 0 | 0 | 0 | 0 | 0 | 0 | 0 | 0 | 0 | 0 | 0 | 0 | 0 | 0 | 0 | 0 | 0 | 0 | 0 | 0 | 0 | 0 | 0 | 0 | 0 | 0 | 0 | 0 | 1 | 0 | 1 | 0 | 0 | 0 | 0 | 0 | 0 | 0 | 0 | 0 | 0 | 1 | 1 | 1 | 1 | 0 | 0 | 1 | 1 | 0 | 0 | 0 | 0 | 0 | 1 | 1 | 0 | 0 | 0 | 0 | 0 | 0 | 0 | 0 | 0 | 0 | 0 | 0 | 0 | 0 | 0 | 0 | 0 | 0 | 0 | 0 | 0 | 0 | 0 | 0 | 0 | 0 | 0 | 0 | 0 | 0 | 1 |  | 0 | 0 | 0 | 0 | 0 | 0 | 0 | 0 | 0 | 0 | 0 | 0 | 0 | 0 | 0 | 0 | 0 | 0 | 0 | 0 | 0 | 0 | 0 | 0 | 0 | 0 | 0 | 0 | 0 | 0 | 4 | 0 | 1 | 0 | 0 | 0 | -2282.29 | -1253.7212 | 335.9726 | Collinsville-Tesla 500 kV Line | Collinsville-Tesla 500 kV Line | Birds Landing-Contra Costa 230kV Line |  | 0 | 1 | 0 | 0 | 0 | 0 | -314.49 | 929.8 | 335.9726 | Tesla-Bellota 230 kV line | Cortina-Eagle Rock 115 kV line | Birds Landing-Contra Costa 230kV Line |  | 5 | 4 | YES | 4 | 1 | 1 | NO | 1
PG&E NGBA | Geysers 17 | 230 | 0 | 0 | 0 | 0 | 0 | 0 | 0 | 0 | 0 | 0 | 0 | 0 | 0 | 0 | 0 | 0 | 0 | 0 | 0 | 0 | 0 | 0 | 0 | 0 | 0 | 0 | 0 | 0 | 0 | 0 | 0 | 0 | 0 | 0 | 0 | 0 | 0 | 0 | 0 | 1 | 0 | 1 | 0 | 0 | 0 | 0 | 0 | 0 | 0 | 0 | 0 | 0 | 1 | 1 | 1 | 1 | 0 | 0 | 1 | 1 | 0 | 0 | 0 | 0 | 0 | 1 | 1 | 0 | 0 | 0 | 0 | 0 | 0 | 0 | 0 | 0 | 0 | 0 | 0 | 0 | 0 | 0 | 0 | 0 | 0 | 0 | 0 | 0 | 0 | 0 | 0 | 0 | 0 | 0 | 0 | 0 | 0 | 1 |  | 0 | 0 | 0 | 0 | 0 | 0 | 0 | 0 | 0 | 0 | 0 | 0 | 0 | 0 | 0 | 0 | 0 | 0 | 0 | 0 | 0 | 0 | 0 | 0 | 0 | 0 | 0 | 0 | 0 | 0 | 4 | 0 | 1 | 0 | 0 | 0 | -2282.29 | -1253.7212 | 335.9726 | Collinsville-Tesla 500 kV Line | Collinsville-Tesla 500 kV Line | Birds Landing-Contra Costa 230kV Line |  | 0 | 1 | 0 | 0 | 0 | 0 | -314.49 | 929.8 | 335.9726 | Tesla-Bellota 230 kV line | Cortina-Eagle Rock 115 kV line | Birds Landing-Contra Costa 230kV Line |  | 5 | 4 | YES | 4 | 1 | 1 | NO | 1
PG&E NGBA | Geysers 3 | 115 | 0 | 0 | 0 | 0 | 0 | 0 | 0 | 0 | 0 | 0 | 0 | 0 | 0 | 0 | 0 | 0 | 0 | 0 | 0 | 0 | 0 | 0 | 0 | 0 | 0 | 0 | 0 | 0 | 0 | 0 | 0 | 0 | 0 | 0 | 0 | 0 | 0 | 0 | 0 | 1 | 0 | 1 | 0 | 0 | 0 | 0 | 0 | 0 | 0 | 0 | 0 | 0 | 1 | 0 | 1 | 1 | 0 | 0 | 0 | 0 | 0 | 0 | 0 | 0 | 0 | 0 | 1 | 0 | 0 | 0 | 0 | 0 | 0 | 0 | 0 | 0 | 0 | 0 | 0 | 0 | 0 | 0 | 0 | 0 | 0 | 0 | 0 | 0 | 0 | 0 | 0 | 0 | 0 | 0 | 0 | 0 | 0 | 1 |  | 0 | 0 | 0 | 0 | 0 | 0 | 0 | 0 | 0 | 0 | 0 | 0 | 0 | 0 | 0 | 0 | 0 | 0 | 0 | 0 | 0 | 0 | 0 | 0 | 0 | 0 | 0 | 0 | 0 | 0 | 2 | 0 | 1 | 0 | 0 | 0 | -2282.29 | -1253.7212 | 335.9726 | Collinsville-Tesla 500 kV Line | Collinsville-Tesla 500 kV Line | Birds Landing-Contra Costa 230kV Line |  | 0 | 0 | 0 | 0 | 0 | 0 | 661.81 | 929.8 | 335.9726 | Contra Costa- Windmaster 230 kV line | Cortina-Eagle Rock 115 kV line | Birds Landing-Contra Costa 230kV Line |  | 5 | 1 | YES | 2 | 1 | 1 | NO | 1
PG&E NGBA | Glenn | 230 | 0 | 0 | 0 | 0 | 0 | 0 | 0 | 0 | 0 | 0 | 0 | 0 | 0 | 0 | 0 | 0 | 0 | 0 | 0 | 0 | 0 | 0 | 0 | 0 | 0 | 0 | 0 | 0 | 0 | 0 | 0 | 0 | 0 | 0 | 0 | 0 | 0 | 0 | 0 | 1 | 0 | 0 | 0 | 0 | 0 | 0 | 0 | 0 | 0 | 0 | 0 | 0 | 0 | 0 | 0 | 0 | 0 | 0 | 0 | 0 | 0 | 0 | 0 | 0 | 0 | 0 | 0 | 0 | 0 | 0 | 0 | 0 | 0 | 0 | 0 | 0 | 0 | 0 | 0 | 0 | 0 | 0 | 0 | 0 | 0 | 0 | 0 | 0 | 0 | 0 | 0 | 0 | 0 | 0 | 0 | 0 | 0 | 0 |  | 0 | 0 | 0 | 0 | 0 | 0 | 0 | 0 | 0 | 0 | 0 | 0 | 0 | 0 | 0 | 0 | 0 | 120 | 0 | 0 | 0 | 0 | 0 | 0 | 0 | 0 | 0 | 0 | 0 | 1 | 1 | 0 | 1 | 0 | 0 | 0 | -2282.29 | -1253.7212 | 884.6639 | Collinsville-Tesla 500 kV Line | Collinsville-Tesla 500 kV Line | Collinsville-Tesla 500 kV Line |  | 0 | 0 | 0 | 0 | 0 | 0 | 6362.71 | 7391.2788 | 884.6639 | Collinsville-Tesla 500 kV Line | Collinsville-Tesla 500 kV Line | Collinsville-Tesla 500 kV Line |  | 5 | 1 | YES | 2 | 1 | 1 | NO | 1
PG&E NGBA | Glenn | 60 | 0 | 0 | 0 | 0 | 0 | 0 | 0 | 0 | 0 | 0 | 0 | 0 | 0 | 0 | 0 | 0 | 0 | 0 | 0 | 0 | 0 | 0 | 0 | 0 | 0 | 0 | 0 | 0 | 0 | 0 | 0 | 0 | 0 | 0 | 0 | 0 | 0 | 0 | 0 | 1 | 0 | 0 | 0 | 0 | 0 | 0 | 0 | 0 | 0 | 0 | 0 | 0 | 0 | 0 | 0 | 0 | 0 | 0 | 0 | 0 | 0 | 0 | 0 | 0 | 0 | 0 | 0 | 0 | 0 | 0 | 0 | 0 | 0 | 0 | 0 | 0 | 0 | 0 | 0 | 0 | 0 | 0 | 0 | 0 | 0 | 0 | 0 | 0 | 0 | 0 | 0 | 0 | 0 | 0 | 0 | 0 | 0 | 0 |  | 0 | 0 | 0 | 0 | 0 | 0 | 0 | 0 | 0 | 0 | 0 | 0 | 0 | 0 | 0 | 0 | 0 | 0 | 0 | 0 | 0 | 0 | 0 | 0 | 0 | 0 | 0 | 0 | 0 | 0 | 1 | 0 | 1 | 0 | 0 | 0 | -2282.29 | -1253.7212 | 884.6639 | Collinsville-Tesla 500 kV Line | Collinsville-Tesla 500 kV Line | Collinsville-Tesla 500 kV Line |  | 0 | 0 | 0 | 0 | 0 | 0 | 6362.71 | 7391.2788 | 884.6639 | Collinsville-Tesla 500 kV Line | Collinsville-Tesla 500 kV Line | Collinsville-Tesla 500 kV Line |  | 5 | 1 | YES | 2 | 1 | 1 | NO | 1
PG&E NGBA | Gold Hill | 115 | 0 | 0 | 0 | 0 | 0 | 0 | 0 | 0 | 0 | 0 | 0 | 0 | 0 | 0 | 0 | 0 | 0 | 0 | 0 | 0 | 0 | 0 | 0 | 0 | 0 | 0 | 0 | 0 | 0 | 0 | 0 | 0 | 0 | 0 | 0 | 0 | 0 | 0 | 0 | 1 | 0 | 0 | 0 | 0 | 0 | 1 | 0 | 1 | 0 | 0 | 0 | 0 | 0 | 0 | 0 | 0 | 0 | 0 | 0 | 1 | 1 | 0 | 0 | 0 | 0 | 0 | 0 | 0 | 0 | 0 | 0 | 0 | 0 | 0 | 0 | 0 | 0 | 0 | 0 | 0 | 0 | 0 | 0 | 0 | 0 | 0 | 0 | 0 | 0 | 0 | 0 | 0 | 0 | 0 | 0 | 0 | 0 | 0 |  | 0 | 0 | 0 | 0 | 0 | 0 | 0 | 0 | 0 | 0 | 0 | 0 | 0 | 0 | 0 | 0 | 0 | 0 | 0 | 0 | 0 | 0 | 0 | 0 | 0 | 150 | 0 | 0 | 0 | 1 | 2 | 0 | 2 | 0 | 0 | 0 | -2282.29 | -1253.7212 | 297.6836 | Collinsville-Tesla 500 kV Line | Collinsville-Tesla 500 kV Line | Rio Oso-Lockeford 230kV line |  | 0 | 1 | 1 | 0 | 0 | 0 | -314.49 | -339.66 | 297.6836 | Tesla-Bellota 230 kV line | Bellota-Weber 230kV line | Rio Oso-Lockeford 230kV line |  | 5 | 5 | NO | 5 | 1 | 1 | NO | 1
PG&E NGBA | Gold Hill | 230 | 0 | 0 | 0 | 0 | 0 | 0 | 0 | 0 | 0 | 0 | 0 | 0 | 0 | 0 | 0 | 0 | 0 | 0 | 0 | 0 | 0 | 0 | 0 | 0 | 0 | 0 | 0 | 0 | 0 | 0 | 0 | 0 | 0 | 0 | 0 | 0 | 0 | 0 | 0 | 1 | 0 | 0 | 0 | 0 | 0 | 1 | 1 | 1 | 0 | 0 | 0 | 0 | 0 | 0 | 0 | 0 | 0 | 0 | 0 | 1 | 1 | 0 | 0 | 0 | 0 | 0 | 0 | 0 | 0 | 0 | 0 | 0 | 0 | 0 | 0 | 0 | 0 | 0 | 0 | 0 | 0 | 0 | 0 | 0 | 0 | 0 | 0 | 0 | 0 | 0 | 0 | 0 | 0 | 0 | 0 | 0 | 0 | 0 |  | 0 | 0 | 0 | 0 | 0 | 0 | 0 | 0 | 0 | 0 | 0 | 0 | 0 | 0 | 0 | 40 | 0 | 0 | 0 | 0 | 0 | 0 | 0 | 0 | 0 | 0 | 0 | 0 | 0 | 1 | 2 | 0 | 2 | 0 | 0 | 0 | -2282.29 | -1253.7212 | 263.2 | Collinsville-Tesla 500 kV Line | Collinsville-Tesla 500 kV Line | Rio Oso-Brighton 230kV line |  | 0 | 1 | 1 | 0 | 0 | 0 | -314.49 | -339.66 | 263.2 | Tesla-Bellota 230 kV line | Bellota-Weber 230kV line | Rio Oso-Brighton 230kV line |  | 5 | 5 | NO | 5 | 1 | 1 | NO | 1
SCE Northern | Goleta | 230 | 0 | 0 | 1 | 0 | 1 | 0 | 0 | 0 | 0 | 0 | 0 | 0 | 0 | 0 | 0 | 0 | 0 | 0 | 0 | 0 | 0 | 0 | 0 | 0 | 1 | 0 | 0 | 0 | 0 | 0 | 0 | 0 | 0 | 0 | 0 | 0 | 0 | 0 | 0 | 0 | 0 | 0 | 0 | 0 | 0 | 0 | 0 | 0 | 0 | 0 | 0 | 0 | 0 | 0 | 0 | 0 | 0 | 0 | 0 | 0 | 0 | 0 | 0 | 0 | 0 | 0 | 0 | 0 | 0 | 0 | 0 | 0 | 0 | 0 | 0 | 0 | 0 | 0 | 0 | 0 | 0 | 0 | 0 | 0 | 0 | 0 | 0 | 0 | 0 | 0 | 0 | 0 | 0 | 0 | 0 | 0 | 0 | 0 |  | 0 | 0 | 0 | 0 | 0 | 0 | 0 | 0 | 0 | 0 | 0 | 60 | 0 | 0 | 1 | 0 | 0 | 0 | 0 | 0 | 0 | 0 | 0 | 0 | 0 | 0 | 70 | 0 | 0 | 1 | 1 | 0 | 1 | 0 | 0 | 1 | -5797.881 | -6339.828 | -5675.751 | Lugo - Victorville area constraint | Lugo - Victorville area constraint | Lugo - Victorville area constraint |  | 0 | 0 | 0 | 0 | 0 | 0 | 355.8 | 460.172 | 1124.249 | Moorpark-Pardee Constraint | Lugo - Victorville area constraint | Lugo - Victorville area constraint |  | 5 | 1 | YES | 2 | 4 | 1 | YES | 2
SCE Metro | Goodrich | 230 | 0 | 0 | 0 | 0 | 0 | 0 | 0 | 0 | 0 | 1 | 0 | 0 | 0 | 0 | 0 | 0 | 0 | 0 | 0 | 0 | 0 | 0 | 0 | 0 | 0 | 0 | 0 | 0 | 0 | 0 | 0 | 0 | 0 | 0 | 0 | 0 | 0 | 0 | 0 | 0 | 0 | 0 | 0 | 0 | 0 | 0 | 0 | 0 | 0 | 0 | 0 | 0 | 0 | 0 | 0 | 0 | 0 | 0 | 0 | 0 | 0 | 0 | 0 | 0 | 0 | 0 | 0 | 0 | 0 | 0 | 0 | 0 | 0 | 0 | 0 | 0 | 0 | 0 | 0 | 0 | 0 | 0 | 0 | 0 | 0 | 0 | 0 | 0 | 0 | 0 | 0 | 0 | 0 | 0 | 0 | 0 | 0 | 0 |  | 0 | 0 | 0 | 0 | 0 | 0 | 0 | 0 | 0 | 0 | 0 | 0 | 0 | 0 | 0 | 0 | 0 | 0 | 0 | 0 | 0 | 0 | 0 | 0 | 0 | 0 | 0 | 324.85 | 0 | 1 | 0 | 0 | 0 | 0 | 0 | 0 | 2097.6988 | 6824.058 | 19009.2611 | SCE Metro Area Default Constraint | SCE Metro Area Default Constraint | SCE Metro Area Default Constraint |  | 0 | 0 | 0 | 0 | 0 | 0 | 2097.6988 | 6824.058 | 19009.2611 | SCE Metro Area Default Constraint | SCE Metro Area Default Constraint | SCE Metro Area Default Constraint |  | 1 | 1 | NO | 1 | 1 | 1 | NO | 1
PG&E KERN | Goose Lake | 115 | 0 | 0 | 0 | 0 | 0 | 0 | 0 | 0 | 0 | 0 | 0 | 0 | 0 | 0 | 0 | 0 | 0 | 0 | 0 | 0 | 0 | 0 | 0 | 0 | 0 | 0 | 0 | 0 | 0 | 0 | 0 | 0 | 0 | 0 | 0 | 0 | 0 | 0 | 0 | 0 | 0 | 0 | 0 | 0 | 0 | 0 | 0 | 0 | 0 | 0 | 0 | 0 | 0 | 0 | 0 | 0 | 0 | 0 | 0 | 0 | 0 | 0 | 0 | 0 | 0 | 0 | 0 | 1 | 1 | 0 | 0 | 0 | 0 | 0 | 0 | 1 | 0 | 0 | 0 | 1 | 0 | 0 | 0 | 0 | 0 | 0 | 0 | 0 | 0 | 0 | 0 | 0 | 0 | 0 | 0 | 0 | 0 | 0 |  | 0 | 0 | 0 | 0 | 0 | 0 | 0 | 0 | 0 | 0 | 0 | 0 | 0 | 0 | 0 | 0 | 0 | 0 | 0 | 0 | 0 | 0 | 0 | 0 | 0 | 0 | 0 | 0 | 0 | 0 | 1 | 0 | 1 | 0 | 1 | 0 | -385.58 | -3180.532 | -2164.4302 | Gates 500/230kV TB #11 | Gates 500/230kV TB #11 | Gates 500/230kV TB #11 |  | 0 | 0 | 0 | 0 | 0 | 0 | 7.65 | 144.11 | 158.6488 | Cal Flat-Gates 230 kV line | Cal Flat-Gates 230 kV line | Semitropic-Midway 115kV Line |  | 5 | 1 | YES | 2 | 5 | 1 | YES | 2
SCE Metro | Gould | 230 | 0 | 0 | 0 | 0 | 0 | 0 | 0 | 0 | 0 | 1 | 0 | 0 | 0 | 0 | 0 | 0 | 0 | 0 | 0 | 0 | 0 | 0 | 0 | 0 | 0 | 0 | 0 | 0 | 0 | 0 | 0 | 0 | 0 | 0 | 0 | 0 | 0 | 0 | 0 | 0 | 0 | 0 | 0 | 0 | 0 | 0 | 0 | 0 | 0 | 0 | 0 | 0 | 0 | 0 | 0 | 0 | 0 | 0 | 0 | 0 | 0 | 0 | 0 | 0 | 0 | 0 | 0 | 0 | 0 | 0 | 0 | 0 | 0 | 0 | 0 | 0 | 0 | 0 | 0 | 0 | 0 | 0 | 0 | 0 | 0 | 0 | 0 | 0 | 0 | 0 | 0 | 0 | 0 | 0 | 0 | 0 | 0 | 0 |  | 0 | 0 | 0 | 0 | 0 | 0 | 0 | 0 | 0 | 0 | 0 | 0 | 0 | 0 | 0 | 0 | 0 | 0 | 0 | 0 | 0 | 0 | 0 | 0 | 0 | 0 | 0 | 0 | 100 | 1 | 0 | 0 | 0 | 0 | 0 | 0 | 2097.6988 | 6824.058 | 19009.2611 | SCE Metro Area Default Constraint | SCE Metro Area Default Constraint | SCE Metro Area Default Constraint |  | 0 | 0 | 0 | 0 | 0 | 0 | 2097.6988 | 6824.058 | 19009.2611 | SCE Metro Area Default Constraint | SCE Metro Area Default Constraint | SCE Metro Area Default Constraint |  | 1 | 1 | NO | 1 | 1 | 1 | NO | 1
PG&E NGBA | Grand Island | 115 | 0 | 0 | 0 | 0 | 0 | 0 | 0 | 0 | 0 | 0 | 0 | 0 | 0 | 0 | 0 | 0 | 0 | 0 | 0 | 0 | 0 | 0 | 0 | 0 | 0 | 0 | 0 | 0 | 0 | 0 | 0 | 0 | 0 | 0 | 0 | 0 | 0 | 0 | 0 | 1 | 0 | 0 | 0 | 0 | 1 | 1 | 0 | 1 | 0 | 0 | 0 | 0 | 0 | 0 | 0 | 0 | 0 | 0 | 0 | 1 | 1 | 0 | 0 | 0 | 0 | 0 | 0 | 0 | 0 | 0 | 0 | 0 | 0 | 0 | 0 | 0 | 0 | 0 | 0 | 0 | 0 | 0 | 0 | 0 | 0 | 0 | 0 | 0 | 0 | 0 | 0 | 0 | 0 | 0 | 0 | 0 | 0 | 0 |  | 0 | 0 | 0 | 0 | 0 | 0 | 0 | 0 | 0 | 0 | 0 | 0 | 0 | 0 | 0 | 0 | 0 | 0 | 0 | 0 | 0 | 0 | 0 | 2.73 | 0 | 0 | 0 | 0 | 0 | 1 | 2 | 0 | 2 | 0 | 0 | 0 | -2282.29 | -1253.7212 | 85.9836 | Collinsville-Tesla 500 kV Line | Collinsville-Tesla 500 kV Line | Rocklin-Pleaseant grove 115kV line |  | 0 | 1 | 1 | 0 | 0 | 0 | -314.49 | -339.66 | 85.9836 | Tesla-Bellota 230 kV line | Bellota-Weber 230kV line | Rocklin-Pleaseant grove 115kV line |  | 5 | 5 | NO | 5 | 1 | 1 | NO | 1
SDGE | Granite | 69 | 0 | 0 | 0 | 0 | 0 | 0 | 0 | 0 | 0 | 0 | 0 | 0 | 0 | 0 | 0 | 0 | 0 | 0 | 0 | 0 | 0 | 0 | 0 | 0 | 0 | 0 | 0 | 1 | 0 | 0 | 1 | 0 | 1 | 0 | 0 | 0 | 0 | 0 | 0 | 0 | 0 | 0 | 0 | 0 | 0 | 0 | 0 | 0 | 0 | 0 | 0 | 0 | 0 | 0 | 0 | 0 | 0 | 0 | 0 | 0 | 0 | 0 | 0 | 0 | 0 | 0 | 0 | 0 | 0 | 0 | 0 | 0 | 0 | 0 | 0 | 0 | 0 | 0 | 0 | 0 | 0 | 0 | 0 | 0 | 0 | 0 | 0 | 0 | 0 | 0 | 0 | 0 | 0 | 0 | 0 | 0 | 0 | 2 |  | 0 | 0 | 0 | 0 | 0 | 0 | 0 | 0 | 0 | 0 | 0 | 0 | 0 | 0 | 0 | 0 | 0 | 0 | 0 | 0 | 0 | 0 | 0 | 0 | 0 | 0 | 2.25 | 0 | 0 | 1 | 0 | 0 | 0 | 0 | 0 | 0 | 29.03 | 367.57 | 482.1964 | San Luis Rey-San Onofre 230 kV line constraint | El Cajon 69 kV constraint | El Cajon 69 kV constraint |  | 0 | 0 | 0 | 0 | 0 | 0 | 29.03 | 367.57 | 482.1964 | San Luis Rey-San Onofre 230 kV line constraint | El Cajon 69 kV constraint | El Cajon 69 kV constraint |  | 1 | 1 | NO | 1 | 1 | 1 | NO | 1
PG&E GBA | Grant | 115 | 0 | 0 | 0 | 0 | 0 | 0 | 0 | 0 | 0 | 0 | 0 | 0 | 0 | 0 | 0 | 0 | 0 | 0 | 0 | 0 | 0 | 0 | 0 | 0 | 0 | 0 | 0 | 0 | 0 | 0 | 0 | 0 | 0 | 0 | 0 | 0 | 0 | 0 | 0 | 1 | 0 | 0 | 0 | 0 | 0 | 0 | 0 | 0 | 0 | 0 | 0 | 0 | 1 | 0 | 0 | 0 | 0 | 0 | 0 | 0 | 0 | 0 | 0 | 0 | 0 | 0 | 0 | 0 | 0 | 0 | 0 | 0 | 0 | 0 | 0 | 0 | 0 | 0 | 0 | 0 | 0 | 0 | 0 | 0 | 0 | 0 | 0 | 0 | 0 | 0 | 0 | 0 | 0 | 0 | 0 | 0 | 0 | 1 |  | 0 | 0 | 0 | 0 | 0 | 0 | 0 | 0 | 0 | 0 | 0 | 0 | 0 | 0 | 0 | 0 | 0 | 0 | 0 | 0 | 0 | 0 | 0 | 0 | 0 | 0 | 0 | 0 | 0 | 0 | 1 | 0 | 1 | 0 | 0 | 0 | -2282.29 | -1253.7212 | 884.6639 | Collinsville-Tesla 500 kV Line | Collinsville-Tesla 500 kV Line | Collinsville-Tesla 500 kV Line |  | 0 | 0 | 0 | 0 | 0 | 0 | 2160.3 | 2019.85 | 884.6639 | Sobrante-Moraga 230 kV line | Sobrante-Moraga 230 kV line | Collinsville-Tesla 500 kV Line |  | 5 | 1 | YES | 2 | 1 | 1 | NO | 1
PG&E GBA | Green Valley | 115 | 0 | 0 | 0 | 0 | 0 | 0 | 0 | 0 | 0 | 0 | 0 | 0 | 0 | 0 | 0 | 0 | 0 | 0 | 0 | 0 | 0 | 0 | 0 | 0 | 0 | 0 | 0 | 0 | 0 | 0 | 0 | 0 | 0 | 0 | 0 | 0 | 0 | 0 | 0 | 0 | 0 | 0 | 0 | 0 | 0 | 0 | 0 | 0 | 0 | 0 | 0 | 0 | 1 | 0 | 0 | 1 | 0 | 0 | 0 | 1 | 0 | 0 | 0 | 0 | 1 | 0 | 0 | 0 | 0 | 0 | 0 | 0 | 0 | 0 | 0 | 0 | 0 | 0 | 0 | 0 | 0 | 0 | 0 | 0 | 0 | 0 | 0 | 0 | 0 | 0 | 0 | 0 | 0 | 0 | 0 | 0 | 1 | 1 |  | 0 | 0 | 0 | 0 | 0 | 0 | 0 | 0 | 0 | 0 | 0 | 0 | 0 | 0 | 0 | 0 | 0 | 0 | 0 | 0 | 0 | 0 | 0 | 0 | 0 | 0 | 0 | 0 | 0 | 0 | 1 | 0 | 0 | 0 | 0 | 0 | -614.49 | 351.6 | 172.2 | Tesla-Bellota 230 kV line | Morganhill-Metcalf 115kV Line | Morganhill-Metcalf 115kV Line |  | 0 | 1 | 0 | 0 | 0 | 0 | -314.49 | 351.6 | 172.2 | Tesla-Bellota 230 kV line | Morganhill-Metcalf 115kV Line | Morganhill-Metcalf 115kV Line |  | 5 | 4 | YES | 4 | 1 | 1 | NO | 1
PG&E NGBA | Greenleaf 1 | 115 | 0 | 0 | 0 | 0 | 0 | 0 | 0 | 0 | 0 | 0 | 0 | 0 | 0 | 0 | 0 | 0 | 0 | 0 | 0 | 0 | 0 | 0 | 0 | 0 | 0 | 0 | 0 | 0 | 0 | 0 | 0 | 0 | 0 | 0 | 0 | 0 | 0 | 0 | 0 | 1 | 0 | 0 | 0 | 0 | 1 | 1 | 1 | 1 | 0 | 0 | 0 | 0 | 0 | 0 | 0 | 0 | 0 | 0 | 0 | 1 | 1 | 0 | 0 | 0 | 0 | 0 | 0 | 0 | 0 | 0 | 0 | 0 | 0 | 0 | 0 | 0 | 0 | 0 | 0 | 0 | 0 | 0 | 0 | 0 | 0 | 0 | 0 | 0 | 0 | 0 | 0 | 0 | 0 | 0 | 0 | 0 | 0 | 0 |  | 0 | 0 | 0 | 0 | 0 | 0 | 0 | 0 | 0 | 0 | 0 | 0 | 0 | 0 | 0 | 0 | 0 | 0 | 0 | 0 | 0 | 0 | 0 | 0 | 0 | 0 | 0 | 0 | 0 | 0 | 2 | 0 | 2 | 0 | 0 | 0 | -2282.29 | -1253.7212 | 85.9836 | Collinsville-Tesla 500 kV Line | Collinsville-Tesla 500 kV Line | Rocklin-Pleaseant grove 115kV line |  | 0 | 1 | 1 | 0 | 0 | 0 | -314.49 | -339.66 | 85.9836 | Tesla-Bellota 230 kV line | Bellota-Weber 230kV line | Rocklin-Pleaseant grove 115kV line |  | 5 | 5 | NO | 5 | 1 | 1 | NO | 1
PG&E FRESNO | Gregg | 230 | 0 | 0 | 0 | 0 | 0 | 0 | 0 | 0 | 0 | 0 | 0 | 0 | 0 | 0 | 0 | 0 | 0 | 0 | 0 | 0 | 0 | 0 | 0 | 0 | 0 | 0 | 0 | 0 | 0 | 0 | 0 | 0 | 0 | 0 | 0 | 0 | 0 | 0 | 0 | 0 | 0 | 0 | 0 | 0 | 0 | 1 | 0 | 0 | 0 | 0 | 0 | 0 | 0 | 0 | 0 | 0 | 0 | 0 | 0 | 0 | 0 | 0 | 0 | 0 | 0 | 0 | 0 | 0 | 0 | 0 | 0 | 0 | 0 | 0 | 0 | 0 | 0 | 0 | 1 | 1 | 0 | 1 | 1 | 1 | 0 | 1 | 0 | 1 | 1 | 1 | 0 | 0 | 0 | 0 | 0 | 0 | 0 | 1 |  | 0 | 0 | 0 | 0 | 0 | 0 | 0 | 0 | 0 | 0 | 0 | 0 | 0 | 0 | 0 | 0 | 0 | 0 | 0 | 0 | 0 | 0 | 0 | 0 | 100 | 0 | 0 | 0 | 0 | 1 | 4 | 0 | 6 | 0 | 3 | 0 | -628.35 | -3180.532 | -3151.403 | Borden-Storey #1 230kV line | Gates 500/230kV TB #11 | Gates 500/230kV TB #12 |  | 0 | 0 | 1 | 0 | 0 | 0 | 181.95 | -339.66 | 880.5476 | Bellota-Weber 230kV line | Bellota-Weber 230kV line | Chowchilla-Le grand 115kV Line |  | 5 | 5 | NO | 5 | 5 | 1 | YES | 2
PG&E FRESNO | Grimmway-Malaga | 115 | 0 | 0 | 0 | 0 | 0 | 0 | 0 | 0 | 0 | 0 | 0 | 0 | 0 | 0 | 0 | 0 | 0 | 0 | 0 | 0 | 0 | 0 | 0 | 0 | 0 | 0 | 0 | 0 | 0 | 0 | 0 | 0 | 0 | 0 | 0 | 0 | 0 | 0 | 0 | 0 | 0 | 0 | 0 | 0 | 0 | 1 | 0 | 0 | 0 | 0 | 0 | 0 | 0 | 0 | 0 | 0 | 0 | 0 | 0 | 0 | 0 | 0 | 0 | 0 | 0 | 0 | 0 | 0 | 0 | 0 | 0 | 0 | 0 | 0 | 0 | 0 | 0 | 0 | 1 | 1 | 0 | 1 | 0 | 0 | 0 | 1 | 0 | 0 | 0 | 1 | 0 | 0 | 0 | 0 | 0 | 0 | 0 | 1 |  | 0 | 0 | 0 | 0 | 0 | 0 | 0 | 0 | 0 | 0 | 0 | 0 | 0 | 0 | 0 | 0 | 0 | 0 | 0 | 0 | 0 | 0 | 0 | 0 | 75 | 0 | 0 | 0 | 0 | 1 | 3 | 0 | 5 | 0 | 3 | 0 | -628.35 | -3180.532 | -3151.403 | Borden-Storey #1 230kV line | Gates 500/230kV TB #11 | Gates 500/230kV TB #12 |  | 0 | 0 | 1 | 0 | 0 | 0 | 181.95 | -339.66 | 1052.6198 | Bellota-Weber 230kV line | Bellota-Weber 230kV line | Bellota-Weber 230kV line |  | 5 | 5 | NO | 5 | 5 | 1 | YES | 2
PG&E NGBA | Grizzly | 230 | 0 | 0 | 0 | 0 | 0 | 0 | 0 | 0 | 0 | 0 | 0 | 0 | 0 | 0 | 0 | 0 | 0 | 0 | 0 | 0 | 0 | 0 | 0 | 0 | 0 | 0 | 0 | 0 | 0 | 0 | 0 | 0 | 0 | 0 | 0 | 0 | 0 | 0 | 0 | 1 | 1 | 0 | 1 | 0 | 1 | 1 | 1 | 1 | 0 | 0 | 0 | 0 | 0 | 0 | 0 | 0 | 0 | 0 | 0 | 1 | 1 | 0 | 0 | 0 | 0 | 0 | 0 | 0 | 0 | 0 | 0 | 0 | 0 | 0 | 0 | 0 | 0 | 0 | 0 | 0 | 0 | 0 | 0 | 0 | 0 | 0 | 0 | 0 | 0 | 0 | 0 | 0 | 0 | 0 | 0 | 0 | 0 | 0 |  | 0 | 0 | 0 | 0 | 0 | 0 | 0 | 0 | 0 | 0 | 0 | 0 | 0 | 0 | 0 | 0 | 0 | 0 | 0 | 0 | 0 | 0 | 0 | 0 | 0 | 0 | 0 | 0 | 0 | 0 | 2 | 0 | 2 | 0 | 0 | 0 | -2282.29 | -1253.7212 | 72.84 | Collinsville-Tesla 500 kV Line | Collinsville-Tesla 500 kV Line | Woodland- Davis 115kV line |  | 0 | 1 | 1 | 0 | 0 | 0 | -314.49 | -339.66 | 72.84 | Tesla-Bellota 230 kV line | Bellota-Weber 230kV line | Woodland- Davis 115kV line |  | 5 | 5 | NO | 5 | 1 | 1 | NO | 1
PG&E FRESNO | Guernsey | 70 | 0 | 0 | 0 | 0 | 0 | 0 | 0 | 0 | 0 | 0 | 0 | 0 | 0 | 0 | 0 | 0 | 0 | 0 | 0 | 0 | 0 | 0 | 0 | 0 | 0 | 0 | 0 | 0 | 0 | 0 | 0 | 0 | 0 | 0 | 0 | 0 | 0 | 0 | 0 | 0 | 0 | 0 | 0 | 0 | 0 | 1 | 0 | 0 | 0 | 0 | 0 | 0 | 0 | 0 | 0 | 0 | 0 | 0 | 0 | 0 | 0 | 0 | 0 | 0 | 0 | 0 | 0 | 0 | 0 | 0 | 0 | 0 | 0 | 0 | 0 | 0 | 0 | 0 | 1 | 1 | 0 | 1 | 0 | 0 | 0 | 1 | 0 | 0 | 0 | 1 | 0 | 0 | 0 | 0 | 1 | 0 | 0 | 1 |  | 0 | 0 | 0 | 0 | 0 | 0 | 0 | 0 | 0 | 0 | 0 | 0 | 0 | 0 | 0 | 0 | 0 | 0 | 0 | 0 | 0 | 0 | 0 | 0 | 0 | 0 | 0 | 0 | 0 | 0 | 3 | 0 | 6 | 0 | 3 | 1 | -628.35 | -3180.532 | -3308.8336 | Borden-Storey #1 230kV line | Gates 500/230kV TB #11 | Mustang-Henrietta 230 kV line |  | 0 | 0 | 1 | 0 | 0 | 1 | 181.95 | -339.66 | -829.8336 | Bellota-Weber 230kV line | Bellota-Weber 230kV line | Mustang-Henrietta 230 kV line |  | 5 | 5 | NO | 5 | 5 | 4 | YES | 4
PG&E FRESNO | GWF Hanford | 115 | 0 | 0 | 0 | 0 | 0 | 0 | 0 | 0 | 0 | 0 | 0 | 0 | 0 | 0 | 0 | 0 | 0 | 0 | 0 | 0 | 0 | 0 | 0 | 0 | 0 | 0 | 0 | 0 | 0 | 0 | 0 | 0 | 0 | 0 | 0 | 0 | 0 | 0 | 0 | 0 | 0 | 0 | 0 | 0 | 0 | 1 | 0 | 0 | 0 | 0 | 0 | 0 | 0 | 0 | 0 | 0 | 0 | 0 | 0 | 0 | 0 | 0 | 0 | 0 | 0 | 0 | 0 | 0 | 0 | 0 | 0 | 0 | 0 | 0 | 0 | 0 | 0 | 0 | 1 | 1 | 0 | 1 | 0 | 1 | 0 | 1 | 0 | 0 | 0 | 1 | 0 | 0 | 0 | 0 | 0 | 0 | 0 | 1 |  | 0 | 0 | 0 | 0 | 0 | 0 | 0 | 0 | 0 | 0 | 0 | -51.4 | 0 | 0 | 1 | 0 | 0 | 0 | 0 | 0 | 0 | 0 | 0 | 0 | 0 | 0 | 80 | 0 | 0 | 1 | 4 | 0 | 6 | 0 | 3 | 0 | -628.35 | -3180.532 | -3151.403 | Borden-Storey #1 230kV line | Gates 500/230kV TB #11 | Gates 500/230kV TB #12 |  | 0 | 0 | 1 | 0 | 0 | 0 | 181.95 | -339.66 | 880.5476 | Bellota-Weber 230kV line | Bellota-Weber 230kV line | Chowchilla-Le grand 115kV Line |  | 5 | 5 | NO | 5 | 5 | 1 | YES | 2
PG&E FRESNO | Haas | 230 | 0 | 0 | 0 | 0 | 0 | 0 | 0 | 0 | 0 | 0 | 0 | 0 | 0 | 0 | 0 | 0 | 0 | 0 | 0 | 0 | 0 | 0 | 0 | 0 | 0 | 0 | 0 | 0 | 0 | 0 | 0 | 0 | 0 | 0 | 0 | 0 | 0 | 0 | 0 | 0 | 0 | 0 | 0 | 0 | 0 | 1 | 0 | 0 | 0 | 0 | 0 | 0 | 0 | 0 | 0 | 0 | 0 | 0 | 0 | 0 | 0 | 0 | 0 | 0 | 0 | 0 | 0 | 0 | 0 | 0 | 0 | 0 | 0 | 0 | 0 | 0 | 0 | 0 | 1 | 1 | 0 | 1 | 0 | 0 | 0 | 1 | 0 | 0 | 0 | 1 | 0 | 0 | 0 | 0 | 0 | 0 | 0 | 1 |  | 0 | 0 | 0 | 0 | 0 | 0 | 0 | 0 | 0 | 0 | 0 | 0 | 0 | 0 | 0 | 0 | 0 | 0 | 0 | 0 | 0 | 0 | 0 | 0 | 150 | 0 | 0 | 0 | 0 | 1 | 3 | 0 | 5 | 0 | 3 | 0 | -628.35 | -3180.532 | -3151.403 | Borden-Storey #1 230kV line | Gates 500/230kV TB #11 | Gates 500/230kV TB #12 |  | 0 | 0 | 1 | 0 | 0 | 0 | 181.95 | -339.66 | 1052.6198 | Bellota-Weber 230kV line | Bellota-Weber 230kV line | Bellota-Weber 230kV line |  | 5 | 5 | NO | 5 | 5 | 1 | YES | 2
PG&E FRESNO | Hammonds | 115 | 0 | 0 | 0 | 0 | 0 | 0 | 0 | 0 | 0 | 0 | 0 | 0 | 0 | 0 | 0 | 0 | 0 | 0 | 0 | 0 | 0 | 0 | 0 | 0 | 0 | 0 | 0 | 0 | 0 | 0 | 0 | 0 | 0 | 0 | 0 | 0 | 0 | 0 | 0 | 0 | 0 | 0 | 0 | 0 | 0 | 0 | 0 | 0 | 0 | 0 | 0 | 0 | 0 | 0 | 0 | 0 | 0 | 0 | 0 | 0 | 0 | 0 | 0 | 0 | 0 | 0 | 0 | 0 | 0 | 0 | 0 | 0 | 0 | 0 | 0 | 0 | 0 | 0 | 0 | 1 | 0 | 0 | 0 | 0 | 0 | 1 | 0 | 1 | 0 | 0 | 0 | 0 | 1 | 0 | 0 | 0 | 0 | 1 |  | 0 | 0 | 0 | 0 | 0 | 0 | 0 | 0 | 0 | 0 | 0 | 0 | 0 | 0 | 0 | 0 | 0 | 0 | 0 | 0 | 0 | 0 | 0 | 0 | 100 | 0 | 0 | 0 | 0 | 1 | 1 | 0 | 1 | 0 | 1 | 0 | -385.58 | -3180.532 | -2164.4302 | Gates 500/230kV TB #11 | Gates 500/230kV TB #11 | Gates 500/230kV TB #11 |  | 0 | 0 | 0 | 0 | 0 | 0 | 15.95 | 0.35 | 378.2276 | Oro Loma-El Nido 115kV Line | Oro Loma-El Nido 115kV Line | Oro Loma-El Nido 115kV Line |  | 5 | 1 | YES | 2 | 5 | 1 | YES | 2
SCE Metro | HarborGen | 230 | 0 | 0 | 0 | 0 | 0 | 0 | 0 | 0 | 0 | 1 | 0 | 0 | 0 | 0 | 0 | 0 | 0 | 0 | 0 | 0 | 0 | 0 | 0 | 0 | 0 | 0 | 0 | 0 | 0 | 0 | 0 | 0 | 0 | 0 | 0 | 0 | 0 | 0 | 0 | 0 | 0 | 0 | 0 | 0 | 0 | 0 | 0 | 0 | 0 | 0 | 0 | 0 | 0 | 0 | 0 | 0 | 0 | 0 | 0 | 0 | 0 | 0 | 0 | 0 | 0 | 0 | 0 | 0 | 0 | 0 | 0 | 0 | 0 | 0 | 0 | 0 | 0 | 0 | 0 | 0 | 0 | 0 | 0 | 0 | 0 | 0 | 0 | 0 | 0 | 0 | 0 | 0 | 0 | 0 | 0 | 0 | 0 | 0 |  | 0 | 0 | 0 | 0 | 0 | 0 | 0 | 0 | 0 | 0 | 0 | 0 | 0 | 0 | 0 | 0 | 0 | 0 | 0 | 0 | 0 | 0 | 0 | 0 | 0 | 0 | 0 | 0 | 0 | 0 | 0 | 0 | 0 | 0 | 0 | 0 | 2097.6988 | 6824.058 | 19009.2611 | SCE Metro Area Default Constraint | SCE Metro Area Default Constraint | SCE Metro Area Default Constraint |  | 0 | 0 | 0 | 0 | 0 | 0 | 2097.6988 | 6824.058 | 19009.2611 | SCE Metro Area Default Constraint | SCE Metro Area Default Constraint | SCE Metro Area Default Constraint |  | 1 | 1 | NO | 1 | 1 | 1 | NO | 1
PG&E NGBA | Harris | 60 | 0 | 0 | 0 | 0 | 0 | 0 | 0 | 0 | 0 | 0 | 0 | 0 | 0 | 0 | 0 | 0 | 0 | 0 | 0 | 0 | 0 | 0 | 0 | 0 | 0 | 0 | 0 | 0 | 0 | 0 | 0 | 0 | 0 | 0 | 0 | 0 | 0 | 0 | 0 | 1 | 0 | 0 | 0 | 0 | 0 | 0 | 0 | 0 | 0 | 0 | 0 | 0 | 0 | 0 | 0 | 0 | 0 | 0 | 0 | 0 | 0 | 0 | 0 | 0 | 0 | 0 | 0 | 0 | 0 | 0 | 0 | 0 | 0 | 0 | 0 | 0 | 0 | 0 | 0 | 0 | 0 | 0 | 0 | 0 | 0 | 0 | 0 | 0 | 0 | 0 | 0 | 0 | 0 | 0 | 0 | 0 | 0 | 0 |  | 0 | 0 | 0 | 0 | 0 | 0 | 0 | 0 | 0 | 0 | 0 | 0 | 0 | 0 | 0 | 0 | 0 | 0 | 0 | 0 | 0 | 0 | 0 | 0 | 0 | 0 | 0 | 0 | 0 | 0 | 1 | 0 | 1 | 0 | 0 | 0 | -2282.29 | -1253.7212 | 884.6639 | Collinsville-Tesla 500 kV Line | Collinsville-Tesla 500 kV Line | Collinsville-Tesla 500 kV Line |  | 0 | 0 | 0 | 0 | 0 | 0 | 6362.71 | 7391.2788 | 884.6639 | Collinsville-Tesla 500 kV Line | Collinsville-Tesla 500 kV Line | Collinsville-Tesla 500 kV Line |  | 5 | 1 | YES | 2 | 1 | 1 | NO | 1
EOP | Harry Allen | 500 | 0 | 0 | 0 | 0 | 0 | 0 | 0 | 0 | 0 | 0 | 0 | 0 | 0 | 0 | 0 | 0 | 0 | 0 | 0 | 0 | 0 | 0 | 0 | 1 | 1 | 0 | 0 | 0 | 0 | 0 | 0 | 0 | 0 | 0 | 0 | 0 | 0 | 0 | 0 | 0 | 0 | 0 | 0 | 0 | 0 | 0 | 0 | 0 | 0 | 0 | 0 | 0 | 0 | 0 | 0 | 0 | 0 | 0 | 0 | 0 | 0 | 0 | 0 | 0 | 0 | 0 | 0 | 0 | 0 | 0 | 0 | 0 | 0 | 0 | 0 | 0 | 0 | 0 | 0 | 0 | 0 | 0 | 0 | 0 | 0 | 0 | 0 | 0 | 0 | 0 | 0 | 0 | 0 | 0 | 0 | 0 | 0 | 1 |  | 0 | 0 | 0 | 0 | 0 | 0 | 0 | 0 | 0 | 0 | 0 | 0 | 0 | 0 | 0 | 0 | 0 | 0 | 0 | 1100 | 0 | 0 | 0 | 0 | 0 | 0 | 0 | 0 | 0 | 1 | 1 | 0 | 1 | 0 | 0 | 1 | -5797.881 | -6339.828 | -5675.751 | Lugo - Victorville area constraint | Lugo - Victorville area constraint | Lugo - Victorville area constraint |  | 0 | 0 | 0 | 0 | 0 | 0 | 876.62 | 67.08 | 786.64 | Sloan Canyon - Eldorado 500 kV constraint | Sloan Canyon - Eldorado 500 kV constraint | Sloan Canyon - Eldorado 500 kV constraint |  | 5 | 1 | YES | 2 | 4 | 1 | YES | 2
PG&E NGBA | Hartley | 60 | 0 | 0 | 0 | 0 | 0 | 0 | 0 | 0 | 0 | 0 | 0 | 0 | 0 | 0 | 0 | 0 | 0 | 0 | 0 | 0 | 0 | 0 | 0 | 0 | 0 | 0 | 0 | 0 | 0 | 0 | 0 | 0 | 0 | 0 | 0 | 0 | 0 | 0 | 0 | 1 | 0 | 0 | 0 | 0 | 0 | 0 | 0 | 0 | 0 | 0 | 0 | 0 | 1 | 0 | 0 | 0 | 0 | 0 | 0 | 0 | 0 | 0 | 0 | 0 | 0 | 0 | 1 | 0 | 0 | 0 | 0 | 0 | 0 | 0 | 0 | 0 | 0 | 0 | 0 | 0 | 0 | 0 | 0 | 0 | 0 | 0 | 0 | 0 | 0 | 0 | 0 | 0 | 0 | 0 | 0 | 0 | 0 | 1 |  | 0 | 0 | 0 | 0 | 0 | 0 | 0 | 0 | 0 | 0 | 0 | 0 | 0 | 0 | 0 | 0 | 0 | 0 | 0 | 0 | 0 | 0 | 0 | 0 | 0 | 0 | 0 | 0 | 0 | 0 | 2 | 0 | 1 | 0 | 0 | 0 | -2282.29 | -1253.7212 | 335.9726 | Collinsville-Tesla 500 kV Line | Collinsville-Tesla 500 kV Line | Birds Landing-Contra Costa 230kV Line |  | 0 | 0 | 0 | 0 | 0 | 0 | 1505.81 | 1776.2038 | 335.9726 | Birds Landing-Contra Costa 230kV Line | Birds Landing-Contra Costa 230kV Line | Birds Landing-Contra Costa 230kV Line |  | 5 | 1 | YES | 2 | 1 | 1 | NO | 1
SCE NOL | Harvard | 115 | 0 | 0 | 0 | 0 | 0 | 0 | 0 | 0 | 0 | 0 | 0 | 1 | 1 | 1 | 0 | 0 | 0 | 0 | 0 | 0 | 0 | 0 | 0 | 0 | 0 | 0 | 0 | 0 | 0 | 0 | 0 | 0 | 0 | 0 | 0 | 0 | 0 | 0 | 0 | 0 | 0 | 0 | 0 | 0 | 0 | 0 | 0 | 0 | 0 | 0 | 0 | 0 | 0 | 0 | 0 | 0 | 0 | 0 | 0 | 0 | 0 | 0 | 0 | 0 | 0 | 0 | 0 | 0 | 0 | 0 | 0 | 0 | 0 | 0 | 0 | 0 | 0 | 0 | 0 | 0 | 0 | 0 | 0 | 0 | 0 | 0 | 0 | 0 | 0 | 0 | 0 | 0 | 0 | 0 | 0 | 0 | 0 | 3 |  | 0 | 0 | 0 | 0 | 0 | 0 | 0 | 0 | 0 | 0 | 0 | 0 | 0 | 0 | 0 | 0 | 0 | 0 | 0 | 0 | 0 | 0 | 0 | 0 | 0 | 0 | 0 | 0 | 0 | 0 | 0 | 2 | 0 | 0 | 0 | 0 | -104.4 | 65.95 | 1269.924 | South of Kramer Area Constraint | South of Kramer Area Constraint | South of Kramer Area Constraint |  | 0 | 2 | 0 | 0 | 0 | 0 | -104.4 | 65.95 | 1269.924 | South of Kramer Area Constraint | South of Kramer Area Constraint | South of Kramer Area Constraint |  | 3 | 3 | NO | 3 | 1 | 1 | NO | 1
SDGE | Hassayampa | 500 | 0 | 0 | 0 | 0 | 0 | 0 | 0 | 0 | 0 | 0 | 0 | 0 | 0 | 0 | 0 | 0 | 0 | 1 | 0 | 0 | 0 | 0 | 0 | 0 | 1 | 0 | 0 | 0 | 0 | 0 | 0 | 1 | 0 | 0 | 0 | 0 | 0 | 0 | 0 | 0 | 0 | 0 | 0 | 0 | 0 | 0 | 0 | 0 | 0 | 0 | 0 | 0 | 0 | 0 | 0 | 0 | 0 | 0 | 0 | 0 | 0 | 0 | 0 | 0 | 0 | 0 | 0 | 0 | 0 | 0 | 0 | 0 | 0 | 0 | 0 | 0 | 0 | 0 | 0 | 0 | 0 | 0 | 0 | 0 | 0 | 0 | 0 | 0 | 0 | 0 | 0 | 0 | 0 | 0 | 0 | 0 | 0 | 2 |  | 0 | 0 | 0 | 0 | 0 | 0 | 0 | 0 | 0 | 52.5 | 0 | 10 | 0 | 0 | 1 | 0 | 0 | 0 | 0 | 0 | 0 | 0 | 0 | 0 | 5085 | 85 | 95 | 700 | 0 | 1 | 1 | 2 | 1 | 2 | 0 | 2 | -5797.881 | -6339.828 | -5675.751 | Lugo - Victorville area constraint | Lugo - Victorville area constraint | Lugo - Victorville area constraint |  | 0 | 2 | 0 | 2 | 0 | 1 | -1433.486 | -1416.858 | -915.364 | Devers-Red Bluff Constraint | Devers-Red Bluff Constraint | Devers-Red Bluff Constraint |  | 5 | 4 | YES | 4 | 4 | 4 | NO | 4
PG&E FRESNO | Helm | 230 | 0 | 0 | 0 | 0 | 0 | 0 | 0 | 0 | 0 | 0 | 0 | 0 | 0 | 0 | 0 | 0 | 0 | 0 | 0 | 0 | 0 | 0 | 0 | 0 | 0 | 0 | 0 | 0 | 0 | 0 | 0 | 0 | 0 | 0 | 0 | 0 | 0 | 0 | 0 | 0 | 0 | 0 | 0 | 0 | 0 | 1 | 0 | 0 | 0 | 0 | 0 | 0 | 0 | 0 | 0 | 0 | 0 | 0 | 0 | 0 | 0 | 0 | 0 | 0 | 0 | 0 | 0 | 0 | 0 | 0 | 0 | 0 | 0 | 0 | 0 | 0 | 0 | 0 | 1 | 1 | 0 | 1 | 0 | 0 | 0 | 1 | 0 | 0 | 0 | 1 | 0 | 0 | 0 | 0 | 0 | 0 | 0 | 1 |  | 0 | 0 | 0 | 0 | 0 | 0 | 0 | 0 | 0 | 0 | 0 | 0 | 0 | 0 | 0 | 0 | 0 | 0 | 0 | 0 | 0 | 0 | 0 | 0 | 150 | 0 | 0 | 0 | 0 | 1 | 3 | 0 | 5 | 0 | 3 | 0 | -628.35 | -3180.532 | -3151.403 | Borden-Storey #1 230kV line | Gates 500/230kV TB #11 | Gates 500/230kV TB #12 |  | 0 | 0 | 1 | 0 | 0 | 0 | 181.95 | -339.66 | 1052.6198 | Bellota-Weber 230kV line | Bellota-Weber 230kV line | Bellota-Weber 230kV line |  | 5 | 5 | NO | 5 | 5 | 1 | YES | 2
PG&E FRESNO | Helm | 70 | 0 | 0 | 0 | 0 | 0 | 0 | 0 | 0 | 0 | 0 | 0 | 0 | 0 | 0 | 0 | 0 | 0 | 0 | 0 | 0 | 0 | 0 | 0 | 0 | 0 | 0 | 0 | 0 | 0 | 0 | 0 | 0 | 0 | 0 | 0 | 0 | 0 | 0 | 0 | 0 | 0 | 0 | 0 | 0 | 0 | 0 | 0 | 0 | 0 | 0 | 0 | 0 | 0 | 0 | 0 | 0 | 0 | 0 | 0 | 0 | 0 | 0 | 0 | 0 | 0 | 0 | 0 | 0 | 0 | 0 | 0 | 0 | 0 | 0 | 0 | 0 | 0 | 0 | 0 | 1 | 0 | 1 | 0 | 0 | 0 | 1 | 0 | 0 | 0 | 0 | 0 | 1 | 0 | 0 | 0 | 0 | 0 | 1 |  | 0 | 0 | 0 | 0 | 0 | 0 | 0 | 0 | 0 | 0 | 0 | 0 | 0 | 0 | 0 | 0 | 0 | 0 | 0 | 0 | 0 | 0 | 0 | 0 | 0 | 0 | 0 | 0 | 0 | 0 | 1 | 0 | 2 | 0 | 1 | 0 | -385.58 | -3180.532 | -2164.4302 | Gates 500/230kV TB #11 | Gates 500/230kV TB #11 | Gates 500/230kV TB #11 |  | 0 | 0 | 0 | 0 | 0 | 0 | 3 | 20.5 | 135.35 | Helm 230/70kV TB #1 | Helm 230/70kV TB #1 | Helm 230/70kV TB #1 |  | 5 | 1 | YES | 2 | 5 | 1 | YES | 2
PG&E FRESNO | Henrietta | 115 | 0 | 0 | 0 | 0 | 0 | 0 | 0 | 0 | 0 | 0 | 0 | 0 | 0 | 0 | 0 | 0 | 0 | 0 | 0 | 0 | 0 | 0 | 0 | 0 | 0 | 0 | 0 | 0 | 0 | 0 | 0 | 0 | 0 | 0 | 0 | 0 | 0 | 0 | 0 | 0 | 0 | 0 | 0 | 0 | 0 | 0 | 0 | 0 | 0 | 0 | 0 | 0 | 0 | 0 | 0 | 0 | 0 | 0 | 0 | 0 | 0 | 0 | 0 | 0 | 0 | 0 | 0 | 0 | 1 | 0 | 0 | 0 | 0 | 0 | 0 | 0 | 0 | 0 | 0 | 1 | 0 | 1 | 0 | 0 | 0 | 1 | 0 | 0 | 0 | 0 | 0 | 0 | 0 | 0 | 0 | 0 | 0 | 1 |  | 0 | 0 | 0 | 0 | 0 | 0 | 0 | 0 | 0 | 0 | 0 | 0 | 0 | 0 | 0 | 0 | 0 | 0 | 0 | 0 | 0 | 0 | 0 | 0 | 160 | 0 | 0 | 0 | 0 | 1 | 1 | 0 | 2 | 0 | 1 | 0 | -385.58 | -3180.532 | -2164.4302 | Gates 500/230kV TB #11 | Gates 500/230kV TB #11 | Gates 500/230kV TB #11 |  | 0 | 0 | 0 | 0 | 0 | 0 | 682.55 | 472.67 | 299.0988 | Gates-Arco 230 kV Line | Gates-Arco 230 kV Line | Gates-Arco 230 kV Line |  | 5 | 1 | YES | 2 | 5 | 1 | YES | 2
PG&E FRESNO | Henrietta | 230 | 0 | 0 | 0 | 0 | 0 | 0 | 0 | 0 | 0 | 0 | 0 | 0 | 0 | 0 | 0 | 0 | 0 | 0 | 0 | 0 | 0 | 0 | 0 | 0 | 0 | 0 | 0 | 0 | 0 | 0 | 0 | 0 | 0 | 0 | 0 | 0 | 0 | 0 | 0 | 0 | 0 | 0 | 0 | 0 | 0 | 0 | 0 | 0 | 0 | 0 | 0 | 0 | 0 | 0 | 0 | 0 | 0 | 0 | 0 | 0 | 0 | 0 | 0 | 0 | 0 | 0 | 0 | 0 | 1 | 0 | 0 | 0 | 0 | 0 | 0 | 0 | 0 | 0 | 0 | 1 | 0 | 1 | 0 | 0 | 0 | 0 | 0 | 0 | 0 | 0 | 0 | 0 | 0 | 0 | 0 | 0 | 0 | 0 |  | 0 | 0 | 0 | 0 | 0 | 0 | 0 | 0 | 0 | 0 | 0 | 0 | 0 | 0 | 0 | 0 | 0 | 0 | 0 | 0 | 0 | 0 | 0 | 0 | 460 | 0 | 0 | 523 | 0 | 1 | 1 | 0 | 2 | 0 | 1 | 0 | -385.58 | -3180.532 | -2164.4302 | Gates 500/230kV TB #11 | Gates 500/230kV TB #11 | Gates 500/230kV TB #11 |  | 0 | 0 | 0 | 0 | 0 | 0 | 682.55 | 472.67 | 299.0988 | Gates-Arco 230 kV Line | Gates-Arco 230 kV Line | Gates-Arco 230 kV Line |  | 5 | 1 | YES | 2 | 5 | 1 | YES | 2
PG&E FRESNO | Henrietta | 70 | 0 | 0 | 0 | 0 | 0 | 0 | 0 | 0 | 0 | 0 | 0 | 0 | 0 | 0 | 0 | 0 | 0 | 0 | 0 | 0 | 0 | 0 | 0 | 0 | 0 | 0 | 0 | 0 | 0 | 0 | 0 | 0 | 0 | 0 | 0 | 0 | 0 | 0 | 0 | 0 | 0 | 0 | 0 | 0 | 0 | 1 | 0 | 0 | 0 | 0 | 0 | 0 | 0 | 0 | 0 | 0 | 0 | 0 | 0 | 0 | 0 | 0 | 0 | 0 | 0 | 0 | 0 | 0 | 0 | 0 | 0 | 0 | 0 | 0 | 0 | 0 | 0 | 0 | 1 | 0 | 0 | 1 | 0 | 0 | 0 | 1 | 0 | 0 | 0 | 1 | 0 | 0 | 0 | 0 | 1 | 0 | 0 | 1 |  | 0 | 0 | 0 | 0 | 0 | 0 | 0 | 0 | 3 | 0 | 0 | -99.4 | 0 | 0 | 1 | 0 | 0 | 0 | 0 | 0 | 0 | 0 | 0 | 3 | 0 | 0 | 73.8 | 0 | 0 | 1 | 2 | 0 | 5 | 0 | 2 | 1 | -628.35 | -2441.884 | -3308.8336 | Borden-Storey #1 230kV line | Gates 500/230kV TB #12 | Mustang-Henrietta 230 kV line |  | 0 | 0 | 1 | 0 | 0 | 1 | 181.95 | -339.66 | -829.8336 | Bellota-Weber 230kV line | Bellota-Weber 230kV line | Mustang-Henrietta 230 kV line |  | 5 | 5 | NO | 5 | 5 | 4 | YES | 4
PG&E FRESNO | Herndon | 115 | 0 | 0 | 0 | 0 | 0 | 0 | 0 | 0 | 0 | 0 | 0 | 0 | 0 | 0 | 0 | 0 | 0 | 0 | 0 | 0 | 0 | 0 | 0 | 0 | 0 | 0 | 0 | 0 | 0 | 0 | 0 | 0 | 0 | 0 | 0 | 0 | 0 | 0 | 0 | 0 | 0 | 0 | 0 | 0 | 0 | 0 | 0 | 0 | 0 | 0 | 0 | 0 | 0 | 0 | 0 | 0 | 0 | 0 | 0 | 0 | 0 | 0 | 0 | 0 | 0 | 0 | 0 | 0 | 0 | 0 | 0 | 0 | 0 | 0 | 0 | 0 | 0 | 0 | 0 | 1 | 0 | 1 | 1 | 1 | 0 | 1 | 0 | 1 | 0 | 0 | 0 | 0 | 1 | 0 | 0 | 0 | 0 | 1 |  | 0 | 0 | 0 | 0 | 0 | 0 | 0 | 0 | 0 | 0 | 0 | 0 | 0 | 0 | 0 | 0 | 0 | 0 | 0 | 0 | 0 | 0 | 0 | 0 | 0 | 0 | 0 | 0 | 0 | 0 | 2 | 0 | 3 | 0 | 1 | 0 | -570.55 | -3180.532 | -2164.4302 | Chowchilla-Le grand 115kV Line | Gates 500/230kV TB #11 | Gates 500/230kV TB #11 |  | 0 | 0 | 0 | 0 | 0 | 0 | 15.95 | 0.35 | 378.2276 | Oro Loma-El Nido 115kV Line | Oro Loma-El Nido 115kV Line | Oro Loma-El Nido 115kV Line |  | 5 | 1 | YES | 2 | 5 | 1 | YES | 2
PG&E FRESNO | Herndon | 230 | 0 | 0 | 0 | 0 | 0 | 0 | 0 | 0 | 0 | 0 | 0 | 0 | 0 | 0 | 0 | 0 | 0 | 0 | 0 | 0 | 0 | 0 | 0 | 0 | 0 | 0 | 0 | 0 | 0 | 0 | 0 | 0 | 0 | 0 | 0 | 0 | 0 | 0 | 0 | 0 | 0 | 0 | 0 | 0 | 0 | 0 | 0 | 0 | 0 | 0 | 0 | 0 | 0 | 0 | 0 | 0 | 0 | 0 | 0 | 1 | 0 | 0 | 0 | 0 | 0 | 0 | 0 | 0 | 0 | 0 | 0 | 0 | 0 | 0 | 0 | 0 | 0 | 0 | 0 | 1 | 0 | 1 | 1 | 1 | 0 | 1 | 0 | 1 | 0 | 0 | 0 | 0 | 1 | 0 | 0 | 0 | 0 | 1 |  | 0 | 2 | 0 | 0 | 0 | 0 | 0 | 0 | 0 | 0 | 0 | 0 | 0 | 0 | 1 | 0 | 2 | 0 | 0 | 0 | 0 | 0 | 0 | 0 | 0 | 0 | 0 | 0 | 0 | 1 | 3 | 0 | 3 | 0 | 1 | 0 | -614.49 | -3180.532 | -2164.4302 | Tesla-Bellota 230 kV line | Gates 500/230kV TB #11 | Gates 500/230kV TB #11 |  | 0 | 1 | 0 | 0 | 0 | 0 | -314.49 | 0.35 | 378.2276 | Tesla-Bellota 230 kV line | Oro Loma-El Nido 115kV Line | Oro Loma-El Nido 115kV Line |  | 5 | 4 | YES | 4 | 5 | 1 | YES | 2
PG&E GBA | Hicks | 230 | 0 | 0 | 0 | 0 | 0 | 0 | 0 | 0 | 0 | 0 | 0 | 0 | 0 | 0 | 0 | 0 | 0 | 0 | 0 | 0 | 0 | 0 | 0 | 0 | 0 | 0 | 0 | 0 | 0 | 0 | 0 | 0 | 0 | 0 | 0 | 0 | 0 | 0 | 0 | 0 | 0 | 0 | 0 | 0 | 0 | 0 | 0 | 0 | 0 | 0 | 0 | 0 | 1 | 0 | 0 | 0 | 0 | 0 | 0 | 1 | 0 | 0 | 0 | 0 | 0 | 0 | 0 | 0 | 0 | 0 | 0 | 0 | 0 | 0 | 0 | 0 | 0 | 0 | 0 | 0 | 0 | 0 | 0 | 0 | 0 | 0 | 0 | 0 | 0 | 0 | 0 | 0 | 0 | 0 | 0 | 0 | 1 | 1 |  | 0 | 0 | 0 | 0 | 0 | 0 | 0 | 0 | 0 | 0 | 0 | 0 | 0 | 0 | 0 | 0 | 0 | 0 | 0 | 0 | 0 | 0 | 0 | 0 | 0 | 0 | 0 | 0 | 0 | 0 | 1 | 0 | 0 | 0 | 0 | 0 | -614.49 | 1147.6438 | 1144.2952 | Tesla-Bellota 230 kV line | Tesla-Bellota 230 kV line | Tesla-Bellota 230 kV line |  | 0 | 1 | 0 | 0 | 0 | 0 | -314.49 | 1265.082 | 1144.2952 | Tesla-Bellota 230 kV line | NEW-Metcalf-Mosslanding 500kV | Tesla-Bellota 230 kV line |  | 5 | 4 | YES | 4 | 1 | 1 | NO | 1
PG&E NGBA | Higgins | 115 | 0 | 0 | 0 | 0 | 0 | 0 | 0 | 0 | 0 | 0 | 0 | 0 | 0 | 0 | 0 | 0 | 0 | 0 | 0 | 0 | 0 | 0 | 0 | 0 | 0 | 0 | 0 | 0 | 0 | 0 | 0 | 0 | 0 | 0 | 0 | 0 | 0 | 0 | 0 | 1 | 0 | 0 | 1 | 0 | 0 | 1 | 1 | 1 | 0 | 0 | 0 | 0 | 0 | 0 | 0 | 0 | 0 | 0 | 0 | 1 | 1 | 0 | 0 | 0 | 0 | 0 | 0 | 0 | 0 | 0 | 0 | 0 | 0 | 0 | 0 | 0 | 0 | 0 | 0 | 0 | 0 | 0 | 0 | 0 | 0 | 0 | 0 | 0 | 0 | 0 | 0 | 0 | 0 | 0 | 0 | 0 | 0 | 0 |  | 0 | 0 | 0 | 0 | 0 | 0 | 0 | 0 | 0 | 0 | 0 | 0 | 0 | 0 | 0 | 0 | 0 | 0 | 0 | 0 | 0 | 0 | 0 | 0 | 0 | 0 | 0 | 0 | 0 | 0 | 2 | 0 | 2 | 0 | 0 | 0 | -2282.29 | -1253.7212 | 211.04 | Collinsville-Tesla 500 kV Line | Collinsville-Tesla 500 kV Line | Bell-Placer 115kV Line |  | 0 | 1 | 1 | 0 | 0 | 0 | -314.49 | -339.66 | 211.04 | Tesla-Bellota 230 kV line | Bellota-Weber 230kV line | Bell-Placer 115kV Line |  | 5 | 5 | NO | 5 | 1 | 1 | NO | 1
PG&E NGBA | Hilltop | 345 | 0 | 0 | 0 | 0 | 0 | 0 | 0 | 0 | 0 | 0 | 0 | 0 | 0 | 0 | 0 | 0 | 0 | 0 | 0 | 0 | 0 | 0 | 0 | 0 | 0 | 0 | 0 | 0 | 0 | 0 | 0 | 0 | 0 | 0 | 0 | 0 | 0 | 0 | 0 | 1 | 0 | 0 | 0 | 0 | 0 | 0 | 0 | 0 | 0 | 0 | 0 | 0 | 0 | 0 | 0 | 0 | 0 | 0 | 0 | 0 | 0 | 0 | 0 | 0 | 0 | 0 | 0 | 0 | 0 | 0 | 0 | 0 | 0 | 0 | 0 | 0 | 0 | 0 | 0 | 0 | 0 | 0 | 0 | 0 | 0 | 0 | 0 | 0 | 0 | 0 | 0 | 0 | 0 | 0 | 0 | 0 | 0 | 0 |  | 0 | 0 | 0 | 0 | 0 | 0 | 0 | 0 | 0 | 0 | 0 | 0 | 0 | 0 | 0 | 100 | 0 | 0 | 0 | 0 | 0 | 0 | 0 | 0 | 0 | 0 | 0 | 0 | 0 | 1 | 1 | 0 | 1 | 0 | 0 | 0 | -2282.29 | -1253.7212 | 884.6639 | Collinsville-Tesla 500 kV Line | Collinsville-Tesla 500 kV Line | Collinsville-Tesla 500 kV Line |  | 0 | 0 | 0 | 0 | 0 | 0 | 6362.71 | 7391.2788 | 884.6639 | Collinsville-Tesla 500 kV Line | Collinsville-Tesla 500 kV Line | Collinsville-Tesla 500 kV Line |  | 5 | 1 | YES | 2 | 1 | 1 | NO | 1
SCE Metro | Hinson | 230 | 0 | 0 | 0 | 0 | 0 | 0 | 0 | 0 | 1 | 1 | 0 | 0 | 0 | 0 | 0 | 0 | 0 | 0 | 0 | 0 | 0 | 0 | 0 | 0 | 0 | 0 | 0 | 0 | 0 | 0 | 0 | 0 | 0 | 0 | 0 | 0 | 0 | 0 | 0 | 0 | 0 | 0 | 0 | 0 | 0 | 0 | 0 | 0 | 0 | 0 | 0 | 0 | 0 | 0 | 0 | 0 | 0 | 0 | 0 | 0 | 0 | 0 | 0 | 0 | 0 | 0 | 0 | 0 | 0 | 0 | 0 | 0 | 0 | 0 | 0 | 0 | 0 | 0 | 0 | 0 | 0 | 0 | 0 | 0 | 0 | 0 | 0 | 0 | 0 | 0 | 0 | 0 | 0 | 0 | 0 | 0 | 0 | 0 |  | 0 | 0 | 0 | 0 | 0 | 0 | 0 | 0 | 2.4 | 0 | 0 | 200 | 0 | 0 | 1 | 0 | 0 | 0 | 0 | 0 | 0 | 0 | 0 | 3.08 | 0 | 0 | 525 | 0 | 0 | 1 | 0 | 0 | 0 | 0 | 0 | 0 | 1336.8284 | 2017.444 | 4056.301 | Hinson - Del Amo Constraint | Hinson - Del Amo Constraint | Hinson - Del Amo Constraint |  | 0 | 0 | 0 | 0 | 0 | 0 | 1336.8284 | 2017.444 | 4056.301 | Hinson - Del Amo Constraint | Hinson - Del Amo Constraint | Hinson - Del Amo Constraint |  | 1 | 1 | NO | 1 | 1 | 1 | NO | 1
PG&E GBA | Hollister | 115 | 0 | 0 | 0 | 0 | 0 | 0 | 0 | 0 | 0 | 0 | 0 | 0 | 0 | 0 | 0 | 0 | 0 | 0 | 0 | 0 | 0 | 0 | 0 | 0 | 0 | 0 | 0 | 0 | 0 | 0 | 0 | 0 | 0 | 0 | 0 | 0 | 0 | 0 | 0 | 0 | 0 | 0 | 0 | 0 | 0 | 0 | 0 | 0 | 0 | 0 | 0 | 0 | 0 | 0 | 0 | 1 | 0 | 0 | 0 | 1 | 0 | 0 | 0 | 0 | 1 | 0 | 0 | 0 | 0 | 0 | 0 | 0 | 0 | 0 | 0 | 0 | 0 | 0 | 0 | 0 | 0 | 0 | 0 | 0 | 0 | 0 | 0 | 0 | 0 | 0 | 0 | 0 | 0 | 0 | 0 | 0 | 1 | 0 |  | 0 | 0 | 0 | 0 | 0 | 0 | 0 | 0 | 0 | 0 | 0 | 0 | 0 | 0 | 0 | 0 | 0 | 0 | 0 | 0 | 0 | 0 | 0 | 0 | 0 | 0 | 0 | 0 | 0 | 0 | 1 | 0 | 0 | 0 | 0 | 0 | -614.49 | 351.6 | 172.2 | Tesla-Bellota 230 kV line | Morganhill-Metcalf 115kV Line | Morganhill-Metcalf 115kV Line |  | 0 | 1 | 0 | 0 | 0 | 0 | -314.49 | 351.6 | 172.2 | Tesla-Bellota 230 kV line | Morganhill-Metcalf 115kV Line | Morganhill-Metcalf 115kV Line |  | 5 | 4 | YES | 4 | 1 | 1 | NO | 1
PG&E NGBA | Homestake | 115 | 0 | 0 | 0 | 0 | 0 | 0 | 0 | 0 | 0 | 0 | 0 | 0 | 0 | 0 | 0 | 0 | 0 | 0 | 0 | 0 | 0 | 0 | 0 | 0 | 0 | 0 | 0 | 0 | 0 | 0 | 0 | 0 | 0 | 0 | 0 | 0 | 0 | 0 | 0 | 1 | 0 | 1 | 0 | 0 | 0 | 0 | 0 | 0 | 0 | 0 | 0 | 0 | 1 | 0 | 1 | 1 | 0 | 0 | 0 | 0 | 0 | 0 | 0 | 0 | 0 | 0 | 1 | 0 | 0 | 0 | 0 | 0 | 0 | 0 | 0 | 0 | 0 | 0 | 0 | 0 | 0 | 0 | 0 | 0 | 0 | 0 | 0 | 0 | 0 | 0 | 0 | 0 | 0 | 0 | 0 | 0 | 0 | 1 |  | 0 | 0 | 0 | 0 | 0 | 0 | 0 | 0 | 0 | 0 | 0 | 0 | 0 | 0 | 0 | 0 | 0 | 0 | 0 | 0 | 0 | 0 | 0 | 0 | 0 | 0 | 0 | 0 | 0 | 0 | 2 | 0 | 1 | 0 | 0 | 0 | -2282.29 | -1253.7212 | 335.9726 | Collinsville-Tesla 500 kV Line | Collinsville-Tesla 500 kV Line | Birds Landing-Contra Costa 230kV Line |  | 0 | 0 | 0 | 0 | 0 | 0 | 661.81 | 929.8 | 335.9726 | Contra Costa- Windmaster 230 kV line | Cortina-Eagle Rock 115 kV line | Birds Landing-Contra Costa 230kV Line |  | 5 | 1 | YES | 2 | 1 | 1 | NO | 1
PG&E NGBA | Honcut | 115 | 0 | 0 | 0 | 0 | 0 | 0 | 0 | 0 | 0 | 0 | 0 | 0 | 0 | 0 | 0 | 0 | 0 | 0 | 0 | 0 | 0 | 0 | 0 | 0 | 0 | 0 | 0 | 0 | 0 | 0 | 0 | 0 | 0 | 0 | 0 | 0 | 0 | 0 | 0 | 1 | 0 | 0 | 0 | 0 | 1 | 1 | 1 | 1 | 0 | 0 | 0 | 0 | 0 | 0 | 0 | 0 | 0 | 0 | 0 | 1 | 1 | 0 | 0 | 0 | 0 | 0 | 0 | 0 | 0 | 0 | 0 | 0 | 0 | 0 | 0 | 0 | 0 | 0 | 0 | 0 | 0 | 0 | 0 | 0 | 0 | 0 | 0 | 0 | 0 | 0 | 0 | 0 | 0 | 0 | 0 | 0 | 0 | 0 |  | 0 | 0 | 0 | 0 | 0 | 0 | 0 | 0 | 0 | 0 | 0 | 0 | 0 | 0 | 0 | 0 | 0 | 0 | 0 | 0 | 0 | 0 | 0 | 0 | 0 | 0 | 0 | 0 | 0 | 0 | 2 | 0 | 2 | 0 | 0 | 0 | -2282.29 | -1253.7212 | 85.9836 | Collinsville-Tesla 500 kV Line | Collinsville-Tesla 500 kV Line | Rocklin-Pleaseant grove 115kV line |  | 0 | 1 | 1 | 0 | 0 | 0 | -314.49 | -339.66 | 85.9836 | Tesla-Bellota 230 kV line | Bellota-Weber 230kV line | Rocklin-Pleaseant grove 115kV line |  | 5 | 5 | NO | 5 | 1 | 1 | NO | 1
SDGE | Hoodoo Wash | 500 | 0 | 0 | 0 | 0 | 0 | 0 | 0 | 0 | 0 | 0 | 0 | 0 | 0 | 0 | 0 | 0 | 0 | 0 | 0 | 0 | 0 | 0 | 0 | 0 | 1 | 0 | 0 | 0 | 0 | 0 | 0 | 1 | 1 | 0 | 0 | 0 | 0 | 0 | 0 | 0 | 0 | 0 | 0 | 0 | 0 | 0 | 0 | 0 | 0 | 0 | 0 | 0 | 0 | 0 | 0 | 0 | 0 | 0 | 0 | 0 | 0 | 0 | 0 | 0 | 0 | 0 | 0 | 0 | 0 | 0 | 0 | 0 | 0 | 0 | 0 | 0 | 0 | 0 | 0 | 0 | 0 | 0 | 0 | 0 | 0 | 0 | 0 | 0 | 0 | 0 | 0 | 0 | 0 | 0 | 0 | 0 | 0 | 2 |  | 0 | 0 | 0 | 0 | 0 | 0 | 0 | 0 | 0 | 6 | 0 | 0 | 0 | 0 | 1 | 0 | 0 | 0 | 0 | 0 | 0 | 0 | 0 | 0 | 243.5 | 5790.6 | 297.5 | 0 | 0 | 1 | 1 | 0 | 1 | 0 | 0 | 1 | -5797.881 | -6339.828 | -5675.751 | Lugo - Victorville area constraint | Lugo - Victorville area constraint | Lugo - Victorville area constraint |  | 0 | 0 | 0 | 0 | 0 | 0 | 29.03 | 393.085 | 352.931 | San Luis Rey-San Onofre 230 kV line constraint | San Luis Rey-San Onofre 230 kV line constraint | East of Miguel constraint |  | 5 | 1 | YES | 2 | 4 | 1 | YES | 2
PG&E NGBA | Hopland | 115 | 0 | 0 | 0 | 0 | 0 | 0 | 0 | 0 | 0 | 0 | 0 | 0 | 0 | 0 | 0 | 0 | 0 | 0 | 0 | 0 | 0 | 0 | 0 | 0 | 0 | 0 | 0 | 0 | 0 | 0 | 0 | 0 | 0 | 0 | 0 | 0 | 0 | 0 | 0 | 1 | 0 | 0 | 0 | 0 | 0 | 0 | 0 | 0 | 0 | 0 | 0 | 0 | 1 | 0 | 0 | 0 | 0 | 0 | 0 | 0 | 0 | 0 | 0 | 0 | 0 | 0 | 1 | 0 | 0 | 0 | 0 | 0 | 0 | 0 | 0 | 0 | 0 | 0 | 0 | 0 | 0 | 0 | 0 | 0 | 0 | 0 | 0 | 0 | 0 | 0 | 0 | 0 | 0 | 0 | 0 | 0 | 0 | 1 |  | 0 | 0 | 0 | 0 | 0 | 0 | 0 | 0 | 0 | 0 | 0 | 0 | 0 | 0 | 0 | 0 | 0 | 0 | 0 | 0 | 0 | 0 | 0 | 0 | 0 | 0 | 0 | 0 | 0 | 0 | 2 | 0 | 1 | 0 | 0 | 0 | -2282.29 | -1253.7212 | 335.9726 | Collinsville-Tesla 500 kV Line | Collinsville-Tesla 500 kV Line | Birds Landing-Contra Costa 230kV Line |  | 0 | 0 | 0 | 0 | 0 | 0 | 1505.81 | 1776.2038 | 335.9726 | Birds Landing-Contra Costa 230kV Line | Birds Landing-Contra Costa 230kV Line | Birds Landing-Contra Costa 230kV Line |  | 5 | 1 | YES | 2 | 1 | 1 | NO | 1
PG&E NGBA | Hopland | 60 | 0 | 0 | 0 | 0 | 0 | 0 | 0 | 0 | 0 | 0 | 0 | 0 | 0 | 0 | 0 | 0 | 0 | 0 | 0 | 0 | 0 | 0 | 0 | 0 | 0 | 0 | 0 | 0 | 0 | 0 | 0 | 0 | 0 | 0 | 0 | 0 | 0 | 0 | 0 | 1 | 0 | 0 | 0 | 0 | 0 | 0 | 0 | 0 | 0 | 0 | 0 | 0 | 1 | 0 | 0 | 0 | 0 | 0 | 0 | 0 | 0 | 0 | 0 | 0 | 0 | 0 | 1 | 0 | 0 | 0 | 0 | 0 | 0 | 0 | 0 | 0 | 0 | 0 | 0 | 0 | 0 | 0 | 0 | 0 | 0 | 0 | 0 | 0 | 0 | 0 | 0 | 0 | 0 | 0 | 0 | 0 | 0 | 1 |  | 0 | 0 | 0 | 0 | 0 | 0 | 0 | 0 | 0 | 0 | 0 | 0 | 0 | 0 | 0 | 0 | 0 | 0 | 0 | 0 | 0 | 0 | 0 | 0 | 0 | 0 | 0 | 0 | 0 | 0 | 2 | 0 | 1 | 0 | 0 | 0 | -2282.29 | -1253.7212 | 335.9726 | Collinsville-Tesla 500 kV Line | Collinsville-Tesla 500 kV Line | Birds Landing-Contra Costa 230kV Line |  | 0 | 0 | 0 | 0 | 0 | 0 | 1505.81 | 1776.2038 | 335.9726 | Birds Landing-Contra Costa 230kV Line | Birds Landing-Contra Costa 230kV Line | Birds Landing-Contra Costa 230kV Line |  | 5 | 1 | YES | 2 | 1 | 1 | NO | 1
PG&E NGBA | Humboldt | 115 | 0 | 0 | 0 | 0 | 0 | 0 | 0 | 0 | 0 | 0 | 0 | 0 | 0 | 0 | 0 | 0 | 0 | 0 | 0 | 0 | 0 | 0 | 0 | 0 | 0 | 0 | 0 | 0 | 0 | 0 | 0 | 0 | 0 | 0 | 0 | 0 | 0 | 0 | 0 | 1 | 0 | 0 | 0 | 0 | 0 | 0 | 0 | 0 | 0 | 0 | 0 | 0 | 0 | 0 | 0 | 0 | 0 | 0 | 0 | 0 | 0 | 0 | 0 | 0 | 0 | 0 | 0 | 0 | 0 | 0 | 0 | 0 | 0 | 0 | 0 | 0 | 0 | 0 | 0 | 0 | 0 | 0 | 0 | 0 | 0 | 0 | 0 | 0 | 0 | 0 | 0 | 0 | 0 | 0 | 0 | 0 | 0 | 0 |  | 0 | 0 | 0 | 0 | 0 | 0 | 0 | 0 | 0 | 0 | 0 | 0 | 0 | 0 | 0 | 0 | 0 | 0 | 0 | 0 | 0 | 0 | 0 | 0 | 0 | 0 | 0 | 0 | 0 | 0 | 1 | 0 | 1 | 0 | 0 | 0 | -2282.29 | -1253.7212 | 884.6639 | Collinsville-Tesla 500 kV Line | Collinsville-Tesla 500 kV Line | Collinsville-Tesla 500 kV Line |  | 0 | 0 | 0 | 0 | 0 | 0 | 6362.71 | 7391.2788 | 884.6639 | Collinsville-Tesla 500 kV Line | Collinsville-Tesla 500 kV Line | Collinsville-Tesla 500 kV Line |  | 5 | 1 | YES | 2 | 1 | 1 | NO | 1
PG&E NGBA | Humboldt | 60 | 0 | 0 | 0 | 0 | 0 | 0 | 0 | 0 | 0 | 0 | 0 | 0 | 0 | 0 | 0 | 0 | 0 | 0 | 0 | 0 | 0 | 0 | 0 | 0 | 0 | 0 | 0 | 0 | 0 | 0 | 0 | 0 | 0 | 0 | 0 | 0 | 0 | 0 | 0 | 1 | 0 | 0 | 0 | 0 | 0 | 0 | 0 | 0 | 0 | 0 | 0 | 0 | 0 | 0 | 0 | 0 | 0 | 0 | 0 | 0 | 0 | 0 | 0 | 0 | 0 | 0 | 0 | 0 | 0 | 0 | 0 | 0 | 0 | 0 | 0 | 0 | 0 | 0 | 0 | 0 | 0 | 0 | 0 | 0 | 0 | 0 | 0 | 0 | 0 | 0 | 0 | 0 | 0 | 0 | 0 | 0 | 0 | 0 |  | 0 | 0 | 0 | 0 | 0 | 0 | 0 | 0 | 0 | 0 | 0 | 17.25 | 0 | 0 | 1 | 0 | 0 | 0 | 0 | 0 | 0 | 0 | 0 | 1.999 | 0 | 0 | 17.25 | 0 | 0 | 1 | 1 | 0 | 1 | 0 | 0 | 0 | -2282.29 | -1253.7212 | 884.6639 | Collinsville-Tesla 500 kV Line | Collinsville-Tesla 500 kV Line | Collinsville-Tesla 500 kV Line |  | 0 | 0 | 0 | 0 | 0 | 0 | 6362.71 | 7391.2788 | 884.6639 | Collinsville-Tesla 500 kV Line | Collinsville-Tesla 500 kV Line | Collinsville-Tesla 500 kV Line |  | 5 | 1 | YES | 2 | 1 | 1 | NO | 1
PG&E NGBA | Humboldt | 500 | 0 | 0 | 0 | 0 | 0 | 0 | 0 | 0 | 0 | 0 | 0 | 0 | 0 | 0 | 0 | 0 | 0 | 0 | 0 | 0 | 0 | 0 | 0 | 0 | 0 | 0 | 0 | 0 | 0 | 0 | 0 | 0 | 0 | 0 | 0 | 0 | 0 | 0 | 0 | 1 | 0 | 0 | 0 | 0 | 0 | 0 | 0 | 0 | 1 | 0 | 0 | 0 | 0 | 0 | 0 | 0 | 0 | 0 | 0 | 0 | 0 | 0 | 0 | 0 | 0 | 0 | 0 | 0 | 0 | 0 | 0 | 0 | 0 | 0 | 0 | 0 | 0 | 0 | 0 | 0 | 0 | 0 | 0 | 0 | 0 | 0 | 0 | 0 | 0 | 0 | 0 | 0 | 0 | 0 | 0 | 0 | 0 | 1 |  | 0 | 0 | 0 | 0 | 0 | 0 | 0 | 0 | 0 | 0 | 0 | 0 | 0 | 0 | 0 | 0 | 0 | 0 | 170.7 | 0 | 0 | 1607 | 0 | 0 | 0 | 0 | 0 | 0 | 0 | 1 | 1 | 0 | 1 | 0 | 0 | 0 | -2282.29 | -1253.7212 | 585.459 | Collinsville-Tesla 500 kV Line | Collinsville-Tesla 500 kV Line | Humboldt Offshore Wind constraint |  | 0 | 0 | 0 | 0 | 0 | 0 | 934.05 | 1576.85 | 585.459 | Humboldt Offshore Wind constraint | Humboldt Offshore Wind constraint | Humboldt Offshore Wind constraint |  | 5 | 1 | YES | 2 | 1 | 1 | NO | 1
SCE Metro | Huntington Beach | 230 | 0 | 0 | 0 | 0 | 0 | 0 | 0 | 0 | 0 | 1 | 0 | 0 | 0 | 0 | 0 | 0 | 0 | 0 | 0 | 0 | 0 | 0 | 0 | 0 | 0 | 0 | 0 | 0 | 0 | 0 | 0 | 0 | 0 | 0 | 0 | 0 | 0 | 0 | 0 | 0 | 0 | 0 | 0 | 0 | 0 | 0 | 0 | 0 | 0 | 0 | 0 | 0 | 0 | 0 | 0 | 0 | 0 | 0 | 0 | 0 | 0 | 0 | 0 | 0 | 0 | 0 | 0 | 0 | 0 | 0 | 0 | 0 | 0 | 0 | 0 | 0 | 0 | 0 | 0 | 0 | 0 | 0 | 0 | 0 | 0 | 0 | 0 | 0 | 0 | 0 | 0 | 0 | 0 | 0 | 0 | 0 | 0 | 0 |  | 0 | 0 | 0 | 0 | 0 | 0 | 0 | 0 | 0 | 0 | 0 | 0 | 0 | 0 | 0 | 0 | 0 | 0 | 0 | 0 | 0 | 0 | 0 | 0 | 0 | 0 | 0 | 0 | 0 | 0 | 0 | 0 | 0 | 0 | 0 | 0 | 2097.6988 | 6824.058 | 19009.2611 | SCE Metro Area Default Constraint | SCE Metro Area Default Constraint | SCE Metro Area Default Constraint |  | 0 | 0 | 0 | 0 | 0 | 0 | 2097.6988 | 6824.058 | 19009.2611 | SCE Metro Area Default Constraint | SCE Metro Area Default Constraint | SCE Metro Area Default Constraint |  | 1 | 1 | NO | 1 | 1 | 1 | NO | 1
PG&E NGBA | Ignacio | 115 | 0 | 0 | 0 | 0 | 0 | 0 | 0 | 0 | 0 | 0 | 0 | 0 | 0 | 0 | 0 | 0 | 0 | 0 | 0 | 0 | 0 | 0 | 0 | 0 | 0 | 0 | 0 | 0 | 0 | 0 | 0 | 0 | 0 | 0 | 0 | 0 | 0 | 0 | 0 | 1 | 0 | 0 | 0 | 0 | 0 | 0 | 0 | 0 | 0 | 0 | 0 | 0 | 1 | 1 | 1 | 1 | 0 | 0 | 0 | 1 | 0 | 0 | 0 | 0 | 0 | 1 | 0 | 0 | 0 | 0 | 0 | 0 | 0 | 0 | 0 | 0 | 0 | 0 | 0 | 0 | 0 | 0 | 0 | 0 | 0 | 0 | 0 | 0 | 0 | 0 | 0 | 0 | 0 | 0 | 0 | 0 | 0 | 1 |  | 0 | 0 | 0 | 0 | 0 | 0 | 0 | 0 | 0 | 0 | 0 | 0 | 0 | 0 | 0 | 0 | 0 | 0 | 0 | 0 | 0 | 0 | 0 | 0 | 0 | 0 | 0 | 0 | 0 | 0 | 3 | 0 | 1 | 0 | 0 | 0 | -2282.29 | -1253.7212 | 884.6639 | Collinsville-Tesla 500 kV Line | Collinsville-Tesla 500 kV Line | Collinsville-Tesla 500 kV Line |  | 0 | 1 | 0 | 0 | 0 | 0 | -314.49 | 932.2038 | 884.6639 | Tesla-Bellota 230 kV line | Contra Costa- Windmaster 230 kV line | Collinsville-Tesla 500 kV Line |  | 5 | 4 | YES | 4 | 1 | 1 | NO | 1
PG&E NGBA | Ignacio | 230 | 0 | 0 | 0 | 0 | 0 | 0 | 0 | 0 | 0 | 0 | 0 | 0 | 0 | 0 | 0 | 0 | 0 | 0 | 0 | 0 | 0 | 0 | 0 | 0 | 0 | 0 | 0 | 0 | 0 | 0 | 0 | 0 | 0 | 0 | 0 | 0 | 0 | 0 | 0 | 1 | 0 | 0 | 0 | 0 | 0 | 0 | 0 | 0 | 0 | 0 | 0 | 0 | 1 | 0 | 0 | 0 | 0 | 0 | 0 | 0 | 0 | 0 | 0 | 0 | 0 | 0 | 1 | 0 | 0 | 0 | 0 | 0 | 0 | 0 | 0 | 0 | 0 | 0 | 0 | 0 | 0 | 0 | 0 | 0 | 0 | 0 | 0 | 0 | 0 | 0 | 0 | 0 | 0 | 0 | 0 | 0 | 0 | 1 |  | 0 | 0 | 0 | 0 | 0 | 0 | 0 | 0 | 0 | 0 | 0 | 0 | 0 | 0 | 0 | 115 | 0 | 0 | 0 | 0 | 0 | 0 | 0 | 0 | 0 | 0 | 0 | 0 | 0 | 1 | 2 | 0 | 1 | 0 | 0 | 0 | -2282.29 | -1253.7212 | 335.9726 | Collinsville-Tesla 500 kV Line | Collinsville-Tesla 500 kV Line | Birds Landing-Contra Costa 230kV Line |  | 0 | 0 | 0 | 0 | 0 | 0 | 1505.81 | 1776.2038 | 335.9726 | Birds Landing-Contra Costa 230kV Line | Birds Landing-Contra Costa 230kV Line | Birds Landing-Contra Costa 230kV Line |  | 5 | 1 | YES | 2 | 1 | 1 | NO | 1
PG&E NGBA | Ignacio | 60 | 0 | 0 | 0 | 0 | 0 | 0 | 0 | 0 | 0 | 0 | 0 | 0 | 0 | 0 | 0 | 0 | 0 | 0 | 0 | 0 | 0 | 0 | 0 | 0 | 0 | 0 | 0 | 0 | 0 | 0 | 0 | 0 | 0 | 0 | 0 | 0 | 0 | 0 | 0 | 1 | 0 | 0 | 0 | 0 | 0 | 0 | 0 | 0 | 0 | 0 | 0 | 0 | 1 | 0 | 0 | 0 | 0 | 0 | 0 | 0 | 0 | 0 | 0 | 0 | 0 | 0 | 1 | 0 | 0 | 0 | 0 | 0 | 0 | 0 | 0 | 0 | 0 | 0 | 0 | 0 | 0 | 0 | 0 | 0 | 0 | 0 | 0 | 0 | 0 | 0 | 0 | 0 | 0 | 0 | 0 | 0 | 0 | 1 |  | 0 | 0 | 0 | 0 | 0 | 0 | 0 | 0 | 0 | 0 | 0 | 0 | 0 | 0 | 0 | 0 | 0 | 0 | 0 | 0 | 0 | 0 | 0 | 0 | 0 | 0 | 0 | 0 | 0 | 0 | 2 | 0 | 1 | 0 | 0 | 0 | -2282.29 | -1253.7212 | 335.9726 | Collinsville-Tesla 500 kV Line | Collinsville-Tesla 500 kV Line | Birds Landing-Contra Costa 230kV Line |  | 0 | 0 | 0 | 0 | 0 | 0 | 1505.81 | 1776.2038 | 335.9726 | Birds Landing-Contra Costa 230kV Line | Birds Landing-Contra Costa 230kV Line | Birds Landing-Contra Costa 230kV Line |  | 5 | 1 | YES | 2 | 1 | 1 | NO | 1
SDGE | Imperial Beach | 69 | 0 | 0 | 0 | 0 | 0 | 0 | 0 | 0 | 0 | 0 | 0 | 0 | 0 | 0 | 0 | 0 | 0 | 0 | 0 | 0 | 0 | 0 | 0 | 0 | 0 | 0 | 0 | 0 | 0 | 0 | 1 | 0 | 1 | 0 | 0 | 1 | 1 | 0 | 0 | 0 | 0 | 0 | 0 | 0 | 0 | 0 | 0 | 0 | 0 | 0 | 0 | 0 | 0 | 0 | 0 | 0 | 0 | 0 | 0 | 0 | 0 | 0 | 0 | 0 | 0 | 0 | 0 | 0 | 0 | 0 | 0 | 0 | 0 | 0 | 0 | 0 | 0 | 0 | 0 | 0 | 0 | 0 | 0 | 0 | 0 | 0 | 0 | 0 | 0 | 0 | 0 | 0 | 0 | 0 | 0 | 0 | 0 | 4 |  | 0 | 0 | 0 | 0 | 0 | 0 | 0 | 0 | 0 | 0 | 0 | 3 | 0 | 0 | 1 | 0 | 0 | 0 | 0 | 0 | 0 | 0 | 0 | 0 | 0 | 0 | 3 | 0 | 0 | 1 | 0 | 0 | 0 | 0 | 0 | 0 | 29.03 | 393.085 | 989.0814 | San Luis Rey-San Onofre 230 kV line constraint | San Luis Rey-San Onofre 230 kV line constraint | San Luis Rey-San Onofre 230 kV line constraint |  | 0 | 0 | 0 | 0 | 0 | 0 | 29.03 | 393.085 | 989.0814 | San Luis Rey-San Onofre 230 kV line constraint | San Luis Rey-San Onofre 230 kV line constraint | San Luis Rey-San Onofre 230 kV line constraint |  | 1 | 1 | NO | 1 | 1 | 1 | NO | 1
SDGE | Imperial Valley | 230 | 0 | 0 | 0 | 0 | 0 | 0 | 0 | 0 | 0 | 0 | 0 | 0 | 0 | 0 | 0 | 0 | 0 | 0 | 0 | 0 | 0 | 0 | 0 | 0 | 0 | 0 | 0 | 0 | 1 | 0 | 1 | 1 | 1 | 0 | 0 | 1 | 1 | 0 | 0 | 0 | 0 | 0 | 0 | 0 | 0 | 0 | 0 | 0 | 0 | 0 | 0 | 0 | 0 | 0 | 0 | 0 | 0 | 0 | 0 | 0 | 0 | 0 | 0 | 0 | 0 | 0 | 0 | 0 | 0 | 0 | 0 | 0 | 0 | 0 | 0 | 0 | 0 | 0 | 0 | 0 | 0 | 0 | 0 | 0 | 0 | 0 | 0 | 0 | 0 | 0 | 0 | 0 | 0 | 0 | 0 | 0 | 0 | 6 |  | 0 | 0 | 0 | 0 | 0 | 0 | 0 | 0 | 0 | 0 | 0 | 0 | 0 | 0 | 0 | 25 | 0 | 0 | 0 | 0 | 0 | 0 | 0 | 0 | 0 | 107 | 528 | 0 | 0 | 1 | 0 | 0 | 0 | 0 | 0 | 0 | 29.03 | 393.085 | 352.931 | San Luis Rey-San Onofre 230 kV line constraint | San Luis Rey-San Onofre 230 kV line constraint | East of Miguel constraint |  | 0 | 0 | 0 | 0 | 0 | 0 | 29.03 | 393.085 | 352.931 | San Luis Rey-San Onofre 230 kV line constraint | San Luis Rey-San Onofre 230 kV line constraint | East of Miguel constraint |  | 1 | 1 | NO | 1 | 1 | 1 | NO | 1
SDGE | Imperial Valley | 500 | 0 | 0 | 0 | 0 | 0 | 0 | 0 | 0 | 0 | 0 | 0 | 0 | 0 | 0 | 0 | 0 | 0 | 0 | 0 | 0 | 0 | 0 | 0 | 0 | 0 | 0 | 0 | 0 | 1 | 0 | 1 | 1 | 1 | 0 | 0 | 1 | 1 | 0 | 0 | 0 | 0 | 0 | 0 | 0 | 0 | 0 | 0 | 0 | 0 | 0 | 0 | 0 | 0 | 0 | 0 | 0 | 0 | 0 | 0 | 0 | 0 | 0 | 0 | 0 | 0 | 0 | 0 | 0 | 0 | 0 | 0 | 0 | 0 | 0 | 0 | 0 | 0 | 0 | 0 | 0 | 0 | 0 | 0 | 0 | 0 | 0 | 0 | 0 | 0 | 0 | 0 | 0 | 0 | 0 | 0 | 0 | 0 | 6 |  | 0 | 0 | 0 | 0 | 0 | 0 | 0 | 0 | 0 | 0 | 0 | 0 | 0 | 0 | 0 | 505 | 0 | 50 | 0 | 0 | 0 | 0 | 0 | 0 | 0 | 0 | 0 | 0 | 0 | 1 | 0 | 0 | 0 | 0 | 0 | 0 | 29.03 | 393.085 | 352.931 | San Luis Rey-San Onofre 230 kV line constraint | San Luis Rey-San Onofre 230 kV line constraint | East of Miguel constraint |  | 0 | 0 | 0 | 0 | 0 | 0 | 29.03 | 393.085 | 352.931 | San Luis Rey-San Onofre 230 kV line constraint | San Luis Rey-San Onofre 230 kV line constraint | East of Miguel constraint |  | 1 | 1 | NO | 1 | 1 | 1 | NO | 1
EOP | Innovation | 138 | 0 | 0 | 0 | 0 | 0 | 0 | 0 | 0 | 0 | 0 | 0 | 0 | 0 | 0 | 0 | 0 | 0 | 0 | 0 | 0 | 0 | 0 | 1 | 1 | 1 | 0 | 0 | 0 | 0 | 0 | 0 | 0 | 0 | 0 | 0 | 0 | 0 | 0 | 0 | 0 | 0 | 0 | 0 | 0 | 0 | 0 | 0 | 0 | 0 | 0 | 0 | 0 | 0 | 0 | 0 | 0 | 0 | 0 | 0 | 0 | 0 | 0 | 0 | 0 | 0 | 0 | 0 | 0 | 0 | 0 | 0 | 0 | 0 | 0 | 0 | 0 | 0 | 0 | 0 | 0 | 0 | 0 | 0 | 0 | 0 | 0 | 0 | 0 | 0 | 0 | 0 | 0 | 0 | 0 | 0 | 0 | 0 | 2 |  | 0 | 0 | 0 | 0 | 0 | 0 | 0 | 0 | 0 | 0 | 0 | 0 | 0 | 0 | 0 | 0 | 0 | 0 | 0 | 0 | 0 | 0 | 0 | 0 | 0 | 0 | 0 | 0 | 0 | 0 | 1 | 0 | 1 | 0 | 0 | 1 | -5797.881 | -6339.828 | -5675.751 | Lugo - Victorville area constraint | Lugo - Victorville area constraint | Lugo - Victorville area constraint |  | 0 | 0 | 0 | 0 | 0 | 0 | 876.62 | 67.08 | 709.88 | Sloan Canyon - Eldorado 500 kV constraint | Sloan Canyon - Eldorado 500 kV constraint | GLW 230kV area constraint |  | 5 | 1 | YES | 2 | 4 | 1 | YES | 2
EOP | Innovation | 230 | 0 | 0 | 0 | 0 | 0 | 0 | 0 | 0 | 0 | 0 | 0 | 0 | 0 | 0 | 0 | 0 | 0 | 0 | 0 | 0 | 0 | 0 | 1 | 1 | 1 | 0 | 0 | 0 | 0 | 0 | 0 | 0 | 0 | 0 | 0 | 0 | 0 | 0 | 0 | 0 | 0 | 0 | 0 | 0 | 0 | 0 | 0 | 0 | 0 | 0 | 0 | 0 | 0 | 0 | 0 | 0 | 0 | 0 | 0 | 0 | 0 | 0 | 0 | 0 | 0 | 0 | 0 | 0 | 0 | 0 | 0 | 0 | 0 | 0 | 0 | 0 | 0 | 0 | 0 | 0 | 0 | 0 | 0 | 0 | 0 | 0 | 0 | 0 | 0 | 0 | 0 | 0 | 0 | 0 | 0 | 0 | 0 | 2 |  | 0 | 0 | 0 | 0 | 0 | 0 | 0 | 0 | 0 | 0 | 0 | 0 | 0 | 0 | 0 | 0 | 0 | 0 | 0 | 0 | 0 | 0 | 0 | 0 | 400 | 0 | 0 | 0 | 200 | 1 | 1 | 0 | 1 | 0 | 0 | 1 | -5797.881 | -6339.828 | -5675.751 | Lugo - Victorville area constraint | Lugo - Victorville area constraint | Lugo - Victorville area constraint |  | 0 | 0 | 0 | 0 | 0 | 0 | 876.62 | 67.08 | 709.88 | Sloan Canyon - Eldorado 500 kV constraint | Sloan Canyon - Eldorado 500 kV constraint | GLW 230kV area constraint |  | 5 | 1 | YES | 2 | 4 | 1 | YES | 2
SCE NOL | Inyokern | 115 | 0 | 0 | 0 | 0 | 0 | 0 | 0 | 0 | 0 | 0 | 0 | 1 | 1 | 1 | 0 | 0 | 0 | 0 | 0 | 0 | 0 | 0 | 0 | 0 | 0 | 0 | 0 | 0 | 0 | 0 | 0 | 0 | 0 | 0 | 0 | 0 | 0 | 0 | 0 | 0 | 0 | 0 | 0 | 0 | 0 | 0 | 0 | 0 | 0 | 0 | 0 | 0 | 0 | 0 | 0 | 0 | 0 | 0 | 0 | 0 | 0 | 0 | 0 | 0 | 0 | 0 | 0 | 0 | 0 | 0 | 0 | 0 | 0 | 0 | 0 | 0 | 0 | 0 | 0 | 0 | 0 | 0 | 0 | 0 | 0 | 0 | 0 | 0 | 0 | 0 | 0 | 0 | 0 | 0 | 0 | 0 | 0 | 3 |  | 0 | 0 | 0 | 0 | 0 | 0 | 0 | 0 | 0 | 0 | 0 | 25 | 0 | 0 | 1 | 0 | 0 | 0 | 0 | 0 | 0 | 0 | 0 | 0 | 0 | 31.8 | 25 | 0 | 0 | 1 | 0 | 2 | 0 | 0 | 0 | 0 | -104.4 | 65.95 | 1269.924 | South of Kramer Area Constraint | South of Kramer Area Constraint | South of Kramer Area Constraint |  | 0 | 2 | 0 | 0 | 0 | 0 | -104.4 | 65.95 | 1269.924 | South of Kramer Area Constraint | South of Kramer Area Constraint | South of Kramer Area Constraint |  | 3 | 3 | NO | 3 | 1 | 1 | NO | 1
EOP | IS Tap | 138 | 0 | 0 | 0 | 0 | 0 | 0 | 0 | 0 | 0 | 0 | 0 | 0 | 0 | 0 | 0 | 0 | 0 | 0 | 0 | 0 | 0 | 0 | 1 | 1 | 1 | 0 | 0 | 0 | 0 | 0 | 0 | 0 | 0 | 0 | 0 | 0 | 0 | 0 | 0 | 0 | 0 | 0 | 0 | 0 | 0 | 0 | 0 | 0 | 0 | 0 | 0 | 0 | 0 | 0 | 0 | 0 | 0 | 0 | 0 | 0 | 0 | 0 | 0 | 0 | 0 | 0 | 0 | 0 | 0 | 0 | 0 | 0 | 0 | 0 | 0 | 0 | 0 | 0 | 0 | 0 | 0 | 0 | 0 | 0 | 0 | 0 | 0 | 0 | 0 | 0 | 0 | 0 | 0 | 0 | 0 | 0 | 0 | 2 |  | 0 | 0 | 0 | 0 | 0 | 0 | 0 | 0 | 0 | 0 | 0 | 0 | 0 | 0 | 0 | 0 | 0 | 0 | 0 | 0 | 0 | 0 | 0 | 0 | 0 | 0 | 0 | 50 | 0 | 1 | 1 | 0 | 1 | 0 | 0 | 1 | -5797.881 | -6339.828 | -5675.751 | Lugo - Victorville area constraint | Lugo - Victorville area constraint | Lugo - Victorville area constraint |  | 0 | 0 | 0 | 0 | 0 | 0 | 876.62 | 67.08 | 709.88 | Sloan Canyon - Eldorado 500 kV constraint | Sloan Canyon - Eldorado 500 kV constraint | GLW 230kV area constraint |  | 5 | 1 | YES | 2 | 4 | 1 | YES | 2
EOP | Ivanpah | 115 | 0 | 0 | 0 | 0 | 0 | 0 | 0 | 0 | 0 | 0 | 0 | 0 | 0 | 0 | 0 | 0 | 0 | 0 | 0 | 0 | 0 | 0 | 0 | 1 | 1 | 0 | 0 | 0 | 0 | 0 | 0 | 0 | 0 | 0 | 0 | 0 | 0 | 0 | 0 | 0 | 0 | 0 | 0 | 0 | 0 | 0 | 0 | 0 | 0 | 0 | 0 | 0 | 0 | 0 | 0 | 0 | 0 | 0 | 0 | 0 | 0 | 0 | 0 | 0 | 0 | 0 | 0 | 0 | 0 | 0 | 0 | 0 | 0 | 0 | 0 | 0 | 0 | 0 | 0 | 0 | 0 | 0 | 0 | 0 | 0 | 0 | 0 | 0 | 0 | 0 | 0 | 0 | 0 | 0 | 0 | 0 | 0 | 1 |  | 0 | 0 | 0 | 0 | 0 | 0 | 0 | 0 | 0 | 0 | 0 | 0 | 0 | 0 | 0 | 0 | 0 | 0 | 0 | 0 | 0 | 0 | 0 | 0 | 0 | 0 | 0 | 0 | 0 | 0 | 1 | 0 | 1 | 0 | 0 | 1 | -5797.881 | -6339.828 | -5675.751 | Lugo - Victorville area constraint | Lugo - Victorville area constraint | Lugo - Victorville area constraint |  | 0 | 0 | 0 | 0 | 0 | 0 | 876.62 | 67.08 | 786.64 | Sloan Canyon - Eldorado 500 kV constraint | Sloan Canyon - Eldorado 500 kV constraint | Sloan Canyon - Eldorado 500 kV constraint |  | 5 | 1 | YES | 2 | 4 | 1 | YES | 2
EOP | Ivanpah | 230 | 0 | 0 | 0 | 0 | 0 | 0 | 0 | 0 | 0 | 0 | 0 | 0 | 0 | 0 | 0 | 0 | 0 | 0 | 0 | 0 | 0 | 0 | 0 | 1 | 1 | 0 | 0 | 0 | 0 | 0 | 0 | 0 | 0 | 0 | 0 | 0 | 0 | 0 | 0 | 0 | 0 | 0 | 0 | 0 | 0 | 0 | 0 | 0 | 0 | 0 | 0 | 0 | 0 | 0 | 0 | 0 | 0 | 0 | 0 | 0 | 0 | 0 | 0 | 0 | 0 | 0 | 0 | 0 | 0 | 0 | 0 | 0 | 0 | 0 | 0 | 0 | 0 | 0 | 0 | 0 | 0 | 0 | 0 | 0 | 0 | 0 | 0 | 0 | 0 | 0 | 0 | 0 | 0 | 0 | 0 | 0 | 0 | 1 |  | 0 | 0 | 0 | 0 | 0 | 0 | 0 | 0 | 0 | 0 | 0 | 0 | 0 | 0 | 0 | 0 | 0 | 0 | 0 | 0 | 0 | 0 | 0 | 0 | 0 | 0 | 0 | 0 | 0 | 0 | 1 | 0 | 1 | 0 | 0 | 1 | -5797.881 | -6339.828 | -5675.751 | Lugo - Victorville area constraint | Lugo - Victorville area constraint | Lugo - Victorville area constraint |  | 0 | 0 | 0 | 0 | 0 | 0 | 876.62 | 67.08 | 786.64 | Sloan Canyon - Eldorado 500 kV constraint | Sloan Canyon - Eldorado 500 kV constraint | Sloan Canyon - Eldorado 500 kV constraint |  | 5 | 1 | YES | 2 | 4 | 1 | YES | 2
EOP | Jackass (DOE) | 138 | 0 | 0 | 0 | 0 | 0 | 0 | 0 | 0 | 0 | 0 | 0 | 0 | 0 | 0 | 0 | 0 | 0 | 0 | 0 | 0 | 0 | 0 | 1 | 1 | 1 | 0 | 0 | 0 | 0 | 0 | 0 | 0 | 0 | 0 | 0 | 0 | 0 | 0 | 0 | 0 | 0 | 0 | 0 | 0 | 0 | 0 | 0 | 0 | 0 | 0 | 0 | 0 | 0 | 0 | 0 | 0 | 0 | 0 | 0 | 0 | 0 | 0 | 0 | 0 | 0 | 0 | 0 | 0 | 0 | 0 | 0 | 0 | 0 | 0 | 0 | 0 | 0 | 0 | 0 | 0 | 0 | 0 | 0 | 0 | 0 | 0 | 0 | 0 | 0 | 0 | 0 | 0 | 0 | 0 | 0 | 0 | 0 | 2 |  | 0 | 0 | 0 | 0 | 0 | 0 | 0 | 0 | 0 | 0 | 0 | 0 | 0 | 0 | 0 | 0 | 0 | 0 | 0 | 0 | 0 | 0 | 0 | 0 | 0 | 0 | 0 | 0 | 0 | 0 | 1 | 0 | 1 | 0 | 0 | 1 | -5797.881 | -6339.828 | -5675.751 | Lugo - Victorville area constraint | Lugo - Victorville area constraint | Lugo - Victorville area constraint |  | 0 | 0 | 0 | 0 | 0 | 0 | 876.62 | 67.08 | 709.88 | Sloan Canyon - Eldorado 500 kV constraint | Sloan Canyon - Eldorado 500 kV constraint | GLW 230kV area constraint |  | 5 | 1 | YES | 2 | 4 | 1 | YES | 2
PG&E NGBA | James B Black | 230 | 0 | 0 | 0 | 0 | 0 | 0 | 0 | 0 | 0 | 0 | 0 | 0 | 0 | 0 | 0 | 0 | 0 | 0 | 0 | 0 | 0 | 0 | 0 | 0 | 0 | 0 | 0 | 0 | 0 | 0 | 0 | 0 | 0 | 0 | 0 | 0 | 0 | 0 | 0 | 1 | 0 | 0 | 0 | 0 | 0 | 0 | 0 | 0 | 0 | 0 | 0 | 0 | 0 | 0 | 0 | 0 | 0 | 0 | 0 | 0 | 0 | 0 | 0 | 0 | 0 | 0 | 0 | 0 | 0 | 0 | 0 | 0 | 0 | 0 | 0 | 0 | 0 | 0 | 0 | 0 | 0 | 0 | 0 | 0 | 0 | 0 | 0 | 0 | 0 | 0 | 0 | 0 | 0 | 0 | 0 | 0 | 0 | 0 |  | 0 | 0 | 0 | 0 | 0 | 0 | 0 | 0 | 0 | 0 | 0 | 0 | 0 | 0 | 0 | 0 | 0 | 150 | 0 | 0 | 0 | 0 | 0 | 0 | 0 | 0 | 0 | 0 | 0 | 1 | 1 | 0 | 1 | 0 | 0 | 0 | -2282.29 | -1253.7212 | 884.6639 | Collinsville-Tesla 500 kV Line | Collinsville-Tesla 500 kV Line | Collinsville-Tesla 500 kV Line |  | 0 | 0 | 0 | 0 | 0 | 0 | 6362.71 | 7391.2788 | 884.6639 | Collinsville-Tesla 500 kV Line | Collinsville-Tesla 500 kV Line | Collinsville-Tesla 500 kV Line |  | 5 | 1 | YES | 2 | 1 | 1 | NO | 1
PG&E GBA | Jefferson | 230 | 0 | 0 | 0 | 0 | 0 | 0 | 0 | 0 | 0 | 0 | 0 | 0 | 0 | 0 | 0 | 0 | 0 | 0 | 0 | 0 | 0 | 0 | 0 | 0 | 0 | 0 | 0 | 0 | 0 | 0 | 0 | 0 | 0 | 0 | 0 | 0 | 0 | 0 | 0 | 0 | 0 | 0 | 0 | 0 | 0 | 0 | 0 | 0 | 0 | 0 | 0 | 0 | 1 | 0 | 0 | 0 | 0 | 0 | 0 | 1 | 0 | 0 | 0 | 0 | 0 | 0 | 0 | 0 | 0 | 0 | 0 | 0 | 0 | 0 | 0 | 0 | 0 | 0 | 0 | 0 | 0 | 0 | 0 | 0 | 0 | 0 | 0 | 0 | 0 | 0 | 0 | 0 | 0 | 0 | 0 | 0 | 1 | 1 |  | 0 | 0 | 0 | 0 | 0 | 0 | 0 | 0 | 0 | 0 | 0 | 0 | 0 | 0 | 0 | 0 | 0 | 0 | 0 | 0 | 0 | 0 | 0 | 0 | 0 | 0 | 0 | 0 | 0 | 0 | 1 | 0 | 0 | 0 | 0 | 0 | -614.49 | 1147.6438 | 1144.2952 | Tesla-Bellota 230 kV line | Tesla-Bellota 230 kV line | Tesla-Bellota 230 kV line |  | 0 | 1 | 0 | 0 | 0 | 0 | -314.49 | 1265.082 | 1144.2952 | Tesla-Bellota 230 kV line | NEW-Metcalf-Mosslanding 500kV | Tesla-Bellota 230 kV line |  | 5 | 4 | YES | 4 | 1 | 1 | NO | 1
PG&E NGBA | Jessup | 115 | 0 | 0 | 0 | 0 | 0 | 0 | 0 | 0 | 0 | 0 | 0 | 0 | 0 | 0 | 0 | 0 | 0 | 0 | 0 | 0 | 0 | 0 | 0 | 0 | 0 | 0 | 0 | 0 | 0 | 0 | 0 | 0 | 0 | 0 | 0 | 0 | 0 | 0 | 0 | 1 | 0 | 0 | 0 | 0 | 0 | 0 | 0 | 0 | 0 | 0 | 0 | 0 | 0 | 0 | 0 | 0 | 0 | 0 | 0 | 0 | 0 | 0 | 0 | 0 | 0 | 0 | 0 | 0 | 0 | 0 | 0 | 0 | 0 | 0 | 0 | 0 | 0 | 0 | 0 | 0 | 0 | 0 | 0 | 0 | 0 | 0 | 0 | 0 | 0 | 0 | 0 | 0 | 0 | 0 | 0 | 0 | 0 | 0 |  | 0 | 0 | 0 | 0 | 0 | 0 | 0 | 0 | 0 | 0 | 0 | 0 | 0 | 0 | 0 | 0 | 0 | 110 | 0 | 0 | 0 | 0 | 0 | 0 | 0 | 0 | 0 | 0 | 0 | 1 | 1 | 0 | 1 | 0 | 0 | 0 | -2282.29 | -1253.7212 | 884.6639 | Collinsville-Tesla 500 kV Line | Collinsville-Tesla 500 kV Line | Collinsville-Tesla 500 kV Line |  | 0 | 0 | 0 | 0 | 0 | 0 | 6362.71 | 7391.2788 | 884.6639 | Collinsville-Tesla 500 kV Line | Collinsville-Tesla 500 kV Line | Collinsville-Tesla 500 kV Line |  | 5 | 1 | YES | 2 | 1 | 1 | NO | 1
SCE Metro | Johanna | 230 | 0 | 0 | 0 | 0 | 0 | 0 | 0 | 0 | 0 | 1 | 0 | 0 | 0 | 0 | 0 | 0 | 0 | 0 | 0 | 0 | 0 | 0 | 0 | 0 | 0 | 0 | 0 | 0 | 0 | 0 | 0 | 0 | 0 | 0 | 0 | 0 | 0 | 0 | 0 | 0 | 0 | 0 | 0 | 0 | 0 | 0 | 0 | 0 | 0 | 0 | 0 | 0 | 0 | 0 | 0 | 0 | 0 | 0 | 0 | 0 | 0 | 0 | 0 | 0 | 0 | 0 | 0 | 0 | 0 | 0 | 0 | 0 | 0 | 0 | 0 | 0 | 0 | 0 | 0 | 0 | 0 | 0 | 0 | 0 | 0 | 0 | 0 | 0 | 0 | 0 | 0 | 0 | 0 | 0 | 0 | 0 | 0 | 0 |  | 0 | 0 | 0 | 0 | 0 | 0 | 0 | 0 | 0 | 0 | 0 | 1.4 | 0 | 0 | 1 | 0 | 0 | 0 | 0 | 0 | 0 | 0 | 0 | 0 | 0 | 0 | 1.4 | 298.15 | 0 | 1 | 0 | 0 | 0 | 0 | 0 | 0 | 2097.6988 | 6824.058 | 19009.2611 | SCE Metro Area Default Constraint | SCE Metro Area Default Constraint | SCE Metro Area Default Constraint |  | 0 | 0 | 0 | 0 | 0 | 0 | 2097.6988 | 6824.058 | 19009.2611 | SCE Metro Area Default Constraint | SCE Metro Area Default Constraint | SCE Metro Area Default Constraint |  | 1 | 1 | NO | 1 | 1 | 1 | NO | 1
SCE Eastern | Julian Hinds | 230 | 0 | 0 | 0 | 0 | 0 | 0 | 0 | 0 | 0 | 0 | 0 | 0 | 0 | 0 | 0 | 0 | 0 | 0 | 1 | 1 | 0 | 1 | 0 | 0 | 0 | 0 | 0 | 0 | 0 | 0 | 0 | 0 | 0 | 0 | 0 | 0 | 0 | 0 | 0 | 0 | 0 | 0 | 0 | 0 | 0 | 0 | 0 | 0 | 0 | 0 | 0 | 0 | 0 | 0 | 0 | 0 | 0 | 0 | 0 | 0 | 0 | 0 | 0 | 0 | 0 | 0 | 0 | 0 | 0 | 0 | 0 | 0 | 0 | 0 | 0 | 0 | 0 | 0 | 0 | 0 | 0 | 0 | 0 | 0 | 0 | 0 | 0 | 0 | 0 | 0 | 0 | 0 | 0 | 0 | 0 | 0 | 0 | 1 |  | 0 | 0 | 0 | 0 | 0 | 0 | 0 | 0 | 0 | 0 | 0 | 0 | 0 | 0 | 0 | 0 | 0 | 0 | 0 | 0 | 0 | 0 | 0 | 0 | 0 | 0 | 0 | 0 | 0 | 0 | 1 | 2 | 1 | 0 | 0 | 0 | -1208.036 | -500 | 339.76 | Serrano-Alberhill-Valley Constraint | Eagle Mountain Constraint | Eagle Mountain Constraint |  | 0 | 2 | 0 | 0 | 0 | 0 | -1208.036 | 100 | 339.76 | Serrano-Alberhill-Valley Constraint | Eagle Mountain Constraint | Eagle Mountain Constraint |  | 5 | 4 | YES | 4 | 1 | 1 | NO | 1
PG&E GBA | Kasson | 115 | 0 | 0 | 0 | 0 | 0 | 0 | 0 | 0 | 0 | 0 | 0 | 0 | 0 | 0 | 0 | 0 | 0 | 0 | 0 | 0 | 0 | 0 | 0 | 0 | 0 | 0 | 0 | 0 | 0 | 0 | 0 | 0 | 0 | 0 | 0 | 0 | 0 | 0 | 0 | 0 | 0 | 0 | 0 | 0 | 0 | 1 | 0 | 0 | 0 | 0 | 0 | 0 | 0 | 0 | 0 | 1 | 0 | 0 | 0 | 1 | 0 | 0 | 0 | 0 | 0 | 0 | 0 | 0 | 0 | 0 | 0 | 0 | 0 | 0 | 0 | 0 | 0 | 0 | 0 | 0 | 0 | 0 | 0 | 0 | 0 | 0 | 0 | 0 | 0 | 0 | 0 | 0 | 0 | 0 | 0 | 0 | 0 | 0 |  | 0 | 0 | 0 | 0 | 0 | 0 | 0 | 0 | 0 | 0 | 0 | 0 | 0 | 0 | 0 | 0 | 0 | 0 | 0 | 0 | 0 | 0 | 0 | 0 | 0 | 0 | 0 | 0 | 0 | 0 | 1 | 0 | 1 | 0 | 0 | 0 | -614.49 | -339.66 | 1052.6198 | Tesla-Bellota 230 kV line | Bellota-Weber 230kV line | Bellota-Weber 230kV line |  | 0 | 1 | 1 | 0 | 0 | 0 | -314.49 | -339.66 | 1052.6198 | Tesla-Bellota 230 kV line | Bellota-Weber 230kV line | Bellota-Weber 230kV line |  | 5 | 5 | NO | 5 | 1 | 1 | NO | 1
PG&E GBA | Kasson | 60 | 0 | 0 | 0 | 0 | 0 | 0 | 0 | 0 | 0 | 0 | 0 | 0 | 0 | 0 | 0 | 0 | 0 | 0 | 0 | 0 | 0 | 0 | 0 | 0 | 0 | 0 | 0 | 0 | 0 | 0 | 0 | 0 | 0 | 0 | 0 | 0 | 0 | 0 | 0 | 0 | 0 | 0 | 0 | 0 | 0 | 1 | 0 | 0 | 0 | 0 | 0 | 0 | 0 | 0 | 0 | 1 | 0 | 0 | 0 | 1 | 0 | 0 | 0 | 1 | 0 | 0 | 0 | 0 | 0 | 0 | 0 | 0 | 0 | 0 | 0 | 0 | 0 | 0 | 0 | 0 | 0 | 0 | 0 | 0 | 0 | 0 | 0 | 0 | 0 | 0 | 0 | 0 | 0 | 0 | 0 | 0 | 0 | 0 |  | 0 | 0 | 0 | 0 | 0 | 0 | 0 | 0 | 0 | 0 | 0 | 0 | 0 | 0 | 0 | 0 | 0 | 0 | 0 | 0 | 0 | 0 | 0 | 0 | 0 | 0 | 0 | 0 | 0 | 0 | 1 | 0 | 1 | 0 | 0 | 0 | -614.49 | -339.66 | 283.632 | Tesla-Bellota 230 kV line | Bellota-Weber 230kV line | Tesla-Salado 115 kV line |  | 0 | 1 | 1 | 0 | 0 | 0 | -314.49 | -339.66 | 283.632 | Tesla-Bellota 230 kV line | Bellota-Weber 230kV line | Tesla-Salado 115 kV line |  | 5 | 5 | NO | 5 | 1 | 1 | NO | 1
PG&E FRESNO | Kearney | 230 | 0 | 0 | 0 | 0 | 0 | 0 | 0 | 0 | 0 | 0 | 0 | 0 | 0 | 0 | 0 | 0 | 0 | 0 | 0 | 0 | 0 | 0 | 0 | 0 | 0 | 0 | 0 | 0 | 0 | 0 | 0 | 0 | 0 | 0 | 0 | 0 | 0 | 0 | 0 | 0 | 0 | 0 | 0 | 0 | 0 | 1 | 0 | 0 | 0 | 0 | 0 | 0 | 0 | 0 | 0 | 0 | 0 | 0 | 0 | 0 | 0 | 0 | 0 | 0 | 0 | 0 | 0 | 0 | 0 | 0 | 0 | 0 | 0 | 0 | 0 | 0 | 0 | 0 | 1 | 1 | 0 | 1 | 1 | 1 | 0 | 1 | 0 | 1 | 0 | 1 | 0 | 0 | 0 | 0 | 0 | 0 | 0 | 1 |  | 0 | 0 | 0 | 0 | 0 | 0 | 0 | 0 | 10 | 0 | 0 | 0 | 0 | 0 | 1 | 0 | 0 | 0 | 0 | 0 | 0 | 0 | 0 | 10 | 0 | 0 | 0 | 0 | 0 | 1 | 4 | 0 | 6 | 0 | 3 | 0 | -628.35 | -3180.532 | -3151.403 | Borden-Storey #1 230kV line | Gates 500/230kV TB #11 | Gates 500/230kV TB #12 |  | 0 | 0 | 1 | 0 | 0 | 0 | 181.95 | -339.66 | 880.5476 | Bellota-Weber 230kV line | Bellota-Weber 230kV line | Chowchilla-Le grand 115kV Line |  | 5 | 5 | NO | 5 | 5 | 1 | YES | 2
PG&E FRESNO | Kearney | 70 | 0 | 0 | 0 | 0 | 0 | 0 | 0 | 0 | 0 | 0 | 0 | 0 | 0 | 0 | 0 | 0 | 0 | 0 | 0 | 0 | 0 | 0 | 0 | 0 | 0 | 0 | 0 | 0 | 0 | 0 | 0 | 0 | 0 | 0 | 0 | 0 | 0 | 0 | 0 | 0 | 0 | 0 | 0 | 0 | 0 | 1 | 0 | 0 | 0 | 0 | 0 | 0 | 0 | 0 | 0 | 0 | 0 | 0 | 0 | 0 | 0 | 0 | 0 | 0 | 0 | 0 | 0 | 0 | 0 | 0 | 0 | 0 | 0 | 0 | 0 | 0 | 0 | 0 | 1 | 0 | 0 | 1 | 1 | 1 | 1 | 1 | 0 | 1 | 1 | 1 | 0 | 0 | 1 | 0 | 0 | 0 | 0 | 2 |  | 0 | 0.55 | 0 | 0 | 0 | 0 | 0 | 0 | 0 | 0 | 0 | 0 | 0 | 0 | 1 | 0 | 0.55 | 0 | 0 | 0 | 0 | 0 | 0 | 0 | 30 | 0 | 0 | 0 | 0 | 1 | 3 | 0 | 5 | 0 | 2 | 0 | -628.35 | -2441.884 | -3151.403 | Borden-Storey #1 230kV line | Gates 500/230kV TB #12 | Gates 500/230kV TB #12 |  | 0 | 0 | 1 | 0 | 0 | 0 | 15.95 | -339.66 | 378.2276 | Oro Loma-El Nido 115kV Line | Bellota-Weber 230kV line | Oro Loma-El Nido 115kV Line |  | 5 | 5 | NO | 5 | 5 | 1 | YES | 2
PG&E GBA | Kelso | 230 | 0 | 0 | 0 | 0 | 0 | 0 | 0 | 0 | 0 | 0 | 0 | 0 | 0 | 0 | 0 | 0 | 0 | 0 | 0 | 0 | 0 | 0 | 0 | 0 | 0 | 0 | 0 | 0 | 0 | 0 | 0 | 0 | 0 | 0 | 0 | 0 | 0 | 0 | 0 | 1 | 0 | 0 | 0 | 0 | 0 | 0 | 0 | 0 | 0 | 0 | 0 | 0 | 0 | 1 | 0 | 1 | 0 | 0 | 0 | 0 | 0 | 0 | 0 | 0 | 0 | 1 | 0 | 0 | 0 | 0 | 0 | 0 | 0 | 0 | 0 | 0 | 0 | 0 | 0 | 0 | 0 | 0 | 0 | 0 | 0 | 0 | 0 | 0 | 0 | 0 | 0 | 0 | 0 | 0 | 0 | 0 | 0 | 0 |  | 0 | 0 | 0 | 0 | 0 | 0 | 0 | 0 | 0 | 0 | 0 | 0 | 0 | 0 | 0 | 0 | 0 | 0 | 0 | 0 | 0 | 0 | 0 | 0 | 0 | 0 | 90.7 | 0 | 0 | 1 | 2 | 0 | 1 | 0 | 0 | 0 | -2282.29 | -1253.7212 | 884.6639 | Collinsville-Tesla 500 kV Line | Collinsville-Tesla 500 kV Line | Collinsville-Tesla 500 kV Line |  | 0 | 0 | 0 | 0 | 0 | 0 | 857.21 | 2453.6438 | 884.6639 | Tesla-Tracy-Pump 230 kV line #2 | Tesla-Tracy-Pump 230 kV line #2 | Collinsville-Tesla 500 kV Line |  | 5 | 1 | YES | 2 | 1 | 1 | NO | 1
PG&E FRESNO | Kerchoff 1 | 115 | 0 | 0 | 0 | 0 | 0 | 0 | 0 | 0 | 0 | 0 | 0 | 0 | 0 | 0 | 0 | 0 | 0 | 0 | 0 | 0 | 0 | 0 | 0 | 0 | 0 | 0 | 0 | 0 | 0 | 0 | 0 | 0 | 0 | 0 | 0 | 0 | 0 | 0 | 0 | 0 | 0 | 0 | 0 | 0 | 0 | 1 | 0 | 0 | 0 | 0 | 0 | 0 | 0 | 0 | 0 | 0 | 0 | 0 | 0 | 0 | 0 | 0 | 0 | 0 | 0 | 0 | 0 | 0 | 0 | 0 | 0 | 0 | 0 | 0 | 0 | 0 | 0 | 0 | 1 | 0 | 0 | 1 | 1 | 0 | 0 | 1 | 0 | 1 | 0 | 1 | 1 | 0 | 1 | 0 | 0 | 0 | 0 | 1 |  | 0 | 0 | 0 | 0 | 0 | 0 | 0 | 0 | 0 | 0 | 0 | 0 | 0 | 0 | 0 | 0 | 0 | 0 | 0 | 0 | 0 | 0 | 0 | 0 | 0 | 0 | 0 | 0 | 0 | 0 | 2 | 0 | 4 | 0 | 2 | 0 | -628.35 | -2441.884 | -3151.403 | Borden-Storey #1 230kV line | Gates 500/230kV TB #12 | Gates 500/230kV TB #12 |  | 0 | 0 | 1 | 0 | 0 | 0 | 15.95 | -339.66 | 160.5276 | Oro Loma-El Nido 115kV Line | Bellota-Weber 230kV line | Merced 115/70kV TB#2 |  | 5 | 5 | NO | 5 | 5 | 1 | YES | 2
PG&E KERN | Kern Oil | 115 | 0 | 0 | 0 | 0 | 0 | 0 | 0 | 0 | 0 | 0 | 0 | 0 | 0 | 0 | 0 | 0 | 0 | 0 | 0 | 0 | 0 | 0 | 0 | 0 | 0 | 0 | 0 | 0 | 0 | 0 | 0 | 0 | 0 | 0 | 0 | 0 | 0 | 0 | 0 | 0 | 0 | 0 | 0 | 0 | 0 | 0 | 0 | 0 | 0 | 0 | 0 | 0 | 0 | 0 | 0 | 0 | 0 | 0 | 0 | 0 | 0 | 0 | 0 | 0 | 0 | 0 | 0 | 0 | 1 | 0 | 1 | 0 | 0 | 0 | 1 | 0 | 0 | 0 | 1 | 0 | 0 | 0 | 0 | 0 | 0 | 0 | 0 | 0 | 0 | 0 | 0 | 0 | 0 | 0 | 1 | 0 | 0 | 0 |  | 0 | 0 | 0 | 0 | 0 | 0 | 0 | 0 | 0 | 0 | 0 | 0 | 0 | 0 | 0 | 0 | 0 | 0 | 0 | 0 | 0 | 0 | 0 | 0 | 0 | 115 | 0 | 0 | 0 | 1 | 1 | 0 | 2 | 0 | 1 | 1 | -0.76 | -2441.884 | -3308.8336 | Gates 500/230kV TB #12 | Gates 500/230kV TB #12 | Mustang-Henrietta 230 kV line |  | 0 | 0 | 0 | 0 | 0 | 1 | 682.55 | 472.67 | -829.8336 | Gates-Arco 230 kV Line | Gates-Arco 230 kV Line | Mustang-Henrietta 230 kV line |  | 5 | 1 | YES | 2 | 5 | 4 | YES | 4
PG&E KERN | Kern PP | 115 | 0 | 0 | 0 | 0 | 0 | 0 | 0 | 0 | 0 | 0 | 0 | 0 | 0 | 0 | 0 | 0 | 0 | 0 | 0 | 0 | 0 | 0 | 0 | 0 | 0 | 0 | 0 | 0 | 0 | 0 | 0 | 0 | 0 | 0 | 0 | 0 | 0 | 0 | 0 | 0 | 0 | 0 | 0 | 0 | 0 | 0 | 0 | 0 | 0 | 0 | 0 | 0 | 0 | 0 | 0 | 0 | 0 | 0 | 0 | 0 | 0 | 0 | 0 | 0 | 0 | 0 | 0 | 0 | 1 | 0 | 1 | 0 | 0 | 0 | 0 | 0 | 0 | 0 | 1 | 1 | 0 | 0 | 0 | 0 | 0 | 0 | 0 | 0 | 0 | 0 | 0 | 0 | 0 | 0 | 1 | 0 | 0 | 0 |  | 0 | 0 | 0 | 0 | 0 | 0 | 0 | 0 | 0 | 0 | 0 | 0 | 0 | 0 | 0 | 0 | 0 | 0 | 0 | 0 | 0 | 0 | 0 | 0 | 0 | 120 | 0 | 0 | 0 | 1 | 2 | 0 | 3 | 0 | 2 | 1 | -385.58 | -3180.532 | -3308.8336 | Gates 500/230kV TB #11 | Gates 500/230kV TB #11 | Mustang-Henrietta 230 kV line |  | 0 | 0 | 0 | 0 | 0 | 1 | 682.55 | 472.67 | -829.8336 | Gates-Arco 230 kV Line | Gates-Arco 230 kV Line | Mustang-Henrietta 230 kV line |  | 5 | 1 | YES | 2 | 5 | 4 | YES | 4
PG&E KERN | Kern PP | 230 | 0 | 0 | 0 | 0 | 0 | 0 | 0 | 0 | 0 | 0 | 0 | 0 | 0 | 0 | 0 | 0 | 0 | 0 | 0 | 0 | 0 | 0 | 0 | 0 | 0 | 0 | 0 | 0 | 0 | 0 | 0 | 0 | 0 | 0 | 0 | 0 | 0 | 0 | 0 | 0 | 0 | 0 | 0 | 0 | 0 | 0 | 0 | 0 | 0 | 0 | 0 | 0 | 0 | 0 | 0 | 0 | 0 | 0 | 0 | 0 | 0 | 0 | 0 | 0 | 0 | 0 | 0 | 1 | 0 | 0 | 0 | 0 | 0 | 0 | 0 | 0 | 0 | 0 | 1 | 1 | 0 | 0 | 0 | 0 | 0 | 0 | 0 | 0 | 0 | 0 | 0 | 0 | 0 | 0 | 1 | 0 | 0 | 0 |  | 0 | 0 | 0 | 0 | 0 | 0 | 0 | 0 | 0 | 0 | 0 | 0 | 0 | 0 | 0 | 0 | 0 | 0 | 0 | 0 | 0 | 0 | 0 | 0 | 0 | 90 | 0 | 0 | 0 | 1 | 2 | 0 | 3 | 0 | 2 | 1 | -385.58 | -3180.532 | -3308.8336 | Gates 500/230kV TB #11 | Gates 500/230kV TB #11 | Mustang-Henrietta 230 kV line |  | 0 | 0 | 0 | 0 | 0 | 1 | 7.65 | 144.11 | -829.8336 | Cal Flat-Gates 230 kV line | Cal Flat-Gates 230 kV line | Mustang-Henrietta 230 kV line |  | 5 | 1 | YES | 2 | 5 | 4 | YES | 4
PG&E KERN | Kern PP | 70 | 0 | 0 | 0 | 0 | 0 | 0 | 0 | 0 | 0 | 0 | 0 | 0 | 0 | 0 | 0 | 0 | 0 | 0 | 0 | 0 | 0 | 0 | 0 | 0 | 0 | 0 | 0 | 0 | 0 | 0 | 0 | 0 | 0 | 0 | 0 | 0 | 0 | 0 | 0 | 0 | 0 | 0 | 0 | 0 | 0 | 0 | 0 | 0 | 0 | 0 | 0 | 0 | 0 | 0 | 0 | 0 | 0 | 0 | 0 | 0 | 0 | 0 | 0 | 0 | 0 | 0 | 0 | 1 | 1 | 0 | 0 | 0 | 0 | 0 | 0 | 0 | 0 | 0 | 0 | 1 | 0 | 0 | 0 | 0 | 0 | 0 | 0 | 0 | 0 | 0 | 0 | 0 | 0 | 0 | 0 | 0 | 0 | 0 |  | 0 | 0 | 0 | 0 | 0 | 0 | 0 | 0 | 0 | 0 | 0 | 0 | 0 | 0 | 0 | 0 | 0 | 0 | 0 | 0 | 0 | 0 | 0 | 0 | 0 | 0 | 0 | 0 | 0 | 0 | 1 | 0 | 1 | 0 | 1 | 0 | -385.58 | -3180.532 | -2164.4302 | Gates 500/230kV TB #11 | Gates 500/230kV TB #11 | Gates 500/230kV TB #11 |  | 0 | 0 | 0 | 0 | 0 | 0 | 7.65 | 144.11 | 266.8703 | Cal Flat-Gates 230 kV line | Cal Flat-Gates 230 kV line | Cal Flat-Gates 230 kV line |  | 5 | 1 | YES | 2 | 5 | 1 | YES | 2
PG&E KERN | Kernridge | 115 | 0 | 0 | 0 | 0 | 0 | 0 | 0 | 0 | 0 | 0 | 0 | 0 | 0 | 0 | 0 | 0 | 0 | 0 | 0 | 0 | 0 | 0 | 0 | 0 | 0 | 0 | 0 | 0 | 0 | 0 | 0 | 0 | 0 | 0 | 0 | 0 | 0 | 0 | 0 | 0 | 0 | 0 | 0 | 0 | 0 | 0 | 0 | 0 | 0 | 0 | 0 | 0 | 0 | 0 | 0 | 0 | 0 | 0 | 0 | 0 | 0 | 0 | 0 | 0 | 0 | 0 | 0 | 1 | 1 | 0 | 0 | 0 | 0 | 0 | 1 | 0 | 0 | 0 | 1 | 0 | 0 | 0 | 0 | 0 | 0 | 0 | 0 | 0 | 0 | 0 | 0 | 0 | 0 | 0 | 1 | 0 | 0 | 0 |  | 0 | 0 | 0 | 0 | 0 | 0 | 0 | 0 | 0 | 0 | 0 | 0 | 0 | 0 | 0 | 0 | 0 | 0 | 0 | 0 | 0 | 0 | 0 | 0 | 0 | 0 | 0 | 0 | 0 | 0 | 1 | 0 | 2 | 0 | 1 | 1 | -0.76 | -2441.884 | -3308.8336 | Gates 500/230kV TB #12 | Gates 500/230kV TB #12 | Mustang-Henrietta 230 kV line |  | 0 | 0 | 0 | 0 | 0 | 1 | 7.65 | 144.11 | -829.8336 | Cal Flat-Gates 230 kV line | Cal Flat-Gates 230 kV line | Mustang-Henrietta 230 kV line |  | 5 | 1 | YES | 2 | 5 | 4 | YES | 4
PG&E FRESNO | Kingsburg | 115 | 0 | 0 | 0 | 0 | 0 | 0 | 0 | 0 | 0 | 0 | 0 | 0 | 0 | 0 | 0 | 0 | 0 | 0 | 0 | 0 | 0 | 0 | 0 | 0 | 0 | 0 | 0 | 0 | 0 | 0 | 0 | 0 | 0 | 0 | 0 | 0 | 0 | 0 | 0 | 0 | 0 | 0 | 0 | 0 | 0 | 1 | 0 | 0 | 0 | 0 | 0 | 0 | 0 | 0 | 0 | 0 | 0 | 0 | 0 | 0 | 0 | 0 | 0 | 0 | 0 | 0 | 0 | 0 | 0 | 0 | 0 | 0 | 0 | 0 | 0 | 0 | 0 | 0 | 1 | 0 | 0 | 1 | 0 | 1 | 1 | 1 | 0 | 0 | 0 | 1 | 0 | 0 | 0 | 0 | 1 | 0 | 0 | 2 |  | 0 | 0 | 0 | 0 | 0 | 0 | 0 | 0 | 0 | 0 | 0 | 0 | 0 | 0 | 0 | 0 | 0 | 0 | 0 | 0 | 0 | 0 | 0 | 0 | 0 | 0 | 0 | 0 | 0 | 0 | 3 | 0 | 6 | 0 | 2 | 1 | -628.35 | -2441.884 | -3308.8336 | Borden-Storey #1 230kV line | Gates 500/230kV TB #12 | Mustang-Henrietta 230 kV line |  | 0 | 0 | 1 | 0 | 0 | 1 | 181.95 | -339.66 | -829.8336 | Bellota-Weber 230kV line | Bellota-Weber 230kV line | Mustang-Henrietta 230 kV line |  | 5 | 5 | NO | 5 | 5 | 4 | YES | 4
PG&E GBA | Kirker | 115 | 0 | 0 | 0 | 0 | 0 | 0 | 0 | 0 | 0 | 0 | 0 | 0 | 0 | 0 | 0 | 0 | 0 | 0 | 0 | 0 | 0 | 0 | 0 | 0 | 0 | 0 | 0 | 0 | 0 | 0 | 0 | 0 | 0 | 0 | 0 | 0 | 0 | 0 | 0 | 1 | 0 | 0 | 0 | 0 | 0 | 0 | 0 | 0 | 0 | 0 | 0 | 0 | 0 | 0 | 0 | 0 | 0 | 0 | 0 | 0 | 0 | 0 | 0 | 0 | 0 | 0 | 0 | 0 | 0 | 0 | 0 | 0 | 0 | 0 | 0 | 0 | 0 | 0 | 0 | 0 | 0 | 0 | 0 | 0 | 0 | 0 | 0 | 0 | 0 | 0 | 0 | 0 | 0 | 0 | 0 | 0 | 0 | 0 |  | 0 | 0 | 0 | 0 | 0 | 0 | 0 | 0 | 0 | 0 | 0 | 0 | 0 | 0 | 0 | 0 | 0 | 0 | 0 | 0 | 0 | 0 | 0 | 2.9 | 0 | 0 | 0 | 0 | 0 | 1 | 1 | 0 | 1 | 0 | 0 | 0 | -2282.29 | -1253.7212 | 884.6639 | Collinsville-Tesla 500 kV Line | Collinsville-Tesla 500 kV Line | Collinsville-Tesla 500 kV Line |  | 0 | 0 | 0 | 0 | 0 | 0 | 6362.71 | 7391.2788 | 884.6639 | Collinsville-Tesla 500 kV Line | Collinsville-Tesla 500 kV Line | Collinsville-Tesla 500 kV Line |  | 5 | 1 | YES | 2 | 1 | 1 | NO | 1
PG&E NGBA | Knights Landing | 115 | 0 | 0 | 0 | 0 | 0 | 0 | 0 | 0 | 0 | 0 | 0 | 0 | 0 | 0 | 0 | 0 | 0 | 0 | 0 | 0 | 0 | 0 | 0 | 0 | 0 | 0 | 0 | 0 | 0 | 0 | 0 | 0 | 0 | 0 | 0 | 0 | 0 | 0 | 0 | 1 | 1 | 0 | 1 | 0 | 1 | 1 | 0 | 1 | 0 | 0 | 0 | 0 | 0 | 0 | 0 | 0 | 0 | 0 | 0 | 1 | 1 | 0 | 0 | 0 | 0 | 0 | 0 | 0 | 0 | 0 | 0 | 0 | 0 | 0 | 0 | 0 | 0 | 0 | 0 | 0 | 0 | 0 | 0 | 0 | 0 | 0 | 0 | 0 | 0 | 0 | 0 | 0 | 0 | 0 | 0 | 0 | 0 | 0 |  | 0 | 0 | 0 | 0 | 0 | 0 | 0 | 0 | 0 | 0 | 0 | 0 | 0 | 0 | 0 | 0 | 0 | 0 | 0 | 0 | 0 | 0 | 0 | 0 | 0 | 0 | 0 | 0 | 0 | 0 | 2 | 0 | 2 | 0 | 0 | 0 | -2282.29 | -1253.7212 | 72.84 | Collinsville-Tesla 500 kV Line | Collinsville-Tesla 500 kV Line | Woodland- Davis 115kV line |  | 0 | 1 | 1 | 0 | 0 | 0 | -314.49 | -339.66 | 72.84 | Tesla-Bellota 230 kV line | Bellota-Weber 230kV line | Woodland- Davis 115kV line |  | 5 | 5 | NO | 5 | 1 | 1 | NO | 1
PG&E NGBA | Konocti | 60 | 0 | 0 | 0 | 0 | 0 | 0 | 0 | 0 | 0 | 0 | 0 | 0 | 0 | 0 | 0 | 0 | 0 | 0 | 0 | 0 | 0 | 0 | 0 | 0 | 0 | 0 | 0 | 0 | 0 | 0 | 0 | 0 | 0 | 0 | 0 | 0 | 0 | 0 | 0 | 1 | 0 | 1 | 0 | 0 | 0 | 0 | 0 | 0 | 0 | 0 | 0 | 0 | 1 | 0 | 1 | 1 | 0 | 0 | 0 | 0 | 0 | 0 | 0 | 0 | 0 | 0 | 1 | 0 | 0 | 0 | 0 | 0 | 0 | 0 | 0 | 0 | 0 | 0 | 0 | 0 | 0 | 0 | 0 | 0 | 0 | 0 | 0 | 0 | 0 | 0 | 0 | 0 | 0 | 0 | 0 | 0 | 0 | 1 |  | 0 | 0 | 0 | 0 | 0 | 0 | 0 | 0 | 0 | 0 | 0 | 0 | 0 | 0 | 0 | 0 | 0 | 0 | 0 | 0 | 0 | 0 | 0 | 0 | 0 | 0 | 0 | 0 | 0 | 0 | 2 | 0 | 1 | 0 | 0 | 0 | -2282.29 | -1253.7212 | 335.9726 | Collinsville-Tesla 500 kV Line | Collinsville-Tesla 500 kV Line | Birds Landing-Contra Costa 230kV Line |  | 0 | 0 | 0 | 0 | 0 | 0 | 661.81 | 929.8 | 335.9726 | Contra Costa- Windmaster 230 kV line | Cortina-Eagle Rock 115 kV line | Birds Landing-Contra Costa 230kV Line |  | 5 | 1 | YES | 2 | 1 | 1 | NO | 1
SCE NOL | Kramer | 115 | 0 | 0 | 0 | 0 | 0 | 0 | 0 | 0 | 0 | 0 | 0 | 1 | 1 | 1 | 0 | 0 | 0 | 0 | 0 | 0 | 0 | 0 | 0 | 0 | 0 | 0 | 0 | 0 | 0 | 0 | 0 | 0 | 0 | 0 | 0 | 0 | 0 | 0 | 0 | 0 | 0 | 0 | 0 | 0 | 0 | 0 | 0 | 0 | 0 | 0 | 0 | 0 | 0 | 0 | 0 | 0 | 0 | 0 | 0 | 0 | 0 | 0 | 0 | 0 | 0 | 0 | 0 | 0 | 0 | 0 | 0 | 0 | 0 | 0 | 0 | 0 | 0 | 0 | 0 | 0 | 0 | 0 | 0 | 0 | 0 | 0 | 0 | 0 | 0 | 0 | 0 | 0 | 0 | 0 | 0 | 0 | 0 | 3 |  | 0 | 0 | 0 | 0 | 0 | 0 | 0 | 0 | 0 | 0 | 0 | 0 | 0 | 0 | 0 | 0 | 0 | 0 | 0 | 0 | 0 | 0 | 0 | 0 | 0 | 4 | 0 | 6 | 0 | 1 | 0 | 2 | 0 | 0 | 0 | 0 | -104.4 | 65.95 | 1269.924 | South of Kramer Area Constraint | South of Kramer Area Constraint | South of Kramer Area Constraint |  | 0 | 2 | 0 | 0 | 0 | 0 | -104.4 | 65.95 | 1269.924 | South of Kramer Area Constraint | South of Kramer Area Constraint | South of Kramer Area Constraint |  | 3 | 3 | NO | 3 | 1 | 1 | NO | 1
SCE NOL | Kramer | 230 | 0 | 0 | 0 | 0 | 0 | 0 | 0 | 0 | 0 | 0 | 0 | 1 | 1 | 1 | 0 | 0 | 0 | 0 | 0 | 0 | 0 | 0 | 0 | 0 | 0 | 0 | 0 | 0 | 0 | 0 | 0 | 0 | 0 | 0 | 0 | 0 | 0 | 0 | 0 | 0 | 0 | 0 | 0 | 0 | 0 | 0 | 0 | 0 | 0 | 0 | 0 | 0 | 0 | 0 | 0 | 0 | 0 | 0 | 0 | 0 | 0 | 0 | 0 | 0 | 0 | 0 | 0 | 0 | 0 | 0 | 0 | 0 | 0 | 0 | 0 | 0 | 0 | 0 | 0 | 0 | 0 | 0 | 0 | 0 | 0 | 0 | 0 | 0 | 0 | 0 | 0 | 0 | 0 | 0 | 0 | 0 | 0 | 3 |  | 0 | 0 | 0 | 0 | 0 | 0 | 0 | 0 | 0 | 0 | 0 | 65 | 0 | 0 | 1 | 0 | 0 | 0 | 0 | 0 | 0 | 0 | 0 | 0 | 70 | 200 | 290 | 0 | 0 | 1 | 0 | 2 | 0 | 0 | 0 | 0 | -104.4 | 65.95 | 1269.924 | South of Kramer Area Constraint | South of Kramer Area Constraint | South of Kramer Area Constraint |  | 0 | 2 | 0 | 0 | 0 | 0 | -104.4 | 65.95 | 1269.924 | South of Kramer Area Constraint | South of Kramer Area Constraint | South of Kramer Area Constraint |  | 3 | 3 | NO | 3 | 1 | 1 | NO | 1
SCE Metro | La Cienega | 230 | 0 | 0 | 0 | 0 | 0 | 0 | 0 | 0 | 1 | 1 | 0 | 0 | 0 | 0 | 0 | 0 | 0 | 0 | 0 | 0 | 0 | 0 | 0 | 0 | 0 | 0 | 0 | 0 | 0 | 0 | 0 | 0 | 0 | 0 | 0 | 0 | 0 | 0 | 0 | 0 | 0 | 0 | 0 | 0 | 0 | 0 | 0 | 0 | 0 | 0 | 0 | 0 | 0 | 0 | 0 | 0 | 0 | 0 | 0 | 0 | 0 | 0 | 0 | 0 | 0 | 0 | 0 | 0 | 0 | 0 | 0 | 0 | 0 | 0 | 0 | 0 | 0 | 0 | 0 | 0 | 0 | 0 | 0 | 0 | 0 | 0 | 0 | 0 | 0 | 0 | 0 | 0 | 0 | 0 | 0 | 0 | 0 | 0 |  | 0 | 0 | 0 | 0 | 0 | 0 | 0 | 0 | 0 | 0 | 0 | 0 | 0 | 0 | 0 | 0 | 0 | 0 | 0 | 0 | 0 | 0 | 0 | 0 | 0 | 0 | 0 | 0 | 0 | 0 | 0 | 0 | 0 | 0 | 0 | 0 | 1336.8284 | 2017.444 | 4056.301 | Hinson - Del Amo Constraint | Hinson - Del Amo Constraint | Hinson - Del Amo Constraint |  | 0 | 0 | 0 | 0 | 0 | 0 | 1336.8284 | 2017.444 | 4056.301 | Hinson - Del Amo Constraint | Hinson - Del Amo Constraint | Hinson - Del Amo Constraint |  | 1 | 1 | NO | 1 | 1 | 1 | NO | 1
SCE Metro | La Fresa | 230 | 0 | 0 | 0 | 0 | 0 | 0 | 0 | 0 | 1 | 1 | 0 | 0 | 0 | 0 | 0 | 0 | 0 | 0 | 0 | 0 | 0 | 0 | 0 | 0 | 0 | 0 | 0 | 0 | 0 | 0 | 0 | 0 | 0 | 0 | 0 | 0 | 0 | 0 | 0 | 0 | 0 | 0 | 0 | 0 | 0 | 0 | 0 | 0 | 0 | 0 | 0 | 0 | 0 | 0 | 0 | 0 | 0 | 0 | 0 | 0 | 0 | 0 | 0 | 0 | 0 | 0 | 0 | 0 | 0 | 0 | 0 | 0 | 0 | 0 | 0 | 0 | 0 | 0 | 0 | 0 | 0 | 0 | 0 | 0 | 0 | 0 | 0 | 0 | 0 | 0 | 0 | 0 | 0 | 0 | 0 | 0 | 0 | 0 |  | 0 | 0 | 0 | 0 | 0 | 0 | 0 | 0 | 0.64 | 0 | 0 | 0 | 0 | 0 | 1 | 0 | 0 | 0 | 0 | 0 | 0 | 0 | 0 | 0.64 | 0 | 0 | 0 | 0 | 0 | 1 | 0 | 0 | 0 | 0 | 0 | 0 | 1336.8284 | 2017.444 | 4056.301 | Hinson - Del Amo Constraint | Hinson - Del Amo Constraint | Hinson - Del Amo Constraint |  | 0 | 0 | 0 | 0 | 0 | 0 | 1336.8284 | 2017.444 | 4056.301 | Hinson - Del Amo Constraint | Hinson - Del Amo Constraint | Hinson - Del Amo Constraint |  | 1 | 1 | NO | 1 | 1 | 1 | NO | 1
SCE Metro | Laguna Bell | 230 | 0 | 0 | 0 | 0 | 0 | 0 | 0 | 0 | 0 | 1 | 0 | 0 | 0 | 0 | 0 | 0 | 0 | 0 | 0 | 0 | 0 | 0 | 0 | 0 | 0 | 0 | 0 | 0 | 0 | 0 | 0 | 0 | 0 | 0 | 0 | 0 | 0 | 0 | 0 | 0 | 0 | 0 | 0 | 0 | 0 | 0 | 0 | 0 | 0 | 0 | 0 | 0 | 0 | 0 | 0 | 0 | 0 | 0 | 0 | 0 | 0 | 0 | 0 | 0 | 0 | 0 | 0 | 0 | 0 | 0 | 0 | 0 | 0 | 0 | 0 | 0 | 0 | 0 | 0 | 0 | 0 | 0 | 0 | 0 | 0 | 0 | 0 | 0 | 0 | 0 | 0 | 0 | 0 | 0 | 0 | 0 | 0 | 0 |  | 0 | 0 | 0 | 0 | 0 | 0 | 0 | 0 | 1.35 | 0 | 0 | 100 | 0 | 0 | 1 | 0 | 0 | 0 | 0 | 0 | 0 | 0 | 0 | 2.03 | 0 | 0 | 350 | 300 | 0 | 1 | 0 | 0 | 0 | 0 | 0 | 0 | 2097.6988 | 6824.058 | 19009.2611 | SCE Metro Area Default Constraint | SCE Metro Area Default Constraint | SCE Metro Area Default Constraint |  | 0 | 0 | 0 | 0 | 0 | 0 | 2097.6988 | 6824.058 | 19009.2611 | SCE Metro Area Default Constraint | SCE Metro Area Default Constraint | SCE Metro Area Default Constraint |  | 1 | 1 | NO | 1 | 1 | 1 | NO | 1
PG&E KERN | Lakeview | 70 | 0 | 0 | 0 | 0 | 0 | 0 | 0 | 0 | 0 | 0 | 0 | 0 | 0 | 0 | 0 | 0 | 0 | 0 | 0 | 0 | 0 | 0 | 0 | 0 | 0 | 0 | 0 | 0 | 0 | 0 | 0 | 0 | 0 | 0 | 0 | 0 | 0 | 0 | 0 | 0 | 0 | 0 | 0 | 0 | 0 | 0 | 0 | 0 | 0 | 0 | 0 | 0 | 0 | 0 | 0 | 0 | 0 | 0 | 0 | 0 | 0 | 0 | 0 | 0 | 0 | 0 | 0 | 0 | 0 | 0 | 0 | 0 | 0 | 0 | 0 | 0 | 1 | 0 | 1 | 1 | 0 | 0 | 0 | 0 | 0 | 0 | 0 | 0 | 0 | 0 | 0 | 0 | 0 | 0 | 1 | 0 | 0 | 0 |  | 0 | 0 | 0 | 0 | 0 | 0 | 0 | 0 | 0 | 0 | 89 | 0 | 0 | 0 | 1 | 0 | 0 | 0 | 0 | 0 | 0 | 0 | 0 | 0 | 0 | 89 | 65.6 | 0 | 0 | 1 | 2 | 0 | 3 | 0 | 2 | 1 | -385.58 | -3180.532 | -3308.8336 | Gates 500/230kV TB #11 | Gates 500/230kV TB #11 | Mustang-Henrietta 230 kV line |  | 0 | 0 | 0 | 0 | 0 | 1 | 48.4 | 132.7 | -829.8336 | Midway-Buena Vista Jct 230kV Line | Midway-Buena Vista Jct 230kV Line | Mustang-Henrietta 230 kV line |  | 5 | 1 | YES | 2 | 5 | 4 | YES | 4
PG&E NGBA | Lakeville | 230 | 0 | 0 | 0 | 0 | 0 | 0 | 0 | 0 | 0 | 0 | 0 | 0 | 0 | 0 | 0 | 0 | 0 | 0 | 0 | 0 | 0 | 0 | 0 | 0 | 0 | 0 | 0 | 0 | 0 | 0 | 0 | 0 | 0 | 0 | 0 | 0 | 0 | 0 | 0 | 1 | 0 | 0 | 0 | 0 | 0 | 0 | 0 | 0 | 0 | 0 | 0 | 1 | 1 | 1 | 1 | 1 | 0 | 0 | 1 | 1 | 0 | 0 | 0 | 0 | 0 | 1 | 1 | 0 | 0 | 0 | 0 | 0 | 0 | 0 | 0 | 0 | 0 | 0 | 0 | 0 | 0 | 0 | 0 | 0 | 0 | 0 | 0 | 0 | 0 | 0 | 0 | 0 | 0 | 0 | 0 | 0 | 0 | 2 |  | 0 | 0 | 0 | 0 | 0 | 0 | 0 | 0 | 0 | 0 | 0 | 0 | 0 | 0 | 0 | 0 | 0 | 0 | 0 | 0 | 0 | 0 | 0 | 0 | 0 | 0 | 0 | 0 | 0 | 0 | 4 | 0 | 1 | 0 | 0 | 0 | -2282.29 | -1253.7212 | 335.9726 | Collinsville-Tesla 500 kV Line | Collinsville-Tesla 500 kV Line | Birds Landing-Contra Costa 230kV Line |  | 0 | 1 | 0 | 0 | 0 | 0 | -314.49 | 932.2038 | 335.9726 | Tesla-Bellota 230 kV line | Contra Costa- Windmaster 230 kV line | Birds Landing-Contra Costa 230kV Line |  | 5 | 4 | YES | 4 | 1 | 1 | NO | 1
PG&E NGBA | Lakeville | 60 | 0 | 0 | 0 | 0 | 0 | 0 | 0 | 0 | 0 | 0 | 0 | 0 | 0 | 0 | 0 | 0 | 0 | 0 | 0 | 0 | 0 | 0 | 0 | 0 | 0 | 0 | 0 | 0 | 0 | 0 | 0 | 0 | 0 | 0 | 0 | 0 | 0 | 0 | 0 | 1 | 0 | 0 | 0 | 0 | 0 | 0 | 0 | 0 | 0 | 0 | 0 | 1 | 1 | 1 | 1 | 1 | 0 | 0 | 0 | 1 | 0 | 0 | 0 | 0 | 0 | 1 | 1 | 0 | 0 | 0 | 0 | 0 | 0 | 0 | 0 | 0 | 0 | 0 | 0 | 0 | 0 | 0 | 0 | 0 | 0 | 0 | 0 | 0 | 0 | 0 | 0 | 0 | 0 | 0 | 0 | 0 | 0 | 2 |  | 0 | 0 | 0 | 0 | 0 | 0 | 0 | 0 | 0 | 0 | 0 | 0 | 0 | 0 | 0 | 0 | 0 | 0 | 0 | 0 | 0 | 0 | 0 | 0 | 0 | 0 | 0 | 0 | 0 | 0 | 4 | 0 | 1 | 0 | 0 | 0 | -2282.29 | -1253.7212 | 335.9726 | Collinsville-Tesla 500 kV Line | Collinsville-Tesla 500 kV Line | Birds Landing-Contra Costa 230kV Line |  | 0 | 1 | 0 | 0 | 0 | 0 | -314.49 | 932.2038 | 335.9726 | Tesla-Bellota 230 kV line | Contra Costa- Windmaster 230 kV line | Birds Landing-Contra Costa 230kV Line |  | 5 | 4 | YES | 4 | 1 | 1 | NO | 1
PG&E NGBA | Lakeville | 115 | 0 | 0 | 0 | 0 | 0 | 0 | 0 | 0 | 0 | 0 | 0 | 0 | 0 | 0 | 0 | 0 | 0 | 0 | 0 | 0 | 0 | 0 | 0 | 0 | 0 | 0 | 0 | 0 | 0 | 0 | 0 | 0 | 0 | 0 | 0 | 0 | 0 | 0 | 0 | 1 | 0 | 0 | 0 | 0 | 0 | 0 | 0 | 0 | 0 | 0 | 0 | 1 | 1 | 1 | 1 | 1 | 0 | 0 | 0 | 1 | 0 | 0 | 0 | 0 | 0 | 1 | 1 | 0 | 0 | 0 | 0 | 0 | 0 | 0 | 0 | 0 | 0 | 0 | 0 | 0 | 0 | 0 | 0 | 0 | 0 | 0 | 0 | 0 | 0 | 0 | 0 | 0 | 0 | 0 | 0 | 0 | 0 | 2 |  | 0 | 0 | 0 | 0 | 0 | 0 | 0 | 0 | 0 | 0 | 0 | 0 | 0 | 0 | 0 | 35.8 | 0 | 0 | 0 | 0 | 0 | 0 | 0 | 0 | 0 | 0 | 50 | 0 | 0 | 1 | 4 | 0 | 1 | 0 | 0 | 0 | -2282.29 | -1253.7212 | 335.9726 | Collinsville-Tesla 500 kV Line | Collinsville-Tesla 500 kV Line | Birds Landing-Contra Costa 230kV Line |  | 0 | 1 | 0 | 0 | 0 | 0 | -314.49 | 932.2038 | 335.9726 | Tesla-Bellota 230 kV line | Contra Costa- Windmaster 230 kV line | Birds Landing-Contra Costa 230kV Line |  | 5 | 4 | YES | 4 | 1 | 1 | NO | 1
PG&E GBA | Lakewood | 115 | 0 | 0 | 0 | 0 | 0 | 0 | 0 | 0 | 0 | 0 | 0 | 0 | 0 | 0 | 0 | 0 | 0 | 0 | 0 | 0 | 0 | 0 | 0 | 0 | 0 | 0 | 0 | 0 | 0 | 0 | 0 | 0 | 0 | 0 | 0 | 0 | 0 | 0 | 0 | 1 | 0 | 0 | 0 | 0 | 0 | 0 | 0 | 0 | 0 | 0 | 0 | 0 | 0 | 0 | 0 | 0 | 0 | 0 | 0 | 0 | 0 | 0 | 0 | 0 | 0 | 0 | 0 | 0 | 0 | 0 | 0 | 0 | 0 | 0 | 0 | 0 | 0 | 0 | 0 | 0 | 0 | 0 | 0 | 0 | 0 | 0 | 0 | 0 | 0 | 0 | 0 | 0 | 0 | 0 | 0 | 0 | 0 | 0 |  | 0 | 0 | 0 | 0 | 0 | 0 | 0 | 0 | 0 | 0 | 0 | 0 | 0 | 0 | 0 | 0 | 0 | 0 | 0 | 0 | 0 | 0 | 0 | 0 | 0 | 0 | 0 | 0 | 0 | 0 | 1 | 0 | 1 | 0 | 0 | 0 | -2282.29 | -1253.7212 | 884.6639 | Collinsville-Tesla 500 kV Line | Collinsville-Tesla 500 kV Line | Collinsville-Tesla 500 kV Line |  | 0 | 0 | 0 | 0 | 0 | 0 | 6362.71 | 7391.2788 | 884.6639 | Collinsville-Tesla 500 kV Line | Collinsville-Tesla 500 kV Line | Collinsville-Tesla 500 kV Line |  | 5 | 1 | YES | 2 | 1 | 1 | NO | 1
PG&E NGBA | Lambie | 230 | 0 | 0 | 0 | 0 | 0 | 0 | 0 | 0 | 0 | 0 | 0 | 0 | 0 | 0 | 0 | 0 | 0 | 0 | 0 | 0 | 0 | 0 | 0 | 0 | 0 | 0 | 0 | 0 | 0 | 0 | 0 | 0 | 0 | 0 | 0 | 0 | 0 | 0 | 0 | 1 | 0 | 0 | 0 | 0 | 0 | 0 | 0 | 0 | 0 | 0 | 0 | 0 | 0 | 1 | 1 | 1 | 0 | 0 | 1 | 1 | 0 | 0 | 0 | 0 | 0 | 1 | 1 | 0 | 0 | 0 | 0 | 0 | 0 | 0 | 0 | 0 | 0 | 0 | 0 | 0 | 0 | 0 | 0 | 0 | 0 | 0 | 0 | 0 | 0 | 0 | 0 | 0 | 0 | 0 | 0 | 0 | 0 | 0 |  | 0 | 0 | 0 | 0 | 0 | 0 | 0 | 0 | 0 | 0 | 0 | 0 | 0 | 0 | 0 | 0 | 0 | 0 | 130 | 0 | 0 | 0 | 0 | 0 | 0 | 0 | 0 | 0 | 0 | 1 | 4 | 0 | 1 | 0 | 0 | 0 | -2282.29 | -1253.7212 | 335.9726 | Collinsville-Tesla 500 kV Line | Collinsville-Tesla 500 kV Line | Birds Landing-Contra Costa 230kV Line |  | 0 | 1 | 0 | 0 | 0 | 0 | -314.49 | 932.2038 | 335.9726 | Tesla-Bellota 230 kV line | Contra Costa- Windmaster 230 kV line | Birds Landing-Contra Costa 230kV Line |  | 5 | 4 | YES | 4 | 1 | 1 | NO | 1
PG&E GBA | Lammers | 115 | 0 | 0 | 0 | 0 | 0 | 0 | 0 | 0 | 0 | 0 | 0 | 0 | 0 | 0 | 0 | 0 | 0 | 0 | 0 | 0 | 0 | 0 | 0 | 0 | 0 | 0 | 0 | 0 | 0 | 0 | 0 | 0 | 0 | 0 | 0 | 0 | 0 | 0 | 0 | 0 | 0 | 0 | 0 | 0 | 0 | 1 | 0 | 0 | 0 | 0 | 0 | 0 | 0 | 0 | 0 | 1 | 0 | 1 | 0 | 1 | 0 | 0 | 0 | 0 | 0 | 1 | 0 | 0 | 0 | 0 | 0 | 0 | 0 | 0 | 0 | 0 | 0 | 0 | 0 | 0 | 0 | 0 | 0 | 0 | 0 | 0 | 0 | 0 | 0 | 0 | 0 | 0 | 0 | 0 | 0 | 0 | 0 | 0 |  | 0 | 0 | 0 | 0 | 0 | 0 | 0 | 0 | 0 | 0 | 0 | 0 | 0 | 0 | 0 | 0 | 0 | 0 | 0 | 0 | 0 | 0 | 0 | 0 | 0 | 0 | 0 | 0 | 0 | 0 | 1 | 0 | 1 | 0 | 0 | 0 | -614.49 | -339.66 | 672.109 | Tesla-Bellota 230 kV line | Bellota-Weber 230kV line | Kasson Jct-Heinz 115 kV line |  | 0 | 1 | 1 | 0 | 0 | 0 | -314.49 | -339.66 | 672.109 | Tesla-Bellota 230 kV line | Bellota-Weber 230kV line | Kasson Jct-Heinz 115 kV line |  | 5 | 5 | NO | 5 | 1 | 1 | NO | 1
PG&E KERN | Lamont | 115 | 0 | 0 | 0 | 0 | 0 | 0 | 0 | 0 | 0 | 0 | 0 | 0 | 0 | 0 | 0 | 0 | 0 | 0 | 0 | 0 | 0 | 0 | 0 | 0 | 0 | 0 | 0 | 0 | 0 | 0 | 0 | 0 | 0 | 0 | 0 | 0 | 0 | 0 | 0 | 0 | 0 | 0 | 0 | 0 | 0 | 0 | 0 | 0 | 0 | 0 | 0 | 0 | 0 | 0 | 0 | 0 | 0 | 0 | 0 | 0 | 0 | 0 | 0 | 0 | 0 | 0 | 0 | 0 | 0 | 0 | 1 | 0 | 0 | 1 | 0 | 0 | 0 | 0 | 1 | 1 | 0 | 0 | 0 | 0 | 0 | 0 | 0 | 0 | 0 | 0 | 0 | 0 | 0 | 0 | 1 | 0 | 0 | 0 |  | 0 | 0 | 0 | 0 | 0 | 0 | 0 | 0 | 0 | 0 | 0 | 0 | 0 | 0 | 0 | 0 | 0 | 0 | 0 | 0 | 0 | 0 | 0 | 0 | 0 | 0 | 0 | 0 | 0 | 0 | 2 | 0 | 3 | 0 | 2 | 1 | -385.58 | -3180.532 | -3308.8336 | Gates 500/230kV TB #11 | Gates 500/230kV TB #11 | Mustang-Henrietta 230 kV line |  | 0 | 0 | 0 | 0 | 0 | 1 | 169.8 | 113.8 | -829.8336 | Kern-Tevis-Stockdale-Lamont 115kV line | Kern-Tevis-Stockdale-Lamont 115kV line | Mustang-Henrietta 230 kV line |  | 5 | 1 | YES | 2 | 5 | 4 | YES | 4
PG&E FRESNO | Las Aguilas | 230 | 0 | 0 | 0 | 0 | 0 | 0 | 0 | 0 | 0 | 0 | 0 | 0 | 0 | 0 | 0 | 0 | 0 | 0 | 0 | 0 | 0 | 0 | 0 | 0 | 0 | 0 | 0 | 0 | 0 | 0 | 0 | 0 | 0 | 0 | 0 | 0 | 0 | 0 | 0 | 0 | 0 | 0 | 0 | 0 | 0 | 0 | 0 | 0 | 0 | 0 | 0 | 0 | 0 | 0 | 0 | 0 | 0 | 0 | 0 | 0 | 0 | 0 | 0 | 0 | 0 | 0 | 0 | 0 | 0 | 0 | 0 | 0 | 0 | 0 | 0 | 0 | 0 | 0 | 1 | 1 | 0 | 1 | 0 | 0 | 0 | 1 | 0 | 0 | 0 | 0 | 0 | 0 | 0 | 0 | 0 | 0 | 1 | 1 |  | 0 | 0 | 0 | 0 | 0 | 0 | 0 | 0 | 0 | 0 | 0 | 0 | 0 | 0 | 0 | 0 | 0 | 0 | 0 | 0 | 0 | 0 | 0 | 0 | 140 | 0 | 0 | 0 | 0 | 1 | 2 | 0 | 3 | 0 | 2 | 0 | -385.58 | -3180.532 | -3151.403 | Gates 500/230kV TB #11 | Gates 500/230kV TB #11 | Gates 500/230kV TB #12 |  | 0 | 0 | 0 | 0 | 0 | 0 | 1409.38 | 1058.968 | 1732.5466 | NEW-Metcalf-Mosslanding 500kV | Los Banos 500/230kV TB | Tranquility-Helm 230kV Line |  | 5 | 1 | YES | 2 | 5 | 1 | YES | 2
EOP | Lathrop | 138 | 0 | 0 | 0 | 0 | 0 | 0 | 0 | 0 | 0 | 0 | 0 | 0 | 0 | 0 | 0 | 0 | 0 | 0 | 0 | 0 | 0 | 0 | 1 | 1 | 1 | 0 | 0 | 0 | 0 | 0 | 0 | 0 | 0 | 0 | 0 | 0 | 0 | 0 | 0 | 0 | 0 | 0 | 0 | 0 | 0 | 0 | 0 | 0 | 0 | 0 | 0 | 0 | 0 | 0 | 0 | 0 | 0 | 0 | 0 | 0 | 0 | 0 | 0 | 0 | 0 | 0 | 0 | 0 | 0 | 0 | 0 | 0 | 0 | 0 | 0 | 0 | 0 | 0 | 0 | 0 | 0 | 0 | 0 | 0 | 0 | 0 | 0 | 0 | 0 | 0 | 0 | 0 | 0 | 0 | 0 | 0 | 0 | 2 |  | 0 | 0 | 0 | 0 | 0 | 0 | 0 | 0 | 0 | 0 | 0 | 0 | 0 | 0 | 0 | 0 | 0 | 0 | 0 | 0 | 0 | 0 | 0 | 0 | 0 | 0 | 0 | 0 | 0 | 0 | 1 | 0 | 1 | 0 | 0 | 1 | -5797.881 | -6339.828 | -5675.751 | Lugo - Victorville area constraint | Lugo - Victorville area constraint | Lugo - Victorville area constraint |  | 0 | 0 | 0 | 0 | 0 | 0 | 876.62 | 67.08 | 709.88 | Sloan Canyon - Eldorado 500 kV constraint | Sloan Canyon - Eldorado 500 kV constraint | GLW 230kV area constraint |  | 5 | 1 | YES | 2 | 4 | 1 | YES | 2
EOP | Lathrop | 230 | 0 | 0 | 0 | 0 | 0 | 0 | 0 | 0 | 0 | 0 | 0 | 0 | 0 | 0 | 0 | 0 | 0 | 0 | 0 | 0 | 0 | 0 | 1 | 1 | 1 | 0 | 0 | 0 | 0 | 0 | 0 | 0 | 0 | 0 | 0 | 0 | 0 | 0 | 0 | 0 | 0 | 0 | 0 | 0 | 0 | 0 | 0 | 0 | 0 | 0 | 0 | 0 | 0 | 0 | 0 | 0 | 0 | 0 | 0 | 0 | 0 | 0 | 0 | 0 | 0 | 0 | 0 | 0 | 0 | 0 | 0 | 0 | 0 | 0 | 0 | 0 | 0 | 0 | 0 | 0 | 0 | 0 | 0 | 0 | 0 | 0 | 0 | 0 | 0 | 0 | 0 | 0 | 0 | 0 | 0 | 0 | 0 | 2 |  | 0 | 0 | 0 | 0 | 0 | 0 | 0 | 0 | 0 | 0 | 0 | 0 | 0 | 0 | 0 | 0 | 0 | 0 | 0 | 0 | 0 | 0 | 0 | 0 | 300 | 0 | 0 | 40 | 0 | 1 | 1 | 0 | 1 | 0 | 0 | 1 | -5797.881 | -6339.828 | -5675.751 | Lugo - Victorville area constraint | Lugo - Victorville area constraint | Lugo - Victorville area constraint |  | 0 | 0 | 0 | 0 | 0 | 0 | 876.62 | 67.08 | 709.88 | Sloan Canyon - Eldorado 500 kV constraint | Sloan Canyon - Eldorado 500 kV constraint | GLW 230kV area constraint |  | 5 | 1 | YES | 2 | 4 | 1 | YES | 2
PG&E FRESNO | Le Grand | 115 | 0 | 0 | 0 | 0 | 0 | 0 | 0 | 0 | 0 | 0 | 0 | 0 | 0 | 0 | 0 | 0 | 0 | 0 | 0 | 0 | 0 | 0 | 0 | 0 | 0 | 0 | 0 | 0 | 0 | 0 | 0 | 0 | 0 | 0 | 0 | 0 | 0 | 0 | 0 | 0 | 0 | 0 | 0 | 0 | 0 | 1 | 0 | 0 | 0 | 0 | 0 | 0 | 0 | 0 | 0 | 0 | 0 | 0 | 0 | 0 | 0 | 0 | 0 | 0 | 0 | 0 | 0 | 0 | 0 | 0 | 0 | 0 | 0 | 0 | 0 | 0 | 0 | 0 | 1 | 1 | 0 | 1 | 1 | 1 | 1 | 1 | 0 | 1 | 1 | 1 | 1 | 0 | 1 | 0 | 0 | 0 | 0 | 2 |  | 0 | 0 | 0 | 0 | 0 | 0 | 0 | 0 | 0 | 0 | 0 | 0 | 0 | 0 | 0 | 0 | 0 | 0 | 0 | 0 | 0 | 0 | 0 | 0 | 0 | 0 | 0 | 0 | 0 | 0 | 4 | 0 | 6 | 0 | 3 | 0 | -628.35 | -3180.532 | -3151.403 | Borden-Storey #1 230kV line | Gates 500/230kV TB #11 | Gates 500/230kV TB #12 |  | 0 | 0 | 1 | 0 | 0 | 0 | 15.95 | -339.66 | 160.5276 | Oro Loma-El Nido 115kV Line | Bellota-Weber 230kV line | Merced 115/70kV TB#2 |  | 5 | 5 | NO | 5 | 5 | 1 | YES | 2
PG&E FRESNO | Lemoore | 70 | 0 | 0 | 0 | 0 | 0 | 0 | 0 | 0 | 0 | 0 | 0 | 0 | 0 | 0 | 0 | 0 | 0 | 0 | 0 | 0 | 0 | 0 | 0 | 0 | 0 | 0 | 0 | 0 | 0 | 0 | 0 | 0 | 0 | 0 | 0 | 0 | 0 | 0 | 0 | 0 | 0 | 0 | 0 | 0 | 0 | 0 | 0 | 0 | 0 | 0 | 0 | 0 | 0 | 0 | 0 | 0 | 0 | 0 | 0 | 0 | 0 | 0 | 0 | 0 | 0 | 0 | 0 | 0 | 1 | 0 | 0 | 0 | 0 | 0 | 0 | 0 | 0 | 0 | 0 | 1 | 0 | 1 | 0 | 0 | 0 | 0 | 0 | 0 | 0 | 0 | 0 | 0 | 0 | 0 | 0 | 0 | 0 | 0 |  | 0 | 0 | 0 | 0 | 0 | 0 | 0 | 0 | 0 | 0 | 0 | 0 | 0 | 0 | 0 | 0 | 0 | 0 | 0 | 0 | 0 | 0 | 0 | 0 | 0 | 0 | 0 | 0 | 0 | 0 | 1 | 0 | 2 | 0 | 1 | 0 | -385.58 | -3180.532 | -2164.4302 | Gates 500/230kV TB #11 | Gates 500/230kV TB #11 | Gates 500/230kV TB #11 |  | 0 | 0 | 0 | 0 | 0 | 0 | 682.55 | 472.67 | 299.0988 | Gates-Arco 230 kV Line | Gates-Arco 230 kV Line | Gates-Arco 230 kV Line |  | 5 | 1 | YES | 2 | 5 | 1 | YES | 2
PG&E KERN | Lerdo | 115 | 0 | 0 | 0 | 0 | 0 | 0 | 0 | 0 | 0 | 0 | 0 | 0 | 0 | 0 | 0 | 0 | 0 | 0 | 0 | 0 | 0 | 0 | 0 | 0 | 0 | 0 | 0 | 0 | 0 | 0 | 0 | 0 | 0 | 0 | 0 | 0 | 0 | 0 | 0 | 0 | 0 | 0 | 0 | 0 | 0 | 0 | 0 | 0 | 0 | 0 | 0 | 0 | 0 | 0 | 0 | 0 | 0 | 0 | 0 | 0 | 0 | 0 | 0 | 0 | 0 | 0 | 0 | 1 | 1 | 0 | 1 | 0 | 0 | 0 | 1 | 0 | 0 | 0 | 1 | 0 | 0 | 0 | 0 | 0 | 0 | 0 | 0 | 0 | 0 | 0 | 0 | 0 | 0 | 0 | 1 | 0 | 0 | 0 |  | 0 | 0 | 0 | 0 | 0 | 0 | 0 | 0 | 0 | 0 | 0 | 0 | 0 | 0 | 0 | 0 | 0 | 0 | 0 | 0 | 0 | 0 | 0 | 0 | 0 | 0 | 0 | 0 | 0 | 0 | 1 | 0 | 2 | 0 | 1 | 1 | -0.76 | -2441.884 | -3308.8336 | Gates 500/230kV TB #12 | Gates 500/230kV TB #12 | Mustang-Henrietta 230 kV line |  | 0 | 0 | 0 | 0 | 0 | 1 | 7.65 | 144.11 | -829.8336 | Cal Flat-Gates 230 kV line | Cal Flat-Gates 230 kV line | Mustang-Henrietta 230 kV line |  | 5 | 1 | YES | 2 | 5 | 4 | YES | 4
SCE Metro | Lewis | 230 | 0 | 0 | 0 | 0 | 0 | 0 | 0 | 0 | 0 | 1 | 0 | 0 | 0 | 0 | 0 | 0 | 0 | 0 | 0 | 0 | 0 | 0 | 0 | 0 | 0 | 0 | 0 | 0 | 0 | 0 | 0 | 0 | 0 | 0 | 0 | 0 | 0 | 0 | 0 | 0 | 0 | 0 | 0 | 0 | 0 | 0 | 0 | 0 | 0 | 0 | 0 | 0 | 0 | 0 | 0 | 0 | 0 | 0 | 0 | 0 | 0 | 0 | 0 | 0 | 0 | 0 | 0 | 0 | 0 | 0 | 0 | 0 | 0 | 0 | 0 | 0 | 0 | 0 | 0 | 0 | 0 | 0 | 0 | 0 | 0 | 0 | 0 | 0 | 0 | 0 | 0 | 0 | 0 | 0 | 0 | 0 | 0 | 0 |  | 0 | 0 | 0 | 0 | 0 | 0 | 0 | 0 | 0 | 0 | 0 | 0 | 0 | 0 | 0 | 0 | 0 | 0 | 0 | 0 | 0 | 0 | 0 | 0 | 0 | 0 | 0 | 0 | 0 | 0 | 0 | 0 | 0 | 0 | 0 | 0 | 2097.6988 | 6824.058 | 19009.2611 | SCE Metro Area Default Constraint | SCE Metro Area Default Constraint | SCE Metro Area Default Constraint |  | 0 | 0 | 0 | 0 | 0 | 0 | 2097.6988 | 6824.058 | 19009.2611 | SCE Metro Area Default Constraint | SCE Metro Area Default Constraint | SCE Metro Area Default Constraint |  | 1 | 1 | NO | 1 | 1 | 1 | NO | 1
SCE Metro | Lighthipe | 230 | 0 | 0 | 0 | 0 | 0 | 0 | 0 | 0 | 1 | 1 | 0 | 0 | 0 | 0 | 0 | 0 | 0 | 0 | 0 | 0 | 0 | 0 | 0 | 0 | 0 | 0 | 0 | 0 | 0 | 0 | 0 | 0 | 0 | 0 | 0 | 0 | 0 | 0 | 0 | 0 | 0 | 0 | 0 | 0 | 0 | 0 | 0 | 0 | 0 | 0 | 0 | 0 | 0 | 0 | 0 | 0 | 0 | 0 | 0 | 0 | 0 | 0 | 0 | 0 | 0 | 0 | 0 | 0 | 0 | 0 | 0 | 0 | 0 | 0 | 0 | 0 | 0 | 0 | 0 | 0 | 0 | 0 | 0 | 0 | 0 | 0 | 0 | 0 | 0 | 0 | 0 | 0 | 0 | 0 | 0 | 0 | 0 | 0 |  | 0 | 0 | 0 | 0 | 0 | 0 | 0 | 0 | 2.34 | 1.32 | 0 | 0 | 0 | 0 | 1 | 0 | 0 | 0 | 0 | 0 | 0 | 0 | 0 | 3.66 | 1.32 | 0 | 0 | 250 | 0 | 1 | 0 | 0 | 0 | 0 | 0 | 0 | 1336.8284 | 2017.444 | 4056.301 | Hinson - Del Amo Constraint | Hinson - Del Amo Constraint | Hinson - Del Amo Constraint |  | 0 | 0 | 0 | 0 | 0 | 0 | 1336.8284 | 2017.444 | 4056.301 | Hinson - Del Amo Constraint | Hinson - Del Amo Constraint | Hinson - Del Amo Constraint |  | 1 | 1 | NO | 1 | 1 | 1 | NO | 1
SDGE | Lilac | 69 | 0 | 0 | 0 | 0 | 0 | 0 | 0 | 0 | 0 | 0 | 0 | 0 | 0 | 0 | 0 | 0 | 0 | 0 | 0 | 0 | 0 | 0 | 0 | 0 | 0 | 1 | 0 | 0 | 0 | 0 | 1 | 0 | 1 | 1 | 0 | 0 | 0 | 1 | 0 | 0 | 0 | 0 | 0 | 0 | 0 | 0 | 0 | 0 | 0 | 0 | 0 | 0 | 0 | 0 | 0 | 0 | 0 | 0 | 0 | 0 | 0 | 0 | 0 | 0 | 0 | 0 | 0 | 0 | 0 | 0 | 0 | 0 | 0 | 0 | 0 | 0 | 0 | 0 | 0 | 0 | 0 | 0 | 0 | 0 | 0 | 0 | 0 | 0 | 0 | 0 | 0 | 0 | 0 | 0 | 0 | 0 | 0 | 2 |  | 0 | 0 | 0 | 0 | 0 | 0 | 0 | 0 | 0 | 0 | 0 | 0 | 0 | 0 | 0 | 0 | 0 | 0 | 0 | 0 | 0 | 0 | 0 | 0 | 0 | 0 | 0 | 0 | 0 | 0 | 0 | 0 | 0 | 0 | 0 | 0 | 29.03 | 164 | 284 | San Luis Rey-San Onofre 230 kV line constraint | Ocean Ranch 69 kV constraint | Ocean Ranch 69 kV constraint |  | 0 | 0 | 0 | 0 | 0 | 0 | 29.03 | 164 | 284 | San Luis Rey-San Onofre 230 kV line constraint | Ocean Ranch 69 kV constraint | Ocean Ranch 69 kV constraint |  | 1 | 1 | NO | 1 | 1 | 1 | NO | 1
PG&E NGBA | Lincoln | 115 | 0 | 0 | 0 | 0 | 0 | 0 | 0 | 0 | 0 | 0 | 0 | 0 | 0 | 0 | 0 | 0 | 0 | 0 | 0 | 0 | 0 | 0 | 0 | 0 | 0 | 0 | 0 | 0 | 0 | 0 | 0 | 0 | 0 | 0 | 0 | 0 | 0 | 0 | 0 | 1 | 1 | 0 | 1 | 0 | 1 | 1 | 1 | 1 | 0 | 0 | 0 | 0 | 0 | 0 | 0 | 0 | 0 | 0 | 0 | 1 | 1 | 0 | 0 | 0 | 0 | 0 | 0 | 0 | 0 | 0 | 0 | 0 | 0 | 0 | 0 | 0 | 0 | 0 | 0 | 0 | 0 | 0 | 0 | 0 | 0 | 0 | 0 | 0 | 0 | 0 | 0 | 0 | 0 | 0 | 0 | 0 | 0 | 0 |  | 0 | 0 | 0 | 0 | 0 | 0 | 0 | 0 | 0 | 0 | 0 | 0 | 0 | 0 | 0 | 0 | 0 | 0 | 0 | 0 | 0 | 0 | 0 | 0 | 0 | 0 | 0 | 0 | 0 | 0 | 2 | 0 | 2 | 0 | 0 | 0 | -2282.29 | -1253.7212 | 72.84 | Collinsville-Tesla 500 kV Line | Collinsville-Tesla 500 kV Line | Woodland- Davis 115kV line |  | 0 | 1 | 1 | 0 | 0 | 0 | -314.49 | -339.66 | 72.84 | Tesla-Bellota 230 kV line | Bellota-Weber 230kV line | Woodland- Davis 115kV line |  | 5 | 5 | NO | 5 | 1 | 1 | NO | 1
PG&E KERN | Live Oak | 115 | 0 | 0 | 0 | 0 | 0 | 0 | 0 | 0 | 0 | 0 | 0 | 0 | 0 | 0 | 0 | 0 | 0 | 0 | 0 | 0 | 0 | 0 | 0 | 0 | 0 | 0 | 0 | 0 | 0 | 0 | 0 | 0 | 0 | 0 | 0 | 0 | 0 | 0 | 0 | 0 | 0 | 0 | 0 | 0 | 0 | 0 | 0 | 0 | 0 | 0 | 0 | 0 | 0 | 0 | 0 | 0 | 0 | 0 | 0 | 0 | 0 | 0 | 0 | 0 | 0 | 0 | 0 | 0 | 1 | 0 | 1 | 0 | 0 | 0 | 0 | 0 | 0 | 0 | 1 | 0 | 0 | 0 | 0 | 0 | 0 | 0 | 0 | 0 | 0 | 0 | 0 | 0 | 0 | 0 | 1 | 0 | 0 | 0 |  | 0 | 0 | 0 | 0 | 0 | 0 | 0 | 0 | 0 | 0 | 0 | 0 | 0 | 0 | 0 | 0 | 0 | 0 | 0 | 0 | 0 | 0 | 0 | 0 | 100 | 110 | 0 | 0 | 0 | 1 | 1 | 0 | 2 | 0 | 1 | 1 | -0.76 | -2441.884 | -3308.8336 | Gates 500/230kV TB #12 | Gates 500/230kV TB #12 | Mustang-Henrietta 230 kV line |  | 0 | 0 | 0 | 0 | 0 | 1 | 682.55 | 472.67 | -829.8336 | Gates-Arco 230 kV Line | Gates-Arco 230 kV Line | Mustang-Henrietta 230 kV line |  | 5 | 1 | YES | 2 | 5 | 4 | YES | 4
PG&E GBA | Llagas | 115 | 0 | 0 | 0 | 0 | 0 | 0 | 0 | 0 | 0 | 0 | 0 | 0 | 0 | 0 | 0 | 0 | 0 | 0 | 0 | 0 | 0 | 0 | 0 | 0 | 0 | 0 | 0 | 0 | 0 | 0 | 0 | 0 | 0 | 0 | 0 | 0 | 0 | 0 | 0 | 0 | 0 | 0 | 0 | 0 | 0 | 0 | 0 | 0 | 0 | 0 | 0 | 0 | 1 | 0 | 0 | 1 | 0 | 0 | 0 | 1 | 0 | 0 | 0 | 0 | 1 | 0 | 0 | 0 | 0 | 0 | 0 | 0 | 0 | 0 | 0 | 0 | 0 | 0 | 0 | 0 | 0 | 0 | 0 | 0 | 0 | 0 | 0 | 0 | 0 | 0 | 0 | 0 | 0 | 0 | 0 | 0 | 0 | 1 |  | 0 | 0 | 0 | 0 | 0 | 0 | 0 | 0 | 0 | 0 | 0 | 0 | 0 | 0 | 0 | 0 | 0 | 0 | 0 | 0 | 0 | 0 | 0 | 0 | 0 | 0 | 0 | 0 | 0 | 0 | 1 | 0 | 0 | 0 | 0 | 0 | -614.49 | 351.6 | 172.2 | Tesla-Bellota 230 kV line | Morganhill-Metcalf 115kV Line | Morganhill-Metcalf 115kV Line |  | 0 | 1 | 0 | 0 | 0 | 0 | -314.49 | 351.6 | 172.2 | Tesla-Bellota 230 kV line | Morganhill-Metcalf 115kV Line | Morganhill-Metcalf 115kV Line |  | 5 | 4 | YES | 4 | 1 | 1 | NO | 1
PG&E GBA | Lockeford | 115 | 0 | 0 | 0 | 0 | 0 | 0 | 0 | 0 | 0 | 0 | 0 | 0 | 0 | 0 | 0 | 0 | 0 | 0 | 0 | 0 | 0 | 0 | 0 | 0 | 0 | 0 | 0 | 0 | 0 | 0 | 0 | 0 | 0 | 0 | 0 | 0 | 0 | 0 | 0 | 0 | 0 | 0 | 0 | 0 | 0 | 1 | 0 | 0 | 0 | 0 | 0 | 0 | 0 | 0 | 0 | 0 | 0 | 0 | 0 | 1 | 1 | 0 | 0 | 0 | 0 | 0 | 0 | 0 | 0 | 0 | 0 | 0 | 0 | 0 | 0 | 0 | 0 | 0 | 0 | 0 | 0 | 0 | 0 | 0 | 0 | 0 | 0 | 0 | 0 | 0 | 0 | 0 | 0 | 0 | 0 | 0 | 0 | 0 |  | 0 | 0 | 0 | 0 | 0 | 0 | 0 | 0 | 0 | 0 | 0 | 0 | 0 | 0 | 0 | 0 | 0 | 0 | 0 | 0 | 0 | 0 | 0 | 0 | 0 | 0 | 0 | 0 | 0 | 0 | 1 | 0 | 1 | 0 | 0 | 0 | -614.49 | -339.66 | 1052.6198 | Tesla-Bellota 230 kV line | Bellota-Weber 230kV line | Bellota-Weber 230kV line |  | 0 | 1 | 1 | 0 | 0 | 0 | -314.49 | -339.66 | 1052.6198 | Tesla-Bellota 230 kV line | Bellota-Weber 230kV line | Bellota-Weber 230kV line |  | 5 | 5 | NO | 5 | 1 | 1 | NO | 1
PG&E GBA | Lockeford | 230 | 0 | 0 | 0 | 0 | 0 | 0 | 0 | 0 | 0 | 0 | 0 | 0 | 0 | 0 | 0 | 0 | 0 | 0 | 0 | 0 | 0 | 0 | 0 | 0 | 0 | 0 | 0 | 0 | 0 | 0 | 0 | 0 | 0 | 0 | 0 | 0 | 0 | 0 | 0 | 1 | 0 | 0 | 0 | 0 | 0 | 1 | 0 | 0 | 0 | 0 | 0 | 0 | 0 | 0 | 0 | 0 | 0 | 0 | 0 | 1 | 1 | 0 | 0 | 0 | 0 | 0 | 0 | 0 | 0 | 0 | 0 | 0 | 0 | 0 | 0 | 0 | 0 | 0 | 0 | 0 | 0 | 0 | 0 | 0 | 0 | 1 | 0 | 0 | 0 | 0 | 0 | 0 | 0 | 0 | 0 | 0 | 0 | 1 |  | 0 | 0 | 0 | 0 | 0 | 0 | 0 | 0 | 0 | 0 | 0 | 0 | 0 | 0 | 0 | 0 | 0 | 0 | 0 | 0 | 0 | 0 | 0 | 0 | 0 | 0 | 0 | 0 | 0 | 0 | 2 | 0 | 2 | 0 | 0 | 0 | -2282.29 | -1253.7212 | 884.6639 | Collinsville-Tesla 500 kV Line | Collinsville-Tesla 500 kV Line | Collinsville-Tesla 500 kV Line |  | 0 | 1 | 1 | 0 | 0 | 0 | -314.49 | -339.66 | 884.6639 | Tesla-Bellota 230 kV line | Bellota-Weber 230kV line | Collinsville-Tesla 500 kV Line |  | 5 | 5 | NO | 5 | 1 | 1 | NO | 1
PG&E GBA | Lockeford | 60 | 0 | 0 | 0 | 0 | 0 | 0 | 0 | 0 | 0 | 0 | 0 | 0 | 0 | 0 | 0 | 0 | 0 | 0 | 0 | 0 | 0 | 0 | 0 | 0 | 0 | 0 | 0 | 0 | 0 | 0 | 0 | 0 | 0 | 0 | 0 | 0 | 0 | 0 | 0 | 1 | 0 | 0 | 0 | 0 | 0 | 1 | 0 | 0 | 0 | 0 | 0 | 0 | 0 | 0 | 0 | 0 | 0 | 0 | 0 | 1 | 1 | 0 | 0 | 0 | 0 | 0 | 0 | 0 | 0 | 0 | 0 | 0 | 0 | 0 | 0 | 0 | 0 | 0 | 0 | 0 | 0 | 0 | 0 | 0 | 0 | 1 | 0 | 0 | 0 | 0 | 0 | 0 | 0 | 0 | 0 | 0 | 0 | 1 |  | 0 | 0 | 0 | 0 | 0 | 0 | 0 | 0 | 0 | 0 | 0 | 0 | 0 | 0 | 0 | 0 | 0 | 0 | 0 | 0 | 0 | 0 | 0 | 0 | 0 | 0 | 0 | 0 | 0 | 0 | 2 | 0 | 2 | 0 | 0 | 0 | -2282.29 | -1253.7212 | 884.6639 | Collinsville-Tesla 500 kV Line | Collinsville-Tesla 500 kV Line | Collinsville-Tesla 500 kV Line |  | 0 | 1 | 1 | 0 | 0 | 0 | -314.49 | -339.66 | 884.6639 | Tesla-Bellota 230 kV line | Bellota-Weber 230kV line | Collinsville-Tesla 500 kV Line |  | 5 | 5 | NO | 5 | 1 | 1 | NO | 1
PG&E GBA | Lodi | 230 | 0 | 0 | 0 | 0 | 0 | 0 | 0 | 0 | 0 | 0 | 0 | 0 | 0 | 0 | 0 | 0 | 0 | 0 | 0 | 0 | 0 | 0 | 0 | 0 | 0 | 0 | 0 | 0 | 0 | 0 | 0 | 0 | 0 | 0 | 0 | 0 | 0 | 0 | 0 | 1 | 0 | 0 | 0 | 0 | 0 | 1 | 0 | 1 | 0 | 0 | 0 | 0 | 0 | 0 | 0 | 0 | 0 | 0 | 0 | 1 | 1 | 0 | 0 | 0 | 0 | 0 | 0 | 0 | 0 | 0 | 0 | 0 | 0 | 0 | 0 | 0 | 0 | 0 | 0 | 0 | 0 | 0 | 0 | 0 | 0 | 0 | 0 | 0 | 0 | 0 | 0 | 0 | 0 | 0 | 0 | 0 | 0 | 0 |  | 0 | 0 | 0 | 0 | 0 | 0 | 0 | 0 | 0 | 0 | 0 | 0 | 0 | 0 | 0 | 0 | 0 | 0 | 0 | 0 | 0 | 0 | 0 | 0 | 0 | 0 | 0 | 0 | 0 | 0 | 2 | 0 | 2 | 0 | 0 | 0 | -2282.29 | -1253.7212 | 297.6836 | Collinsville-Tesla 500 kV Line | Collinsville-Tesla 500 kV Line | Rio Oso-Lockeford 230kV line |  | 0 | 1 | 1 | 0 | 0 | 0 | -314.49 | -339.66 | 297.6836 | Tesla-Bellota 230 kV line | Bellota-Weber 230kV line | Rio Oso-Lockeford 230kV line |  | 5 | 5 | NO | 5 | 1 | 1 | NO | 1
PG&E NGBA | Logan Creek | 230 | 0 | 0 | 0 | 0 | 0 | 0 | 0 | 0 | 0 | 0 | 0 | 0 | 0 | 0 | 0 | 0 | 0 | 0 | 0 | 0 | 0 | 0 | 0 | 0 | 0 | 0 | 0 | 0 | 0 | 0 | 0 | 0 | 0 | 0 | 0 | 0 | 0 | 0 | 0 | 1 | 0 | 0 | 0 | 0 | 0 | 0 | 0 | 0 | 0 | 0 | 0 | 0 | 0 | 0 | 0 | 0 | 0 | 0 | 0 | 0 | 0 | 0 | 0 | 0 | 0 | 0 | 1 | 0 | 0 | 0 | 0 | 0 | 0 | 0 | 0 | 0 | 0 | 0 | 0 | 0 | 0 | 0 | 0 | 0 | 0 | 0 | 0 | 0 | 0 | 0 | 0 | 0 | 0 | 0 | 0 | 0 | 0 | 0 |  | 0 | 0 | 0 | 0 | 0 | 0 | 0 | 0 | 0 | 0 | 0 | 0 | 0 | 0 | 0 | 0 | 0 | 0 | 0 | 0 | 0 | 0 | 0 | 0 | 0 | 0 | 0 | 0 | 0 | 0 | 2 | 0 | 1 | 0 | 0 | 0 | -2282.29 | -1253.7212 | 335.9726 | Collinsville-Tesla 500 kV Line | Collinsville-Tesla 500 kV Line | Birds Landing-Contra Costa 230kV Line |  | 0 | 0 | 0 | 0 | 0 | 0 | 1505.81 | 1776.2038 | 335.9726 | Birds Landing-Contra Costa 230kV Line | Birds Landing-Contra Costa 230kV Line | Birds Landing-Contra Costa 230kV Line |  | 5 | 1 | YES | 2 | 1 | 1 | NO | 1
PG&E GBA | Lone Tree | 230 | 0 | 0 | 0 | 0 | 0 | 0 | 0 | 0 | 0 | 0 | 0 | 0 | 0 | 0 | 0 | 0 | 0 | 0 | 0 | 0 | 0 | 0 | 0 | 0 | 0 | 0 | 0 | 0 | 0 | 0 | 0 | 0 | 0 | 0 | 0 | 0 | 0 | 0 | 0 | 1 | 0 | 0 | 0 | 0 | 0 | 0 | 0 | 0 | 0 | 0 | 0 | 0 | 0 | 0 | 0 | 1 | 0 | 0 | 0 | 0 | 0 | 0 | 0 | 0 | 0 | 0 | 1 | 0 | 0 | 0 | 0 | 0 | 0 | 0 | 0 | 0 | 0 | 0 | 0 | 0 | 0 | 0 | 0 | 0 | 0 | 0 | 0 | 0 | 0 | 0 | 0 | 0 | 0 | 0 | 0 | 0 | 0 | 0 |  | 0 | 0 | 0 | 0 | 0 | 0 | 0 | 0 | 0 | 0 | 0 | 0 | 0 | 0 | 0 | 0 | 0 | 0 | 0 | 0 | 0 | 0 | 0 | 0 | 0 | 0 | 0 | 0 | 0 | 0 | 2 | 0 | 1 | 0 | 0 | 0 | -2282.29 | -1253.7212 | 335.9726 | Collinsville-Tesla 500 kV Line | Collinsville-Tesla 500 kV Line | Birds Landing-Contra Costa 230kV Line |  | 0 | 0 | 0 | 0 | 0 | 0 | 857.21 | 1776.2038 | 335.9726 | Tesla-Tracy-Pump 230 kV line #2 | Birds Landing-Contra Costa 230kV Line | Birds Landing-Contra Costa 230kV Line |  | 5 | 1 | YES | 2 | 1 | 1 | NO | 1
PG&E FRESNO | Los Banos | 230 | 0 | 0 | 0 | 0 | 0 | 0 | 0 | 0 | 0 | 0 | 0 | 0 | 0 | 0 | 0 | 0 | 0 | 0 | 0 | 0 | 0 | 0 | 0 | 0 | 0 | 0 | 0 | 0 | 0 | 0 | 0 | 0 | 0 | 0 | 0 | 0 | 0 | 0 | 0 | 0 | 0 | 0 | 0 | 0 | 0 | 0 | 0 | 0 | 0 | 0 | 0 | 0 | 0 | 0 | 0 | 0 | 0 | 0 | 0 | 0 | 0 | 0 | 0 | 0 | 0 | 0 | 0 | 0 | 0 | 0 | 0 | 0 | 0 | 0 | 0 | 0 | 0 | 0 | 1 | 1 | 0 | 0 | 0 | 0 | 0 | 1 | 0 | 0 | 0 | 0 | 0 | 0 | 0 | 0 | 0 | 0 | 0 | 1 |  | 0 | 0 | 0 | 0 | 0 | 0 | 0 | 0 | 0 | 0 | 0 | 0 | 0 | 0 | 0 | 10 | 0 | 0 | 69.3 | 0 | 0 | 0 | 0 | 5.9 | 0 | 0 | 0 | 540 | 0 | 1 | 2 | 0 | 2 | 0 | 2 | 0 | -385.58 | -3180.532 | -3151.403 | Gates 500/230kV TB #11 | Gates 500/230kV TB #11 | Gates 500/230kV TB #12 |  | 0 | 0 | 0 | 0 | 0 | 0 | 2125.27 | 1058.968 | 3691.597 | Los Banos 500/230kV TB | Los Banos 500/230kV TB | Gates 500/230kV TB #12 |  | 5 | 1 | YES | 2 | 5 | 1 | YES | 2
PG&E FRESNO | Los Banos | 500 | 0 | 0 | 0 | 0 | 0 | 0 | 0 | 0 | 0 | 0 | 0 | 0 | 0 | 0 | 0 | 0 | 0 | 0 | 0 | 0 | 0 | 0 | 0 | 0 | 0 | 0 | 0 | 0 | 0 | 0 | 0 | 0 | 0 | 0 | 0 | 0 | 0 | 0 | 0 | 0 | 0 | 0 | 0 | 0 | 0 | 0 | 0 | 0 | 0 | 0 | 0 | 0 | 0 | 0 | 0 | 0 | 0 | 0 | 0 | 0 | 0 | 0 | 0 | 0 | 0 | 0 | 0 | 0 | 0 | 0 | 0 | 0 | 0 | 0 | 0 | 0 | 0 | 0 | 0 | 0 | 0 | 0 | 0 | 0 | 0 | 0 | 0 | 0 | 0 | 0 | 0 | 0 | 0 | 0 | 0 | 0 | 1 | 0 |  | 0 | 0 | 0 | 0 | 0 | 0 | 0 | 0 | 0 | 0 | 0 | 0 | 0 | 0 | 0 | 0 | 0 | 0 | 0 | 0 | 0 | 0 | 0 | 0 | 200.8 | 0 | 0 | 0 | 0 | 1 | 0 | 0 | 0 | 0 | 0 | 0 | 1409.38 | 1265.082 | 5733.668 | NEW-Metcalf-Mosslanding 500kV | NEW-Metcalf-Mosslanding 500kV | NEW-Metcalf-Mosslanding 500kV |  | 0 | 0 | 0 | 0 | 0 | 0 | 1409.38 | 1265.082 | 5733.668 | NEW-Metcalf-Mosslanding 500kV | NEW-Metcalf-Mosslanding 500kV | NEW-Metcalf-Mosslanding 500kV |  | 1 | 1 | NO | 1 | 1 | 1 | NO | 1
SDGE | Los Coches | 138 | 0 | 0 | 0 | 0 | 0 | 0 | 0 | 0 | 0 | 0 | 0 | 0 | 0 | 0 | 0 | 0 | 0 | 0 | 0 | 0 | 0 | 0 | 0 | 0 | 0 | 0 | 1 | 1 | 0 | 0 | 1 | 0 | 1 | 0 | 0 | 0 | 0 | 0 | 0 | 0 | 0 | 0 | 0 | 0 | 0 | 0 | 0 | 0 | 0 | 0 | 0 | 0 | 0 | 0 | 0 | 0 | 0 | 0 | 0 | 0 | 0 | 0 | 0 | 0 | 0 | 0 | 0 | 0 | 0 | 0 | 0 | 0 | 0 | 0 | 0 | 0 | 0 | 0 | 0 | 0 | 0 | 0 | 0 | 0 | 0 | 0 | 0 | 0 | 0 | 0 | 0 | 0 | 0 | 0 | 0 | 0 | 0 | 2 |  | 0 | 0 | 0 | 0 | 0 | 0 | 0 | 0 | 0 | 0 | 0 | 0 | 0 | 0 | 0 | 0 | 0 | 0 | 0 | 0 | 0 | 0 | 0 | 0 | 0 | 0 | 0 | 0 | 0 | 0 | 0 | 0 | 0 | 0 | 0 | 0 | 14 | 119 | 434 | Chicarita 138 kV constraint | Chicarita 138 kV constraint | Chicarita 138 kV constraint |  | 0 | 0 | 0 | 0 | 0 | 0 | 14 | 119 | 434 | Chicarita 138 kV constraint | Chicarita 138 kV constraint | Chicarita 138 kV constraint |  | 1 | 1 | NO | 1 | 1 | 1 | NO | 1
SDGE | Los Coches | 69 | 0 | 0 | 0 | 0 | 0 | 0 | 0 | 0 | 0 | 0 | 0 | 0 | 0 | 0 | 0 | 0 | 0 | 0 | 0 | 0 | 0 | 0 | 0 | 0 | 0 | 0 | 0 | 1 | 0 | 0 | 1 | 0 | 1 | 0 | 0 | 0 | 0 | 0 | 0 | 0 | 0 | 0 | 0 | 0 | 0 | 0 | 0 | 0 | 0 | 0 | 0 | 0 | 0 | 0 | 0 | 0 | 0 | 0 | 0 | 0 | 0 | 0 | 0 | 0 | 0 | 0 | 0 | 0 | 0 | 0 | 0 | 0 | 0 | 0 | 0 | 0 | 0 | 0 | 0 | 0 | 0 | 0 | 0 | 0 | 0 | 0 | 0 | 0 | 0 | 0 | 0 | 0 | 0 | 0 | 0 | 0 | 0 | 2 |  | 0 | 0 | 0 | 0 | 0 | 0 | 0 | 0 | 0 | 0 | 0 | 1.5 | 0 | 0 | 1 | 0 | 0 | 0 | 0 | 0 | 0 | 0 | 0 | 0 | 0 | 0 | 1.5 | 0 | 0 | 1 | 0 | 0 | 0 | 0 | 0 | 0 | 29.03 | 367.57 | 482.1964 | San Luis Rey-San Onofre 230 kV line constraint | El Cajon 69 kV constraint | El Cajon 69 kV constraint |  | 0 | 0 | 0 | 0 | 0 | 0 | 29.03 | 367.57 | 482.1964 | San Luis Rey-San Onofre 230 kV line constraint | El Cajon 69 kV constraint | El Cajon 69 kV constraint |  | 1 | 1 | NO | 1 | 1 | 1 | NO | 1
PG&E GBA | Los Esteros | 115 | 0 | 0 | 0 | 0 | 0 | 0 | 0 | 0 | 0 | 0 | 0 | 0 | 0 | 0 | 0 | 0 | 0 | 0 | 0 | 0 | 0 | 0 | 0 | 0 | 0 | 0 | 0 | 0 | 0 | 0 | 0 | 0 | 0 | 0 | 0 | 0 | 0 | 0 | 0 | 0 | 0 | 0 | 0 | 0 | 0 | 0 | 0 | 0 | 0 | 0 | 0 | 0 | 0 | 0 | 0 | 1 | 0 | 0 | 0 | 1 | 0 | 0 | 0 | 0 | 0 | 1 | 0 | 0 | 0 | 0 | 0 | 0 | 0 | 0 | 0 | 0 | 0 | 0 | 0 | 0 | 0 | 0 | 0 | 0 | 0 | 0 | 0 | 0 | 0 | 0 | 0 | 0 | 0 | 0 | 0 | 0 | 0 | 0 |  | 0 | 0 | 0 | 0 | 0 | 0 | 0 | 0 | 0 | 0 | 0 | 0 | 0 | 0 | 0 | 0 | 0 | 0 | 0 | 0 | 0 | 0 | 0 | 0 | 0 | 0 | 0 | 0 | 0 | 0 | 1 | 0 | 0 | 0 | 0 | 0 | -614.49 | 1147.6438 | 1144.2952 | Tesla-Bellota 230 kV line | Tesla-Bellota 230 kV line | Tesla-Bellota 230 kV line |  | 0 | 1 | 0 | 0 | 0 | 0 | -314.49 | 1447.6438 | 1144.2952 | Tesla-Bellota 230 kV line | Tesla-Bellota 230 kV line | Tesla-Bellota 230 kV line |  | 5 | 4 | YES | 4 | 1 | 1 | NO | 1
PG&E GBA | Los Esteros | 230 | 0 | 0 | 0 | 0 | 0 | 0 | 0 | 0 | 0 | 0 | 0 | 0 | 0 | 0 | 0 | 0 | 0 | 0 | 0 | 0 | 0 | 0 | 0 | 0 | 0 | 0 | 0 | 0 | 0 | 0 | 0 | 0 | 0 | 0 | 0 | 0 | 0 | 0 | 0 | 0 | 0 | 0 | 0 | 0 | 0 | 0 | 0 | 0 | 0 | 0 | 0 | 0 | 0 | 0 | 0 | 1 | 0 | 0 | 0 | 1 | 0 | 0 | 0 | 0 | 0 | 1 | 0 | 0 | 0 | 0 | 0 | 0 | 0 | 0 | 0 | 0 | 0 | 0 | 0 | 0 | 0 | 0 | 0 | 0 | 0 | 0 | 0 | 0 | 0 | 0 | 0 | 0 | 0 | 0 | 0 | 0 | 0 | 0 |  | 0 | 0 | 0 | 0 | 0 | 0 | 0 | 0 | 0 | 0 | 0 | 0 | 0 | 0 | 0 | 0 | 0 | 0 | 0 | 0 | 0 | 0 | 0 | 0 | 0 | 0 | 0 | 0 | 0 | 0 | 1 | 0 | 0 | 0 | 0 | 0 | -614.49 | 1147.6438 | 1144.2952 | Tesla-Bellota 230 kV line | Tesla-Bellota 230 kV line | Tesla-Bellota 230 kV line |  | 0 | 1 | 0 | 0 | 0 | 0 | -314.49 | 1447.6438 | 1144.2952 | Tesla-Bellota 230 kV line | Tesla-Bellota 230 kV line | Tesla-Bellota 230 kV line |  | 5 | 4 | YES | 4 | 1 | 1 | NO | 1
PG&E GBA | Los Positas | 230 | 0 | 0 | 0 | 0 | 0 | 0 | 0 | 0 | 0 | 0 | 0 | 0 | 0 | 0 | 0 | 0 | 0 | 0 | 0 | 0 | 0 | 0 | 0 | 0 | 0 | 0 | 0 | 0 | 0 | 0 | 0 | 0 | 0 | 0 | 0 | 0 | 0 | 0 | 0 | 1 | 0 | 0 | 0 | 0 | 0 | 0 | 0 | 0 | 0 | 0 | 0 | 0 | 0 | 0 | 0 | 1 | 0 | 0 | 0 | 1 | 0 | 0 | 0 | 0 | 0 | 0 | 1 | 0 | 0 | 0 | 0 | 0 | 0 | 0 | 0 | 0 | 0 | 0 | 0 | 0 | 0 | 0 | 0 | 0 | 0 | 0 | 0 | 0 | 0 | 0 | 0 | 0 | 0 | 0 | 0 | 0 | 0 | 0 |  | 0 | 0 | 0 | 0 | 0 | 0 | 0 | 0 | 0 | 0 | 0 | 0 | 0 | 0 | 0 | 0 | 0 | 0 | 0 | 0 | 0 | 0 | 0 | 0 | 0 | 0 | 0 | 0 | 0 | 0 | 3 | 0 | 1 | 0 | 0 | 0 | -2282.29 | -1253.7212 | 335.9726 | Collinsville-Tesla 500 kV Line | Collinsville-Tesla 500 kV Line | Birds Landing-Contra Costa 230kV Line |  | 0 | 1 | 0 | 0 | 0 | 0 | -314.49 | 1447.6438 | 335.9726 | Tesla-Bellota 230 kV line | Tesla-Bellota 230 kV line | Birds Landing-Contra Costa 230kV Line |  | 5 | 4 | YES | 4 | 1 | 1 | NO | 1
PG&E GBA | Los Positas | 60 | 0 | 0 | 0 | 0 | 0 | 0 | 0 | 0 | 0 | 0 | 0 | 0 | 0 | 0 | 0 | 0 | 0 | 0 | 0 | 0 | 0 | 0 | 0 | 0 | 0 | 0 | 0 | 0 | 0 | 0 | 0 | 0 | 0 | 0 | 0 | 0 | 0 | 0 | 0 | 1 | 0 | 0 | 0 | 0 | 0 | 0 | 0 | 0 | 0 | 0 | 0 | 0 | 0 | 0 | 0 | 1 | 0 | 0 | 0 | 0 | 0 | 0 | 0 | 0 | 0 | 0 | 1 | 0 | 0 | 0 | 0 | 0 | 0 | 0 | 0 | 0 | 0 | 0 | 0 | 0 | 0 | 0 | 0 | 0 | 0 | 0 | 0 | 0 | 0 | 0 | 0 | 0 | 0 | 0 | 0 | 0 | 0 | 0 |  | 0 | 0 | 0 | 0 | 0 | 0 | 0 | 0 | 0 | 0 | 0 | 0 | 0 | 0 | 0 | 0 | 0 | 0 | 0 | 0 | 0 | 0 | 0 | 0 | 0 | 0 | 0 | 0 | 0 | 0 | 2 | 0 | 1 | 0 | 0 | 0 | -2282.29 | -1253.7212 | 335.9726 | Collinsville-Tesla 500 kV Line | Collinsville-Tesla 500 kV Line | Birds Landing-Contra Costa 230kV Line |  | 0 | 0 | 0 | 0 | 0 | 0 | 857.21 | 1776.2038 | 335.9726 | Tesla-Tracy-Pump 230 kV line #2 | Birds Landing-Contra Costa 230kV Line | Birds Landing-Contra Costa 230kV Line |  | 5 | 1 | YES | 2 | 1 | 1 | NO | 1
SDGE | Loveland | 69 | 0 | 0 | 0 | 0 | 0 | 0 | 0 | 0 | 0 | 0 | 0 | 0 | 0 | 0 | 0 | 0 | 0 | 0 | 0 | 0 | 0 | 0 | 0 | 0 | 0 | 0 | 0 | 1 | 0 | 1 | 1 | 0 | 1 | 0 | 0 | 0 | 1 | 0 | 0 | 0 | 0 | 0 | 0 | 0 | 0 | 0 | 0 | 0 | 0 | 0 | 0 | 0 | 0 | 0 | 0 | 0 | 0 | 0 | 0 | 0 | 0 | 0 | 0 | 0 | 0 | 0 | 0 | 0 | 0 | 0 | 0 | 0 | 0 | 0 | 0 | 0 | 0 | 0 | 0 | 0 | 0 | 0 | 0 | 0 | 0 | 0 | 0 | 0 | 0 | 0 | 0 | 0 | 0 | 0 | 0 | 0 | 0 | 3 |  | 0 | 0 | 0 | 0 | 0 | 0 | 0 | 0 | 0 | 0 | 0 | 0 | 0 | 0 | 0 | 0 | 0 | 0 | 0 | 0 | 0 | 0 | 0 | 0 | 0 | 0 | 0 | 0 | 0 | 0 | 0 | 0 | 0 | 0 | 0 | 0 | 29.03 | 195.275 | 301.7864 | San Luis Rey-San Onofre 230 kV line constraint | Miguel 69 kV constraint | Miguel 69 kV constraint |  | 0 | 0 | 0 | 0 | 0 | 0 | 29.03 | 195.275 | 301.7864 | San Luis Rey-San Onofre 230 kV line constraint | Miguel 69 kV constraint | Miguel 69 kV constraint |  | 1 | 1 | NO | 1 | 1 | 1 | NO | 1
SCE NOL | Lugo | 230 | 0 | 0 | 0 | 0 | 0 | 0 | 0 | 0 | 0 | 0 | 0 | 0 | 0 | 1 | 0 | 0 | 0 | 0 | 0 | 0 | 0 | 0 | 0 | 0 | 0 | 0 | 0 | 0 | 0 | 0 | 0 | 0 | 0 | 0 | 0 | 0 | 0 | 0 | 0 | 0 | 0 | 0 | 0 | 0 | 0 | 0 | 0 | 0 | 0 | 0 | 0 | 0 | 0 | 0 | 0 | 0 | 0 | 0 | 0 | 0 | 0 | 0 | 0 | 0 | 0 | 0 | 0 | 0 | 0 | 0 | 0 | 0 | 0 | 0 | 0 | 0 | 0 | 0 | 0 | 0 | 0 | 0 | 0 | 0 | 0 | 0 | 0 | 0 | 0 | 0 | 0 | 0 | 0 | 0 | 0 | 0 | 0 | 1 |  | 0 | 0 | 0 | 0 | 0 | 0 | 0 | 0 | 0 | 0 | 0 | 0 | 0 | 0 | 0 | 0 | 0 | 0 | 0 | 0 | 0 | 0 | 0 | 0 | 0 | 0 | 150 | 0 | 286 | 1 | 0 | 0 | 0 | 0 | 0 | 0 | 169.82 | 450.9 | 2863.524 | Lugo Transformer Area Constraint | Lugo Transformer Area Constraint | Lugo Transformer Area Constraint |  | 0 | 0 | 0 | 0 | 0 | 0 | 169.82 | 450.9 | 2863.524 | Lugo Transformer Area Constraint | Lugo Transformer Area Constraint | Lugo Transformer Area Constraint |  | 1 | 1 | NO | 1 | 1 | 1 | NO | 1
SCE Metro | Lugo | 500 | 0 | 0 | 0 | 0 | 0 | 0 | 0 | 0 | 0 | 1 | 0 | 0 | 0 | 0 | 0 | 0 | 0 | 0 | 0 | 0 | 0 | 0 | 0 | 0 | 0 | 0 | 0 | 0 | 0 | 0 | 0 | 0 | 0 | 0 | 0 | 0 | 0 | 0 | 0 | 0 | 0 | 0 | 0 | 0 | 0 | 0 | 0 | 0 | 0 | 0 | 0 | 0 | 0 | 0 | 0 | 0 | 0 | 0 | 0 | 0 | 0 | 0 | 0 | 0 | 0 | 0 | 0 | 0 | 0 | 0 | 0 | 0 | 0 | 0 | 0 | 0 | 0 | 0 | 0 | 0 | 0 | 0 | 0 | 0 | 0 | 0 | 0 | 0 | 0 | 0 | 0 | 0 | 0 | 0 | 0 | 0 | 0 | 0 |  | 320 | 0 | 0 | 0 | 0 | 0 | 0 | 0 | 0 | 0 | 0 | 0 | 0 | 0 | 1 | 523 | 0 | 0 | 0 | 3000 | 0 | 0 | 0 | 0 | 0 | 0 | 0 | 150 | 0 | 1 | 0 | 0 | 0 | 0 | 0 | 0 | 2097.6988 | 6824.058 | 19009.2611 | SCE Metro Area Default Constraint | SCE Metro Area Default Constraint | SCE Metro Area Default Constraint |  | 0 | 0 | 0 | 0 | 0 | 0 | 2097.6988 | 6824.058 | 19009.2611 | SCE Metro Area Default Constraint | SCE Metro Area Default Constraint | SCE Metro Area Default Constraint |  | 1 | 1 | NO | 1 | 1 | 1 | NO | 1
PG&E FRESNO | Madera | 70 | 0 | 0 | 0 | 0 | 0 | 0 | 0 | 0 | 0 | 0 | 0 | 0 | 0 | 0 | 0 | 0 | 0 | 0 | 0 | 0 | 0 | 0 | 0 | 0 | 0 | 0 | 0 | 0 | 0 | 0 | 0 | 0 | 0 | 0 | 0 | 0 | 0 | 0 | 0 | 0 | 0 | 0 | 0 | 0 | 0 | 1 | 0 | 0 | 0 | 0 | 0 | 0 | 0 | 0 | 0 | 0 | 0 | 0 | 0 | 1 | 0 | 0 | 0 | 0 | 0 | 0 | 0 | 0 | 0 | 0 | 0 | 0 | 0 | 0 | 0 | 0 | 0 | 0 | 0 | 1 | 0 | 1 | 1 | 1 | 0 | 1 | 0 | 1 | 0 | 0 | 0 | 0 | 1 | 0 | 0 | 0 | 0 | 1 |  | 0 | 0 | 0 | 0 | 0 | 0 | 0 | 0 | 0 | 0 | 0 | 0 | 0 | 0 | 0 | 0 | 0 | 0 | 0 | 0 | 0 | 0 | 0 | 0 | 0 | 0 | 0 | 0 | 0 | 0 | 3 | 0 | 4 | 0 | 1 | 0 | -614.49 | -3180.532 | -2164.4302 | Tesla-Bellota 230 kV line | Gates 500/230kV TB #11 | Gates 500/230kV TB #11 |  | 0 | 1 | 1 | 0 | 0 | 0 | -314.49 | -339.66 | 378.2276 | Tesla-Bellota 230 kV line | Bellota-Weber 230kV line | Oro Loma-El Nido 115kV Line |  | 5 | 5 | NO | 5 | 5 | 1 | YES | 2
PG&E NGBA | Madison | 115 | 0 | 0 | 0 | 0 | 0 | 0 | 0 | 0 | 0 | 0 | 0 | 0 | 0 | 0 | 0 | 0 | 0 | 0 | 0 | 0 | 0 | 0 | 0 | 0 | 0 | 0 | 0 | 0 | 0 | 0 | 0 | 0 | 0 | 0 | 0 | 0 | 0 | 0 | 0 | 1 | 0 | 0 | 0 | 0 | 0 | 0 | 0 | 0 | 0 | 0 | 0 | 0 | 0 | 1 | 1 | 1 | 0 | 0 | 0 | 0 | 0 | 0 | 0 | 0 | 0 | 0 | 1 | 0 | 0 | 0 | 0 | 0 | 0 | 0 | 0 | 0 | 0 | 0 | 0 | 0 | 0 | 0 | 0 | 0 | 0 | 0 | 0 | 0 | 0 | 0 | 0 | 0 | 0 | 0 | 0 | 0 | 0 | 0 |  | 0 | 0 | 0 | 0 | 0 | 0 | 0 | 0 | 0 | 0 | 0 | 0 | 0 | 0 | 0 | 0 | 0 | 0 | 95 | 0 | 0 | 0 | 0 | 0 | 0 | 123 | 10.2 | 0 | 0 | 1 | 3 | 0 | 1 | 0 | 0 | 0 | -2282.29 | -1253.7212 | 335.9726 | Collinsville-Tesla 500 kV Line | Collinsville-Tesla 500 kV Line | Birds Landing-Contra Costa 230kV Line |  | 0 | 0 | 0 | 0 | 0 | 0 | 661.81 | 932.2038 | 335.9726 | Contra Costa- Windmaster 230 kV line | Contra Costa- Windmaster 230 kV line | Birds Landing-Contra Costa 230kV Line |  | 5 | 1 | YES | 2 | 1 | 1 | NO | 1
PG&E KERN | Magunden | 115 | 0 | 0 | 0 | 0 | 0 | 0 | 0 | 0 | 0 | 0 | 0 | 0 | 0 | 0 | 0 | 0 | 0 | 0 | 0 | 0 | 0 | 0 | 0 | 0 | 0 | 0 | 0 | 0 | 0 | 0 | 0 | 0 | 0 | 0 | 0 | 0 | 0 | 0 | 0 | 0 | 0 | 0 | 0 | 0 | 0 | 0 | 0 | 0 | 0 | 0 | 0 | 0 | 0 | 0 | 0 | 0 | 0 | 0 | 0 | 0 | 0 | 0 | 0 | 0 | 0 | 0 | 0 | 0 | 0 | 0 | 1 | 0 | 0 | 0 | 0 | 0 | 0 | 0 | 1 | 1 | 0 | 0 | 0 | 0 | 0 | 0 | 0 | 0 | 0 | 0 | 0 | 0 | 0 | 0 | 1 | 0 | 0 | 0 |  | 0 | 0 | 0 | 0 | 0 | 0 | 0 | 0 | 0 | 0 | 0 | 0 | 0 | 0 | 0 | 0 | 0 | 0 | 0 | 0 | 0 | 0 | 0 | 0 | 105 | 115 | 0 | 0 | 0 | 1 | 2 | 0 | 3 | 0 | 2 | 1 | -385.58 | -3180.532 | -3308.8336 | Gates 500/230kV TB #11 | Gates 500/230kV TB #11 | Mustang-Henrietta 230 kV line |  | 0 | 0 | 0 | 0 | 0 | 1 | 1770.3 | 1423.32 | -829.8336 | Kern 230/115kV TB #4 | Kern 230/115kV TB #4 | Mustang-Henrietta 230 kV line |  | 5 | 1 | YES | 2 | 5 | 4 | YES | 4
SCE Northern | Magunden | 230 | 1 | 0 | 1 | 0 | 0 | 0 | 1 | 0 | 0 | 0 | 0 | 0 | 0 | 0 | 0 | 0 | 0 | 0 | 0 | 0 | 0 | 0 | 0 | 0 | 0 | 0 | 0 | 0 | 0 | 0 | 0 | 0 | 0 | 0 | 0 | 0 | 0 | 0 | 0 | 0 | 0 | 0 | 0 | 0 | 0 | 0 | 0 | 0 | 0 | 0 | 0 | 0 | 0 | 0 | 0 | 0 | 0 | 0 | 0 | 0 | 0 | 0 | 0 | 0 | 0 | 0 | 0 | 0 | 0 | 0 | 0 | 0 | 0 | 0 | 0 | 0 | 0 | 0 | 0 | 0 | 0 | 0 | 0 | 0 | 0 | 0 | 0 | 0 | 0 | 0 | 0 | 0 | 0 | 0 | 0 | 0 | 0 | 0 |  | 0 | 0 | 0 | 0 | 0 | 0 | 0 | 0 | 0 | 0 | 0 | 0 | 0 | 0 | 0 | 0 | 0 | 0 | 0 | 0 | 0 | 0 | 0 | 0 | 0 | 0 | 0 | 0 | 0 | 0 | 0 | 0 | 1 | 0 | 0 | 0 | 163.98 | -460.18 | 2139.21 | South of Magunden Constraint | Antelope-Vincent Constraint | South of Magunden Constraint |  | 0 | 0 | 1 | 0 | 0 | 0 | 163.98 | -460.18 | 2139.21 | South of Magunden Constraint | Antelope-Vincent Constraint | South of Magunden Constraint |  | 5 | 5 | NO | 5 | 1 | 1 | NO | 1
PG&E FRESNO | Malaga | 115 | 0 | 0 | 0 | 0 | 0 | 0 | 0 | 0 | 0 | 0 | 0 | 0 | 0 | 0 | 0 | 0 | 0 | 0 | 0 | 0 | 0 | 0 | 0 | 0 | 0 | 0 | 0 | 0 | 0 | 0 | 0 | 0 | 0 | 0 | 0 | 0 | 0 | 0 | 0 | 0 | 0 | 0 | 0 | 0 | 0 | 1 | 0 | 0 | 0 | 0 | 0 | 0 | 0 | 0 | 0 | 0 | 0 | 0 | 0 | 0 | 0 | 0 | 0 | 0 | 0 | 0 | 0 | 0 | 0 | 0 | 0 | 0 | 0 | 0 | 0 | 0 | 0 | 0 | 1 | 0 | 0 | 1 | 0 | 1 | 1 | 1 | 0 | 0 | 0 | 1 | 0 | 0 | 0 | 0 | 1 | 0 | 0 | 2 |  | 0 | 0 | 0 | 0 | 0 | 0 | 0 | 0 | 0 | 0 | 0 | 0 | 0 | 0 | 0 | 0 | 0 | 0 | 0 | 0 | 0 | 0 | 0 | 0 | 0 | 0 | 0 | 0 | 0 | 0 | 3 | 0 | 6 | 0 | 2 | 1 | -628.35 | -2441.884 | -3308.8336 | Borden-Storey #1 230kV line | Gates 500/230kV TB #12 | Mustang-Henrietta 230 kV line |  | 0 | 0 | 1 | 0 | 0 | 1 | 181.95 | -339.66 | -829.8336 | Bellota-Weber 230kV line | Bellota-Weber 230kV line | Mustang-Henrietta 230 kV line |  | 5 | 5 | NO | 5 | 5 | 4 | YES | 4
PG&E NGBA | Malin | 500 | 0 | 0 | 0 | 0 | 0 | 0 | 0 | 0 | 0 | 0 | 0 | 0 | 0 | 0 | 0 | 0 | 0 | 0 | 0 | 0 | 0 | 0 | 0 | 0 | 0 | 0 | 0 | 0 | 0 | 0 | 0 | 0 | 0 | 0 | 0 | 0 | 0 | 0 | 0 | 1 | 0 | 0 | 0 | 0 | 0 | 0 | 0 | 0 | 0 | 0 | 0 | 0 | 0 | 0 | 0 | 0 | 0 | 0 | 0 | 0 | 0 | 0 | 0 | 0 | 0 | 0 | 0 | 0 | 0 | 0 | 0 | 0 | 0 | 0 | 0 | 0 | 0 | 0 | 0 | 0 | 0 | 0 | 0 | 0 | 0 | 0 | 0 | 0 | 0 | 0 | 0 | 0 | 0 | 0 | 0 | 0 | 0 | 0 |  | 0 | 0 | 0 | 0 | 0 | 0 | 0 | 0 | 0 | 0 | 0 | 0 | 0 | 0 | 0 | 1590 | 0 | 0 | 0 | 0 | 0 | 0 | 0 | 0 | 0 | 0 | 0 | 0 | 0 | 1 | 1 | 0 | 1 | 0 | 0 | 0 | -2282.29 | -1253.7212 | 884.6639 | Collinsville-Tesla 500 kV Line | Collinsville-Tesla 500 kV Line | Collinsville-Tesla 500 kV Line |  | 0 | 0 | 0 | 0 | 0 | 0 | 6362.71 | 7391.2788 | 884.6639 | Collinsville-Tesla 500 kV Line | Collinsville-Tesla 500 kV Line | Collinsville-Tesla 500 kV Line |  | 5 | 1 | YES | 2 | 1 | 1 | NO | 1
SCE Northern | Mandalay | 230 | 0 | 0 | 1 | 0 | 1 | 0 | 0 | 0 | 0 | 0 | 0 | 0 | 0 | 0 | 0 | 0 | 0 | 0 | 0 | 0 | 0 | 0 | 0 | 0 | 1 | 0 | 0 | 0 | 0 | 0 | 0 | 0 | 0 | 0 | 0 | 0 | 0 | 0 | 0 | 0 | 0 | 0 | 0 | 0 | 0 | 0 | 0 | 0 | 0 | 0 | 0 | 0 | 0 | 0 | 0 | 0 | 0 | 0 | 0 | 0 | 0 | 0 | 0 | 0 | 0 | 0 | 0 | 0 | 0 | 0 | 0 | 0 | 0 | 0 | 0 | 0 | 0 | 0 | 0 | 0 | 0 | 0 | 0 | 0 | 0 | 0 | 0 | 0 | 0 | 0 | 0 | 0 | 0 | 0 | 0 | 0 | 0 | 0 |  | 0 | 0 | 0 | 0 | 0 | 0 | 0 | 0 | 0 | 0 | 0 | 0 | 0 | 0 | 0 | 0 | 0 | 0 | 0 | 0 | 0 | 0 | 0 | 0 | 0 | 0 | 0 | 0 | 0 | 0 | 1 | 0 | 1 | 0 | 0 | 1 | -5797.881 | -6339.828 | -5675.751 | Lugo - Victorville area constraint | Lugo - Victorville area constraint | Lugo - Victorville area constraint |  | 0 | 0 | 0 | 0 | 0 | 0 | 355.8 | 460.172 | 1124.249 | Moorpark-Pardee Constraint | Lugo - Victorville area constraint | Lugo - Victorville area constraint |  | 5 | 1 | YES | 2 | 4 | 1 | YES | 2
PG&E FRESNO | Manning | 230 | 0 | 0 | 0 | 0 | 0 | 0 | 0 | 0 | 0 | 0 | 0 | 0 | 0 | 0 | 0 | 0 | 0 | 0 | 0 | 0 | 0 | 0 | 0 | 0 | 0 | 0 | 0 | 0 | 0 | 0 | 0 | 0 | 0 | 0 | 0 | 0 | 0 | 0 | 0 | 0 | 0 | 0 | 0 | 0 | 0 | 0 | 0 | 0 | 0 | 0 | 0 | 0 | 0 | 0 | 0 | 0 | 0 | 0 | 0 | 0 | 0 | 0 | 0 | 0 | 0 | 0 | 0 | 0 | 0 | 0 | 0 | 0 | 0 | 0 | 0 | 0 | 0 | 0 | 0 | 1 | 0 | 1 | 0 | 0 | 0 | 0 | 0 | 0 | 0 | 0 | 0 | 0 | 0 | 0 | 0 | 0 | 0 | 0 |  | 0 | 0 | 0 | 0 | 0 | 0 | 0 | 0 | 0 | 0 | 0 | 0 | 0 | 0 | 0 | 0 | 0 | 0 | 0 | 0 | 0 | 0 | 0 | 0 | 100 | 0 | 0 | 0 | 0 | 1 | 1 | 0 | 2 | 0 | 1 | 0 | -385.58 | -3180.532 | -2164.4302 | Gates 500/230kV TB #11 | Gates 500/230kV TB #11 | Gates 500/230kV TB #11 |  | 0 | 0 | 0 | 0 | 0 | 0 | 2783.75 | 1980.39 | 1732.5466 | Tranquility-Helm 230kV Line | Tranquility-Helm 230kV Line | Tranquility-Helm 230kV Line |  | 5 | 1 | YES | 2 | 5 | 1 | YES | 2
PG&E FRESNO | Manning | 500 | 0 | 0 | 0 | 0 | 0 | 0 | 0 | 0 | 0 | 0 | 0 | 0 | 0 | 0 | 0 | 0 | 0 | 0 | 0 | 0 | 0 | 0 | 0 | 0 | 0 | 0 | 0 | 0 | 0 | 0 | 0 | 0 | 0 | 0 | 0 | 0 | 0 | 0 | 0 | 0 | 0 | 0 | 0 | 0 | 0 | 0 | 0 | 0 | 0 | 0 | 0 | 0 | 0 | 0 | 0 | 0 | 0 | 0 | 0 | 0 | 0 | 0 | 0 | 0 | 0 | 0 | 0 | 0 | 0 | 0 | 0 | 0 | 0 | 0 | 0 | 0 | 0 | 1 | 0 | 0 | 0 | 0 | 0 | 0 | 0 | 0 | 0 | 0 | 0 | 0 | 0 | 0 | 0 | 0 | 0 | 0 | 0 | 0 |  | 0 | 0 | 0 | 0 | 0 | 0 | 0 | 0 | 0 | 0 | 0 | 0 | 0 | 0 | 0 | 0 | 0 | 0 | 0 | 0 | 0 | 0 | 0 | 0 | 0 | 0 | 0 | 0 | 0 | 0 | 0 | 0 | 0 | 0 | 0 | 0 | 2280 | 2280 | 2280 | Manning 500kV | Manning 500kV | Manning 500kV |  | 0 | 0 | 0 | 0 | 0 | 0 | 2280 | 2280 | 2280 | Manning 500kV | Manning 500kV | Manning 500kV |  | 1 | 1 | NO | 1 | 1 | 1 | NO | 1
PG&E GBA | Manteca | 115 | 0 | 0 | 0 | 0 | 0 | 0 | 0 | 0 | 0 | 0 | 0 | 0 | 0 | 0 | 0 | 0 | 0 | 0 | 0 | 0 | 0 | 0 | 0 | 0 | 0 | 0 | 0 | 0 | 0 | 0 | 0 | 0 | 0 | 0 | 0 | 0 | 0 | 0 | 0 | 0 | 0 | 0 | 0 | 0 | 0 | 1 | 0 | 0 | 0 | 0 | 0 | 0 | 0 | 0 | 0 | 1 | 0 | 1 | 0 | 1 | 0 | 0 | 0 | 0 | 0 | 1 | 0 | 1 | 0 | 0 | 0 | 0 | 0 | 0 | 0 | 0 | 0 | 0 | 1 | 1 | 0 | 0 | 0 | 0 | 0 | 0 | 0 | 0 | 0 | 0 | 0 | 0 | 0 | 0 | 1 | 1 | 0 | 0 |  | 0 | 0 | 0 | 0 | 0 | 0 | 0 | 0 | 0 | 0 | 0 | 0 | 0 | 0 | 0 | 0 | 0 | 0 | 0 | 0 | 0 | 0 | 0 | 0 | 0 | 0 | 0 | 0 | 0 | 0 | 3 | 0 | 4 | 0 | 2 | 1 | -614.49 | -3180.532 | -3308.8336 | Tesla-Bellota 230 kV line | Gates 500/230kV TB #11 | Mustang-Henrietta 230 kV line |  | 0 | 1 | 1 | 0 | 0 | 1 | -314.49 | -339.66 | -829.8336 | Tesla-Bellota 230 kV line | Bellota-Weber 230kV line | Mustang-Henrietta 230 kV line |  | 5 | 5 | NO | 5 | 5 | 4 | YES | 4
SDGE | Margarita | 138 | 0 | 0 | 0 | 0 | 0 | 0 | 0 | 0 | 0 | 0 | 0 | 0 | 0 | 0 | 0 | 0 | 0 | 0 | 0 | 0 | 0 | 0 | 0 | 0 | 0 | 1 | 0 | 0 | 0 | 0 | 0 | 0 | 0 | 0 | 0 | 0 | 0 | 1 | 1 | 0 | 0 | 0 | 0 | 0 | 0 | 0 | 0 | 0 | 0 | 0 | 0 | 0 | 0 | 0 | 0 | 0 | 0 | 0 | 0 | 0 | 0 | 0 | 0 | 0 | 0 | 0 | 0 | 0 | 0 | 0 | 0 | 0 | 0 | 0 | 0 | 0 | 0 | 0 | 0 | 0 | 0 | 0 | 0 | 0 | 0 | 0 | 0 | 0 | 0 | 0 | 0 | 0 | 0 | 0 | 0 | 0 | 0 | 0 |  | 0 | 0 | 0 | 0 | 0 | 0 | 0 | 0 | 0 | 0 | 0 | 0 | 0 | 0 | 0 | 0 | 0 | 0 | 0 | 0 | 0 | 0 | 0 | 0 | 90 | 0 | 0 | 0 | 0 | 1 | 0 | 0 | 0 | 0 | 0 | 0 | 495.6 | 437.1 | 429.9 | Trabuco-Capistrano 138 kV constraint | Trabuco-Capistrano 138 kV constraint | Trabuco-Capistrano 138 kV constraint |  | 0 | 0 | 0 | 0 | 0 | 0 | 495.6 | 437.1 | 429.9 | Trabuco-Capistrano 138 kV constraint | Trabuco-Capistrano 138 kV constraint | Trabuco-Capistrano 138 kV constraint |  | 1 | 1 | NO | 1 | 1 | 1 | NO | 1
PG&E GBA | Martin | 230 | 0 | 0 | 0 | 0 | 0 | 0 | 0 | 0 | 0 | 0 | 0 | 0 | 0 | 0 | 0 | 0 | 0 | 0 | 0 | 0 | 0 | 0 | 0 | 0 | 0 | 0 | 0 | 0 | 0 | 0 | 0 | 0 | 0 | 0 | 0 | 0 | 0 | 0 | 0 | 1 | 0 | 0 | 0 | 0 | 0 | 0 | 0 | 0 | 0 | 0 | 0 | 0 | 1 | 0 | 0 | 0 | 0 | 0 | 0 | 0 | 0 | 0 | 0 | 0 | 0 | 0 | 0 | 0 | 0 | 0 | 0 | 0 | 0 | 0 | 0 | 0 | 0 | 0 | 0 | 0 | 0 | 0 | 0 | 0 | 0 | 0 | 0 | 0 | 0 | 0 | 0 | 0 | 0 | 0 | 0 | 0 | 0 | 1 |  | 0 | 0 | 0 | 0 | 0 | 0 | 0 | 0 | 0 | 0 | 0 | 0 | 0 | 0 | 0 | 0 | 0 | 0 | 0 | 0 | 0 | 0 | 0 | 0 | 0 | 0 | 0 | 0 | 0 | 0 | 1 | 0 | 1 | 0 | 0 | 0 | -2282.29 | -1253.7212 | 884.6639 | Collinsville-Tesla 500 kV Line | Collinsville-Tesla 500 kV Line | Collinsville-Tesla 500 kV Line |  | 0 | 0 | 0 | 0 | 0 | 0 | 2160.3 | 2019.85 | 884.6639 | Sobrante-Moraga 230 kV line | Sobrante-Moraga 230 kV line | Collinsville-Tesla 500 kV Line |  | 5 | 1 | YES | 2 | 1 | 1 | NO | 1
PG&E GBA | Martin | 115 | 0 | 0 | 0 | 0 | 0 | 0 | 0 | 0 | 0 | 0 | 0 | 0 | 0 | 0 | 0 | 0 | 0 | 0 | 0 | 0 | 0 | 0 | 0 | 0 | 0 | 0 | 0 | 0 | 0 | 0 | 0 | 0 | 0 | 0 | 0 | 0 | 0 | 0 | 0 | 0 | 0 | 0 | 0 | 0 | 0 | 0 | 0 | 0 | 0 | 0 | 0 | 0 | 1 | 0 | 0 | 1 | 0 | 0 | 0 | 0 | 0 | 0 | 0 | 0 | 0 | 1 | 0 | 0 | 0 | 0 | 0 | 0 | 0 | 0 | 0 | 0 | 0 | 0 | 0 | 0 | 0 | 0 | 0 | 0 | 0 | 0 | 0 | 0 | 0 | 0 | 0 | 0 | 0 | 0 | 0 | 0 | 0 | 1 |  | 0 | 0 | 0 | 0 | 0 | 0 | 0 | 0 | 0 | 0 | 0 | 0 | 0 | 0 | 0 | 0 | 0 | 0 | 0 | 0 | 0 | 0 | 0 | 0 | 0 | 0 | 188 | 0 | 0 | 1 | 0 | 0 | 0 | 0 | 0 | 0 | 857.21 | 2019.85 | 4263.65 | Tesla-Tracy-Pump 230 kV line #2 | Sobrante-Moraga 230 kV line | Sobrante-Moraga 230 kV line |  | 0 | 0 | 0 | 0 | 0 | 0 | 857.21 | 2019.85 | 4263.65 | Tesla-Tracy-Pump 230 kV line #2 | Sobrante-Moraga 230 kV line | Sobrante-Moraga 230 kV line |  | 1 | 1 | NO | 1 | 1 | 1 | NO | 1
PG&E GBA | Martinez | 115 | 0 | 0 | 0 | 0 | 0 | 0 | 0 | 0 | 0 | 0 | 0 | 0 | 0 | 0 | 0 | 0 | 0 | 0 | 0 | 0 | 0 | 0 | 0 | 0 | 0 | 0 | 0 | 0 | 0 | 0 | 0 | 0 | 0 | 0 | 0 | 0 | 0 | 0 | 0 | 1 | 0 | 0 | 0 | 0 | 0 | 0 | 0 | 0 | 0 | 1 | 0 | 0 | 1 | 1 | 1 | 1 | 0 | 0 | 1 | 1 | 0 | 0 | 0 | 0 | 0 | 1 | 0 | 0 | 0 | 0 | 0 | 0 | 0 | 0 | 0 | 0 | 0 | 0 | 0 | 0 | 0 | 0 | 0 | 0 | 0 | 0 | 0 | 0 | 0 | 0 | 0 | 0 | 0 | 0 | 0 | 0 | 0 | 2 |  | 0 | 0 | 0 | 0 | 0 | 0 | 0 | 0 | 0 | 0 | 0 | 0 | 0 | 0 | 0 | 0 | 0 | 0 | 0 | 0 | 0 | 0 | 0 | 0 | 0 | 0 | 0 | 0 | 0 | 0 | 3 | 0 | 1 | 0 | 0 | 0 | -2282.29 | -1253.7212 | 884.6639 | Collinsville-Tesla 500 kV Line | Collinsville-Tesla 500 kV Line | Collinsville-Tesla 500 kV Line |  | 0 | 1 | 0 | 0 | 0 | 0 | -314.49 | 932.2038 | 884.6639 | Tesla-Bellota 230 kV line | Contra Costa- Windmaster 230 kV line | Collinsville-Tesla 500 kV Line |  | 5 | 4 | YES | 4 | 1 | 1 | NO | 1
PG&E FRESNO | Mc Mullin | 230 | 0 | 0 | 0 | 0 | 0 | 0 | 0 | 0 | 0 | 0 | 0 | 0 | 0 | 0 | 0 | 0 | 0 | 0 | 0 | 0 | 0 | 0 | 0 | 0 | 0 | 0 | 0 | 0 | 0 | 0 | 0 | 0 | 0 | 0 | 0 | 0 | 0 | 0 | 0 | 0 | 0 | 0 | 0 | 0 | 0 | 1 | 0 | 0 | 0 | 0 | 0 | 0 | 0 | 0 | 0 | 0 | 0 | 0 | 0 | 0 | 0 | 0 | 0 | 0 | 0 | 0 | 0 | 0 | 0 | 0 | 0 | 0 | 0 | 0 | 0 | 0 | 0 | 0 | 1 | 1 | 0 | 1 | 0 | 0 | 0 | 1 | 0 | 0 | 0 | 1 | 0 | 0 | 0 | 0 | 0 | 0 | 0 | 1 |  | 0 | 0 | 0 | 0 | 0 | 0 | 0 | 0 | 0 | 0 | 0 | 0 | 0 | 0 | 0 | 0 | 0 | 0 | 0 | 0 | 0 | 0 | 0 | 0 | 100 | 0 | 0 | 0 | 0 | 1 | 3 | 0 | 5 | 0 | 3 | 0 | -628.35 | -3180.532 | -3151.403 | Borden-Storey #1 230kV line | Gates 500/230kV TB #11 | Gates 500/230kV TB #12 |  | 0 | 0 | 1 | 0 | 0 | 0 | 181.95 | -339.66 | 1052.6198 | Bellota-Weber 230kV line | Bellota-Weber 230kV line | Bellota-Weber 230kV line |  | 5 | 5 | NO | 5 | 5 | 1 | YES | 2
PG&E FRESNO | McCall | 115 | 0 | 0 | 0 | 0 | 0 | 0 | 0 | 0 | 0 | 0 | 0 | 0 | 0 | 0 | 0 | 0 | 0 | 0 | 0 | 0 | 0 | 0 | 0 | 0 | 0 | 0 | 0 | 0 | 0 | 0 | 0 | 0 | 0 | 0 | 0 | 0 | 0 | 0 | 0 | 0 | 0 | 0 | 0 | 0 | 0 | 1 | 0 | 0 | 0 | 0 | 0 | 0 | 0 | 0 | 0 | 0 | 0 | 0 | 0 | 0 | 0 | 0 | 0 | 0 | 0 | 0 | 0 | 0 | 0 | 0 | 0 | 0 | 0 | 0 | 0 | 0 | 0 | 0 | 1 | 0 | 0 | 1 | 0 | 1 | 0 | 1 | 0 | 0 | 0 | 1 | 0 | 0 | 0 | 0 | 0 | 0 | 0 | 1 |  | 0 | 0 | 0 | 0 | 0 | 0 | 0 | 0 | 0 | 0 | 0 | 0 | 0 | 0 | 0 | 0 | 0 | 0 | 0 | 0 | 0 | 0 | 0 | 0 | 0 | 0 | 0 | 0 | 0 | 0 | 3 | 0 | 5 | 0 | 2 | 0 | -628.35 | -2441.884 | -3151.403 | Borden-Storey #1 230kV line | Gates 500/230kV TB #12 | Gates 500/230kV TB #12 |  | 0 | 0 | 1 | 0 | 0 | 0 | 181.95 | -339.66 | 880.5476 | Bellota-Weber 230kV line | Bellota-Weber 230kV line | Chowchilla-Le grand 115kV Line |  | 5 | 5 | NO | 5 | 5 | 1 | YES | 2
PG&E FRESNO | McCall | 230 | 0 | 0 | 0 | 0 | 0 | 0 | 0 | 0 | 0 | 0 | 0 | 0 | 0 | 0 | 0 | 0 | 0 | 0 | 0 | 0 | 0 | 0 | 0 | 0 | 0 | 0 | 0 | 0 | 0 | 0 | 0 | 0 | 0 | 0 | 0 | 0 | 0 | 0 | 0 | 0 | 0 | 0 | 0 | 0 | 0 | 1 | 0 | 0 | 0 | 0 | 0 | 0 | 0 | 0 | 0 | 0 | 0 | 0 | 0 | 0 | 0 | 0 | 0 | 0 | 0 | 0 | 0 | 0 | 0 | 0 | 0 | 0 | 0 | 0 | 0 | 0 | 0 | 0 | 1 | 1 | 0 | 1 | 0 | 0 | 0 | 1 | 0 | 0 | 0 | 1 | 0 | 0 | 0 | 0 | 0 | 0 | 0 | 1 |  | 0 | 0 | 0 | 0 | 0 | 0 | 0 | 0 | 0 | 0 | 0 | 0 | 0 | 0 | 0 | 0 | 0 | 0 | 0 | 0 | 0 | 0 | 0 | 0 | 313 | 0 | 0 | 0 | 0 | 1 | 3 | 0 | 5 | 0 | 3 | 0 | -628.35 | -3180.532 | -3151.403 | Borden-Storey #1 230kV line | Gates 500/230kV TB #11 | Gates 500/230kV TB #12 |  | 0 | 0 | 1 | 0 | 0 | 0 | 181.95 | -339.66 | 1052.6198 | Bellota-Weber 230kV line | Bellota-Weber 230kV line | Bellota-Weber 230kV line |  | 5 | 5 | NO | 5 | 5 | 1 | YES | 2
PG&E GBA | Meadow Lane | 115 | 0 | 0 | 0 | 0 | 0 | 0 | 0 | 0 | 0 | 0 | 0 | 0 | 0 | 0 | 0 | 0 | 0 | 0 | 0 | 0 | 0 | 0 | 0 | 0 | 0 | 0 | 0 | 0 | 0 | 0 | 0 | 0 | 0 | 0 | 0 | 0 | 0 | 0 | 0 | 1 | 0 | 0 | 0 | 0 | 0 | 0 | 0 | 0 | 0 | 0 | 0 | 0 | 0 | 0 | 0 | 0 | 0 | 0 | 0 | 0 | 0 | 0 | 0 | 0 | 0 | 0 | 0 | 0 | 0 | 0 | 0 | 0 | 0 | 0 | 0 | 0 | 0 | 0 | 0 | 0 | 0 | 0 | 0 | 0 | 0 | 0 | 0 | 0 | 0 | 0 | 0 | 0 | 0 | 0 | 0 | 0 | 0 | 0 |  | 0 | 0 | 0 | 0 | 0 | 0 | 0 | 0 | 0 | 0 | 0 | 0 | 0 | 0 | 0 | 0 | 0 | 0 | 0 | 0 | 0 | 0 | 0 | 0 | 0 | 0 | 0 | 0 | 0 | 0 | 1 | 0 | 1 | 0 | 0 | 0 | -2282.29 | -1253.7212 | 884.6639 | Collinsville-Tesla 500 kV Line | Collinsville-Tesla 500 kV Line | Collinsville-Tesla 500 kV Line |  | 0 | 0 | 0 | 0 | 0 | 0 | 6362.71 | 7391.2788 | 884.6639 | Collinsville-Tesla 500 kV Line | Collinsville-Tesla 500 kV Line | Collinsville-Tesla 500 kV Line |  | 5 | 1 | YES | 2 | 1 | 1 | NO | 1
PG&E GBA | Melones | 115 | 0 | 0 | 0 | 0 | 0 | 0 | 0 | 0 | 0 | 0 | 0 | 0 | 0 | 0 | 0 | 0 | 0 | 0 | 0 | 0 | 0 | 0 | 0 | 0 | 0 | 0 | 0 | 0 | 0 | 0 | 0 | 0 | 0 | 0 | 0 | 0 | 0 | 0 | 0 | 0 | 0 | 0 | 0 | 0 | 0 | 1 | 0 | 0 | 0 | 0 | 0 | 0 | 0 | 0 | 0 | 1 | 0 | 1 | 0 | 1 | 0 | 0 | 0 | 0 | 0 | 1 | 0 | 0 | 0 | 0 | 0 | 0 | 0 | 0 | 0 | 0 | 0 | 0 | 0 | 0 | 0 | 0 | 0 | 0 | 0 | 0 | 0 | 0 | 0 | 0 | 0 | 0 | 0 | 0 | 0 | 0 | 0 | 0 |  | 0 | 0 | 0 | 0 | 0 | 0 | 0 | 0 | 0 | 0 | 0 | 0 | 0 | 0 | 0 | 0 | 0 | 0 | 0 | 0 | 0 | 0 | 0 | 0 | 0 | 0 | 0 | 0 | 0 | 0 | 1 | 0 | 1 | 0 | 0 | 0 | -614.49 | -339.66 | 672.109 | Tesla-Bellota 230 kV line | Bellota-Weber 230kV line | Kasson Jct-Heinz 115 kV line |  | 0 | 1 | 1 | 0 | 0 | 0 | -314.49 | -339.66 | 672.109 | Tesla-Bellota 230 kV line | Bellota-Weber 230kV line | Kasson Jct-Heinz 115 kV line |  | 5 | 5 | NO | 5 | 1 | 1 | NO | 1
PG&E GBA | Melones | 230 | 0 | 0 | 0 | 0 | 0 | 0 | 0 | 0 | 0 | 0 | 0 | 0 | 0 | 0 | 0 | 0 | 0 | 0 | 0 | 0 | 0 | 0 | 0 | 0 | 0 | 0 | 0 | 0 | 0 | 0 | 0 | 0 | 0 | 0 | 0 | 0 | 0 | 0 | 0 | 0 | 0 | 0 | 0 | 0 | 0 | 1 | 0 | 0 | 0 | 0 | 0 | 0 | 0 | 0 | 0 | 1 | 0 | 1 | 0 | 1 | 0 | 0 | 0 | 0 | 0 | 1 | 0 | 0 | 0 | 0 | 0 | 0 | 0 | 0 | 0 | 0 | 0 | 0 | 0 | 0 | 0 | 0 | 0 | 0 | 0 | 0 | 0 | 0 | 0 | 0 | 0 | 0 | 0 | 0 | 0 | 0 | 0 | 0 |  | 0 | 0 | 0 | 0 | 0 | 0 | 0 | 0 | 0 | 0 | 0 | 0 | 0 | 0 | 0 | 0 | 0 | 0 | 0 | 0 | 0 | 0 | 0 | 0 | 0 | 0 | 0 | 0 | 0 | 0 | 1 | 0 | 1 | 0 | 0 | 0 | -614.49 | -339.66 | 672.109 | Tesla-Bellota 230 kV line | Bellota-Weber 230kV line | Kasson Jct-Heinz 115 kV line |  | 0 | 1 | 1 | 0 | 0 | 0 | -314.49 | -339.66 | 672.109 | Tesla-Bellota 230 kV line | Bellota-Weber 230kV line | Kasson Jct-Heinz 115 kV line |  | 5 | 5 | NO | 5 | 1 | 1 | NO | 1
SDGE | Melrose | 69 | 0 | 0 | 0 | 0 | 0 | 0 | 0 | 0 | 0 | 0 | 0 | 0 | 0 | 0 | 0 | 0 | 0 | 0 | 0 | 0 | 0 | 0 | 0 | 0 | 0 | 1 | 0 | 0 | 0 | 0 | 0 | 0 | 1 | 1 | 0 | 0 | 0 | 1 | 0 | 0 | 0 | 0 | 0 | 0 | 0 | 0 | 0 | 0 | 0 | 0 | 0 | 0 | 0 | 0 | 0 | 0 | 0 | 0 | 0 | 0 | 0 | 0 | 0 | 0 | 0 | 0 | 0 | 0 | 0 | 0 | 0 | 0 | 0 | 0 | 0 | 0 | 0 | 0 | 0 | 0 | 0 | 0 | 0 | 0 | 0 | 0 | 0 | 0 | 0 | 0 | 0 | 0 | 0 | 0 | 0 | 0 | 0 | 1 |  | 0 | 0 | 0 | 0 | 0 | 0 | 0 | 0 | 0 | 0 | 0 | 20 | 0 | 0 | 1 | 0 | 0 | 0 | 0 | 0 | 0 | 0 | 0 | 0 | 0 | 0 | 20 | 0 | 0 | 1 | 0 | 0 | 0 | 0 | 0 | 0 | 29.03 | 164 | 284 | San Luis Rey-San Onofre 230 kV line constraint | Ocean Ranch 69 kV constraint | Ocean Ranch 69 kV constraint |  | 0 | 0 | 0 | 0 | 0 | 0 | 29.03 | 164 | 284 | San Luis Rey-San Onofre 230 kV line constraint | Ocean Ranch 69 kV constraint | Ocean Ranch 69 kV constraint |  | 1 | 1 | NO | 1 | 1 | 1 | NO | 1
PG&E NGBA | Mendocino | 115 | 0 | 0 | 0 | 0 | 0 | 0 | 0 | 0 | 0 | 0 | 0 | 0 | 0 | 0 | 0 | 0 | 0 | 0 | 0 | 0 | 0 | 0 | 0 | 0 | 0 | 0 | 0 | 0 | 0 | 0 | 0 | 0 | 0 | 0 | 0 | 0 | 0 | 0 | 0 | 1 | 0 | 0 | 0 | 0 | 0 | 0 | 0 | 0 | 0 | 0 | 0 | 0 | 1 | 0 | 0 | 0 | 0 | 0 | 0 | 0 | 0 | 0 | 0 | 0 | 0 | 0 | 1 | 0 | 0 | 0 | 0 | 0 | 0 | 0 | 0 | 0 | 0 | 0 | 0 | 0 | 0 | 0 | 0 | 0 | 0 | 0 | 0 | 0 | 0 | 0 | 0 | 0 | 0 | 0 | 0 | 0 | 0 | 1 |  | 0 | 0 | 0 | 0 | 0 | 0 | 0 | 0 | 0 | 0 | 0 | 0 | 0 | 0 | 0 | 0 | 0 | 0 | 0 | 0 | 0 | 0 | 0 | 5 | 0 | 0 | 0 | 0 | 0 | 1 | 2 | 0 | 1 | 0 | 0 | 0 | -2282.29 | -1253.7212 | 335.9726 | Collinsville-Tesla 500 kV Line | Collinsville-Tesla 500 kV Line | Birds Landing-Contra Costa 230kV Line |  | 0 | 0 | 0 | 0 | 0 | 0 | 1505.81 | 1776.2038 | 335.9726 | Birds Landing-Contra Costa 230kV Line | Birds Landing-Contra Costa 230kV Line | Birds Landing-Contra Costa 230kV Line |  | 5 | 1 | YES | 2 | 1 | 1 | NO | 1
PG&E NGBA | Mendocino | 60 | 0 | 0 | 0 | 0 | 0 | 0 | 0 | 0 | 0 | 0 | 0 | 0 | 0 | 0 | 0 | 0 | 0 | 0 | 0 | 0 | 0 | 0 | 0 | 0 | 0 | 0 | 0 | 0 | 0 | 0 | 0 | 0 | 0 | 0 | 0 | 0 | 0 | 0 | 0 | 1 | 0 | 1 | 0 | 0 | 0 | 0 | 0 | 0 | 0 | 0 | 0 | 0 | 1 | 0 | 1 | 1 | 0 | 0 | 0 | 0 | 0 | 0 | 0 | 0 | 0 | 0 | 1 | 0 | 0 | 0 | 0 | 0 | 0 | 0 | 0 | 0 | 0 | 0 | 0 | 0 | 0 | 0 | 0 | 0 | 0 | 0 | 0 | 0 | 0 | 0 | 0 | 0 | 0 | 0 | 0 | 0 | 0 | 1 |  | 0 | 0 | 0 | 0 | 0 | 0 | 0 | 0 | 0 | 0 | 0 | 0 | 0 | 0 | 0 | 0 | 0 | 0 | 0 | 0 | 0 | 0 | 0 | 0 | 0 | 0 | 0 | 0 | 0 | 0 | 2 | 0 | 1 | 0 | 0 | 0 | -2282.29 | -1253.7212 | 335.9726 | Collinsville-Tesla 500 kV Line | Collinsville-Tesla 500 kV Line | Birds Landing-Contra Costa 230kV Line |  | 0 | 0 | 0 | 0 | 0 | 0 | 661.81 | 929.8 | 335.9726 | Contra Costa- Windmaster 230 kV line | Cortina-Eagle Rock 115 kV line | Birds Landing-Contra Costa 230kV Line |  | 5 | 1 | YES | 2 | 1 | 1 | NO | 1
PG&E FRESNO | Mendota | 115 | 0 | 0 | 0 | 0 | 0 | 0 | 0 | 0 | 0 | 0 | 0 | 0 | 0 | 0 | 0 | 0 | 0 | 0 | 0 | 0 | 0 | 0 | 0 | 0 | 0 | 0 | 0 | 0 | 0 | 0 | 0 | 0 | 0 | 0 | 0 | 0 | 0 | 0 | 0 | 0 | 0 | 0 | 0 | 0 | 0 | 1 | 0 | 0 | 0 | 0 | 0 | 0 | 0 | 0 | 0 | 0 | 0 | 0 | 0 | 0 | 0 | 0 | 0 | 0 | 0 | 0 | 0 | 0 | 0 | 0 | 0 | 0 | 0 | 0 | 0 | 0 | 0 | 0 | 1 | 1 | 1 | 1 | 1 | 1 | 1 | 1 | 0 | 1 | 0 | 1 | 1 | 0 | 1 | 0 | 0 | 0 | 0 | 2 |  | 0 | 0 | 0 | 0 | 0 | 0 | 0 | 0 | 0 | 0 | 0 | 0 | 0 | 0 | 0 | 0 | 0 | 0 | 0 | 0 | 0 | 0 | 0 | 0 | 0 | 0 | 0 | 0 | 0 | 0 | 4 | 0 | 6 | 0 | 3 | 0 | -628.35 | -3180.532 | -3151.403 | Borden-Storey #1 230kV line | Gates 500/230kV TB #11 | Gates 500/230kV TB #12 |  | 0 | 0 | 1 | 0 | 0 | 0 | 15.95 | -339.66 | 57.824 | Oro Loma-El Nido 115kV Line | Bellota-Weber 230kV line | Gates 230/70kV TB #5 |  | 5 | 5 | NO | 5 | 5 | 1 | YES | 2
PG&E GBA | Menlo | 60 | 0 | 0 | 0 | 0 | 0 | 0 | 0 | 0 | 0 | 0 | 0 | 0 | 0 | 0 | 0 | 0 | 0 | 0 | 0 | 0 | 0 | 0 | 0 | 0 | 0 | 0 | 0 | 0 | 0 | 0 | 0 | 0 | 0 | 0 | 0 | 0 | 0 | 0 | 0 | 1 | 0 | 0 | 0 | 0 | 0 | 0 | 0 | 0 | 0 | 0 | 0 | 0 | 1 | 0 | 0 | 1 | 0 | 0 | 0 | 0 | 0 | 0 | 0 | 0 | 0 | 0 | 0 | 0 | 0 | 0 | 0 | 0 | 0 | 0 | 0 | 0 | 0 | 0 | 0 | 0 | 0 | 0 | 0 | 0 | 0 | 0 | 0 | 0 | 0 | 0 | 0 | 0 | 0 | 0 | 0 | 0 | 0 | 1 |  | 0 | 0 | 0 | 0 | 0 | 0 | 0 | 0 | 0 | 0 | 0 | 0 | 0 | 0 | 0 | 0 | 0 | 0 | 0 | 0 | 0 | 0 | 0 | 0 | 0 | 0 | 0 | 0 | 0 | 0 | 1 | 0 | 1 | 0 | 0 | 0 | -2282.29 | -1253.7212 | 884.6639 | Collinsville-Tesla 500 kV Line | Collinsville-Tesla 500 kV Line | Collinsville-Tesla 500 kV Line |  | 0 | 0 | 0 | 0 | 0 | 0 | 857.21 | 2019.85 | 884.6639 | Tesla-Tracy-Pump 230 kV line #2 | Sobrante-Moraga 230 kV line | Collinsville-Tesla 500 kV Line |  | 5 | 1 | YES | 2 | 1 | 1 | NO | 1
PG&E FRESNO | Merced | 115 | 0 | 0 | 0 | 0 | 0 | 0 | 0 | 0 | 0 | 0 | 0 | 0 | 0 | 0 | 0 | 0 | 0 | 0 | 0 | 0 | 0 | 0 | 0 | 0 | 0 | 0 | 0 | 0 | 0 | 0 | 0 | 0 | 0 | 0 | 0 | 0 | 0 | 0 | 0 | 0 | 0 | 0 | 0 | 0 | 0 | 1 | 0 | 0 | 0 | 0 | 0 | 0 | 0 | 0 | 0 | 0 | 0 | 0 | 0 | 1 | 0 | 0 | 0 | 0 | 0 | 0 | 0 | 0 | 0 | 0 | 0 | 0 | 0 | 0 | 0 | 0 | 0 | 0 | 1 | 1 | 0 | 1 | 1 | 1 | 1 | 1 | 0 | 1 | 1 | 1 | 0 | 0 | 1 | 0 | 0 | 0 | 0 | 2 |  | 0 | 0 | 0 | 0 | 0 | 0 | 0 | 0 | 0 | 0 | 0 | 0 | 0 | 0 | 0 | 0 | 0 | 0 | 0 | 0 | 0 | 0 | 0 | 0 | 0 | 0 | 0 | 0 | 0 | 0 | 5 | 0 | 6 | 0 | 3 | 0 | -628.35 | -3180.532 | -3151.403 | Borden-Storey #1 230kV line | Gates 500/230kV TB #11 | Gates 500/230kV TB #12 |  | 0 | 1 | 1 | 0 | 0 | 0 | -314.49 | -339.66 | 378.2276 | Tesla-Bellota 230 kV line | Bellota-Weber 230kV line | Oro Loma-El Nido 115kV Line |  | 5 | 5 | NO | 5 | 5 | 1 | YES | 2
EOP | Mercury | 138 | 0 | 0 | 0 | 0 | 0 | 0 | 0 | 0 | 0 | 0 | 0 | 0 | 0 | 0 | 0 | 0 | 0 | 0 | 0 | 0 | 0 | 0 | 1 | 1 | 1 | 0 | 0 | 0 | 0 | 0 | 0 | 0 | 0 | 0 | 0 | 0 | 0 | 0 | 0 | 0 | 0 | 0 | 0 | 0 | 0 | 0 | 0 | 0 | 0 | 0 | 0 | 0 | 0 | 0 | 0 | 0 | 0 | 0 | 0 | 0 | 0 | 0 | 0 | 0 | 0 | 0 | 0 | 0 | 0 | 0 | 0 | 0 | 0 | 0 | 0 | 0 | 0 | 0 | 0 | 0 | 0 | 0 | 0 | 0 | 0 | 0 | 0 | 0 | 0 | 0 | 0 | 0 | 0 | 0 | 0 | 0 | 0 | 2 |  | 0 | 0 | 0 | 0 | 0 | 0 | 0 | 0 | 0 | 0 | 0 | 0 | 0 | 0 | 0 | 0 | 0 | 0 | 0 | 0 | 0 | 0 | 0 | 0 | 0 | 0 | 0 | 0 | 0 | 0 | 1 | 0 | 1 | 0 | 0 | 1 | -5797.881 | -6339.828 | -5675.751 | Lugo - Victorville area constraint | Lugo - Victorville area constraint | Lugo - Victorville area constraint |  | 0 | 0 | 0 | 0 | 0 | 0 | 876.62 | 67.08 | 709.88 | Sloan Canyon - Eldorado 500 kV constraint | Sloan Canyon - Eldorado 500 kV constraint | GLW 230kV area constraint |  | 5 | 1 | YES | 2 | 4 | 1 | YES | 2
PG&E FRESNO | Mercy Springs | 70 | 0 | 0 | 0 | 0 | 0 | 0 | 0 | 0 | 0 | 0 | 0 | 0 | 0 | 0 | 0 | 0 | 0 | 0 | 0 | 0 | 0 | 0 | 0 | 0 | 0 | 0 | 0 | 0 | 0 | 0 | 0 | 0 | 0 | 0 | 0 | 0 | 0 | 0 | 0 | 0 | 0 | 0 | 0 | 0 | 0 | 0 | 0 | 0 | 0 | 0 | 0 | 0 | 0 | 0 | 0 | 0 | 0 | 0 | 0 | 0 | 0 | 0 | 0 | 0 | 0 | 0 | 0 | 0 | 0 | 0 | 0 | 0 | 0 | 0 | 0 | 0 | 0 | 0 | 1 | 1 | 0 | 0 | 0 | 0 | 0 | 1 | 0 | 0 | 0 | 0 | 0 | 0 | 0 | 0 | 0 | 0 | 0 | 1 |  | 0 | 0 | 0 | 0 | 0 | 0 | 0 | 0 | 0 | 0 | 0 | 0 | 0 | 0 | 0 | 0 | 0 | 0 | 0 | 0 | 0 | 0 | 0 | 0 | 0 | 75 | 78 | 0 | 0 | 1 | 2 | 0 | 2 | 0 | 2 | 0 | -385.58 | -3180.532 | -3151.403 | Gates 500/230kV TB #11 | Gates 500/230kV TB #11 | Gates 500/230kV TB #12 |  | 0 | 0 | 0 | 0 | 0 | 0 | 2125.27 | 1058.968 | 3691.597 | Los Banos 500/230kV TB | Los Banos 500/230kV TB | Gates 500/230kV TB #12 |  | 5 | 1 | YES | 2 | 5 | 1 | YES | 2
PG&E NGBA | Meridian | 60 | 0 | 0 | 0 | 0 | 0 | 0 | 0 | 0 | 0 | 0 | 0 | 0 | 0 | 0 | 0 | 0 | 0 | 0 | 0 | 0 | 0 | 0 | 0 | 0 | 0 | 0 | 0 | 0 | 0 | 0 | 0 | 0 | 0 | 0 | 0 | 0 | 0 | 0 | 0 | 1 | 0 | 0 | 0 | 0 | 0 | 0 | 0 | 0 | 0 | 0 | 0 | 0 | 1 | 0 | 0 | 0 | 0 | 0 | 0 | 0 | 0 | 0 | 0 | 0 | 0 | 0 | 1 | 0 | 0 | 0 | 0 | 0 | 0 | 0 | 0 | 0 | 0 | 0 | 0 | 0 | 0 | 0 | 0 | 0 | 0 | 0 | 0 | 0 | 0 | 0 | 0 | 0 | 0 | 0 | 0 | 0 | 0 | 1 |  | 0 | 0 | 0 | 0 | 0 | 0 | 0 | 0 | 0 | 0 | 0 | 0 | 0 | 0 | 0 | 0 | 0 | 0 | 0 | 0 | 0 | 0 | 0 | 0 | 0 | 0 | 0 | 0 | 0 | 0 | 2 | 0 | 1 | 0 | 0 | 0 | -2282.29 | -1253.7212 | 335.9726 | Collinsville-Tesla 500 kV Line | Collinsville-Tesla 500 kV Line | Birds Landing-Contra Costa 230kV Line |  | 0 | 0 | 0 | 0 | 0 | 0 | 1505.81 | 1776.2038 | 335.9726 | Birds Landing-Contra Costa 230kV Line | Birds Landing-Contra Costa 230kV Line | Birds Landing-Contra Costa 230kV Line |  | 5 | 1 | YES | 2 | 1 | 1 | NO | 1
PG&E KERN | Mesa (PGE) | 115 | 0 | 0 | 0 | 0 | 0 | 0 | 0 | 0 | 0 | 0 | 0 | 0 | 0 | 0 | 0 | 0 | 0 | 0 | 0 | 0 | 0 | 0 | 0 | 0 | 0 | 0 | 0 | 0 | 0 | 0 | 0 | 0 | 0 | 0 | 0 | 0 | 0 | 0 | 0 | 0 | 0 | 0 | 0 | 0 | 0 | 0 | 0 | 0 | 0 | 0 | 0 | 0 | 0 | 0 | 0 | 0 | 0 | 0 | 0 | 0 | 0 | 0 | 0 | 0 | 0 | 0 | 0 | 1 | 1 | 0 | 0 | 0 | 0 | 0 | 0 | 0 | 0 | 0 | 0 | 1 | 0 | 0 | 0 | 0 | 0 | 1 | 0 | 0 | 0 | 0 | 0 | 0 | 0 | 0 | 0 | 1 | 0 | 1 |  | 0 | 0 | 0 | 0 | 0 | 0 | 0 | 0 | 0 | 0 | 0 | 0 | 0 | 0 | 0 | 0 | 0 | 0 | 0 | 0 | 0 | 0 | 0 | 0 | 0 | 0 | 0 | 0 | 0 | 0 | 1 | 0 | 1 | 0 | 1 | 0 | -385.58 | -3180.532 | -2164.4302 | Gates 500/230kV TB #11 | Gates 500/230kV TB #11 | Gates 500/230kV TB #11 |  | 0 | 0 | 0 | 0 | 0 | 0 | 7.65 | 144.11 | 266.8703 | Cal Flat-Gates 230 kV line | Cal Flat-Gates 230 kV line | Cal Flat-Gates 230 kV line |  | 5 | 1 | YES | 2 | 5 | 1 | YES | 2
PG&E KERN | Mesa (PGE) | 230 | 0 | 0 | 0 | 0 | 0 | 0 | 0 | 0 | 0 | 0 | 0 | 0 | 0 | 0 | 0 | 0 | 0 | 0 | 0 | 0 | 0 | 0 | 0 | 0 | 0 | 0 | 0 | 0 | 0 | 0 | 0 | 0 | 0 | 0 | 0 | 0 | 0 | 0 | 0 | 0 | 0 | 0 | 0 | 0 | 0 | 0 | 0 | 0 | 0 | 0 | 0 | 0 | 0 | 0 | 0 | 0 | 0 | 0 | 0 | 0 | 0 | 0 | 0 | 0 | 0 | 0 | 0 | 1 | 0 | 0 | 0 | 0 | 0 | 0 | 0 | 0 | 0 | 0 | 1 | 1 | 0 | 0 | 0 | 0 | 0 | 0 | 0 | 0 | 0 | 0 | 0 | 0 | 0 | 0 | 1 | 1 | 0 | 0 |  | 0 | 0 | 0 | 0 | 0 | 0 | 0 | 0 | 0 | 0 | 0 | 0 | 0 | 0 | 0 | 0 | 0 | 0 | 0 | 0 | 0 | 0 | 0 | 0 | 0 | 0 | 0 | 0 | 150 | 1 | 2 | 0 | 3 | 0 | 2 | 1 | -385.58 | -3180.532 | -3308.8336 | Gates 500/230kV TB #11 | Gates 500/230kV TB #11 | Mustang-Henrietta 230 kV line |  | 0 | 0 | 0 | 0 | 0 | 1 | 7.65 | 144.11 | -829.8336 | Cal Flat-Gates 230 kV line | Cal Flat-Gates 230 kV line | Mustang-Henrietta 230 kV line |  | 5 | 1 | YES | 2 | 5 | 4 | YES | 4
SCE Metro | Mesa (SCE) | 230 | 0 | 0 | 0 | 0 | 0 | 0 | 0 | 0 | 0 | 1 | 0 | 0 | 0 | 0 | 0 | 0 | 0 | 0 | 0 | 0 | 0 | 0 | 0 | 0 | 0 | 0 | 0 | 0 | 0 | 0 | 0 | 0 | 0 | 0 | 0 | 0 | 0 | 0 | 0 | 0 | 0 | 0 | 0 | 0 | 0 | 0 | 0 | 0 | 0 | 0 | 0 | 0 | 0 | 0 | 0 | 0 | 0 | 0 | 0 | 0 | 0 | 0 | 0 | 0 | 0 | 0 | 0 | 0 | 0 | 0 | 0 | 0 | 0 | 0 | 0 | 0 | 0 | 0 | 0 | 0 | 0 | 0 | 0 | 0 | 0 | 0 | 0 | 0 | 0 | 0 | 0 | 0 | 0 | 0 | 0 | 0 | 0 | 0 |  | 0 | 0 | 0 | 0 | 0 | 0 | 0 | 0 | 0 | 1.92 | 0 | 106.2 | 0 | 0 | 1 | 0 | 0 | 0 | 0 | 0 | 0 | 0 | 0 | 1.92 | 1.92 | 0 | 106.2 | 0 | 0 | 1 | 0 | 0 | 0 | 0 | 0 | 0 | 2097.6988 | 6824.058 | 19009.2611 | SCE Metro Area Default Constraint | SCE Metro Area Default Constraint | SCE Metro Area Default Constraint |  | 0 | 0 | 0 | 0 | 0 | 0 | 2097.6988 | 6824.058 | 19009.2611 | SCE Metro Area Default Constraint | SCE Metro Area Default Constraint | SCE Metro Area Default Constraint |  | 1 | 1 | NO | 1 | 1 | 1 | NO | 1
SCE Metro | Mesa (SCE) | 500 | 0 | 0 | 0 | 0 | 0 | 0 | 0 | 0 | 0 | 1 | 0 | 0 | 0 | 0 | 0 | 0 | 0 | 0 | 0 | 0 | 0 | 0 | 0 | 0 | 0 | 0 | 0 | 0 | 0 | 0 | 0 | 0 | 0 | 0 | 0 | 0 | 0 | 0 | 0 | 0 | 0 | 0 | 0 | 0 | 0 | 0 | 0 | 0 | 0 | 0 | 0 | 0 | 0 | 0 | 0 | 0 | 0 | 0 | 0 | 0 | 0 | 0 | 0 | 0 | 0 | 0 | 0 | 0 | 0 | 0 | 0 | 0 | 0 | 0 | 0 | 0 | 0 | 0 | 0 | 0 | 0 | 0 | 0 | 0 | 0 | 0 | 0 | 0 | 0 | 0 | 0 | 0 | 0 | 0 | 0 | 0 | 0 | 0 |  | 0 | 0 | 0 | 0 | 0 | 0 | 0 | 0 | 0 | 0 | 0 | 0 | 0 | 0 | 0 | 0 | 0 | 0 | 0 | 0 | 0 | 0 | 0 | 0 | 0 | 0 | 0 | 200 | 0 | 1 | 0 | 0 | 0 | 0 | 0 | 0 | 2097.6988 | 6824.058 | 19009.2611 | SCE Metro Area Default Constraint | SCE Metro Area Default Constraint | SCE Metro Area Default Constraint |  | 0 | 0 | 0 | 0 | 0 | 0 | 2097.6988 | 6824.058 | 19009.2611 | SCE Metro Area Default Constraint | SCE Metro Area Default Constraint | SCE Metro Area Default Constraint |  | 1 | 1 | NO | 1 | 1 | 1 | NO | 1
SDGE | Mesa Heights | 69 | 0 | 0 | 0 | 0 | 0 | 0 | 0 | 0 | 0 | 0 | 0 | 0 | 0 | 0 | 0 | 0 | 0 | 0 | 0 | 0 | 0 | 0 | 0 | 0 | 0 | 0 | 0 | 0 | 0 | 0 | 0 | 0 | 1 | 0 | 0 | 0 | 0 | 0 | 0 | 0 | 0 | 0 | 0 | 0 | 0 | 0 | 0 | 0 | 0 | 0 | 0 | 0 | 0 | 0 | 0 | 0 | 0 | 0 | 0 | 0 | 0 | 0 | 0 | 0 | 0 | 0 | 0 | 0 | 0 | 0 | 0 | 0 | 0 | 0 | 0 | 0 | 0 | 0 | 0 | 0 | 0 | 0 | 0 | 0 | 0 | 0 | 0 | 0 | 0 | 0 | 0 | 0 | 0 | 0 | 0 | 0 | 0 | 1 |  | 0 | 0 | 0 | 0 | 0 | 0 | 0 | 0 | 0 | 0 | 0 | 9 | 0 | 0 | 1 | 0 | 0 | 0 | 0 | 0 | 0 | 0 | 0 | 0 | 0 | 0 | 9 | 0 | 0 | 1 | 0 | 0 | 0 | 0 | 0 | 0 | 29.03 | 393.085 | 989.0814 | San Luis Rey-San Onofre 230 kV line constraint | San Luis Rey-San Onofre 230 kV line constraint | San Luis Rey-San Onofre 230 kV line constraint |  | 0 | 0 | 0 | 0 | 0 | 0 | 29.03 | 393.085 | 989.0814 | San Luis Rey-San Onofre 230 kV line constraint | San Luis Rey-San Onofre 230 kV line constraint | San Luis Rey-San Onofre 230 kV line constraint |  | 1 | 1 | NO | 1 | 1 | 1 | NO | 1
PG&E GBA | Metcalf | 115 | 0 | 0 | 0 | 0 | 0 | 0 | 0 | 0 | 0 | 0 | 0 | 0 | 0 | 0 | 0 | 0 | 0 | 0 | 0 | 0 | 0 | 0 | 0 | 0 | 0 | 0 | 0 | 0 | 0 | 0 | 0 | 0 | 0 | 0 | 0 | 0 | 0 | 0 | 0 | 0 | 0 | 0 | 0 | 0 | 0 | 0 | 0 | 0 | 0 | 0 | 0 | 0 | 0 | 0 | 0 | 1 | 0 | 0 | 0 | 1 | 0 | 0 | 0 | 0 | 0 | 0 | 0 | 0 | 0 | 0 | 0 | 0 | 0 | 0 | 0 | 0 | 0 | 0 | 0 | 0 | 0 | 0 | 0 | 0 | 0 | 0 | 0 | 0 | 0 | 0 | 0 | 0 | 0 | 0 | 0 | 0 | 0 | 0 |  | 0 | 0 | 0 | 0 | 0 | 0 | 0 | 0 | 0 | 0 | 0 | 0 | 0 | 0 | 0 | 0 | 0 | 0 | 0 | 0 | 0 | 0 | 0 | 0 | 0 | 0 | 0 | 0 | 0 | 0 | 1 | 0 | 0 | 0 | 0 | 0 | -614.49 | 1147.6438 | 1144.2952 | Tesla-Bellota 230 kV line | Tesla-Bellota 230 kV line | Tesla-Bellota 230 kV line |  | 0 | 1 | 0 | 0 | 0 | 0 | -314.49 | 1447.6438 | 1144.2952 | Tesla-Bellota 230 kV line | Tesla-Bellota 230 kV line | Tesla-Bellota 230 kV line |  | 5 | 4 | YES | 4 | 1 | 1 | NO | 1
PG&E GBA | Metcalf | 230 | 0 | 0 | 0 | 0 | 0 | 0 | 0 | 0 | 0 | 0 | 0 | 0 | 0 | 0 | 0 | 0 | 0 | 0 | 0 | 0 | 0 | 0 | 0 | 0 | 0 | 0 | 0 | 0 | 0 | 0 | 0 | 0 | 0 | 0 | 0 | 0 | 0 | 0 | 0 | 0 | 0 | 0 | 0 | 0 | 0 | 0 | 0 | 0 | 0 | 0 | 0 | 0 | 0 | 0 | 0 | 1 | 0 | 0 | 0 | 1 | 0 | 0 | 0 | 0 | 0 | 0 | 0 | 0 | 0 | 0 | 0 | 0 | 0 | 0 | 0 | 0 | 0 | 0 | 0 | 0 | 0 | 0 | 0 | 0 | 0 | 0 | 0 | 0 | 0 | 0 | 0 | 0 | 0 | 0 | 0 | 0 | 0 | 0 |  | 0 | 0 | 0 | 0 | 0 | 0 | 0 | 0 | 0 | 0 | 0 | 0 | 0 | 0 | 0 | 0 | 0 | 0 | 0 | 0 | 0 | 0 | 0 | 0 | 0 | 0 | 0 | 0 | 0 | 0 | 1 | 0 | 0 | 0 | 0 | 0 | -614.49 | 1147.6438 | 1144.2952 | Tesla-Bellota 230 kV line | Tesla-Bellota 230 kV line | Tesla-Bellota 230 kV line |  | 0 | 1 | 0 | 0 | 0 | 0 | -314.49 | 1447.6438 | 1144.2952 | Tesla-Bellota 230 kV line | Tesla-Bellota 230 kV line | Tesla-Bellota 230 kV line |  | 5 | 4 | YES | 4 | 1 | 1 | NO | 1
PG&E GBA | Metcalf | 500 | 0 | 0 | 0 | 0 | 0 | 0 | 0 | 0 | 0 | 0 | 0 | 0 | 0 | 0 | 0 | 0 | 0 | 0 | 0 | 0 | 0 | 0 | 0 | 0 | 0 | 0 | 0 | 0 | 0 | 0 | 0 | 0 | 0 | 0 | 0 | 0 | 0 | 0 | 0 | 0 | 0 | 0 | 0 | 0 | 0 | 0 | 0 | 0 | 0 | 0 | 0 | 0 | 0 | 0 | 0 | 0 | 0 | 0 | 0 | 0 | 0 | 0 | 0 | 0 | 0 | 0 | 0 | 0 | 0 | 0 | 0 | 0 | 0 | 0 | 0 | 0 | 0 | 0 | 0 | 0 | 0 | 0 | 0 | 0 | 0 | 0 | 0 | 0 | 0 | 0 | 0 | 0 | 0 | 0 | 0 | 0 | 1 | 0 |  | 0 | 0 | 0 | 0 | 0 | 0 | 0 | 0 | 0 | 0 | 0 | 0 | 0 | 0 | 0 | 30 | 0 | 0 | 0 | 0 | 0 | 0 | 0 | 0 | 0 | 0 | 0 | 0 | 0 | 1 | 0 | 0 | 0 | 0 | 0 | 0 | 1409.38 | 1265.082 | 5733.668 | NEW-Metcalf-Mosslanding 500kV | NEW-Metcalf-Mosslanding 500kV | NEW-Metcalf-Mosslanding 500kV |  | 0 | 0 | 0 | 0 | 0 | 0 | 1409.38 | 1265.082 | 5733.668 | NEW-Metcalf-Mosslanding 500kV | NEW-Metcalf-Mosslanding 500kV | NEW-Metcalf-Mosslanding 500kV |  | 1 | 1 | NO | 1 | 1 | 1 | NO | 1
PG&E KERN | Midway | 115 | 0 | 0 | 0 | 0 | 0 | 0 | 0 | 0 | 0 | 0 | 0 | 0 | 0 | 0 | 0 | 0 | 0 | 0 | 0 | 0 | 0 | 0 | 0 | 0 | 0 | 0 | 0 | 0 | 0 | 0 | 0 | 0 | 0 | 0 | 0 | 0 | 0 | 0 | 0 | 0 | 0 | 0 | 0 | 0 | 0 | 0 | 0 | 0 | 0 | 0 | 0 | 0 | 0 | 0 | 0 | 0 | 0 | 0 | 0 | 0 | 0 | 0 | 0 | 0 | 0 | 0 | 0 | 1 | 1 | 0 | 0 | 0 | 0 | 0 | 1 | 0 | 0 | 0 | 1 | 1 | 0 | 0 | 0 | 0 | 0 | 0 | 0 | 0 | 0 | 0 | 0 | 0 | 0 | 0 | 1 | 0 | 0 | 0 |  | 0 | 0 | 0 | 0 | 0 | 0 | 0 | 0 | 0 | 0 | 0 | 0 | 0 | 0 | 0 | 0 | 0 | 0 | 0 | 0 | 0 | 0 | 0 | 0 | 0 | 0 | 0 | 0 | 0 | 0 | 2 | 0 | 3 | 0 | 2 | 1 | -385.58 | -3180.532 | -3308.8336 | Gates 500/230kV TB #11 | Gates 500/230kV TB #11 | Mustang-Henrietta 230 kV line |  | 0 | 0 | 0 | 0 | 0 | 1 | 7.65 | 144.11 | -829.8336 | Cal Flat-Gates 230 kV line | Cal Flat-Gates 230 kV line | Mustang-Henrietta 230 kV line |  | 5 | 1 | YES | 2 | 5 | 4 | YES | 4
PG&E KERN | Midway | 230 | 0 | 0 | 0 | 0 | 0 | 0 | 0 | 0 | 0 | 0 | 0 | 0 | 0 | 0 | 0 | 0 | 0 | 0 | 0 | 0 | 0 | 0 | 0 | 0 | 0 | 0 | 0 | 0 | 0 | 0 | 0 | 0 | 0 | 0 | 0 | 0 | 0 | 0 | 0 | 0 | 0 | 0 | 0 | 0 | 0 | 0 | 0 | 0 | 0 | 0 | 0 | 0 | 0 | 0 | 0 | 0 | 0 | 0 | 0 | 0 | 0 | 0 | 0 | 0 | 0 | 0 | 0 | 1 | 1 | 0 | 0 | 0 | 0 | 0 | 0 | 0 | 0 | 0 | 1 | 1 | 0 | 0 | 0 | 0 | 0 | 0 | 0 | 0 | 0 | 0 | 0 | 0 | 0 | 0 | 1 | 0 | 0 | 0 |  | 0 | 0 | 0 | 0 | 0 | 0 | 0 | 0 | 0 | 0 | 0 | 0 | 0 | 0 | 0 | 0 | 0 | 0 | 0 | 0 | 0 | 0 | 0 | 0 | 0 | 0 | 0 | 0 | 0 | 0 | 2 | 0 | 3 | 0 | 2 | 1 | -385.58 | -3180.532 | -3308.8336 | Gates 500/230kV TB #11 | Gates 500/230kV TB #11 | Mustang-Henrietta 230 kV line |  | 0 | 0 | 0 | 0 | 0 | 1 | 7.65 | 144.11 | -829.8336 | Cal Flat-Gates 230 kV line | Cal Flat-Gates 230 kV line | Mustang-Henrietta 230 kV line |  | 5 | 1 | YES | 2 | 5 | 4 | YES | 4
PG&E KERN | Midway | 500 | 0 | 0 | 0 | 0 | 0 | 0 | 0 | 0 | 0 | 0 | 0 | 0 | 0 | 0 | 0 | 0 | 0 | 0 | 0 | 0 | 0 | 0 | 0 | 0 | 0 | 0 | 0 | 0 | 0 | 0 | 0 | 0 | 0 | 0 | 0 | 0 | 0 | 0 | 0 | 0 | 0 | 0 | 0 | 0 | 0 | 0 | 0 | 0 | 0 | 0 | 0 | 0 | 0 | 0 | 0 | 0 | 0 | 0 | 0 | 0 | 0 | 0 | 0 | 0 | 0 | 0 | 0 | 0 | 0 | 0 | 0 | 0 | 0 | 0 | 0 | 0 | 0 | 0 | 0 | 0 | 0 | 0 | 0 | 0 | 0 | 0 | 0 | 0 | 0 | 0 | 0 | 0 | 0 | 0 | 1 | 0 | 0 | 0 |  | 0 | 0 | 0 | 0 | 0 | 0 | 0 | 0 | 0 | 0 | 0 | 0 | 0 | 0 | 0 | 0 | 0 | 0 | 0 | 0 | 0 | 0 | 0 | 0 | 0 | 0 | 0 | 0 | 0 | 0 | 0 | 0 | 1 | 0 | 0 | 1 | 372.37 | -476.012 | -3308.8336 | Mustang-Henrietta 230 kV line | Mustang-Henrietta 230 kV line | Mustang-Henrietta 230 kV line |  | 0 | 0 | 0 | 0 | 0 | 1 | 2851.37 | 2002.988 | -829.8336 | Mustang-Henrietta 230 kV line | Mustang-Henrietta 230 kV line | Mustang-Henrietta 230 kV line |  | 5 | 1 | YES | 2 | 4 | 4 | NO | 4
SDGE | Miguel | 230 | 0 | 0 | 0 | 0 | 0 | 0 | 0 | 0 | 0 | 0 | 0 | 0 | 0 | 0 | 0 | 0 | 0 | 0 | 0 | 0 | 0 | 0 | 0 | 0 | 0 | 0 | 0 | 0 | 1 | 0 | 1 | 0 | 1 | 0 | 0 | 1 | 1 | 0 | 0 | 0 | 0 | 0 | 0 | 0 | 0 | 0 | 0 | 0 | 0 | 0 | 0 | 0 | 0 | 0 | 0 | 0 | 0 | 0 | 0 | 0 | 0 | 0 | 0 | 0 | 0 | 0 | 0 | 0 | 0 | 0 | 0 | 0 | 0 | 0 | 0 | 0 | 0 | 0 | 0 | 0 | 0 | 0 | 0 | 0 | 0 | 0 | 0 | 0 | 0 | 0 | 0 | 0 | 0 | 0 | 0 | 0 | 0 | 5 |  | 0 | 0 | 0 | 0 | 0 | 0 | 0 | 0 | 0 | 0 | 0 | 0 | 0 | 0 | 0 | 0 | 0 | 0 | 0 | 0 | 0 | 0 | 0 | 0 | 0 | 0 | 0 | 0 | 0 | 0 | 0 | 0 | 0 | 0 | 0 | 0 | 29.03 | 393.085 | 989.0814 | San Luis Rey-San Onofre 230 kV line constraint | San Luis Rey-San Onofre 230 kV line constraint | San Luis Rey-San Onofre 230 kV line constraint |  | 0 | 0 | 0 | 0 | 0 | 0 | 29.03 | 393.085 | 989.0814 | San Luis Rey-San Onofre 230 kV line constraint | San Luis Rey-San Onofre 230 kV line constraint | San Luis Rey-San Onofre 230 kV line constraint |  | 1 | 1 | NO | 1 | 1 | 1 | NO | 1
SDGE | Miguel | 500 | 0 | 0 | 0 | 0 | 0 | 0 | 0 | 0 | 0 | 0 | 0 | 0 | 0 | 0 | 0 | 0 | 0 | 0 | 0 | 0 | 0 | 0 | 0 | 0 | 0 | 0 | 0 | 0 | 1 | 0 | 1 | 0 | 1 | 0 | 0 | 1 | 1 | 0 | 0 | 0 | 0 | 0 | 0 | 0 | 0 | 0 | 0 | 0 | 0 | 0 | 0 | 0 | 0 | 0 | 0 | 0 | 0 | 0 | 0 | 0 | 0 | 0 | 0 | 0 | 0 | 0 | 0 | 0 | 0 | 0 | 0 | 0 | 0 | 0 | 0 | 0 | 0 | 0 | 0 | 0 | 0 | 0 | 0 | 0 | 0 | 0 | 0 | 0 | 0 | 0 | 0 | 0 | 0 | 0 | 0 | 0 | 0 | 5 |  | 0 | 0 | 0 | 0 | 0 | 0 | 0 | 0 | 0 | 0 | 0 | 0 | 0 | 0 | 0 | 0 | 0 | 0 | 0 | 0 | 0 | 0 | 0 | 0 | 0 | 0 | 0 | 0 | 0 | 0 | 0 | 0 | 0 | 0 | 0 | 0 | 29.03 | 393.085 | 989.0814 | San Luis Rey-San Onofre 230 kV line constraint | San Luis Rey-San Onofre 230 kV line constraint | San Luis Rey-San Onofre 230 kV line constraint |  | 0 | 0 | 0 | 0 | 0 | 0 | 29.03 | 393.085 | 989.0814 | San Luis Rey-San Onofre 230 kV line constraint | San Luis Rey-San Onofre 230 kV line constraint | San Luis Rey-San Onofre 230 kV line constraint |  | 1 | 1 | NO | 1 | 1 | 1 | NO | 1
SDGE | Miguel | 69 | 0 | 0 | 0 | 0 | 0 | 0 | 0 | 0 | 0 | 0 | 0 | 0 | 0 | 0 | 0 | 0 | 0 | 0 | 0 | 0 | 0 | 0 | 0 | 0 | 0 | 0 | 0 | 1 | 0 | 1 | 1 | 0 | 1 | 0 | 0 | 1 | 1 | 0 | 0 | 0 | 0 | 0 | 0 | 0 | 0 | 0 | 0 | 0 | 0 | 0 | 0 | 0 | 0 | 0 | 0 | 0 | 0 | 0 | 0 | 0 | 0 | 0 | 0 | 0 | 0 | 0 | 0 | 0 | 0 | 0 | 0 | 0 | 0 | 0 | 0 | 0 | 0 | 0 | 0 | 0 | 0 | 0 | 0 | 0 | 0 | 0 | 0 | 0 | 0 | 0 | 0 | 0 | 0 | 0 | 0 | 0 | 0 | 4 |  | 0 | 0 | 0 | 0 | 0 | 0 | 0 | 0 | 0 | 0 | 0 | 9.75 | 0 | 0 | 1 | 0 | 0 | 0 | 0 | 0 | 0 | 0 | 0 | 0 | 0 | 0 | 9.75 | 0 | 0 | 1 | 0 | 0 | 0 | 0 | 0 | 0 | 29.03 | 195.275 | 301.7864 | San Luis Rey-San Onofre 230 kV line constraint | Miguel 69 kV constraint | Miguel 69 kV constraint |  | 0 | 0 | 0 | 0 | 0 | 0 | 29.03 | 195.275 | 301.7864 | San Luis Rey-San Onofre 230 kV line constraint | Miguel 69 kV constraint | Miguel 69 kV constraint |  | 1 | 1 | NO | 1 | 1 | 1 | NO | 1
PG&E GBA | Millbrae | 115 | 0 | 0 | 0 | 0 | 0 | 0 | 0 | 0 | 0 | 0 | 0 | 0 | 0 | 0 | 0 | 0 | 0 | 0 | 0 | 0 | 0 | 0 | 0 | 0 | 0 | 0 | 0 | 0 | 0 | 0 | 0 | 0 | 0 | 0 | 0 | 0 | 0 | 0 | 0 | 0 | 0 | 0 | 0 | 0 | 0 | 0 | 0 | 0 | 0 | 0 | 0 | 0 | 1 | 0 | 0 | 1 | 0 | 0 | 0 | 0 | 0 | 0 | 0 | 0 | 0 | 1 | 0 | 0 | 0 | 0 | 0 | 0 | 0 | 0 | 0 | 0 | 0 | 0 | 0 | 0 | 0 | 0 | 0 | 0 | 0 | 0 | 0 | 0 | 0 | 0 | 0 | 0 | 0 | 0 | 0 | 0 | 0 | 1 |  | 0 | 0 | 0 | 0 | 0 | 0 | 0 | 0 | 0 | 0 | 0 | 0 | 0 | 0 | 0 | 0 | 0 | 0 | 0 | 0 | 0 | 0 | 0 | 0 | 0 | 0 | 0 | 3 | 0 | 1 | 0 | 0 | 0 | 0 | 0 | 0 | 857.21 | 2019.85 | 4263.65 | Tesla-Tracy-Pump 230 kV line #2 | Sobrante-Moraga 230 kV line | Sobrante-Moraga 230 kV line |  | 0 | 0 | 0 | 0 | 0 | 0 | 857.21 | 2019.85 | 4263.65 | Tesla-Tracy-Pump 230 kV line #2 | Sobrante-Moraga 230 kV line | Sobrante-Moraga 230 kV line |  | 1 | 1 | NO | 1 | 1 | 1 | NO | 1
PG&E GBA | Miller | 115 | 0 | 0 | 0 | 0 | 0 | 0 | 0 | 0 | 0 | 0 | 0 | 0 | 0 | 0 | 0 | 0 | 0 | 0 | 0 | 0 | 0 | 0 | 0 | 0 | 0 | 0 | 0 | 0 | 0 | 0 | 0 | 0 | 0 | 0 | 0 | 0 | 0 | 0 | 0 | 0 | 0 | 0 | 0 | 0 | 0 | 1 | 0 | 0 | 0 | 0 | 0 | 0 | 0 | 0 | 0 | 1 | 0 | 1 | 0 | 1 | 0 | 0 | 0 | 0 | 0 | 1 | 0 | 0 | 0 | 0 | 0 | 0 | 0 | 0 | 0 | 0 | 0 | 0 | 0 | 0 | 0 | 0 | 0 | 0 | 0 | 0 | 0 | 0 | 0 | 0 | 0 | 0 | 0 | 0 | 0 | 0 | 0 | 0 |  | 0 | 0 | 0 | 0 | 0 | 0 | 0 | 0 | 0 | 0 | 0 | 0 | 0 | 0 | 0 | 0 | 0 | 0 | 0 | 0 | 0 | 0 | 0 | 0 | 0 | 0 | 0 | 0 | 0 | 0 | 1 | 0 | 1 | 0 | 0 | 0 | -614.49 | -339.66 | 672.109 | Tesla-Bellota 230 kV line | Bellota-Weber 230kV line | Kasson Jct-Heinz 115 kV line |  | 0 | 1 | 1 | 0 | 0 | 0 | -314.49 | -339.66 | 672.109 | Tesla-Bellota 230 kV line | Bellota-Weber 230kV line | Kasson Jct-Heinz 115 kV line |  | 5 | 5 | NO | 5 | 1 | 1 | NO | 1
SCE Metro | Mira Loma | 230 | 0 | 0 | 0 | 0 | 0 | 0 | 0 | 0 | 0 | 1 | 0 | 0 | 0 | 0 | 0 | 0 | 0 | 0 | 0 | 0 | 0 | 0 | 0 | 0 | 0 | 0 | 0 | 0 | 0 | 0 | 0 | 0 | 0 | 0 | 0 | 0 | 0 | 0 | 0 | 0 | 0 | 0 | 0 | 0 | 0 | 0 | 0 | 0 | 0 | 0 | 0 | 0 | 0 | 0 | 0 | 0 | 0 | 0 | 0 | 0 | 0 | 0 | 0 | 0 | 0 | 0 | 0 | 0 | 0 | 0 | 0 | 0 | 0 | 0 | 0 | 0 | 0 | 0 | 0 | 0 | 0 | 0 | 0 | 0 | 0 | 0 | 0 | 0 | 0 | 0 | 0 | 0 | 0 | 0 | 0 | 0 | 0 | 0 |  | 0 | 0 | 0 | 0 | 0 | 0 | 0 | 0 | 0 | 0 | 0 | 0 | 0 | 0 | 0 | 0 | 0 | 0 | 0 | 0 | 0 | 0 | 0 | 0 | 0 | 0 | 42 | 200 | 0 | 1 | 0 | 0 | 0 | 0 | 0 | 0 | 2097.6988 | 6824.058 | 19009.2611 | SCE Metro Area Default Constraint | SCE Metro Area Default Constraint | SCE Metro Area Default Constraint |  | 0 | 0 | 0 | 0 | 0 | 0 | 2097.6988 | 6824.058 | 19009.2611 | SCE Metro Area Default Constraint | SCE Metro Area Default Constraint | SCE Metro Area Default Constraint |  | 1 | 1 | NO | 1 | 1 | 1 | NO | 1
SCE Metro | Mira Loma | 500 | 0 | 0 | 0 | 0 | 0 | 0 | 0 | 0 | 0 | 1 | 0 | 0 | 0 | 0 | 0 | 0 | 0 | 0 | 0 | 0 | 0 | 0 | 0 | 0 | 0 | 0 | 0 | 0 | 0 | 0 | 0 | 0 | 0 | 0 | 0 | 0 | 0 | 0 | 0 | 0 | 0 | 0 | 0 | 0 | 0 | 0 | 0 | 0 | 0 | 0 | 0 | 0 | 0 | 0 | 0 | 0 | 0 | 0 | 0 | 0 | 0 | 0 | 0 | 0 | 0 | 0 | 0 | 0 | 0 | 0 | 0 | 0 | 0 | 0 | 0 | 0 | 0 | 0 | 0 | 0 | 0 | 0 | 0 | 0 | 0 | 0 | 0 | 0 | 0 | 0 | 0 | 0 | 0 | 0 | 0 | 0 | 0 | 0 |  | 0 | 0 | 0 | 0 | 0 | 0 | 0 | 0 | 0 | 0 | 0 | 0 | 0 | 0 | 0 | 0 | 0 | 0 | 0 | 0 | 0 | 0 | 0 | 0 | 0 | 0 | 0 | 0 | 0 | 0 | 0 | 0 | 0 | 0 | 0 | 0 | 2097.6988 | 6824.058 | 19009.2611 | SCE Metro Area Default Constraint | SCE Metro Area Default Constraint | SCE Metro Area Default Constraint |  | 0 | 0 | 0 | 0 | 0 | 0 | 2097.6988 | 6824.058 | 19009.2611 | SCE Metro Area Default Constraint | SCE Metro Area Default Constraint | SCE Metro Area Default Constraint |  | 1 | 1 | NO | 1 | 1 | 1 | NO | 1
SCE Eastern | Mirage | 115 | 0 | 0 | 0 | 0 | 0 | 0 | 0 | 0 | 0 | 0 | 0 | 0 | 0 | 0 | 0 | 0 | 0 | 0 | 1 | 1 | 0 | 1 | 0 | 0 | 0 | 0 | 0 | 0 | 0 | 0 | 0 | 0 | 0 | 0 | 0 | 0 | 0 | 0 | 0 | 0 | 0 | 0 | 0 | 0 | 0 | 0 | 0 | 0 | 0 | 0 | 0 | 0 | 0 | 0 | 0 | 0 | 0 | 0 | 0 | 0 | 0 | 0 | 0 | 0 | 0 | 0 | 0 | 0 | 0 | 0 | 0 | 0 | 0 | 0 | 0 | 0 | 0 | 0 | 0 | 0 | 0 | 0 | 0 | 0 | 0 | 0 | 0 | 0 | 0 | 0 | 0 | 0 | 0 | 0 | 0 | 0 | 0 | 1 |  | 0 | 0 | 0 | 0 | 0 | 0 | 0 | 0 | 0 | 0 | 0 | 0 | 0 | 0 | 0 | 0 | 0 | 0 | 0 | 0 | 0 | 0 | 0 | 0 | 0 | 0 | 0 | 0 | 0 | 0 | 1 | 2 | 1 | 0 | 0 | 0 | -1208.036 | -500 | 339.76 | Serrano-Alberhill-Valley Constraint | Eagle Mountain Constraint | Eagle Mountain Constraint |  | 0 | 2 | 0 | 0 | 0 | 0 | -1208.036 | 100 | 339.76 | Serrano-Alberhill-Valley Constraint | Eagle Mountain Constraint | Eagle Mountain Constraint |  | 5 | 4 | YES | 4 | 1 | 1 | NO | 1
SCE Eastern | Mirage | 230 | 0 | 0 | 0 | 0 | 0 | 0 | 0 | 0 | 0 | 0 | 0 | 0 | 0 | 0 | 0 | 0 | 0 | 0 | 1 | 1 | 0 | 1 | 0 | 0 | 0 | 0 | 0 | 0 | 0 | 0 | 0 | 0 | 0 | 0 | 0 | 0 | 0 | 0 | 0 | 0 | 0 | 0 | 0 | 0 | 0 | 0 | 0 | 0 | 0 | 0 | 0 | 0 | 0 | 0 | 0 | 0 | 0 | 0 | 0 | 0 | 0 | 0 | 0 | 0 | 0 | 0 | 0 | 0 | 0 | 0 | 0 | 0 | 0 | 0 | 0 | 0 | 0 | 0 | 0 | 0 | 0 | 0 | 0 | 0 | 0 | 0 | 0 | 0 | 0 | 0 | 0 | 0 | 0 | 0 | 0 | 0 | 0 | 1 |  | 0 | 0 | 0 | 0 | 0 | 0 | 0 | 0 | 0 | 0 | 132 | 150 | 0 | 0 | 1 | 30 | 0 | 0 | 0 | 0 | 0 | 0 | 0 | 0 | 0 | 132 | 150 | 0 | 0 | 1 | 1 | 2 | 1 | 0 | 0 | 0 | -1208.036 | -500 | 339.76 | Serrano-Alberhill-Valley Constraint | Eagle Mountain Constraint | Eagle Mountain Constraint |  | 0 | 2 | 0 | 0 | 0 | 0 | -1208.036 | 100 | 339.76 | Serrano-Alberhill-Valley Constraint | Eagle Mountain Constraint | Eagle Mountain Constraint |  | 5 | 4 | YES | 4 | 1 | 1 | NO | 1
SDGE | Mission | 138 | 0 | 0 | 0 | 0 | 0 | 0 | 0 | 0 | 0 | 0 | 0 | 0 | 0 | 0 | 0 | 0 | 0 | 0 | 0 | 0 | 0 | 0 | 0 | 0 | 0 | 0 | 0 | 0 | 0 | 0 | 1 | 0 | 1 | 0 | 0 | 0 | 0 | 0 | 0 | 0 | 0 | 0 | 0 | 0 | 0 | 0 | 0 | 0 | 0 | 0 | 0 | 0 | 0 | 0 | 0 | 0 | 0 | 0 | 0 | 0 | 0 | 0 | 0 | 0 | 0 | 0 | 0 | 0 | 0 | 0 | 0 | 0 | 0 | 0 | 0 | 0 | 0 | 0 | 0 | 0 | 0 | 0 | 0 | 0 | 0 | 0 | 0 | 0 | 0 | 0 | 0 | 0 | 0 | 0 | 0 | 0 | 0 | 2 |  | 0 | 0 | 0 | 0 | 0 | 0 | 0 | 0 | 0 | 0 | 0 | 0 | 0 | 0 | 0 | 0 | 0 | 0 | 0 | 0 | 0 | 0 | 0 | 0 | 0 | 0 | 0 | 0 | 0 | 0 | 0 | 0 | 0 | 0 | 0 | 0 | 29.03 | 393.085 | 989.0814 | San Luis Rey-San Onofre 230 kV line constraint | San Luis Rey-San Onofre 230 kV line constraint | San Luis Rey-San Onofre 230 kV line constraint |  | 0 | 0 | 0 | 0 | 0 | 0 | 29.03 | 393.085 | 989.0814 | San Luis Rey-San Onofre 230 kV line constraint | San Luis Rey-San Onofre 230 kV line constraint | San Luis Rey-San Onofre 230 kV line constraint |  | 1 | 1 | NO | 1 | 1 | 1 | NO | 1
SDGE | Mission | 230 | 0 | 0 | 0 | 0 | 0 | 0 | 0 | 0 | 0 | 0 | 0 | 0 | 0 | 0 | 0 | 0 | 0 | 0 | 0 | 0 | 0 | 0 | 0 | 0 | 0 | 0 | 0 | 0 | 1 | 0 | 1 | 0 | 1 | 0 | 0 | 0 | 0 | 0 | 0 | 0 | 0 | 0 | 0 | 0 | 0 | 0 | 0 | 0 | 0 | 0 | 0 | 0 | 0 | 0 | 0 | 0 | 0 | 0 | 0 | 0 | 0 | 0 | 0 | 0 | 0 | 0 | 0 | 0 | 0 | 0 | 0 | 0 | 0 | 0 | 0 | 0 | 0 | 0 | 0 | 0 | 0 | 0 | 0 | 0 | 0 | 0 | 0 | 0 | 0 | 0 | 0 | 0 | 0 | 0 | 0 | 0 | 0 | 3 |  | 0 | 0 | 0 | 0 | 0 | 0 | 0 | 0 | 0 | 0 | 0 | 0 | 0 | 0 | 0 | 0 | 0 | 0 | 0 | 0 | 0 | 0 | 0 | 0 | 0 | 0 | 0 | 0 | 0 | 0 | 0 | 0 | 0 | 0 | 0 | 0 | 29.03 | 393.085 | 989.0814 | San Luis Rey-San Onofre 230 kV line constraint | San Luis Rey-San Onofre 230 kV line constraint | San Luis Rey-San Onofre 230 kV line constraint |  | 0 | 0 | 0 | 0 | 0 | 0 | 29.03 | 393.085 | 989.0814 | San Luis Rey-San Onofre 230 kV line constraint | San Luis Rey-San Onofre 230 kV line constraint | San Luis Rey-San Onofre 230 kV line constraint |  | 1 | 1 | NO | 1 | 1 | 1 | NO | 1
SDGE | Mission | 69 | 0 | 0 | 0 | 0 | 0 | 0 | 0 | 0 | 0 | 0 | 0 | 0 | 0 | 0 | 0 | 0 | 0 | 0 | 0 | 0 | 0 | 0 | 0 | 0 | 0 | 0 | 0 | 0 | 0 | 0 | 1 | 0 | 1 | 0 | 0 | 0 | 0 | 0 | 0 | 0 | 0 | 0 | 0 | 0 | 0 | 0 | 0 | 0 | 0 | 0 | 0 | 0 | 0 | 0 | 0 | 0 | 0 | 0 | 0 | 0 | 0 | 0 | 0 | 0 | 0 | 0 | 0 | 0 | 0 | 0 | 0 | 0 | 0 | 0 | 0 | 0 | 0 | 0 | 0 | 0 | 0 | 0 | 0 | 0 | 0 | 0 | 0 | 0 | 0 | 0 | 0 | 0 | 0 | 0 | 0 | 0 | 0 | 2 |  | 0 | 0 | 0 | 0 | 0 | 0 | 0 | 0 | 0 | 0 | 0 | 0 | 0 | 0 | 0 | 0 | 0 | 0 | 0 | 0 | 0 | 0 | 0 | 0 | 0 | 0 | 0 | 0 | 0 | 0 | 0 | 0 | 0 | 0 | 0 | 0 | 29.03 | 393.085 | 989.0814 | San Luis Rey-San Onofre 230 kV line constraint | San Luis Rey-San Onofre 230 kV line constraint | San Luis Rey-San Onofre 230 kV line constraint |  | 0 | 0 | 0 | 0 | 0 | 0 | 29.03 | 393.085 | 989.0814 | San Luis Rey-San Onofre 230 kV line constraint | San Luis Rey-San Onofre 230 kV line constraint | San Luis Rey-San Onofre 230 kV line constraint |  | 1 | 1 | NO | 1 | 1 | 1 | NO | 1
PG&E GBA | Mi-Wuk | 115 | 0 | 0 | 0 | 0 | 0 | 0 | 0 | 0 | 0 | 0 | 0 | 0 | 0 | 0 | 0 | 0 | 0 | 0 | 0 | 0 | 0 | 0 | 0 | 0 | 0 | 0 | 0 | 0 | 0 | 0 | 0 | 0 | 0 | 0 | 0 | 0 | 0 | 0 | 0 | 0 | 0 | 0 | 0 | 0 | 0 | 1 | 0 | 0 | 0 | 0 | 0 | 0 | 0 | 0 | 0 | 1 | 0 | 1 | 0 | 1 | 0 | 0 | 0 | 0 | 0 | 1 | 0 | 0 | 0 | 0 | 0 | 0 | 0 | 0 | 0 | 0 | 0 | 0 | 0 | 0 | 0 | 0 | 0 | 0 | 0 | 0 | 0 | 0 | 0 | 0 | 0 | 0 | 0 | 0 | 0 | 0 | 0 | 0 |  | 0 | 0 | 0 | 0 | 0 | 0 | 0 | 0 | 0 | 0 | 0 | 0 | 0 | 0 | 0 | 0 | 0 | 0 | 0 | 0 | 0 | 0 | 0 | 0 | 0 | 0 | 0 | 0 | 0 | 0 | 1 | 0 | 1 | 0 | 0 | 0 | -614.49 | -339.66 | 672.109 | Tesla-Bellota 230 kV line | Bellota-Weber 230kV line | Kasson Jct-Heinz 115 kV line |  | 0 | 1 | 1 | 0 | 0 | 0 | -314.49 | -339.66 | 672.109 | Tesla-Bellota 230 kV line | Bellota-Weber 230kV line | Kasson Jct-Heinz 115 kV line |  | 5 | 5 | NO | 5 | 1 | 1 | NO | 1
EOP | Mohave | 500 | 0 | 0 | 0 | 0 | 0 | 0 | 0 | 0 | 0 | 0 | 0 | 0 | 0 | 0 | 0 | 0 | 0 | 0 | 0 | 0 | 0 | 0 | 0 | 0 | 1 | 0 | 0 | 0 | 0 | 0 | 0 | 0 | 0 | 0 | 0 | 0 | 0 | 0 | 0 | 0 | 0 | 0 | 0 | 0 | 0 | 0 | 0 | 0 | 0 | 0 | 0 | 0 | 0 | 0 | 0 | 0 | 0 | 0 | 0 | 0 | 0 | 0 | 0 | 0 | 0 | 0 | 0 | 0 | 0 | 0 | 0 | 0 | 0 | 0 | 0 | 0 | 0 | 0 | 0 | 0 | 0 | 0 | 0 | 0 | 0 | 0 | 0 | 0 | 0 | 0 | 0 | 0 | 0 | 0 | 0 | 0 | 0 | 0 |  | 0 | 0 | 0 | 0 | 0 | 0 | 0 | 0 | 0 | 0 | 0 | 0 | 0 | 0 | 0 | 0 | 0 | 0 | 0 | 0 | 0 | 0 | 0 | 0 | 1165 | 587 | 0 | 158 | 400 | 1 | 1 | 0 | 1 | 0 | 0 | 1 | -5797.881 | -6339.828 | -5675.751 | Lugo - Victorville area constraint | Lugo - Victorville area constraint | Lugo - Victorville area constraint |  | 0 | 0 | 0 | 0 | 0 | 0 | 1002.119 | 460.172 | 1124.249 | Lugo - Victorville area constraint | Lugo - Victorville area constraint | Lugo - Victorville area constraint |  | 5 | 1 | YES | 2 | 4 | 1 | YES | 2
PG&E NGBA | Monroe | 115 | 0 | 0 | 0 | 0 | 0 | 0 | 0 | 0 | 0 | 0 | 0 | 0 | 0 | 0 | 0 | 0 | 0 | 0 | 0 | 0 | 0 | 0 | 0 | 0 | 0 | 0 | 0 | 0 | 0 | 0 | 0 | 0 | 0 | 0 | 0 | 0 | 0 | 0 | 0 | 1 | 0 | 0 | 0 | 0 | 0 | 0 | 0 | 0 | 0 | 0 | 0 | 0 | 1 | 0 | 0 | 0 | 0 | 0 | 0 | 0 | 0 | 0 | 0 | 0 | 0 | 0 | 1 | 0 | 0 | 0 | 0 | 0 | 0 | 0 | 0 | 0 | 0 | 0 | 0 | 0 | 0 | 0 | 0 | 0 | 0 | 0 | 0 | 0 | 0 | 0 | 0 | 0 | 0 | 0 | 0 | 0 | 0 | 1 |  | 0 | 0 | 0 | 0 | 0 | 0 | 0 | 0 | 0 | 0 | 0 | 0 | 0 | 0 | 0 | 0 | 0 | 0 | 0 | 0 | 0 | 0 | 0 | 0 | 0 | 0 | 0 | 0 | 0 | 0 | 2 | 0 | 1 | 0 | 0 | 0 | -2282.29 | -1253.7212 | 335.9726 | Collinsville-Tesla 500 kV Line | Collinsville-Tesla 500 kV Line | Birds Landing-Contra Costa 230kV Line |  | 0 | 0 | 0 | 0 | 0 | 0 | 1505.81 | 1776.2038 | 335.9726 | Birds Landing-Contra Costa 230kV Line | Birds Landing-Contra Costa 230kV Line | Birds Landing-Contra Costa 230kV Line |  | 5 | 1 | YES | 2 | 1 | 1 | NO | 1
SDGE | Monserate | 69 | 0 | 0 | 0 | 0 | 0 | 0 | 0 | 0 | 0 | 0 | 0 | 0 | 0 | 0 | 0 | 0 | 0 | 0 | 0 | 0 | 0 | 0 | 0 | 0 | 0 | 1 | 0 | 0 | 0 | 0 | 0 | 0 | 1 | 1 | 0 | 0 | 0 | 1 | 0 | 0 | 0 | 0 | 0 | 0 | 0 | 0 | 0 | 0 | 0 | 0 | 0 | 0 | 0 | 0 | 0 | 0 | 0 | 0 | 0 | 0 | 0 | 0 | 0 | 0 | 0 | 0 | 0 | 0 | 0 | 0 | 0 | 0 | 0 | 0 | 0 | 0 | 0 | 0 | 0 | 0 | 0 | 0 | 0 | 0 | 0 | 0 | 0 | 0 | 0 | 0 | 0 | 0 | 0 | 0 | 0 | 0 | 0 | 1 |  | 0 | 0 | 0 | 0 | 0 | 0 | 0 | 0 | 0 | 0 | 0 | 0 | 0 | 0 | 0 | 0 | 0 | 0 | 0 | 0 | 0 | 0 | 0 | 0 | 0 | 0 | 0 | 0 | 0 | 0 | 0 | 0 | 0 | 0 | 0 | 0 | 29.03 | 164 | 284 | San Luis Rey-San Onofre 230 kV line constraint | Ocean Ranch 69 kV constraint | Ocean Ranch 69 kV constraint |  | 0 | 0 | 0 | 0 | 0 | 0 | 29.03 | 164 | 284 | San Luis Rey-San Onofre 230 kV line constraint | Ocean Ranch 69 kV constraint | Ocean Ranch 69 kV constraint |  | 1 | 1 | NO | 1 | 1 | 1 | NO | 1
PG&E GBA | Monta Vista | 115 | 0 | 0 | 0 | 0 | 0 | 0 | 0 | 0 | 0 | 0 | 0 | 0 | 0 | 0 | 0 | 0 | 0 | 0 | 0 | 0 | 0 | 0 | 0 | 0 | 0 | 0 | 0 | 0 | 0 | 0 | 0 | 0 | 0 | 0 | 0 | 0 | 0 | 0 | 0 | 0 | 0 | 0 | 0 | 0 | 0 | 0 | 0 | 0 | 0 | 0 | 0 | 0 | 1 | 0 | 0 | 0 | 0 | 0 | 0 | 1 | 0 | 0 | 0 | 0 | 0 | 0 | 0 | 0 | 0 | 0 | 0 | 0 | 0 | 0 | 0 | 0 | 0 | 0 | 0 | 0 | 0 | 0 | 0 | 0 | 0 | 0 | 0 | 0 | 0 | 0 | 0 | 0 | 0 | 0 | 0 | 0 | 1 | 1 |  | 0 | 0 | 0 | 0 | 0 | 0 | 0 | 0 | 0 | 0 | 0 | 0 | 0 | 0 | 0 | 0 | 0 | 0 | 0 | 0 | 0 | 0 | 0 | 0 | 0 | 0 | 0 | 0 | 0 | 0 | 1 | 0 | 0 | 0 | 0 | 0 | -614.49 | 1147.6438 | 1144.2952 | Tesla-Bellota 230 kV line | Tesla-Bellota 230 kV line | Tesla-Bellota 230 kV line |  | 0 | 1 | 0 | 0 | 0 | 0 | -314.49 | 1265.082 | 1144.2952 | Tesla-Bellota 230 kV line | NEW-Metcalf-Mosslanding 500kV | Tesla-Bellota 230 kV line |  | 5 | 4 | YES | 4 | 1 | 1 | NO | 1
PG&E GBA | Monta Vista | 230 | 0 | 0 | 0 | 0 | 0 | 0 | 0 | 0 | 0 | 0 | 0 | 0 | 0 | 0 | 0 | 0 | 0 | 0 | 0 | 0 | 0 | 0 | 0 | 0 | 0 | 0 | 0 | 0 | 0 | 0 | 0 | 0 | 0 | 0 | 0 | 0 | 0 | 0 | 0 | 0 | 0 | 0 | 0 | 0 | 0 | 0 | 0 | 0 | 0 | 0 | 0 | 0 | 1 | 0 | 0 | 0 | 0 | 0 | 0 | 1 | 0 | 0 | 0 | 0 | 0 | 0 | 0 | 0 | 0 | 0 | 0 | 0 | 0 | 0 | 0 | 0 | 0 | 0 | 0 | 0 | 0 | 0 | 0 | 0 | 0 | 0 | 0 | 0 | 0 | 0 | 0 | 0 | 0 | 0 | 0 | 0 | 0 | 1 |  | 0 | 0 | 0 | 0 | 0 | 0 | 0 | 0 | 0 | 0 | 0 | 0 | 0 | 0 | 0 | 0 | 0 | 0 | 0 | 0 | 0 | 0 | 0 | 0 | 0 | 0 | 0 | 0 | 0 | 0 | 1 | 0 | 0 | 0 | 0 | 0 | -614.49 | 1147.6438 | 1144.2952 | Tesla-Bellota 230 kV line | Tesla-Bellota 230 kV line | Tesla-Bellota 230 kV line |  | 0 | 1 | 0 | 0 | 0 | 0 | -314.49 | 1447.6438 | 1144.2952 | Tesla-Bellota 230 kV line | Tesla-Bellota 230 kV line | Tesla-Bellota 230 kV line |  | 5 | 4 | YES | 4 | 1 | 1 | NO | 1
PG&E GBA | Monta Vista | 60 | 0 | 0 | 0 | 0 | 0 | 0 | 0 | 0 | 0 | 0 | 0 | 0 | 0 | 0 | 0 | 0 | 0 | 0 | 0 | 0 | 0 | 0 | 0 | 0 | 0 | 0 | 0 | 0 | 0 | 0 | 0 | 0 | 0 | 0 | 0 | 0 | 0 | 0 | 0 | 0 | 0 | 0 | 0 | 0 | 0 | 0 | 0 | 0 | 0 | 0 | 0 | 0 | 1 | 0 | 0 | 0 | 0 | 0 | 0 | 1 | 0 | 0 | 0 | 0 | 0 | 0 | 0 | 0 | 0 | 0 | 0 | 0 | 0 | 0 | 0 | 0 | 0 | 0 | 0 | 0 | 0 | 0 | 0 | 0 | 0 | 0 | 0 | 0 | 0 | 0 | 0 | 0 | 0 | 0 | 0 | 0 | 1 | 1 |  | 0 | 0 | 0 | 0 | 0 | 0 | 0 | 0 | 0 | 0 | 0 | 0 | 0 | 0 | 0 | 0 | 0 | 0 | 0 | 0 | 0 | 0 | 0 | 0 | 0 | 0 | 0 | 0 | 0 | 0 | 1 | 0 | 0 | 0 | 0 | 0 | -614.49 | 1147.6438 | 1144.2952 | Tesla-Bellota 230 kV line | Tesla-Bellota 230 kV line | Tesla-Bellota 230 kV line |  | 0 | 1 | 0 | 0 | 0 | 0 | -314.49 | 1265.082 | 1144.2952 | Tesla-Bellota 230 kV line | NEW-Metcalf-Mosslanding 500kV | Tesla-Bellota 230 kV line |  | 5 | 4 | YES | 4 | 1 | 1 | NO | 1
PG&E NGBA | Monticello | 115 | 0 | 0 | 0 | 0 | 0 | 0 | 0 | 0 | 0 | 0 | 0 | 0 | 0 | 0 | 0 | 0 | 0 | 0 | 0 | 0 | 0 | 0 | 0 | 0 | 0 | 0 | 0 | 0 | 0 | 0 | 0 | 0 | 0 | 0 | 0 | 0 | 0 | 0 | 0 | 1 | 0 | 1 | 0 | 0 | 0 | 0 | 0 | 0 | 0 | 0 | 0 | 1 | 1 | 1 | 1 | 1 | 0 | 0 | 0 | 0 | 0 | 0 | 0 | 0 | 0 | 1 | 1 | 0 | 0 | 0 | 0 | 0 | 0 | 0 | 0 | 0 | 0 | 0 | 0 | 0 | 0 | 0 | 0 | 0 | 0 | 0 | 0 | 0 | 0 | 0 | 0 | 0 | 0 | 0 | 0 | 0 | 0 | 2 |  | 0 | 0 | 0 | 0 | 0 | 0 | 0 | 0 | 0 | 0 | 0 | 0 | 0 | 0 | 0 | 0 | 0 | 0 | 0 | 0 | 0 | 0 | 0 | 0 | 0 | 0 | 0 | 0 | 0 | 0 | 3 | 0 | 1 | 0 | 0 | 0 | -2282.29 | -1253.7212 | 335.9726 | Collinsville-Tesla 500 kV Line | Collinsville-Tesla 500 kV Line | Birds Landing-Contra Costa 230kV Line |  | 0 | 0 | 0 | 0 | 0 | 0 | 661.81 | 929.8 | 335.9726 | Contra Costa- Windmaster 230 kV line | Cortina-Eagle Rock 115 kV line | Birds Landing-Contra Costa 230kV Line |  | 5 | 1 | YES | 2 | 1 | 1 | NO | 1
SCE Northern | Moorpark | 230 | 0 | 0 | 1 | 0 | 1 | 0 | 0 | 0 | 0 | 0 | 0 | 0 | 0 | 0 | 0 | 0 | 0 | 0 | 0 | 0 | 0 | 0 | 0 | 0 | 1 | 0 | 0 | 0 | 0 | 0 | 0 | 0 | 0 | 0 | 0 | 0 | 0 | 0 | 0 | 0 | 0 | 0 | 0 | 0 | 0 | 0 | 0 | 0 | 0 | 0 | 0 | 0 | 0 | 0 | 0 | 0 | 0 | 0 | 0 | 0 | 0 | 0 | 0 | 0 | 0 | 0 | 0 | 0 | 0 | 0 | 0 | 0 | 0 | 0 | 0 | 0 | 0 | 0 | 0 | 0 | 0 | 0 | 0 | 0 | 0 | 0 | 0 | 0 | 0 | 0 | 0 | 0 | 0 | 0 | 0 | 0 | 0 | 0 |  | 0 | 0 | 0 | 0 | 0 | 0 | 0 | 0 | 0 | 0 | 0 | 0 | 0 | 0 | 0 | 0 | 0 | 0 | 0 | 0 | 0 | 0 | 0 | 0 | 0 | 0 | 350 | 0 | 0 | 1 | 1 | 0 | 1 | 0 | 0 | 1 | -5797.881 | -6339.828 | -5675.751 | Lugo - Victorville area constraint | Lugo - Victorville area constraint | Lugo - Victorville area constraint |  | 0 | 0 | 0 | 0 | 0 | 0 | 355.8 | 460.172 | 1124.249 | Moorpark-Pardee Constraint | Lugo - Victorville area constraint | Lugo - Victorville area constraint |  | 5 | 1 | YES | 2 | 4 | 1 | YES | 2
SCE Northern | Moorpark | 66 | 0 | 0 | 1 | 0 | 1 | 0 | 0 | 0 | 0 | 0 | 0 | 0 | 0 | 0 | 0 | 0 | 0 | 0 | 0 | 0 | 0 | 0 | 0 | 0 | 1 | 0 | 0 | 0 | 0 | 0 | 0 | 0 | 0 | 0 | 0 | 0 | 0 | 0 | 0 | 0 | 0 | 0 | 0 | 0 | 0 | 0 | 0 | 0 | 0 | 0 | 0 | 0 | 0 | 0 | 0 | 0 | 0 | 0 | 0 | 0 | 0 | 0 | 0 | 0 | 0 | 0 | 0 | 0 | 0 | 0 | 0 | 0 | 0 | 0 | 0 | 0 | 0 | 0 | 0 | 0 | 0 | 0 | 0 | 0 | 0 | 0 | 0 | 0 | 0 | 0 | 0 | 0 | 0 | 0 | 0 | 0 | 0 | 0 |  | 0 | 0 | 0 | 0 | 0 | 0 | 0 | 0 | 0 | 0 | 0 | 0 | 0 | 0 | 0 | 0 | 0 | 0 | 0 | 0 | 0 | 0 | 0 | 0 | 0 | 0 | 0 | 0 | 0 | 0 | 1 | 0 | 1 | 0 | 0 | 1 | -5797.881 | -6339.828 | -5675.751 | Lugo - Victorville area constraint | Lugo - Victorville area constraint | Lugo - Victorville area constraint |  | 0 | 0 | 0 | 0 | 0 | 0 | 355.8 | 460.172 | 1124.249 | Moorpark-Pardee Constraint | Lugo - Victorville area constraint | Lugo - Victorville area constraint |  | 5 | 1 | YES | 2 | 4 | 1 | YES | 2
PG&E GBA | Moraga | 115 | 0 | 0 | 0 | 0 | 0 | 0 | 0 | 0 | 0 | 0 | 0 | 0 | 0 | 0 | 0 | 0 | 0 | 0 | 0 | 0 | 0 | 0 | 0 | 0 | 0 | 0 | 0 | 0 | 0 | 0 | 0 | 0 | 0 | 0 | 0 | 0 | 0 | 0 | 0 | 1 | 0 | 0 | 0 | 0 | 0 | 0 | 0 | 0 | 0 | 0 | 0 | 0 | 1 | 0 | 0 | 1 | 0 | 0 | 0 | 0 | 0 | 0 | 0 | 0 | 0 | 0 | 0 | 0 | 0 | 0 | 0 | 0 | 0 | 0 | 0 | 0 | 0 | 0 | 0 | 0 | 0 | 0 | 0 | 0 | 0 | 0 | 0 | 0 | 0 | 0 | 0 | 0 | 0 | 0 | 0 | 0 | 0 | 1 |  | 0 | 0 | 0 | 0 | 0 | 0 | 0 | 0 | 0 | 0 | 0 | 0 | 0 | 0 | 0 | 0 | 0 | 0 | 0 | 0 | 0 | 0 | 0 | 0 | 0 | 0 | 0 | 0 | 0 | 0 | 1 | 0 | 1 | 0 | 0 | 0 | -2282.29 | -1253.7212 | 884.6639 | Collinsville-Tesla 500 kV Line | Collinsville-Tesla 500 kV Line | Collinsville-Tesla 500 kV Line |  | 0 | 0 | 0 | 0 | 0 | 0 | 857.21 | 2019.85 | 884.6639 | Tesla-Tracy-Pump 230 kV line #2 | Sobrante-Moraga 230 kV line | Collinsville-Tesla 500 kV Line |  | 5 | 1 | YES | 2 | 1 | 1 | NO | 1
PG&E GBA | Moraga | 230 | 0 | 0 | 0 | 0 | 0 | 0 | 0 | 0 | 0 | 0 | 0 | 0 | 0 | 0 | 0 | 0 | 0 | 0 | 0 | 0 | 0 | 0 | 0 | 0 | 0 | 0 | 0 | 0 | 0 | 0 | 0 | 0 | 0 | 0 | 0 | 0 | 0 | 0 | 0 | 1 | 0 | 0 | 0 | 0 | 0 | 0 | 0 | 0 | 0 | 0 | 0 | 0 | 1 | 1 | 1 | 1 | 0 | 0 | 0 | 1 | 0 | 1 | 0 | 0 | 0 | 1 | 0 | 0 | 0 | 0 | 0 | 0 | 0 | 0 | 0 | 0 | 0 | 0 | 0 | 0 | 0 | 0 | 0 | 0 | 0 | 0 | 0 | 0 | 0 | 0 | 0 | 0 | 0 | 0 | 0 | 0 | 0 | 1 |  | 0 | 0 | 0 | 0 | 0 | 0 | 0 | 0 | 0 | 0 | 0 | 0 | 0 | 0 | 0 | 0 | 0 | 0 | 0 | 0 | 0 | 0 | 0 | 0 | 0 | 0 | 0 | 0 | 0 | 0 | 3 | 0 | 1 | 0 | 0 | 0 | -2282.29 | -1253.7212 | 884.6639 | Collinsville-Tesla 500 kV Line | Collinsville-Tesla 500 kV Line | Collinsville-Tesla 500 kV Line |  | 0 | 1 | 0 | 0 | 0 | 0 | -314.49 | 932.2038 | 884.6639 | Tesla-Bellota 230 kV line | Contra Costa- Windmaster 230 kV line | Collinsville-Tesla 500 kV Line |  | 5 | 4 | YES | 4 | 1 | 1 | NO | 1
PG&E GBA | Morgan Hill | 115 | 0 | 0 | 0 | 0 | 0 | 0 | 0 | 0 | 0 | 0 | 0 | 0 | 0 | 0 | 0 | 0 | 0 | 0 | 0 | 0 | 0 | 0 | 0 | 0 | 0 | 0 | 0 | 0 | 0 | 0 | 0 | 0 | 0 | 0 | 0 | 0 | 0 | 0 | 0 | 0 | 0 | 0 | 0 | 0 | 0 | 0 | 0 | 0 | 0 | 0 | 0 | 0 | 1 | 0 | 0 | 1 | 0 | 0 | 0 | 1 | 0 | 0 | 0 | 0 | 1 | 0 | 0 | 0 | 0 | 0 | 0 | 0 | 0 | 0 | 0 | 0 | 0 | 0 | 0 | 0 | 0 | 0 | 0 | 0 | 0 | 0 | 0 | 0 | 0 | 0 | 0 | 0 | 0 | 0 | 0 | 0 | 0 | 1 |  | 0 | 0 | 0 | 0 | 0 | 0 | 0 | 0 | 0 | 0 | 0 | 0 | 0 | 0 | 0 | 0 | 0 | 0 | 0 | 0 | 0 | 0 | 0 | 0 | 0 | 0 | 0 | 0 | 0 | 0 | 1 | 0 | 0 | 0 | 0 | 0 | -614.49 | 351.6 | 172.2 | Tesla-Bellota 230 kV line | Morganhill-Metcalf 115kV Line | Morganhill-Metcalf 115kV Line |  | 0 | 1 | 0 | 0 | 0 | 0 | -314.49 | 351.6 | 172.2 | Tesla-Bellota 230 kV line | Morganhill-Metcalf 115kV Line | Morganhill-Metcalf 115kV Line |  | 5 | 4 | YES | 4 | 1 | 1 | NO | 1
PG&E KERN | Morro Bay | 115 | 0 | 0 | 0 | 0 | 0 | 0 | 0 | 0 | 0 | 0 | 0 | 0 | 0 | 0 | 0 | 0 | 0 | 0 | 0 | 0 | 0 | 0 | 0 | 0 | 0 | 0 | 0 | 0 | 0 | 0 | 0 | 0 | 0 | 0 | 0 | 0 | 0 | 0 | 0 | 0 | 0 | 0 | 0 | 0 | 0 | 0 | 0 | 0 | 0 | 0 | 0 | 0 | 0 | 0 | 0 | 0 | 0 | 0 | 0 | 0 | 0 | 0 | 0 | 0 | 0 | 0 | 0 | 1 | 1 | 0 | 0 | 0 | 0 | 0 | 0 | 0 | 0 | 0 | 0 | 1 | 0 | 0 | 0 | 0 | 0 | 1 | 0 | 0 | 0 | 0 | 0 | 0 | 0 | 0 | 0 | 1 | 0 | 1 |  | 0 | 0 | 0 | 0 | 0 | 0 | 0 | 0 | 0 | 0 | 0 | 0 | 0 | 0 | 0 | 0 | 0 | 0 | 0 | 0 | 0 | 0 | 0 | 0 | 0 | 90 | 0 | 0 | 0 | 1 | 1 | 0 | 1 | 0 | 1 | 0 | -385.58 | -3180.532 | -2164.4302 | Gates 500/230kV TB #11 | Gates 500/230kV TB #11 | Gates 500/230kV TB #11 |  | 0 | 0 | 0 | 0 | 0 | 0 | 7.65 | 144.11 | 266.8703 | Cal Flat-Gates 230 kV line | Cal Flat-Gates 230 kV line | Cal Flat-Gates 230 kV line |  | 5 | 1 | YES | 2 | 5 | 1 | YES | 2
PG&E KERN | Morro Bay | 230 | 0 | 0 | 0 | 0 | 0 | 0 | 0 | 0 | 0 | 0 | 0 | 0 | 0 | 0 | 0 | 0 | 0 | 0 | 0 | 0 | 0 | 0 | 0 | 0 | 0 | 0 | 0 | 0 | 0 | 0 | 0 | 0 | 0 | 0 | 0 | 0 | 0 | 0 | 0 | 0 | 0 | 0 | 0 | 0 | 0 | 0 | 0 | 0 | 0 | 0 | 0 | 0 | 0 | 0 | 0 | 0 | 0 | 0 | 0 | 0 | 0 | 0 | 0 | 0 | 0 | 0 | 0 | 1 | 0 | 0 | 0 | 0 | 0 | 0 | 0 | 0 | 0 | 0 | 1 | 1 | 0 | 0 | 0 | 0 | 0 | 0 | 0 | 0 | 0 | 0 | 0 | 0 | 0 | 0 | 1 | 1 | 0 | 0 |  | 0 | 0 | 0 | 0 | 0 | 0 | 0 | 0 | 0 | 0 | 0 | 0 | 0 | 0 | 0 | 0 | 0 | 0 | 0 | 0 | 0 | 0 | 0 | 0 | 0 | 0 | 0 | 0 | 0 | 0 | 2 | 0 | 3 | 0 | 2 | 1 | -385.58 | -3180.532 | -3308.8336 | Gates 500/230kV TB #11 | Gates 500/230kV TB #11 | Mustang-Henrietta 230 kV line |  | 0 | 0 | 0 | 0 | 0 | 1 | 7.65 | 144.11 | -829.8336 | Cal Flat-Gates 230 kV line | Cal Flat-Gates 230 kV line | Mustang-Henrietta 230 kV line |  | 5 | 1 | YES | 2 | 5 | 4 | YES | 4
PG&E KERN | Morro Bay | 500 | 0 | 0 | 0 | 0 | 0 | 0 | 0 | 0 | 0 | 0 | 0 | 0 | 0 | 0 | 0 | 0 | 0 | 0 | 0 | 0 | 0 | 0 | 0 | 0 | 0 | 0 | 0 | 0 | 0 | 0 | 0 | 0 | 0 | 0 | 0 | 0 | 0 | 0 | 0 | 0 | 0 | 0 | 0 | 0 | 0 | 0 | 0 | 0 | 0 | 0 | 0 | 0 | 0 | 0 | 0 | 0 | 0 | 0 | 0 | 0 | 0 | 0 | 0 | 0 | 0 | 0 | 0 | 0 | 0 | 0 | 0 | 0 | 0 | 0 | 0 | 0 | 0 | 0 | 0 | 0 | 0 | 0 | 0 | 0 | 0 | 0 | 0 | 0 | 0 | 0 | 0 | 0 | 0 | 1 | 1 | 0 | 0 | 0 |  | 0 | 0 | 0 | 0 | 0 | 0 | 0 | 0 | 0 | 0 | 0 | 0 | 0 | 0 | 0 | 0 | 0 | 0 | 0 | 0 | 0 | 0 | 0 | 0 | 60 | 0 | 0 | 0 | 0 | 1 | 0 | 0 | 1 | 0 | 0 | 1 | 372.37 | -476.012 | -3308.8336 | Mustang-Henrietta 230 kV line | Mustang-Henrietta 230 kV line | Mustang-Henrietta 230 kV line |  | 0 | 0 | 0 | 0 | 0 | 1 | 2851.37 | 2002.988 | -829.8336 | Mustang-Henrietta 230 kV line | Mustang-Henrietta 230 kV line | Mustang-Henrietta 230 kV line |  | 5 | 1 | YES | 2 | 4 | 4 | NO | 4
PG&E GBA | Moss Landing | 115 | 0 | 0 | 0 | 0 | 0 | 0 | 0 | 0 | 0 | 0 | 0 | 0 | 0 | 0 | 0 | 0 | 0 | 0 | 0 | 0 | 0 | 0 | 0 | 0 | 0 | 0 | 0 | 0 | 0 | 0 | 0 | 0 | 0 | 0 | 0 | 0 | 0 | 0 | 0 | 0 | 0 | 0 | 0 | 0 | 0 | 0 | 0 | 0 | 0 | 0 | 0 | 0 | 0 | 0 | 0 | 1 | 0 | 0 | 0 | 1 | 0 | 0 | 0 | 0 | 1 | 0 | 0 | 0 | 0 | 0 | 0 | 0 | 0 | 0 | 0 | 0 | 0 | 0 | 0 | 0 | 0 | 0 | 0 | 0 | 0 | 0 | 0 | 0 | 0 | 0 | 0 | 0 | 0 | 0 | 0 | 0 | 1 | 0 |  | 0 | 0 | 0 | 0 | 0 | 0 | 0 | 0 | 0 | 0 | 0 | 0 | 0 | 0 | 0 | 0 | 0 | 0 | 0 | 0 | 0 | 0 | 0 | 0 | 0 | 0 | 0 | 0 | 0 | 0 | 1 | 0 | 0 | 0 | 0 | 0 | -614.49 | 351.6 | 172.2 | Tesla-Bellota 230 kV line | Morganhill-Metcalf 115kV Line | Morganhill-Metcalf 115kV Line |  | 0 | 1 | 0 | 0 | 0 | 0 | -314.49 | 351.6 | 172.2 | Tesla-Bellota 230 kV line | Morganhill-Metcalf 115kV Line | Morganhill-Metcalf 115kV Line |  | 5 | 4 | YES | 4 | 1 | 1 | NO | 1
PG&E GBA | Moss Landing | 230 | 0 | 0 | 0 | 0 | 0 | 0 | 0 | 0 | 0 | 0 | 0 | 0 | 0 | 0 | 0 | 0 | 0 | 0 | 0 | 0 | 0 | 0 | 0 | 0 | 0 | 0 | 0 | 0 | 0 | 0 | 0 | 0 | 0 | 0 | 0 | 0 | 0 | 0 | 0 | 0 | 0 | 0 | 0 | 0 | 0 | 0 | 0 | 0 | 0 | 0 | 0 | 0 | 0 | 0 | 0 | 1 | 0 | 0 | 0 | 1 | 0 | 0 | 0 | 0 | 1 | 0 | 0 | 0 | 0 | 0 | 0 | 0 | 0 | 0 | 0 | 0 | 0 | 0 | 0 | 0 | 0 | 0 | 0 | 0 | 0 | 0 | 0 | 0 | 0 | 0 | 0 | 0 | 0 | 0 | 0 | 0 | 1 | 0 |  | 0 | 0 | 0 | 0 | 0 | 0 | 0 | 0 | 0 | 0 | 0 | 0 | 0 | 0 | 0 | 0 | 0 | 0 | 0 | 0 | 0 | 0 | 0 | 0 | 0 | 0 | 0 | 0 | 0 | 0 | 1 | 0 | 0 | 0 | 0 | 0 | -614.49 | 351.6 | 172.2 | Tesla-Bellota 230 kV line | Morganhill-Metcalf 115kV Line | Morganhill-Metcalf 115kV Line |  | 0 | 1 | 0 | 0 | 0 | 0 | -314.49 | 351.6 | 172.2 | Tesla-Bellota 230 kV line | Morganhill-Metcalf 115kV Line | Morganhill-Metcalf 115kV Line |  | 5 | 4 | YES | 4 | 1 | 1 | NO | 1
PG&E GBA | Moss Landing | 500 | 0 | 0 | 0 | 0 | 0 | 0 | 0 | 0 | 0 | 0 | 0 | 0 | 0 | 0 | 0 | 0 | 0 | 0 | 0 | 0 | 0 | 0 | 0 | 0 | 0 | 0 | 0 | 0 | 0 | 0 | 0 | 0 | 0 | 0 | 0 | 0 | 0 | 0 | 0 | 1 | 0 | 0 | 0 | 0 | 0 | 0 | 0 | 0 | 0 | 0 | 0 | 0 | 0 | 0 | 0 | 1 | 0 | 0 | 0 | 1 | 0 | 0 | 0 | 0 | 0 | 0 | 0 | 0 | 0 | 0 | 0 | 0 | 0 | 0 | 0 | 0 | 0 | 0 | 0 | 0 | 0 | 0 | 0 | 0 | 0 | 0 | 0 | 0 | 0 | 0 | 0 | 0 | 0 | 0 | 0 | 0 | 1 | 0 |  | 0 | 0 | 0 | 0 | 0 | 0 | 0 | 0 | 0 | 0 | 0 | 0 | 0 | 0 | 0 | 0 | 0 | 0 | 0 | 0 | 0 | 0 | 0 | 0 | 0 | 0 | 0 | 0 | 0 | 0 | 2 | 0 | 1 | 0 | 0 | 0 | -2282.29 | -1253.7212 | 884.6639 | Collinsville-Tesla 500 kV Line | Collinsville-Tesla 500 kV Line | Collinsville-Tesla 500 kV Line |  | 0 | 1 | 0 | 0 | 0 | 0 | -314.49 | 1265.082 | 884.6639 | Tesla-Bellota 230 kV line | NEW-Metcalf-Mosslanding 500kV | Collinsville-Tesla 500 kV Line |  | 5 | 4 | YES | 4 | 1 | 1 | NO | 1
EOP | Mountain Pass | 115 | 0 | 0 | 0 | 0 | 0 | 0 | 0 | 0 | 0 | 0 | 0 | 0 | 0 | 0 | 0 | 0 | 0 | 0 | 0 | 0 | 0 | 0 | 0 | 1 | 1 | 0 | 0 | 0 | 0 | 0 | 0 | 0 | 0 | 0 | 0 | 0 | 0 | 0 | 0 | 0 | 0 | 0 | 0 | 0 | 0 | 0 | 0 | 0 | 0 | 0 | 0 | 0 | 0 | 0 | 0 | 0 | 0 | 0 | 0 | 0 | 0 | 0 | 0 | 0 | 0 | 0 | 0 | 0 | 0 | 0 | 0 | 0 | 0 | 0 | 0 | 0 | 0 | 0 | 0 | 0 | 0 | 0 | 0 | 0 | 0 | 0 | 0 | 0 | 0 | 0 | 0 | 0 | 0 | 0 | 0 | 0 | 0 | 1 |  | 0 | 0 | 0 | 0 | 0 | 0 | 0 | 0 | 0 | 0 | 0 | 0 | 0 | 0 | 0 | 0 | 0 | 0 | 0 | 0 | 0 | 0 | 0 | 0 | 0 | 0 | 0 | 0 | 0 | 0 | 1 | 0 | 1 | 0 | 0 | 1 | -5797.881 | -6339.828 | -5675.751 | Lugo - Victorville area constraint | Lugo - Victorville area constraint | Lugo - Victorville area constraint |  | 0 | 0 | 0 | 0 | 0 | 0 | 876.62 | 67.08 | 786.64 | Sloan Canyon - Eldorado 500 kV constraint | Sloan Canyon - Eldorado 500 kV constraint | Sloan Canyon - Eldorado 500 kV constraint |  | 5 | 1 | YES | 2 | 4 | 1 | YES | 2
PG&E GBA | Mountain View | 115 | 0 | 0 | 0 | 0 | 0 | 0 | 0 | 0 | 0 | 0 | 0 | 0 | 0 | 0 | 0 | 0 | 0 | 0 | 0 | 0 | 0 | 0 | 0 | 0 | 0 | 0 | 0 | 0 | 0 | 0 | 0 | 0 | 0 | 0 | 0 | 0 | 0 | 0 | 0 | 0 | 0 | 0 | 0 | 0 | 0 | 0 | 0 | 0 | 0 | 0 | 0 | 0 | 1 | 0 | 0 | 1 | 0 | 0 | 0 | 0 | 0 | 0 | 0 | 0 | 0 | 0 | 0 | 0 | 0 | 0 | 0 | 0 | 0 | 0 | 0 | 0 | 0 | 0 | 0 | 0 | 0 | 0 | 0 | 0 | 0 | 0 | 0 | 0 | 0 | 0 | 0 | 0 | 0 | 0 | 0 | 0 | 1 | 1 |  | 0 | 0 | 0 | 0 | 0 | 0 | 0 | 0 | 0 | 0 | 0 | 0 | 0 | 0 | 0 | 0 | 0 | 0 | 0 | 0 | 0 | 0 | 0 | 0 | 0 | 0 | 0 | 0 | 0 | 0 | 0 | 0 | 0 | 0 | 0 | 0 | 857.21 | 1265.082 | 4263.65 | Tesla-Tracy-Pump 230 kV line #2 | NEW-Metcalf-Mosslanding 500kV | Sobrante-Moraga 230 kV line |  | 0 | 0 | 0 | 0 | 0 | 0 | 857.21 | 1265.082 | 4263.65 | Tesla-Tracy-Pump 230 kV line #2 | NEW-Metcalf-Mosslanding 500kV | Sobrante-Moraga 230 kV line |  | 1 | 1 | NO | 1 | 1 | 1 | NO | 1
PG&E GBA | Mt Eden | 115 | 0 | 0 | 0 | 0 | 0 | 0 | 0 | 0 | 0 | 0 | 0 | 0 | 0 | 0 | 0 | 0 | 0 | 0 | 0 | 0 | 0 | 0 | 0 | 0 | 0 | 0 | 0 | 0 | 0 | 0 | 0 | 0 | 0 | 0 | 0 | 0 | 0 | 0 | 0 | 1 | 0 | 0 | 0 | 0 | 0 | 0 | 0 | 0 | 0 | 0 | 0 | 0 | 1 | 0 | 0 | 0 | 0 | 0 | 0 | 0 | 0 | 0 | 0 | 0 | 0 | 0 | 0 | 0 | 0 | 0 | 0 | 0 | 0 | 0 | 0 | 0 | 0 | 0 | 0 | 0 | 0 | 0 | 0 | 0 | 0 | 0 | 0 | 0 | 0 | 0 | 0 | 0 | 0 | 0 | 0 | 0 | 0 | 1 |  | 0 | 0 | 0 | 0 | 0 | 0 | 0 | 0 | 0 | 0 | 0 | 0 | 0 | 0 | 0 | 0 | 0 | 0 | 0 | 0 | 0 | 0 | 0 | 0 | 0 | 0 | 0 | 0 | 0 | 0 | 1 | 0 | 1 | 0 | 0 | 0 | -2282.29 | -1253.7212 | 884.6639 | Collinsville-Tesla 500 kV Line | Collinsville-Tesla 500 kV Line | Collinsville-Tesla 500 kV Line |  | 0 | 0 | 0 | 0 | 0 | 0 | 2160.3 | 2019.85 | 884.6639 | Sobrante-Moraga 230 kV line | Sobrante-Moraga 230 kV line | Collinsville-Tesla 500 kV Line |  | 5 | 1 | YES | 2 | 1 | 1 | NO | 1
PG&E KERN | Mt Poso | 115 | 0 | 0 | 0 | 0 | 0 | 0 | 0 | 0 | 0 | 0 | 0 | 0 | 0 | 0 | 0 | 0 | 0 | 0 | 0 | 0 | 0 | 0 | 0 | 0 | 0 | 0 | 0 | 0 | 0 | 0 | 0 | 0 | 0 | 0 | 0 | 0 | 0 | 0 | 0 | 0 | 0 | 0 | 0 | 0 | 0 | 0 | 0 | 0 | 0 | 0 | 0 | 0 | 0 | 0 | 0 | 0 | 0 | 0 | 0 | 0 | 0 | 0 | 0 | 0 | 0 | 0 | 0 | 1 | 1 | 0 | 0 | 0 | 0 | 0 | 0 | 1 | 0 | 0 | 0 | 1 | 0 | 0 | 0 | 0 | 0 | 0 | 0 | 0 | 0 | 0 | 0 | 0 | 0 | 0 | 0 | 0 | 0 | 0 |  | 0 | 0 | 0 | 0 | 0 | 0 | 0 | 0 | 0 | 0 | 0 | 0 | 0 | 0 | 0 | 0 | 0 | 0 | 0 | 0 | 0 | 0 | 0 | 0 | 0 | 0 | 0 | 0 | 0 | 0 | 1 | 0 | 1 | 0 | 1 | 0 | -385.58 | -3180.532 | -2164.4302 | Gates 500/230kV TB #11 | Gates 500/230kV TB #11 | Gates 500/230kV TB #11 |  | 0 | 0 | 0 | 0 | 0 | 0 | 7.65 | 144.11 | 158.6488 | Cal Flat-Gates 230 kV line | Cal Flat-Gates 230 kV line | Semitropic-Midway 115kV Line |  | 5 | 1 | YES | 2 | 5 | 1 | YES | 2
SDGE | Murray | 69 | 0 | 0 | 0 | 0 | 0 | 0 | 0 | 0 | 0 | 0 | 0 | 0 | 0 | 0 | 0 | 0 | 0 | 0 | 0 | 0 | 0 | 0 | 0 | 0 | 0 | 0 | 0 | 0 | 0 | 0 | 1 | 0 | 1 | 0 | 0 | 0 | 0 | 0 | 0 | 0 | 0 | 0 | 0 | 0 | 0 | 0 | 0 | 0 | 0 | 0 | 0 | 0 | 0 | 0 | 0 | 0 | 0 | 0 | 0 | 0 | 0 | 0 | 0 | 0 | 0 | 0 | 0 | 0 | 0 | 0 | 0 | 0 | 0 | 0 | 0 | 0 | 0 | 0 | 0 | 0 | 0 | 0 | 0 | 0 | 0 | 0 | 0 | 0 | 0 | 0 | 0 | 0 | 0 | 0 | 0 | 0 | 0 | 2 |  | 0 | 0 | 0 | 0 | 0 | 0 | 0 | 0 | 0 | 0 | 0 | 0 | 0 | 0 | 0 | 0 | 0 | 0 | 0 | 0 | 0 | 0 | 0 | 0 | 0 | 0 | 0 | 0 | 0 | 0 | 0 | 0 | 0 | 0 | 0 | 0 | 29.03 | 393.085 | 989.0814 | San Luis Rey-San Onofre 230 kV line constraint | San Luis Rey-San Onofre 230 kV line constraint | San Luis Rey-San Onofre 230 kV line constraint |  | 0 | 0 | 0 | 0 | 0 | 0 | 29.03 | 393.085 | 989.0814 | San Luis Rey-San Onofre 230 kV line constraint | San Luis Rey-San Onofre 230 kV line constraint | San Luis Rey-San Onofre 230 kV line constraint |  | 1 | 1 | NO | 1 | 1 | 1 | NO | 1
PG&E FRESNO | Mustang | 230 | 0 | 0 | 0 | 0 | 0 | 0 | 0 | 0 | 0 | 0 | 0 | 0 | 0 | 0 | 0 | 0 | 0 | 0 | 0 | 0 | 0 | 0 | 0 | 0 | 0 | 0 | 0 | 0 | 0 | 0 | 0 | 0 | 0 | 0 | 0 | 0 | 0 | 0 | 0 | 0 | 0 | 0 | 0 | 0 | 0 | 0 | 0 | 0 | 0 | 0 | 0 | 0 | 0 | 0 | 0 | 0 | 0 | 0 | 0 | 0 | 0 | 0 | 0 | 0 | 0 | 0 | 0 | 0 | 0 | 0 | 0 | 0 | 0 | 0 | 0 | 0 | 0 | 0 | 1 | 1 | 0 | 1 | 0 | 0 | 0 | 1 | 0 | 0 | 0 | 1 | 0 | 0 | 0 | 0 | 1 | 1 | 0 | 1 |  | 0 | 0 | 0 | 0 | 0 | 0 | 0 | 0 | 0 | 0 | 0 | 0 | 0 | 0 | 0 | 0 | 0 | 0 | 0 | 0 | 0 | 0 | 0 | 0 | 0 | 0 | 0 | 0 | 0 | 0 | 3 | 0 | 5 | 0 | 3 | 1 | -628.35 | -3180.532 | -3308.8336 | Borden-Storey #1 230kV line | Gates 500/230kV TB #11 | Mustang-Henrietta 230 kV line |  | 0 | 0 | 0 | 0 | 0 | 1 | 618.65 | 84.45 | -829.8336 | Borden-Storey #1 230kV line | Borden-Storey #1 230kV line | Mustang-Henrietta 230 kV line |  | 5 | 1 | YES | 2 | 5 | 4 | YES | 4
SCE Northern | Neenach | 66 | 1 | 0 | 1 | 0 | 0 | 0 | 0 | 1 | 0 | 0 | 0 | 0 | 0 | 0 | 0 | 0 | 0 | 0 | 0 | 0 | 0 | 0 | 0 | 0 | 0 | 0 | 0 | 0 | 0 | 0 | 0 | 0 | 0 | 0 | 0 | 0 | 0 | 0 | 0 | 0 | 0 | 0 | 0 | 0 | 0 | 0 | 0 | 0 | 0 | 0 | 0 | 0 | 0 | 0 | 0 | 0 | 0 | 0 | 0 | 0 | 0 | 0 | 0 | 0 | 0 | 0 | 0 | 0 | 0 | 0 | 0 | 0 | 0 | 0 | 0 | 0 | 0 | 0 | 0 | 0 | 0 | 0 | 0 | 0 | 0 | 0 | 0 | 0 | 0 | 0 | 0 | 0 | 0 | 0 | 0 | 0 | 0 | 0 |  | 0 | 0 | 0 | 0 | 0 | 0 | 0 | 0 | 0 | 0 | 0 | 0 | 0 | 0 | 0 | 0 | 0 | 0 | 0 | 0 | 0 | 0 | 0 | 0 | 0 | 0 | 0 | 0 | 0 | 0 | 0 | 0 | 1 | 0 | 0 | 0 | 0 | -460.18 | 0 | Antelope-Neenach Constraint | Antelope-Vincent Constraint | Antelope-Neenach Constraint |  | 0 | 0 | 1 | 0 | 0 | 0 | 0 | -460.18 | 0 | Antelope-Neenach Constraint | Antelope-Vincent Constraint | Antelope-Neenach Constraint |  | 5 | 5 | NO | 5 | 1 | 1 | NO | 1
PG&E KERN | New Sub - Gates - Midway (Proposed) | 230 | 0 | 0 | 0 | 0 | 0 | 0 | 0 | 0 | 0 | 0 | 0 | 0 | 0 | 0 | 0 | 0 | 0 | 0 | 0 | 0 | 0 | 0 | 0 | 0 | 0 | 0 | 0 | 0 | 0 | 0 | 0 | 0 | 0 | 0 | 0 | 0 | 0 | 0 | 0 | 0 | 0 | 0 | 0 | 0 | 0 | 0 | 0 | 0 | 0 | 0 | 0 | 0 | 0 | 0 | 0 | 0 | 0 | 0 | 0 | 0 | 0 | 0 | 0 | 0 | 0 | 0 | 0 | 0 | 0 | 0 | 0 | 0 | 0 | 0 | 0 | 0 | 0 | 0 | 1 | 1 | 0 | 0 | 0 | 0 | 0 | 0 | 0 | 0 | 0 | 0 | 0 | 0 | 0 | 0 | 1 | 0 | 0 | 0 |  | 0 | 0 | 0 | 0 | 0 | 0 | 0 | 0 | 0 | 0 | 0 | 0 | 0 | 0 | 0 | 0 | 0 | 0 | 0 | 0 | 0 | 0 | 0 | 0 | 890 | 920 | 238.5 | 0 | 0 | 1 | 2 | 0 | 3 | 0 | 2 | 1 | -385.58 | -3180.532 | -3308.8336 | Gates 500/230kV TB #11 | Gates 500/230kV TB #11 | Mustang-Henrietta 230 kV line |  | 0 | 0 | 0 | 0 | 0 | 1 | 2851.37 | 2002.988 | -829.8336 | Mustang-Henrietta 230 kV line | Mustang-Henrietta 230 kV line | Mustang-Henrietta 230 kV line |  | 5 | 1 | YES | 2 | 5 | 4 | YES | 4
PG&E KERN | New Sub - Gates - Templeton (Proposed) | 230 | 0 | 0 | 0 | 0 | 0 | 0 | 0 | 0 | 0 | 0 | 0 | 0 | 0 | 0 | 0 | 0 | 0 | 0 | 0 | 0 | 0 | 0 | 0 | 0 | 0 | 0 | 0 | 0 | 0 | 0 | 0 | 0 | 0 | 0 | 0 | 0 | 0 | 0 | 0 | 0 | 0 | 0 | 0 | 0 | 0 | 0 | 0 | 0 | 0 | 0 | 0 | 0 | 0 | 0 | 0 | 0 | 0 | 0 | 0 | 0 | 0 | 0 | 0 | 0 | 0 | 0 | 0 | 1 | 0 | 0 | 0 | 0 | 0 | 0 | 0 | 0 | 0 | 0 | 1 | 1 | 0 | 0 | 0 | 0 | 0 | 1 | 0 | 0 | 0 | 0 | 0 | 0 | 0 | 0 | 1 | 1 | 0 | 1 |  | 0 | 0 | 0 | 0 | 0 | 0 | 0 | 0 | 0 | 0 | 0 | 0 | 0 | 0 | 0 | 0 | 0 | 0 | 0 | 0 | 0 | 0 | 0 | 0 | 0 | 240 | 0 | 0 | 0 | 1 | 2 | 0 | 3 | 0 | 2 | 1 | -385.58 | -3180.532 | -3308.8336 | Gates 500/230kV TB #11 | Gates 500/230kV TB #11 | Mustang-Henrietta 230 kV line |  | 0 | 0 | 0 | 0 | 0 | 1 | 7.65 | 144.11 | -829.8336 | Cal Flat-Gates 230 kV line | Cal Flat-Gates 230 kV line | Mustang-Henrietta 230 kV line |  | 5 | 1 | YES | 2 | 5 | 4 | YES | 4
SCE NOL | New Sub - Kramer - Lugo (Proposed) | 230 | 0 | 0 | 0 | 0 | 0 | 0 | 0 | 0 | 0 | 0 | 0 | 1 | 1 | 1 | 0 | 0 | 0 | 0 | 0 | 0 | 0 | 0 | 0 | 0 | 0 | 0 | 0 | 0 | 0 | 0 | 0 | 0 | 0 | 0 | 0 | 0 | 0 | 0 | 0 | 0 | 0 | 0 | 0 | 0 | 0 | 0 | 0 | 0 | 0 | 0 | 0 | 0 | 0 | 0 | 0 | 0 | 0 | 0 | 0 | 0 | 0 | 0 | 0 | 0 | 0 | 0 | 0 | 0 | 0 | 0 | 0 | 0 | 0 | 0 | 0 | 0 | 0 | 0 | 0 | 0 | 0 | 0 | 0 | 0 | 0 | 0 | 0 | 0 | 0 | 0 | 0 | 0 | 0 | 0 | 0 | 0 | 0 | 3 |  | 0 | 0 | 0 | 0 | 0 | 0 | 0 | 0 | 0 | 0 | 0 | 0 | 0 | 0 | 0 | 0 | 0 | 0 | 0 | 0 | 0 | 0 | 0 | 0 | 0 | 0 | 0 | 0 | 0 | 0 | 0 | 2 | 0 | 0 | 0 | 0 | -104.4 | 65.95 | 1269.924 | South of Kramer Area Constraint | South of Kramer Area Constraint | South of Kramer Area Constraint |  | 0 | 2 | 0 | 0 | 0 | 0 | -104.4 | 65.95 | 1269.924 | South of Kramer Area Constraint | South of Kramer Area Constraint | South of Kramer Area Constraint |  | 3 | 3 | NO | 3 | 1 | 1 | NO | 1
PG&E FRESNO | New Sub - Los Banos - Midway (Proposed) | 500 | 0 | 0 | 0 | 0 | 0 | 0 | 0 | 0 | 0 | 0 | 0 | 0 | 0 | 0 | 0 | 0 | 0 | 0 | 0 | 0 | 0 | 0 | 0 | 0 | 0 | 0 | 0 | 0 | 0 | 0 | 0 | 0 | 0 | 0 | 0 | 0 | 0 | 0 | 0 | 0 | 0 | 0 | 0 | 0 | 0 | 0 | 0 | 0 | 0 | 0 | 0 | 0 | 0 | 0 | 0 | 0 | 0 | 0 | 0 | 0 | 0 | 0 | 0 | 0 | 0 | 0 | 0 | 0 | 0 | 0 | 0 | 0 | 0 | 0 | 0 | 0 | 0 | 0 | 0 | 0 | 0 | 0 | 0 | 0 | 0 | 0 | 0 | 0 | 0 | 0 | 0 | 0 | 0 | 0 | 1 | 0 | 0 | 0 |  | 0 | 0 | 0 | 0 | 0 | 0 | 0 | 0 | 0 | 0 | 0 | 0 | 0 | 0 | 0 | 0 | 0 | 0 | 0 | 0 | 0 | 0 | 0 | 0 | 0 | 0 | 0 | 0 | 0 | 0 | 0 | 0 | 1 | 0 | 0 | 1 | 372.37 | -476.012 | -3308.8336 | Mustang-Henrietta 230 kV line | Mustang-Henrietta 230 kV line | Mustang-Henrietta 230 kV line |  | 0 | 0 | 0 | 0 | 0 | 1 | 2851.37 | 2002.988 | -829.8336 | Mustang-Henrietta 230 kV line | Mustang-Henrietta 230 kV line | Mustang-Henrietta 230 kV line |  | 5 | 1 | YES | 2 | 4 | 4 | NO | 4
SCE NOL | New Sub - Lugo - Pisgah (Proposed) | 230 | 0 | 0 | 0 | 0 | 0 | 0 | 0 | 0 | 0 | 0 | 0 | 0 | 0 | 1 | 1 | 0 | 0 | 0 | 0 | 0 | 0 | 0 | 0 | 0 | 0 | 0 | 0 | 0 | 0 | 0 | 0 | 0 | 0 | 0 | 0 | 0 | 0 | 0 | 0 | 0 | 0 | 0 | 0 | 0 | 0 | 0 | 0 | 0 | 0 | 0 | 0 | 0 | 0 | 0 | 0 | 0 | 0 | 0 | 0 | 0 | 0 | 0 | 0 | 0 | 0 | 0 | 0 | 0 | 0 | 0 | 0 | 0 | 0 | 0 | 0 | 0 | 0 | 0 | 0 | 0 | 0 | 0 | 0 | 0 | 0 | 0 | 0 | 0 | 0 | 0 | 0 | 0 | 0 | 0 | 0 | 0 | 0 | 1 |  | 0 | 0 | 0 | 0 | 0 | 0 | 0 | 0 | 0 | 0 | 0 | 0 | 0 | 0 | 0 | 0 | 0 | 0 | 0 | 0 | 0 | 0 | 0 | 0 | 0 | 0 | 0 | 0 | 0 | 0 | 0 | 0 | 0 | 0 | 0 | 0 | 169.82 | 212.2 | 470.38 | Lugo Transformer Area Constraint | Calcite to Lugo Area Constraint | Calcite to Lugo Area Constraint |  | 0 | 0 | 0 | 0 | 0 | 0 | 169.82 | 212.2 | 470.38 | Lugo Transformer Area Constraint | Calcite to Lugo Area Constraint | Calcite to Lugo Area Constraint |  | 1 | 1 | NO | 1 | 1 | 1 | NO | 1
PG&E KERN | New Sub - Midway - Wheeler Ridge (Proposed) | 230 | 0 | 0 | 0 | 0 | 0 | 0 | 0 | 0 | 0 | 0 | 0 | 0 | 0 | 0 | 0 | 0 | 0 | 0 | 0 | 0 | 0 | 0 | 0 | 0 | 0 | 0 | 0 | 0 | 0 | 0 | 0 | 0 | 0 | 0 | 0 | 0 | 0 | 0 | 0 | 0 | 0 | 0 | 0 | 0 | 0 | 0 | 0 | 0 | 0 | 0 | 0 | 0 | 0 | 0 | 0 | 0 | 0 | 0 | 0 | 0 | 0 | 0 | 0 | 0 | 0 | 0 | 0 | 0 | 0 | 0 | 0 | 0 | 0 | 0 | 0 | 0 | 0 | 0 | 1 | 1 | 0 | 0 | 0 | 0 | 0 | 0 | 0 | 0 | 0 | 0 | 0 | 0 | 0 | 0 | 1 | 0 | 0 | 0 |  | 0 | 0 | 0 | 0 | 0 | 0 | 0 | 0 | 0 | 150 | 0 | 150 | 0 | 0 | 1 | 0 | 0 | 0 | 0 | 0 | 0 | 0 | 0 | 0 | 1040 | 475 | 150 | 0 | 0 | 1 | 2 | 0 | 3 | 0 | 2 | 1 | -385.58 | -3180.532 | -3308.8336 | Gates 500/230kV TB #11 | Gates 500/230kV TB #11 | Mustang-Henrietta 230 kV line |  | 0 | 0 | 0 | 0 | 0 | 1 | 2851.37 | 2002.988 | -829.8336 | Mustang-Henrietta 230 kV line | Mustang-Henrietta 230 kV line | Mustang-Henrietta 230 kV line |  | 5 | 1 | YES | 2 | 5 | 4 | YES | 4
PG&E NGBA | New Sub - Near existing Leavitt (PSREC) | 345 | 0 | 0 | 0 | 0 | 0 | 0 | 0 | 0 | 0 | 0 | 0 | 0 | 0 | 0 | 0 | 0 | 0 | 0 | 0 | 0 | 0 | 0 | 0 | 0 | 0 | 0 | 0 | 0 | 0 | 0 | 0 | 0 | 0 | 0 | 0 | 0 | 0 | 0 | 0 | 1 | 0 | 0 | 0 | 0 | 0 | 0 | 0 | 0 | 0 | 0 | 0 | 0 | 0 | 0 | 0 | 0 | 0 | 0 | 0 | 0 | 0 | 0 | 0 | 0 | 0 | 0 | 0 | 0 | 0 | 0 | 0 | 0 | 0 | 0 | 0 | 0 | 0 | 0 | 0 | 0 | 0 | 0 | 0 | 0 | 0 | 0 | 0 | 0 | 0 | 0 | 0 | 0 | 0 | 0 | 0 | 0 | 0 | 0 |  | 0 | 0 | 0 | 0 | 0 | 0 | 0 | 0 | 0 | 0 | 0 | 0 | 0 | 0 | 0 | 180 | 0 | 110 | 0 | 0 | 0 | 0 | 0 | 0 | 0 | 0 | 0 | 0 | 0 | 1 | 1 | 0 | 1 | 0 | 0 | 0 | -2282.29 | -1253.7212 | 884.6639 | Collinsville-Tesla 500 kV Line | Collinsville-Tesla 500 kV Line | Collinsville-Tesla 500 kV Line |  | 0 | 0 | 0 | 0 | 0 | 0 | 6362.71 | 7391.2788 | 884.6639 | Collinsville-Tesla 500 kV Line | Collinsville-Tesla 500 kV Line | Collinsville-Tesla 500 kV Line |  | 5 | 1 | YES | 2 | 1 | 1 | NO | 1
PG&E NGBA | New Sub - Near existing Madeline (NVE) | 345 | 0 | 0 | 0 | 0 | 0 | 0 | 0 | 0 | 0 | 0 | 0 | 0 | 0 | 0 | 0 | 0 | 0 | 0 | 0 | 0 | 0 | 0 | 0 | 0 | 0 | 0 | 0 | 0 | 0 | 0 | 0 | 0 | 0 | 0 | 0 | 0 | 0 | 0 | 0 | 1 | 0 | 0 | 0 | 0 | 0 | 0 | 0 | 0 | 0 | 0 | 0 | 0 | 0 | 0 | 0 | 0 | 0 | 0 | 0 | 0 | 0 | 0 | 0 | 0 | 0 | 0 | 0 | 0 | 0 | 0 | 0 | 0 | 0 | 0 | 0 | 0 | 0 | 0 | 0 | 0 | 0 | 0 | 0 | 0 | 0 | 0 | 0 | 0 | 0 | 0 | 0 | 0 | 0 | 0 | 0 | 0 | 0 | 0 |  | 0 | 0 | 0 | 0 | 0 | 0 | 0 | 0 | 0 | 0 | 0 | 0 | 0 | 0 | 0 | 0 | 0 | 0 | 0 | 0 | 0 | 0 | 0 | 0 | 0 | 0 | 0 | 0 | 0 | 0 | 1 | 0 | 1 | 0 | 0 | 0 | -2282.29 | -1253.7212 | 884.6639 | Collinsville-Tesla 500 kV Line | Collinsville-Tesla 500 kV Line | Collinsville-Tesla 500 kV Line |  | 0 | 0 | 0 | 0 | 0 | 0 | 6362.71 | 7391.2788 | 884.6639 | Collinsville-Tesla 500 kV Line | Collinsville-Tesla 500 kV Line | Collinsville-Tesla 500 kV Line |  | 5 | 1 | YES | 2 | 1 | 1 | NO | 1
SDGE | New Sub - North Gila - IV (Proposed) | 500 | 0 | 0 | 0 | 0 | 0 | 0 | 0 | 0 | 0 | 0 | 0 | 0 | 0 | 0 | 0 | 0 | 0 | 0 | 0 | 0 | 0 | 0 | 0 | 0 | 0 | 0 | 0 | 0 | 0 | 0 | 1 | 1 | 1 | 0 | 0 | 0 | 1 | 0 | 0 | 0 | 0 | 0 | 0 | 0 | 0 | 0 | 0 | 0 | 0 | 0 | 0 | 0 | 0 | 0 | 0 | 0 | 0 | 0 | 0 | 0 | 0 | 0 | 0 | 0 | 0 | 0 | 0 | 0 | 0 | 0 | 0 | 0 | 0 | 0 | 0 | 0 | 0 | 0 | 0 | 0 | 0 | 0 | 0 | 0 | 0 | 0 | 0 | 0 | 0 | 0 | 0 | 0 | 0 | 0 | 0 | 0 | 0 | 4 |  | 0 | 0 | 0 | 0 | 0 | 0 | 0 | 0 | 0 | 0 | 0 | 0 | 0 | 0 | 0 | 0 | 0 | 0 | 0 | 0 | 0 | 0 | 0 | 0 | 0 | 0 | 0 | 0 | 0 | 0 | 0 | 0 | 0 | 0 | 0 | 0 | 29.03 | 393.085 | 352.931 | San Luis Rey-San Onofre 230 kV line constraint | San Luis Rey-San Onofre 230 kV line constraint | East of Miguel constraint |  | 0 | 0 | 0 | 0 | 0 | 0 | 29.03 | 393.085 | 352.931 | San Luis Rey-San Onofre 230 kV line constraint | San Luis Rey-San Onofre 230 kV line constraint | East of Miguel constraint |  | 1 | 1 | NO | 1 | 1 | 1 | NO | 1
PG&E NGBA | New Sub - Pit 1 - Cottonwood (Proposed) | 230 | 0 | 0 | 0 | 0 | 0 | 0 | 0 | 0 | 0 | 0 | 0 | 0 | 0 | 0 | 0 | 0 | 0 | 0 | 0 | 0 | 0 | 0 | 0 | 0 | 0 | 0 | 0 | 0 | 0 | 0 | 0 | 0 | 0 | 0 | 0 | 0 | 0 | 0 | 0 | 1 | 0 | 0 | 0 | 1 | 0 | 0 | 0 | 0 | 0 | 0 | 0 | 0 | 0 | 0 | 0 | 0 | 0 | 0 | 0 | 0 | 0 | 0 | 0 | 0 | 0 | 0 | 0 | 0 | 0 | 0 | 0 | 0 | 0 | 0 | 0 | 0 | 0 | 0 | 0 | 0 | 0 | 0 | 0 | 0 | 0 | 0 | 0 | 0 | 0 | 0 | 0 | 0 | 0 | 0 | 0 | 0 | 0 | 0 |  | 0 | 0 | 0 | 0 | 0 | 0 | 0 | 0 | 0 | 0 | 0 | 0 | 0 | 0 | 0 | 0 | 0 | 0 | 0 | 0 | 0 | 0 | 0 | 0 | 0 | 0 | 0 | 0 | 0 | 0 | 2 | 0 | 2 | 0 | 0 | 1 | -2282.29 | -1253.7212 | -25 | Collinsville-Tesla 500 kV Line | Collinsville-Tesla 500 kV Line | Carberry-Round Mountain 230kV Line |  | 1 | 0 | 1 | 0 | 0 | 1 | -25 | -25 | -25 | Carberry-Round Mountain 230kV Line | Carberry-Round Mountain 230kV Line | Carberry-Round Mountain 230kV Line |  | 5 | 5 | NO | 5 | 3 | 3 | NO | 3
PG&E GBA | New Sub - Rancho Seco - Bellota (Proposed) | 230 | 0 | 0 | 0 | 0 | 0 | 0 | 0 | 0 | 0 | 0 | 0 | 0 | 0 | 0 | 0 | 0 | 0 | 0 | 0 | 0 | 0 | 0 | 0 | 0 | 0 | 0 | 0 | 0 | 0 | 0 | 0 | 0 | 0 | 0 | 0 | 0 | 0 | 0 | 0 | 0 | 0 | 0 | 0 | 0 | 0 | 1 | 0 | 0 | 0 | 0 | 0 | 0 | 0 | 0 | 0 | 0 | 0 | 0 | 0 | 1 | 1 | 0 | 0 | 0 | 0 | 0 | 0 | 0 | 0 | 0 | 0 | 0 | 0 | 0 | 0 | 0 | 0 | 0 | 0 | 0 | 0 | 0 | 0 | 0 | 0 | 0 | 0 | 0 | 0 | 0 | 0 | 0 | 0 | 0 | 0 | 0 | 0 | 0 |  | 0 | 0 | 0 | 0 | 0 | 0 | 0 | 0 | 0 | 0 | 0 | 0 | 0 | 0 | 0 | 0 | 0 | 0 | 0 | 0 | 0 | 0 | 0 | 0 | 0 | 0 | 0 | 0 | 0 | 0 | 1 | 0 | 1 | 0 | 0 | 0 | -614.49 | -339.66 | 1052.6198 | Tesla-Bellota 230 kV line | Bellota-Weber 230kV line | Bellota-Weber 230kV line |  | 0 | 1 | 1 | 0 | 0 | 0 | -314.49 | -339.66 | 1052.6198 | Tesla-Bellota 230 kV line | Bellota-Weber 230kV line | Bellota-Weber 230kV line |  | 5 | 5 | NO | 5 | 1 | 1 | NO | 1
SDGE | New Sub - Suncrest - Ocotillo (Proposed) | 500 | 0 | 0 | 0 | 0 | 0 | 0 | 0 | 0 | 0 | 0 | 0 | 0 | 0 | 0 | 0 | 0 | 0 | 0 | 0 | 0 | 0 | 0 | 0 | 0 | 0 | 0 | 0 | 0 | 0 | 0 | 1 | 1 | 1 | 0 | 0 | 1 | 0 | 0 | 0 | 0 | 0 | 0 | 0 | 0 | 0 | 0 | 0 | 0 | 0 | 0 | 0 | 0 | 0 | 0 | 0 | 0 | 0 | 0 | 0 | 0 | 0 | 0 | 0 | 0 | 0 | 0 | 0 | 0 | 0 | 0 | 0 | 0 | 0 | 0 | 0 | 0 | 0 | 0 | 0 | 0 | 0 | 0 | 0 | 0 | 0 | 0 | 0 | 0 | 0 | 0 | 0 | 0 | 0 | 0 | 0 | 0 | 0 | 4 |  | 0 | 0 | 0 | 0 | 0 | 0 | 0 | 0 | 0 | 0 | 0 | 0 | 0 | 0 | 0 | 0 | 0 | 280 | 0 | 0 | 0 | 0 | 0 | 0 | 0 | 0 | 0 | 0 | 0 | 1 | 0 | 0 | 0 | 0 | 0 | 0 | 29.03 | 393.085 | 352.931 | San Luis Rey-San Onofre 230 kV line constraint | San Luis Rey-San Onofre 230 kV line constraint | East of Miguel constraint |  | 0 | 0 | 0 | 0 | 0 | 0 | 29.03 | 393.085 | 352.931 | San Luis Rey-San Onofre 230 kV line constraint | San Luis Rey-San Onofre 230 kV line constraint | East of Miguel constraint |  | 1 | 1 | NO | 1 | 1 | 1 | NO | 1
PG&E FRESNO | New Sub - Westley - Quinto (Proposed) | 230 | 0 | 0 | 0 | 0 | 0 | 0 | 0 | 0 | 0 | 0 | 0 | 0 | 0 | 0 | 0 | 0 | 0 | 0 | 0 | 0 | 0 | 0 | 0 | 0 | 0 | 0 | 0 | 0 | 0 | 0 | 0 | 0 | 0 | 0 | 0 | 0 | 0 | 0 | 0 | 0 | 0 | 0 | 0 | 0 | 0 | 0 | 0 | 0 | 0 | 0 | 0 | 0 | 0 | 0 | 0 | 0 | 0 | 0 | 0 | 0 | 0 | 0 | 0 | 0 | 0 | 0 | 0 | 0 | 0 | 0 | 0 | 0 | 0 | 0 | 0 | 0 | 0 | 0 | 0 | 0 | 0 | 0 | 0 | 0 | 0 | 1 | 0 | 0 | 0 | 0 | 0 | 0 | 0 | 0 | 0 | 0 | 0 | 1 |  | 0 | 0 | 0 | 0 | 0 | 0 | 0 | 0 | 0 | 0 | 0 | 0 | 0 | 0 | 0 | 80 | 0 | 0 | 0 | 0 | 0 | 0 | 0 | 0 | 175 | 0 | 0 | 0 | 0 | 1 | 0 | 0 | 0 | 0 | 0 | 0 | 2125.27 | 1058.968 | 4685.7956 | Los Banos 500/230kV TB | Los Banos 500/230kV TB | Los Banos 500/230kV TB |  | 0 | 0 | 0 | 0 | 0 | 0 | 2125.27 | 1058.968 | 4685.7956 | Los Banos 500/230kV TB | Los Banos 500/230kV TB | Los Banos 500/230kV TB |  | 1 | 1 | NO | 1 | 1 | 1 | NO | 1
PG&E GBA | Newark | 115 | 0 | 0 | 0 | 0 | 0 | 0 | 0 | 0 | 0 | 0 | 0 | 0 | 0 | 0 | 0 | 0 | 0 | 0 | 0 | 0 | 0 | 0 | 0 | 0 | 0 | 0 | 0 | 0 | 0 | 0 | 0 | 0 | 0 | 0 | 0 | 0 | 0 | 0 | 0 | 0 | 0 | 0 | 0 | 0 | 0 | 0 | 0 | 0 | 0 | 0 | 0 | 0 | 0 | 0 | 0 | 1 | 0 | 0 | 0 | 1 | 0 | 0 | 0 | 0 | 0 | 1 | 0 | 0 | 0 | 0 | 0 | 0 | 0 | 0 | 0 | 0 | 0 | 0 | 0 | 0 | 0 | 0 | 0 | 0 | 0 | 0 | 0 | 0 | 0 | 0 | 0 | 0 | 0 | 0 | 0 | 0 | 0 | 0 |  | 0 | 0 | 0 | 0 | 0 | 0 | 0 | 0 | 0 | 0 | 0 | 0 | 0 | 0 | 0 | 0 | 0 | 0 | 0 | 0 | 0 | 0 | 0 | 0 | 0 | 0 | 0 | 0 | 0 | 0 | 1 | 0 | 0 | 0 | 0 | 0 | -614.49 | 1147.6438 | 1144.2952 | Tesla-Bellota 230 kV line | Tesla-Bellota 230 kV line | Tesla-Bellota 230 kV line |  | 0 | 1 | 0 | 0 | 0 | 0 | -314.49 | 1447.6438 | 1144.2952 | Tesla-Bellota 230 kV line | Tesla-Bellota 230 kV line | Tesla-Bellota 230 kV line |  | 5 | 4 | YES | 4 | 1 | 1 | NO | 1
PG&E GBA | Newark | 230 | 0 | 0 | 0 | 0 | 0 | 0 | 0 | 0 | 0 | 0 | 0 | 0 | 0 | 0 | 0 | 0 | 0 | 0 | 0 | 0 | 0 | 0 | 0 | 0 | 0 | 0 | 0 | 0 | 0 | 0 | 0 | 0 | 0 | 0 | 0 | 0 | 0 | 0 | 0 | 0 | 0 | 0 | 0 | 0 | 0 | 0 | 0 | 0 | 0 | 0 | 0 | 0 | 0 | 0 | 0 | 1 | 0 | 0 | 1 | 1 | 0 | 0 | 0 | 0 | 0 | 1 | 0 | 0 | 0 | 0 | 0 | 0 | 0 | 0 | 0 | 0 | 0 | 0 | 0 | 0 | 0 | 0 | 0 | 0 | 0 | 0 | 0 | 0 | 0 | 0 | 0 | 0 | 0 | 0 | 0 | 0 | 0 | 0 |  | 0 | 0 | 0 | 0 | 0 | 0 | 0 | 0 | 0 | 0 | 0 | 0 | 0 | 0 | 0 | 0 | 0 | 0 | 0 | 0 | 0 | 0 | 0 | 0 | 0 | 0 | 0 | 0 | 0 | 0 | 1 | 0 | 0 | 0 | 0 | 0 | -614.49 | 1147.6438 | 1144.2952 | Tesla-Bellota 230 kV line | Tesla-Bellota 230 kV line | Tesla-Bellota 230 kV line |  | 0 | 1 | 0 | 0 | 0 | 0 | -314.49 | 1447.6438 | 1144.2952 | Tesla-Bellota 230 kV line | Tesla-Bellota 230 kV line | Tesla-Bellota 230 kV line |  | 5 | 4 | YES | 4 | 1 | 1 | NO | 1
PG&E GBA | Newark | 60 | 0 | 0 | 0 | 0 | 0 | 0 | 0 | 0 | 0 | 0 | 0 | 0 | 0 | 0 | 0 | 0 | 0 | 0 | 0 | 0 | 0 | 0 | 0 | 0 | 0 | 0 | 0 | 0 | 0 | 0 | 0 | 0 | 0 | 0 | 0 | 0 | 0 | 0 | 0 | 1 | 0 | 0 | 0 | 0 | 0 | 0 | 0 | 0 | 0 | 0 | 0 | 0 | 0 | 0 | 0 | 1 | 0 | 0 | 0 | 0 | 0 | 0 | 0 | 0 | 0 | 0 | 1 | 0 | 0 | 0 | 0 | 0 | 0 | 0 | 0 | 0 | 0 | 0 | 0 | 0 | 0 | 0 | 0 | 0 | 0 | 0 | 0 | 0 | 0 | 0 | 0 | 0 | 0 | 0 | 0 | 0 | 0 | 0 |  | 0 | 0 | 0 | 0 | 0 | 0 | 0 | 0 | 0 | 0 | 0 | 0 | 0 | 0 | 0 | 0 | 0 | 0 | 0 | 0 | 0 | 0 | 0 | 0 | 0 | 0 | 0 | 0 | 0 | 0 | 2 | 0 | 1 | 0 | 0 | 0 | -2282.29 | -1253.7212 | 335.9726 | Collinsville-Tesla 500 kV Line | Collinsville-Tesla 500 kV Line | Birds Landing-Contra Costa 230kV Line |  | 0 | 0 | 0 | 0 | 0 | 0 | 857.21 | 1776.2038 | 335.9726 | Tesla-Tracy-Pump 230 kV line #2 | Birds Landing-Contra Costa 230kV Line | Birds Landing-Contra Costa 230kV Line |  | 5 | 1 | YES | 2 | 1 | 1 | NO | 1
PG&E FRESNO | Newhall | 115 | 0 | 0 | 0 | 0 | 0 | 0 | 0 | 0 | 0 | 0 | 0 | 0 | 0 | 0 | 0 | 0 | 0 | 0 | 0 | 0 | 0 | 0 | 0 | 0 | 0 | 0 | 0 | 0 | 0 | 0 | 0 | 0 | 0 | 0 | 0 | 0 | 0 | 0 | 0 | 0 | 0 | 0 | 0 | 0 | 0 | 1 | 0 | 0 | 0 | 0 | 0 | 0 | 0 | 0 | 0 | 0 | 0 | 0 | 0 | 0 | 0 | 0 | 0 | 0 | 0 | 0 | 0 | 0 | 0 | 0 | 0 | 0 | 0 | 0 | 0 | 0 | 0 | 0 | 0 | 1 | 0 | 1 | 1 | 1 | 0 | 1 | 0 | 1 | 0 | 0 | 0 | 0 | 1 | 0 | 0 | 0 | 0 | 1 |  | 0 | 0 | 0 | 0 | 0 | 0 | 0 | 0 | 0 | 0 | 0 | 0 | 0 | 0 | 0 | 0 | 0 | 0 | 0 | 0 | 0 | 0 | 0 | 0 | 0 | 0 | 0 | 0 | 0 | 0 | 2 | 0 | 4 | 0 | 1 | 0 | -570.55 | -3180.532 | -2164.4302 | Chowchilla-Le grand 115kV Line | Gates 500/230kV TB #11 | Gates 500/230kV TB #11 |  | 0 | 0 | 1 | 0 | 0 | 0 | 15.95 | -339.66 | 378.2276 | Oro Loma-El Nido 115kV Line | Bellota-Weber 230kV line | Oro Loma-El Nido 115kV Line |  | 5 | 5 | NO | 5 | 5 | 1 | YES | 2
PG&E KERN | Norco | 115 | 0 | 0 | 0 | 0 | 0 | 0 | 0 | 0 | 0 | 0 | 0 | 0 | 0 | 0 | 0 | 0 | 0 | 0 | 0 | 0 | 0 | 0 | 0 | 0 | 0 | 0 | 0 | 0 | 0 | 0 | 0 | 0 | 0 | 0 | 0 | 0 | 0 | 0 | 0 | 0 | 0 | 0 | 0 | 0 | 0 | 0 | 0 | 0 | 0 | 0 | 0 | 0 | 0 | 0 | 0 | 0 | 0 | 0 | 0 | 0 | 0 | 0 | 0 | 0 | 0 | 0 | 0 | 1 | 0 | 0 | 0 | 0 | 0 | 0 | 1 | 0 | 0 | 0 | 1 | 0 | 0 | 0 | 0 | 0 | 0 | 0 | 0 | 0 | 0 | 0 | 0 | 0 | 0 | 0 | 1 | 0 | 0 | 0 |  | 0 | 0 | 0 | 0 | 0 | 0 | 0 | 0 | 0 | 0 | 0 | 0 | 0 | 0 | 0 | 0 | 0 | 0 | 0 | 0 | 0 | 0 | 0 | 0 | 0 | 0 | 0 | 0 | 0 | 0 | 1 | 0 | 2 | 0 | 1 | 1 | -0.76 | -2441.884 | -3308.8336 | Gates 500/230kV TB #12 | Gates 500/230kV TB #12 | Mustang-Henrietta 230 kV line |  | 0 | 0 | 0 | 0 | 0 | 1 | 7.65 | 144.11 | -829.8336 | Cal Flat-Gates 230 kV line | Cal Flat-Gates 230 kV line | Mustang-Henrietta 230 kV line |  | 5 | 1 | YES | 2 | 5 | 4 | YES | 4
PG&E GBA | Nortech | 115 | 0 | 0 | 0 | 0 | 0 | 0 | 0 | 0 | 0 | 0 | 0 | 0 | 0 | 0 | 0 | 0 | 0 | 0 | 0 | 0 | 0 | 0 | 0 | 0 | 0 | 0 | 0 | 0 | 0 | 0 | 0 | 0 | 0 | 0 | 0 | 0 | 0 | 0 | 0 | 0 | 0 | 0 | 0 | 0 | 0 | 0 | 0 | 0 | 0 | 0 | 0 | 0 | 1 | 0 | 0 | 1 | 0 | 0 | 0 | 1 | 0 | 0 | 0 | 0 | 0 | 0 | 0 | 0 | 0 | 0 | 0 | 0 | 0 | 0 | 0 | 0 | 0 | 0 | 0 | 0 | 0 | 0 | 0 | 0 | 0 | 0 | 0 | 0 | 0 | 0 | 0 | 0 | 0 | 0 | 0 | 0 | 0 | 1 |  | 0 | 0 | 0 | 0 | 0 | 0 | 0 | 0 | 0 | 0 | 0 | 0 | 0 | 0 | 0 | 0 | 0 | 0 | 0 | 0 | 0 | 0 | 0 | 0 | 0 | 0 | 0 | 0 | 0 | 0 | 1 | 0 | 0 | 0 | 0 | 0 | -614.49 | 1147.6438 | 1144.2952 | Tesla-Bellota 230 kV line | Tesla-Bellota 230 kV line | Tesla-Bellota 230 kV line |  | 0 | 1 | 0 | 0 | 0 | 0 | -314.49 | 1447.6438 | 1144.2952 | Tesla-Bellota 230 kV line | Tesla-Bellota 230 kV line | Tesla-Bellota 230 kV line |  | 5 | 4 | YES | 4 | 1 | 1 | NO | 1
SDGE | North City Metering | 138 | 0 | 0 | 0 | 0 | 0 | 0 | 0 | 0 | 0 | 0 | 0 | 0 | 0 | 0 | 0 | 0 | 0 | 0 | 0 | 0 | 0 | 0 | 0 | 0 | 0 | 0 | 0 | 0 | 1 | 0 | 1 | 0 | 1 | 0 | 0 | 0 | 0 | 0 | 0 | 0 | 0 | 0 | 0 | 0 | 0 | 0 | 0 | 0 | 0 | 0 | 0 | 0 | 0 | 0 | 0 | 0 | 0 | 0 | 0 | 0 | 0 | 0 | 0 | 0 | 0 | 0 | 0 | 0 | 0 | 0 | 0 | 0 | 0 | 0 | 0 | 0 | 0 | 0 | 0 | 0 | 0 | 0 | 0 | 0 | 0 | 0 | 0 | 0 | 0 | 0 | 0 | 0 | 0 | 0 | 0 | 0 | 0 | 3 |  | 0 | 0 | 0 | 0 | 0 | 0 | 0 | 0 | 0 | 0 | 0 | 0 | 0 | 0 | 0 | 0 | 0 | 0 | 0 | 0 | 0 | 0 | 0 | 0 | 0 | 0 | 0 | 0 | 0 | 0 | 0 | 0 | 0 | 0 | 0 | 0 | 29.03 | 393.085 | 989.0814 | San Luis Rey-San Onofre 230 kV line constraint | San Luis Rey-San Onofre 230 kV line constraint | San Luis Rey-San Onofre 230 kV line constraint |  | 0 | 0 | 0 | 0 | 0 | 0 | 29.03 | 393.085 | 989.0814 | San Luis Rey-San Onofre 230 kV line constraint | San Luis Rey-San Onofre 230 kV line constraint | San Luis Rey-San Onofre 230 kV line constraint |  | 1 | 1 | NO | 1 | 1 | 1 | NO | 1
PG&E GBA | North Dublin | 230 | 0 | 0 | 0 | 0 | 0 | 0 | 0 | 0 | 0 | 0 | 0 | 0 | 0 | 0 | 0 | 0 | 0 | 0 | 0 | 0 | 0 | 0 | 0 | 0 | 0 | 0 | 0 | 0 | 0 | 0 | 0 | 0 | 0 | 0 | 0 | 0 | 0 | 0 | 0 | 1 | 0 | 0 | 0 | 0 | 0 | 0 | 0 | 0 | 0 | 0 | 0 | 0 | 0 | 0 | 0 | 1 | 0 | 0 | 0 | 1 | 0 | 0 | 0 | 0 | 0 | 0 | 1 | 0 | 0 | 0 | 0 | 0 | 0 | 0 | 0 | 0 | 0 | 0 | 0 | 0 | 0 | 0 | 0 | 0 | 0 | 0 | 0 | 0 | 0 | 0 | 0 | 0 | 0 | 0 | 0 | 0 | 0 | 0 |  | 0 | 0 | 0 | 0 | 0 | 0 | 0 | 0 | 0 | 0 | 0 | 0 | 0 | 0 | 0 | 0 | 0 | 0 | 0 | 0 | 0 | 0 | 0 | 0 | 0 | 0 | 0 | 0 | 0 | 0 | 3 | 0 | 1 | 0 | 0 | 0 | -2282.29 | -1253.7212 | 335.9726 | Collinsville-Tesla 500 kV Line | Collinsville-Tesla 500 kV Line | Birds Landing-Contra Costa 230kV Line |  | 0 | 1 | 0 | 0 | 0 | 0 | -314.49 | 1447.6438 | 335.9726 | Tesla-Bellota 230 kV line | Tesla-Bellota 230 kV line | Birds Landing-Contra Costa 230kV Line |  | 5 | 4 | YES | 4 | 1 | 1 | NO | 1
SDGE | North Gila | 500 | 0 | 0 | 0 | 0 | 0 | 0 | 0 | 0 | 0 | 0 | 0 | 0 | 0 | 0 | 0 | 0 | 0 | 0 | 0 | 0 | 0 | 0 | 0 | 0 | 0 | 0 | 0 | 0 | 0 | 0 | 1 | 1 | 1 | 0 | 0 | 0 | 0 | 0 | 0 | 0 | 0 | 0 | 0 | 0 | 0 | 0 | 0 | 0 | 0 | 0 | 0 | 0 | 0 | 0 | 0 | 0 | 0 | 0 | 0 | 0 | 0 | 0 | 0 | 0 | 0 | 0 | 0 | 0 | 0 | 0 | 0 | 0 | 0 | 0 | 0 | 0 | 0 | 0 | 0 | 0 | 0 | 0 | 0 | 0 | 0 | 0 | 0 | 0 | 0 | 0 | 0 | 0 | 0 | 0 | 0 | 0 | 0 | 3 |  | 0 | 0 | 0 | 0 | 0 | 0 | 0 | 0 | 0 | 0 | 0 | 0 | 0 | 0 | 0 | 0 | 0 | 0 | 0 | 0 | 0 | 0 | 0 | 0 | 1520 | 1410 | 0 | 118.7 | 0 | 1 | 0 | 0 | 0 | 0 | 0 | 0 | 29.03 | 393.085 | 352.931 | San Luis Rey-San Onofre 230 kV line constraint | San Luis Rey-San Onofre 230 kV line constraint | East of Miguel constraint |  | 0 | 0 | 0 | 0 | 0 | 0 | 29.03 | 393.085 | 352.931 | San Luis Rey-San Onofre 230 kV line constraint | San Luis Rey-San Onofre 230 kV line constraint | East of Miguel constraint |  | 1 | 1 | NO | 1 | 1 | 1 | NO | 1
SCE Metro | North of SONGS | 230 | 0 | 0 | 0 | 0 | 0 | 0 | 0 | 0 | 0 | 1 | 0 | 0 | 0 | 0 | 0 | 0 | 0 | 0 | 0 | 0 | 0 | 0 | 0 | 0 | 0 | 0 | 0 | 0 | 0 | 0 | 0 | 0 | 0 | 0 | 0 | 0 | 0 | 0 | 0 | 0 | 0 | 0 | 0 | 0 | 0 | 0 | 0 | 0 | 0 | 0 | 0 | 0 | 0 | 0 | 0 | 0 | 0 | 0 | 0 | 0 | 0 | 0 | 0 | 0 | 0 | 0 | 0 | 0 | 0 | 0 | 0 | 0 | 0 | 0 | 0 | 0 | 0 | 0 | 0 | 0 | 0 | 0 | 0 | 0 | 0 | 0 | 0 | 0 | 0 | 0 | 0 | 0 | 0 | 0 | 0 | 0 | 0 | 0 |  | 0 | 0 | 0 | 0 | 0 | 0 | 0 | 0 | 0 | 0 | 0 | 0 | 0 | 0 | 0 | 0 | 0 | 0 | 0 | 0 | 0 | 0 | 0 | 0 | 0 | 0 | 0 | 0 | 0 | 0 | 0 | 0 | 0 | 0 | 0 | 0 | 2097.6988 | 6824.058 | 19009.2611 | SCE Metro Area Default Constraint | SCE Metro Area Default Constraint | SCE Metro Area Default Constraint |  | 0 | 0 | 0 | 0 | 0 | 0 | 2097.6988 | 6824.058 | 19009.2611 | SCE Metro Area Default Constraint | SCE Metro Area Default Constraint | SCE Metro Area Default Constraint |  | 1 | 1 | NO | 1 | 1 | 1 | NO | 1
SCE Metro | North of SONGS | 500 | 0 | 0 | 0 | 0 | 0 | 0 | 0 | 0 | 0 | 1 | 0 | 0 | 0 | 0 | 0 | 0 | 0 | 0 | 0 | 0 | 0 | 0 | 0 | 0 | 0 | 0 | 0 | 0 | 0 | 0 | 0 | 0 | 0 | 0 | 0 | 0 | 0 | 0 | 0 | 0 | 0 | 0 | 0 | 0 | 0 | 0 | 0 | 0 | 0 | 0 | 0 | 0 | 0 | 0 | 0 | 0 | 0 | 0 | 0 | 0 | 0 | 0 | 0 | 0 | 0 | 0 | 0 | 0 | 0 | 0 | 0 | 0 | 0 | 0 | 0 | 0 | 0 | 0 | 0 | 0 | 0 | 0 | 0 | 0 | 0 | 0 | 0 | 0 | 0 | 0 | 0 | 0 | 0 | 0 | 0 | 0 | 0 | 0 |  | 0 | 0 | 0 | 0 | 0 | 0 | 0 | 0 | 0 | 0 | 0 | 0 | 0 | 0 | 0 | 0 | 0 | 0 | 0 | 0 | 0 | 0 | 0 | 0 | 0 | 0 | 0 | 400 | 0 | 1 | 0 | 0 | 0 | 0 | 0 | 0 | 2097.6988 | 6824.058 | 19009.2611 | SCE Metro Area Default Constraint | SCE Metro Area Default Constraint | SCE Metro Area Default Constraint |  | 0 | 0 | 0 | 0 | 0 | 0 | 2097.6988 | 6824.058 | 19009.2611 | SCE Metro Area Default Constraint | SCE Metro Area Default Constraint | SCE Metro Area Default Constraint |  | 1 | 1 | NO | 1 | 1 | 1 | NO | 1
PG&E NGBA | Notre Dame | 115 | 0 | 0 | 0 | 0 | 0 | 0 | 0 | 0 | 0 | 0 | 0 | 0 | 0 | 0 | 0 | 0 | 0 | 0 | 0 | 0 | 0 | 0 | 0 | 0 | 0 | 0 | 0 | 0 | 0 | 0 | 0 | 0 | 0 | 0 | 0 | 0 | 0 | 0 | 0 | 1 | 0 | 0 | 0 | 0 | 0 | 0 | 0 | 0 | 0 | 0 | 0 | 0 | 0 | 0 | 0 | 0 | 0 | 0 | 0 | 0 | 0 | 0 | 0 | 0 | 0 | 0 | 0 | 0 | 0 | 0 | 0 | 0 | 0 | 0 | 0 | 0 | 0 | 0 | 0 | 0 | 0 | 0 | 0 | 0 | 0 | 0 | 0 | 0 | 0 | 0 | 0 | 0 | 0 | 0 | 0 | 0 | 0 | 0 |  | 0 | 0 | 0 | 0 | 0 | 0 | 0 | 0 | 0 | 0 | 0 | 0 | 0 | 0 | 0 | 0 | 0 | 0 | 0 | 0 | 0 | 0 | 0 | 0 | 0 | 0 | 0 | 0 | 0 | 0 | 1 | 0 | 1 | 0 | 0 | 0 | -2282.29 | -1253.7212 | 884.6639 | Collinsville-Tesla 500 kV Line | Collinsville-Tesla 500 kV Line | Collinsville-Tesla 500 kV Line |  | 0 | 0 | 0 | 0 | 0 | 0 | 6362.71 | 7391.2788 | 884.6639 | Collinsville-Tesla 500 kV Line | Collinsville-Tesla 500 kV Line | Collinsville-Tesla 500 kV Line |  | 5 | 1 | YES | 2 | 1 | 1 | NO | 1
PG&E GBA | Oakland C | 115 | 0 | 0 | 0 | 0 | 0 | 0 | 0 | 0 | 0 | 0 | 0 | 0 | 0 | 0 | 0 | 0 | 0 | 0 | 0 | 0 | 0 | 0 | 0 | 0 | 0 | 0 | 0 | 0 | 0 | 0 | 0 | 0 | 0 | 0 | 0 | 0 | 0 | 0 | 0 | 1 | 0 | 0 | 0 | 0 | 0 | 0 | 0 | 0 | 0 | 1 | 0 | 0 | 1 | 1 | 1 | 1 | 0 | 0 | 1 | 1 | 0 | 1 | 0 | 0 | 0 | 1 | 0 | 0 | 0 | 0 | 0 | 0 | 0 | 0 | 0 | 0 | 0 | 0 | 0 | 0 | 0 | 0 | 0 | 0 | 0 | 0 | 0 | 0 | 0 | 0 | 0 | 0 | 0 | 0 | 0 | 0 | 0 | 2 |  | 0 | 0 | 0 | 0 | 0 | 0 | 0 | 0 | 0 | 0 | 0 | 0 | 0 | 0 | 0 | 0 | 0 | 0 | 0 | 0 | 0 | 0 | 0 | 0 | 0 | 40 | 0 | 0 | 0 | 1 | 3 | 0 | 1 | 0 | 0 | 0 | -2282.29 | -1253.7212 | 884.6639 | Collinsville-Tesla 500 kV Line | Collinsville-Tesla 500 kV Line | Collinsville-Tesla 500 kV Line |  | 0 | 1 | 0 | 0 | 0 | 0 | -314.49 | 932.2038 | 884.6639 | Tesla-Bellota 230 kV line | Contra Costa- Windmaster 230 kV line | Collinsville-Tesla 500 kV Line |  | 5 | 4 | YES | 4 | 1 | 1 | NO | 1
PG&E GBA | Oakland J | 115 | 0 | 0 | 0 | 0 | 0 | 0 | 0 | 0 | 0 | 0 | 0 | 0 | 0 | 0 | 0 | 0 | 0 | 0 | 0 | 0 | 0 | 0 | 0 | 0 | 0 | 0 | 0 | 0 | 0 | 0 | 0 | 0 | 0 | 0 | 0 | 0 | 0 | 0 | 0 | 1 | 0 | 0 | 0 | 0 | 0 | 0 | 0 | 0 | 0 | 0 | 0 | 0 | 1 | 0 | 0 | 1 | 0 | 0 | 0 | 0 | 0 | 0 | 0 | 0 | 0 | 0 | 0 | 0 | 0 | 0 | 0 | 0 | 0 | 0 | 0 | 0 | 0 | 0 | 0 | 0 | 0 | 0 | 0 | 0 | 0 | 0 | 0 | 0 | 0 | 0 | 0 | 0 | 0 | 0 | 0 | 0 | 0 | 1 |  | 0 | 0 | 0 | 0 | 0 | 0 | 0 | 0 | 0 | 0 | 0 | 0 | 0 | 0 | 0 | 0 | 0 | 0 | 0 | 0 | 0 | 0 | 0 | 0 | 0 | 50 | 0 | 0 | 0 | 1 | 1 | 0 | 1 | 0 | 0 | 0 | -2282.29 | -1253.7212 | 884.6639 | Collinsville-Tesla 500 kV Line | Collinsville-Tesla 500 kV Line | Collinsville-Tesla 500 kV Line |  | 0 | 0 | 0 | 0 | 0 | 0 | 857.21 | 2019.85 | 884.6639 | Tesla-Tracy-Pump 230 kV line #2 | Sobrante-Moraga 230 kV line | Collinsville-Tesla 500 kV Line |  | 5 | 1 | YES | 2 | 1 | 1 | NO | 1
PG&E GBA | Oakland L | 115 | 0 | 0 | 0 | 0 | 0 | 0 | 0 | 0 | 0 | 0 | 0 | 0 | 0 | 0 | 0 | 0 | 0 | 0 | 0 | 0 | 0 | 0 | 0 | 0 | 0 | 0 | 0 | 0 | 0 | 0 | 0 | 0 | 0 | 0 | 0 | 0 | 0 | 0 | 0 | 1 | 0 | 0 | 0 | 0 | 0 | 0 | 0 | 0 | 0 | 0 | 0 | 0 | 1 | 0 | 0 | 1 | 0 | 0 | 0 | 0 | 0 | 0 | 0 | 0 | 0 | 0 | 0 | 0 | 0 | 0 | 0 | 0 | 0 | 0 | 0 | 0 | 0 | 0 | 0 | 0 | 0 | 0 | 0 | 0 | 0 | 0 | 0 | 0 | 0 | 0 | 0 | 0 | 0 | 0 | 0 | 0 | 0 | 1 |  | 0 | 0 | 0 | 0 | 0 | 0 | 0 | 0 | 0 | 0 | 0 | 0 | 0 | 0 | 0 | 0 | 0 | 0 | 0 | 0 | 0 | 0 | 0 | 0 | 0 | 0 | 0 | 0 | 0 | 0 | 1 | 0 | 1 | 0 | 0 | 0 | -2282.29 | -1253.7212 | 884.6639 | Collinsville-Tesla 500 kV Line | Collinsville-Tesla 500 kV Line | Collinsville-Tesla 500 kV Line |  | 0 | 0 | 0 | 0 | 0 | 0 | 857.21 | 2019.85 | 884.6639 | Tesla-Tracy-Pump 230 kV line #2 | Sobrante-Moraga 230 kV line | Collinsville-Tesla 500 kV Line |  | 5 | 1 | YES | 2 | 1 | 1 | NO | 1
PG&E GBA | Oakland X | 115 | 0 | 0 | 0 | 0 | 0 | 0 | 0 | 0 | 0 | 0 | 0 | 0 | 0 | 0 | 0 | 0 | 0 | 0 | 0 | 0 | 0 | 0 | 0 | 0 | 0 | 0 | 0 | 0 | 0 | 0 | 0 | 0 | 0 | 0 | 0 | 0 | 0 | 0 | 0 | 1 | 0 | 0 | 0 | 0 | 0 | 0 | 0 | 0 | 0 | 0 | 0 | 0 | 1 | 0 | 0 | 1 | 0 | 0 | 0 | 0 | 0 | 0 | 0 | 0 | 0 | 0 | 0 | 0 | 0 | 0 | 0 | 0 | 0 | 0 | 0 | 0 | 0 | 0 | 0 | 0 | 0 | 0 | 0 | 0 | 0 | 0 | 0 | 0 | 0 | 0 | 0 | 0 | 0 | 0 | 0 | 0 | 0 | 1 |  | 0 | 0 | 0 | 0 | 0 | 0 | 0 | 0 | 0 | 0 | 0 | 0 | 0 | 0 | 0 | 0 | 0 | 0 | 0 | 0 | 0 | 0 | 0 | 0 | 0 | 70 | 0 | 0 | 0 | 1 | 1 | 0 | 1 | 0 | 0 | 0 | -2282.29 | -1253.7212 | 884.6639 | Collinsville-Tesla 500 kV Line | Collinsville-Tesla 500 kV Line | Collinsville-Tesla 500 kV Line |  | 0 | 0 | 0 | 0 | 0 | 0 | 857.21 | 2019.85 | 884.6639 | Tesla-Tracy-Pump 230 kV line #2 | Sobrante-Moraga 230 kV line | Collinsville-Tesla 500 kV Line |  | 5 | 1 | YES | 2 | 1 | 1 | NO | 1
SDGE | Ocean Ranch | 69 | 0 | 0 | 0 | 0 | 0 | 0 | 0 | 0 | 0 | 0 | 0 | 0 | 0 | 0 | 0 | 0 | 0 | 0 | 0 | 0 | 0 | 0 | 0 | 0 | 0 | 1 | 0 | 0 | 0 | 0 | 0 | 0 | 1 | 1 | 0 | 0 | 0 | 1 | 0 | 0 | 0 | 0 | 0 | 0 | 0 | 0 | 0 | 0 | 0 | 0 | 0 | 0 | 0 | 0 | 0 | 0 | 0 | 0 | 0 | 0 | 0 | 0 | 0 | 0 | 0 | 0 | 0 | 0 | 0 | 0 | 0 | 0 | 0 | 0 | 0 | 0 | 0 | 0 | 0 | 0 | 0 | 0 | 0 | 0 | 0 | 0 | 0 | 0 | 0 | 0 | 0 | 0 | 0 | 0 | 0 | 0 | 0 | 1 |  | 0 | 0 | 0 | 0 | 0 | 0 | 0 | 0 | 0 | 0 | 0 | 0 | 0 | 0 | 0 | 0 | 0 | 0 | 0 | 0 | 0 | 0 | 0 | 0 | 0 | 0 | 0 | 0 | 0 | 0 | 0 | 0 | 0 | 0 | 0 | 0 | 29.03 | 164 | 284 | San Luis Rey-San Onofre 230 kV line constraint | Ocean Ranch 69 kV constraint | Ocean Ranch 69 kV constraint |  | 0 | 0 | 0 | 0 | 0 | 0 | 29.03 | 164 | 284 | San Luis Rey-San Onofre 230 kV line constraint | Ocean Ranch 69 kV constraint | Ocean Ranch 69 kV constraint |  | 1 | 1 | NO | 1 | 1 | 1 | NO | 1
PG&E KERN | Oceano | 115 | 0 | 0 | 0 | 0 | 0 | 0 | 0 | 0 | 0 | 0 | 0 | 0 | 0 | 0 | 0 | 0 | 0 | 0 | 0 | 0 | 0 | 0 | 0 | 0 | 0 | 0 | 0 | 0 | 0 | 0 | 0 | 0 | 0 | 0 | 0 | 0 | 0 | 0 | 0 | 0 | 0 | 0 | 0 | 0 | 0 | 0 | 0 | 0 | 0 | 0 | 0 | 0 | 0 | 0 | 0 | 0 | 0 | 0 | 0 | 0 | 0 | 0 | 0 | 0 | 0 | 0 | 0 | 1 | 1 | 0 | 0 | 0 | 0 | 0 | 0 | 0 | 0 | 0 | 0 | 1 | 0 | 0 | 0 | 0 | 0 | 1 | 0 | 0 | 0 | 0 | 0 | 0 | 0 | 0 | 0 | 1 | 0 | 1 |  | 0 | 0 | 0 | 0 | 0 | 0 | 0 | 0 | 0 | 0 | 0 | 0 | 0 | 0 | 0 | 0 | 0 | 0 | 0 | 0 | 0 | 0 | 0 | 0 | 0 | 100 | 0 | 0 | 0 | 1 | 1 | 0 | 1 | 0 | 1 | 0 | -385.58 | -3180.532 | -2164.4302 | Gates 500/230kV TB #11 | Gates 500/230kV TB #11 | Gates 500/230kV TB #11 |  | 0 | 0 | 0 | 0 | 0 | 0 | 7.65 | 144.11 | 266.8703 | Cal Flat-Gates 230 kV line | Cal Flat-Gates 230 kV line | Cal Flat-Gates 230 kV line |  | 5 | 1 | YES | 2 | 5 | 1 | YES | 2
SDGE | Ocotillo Express | 500 | 0 | 0 | 0 | 0 | 0 | 0 | 0 | 0 | 0 | 0 | 0 | 0 | 0 | 0 | 0 | 0 | 0 | 0 | 0 | 0 | 0 | 0 | 0 | 0 | 0 | 0 | 0 | 0 | 0 | 0 | 1 | 1 | 1 | 0 | 0 | 1 | 0 | 0 | 0 | 0 | 0 | 0 | 0 | 0 | 0 | 0 | 0 | 0 | 0 | 0 | 0 | 0 | 0 | 0 | 0 | 0 | 0 | 0 | 0 | 0 | 0 | 0 | 0 | 0 | 0 | 0 | 0 | 0 | 0 | 0 | 0 | 0 | 0 | 0 | 0 | 0 | 0 | 0 | 0 | 0 | 0 | 0 | 0 | 0 | 0 | 0 | 0 | 0 | 0 | 0 | 0 | 0 | 0 | 0 | 0 | 0 | 0 | 4 |  | 0 | 0 | 0 | 0 | 0 | 0 | 0 | 0 | 0 | 0 | 0 | 0 | 0 | 0 | 0 | 0 | 0 | 130 | 0 | 0 | 0 | 0 | 0 | 0 | 0 | 0 | 0 | 0 | 0 | 1 | 0 | 0 | 0 | 0 | 0 | 0 | 29.03 | 393.085 | 352.931 | San Luis Rey-San Onofre 230 kV line constraint | San Luis Rey-San Onofre 230 kV line constraint | East of Miguel constraint |  | 0 | 0 | 0 | 0 | 0 | 0 | 29.03 | 393.085 | 352.931 | San Luis Rey-San Onofre 230 kV line constraint | San Luis Rey-San Onofre 230 kV line constraint | East of Miguel constraint |  | 1 | 1 | NO | 1 | 1 | 1 | NO | 1
PG&E KERN | Old River | 70 | 0 | 0 | 0 | 0 | 0 | 0 | 0 | 0 | 0 | 0 | 0 | 0 | 0 | 0 | 0 | 0 | 0 | 0 | 0 | 0 | 0 | 0 | 0 | 0 | 0 | 0 | 0 | 0 | 0 | 0 | 0 | 0 | 0 | 0 | 0 | 0 | 0 | 0 | 0 | 0 | 0 | 0 | 0 | 0 | 0 | 0 | 0 | 0 | 0 | 0 | 0 | 0 | 0 | 0 | 0 | 0 | 0 | 0 | 0 | 0 | 0 | 0 | 0 | 0 | 0 | 0 | 0 | 1 | 0 | 0 | 1 | 1 | 1 | 0 | 1 | 0 | 0 | 0 | 1 | 0 | 0 | 0 | 0 | 0 | 0 | 0 | 0 | 0 | 0 | 0 | 0 | 0 | 0 | 0 | 1 | 0 | 0 | 0 |  | 0 | 0 | 0 | 0 | 0 | 0 | 0 | 0 | 0 | 0 | 0 | 0 | 0 | 0 | 0 | 0 | 0 | 0 | 0 | 0 | 0 | 0 | 0 | 2.4 | 0 | 0 | 0 | 0 | 0 | 1 | 1 | 0 | 2 | 0 | 1 | 1 | -0.76 | -2441.884 | -3308.8336 | Gates 500/230kV TB #12 | Gates 500/230kV TB #12 | Mustang-Henrietta 230 kV line |  | 0 | 0 | 0 | 0 | 0 | 1 | 7.65 | 17.78 | -829.8336 | Cal Flat-Gates 230 kV line | Midway-Taft 115 kV line | Mustang-Henrietta 230 kV line |  | 5 | 1 | YES | 2 | 5 | 4 | YES | 4
SDGE | Old Town | 230 | 0 | 0 | 0 | 0 | 0 | 0 | 0 | 0 | 0 | 0 | 0 | 0 | 0 | 0 | 0 | 0 | 0 | 0 | 0 | 0 | 0 | 0 | 0 | 0 | 0 | 0 | 0 | 0 | 0 | 0 | 1 | 0 | 1 | 0 | 0 | 0 | 0 | 0 | 0 | 0 | 0 | 0 | 0 | 0 | 0 | 0 | 0 | 0 | 0 | 0 | 0 | 0 | 0 | 0 | 0 | 0 | 0 | 0 | 0 | 0 | 0 | 0 | 0 | 0 | 0 | 0 | 0 | 0 | 0 | 0 | 0 | 0 | 0 | 0 | 0 | 0 | 0 | 0 | 0 | 0 | 0 | 0 | 0 | 0 | 0 | 0 | 0 | 0 | 0 | 0 | 0 | 0 | 0 | 0 | 0 | 0 | 0 | 2 |  | 0 | 0 | 0 | 0 | 0 | 0 | 0 | 0 | 0 | 0 | 0 | 0 | 0 | 0 | 0 | 0 | 0 | 0 | 0 | 0 | 0 | 0 | 0 | 0 | 0 | 0 | 0 | 0 | 0 | 0 | 0 | 0 | 0 | 0 | 0 | 0 | 29.03 | 393.085 | 989.0814 | San Luis Rey-San Onofre 230 kV line constraint | San Luis Rey-San Onofre 230 kV line constraint | San Luis Rey-San Onofre 230 kV line constraint |  | 0 | 0 | 0 | 0 | 0 | 0 | 29.03 | 393.085 | 989.0814 | San Luis Rey-San Onofre 230 kV line constraint | San Luis Rey-San Onofre 230 kV line constraint | San Luis Rey-San Onofre 230 kV line constraint |  | 1 | 1 | NO | 1 | 1 | 1 | NO | 1
SCE Metro | Olinda | 230 | 0 | 0 | 0 | 0 | 0 | 0 | 0 | 0 | 0 | 1 | 0 | 0 | 0 | 0 | 0 | 0 | 0 | 0 | 0 | 0 | 0 | 0 | 0 | 0 | 0 | 0 | 0 | 0 | 0 | 0 | 0 | 0 | 0 | 0 | 0 | 0 | 0 | 0 | 0 | 0 | 0 | 0 | 0 | 0 | 0 | 0 | 0 | 0 | 0 | 0 | 0 | 0 | 0 | 0 | 0 | 0 | 0 | 0 | 0 | 0 | 0 | 0 | 0 | 0 | 0 | 0 | 0 | 0 | 0 | 0 | 0 | 0 | 0 | 0 | 0 | 0 | 0 | 0 | 0 | 0 | 0 | 0 | 0 | 0 | 0 | 0 | 0 | 0 | 0 | 0 | 0 | 0 | 0 | 0 | 0 | 0 | 0 | 0 |  | 0 | 0 | 0 | 0 | 0 | 0 | 0 | 0 | 0 | 0 | 0 | 0 | 0 | 0 | 0 | 0 | 0 | 0 | 0 | 0 | 0 | 0 | 0 | 0 | 0 | 0 | 0 | 0 | 0 | 0 | 0 | 0 | 0 | 0 | 0 | 0 | 2097.6988 | 6824.058 | 19009.2611 | SCE Metro Area Default Constraint | SCE Metro Area Default Constraint | SCE Metro Area Default Constraint |  | 0 | 0 | 0 | 0 | 0 | 0 | 2097.6988 | 6824.058 | 19009.2611 | SCE Metro Area Default Constraint | SCE Metro Area Default Constraint | SCE Metro Area Default Constraint |  | 1 | 1 | NO | 1 | 1 | 1 | NO | 1
PG&E FRESNO | Olive | 115 | 0 | 0 | 0 | 0 | 0 | 0 | 0 | 0 | 0 | 0 | 0 | 0 | 0 | 0 | 0 | 0 | 0 | 0 | 0 | 0 | 0 | 0 | 0 | 0 | 0 | 0 | 0 | 0 | 0 | 0 | 0 | 0 | 0 | 0 | 0 | 0 | 0 | 0 | 0 | 0 | 0 | 0 | 0 | 0 | 0 | 0 | 0 | 0 | 0 | 0 | 0 | 0 | 0 | 0 | 0 | 0 | 0 | 0 | 0 | 0 | 0 | 0 | 0 | 0 | 0 | 0 | 0 | 1 | 0 | 1 | 1 | 0 | 0 | 0 | 1 | 1 | 0 | 0 | 1 | 1 | 0 | 0 | 0 | 0 | 0 | 0 | 0 | 0 | 0 | 0 | 0 | 0 | 0 | 0 | 1 | 0 | 0 | 0 |  | 0 | 0 | 0 | 0 | 0 | 0 | 0 | 0 | 0 | 40 | 0 | 0 | 0 | 0 | 1 | 0 | 0 | 0 | 0 | 0 | 0 | 0 | 0 | 0 | 40 | 0 | 20 | 0 | 0 | 1 | 2 | 0 | 3 | 0 | 2 | 1 | -385.58 | -3180.532 | -3308.8336 | Gates 500/230kV TB #11 | Gates 500/230kV TB #11 | Mustang-Henrietta 230 kV line |  | 0 | 0 | 0 | 0 | 0 | 1 | 7.65 | 144.11 | -829.8336 | Cal Flat-Gates 230 kV line | Cal Flat-Gates 230 kV line | Mustang-Henrietta 230 kV line |  | 5 | 1 | YES | 2 | 5 | 4 | YES | 4
PG&E NGBA | Olivehurst | 115 | 0 | 0 | 0 | 0 | 0 | 0 | 0 | 0 | 0 | 0 | 0 | 0 | 0 | 0 | 0 | 0 | 0 | 0 | 0 | 0 | 0 | 0 | 0 | 0 | 0 | 0 | 0 | 0 | 0 | 0 | 0 | 0 | 0 | 0 | 0 | 0 | 0 | 0 | 0 | 1 | 0 | 0 | 0 | 0 | 1 | 1 | 1 | 1 | 0 | 0 | 0 | 0 | 0 | 0 | 0 | 0 | 0 | 0 | 0 | 1 | 1 | 0 | 0 | 0 | 0 | 0 | 0 | 0 | 0 | 0 | 0 | 0 | 0 | 0 | 0 | 0 | 0 | 0 | 0 | 0 | 0 | 0 | 0 | 0 | 0 | 0 | 0 | 0 | 0 | 0 | 0 | 0 | 0 | 0 | 0 | 0 | 0 | 0 |  | 0 | 0 | 0 | 0 | 0 | 0 | 0 | 0 | 0 | 0 | 0 | 0 | 0 | 0 | 0 | 0 | 0 | 0 | 0 | 0 | 0 | 0 | 0 | 0 | 0 | 0 | 0 | 0 | 0 | 0 | 2 | 0 | 2 | 0 | 0 | 0 | -2282.29 | -1253.7212 | 85.9836 | Collinsville-Tesla 500 kV Line | Collinsville-Tesla 500 kV Line | Rocklin-Pleaseant grove 115kV line |  | 0 | 1 | 1 | 0 | 0 | 0 | -314.49 | -339.66 | 85.9836 | Tesla-Bellota 230 kV line | Bellota-Weber 230kV line | Rocklin-Pleaseant grove 115kV line |  | 5 | 5 | NO | 5 | 1 | 1 | NO | 1
PG&E NGBA | Oregon Trail | 60 | 0 | 0 | 0 | 0 | 0 | 0 | 0 | 0 | 0 | 0 | 0 | 0 | 0 | 0 | 0 | 0 | 0 | 0 | 0 | 0 | 0 | 0 | 0 | 0 | 0 | 0 | 0 | 0 | 0 | 0 | 0 | 0 | 0 | 0 | 0 | 0 | 0 | 0 | 0 | 1 | 0 | 0 | 0 | 0 | 0 | 0 | 0 | 0 | 0 | 0 | 0 | 0 | 0 | 0 | 0 | 0 | 0 | 0 | 0 | 0 | 0 | 0 | 0 | 0 | 0 | 0 | 0 | 0 | 0 | 0 | 0 | 0 | 0 | 0 | 0 | 0 | 0 | 0 | 0 | 0 | 0 | 0 | 0 | 0 | 0 | 0 | 0 | 0 | 0 | 0 | 0 | 0 | 0 | 0 | 0 | 0 | 0 | 0 |  | 0 | 0 | 0 | 0 | 0 | 0 | 0 | 0 | 0 | 0 | 0 | 0 | 0 | 0 | 0 | 0 | 0 | 0 | 0 | 0 | 0 | 0 | 0 | 0 | 0 | 0 | 0 | 0 | 0 | 0 | 1 | 0 | 1 | 0 | 0 | 0 | -2282.29 | -1253.7212 | 884.6639 | Collinsville-Tesla 500 kV Line | Collinsville-Tesla 500 kV Line | Collinsville-Tesla 500 kV Line |  | 0 | 0 | 0 | 0 | 0 | 0 | 6362.71 | 7391.2788 | 884.6639 | Collinsville-Tesla 500 kV Line | Collinsville-Tesla 500 kV Line | Collinsville-Tesla 500 kV Line |  | 5 | 1 | YES | 2 | 1 | 1 | NO | 1
SCE Northern | Ormond Beach | 230 | 0 | 0 | 1 | 0 | 1 | 0 | 0 | 0 | 0 | 0 | 0 | 0 | 0 | 0 | 0 | 0 | 0 | 0 | 0 | 0 | 0 | 0 | 0 | 0 | 1 | 0 | 0 | 0 | 0 | 0 | 0 | 0 | 0 | 0 | 0 | 0 | 0 | 0 | 0 | 0 | 0 | 0 | 0 | 0 | 0 | 0 | 0 | 0 | 0 | 0 | 0 | 0 | 0 | 0 | 0 | 0 | 0 | 0 | 0 | 0 | 0 | 0 | 0 | 0 | 0 | 0 | 0 | 0 | 0 | 0 | 0 | 0 | 0 | 0 | 0 | 0 | 0 | 0 | 0 | 0 | 0 | 0 | 0 | 0 | 0 | 0 | 0 | 0 | 0 | 0 | 0 | 0 | 0 | 0 | 0 | 0 | 0 | 0 |  | 0 | 0 | 0 | 0 | 0 | 0 | 0 | 0 | 0 | 0 | 0 | 0 | 0 | 0 | 0 | 0 | 0 | 0 | 0 | 0 | 0 | 0 | 0 | 0 | 0 | 0 | 0 | 0 | 0 | 0 | 1 | 0 | 1 | 0 | 0 | 1 | -5797.881 | -6339.828 | -5675.751 | Lugo - Victorville area constraint | Lugo - Victorville area constraint | Lugo - Victorville area constraint |  | 0 | 0 | 0 | 0 | 0 | 0 | 355.8 | 460.172 | 1124.249 | Moorpark-Pardee Constraint | Lugo - Victorville area constraint | Lugo - Victorville area constraint |  | 5 | 1 | YES | 2 | 4 | 1 | YES | 2
PG&E FRESNO | Oro Loma | 115 | 0 | 0 | 0 | 0 | 0 | 0 | 0 | 0 | 0 | 0 | 0 | 0 | 0 | 0 | 0 | 0 | 0 | 0 | 0 | 0 | 0 | 0 | 0 | 0 | 0 | 0 | 0 | 0 | 0 | 0 | 0 | 0 | 0 | 0 | 0 | 0 | 0 | 0 | 0 | 0 | 0 | 0 | 0 | 0 | 0 | 0 | 0 | 0 | 0 | 0 | 0 | 0 | 0 | 0 | 0 | 0 | 0 | 0 | 0 | 0 | 0 | 0 | 0 | 0 | 0 | 0 | 0 | 0 | 0 | 0 | 0 | 0 | 0 | 0 | 0 | 0 | 0 | 0 | 0 | 1 | 0 | 1 | 0 | 0 | 0 | 1 | 0 | 1 | 0 | 0 | 0 | 0 | 1 | 0 | 0 | 0 | 0 | 1 |  | 0 | 0 | 0 | 0 | 0 | 0 | 0 | 0 | 0 | 0 | 0 | 0 | 0 | 0 | 0 | 20 | 0 | 0 | 0 | 0 | 0 | 0 | 0 | 0 | 110 | 0 | 0 | 0 | 0 | 1 | 1 | 0 | 2 | 0 | 1 | 0 | -385.58 | -3180.532 | -2164.4302 | Gates 500/230kV TB #11 | Gates 500/230kV TB #11 | Gates 500/230kV TB #11 |  | 0 | 0 | 0 | 0 | 0 | 0 | 15.95 | 0.35 | 378.2276 | Oro Loma-El Nido 115kV Line | Oro Loma-El Nido 115kV Line | Oro Loma-El Nido 115kV Line |  | 5 | 1 | YES | 2 | 5 | 1 | YES | 2
PG&E FRESNO | Oro Loma | 70 | 0 | 0 | 0 | 0 | 0 | 0 | 0 | 0 | 0 | 0 | 0 | 0 | 0 | 0 | 0 | 0 | 0 | 0 | 0 | 0 | 0 | 0 | 0 | 0 | 0 | 0 | 0 | 0 | 0 | 0 | 0 | 0 | 0 | 0 | 0 | 0 | 0 | 0 | 0 | 0 | 0 | 0 | 0 | 0 | 0 | 0 | 0 | 0 | 0 | 0 | 0 | 0 | 0 | 0 | 0 | 0 | 0 | 0 | 0 | 0 | 0 | 0 | 0 | 0 | 0 | 0 | 0 | 0 | 0 | 0 | 0 | 0 | 0 | 0 | 0 | 0 | 0 | 0 | 0 | 1 | 0 | 0 | 0 | 0 | 0 | 1 | 0 | 1 | 0 | 0 | 0 | 0 | 1 | 0 | 0 | 0 | 0 | 1 |  | 0 | 0 | 0 | 0 | 0 | 0 | 0 | 0 | 0 | 0 | 0 | 0 | 0 | 0 | 0 | 0 | 0 | 0 | 0 | 0 | 0 | 0 | 0 | 5 | 0 | 0 | 0 | 0 | 0 | 1 | 1 | 0 | 1 | 0 | 1 | 0 | -385.58 | -3180.532 | -2164.4302 | Gates 500/230kV TB #11 | Gates 500/230kV TB #11 | Gates 500/230kV TB #11 |  | 0 | 0 | 0 | 0 | 0 | 0 | 15.95 | 0.35 | 378.2276 | Oro Loma-El Nido 115kV Line | Oro Loma-El Nido 115kV Line | Oro Loma-El Nido 115kV Line |  | 5 | 1 | YES | 2 | 5 | 1 | YES | 2
PG&E FRESNO | Orosi | 70 | 0 | 0 | 0 | 0 | 0 | 0 | 0 | 0 | 0 | 0 | 0 | 0 | 0 | 0 | 0 | 0 | 0 | 0 | 0 | 0 | 0 | 0 | 0 | 0 | 0 | 0 | 0 | 0 | 0 | 0 | 0 | 0 | 0 | 0 | 0 | 0 | 0 | 0 | 0 | 0 | 0 | 0 | 0 | 0 | 0 | 0 | 0 | 0 | 0 | 0 | 0 | 0 | 0 | 0 | 0 | 0 | 0 | 0 | 0 | 0 | 0 | 0 | 0 | 0 | 0 | 0 | 0 | 0 | 1 | 0 | 0 | 0 | 0 | 0 | 0 | 0 | 0 | 0 | 0 | 1 | 0 | 1 | 0 | 1 | 0 | 1 | 0 | 0 | 0 | 0 | 0 | 0 | 0 | 0 | 0 | 0 | 0 | 1 |  | 0 | 0 | 0 | 0 | 0 | 0 | 0 | 0 | 0 | 0 | 0 | 0 | 0 | 0 | 0 | 0 | 0 | 0 | 0 | 0 | 0 | 0 | 0 | 0 | 0 | 0 | 0 | 0 | 0 | 0 | 2 | 0 | 3 | 0 | 1 | 0 | -570.55 | -3180.532 | -2164.4302 | Chowchilla-Le grand 115kV Line | Gates 500/230kV TB #11 | Gates 500/230kV TB #11 |  | 0 | 0 | 0 | 0 | 0 | 0 | 640.45 | 472.67 | 299.0988 | Chowchilla-Le grand 115kV Line | Gates-Arco 230 kV Line | Gates-Arco 230 kV Line |  | 5 | 1 | YES | 2 | 5 | 1 | YES | 2
SDGE | Otay | 69 | 0 | 0 | 0 | 0 | 0 | 0 | 0 | 0 | 0 | 0 | 0 | 0 | 0 | 0 | 0 | 0 | 0 | 0 | 0 | 0 | 0 | 0 | 0 | 0 | 0 | 0 | 0 | 0 | 0 | 1 | 1 | 0 | 1 | 0 | 0 | 1 | 1 | 0 | 0 | 0 | 0 | 0 | 0 | 0 | 0 | 0 | 0 | 0 | 0 | 0 | 0 | 0 | 0 | 0 | 0 | 0 | 0 | 0 | 0 | 0 | 0 | 0 | 0 | 0 | 0 | 0 | 0 | 0 | 0 | 0 | 0 | 0 | 0 | 0 | 0 | 0 | 0 | 0 | 0 | 0 | 0 | 0 | 0 | 0 | 0 | 0 | 0 | 0 | 0 | 0 | 0 | 0 | 0 | 0 | 0 | 0 | 0 | 4 |  | 0 | 0 | 0 | 0 | 0 | 0 | 0 | 0 | 0 | 0 | 0 | 6 | 0 | 0 | 1 | 0 | 0 | 0 | 0 | 0 | 0 | 0 | 0 | 0 | 0 | 0 | 55.7 | 0 | 0 | 1 | 0 | 0 | 0 | 0 | 0 | 0 | 29.03 | 195.275 | 301.7864 | San Luis Rey-San Onofre 230 kV line constraint | Miguel 69 kV constraint | Miguel 69 kV constraint |  | 0 | 0 | 0 | 0 | 0 | 0 | 29.03 | 195.275 | 301.7864 | San Luis Rey-San Onofre 230 kV line constraint | Miguel 69 kV constraint | Miguel 69 kV constraint |  | 1 | 1 | NO | 1 | 1 | 1 | NO | 1
SDGE | Otay Mesa | 230 | 0 | 0 | 0 | 0 | 0 | 0 | 0 | 0 | 0 | 0 | 0 | 0 | 0 | 0 | 0 | 0 | 0 | 0 | 0 | 0 | 0 | 0 | 0 | 0 | 0 | 0 | 0 | 0 | 1 | 0 | 1 | 0 | 1 | 0 | 1 | 1 | 1 | 0 | 0 | 0 | 0 | 0 | 0 | 0 | 0 | 0 | 0 | 0 | 0 | 0 | 0 | 0 | 0 | 0 | 0 | 0 | 0 | 0 | 0 | 0 | 0 | 0 | 0 | 0 | 0 | 0 | 0 | 0 | 0 | 0 | 0 | 0 | 0 | 0 | 0 | 0 | 0 | 0 | 0 | 0 | 0 | 0 | 0 | 0 | 0 | 0 | 0 | 0 | 0 | 0 | 0 | 0 | 0 | 0 | 0 | 0 | 0 | 5 |  | 0 | 0 | 0 | 0 | 0 | 0 | 0 | 0 | 0 | 0 | 0 | -65 | 0 | 0 | 1 | 0 | 0 | 0 | 0 | 0 | 0 | 0 | 0 | 0 | 0 | 0 | 0 | 0 | 0 | 0 | 0 | 0 | 0 | 0 | 0 | 0 | 29.03 | 393.085 | 989.0814 | San Luis Rey-San Onofre 230 kV line constraint | San Luis Rey-San Onofre 230 kV line constraint | San Luis Rey-San Onofre 230 kV line constraint |  | 0 | 0 | 0 | 0 | 0 | 0 | 29.03 | 393.085 | 989.0814 | San Luis Rey-San Onofre 230 kV line constraint | San Luis Rey-San Onofre 230 kV line constraint | San Luis Rey-San Onofre 230 kV line constraint |  | 1 | 1 | NO | 1 | 1 | 1 | NO | 1
PG&E FRESNO | Padre Flats SW STA | 230 | 0 | 0 | 0 | 0 | 0 | 0 | 0 | 0 | 0 | 0 | 0 | 0 | 0 | 0 | 0 | 0 | 0 | 0 | 0 | 0 | 0 | 0 | 0 | 0 | 0 | 0 | 0 | 0 | 0 | 0 | 0 | 0 | 0 | 0 | 0 | 0 | 0 | 0 | 0 | 0 | 0 | 0 | 0 | 0 | 0 | 0 | 0 | 0 | 0 | 0 | 0 | 0 | 0 | 0 | 0 | 0 | 0 | 0 | 0 | 0 | 0 | 0 | 0 | 0 | 0 | 0 | 0 | 0 | 0 | 0 | 0 | 0 | 0 | 0 | 0 | 0 | 0 | 0 | 0 | 1 | 0 | 0 | 0 | 0 | 0 | 1 | 0 | 0 | 0 | 0 | 0 | 0 | 0 | 0 | 0 | 0 | 0 | 1 |  | 0 | 0 | 0 | 0 | 0 | 0 | 0 | 0 | 0 | 0 | 0 | 0 | 0 | 0 | 0 | 50 | 0 | 0 | 0 | 0 | 0 | 0 | 0 | 0 | 370 | 0 | 0 | 0 | 0 | 1 | 1 | 0 | 1 | 0 | 1 | 0 | -385.58 | -3180.532 | -2164.4302 | Gates 500/230kV TB #11 | Gates 500/230kV TB #11 | Gates 500/230kV TB #11 |  | 0 | 0 | 0 | 0 | 0 | 0 | 2125.27 | 1058.968 | 4178.5698 | Los Banos 500/230kV TB | Los Banos 500/230kV TB | Gates 500/230kV TB #11 |  | 5 | 1 | YES | 2 | 5 | 1 | YES | 2
EOP | Pahrump | 138 | 0 | 0 | 0 | 0 | 0 | 0 | 0 | 0 | 0 | 0 | 0 | 0 | 0 | 0 | 0 | 0 | 0 | 0 | 0 | 0 | 0 | 0 | 1 | 1 | 1 | 0 | 0 | 0 | 0 | 0 | 0 | 0 | 0 | 0 | 0 | 0 | 0 | 0 | 0 | 0 | 0 | 0 | 0 | 0 | 0 | 0 | 0 | 0 | 0 | 0 | 0 | 0 | 0 | 0 | 0 | 0 | 0 | 0 | 0 | 0 | 0 | 0 | 0 | 0 | 0 | 0 | 0 | 0 | 0 | 0 | 0 | 0 | 0 | 0 | 0 | 0 | 0 | 0 | 0 | 0 | 0 | 0 | 0 | 0 | 0 | 0 | 0 | 0 | 0 | 0 | 0 | 0 | 0 | 0 | 0 | 0 | 0 | 2 |  | 0 | 0 | 0 | 0 | 0 | 0 | 0 | 0 | 0 | 0 | 0 | 0 | 0 | 0 | 0 | 0 | 0 | 0 | 0 | 0 | 0 | 0 | 0 | 0 | 0 | 0 | 0 | 0 | 0 | 0 | 1 | 0 | 1 | 0 | 0 | 1 | -5797.881 | -6339.828 | -5675.751 | Lugo - Victorville area constraint | Lugo - Victorville area constraint | Lugo - Victorville area constraint |  | 0 | 0 | 0 | 0 | 0 | 0 | 876.62 | 67.08 | 709.88 | Sloan Canyon - Eldorado 500 kV constraint | Sloan Canyon - Eldorado 500 kV constraint | GLW 230kV area constraint |  | 5 | 1 | YES | 2 | 4 | 1 | YES | 2
EOP | Pahrump | 230 | 0 | 0 | 0 | 0 | 0 | 0 | 0 | 0 | 0 | 0 | 0 | 0 | 0 | 0 | 0 | 0 | 0 | 0 | 0 | 0 | 0 | 0 | 1 | 1 | 1 | 0 | 0 | 0 | 0 | 0 | 0 | 0 | 0 | 0 | 0 | 0 | 0 | 0 | 0 | 0 | 0 | 0 | 0 | 0 | 0 | 0 | 0 | 0 | 0 | 0 | 0 | 0 | 0 | 0 | 0 | 0 | 0 | 0 | 0 | 0 | 0 | 0 | 0 | 0 | 0 | 0 | 0 | 0 | 0 | 0 | 0 | 0 | 0 | 0 | 0 | 0 | 0 | 0 | 0 | 0 | 0 | 0 | 0 | 0 | 0 | 0 | 0 | 0 | 0 | 0 | 0 | 0 | 0 | 0 | 0 | 0 | 0 | 2 |  | 0 | 0 | 0 | 0 | 0 | 0 | 0 | 0 | 0 | 0 | 0 | 0 | 0 | 0 | 0 | 0 | 0 | 0 | 0 | 0 | 0 | 0 | 0 | 0 | 0 | 0 | 0 | 0 | 0 | 0 | 1 | 0 | 1 | 0 | 0 | 1 | -5797.881 | -6339.828 | -5675.751 | Lugo - Victorville area constraint | Lugo - Victorville area constraint | Lugo - Victorville area constraint |  | 0 | 0 | 0 | 0 | 0 | 0 | 876.62 | 67.08 | 709.88 | Sloan Canyon - Eldorado 500 kV constraint | Sloan Canyon - Eldorado 500 kV constraint | GLW 230kV area constraint |  | 5 | 1 | YES | 2 | 4 | 1 | YES | 2
SDGE | Pala | 69 | 0 | 0 | 0 | 0 | 0 | 0 | 0 | 0 | 0 | 0 | 0 | 0 | 0 | 0 | 0 | 0 | 0 | 0 | 0 | 0 | 0 | 0 | 0 | 0 | 0 | 1 | 0 | 0 | 1 | 0 | 1 | 0 | 1 | 1 | 0 | 0 | 0 | 1 | 0 | 0 | 0 | 0 | 0 | 0 | 0 | 0 | 0 | 0 | 0 | 0 | 0 | 0 | 0 | 0 | 0 | 0 | 0 | 0 | 0 | 0 | 0 | 0 | 0 | 0 | 0 | 0 | 0 | 0 | 0 | 0 | 0 | 0 | 0 | 0 | 0 | 0 | 0 | 0 | 0 | 0 | 0 | 0 | 0 | 0 | 0 | 0 | 0 | 0 | 0 | 0 | 0 | 0 | 0 | 0 | 0 | 0 | 0 | 3 |  | 0 | 0 | 0 | 0 | 0 | 0 | 0 | 0 | 0 | 0 | 0 | 10 | 0 | 0 | 1 | 0 | 0 | 0 | 0 | 0 | 0 | 0 | 0 | 0 | 0 | 0 | 10 | 0 | 0 | 1 | 0 | 0 | 0 | 0 | 0 | 0 | 29.03 | 164 | 284 | San Luis Rey-San Onofre 230 kV line constraint | Ocean Ranch 69 kV constraint | Ocean Ranch 69 kV constraint |  | 0 | 0 | 0 | 0 | 0 | 0 | 29.03 | 164 | 284 | San Luis Rey-San Onofre 230 kV line constraint | Ocean Ranch 69 kV constraint | Ocean Ranch 69 kV constraint |  | 1 | 1 | NO | 1 | 1 | 1 | NO | 1
PG&E NGBA | Palermo | 115 | 0 | 0 | 0 | 0 | 0 | 0 | 0 | 0 | 0 | 0 | 0 | 0 | 0 | 0 | 0 | 0 | 0 | 0 | 0 | 0 | 0 | 0 | 0 | 0 | 0 | 0 | 0 | 0 | 0 | 0 | 0 | 0 | 0 | 0 | 0 | 0 | 0 | 0 | 0 | 1 | 0 | 0 | 0 | 0 | 1 | 1 | 1 | 1 | 0 | 0 | 0 | 0 | 0 | 0 | 0 | 0 | 0 | 0 | 0 | 1 | 1 | 0 | 0 | 0 | 0 | 0 | 0 | 0 | 0 | 0 | 0 | 0 | 0 | 0 | 0 | 0 | 0 | 0 | 0 | 0 | 0 | 0 | 0 | 0 | 0 | 0 | 0 | 0 | 0 | 0 | 0 | 0 | 0 | 0 | 0 | 0 | 0 | 0 |  | 0 | 0 | 0 | 0 | 0 | 0 | 0 | 0 | 0 | 0 | 0 | 0 | 0 | 0 | 0 | 0 | 0 | 0 | 0 | 0 | 0 | 0 | 0 | 0 | 0 | 0 | 0 | 0 | 0 | 0 | 2 | 0 | 2 | 0 | 0 | 0 | -2282.29 | -1253.7212 | 85.9836 | Collinsville-Tesla 500 kV Line | Collinsville-Tesla 500 kV Line | Rocklin-Pleaseant grove 115kV line |  | 0 | 1 | 1 | 0 | 0 | 0 | -314.49 | -339.66 | 85.9836 | Tesla-Bellota 230 kV line | Bellota-Weber 230kV line | Rocklin-Pleaseant grove 115kV line |  | 5 | 5 | NO | 5 | 1 | 1 | NO | 1
PG&E NGBA | Palermo | 230 | 0 | 0 | 0 | 0 | 0 | 0 | 0 | 0 | 0 | 0 | 0 | 0 | 0 | 0 | 0 | 0 | 0 | 0 | 0 | 0 | 0 | 0 | 0 | 0 | 0 | 0 | 0 | 0 | 0 | 0 | 0 | 0 | 0 | 0 | 0 | 0 | 0 | 0 | 0 | 1 | 0 | 0 | 0 | 0 | 0 | 1 | 1 | 1 | 0 | 0 | 0 | 0 | 0 | 0 | 0 | 0 | 0 | 0 | 0 | 1 | 1 | 0 | 0 | 0 | 0 | 0 | 0 | 0 | 0 | 0 | 0 | 0 | 0 | 0 | 0 | 0 | 0 | 0 | 0 | 0 | 0 | 0 | 0 | 0 | 0 | 0 | 0 | 0 | 0 | 0 | 0 | 0 | 0 | 0 | 0 | 0 | 0 | 0 |  | 0 | 0 | 0 | 0 | 0 | 0 | 0 | 0 | 0 | 0 | 0 | 0 | 0 | 0 | 0 | 0 | 0 | 0 | 0 | 0 | 0 | 0 | 0 | 0 | 0 | 0 | 0 | 0 | 0 | 0 | 2 | 0 | 2 | 0 | 0 | 0 | -2282.29 | -1253.7212 | 263.2 | Collinsville-Tesla 500 kV Line | Collinsville-Tesla 500 kV Line | Rio Oso-Brighton 230kV line |  | 0 | 1 | 1 | 0 | 0 | 0 | -314.49 | -339.66 | 263.2 | Tesla-Bellota 230 kV line | Bellota-Weber 230kV line | Rio Oso-Brighton 230kV line |  | 5 | 5 | NO | 5 | 1 | 1 | NO | 1
SCE Eastern | Palo Verde | 500 | 0 | 0 | 0 | 0 | 0 | 0 | 0 | 0 | 0 | 0 | 0 | 0 | 0 | 0 | 0 | 0 | 0 | 1 | 0 | 0 | 0 | 1 | 0 | 0 | 1 | 0 | 0 | 0 | 0 | 0 | 0 | 0 | 0 | 0 | 0 | 0 | 0 | 0 | 0 | 0 | 0 | 0 | 0 | 0 | 0 | 0 | 0 | 0 | 0 | 0 | 0 | 0 | 0 | 0 | 0 | 0 | 0 | 0 | 0 | 0 | 0 | 0 | 0 | 0 | 0 | 0 | 0 | 0 | 0 | 0 | 0 | 0 | 0 | 0 | 0 | 0 | 0 | 0 | 0 | 0 | 0 | 0 | 0 | 0 | 0 | 0 | 0 | 0 | 0 | 0 | 0 | 0 | 0 | 0 | 0 | 0 | 0 | 2 |  | 0 | 0 | 0 | 0 | 1585 | 0 | 0 | 0 | 0 | 0 | 0 | 0 | 0 | 0 | 1 | 0 | 0 | 3000 | 0 | 4521 | 0 | 0 | 0 | 0 | 0 | 0 | 0 | 0 | 0 | 1 | 1 | 4 | 1 | 2 | 0 | 2 | -5797.881 | -6339.828 | -5675.751 | Lugo - Victorville area constraint | Lugo - Victorville area constraint | Lugo - Victorville area constraint |  | 0 | 4 | 0 | 2 | 0 | 1 | -1433.486 | -1416.858 | -915.364 | Devers-Red Bluff Constraint | Devers-Red Bluff Constraint | Devers-Red Bluff Constraint |  | 5 | 4 | YES | 4 | 4 | 4 | NO | 4
SDGE | Palomar Energy | 230 | 0 | 0 | 0 | 0 | 0 | 0 | 0 | 0 | 0 | 0 | 0 | 0 | 0 | 0 | 0 | 0 | 0 | 0 | 0 | 0 | 0 | 0 | 0 | 0 | 0 | 1 | 0 | 0 | 1 | 0 | 1 | 0 | 1 | 0 | 0 | 0 | 0 | 1 | 0 | 0 | 0 | 0 | 0 | 0 | 0 | 0 | 0 | 0 | 0 | 0 | 0 | 0 | 0 | 0 | 0 | 0 | 0 | 0 | 0 | 0 | 0 | 0 | 0 | 0 | 0 | 0 | 0 | 0 | 0 | 0 | 0 | 0 | 0 | 0 | 0 | 0 | 0 | 0 | 0 | 0 | 0 | 0 | 0 | 0 | 0 | 0 | 0 | 0 | 0 | 0 | 0 | 0 | 0 | 0 | 0 | 0 | 0 | 3 |  | 0 | 0 | 0 | 0 | 0 | 0 | 0 | 0 | 0 | 0 | 0 | 0 | 0 | 0 | 0 | 0 | 0 | 0 | 0 | 0 | 0 | 0 | 0 | 0 | 0 | 0 | 0 | 0 | 0 | 0 | 0 | 0 | 0 | 0 | 0 | 0 | 29.03 | 393.085 | 989.0814 | San Luis Rey-San Onofre 230 kV line constraint | San Luis Rey-San Onofre 230 kV line constraint | San Luis Rey-San Onofre 230 kV line constraint |  | 0 | 0 | 0 | 0 | 0 | 0 | 29.03 | 393.085 | 989.0814 | San Luis Rey-San Onofre 230 kV line constraint | San Luis Rey-San Onofre 230 kV line constraint | San Luis Rey-San Onofre 230 kV line constraint |  | 1 | 1 | NO | 1 | 1 | 1 | NO | 1
PG&E KERN | Panama | 70 | 0 | 0 | 0 | 0 | 0 | 0 | 0 | 0 | 0 | 0 | 0 | 0 | 0 | 0 | 0 | 0 | 0 | 0 | 0 | 0 | 0 | 0 | 0 | 0 | 0 | 0 | 0 | 0 | 0 | 0 | 0 | 0 | 0 | 0 | 0 | 0 | 0 | 0 | 0 | 0 | 0 | 0 | 0 | 0 | 0 | 0 | 0 | 0 | 0 | 0 | 0 | 0 | 0 | 0 | 0 | 0 | 0 | 0 | 0 | 0 | 0 | 0 | 0 | 0 | 0 | 0 | 0 | 1 | 1 | 0 | 0 | 0 | 0 | 0 | 0 | 0 | 0 | 0 | 0 | 1 | 0 | 0 | 0 | 0 | 0 | 0 | 0 | 0 | 0 | 0 | 0 | 0 | 0 | 0 | 0 | 0 | 0 | 0 |  | 0 | 0 | 0 | 0 | 0 | 0 | 0 | 0 | 0 | 0 | 0 | 0 | 0 | 0 | 0 | 0 | 0 | 0 | 0 | 0 | 0 | 0 | 0 | 0 | 0 | 0 | 0 | 0 | 0 | 0 | 1 | 0 | 1 | 0 | 1 | 0 | -385.58 | -3180.532 | -2164.4302 | Gates 500/230kV TB #11 | Gates 500/230kV TB #11 | Gates 500/230kV TB #11 |  | 0 | 0 | 0 | 0 | 0 | 0 | 7.65 | 144.11 | 266.8703 | Cal Flat-Gates 230 kV line | Cal Flat-Gates 230 kV line | Cal Flat-Gates 230 kV line |  | 5 | 1 | YES | 2 | 5 | 1 | YES | 2
PG&E FRESNO | Panoche | 115 | 0 | 0 | 0 | 0 | 0 | 0 | 0 | 0 | 0 | 0 | 0 | 0 | 0 | 0 | 0 | 0 | 0 | 0 | 0 | 0 | 0 | 0 | 0 | 0 | 0 | 0 | 0 | 0 | 0 | 0 | 0 | 0 | 0 | 0 | 0 | 0 | 0 | 0 | 0 | 0 | 0 | 0 | 0 | 0 | 0 | 1 | 0 | 0 | 0 | 0 | 0 | 0 | 0 | 0 | 0 | 0 | 0 | 0 | 0 | 0 | 0 | 0 | 0 | 0 | 0 | 0 | 0 | 0 | 0 | 0 | 0 | 0 | 0 | 0 | 0 | 0 | 0 | 0 | 1 | 1 | 1 | 1 | 1 | 0 | 0 | 1 | 0 | 1 | 0 | 0 | 0 | 0 | 0 | 0 | 0 | 0 | 0 | 1 |  | 0 | 0 | 0 | 0 | 0 | 0 | 0 | 0 | 0 | 0 | 0 | 0 | 0 | 0 | 0 | 0 | 0 | 0 | 0 | 0 | 0 | 0 | 0 | 4.4 | 130 | 0 | 0 | 0 | 0 | 1 | 2 | 0 | 4 | 0 | 2 | 0 | -385.58 | -3180.532 | -3151.403 | Gates 500/230kV TB #11 | Gates 500/230kV TB #11 | Gates 500/230kV TB #12 |  | 0 | 0 | 1 | 0 | 0 | 0 | 181.95 | -339.66 | 57.824 | Bellota-Weber 230kV line | Bellota-Weber 230kV line | Gates 230/70kV TB #5 |  | 5 | 5 | NO | 5 | 5 | 1 | YES | 2
PG&E FRESNO | Panoche | 230 | 0 | 0 | 0 | 0 | 0 | 0 | 0 | 0 | 0 | 0 | 0 | 0 | 0 | 0 | 0 | 0 | 0 | 0 | 0 | 0 | 0 | 0 | 0 | 0 | 0 | 0 | 0 | 0 | 0 | 0 | 0 | 0 | 0 | 0 | 0 | 0 | 0 | 0 | 0 | 0 | 0 | 0 | 0 | 0 | 0 | 0 | 0 | 0 | 0 | 0 | 0 | 0 | 0 | 0 | 0 | 0 | 0 | 0 | 0 | 0 | 0 | 0 | 0 | 0 | 0 | 0 | 0 | 0 | 0 | 0 | 0 | 0 | 0 | 0 | 0 | 0 | 0 | 0 | 1 | 1 | 0 | 1 | 0 | 0 | 0 | 1 | 0 | 0 | 0 | 0 | 0 | 0 | 0 | 0 | 0 | 0 | 0 | 1 |  | 0 | 0 | 0 | 0 | 0 | 0 | 0 | 0 | 0 | 0 | 0 | 0 | 0 | 0 | 0 | 0 | 0 | 0 | 0 | 0 | 0 | 0 | 0 | 0 | 0 | 0 | 0 | 0 | 0 | 0 | 2 | 0 | 3 | 0 | 2 | 0 | -385.58 | -3180.532 | -3151.403 | Gates 500/230kV TB #11 | Gates 500/230kV TB #11 | Gates 500/230kV TB #12 |  | 0 | 0 | 0 | 0 | 0 | 0 | 2125.27 | 1058.968 | 1732.5466 | Los Banos 500/230kV TB | Los Banos 500/230kV TB | Tranquility-Helm 230kV Line |  | 5 | 1 | YES | 2 | 5 | 1 | YES | 2
SCE Northern | Pardee | 230 | 0 | 0 | 1 | 0 | 0 | 0 | 0 | 0 | 0 | 0 | 0 | 0 | 0 | 0 | 0 | 0 | 0 | 0 | 0 | 0 | 0 | 0 | 0 | 0 | 1 | 0 | 0 | 0 | 0 | 0 | 0 | 0 | 0 | 0 | 0 | 0 | 0 | 0 | 0 | 0 | 0 | 0 | 0 | 0 | 0 | 0 | 0 | 0 | 0 | 0 | 0 | 0 | 0 | 0 | 0 | 0 | 0 | 0 | 0 | 0 | 0 | 0 | 0 | 0 | 0 | 0 | 0 | 0 | 0 | 0 | 0 | 0 | 0 | 0 | 0 | 0 | 0 | 0 | 0 | 0 | 0 | 0 | 0 | 0 | 0 | 0 | 0 | 0 | 0 | 0 | 0 | 0 | 0 | 0 | 0 | 0 | 0 | 0 |  | 0 | 0 | 0 | 0 | 0 | 0 | 0 | 0 | 0 | 0 | 0 | 80 | 0 | 0 | 1 | 0 | 0 | 0 | 0 | 0 | 0 | 0 | 0 | 0 | 192 | 0 | 95 | 0 | 0 | 1 | 1 | 0 | 1 | 0 | 0 | 1 | -5797.881 | -6339.828 | -5675.751 | Lugo - Victorville area constraint | Lugo - Victorville area constraint | Lugo - Victorville area constraint |  | 0 | 0 | 0 | 0 | 0 | 0 | 1002.119 | 460.172 | 1124.249 | Lugo - Victorville area constraint | Lugo - Victorville area constraint | Lugo - Victorville area constraint |  | 5 | 1 | YES | 2 | 4 | 1 | YES | 2
PG&E NGBA | Parkway | 230 | 0 | 0 | 0 | 0 | 0 | 0 | 0 | 0 | 0 | 0 | 0 | 0 | 0 | 0 | 0 | 0 | 0 | 0 | 0 | 0 | 0 | 0 | 0 | 0 | 0 | 0 | 0 | 0 | 0 | 0 | 0 | 0 | 0 | 0 | 0 | 0 | 0 | 0 | 0 | 1 | 0 | 0 | 0 | 0 | 0 | 0 | 0 | 0 | 0 | 0 | 0 | 0 | 0 | 0 | 0 | 1 | 0 | 0 | 0 | 0 | 0 | 0 | 0 | 0 | 0 | 0 | 1 | 0 | 0 | 0 | 0 | 0 | 0 | 0 | 0 | 0 | 0 | 0 | 0 | 0 | 0 | 0 | 0 | 0 | 0 | 0 | 0 | 0 | 0 | 0 | 0 | 0 | 0 | 0 | 0 | 0 | 0 | 0 |  | 0 | 0 | 0 | 0 | 0 | 0 | 0 | 0 | 0 | 0 | 0 | 0 | 0 | 0 | 0 | 0 | 0 | 0 | 0 | 0 | 0 | 0 | 0 | 0 | 0 | 0 | 0 | 0 | 0 | 0 | 2 | 0 | 1 | 0 | 0 | 0 | -2282.29 | -1253.7212 | 335.9726 | Collinsville-Tesla 500 kV Line | Collinsville-Tesla 500 kV Line | Birds Landing-Contra Costa 230kV Line |  | 0 | 0 | 0 | 0 | 0 | 0 | 857.21 | 1776.2038 | 335.9726 | Tesla-Tracy-Pump 230 kV line #2 | Birds Landing-Contra Costa 230kV Line | Birds Landing-Contra Costa 230kV Line |  | 5 | 1 | YES | 2 | 1 | 1 | NO | 1
SCE Northern | Pastoria | 230 | 0 | 0 | 1 | 0 | 0 | 0 | 1 | 0 | 0 | 0 | 0 | 0 | 0 | 0 | 0 | 0 | 0 | 0 | 0 | 0 | 0 | 0 | 0 | 0 | 1 | 0 | 0 | 0 | 0 | 0 | 0 | 0 | 0 | 0 | 0 | 0 | 0 | 0 | 0 | 0 | 0 | 0 | 0 | 0 | 0 | 0 | 0 | 0 | 0 | 0 | 0 | 0 | 0 | 0 | 0 | 0 | 0 | 0 | 0 | 0 | 0 | 0 | 0 | 0 | 0 | 0 | 0 | 0 | 0 | 0 | 0 | 0 | 0 | 0 | 0 | 0 | 0 | 0 | 0 | 0 | 0 | 0 | 0 | 0 | 0 | 0 | 0 | 0 | 0 | 0 | 0 | 0 | 0 | 0 | 0 | 0 | 0 | 0 |  | 0 | 0 | 0 | 0 | 0 | 0 | 0 | 0 | 0 | 0 | 0 | 0 | 0 | 0 | 0 | 0 | 0 | 0 | 0 | 0 | 0 | 0 | 0 | 0 | 0 | 105 | 80 | 0 | 0 | 1 | 1 | 0 | 1 | 0 | 0 | 1 | -5797.881 | -6339.828 | -5675.751 | Lugo - Victorville area constraint | Lugo - Victorville area constraint | Lugo - Victorville area constraint |  | 0 | 0 | 0 | 0 | 0 | 0 | 163.98 | 16.3 | 1124.249 | South of Magunden Constraint | South of Magunden Constraint | Lugo - Victorville area constraint |  | 5 | 1 | YES | 2 | 4 | 1 | YES | 2
SCE Metro | Pauda | 230 | 0 | 0 | 0 | 0 | 0 | 0 | 0 | 0 | 0 | 1 | 0 | 0 | 0 | 0 | 0 | 0 | 0 | 0 | 0 | 0 | 0 | 0 | 0 | 0 | 0 | 0 | 0 | 0 | 0 | 0 | 0 | 0 | 0 | 0 | 0 | 0 | 0 | 0 | 0 | 0 | 0 | 0 | 0 | 0 | 0 | 0 | 0 | 0 | 0 | 0 | 0 | 0 | 0 | 0 | 0 | 0 | 0 | 0 | 0 | 0 | 0 | 0 | 0 | 0 | 0 | 0 | 0 | 0 | 0 | 0 | 0 | 0 | 0 | 0 | 0 | 0 | 0 | 0 | 0 | 0 | 0 | 0 | 0 | 0 | 0 | 0 | 0 | 0 | 0 | 0 | 0 | 0 | 0 | 0 | 0 | 0 | 0 | 0 |  | 0 | 0 | 0 | 0 | 0 | 0 | 0 | 0 | 0 | 0 | 0 | 120 | 0 | 0 | 1 | 0 | 0 | 0 | 0 | 0 | 0 | 0 | 0 | 0 | 0 | 0 | 120 | 200 | 0 | 1 | 0 | 0 | 0 | 0 | 0 | 0 | 2097.6988 | 6824.058 | 19009.2611 | SCE Metro Area Default Constraint | SCE Metro Area Default Constraint | SCE Metro Area Default Constraint |  | 0 | 0 | 0 | 0 | 0 | 0 | 2097.6988 | 6824.058 | 19009.2611 | SCE Metro Area Default Constraint | SCE Metro Area Default Constraint | SCE Metro Area Default Constraint |  | 1 | 1 | NO | 1 | 1 | 1 | NO | 1
PG&E GBA | Paul Sweet | 115 | 0 | 0 | 0 | 0 | 0 | 0 | 0 | 0 | 0 | 0 | 0 | 0 | 0 | 0 | 0 | 0 | 0 | 0 | 0 | 0 | 0 | 0 | 0 | 0 | 0 | 0 | 0 | 0 | 0 | 0 | 0 | 0 | 0 | 0 | 0 | 0 | 0 | 0 | 0 | 0 | 0 | 0 | 0 | 0 | 0 | 0 | 0 | 0 | 0 | 0 | 0 | 0 | 0 | 0 | 0 | 0 | 0 | 0 | 0 | 0 | 0 | 0 | 0 | 0 | 1 | 0 | 0 | 0 | 0 | 0 | 0 | 0 | 0 | 0 | 0 | 0 | 0 | 0 | 0 | 0 | 0 | 0 | 0 | 0 | 0 | 0 | 0 | 0 | 0 | 0 | 0 | 0 | 0 | 0 | 0 | 0 | 0 | 0 |  | 0 | 0 | 0 | 0 | 0 | 0 | 0 | 0 | 0 | 0 | 0 | 0 | 0 | 0 | 0 | 0 | 0 | 0 | 0 | 0 | 0 | 0 | 0 | 0 | 0 | 0 | 0 | 0 | 0 | 0 | 0 | 0 | 0 | 0 | 0 | 0 | 302 | 351.6 | 172.2 | Morganhill-Metcalf 115kV Line | Morganhill-Metcalf 115kV Line | Morganhill-Metcalf 115kV Line |  | 0 | 0 | 0 | 0 | 0 | 0 | 302 | 351.6 | 172.2 | Morganhill-Metcalf 115kV Line | Morganhill-Metcalf 115kV Line | Morganhill-Metcalf 115kV Line |  | 1 | 1 | NO | 1 | 1 | 1 | NO | 1
PG&E NGBA | Peabody | 230 | 0 | 0 | 0 | 0 | 0 | 0 | 0 | 0 | 0 | 0 | 0 | 0 | 0 | 0 | 0 | 0 | 0 | 0 | 0 | 0 | 0 | 0 | 0 | 0 | 0 | 0 | 0 | 0 | 0 | 0 | 0 | 0 | 0 | 0 | 0 | 0 | 0 | 0 | 0 | 1 | 0 | 0 | 0 | 0 | 0 | 0 | 0 | 0 | 0 | 0 | 0 | 0 | 0 | 1 | 1 | 1 | 0 | 0 | 0 | 0 | 0 | 0 | 0 | 0 | 0 | 1 | 1 | 0 | 0 | 0 | 0 | 0 | 0 | 0 | 0 | 0 | 0 | 0 | 0 | 0 | 0 | 0 | 0 | 0 | 0 | 0 | 0 | 0 | 0 | 0 | 0 | 0 | 0 | 0 | 0 | 0 | 0 | 0 |  | 0 | 0 | 0 | 0 | 0 | 0 | 0 | 0 | 0 | 0 | 0 | 0 | 0 | 0 | 0 | 0 | 0 | 0 | 0 | 0 | 0 | 0 | 0 | 0 | 0 | 0 | 0 | 0 | 0 | 0 | 3 | 0 | 1 | 0 | 0 | 0 | -2282.29 | -1253.7212 | 335.9726 | Collinsville-Tesla 500 kV Line | Collinsville-Tesla 500 kV Line | Birds Landing-Contra Costa 230kV Line |  | 0 | 0 | 0 | 0 | 0 | 0 | 661.81 | 932.2038 | 335.9726 | Contra Costa- Windmaster 230 kV line | Contra Costa- Windmaster 230 kV line | Birds Landing-Contra Costa 230kV Line |  | 5 | 1 | YES | 2 | 1 | 1 | NO | 1
PG&E NGBA | Pease | 115 | 0 | 0 | 0 | 0 | 0 | 0 | 0 | 0 | 0 | 0 | 0 | 0 | 0 | 0 | 0 | 0 | 0 | 0 | 0 | 0 | 0 | 0 | 0 | 0 | 0 | 0 | 0 | 0 | 0 | 0 | 0 | 0 | 0 | 0 | 0 | 0 | 0 | 0 | 0 | 1 | 0 | 0 | 0 | 0 | 1 | 1 | 1 | 1 | 0 | 0 | 0 | 0 | 0 | 0 | 0 | 0 | 0 | 0 | 0 | 1 | 1 | 0 | 0 | 0 | 0 | 0 | 0 | 0 | 0 | 0 | 0 | 0 | 0 | 0 | 0 | 0 | 0 | 0 | 0 | 0 | 0 | 0 | 0 | 0 | 0 | 0 | 0 | 0 | 0 | 0 | 0 | 0 | 0 | 0 | 0 | 0 | 0 | 0 |  | 0 | 0 | 0 | 0 | 0 | 0 | 0 | 0 | 0 | 0 | 0 | 0 | 0 | 0 | 0 | 0 | 0 | 0 | 0 | 0 | 0 | 0 | 0 | 0 | 0 | 0 | 0 | 0 | 0 | 0 | 2 | 0 | 2 | 0 | 0 | 0 | -2282.29 | -1253.7212 | 85.9836 | Collinsville-Tesla 500 kV Line | Collinsville-Tesla 500 kV Line | Rocklin-Pleaseant grove 115kV line |  | 0 | 1 | 1 | 0 | 0 | 0 | -314.49 | -339.66 | 85.9836 | Tesla-Bellota 230 kV line | Bellota-Weber 230kV line | Rocklin-Pleaseant grove 115kV line |  | 5 | 5 | NO | 5 | 1 | 1 | NO | 1
PG&E NGBA | Pease | 60 | 0 | 0 | 0 | 0 | 0 | 0 | 0 | 0 | 0 | 0 | 0 | 0 | 0 | 0 | 0 | 0 | 0 | 0 | 0 | 0 | 0 | 0 | 0 | 0 | 0 | 0 | 0 | 0 | 0 | 0 | 0 | 0 | 0 | 0 | 0 | 0 | 0 | 0 | 0 | 1 | 0 | 0 | 0 | 0 | 1 | 1 | 1 | 1 | 0 | 0 | 0 | 0 | 0 | 0 | 0 | 0 | 0 | 0 | 0 | 1 | 1 | 0 | 0 | 0 | 0 | 0 | 0 | 0 | 0 | 0 | 0 | 0 | 0 | 0 | 0 | 0 | 0 | 0 | 0 | 0 | 0 | 0 | 0 | 0 | 0 | 0 | 0 | 0 | 0 | 0 | 0 | 0 | 0 | 0 | 0 | 0 | 0 | 0 |  | 0 | 0 | 0 | 0 | 0 | 0 | 0 | 0 | 0 | 0 | 0 | 0 | 0 | 0 | 0 | 0 | 0 | 0 | 0 | 0 | 0 | 0 | 0 | 0 | 0 | 0 | 0 | 0 | 0 | 0 | 2 | 0 | 2 | 0 | 0 | 0 | -2282.29 | -1253.7212 | 85.9836 | Collinsville-Tesla 500 kV Line | Collinsville-Tesla 500 kV Line | Rocklin-Pleaseant grove 115kV line |  | 0 | 1 | 1 | 0 | 0 | 0 | -314.49 | -339.66 | 85.9836 | Tesla-Bellota 230 kV line | Bellota-Weber 230kV line | Rocklin-Pleaseant grove 115kV line |  | 5 | 5 | NO | 5 | 1 | 1 | NO | 1
SDGE | Penasquitos | 138 | 0 | 0 | 0 | 0 | 0 | 0 | 0 | 0 | 0 | 0 | 0 | 0 | 0 | 0 | 0 | 0 | 0 | 0 | 0 | 0 | 0 | 0 | 0 | 0 | 0 | 0 | 0 | 0 | 0 | 0 | 1 | 0 | 1 | 0 | 0 | 0 | 0 | 0 | 0 | 0 | 0 | 0 | 0 | 0 | 0 | 0 | 0 | 0 | 0 | 0 | 0 | 0 | 0 | 0 | 0 | 0 | 0 | 0 | 0 | 0 | 0 | 0 | 0 | 0 | 0 | 0 | 0 | 0 | 0 | 0 | 0 | 0 | 0 | 0 | 0 | 0 | 0 | 0 | 0 | 0 | 0 | 0 | 0 | 0 | 0 | 0 | 0 | 0 | 0 | 0 | 0 | 0 | 0 | 0 | 0 | 0 | 0 | 2 |  | 0 | 0 | 0 | 0 | 0 | 0 | 0 | 0 | 0 | 0 | 0 | 0 | 0 | 0 | 0 | 0 | 0 | 0 | 0 | 0 | 0 | 0 | 0 | 0 | 0 | 0 | 0 | 0 | 0 | 0 | 0 | 0 | 0 | 0 | 0 | 0 | 29.03 | 393.085 | 989.0814 | San Luis Rey-San Onofre 230 kV line constraint | San Luis Rey-San Onofre 230 kV line constraint | San Luis Rey-San Onofre 230 kV line constraint |  | 0 | 0 | 0 | 0 | 0 | 0 | 29.03 | 393.085 | 989.0814 | San Luis Rey-San Onofre 230 kV line constraint | San Luis Rey-San Onofre 230 kV line constraint | San Luis Rey-San Onofre 230 kV line constraint |  | 1 | 1 | NO | 1 | 1 | 1 | NO | 1
SDGE | Penasquitos | 230 | 0 | 0 | 0 | 0 | 0 | 0 | 0 | 0 | 0 | 0 | 0 | 0 | 0 | 0 | 0 | 0 | 0 | 0 | 0 | 0 | 0 | 0 | 0 | 0 | 0 | 0 | 0 | 0 | 0 | 0 | 1 | 0 | 1 | 0 | 0 | 0 | 0 | 0 | 0 | 0 | 0 | 0 | 0 | 0 | 0 | 0 | 0 | 0 | 0 | 0 | 0 | 0 | 0 | 0 | 0 | 0 | 0 | 0 | 0 | 0 | 0 | 0 | 0 | 0 | 0 | 0 | 0 | 0 | 0 | 0 | 0 | 0 | 0 | 0 | 0 | 0 | 0 | 0 | 0 | 0 | 0 | 0 | 0 | 0 | 0 | 0 | 0 | 0 | 0 | 0 | 0 | 0 | 0 | 0 | 0 | 0 | 0 | 2 |  | 0 | 0 | 0 | 0 | 0 | 0 | 0 | 0 | 0 | 0 | 0 | 0 | 0 | 0 | 0 | 0 | 0 | 0 | 0 | 0 | 0 | 0 | 0 | 0 | 0 | 0 | 0 | 0 | 0 | 0 | 0 | 0 | 0 | 0 | 0 | 0 | 29.03 | 393.085 | 989.0814 | San Luis Rey-San Onofre 230 kV line constraint | San Luis Rey-San Onofre 230 kV line constraint | San Luis Rey-San Onofre 230 kV line constraint |  | 0 | 0 | 0 | 0 | 0 | 0 | 29.03 | 393.085 | 989.0814 | San Luis Rey-San Onofre 230 kV line constraint | San Luis Rey-San Onofre 230 kV line constraint | San Luis Rey-San Onofre 230 kV line constraint |  | 1 | 1 | NO | 1 | 1 | 1 | NO | 1
SDGE | Penasquitos | 69 | 0 | 0 | 0 | 0 | 0 | 0 | 0 | 0 | 0 | 0 | 0 | 0 | 0 | 0 | 0 | 0 | 0 | 0 | 0 | 0 | 0 | 0 | 0 | 0 | 0 | 0 | 0 | 0 | 0 | 0 | 1 | 0 | 1 | 0 | 0 | 0 | 0 | 0 | 0 | 0 | 0 | 0 | 0 | 0 | 0 | 0 | 0 | 0 | 0 | 0 | 0 | 0 | 0 | 0 | 0 | 0 | 0 | 0 | 0 | 0 | 0 | 0 | 0 | 0 | 0 | 0 | 0 | 0 | 0 | 0 | 0 | 0 | 0 | 0 | 0 | 0 | 0 | 0 | 0 | 0 | 0 | 0 | 0 | 0 | 0 | 0 | 0 | 0 | 0 | 0 | 0 | 0 | 0 | 0 | 0 | 0 | 0 | 2 |  | 0 | 0 | 0 | 0 | 0 | 0 | 0 | 0 | 0 | 0 | 0 | 0 | 0 | 0 | 0 | 0 | 0 | 0 | 0 | 0 | 0 | 0 | 0 | 0 | 0 | 0 | 0 | 0 | 0 | 0 | 0 | 0 | 0 | 0 | 0 | 0 | 29.03 | 393.085 | 989.0814 | San Luis Rey-San Onofre 230 kV line constraint | San Luis Rey-San Onofre 230 kV line constraint | San Luis Rey-San Onofre 230 kV line constraint |  | 0 | 0 | 0 | 0 | 0 | 0 | 29.03 | 393.085 | 989.0814 | San Luis Rey-San Onofre 230 kV line constraint | San Luis Rey-San Onofre 230 kV line constraint | San Luis Rey-San Onofre 230 kV line constraint |  | 1 | 1 | NO | 1 | 1 | 1 | NO | 1
SDGE | Pendleton | 69 | 0 | 0 | 0 | 0 | 0 | 0 | 0 | 0 | 0 | 0 | 0 | 0 | 0 | 0 | 0 | 0 | 0 | 0 | 0 | 0 | 0 | 0 | 0 | 0 | 0 | 1 | 0 | 0 | 0 | 0 | 0 | 0 | 1 | 1 | 0 | 0 | 0 | 1 | 0 | 0 | 0 | 0 | 0 | 0 | 0 | 0 | 0 | 0 | 0 | 0 | 0 | 0 | 0 | 0 | 0 | 0 | 0 | 0 | 0 | 0 | 0 | 0 | 0 | 0 | 0 | 0 | 0 | 0 | 0 | 0 | 0 | 0 | 0 | 0 | 0 | 0 | 0 | 0 | 0 | 0 | 0 | 0 | 0 | 0 | 0 | 0 | 0 | 0 | 0 | 0 | 0 | 0 | 0 | 0 | 0 | 0 | 0 | 1 |  | 0 | 0 | 0 | 0 | 0 | 0 | 0 | 0 | 0 | 0 | 0 | 0 | 0 | 0 | 0 | 0 | 0 | 0 | 0 | 0 | 0 | 0 | 0 | 0 | 0 | 0 | 0 | 50 | 0 | 1 | 0 | 0 | 0 | 0 | 0 | 0 | 29.03 | 164 | 284 | San Luis Rey-San Onofre 230 kV line constraint | Ocean Ranch 69 kV constraint | Ocean Ranch 69 kV constraint |  | 0 | 0 | 0 | 0 | 0 | 0 | 29.03 | 164 | 284 | San Luis Rey-San Onofre 230 kV line constraint | Ocean Ranch 69 kV constraint | Ocean Ranch 69 kV constraint |  | 1 | 1 | NO | 1 | 1 | 1 | NO | 1
PG&E NGBA | Penngrove | 115 | 0 | 0 | 0 | 0 | 0 | 0 | 0 | 0 | 0 | 0 | 0 | 0 | 0 | 0 | 0 | 0 | 0 | 0 | 0 | 0 | 0 | 0 | 0 | 0 | 0 | 0 | 0 | 0 | 0 | 0 | 0 | 0 | 0 | 0 | 0 | 0 | 0 | 0 | 0 | 1 | 0 | 0 | 0 | 0 | 0 | 0 | 0 | 0 | 0 | 0 | 0 | 0 | 1 | 0 | 0 | 0 | 0 | 0 | 0 | 0 | 0 | 0 | 0 | 0 | 0 | 0 | 1 | 0 | 0 | 0 | 0 | 0 | 0 | 0 | 0 | 0 | 0 | 0 | 0 | 0 | 0 | 0 | 0 | 0 | 0 | 0 | 0 | 0 | 0 | 0 | 0 | 0 | 0 | 0 | 0 | 0 | 0 | 1 |  | 0 | 0 | 0 | 0 | 0 | 0 | 0 | 0 | 0 | 0 | 0 | 0 | 0 | 0 | 0 | 0 | 0 | 0 | 0 | 0 | 0 | 0 | 0 | 0 | 0 | 0 | 0 | 0 | 0 | 0 | 2 | 0 | 1 | 0 | 0 | 0 | -2282.29 | -1253.7212 | 335.9726 | Collinsville-Tesla 500 kV Line | Collinsville-Tesla 500 kV Line | Birds Landing-Contra Costa 230kV Line |  | 0 | 0 | 0 | 0 | 0 | 0 | 1505.81 | 1776.2038 | 335.9726 | Birds Landing-Contra Costa 230kV Line | Birds Landing-Contra Costa 230kV Line | Birds Landing-Contra Costa 230kV Line |  | 5 | 1 | YES | 2 | 1 | 1 | NO | 1
PG&E GBA | Peoria | 115 | 0 | 0 | 0 | 0 | 0 | 0 | 0 | 0 | 0 | 0 | 0 | 0 | 0 | 0 | 0 | 0 | 0 | 0 | 0 | 0 | 0 | 0 | 0 | 0 | 0 | 0 | 0 | 0 | 0 | 0 | 0 | 0 | 0 | 0 | 0 | 0 | 0 | 0 | 0 | 0 | 0 | 0 | 0 | 0 | 0 | 1 | 0 | 0 | 0 | 0 | 0 | 0 | 0 | 0 | 0 | 1 | 0 | 1 | 0 | 1 | 0 | 0 | 0 | 0 | 0 | 1 | 0 | 0 | 0 | 0 | 0 | 0 | 0 | 0 | 0 | 0 | 0 | 0 | 0 | 0 | 0 | 0 | 0 | 0 | 0 | 0 | 0 | 0 | 0 | 0 | 0 | 0 | 0 | 0 | 0 | 0 | 0 | 0 |  | 0 | 0 | 0 | 0 | 0 | 0 | 0 | 0 | 0 | 0 | 0 | 10 | 0 | 0 | 1 | 0 | 0 | 0 | 0 | 0 | 0 | 0 | 0 | 0 | 0 | 0 | 10 | 0 | 0 | 1 | 1 | 0 | 1 | 0 | 0 | 0 | -614.49 | -339.66 | 672.109 | Tesla-Bellota 230 kV line | Bellota-Weber 230kV line | Kasson Jct-Heinz 115 kV line |  | 0 | 1 | 1 | 0 | 0 | 0 | -314.49 | -339.66 | 672.109 | Tesla-Bellota 230 kV line | Bellota-Weber 230kV line | Kasson Jct-Heinz 115 kV line |  | 5 | 5 | NO | 5 | 1 | 1 | NO | 1
PG&E GBA | Piercy | 115 | 0 | 0 | 0 | 0 | 0 | 0 | 0 | 0 | 0 | 0 | 0 | 0 | 0 | 0 | 0 | 0 | 0 | 0 | 0 | 0 | 0 | 0 | 0 | 0 | 0 | 0 | 0 | 0 | 0 | 0 | 0 | 0 | 0 | 0 | 0 | 0 | 0 | 0 | 0 | 0 | 0 | 0 | 0 | 0 | 0 | 0 | 0 | 0 | 0 | 0 | 0 | 0 | 0 | 0 | 0 | 1 | 0 | 0 | 0 | 1 | 0 | 0 | 0 | 0 | 0 | 0 | 0 | 0 | 0 | 0 | 0 | 0 | 0 | 0 | 0 | 0 | 0 | 0 | 0 | 0 | 0 | 0 | 0 | 0 | 0 | 0 | 0 | 0 | 0 | 0 | 0 | 0 | 0 | 0 | 0 | 0 | 0 | 0 |  | 0 | 0 | 0 | 0 | 0 | 0 | 0 | 0 | 0 | 0 | 0 | 0 | 0 | 0 | 0 | 0 | 0 | 0 | 0 | 0 | 0 | 0 | 0 | 0 | 0 | 0 | 0 | 0 | 0 | 0 | 1 | 0 | 0 | 0 | 0 | 0 | -614.49 | 1147.6438 | 1144.2952 | Tesla-Bellota 230 kV line | Tesla-Bellota 230 kV line | Tesla-Bellota 230 kV line |  | 0 | 1 | 0 | 0 | 0 | 0 | -314.49 | 1447.6438 | 1144.2952 | Tesla-Bellota 230 kV line | Tesla-Bellota 230 kV line | Tesla-Bellota 230 kV line |  | 5 | 4 | YES | 4 | 1 | 1 | NO | 1
PG&E FRESNO | Pine Flat | 230 | 0 | 0 | 0 | 0 | 0 | 0 | 0 | 0 | 0 | 0 | 0 | 0 | 0 | 0 | 0 | 0 | 0 | 0 | 0 | 0 | 0 | 0 | 0 | 0 | 0 | 0 | 0 | 0 | 0 | 0 | 0 | 0 | 0 | 0 | 0 | 0 | 0 | 0 | 0 | 0 | 0 | 0 | 0 | 0 | 0 | 1 | 0 | 0 | 0 | 0 | 0 | 0 | 0 | 0 | 0 | 0 | 0 | 0 | 0 | 0 | 0 | 0 | 0 | 0 | 0 | 0 | 0 | 0 | 0 | 0 | 0 | 0 | 0 | 0 | 0 | 0 | 0 | 0 | 1 | 1 | 0 | 1 | 0 | 0 | 0 | 1 | 0 | 0 | 0 | 1 | 0 | 0 | 0 | 0 | 0 | 0 | 0 | 1 |  | 0 | 0 | 0 | 0 | 0 | 0 | 0 | 0 | 0 | 0 | 0 | 0 | 0 | 0 | 0 | 0 | 0 | 0 | 0 | 0 | 0 | 0 | 0 | 0 | 225 | 0 | 0 | 0 | 0 | 1 | 3 | 0 | 5 | 0 | 3 | 0 | -628.35 | -3180.532 | -3151.403 | Borden-Storey #1 230kV line | Gates 500/230kV TB #11 | Gates 500/230kV TB #12 |  | 0 | 0 | 1 | 0 | 0 | 0 | 181.95 | -339.66 | 1052.6198 | Bellota-Weber 230kV line | Bellota-Weber 230kV line | Bellota-Weber 230kV line |  | 5 | 5 | NO | 5 | 5 | 1 | YES | 2
SCE NOL | Pisgah | 230 | 0 | 0 | 0 | 0 | 0 | 0 | 0 | 0 | 0 | 0 | 0 | 0 | 0 | 1 | 1 | 0 | 0 | 0 | 0 | 0 | 0 | 0 | 0 | 0 | 0 | 0 | 0 | 0 | 0 | 0 | 0 | 0 | 0 | 0 | 0 | 0 | 0 | 0 | 0 | 0 | 0 | 0 | 0 | 0 | 0 | 0 | 0 | 0 | 0 | 0 | 0 | 0 | 0 | 0 | 0 | 0 | 0 | 0 | 0 | 0 | 0 | 0 | 0 | 0 | 0 | 0 | 0 | 0 | 0 | 0 | 0 | 0 | 0 | 0 | 0 | 0 | 0 | 0 | 0 | 0 | 0 | 0 | 0 | 0 | 0 | 0 | 0 | 0 | 0 | 0 | 0 | 0 | 0 | 0 | 0 | 0 | 0 | 1 |  | 0 | 0 | 0 | 0 | 0 | 0 | 0 | 0 | 0 | 0 | 0 | 0 | 0 | 0 | 0 | 0 | 0 | 0 | 0 | 0 | 0 | 0 | 0 | 0 | 0 | 0 | 0 | 0 | 0 | 0 | 0 | 0 | 0 | 0 | 0 | 0 | 169.82 | 212.2 | 470.38 | Lugo Transformer Area Constraint | Calcite to Lugo Area Constraint | Calcite to Lugo Area Constraint |  | 0 | 0 | 0 | 0 | 0 | 0 | 169.82 | 212.2 | 470.38 | Lugo Transformer Area Constraint | Calcite to Lugo Area Constraint | Calcite to Lugo Area Constraint |  | 1 | 1 | NO | 1 | 1 | 1 | NO | 1
PG&E NGBA | Pit 1 | 230 | 0 | 0 | 0 | 0 | 0 | 0 | 0 | 0 | 0 | 0 | 0 | 0 | 0 | 0 | 0 | 0 | 0 | 0 | 0 | 0 | 0 | 0 | 0 | 0 | 0 | 0 | 0 | 0 | 0 | 0 | 0 | 0 | 0 | 0 | 0 | 0 | 0 | 0 | 0 | 1 | 0 | 0 | 0 | 1 | 0 | 0 | 0 | 0 | 0 | 0 | 0 | 0 | 0 | 0 | 0 | 0 | 0 | 0 | 0 | 0 | 0 | 0 | 0 | 0 | 0 | 0 | 0 | 0 | 0 | 0 | 0 | 0 | 0 | 0 | 0 | 0 | 0 | 0 | 0 | 0 | 0 | 0 | 0 | 0 | 0 | 0 | 0 | 0 | 0 | 0 | 0 | 0 | 0 | 0 | 0 | 0 | 0 | 0 |  | 0 | 0 | 0 | 0 | 0 | 0 | 0 | 0 | 0 | 0 | 0 | 0 | 0 | 0 | 0 | 0 | 0 | 0 | 0 | 0 | 0 | 0 | 0 | 0 | 0 | 0 | 0 | 0 | 0 | 0 | 2 | 0 | 2 | 0 | 0 | 1 | -2282.29 | -1253.7212 | -25 | Collinsville-Tesla 500 kV Line | Collinsville-Tesla 500 kV Line | Carberry-Round Mountain 230kV Line |  | 1 | 0 | 1 | 0 | 0 | 1 | -25 | -25 | -25 | Carberry-Round Mountain 230kV Line | Carberry-Round Mountain 230kV Line | Carberry-Round Mountain 230kV Line |  | 5 | 5 | NO | 5 | 3 | 3 | NO | 3
PG&E NGBA | Pit 1 | 60 | 0 | 0 | 0 | 0 | 0 | 0 | 0 | 0 | 0 | 0 | 0 | 0 | 0 | 0 | 0 | 0 | 0 | 0 | 0 | 0 | 0 | 0 | 0 | 0 | 0 | 0 | 0 | 0 | 0 | 0 | 0 | 0 | 0 | 0 | 0 | 0 | 0 | 0 | 0 | 1 | 0 | 0 | 0 | 1 | 0 | 0 | 0 | 0 | 0 | 0 | 0 | 0 | 0 | 0 | 0 | 0 | 0 | 0 | 0 | 0 | 0 | 0 | 0 | 0 | 0 | 0 | 0 | 0 | 0 | 0 | 0 | 0 | 0 | 0 | 0 | 0 | 0 | 0 | 0 | 0 | 0 | 0 | 0 | 0 | 0 | 0 | 0 | 0 | 0 | 0 | 0 | 0 | 0 | 0 | 0 | 0 | 0 | 0 |  | 0 | 0 | 0 | 0 | 0 | 0 | 0 | 0 | 0 | 0 | 0 | 0 | 0 | 0 | 0 | 0 | 0 | 0 | 0 | 0 | 0 | 0 | 0 | 0 | 0 | 0 | 0 | 0 | 0 | 0 | 2 | 0 | 2 | 0 | 0 | 1 | -2282.29 | -1253.7212 | -25 | Collinsville-Tesla 500 kV Line | Collinsville-Tesla 500 kV Line | Carberry-Round Mountain 230kV Line |  | 1 | 0 | 1 | 0 | 0 | 1 | -25 | -25 | -25 | Carberry-Round Mountain 230kV Line | Carberry-Round Mountain 230kV Line | Carberry-Round Mountain 230kV Line |  | 5 | 5 | NO | 5 | 3 | 3 | NO | 3
PG&E NGBA | Pit 3 | 230 | 0 | 0 | 0 | 0 | 0 | 0 | 0 | 0 | 0 | 0 | 0 | 0 | 0 | 0 | 0 | 0 | 0 | 0 | 0 | 0 | 0 | 0 | 0 | 0 | 0 | 0 | 0 | 0 | 0 | 0 | 0 | 0 | 0 | 0 | 0 | 0 | 0 | 0 | 0 | 1 | 0 | 0 | 0 | 1 | 0 | 0 | 0 | 0 | 0 | 0 | 0 | 0 | 0 | 0 | 0 | 0 | 0 | 0 | 0 | 0 | 0 | 0 | 0 | 0 | 0 | 0 | 0 | 0 | 0 | 0 | 0 | 0 | 0 | 0 | 0 | 0 | 0 | 0 | 0 | 0 | 0 | 0 | 0 | 0 | 0 | 0 | 0 | 0 | 0 | 0 | 0 | 0 | 0 | 0 | 0 | 0 | 0 | 0 |  | 0 | 0 | 0 | 0 | 0 | 0 | 0 | 0 | 0 | 0 | 0 | 0 | 0 | 0 | 0 | 0 | 0 | 0 | 0 | 0 | 0 | 0 | 0 | 0 | 0 | 0 | 0 | 0 | 0 | 0 | 2 | 0 | 2 | 0 | 0 | 1 | -2282.29 | -1253.7212 | -25 | Collinsville-Tesla 500 kV Line | Collinsville-Tesla 500 kV Line | Carberry-Round Mountain 230kV Line |  | 1 | 0 | 1 | 0 | 0 | 1 | -25 | -25 | -25 | Carberry-Round Mountain 230kV Line | Carberry-Round Mountain 230kV Line | Carberry-Round Mountain 230kV Line |  | 5 | 5 | NO | 5 | 3 | 3 | NO | 3
PG&E NGBA | Pit 4 | 230 | 0 | 0 | 0 | 0 | 0 | 0 | 0 | 0 | 0 | 0 | 0 | 0 | 0 | 0 | 0 | 0 | 0 | 0 | 0 | 0 | 0 | 0 | 0 | 0 | 0 | 0 | 0 | 0 | 0 | 0 | 0 | 0 | 0 | 0 | 0 | 0 | 0 | 0 | 0 | 1 | 0 | 0 | 0 | 0 | 0 | 0 | 0 | 0 | 0 | 0 | 0 | 0 | 0 | 0 | 0 | 0 | 0 | 0 | 0 | 0 | 0 | 0 | 0 | 0 | 0 | 0 | 0 | 0 | 0 | 0 | 0 | 0 | 0 | 0 | 0 | 0 | 0 | 0 | 0 | 0 | 0 | 0 | 0 | 0 | 0 | 0 | 0 | 0 | 0 | 0 | 0 | 0 | 0 | 0 | 0 | 0 | 0 | 0 |  | 0 | 0 | 0 | 0 | 0 | 0 | 0 | 0 | 0 | 0 | 0 | 0 | 0 | 0 | 0 | 0 | 0 | 0 | 0 | 0 | 0 | 0 | 0 | 0 | 0 | 0 | 0 | 0 | 0 | 0 | 1 | 0 | 1 | 0 | 0 | 0 | -2282.29 | -1253.7212 | 884.6639 | Collinsville-Tesla 500 kV Line | Collinsville-Tesla 500 kV Line | Collinsville-Tesla 500 kV Line |  | 0 | 0 | 0 | 0 | 0 | 0 | 6362.71 | 7391.2788 | 884.6639 | Collinsville-Tesla 500 kV Line | Collinsville-Tesla 500 kV Line | Collinsville-Tesla 500 kV Line |  | 5 | 1 | YES | 2 | 1 | 1 | NO | 1
PG&E GBA | Pittsburg | 115 | 0 | 0 | 0 | 0 | 0 | 0 | 0 | 0 | 0 | 0 | 0 | 0 | 0 | 0 | 0 | 0 | 0 | 0 | 0 | 0 | 0 | 0 | 0 | 0 | 0 | 0 | 0 | 0 | 0 | 0 | 0 | 0 | 0 | 0 | 0 | 0 | 0 | 0 | 0 | 1 | 0 | 0 | 0 | 0 | 0 | 0 | 0 | 0 | 0 | 1 | 0 | 0 | 1 | 1 | 0 | 1 | 0 | 0 | 1 | 1 | 0 | 0 | 0 | 0 | 0 | 1 | 0 | 0 | 0 | 0 | 0 | 0 | 0 | 0 | 0 | 0 | 0 | 0 | 0 | 0 | 0 | 0 | 0 | 0 | 0 | 0 | 0 | 0 | 0 | 0 | 0 | 0 | 0 | 0 | 0 | 0 | 0 | 2 |  | 0 | 0 | 0 | 0 | 0 | 0 | 0 | 0 | 0 | 0 | 0 | 0 | 0 | 0 | 0 | 0 | 0 | 0 | 0 | 0 | 0 | 0 | 0 | 0 | 0 | 0 | 0 | 0 | 0 | 0 | 3 | 0 | 1 | 0 | 0 | 0 | -2282.29 | -1253.7212 | 884.6639 | Collinsville-Tesla 500 kV Line | Collinsville-Tesla 500 kV Line | Collinsville-Tesla 500 kV Line |  | 0 | 1 | 0 | 0 | 0 | 0 | -314.49 | 1290 | 884.6639 | Tesla-Bellota 230 kV line | Dumbarton-Newark 115 kV line | Collinsville-Tesla 500 kV Line |  | 5 | 4 | YES | 4 | 1 | 1 | NO | 1
PG&E GBA | Pittsburg | 230 | 0 | 0 | 0 | 0 | 0 | 0 | 0 | 0 | 0 | 0 | 0 | 0 | 0 | 0 | 0 | 0 | 0 | 0 | 0 | 0 | 0 | 0 | 0 | 0 | 0 | 0 | 0 | 0 | 0 | 0 | 0 | 0 | 0 | 0 | 0 | 0 | 0 | 0 | 0 | 1 | 0 | 0 | 0 | 0 | 0 | 0 | 0 | 0 | 0 | 1 | 0 | 0 | 1 | 1 | 1 | 1 | 0 | 0 | 1 | 1 | 0 | 0 | 0 | 0 | 0 | 1 | 0 | 0 | 0 | 0 | 0 | 0 | 0 | 0 | 0 | 0 | 0 | 0 | 0 | 0 | 0 | 0 | 0 | 0 | 0 | 0 | 0 | 0 | 0 | 0 | 0 | 0 | 0 | 0 | 0 | 0 | 0 | 2 |  | 0 | 0 | 0 | 0 | 0 | 0 | 0 | 0 | 0 | 0 | 0 | 0 | 0 | 0 | 0 | 0 | 0 | 0 | 0 | 0 | 0 | 0 | 0 | 0 | 0 | 0 | 0 | 0 | 0 | 0 | 3 | 0 | 1 | 0 | 0 | 0 | -2282.29 | -1253.7212 | 884.6639 | Collinsville-Tesla 500 kV Line | Collinsville-Tesla 500 kV Line | Collinsville-Tesla 500 kV Line |  | 0 | 1 | 0 | 0 | 0 | 0 | -314.49 | 932.2038 | 884.6639 | Tesla-Bellota 230 kV line | Contra Costa- Windmaster 230 kV line | Collinsville-Tesla 500 kV Line |  | 5 | 4 | YES | 4 | 1 | 1 | NO | 1
PG&E NGBA | Pleasant Grove | 115 | 0 | 0 | 0 | 0 | 0 | 0 | 0 | 0 | 0 | 0 | 0 | 0 | 0 | 0 | 0 | 0 | 0 | 0 | 0 | 0 | 0 | 0 | 0 | 0 | 0 | 0 | 0 | 0 | 0 | 0 | 0 | 0 | 0 | 0 | 0 | 0 | 0 | 0 | 0 | 1 | 0 | 0 | 1 | 0 | 1 | 1 | 1 | 1 | 0 | 0 | 0 | 0 | 0 | 0 | 0 | 0 | 0 | 0 | 0 | 1 | 1 | 0 | 0 | 0 | 0 | 0 | 0 | 0 | 0 | 0 | 0 | 0 | 0 | 0 | 0 | 0 | 0 | 0 | 0 | 0 | 0 | 0 | 0 | 0 | 0 | 0 | 0 | 0 | 0 | 0 | 0 | 0 | 0 | 0 | 0 | 0 | 0 | 0 |  | 0 | 0 | 0 | 0 | 0 | 0 | 0 | 0 | 0 | 0 | 0 | 0 | 0 | 0 | 0 | 0 | 0 | 0 | 0 | 0 | 0 | 0 | 0 | 0 | 0 | 0 | 0 | 0 | 0 | 0 | 2 | 0 | 2 | 0 | 0 | 0 | -2282.29 | -1253.7212 | 85.9836 | Collinsville-Tesla 500 kV Line | Collinsville-Tesla 500 kV Line | Rocklin-Pleaseant grove 115kV line |  | 0 | 1 | 1 | 0 | 0 | 0 | -314.49 | -339.66 | 85.9836 | Tesla-Bellota 230 kV line | Bellota-Weber 230kV line | Rocklin-Pleaseant grove 115kV line |  | 5 | 5 | NO | 5 | 1 | 1 | NO | 1
PG&E NGBA | POE | 230 | 0 | 0 | 0 | 0 | 0 | 0 | 0 | 0 | 0 | 0 | 0 | 0 | 0 | 0 | 0 | 0 | 0 | 0 | 0 | 0 | 0 | 0 | 0 | 0 | 0 | 0 | 0 | 0 | 0 | 0 | 0 | 0 | 0 | 0 | 0 | 0 | 0 | 0 | 0 | 1 | 1 | 0 | 1 | 0 | 1 | 1 | 1 | 1 | 0 | 0 | 0 | 0 | 0 | 0 | 0 | 0 | 0 | 0 | 0 | 1 | 1 | 0 | 0 | 0 | 0 | 0 | 0 | 0 | 0 | 0 | 0 | 0 | 0 | 0 | 0 | 0 | 0 | 0 | 0 | 0 | 0 | 0 | 0 | 0 | 0 | 0 | 0 | 0 | 0 | 0 | 0 | 0 | 0 | 0 | 0 | 0 | 0 | 0 |  | 0 | 0 | 0 | 0 | 0 | 0 | 0 | 0 | 0 | 0 | 0 | 0 | 0 | 0 | 0 | 0 | 0 | 0 | 0 | 0 | 0 | 0 | 0 | 0 | 0 | 0 | 0 | 0 | 0 | 0 | 2 | 0 | 2 | 0 | 0 | 0 | -2282.29 | -1253.7212 | 72.84 | Collinsville-Tesla 500 kV Line | Collinsville-Tesla 500 kV Line | Woodland- Davis 115kV line |  | 0 | 1 | 1 | 0 | 0 | 0 | -314.49 | -339.66 | 72.84 | Tesla-Bellota 230 kV line | Bellota-Weber 230kV line | Woodland- Davis 115kV line |  | 5 | 5 | NO | 5 | 1 | 1 | NO | 1
SDGE | Point Loma | 69 | 0 | 0 | 0 | 0 | 0 | 0 | 0 | 0 | 0 | 0 | 0 | 0 | 0 | 0 | 0 | 0 | 0 | 0 | 0 | 0 | 0 | 0 | 0 | 0 | 0 | 0 | 0 | 0 | 1 | 0 | 1 | 0 | 1 | 0 | 0 | 0 | 0 | 0 | 0 | 0 | 0 | 0 | 0 | 0 | 0 | 0 | 0 | 0 | 0 | 0 | 0 | 0 | 0 | 0 | 0 | 0 | 0 | 0 | 0 | 0 | 0 | 0 | 0 | 0 | 0 | 0 | 0 | 0 | 0 | 0 | 0 | 0 | 0 | 0 | 0 | 0 | 0 | 0 | 0 | 0 | 0 | 0 | 0 | 0 | 0 | 0 | 0 | 0 | 0 | 0 | 0 | 0 | 0 | 0 | 0 | 0 | 0 | 3 |  | 0 | 0 | 0 | 0 | 0 | 0 | 0 | 0 | 0 | 0 | 0 | 0 | 0 | 0 | 0 | 0 | 0 | 0 | 0 | 0 | 0 | 0 | 0 | 0 | 0 | 0 | 0 | 0 | 0 | 0 | 0 | 0 | 0 | 0 | 0 | 0 | 29.03 | 393.085 | 989.0814 | San Luis Rey-San Onofre 230 kV line constraint | San Luis Rey-San Onofre 230 kV line constraint | San Luis Rey-San Onofre 230 kV line constraint |  | 0 | 0 | 0 | 0 | 0 | 0 | 29.03 | 393.085 | 989.0814 | San Luis Rey-San Onofre 230 kV line constraint | San Luis Rey-San Onofre 230 kV line constraint | San Luis Rey-San Onofre 230 kV line constraint |  | 1 | 1 | NO | 1 | 1 | 1 | NO | 1
SDGE | Pomerado | 69 | 0 | 0 | 0 | 0 | 0 | 0 | 0 | 0 | 0 | 0 | 0 | 0 | 0 | 0 | 0 | 0 | 0 | 0 | 0 | 0 | 0 | 0 | 0 | 0 | 0 | 1 | 0 | 0 | 1 | 0 | 1 | 0 | 1 | 0 | 0 | 0 | 0 | 1 | 0 | 0 | 0 | 0 | 0 | 0 | 0 | 0 | 0 | 0 | 0 | 0 | 0 | 0 | 0 | 0 | 0 | 0 | 0 | 0 | 0 | 0 | 0 | 0 | 0 | 0 | 0 | 0 | 0 | 0 | 0 | 0 | 0 | 0 | 0 | 0 | 0 | 0 | 0 | 0 | 0 | 0 | 0 | 0 | 0 | 0 | 0 | 0 | 0 | 0 | 0 | 0 | 0 | 0 | 0 | 0 | 0 | 0 | 0 | 3 |  | 0 | 0 | 0 | 0 | 0 | 0 | 0 | 0 | 0 | 0 | 0 | 0 | 0 | 0 | 0 | 0 | 0 | 0 | 0 | 0 | 0 | 0 | 0 | 0 | 0 | 0 | 100 | 0 | 0 | 1 | 0 | 0 | 0 | 0 | 0 | 0 | 29.03 | 393.085 | 989.0814 | San Luis Rey-San Onofre 230 kV line constraint | San Luis Rey-San Onofre 230 kV line constraint | San Luis Rey-San Onofre 230 kV line constraint |  | 0 | 0 | 0 | 0 | 0 | 0 | 29.03 | 393.085 | 989.0814 | San Luis Rey-San Onofre 230 kV line constraint | San Luis Rey-San Onofre 230 kV line constraint | San Luis Rey-San Onofre 230 kV line constraint |  | 1 | 1 | NO | 1 | 1 | 1 | NO | 1
PG&E KERN | Poso Mountain | 115 | 0 | 0 | 0 | 0 | 0 | 0 | 0 | 0 | 0 | 0 | 0 | 0 | 0 | 0 | 0 | 0 | 0 | 0 | 0 | 0 | 0 | 0 | 0 | 0 | 0 | 0 | 0 | 0 | 0 | 0 | 0 | 0 | 0 | 0 | 0 | 0 | 0 | 0 | 0 | 0 | 0 | 0 | 0 | 0 | 0 | 0 | 0 | 0 | 0 | 0 | 0 | 0 | 0 | 0 | 0 | 0 | 0 | 0 | 0 | 0 | 0 | 0 | 0 | 0 | 0 | 0 | 0 | 0 | 1 | 0 | 1 | 0 | 0 | 0 | 1 | 0 | 0 | 0 | 1 | 0 | 0 | 0 | 0 | 0 | 0 | 0 | 0 | 0 | 0 | 0 | 0 | 0 | 0 | 0 | 1 | 0 | 0 | 0 |  | 0 | 0 | 0 | 0 | 0 | 0 | 0 | 0 | 0 | 0 | 0 | 0 | 0 | 0 | 0 | 0 | 0 | 0 | 0 | 0 | 0 | 0 | 0 | 0 | 100 | 150 | 0 | 0 | 0 | 1 | 1 | 0 | 2 | 0 | 1 | 1 | -0.76 | -2441.884 | -3308.8336 | Gates 500/230kV TB #12 | Gates 500/230kV TB #12 | Mustang-Henrietta 230 kV line |  | 0 | 0 | 0 | 0 | 0 | 1 | 682.55 | 472.67 | -829.8336 | Gates-Arco 230 kV Line | Gates-Arco 230 kV Line | Mustang-Henrietta 230 kV line |  | 5 | 1 | YES | 2 | 5 | 4 | YES | 4
EOP | Primm | 230 | 0 | 0 | 0 | 0 | 0 | 0 | 0 | 0 | 0 | 0 | 0 | 0 | 0 | 0 | 0 | 0 | 0 | 0 | 0 | 0 | 0 | 0 | 0 | 1 | 1 | 0 | 0 | 0 | 0 | 0 | 0 | 0 | 0 | 0 | 0 | 0 | 0 | 0 | 0 | 0 | 0 | 0 | 0 | 0 | 0 | 0 | 0 | 0 | 0 | 0 | 0 | 0 | 0 | 0 | 0 | 0 | 0 | 0 | 0 | 0 | 0 | 0 | 0 | 0 | 0 | 0 | 0 | 0 | 0 | 0 | 0 | 0 | 0 | 0 | 0 | 0 | 0 | 0 | 0 | 0 | 0 | 0 | 0 | 0 | 0 | 0 | 0 | 0 | 0 | 0 | 0 | 0 | 0 | 0 | 0 | 0 | 0 | 1 |  | 0 | 0 | 0 | 0 | 0 | 0 | 0 | 0 | 0 | 0 | 0 | 0 | 0 | 0 | 0 | 0 | 0 | 0 | 0 | 0 | 0 | 0 | 0 | 0 | 0 | 0 | 200 | 0 | 0 | 1 | 1 | 0 | 1 | 0 | 0 | 1 | -5797.881 | -6339.828 | -5675.751 | Lugo - Victorville area constraint | Lugo - Victorville area constraint | Lugo - Victorville area constraint |  | 0 | 0 | 0 | 0 | 0 | 0 | 876.62 | 67.08 | 786.64 | Sloan Canyon - Eldorado 500 kV constraint | Sloan Canyon - Eldorado 500 kV constraint | Sloan Canyon - Eldorado 500 kV constraint |  | 5 | 1 | YES | 2 | 4 | 1 | YES | 2
PG&E NGBA | Putah Creek | 115 | 0 | 0 | 0 | 0 | 0 | 0 | 0 | 0 | 0 | 0 | 0 | 0 | 0 | 0 | 0 | 0 | 0 | 0 | 0 | 0 | 0 | 0 | 0 | 0 | 0 | 0 | 0 | 0 | 0 | 0 | 0 | 0 | 0 | 0 | 0 | 0 | 0 | 0 | 0 | 1 | 0 | 0 | 0 | 0 | 0 | 0 | 0 | 0 | 0 | 0 | 0 | 0 | 0 | 1 | 1 | 1 | 0 | 0 | 0 | 0 | 0 | 0 | 0 | 0 | 0 | 0 | 1 | 0 | 0 | 0 | 0 | 0 | 0 | 0 | 0 | 0 | 0 | 0 | 0 | 0 | 0 | 0 | 0 | 0 | 0 | 0 | 0 | 0 | 0 | 0 | 0 | 0 | 0 | 0 | 0 | 0 | 0 | 0 |  | 0 | 0 | 0 | 0 | 0 | 0 | 0 | 0 | 0 | 0 | 0 | 0 | 0 | 0 | 0 | 0 | 0 | 0 | 0 | 0 | 0 | 0 | 0 | 0 | 0 | 0 | 0 | 0 | 0 | 0 | 3 | 0 | 1 | 0 | 0 | 0 | -2282.29 | -1253.7212 | 335.9726 | Collinsville-Tesla 500 kV Line | Collinsville-Tesla 500 kV Line | Birds Landing-Contra Costa 230kV Line |  | 0 | 0 | 0 | 0 | 0 | 0 | 661.81 | 932.2038 | 335.9726 | Contra Costa- Windmaster 230 kV line | Contra Costa- Windmaster 230 kV line | Birds Landing-Contra Costa 230kV Line |  | 5 | 1 | YES | 2 | 1 | 1 | NO | 1
SDGE | Q1806 | 138 | 0 | 0 | 0 | 0 | 0 | 0 | 0 | 0 | 0 | 0 | 0 | 0 | 0 | 0 | 0 | 0 | 0 | 0 | 0 | 0 | 0 | 0 | 0 | 0 | 0 | 0 | 0 | 0 | 0 | 0 | 0 | 0 | 0 | 0 | 0 | 0 | 0 | 1 | 1 | 0 | 0 | 0 | 0 | 0 | 0 | 0 | 0 | 0 | 0 | 0 | 0 | 0 | 0 | 0 | 0 | 0 | 0 | 0 | 0 | 0 | 0 | 0 | 0 | 0 | 0 | 0 | 0 | 0 | 0 | 0 | 0 | 0 | 0 | 0 | 0 | 0 | 0 | 0 | 0 | 0 | 0 | 0 | 0 | 0 | 0 | 0 | 0 | 0 | 0 | 0 | 0 | 0 | 0 | 0 | 0 | 0 | 0 | 0 |  | 0 | 0 | 0 | 0 | 0 | 0 | 0 | 0 | 0 | 0 | 0 | 0 | 0 | 0 | 0 | 0 | 0 | 0 | 0 | 0 | 0 | 0 | 0 | 0 | 0 | 0 | 0 | 0 | 0 | 0 | 0 | 0 | 0 | 0 | 0 | 0 | 495.6 | 437.1 | 429.9 | Trabuco-Capistrano 138 kV constraint | Trabuco-Capistrano 138 kV constraint | Trabuco-Capistrano 138 kV constraint |  | 0 | 0 | 0 | 0 | 0 | 0 | 495.6 | 437.1 | 429.9 | Trabuco-Capistrano 138 kV constraint | Trabuco-Capistrano 138 kV constraint | Trabuco-Capistrano 138 kV constraint |  | 1 | 1 | NO | 1 | 1 | 1 | NO | 1
PG&E FRESNO | Quinto | 230 | 0 | 0 | 0 | 0 | 0 | 0 | 0 | 0 | 0 | 0 | 0 | 0 | 0 | 0 | 0 | 0 | 0 | 0 | 0 | 0 | 0 | 0 | 0 | 0 | 0 | 0 | 0 | 0 | 0 | 0 | 0 | 0 | 0 | 0 | 0 | 0 | 0 | 0 | 0 | 0 | 0 | 0 | 0 | 0 | 0 | 0 | 0 | 0 | 0 | 0 | 0 | 0 | 0 | 0 | 0 | 0 | 0 | 0 | 0 | 0 | 0 | 0 | 0 | 0 | 0 | 0 | 0 | 0 | 0 | 0 | 0 | 0 | 0 | 0 | 0 | 0 | 0 | 0 | 0 | 1 | 0 | 0 | 0 | 0 | 0 | 1 | 0 | 0 | 0 | 0 | 0 | 0 | 0 | 0 | 0 | 0 | 0 | 1 |  | 0 | 0 | 0 | 0 | 0 | 0 | 0 | 0 | 0 | 0 | 0 | 0 | 0 | 0 | 0 | 30 | 0 | 0 | 0 | 0 | 0 | 0 | 0 | 0 | 370 | 0 | 0 | 0 | 0 | 1 | 1 | 0 | 1 | 0 | 1 | 0 | -385.58 | -3180.532 | -2164.4302 | Gates 500/230kV TB #11 | Gates 500/230kV TB #11 | Gates 500/230kV TB #11 |  | 0 | 0 | 0 | 0 | 0 | 0 | 2125.27 | 1058.968 | 4178.5698 | Los Banos 500/230kV TB | Los Banos 500/230kV TB | Gates 500/230kV TB #11 |  | 5 | 1 | YES | 2 | 5 | 1 | YES | 2
PG&E GBA | Race Track | 115 | 0 | 0 | 0 | 0 | 0 | 0 | 0 | 0 | 0 | 0 | 0 | 0 | 0 | 0 | 0 | 0 | 0 | 0 | 0 | 0 | 0 | 0 | 0 | 0 | 0 | 0 | 0 | 0 | 0 | 0 | 0 | 0 | 0 | 0 | 0 | 0 | 0 | 0 | 0 | 0 | 0 | 0 | 0 | 0 | 0 | 1 | 0 | 0 | 0 | 0 | 0 | 0 | 0 | 0 | 0 | 1 | 0 | 1 | 0 | 1 | 0 | 0 | 0 | 0 | 0 | 1 | 0 | 0 | 0 | 0 | 0 | 0 | 0 | 0 | 0 | 0 | 0 | 0 | 0 | 0 | 0 | 0 | 0 | 0 | 0 | 0 | 0 | 0 | 0 | 0 | 0 | 0 | 0 | 0 | 0 | 0 | 0 | 0 |  | 0 | 0 | 0 | 0 | 0 | 0 | 0 | 0 | 0 | 0 | 0 | 0 | 0 | 0 | 0 | 0 | 0 | 20 | 0 | 0 | 0 | 0 | 0 | 0 | 0 | 0 | 0 | 0 | 0 | 1 | 1 | 0 | 1 | 0 | 0 | 0 | -614.49 | -339.66 | 672.109 | Tesla-Bellota 230 kV line | Bellota-Weber 230kV line | Kasson Jct-Heinz 115 kV line |  | 0 | 1 | 1 | 0 | 0 | 0 | -314.49 | -339.66 | 672.109 | Tesla-Bellota 230 kV line | Bellota-Weber 230kV line | Kasson Jct-Heinz 115 kV line |  | 5 | 5 | NO | 5 | 1 | 1 | NO | 1
SDGE | Rancho Mission Viejo | 138 | 0 | 0 | 0 | 0 | 0 | 0 | 0 | 0 | 0 | 0 | 0 | 0 | 0 | 0 | 0 | 0 | 0 | 0 | 0 | 0 | 0 | 0 | 0 | 0 | 0 | 1 | 0 | 0 | 0 | 0 | 0 | 0 | 0 | 0 | 0 | 0 | 0 | 1 | 1 | 0 | 0 | 0 | 0 | 0 | 0 | 0 | 0 | 0 | 0 | 0 | 0 | 0 | 0 | 0 | 0 | 0 | 0 | 0 | 0 | 0 | 0 | 0 | 0 | 0 | 0 | 0 | 0 | 0 | 0 | 0 | 0 | 0 | 0 | 0 | 0 | 0 | 0 | 0 | 0 | 0 | 0 | 0 | 0 | 0 | 0 | 0 | 0 | 0 | 0 | 0 | 0 | 0 | 0 | 0 | 0 | 0 | 0 | 0 |  | 0 | 0 | 0 | 0 | 0 | 0 | 0 | 0 | 0 | 0 | 0 | 0 | 0 | 0 | 0 | 0 | 0 | 0 | 0 | 0 | 0 | 0 | 0 | 0 | 0 | 0 | 0 | 0 | 0 | 0 | 0 | 0 | 0 | 0 | 0 | 0 | 495.6 | 437.1 | 429.9 | Trabuco-Capistrano 138 kV constraint | Trabuco-Capistrano 138 kV constraint | Trabuco-Capistrano 138 kV constraint |  | 0 | 0 | 0 | 0 | 0 | 0 | 495.6 | 437.1 | 429.9 | Trabuco-Capistrano 138 kV constraint | Trabuco-Capistrano 138 kV constraint | Trabuco-Capistrano 138 kV constraint |  | 1 | 1 | NO | 1 | 1 | 1 | NO | 1
PG&E GBA | Rancho Seco | 230 | 0 | 0 | 0 | 0 | 0 | 0 | 0 | 0 | 0 | 0 | 0 | 0 | 0 | 0 | 0 | 0 | 0 | 0 | 0 | 0 | 0 | 0 | 0 | 0 | 0 | 0 | 0 | 0 | 0 | 0 | 0 | 0 | 0 | 0 | 0 | 0 | 0 | 0 | 0 | 0 | 0 | 0 | 0 | 0 | 0 | 1 | 0 | 0 | 0 | 0 | 0 | 0 | 0 | 0 | 0 | 0 | 0 | 0 | 0 | 1 | 1 | 0 | 0 | 0 | 0 | 0 | 0 | 0 | 0 | 0 | 0 | 0 | 0 | 0 | 0 | 0 | 0 | 0 | 0 | 0 | 0 | 0 | 0 | 0 | 0 | 0 | 0 | 0 | 0 | 0 | 0 | 0 | 0 | 0 | 0 | 0 | 0 | 0 |  | 0 | 0 | 0 | 0 | 0 | 0 | 0 | 0 | 0 | 0 | 0 | 0 | 0 | 0 | 0 | 0 | 0 | 0 | 0 | 0 | 0 | 0 | 0 | 0 | 0 | 0 | 0 | 0 | 90 | 1 | 1 | 0 | 1 | 0 | 0 | 0 | -614.49 | -339.66 | 1052.6198 | Tesla-Bellota 230 kV line | Bellota-Weber 230kV line | Bellota-Weber 230kV line |  | 0 | 1 | 1 | 0 | 0 | 0 | -314.49 | -339.66 | 1052.6198 | Tesla-Bellota 230 kV line | Bellota-Weber 230kV line | Bellota-Weber 230kV line |  | 5 | 5 | NO | 5 | 1 | 1 | NO | 1
SCE Metro | Rancho Vista | 230 | 0 | 0 | 0 | 0 | 0 | 0 | 0 | 0 | 0 | 1 | 0 | 0 | 0 | 0 | 0 | 0 | 0 | 0 | 0 | 0 | 0 | 0 | 0 | 0 | 0 | 0 | 0 | 0 | 0 | 0 | 0 | 0 | 0 | 0 | 0 | 0 | 0 | 0 | 0 | 0 | 0 | 0 | 0 | 0 | 0 | 0 | 0 | 0 | 0 | 0 | 0 | 0 | 0 | 0 | 0 | 0 | 0 | 0 | 0 | 0 | 0 | 0 | 0 | 0 | 0 | 0 | 0 | 0 | 0 | 0 | 0 | 0 | 0 | 0 | 0 | 0 | 0 | 0 | 0 | 0 | 0 | 0 | 0 | 0 | 0 | 0 | 0 | 0 | 0 | 0 | 0 | 0 | 0 | 0 | 0 | 0 | 0 | 0 |  | 0 | 0 | 0 | 0 | 0 | 0 | 0 | 0 | 0 | 0 | 0 | 0 | 0 | 0 | 0 | 0 | 0 | 0 | 0 | 0 | 0 | 0 | 0 | 0 | 0 | 0 | 0 | 0 | 0 | 0 | 0 | 0 | 0 | 0 | 0 | 0 | 2097.6988 | 6824.058 | 19009.2611 | SCE Metro Area Default Constraint | SCE Metro Area Default Constraint | SCE Metro Area Default Constraint |  | 0 | 0 | 0 | 0 | 0 | 0 | 2097.6988 | 6824.058 | 19009.2611 | SCE Metro Area Default Constraint | SCE Metro Area Default Constraint | SCE Metro Area Default Constraint |  | 1 | 1 | NO | 1 | 1 | 1 | NO | 1
SCE Metro | Rancho Vista | 500 | 0 | 0 | 0 | 0 | 0 | 0 | 0 | 0 | 0 | 1 | 0 | 0 | 0 | 0 | 0 | 0 | 0 | 0 | 0 | 0 | 0 | 0 | 0 | 0 | 0 | 0 | 0 | 0 | 0 | 0 | 0 | 0 | 0 | 0 | 0 | 0 | 0 | 0 | 0 | 0 | 0 | 0 | 0 | 0 | 0 | 0 | 0 | 0 | 0 | 0 | 0 | 0 | 0 | 0 | 0 | 0 | 0 | 0 | 0 | 0 | 0 | 0 | 0 | 0 | 0 | 0 | 0 | 0 | 0 | 0 | 0 | 0 | 0 | 0 | 0 | 0 | 0 | 0 | 0 | 0 | 0 | 0 | 0 | 0 | 0 | 0 | 0 | 0 | 0 | 0 | 0 | 0 | 0 | 0 | 0 | 0 | 0 | 0 |  | 0 | 0 | 0 | 0 | 0 | 0 | 0 | 0 | 0 | 0 | 0 | 0 | 0 | 0 | 0 | 0 | 0 | 0 | 0 | 0 | 0 | 0 | 0 | 0 | 0 | 0 | 0 | 400 | 0 | 1 | 0 | 0 | 0 | 0 | 0 | 0 | 2097.6988 | 6824.058 | 19009.2611 | SCE Metro Area Default Constraint | SCE Metro Area Default Constraint | SCE Metro Area Default Constraint |  | 0 | 0 | 0 | 0 | 0 | 0 | 2097.6988 | 6824.058 | 19009.2611 | SCE Metro Area Default Constraint | SCE Metro Area Default Constraint | SCE Metro Area Default Constraint |  | 1 | 1 | NO | 1 | 1 | 1 | NO | 1
SCE NOL | Ransburg | 115 | 0 | 0 | 0 | 0 | 0 | 0 | 0 | 0 | 0 | 0 | 0 | 1 | 1 | 1 | 0 | 0 | 0 | 0 | 0 | 0 | 0 | 0 | 0 | 0 | 0 | 0 | 0 | 0 | 0 | 0 | 0 | 0 | 0 | 0 | 0 | 0 | 0 | 0 | 0 | 0 | 0 | 0 | 0 | 0 | 0 | 0 | 0 | 0 | 0 | 0 | 0 | 0 | 0 | 0 | 0 | 0 | 0 | 0 | 0 | 0 | 0 | 0 | 0 | 0 | 0 | 0 | 0 | 0 | 0 | 0 | 0 | 0 | 0 | 0 | 0 | 0 | 0 | 0 | 0 | 0 | 0 | 0 | 0 | 0 | 0 | 0 | 0 | 0 | 0 | 0 | 0 | 0 | 0 | 0 | 0 | 0 | 0 | 3 |  | 0 | 0 | 0 | 0 | 0 | 0 | 0 | 0 | 0 | 0 | 0 | 0 | 0 | 0 | 0 | 0 | 0 | 0 | 0 | 0 | 0 | 0 | 0 | 0 | 0 | 0 | 0 | 0 | 0 | 0 | 0 | 2 | 0 | 0 | 0 | 0 | -104.4 | 65.95 | 1269.924 | South of Kramer Area Constraint | South of Kramer Area Constraint | South of Kramer Area Constraint |  | 0 | 2 | 0 | 0 | 0 | 0 | -104.4 | 65.95 | 1269.924 | South of Kramer Area Constraint | South of Kramer Area Constraint | South of Kramer Area Constraint |  | 3 | 3 | NO | 3 | 1 | 1 | NO | 1
PG&E GBA | Ravenswood | 115 | 0 | 0 | 0 | 0 | 0 | 0 | 0 | 0 | 0 | 0 | 0 | 0 | 0 | 0 | 0 | 0 | 0 | 0 | 0 | 0 | 0 | 0 | 0 | 0 | 0 | 0 | 0 | 0 | 0 | 0 | 0 | 0 | 0 | 0 | 0 | 0 | 0 | 0 | 0 | 1 | 0 | 0 | 0 | 0 | 0 | 0 | 0 | 0 | 0 | 0 | 0 | 0 | 1 | 0 | 0 | 1 | 0 | 0 | 0 | 0 | 0 | 0 | 0 | 0 | 0 | 0 | 0 | 0 | 0 | 0 | 0 | 0 | 0 | 0 | 0 | 0 | 0 | 0 | 0 | 0 | 0 | 0 | 0 | 0 | 0 | 0 | 0 | 0 | 0 | 0 | 0 | 0 | 0 | 0 | 0 | 0 | 0 | 1 |  | 0 | 0 | 0 | 0 | 0 | 0 | 0 | 0 | 0 | 0 | 0 | 0 | 0 | 0 | 0 | 0 | 0 | 0 | 0 | 0 | 0 | 0 | 0 | 0 | 0 | 0 | 0 | 0 | 0 | 0 | 1 | 0 | 1 | 0 | 0 | 0 | -2282.29 | -1253.7212 | 884.6639 | Collinsville-Tesla 500 kV Line | Collinsville-Tesla 500 kV Line | Collinsville-Tesla 500 kV Line |  | 0 | 0 | 0 | 0 | 0 | 0 | 857.21 | 2019.85 | 884.6639 | Tesla-Tracy-Pump 230 kV line #2 | Sobrante-Moraga 230 kV line | Collinsville-Tesla 500 kV Line |  | 5 | 1 | YES | 2 | 1 | 1 | NO | 1
PG&E GBA | Ravenswood | 230 | 0 | 0 | 0 | 0 | 0 | 0 | 0 | 0 | 0 | 0 | 0 | 0 | 0 | 0 | 0 | 0 | 0 | 0 | 0 | 0 | 0 | 0 | 0 | 0 | 0 | 0 | 0 | 0 | 0 | 0 | 0 | 0 | 0 | 0 | 0 | 0 | 0 | 0 | 0 | 1 | 0 | 0 | 0 | 0 | 0 | 0 | 0 | 0 | 0 | 0 | 0 | 0 | 1 | 0 | 0 | 1 | 0 | 0 | 0 | 0 | 0 | 0 | 0 | 0 | 0 | 0 | 0 | 0 | 0 | 0 | 0 | 0 | 0 | 0 | 0 | 0 | 0 | 0 | 0 | 0 | 0 | 0 | 0 | 0 | 0 | 0 | 0 | 0 | 0 | 0 | 0 | 0 | 0 | 0 | 0 | 0 | 0 | 1 |  | 0 | 0 | 0 | 0 | 0 | 0 | 0 | 0 | 0 | 0 | 0 | 0 | 0 | 0 | 0 | 0 | 0 | 0 | 0 | 0 | 0 | 0 | 0 | 0 | 50 | 100 | 0 | 0 | 0 | 1 | 1 | 0 | 1 | 0 | 0 | 0 | -2282.29 | -1253.7212 | 884.6639 | Collinsville-Tesla 500 kV Line | Collinsville-Tesla 500 kV Line | Collinsville-Tesla 500 kV Line |  | 0 | 0 | 0 | 0 | 0 | 0 | 857.21 | 2019.85 | 884.6639 | Tesla-Tracy-Pump 230 kV line #2 | Sobrante-Moraga 230 kV line | Collinsville-Tesla 500 kV Line |  | 5 | 1 | YES | 2 | 1 | 1 | NO | 1
SCE Northern | Rector | 230 | 1 | 0 | 1 | 0 | 0 | 1 | 1 | 0 | 0 | 0 | 0 | 0 | 0 | 0 | 0 | 0 | 0 | 0 | 0 | 0 | 0 | 0 | 0 | 0 | 0 | 0 | 0 | 0 | 0 | 0 | 0 | 0 | 0 | 0 | 0 | 0 | 0 | 0 | 0 | 0 | 0 | 0 | 0 | 0 | 0 | 0 | 0 | 0 | 0 | 0 | 0 | 0 | 0 | 0 | 0 | 0 | 0 | 0 | 0 | 0 | 0 | 0 | 0 | 0 | 0 | 0 | 0 | 0 | 0 | 0 | 0 | 0 | 0 | 0 | 0 | 0 | 0 | 0 | 0 | 0 | 0 | 0 | 0 | 0 | 0 | 0 | 0 | 0 | 0 | 0 | 0 | 0 | 0 | 0 | 0 | 0 | 0 | 0 |  | 0 | 0 | 0 | 0 | 0 | 0 | 0 | 0 | 3 | 0 | 0 | 0 | 0 | 0 | 1 | 0 | 0 | 0 | 0 | 0 | 0 | 0 | 0 | 15 | 170 | 0 | 0 | 0 | 0 | 1 | 0 | 0 | 2 | 0 | 0 | 0 | 142.98 | -460.18 | 1529.06 | North of Magunden Constraint | Antelope-Vincent Constraint | North of Magunden Constraint |  | 0 | 0 | 2 | 0 | 0 | 0 | 142.98 | -460.18 | 1529.06 | North of Magunden Constraint | Antelope-Vincent Constraint | North of Magunden Constraint |  | 5 | 5 | NO | 5 | 1 | 1 | NO | 1
SCE Eastern | Red Bluff | 230 | 0 | 0 | 0 | 0 | 0 | 0 | 0 | 0 | 0 | 0 | 0 | 0 | 0 | 0 | 0 | 0 | 0 | 1 | 0 | 1 | 1 | 1 | 0 | 0 | 0 | 0 | 0 | 0 | 0 | 0 | 0 | 0 | 0 | 0 | 0 | 0 | 0 | 0 | 0 | 0 | 0 | 0 | 0 | 0 | 0 | 0 | 0 | 0 | 0 | 0 | 0 | 0 | 0 | 0 | 0 | 0 | 0 | 0 | 0 | 0 | 0 | 0 | 0 | 0 | 0 | 0 | 0 | 0 | 0 | 0 | 0 | 0 | 0 | 0 | 0 | 0 | 0 | 0 | 0 | 0 | 0 | 0 | 0 | 0 | 0 | 0 | 0 | 0 | 0 | 0 | 0 | 0 | 0 | 0 | 0 | 0 | 0 | 2 |  | 0 | 0 | 0 | 0 | 0 | 0 | 0 | 0 | 0 | 0 | 463 | 416 | 0 | 0 | 1 | 0 | 0 | 0 | 0 | 0 | 0 | 0 | 0 | 0 | 0 | 463 | 416 | 0 | 0 | 1 | 0 | 4 | 0 | 2 | 0 | 1 | -1433.486 | -1416.858 | -915.364 | Devers-Red Bluff Constraint | Devers-Red Bluff Constraint | Devers-Red Bluff Constraint |  | 0 | 4 | 0 | 2 | 0 | 1 | -1433.486 | -1416.858 | -915.364 | Devers-Red Bluff Constraint | Devers-Red Bluff Constraint | Devers-Red Bluff Constraint |  | 4 | 4 | NO | 4 | 4 | 4 | NO | 4
SCE Eastern | Red Bluff | 500 | 0 | 0 | 0 | 0 | 0 | 0 | 0 | 0 | 0 | 0 | 0 | 0 | 0 | 0 | 0 | 0 | 0 | 1 | 0 | 1 | 0 | 1 | 0 | 0 | 0 | 0 | 0 | 0 | 0 | 0 | 0 | 0 | 0 | 0 | 0 | 0 | 0 | 0 | 0 | 0 | 0 | 0 | 0 | 0 | 0 | 0 | 0 | 0 | 0 | 0 | 0 | 0 | 0 | 0 | 0 | 0 | 0 | 0 | 0 | 0 | 0 | 0 | 0 | 0 | 0 | 0 | 0 | 0 | 0 | 0 | 0 | 0 | 0 | 0 | 0 | 0 | 0 | 0 | 0 | 0 | 0 | 0 | 0 | 0 | 0 | 0 | 0 | 0 | 0 | 0 | 0 | 0 | 0 | 0 | 0 | 0 | 0 | 2 |  | 0 | 0 | 0 | 0 | 0 | 0 | 0 | 0 | 0 | 0 | 0 | 0 | 0 | 0 | 0 | 0 | 0 | 0 | 0 | 0 | 0 | 0 | 0 | 0 | 175 | 0 | 100 | 0 | 0 | 1 | 0 | 4 | 0 | 2 | 0 | 1 | -1433.486 | -1416.858 | -915.364 | Devers-Red Bluff Constraint | Devers-Red Bluff Constraint | Devers-Red Bluff Constraint |  | 0 | 4 | 0 | 2 | 0 | 1 | -1433.486 | -1416.858 | -915.364 | Devers-Red Bluff Constraint | Devers-Red Bluff Constraint | Devers-Red Bluff Constraint |  | 4 | 4 | NO | 4 | 4 | 4 | NO | 4
PG&E NGBA | Redbud | 115 | 0 | 0 | 0 | 0 | 0 | 0 | 0 | 0 | 0 | 0 | 0 | 0 | 0 | 0 | 0 | 0 | 0 | 0 | 0 | 0 | 0 | 0 | 0 | 0 | 0 | 0 | 0 | 0 | 0 | 0 | 0 | 0 | 0 | 0 | 0 | 0 | 0 | 0 | 0 | 1 | 0 | 0 | 0 | 0 | 0 | 0 | 0 | 0 | 0 | 0 | 0 | 0 | 1 | 0 | 0 | 0 | 0 | 0 | 0 | 0 | 0 | 0 | 0 | 0 | 0 | 0 | 1 | 0 | 0 | 0 | 0 | 0 | 0 | 0 | 0 | 0 | 0 | 0 | 0 | 0 | 0 | 0 | 0 | 0 | 0 | 0 | 0 | 0 | 0 | 0 | 0 | 0 | 0 | 0 | 0 | 0 | 0 | 1 |  | 0 | 0 | 0 | 0 | 0 | 0 | 0 | 0 | 0 | 0 | 0 | 0 | 0 | 0 | 0 | 0 | 0 | 0 | 0 | 0 | 0 | 0 | 0 | 0 | 0 | 0 | 0 | 0 | 0 | 0 | 2 | 0 | 1 | 0 | 0 | 0 | -2282.29 | -1253.7212 | 335.9726 | Collinsville-Tesla 500 kV Line | Collinsville-Tesla 500 kV Line | Birds Landing-Contra Costa 230kV Line |  | 0 | 0 | 0 | 0 | 0 | 0 | 1505.81 | 1776.2038 | 335.9726 | Birds Landing-Contra Costa 230kV Line | Birds Landing-Contra Costa 230kV Line | Birds Landing-Contra Costa 230kV Line |  | 5 | 1 | YES | 2 | 1 | 1 | NO | 1
SCE Metro | Redondo | 230 | 0 | 0 | 0 | 0 | 0 | 0 | 0 | 0 | 0 | 1 | 0 | 0 | 0 | 0 | 0 | 0 | 0 | 0 | 0 | 0 | 0 | 0 | 0 | 0 | 0 | 0 | 0 | 0 | 0 | 0 | 0 | 0 | 0 | 0 | 0 | 0 | 0 | 0 | 0 | 0 | 0 | 0 | 0 | 0 | 0 | 0 | 0 | 0 | 0 | 0 | 0 | 0 | 0 | 0 | 0 | 0 | 0 | 0 | 0 | 0 | 0 | 0 | 0 | 0 | 0 | 0 | 0 | 0 | 0 | 0 | 0 | 0 | 0 | 0 | 0 | 0 | 0 | 0 | 0 | 0 | 0 | 0 | 0 | 0 | 0 | 0 | 0 | 0 | 0 | 0 | 0 | 0 | 0 | 0 | 0 | 0 | 0 | 0 |  | 0 | 0 | 0 | 0 | 0 | 0 | 0 | 0 | 0 | 0 | 0 | 0 | 0 | 0 | 0 | 0 | 0 | 0 | 0 | 0 | 0 | 0 | 0 | 0 | 0 | 0 | 0 | 0 | 0 | 0 | 0 | 0 | 0 | 0 | 0 | 0 | 2097.6988 | 6824.058 | 19009.2611 | SCE Metro Area Default Constraint | SCE Metro Area Default Constraint | SCE Metro Area Default Constraint |  | 0 | 0 | 0 | 0 | 0 | 0 | 2097.6988 | 6824.058 | 19009.2611 | SCE Metro Area Default Constraint | SCE Metro Area Default Constraint | SCE Metro Area Default Constraint |  | 1 | 1 | NO | 1 | 1 | 1 | NO | 1
PG&E FRESNO | Reedley | 115 | 0 | 0 | 0 | 0 | 0 | 0 | 0 | 0 | 0 | 0 | 0 | 0 | 0 | 0 | 0 | 0 | 0 | 0 | 0 | 0 | 0 | 0 | 0 | 0 | 0 | 0 | 0 | 0 | 0 | 0 | 0 | 0 | 0 | 0 | 0 | 0 | 0 | 0 | 0 | 0 | 0 | 0 | 0 | 0 | 0 | 1 | 0 | 0 | 0 | 0 | 0 | 0 | 0 | 0 | 0 | 0 | 0 | 0 | 0 | 0 | 0 | 0 | 0 | 0 | 0 | 0 | 0 | 0 | 0 | 0 | 0 | 0 | 0 | 0 | 0 | 0 | 0 | 0 | 1 | 0 | 0 | 1 | 0 | 0 | 1 | 1 | 0 | 0 | 0 | 1 | 0 | 0 | 0 | 0 | 1 | 0 | 0 | 2 |  | 0 | 0 | 0 | 0 | 0 | 0 | 0 | 0 | 0 | 0 | 0 | 0 | 0 | 0 | 0 | 0 | 0 | 0 | 0 | 0 | 0 | 0 | 0 | 0 | 0 | 0 | 0 | 0 | 0 | 0 | 2 | 0 | 5 | 0 | 2 | 1 | -628.35 | -2441.884 | -3308.8336 | Borden-Storey #1 230kV line | Gates 500/230kV TB #12 | Mustang-Henrietta 230 kV line |  | 0 | 0 | 1 | 0 | 0 | 1 | 181.95 | -339.66 | -829.8336 | Bellota-Weber 230kV line | Bellota-Weber 230kV line | Mustang-Henrietta 230 kV line |  | 5 | 5 | NO | 5 | 5 | 4 | YES | 4
PG&E KERN | Renfro | 115 | 0 | 0 | 0 | 0 | 0 | 0 | 0 | 0 | 0 | 0 | 0 | 0 | 0 | 0 | 0 | 0 | 0 | 0 | 0 | 0 | 0 | 0 | 0 | 0 | 0 | 0 | 0 | 0 | 0 | 0 | 0 | 0 | 0 | 0 | 0 | 0 | 0 | 0 | 0 | 0 | 0 | 0 | 0 | 0 | 0 | 0 | 0 | 0 | 0 | 0 | 0 | 0 | 0 | 0 | 0 | 0 | 0 | 0 | 0 | 0 | 0 | 0 | 0 | 0 | 0 | 0 | 0 | 1 | 0 | 0 | 0 | 0 | 0 | 0 | 1 | 0 | 0 | 0 | 1 | 1 | 0 | 0 | 0 | 0 | 0 | 0 | 0 | 0 | 0 | 0 | 0 | 0 | 0 | 0 | 0 | 0 | 0 | 0 |  | 0 | 0 | 0 | 0 | 0 | 0 | 0 | 0 | 0 | 0 | 0 | 0 | 0 | 0 | 0 | 0 | 0 | 0 | 0 | 0 | 0 | 0 | 0 | 0 | 100 | 0 | 0 | 0 | 0 | 1 | 2 | 0 | 2 | 0 | 2 | 0 | -385.58 | -3180.532 | -3151.403 | Gates 500/230kV TB #11 | Gates 500/230kV TB #11 | Gates 500/230kV TB #12 |  | 0 | 0 | 0 | 0 | 0 | 0 | 7.65 | 144.11 | 266.8703 | Cal Flat-Gates 230 kV line | Cal Flat-Gates 230 kV line | Cal Flat-Gates 230 kV line |  | 5 | 1 | YES | 2 | 5 | 1 | YES | 2
PG&E GBA | Richmond R | 115 | 0 | 0 | 0 | 0 | 0 | 0 | 0 | 0 | 0 | 0 | 0 | 0 | 0 | 0 | 0 | 0 | 0 | 0 | 0 | 0 | 0 | 0 | 0 | 0 | 0 | 0 | 0 | 0 | 0 | 0 | 0 | 0 | 0 | 0 | 0 | 0 | 0 | 0 | 0 | 1 | 0 | 0 | 0 | 0 | 0 | 0 | 0 | 0 | 0 | 1 | 0 | 0 | 1 | 1 | 1 | 1 | 0 | 0 | 1 | 1 | 0 | 1 | 0 | 0 | 0 | 1 | 0 | 0 | 0 | 0 | 0 | 0 | 0 | 0 | 0 | 0 | 0 | 0 | 0 | 0 | 0 | 0 | 0 | 0 | 0 | 0 | 0 | 0 | 0 | 0 | 0 | 0 | 0 | 0 | 0 | 0 | 0 | 2 |  | 0 | 0 | 0 | 0 | 0 | 0 | 0 | 0 | 0 | 0 | 0 | 0 | 0 | 0 | 0 | 0 | 0 | 0 | 0 | 0 | 0 | 0 | 0 | 0 | 0 | 0 | 0 | 0 | 0 | 0 | 3 | 0 | 1 | 0 | 0 | 0 | -2282.29 | -1253.7212 | 884.6639 | Collinsville-Tesla 500 kV Line | Collinsville-Tesla 500 kV Line | Collinsville-Tesla 500 kV Line |  | 0 | 1 | 0 | 0 | 0 | 0 | -314.49 | 932.2038 | 884.6639 | Tesla-Bellota 230 kV line | Contra Costa- Windmaster 230 kV line | Collinsville-Tesla 500 kV Line |  | 5 | 4 | YES | 4 | 1 | 1 | NO | 1
PG&E NGBA | Rincon | 115 | 0 | 0 | 0 | 0 | 0 | 0 | 0 | 0 | 0 | 0 | 0 | 0 | 0 | 0 | 0 | 0 | 0 | 0 | 0 | 0 | 0 | 0 | 0 | 0 | 0 | 0 | 0 | 0 | 0 | 0 | 0 | 0 | 0 | 0 | 0 | 0 | 0 | 0 | 0 | 1 | 0 | 1 | 0 | 0 | 0 | 0 | 0 | 0 | 0 | 0 | 0 | 1 | 1 | 1 | 1 | 1 | 0 | 0 | 0 | 0 | 0 | 0 | 0 | 0 | 0 | 1 | 1 | 0 | 0 | 0 | 0 | 0 | 0 | 0 | 0 | 0 | 0 | 0 | 0 | 0 | 0 | 0 | 0 | 0 | 0 | 0 | 0 | 0 | 0 | 0 | 0 | 0 | 0 | 0 | 0 | 0 | 0 | 2 |  | 0 | 0 | 0 | 0 | 0 | 0 | 0 | 0 | 0 | 0 | 0 | 0 | 0 | 0 | 0 | 0 | 0 | 0 | 0 | 0 | 0 | 0 | 0 | 0 | 0 | 0 | 0 | 0 | 0 | 0 | 3 | 0 | 1 | 0 | 0 | 0 | -2282.29 | -1253.7212 | 335.9726 | Collinsville-Tesla 500 kV Line | Collinsville-Tesla 500 kV Line | Birds Landing-Contra Costa 230kV Line |  | 0 | 0 | 0 | 0 | 0 | 0 | 661.81 | 929.8 | 335.9726 | Contra Costa- Windmaster 230 kV line | Cortina-Eagle Rock 115 kV line | Birds Landing-Contra Costa 230kV Line |  | 5 | 1 | YES | 2 | 1 | 1 | NO | 1
PG&E KERN | Rio Bravo | 115 | 0 | 0 | 0 | 0 | 0 | 0 | 0 | 0 | 0 | 0 | 0 | 0 | 0 | 0 | 0 | 0 | 0 | 0 | 0 | 0 | 0 | 0 | 0 | 0 | 0 | 0 | 0 | 0 | 0 | 0 | 0 | 0 | 0 | 0 | 0 | 0 | 0 | 0 | 0 | 0 | 0 | 0 | 0 | 0 | 0 | 0 | 0 | 0 | 0 | 0 | 0 | 0 | 0 | 0 | 0 | 0 | 0 | 0 | 0 | 0 | 0 | 0 | 0 | 0 | 0 | 0 | 0 | 1 | 0 | 0 | 0 | 0 | 0 | 0 | 1 | 0 | 0 | 0 | 1 | 1 | 0 | 0 | 0 | 0 | 0 | 0 | 0 | 0 | 0 | 0 | 0 | 0 | 0 | 0 | 0 | 0 | 0 | 0 |  | 0 | 0 | 0 | 0 | 0 | 0 | 0 | 0 | 0 | 0 | 0 | 0 | 0 | 0 | 0 | 0 | 0 | 0 | 0 | 0 | 0 | 0 | 0 | 0 | 100 | 0 | 0 | 0 | 0 | 1 | 2 | 0 | 2 | 0 | 2 | 0 | -385.58 | -3180.532 | -3151.403 | Gates 500/230kV TB #11 | Gates 500/230kV TB #11 | Gates 500/230kV TB #12 |  | 0 | 0 | 0 | 0 | 0 | 0 | 7.65 | 144.11 | 266.8703 | Cal Flat-Gates 230 kV line | Cal Flat-Gates 230 kV line | Cal Flat-Gates 230 kV line |  | 5 | 1 | YES | 2 | 5 | 1 | YES | 2
SCE Metro | Rio Hondo | 230 | 0 | 0 | 0 | 0 | 0 | 0 | 0 | 0 | 0 | 1 | 0 | 0 | 0 | 0 | 0 | 0 | 0 | 0 | 0 | 0 | 0 | 0 | 0 | 0 | 0 | 0 | 0 | 0 | 0 | 0 | 0 | 0 | 0 | 0 | 0 | 0 | 0 | 0 | 0 | 0 | 0 | 0 | 0 | 0 | 0 | 0 | 0 | 0 | 0 | 0 | 0 | 0 | 0 | 0 | 0 | 0 | 0 | 0 | 0 | 0 | 0 | 0 | 0 | 0 | 0 | 0 | 0 | 0 | 0 | 0 | 0 | 0 | 0 | 0 | 0 | 0 | 0 | 0 | 0 | 0 | 0 | 0 | 0 | 0 | 0 | 0 | 0 | 0 | 0 | 0 | 0 | 0 | 0 | 0 | 0 | 0 | 0 | 0 |  | 0 | 0 | 0 | 0 | 0 | 0 | 0 | 0 | 0 | 0 | 0 | 0 | 0 | 0 | 0 | 0 | 0 | 0 | 0 | 0 | 0 | 0 | 0 | 0 | 0 | 0 | 265 | 410 | 0 | 1 | 0 | 0 | 0 | 0 | 0 | 0 | 2097.6988 | 6824.058 | 19009.2611 | SCE Metro Area Default Constraint | SCE Metro Area Default Constraint | SCE Metro Area Default Constraint |  | 0 | 0 | 0 | 0 | 0 | 0 | 2097.6988 | 6824.058 | 19009.2611 | SCE Metro Area Default Constraint | SCE Metro Area Default Constraint | SCE Metro Area Default Constraint |  | 1 | 1 | NO | 1 | 1 | 1 | NO | 1
PG&E NGBA | Rio Oso | 115 | 0 | 0 | 0 | 0 | 0 | 0 | 0 | 0 | 0 | 0 | 0 | 0 | 0 | 0 | 0 | 0 | 0 | 0 | 0 | 0 | 0 | 0 | 0 | 0 | 0 | 0 | 0 | 0 | 0 | 0 | 0 | 0 | 0 | 0 | 0 | 0 | 0 | 0 | 0 | 1 | 1 | 0 | 1 | 0 | 1 | 1 | 1 | 1 | 0 | 0 | 0 | 0 | 0 | 0 | 0 | 0 | 0 | 0 | 0 | 1 | 1 | 0 | 0 | 0 | 0 | 0 | 0 | 0 | 0 | 0 | 0 | 0 | 0 | 0 | 0 | 0 | 0 | 0 | 0 | 0 | 0 | 0 | 0 | 0 | 0 | 0 | 0 | 0 | 0 | 0 | 0 | 0 | 0 | 0 | 0 | 0 | 0 | 0 |  | 0 | 0 | 0 | 0 | 0 | 0 | 0 | 0 | 0 | 0 | 0 | 0 | 0 | 0 | 0 | 0 | 0 | 0 | 0 | 0 | 0 | 0 | 0 | 0 | 0 | 0 | 0 | 0 | 0 | 0 | 2 | 0 | 2 | 0 | 0 | 0 | -2282.29 | -1253.7212 | 72.84 | Collinsville-Tesla 500 kV Line | Collinsville-Tesla 500 kV Line | Woodland- Davis 115kV line |  | 0 | 1 | 1 | 0 | 0 | 0 | -314.49 | -339.66 | 72.84 | Tesla-Bellota 230 kV line | Bellota-Weber 230kV line | Woodland- Davis 115kV line |  | 5 | 5 | NO | 5 | 1 | 1 | NO | 1
PG&E NGBA | Rio Oso | 230 | 0 | 0 | 0 | 0 | 0 | 0 | 0 | 0 | 0 | 0 | 0 | 0 | 0 | 0 | 0 | 0 | 0 | 0 | 0 | 0 | 0 | 0 | 0 | 0 | 0 | 0 | 0 | 0 | 0 | 0 | 0 | 0 | 0 | 0 | 0 | 0 | 0 | 0 | 0 | 1 | 1 | 0 | 1 | 0 | 1 | 1 | 1 | 1 | 0 | 0 | 0 | 0 | 0 | 0 | 0 | 0 | 0 | 0 | 0 | 1 | 1 | 0 | 0 | 0 | 0 | 0 | 0 | 0 | 0 | 0 | 0 | 0 | 0 | 0 | 0 | 0 | 0 | 0 | 0 | 0 | 0 | 0 | 0 | 0 | 0 | 0 | 0 | 0 | 0 | 0 | 0 | 0 | 0 | 0 | 0 | 0 | 0 | 0 |  | 0 | 0 | 0 | 0 | 0 | 0 | 0 | 0 | 0 | 0 | 0 | 0 | 0 | 0 | 0 | 0 | 0 | 0 | 0 | 0 | 0 | 0 | 0 | 0 | 0 | 0 | 0 | 0 | 0 | 0 | 2 | 0 | 2 | 0 | 0 | 0 | -2282.29 | -1253.7212 | 72.84 | Collinsville-Tesla 500 kV Line | Collinsville-Tesla 500 kV Line | Woodland- Davis 115kV line |  | 0 | 1 | 1 | 0 | 0 | 0 | -314.49 | -339.66 | 72.84 | Tesla-Bellota 230 kV line | Bellota-Weber 230kV line | Woodland- Davis 115kV line |  | 5 | 5 | NO | 5 | 1 | 1 | NO | 1
PG&E GBA | Ripon | 115 | 0 | 0 | 0 | 0 | 0 | 0 | 0 | 0 | 0 | 0 | 0 | 0 | 0 | 0 | 0 | 0 | 0 | 0 | 0 | 0 | 0 | 0 | 0 | 0 | 0 | 0 | 0 | 0 | 0 | 0 | 0 | 0 | 0 | 0 | 0 | 0 | 0 | 0 | 0 | 0 | 0 | 0 | 0 | 0 | 0 | 1 | 0 | 0 | 0 | 0 | 0 | 0 | 0 | 0 | 0 | 1 | 0 | 1 | 0 | 1 | 0 | 0 | 0 | 1 | 0 | 1 | 0 | 0 | 0 | 0 | 0 | 0 | 0 | 0 | 0 | 0 | 0 | 0 | 0 | 0 | 0 | 0 | 0 | 0 | 0 | 0 | 0 | 0 | 0 | 0 | 0 | 0 | 0 | 0 | 0 | 0 | 0 | 0 |  | 0 | 0 | 0 | 0 | 0 | 0 | 0 | 0 | 0 | 0 | 0 | 0 | 0 | 0 | 0 | 0 | 0 | 0 | 0 | 0 | 0 | 0 | 0 | 2.6 | 0 | 0 | 99 | 0 | 0 | 1 | 1 | 0 | 1 | 0 | 0 | 0 | -614.49 | -339.66 | 283.632 | Tesla-Bellota 230 kV line | Bellota-Weber 230kV line | Tesla-Salado 115 kV line |  | 0 | 1 | 1 | 0 | 0 | 0 | -314.49 | -339.66 | 283.632 | Tesla-Bellota 230 kV line | Bellota-Weber 230kV line | Tesla-Salado 115 kV line |  | 5 | 5 | NO | 5 | 1 | 1 | NO | 1
PG&E GBA | Riverbank | 115 | 0 | 0 | 0 | 0 | 0 | 0 | 0 | 0 | 0 | 0 | 0 | 0 | 0 | 0 | 0 | 0 | 0 | 0 | 0 | 0 | 0 | 0 | 0 | 0 | 0 | 0 | 0 | 0 | 0 | 0 | 0 | 0 | 0 | 0 | 0 | 0 | 0 | 0 | 0 | 0 | 0 | 0 | 0 | 0 | 0 | 1 | 0 | 0 | 0 | 0 | 0 | 0 | 0 | 0 | 0 | 1 | 0 | 1 | 0 | 1 | 0 | 0 | 0 | 0 | 0 | 1 | 0 | 0 | 0 | 0 | 0 | 0 | 0 | 0 | 0 | 0 | 0 | 0 | 0 | 0 | 0 | 0 | 0 | 0 | 0 | 0 | 0 | 0 | 0 | 0 | 0 | 0 | 0 | 0 | 0 | 0 | 0 | 0 |  | 0 | 0 | 0 | 0 | 0 | 0 | 0 | 0 | 0 | 0 | 0 | 0 | 0 | 0 | 0 | 0 | 0 | 0 | 0 | 0 | 0 | 0 | 0 | 0 | 0 | 0 | 0 | 0 | 0 | 0 | 1 | 0 | 1 | 0 | 0 | 0 | -614.49 | -339.66 | 672.109 | Tesla-Bellota 230 kV line | Bellota-Weber 230kV line | Kasson Jct-Heinz 115 kV line |  | 0 | 1 | 1 | 0 | 0 | 0 | -314.49 | -339.66 | 672.109 | Tesla-Bellota 230 kV line | Bellota-Weber 230kV line | Kasson Jct-Heinz 115 kV line |  | 5 | 5 | NO | 5 | 1 | 1 | NO | 1
SCE NOL | Roadway | 115 | 0 | 0 | 0 | 0 | 0 | 0 | 0 | 0 | 0 | 0 | 0 | 0 | 1 | 1 | 0 | 0 | 0 | 0 | 0 | 0 | 0 | 0 | 0 | 0 | 0 | 0 | 0 | 0 | 0 | 0 | 0 | 0 | 0 | 0 | 0 | 0 | 0 | 0 | 0 | 0 | 0 | 0 | 0 | 0 | 0 | 0 | 0 | 0 | 0 | 0 | 0 | 0 | 0 | 0 | 0 | 0 | 0 | 0 | 0 | 0 | 0 | 0 | 0 | 0 | 0 | 0 | 0 | 0 | 0 | 0 | 0 | 0 | 0 | 0 | 0 | 0 | 0 | 0 | 0 | 0 | 0 | 0 | 0 | 0 | 0 | 0 | 0 | 0 | 0 | 0 | 0 | 0 | 0 | 0 | 0 | 0 | 0 | 2 |  | 0 | 0 | 0 | 0 | 0 | 0 | 0 | 0 | 2 | 150 | 0 | 75 | 0 | 0 | 1 | 0 | 0 | 0 | 0 | 0 | 0 | 0 | 0 | 2 | 150 | 0 | 75 | 0 | 0 | 1 | 0 | 0 | 0 | 0 | 0 | 0 | 169.82 | 450.9 | 1960.144 | Lugo Transformer Area Constraint | Lugo Transformer Area Constraint | Victor to Lugo Area Constraint |  | 0 | 0 | 0 | 0 | 0 | 0 | 169.82 | 450.9 | 1960.144 | Lugo Transformer Area Constraint | Lugo Transformer Area Constraint | Victor to Lugo Area Constraint |  | 1 | 1 | NO | 1 | 1 | 1 | NO | 1
PG&E NGBA | Rock Creek 1 | 230 | 0 | 0 | 0 | 0 | 0 | 0 | 0 | 0 | 0 | 0 | 0 | 0 | 0 | 0 | 0 | 0 | 0 | 0 | 0 | 0 | 0 | 0 | 0 | 0 | 0 | 0 | 0 | 0 | 0 | 0 | 0 | 0 | 0 | 0 | 0 | 0 | 0 | 0 | 0 | 1 | 0 | 0 | 0 | 0 | 0 | 1 | 0 | 1 | 0 | 0 | 0 | 0 | 0 | 0 | 0 | 0 | 0 | 0 | 0 | 1 | 1 | 0 | 0 | 0 | 0 | 0 | 0 | 0 | 0 | 0 | 0 | 0 | 0 | 0 | 0 | 0 | 0 | 0 | 0 | 0 | 0 | 0 | 0 | 0 | 0 | 0 | 0 | 0 | 0 | 0 | 0 | 0 | 0 | 0 | 0 | 0 | 0 | 0 |  | 0 | 0 | 0 | 0 | 0 | 0 | 0 | 0 | 0 | 0 | 0 | 0 | 0 | 0 | 0 | 0 | 0 | 0 | 0 | 0 | 0 | 0 | 0 | 0 | 0 | 397.5 | 0 | 0 | 0 | 1 | 2 | 0 | 2 | 0 | 0 | 0 | -2282.29 | -1253.7212 | 297.6836 | Collinsville-Tesla 500 kV Line | Collinsville-Tesla 500 kV Line | Rio Oso-Lockeford 230kV line |  | 0 | 1 | 1 | 0 | 0 | 0 | -314.49 | -339.66 | 297.6836 | Tesla-Bellota 230 kV line | Bellota-Weber 230kV line | Rio Oso-Lockeford 230kV line |  | 5 | 5 | NO | 5 | 1 | 1 | NO | 1
SCE Northern | Rosamond | 66 | 1 | 0 | 1 | 0 | 0 | 0 | 0 | 0 | 0 | 0 | 0 | 0 | 0 | 0 | 0 | 0 | 0 | 0 | 0 | 0 | 0 | 0 | 0 | 0 | 0 | 0 | 0 | 0 | 0 | 0 | 0 | 0 | 0 | 0 | 0 | 0 | 0 | 0 | 0 | 0 | 0 | 0 | 0 | 0 | 0 | 0 | 0 | 0 | 0 | 0 | 0 | 0 | 0 | 0 | 0 | 0 | 0 | 0 | 0 | 0 | 0 | 0 | 0 | 0 | 0 | 0 | 0 | 0 | 0 | 0 | 0 | 0 | 0 | 0 | 0 | 0 | 0 | 0 | 0 | 0 | 0 | 0 | 0 | 0 | 0 | 0 | 0 | 0 | 0 | 0 | 0 | 0 | 0 | 0 | 0 | 0 | 0 | 0 |  | 0 | 0 | 0 | 0 | 0 | 0 | 0 | 0 | 0 | 0 | 0 | 0 | 0 | 0 | 0 | 0 | 0 | 0 | 0 | 0 | 0 | 0 | 0 | 0 | 0 | 0 | 0 | 0 | 0 | 0 | 0 | 0 | 1 | 0 | 0 | 0 | 1340.39 | -460.18 | 6846.57 | Antelope-Vincent Constraint | Antelope-Vincent Constraint | Pardee-Sylmar Constraint |  | 0 | 0 | 1 | 0 | 0 | 0 | 1340.39 | -460.18 | 6846.57 | Antelope-Vincent Constraint | Antelope-Vincent Constraint | Pardee-Sylmar Constraint |  | 5 | 5 | NO | 5 | 1 | 1 | NO | 1
PG&E GBA | Rossmoor | 230 | 0 | 0 | 0 | 0 | 0 | 0 | 0 | 0 | 0 | 0 | 0 | 0 | 0 | 0 | 0 | 0 | 0 | 0 | 0 | 0 | 0 | 0 | 0 | 0 | 0 | 0 | 0 | 0 | 0 | 0 | 0 | 0 | 0 | 0 | 0 | 0 | 0 | 0 | 0 | 1 | 0 | 0 | 0 | 0 | 0 | 0 | 0 | 0 | 0 | 0 | 0 | 0 | 0 | 0 | 0 | 1 | 0 | 0 | 0 | 0 | 0 | 0 | 0 | 0 | 0 | 0 | 1 | 0 | 0 | 0 | 0 | 0 | 0 | 0 | 0 | 0 | 0 | 0 | 0 | 0 | 0 | 0 | 0 | 0 | 0 | 0 | 0 | 0 | 0 | 0 | 0 | 0 | 0 | 0 | 0 | 0 | 0 | 0 |  | 0 | 0 | 0 | 0 | 0 | 0 | 0 | 0 | 0 | 0 | 0 | 0 | 0 | 0 | 0 | 0 | 0 | 0 | 0 | 0 | 0 | 0 | 0 | 0 | 0 | 0 | 0 | 0 | 0 | 0 | 2 | 0 | 1 | 0 | 0 | 0 | -2282.29 | -1253.7212 | 335.9726 | Collinsville-Tesla 500 kV Line | Collinsville-Tesla 500 kV Line | Birds Landing-Contra Costa 230kV Line |  | 0 | 0 | 0 | 0 | 0 | 0 | 857.21 | 1776.2038 | 335.9726 | Tesla-Tracy-Pump 230 kV line #2 | Birds Landing-Contra Costa 230kV Line | Birds Landing-Contra Costa 230kV Line |  | 5 | 1 | YES | 2 | 1 | 1 | NO | 1
PG&E NGBA | Round Mountain | 230 | 0 | 0 | 0 | 0 | 0 | 0 | 0 | 0 | 0 | 0 | 0 | 0 | 0 | 0 | 0 | 0 | 0 | 0 | 0 | 0 | 0 | 0 | 0 | 0 | 0 | 0 | 0 | 0 | 0 | 0 | 0 | 0 | 0 | 0 | 0 | 0 | 0 | 0 | 0 | 1 | 0 | 0 | 0 | 0 | 0 | 0 | 0 | 0 | 0 | 0 | 0 | 0 | 0 | 0 | 0 | 0 | 0 | 0 | 0 | 0 | 0 | 0 | 0 | 0 | 0 | 0 | 0 | 0 | 0 | 0 | 0 | 0 | 0 | 0 | 0 | 0 | 0 | 0 | 0 | 0 | 0 | 0 | 0 | 0 | 0 | 0 | 0 | 0 | 0 | 0 | 0 | 0 | 0 | 0 | 0 | 0 | 0 | 0 |  | 0 | 0 | 0 | 0 | 0 | 0 | 0 | 0 | 0 | 0 | 0 | 0 | 0 | 0 | 0 | 80 | 0 | 150 | 0 | 0 | 0 | 0 | 0 | 0 | 0 | 0 | 0 | 0 | 0 | 1 | 1 | 0 | 1 | 0 | 0 | 0 | -2282.29 | -1253.7212 | 884.6639 | Collinsville-Tesla 500 kV Line | Collinsville-Tesla 500 kV Line | Collinsville-Tesla 500 kV Line |  | 0 | 0 | 0 | 0 | 0 | 0 | 6362.71 | 7391.2788 | 884.6639 | Collinsville-Tesla 500 kV Line | Collinsville-Tesla 500 kV Line | Collinsville-Tesla 500 kV Line |  | 5 | 1 | YES | 2 | 1 | 1 | NO | 1
PG&E NGBA | Round Mountain | 500 | 0 | 0 | 0 | 0 | 0 | 0 | 0 | 0 | 0 | 0 | 0 | 0 | 0 | 0 | 0 | 0 | 0 | 0 | 0 | 0 | 0 | 0 | 0 | 0 | 0 | 0 | 0 | 0 | 0 | 0 | 0 | 0 | 0 | 0 | 0 | 0 | 0 | 0 | 0 | 1 | 0 | 0 | 0 | 0 | 0 | 0 | 0 | 0 | 0 | 0 | 0 | 0 | 0 | 0 | 0 | 0 | 0 | 0 | 0 | 0 | 0 | 0 | 0 | 0 | 0 | 0 | 0 | 0 | 0 | 0 | 0 | 0 | 0 | 0 | 0 | 0 | 0 | 0 | 0 | 0 | 0 | 0 | 0 | 0 | 0 | 0 | 0 | 0 | 0 | 0 | 0 | 0 | 0 | 0 | 0 | 0 | 0 | 0 |  | 0 | 0 | 0 | 0 | 0 | 0 | 0 | 0 | 0 | 0 | 0 | 0 | 0 | 0 | 0 | 0 | 0 | 0 | 0 | 0 | 0 | 0 | 0 | 0 | 0 | 0 | 0 | 0 | 0 | 0 | 1 | 0 | 1 | 0 | 0 | 0 | -2282.29 | -1253.7212 | 884.6639 | Collinsville-Tesla 500 kV Line | Collinsville-Tesla 500 kV Line | Collinsville-Tesla 500 kV Line |  | 0 | 0 | 0 | 0 | 0 | 0 | 6362.71 | 7391.2788 | 884.6639 | Collinsville-Tesla 500 kV Line | Collinsville-Tesla 500 kV Line | Collinsville-Tesla 500 kV Line |  | 5 | 1 | YES | 2 | 1 | 1 | NO | 1
PG&E GBA | Salado | 115 | 0 | 0 | 0 | 0 | 0 | 0 | 0 | 0 | 0 | 0 | 0 | 0 | 0 | 0 | 0 | 0 | 0 | 0 | 0 | 0 | 0 | 0 | 0 | 0 | 0 | 0 | 0 | 0 | 0 | 0 | 0 | 0 | 0 | 0 | 0 | 0 | 0 | 0 | 0 | 0 | 0 | 0 | 0 | 0 | 0 | 0 | 0 | 0 | 0 | 0 | 0 | 0 | 0 | 0 | 0 | 1 | 0 | 0 | 0 | 1 | 0 | 0 | 0 | 1 | 0 | 0 | 0 | 0 | 0 | 0 | 0 | 0 | 0 | 0 | 0 | 0 | 0 | 0 | 0 | 0 | 0 | 0 | 0 | 0 | 0 | 0 | 0 | 0 | 0 | 0 | 0 | 0 | 0 | 0 | 0 | 0 | 0 | 0 |  | 0 | 0 | 0 | 0 | 0 | 0 | 0 | 0 | 0 | 0 | 0 | 0 | 0 | 0 | 0 | 0 | 0 | 0 | 0 | 0 | 0 | 0 | 0 | 0 | 0 | 0 | 0 | 0 | 0 | 0 | 1 | 0 | 0 | 0 | 0 | 0 | -614.49 | 115.16 | 283.632 | Tesla-Bellota 230 kV line | Tesla-Salado 115 kV line | Tesla-Salado 115 kV line |  | 0 | 1 | 0 | 0 | 0 | 0 | -314.49 | 115.16 | 283.632 | Tesla-Bellota 230 kV line | Tesla-Salado 115 kV line | Tesla-Salado 115 kV line |  | 5 | 4 | YES | 4 | 1 | 1 | NO | 1
PG&E GBA | Salado | 60 | 0 | 0 | 0 | 0 | 0 | 0 | 0 | 0 | 0 | 0 | 0 | 0 | 0 | 0 | 0 | 0 | 0 | 0 | 0 | 0 | 0 | 0 | 0 | 0 | 0 | 0 | 0 | 0 | 0 | 0 | 0 | 0 | 0 | 0 | 0 | 0 | 0 | 0 | 0 | 0 | 0 | 0 | 0 | 0 | 0 | 0 | 0 | 0 | 0 | 0 | 0 | 0 | 0 | 0 | 0 | 1 | 0 | 0 | 0 | 1 | 0 | 0 | 0 | 1 | 0 | 0 | 0 | 0 | 0 | 0 | 0 | 0 | 0 | 0 | 0 | 0 | 0 | 0 | 0 | 0 | 0 | 0 | 0 | 0 | 0 | 0 | 0 | 0 | 0 | 0 | 0 | 0 | 0 | 0 | 0 | 0 | 0 | 0 |  | 0 | 0 | 0 | 0 | 0 | 0 | 0 | 0 | 0 | 0 | 0 | 0 | 0 | 0 | 0 | 0 | 0 | 0 | 0 | 0 | 0 | 0 | 0 | 0 | 0 | 0 | 0 | 0 | 0 | 0 | 1 | 0 | 0 | 0 | 0 | 0 | -614.49 | 115.16 | 283.632 | Tesla-Bellota 230 kV line | Tesla-Salado 115 kV line | Tesla-Salado 115 kV line |  | 0 | 1 | 0 | 0 | 0 | 0 | -314.49 | 115.16 | 283.632 | Tesla-Bellota 230 kV line | Tesla-Salado 115 kV line | Tesla-Salado 115 kV line |  | 5 | 4 | YES | 4 | 1 | 1 | NO | 1
PG&E GBA | Salinas | 115 | 0 | 0 | 0 | 0 | 0 | 0 | 0 | 0 | 0 | 0 | 0 | 0 | 0 | 0 | 0 | 0 | 0 | 0 | 0 | 0 | 0 | 0 | 0 | 0 | 0 | 0 | 0 | 0 | 0 | 0 | 0 | 0 | 0 | 0 | 0 | 0 | 0 | 0 | 0 | 0 | 0 | 0 | 0 | 0 | 0 | 0 | 0 | 0 | 0 | 0 | 0 | 0 | 0 | 0 | 0 | 0 | 0 | 0 | 0 | 0 | 0 | 0 | 0 | 0 | 1 | 0 | 0 | 0 | 0 | 0 | 0 | 0 | 0 | 0 | 0 | 0 | 0 | 0 | 0 | 0 | 0 | 0 | 0 | 0 | 0 | 0 | 0 | 0 | 0 | 0 | 0 | 0 | 0 | 0 | 0 | 0 | 1 | 0 |  | 0 | 0 | 0 | 0 | 0 | 0 | 0 | 0 | 0 | 0 | 0 | 0 | 0 | 0 | 0 | 0 | 0 | 60 | 0 | 0 | 0 | 0 | 0 | 0 | 0 | 0 | 0 | 0 | 0 | 1 | 0 | 0 | 0 | 0 | 0 | 0 | 302 | 351.6 | 172.2 | Morganhill-Metcalf 115kV Line | Morganhill-Metcalf 115kV Line | Morganhill-Metcalf 115kV Line |  | 0 | 0 | 0 | 0 | 0 | 0 | 302 | 351.6 | 172.2 | Morganhill-Metcalf 115kV Line | Morganhill-Metcalf 115kV Line | Morganhill-Metcalf 115kV Line |  | 1 | 1 | NO | 1 | 1 | 1 | NO | 1
SDGE | Salt Creek | 69 | 0 | 0 | 0 | 0 | 0 | 0 | 0 | 0 | 0 | 0 | 0 | 0 | 0 | 0 | 0 | 0 | 0 | 0 | 0 | 0 | 0 | 0 | 0 | 0 | 0 | 0 | 0 | 1 | 1 | 1 | 1 | 0 | 1 | 0 | 0 | 1 | 1 | 0 | 0 | 0 | 0 | 0 | 0 | 0 | 0 | 0 | 0 | 0 | 0 | 0 | 0 | 0 | 0 | 0 | 0 | 0 | 0 | 0 | 0 | 0 | 0 | 0 | 0 | 0 | 0 | 0 | 0 | 0 | 0 | 0 | 0 | 0 | 0 | 0 | 0 | 0 | 0 | 0 | 0 | 0 | 0 | 0 | 0 | 0 | 0 | 0 | 0 | 0 | 0 | 0 | 0 | 0 | 0 | 0 | 0 | 0 | 0 | 5 |  | 0 | 0 | 0 | 0 | 0 | 0 | 0 | 0 | 0 | 0 | 0 | 0 | 0 | 0 | 0 | 0 | 0 | 0 | 0 | 0 | 0 | 0 | 0 | 0 | 0 | 0 | 0 | 0 | 0 | 0 | 0 | 0 | 0 | 0 | 0 | 0 | 29.03 | 195.275 | 301.7864 | San Luis Rey-San Onofre 230 kV line constraint | Miguel 69 kV constraint | Miguel 69 kV constraint |  | 0 | 0 | 0 | 0 | 0 | 0 | 29.03 | 195.275 | 301.7864 | San Luis Rey-San Onofre 230 kV line constraint | Miguel 69 kV constraint | Miguel 69 kV constraint |  | 1 | 1 | NO | 1 | 1 | 1 | NO | 1
SCE Eastern | San Bernardino | 230 | 0 | 0 | 0 | 0 | 0 | 0 | 0 | 0 | 0 | 0 | 0 | 0 | 0 | 0 | 0 | 0 | 0 | 0 | 0 | 1 | 0 | 1 | 0 | 0 | 0 | 0 | 0 | 0 | 0 | 0 | 0 | 0 | 0 | 0 | 0 | 0 | 0 | 0 | 0 | 0 | 0 | 0 | 0 | 0 | 0 | 0 | 0 | 0 | 0 | 0 | 0 | 0 | 0 | 0 | 0 | 0 | 0 | 0 | 0 | 0 | 0 | 0 | 0 | 0 | 0 | 0 | 0 | 0 | 0 | 0 | 0 | 0 | 0 | 0 | 0 | 0 | 0 | 0 | 0 | 0 | 0 | 0 | 0 | 0 | 0 | 0 | 0 | 0 | 0 | 0 | 0 | 0 | 0 | 0 | 0 | 0 | 0 | 1 |  | 0 | 0 | 0 | 0 | 0 | 0 | 0 | 0 | 0 | 0 | 0 | 0 | 0 | 0 | 0 | 0 | 0 | 0 | 0 | 0 | 0 | 0 | 0 | 0 | 0 | 0 | 0 | 0 | 0 | 0 | 0 | 2 | 0 | 0 | 0 | 0 | -1208.036 | 2259.6 | 6692.496 | Serrano-Alberhill-Valley Constraint | Etiwanda-Rancho Vista Constraint | Serrano-Alberhill-Valley Constraint |  | 0 | 2 | 0 | 0 | 0 | 0 | -1208.036 | 2259.6 | 6692.496 | Serrano-Alberhill-Valley Constraint | Etiwanda-Rancho Vista Constraint | Serrano-Alberhill-Valley Constraint |  | 4 | 4 | NO | 4 | 1 | 1 | NO | 1
PG&E GBA | SAN FRAN A (POTRERO PP) | 115 | 0 | 0 | 0 | 0 | 0 | 0 | 0 | 0 | 0 | 0 | 0 | 0 | 0 | 0 | 0 | 0 | 0 | 0 | 0 | 0 | 0 | 0 | 0 | 0 | 0 | 0 | 0 | 0 | 0 | 0 | 0 | 0 | 0 | 0 | 0 | 0 | 0 | 0 | 0 | 1 | 0 | 0 | 0 | 0 | 0 | 0 | 0 | 0 | 0 | 0 | 0 | 0 | 1 | 0 | 0 | 0 | 0 | 0 | 0 | 0 | 0 | 0 | 0 | 0 | 0 | 0 | 0 | 0 | 0 | 0 | 0 | 0 | 0 | 0 | 0 | 0 | 0 | 0 | 0 | 0 | 0 | 0 | 0 | 0 | 0 | 0 | 0 | 0 | 0 | 0 | 0 | 0 | 0 | 0 | 0 | 0 | 0 | 1 |  | 0 | 0 | 0 | 0 | 0 | 0 | 0 | 0 | 0 | 0 | 0 | 0 | 0 | 0 | 0 | 0 | 0 | 0 | 0 | 0 | 0 | 0 | 0 | 0 | 100 | 0 | 0 | 0 | 0 | 1 | 1 | 0 | 1 | 0 | 0 | 0 | -2282.29 | -1253.7212 | 884.6639 | Collinsville-Tesla 500 kV Line | Collinsville-Tesla 500 kV Line | Collinsville-Tesla 500 kV Line |  | 0 | 0 | 0 | 0 | 0 | 0 | 2160.3 | 2019.85 | 884.6639 | Sobrante-Moraga 230 kV line | Sobrante-Moraga 230 kV line | Collinsville-Tesla 500 kV Line |  | 5 | 1 | YES | 2 | 1 | 1 | NO | 1
PG&E GBA | SAN FRAN A (POTRERO PP) | 230 | 0 | 0 | 0 | 0 | 0 | 0 | 0 | 0 | 0 | 0 | 0 | 0 | 0 | 0 | 0 | 0 | 0 | 0 | 0 | 0 | 0 | 0 | 0 | 0 | 0 | 0 | 0 | 0 | 0 | 0 | 0 | 0 | 0 | 0 | 0 | 0 | 0 | 0 | 0 | 1 | 0 | 0 | 0 | 0 | 0 | 0 | 0 | 0 | 0 | 0 | 0 | 0 | 1 | 0 | 0 | 0 | 0 | 0 | 0 | 0 | 0 | 0 | 0 | 0 | 0 | 0 | 0 | 0 | 0 | 0 | 0 | 0 | 0 | 0 | 0 | 0 | 0 | 0 | 0 | 0 | 0 | 0 | 0 | 0 | 0 | 0 | 0 | 0 | 0 | 0 | 0 | 0 | 0 | 0 | 0 | 0 | 0 | 1 |  | 0 | 0 | 0 | 0 | 0 | 0 | 0 | 0 | 0 | 0 | 0 | 0 | 0 | 0 | 0 | 0 | 0 | 0 | 0 | 0 | 0 | 0 | 0 | 0 | 60 | 0 | 0 | 0 | 0 | 1 | 1 | 0 | 1 | 0 | 0 | 0 | -2282.29 | -1253.7212 | 884.6639 | Collinsville-Tesla 500 kV Line | Collinsville-Tesla 500 kV Line | Collinsville-Tesla 500 kV Line |  | 0 | 0 | 0 | 0 | 0 | 0 | 2160.3 | 2019.85 | 884.6639 | Sobrante-Moraga 230 kV line | Sobrante-Moraga 230 kV line | Collinsville-Tesla 500 kV Line |  | 5 | 1 | YES | 2 | 1 | 1 | NO | 1
PG&E GBA | San Jose A | 115 | 0 | 0 | 0 | 0 | 0 | 0 | 0 | 0 | 0 | 0 | 0 | 0 | 0 | 0 | 0 | 0 | 0 | 0 | 0 | 0 | 0 | 0 | 0 | 0 | 0 | 0 | 0 | 0 | 0 | 0 | 0 | 0 | 0 | 0 | 0 | 0 | 0 | 0 | 0 | 0 | 0 | 0 | 0 | 0 | 0 | 0 | 0 | 0 | 0 | 0 | 0 | 0 | 0 | 0 | 0 | 1 | 0 | 0 | 0 | 1 | 0 | 0 | 0 | 0 | 0 | 0 | 0 | 0 | 0 | 0 | 0 | 0 | 0 | 0 | 0 | 0 | 0 | 0 | 0 | 0 | 0 | 0 | 0 | 0 | 0 | 0 | 0 | 0 | 0 | 0 | 0 | 0 | 0 | 0 | 0 | 0 | 1 | 0 |  | 0 | 0 | 0 | 0 | 0 | 0 | 0 | 0 | 0 | 0 | 0 | 0 | 0 | 0 | 0 | 0 | 0 | 0 | 0 | 0 | 0 | 0 | 0 | 0 | 0 | 0 | 0 | 0 | 0 | 0 | 1 | 0 | 0 | 0 | 0 | 0 | -614.49 | 1147.6438 | 1144.2952 | Tesla-Bellota 230 kV line | Tesla-Bellota 230 kV line | Tesla-Bellota 230 kV line |  | 0 | 1 | 0 | 0 | 0 | 0 | -314.49 | 1265.082 | 1144.2952 | Tesla-Bellota 230 kV line | NEW-Metcalf-Mosslanding 500kV | Tesla-Bellota 230 kV line |  | 5 | 4 | YES | 4 | 1 | 1 | NO | 1
PG&E GBA | San Jose B | 115 | 0 | 0 | 0 | 0 | 0 | 0 | 0 | 0 | 0 | 0 | 0 | 0 | 0 | 0 | 0 | 0 | 0 | 0 | 0 | 0 | 0 | 0 | 0 | 0 | 0 | 0 | 0 | 0 | 0 | 0 | 0 | 0 | 0 | 0 | 0 | 0 | 0 | 0 | 0 | 0 | 0 | 0 | 0 | 0 | 0 | 0 | 0 | 0 | 0 | 0 | 0 | 0 | 0 | 0 | 0 | 1 | 0 | 0 | 0 | 1 | 0 | 0 | 0 | 0 | 0 | 0 | 0 | 0 | 0 | 0 | 0 | 0 | 0 | 0 | 0 | 0 | 0 | 0 | 0 | 0 | 0 | 0 | 0 | 0 | 0 | 0 | 0 | 0 | 0 | 0 | 0 | 0 | 0 | 0 | 0 | 0 | 0 | 0 |  | 0 | 0 | 0 | 0 | 0 | 0 | 0 | 0 | 0 | 0 | 0 | 0 | 0 | 0 | 0 | 0 | 0 | 0 | 0 | 0 | 0 | 0 | 0 | 0 | 0 | 0 | 0 | 0 | 0 | 0 | 1 | 0 | 0 | 0 | 0 | 0 | -614.49 | 1147.6438 | 1144.2952 | Tesla-Bellota 230 kV line | Tesla-Bellota 230 kV line | Tesla-Bellota 230 kV line |  | 0 | 1 | 0 | 0 | 0 | 0 | -314.49 | 1447.6438 | 1144.2952 | Tesla-Bellota 230 kV line | Tesla-Bellota 230 kV line | Tesla-Bellota 230 kV line |  | 5 | 4 | YES | 4 | 1 | 1 | NO | 1
PG&E GBA | San Leandro U | 115 | 0 | 0 | 0 | 0 | 0 | 0 | 0 | 0 | 0 | 0 | 0 | 0 | 0 | 0 | 0 | 0 | 0 | 0 | 0 | 0 | 0 | 0 | 0 | 0 | 0 | 0 | 0 | 0 | 0 | 0 | 0 | 0 | 0 | 0 | 0 | 0 | 0 | 0 | 0 | 1 | 0 | 0 | 0 | 0 | 0 | 0 | 0 | 0 | 0 | 0 | 0 | 0 | 1 | 0 | 0 | 1 | 0 | 0 | 0 | 0 | 0 | 0 | 0 | 0 | 0 | 0 | 0 | 0 | 0 | 0 | 0 | 0 | 0 | 0 | 0 | 0 | 0 | 0 | 0 | 0 | 0 | 0 | 0 | 0 | 0 | 0 | 0 | 0 | 0 | 0 | 0 | 0 | 0 | 0 | 0 | 0 | 0 | 1 |  | 0 | 0 | 0 | 0 | 0 | 0 | 0 | 0 | 0 | 0 | 0 | 0 | 0 | 0 | 0 | 0 | 0 | 0 | 0 | 0 | 0 | 0 | 0 | 0 | 70 | 0 | 0 | 0 | 0 | 1 | 1 | 0 | 1 | 0 | 0 | 0 | -2282.29 | -1253.7212 | 884.6639 | Collinsville-Tesla 500 kV Line | Collinsville-Tesla 500 kV Line | Collinsville-Tesla 500 kV Line |  | 0 | 0 | 0 | 0 | 0 | 0 | 857.21 | 2019.85 | 884.6639 | Tesla-Tracy-Pump 230 kV line #2 | Sobrante-Moraga 230 kV line | Collinsville-Tesla 500 kV Line |  | 5 | 1 | YES | 2 | 1 | 1 | NO | 1
PG&E KERN | San Luis Obispo | 115 | 0 | 0 | 0 | 0 | 0 | 0 | 0 | 0 | 0 | 0 | 0 | 0 | 0 | 0 | 0 | 0 | 0 | 0 | 0 | 0 | 0 | 0 | 0 | 0 | 0 | 0 | 0 | 0 | 0 | 0 | 0 | 0 | 0 | 0 | 0 | 0 | 0 | 0 | 0 | 0 | 0 | 0 | 0 | 0 | 0 | 0 | 0 | 0 | 0 | 0 | 0 | 0 | 0 | 0 | 0 | 0 | 0 | 0 | 0 | 0 | 0 | 0 | 0 | 0 | 0 | 0 | 0 | 1 | 1 | 0 | 0 | 0 | 0 | 0 | 0 | 0 | 0 | 0 | 0 | 1 | 0 | 0 | 0 | 0 | 0 | 1 | 0 | 0 | 0 | 0 | 0 | 0 | 0 | 0 | 0 | 1 | 0 | 1 |  | 0 | 0 | 0 | 0 | 0 | 0 | 0 | 0 | 0 | 0 | 0 | 0 | 0 | 0 | 0 | 0 | 0 | 0 | 0 | 0 | 0 | 0 | 0 | 0 | 0 | 0 | 0 | 0 | 0 | 0 | 1 | 0 | 1 | 0 | 1 | 0 | -385.58 | -3180.532 | -2164.4302 | Gates 500/230kV TB #11 | Gates 500/230kV TB #11 | Gates 500/230kV TB #11 |  | 0 | 0 | 0 | 0 | 0 | 0 | 7.65 | 144.11 | 266.8703 | Cal Flat-Gates 230 kV line | Cal Flat-Gates 230 kV line | Cal Flat-Gates 230 kV line |  | 5 | 1 | YES | 2 | 5 | 1 | YES | 2
PG&E KERN | San Luis Obispo | 70 | 0 | 0 | 0 | 0 | 0 | 0 | 0 | 0 | 0 | 0 | 0 | 0 | 0 | 0 | 0 | 0 | 0 | 0 | 0 | 0 | 0 | 0 | 0 | 0 | 0 | 0 | 0 | 0 | 0 | 0 | 0 | 0 | 0 | 0 | 0 | 0 | 0 | 0 | 0 | 0 | 0 | 0 | 0 | 0 | 0 | 0 | 0 | 0 | 0 | 0 | 0 | 0 | 0 | 0 | 0 | 0 | 0 | 0 | 0 | 0 | 0 | 0 | 0 | 0 | 0 | 0 | 0 | 1 | 1 | 0 | 0 | 0 | 0 | 0 | 0 | 0 | 0 | 0 | 0 | 1 | 0 | 0 | 0 | 0 | 0 | 1 | 0 | 0 | 0 | 0 | 0 | 0 | 0 | 0 | 0 | 1 | 0 | 1 |  | 0 | 0 | 0 | 0 | 0 | 0 | 0 | 0 | 0 | 0 | 0 | 0 | 0 | 0 | 0 | 0 | 0 | 0 | 0 | 0 | 0 | 0 | 0 | 0 | 0 | 0 | 0 | 0 | 0 | 0 | 1 | 0 | 1 | 0 | 1 | 0 | -385.58 | -3180.532 | -2164.4302 | Gates 500/230kV TB #11 | Gates 500/230kV TB #11 | Gates 500/230kV TB #11 |  | 0 | 0 | 0 | 0 | 0 | 0 | 7.65 | 144.11 | 266.8703 | Cal Flat-Gates 230 kV line | Cal Flat-Gates 230 kV line | Cal Flat-Gates 230 kV line |  | 5 | 1 | YES | 2 | 5 | 1 | YES | 2
SDGE | San Luis Rey | 230 | 0 | 0 | 0 | 0 | 0 | 0 | 0 | 0 | 0 | 0 | 0 | 0 | 0 | 0 | 0 | 0 | 0 | 0 | 0 | 0 | 0 | 0 | 0 | 0 | 0 | 0 | 0 | 0 | 0 | 0 | 0 | 0 | 1 | 0 | 0 | 0 | 0 | 0 | 0 | 0 | 0 | 0 | 0 | 0 | 0 | 0 | 0 | 0 | 0 | 0 | 0 | 0 | 0 | 0 | 0 | 0 | 0 | 0 | 0 | 0 | 0 | 0 | 0 | 0 | 0 | 0 | 0 | 0 | 0 | 0 | 0 | 0 | 0 | 0 | 0 | 0 | 0 | 0 | 0 | 0 | 0 | 0 | 0 | 0 | 0 | 0 | 0 | 0 | 0 | 0 | 0 | 0 | 0 | 0 | 0 | 0 | 0 | 1 |  | 0 | 0 | 0 | 0 | 0 | 0 | 0 | 0 | 0 | 0 | 0 | 0 | 0 | 0 | 0 | 0 | 0 | 0 | 0 | 0 | 0 | 0 | 0 | 0 | 0 | 0 | 0 | 0 | 0 | 0 | 0 | 0 | 0 | 0 | 0 | 0 | 29.03 | 393.085 | 989.0814 | San Luis Rey-San Onofre 230 kV line constraint | San Luis Rey-San Onofre 230 kV line constraint | San Luis Rey-San Onofre 230 kV line constraint |  | 0 | 0 | 0 | 0 | 0 | 0 | 29.03 | 393.085 | 989.0814 | San Luis Rey-San Onofre 230 kV line constraint | San Luis Rey-San Onofre 230 kV line constraint | San Luis Rey-San Onofre 230 kV line constraint |  | 1 | 1 | NO | 1 | 1 | 1 | NO | 1
SDGE | San Luis Rey | 69 | 0 | 0 | 0 | 0 | 0 | 0 | 0 | 0 | 0 | 0 | 0 | 0 | 0 | 0 | 0 | 0 | 0 | 0 | 0 | 0 | 0 | 0 | 0 | 0 | 0 | 1 | 0 | 0 | 0 | 0 | 0 | 0 | 1 | 0 | 0 | 0 | 0 | 1 | 0 | 0 | 0 | 0 | 0 | 0 | 0 | 0 | 0 | 0 | 0 | 0 | 0 | 0 | 0 | 0 | 0 | 0 | 0 | 0 | 0 | 0 | 0 | 0 | 0 | 0 | 0 | 0 | 0 | 0 | 0 | 0 | 0 | 0 | 0 | 0 | 0 | 0 | 0 | 0 | 0 | 0 | 0 | 0 | 0 | 0 | 0 | 0 | 0 | 0 | 0 | 0 | 0 | 0 | 0 | 0 | 0 | 0 | 0 | 1 |  | 0 | 0 | 0 | 0 | 0 | 0 | 0 | 0 | 0 | 0 | 0 | 0 | 0 | 0 | 0 | 0 | 0 | 0 | 0 | 0 | 0 | 0 | 0 | 0 | 0 | 0 | 0 | 0 | 0 | 0 | 0 | 0 | 0 | 0 | 0 | 0 | 29.03 | 393.085 | 989.0814 | San Luis Rey-San Onofre 230 kV line constraint | San Luis Rey-San Onofre 230 kV line constraint | San Luis Rey-San Onofre 230 kV line constraint |  | 0 | 0 | 0 | 0 | 0 | 0 | 29.03 | 393.085 | 989.0814 | San Luis Rey-San Onofre 230 kV line constraint | San Luis Rey-San Onofre 230 kV line constraint | San Luis Rey-San Onofre 230 kV line constraint |  | 1 | 1 | NO | 1 | 1 | 1 | NO | 1
SDGE | San Marcos | 69 | 0 | 0 | 0 | 0 | 0 | 0 | 0 | 0 | 0 | 0 | 0 | 0 | 0 | 0 | 0 | 0 | 0 | 0 | 0 | 0 | 0 | 0 | 0 | 0 | 0 | 1 | 0 | 0 | 0 | 0 | 1 | 0 | 1 | 1 | 0 | 0 | 0 | 1 | 0 | 0 | 0 | 0 | 0 | 0 | 0 | 0 | 0 | 0 | 0 | 0 | 0 | 0 | 0 | 0 | 0 | 0 | 0 | 0 | 0 | 0 | 0 | 0 | 0 | 0 | 0 | 0 | 0 | 0 | 0 | 0 | 0 | 0 | 0 | 0 | 0 | 0 | 0 | 0 | 0 | 0 | 0 | 0 | 0 | 0 | 0 | 0 | 0 | 0 | 0 | 0 | 0 | 0 | 0 | 0 | 0 | 0 | 0 | 2 |  | 0 | 0 | 0 | 0 | 0 | 0 | 0 | 0 | 0 | 0 | 0 | 0 | 0 | 0 | 0 | 0 | 0 | 0 | 0 | 0 | 0 | 0 | 0 | 0 | 0 | 0 | 0 | 0 | 0 | 0 | 0 | 0 | 0 | 0 | 0 | 0 | 29.03 | 164 | 284 | San Luis Rey-San Onofre 230 kV line constraint | Ocean Ranch 69 kV constraint | Ocean Ranch 69 kV constraint |  | 0 | 0 | 0 | 0 | 0 | 0 | 29.03 | 164 | 284 | San Luis Rey-San Onofre 230 kV line constraint | Ocean Ranch 69 kV constraint | Ocean Ranch 69 kV constraint |  | 1 | 1 | NO | 1 | 1 | 1 | NO | 1
SCE Metro | San Onofre | 230 | 0 | 0 | 0 | 0 | 0 | 0 | 0 | 0 | 0 | 1 | 0 | 0 | 0 | 0 | 0 | 0 | 0 | 0 | 0 | 0 | 0 | 0 | 0 | 0 | 0 | 0 | 0 | 0 | 0 | 0 | 0 | 0 | 0 | 0 | 0 | 0 | 0 | 0 | 0 | 0 | 0 | 0 | 0 | 0 | 0 | 0 | 0 | 0 | 0 | 0 | 0 | 0 | 0 | 0 | 0 | 0 | 0 | 0 | 0 | 0 | 0 | 0 | 0 | 0 | 0 | 0 | 0 | 0 | 0 | 0 | 0 | 0 | 0 | 0 | 0 | 0 | 0 | 0 | 0 | 0 | 0 | 0 | 0 | 0 | 0 | 0 | 0 | 0 | 0 | 0 | 0 | 0 | 0 | 0 | 0 | 0 | 0 | 0 |  | 0 | 0 | 0 | 0 | 0 | 0 | 0 | 0 | 0 | 0 | 0 | 0 | 0 | 0 | 0 | 0 | 0 | 0 | 0 | 0 | 0 | 0 | 0 | 0 | 0 | 0 | 0 | 0 | 0 | 0 | 0 | 0 | 0 | 0 | 0 | 0 | 2097.6988 | 6824.058 | 19009.2611 | SCE Metro Area Default Constraint | SCE Metro Area Default Constraint | SCE Metro Area Default Constraint |  | 0 | 0 | 0 | 0 | 0 | 0 | 2097.6988 | 6824.058 | 19009.2611 | SCE Metro Area Default Constraint | SCE Metro Area Default Constraint | SCE Metro Area Default Constraint |  | 1 | 1 | NO | 1 | 1 | 1 | NO | 1
PG&E GBA | San Pablo | 115 | 0 | 0 | 0 | 0 | 0 | 0 | 0 | 0 | 0 | 0 | 0 | 0 | 0 | 0 | 0 | 0 | 0 | 0 | 0 | 0 | 0 | 0 | 0 | 0 | 0 | 0 | 0 | 0 | 0 | 0 | 0 | 0 | 0 | 0 | 0 | 0 | 0 | 0 | 0 | 1 | 0 | 0 | 0 | 0 | 0 | 0 | 0 | 0 | 0 | 1 | 0 | 0 | 1 | 1 | 1 | 1 | 0 | 0 | 1 | 1 | 0 | 1 | 0 | 0 | 0 | 1 | 0 | 0 | 0 | 0 | 0 | 0 | 0 | 0 | 0 | 0 | 0 | 0 | 0 | 0 | 0 | 0 | 0 | 0 | 0 | 0 | 0 | 0 | 0 | 0 | 0 | 0 | 0 | 0 | 0 | 0 | 0 | 2 |  | 0 | 0 | 0 | 0 | 0 | 0 | 0 | 0 | 0 | 0 | 0 | 0 | 0 | 0 | 0 | 0 | 0 | 0 | 0 | 0 | 0 | 0 | 0 | 0 | 0 | 40 | 0 | 0 | 0 | 1 | 3 | 0 | 1 | 0 | 0 | 0 | -2282.29 | -1253.7212 | 884.6639 | Collinsville-Tesla 500 kV Line | Collinsville-Tesla 500 kV Line | Collinsville-Tesla 500 kV Line |  | 0 | 1 | 0 | 0 | 0 | 0 | -314.49 | 932.2038 | 884.6639 | Tesla-Bellota 230 kV line | Contra Costa- Windmaster 230 kV line | Collinsville-Tesla 500 kV Line |  | 5 | 4 | YES | 4 | 1 | 1 | NO | 1
PG&E GBA | San Ramon | 230 | 0 | 0 | 0 | 0 | 0 | 0 | 0 | 0 | 0 | 0 | 0 | 0 | 0 | 0 | 0 | 0 | 0 | 0 | 0 | 0 | 0 | 0 | 0 | 0 | 0 | 0 | 0 | 0 | 0 | 0 | 0 | 0 | 0 | 0 | 0 | 0 | 0 | 0 | 0 | 1 | 0 | 0 | 0 | 0 | 0 | 0 | 0 | 0 | 0 | 0 | 0 | 0 | 0 | 0 | 0 | 1 | 0 | 0 | 0 | 0 | 0 | 0 | 0 | 0 | 0 | 0 | 0 | 0 | 0 | 0 | 0 | 0 | 0 | 0 | 0 | 0 | 0 | 0 | 0 | 0 | 0 | 0 | 0 | 0 | 0 | 0 | 0 | 0 | 0 | 0 | 0 | 0 | 0 | 0 | 0 | 0 | 0 | 0 |  | 0 | 0 | 0 | 0 | 0 | 0 | 0 | 0 | 0 | 0 | 0 | 0 | 0 | 0 | 0 | 0 | 0 | 0 | 0 | 0 | 0 | 0 | 0 | 0 | 0 | 0 | 0 | 0 | 0 | 0 | 1 | 0 | 1 | 0 | 0 | 0 | -2282.29 | -1253.7212 | 884.6639 | Collinsville-Tesla 500 kV Line | Collinsville-Tesla 500 kV Line | Collinsville-Tesla 500 kV Line |  | 0 | 0 | 0 | 0 | 0 | 0 | 857.21 | 2453.6438 | 884.6639 | Tesla-Tracy-Pump 230 kV line #2 | Tesla-Tracy-Pump 230 kV line #2 | Collinsville-Tesla 500 kV Line |  | 5 | 1 | YES | 2 | 1 | 1 | NO | 1
SDGE | San Ysidro | 69 | 0 | 0 | 0 | 0 | 0 | 0 | 0 | 0 | 0 | 0 | 0 | 0 | 0 | 0 | 0 | 0 | 0 | 0 | 0 | 0 | 0 | 0 | 0 | 0 | 0 | 0 | 0 | 0 | 0 | 1 | 1 | 0 | 1 | 0 | 0 | 1 | 1 | 0 | 0 | 0 | 0 | 0 | 0 | 0 | 0 | 0 | 0 | 0 | 0 | 0 | 0 | 0 | 0 | 0 | 0 | 0 | 0 | 0 | 0 | 0 | 0 | 0 | 0 | 0 | 0 | 0 | 0 | 0 | 0 | 0 | 0 | 0 | 0 | 0 | 0 | 0 | 0 | 0 | 0 | 0 | 0 | 0 | 0 | 0 | 0 | 0 | 0 | 0 | 0 | 0 | 0 | 0 | 0 | 0 | 0 | 0 | 0 | 4 |  | 0 | 0 | 0 | 0 | 0 | 0 | 0 | 0 | 0 | 0 | 0 | 0 | 0 | 0 | 0 | 0 | 0 | 0 | 0 | 0 | 0 | 0 | 0 | 0 | 0 | 0 | 0 | 0 | 0 | 0 | 0 | 0 | 0 | 0 | 0 | 0 | 29.03 | 195.275 | 301.7864 | San Luis Rey-San Onofre 230 kV line constraint | Miguel 69 kV constraint | Miguel 69 kV constraint |  | 0 | 0 | 0 | 0 | 0 | 0 | 29.03 | 195.275 | 301.7864 | San Luis Rey-San Onofre 230 kV line constraint | Miguel 69 kV constraint | Miguel 69 kV constraint |  | 1 | 1 | NO | 1 | 1 | 1 | NO | 1
SCE NOL | Sandlot | 230 | 0 | 0 | 0 | 0 | 0 | 0 | 0 | 0 | 0 | 0 | 0 | 1 | 1 | 1 | 0 | 0 | 0 | 0 | 0 | 0 | 0 | 0 | 0 | 0 | 0 | 0 | 0 | 0 | 0 | 0 | 0 | 0 | 0 | 0 | 0 | 0 | 0 | 0 | 0 | 0 | 0 | 0 | 0 | 0 | 0 | 0 | 0 | 0 | 0 | 0 | 0 | 0 | 0 | 0 | 0 | 0 | 0 | 0 | 0 | 0 | 0 | 0 | 0 | 0 | 0 | 0 | 0 | 0 | 0 | 0 | 0 | 0 | 0 | 0 | 0 | 0 | 0 | 0 | 0 | 0 | 0 | 0 | 0 | 0 | 0 | 0 | 0 | 0 | 0 | 0 | 0 | 0 | 0 | 0 | 0 | 0 | 0 | 3 |  | 0 | 0 | 0 | 0 | 0 | 0 | 0 | 0 | 0 | 0 | 0 | 0 | 0 | 0 | 0 | 0 | 0 | 0 | 0 | 0 | 0 | 0 | 0 | 0 | 0 | 0 | 0 | 0 | 0 | 0 | 0 | 2 | 0 | 0 | 0 | 0 | -104.4 | 65.95 | 1269.924 | South of Kramer Area Constraint | South of Kramer Area Constraint | South of Kramer Area Constraint |  | 0 | 2 | 0 | 0 | 0 | 0 | -104.4 | 65.95 | 1269.924 | South of Kramer Area Constraint | South of Kramer Area Constraint | South of Kramer Area Constraint |  | 3 | 3 | NO | 3 | 1 | 1 | NO | 1
EOP | Sandy | 138 | 0 | 0 | 0 | 0 | 0 | 0 | 0 | 0 | 0 | 0 | 0 | 0 | 0 | 0 | 0 | 0 | 0 | 0 | 0 | 0 | 0 | 0 | 1 | 1 | 1 | 0 | 0 | 0 | 0 | 0 | 0 | 0 | 0 | 0 | 0 | 0 | 0 | 0 | 0 | 0 | 0 | 0 | 0 | 0 | 0 | 0 | 0 | 0 | 0 | 0 | 0 | 0 | 0 | 0 | 0 | 0 | 0 | 0 | 0 | 0 | 0 | 0 | 0 | 0 | 0 | 0 | 0 | 0 | 0 | 0 | 0 | 0 | 0 | 0 | 0 | 0 | 0 | 0 | 0 | 0 | 0 | 0 | 0 | 0 | 0 | 0 | 0 | 0 | 0 | 0 | 0 | 0 | 0 | 0 | 0 | 0 | 0 | 2 |  | 0 | 0 | 0 | 0 | 0 | 0 | 0 | 0 | 0 | 0 | 0 | 0 | 0 | 0 | 0 | 0 | 0 | 0 | 0 | 0 | 0 | 0 | 0 | 0 | 0 | 0 | 0 | 0 | 0 | 0 | 1 | 0 | 1 | 0 | 0 | 1 | -5797.881 | -6339.828 | -5675.751 | Lugo - Victorville area constraint | Lugo - Victorville area constraint | Lugo - Victorville area constraint |  | 0 | 0 | 0 | 0 | 0 | 0 | 876.62 | 67.08 | 709.88 | Sloan Canyon - Eldorado 500 kV constraint | Sloan Canyon - Eldorado 500 kV constraint | GLW 230kV area constraint |  | 5 | 1 | YES | 2 | 4 | 1 | YES | 2
PG&E FRESNO | Sanger | 115 | 0 | 0 | 0 | 0 | 0 | 0 | 0 | 0 | 0 | 0 | 0 | 0 | 0 | 0 | 0 | 0 | 0 | 0 | 0 | 0 | 0 | 0 | 0 | 0 | 0 | 0 | 0 | 0 | 0 | 0 | 0 | 0 | 0 | 0 | 0 | 0 | 0 | 0 | 0 | 0 | 0 | 0 | 0 | 0 | 0 | 1 | 0 | 0 | 0 | 0 | 0 | 0 | 0 | 0 | 0 | 0 | 0 | 0 | 0 | 0 | 0 | 0 | 0 | 0 | 0 | 0 | 0 | 0 | 0 | 0 | 0 | 0 | 0 | 0 | 0 | 0 | 0 | 0 | 1 | 1 | 0 | 1 | 0 | 1 | 1 | 1 | 0 | 0 | 0 | 1 | 0 | 0 | 0 | 0 | 1 | 0 | 0 | 2 |  | 0 | 0 | 0 | 0 | 0 | 0 | 0 | 0 | 0 | 0 | 0 | 0 | 0 | 0 | 0 | 0 | 0 | 0 | 0 | 0 | 0 | 0 | 0 | 0 | 0 | 0 | 0 | 0 | 0 | 0 | 4 | 0 | 7 | 0 | 3 | 1 | -628.35 | -3180.532 | -3308.8336 | Borden-Storey #1 230kV line | Gates 500/230kV TB #11 | Mustang-Henrietta 230 kV line |  | 0 | 0 | 1 | 0 | 0 | 1 | 181.95 | -339.66 | -829.8336 | Bellota-Weber 230kV line | Bellota-Weber 230kV line | Mustang-Henrietta 230 kV line |  | 5 | 5 | NO | 5 | 5 | 4 | YES | 4
SCE Northern | Santa Clara | 230 | 0 | 0 | 1 | 0 | 1 | 0 | 0 | 0 | 0 | 0 | 0 | 0 | 0 | 0 | 0 | 0 | 0 | 0 | 0 | 0 | 0 | 0 | 0 | 0 | 1 | 0 | 0 | 0 | 0 | 0 | 0 | 0 | 0 | 0 | 0 | 0 | 0 | 0 | 0 | 0 | 0 | 0 | 0 | 0 | 0 | 0 | 0 | 0 | 0 | 0 | 0 | 0 | 0 | 0 | 0 | 0 | 0 | 0 | 0 | 0 | 0 | 0 | 0 | 0 | 0 | 0 | 0 | 0 | 0 | 0 | 0 | 0 | 0 | 0 | 0 | 0 | 0 | 0 | 0 | 0 | 0 | 0 | 0 | 0 | 0 | 0 | 0 | 0 | 0 | 0 | 0 | 0 | 0 | 0 | 0 | 0 | 0 | 0 |  | 0 | 0 | 0 | 0 | 0 | 0 | 0 | 0 | 0 | 0 | 0 | 0 | 0 | 0 | 0 | 0 | 0 | 0 | 0 | 0 | 0 | 0 | 0 | 0 | 0 | 0 | 0 | 0 | 0 | 0 | 1 | 0 | 1 | 0 | 0 | 1 | -5797.881 | -6339.828 | -5675.751 | Lugo - Victorville area constraint | Lugo - Victorville area constraint | Lugo - Victorville area constraint |  | 0 | 0 | 0 | 0 | 0 | 0 | 355.8 | 460.172 | 1124.249 | Moorpark-Pardee Constraint | Lugo - Victorville area constraint | Lugo - Victorville area constraint |  | 5 | 1 | YES | 2 | 4 | 1 | YES | 2
PG&E NGBA | Santa Rosa A | 115 | 0 | 0 | 0 | 0 | 0 | 0 | 0 | 0 | 0 | 0 | 0 | 0 | 0 | 0 | 0 | 0 | 0 | 0 | 0 | 0 | 0 | 0 | 0 | 0 | 0 | 0 | 0 | 0 | 0 | 0 | 0 | 0 | 0 | 0 | 0 | 0 | 0 | 0 | 0 | 1 | 0 | 0 | 0 | 0 | 0 | 0 | 0 | 0 | 0 | 0 | 0 | 0 | 1 | 0 | 0 | 0 | 0 | 0 | 0 | 0 | 0 | 0 | 0 | 0 | 0 | 0 | 1 | 0 | 0 | 0 | 0 | 0 | 0 | 0 | 0 | 0 | 0 | 0 | 0 | 0 | 0 | 0 | 0 | 0 | 0 | 0 | 0 | 0 | 0 | 0 | 0 | 0 | 0 | 0 | 0 | 0 | 0 | 1 |  | 0 | 0 | 0 | 0 | 0 | 0 | 0 | 0 | 0 | 0 | 0 | 0 | 0 | 0 | 0 | 0 | 0 | 0 | 0 | 0 | 0 | 0 | 0 | 0 | 0 | 0 | 0 | 0 | 0 | 0 | 2 | 0 | 1 | 0 | 0 | 0 | -2282.29 | -1253.7212 | 335.9726 | Collinsville-Tesla 500 kV Line | Collinsville-Tesla 500 kV Line | Birds Landing-Contra Costa 230kV Line |  | 0 | 0 | 0 | 0 | 0 | 0 | 1505.81 | 1776.2038 | 335.9726 | Birds Landing-Contra Costa 230kV Line | Birds Landing-Contra Costa 230kV Line | Birds Landing-Contra Costa 230kV Line |  | 5 | 1 | YES | 2 | 1 | 1 | NO | 1
PG&E GBA | Santa Teresa | 115 | 0 | 0 | 0 | 0 | 0 | 0 | 0 | 0 | 0 | 0 | 0 | 0 | 0 | 0 | 0 | 0 | 0 | 0 | 0 | 0 | 0 | 0 | 0 | 0 | 0 | 0 | 0 | 0 | 0 | 0 | 0 | 0 | 0 | 0 | 0 | 0 | 0 | 0 | 0 | 0 | 0 | 0 | 0 | 0 | 0 | 0 | 0 | 0 | 0 | 0 | 0 | 0 | 0 | 0 | 0 | 1 | 0 | 0 | 0 | 1 | 0 | 0 | 0 | 0 | 0 | 0 | 0 | 0 | 0 | 0 | 0 | 0 | 0 | 0 | 0 | 0 | 0 | 0 | 0 | 0 | 0 | 0 | 0 | 0 | 0 | 0 | 0 | 0 | 0 | 0 | 0 | 0 | 0 | 0 | 0 | 0 | 1 | 0 |  | 0 | 0 | 0 | 0 | 0 | 0 | 0 | 0 | 0 | 0 | 0 | 0 | 0 | 0 | 0 | 0 | 0 | 0 | 0 | 0 | 0 | 0 | 0 | 0 | 0 | 0 | 0 | 0 | 0 | 0 | 1 | 0 | 0 | 0 | 0 | 0 | -614.49 | 1147.6438 | 1144.2952 | Tesla-Bellota 230 kV line | Tesla-Bellota 230 kV line | Tesla-Bellota 230 kV line |  | 0 | 1 | 0 | 0 | 0 | 0 | -314.49 | 1265.082 | 1144.2952 | Tesla-Bellota 230 kV line | NEW-Metcalf-Mosslanding 500kV | Tesla-Bellota 230 kV line |  | 5 | 4 | YES | 4 | 1 | 1 | NO | 1
SDGE | Santee | 138 | 0 | 0 | 0 | 0 | 0 | 0 | 0 | 0 | 0 | 0 | 0 | 0 | 0 | 0 | 0 | 0 | 0 | 0 | 0 | 0 | 0 | 0 | 0 | 0 | 0 | 0 | 1 | 0 | 1 | 0 | 1 | 0 | 1 | 0 | 0 | 0 | 0 | 0 | 0 | 0 | 0 | 0 | 0 | 0 | 0 | 0 | 0 | 0 | 0 | 0 | 0 | 0 | 0 | 0 | 0 | 0 | 0 | 0 | 0 | 0 | 0 | 0 | 0 | 0 | 0 | 0 | 0 | 0 | 0 | 0 | 0 | 0 | 0 | 0 | 0 | 0 | 0 | 0 | 0 | 0 | 0 | 0 | 0 | 0 | 0 | 0 | 0 | 0 | 0 | 0 | 0 | 0 | 0 | 0 | 0 | 0 | 0 | 3 |  | 0 | 0 | 0 | 0 | 0 | 0 | 0 | 0 | 0 | 0 | 0 | 0 | 0 | 0 | 0 | 0 | 0 | 0 | 0 | 0 | 0 | 0 | 0 | 0 | 0 | 0 | 10 | 0 | 0 | 1 | 0 | 0 | 0 | 0 | 0 | 0 | 14 | 119 | 434 | Chicarita 138 kV constraint | Chicarita 138 kV constraint | Chicarita 138 kV constraint |  | 0 | 0 | 0 | 0 | 0 | 0 | 14 | 119 | 434 | Chicarita 138 kV constraint | Chicarita 138 kV constraint | Chicarita 138 kV constraint |  | 1 | 1 | NO | 1 | 1 | 1 | NO | 1
SCE Metro | Santiago | 230 | 0 | 0 | 0 | 0 | 0 | 0 | 0 | 0 | 0 | 1 | 0 | 0 | 0 | 0 | 0 | 0 | 0 | 0 | 0 | 0 | 0 | 0 | 0 | 0 | 0 | 0 | 0 | 0 | 0 | 0 | 0 | 0 | 0 | 0 | 0 | 0 | 0 | 0 | 0 | 0 | 0 | 0 | 0 | 0 | 0 | 0 | 0 | 0 | 0 | 0 | 0 | 0 | 0 | 0 | 0 | 0 | 0 | 0 | 0 | 0 | 0 | 0 | 0 | 0 | 0 | 0 | 0 | 0 | 0 | 0 | 0 | 0 | 0 | 0 | 0 | 0 | 0 | 0 | 0 | 0 | 0 | 0 | 0 | 0 | 0 | 0 | 0 | 0 | 0 | 0 | 0 | 0 | 0 | 0 | 0 | 0 | 0 | 0 |  | 0 | 0 | 0 | 0 | 0 | 0 | 0 | 0 | 0 | 0 | 0 | 0 | 0 | 0 | 0 | 0 | 0 | 0 | 0 | 0 | 0 | 0 | 0 | 0 | 0 | 0 | 0 | 300 | 0 | 1 | 0 | 0 | 0 | 0 | 0 | 0 | 2097.6988 | 6824.058 | 19009.2611 | SCE Metro Area Default Constraint | SCE Metro Area Default Constraint | SCE Metro Area Default Constraint |  | 0 | 0 | 0 | 0 | 0 | 0 | 2097.6988 | 6824.058 | 19009.2611 | SCE Metro Area Default Constraint | SCE Metro Area Default Constraint | SCE Metro Area Default Constraint |  | 1 | 1 | NO | 1 | 1 | 1 | NO | 1
PG&E GBA | Saratoga | 230 | 0 | 0 | 0 | 0 | 0 | 0 | 0 | 0 | 0 | 0 | 0 | 0 | 0 | 0 | 0 | 0 | 0 | 0 | 0 | 0 | 0 | 0 | 0 | 0 | 0 | 0 | 0 | 0 | 0 | 0 | 0 | 0 | 0 | 0 | 0 | 0 | 0 | 0 | 0 | 0 | 0 | 0 | 0 | 0 | 0 | 0 | 0 | 0 | 0 | 0 | 0 | 0 | 1 | 0 | 0 | 1 | 0 | 0 | 0 | 1 | 0 | 0 | 0 | 0 | 0 | 0 | 0 | 0 | 0 | 0 | 0 | 0 | 0 | 0 | 0 | 0 | 0 | 0 | 0 | 0 | 0 | 0 | 0 | 0 | 0 | 0 | 0 | 0 | 0 | 0 | 0 | 0 | 0 | 0 | 0 | 0 | 0 | 1 |  | 0 | 0 | 0 | 0 | 0 | 0 | 0 | 0 | 0 | 0 | 0 | 0 | 0 | 0 | 0 | 0 | 0 | 0 | 0 | 0 | 0 | 0 | 0 | 0 | 0 | 0 | 0 | 0 | 0 | 0 | 1 | 0 | 0 | 0 | 0 | 0 | -614.49 | 1147.6438 | 1144.2952 | Tesla-Bellota 230 kV line | Tesla-Bellota 230 kV line | Tesla-Bellota 230 kV line |  | 0 | 1 | 0 | 0 | 0 | 0 | -314.49 | 1447.6438 | 1144.2952 | Tesla-Bellota 230 kV line | Tesla-Bellota 230 kV line | Tesla-Bellota 230 kV line |  | 5 | 4 | YES | 4 | 1 | 1 | NO | 1
SCE Northern | Saugus | 230 | 0 | 0 | 0 | 0 | 0 | 0 | 0 | 0 | 0 | 0 | 0 | 0 | 0 | 0 | 0 | 0 | 0 | 0 | 0 | 0 | 0 | 0 | 0 | 0 | 1 | 0 | 0 | 0 | 0 | 0 | 0 | 0 | 0 | 0 | 0 | 0 | 0 | 0 | 0 | 0 | 0 | 0 | 0 | 0 | 0 | 0 | 0 | 0 | 0 | 0 | 0 | 0 | 0 | 0 | 0 | 0 | 0 | 0 | 0 | 0 | 0 | 0 | 0 | 0 | 0 | 0 | 0 | 0 | 0 | 0 | 0 | 0 | 0 | 0 | 0 | 0 | 0 | 0 | 0 | 0 | 0 | 0 | 0 | 0 | 0 | 0 | 0 | 0 | 0 | 0 | 0 | 0 | 0 | 0 | 0 | 0 | 0 | 0 |  | 0 | 0 | 0 | 0 | 0 | 0 | 0 | 0 | 0 | 0 | 0 | 0 | 0 | 0 | 0 | 0 | 0 | 0 | 0 | 0 | 0 | 0 | 0 | 0 | 0 | 0 | 0 | 0 | 0 | 0 | 1 | 0 | 1 | 0 | 0 | 1 | -5797.881 | -6339.828 | -5675.751 | Lugo - Victorville area constraint | Lugo - Victorville area constraint | Lugo - Victorville area constraint |  | 0 | 0 | 0 | 0 | 0 | 0 | 1002.119 | 460.172 | 1124.249 | Lugo - Victorville area constraint | Lugo - Victorville area constraint | Lugo - Victorville area constraint |  | 5 | 1 | YES | 2 | 4 | 1 | YES | 2
PG&E FRESNO | Schindler | 115 | 0 | 0 | 0 | 0 | 0 | 0 | 0 | 0 | 0 | 0 | 0 | 0 | 0 | 0 | 0 | 0 | 0 | 0 | 0 | 0 | 0 | 0 | 0 | 0 | 0 | 0 | 0 | 0 | 0 | 0 | 0 | 0 | 0 | 0 | 0 | 0 | 0 | 0 | 0 | 0 | 0 | 0 | 0 | 0 | 0 | 0 | 0 | 0 | 0 | 0 | 0 | 0 | 0 | 0 | 0 | 0 | 0 | 0 | 0 | 0 | 0 | 0 | 0 | 0 | 0 | 0 | 0 | 0 | 0 | 0 | 0 | 0 | 0 | 0 | 0 | 0 | 0 | 0 | 0 | 1 | 0 | 0 | 0 | 0 | 0 | 0 | 0 | 1 | 0 | 0 | 0 | 0 | 0 | 0 | 0 | 0 | 0 | 0 |  | 0 | 0 | 0 | 0 | 0 | 0 | 0 | 0 | 0 | 0 | 0 | 0 | 0 | 0 | 0 | 0 | 0 | 0 | 0 | 0 | 0 | 0 | 0 | 0 | 110 | 0 | 0 | 0 | 0 | 1 | 1 | 0 | 1 | 0 | 1 | 0 | -385.58 | -3180.532 | -2164.4302 | Gates 500/230kV TB #11 | Gates 500/230kV TB #11 | Gates 500/230kV TB #11 |  | 0 | 0 | 0 | 0 | 0 | 0 | 1341.95 | 1048.95 | 898.2516 | Panoche- Mendota 115 kV line | Panoche- Mendota 115 kV line | Panoche- Mendota 115 kV line |  | 5 | 1 | YES | 2 | 5 | 1 | YES | 2
PG&E FRESNO | Schindler | 70 | 0 | 0 | 0 | 0 | 0 | 0 | 0 | 0 | 0 | 0 | 0 | 0 | 0 | 0 | 0 | 0 | 0 | 0 | 0 | 0 | 0 | 0 | 0 | 0 | 0 | 0 | 0 | 0 | 0 | 0 | 0 | 0 | 0 | 0 | 0 | 0 | 0 | 0 | 0 | 0 | 0 | 0 | 0 | 0 | 0 | 0 | 0 | 0 | 0 | 0 | 0 | 0 | 0 | 0 | 0 | 0 | 0 | 0 | 0 | 0 | 0 | 0 | 0 | 0 | 0 | 0 | 0 | 0 | 0 | 0 | 0 | 0 | 0 | 0 | 0 | 0 | 0 | 0 | 1 | 0 | 1 | 1 | 1 | 0 | 0 | 1 | 0 | 1 | 0 | 0 | 0 | 0 | 0 | 0 | 0 | 0 | 0 | 1 |  | 0 | 0 | 0 | 0 | 0 | 0 | 0 | 0 | 0 | 0 | 0 | 0 | 0 | 0 | 0 | 0 | 0 | 0 | 0 | 0 | 0 | 0 | 0 | 0 | 0 | 0 | 0 | 0 | 0 | 0 | 1 | 0 | 2 | 0 | 1 | 0 | -0.76 | -2441.884 | -3151.403 | Gates 500/230kV TB #12 | Gates 500/230kV TB #12 | Gates 500/230kV TB #12 |  | 0 | 0 | 0 | 0 | 0 | 0 | 201.17 | 41.37 | 57.824 | Gates 230/70kV TB #5 | Gates 230/70kV TB #5 | Gates 230/70kV TB #5 |  | 5 | 1 | YES | 2 | 5 | 1 | YES | 2
PG&E GBA | Schulte | 115 | 0 | 0 | 0 | 0 | 0 | 0 | 0 | 0 | 0 | 0 | 0 | 0 | 0 | 0 | 0 | 0 | 0 | 0 | 0 | 0 | 0 | 0 | 0 | 0 | 0 | 0 | 0 | 0 | 0 | 0 | 0 | 0 | 0 | 0 | 0 | 0 | 0 | 0 | 0 | 0 | 0 | 0 | 0 | 0 | 0 | 1 | 0 | 0 | 0 | 0 | 0 | 0 | 0 | 0 | 0 | 0 | 0 | 1 | 0 | 1 | 0 | 0 | 0 | 0 | 0 | 1 | 0 | 0 | 0 | 0 | 0 | 0 | 0 | 0 | 0 | 0 | 0 | 0 | 0 | 0 | 0 | 0 | 0 | 0 | 0 | 0 | 0 | 0 | 0 | 0 | 0 | 0 | 0 | 0 | 0 | 0 | 0 | 0 |  | 0 | 0 | 0 | 0 | 0 | 0 | 0 | 0 | 0 | 0 | 0 | 0 | 0 | 0 | 0 | 0 | 0 | 0 | 0 | 0 | 0 | 0 | 0 | 0 | 40 | 0 | 13.3 | 0 | 0 | 1 | 1 | 0 | 1 | 0 | 0 | 0 | -614.49 | -339.66 | 672.109 | Tesla-Bellota 230 kV line | Bellota-Weber 230kV line | Kasson Jct-Heinz 115 kV line |  | 0 | 1 | 1 | 0 | 0 | 0 | -314.49 | -339.66 | 672.109 | Tesla-Bellota 230 kV line | Bellota-Weber 230kV line | Kasson Jct-Heinz 115 kV line |  | 5 | 5 | NO | 5 | 1 | 1 | NO | 1
SDGE | Scripps | 69 | 0 | 0 | 0 | 0 | 0 | 0 | 0 | 0 | 0 | 0 | 0 | 0 | 0 | 0 | 0 | 0 | 0 | 0 | 0 | 0 | 0 | 0 | 0 | 0 | 0 | 1 | 0 | 0 | 0 | 0 | 1 | 0 | 1 | 0 | 0 | 0 | 0 | 0 | 0 | 0 | 0 | 0 | 0 | 0 | 0 | 0 | 0 | 0 | 0 | 0 | 0 | 0 | 0 | 0 | 0 | 0 | 0 | 0 | 0 | 0 | 0 | 0 | 0 | 0 | 0 | 0 | 0 | 0 | 0 | 0 | 0 | 0 | 0 | 0 | 0 | 0 | 0 | 0 | 0 | 0 | 0 | 0 | 0 | 0 | 0 | 0 | 0 | 0 | 0 | 0 | 0 | 0 | 0 | 0 | 0 | 0 | 0 | 2 |  | 0 | 0 | 0 | 0 | 0 | 0 | 0 | 0 | 0 | 0 | 0 | 0 | 0 | 0 | 0 | 0 | 0 | 0 | 0 | 0 | 0 | 0 | 0 | 0 | 0 | 0 | 0 | 0 | 0 | 0 | 0 | 0 | 0 | 0 | 0 | 0 | 29.03 | 393.085 | 989.0814 | San Luis Rey-San Onofre 230 kV line constraint | San Luis Rey-San Onofre 230 kV line constraint | San Luis Rey-San Onofre 230 kV line constraint |  | 0 | 0 | 0 | 0 | 0 | 0 | 29.03 | 393.085 | 989.0814 | San Luis Rey-San Onofre 230 kV line constraint | San Luis Rey-San Onofre 230 kV line constraint | San Luis Rey-San Onofre 230 kV line constraint |  | 1 | 1 | NO | 1 | 1 | 1 | NO | 1
PG&E KERN | Semitropic | 115 | 0 | 0 | 0 | 0 | 0 | 0 | 0 | 0 | 0 | 0 | 0 | 0 | 0 | 0 | 0 | 0 | 0 | 0 | 0 | 0 | 0 | 0 | 0 | 0 | 0 | 0 | 0 | 0 | 0 | 0 | 0 | 0 | 0 | 0 | 0 | 0 | 0 | 0 | 0 | 0 | 0 | 0 | 0 | 0 | 0 | 0 | 0 | 0 | 0 | 0 | 0 | 0 | 0 | 0 | 0 | 0 | 0 | 0 | 0 | 0 | 0 | 0 | 0 | 0 | 0 | 0 | 0 | 1 | 1 | 0 | 0 | 0 | 0 | 0 | 0 | 1 | 0 | 0 | 0 | 1 | 0 | 0 | 0 | 0 | 0 | 0 | 0 | 0 | 0 | 0 | 0 | 0 | 0 | 0 | 0 | 0 | 0 | 0 |  | 0 | 0 | 0 | 0 | 0 | 0 | 0 | 0 | 0 | 0 | 0 | 0 | 0 | 0 | 0 | 0 | 0 | 0 | 0 | 0 | 0 | 0 | 0 | 4.66 | 0 | 95 | 0 | 0 | 0 | 1 | 1 | 0 | 1 | 0 | 1 | 0 | -385.58 | -3180.532 | -2164.4302 | Gates 500/230kV TB #11 | Gates 500/230kV TB #11 | Gates 500/230kV TB #11 |  | 0 | 0 | 0 | 0 | 0 | 0 | 7.65 | 144.11 | 158.6488 | Cal Flat-Gates 230 kV line | Cal Flat-Gates 230 kV line | Semitropic-Midway 115kV Line |  | 5 | 1 | YES | 2 | 5 | 1 | YES | 2
SCE Metro | Serrano | 230 | 0 | 0 | 0 | 0 | 0 | 0 | 0 | 0 | 0 | 1 | 0 | 0 | 0 | 0 | 0 | 0 | 0 | 0 | 0 | 0 | 0 | 0 | 0 | 0 | 0 | 0 | 0 | 0 | 0 | 0 | 0 | 0 | 0 | 0 | 0 | 0 | 0 | 0 | 0 | 0 | 0 | 0 | 0 | 0 | 0 | 0 | 0 | 0 | 0 | 0 | 0 | 0 | 0 | 0 | 0 | 0 | 0 | 0 | 0 | 0 | 0 | 0 | 0 | 0 | 0 | 0 | 0 | 0 | 0 | 0 | 0 | 0 | 0 | 0 | 0 | 0 | 0 | 0 | 0 | 0 | 0 | 0 | 0 | 0 | 0 | 0 | 0 | 0 | 0 | 0 | 0 | 0 | 0 | 0 | 0 | 0 | 0 | 0 |  | 0 | 0 | 0 | 0 | 0 | 0 | 0 | 0 | 0 | 0 | 0 | 0 | 0 | 0 | 0 | 0 | 0 | 0 | 0 | 0 | 0 | 0 | 0 | 0 | 0 | 0 | 0 | 0 | 0 | 0 | 0 | 0 | 0 | 0 | 0 | 0 | 2097.6988 | 6824.058 | 19009.2611 | SCE Metro Area Default Constraint | SCE Metro Area Default Constraint | SCE Metro Area Default Constraint |  | 0 | 0 | 0 | 0 | 0 | 0 | 2097.6988 | 6824.058 | 19009.2611 | SCE Metro Area Default Constraint | SCE Metro Area Default Constraint | SCE Metro Area Default Constraint |  | 1 | 1 | NO | 1 | 1 | 1 | NO | 1
SCE Metro | Serrano | 500 | 0 | 0 | 0 | 0 | 0 | 0 | 0 | 0 | 0 | 1 | 0 | 0 | 0 | 0 | 0 | 0 | 0 | 0 | 0 | 0 | 0 | 0 | 0 | 0 | 0 | 0 | 0 | 0 | 0 | 0 | 0 | 0 | 0 | 0 | 0 | 0 | 0 | 0 | 0 | 0 | 0 | 0 | 0 | 0 | 0 | 0 | 0 | 0 | 0 | 0 | 0 | 0 | 0 | 0 | 0 | 0 | 0 | 0 | 0 | 0 | 0 | 0 | 0 | 0 | 0 | 0 | 0 | 0 | 0 | 0 | 0 | 0 | 0 | 0 | 0 | 0 | 0 | 0 | 0 | 0 | 0 | 0 | 0 | 0 | 0 | 0 | 0 | 0 | 0 | 0 | 0 | 0 | 0 | 0 | 0 | 0 | 0 | 0 |  | 0 | 0 | 0 | 0 | 0 | 0 | 0 | 0 | 0 | 0 | 0 | 0 | 0 | 0 | 0 | 0 | 0 | 0 | 0 | 0 | 0 | 0 | 0 | 0 | 0 | 0 | 0 | 400 | 0 | 1 | 0 | 0 | 0 | 0 | 0 | 0 | 2097.6988 | 6824.058 | 19009.2611 | SCE Metro Area Default Constraint | SCE Metro Area Default Constraint | SCE Metro Area Default Constraint |  | 0 | 0 | 0 | 0 | 0 | 0 | 2097.6988 | 6824.058 | 19009.2611 | SCE Metro Area Default Constraint | SCE Metro Area Default Constraint | SCE Metro Area Default Constraint |  | 1 | 1 | NO | 1 | 1 | 1 | NO | 1
SDGE | Shadowridge | 138 | 0 | 0 | 0 | 0 | 0 | 0 | 0 | 0 | 0 | 0 | 0 | 0 | 0 | 0 | 0 | 0 | 0 | 0 | 0 | 0 | 0 | 0 | 0 | 0 | 0 | 0 | 0 | 0 | 1 | 0 | 1 | 0 | 1 | 0 | 0 | 0 | 0 | 0 | 0 | 0 | 0 | 0 | 0 | 0 | 0 | 0 | 0 | 0 | 0 | 0 | 0 | 0 | 0 | 0 | 0 | 0 | 0 | 0 | 0 | 0 | 0 | 0 | 0 | 0 | 0 | 0 | 0 | 0 | 0 | 0 | 0 | 0 | 0 | 0 | 0 | 0 | 0 | 0 | 0 | 0 | 0 | 0 | 0 | 0 | 0 | 0 | 0 | 0 | 0 | 0 | 0 | 0 | 0 | 0 | 0 | 0 | 0 | 3 |  | 0 | 0 | 0 | 0 | 0 | 0 | 0 | 0 | 0 | 0 | 0 | 0 | 0 | 0 | 0 | 0 | 0 | 0 | 0 | 0 | 0 | 0 | 0 | 0 | 0 | 0 | 0 | 0 | 0 | 0 | 0 | 0 | 0 | 0 | 0 | 0 | 29.03 | 393.085 | 989.0814 | San Luis Rey-San Onofre 230 kV line constraint | San Luis Rey-San Onofre 230 kV line constraint | San Luis Rey-San Onofre 230 kV line constraint |  | 0 | 0 | 0 | 0 | 0 | 0 | 29.03 | 393.085 | 989.0814 | San Luis Rey-San Onofre 230 kV line constraint | San Luis Rey-San Onofre 230 kV line constraint | San Luis Rey-San Onofre 230 kV line constraint |  | 1 | 1 | NO | 1 | 1 | 1 | NO | 1
PG&E KERN | Shafter | 115 | 0 | 0 | 0 | 0 | 0 | 0 | 0 | 0 | 0 | 0 | 0 | 0 | 0 | 0 | 0 | 0 | 0 | 0 | 0 | 0 | 0 | 0 | 0 | 0 | 0 | 0 | 0 | 0 | 0 | 0 | 0 | 0 | 0 | 0 | 0 | 0 | 0 | 0 | 0 | 0 | 0 | 0 | 0 | 0 | 0 | 0 | 0 | 0 | 0 | 0 | 0 | 0 | 0 | 0 | 0 | 0 | 0 | 0 | 0 | 0 | 0 | 0 | 0 | 0 | 0 | 0 | 0 | 1 | 0 | 0 | 0 | 0 | 0 | 0 | 1 | 0 | 0 | 0 | 1 | 1 | 0 | 0 | 0 | 0 | 0 | 0 | 0 | 0 | 0 | 0 | 0 | 0 | 0 | 0 | 1 | 0 | 0 | 0 |  | 0 | 0 | 0 | 0 | 0 | 0 | 0 | 0 | 0 | 0 | 0 | 0 | 0 | 0 | 0 | 0 | 0 | 0 | 0 | 0 | 0 | 0 | 0 | 2.25 | 0 | 100 | 0 | 0 | 0 | 1 | 2 | 0 | 3 | 0 | 2 | 1 | -385.58 | -3180.532 | -3308.8336 | Gates 500/230kV TB #11 | Gates 500/230kV TB #11 | Mustang-Henrietta 230 kV line |  | 0 | 0 | 0 | 0 | 0 | 1 | 7.65 | 144.11 | -829.8336 | Cal Flat-Gates 230 kV line | Cal Flat-Gates 230 kV line | Mustang-Henrietta 230 kV line |  | 5 | 1 | YES | 2 | 5 | 4 | YES | 4
PG&E NGBA | Silverado | 115 | 0 | 0 | 0 | 0 | 0 | 0 | 0 | 0 | 0 | 0 | 0 | 0 | 0 | 0 | 0 | 0 | 0 | 0 | 0 | 0 | 0 | 0 | 0 | 0 | 0 | 0 | 0 | 0 | 0 | 0 | 0 | 0 | 0 | 0 | 0 | 0 | 0 | 0 | 0 | 1 | 0 | 1 | 0 | 0 | 0 | 0 | 0 | 0 | 0 | 0 | 0 | 1 | 1 | 1 | 1 | 1 | 0 | 0 | 0 | 0 | 0 | 0 | 0 | 0 | 0 | 1 | 1 | 0 | 0 | 0 | 0 | 0 | 0 | 0 | 0 | 0 | 0 | 0 | 0 | 0 | 0 | 0 | 0 | 0 | 0 | 0 | 0 | 0 | 0 | 0 | 0 | 0 | 0 | 0 | 0 | 0 | 0 | 2 |  | 0 | 0 | 0 | 0 | 0 | 0 | 0 | 0 | 0 | 0 | 0 | 0 | 0 | 0 | 0 | 0 | 0 | 0 | 0 | 0 | 0 | 0 | 0 | 0 | 0 | 0 | 0 | 0 | 0 | 0 | 3 | 0 | 1 | 0 | 0 | 0 | -2282.29 | -1253.7212 | 335.9726 | Collinsville-Tesla 500 kV Line | Collinsville-Tesla 500 kV Line | Birds Landing-Contra Costa 230kV Line |  | 0 | 0 | 0 | 0 | 0 | 0 | 661.81 | 929.8 | 335.9726 | Contra Costa- Windmaster 230 kV line | Cortina-Eagle Rock 115 kV line | Birds Landing-Contra Costa 230kV Line |  | 5 | 1 | YES | 2 | 1 | 1 | NO | 1
SDGE | Silvergate | 230 | 0 | 0 | 0 | 0 | 0 | 0 | 0 | 0 | 0 | 0 | 0 | 0 | 0 | 0 | 0 | 0 | 0 | 0 | 0 | 0 | 0 | 0 | 0 | 0 | 0 | 0 | 0 | 0 | 1 | 0 | 1 | 0 | 1 | 0 | 0 | 0 | 1 | 0 | 0 | 0 | 0 | 0 | 0 | 0 | 0 | 0 | 0 | 0 | 0 | 0 | 0 | 0 | 0 | 0 | 0 | 0 | 0 | 0 | 0 | 0 | 0 | 0 | 0 | 0 | 0 | 0 | 0 | 0 | 0 | 0 | 0 | 0 | 0 | 0 | 0 | 0 | 0 | 0 | 0 | 0 | 0 | 0 | 0 | 0 | 0 | 0 | 0 | 0 | 0 | 0 | 0 | 0 | 0 | 0 | 0 | 0 | 0 | 4 |  | 0 | 0 | 0 | 0 | 0 | 0 | 0 | 0 | 0 | 0 | 0 | 200 | 0 | 0 | 1 | 0 | 0 | 0 | 0 | 0 | 0 | 0 | 0 | 0 | 60 | 0 | 200 | 0 | 0 | 1 | 0 | 0 | 0 | 0 | 0 | 0 | 29.03 | 393.085 | 989.0814 | San Luis Rey-San Onofre 230 kV line constraint | San Luis Rey-San Onofre 230 kV line constraint | San Luis Rey-San Onofre 230 kV line constraint |  | 0 | 0 | 0 | 0 | 0 | 0 | 29.03 | 393.085 | 989.0814 | San Luis Rey-San Onofre 230 kV line constraint | San Luis Rey-San Onofre 230 kV line constraint | San Luis Rey-San Onofre 230 kV line constraint |  | 1 | 1 | NO | 1 | 1 | 1 | NO | 1
SDGE | Silvergate | 69 | 0 | 0 | 0 | 0 | 0 | 0 | 0 | 0 | 0 | 0 | 0 | 0 | 0 | 0 | 0 | 0 | 0 | 0 | 0 | 0 | 0 | 0 | 0 | 0 | 0 | 0 | 0 | 0 | 0 | 0 | 1 | 0 | 1 | 0 | 0 | 0 | 1 | 0 | 0 | 0 | 0 | 0 | 0 | 0 | 0 | 0 | 0 | 0 | 0 | 0 | 0 | 0 | 0 | 0 | 0 | 0 | 0 | 0 | 0 | 0 | 0 | 0 | 0 | 0 | 0 | 0 | 0 | 0 | 0 | 0 | 0 | 0 | 0 | 0 | 0 | 0 | 0 | 0 | 0 | 0 | 0 | 0 | 0 | 0 | 0 | 0 | 0 | 0 | 0 | 0 | 0 | 0 | 0 | 0 | 0 | 0 | 0 | 3 |  | 0 | 0 | 0 | 0 | 0 | 0 | 0 | 0 | 0 | 0 | 0 | 0 | 0 | 0 | 0 | 0 | 0 | 0 | 0 | 0 | 0 | 0 | 0 | 0 | 0 | 0 | 0 | 0 | 0 | 0 | 0 | 0 | 0 | 0 | 0 | 0 | 29.03 | 393.085 | 989.0814 | San Luis Rey-San Onofre 230 kV line constraint | San Luis Rey-San Onofre 230 kV line constraint | San Luis Rey-San Onofre 230 kV line constraint |  | 0 | 0 | 0 | 0 | 0 | 0 | 29.03 | 393.085 | 989.0814 | San Luis Rey-San Onofre 230 kV line constraint | San Luis Rey-San Onofre 230 kV line constraint | San Luis Rey-San Onofre 230 kV line constraint |  | 1 | 1 | NO | 1 | 1 | 1 | NO | 1
PG&E KERN | Sisquoc | 115 | 0 | 0 | 0 | 0 | 0 | 0 | 0 | 0 | 0 | 0 | 0 | 0 | 0 | 0 | 0 | 0 | 0 | 0 | 0 | 0 | 0 | 0 | 0 | 0 | 0 | 0 | 0 | 0 | 0 | 0 | 0 | 0 | 0 | 0 | 0 | 0 | 0 | 0 | 0 | 0 | 0 | 0 | 0 | 0 | 0 | 0 | 0 | 0 | 0 | 0 | 0 | 0 | 0 | 0 | 0 | 0 | 0 | 0 | 0 | 0 | 0 | 0 | 0 | 0 | 0 | 0 | 0 | 1 | 1 | 0 | 0 | 0 | 0 | 0 | 0 | 0 | 0 | 0 | 0 | 1 | 0 | 0 | 0 | 0 | 0 | 1 | 0 | 0 | 0 | 0 | 0 | 0 | 0 | 0 | 0 | 1 | 0 | 1 |  | 0 | 0 | 0 | 0 | 0 | 0 | 0 | 0 | 0 | 0 | 0 | 0 | 0 | 0 | 0 | 0 | 0 | 0 | 0 | 0 | 0 | 0 | 0 | 0 | 0 | 100 | 0 | 0 | 0 | 1 | 1 | 0 | 1 | 0 | 1 | 0 | -385.58 | -3180.532 | -2164.4302 | Gates 500/230kV TB #11 | Gates 500/230kV TB #11 | Gates 500/230kV TB #11 |  | 0 | 0 | 0 | 0 | 0 | 0 | 7.65 | 144.11 | 266.8703 | Cal Flat-Gates 230 kV line | Cal Flat-Gates 230 kV line | Cal Flat-Gates 230 kV line |  | 5 | 1 | YES | 2 | 5 | 1 | YES | 2
EOP | Sloan Canyon | 230 | 0 | 0 | 0 | 0 | 0 | 0 | 0 | 0 | 0 | 0 | 0 | 0 | 0 | 0 | 0 | 0 | 0 | 0 | 0 | 0 | 0 | 0 | 0 | 1 | 1 | 0 | 0 | 0 | 0 | 0 | 0 | 0 | 0 | 0 | 0 | 0 | 0 | 0 | 0 | 0 | 0 | 0 | 0 | 0 | 0 | 0 | 0 | 0 | 0 | 0 | 0 | 0 | 0 | 0 | 0 | 0 | 0 | 0 | 0 | 0 | 0 | 0 | 0 | 0 | 0 | 0 | 0 | 0 | 0 | 0 | 0 | 0 | 0 | 0 | 0 | 0 | 0 | 0 | 0 | 0 | 0 | 0 | 0 | 0 | 0 | 0 | 0 | 0 | 0 | 0 | 0 | 0 | 0 | 0 | 0 | 0 | 0 | 1 |  | 0 | 0 | 0 | 0 | 0 | 0 | 0 | 0 | 0 | 0 | 0 | 0 | 0 | 0 | 0 | 0 | 0 | 321 | 0 | 0 | 0 | 0 | 0 | 0 | 0 | 0 | 0 | 0 | 0 | 1 | 1 | 0 | 1 | 0 | 0 | 1 | -5797.881 | -6339.828 | -5675.751 | Lugo - Victorville area constraint | Lugo - Victorville area constraint | Lugo - Victorville area constraint |  | 0 | 0 | 0 | 0 | 0 | 0 | 876.62 | 67.08 | 786.64 | Sloan Canyon - Eldorado 500 kV constraint | Sloan Canyon - Eldorado 500 kV constraint | Sloan Canyon - Eldorado 500 kV constraint |  | 5 | 1 | YES | 2 | 4 | 1 | YES | 2
EOP | Sloan Canyon | 500 | 0 | 0 | 0 | 0 | 0 | 0 | 0 | 0 | 0 | 0 | 0 | 0 | 0 | 0 | 0 | 0 | 0 | 0 | 0 | 0 | 0 | 0 | 0 | 1 | 1 | 0 | 0 | 0 | 0 | 0 | 0 | 0 | 0 | 0 | 0 | 0 | 0 | 0 | 0 | 0 | 0 | 0 | 0 | 0 | 0 | 0 | 0 | 0 | 0 | 0 | 0 | 0 | 0 | 0 | 0 | 0 | 0 | 0 | 0 | 0 | 0 | 0 | 0 | 0 | 0 | 0 | 0 | 0 | 0 | 0 | 0 | 0 | 0 | 0 | 0 | 0 | 0 | 0 | 0 | 0 | 0 | 0 | 0 | 0 | 0 | 0 | 0 | 0 | 0 | 0 | 0 | 0 | 0 | 0 | 0 | 0 | 0 | 1 |  | 0 | 0 | 0 | 0 | 0 | 0 | 0 | 0 | 0 | 0 | 0 | 0 | 0 | 0 | 0 | 0 | 0 | 0 | 0 | 0 | 0 | 0 | 0 | 0 | 0 | 0 | 0 | 0 | 0 | 0 | 1 | 0 | 1 | 0 | 0 | 1 | -5797.881 | -6339.828 | -5675.751 | Lugo - Victorville area constraint | Lugo - Victorville area constraint | Lugo - Victorville area constraint |  | 0 | 0 | 0 | 0 | 0 | 0 | 876.62 | 67.08 | 786.64 | Sloan Canyon - Eldorado 500 kV constraint | Sloan Canyon - Eldorado 500 kV constraint | Sloan Canyon - Eldorado 500 kV constraint |  | 5 | 1 | YES | 2 | 4 | 1 | YES | 2
PG&E KERN | Smyrna | 115 | 0 | 0 | 0 | 0 | 0 | 0 | 0 | 0 | 0 | 0 | 0 | 0 | 0 | 0 | 0 | 0 | 0 | 0 | 0 | 0 | 0 | 0 | 0 | 0 | 0 | 0 | 0 | 0 | 0 | 0 | 0 | 0 | 0 | 0 | 0 | 0 | 0 | 0 | 0 | 0 | 0 | 0 | 0 | 0 | 0 | 0 | 0 | 0 | 0 | 0 | 0 | 0 | 0 | 0 | 0 | 0 | 0 | 0 | 0 | 0 | 0 | 0 | 0 | 0 | 0 | 0 | 0 | 1 | 0 | 1 | 1 | 0 | 0 | 0 | 1 | 1 | 0 | 0 | 1 | 0 | 0 | 0 | 0 | 0 | 0 | 0 | 0 | 0 | 0 | 0 | 0 | 0 | 0 | 0 | 1 | 0 | 0 | 0 |  | 0 | 0 | 0 | 0 | 0 | 0 | 0 | 0 | 0 | 0 | 0 | 0 | 0 | 0 | 0 | 0 | 0 | 0 | 0 | 0 | 0 | 0 | 0 | 0 | 0 | 0 | 0 | 0 | 0 | 0 | 1 | 0 | 2 | 0 | 1 | 1 | -0.76 | -2441.884 | -3308.8336 | Gates 500/230kV TB #12 | Gates 500/230kV TB #12 | Mustang-Henrietta 230 kV line |  | 0 | 0 | 0 | 0 | 0 | 1 | 7.65 | 144.11 | -829.8336 | Cal Flat-Gates 230 kV line | Cal Flat-Gates 230 kV line | Mustang-Henrietta 230 kV line |  | 5 | 1 | YES | 2 | 5 | 4 | YES | 4
PG&E GBA | Sobrante | 115 | 0 | 0 | 0 | 0 | 0 | 0 | 0 | 0 | 0 | 0 | 0 | 0 | 0 | 0 | 0 | 0 | 0 | 0 | 0 | 0 | 0 | 0 | 0 | 0 | 0 | 0 | 0 | 0 | 0 | 0 | 0 | 0 | 0 | 0 | 0 | 0 | 0 | 0 | 0 | 1 | 0 | 0 | 0 | 0 | 0 | 0 | 0 | 0 | 0 | 1 | 0 | 0 | 1 | 1 | 1 | 1 | 0 | 0 | 1 | 1 | 0 | 1 | 0 | 0 | 0 | 1 | 0 | 0 | 0 | 0 | 0 | 0 | 0 | 0 | 0 | 0 | 0 | 0 | 0 | 0 | 0 | 0 | 0 | 0 | 0 | 0 | 0 | 0 | 0 | 0 | 0 | 0 | 0 | 0 | 0 | 0 | 0 | 2 |  | 0 | 0 | 0 | 0 | 0 | 0 | 0 | 0 | 0 | 0 | 0 | 0 | 0 | 0 | 0 | 0 | 0 | 0 | 0 | 0 | 0 | 0 | 0 | 0 | 0 | 40 | 0 | 0 | 0 | 1 | 3 | 0 | 1 | 0 | 0 | 0 | -2282.29 | -1253.7212 | 884.6639 | Collinsville-Tesla 500 kV Line | Collinsville-Tesla 500 kV Line | Collinsville-Tesla 500 kV Line |  | 0 | 1 | 0 | 0 | 0 | 0 | -314.49 | 932.2038 | 884.6639 | Tesla-Bellota 230 kV line | Contra Costa- Windmaster 230 kV line | Collinsville-Tesla 500 kV Line |  | 5 | 4 | YES | 4 | 1 | 1 | NO | 1
PG&E GBA | Sobrante | 230 | 0 | 0 | 0 | 0 | 0 | 0 | 0 | 0 | 0 | 0 | 0 | 0 | 0 | 0 | 0 | 0 | 0 | 0 | 0 | 0 | 0 | 0 | 0 | 0 | 0 | 0 | 0 | 0 | 0 | 0 | 0 | 0 | 0 | 0 | 0 | 0 | 0 | 0 | 0 | 1 | 0 | 0 | 0 | 0 | 0 | 0 | 0 | 0 | 0 | 1 | 0 | 0 | 1 | 1 | 1 | 1 | 0 | 0 | 1 | 1 | 0 | 0 | 0 | 0 | 0 | 1 | 0 | 0 | 0 | 0 | 0 | 0 | 0 | 0 | 0 | 0 | 0 | 0 | 0 | 0 | 0 | 0 | 0 | 0 | 0 | 0 | 0 | 0 | 0 | 0 | 0 | 0 | 0 | 0 | 0 | 0 | 0 | 2 |  | 0 | 0 | 0 | 0 | 0 | 0 | 0 | 0 | 0 | 0 | 0 | 0 | 0 | 0 | 0 | 0 | 0 | 0 | 0 | 0 | 0 | 0 | 0 | 0 | 0 | 0 | 0 | 0 | 0 | 0 | 3 | 0 | 1 | 0 | 0 | 0 | -2282.29 | -1253.7212 | 884.6639 | Collinsville-Tesla 500 kV Line | Collinsville-Tesla 500 kV Line | Collinsville-Tesla 500 kV Line |  | 0 | 1 | 0 | 0 | 0 | 0 | -314.49 | 932.2038 | 884.6639 | Tesla-Bellota 230 kV line | Contra Costa- Windmaster 230 kV line | Collinsville-Tesla 500 kV Line |  | 5 | 4 | YES | 4 | 1 | 1 | NO | 1
PG&E KERN | Solar | 230 | 0 | 0 | 0 | 0 | 0 | 0 | 0 | 0 | 0 | 0 | 0 | 0 | 0 | 0 | 0 | 0 | 0 | 0 | 0 | 0 | 0 | 0 | 0 | 0 | 0 | 0 | 0 | 0 | 0 | 0 | 0 | 0 | 0 | 0 | 0 | 0 | 0 | 0 | 0 | 0 | 0 | 0 | 0 | 0 | 0 | 0 | 0 | 0 | 0 | 0 | 0 | 0 | 0 | 0 | 0 | 0 | 0 | 0 | 0 | 0 | 0 | 0 | 0 | 0 | 0 | 0 | 0 | 1 | 0 | 0 | 0 | 0 | 0 | 0 | 0 | 0 | 0 | 0 | 1 | 1 | 0 | 0 | 0 | 0 | 0 | 0 | 0 | 0 | 0 | 0 | 0 | 0 | 0 | 0 | 1 | 1 | 0 | 0 |  | 0 | 0 | 0 | 0 | 0 | 0 | 0 | 0 | 0 | 0 | 0 | 0 | 0 | 0 | 0 | 0 | 0 | 0 | 0 | 0 | 0 | 0 | 0 | 0 | 0 | 0 | 0 | 0 | 0 | 0 | 2 | 0 | 3 | 0 | 2 | 1 | -385.58 | -3180.532 | -3308.8336 | Gates 500/230kV TB #11 | Gates 500/230kV TB #11 | Mustang-Henrietta 230 kV line |  | 0 | 0 | 0 | 0 | 0 | 1 | 7.65 | 144.11 | -829.8336 | Cal Flat-Gates 230 kV line | Cal Flat-Gates 230 kV line | Mustang-Henrietta 230 kV line |  | 5 | 1 | YES | 2 | 5 | 4 | YES | 4
PG&E GBA | Soledad | 115 | 0 | 0 | 0 | 0 | 0 | 0 | 0 | 0 | 0 | 0 | 0 | 0 | 0 | 0 | 0 | 0 | 0 | 0 | 0 | 0 | 0 | 0 | 0 | 0 | 0 | 0 | 0 | 0 | 0 | 0 | 0 | 0 | 0 | 0 | 0 | 0 | 0 | 0 | 0 | 0 | 0 | 0 | 0 | 0 | 0 | 0 | 0 | 0 | 0 | 0 | 0 | 0 | 0 | 0 | 0 | 0 | 0 | 0 | 0 | 0 | 0 | 0 | 0 | 0 | 1 | 0 | 0 | 0 | 0 | 0 | 0 | 0 | 0 | 0 | 0 | 0 | 0 | 0 | 0 | 0 | 0 | 0 | 0 | 0 | 0 | 0 | 0 | 0 | 0 | 0 | 0 | 0 | 0 | 0 | 0 | 0 | 1 | 0 |  | 0 | 0 | 0 | 0 | 0 | 0 | 0 | 0 | 0 | 0 | 0 | 0 | 0 | 0 | 0 | 0 | 0 | 50 | 0 | 0 | 0 | 0 | 0 | 0 | 0 | 0 | 0 | 0 | 0 | 1 | 0 | 0 | 0 | 0 | 0 | 0 | 302 | 351.6 | 172.2 | Morganhill-Metcalf 115kV Line | Morganhill-Metcalf 115kV Line | Morganhill-Metcalf 115kV Line |  | 0 | 0 | 0 | 0 | 0 | 0 | 302 | 351.6 | 172.2 | Morganhill-Metcalf 115kV Line | Morganhill-Metcalf 115kV Line | Morganhill-Metcalf 115kV Line |  | 1 | 1 | NO | 1 | 1 | 1 | NO | 1
PG&E GBA | Soledad | 60 | 0 | 0 | 0 | 0 | 0 | 0 | 0 | 0 | 0 | 0 | 0 | 0 | 0 | 0 | 0 | 0 | 0 | 0 | 0 | 0 | 0 | 0 | 0 | 0 | 0 | 0 | 0 | 0 | 0 | 0 | 0 | 0 | 0 | 0 | 0 | 0 | 0 | 0 | 0 | 0 | 0 | 0 | 0 | 0 | 0 | 0 | 0 | 0 | 0 | 0 | 0 | 0 | 0 | 0 | 0 | 1 | 0 | 0 | 0 | 1 | 0 | 0 | 0 | 0 | 1 | 0 | 0 | 0 | 0 | 0 | 0 | 0 | 0 | 0 | 0 | 0 | 0 | 0 | 0 | 0 | 0 | 0 | 0 | 0 | 0 | 0 | 0 | 0 | 0 | 0 | 0 | 0 | 0 | 0 | 0 | 0 | 1 | 0 |  | 0 | 0 | 0 | 0 | 0 | 0 | 0 | 0 | 0 | 0 | 0 | 0 | 0 | 0 | 0 | 0 | 0 | 0 | 0 | 0 | 0 | 0 | 0 | 0 | 0 | 0 | 0 | 0 | 0 | 0 | 1 | 0 | 0 | 0 | 0 | 0 | -614.49 | 351.6 | 172.2 | Tesla-Bellota 230 kV line | Morganhill-Metcalf 115kV Line | Morganhill-Metcalf 115kV Line |  | 0 | 1 | 0 | 0 | 0 | 0 | -314.49 | 351.6 | 172.2 | Tesla-Bellota 230 kV line | Morganhill-Metcalf 115kV Line | Morganhill-Metcalf 115kV Line |  | 5 | 4 | YES | 4 | 1 | 1 | NO | 1
SDGE | Spring Valley | 69 | 0 | 0 | 0 | 0 | 0 | 0 | 0 | 0 | 0 | 0 | 0 | 0 | 0 | 0 | 0 | 0 | 0 | 0 | 0 | 0 | 0 | 0 | 0 | 0 | 0 | 0 | 0 | 1 | 0 | 0 | 1 | 0 | 1 | 0 | 0 | 0 | 1 | 0 | 0 | 0 | 0 | 0 | 0 | 0 | 0 | 0 | 0 | 0 | 0 | 0 | 0 | 0 | 0 | 0 | 0 | 0 | 0 | 0 | 0 | 0 | 0 | 0 | 0 | 0 | 0 | 0 | 0 | 0 | 0 | 0 | 0 | 0 | 0 | 0 | 0 | 0 | 0 | 0 | 0 | 0 | 0 | 0 | 0 | 0 | 0 | 0 | 0 | 0 | 0 | 0 | 0 | 0 | 0 | 0 | 0 | 0 | 0 | 3 |  | 0 | 0 | 0 | 0 | 0 | 0 | 0 | 0 | 0 | 0 | 0 | 0 | 0 | 0 | 0 | 0 | 0 | 0 | 0 | 0 | 0 | 0 | 0 | 0 | 0 | 0 | 0 | 0 | 0 | 0 | 0 | 0 | 0 | 0 | 0 | 0 | 29.03 | 367.57 | 482.1964 | San Luis Rey-San Onofre 230 kV line constraint | El Cajon 69 kV constraint | El Cajon 69 kV constraint |  | 0 | 0 | 0 | 0 | 0 | 0 | 29.03 | 367.57 | 482.1964 | San Luis Rey-San Onofre 230 kV line constraint | El Cajon 69 kV constraint | El Cajon 69 kV constraint |  | 1 | 1 | NO | 1 | 1 | 1 | NO | 1
SCE Northern | Springville | 230 | 1 | 0 | 1 | 0 | 0 | 1 | 1 | 0 | 0 | 0 | 0 | 0 | 0 | 0 | 0 | 0 | 0 | 0 | 0 | 0 | 0 | 0 | 0 | 0 | 0 | 0 | 0 | 0 | 0 | 0 | 0 | 0 | 0 | 0 | 0 | 0 | 0 | 0 | 0 | 0 | 0 | 0 | 0 | 0 | 0 | 0 | 0 | 0 | 0 | 0 | 0 | 0 | 0 | 0 | 0 | 0 | 0 | 0 | 0 | 0 | 0 | 0 | 0 | 0 | 0 | 0 | 0 | 0 | 0 | 0 | 0 | 0 | 0 | 0 | 0 | 0 | 0 | 0 | 0 | 0 | 0 | 0 | 0 | 0 | 0 | 0 | 0 | 0 | 0 | 0 | 0 | 0 | 0 | 0 | 0 | 0 | 0 | 0 |  | 0 | 0 | 0 | 0 | 0 | 0 | 0 | 0 | 0 | 0 | 0 | 0 | 0 | 0 | 0 | 0 | 0 | 0 | 0 | 0 | 0 | 0 | 0 | 3 | 0 | 0 | 225 | 0 | 0 | 1 | 0 | 0 | 2 | 0 | 0 | 0 | 142.98 | -460.18 | 1529.06 | North of Magunden Constraint | Antelope-Vincent Constraint | North of Magunden Constraint |  | 0 | 0 | 2 | 0 | 0 | 0 | 142.98 | -460.18 | 1529.06 | North of Magunden Constraint | Antelope-Vincent Constraint | North of Magunden Constraint |  | 5 | 5 | NO | 5 | 1 | 1 | NO | 1
PG&E GBA | Stagg | 230 | 0 | 0 | 0 | 0 | 0 | 0 | 0 | 0 | 0 | 0 | 0 | 0 | 0 | 0 | 0 | 0 | 0 | 0 | 0 | 0 | 0 | 0 | 0 | 0 | 0 | 0 | 0 | 0 | 0 | 0 | 0 | 0 | 0 | 0 | 0 | 0 | 0 | 0 | 0 | 1 | 0 | 0 | 0 | 0 | 0 | 1 | 0 | 0 | 0 | 0 | 0 | 0 | 0 | 0 | 0 | 0 | 0 | 0 | 0 | 1 | 1 | 0 | 0 | 0 | 0 | 1 | 0 | 0 | 0 | 0 | 0 | 0 | 0 | 0 | 0 | 0 | 0 | 0 | 0 | 0 | 0 | 0 | 0 | 0 | 0 | 0 | 0 | 0 | 0 | 0 | 0 | 0 | 0 | 0 | 0 | 0 | 0 | 0 |  | 0 | 0 | 0 | 0 | 0 | 0 | 0 | 0 | 0 | 0 | 0 | 0 | 0 | 0 | 0 | 0 | 0 | 0 | 0 | 0 | 0 | 0 | 0 | 0 | 0 | 0 | 0 | 0 | 0 | 0 | 2 | 0 | 2 | 0 | 0 | 0 | -2282.29 | -1253.7212 | 884.6639 | Collinsville-Tesla 500 kV Line | Collinsville-Tesla 500 kV Line | Collinsville-Tesla 500 kV Line |  | 0 | 1 | 1 | 0 | 0 | 0 | -314.49 | -339.66 | 884.6639 | Tesla-Bellota 230 kV line | Bellota-Weber 230kV line | Collinsville-Tesla 500 kV Line |  | 5 | 5 | NO | 5 | 1 | 1 | NO | 1
PG&E GBA | Standard Oil | 115 | 0 | 0 | 0 | 0 | 0 | 0 | 0 | 0 | 0 | 0 | 0 | 0 | 0 | 0 | 0 | 0 | 0 | 0 | 0 | 0 | 0 | 0 | 0 | 0 | 0 | 0 | 0 | 0 | 0 | 0 | 0 | 0 | 0 | 0 | 0 | 0 | 0 | 0 | 0 | 1 | 0 | 0 | 0 | 0 | 0 | 0 | 0 | 0 | 0 | 1 | 0 | 0 | 1 | 1 | 1 | 1 | 0 | 0 | 1 | 1 | 0 | 1 | 0 | 0 | 0 | 1 | 0 | 0 | 0 | 0 | 0 | 0 | 0 | 0 | 0 | 0 | 0 | 0 | 0 | 0 | 0 | 0 | 0 | 0 | 0 | 0 | 0 | 0 | 0 | 0 | 0 | 0 | 0 | 0 | 0 | 0 | 0 | 2 |  | 0 | 0 | 0 | 0 | 0 | 0 | 0 | 0 | 0 | 0 | 0 | 0 | 0 | 0 | 0 | 0 | 0 | 0 | 0 | 0 | 0 | 0 | 0 | 0 | 0 | 40 | 0 | 0 | 0 | 1 | 3 | 0 | 1 | 0 | 0 | 0 | -2282.29 | -1253.7212 | 884.6639 | Collinsville-Tesla 500 kV Line | Collinsville-Tesla 500 kV Line | Collinsville-Tesla 500 kV Line |  | 0 | 1 | 0 | 0 | 0 | 0 | -314.49 | 932.2038 | 884.6639 | Tesla-Bellota 230 kV line | Contra Costa- Windmaster 230 kV line | Collinsville-Tesla 500 kV Line |  | 5 | 4 | YES | 4 | 1 | 1 | NO | 1
PG&E GBA | Stanislaus | 115 | 0 | 0 | 0 | 0 | 0 | 0 | 0 | 0 | 0 | 0 | 0 | 0 | 0 | 0 | 0 | 0 | 0 | 0 | 0 | 0 | 0 | 0 | 0 | 0 | 0 | 0 | 0 | 0 | 0 | 0 | 0 | 0 | 0 | 0 | 0 | 0 | 0 | 0 | 0 | 0 | 0 | 0 | 0 | 0 | 0 | 1 | 0 | 0 | 0 | 0 | 0 | 0 | 0 | 0 | 0 | 1 | 0 | 1 | 0 | 1 | 0 | 0 | 0 | 0 | 0 | 1 | 0 | 0 | 0 | 0 | 0 | 0 | 0 | 0 | 0 | 0 | 0 | 0 | 0 | 0 | 0 | 0 | 0 | 0 | 0 | 0 | 0 | 0 | 0 | 0 | 0 | 0 | 0 | 0 | 0 | 0 | 0 | 0 |  | 0 | 0 | 0 | 0 | 0 | 0 | 0 | 0 | 0 | 0 | 0 | 0 | 0 | 0 | 0 | 0 | 0 | 0 | 0 | 0 | 0 | 0 | 0 | 0 | 0 | 0 | 0 | 0 | 0 | 0 | 1 | 0 | 1 | 0 | 0 | 0 | -614.49 | -339.66 | 672.109 | Tesla-Bellota 230 kV line | Bellota-Weber 230kV line | Kasson Jct-Heinz 115 kV line |  | 0 | 1 | 1 | 0 | 0 | 0 | -314.49 | -339.66 | 672.109 | Tesla-Bellota 230 kV line | Bellota-Weber 230kV line | Kasson Jct-Heinz 115 kV line |  | 5 | 5 | NO | 5 | 1 | 1 | NO | 1
PG&E KERN | Stockdale | 115 | 0 | 0 | 0 | 0 | 0 | 0 | 0 | 0 | 0 | 0 | 0 | 0 | 0 | 0 | 0 | 0 | 0 | 0 | 0 | 0 | 0 | 0 | 0 | 0 | 0 | 0 | 0 | 0 | 0 | 0 | 0 | 0 | 0 | 0 | 0 | 0 | 0 | 0 | 0 | 0 | 0 | 0 | 0 | 0 | 0 | 0 | 0 | 0 | 0 | 0 | 0 | 0 | 0 | 0 | 0 | 0 | 0 | 0 | 0 | 0 | 0 | 0 | 0 | 0 | 0 | 0 | 0 | 1 | 1 | 0 | 0 | 0 | 0 | 1 | 0 | 0 | 0 | 0 | 0 | 1 | 0 | 0 | 0 | 0 | 0 | 0 | 0 | 0 | 0 | 0 | 0 | 0 | 0 | 0 | 0 | 0 | 0 | 0 |  | 0 | 0 | 0 | 0 | 0 | 0 | 0 | 0 | 0 | 0 | 0 | 0 | 0 | 0 | 0 | 0 | 0 | 0 | 0 | 0 | 0 | 0 | 0 | 0 | 100 | 0 | 0 | 0 | 0 | 1 | 1 | 0 | 1 | 0 | 1 | 0 | -385.58 | -3180.532 | -2164.4302 | Gates 500/230kV TB #11 | Gates 500/230kV TB #11 | Gates 500/230kV TB #11 |  | 0 | 0 | 0 | 0 | 0 | 0 | 7.65 | 113.8 | 30 | Cal Flat-Gates 230 kV line | Kern-Tevis-Stockdale-Lamont 115kV line | Kern-Tevis-Stockdale-Lamont 115kV line |  | 5 | 1 | YES | 2 | 5 | 1 | YES | 2
PG&E KERN | Stockdale | 230 | 0 | 0 | 0 | 0 | 0 | 0 | 0 | 0 | 0 | 0 | 0 | 0 | 0 | 0 | 0 | 0 | 0 | 0 | 0 | 0 | 0 | 0 | 0 | 0 | 0 | 0 | 0 | 0 | 0 | 0 | 0 | 0 | 0 | 0 | 0 | 0 | 0 | 0 | 0 | 0 | 0 | 0 | 0 | 0 | 0 | 0 | 0 | 0 | 0 | 0 | 0 | 0 | 0 | 0 | 0 | 0 | 0 | 0 | 0 | 0 | 0 | 0 | 0 | 0 | 0 | 0 | 0 | 1 | 1 | 0 | 0 | 0 | 0 | 0 | 0 | 0 | 0 | 0 | 0 | 1 | 0 | 0 | 0 | 0 | 0 | 0 | 0 | 0 | 0 | 0 | 0 | 0 | 0 | 0 | 0 | 0 | 0 | 0 |  | 0 | 0 | 0 | 0 | 0 | 0 | 0 | 0 | 0 | 0 | 0 | 0 | 0 | 0 | 0 | 0 | 0 | 0 | 0 | 0 | 0 | 0 | 0 | 0 | 0 | 0 | 0 | 0 | 0 | 0 | 1 | 0 | 1 | 0 | 1 | 0 | -385.58 | -3180.532 | -2164.4302 | Gates 500/230kV TB #11 | Gates 500/230kV TB #11 | Gates 500/230kV TB #11 |  | 0 | 0 | 0 | 0 | 0 | 0 | 7.65 | 144.11 | 266.8703 | Cal Flat-Gates 230 kV line | Cal Flat-Gates 230 kV line | Cal Flat-Gates 230 kV line |  | 5 | 1 | YES | 2 | 5 | 1 | YES | 2
PG&E GBA | Stockton A | 115 | 0 | 0 | 0 | 0 | 0 | 0 | 0 | 0 | 0 | 0 | 0 | 0 | 0 | 0 | 0 | 0 | 0 | 0 | 0 | 0 | 0 | 0 | 0 | 0 | 0 | 0 | 0 | 0 | 0 | 0 | 0 | 0 | 0 | 0 | 0 | 0 | 0 | 0 | 0 | 0 | 0 | 0 | 0 | 0 | 0 | 1 | 0 | 0 | 0 | 0 | 0 | 0 | 0 | 0 | 0 | 0 | 0 | 0 | 0 | 1 | 1 | 0 | 0 | 0 | 0 | 0 | 0 | 0 | 0 | 0 | 0 | 0 | 0 | 0 | 0 | 0 | 0 | 0 | 0 | 0 | 0 | 0 | 0 | 0 | 0 | 1 | 0 | 0 | 0 | 0 | 0 | 0 | 0 | 0 | 0 | 0 | 0 | 1 |  | 0 | 0 | 0 | 0 | 0 | 0 | 0 | 0 | 0 | 0 | 0 | 0 | 0 | 0 | 0 | 0 | 0 | 0 | 0 | 0 | 0 | 0 | 0 | 0 | 0 | 0 | 0 | 0 | 0 | 0 | 1 | 0 | 1 | 0 | 0 | 0 | -614.49 | -339.66 | 1052.6198 | Tesla-Bellota 230 kV line | Bellota-Weber 230kV line | Bellota-Weber 230kV line |  | 0 | 1 | 1 | 0 | 0 | 0 | -314.49 | -339.66 | 1052.6198 | Tesla-Bellota 230 kV line | Bellota-Weber 230kV line | Bellota-Weber 230kV line |  | 5 | 5 | NO | 5 | 1 | 1 | NO | 1
PG&E GBA | Stone | 115 | 0 | 0 | 0 | 0 | 0 | 0 | 0 | 0 | 0 | 0 | 0 | 0 | 0 | 0 | 0 | 0 | 0 | 0 | 0 | 0 | 0 | 0 | 0 | 0 | 0 | 0 | 0 | 0 | 0 | 0 | 0 | 0 | 0 | 0 | 0 | 0 | 0 | 0 | 0 | 0 | 0 | 0 | 0 | 0 | 0 | 0 | 0 | 0 | 0 | 0 | 0 | 0 | 0 | 0 | 0 | 0 | 0 | 0 | 0 | 1 | 0 | 0 | 0 | 0 | 0 | 0 | 0 | 0 | 0 | 0 | 0 | 0 | 0 | 0 | 0 | 0 | 0 | 0 | 0 | 0 | 0 | 0 | 0 | 0 | 0 | 0 | 0 | 0 | 0 | 0 | 0 | 0 | 0 | 0 | 0 | 0 | 1 | 0 |  | 0 | 0 | 0 | 0 | 0 | 0 | 0 | 0 | 0 | 0 | 0 | 0 | 0 | 0 | 0 | 0 | 0 | 0 | 0 | 0 | 0 | 0 | 0 | 0 | 0 | 0 | 0 | 0 | 0 | 0 | 1 | 0 | 0 | 0 | 0 | 0 | -614.49 | 1147.6438 | 1144.2952 | Tesla-Bellota 230 kV line | Tesla-Bellota 230 kV line | Tesla-Bellota 230 kV line |  | 0 | 1 | 0 | 0 | 0 | 0 | -314.49 | 1265.082 | 1144.2952 | Tesla-Bellota 230 kV line | NEW-Metcalf-Mosslanding 500kV | Tesla-Bellota 230 kV line |  | 5 | 4 | YES | 4 | 1 | 1 | NO | 1
PG&E FRESNO | Storey | 230 | 0 | 0 | 0 | 0 | 0 | 0 | 0 | 0 | 0 | 0 | 0 | 0 | 0 | 0 | 0 | 0 | 0 | 0 | 0 | 0 | 0 | 0 | 0 | 0 | 0 | 0 | 0 | 0 | 0 | 0 | 0 | 0 | 0 | 0 | 0 | 0 | 0 | 0 | 0 | 0 | 0 | 0 | 0 | 0 | 0 | 1 | 0 | 0 | 0 | 0 | 0 | 0 | 0 | 0 | 0 | 0 | 0 | 0 | 0 | 0 | 0 | 0 | 0 | 0 | 0 | 0 | 0 | 0 | 0 | 0 | 0 | 0 | 0 | 0 | 0 | 0 | 0 | 0 | 1 | 1 | 0 | 1 | 1 | 1 | 1 | 1 | 0 | 1 | 1 | 1 | 0 | 0 | 1 | 0 | 1 | 0 | 0 | 2 |  | 0 | 0 | 0 | 0 | 0 | 0 | 0 | 0 | 0 | 0 | 0 | 0 | 0 | 0 | 0 | 0 | 0 | 0 | 0 | 0 | 0 | 0 | 0 | 0 | 0 | 0 | 0 | 0 | 0 | 0 | 4 | 0 | 7 | 0 | 3 | 1 | -628.35 | -3180.532 | -3308.8336 | Borden-Storey #1 230kV line | Gates 500/230kV TB #11 | Mustang-Henrietta 230 kV line |  | 0 | 0 | 1 | 0 | 0 | 1 | 15.95 | -339.66 | -829.8336 | Oro Loma-El Nido 115kV Line | Bellota-Weber 230kV line | Mustang-Henrietta 230 kV line |  | 5 | 5 | NO | 5 | 5 | 4 | YES | 4
PG&E NGBA | Summit | 115 | 0 | 0 | 0 | 0 | 0 | 0 | 0 | 0 | 0 | 0 | 0 | 0 | 0 | 0 | 0 | 0 | 0 | 0 | 0 | 0 | 0 | 0 | 0 | 0 | 0 | 0 | 0 | 0 | 0 | 0 | 0 | 0 | 0 | 0 | 0 | 0 | 0 | 0 | 0 | 1 | 1 | 0 | 1 | 0 | 0 | 1 | 1 | 1 | 0 | 0 | 0 | 0 | 0 | 0 | 0 | 0 | 0 | 0 | 0 | 1 | 1 | 0 | 0 | 0 | 0 | 0 | 0 | 0 | 0 | 0 | 0 | 0 | 0 | 0 | 0 | 0 | 0 | 0 | 0 | 0 | 0 | 0 | 0 | 0 | 0 | 0 | 0 | 0 | 0 | 0 | 0 | 0 | 0 | 0 | 0 | 0 | 0 | 0 |  | 0 | 0 | 0 | 0 | 0 | 0 | 0 | 0 | 0 | 0 | 0 | 0 | 0 | 0 | 0 | 0 | 0 | 0 | 0 | 0 | 0 | 0 | 0 | 0 | 0 | 0 | 0 | 0 | 0 | 0 | 2 | 0 | 2 | 0 | 0 | 0 | -2282.29 | -1253.7212 | 72.84 | Collinsville-Tesla 500 kV Line | Collinsville-Tesla 500 kV Line | Woodland- Davis 115kV line |  | 0 | 1 | 1 | 0 | 0 | 0 | -314.49 | -339.66 | 72.84 | Tesla-Bellota 230 kV line | Bellota-Weber 230kV line | Woodland- Davis 115kV line |  | 5 | 5 | NO | 5 | 1 | 1 | NO | 1
SDGE | Suncrest | 230 | 0 | 0 | 0 | 0 | 0 | 0 | 0 | 0 | 0 | 0 | 0 | 0 | 0 | 0 | 0 | 0 | 0 | 0 | 0 | 0 | 0 | 0 | 0 | 0 | 0 | 0 | 0 | 0 | 0 | 0 | 1 | 0 | 1 | 0 | 0 | 1 | 0 | 0 | 0 | 0 | 0 | 0 | 0 | 0 | 0 | 0 | 0 | 0 | 0 | 0 | 0 | 0 | 0 | 0 | 0 | 0 | 0 | 0 | 0 | 0 | 0 | 0 | 0 | 0 | 0 | 0 | 0 | 0 | 0 | 0 | 0 | 0 | 0 | 0 | 0 | 0 | 0 | 0 | 0 | 0 | 0 | 0 | 0 | 0 | 0 | 0 | 0 | 0 | 0 | 0 | 0 | 0 | 0 | 0 | 0 | 0 | 0 | 3 |  | 0 | 0 | 0 | 0 | 0 | 0 | 0 | 0 | 0 | 0 | 0 | 0 | 0 | 0 | 0 | 0 | 0 | 0 | 0 | 0 | 0 | 0 | 0 | 0 | 0 | 0 | 0 | 0 | 0 | 0 | 0 | 0 | 0 | 0 | 0 | 0 | 29.03 | 393.085 | 989.0814 | San Luis Rey-San Onofre 230 kV line constraint | San Luis Rey-San Onofre 230 kV line constraint | San Luis Rey-San Onofre 230 kV line constraint |  | 0 | 0 | 0 | 0 | 0 | 0 | 29.03 | 393.085 | 989.0814 | San Luis Rey-San Onofre 230 kV line constraint | San Luis Rey-San Onofre 230 kV line constraint | San Luis Rey-San Onofre 230 kV line constraint |  | 1 | 1 | NO | 1 | 1 | 1 | NO | 1
SDGE | Suncrest | 500 | 0 | 0 | 0 | 0 | 0 | 0 | 0 | 0 | 0 | 0 | 0 | 0 | 0 | 0 | 0 | 0 | 0 | 0 | 0 | 0 | 0 | 0 | 0 | 0 | 0 | 0 | 0 | 0 | 0 | 0 | 1 | 0 | 1 | 0 | 0 | 1 | 0 | 0 | 0 | 0 | 0 | 0 | 0 | 0 | 0 | 0 | 0 | 0 | 0 | 0 | 0 | 0 | 0 | 0 | 0 | 0 | 0 | 0 | 0 | 0 | 0 | 0 | 0 | 0 | 0 | 0 | 0 | 0 | 0 | 0 | 0 | 0 | 0 | 0 | 0 | 0 | 0 | 0 | 0 | 0 | 0 | 0 | 0 | 0 | 0 | 0 | 0 | 0 | 0 | 0 | 0 | 0 | 0 | 0 | 0 | 0 | 0 | 3 |  | 0 | 0 | 0 | 0 | 0 | 0 | 0 | 0 | 0 | 0 | 0 | 0 | 0 | 0 | 0 | 0 | 0 | 0 | 0 | 0 | 0 | 0 | 0 | 0 | 0 | 0 | 0 | 0 | 0 | 0 | 0 | 0 | 0 | 0 | 0 | 0 | 29.03 | 393.085 | 989.0814 | San Luis Rey-San Onofre 230 kV line constraint | San Luis Rey-San Onofre 230 kV line constraint | San Luis Rey-San Onofre 230 kV line constraint |  | 0 | 0 | 0 | 0 | 0 | 0 | 29.03 | 393.085 | 989.0814 | San Luis Rey-San Onofre 230 kV line constraint | San Luis Rey-San Onofre 230 kV line constraint | San Luis Rey-San Onofre 230 kV line constraint |  | 1 | 1 | NO | 1 | 1 | 1 | NO | 1
PG&E KERN | Sunrise | 230 | 0 | 0 | 0 | 0 | 0 | 0 | 0 | 0 | 0 | 0 | 0 | 0 | 0 | 0 | 0 | 0 | 0 | 0 | 0 | 0 | 0 | 0 | 0 | 0 | 0 | 0 | 0 | 0 | 0 | 0 | 0 | 0 | 0 | 0 | 0 | 0 | 0 | 0 | 0 | 0 | 0 | 0 | 0 | 0 | 0 | 0 | 0 | 0 | 0 | 0 | 0 | 0 | 0 | 0 | 0 | 0 | 0 | 0 | 0 | 0 | 0 | 0 | 0 | 0 | 0 | 0 | 0 | 1 | 1 | 0 | 0 | 0 | 0 | 0 | 1 | 0 | 0 | 0 | 1 | 0 | 0 | 0 | 0 | 0 | 0 | 0 | 0 | 0 | 0 | 0 | 0 | 0 | 0 | 0 | 1 | 0 | 0 | 0 |  | 0 | 0 | 0 | 0 | 0 | 0 | 0 | 0 | 0 | 0 | 0 | 0 | 0 | 0 | 0 | 0 | 0 | 0 | 0 | 0 | 0 | 0 | 0 | 0 | 0 | 0 | 0 | 0 | 0 | 0 | 1 | 0 | 2 | 0 | 1 | 1 | -0.76 | -2441.884 | -3308.8336 | Gates 500/230kV TB #12 | Gates 500/230kV TB #12 | Mustang-Henrietta 230 kV line |  | 0 | 0 | 0 | 0 | 0 | 1 | 7.65 | 144.11 | -829.8336 | Cal Flat-Gates 230 kV line | Cal Flat-Gates 230 kV line | Mustang-Henrietta 230 kV line |  | 5 | 1 | YES | 2 | 5 | 4 | YES | 4
PG&E KERN | Sunset | 230 | 0 | 0 | 0 | 0 | 0 | 0 | 0 | 0 | 0 | 0 | 0 | 0 | 0 | 0 | 0 | 0 | 0 | 0 | 0 | 0 | 0 | 0 | 0 | 0 | 0 | 0 | 0 | 0 | 0 | 0 | 0 | 0 | 0 | 0 | 0 | 0 | 0 | 0 | 0 | 0 | 0 | 0 | 0 | 0 | 0 | 0 | 0 | 0 | 0 | 0 | 0 | 0 | 0 | 0 | 0 | 0 | 0 | 0 | 0 | 0 | 0 | 0 | 0 | 0 | 0 | 0 | 0 | 1 | 1 | 0 | 1 | 0 | 0 | 0 | 1 | 0 | 0 | 0 | 1 | 0 | 0 | 0 | 0 | 0 | 0 | 0 | 0 | 0 | 0 | 0 | 0 | 0 | 0 | 0 | 1 | 0 | 0 | 0 |  | 0 | 0 | 0 | 0 | 0 | 0 | 0 | 0 | 0 | 0 | 0 | 0 | 0 | 0 | 0 | 0 | 0 | 0 | 0 | 0 | 0 | 0 | 0 | 0 | 0 | 0 | 0 | 0 | 0 | 0 | 1 | 0 | 2 | 0 | 1 | 1 | -0.76 | -2441.884 | -3308.8336 | Gates 500/230kV TB #12 | Gates 500/230kV TB #12 | Mustang-Henrietta 230 kV line |  | 0 | 0 | 0 | 0 | 0 | 1 | 7.65 | 144.11 | -829.8336 | Cal Flat-Gates 230 kV line | Cal Flat-Gates 230 kV line | Mustang-Henrietta 230 kV line |  | 5 | 1 | YES | 2 | 5 | 4 | YES | 4
PG&E GBA | Swift | 115 | 0 | 0 | 0 | 0 | 0 | 0 | 0 | 0 | 0 | 0 | 0 | 0 | 0 | 0 | 0 | 0 | 0 | 0 | 0 | 0 | 0 | 0 | 0 | 0 | 0 | 0 | 0 | 0 | 0 | 0 | 0 | 0 | 0 | 0 | 0 | 0 | 0 | 0 | 0 | 0 | 0 | 0 | 0 | 0 | 0 | 0 | 0 | 0 | 0 | 0 | 0 | 0 | 0 | 0 | 0 | 1 | 0 | 0 | 0 | 1 | 0 | 0 | 0 | 0 | 0 | 0 | 0 | 0 | 0 | 0 | 0 | 0 | 0 | 0 | 0 | 0 | 0 | 0 | 0 | 0 | 0 | 0 | 0 | 0 | 0 | 0 | 0 | 0 | 0 | 0 | 0 | 0 | 0 | 0 | 0 | 0 | 0 | 0 |  | 0 | 0 | 0 | 0 | 0 | 0 | 0 | 0 | 0 | 0 | 0 | 0 | 0 | 0 | 0 | 0 | 0 | 0 | 0 | 0 | 0 | 0 | 0 | 0 | 0 | 0 | 0 | 0 | 0 | 0 | 1 | 0 | 0 | 0 | 0 | 0 | -614.49 | 1147.6438 | 1144.2952 | Tesla-Bellota 230 kV line | Tesla-Bellota 230 kV line | Tesla-Bellota 230 kV line |  | 0 | 1 | 0 | 0 | 0 | 0 | -314.49 | 1447.6438 | 1144.2952 | Tesla-Bellota 230 kV line | Tesla-Bellota 230 kV line | Tesla-Bellota 230 kV line |  | 5 | 4 | YES | 4 | 1 | 1 | NO | 1
SDGE | Sycamore Canyon | 138 | 0 | 0 | 0 | 0 | 0 | 0 | 0 | 0 | 0 | 0 | 0 | 0 | 0 | 0 | 0 | 0 | 0 | 0 | 0 | 0 | 0 | 0 | 0 | 0 | 0 | 0 | 1 | 0 | 1 | 0 | 1 | 0 | 1 | 0 | 0 | 0 | 0 | 0 | 0 | 0 | 0 | 0 | 0 | 0 | 0 | 0 | 0 | 0 | 0 | 0 | 0 | 0 | 0 | 0 | 0 | 0 | 0 | 0 | 0 | 0 | 0 | 0 | 0 | 0 | 0 | 0 | 0 | 0 | 0 | 0 | 0 | 0 | 0 | 0 | 0 | 0 | 0 | 0 | 0 | 0 | 0 | 0 | 0 | 0 | 0 | 0 | 0 | 0 | 0 | 0 | 0 | 0 | 0 | 0 | 0 | 0 | 0 | 3 |  | 0 | 0 | 0 | 0 | 0 | 0 | 0 | 0 | 0 | 0 | 0 | 0 | 0 | 0 | 0 | 0 | 0 | 0 | 0 | 0 | 0 | 0 | 0 | 0 | 0 | 0 | 0 | 0 | 200 | 1 | 0 | 0 | 0 | 0 | 0 | 0 | 14 | 119 | 434 | Chicarita 138 kV constraint | Chicarita 138 kV constraint | Chicarita 138 kV constraint |  | 0 | 0 | 0 | 0 | 0 | 0 | 14 | 119 | 434 | Chicarita 138 kV constraint | Chicarita 138 kV constraint | Chicarita 138 kV constraint |  | 1 | 1 | NO | 1 | 1 | 1 | NO | 1
SDGE | Sycamore Canyon | 230 | 0 | 0 | 0 | 0 | 0 | 0 | 0 | 0 | 0 | 0 | 0 | 0 | 0 | 0 | 0 | 0 | 0 | 0 | 0 | 0 | 0 | 0 | 0 | 0 | 0 | 1 | 0 | 0 | 1 | 0 | 1 | 0 | 1 | 0 | 0 | 0 | 0 | 0 | 0 | 0 | 0 | 0 | 0 | 0 | 0 | 0 | 0 | 0 | 0 | 0 | 0 | 0 | 0 | 0 | 0 | 0 | 0 | 0 | 0 | 0 | 0 | 0 | 0 | 0 | 0 | 0 | 0 | 0 | 0 | 0 | 0 | 0 | 0 | 0 | 0 | 0 | 0 | 0 | 0 | 0 | 0 | 0 | 0 | 0 | 0 | 0 | 0 | 0 | 0 | 0 | 0 | 0 | 0 | 0 | 0 | 0 | 0 | 3 |  | 0 | 0 | 0 | 0 | 0 | 0 | 0 | 0 | 0 | 0 | 0 | 0 | 0 | 0 | 0 | 0 | 0 | 0 | 0 | 0 | 0 | 0 | 0 | 0 | 0 | 0 | 0 | 0 | 300 | 1 | 0 | 0 | 0 | 0 | 0 | 0 | 29.03 | 393.085 | 989.0814 | San Luis Rey-San Onofre 230 kV line constraint | San Luis Rey-San Onofre 230 kV line constraint | San Luis Rey-San Onofre 230 kV line constraint |  | 0 | 0 | 0 | 0 | 0 | 0 | 29.03 | 393.085 | 989.0814 | San Luis Rey-San Onofre 230 kV line constraint | San Luis Rey-San Onofre 230 kV line constraint | San Luis Rey-San Onofre 230 kV line constraint |  | 1 | 1 | NO | 1 | 1 | 1 | NO | 1
SDGE | Sycamore Canyon | 69 | 0 | 0 | 0 | 0 | 0 | 0 | 0 | 0 | 0 | 0 | 0 | 0 | 0 | 0 | 0 | 0 | 0 | 0 | 0 | 0 | 0 | 0 | 0 | 0 | 0 | 1 | 0 | 0 | 0 | 0 | 1 | 0 | 1 | 0 | 0 | 0 | 0 | 0 | 0 | 0 | 0 | 0 | 0 | 0 | 0 | 0 | 0 | 0 | 0 | 0 | 0 | 0 | 0 | 0 | 0 | 0 | 0 | 0 | 0 | 0 | 0 | 0 | 0 | 0 | 0 | 0 | 0 | 0 | 0 | 0 | 0 | 0 | 0 | 0 | 0 | 0 | 0 | 0 | 0 | 0 | 0 | 0 | 0 | 0 | 0 | 0 | 0 | 0 | 0 | 0 | 0 | 0 | 0 | 0 | 0 | 0 | 0 | 2 |  | 0 | 0 | 0 | 0 | 0 | 0 | 0 | 0 | 0 | 0 | 0 | 0 | 0 | 0 | 0 | 0 | 0 | 0 | 0 | 0 | 0 | 0 | 0 | 0 | 0 | 0 | 0 | 0 | 0 | 0 | 0 | 0 | 0 | 0 | 0 | 0 | 29.03 | 393.085 | 989.0814 | San Luis Rey-San Onofre 230 kV line constraint | San Luis Rey-San Onofre 230 kV line constraint | San Luis Rey-San Onofre 230 kV line constraint |  | 0 | 0 | 0 | 0 | 0 | 0 | 29.03 | 393.085 | 989.0814 | San Luis Rey-San Onofre 230 kV line constraint | San Luis Rey-San Onofre 230 kV line constraint | San Luis Rey-San Onofre 230 kV line constraint |  | 1 | 1 | NO | 1 | 1 | 1 | NO | 1
SCE Northern | Sylmar | 230 | 0 | 0 | 0 | 0 | 0 | 0 | 0 | 0 | 0 | 0 | 0 | 0 | 0 | 0 | 0 | 0 | 0 | 0 | 0 | 0 | 0 | 0 | 0 | 0 | 1 | 0 | 0 | 0 | 0 | 0 | 0 | 0 | 0 | 0 | 0 | 0 | 0 | 0 | 0 | 0 | 0 | 0 | 0 | 0 | 0 | 0 | 0 | 0 | 0 | 0 | 0 | 0 | 0 | 0 | 0 | 0 | 0 | 0 | 0 | 0 | 0 | 0 | 0 | 0 | 0 | 0 | 0 | 0 | 0 | 0 | 0 | 0 | 0 | 0 | 0 | 0 | 0 | 0 | 0 | 0 | 0 | 0 | 0 | 0 | 0 | 0 | 0 | 0 | 0 | 0 | 0 | 0 | 0 | 0 | 0 | 0 | 0 | 0 |  | 0 | 0 | 0 | 0 | 0 | 0 | 0 | 0 | 0 | 0 | 0 | 0 | 0 | 0 | 0 | 0 | 0 | 0 | 0 | 0 | 0 | 0 | 0 | 0 | 0 | 0 | 0 | 0 | 0 | 0 | 1 | 0 | 1 | 0 | 0 | 1 | -5797.881 | -6339.828 | -5675.751 | Lugo - Victorville area constraint | Lugo - Victorville area constraint | Lugo - Victorville area constraint |  | 0 | 0 | 0 | 0 | 0 | 0 | 1002.119 | 460.172 | 1124.249 | Lugo - Victorville area constraint | Lugo - Victorville area constraint | Lugo - Victorville area constraint |  | 5 | 1 | YES | 2 | 4 | 1 | YES | 2
PG&E NGBA | Table Mountain | 115 | 0 | 0 | 0 | 0 | 0 | 0 | 0 | 0 | 0 | 0 | 0 | 0 | 0 | 0 | 0 | 0 | 0 | 0 | 0 | 0 | 0 | 0 | 0 | 0 | 0 | 0 | 0 | 0 | 0 | 0 | 0 | 0 | 0 | 0 | 0 | 0 | 0 | 0 | 0 | 1 | 0 | 0 | 0 | 0 | 0 | 0 | 0 | 0 | 0 | 0 | 0 | 0 | 0 | 0 | 0 | 0 | 0 | 0 | 0 | 0 | 0 | 0 | 0 | 0 | 0 | 0 | 0 | 0 | 0 | 0 | 0 | 0 | 0 | 0 | 0 | 0 | 0 | 0 | 0 | 0 | 0 | 0 | 0 | 0 | 0 | 0 | 0 | 0 | 0 | 0 | 0 | 0 | 0 | 0 | 0 | 0 | 0 | 0 |  | 0 | 0 | 0 | 0 | 0 | 0 | 0 | 0 | 0 | 0 | 0 | 0 | 0 | 0 | 0 | 0 | 0 | 0 | 0 | 0 | 0 | 0 | 0 | 0 | 0 | 0 | 0 | 0 | 0 | 0 | 1 | 0 | 1 | 0 | 0 | 0 | -2282.29 | -1253.7212 | 884.6639 | Collinsville-Tesla 500 kV Line | Collinsville-Tesla 500 kV Line | Collinsville-Tesla 500 kV Line |  | 0 | 0 | 0 | 0 | 0 | 0 | 6362.71 | 7391.2788 | 884.6639 | Collinsville-Tesla 500 kV Line | Collinsville-Tesla 500 kV Line | Collinsville-Tesla 500 kV Line |  | 5 | 1 | YES | 2 | 1 | 1 | NO | 1
PG&E NGBA | Table Mountain | 230 | 0 | 0 | 0 | 0 | 0 | 0 | 0 | 0 | 0 | 0 | 0 | 0 | 0 | 0 | 0 | 0 | 0 | 0 | 0 | 0 | 0 | 0 | 0 | 0 | 0 | 0 | 0 | 0 | 0 | 0 | 0 | 0 | 0 | 0 | 0 | 0 | 0 | 0 | 0 | 1 | 0 | 0 | 0 | 0 | 0 | 1 | 0 | 0 | 0 | 0 | 0 | 0 | 0 | 0 | 0 | 0 | 0 | 0 | 0 | 1 | 0 | 0 | 0 | 0 | 0 | 0 | 0 | 0 | 0 | 0 | 0 | 0 | 0 | 0 | 0 | 0 | 0 | 0 | 0 | 0 | 0 | 0 | 0 | 0 | 0 | 0 | 0 | 0 | 0 | 0 | 0 | 0 | 0 | 0 | 0 | 0 | 0 | 0 |  | 0 | 0 | 0 | 0 | 0 | 0 | 0 | 0 | 0 | 0 | 0 | 0 | 0 | 0 | 0 | 0 | 0 | 0 | 0 | 0 | 0 | 0 | 0 | 0 | 0 | 0 | 0 | 0 | 0 | 0 | 2 | 0 | 2 | 0 | 0 | 0 | -2282.29 | -1253.7212 | 884.6639 | Collinsville-Tesla 500 kV Line | Collinsville-Tesla 500 kV Line | Collinsville-Tesla 500 kV Line |  | 0 | 1 | 1 | 0 | 0 | 0 | -314.49 | -339.66 | 884.6639 | Tesla-Bellota 230 kV line | Bellota-Weber 230kV line | Collinsville-Tesla 500 kV Line |  | 5 | 5 | NO | 5 | 1 | 1 | NO | 1
PG&E NGBA | Table Mountain | 500 | 0 | 0 | 0 | 0 | 0 | 0 | 0 | 0 | 0 | 0 | 0 | 0 | 0 | 0 | 0 | 0 | 0 | 0 | 0 | 0 | 0 | 0 | 0 | 0 | 0 | 0 | 0 | 0 | 0 | 0 | 0 | 0 | 0 | 0 | 0 | 0 | 0 | 0 | 0 | 1 | 0 | 0 | 0 | 0 | 0 | 0 | 0 | 0 | 0 | 0 | 0 | 0 | 0 | 0 | 0 | 0 | 0 | 0 | 0 | 0 | 0 | 0 | 0 | 0 | 0 | 0 | 0 | 0 | 0 | 0 | 0 | 0 | 0 | 0 | 0 | 0 | 0 | 0 | 0 | 0 | 0 | 0 | 0 | 0 | 0 | 0 | 0 | 0 | 0 | 0 | 0 | 0 | 0 | 0 | 0 | 0 | 0 | 0 |  | 0 | 0 | 0 | 0 | 0 | 0 | 0 | 0 | 0 | 0 | 0 | 0 | 0 | 0 | 0 | 178 | 0 | 0 | 0 | 0 | 0 | 0 | 0 | 0 | 0 | 0 | 0 | 0 | 0 | 1 | 1 | 0 | 1 | 0 | 0 | 0 | -2282.29 | -1253.7212 | 884.6639 | Collinsville-Tesla 500 kV Line | Collinsville-Tesla 500 kV Line | Collinsville-Tesla 500 kV Line |  | 0 | 0 | 0 | 0 | 0 | 0 | 6362.71 | 7391.2788 | 884.6639 | Collinsville-Tesla 500 kV Line | Collinsville-Tesla 500 kV Line | Collinsville-Tesla 500 kV Line |  | 5 | 1 | YES | 2 | 1 | 1 | NO | 1
PG&E NGBA | Table Mountain | 60 | 0 | 0 | 0 | 0 | 0 | 0 | 0 | 0 | 0 | 0 | 0 | 0 | 0 | 0 | 0 | 0 | 0 | 0 | 0 | 0 | 0 | 0 | 0 | 0 | 0 | 0 | 0 | 0 | 0 | 0 | 0 | 0 | 0 | 0 | 0 | 0 | 0 | 0 | 0 | 1 | 0 | 0 | 0 | 0 | 0 | 1 | 0 | 0 | 0 | 0 | 0 | 0 | 0 | 0 | 0 | 0 | 0 | 0 | 0 | 1 | 0 | 0 | 0 | 0 | 0 | 0 | 0 | 0 | 0 | 0 | 0 | 0 | 0 | 0 | 0 | 0 | 0 | 0 | 0 | 0 | 0 | 0 | 0 | 0 | 0 | 0 | 0 | 0 | 0 | 0 | 0 | 0 | 0 | 0 | 0 | 0 | 0 | 0 |  | 0 | 0 | 0 | 0 | 0 | 0 | 0 | 0 | 0 | 0 | 0 | 0 | 0 | 0 | 0 | 0 | 0 | 0 | 0 | 0 | 0 | 0 | 0 | 0 | 0 | 0 | 0 | 0 | 0 | 0 | 2 | 0 | 2 | 0 | 0 | 0 | -2282.29 | -1253.7212 | 884.6639 | Collinsville-Tesla 500 kV Line | Collinsville-Tesla 500 kV Line | Collinsville-Tesla 500 kV Line |  | 0 | 1 | 1 | 0 | 0 | 0 | -314.49 | -339.66 | 884.6639 | Tesla-Bellota 230 kV line | Bellota-Weber 230kV line | Collinsville-Tesla 500 kV Line |  | 5 | 5 | NO | 5 | 1 | 1 | NO | 1
PG&E KERN | Taft | 115 | 0 | 0 | 0 | 0 | 0 | 0 | 0 | 0 | 0 | 0 | 0 | 0 | 0 | 0 | 0 | 0 | 0 | 0 | 0 | 0 | 0 | 0 | 0 | 0 | 0 | 0 | 0 | 0 | 0 | 0 | 0 | 0 | 0 | 0 | 0 | 0 | 0 | 0 | 0 | 0 | 0 | 0 | 0 | 0 | 0 | 0 | 0 | 0 | 0 | 0 | 0 | 0 | 0 | 0 | 0 | 0 | 0 | 0 | 0 | 0 | 0 | 0 | 0 | 0 | 0 | 0 | 0 | 1 | 1 | 0 | 1 | 0 | 0 | 0 | 1 | 0 | 0 | 0 | 1 | 0 | 0 | 0 | 0 | 0 | 0 | 0 | 0 | 0 | 0 | 0 | 0 | 0 | 0 | 0 | 1 | 0 | 0 | 0 |  | 0 | 0 | 0 | 0 | 0 | 0 | 0 | 0 | 0 | 3 | 0 | 0 | 3 | 0 | 1 | 0 | 0 | 0 | 0 | 0 | 0 | 0 | 0 | 0 | 3 | 0 | 0 | 3 | 0 | 1 | 1 | 0 | 2 | 0 | 1 | 1 | -0.76 | -2441.884 | -3308.8336 | Gates 500/230kV TB #12 | Gates 500/230kV TB #12 | Mustang-Henrietta 230 kV line |  | 0 | 0 | 0 | 0 | 0 | 1 | 7.65 | 144.11 | -829.8336 | Cal Flat-Gates 230 kV line | Cal Flat-Gates 230 kV line | Mustang-Henrietta 230 kV line |  | 5 | 1 | YES | 2 | 5 | 4 | YES | 4
SDGE | Talega | 138 | 0 | 0 | 0 | 0 | 0 | 0 | 0 | 0 | 0 | 0 | 0 | 0 | 0 | 0 | 0 | 0 | 0 | 0 | 0 | 0 | 0 | 0 | 0 | 0 | 0 | 1 | 0 | 0 | 0 | 0 | 0 | 0 | 0 | 0 | 0 | 0 | 0 | 1 | 1 | 0 | 0 | 0 | 0 | 0 | 0 | 0 | 0 | 0 | 0 | 0 | 0 | 0 | 0 | 0 | 0 | 0 | 0 | 0 | 0 | 0 | 0 | 0 | 0 | 0 | 0 | 0 | 0 | 0 | 0 | 0 | 0 | 0 | 0 | 0 | 0 | 0 | 0 | 0 | 0 | 0 | 0 | 0 | 0 | 0 | 0 | 0 | 0 | 0 | 0 | 0 | 0 | 0 | 0 | 0 | 0 | 0 | 0 | 0 |  | 0 | 0 | 0 | 0 | 0 | 0 | 0 | 0 | 0 | 0 | 0 | 0 | 0 | 0 | 0 | 0 | 0 | 0 | 0 | 0 | 0 | 0 | 0 | 0 | 0 | 0 | 0 | 0 | 0 | 0 | 0 | 0 | 0 | 0 | 0 | 0 | 495.6 | 437.1 | 429.9 | Trabuco-Capistrano 138 kV constraint | Trabuco-Capistrano 138 kV constraint | Trabuco-Capistrano 138 kV constraint |  | 0 | 0 | 0 | 0 | 0 | 0 | 495.6 | 437.1 | 429.9 | Trabuco-Capistrano 138 kV constraint | Trabuco-Capistrano 138 kV constraint | Trabuco-Capistrano 138 kV constraint |  | 1 | 1 | NO | 1 | 1 | 1 | NO | 1
SDGE | Talega | 230 | 0 | 0 | 0 | 0 | 0 | 0 | 0 | 0 | 0 | 0 | 0 | 0 | 0 | 0 | 0 | 0 | 0 | 0 | 0 | 0 | 0 | 0 | 0 | 0 | 0 | 1 | 0 | 0 | 0 | 0 | 0 | 0 | 0 | 0 | 0 | 0 | 0 | 1 | 0 | 0 | 0 | 0 | 0 | 0 | 0 | 0 | 0 | 0 | 0 | 0 | 0 | 0 | 0 | 0 | 0 | 0 | 0 | 0 | 0 | 0 | 0 | 0 | 0 | 0 | 0 | 0 | 0 | 0 | 0 | 0 | 0 | 0 | 0 | 0 | 0 | 0 | 0 | 0 | 0 | 0 | 0 | 0 | 0 | 0 | 0 | 0 | 0 | 0 | 0 | 0 | 0 | 0 | 0 | 0 | 0 | 0 | 0 | 0 |  | 0 | 0 | 0 | 0 | 0 | 0 | 0 | 0 | 0 | 0 | 0 | 0 | 0 | 0 | 0 | 0 | 0 | 0 | 0 | 0 | 0 | 0 | 0 | 0 | 0 | 0 | 0 | 0 | 0 | 0 | 0 | 0 | 0 | 0 | 0 | 0 | 831.24 | 870.42 | 1144.26 | Capistrano-San Onofre 230 kV constraint | Talega 230 kV constraint | Talega 230 kV constraint |  | 0 | 0 | 0 | 0 | 0 | 0 | 831.24 | 870.42 | 1144.26 | Capistrano-San Onofre 230 kV constraint | Talega 230 kV constraint | Talega 230 kV constraint |  | 1 | 1 | NO | 1 | 1 | 1 | NO | 1
PG&E GBA | Tassajara | 230 | 0 | 0 | 0 | 0 | 0 | 0 | 0 | 0 | 0 | 0 | 0 | 0 | 0 | 0 | 0 | 0 | 0 | 0 | 0 | 0 | 0 | 0 | 0 | 0 | 0 | 0 | 0 | 0 | 0 | 0 | 0 | 0 | 0 | 0 | 0 | 0 | 0 | 0 | 0 | 1 | 0 | 0 | 0 | 0 | 0 | 0 | 0 | 0 | 0 | 0 | 0 | 0 | 0 | 0 | 0 | 0 | 0 | 0 | 0 | 0 | 0 | 0 | 0 | 0 | 0 | 0 | 0 | 0 | 0 | 0 | 0 | 0 | 0 | 0 | 0 | 0 | 0 | 0 | 0 | 0 | 0 | 0 | 0 | 0 | 0 | 0 | 0 | 0 | 0 | 0 | 0 | 0 | 0 | 0 | 0 | 0 | 0 | 0 |  | 0 | 0 | 0 | 0 | 0 | 0 | 0 | 0 | 0 | 0 | 0 | 0 | 0 | 0 | 0 | 0 | 0 | 0 | 0 | 0 | 0 | 0 | 0 | 0 | 0 | 0 | 0 | 0 | 0 | 0 | 1 | 0 | 1 | 0 | 0 | 0 | -2282.29 | -1253.7212 | 884.6639 | Collinsville-Tesla 500 kV Line | Collinsville-Tesla 500 kV Line | Collinsville-Tesla 500 kV Line |  | 0 | 0 | 0 | 0 | 0 | 0 | 6362.71 | 7391.2788 | 884.6639 | Collinsville-Tesla 500 kV Line | Collinsville-Tesla 500 kV Line | Collinsville-Tesla 500 kV Line |  | 5 | 1 | YES | 2 | 1 | 1 | NO | 1
PG&E KERN | Tejon | 70 | 0 | 0 | 0 | 0 | 0 | 0 | 0 | 0 | 0 | 0 | 0 | 0 | 0 | 0 | 0 | 0 | 0 | 0 | 0 | 0 | 0 | 0 | 0 | 0 | 0 | 0 | 0 | 0 | 0 | 0 | 0 | 0 | 0 | 0 | 0 | 0 | 0 | 0 | 0 | 0 | 0 | 0 | 0 | 0 | 0 | 0 | 0 | 0 | 0 | 0 | 0 | 0 | 0 | 0 | 0 | 0 | 0 | 0 | 0 | 0 | 0 | 0 | 0 | 0 | 0 | 0 | 0 | 1 | 1 | 0 | 0 | 0 | 0 | 0 | 0 | 0 | 0 | 0 | 0 | 1 | 0 | 0 | 0 | 0 | 0 | 0 | 0 | 0 | 0 | 0 | 0 | 0 | 0 | 0 | 0 | 0 | 0 | 0 |  | 0 | 0 | 0 | 0 | 0 | 0 | 0 | 0 | 0 | 0 | 0 | 0 | 0 | 0 | 0 | 0 | 0 | 0 | 0 | 0 | 0 | 0 | 0 | 0 | 0 | 0 | 0 | 0 | 0 | 0 | 1 | 0 | 1 | 0 | 1 | 0 | -385.58 | -3180.532 | -2164.4302 | Gates 500/230kV TB #11 | Gates 500/230kV TB #11 | Gates 500/230kV TB #11 |  | 0 | 0 | 0 | 0 | 0 | 0 | 7.65 | 144.11 | 266.8703 | Cal Flat-Gates 230 kV line | Cal Flat-Gates 230 kV line | Cal Flat-Gates 230 kV line |  | 5 | 1 | YES | 2 | 5 | 1 | YES | 2
SDGE | Telegraph Canyon | 138 | 0 | 0 | 0 | 0 | 0 | 0 | 0 | 0 | 0 | 0 | 0 | 0 | 0 | 0 | 0 | 0 | 0 | 0 | 0 | 0 | 0 | 0 | 0 | 0 | 0 | 0 | 0 | 0 | 0 | 0 | 1 | 0 | 1 | 0 | 0 | 1 | 1 | 0 | 0 | 0 | 0 | 0 | 0 | 0 | 0 | 0 | 0 | 0 | 0 | 0 | 0 | 0 | 0 | 0 | 0 | 0 | 0 | 0 | 0 | 0 | 0 | 0 | 0 | 0 | 0 | 0 | 0 | 0 | 0 | 0 | 0 | 0 | 0 | 0 | 0 | 0 | 0 | 0 | 0 | 0 | 0 | 0 | 0 | 0 | 0 | 0 | 0 | 0 | 0 | 0 | 0 | 0 | 0 | 0 | 0 | 0 | 0 | 4 |  | 0 | 0 | 0 | 0 | 0 | 0 | 0 | 0 | 0 | 0 | 0 | 0 | 0 | 0 | 0 | 0 | 0 | 0 | 0 | 0 | 0 | 0 | 0 | 0 | 0 | 0 | 0 | 0 | 0 | 0 | 0 | 0 | 0 | 0 | 0 | 0 | 29.03 | 393.085 | 989.0814 | San Luis Rey-San Onofre 230 kV line constraint | San Luis Rey-San Onofre 230 kV line constraint | San Luis Rey-San Onofre 230 kV line constraint |  | 0 | 0 | 0 | 0 | 0 | 0 | 29.03 | 393.085 | 989.0814 | San Luis Rey-San Onofre 230 kV line constraint | San Luis Rey-San Onofre 230 kV line constraint | San Luis Rey-San Onofre 230 kV line constraint |  | 1 | 1 | NO | 1 | 1 | 1 | NO | 1
PG&E KERN | Temblor | 115 | 0 | 0 | 0 | 0 | 0 | 0 | 0 | 0 | 0 | 0 | 0 | 0 | 0 | 0 | 0 | 0 | 0 | 0 | 0 | 0 | 0 | 0 | 0 | 0 | 0 | 0 | 0 | 0 | 0 | 0 | 0 | 0 | 0 | 0 | 0 | 0 | 0 | 0 | 0 | 0 | 0 | 0 | 0 | 0 | 0 | 0 | 0 | 0 | 0 | 0 | 0 | 0 | 0 | 0 | 0 | 0 | 0 | 0 | 0 | 0 | 0 | 0 | 0 | 0 | 0 | 0 | 0 | 1 | 1 | 0 | 0 | 0 | 0 | 0 | 1 | 0 | 0 | 0 | 1 | 0 | 0 | 0 | 0 | 0 | 0 | 0 | 0 | 0 | 0 | 0 | 0 | 0 | 0 | 0 | 1 | 0 | 0 | 0 |  | 0 | 0 | 0 | 0 | 0 | 0 | 0 | 0 | 0 | 0 | 0 | 0 | 0 | 0 | 0 | 0 | 0 | 0 | 0 | 0 | 0 | 0 | 0 | 0 | 0 | 0 | 0 | 0 | 0 | 0 | 1 | 0 | 2 | 0 | 1 | 1 | -0.76 | -2441.884 | -3308.8336 | Gates 500/230kV TB #12 | Gates 500/230kV TB #12 | Mustang-Henrietta 230 kV line |  | 0 | 0 | 0 | 0 | 0 | 1 | 7.65 | 144.11 | -829.8336 | Cal Flat-Gates 230 kV line | Cal Flat-Gates 230 kV line | Mustang-Henrietta 230 kV line |  | 5 | 1 | YES | 2 | 5 | 4 | YES | 4
PG&E KERN | Templeton | 230 | 0 | 0 | 0 | 0 | 0 | 0 | 0 | 0 | 0 | 0 | 0 | 0 | 0 | 0 | 0 | 0 | 0 | 0 | 0 | 0 | 0 | 0 | 0 | 0 | 0 | 0 | 0 | 0 | 0 | 0 | 0 | 0 | 0 | 0 | 0 | 0 | 0 | 0 | 0 | 0 | 0 | 0 | 0 | 0 | 0 | 0 | 0 | 0 | 0 | 0 | 0 | 0 | 0 | 0 | 0 | 0 | 0 | 0 | 0 | 0 | 0 | 0 | 0 | 0 | 0 | 0 | 0 | 1 | 0 | 0 | 0 | 0 | 0 | 0 | 0 | 0 | 0 | 0 | 1 | 1 | 0 | 0 | 0 | 0 | 0 | 0 | 0 | 0 | 0 | 0 | 0 | 0 | 0 | 0 | 1 | 1 | 0 | 0 |  | 0 | 0 | 0 | 0 | 0 | 0 | 0 | 0 | 0 | 0 | 0 | 0 | 0 | 0 | 0 | 0 | 0 | 0 | 0 | 0 | 0 | 0 | 0 | 0 | 0 | 0 | 0 | 0 | 0 | 0 | 2 | 0 | 3 | 0 | 2 | 1 | -385.58 | -3180.532 | -3308.8336 | Gates 500/230kV TB #11 | Gates 500/230kV TB #11 | Mustang-Henrietta 230 kV line |  | 0 | 0 | 0 | 0 | 0 | 1 | 7.65 | 144.11 | -829.8336 | Cal Flat-Gates 230 kV line | Cal Flat-Gates 230 kV line | Mustang-Henrietta 230 kV line |  | 5 | 1 | YES | 2 | 5 | 4 | YES | 4
PG&E KERN | Templeton | 70 | 0 | 0 | 0 | 0 | 0 | 0 | 0 | 0 | 0 | 0 | 0 | 0 | 0 | 0 | 0 | 0 | 0 | 0 | 0 | 0 | 0 | 0 | 0 | 0 | 0 | 0 | 0 | 0 | 0 | 0 | 0 | 0 | 0 | 0 | 0 | 0 | 0 | 0 | 0 | 0 | 0 | 0 | 0 | 0 | 0 | 0 | 0 | 0 | 0 | 0 | 0 | 0 | 0 | 0 | 0 | 0 | 0 | 0 | 0 | 0 | 0 | 0 | 0 | 0 | 0 | 0 | 0 | 1 | 1 | 0 | 0 | 0 | 0 | 0 | 0 | 0 | 0 | 0 | 0 | 1 | 0 | 0 | 0 | 0 | 0 | 1 | 0 | 0 | 0 | 0 | 0 | 0 | 0 | 0 | 0 | 1 | 0 | 1 |  | 0 | 0 | 0 | 0 | 0 | 0 | 0 | 0 | 0 | 0 | 0 | 0 | 0 | 0 | 0 | 0 | 0 | 0 | 0 | 0 | 0 | 0 | 0 | 0 | 0 | 0 | 0 | 0 | 200 | 1 | 1 | 0 | 1 | 0 | 1 | 0 | -385.58 | -3180.532 | -2164.4302 | Gates 500/230kV TB #11 | Gates 500/230kV TB #11 | Gates 500/230kV TB #11 |  | 0 | 0 | 0 | 0 | 0 | 0 | 7.65 | 144.11 | 266.8703 | Cal Flat-Gates 230 kV line | Cal Flat-Gates 230 kV line | Cal Flat-Gates 230 kV line |  | 5 | 1 | YES | 2 | 5 | 1 | YES | 2
PG&E GBA | Tesla | 115 | 0 | 0 | 0 | 0 | 0 | 0 | 0 | 0 | 0 | 0 | 0 | 0 | 0 | 0 | 0 | 0 | 0 | 0 | 0 | 0 | 0 | 0 | 0 | 0 | 0 | 0 | 0 | 0 | 0 | 0 | 0 | 0 | 0 | 0 | 0 | 0 | 0 | 0 | 0 | 0 | 0 | 0 | 0 | 0 | 0 | 0 | 0 | 0 | 0 | 0 | 0 | 0 | 0 | 0 | 0 | 1 | 0 | 0 | 0 | 1 | 0 | 0 | 0 | 0 | 0 | 1 | 0 | 0 | 0 | 0 | 0 | 0 | 0 | 0 | 0 | 0 | 0 | 0 | 0 | 0 | 0 | 0 | 0 | 0 | 0 | 0 | 0 | 0 | 0 | 0 | 0 | 0 | 0 | 0 | 0 | 0 | 0 | 0 |  | 0 | 0 | 0 | 0 | 0 | 0 | 0 | 0 | 0 | 0 | 0 | 0 | 0 | 0 | 0 | 0 | 0 | 0 | 0 | 0 | 0 | 0 | 0 | 0 | 0 | 0 | 0 | 0 | 0 | 0 | 1 | 0 | 0 | 0 | 0 | 0 | -614.49 | 1147.6438 | 1144.2952 | Tesla-Bellota 230 kV line | Tesla-Bellota 230 kV line | Tesla-Bellota 230 kV line |  | 0 | 1 | 0 | 0 | 0 | 0 | -314.49 | 1447.6438 | 1144.2952 | Tesla-Bellota 230 kV line | Tesla-Bellota 230 kV line | Tesla-Bellota 230 kV line |  | 5 | 4 | YES | 4 | 1 | 1 | NO | 1
PG&E GBA | Tesla | 230 | 0 | 0 | 0 | 0 | 0 | 0 | 0 | 0 | 0 | 0 | 0 | 0 | 0 | 0 | 0 | 0 | 0 | 0 | 0 | 0 | 0 | 0 | 0 | 0 | 0 | 0 | 0 | 0 | 0 | 0 | 0 | 0 | 0 | 0 | 0 | 0 | 0 | 0 | 0 | 1 | 0 | 0 | 0 | 0 | 0 | 0 | 0 | 0 | 0 | 0 | 0 | 0 | 0 | 1 | 0 | 1 | 0 | 0 | 1 | 1 | 0 | 0 | 0 | 0 | 0 | 1 | 0 | 0 | 0 | 0 | 0 | 0 | 0 | 0 | 0 | 0 | 0 | 0 | 0 | 0 | 0 | 0 | 0 | 0 | 0 | 0 | 0 | 0 | 0 | 0 | 0 | 0 | 0 | 0 | 0 | 0 | 0 | 0 |  | 0 | 0 | 0 | 0 | 0 | 0 | 0 | 0 | 0 | 0 | 0 | 0 | 0 | 0 | 0 | 0 | 0 | 0 | 0 | 0 | 0 | 0 | 0 | 0 | 0 | 0 | 125 | 0 | 0 | 1 | 3 | 0 | 1 | 0 | 0 | 0 | -2282.29 | -1253.7212 | 884.6639 | Collinsville-Tesla 500 kV Line | Collinsville-Tesla 500 kV Line | Collinsville-Tesla 500 kV Line |  | 0 | 1 | 0 | 0 | 0 | 0 | -314.49 | 1447.6438 | 884.6639 | Tesla-Bellota 230 kV line | Tesla-Bellota 230 kV line | Collinsville-Tesla 500 kV Line |  | 5 | 4 | YES | 4 | 1 | 1 | NO | 1
PG&E GBA | Tesla | 500 | 0 | 0 | 0 | 0 | 0 | 0 | 0 | 0 | 0 | 0 | 0 | 0 | 0 | 0 | 0 | 0 | 0 | 0 | 0 | 0 | 0 | 0 | 0 | 0 | 0 | 0 | 0 | 0 | 0 | 0 | 0 | 0 | 0 | 0 | 0 | 0 | 0 | 0 | 0 | 0 | 0 | 0 | 0 | 0 | 0 | 0 | 0 | 0 | 0 | 0 | 0 | 0 | 0 | 0 | 0 | 1 | 0 | 0 | 1 | 1 | 0 | 0 | 0 | 0 | 0 | 1 | 0 | 0 | 0 | 0 | 0 | 0 | 0 | 0 | 0 | 0 | 0 | 0 | 0 | 0 | 0 | 0 | 0 | 0 | 0 | 0 | 0 | 0 | 0 | 0 | 0 | 0 | 0 | 0 | 0 | 0 | 0 | 0 |  | 0 | 0 | 0 | 0 | 0 | 0 | 0 | 0 | 0 | 0 | 0 | 0 | 0 | 0 | 0 | 0 | 0 | 0 | 0 | 4000 | 0 | 0 | 0 | 0 | 0 | 0 | 0 | 0 | 0 | 1 | 1 | 0 | 0 | 0 | 0 | 0 | -614.49 | 1147.6438 | 1144.2952 | Tesla-Bellota 230 kV line | Tesla-Bellota 230 kV line | Tesla-Bellota 230 kV line |  | 0 | 1 | 0 | 0 | 0 | 0 | -314.49 | 1447.6438 | 1144.2952 | Tesla-Bellota 230 kV line | Tesla-Bellota 230 kV line | Tesla-Bellota 230 kV line |  | 5 | 4 | YES | 4 | 1 | 1 | NO | 1
PG&E KERN | Tevis | 115 | 0 | 0 | 0 | 0 | 0 | 0 | 0 | 0 | 0 | 0 | 0 | 0 | 0 | 0 | 0 | 0 | 0 | 0 | 0 | 0 | 0 | 0 | 0 | 0 | 0 | 0 | 0 | 0 | 0 | 0 | 0 | 0 | 0 | 0 | 0 | 0 | 0 | 0 | 0 | 0 | 0 | 0 | 0 | 0 | 0 | 0 | 0 | 0 | 0 | 0 | 0 | 0 | 0 | 0 | 0 | 0 | 0 | 0 | 0 | 0 | 0 | 0 | 0 | 0 | 0 | 0 | 0 | 0 | 0 | 0 | 1 | 0 | 0 | 0 | 0 | 0 | 0 | 0 | 1 | 1 | 0 | 0 | 0 | 0 | 0 | 0 | 0 | 0 | 0 | 0 | 0 | 0 | 0 | 0 | 1 | 0 | 0 | 0 |  | 0 | 0 | 0 | 0 | 0 | 0 | 0 | 0 | 0 | 0 | 0 | 0 | 0 | 0 | 0 | 0 | 0 | 0 | 0 | 0 | 0 | 0 | 0 | 0 | 100 | 0 | 0 | 0 | 0 | 1 | 2 | 0 | 3 | 0 | 2 | 1 | -385.58 | -3180.532 | -3308.8336 | Gates 500/230kV TB #11 | Gates 500/230kV TB #11 | Mustang-Henrietta 230 kV line |  | 0 | 0 | 0 | 0 | 0 | 1 | 1770.3 | 1423.32 | -829.8336 | Kern 230/115kV TB #4 | Kern 230/115kV TB #4 | Mustang-Henrietta 230 kV line |  | 5 | 1 | YES | 2 | 5 | 4 | YES | 4
EOP | Thousandaire | 138 | 0 | 0 | 0 | 0 | 0 | 0 | 0 | 0 | 0 | 0 | 0 | 0 | 0 | 0 | 0 | 0 | 0 | 0 | 0 | 0 | 0 | 0 | 1 | 1 | 1 | 0 | 0 | 0 | 0 | 0 | 0 | 0 | 0 | 0 | 0 | 0 | 0 | 0 | 0 | 0 | 0 | 0 | 0 | 0 | 0 | 0 | 0 | 0 | 0 | 0 | 0 | 0 | 0 | 0 | 0 | 0 | 0 | 0 | 0 | 0 | 0 | 0 | 0 | 0 | 0 | 0 | 0 | 0 | 0 | 0 | 0 | 0 | 0 | 0 | 0 | 0 | 0 | 0 | 0 | 0 | 0 | 0 | 0 | 0 | 0 | 0 | 0 | 0 | 0 | 0 | 0 | 0 | 0 | 0 | 0 | 0 | 0 | 2 |  | 0 | 0 | 0 | 0 | 0 | 0 | 0 | 0 | 0 | 0 | 0 | 0 | 0 | 0 | 0 | 0 | 0 | 0 | 0 | 0 | 0 | 0 | 0 | 0 | 0 | 0 | 0 | 0 | 0 | 0 | 1 | 0 | 1 | 0 | 0 | 1 | -5797.881 | -6339.828 | -5675.751 | Lugo - Victorville area constraint | Lugo - Victorville area constraint | Lugo - Victorville area constraint |  | 0 | 0 | 0 | 0 | 0 | 0 | 876.62 | 67.08 | 709.88 | Sloan Canyon - Eldorado 500 kV constraint | Sloan Canyon - Eldorado 500 kV constraint | GLW 230kV area constraint |  | 5 | 1 | YES | 2 | 4 | 1 | YES | 2
PG&E KERN | Topaz | 230 | 0 | 0 | 0 | 0 | 0 | 0 | 0 | 0 | 0 | 0 | 0 | 0 | 0 | 0 | 0 | 0 | 0 | 0 | 0 | 0 | 0 | 0 | 0 | 0 | 0 | 0 | 0 | 0 | 0 | 0 | 0 | 0 | 0 | 0 | 0 | 0 | 0 | 0 | 0 | 0 | 0 | 0 | 0 | 0 | 0 | 0 | 0 | 0 | 0 | 0 | 0 | 0 | 0 | 0 | 0 | 0 | 0 | 0 | 0 | 0 | 0 | 0 | 0 | 0 | 0 | 0 | 0 | 1 | 0 | 0 | 0 | 0 | 0 | 0 | 0 | 0 | 0 | 0 | 1 | 1 | 0 | 0 | 0 | 0 | 0 | 0 | 0 | 0 | 0 | 0 | 0 | 0 | 0 | 0 | 1 | 1 | 0 | 0 |  | 0 | 0 | 0 | 0 | 0 | 0 | 0 | 0 | 0 | 0 | 0 | 0 | 0 | 0 | 0 | 0 | 0 | 0 | 0 | 0 | 0 | 0 | 0 | 0 | 0 | 0 | 0 | 0 | 170 | 1 | 2 | 0 | 3 | 0 | 2 | 1 | -385.58 | -3180.532 | -3308.8336 | Gates 500/230kV TB #11 | Gates 500/230kV TB #11 | Mustang-Henrietta 230 kV line |  | 0 | 0 | 0 | 0 | 0 | 1 | 7.65 | 144.11 | -829.8336 | Cal Flat-Gates 230 kV line | Cal Flat-Gates 230 kV line | Mustang-Henrietta 230 kV line |  | 5 | 1 | YES | 2 | 5 | 4 | YES | 4
SCE NOL | Tortilla | 115 | 0 | 0 | 0 | 0 | 0 | 0 | 0 | 0 | 0 | 0 | 0 | 1 | 1 | 1 | 0 | 0 | 0 | 0 | 0 | 0 | 0 | 0 | 0 | 0 | 0 | 0 | 0 | 0 | 0 | 0 | 0 | 0 | 0 | 0 | 0 | 0 | 0 | 0 | 0 | 0 | 0 | 0 | 0 | 0 | 0 | 0 | 0 | 0 | 0 | 0 | 0 | 0 | 0 | 0 | 0 | 0 | 0 | 0 | 0 | 0 | 0 | 0 | 0 | 0 | 0 | 0 | 0 | 0 | 0 | 0 | 0 | 0 | 0 | 0 | 0 | 0 | 0 | 0 | 0 | 0 | 0 | 0 | 0 | 0 | 0 | 0 | 0 | 0 | 0 | 0 | 0 | 0 | 0 | 0 | 0 | 0 | 0 | 3 |  | 0 | 0 | 0 | 0 | 0 | 0 | 0 | 0 | 0 | 0 | 0 | 0 | 0 | 0 | 0 | 0 | 0 | 0 | 0 | 0 | 0 | 0 | 0 | 3 | 0 | 0 | 0 | 0 | 0 | 1 | 0 | 2 | 0 | 0 | 0 | 0 | -104.4 | 65.95 | 1269.924 | South of Kramer Area Constraint | South of Kramer Area Constraint | South of Kramer Area Constraint |  | 0 | 2 | 0 | 0 | 0 | 0 | -104.4 | 65.95 | 1269.924 | South of Kramer Area Constraint | South of Kramer Area Constraint | South of Kramer Area Constraint |  | 3 | 3 | NO | 3 | 1 | 1 | NO | 1
SDGE | Trabuco | 138 | 0 | 0 | 0 | 0 | 0 | 0 | 0 | 0 | 0 | 0 | 0 | 0 | 0 | 0 | 0 | 0 | 0 | 0 | 0 | 0 | 0 | 0 | 0 | 0 | 0 | 1 | 0 | 0 | 0 | 0 | 0 | 0 | 0 | 0 | 0 | 0 | 0 | 1 | 1 | 0 | 0 | 0 | 0 | 0 | 0 | 0 | 0 | 0 | 0 | 0 | 0 | 0 | 0 | 0 | 0 | 0 | 0 | 0 | 0 | 0 | 0 | 0 | 0 | 0 | 0 | 0 | 0 | 0 | 0 | 0 | 0 | 0 | 0 | 0 | 0 | 0 | 0 | 0 | 0 | 0 | 0 | 0 | 0 | 0 | 0 | 0 | 0 | 0 | 0 | 0 | 0 | 0 | 0 | 0 | 0 | 0 | 0 | 0 |  | 0 | 0 | 0 | 0 | 0 | 0 | 0 | 0 | 0 | 0 | 0 | 0 | 0 | 0 | 0 | 0 | 0 | 0 | 0 | 0 | 0 | 0 | 0 | 0 | 0 | 0 | 0 | 0 | 0 | 0 | 0 | 0 | 0 | 0 | 0 | 0 | 495.6 | 437.1 | 429.9 | Trabuco-Capistrano 138 kV constraint | Trabuco-Capistrano 138 kV constraint | Trabuco-Capistrano 138 kV constraint |  | 0 | 0 | 0 | 0 | 0 | 0 | 495.6 | 437.1 | 429.9 | Trabuco-Capistrano 138 kV constraint | Trabuco-Capistrano 138 kV constraint | Trabuco-Capistrano 138 kV constraint |  | 1 | 1 | NO | 1 | 1 | 1 | NO | 1
PG&E GBA | Tracy | 115 | 0 | 0 | 0 | 0 | 0 | 0 | 0 | 0 | 0 | 0 | 0 | 0 | 0 | 0 | 0 | 0 | 0 | 0 | 0 | 0 | 0 | 0 | 0 | 0 | 0 | 0 | 0 | 0 | 0 | 0 | 0 | 0 | 0 | 0 | 0 | 0 | 0 | 0 | 0 | 0 | 0 | 0 | 0 | 0 | 0 | 1 | 0 | 0 | 0 | 0 | 0 | 0 | 0 | 0 | 0 | 1 | 0 | 0 | 0 | 1 | 0 | 0 | 0 | 0 | 0 | 0 | 0 | 0 | 0 | 0 | 0 | 0 | 0 | 0 | 0 | 0 | 0 | 0 | 0 | 0 | 0 | 0 | 0 | 0 | 0 | 0 | 0 | 0 | 0 | 0 | 0 | 0 | 0 | 0 | 0 | 0 | 0 | 0 |  | 0 | 0 | 0 | 0 | 0 | 0 | 0 | 0 | 0 | 0 | 0 | 0 | 0 | 0 | 0 | 0 | 0 | 0 | 0 | 0 | 0 | 0 | 0 | 0 | 0 | 0 | 0 | 0 | 0 | 0 | 1 | 0 | 1 | 0 | 0 | 0 | -614.49 | -339.66 | 1052.6198 | Tesla-Bellota 230 kV line | Bellota-Weber 230kV line | Bellota-Weber 230kV line |  | 0 | 1 | 1 | 0 | 0 | 0 | -314.49 | -339.66 | 1052.6198 | Tesla-Bellota 230 kV line | Bellota-Weber 230kV line | Bellota-Weber 230kV line |  | 5 | 5 | NO | 5 | 1 | 1 | NO | 1
PG&E FRESNO | Tranquility | 230 | 0 | 0 | 0 | 0 | 0 | 0 | 0 | 0 | 0 | 0 | 0 | 0 | 0 | 0 | 0 | 0 | 0 | 0 | 0 | 0 | 0 | 0 | 0 | 0 | 0 | 0 | 0 | 0 | 0 | 0 | 0 | 0 | 0 | 0 | 0 | 0 | 0 | 0 | 0 | 0 | 0 | 0 | 0 | 0 | 0 | 1 | 0 | 0 | 0 | 0 | 0 | 0 | 0 | 0 | 0 | 0 | 0 | 0 | 0 | 0 | 0 | 0 | 0 | 0 | 0 | 0 | 0 | 0 | 0 | 0 | 0 | 0 | 0 | 0 | 0 | 0 | 0 | 0 | 1 | 1 | 0 | 1 | 0 | 0 | 0 | 1 | 0 | 0 | 0 | 1 | 0 | 0 | 0 | 0 | 0 | 0 | 0 | 1 |  | 0 | 0 | 0 | 0 | 0 | 0 | 0 | 0 | 0 | 0 | 400 | 200 | 0 | 0 | 1 | 0 | 0 | 0 | 0 | 0 | 0 | 0 | 0 | 0 | 210 | 800 | 552 | 0 | 0 | 1 | 3 | 0 | 5 | 0 | 3 | 0 | -628.35 | -3180.532 | -3151.403 | Borden-Storey #1 230kV line | Gates 500/230kV TB #11 | Gates 500/230kV TB #12 |  | 0 | 0 | 1 | 0 | 0 | 0 | 181.95 | -339.66 | 1052.6198 | Bellota-Weber 230kV line | Bellota-Weber 230kV line | Bellota-Weber 230kV line |  | 5 | 5 | NO | 5 | 5 | 1 | YES | 2
PG&E GBA | Trimble | 115 | 0 | 0 | 0 | 0 | 0 | 0 | 0 | 0 | 0 | 0 | 0 | 0 | 0 | 0 | 0 | 0 | 0 | 0 | 0 | 0 | 0 | 0 | 0 | 0 | 0 | 0 | 0 | 0 | 0 | 0 | 0 | 0 | 0 | 0 | 0 | 0 | 0 | 0 | 0 | 0 | 0 | 0 | 0 | 0 | 0 | 0 | 0 | 0 | 0 | 0 | 0 | 0 | 0 | 0 | 0 | 1 | 0 | 0 | 0 | 1 | 0 | 0 | 0 | 0 | 0 | 0 | 0 | 0 | 0 | 0 | 0 | 0 | 0 | 0 | 0 | 0 | 0 | 0 | 0 | 0 | 0 | 0 | 0 | 0 | 0 | 0 | 0 | 0 | 0 | 0 | 0 | 0 | 0 | 0 | 0 | 0 | 1 | 0 |  | 0 | 0 | 0 | 0 | 0 | 0 | 0 | 0 | 0 | 0 | 0 | 0 | 0 | 0 | 0 | 0 | 0 | 0 | 0 | 0 | 0 | 0 | 0 | 0 | 0 | 0 | 0 | 0 | 0 | 0 | 1 | 0 | 0 | 0 | 0 | 0 | -614.49 | 1147.6438 | 1144.2952 | Tesla-Bellota 230 kV line | Tesla-Bellota 230 kV line | Tesla-Bellota 230 kV line |  | 0 | 1 | 0 | 0 | 0 | 0 | -314.49 | 1265.082 | 1144.2952 | Tesla-Bellota 230 kV line | NEW-Metcalf-Mosslanding 500kV | Tesla-Bellota 230 kV line |  | 5 | 4 | YES | 4 | 1 | 1 | NO | 1
EOP | Trout Canyon | 230 | 0 | 0 | 0 | 0 | 0 | 0 | 0 | 0 | 0 | 0 | 0 | 0 | 0 | 0 | 0 | 0 | 0 | 0 | 0 | 0 | 0 | 0 | 1 | 1 | 1 | 0 | 0 | 0 | 0 | 0 | 0 | 0 | 0 | 0 | 0 | 0 | 0 | 0 | 0 | 0 | 0 | 0 | 0 | 0 | 0 | 0 | 0 | 0 | 0 | 0 | 0 | 0 | 0 | 0 | 0 | 0 | 0 | 0 | 0 | 0 | 0 | 0 | 0 | 0 | 0 | 0 | 0 | 0 | 0 | 0 | 0 | 0 | 0 | 0 | 0 | 0 | 0 | 0 | 0 | 0 | 0 | 0 | 0 | 0 | 0 | 0 | 0 | 0 | 0 | 0 | 0 | 0 | 0 | 0 | 0 | 0 | 0 | 2 |  | 0 | 0 | 0 | 0 | 0 | 0 | 0 | 0 | 0 | 60 | 0 | 25 | 0 | 0 | 1 | 0 | 0 | 0 | 0 | 0 | 0 | 0 | 0 | 0 | 960 | 866 | 510 | 60 | 0 | 1 | 1 | 0 | 1 | 0 | 0 | 1 | -5797.881 | -6339.828 | -5675.751 | Lugo - Victorville area constraint | Lugo - Victorville area constraint | Lugo - Victorville area constraint |  | 0 | 0 | 0 | 0 | 0 | 0 | 876.62 | 67.08 | 709.88 | Sloan Canyon - Eldorado 500 kV constraint | Sloan Canyon - Eldorado 500 kV constraint | GLW 230kV area constraint |  | 5 | 1 | YES | 2 | 4 | 1 | YES | 2
EOP | Trout Canyon | 500 | 0 | 0 | 0 | 0 | 0 | 0 | 0 | 0 | 0 | 0 | 0 | 0 | 0 | 0 | 0 | 0 | 0 | 0 | 0 | 0 | 0 | 0 | 1 | 1 | 1 | 0 | 0 | 0 | 0 | 0 | 0 | 0 | 0 | 0 | 0 | 0 | 0 | 0 | 0 | 0 | 0 | 0 | 0 | 0 | 0 | 0 | 0 | 0 | 0 | 0 | 0 | 0 | 0 | 0 | 0 | 0 | 0 | 0 | 0 | 0 | 0 | 0 | 0 | 0 | 0 | 0 | 0 | 0 | 0 | 0 | 0 | 0 | 0 | 0 | 0 | 0 | 0 | 0 | 0 | 0 | 0 | 0 | 0 | 0 | 0 | 0 | 0 | 0 | 0 | 0 | 0 | 0 | 0 | 0 | 0 | 0 | 0 | 2 |  | 0 | 0 | 0 | 0 | 0 | 0 | 0 | 0 | 0 | 0 | 0 | 0 | 0 | 0 | 0 | 0 | 0 | 0 | 0 | 0 | 0 | 0 | 0 | 0 | 0 | 0 | 0 | 0 | 0 | 0 | 1 | 0 | 1 | 0 | 0 | 1 | -5797.881 | -6339.828 | -5675.751 | Lugo - Victorville area constraint | Lugo - Victorville area constraint | Lugo - Victorville area constraint |  | 0 | 0 | 0 | 0 | 0 | 0 | 876.62 | 67.08 | 709.88 | Sloan Canyon - Eldorado 500 kV constraint | Sloan Canyon - Eldorado 500 kV constraint | GLW 230kV area constraint |  | 5 | 1 | YES | 2 | 4 | 1 | YES | 2
PG&E NGBA | Tulucay | 230 | 0 | 0 | 0 | 0 | 0 | 0 | 0 | 0 | 0 | 0 | 0 | 0 | 0 | 0 | 0 | 0 | 0 | 0 | 0 | 0 | 0 | 0 | 0 | 0 | 0 | 0 | 0 | 0 | 0 | 0 | 0 | 0 | 0 | 0 | 0 | 0 | 0 | 0 | 0 | 1 | 0 | 0 | 0 | 0 | 0 | 0 | 0 | 0 | 0 | 0 | 0 | 0 | 1 | 0 | 0 | 0 | 0 | 0 | 0 | 0 | 0 | 0 | 0 | 0 | 0 | 0 | 1 | 0 | 0 | 0 | 0 | 0 | 0 | 0 | 0 | 0 | 0 | 0 | 0 | 0 | 0 | 0 | 0 | 0 | 0 | 0 | 0 | 0 | 0 | 0 | 0 | 0 | 0 | 0 | 0 | 0 | 0 | 1 |  | 0 | 0 | 0 | 0 | 0 | 0 | 0 | 0 | 0 | 0 | 0 | 0 | 0 | 0 | 0 | 115 | 0 | 0 | 0 | 0 | 0 | 0 | 0 | 0 | 0 | 0 | 0 | 0 | 0 | 1 | 2 | 0 | 1 | 0 | 0 | 0 | -2282.29 | -1253.7212 | 335.9726 | Collinsville-Tesla 500 kV Line | Collinsville-Tesla 500 kV Line | Birds Landing-Contra Costa 230kV Line |  | 0 | 0 | 0 | 0 | 0 | 0 | 1505.81 | 1776.2038 | 335.9726 | Birds Landing-Contra Costa 230kV Line | Birds Landing-Contra Costa 230kV Line | Birds Landing-Contra Costa 230kV Line |  | 5 | 1 | YES | 2 | 1 | 1 | NO | 1
PG&E NGBA | Tulucay | 60 | 0 | 0 | 0 | 0 | 0 | 0 | 0 | 0 | 0 | 0 | 0 | 0 | 0 | 0 | 0 | 0 | 0 | 0 | 0 | 0 | 0 | 0 | 0 | 0 | 0 | 0 | 0 | 0 | 0 | 0 | 0 | 0 | 0 | 0 | 0 | 0 | 0 | 0 | 0 | 1 | 0 | 0 | 0 | 0 | 0 | 0 | 0 | 0 | 0 | 0 | 0 | 1 | 1 | 1 | 1 | 1 | 0 | 0 | 0 | 0 | 0 | 0 | 0 | 0 | 0 | 1 | 1 | 0 | 0 | 0 | 0 | 0 | 0 | 0 | 0 | 0 | 0 | 0 | 0 | 0 | 0 | 0 | 0 | 0 | 0 | 0 | 0 | 0 | 0 | 0 | 0 | 0 | 0 | 0 | 0 | 0 | 0 | 2 |  | 0 | 0 | 0 | 0 | 0 | 0 | 0 | 0 | 0 | 0 | 0 | 0 | 0 | 0 | 0 | 0 | 0 | 0 | 0 | 0 | 0 | 0 | 0 | 0 | 0 | 0 | 0 | 0 | 0 | 0 | 3 | 0 | 1 | 0 | 0 | 0 | -2282.29 | -1253.7212 | 335.9726 | Collinsville-Tesla 500 kV Line | Collinsville-Tesla 500 kV Line | Birds Landing-Contra Costa 230kV Line |  | 0 | 0 | 0 | 0 | 0 | 0 | 661.81 | 932.2038 | 335.9726 | Contra Costa- Windmaster 230 kV line | Contra Costa- Windmaster 230 kV line | Birds Landing-Contra Costa 230kV Line |  | 5 | 1 | YES | 2 | 1 | 1 | NO | 1
PG&E KERN | Tupman | 115 | 0 | 0 | 0 | 0 | 0 | 0 | 0 | 0 | 0 | 0 | 0 | 0 | 0 | 0 | 0 | 0 | 0 | 0 | 0 | 0 | 0 | 0 | 0 | 0 | 0 | 0 | 0 | 0 | 0 | 0 | 0 | 0 | 0 | 0 | 0 | 0 | 0 | 0 | 0 | 0 | 0 | 0 | 0 | 0 | 0 | 0 | 0 | 0 | 0 | 0 | 0 | 0 | 0 | 0 | 0 | 0 | 0 | 0 | 0 | 0 | 0 | 0 | 0 | 0 | 0 | 0 | 0 | 1 | 0 | 0 | 0 | 0 | 0 | 0 | 1 | 0 | 0 | 0 | 1 | 0 | 0 | 0 | 0 | 0 | 0 | 0 | 0 | 0 | 0 | 0 | 0 | 0 | 0 | 0 | 1 | 0 | 0 | 0 |  | 0 | 0 | 0 | 0 | 0 | 0 | 0 | 0 | 0 | 0 | 0 | 0 | 0 | 0 | 0 | 0 | 0 | 0 | 0 | 0 | 0 | 0 | 0 | 0 | 0 | 0 | 0 | 0 | 0 | 0 | 1 | 0 | 2 | 0 | 1 | 1 | -0.76 | -2441.884 | -3308.8336 | Gates 500/230kV TB #12 | Gates 500/230kV TB #12 | Mustang-Henrietta 230 kV line |  | 0 | 0 | 0 | 0 | 0 | 1 | 7.65 | 144.11 | -829.8336 | Cal Flat-Gates 230 kV line | Cal Flat-Gates 230 kV line | Mustang-Henrietta 230 kV line |  | 5 | 1 | YES | 2 | 5 | 4 | YES | 4
PG&E NGBA | Ukiah | 115 | 0 | 0 | 0 | 0 | 0 | 0 | 0 | 0 | 0 | 0 | 0 | 0 | 0 | 0 | 0 | 0 | 0 | 0 | 0 | 0 | 0 | 0 | 0 | 0 | 0 | 0 | 0 | 0 | 0 | 0 | 0 | 0 | 0 | 0 | 0 | 0 | 0 | 0 | 0 | 1 | 0 | 1 | 0 | 0 | 0 | 0 | 0 | 0 | 0 | 0 | 0 | 0 | 1 | 0 | 1 | 1 | 0 | 0 | 0 | 0 | 0 | 0 | 0 | 0 | 0 | 0 | 1 | 0 | 0 | 0 | 0 | 0 | 0 | 0 | 0 | 0 | 0 | 0 | 0 | 0 | 0 | 0 | 0 | 0 | 0 | 0 | 0 | 0 | 0 | 0 | 0 | 0 | 0 | 0 | 0 | 0 | 0 | 1 |  | 0 | 0 | 0 | 0 | 0 | 0 | 0 | 0 | 0 | 0 | 0 | 0 | 0 | 0 | 0 | 0 | 0 | 0 | 0 | 0 | 0 | 0 | 0 | 0 | 0 | 0 | 0 | 0 | 0 | 0 | 2 | 0 | 1 | 0 | 0 | 0 | -2282.29 | -1253.7212 | 335.9726 | Collinsville-Tesla 500 kV Line | Collinsville-Tesla 500 kV Line | Birds Landing-Contra Costa 230kV Line |  | 0 | 0 | 0 | 0 | 0 | 0 | 661.81 | 929.8 | 335.9726 | Contra Costa- Windmaster 230 kV line | Cortina-Eagle Rock 115 kV line | Birds Landing-Contra Costa 230kV Line |  | 5 | 1 | YES | 2 | 1 | 1 | NO | 1
PG&E KERN | Union (Estrella) | 70 | 0 | 0 | 0 | 0 | 0 | 0 | 0 | 0 | 0 | 0 | 0 | 0 | 0 | 0 | 0 | 0 | 0 | 0 | 0 | 0 | 0 | 0 | 0 | 0 | 0 | 0 | 0 | 0 | 0 | 0 | 0 | 0 | 0 | 0 | 0 | 0 | 0 | 0 | 0 | 0 | 0 | 0 | 0 | 0 | 0 | 0 | 0 | 0 | 0 | 0 | 0 | 0 | 0 | 0 | 0 | 0 | 0 | 0 | 0 | 0 | 0 | 0 | 0 | 0 | 0 | 0 | 0 | 1 | 1 | 0 | 0 | 0 | 0 | 0 | 0 | 0 | 0 | 0 | 0 | 1 | 0 | 0 | 0 | 0 | 0 | 1 | 0 | 0 | 0 | 0 | 0 | 0 | 0 | 0 | 0 | 1 | 0 | 1 |  | 0 | 0 | 0 | 0 | 0 | 0 | 0 | 0 | 0 | 0 | 0 | 0 | 0 | 0 | 0 | 0 | 0 | 0 | 0 | 0 | 0 | 0 | 0 | 0 | 0 | 0 | 0 | 0 | 0 | 0 | 1 | 0 | 1 | 0 | 1 | 0 | -385.58 | -3180.532 | -2164.4302 | Gates 500/230kV TB #11 | Gates 500/230kV TB #11 | Gates 500/230kV TB #11 |  | 0 | 0 | 0 | 0 | 0 | 0 | 7.65 | 144.11 | 266.8703 | Cal Flat-Gates 230 kV line | Cal Flat-Gates 230 kV line | Cal Flat-Gates 230 kV line |  | 5 | 1 | YES | 2 | 5 | 1 | YES | 2
PG&E NGBA | Vaca Dixon | 115 | 0 | 0 | 0 | 0 | 0 | 0 | 0 | 0 | 0 | 0 | 0 | 0 | 0 | 0 | 0 | 0 | 0 | 0 | 0 | 0 | 0 | 0 | 0 | 0 | 0 | 0 | 0 | 0 | 0 | 0 | 0 | 0 | 0 | 0 | 0 | 0 | 0 | 0 | 0 | 1 | 0 | 0 | 0 | 0 | 0 | 0 | 0 | 0 | 0 | 0 | 0 | 0 | 0 | 1 | 1 | 1 | 0 | 0 | 0 | 0 | 0 | 0 | 0 | 0 | 0 | 0 | 1 | 0 | 0 | 0 | 0 | 0 | 0 | 0 | 0 | 0 | 0 | 0 | 0 | 0 | 0 | 0 | 0 | 0 | 0 | 0 | 0 | 0 | 0 | 0 | 0 | 0 | 0 | 0 | 0 | 0 | 0 | 0 |  | 0 | 0 | 0 | 0 | 0 | 0 | 0 | 0 | 0 | 0 | 0 | 0 | 0 | 0 | 0 | 0 | 0 | 0 | 0 | 0 | 0 | 0 | 0 | 0 | 0 | 0 | 0 | 0 | 0 | 0 | 3 | 0 | 1 | 0 | 0 | 0 | -2282.29 | -1253.7212 | 335.9726 | Collinsville-Tesla 500 kV Line | Collinsville-Tesla 500 kV Line | Birds Landing-Contra Costa 230kV Line |  | 0 | 0 | 0 | 0 | 0 | 0 | 661.81 | 932.2038 | 335.9726 | Contra Costa- Windmaster 230 kV line | Contra Costa- Windmaster 230 kV line | Birds Landing-Contra Costa 230kV Line |  | 5 | 1 | YES | 2 | 1 | 1 | NO | 1
PG&E NGBA | Vaca Dixon | 230 | 0 | 0 | 0 | 0 | 0 | 0 | 0 | 0 | 0 | 0 | 0 | 0 | 0 | 0 | 0 | 0 | 0 | 0 | 0 | 0 | 0 | 0 | 0 | 0 | 0 | 0 | 0 | 0 | 0 | 0 | 0 | 0 | 0 | 0 | 0 | 0 | 0 | 0 | 0 | 1 | 0 | 0 | 0 | 0 | 0 | 0 | 0 | 0 | 0 | 0 | 0 | 0 | 0 | 1 | 1 | 0 | 0 | 0 | 0 | 0 | 0 | 0 | 0 | 0 | 0 | 0 | 1 | 0 | 0 | 0 | 0 | 0 | 0 | 0 | 0 | 0 | 0 | 0 | 0 | 0 | 0 | 0 | 0 | 0 | 0 | 0 | 0 | 0 | 0 | 0 | 0 | 0 | 0 | 0 | 0 | 0 | 0 | 0 |  | 0 | 0 | 0 | 0 | 0 | 0 | 0 | 0 | 0 | 0 | 0 | 0 | 0 | 0 | 0 | 0 | 0 | 0 | 0 | 0 | 0 | 0 | 0 | 0 | 0 | 160 | 300 | 0 | 0 | 1 | 3 | 0 | 1 | 0 | 0 | 0 | -2282.29 | -1253.7212 | 335.9726 | Collinsville-Tesla 500 kV Line | Collinsville-Tesla 500 kV Line | Birds Landing-Contra Costa 230kV Line |  | 0 | 0 | 0 | 0 | 0 | 0 | 661.81 | 932.2038 | 335.9726 | Contra Costa- Windmaster 230 kV line | Contra Costa- Windmaster 230 kV line | Birds Landing-Contra Costa 230kV Line |  | 5 | 1 | YES | 2 | 1 | 1 | NO | 1
PG&E NGBA | Vaca Dixon | 500 | 0 | 0 | 0 | 0 | 0 | 0 | 0 | 0 | 0 | 0 | 0 | 0 | 0 | 0 | 0 | 0 | 0 | 0 | 0 | 0 | 0 | 0 | 0 | 0 | 0 | 0 | 0 | 0 | 0 | 0 | 0 | 0 | 0 | 0 | 0 | 0 | 0 | 0 | 0 | 1 | 0 | 0 | 0 | 0 | 0 | 0 | 0 | 0 | 0 | 0 | 0 | 0 | 0 | 0 | 1 | 0 | 0 | 0 | 0 | 0 | 0 | 0 | 0 | 0 | 0 | 0 | 1 | 0 | 0 | 0 | 0 | 0 | 0 | 0 | 0 | 0 | 0 | 0 | 0 | 0 | 0 | 0 | 0 | 0 | 0 | 0 | 0 | 0 | 0 | 0 | 0 | 0 | 0 | 0 | 0 | 0 | 0 | 0 |  | 0 | 0 | 0 | 0 | 0 | 0 | 0 | 0 | 0 | 0 | 0 | 0 | 0 | 0 | 0 | 0 | 0 | 0 | 20 | 0 | 0 | 0 | 0 | 0 | 0 | 310 | 0 | 0 | 0 | 1 | 2 | 0 | 1 | 0 | 0 | 0 | -2282.29 | -1253.7212 | 335.9726 | Collinsville-Tesla 500 kV Line | Collinsville-Tesla 500 kV Line | Birds Landing-Contra Costa 230kV Line |  | 0 | 0 | 0 | 0 | 0 | 0 | 661.81 | 932.2038 | 335.9726 | Contra Costa- Windmaster 230 kV line | Contra Costa- Windmaster 230 kV line | Birds Landing-Contra Costa 230kV Line |  | 5 | 1 | YES | 2 | 1 | 1 | NO | 1
PG&E NGBA | Vaca Dixon | 60 | 0 | 0 | 0 | 0 | 0 | 0 | 0 | 0 | 0 | 0 | 0 | 0 | 0 | 0 | 0 | 0 | 0 | 0 | 0 | 0 | 0 | 0 | 0 | 0 | 0 | 0 | 0 | 0 | 0 | 0 | 0 | 0 | 0 | 0 | 0 | 0 | 0 | 0 | 0 | 1 | 0 | 0 | 0 | 0 | 0 | 0 | 0 | 0 | 0 | 0 | 0 | 0 | 0 | 1 | 1 | 1 | 0 | 0 | 0 | 0 | 0 | 0 | 0 | 0 | 0 | 0 | 1 | 0 | 0 | 0 | 0 | 0 | 0 | 0 | 0 | 0 | 0 | 0 | 0 | 0 | 0 | 0 | 0 | 0 | 0 | 0 | 0 | 0 | 0 | 0 | 0 | 0 | 0 | 0 | 0 | 0 | 0 | 0 |  | 0 | 0 | 0 | 0 | 0 | 0 | 0 | 0 | 0 | 0 | 0 | 0 | 0 | 0 | 0 | 0 | 0 | 0 | 0 | 0 | 0 | 0 | 0 | 0 | 0 | 0 | 0 | 0 | 0 | 0 | 3 | 0 | 1 | 0 | 0 | 0 | -2282.29 | -1253.7212 | 335.9726 | Collinsville-Tesla 500 kV Line | Collinsville-Tesla 500 kV Line | Birds Landing-Contra Costa 230kV Line |  | 0 | 0 | 0 | 0 | 0 | 0 | 661.81 | 932.2038 | 335.9726 | Contra Costa- Windmaster 230 kV line | Contra Costa- Windmaster 230 kV line | Birds Landing-Contra Costa 230kV Line |  | 5 | 1 | YES | 2 | 1 | 1 | NO | 1
SCE Eastern | Valley (SCE) | 500 | 0 | 0 | 0 | 0 | 0 | 0 | 0 | 0 | 0 | 0 | 0 | 0 | 0 | 0 | 0 | 0 | 0 | 0 | 0 | 1 | 0 | 1 | 0 | 0 | 0 | 0 | 0 | 0 | 0 | 0 | 0 | 0 | 0 | 0 | 0 | 0 | 0 | 0 | 0 | 0 | 0 | 0 | 0 | 0 | 0 | 0 | 0 | 0 | 0 | 0 | 0 | 0 | 0 | 0 | 0 | 0 | 0 | 0 | 0 | 0 | 0 | 0 | 0 | 0 | 0 | 0 | 0 | 0 | 0 | 0 | 0 | 0 | 0 | 0 | 0 | 0 | 0 | 0 | 0 | 0 | 0 | 0 | 0 | 0 | 0 | 0 | 0 | 0 | 0 | 0 | 0 | 0 | 0 | 0 | 0 | 0 | 0 | 1 |  | 0 | 0 | 0 | 0 | 0 | 0 | 0 | 0 | 0 | 0 | 0 | 640 | 0 | 0 | 1 | 0 | 0 | 0 | 0 | 0 | 0 | 0 | 0 | 0 | 0 | 300 | 950 | 0 | 0 | 1 | 0 | 2 | 0 | 0 | 0 | 0 | -1208.036 | 2259.6 | 6692.496 | Serrano-Alberhill-Valley Constraint | Etiwanda-Rancho Vista Constraint | Serrano-Alberhill-Valley Constraint |  | 0 | 2 | 0 | 0 | 0 | 0 | -1208.036 | 2259.6 | 6692.496 | Serrano-Alberhill-Valley Constraint | Etiwanda-Rancho Vista Constraint | Serrano-Alberhill-Valley Constraint |  | 4 | 4 | NO | 4 | 1 | 1 | NO | 1
EOP | Valley (VEA) | 138 | 0 | 0 | 0 | 0 | 0 | 0 | 0 | 0 | 0 | 0 | 0 | 0 | 0 | 0 | 0 | 0 | 0 | 0 | 0 | 0 | 0 | 0 | 1 | 1 | 1 | 0 | 0 | 0 | 0 | 0 | 0 | 0 | 0 | 0 | 0 | 0 | 0 | 0 | 0 | 0 | 0 | 0 | 0 | 0 | 0 | 0 | 0 | 0 | 0 | 0 | 0 | 0 | 0 | 0 | 0 | 0 | 0 | 0 | 0 | 0 | 0 | 0 | 0 | 0 | 0 | 0 | 0 | 0 | 0 | 0 | 0 | 0 | 0 | 0 | 0 | 0 | 0 | 0 | 0 | 0 | 0 | 0 | 0 | 0 | 0 | 0 | 0 | 0 | 0 | 0 | 0 | 0 | 0 | 0 | 0 | 0 | 0 | 2 |  | 0 | 0 | 0 | 0 | 0 | 0 | 0 | 0 | 0 | 0 | 0 | 0 | 0 | 0 | 0 | 0 | 0 | 0 | 0 | 0 | 0 | 0 | 0 | 0 | 0 | 0 | 0 | 0 | 0 | 0 | 1 | 0 | 1 | 0 | 0 | 1 | -5797.881 | -6339.828 | -5675.751 | Lugo - Victorville area constraint | Lugo - Victorville area constraint | Lugo - Victorville area constraint |  | 0 | 0 | 0 | 0 | 0 | 0 | 876.62 | 67.08 | 709.88 | Sloan Canyon - Eldorado 500 kV constraint | Sloan Canyon - Eldorado 500 kV constraint | GLW 230kV area constraint |  | 5 | 1 | YES | 2 | 4 | 1 | YES | 2
SDGE | Valley Center | 69 | 0 | 0 | 0 | 0 | 0 | 0 | 0 | 0 | 0 | 0 | 0 | 0 | 0 | 0 | 0 | 0 | 0 | 0 | 0 | 0 | 0 | 0 | 0 | 0 | 0 | 1 | 0 | 0 | 0 | 0 | 1 | 0 | 1 | 0 | 0 | 0 | 0 | 1 | 0 | 0 | 0 | 0 | 0 | 0 | 0 | 0 | 0 | 0 | 0 | 0 | 0 | 0 | 0 | 0 | 0 | 0 | 0 | 0 | 0 | 0 | 0 | 0 | 0 | 0 | 0 | 0 | 0 | 0 | 0 | 0 | 0 | 0 | 0 | 0 | 0 | 0 | 0 | 0 | 0 | 0 | 0 | 0 | 0 | 0 | 0 | 0 | 0 | 0 | 0 | 0 | 0 | 0 | 0 | 0 | 0 | 0 | 0 | 2 |  | 0 | 0 | 0 | 0 | 0 | 0 | 0 | 0 | 0 | 0 | 0 | 0 | 0 | 0 | 0 | 0 | 0 | 0 | 0 | 0 | 0 | 0 | 0 | 0 | 0 | 0 | 0 | 0 | 0 | 0 | 0 | 0 | 0 | 0 | 0 | 0 | 29.03 | 393.085 | 989.0814 | San Luis Rey-San Onofre 230 kV line constraint | San Luis Rey-San Onofre 230 kV line constraint | San Luis Rey-San Onofre 230 kV line constraint |  | 0 | 0 | 0 | 0 | 0 | 0 | 29.03 | 393.085 | 989.0814 | San Luis Rey-San Onofre 230 kV line constraint | San Luis Rey-San Onofre 230 kV line constraint | San Luis Rey-San Onofre 230 kV line constraint |  | 1 | 1 | NO | 1 | 1 | 1 | NO | 1
PG&E GBA | Valley Home | 115 | 0 | 0 | 0 | 0 | 0 | 0 | 0 | 0 | 0 | 0 | 0 | 0 | 0 | 0 | 0 | 0 | 0 | 0 | 0 | 0 | 0 | 0 | 0 | 0 | 0 | 0 | 0 | 0 | 0 | 0 | 0 | 0 | 0 | 0 | 0 | 0 | 0 | 0 | 0 | 0 | 0 | 0 | 0 | 0 | 0 | 1 | 0 | 0 | 0 | 0 | 0 | 0 | 0 | 0 | 0 | 1 | 0 | 0 | 0 | 1 | 0 | 0 | 0 | 1 | 0 | 0 | 0 | 0 | 0 | 0 | 0 | 0 | 0 | 0 | 0 | 0 | 0 | 0 | 0 | 0 | 0 | 0 | 0 | 0 | 0 | 0 | 0 | 0 | 0 | 0 | 0 | 0 | 0 | 0 | 0 | 0 | 0 | 0 |  | 0 | 0 | 0 | 0 | 0 | 0 | 0 | 0 | 0 | 0 | 0 | 0 | 0 | 0 | 0 | 0 | 0 | 0 | 0 | 0 | 0 | 0 | 0 | 0 | 0 | 0 | 0 | 0 | 0 | 0 | 1 | 0 | 1 | 0 | 0 | 0 | -614.49 | -339.66 | 283.632 | Tesla-Bellota 230 kV line | Bellota-Weber 230kV line | Tesla-Salado 115 kV line |  | 0 | 1 | 1 | 0 | 0 | 0 | -314.49 | -339.66 | 283.632 | Tesla-Bellota 230 kV line | Bellota-Weber 230kV line | Tesla-Salado 115 kV line |  | 5 | 5 | NO | 5 | 1 | 1 | NO | 1
PG&E GBA | Valley Springs | 230 | 0 | 0 | 0 | 0 | 0 | 0 | 0 | 0 | 0 | 0 | 0 | 0 | 0 | 0 | 0 | 0 | 0 | 0 | 0 | 0 | 0 | 0 | 0 | 0 | 0 | 0 | 0 | 0 | 0 | 0 | 0 | 0 | 0 | 0 | 0 | 0 | 0 | 0 | 0 | 0 | 0 | 0 | 0 | 0 | 0 | 1 | 0 | 0 | 0 | 0 | 0 | 0 | 0 | 0 | 0 | 0 | 0 | 0 | 0 | 1 | 1 | 0 | 0 | 0 | 0 | 0 | 0 | 0 | 0 | 0 | 0 | 0 | 0 | 0 | 0 | 0 | 0 | 0 | 0 | 0 | 0 | 0 | 0 | 0 | 0 | 1 | 0 | 0 | 0 | 0 | 0 | 0 | 0 | 0 | 0 | 0 | 0 | 1 |  | 0 | 0 | 0 | 0 | 0 | 0 | 0 | 0 | 0 | 0 | 0 | 0 | 0 | 0 | 0 | 0 | 0 | 0 | 0 | 0 | 0 | 0 | 0 | 0 | 0 | 0 | 0 | 0 | 0 | 0 | 1 | 0 | 1 | 0 | 0 | 0 | -614.49 | -339.66 | 1052.6198 | Tesla-Bellota 230 kV line | Bellota-Weber 230kV line | Bellota-Weber 230kV line |  | 0 | 1 | 1 | 0 | 0 | 0 | -314.49 | -339.66 | 1052.6198 | Tesla-Bellota 230 kV line | Bellota-Weber 230kV line | Bellota-Weber 230kV line |  | 5 | 5 | NO | 5 | 1 | 1 | NO | 1
PG&E GBA | Valley Springs | 60 | 0 | 0 | 0 | 0 | 0 | 0 | 0 | 0 | 0 | 0 | 0 | 0 | 0 | 0 | 0 | 0 | 0 | 0 | 0 | 0 | 0 | 0 | 0 | 0 | 0 | 0 | 0 | 0 | 0 | 0 | 0 | 0 | 0 | 0 | 0 | 0 | 0 | 0 | 0 | 0 | 0 | 0 | 0 | 0 | 0 | 1 | 0 | 0 | 0 | 0 | 0 | 0 | 0 | 0 | 0 | 0 | 0 | 0 | 0 | 1 | 1 | 0 | 0 | 0 | 0 | 0 | 0 | 0 | 0 | 0 | 0 | 0 | 0 | 0 | 0 | 0 | 0 | 0 | 0 | 0 | 0 | 0 | 0 | 0 | 0 | 0 | 0 | 0 | 0 | 0 | 0 | 0 | 0 | 0 | 0 | 0 | 0 | 0 |  | 0 | 0 | 0 | 0 | 0 | 0 | 0 | 0 | 0 | 0 | 0 | 0 | 0 | 0 | 0 | 0 | 0 | 0 | 0 | 0 | 0 | 0 | 0 | 0 | 0 | 0 | 0 | 0 | 0 | 0 | 1 | 0 | 1 | 0 | 0 | 0 | -614.49 | -339.66 | 1052.6198 | Tesla-Bellota 230 kV line | Bellota-Weber 230kV line | Bellota-Weber 230kV line |  | 0 | 1 | 1 | 0 | 0 | 0 | -314.49 | -339.66 | 1052.6198 | Tesla-Bellota 230 kV line | Bellota-Weber 230kV line | Bellota-Weber 230kV line |  | 5 | 5 | NO | 5 | 1 | 1 | NO | 1
EOP | Valley Switch | 138 | 0 | 0 | 0 | 0 | 0 | 0 | 0 | 0 | 0 | 0 | 0 | 0 | 0 | 0 | 0 | 0 | 0 | 0 | 0 | 0 | 0 | 0 | 1 | 1 | 1 | 0 | 0 | 0 | 0 | 0 | 0 | 0 | 0 | 0 | 0 | 0 | 0 | 0 | 0 | 0 | 0 | 0 | 0 | 0 | 0 | 0 | 0 | 0 | 0 | 0 | 0 | 0 | 0 | 0 | 0 | 0 | 0 | 0 | 0 | 0 | 0 | 0 | 0 | 0 | 0 | 0 | 0 | 0 | 0 | 0 | 0 | 0 | 0 | 0 | 0 | 0 | 0 | 0 | 0 | 0 | 0 | 0 | 0 | 0 | 0 | 0 | 0 | 0 | 0 | 0 | 0 | 0 | 0 | 0 | 0 | 0 | 0 | 2 |  | 0 | 0 | 0 | 0 | 0 | 0 | 0 | 0 | 0 | 0 | 0 | 0 | 0 | 0 | 0 | 0 | 0 | 0 | 0 | 0 | 0 | 0 | 0 | 0 | 0 | 0 | 0 | 0 | 0 | 0 | 1 | 0 | 1 | 0 | 0 | 1 | -5797.881 | -6339.828 | -5675.751 | Lugo - Victorville area constraint | Lugo - Victorville area constraint | Lugo - Victorville area constraint |  | 0 | 0 | 0 | 0 | 0 | 0 | 876.62 | 67.08 | 709.88 | Sloan Canyon - Eldorado 500 kV constraint | Sloan Canyon - Eldorado 500 kV constraint | GLW 230kV area constraint |  | 5 | 1 | YES | 2 | 4 | 1 | YES | 2
EOP | Valley Switch | 230 | 0 | 0 | 0 | 0 | 0 | 0 | 0 | 0 | 0 | 0 | 0 | 0 | 0 | 0 | 0 | 0 | 0 | 0 | 0 | 0 | 0 | 0 | 1 | 1 | 1 | 0 | 0 | 0 | 0 | 0 | 0 | 0 | 0 | 0 | 0 | 0 | 0 | 0 | 0 | 0 | 0 | 0 | 0 | 0 | 0 | 0 | 0 | 0 | 0 | 0 | 0 | 0 | 0 | 0 | 0 | 0 | 0 | 0 | 0 | 0 | 0 | 0 | 0 | 0 | 0 | 0 | 0 | 0 | 0 | 0 | 0 | 0 | 0 | 0 | 0 | 0 | 0 | 0 | 0 | 0 | 0 | 0 | 0 | 0 | 0 | 0 | 0 | 0 | 0 | 0 | 0 | 0 | 0 | 0 | 0 | 0 | 0 | 2 |  | 0 | 0 | 0 | 0 | 0 | 0 | 0 | 0 | 0 | 0 | 0 | 0 | 0 | 0 | 0 | 0 | 0 | 0 | 0 | 0 | 0 | 0 | 0 | 0 | 0 | 0 | 0 | 0 | 0 | 0 | 1 | 0 | 1 | 0 | 0 | 1 | -5797.881 | -6339.828 | -5675.751 | Lugo - Victorville area constraint | Lugo - Victorville area constraint | Lugo - Victorville area constraint |  | 0 | 0 | 0 | 0 | 0 | 0 | 876.62 | 67.08 | 709.88 | Sloan Canyon - Eldorado 500 kV constraint | Sloan Canyon - Eldorado 500 kV constraint | GLW 230kV area constraint |  | 5 | 1 | YES | 2 | 4 | 1 | YES | 2
PG&E GBA | Vasco | 230 | 0 | 0 | 0 | 0 | 0 | 0 | 0 | 0 | 0 | 0 | 0 | 0 | 0 | 0 | 0 | 0 | 0 | 0 | 0 | 0 | 0 | 0 | 0 | 0 | 0 | 0 | 0 | 0 | 0 | 0 | 0 | 0 | 0 | 0 | 0 | 0 | 0 | 0 | 0 | 1 | 0 | 0 | 0 | 0 | 0 | 0 | 0 | 0 | 0 | 0 | 0 | 0 | 0 | 0 | 0 | 1 | 0 | 0 | 0 | 1 | 0 | 0 | 0 | 0 | 0 | 0 | 1 | 0 | 0 | 0 | 0 | 0 | 0 | 0 | 0 | 0 | 0 | 0 | 0 | 0 | 0 | 0 | 0 | 0 | 0 | 0 | 0 | 0 | 0 | 0 | 0 | 0 | 0 | 0 | 0 | 0 | 0 | 0 |  | 0 | 0 | 0 | 0 | 0 | 0 | 0 | 0 | 0 | 0 | 0 | 0 | 0 | 0 | 0 | 0 | 0 | 0 | 0 | 0 | 0 | 0 | 0 | 0 | 0 | 0 | 0 | 0 | 0 | 0 | 3 | 0 | 1 | 0 | 0 | 0 | -2282.29 | -1253.7212 | 335.9726 | Collinsville-Tesla 500 kV Line | Collinsville-Tesla 500 kV Line | Birds Landing-Contra Costa 230kV Line |  | 0 | 1 | 0 | 0 | 0 | 0 | -314.49 | 1447.6438 | 335.9726 | Tesla-Bellota 230 kV line | Tesla-Bellota 230 kV line | Birds Landing-Contra Costa 230kV Line |  | 5 | 4 | YES | 4 | 1 | 1 | NO | 1
PG&E GBA | Vasona | 230 | 0 | 0 | 0 | 0 | 0 | 0 | 0 | 0 | 0 | 0 | 0 | 0 | 0 | 0 | 0 | 0 | 0 | 0 | 0 | 0 | 0 | 0 | 0 | 0 | 0 | 0 | 0 | 0 | 0 | 0 | 0 | 0 | 0 | 0 | 0 | 0 | 0 | 0 | 0 | 0 | 0 | 0 | 0 | 0 | 0 | 0 | 0 | 0 | 0 | 0 | 0 | 0 | 1 | 0 | 0 | 0 | 0 | 0 | 0 | 1 | 0 | 0 | 0 | 0 | 0 | 0 | 0 | 0 | 0 | 0 | 0 | 0 | 0 | 0 | 0 | 0 | 0 | 0 | 0 | 0 | 0 | 0 | 0 | 0 | 0 | 0 | 0 | 0 | 0 | 0 | 0 | 0 | 0 | 0 | 0 | 0 | 1 | 1 |  | 0 | 0 | 0 | 0 | 0 | 0 | 0 | 0 | 0 | 0 | 0 | 0 | 0 | 0 | 0 | 0 | 0 | 0 | 0 | 0 | 0 | 0 | 0 | 0 | 0 | 0 | 0 | 0 | 0 | 0 | 1 | 0 | 0 | 0 | 0 | 0 | -614.49 | 1147.6438 | 1144.2952 | Tesla-Bellota 230 kV line | Tesla-Bellota 230 kV line | Tesla-Bellota 230 kV line |  | 0 | 1 | 0 | 0 | 0 | 0 | -314.49 | 1265.082 | 1144.2952 | Tesla-Bellota 230 kV line | NEW-Metcalf-Mosslanding 500kV | Tesla-Bellota 230 kV line |  | 5 | 4 | YES | 4 | 1 | 1 | NO | 1
SCE Northern | Vestal | 230 | 1 | 0 | 1 | 0 | 0 | 1 | 1 | 0 | 0 | 0 | 0 | 0 | 0 | 0 | 0 | 0 | 0 | 0 | 0 | 0 | 0 | 0 | 0 | 0 | 0 | 0 | 0 | 0 | 0 | 0 | 0 | 0 | 0 | 0 | 0 | 0 | 0 | 0 | 0 | 0 | 0 | 0 | 0 | 0 | 0 | 0 | 0 | 0 | 0 | 0 | 0 | 0 | 0 | 0 | 0 | 0 | 0 | 0 | 0 | 0 | 0 | 0 | 0 | 0 | 0 | 0 | 0 | 0 | 0 | 0 | 0 | 0 | 0 | 0 | 0 | 0 | 0 | 0 | 0 | 0 | 0 | 0 | 0 | 0 | 0 | 0 | 0 | 0 | 0 | 0 | 0 | 0 | 0 | 0 | 0 | 0 | 0 | 0 |  | 0 | 0 | 0 | 0 | 0 | 0 | 0 | 0 | 0 | 300 | 0 | 180 | 0 | 0 | 1 | 0 | 0 | 0 | 0 | 0 | 0 | 0 | 0 | 0 | 392 | 50 | 230 | 0 | 0 | 1 | 0 | 0 | 2 | 0 | 0 | 0 | 142.98 | -460.18 | 1529.06 | North of Magunden Constraint | Antelope-Vincent Constraint | North of Magunden Constraint |  | 0 | 0 | 2 | 0 | 0 | 0 | 142.98 | -460.18 | 1529.06 | North of Magunden Constraint | Antelope-Vincent Constraint | North of Magunden Constraint |  | 5 | 5 | NO | 5 | 1 | 1 | NO | 1
SCE Northern | Vestal | 66 | 1 | 0 | 1 | 0 | 0 | 1 | 1 | 0 | 0 | 0 | 0 | 0 | 0 | 0 | 0 | 0 | 0 | 0 | 0 | 0 | 0 | 0 | 0 | 0 | 0 | 0 | 0 | 0 | 0 | 0 | 0 | 0 | 0 | 0 | 0 | 0 | 0 | 0 | 0 | 0 | 0 | 0 | 0 | 0 | 0 | 0 | 0 | 0 | 0 | 0 | 0 | 0 | 0 | 0 | 0 | 0 | 0 | 0 | 0 | 0 | 0 | 0 | 0 | 0 | 0 | 0 | 0 | 0 | 0 | 0 | 0 | 0 | 0 | 0 | 0 | 0 | 0 | 0 | 0 | 0 | 0 | 0 | 0 | 0 | 0 | 0 | 0 | 0 | 0 | 0 | 0 | 0 | 0 | 0 | 0 | 0 | 0 | 0 |  | 0 | 0 | 0 | 0 | 0 | 0 | 0 | 0 | 0 | 0 | 0 | 80 | 0 | 0 | 1 | 0 | 0 | 0 | 0 | 0 | 0 | 0 | 0 | 0 | 0 | 0 | 80 | 0 | 0 | 1 | 0 | 0 | 2 | 0 | 0 | 0 | 142.98 | -460.18 | 1529.06 | North of Magunden Constraint | Antelope-Vincent Constraint | North of Magunden Constraint |  | 0 | 0 | 2 | 0 | 0 | 0 | 142.98 | -460.18 | 1529.06 | North of Magunden Constraint | Antelope-Vincent Constraint | North of Magunden Constraint |  | 5 | 5 | NO | 5 | 1 | 1 | NO | 1
SCE NOL | Victor | 115 | 0 | 0 | 0 | 0 | 0 | 0 | 0 | 0 | 0 | 0 | 0 | 0 | 1 | 1 | 0 | 0 | 0 | 0 | 0 | 0 | 0 | 0 | 0 | 0 | 0 | 0 | 0 | 0 | 0 | 0 | 0 | 0 | 0 | 0 | 0 | 0 | 0 | 0 | 0 | 0 | 0 | 0 | 0 | 0 | 0 | 0 | 0 | 0 | 0 | 0 | 0 | 0 | 0 | 0 | 0 | 0 | 0 | 0 | 0 | 0 | 0 | 0 | 0 | 0 | 0 | 0 | 0 | 0 | 0 | 0 | 0 | 0 | 0 | 0 | 0 | 0 | 0 | 0 | 0 | 0 | 0 | 0 | 0 | 0 | 0 | 0 | 0 | 0 | 0 | 0 | 0 | 0 | 0 | 0 | 0 | 0 | 0 | 2 |  | 0 | 0 | 0 | 0 | 0 | 0 | 0 | 0 | 0 | 0 | 0 | 0 | 0 | 0 | 0 | 0 | 0 | 0 | 0 | 0 | 0 | 0 | 0 | 7 | 0 | 0 | 0 | 0 | 0 | 1 | 0 | 0 | 0 | 0 | 0 | 0 | 169.82 | 450.9 | 1960.144 | Lugo Transformer Area Constraint | Lugo Transformer Area Constraint | Victor to Lugo Area Constraint |  | 0 | 0 | 0 | 0 | 0 | 0 | 169.82 | 450.9 | 1960.144 | Lugo Transformer Area Constraint | Lugo Transformer Area Constraint | Victor to Lugo Area Constraint |  | 1 | 1 | NO | 1 | 1 | 1 | NO | 1
SCE NOL | Victor | 230 | 0 | 0 | 0 | 0 | 0 | 0 | 0 | 0 | 0 | 0 | 0 | 0 | 1 | 1 | 0 | 0 | 0 | 0 | 0 | 0 | 0 | 0 | 0 | 0 | 0 | 0 | 0 | 0 | 0 | 0 | 0 | 0 | 0 | 0 | 0 | 0 | 0 | 0 | 0 | 0 | 0 | 0 | 0 | 0 | 0 | 0 | 0 | 0 | 0 | 0 | 0 | 0 | 0 | 0 | 0 | 0 | 0 | 0 | 0 | 0 | 0 | 0 | 0 | 0 | 0 | 0 | 0 | 0 | 0 | 0 | 0 | 0 | 0 | 0 | 0 | 0 | 0 | 0 | 0 | 0 | 0 | 0 | 0 | 0 | 0 | 0 | 0 | 0 | 0 | 0 | 0 | 0 | 0 | 0 | 0 | 0 | 0 | 2 |  | 0 | 0 | 0 | 0 | 0 | 0 | 0 | 0 | 5 | 0 | 0 | 0 | 0 | 0 | 1 | 0 | 0 | 0 | 0 | 0 | 0 | 0 | 0 | 5 | 0 | 0 | 53.5 | 0 | 0 | 1 | 0 | 0 | 0 | 0 | 0 | 0 | 169.82 | 450.9 | 1960.144 | Lugo Transformer Area Constraint | Lugo Transformer Area Constraint | Victor to Lugo Area Constraint |  | 0 | 0 | 0 | 0 | 0 | 0 | 169.82 | 450.9 | 1960.144 | Lugo Transformer Area Constraint | Lugo Transformer Area Constraint | Victor to Lugo Area Constraint |  | 1 | 1 | NO | 1 | 1 | 1 | NO | 1
SCE Metro | Viejo | 230 | 0 | 0 | 0 | 0 | 0 | 0 | 0 | 0 | 0 | 1 | 0 | 0 | 0 | 0 | 0 | 0 | 0 | 0 | 0 | 0 | 0 | 0 | 0 | 0 | 0 | 0 | 0 | 0 | 0 | 0 | 0 | 0 | 0 | 0 | 0 | 0 | 0 | 0 | 0 | 0 | 0 | 0 | 0 | 0 | 0 | 0 | 0 | 0 | 0 | 0 | 0 | 0 | 0 | 0 | 0 | 0 | 0 | 0 | 0 | 0 | 0 | 0 | 0 | 0 | 0 | 0 | 0 | 0 | 0 | 0 | 0 | 0 | 0 | 0 | 0 | 0 | 0 | 0 | 0 | 0 | 0 | 0 | 0 | 0 | 0 | 0 | 0 | 0 | 0 | 0 | 0 | 0 | 0 | 0 | 0 | 0 | 0 | 0 |  | 0 | 0 | 0 | 0 | 0 | 0 | 0 | 0 | 0 | 0 | 0 | 0 | 0 | 0 | 0 | 0 | 0 | 0 | 0 | 0 | 0 | 0 | 0 | 0 | 0 | 0 | 0 | 0 | 0 | 0 | 0 | 0 | 0 | 0 | 0 | 0 | 2097.6988 | 6824.058 | 19009.2611 | SCE Metro Area Default Constraint | SCE Metro Area Default Constraint | SCE Metro Area Default Constraint |  | 0 | 0 | 0 | 0 | 0 | 0 | 2097.6988 | 6824.058 | 19009.2611 | SCE Metro Area Default Constraint | SCE Metro Area Default Constraint | SCE Metro Area Default Constraint |  | 1 | 1 | NO | 1 | 1 | 1 | NO | 1
PG&E GBA | Vierra | 115 | 0 | 0 | 0 | 0 | 0 | 0 | 0 | 0 | 0 | 0 | 0 | 0 | 0 | 0 | 0 | 0 | 0 | 0 | 0 | 0 | 0 | 0 | 0 | 0 | 0 | 0 | 0 | 0 | 0 | 0 | 0 | 0 | 0 | 0 | 0 | 0 | 0 | 0 | 0 | 0 | 0 | 0 | 0 | 0 | 0 | 1 | 0 | 0 | 0 | 0 | 0 | 0 | 0 | 0 | 0 | 1 | 0 | 1 | 0 | 1 | 0 | 0 | 0 | 0 | 0 | 1 | 0 | 0 | 0 | 0 | 0 | 0 | 0 | 0 | 0 | 0 | 0 | 0 | 0 | 0 | 0 | 0 | 0 | 0 | 0 | 0 | 0 | 0 | 0 | 0 | 0 | 0 | 0 | 0 | 0 | 0 | 0 | 0 |  | 0 | 0 | 0 | 0 | 0 | 0 | 0 | 0 | 0 | 0 | 0 | 0 | 0 | 0 | 0 | 0 | 0 | 0 | 0 | 0 | 0 | 0 | 0 | 2.975 | 0 | 0 | 92 | 0 | 0 | 1 | 1 | 0 | 1 | 0 | 0 | 0 | -614.49 | -339.66 | 672.109 | Tesla-Bellota 230 kV line | Bellota-Weber 230kV line | Kasson Jct-Heinz 115 kV line |  | 0 | 1 | 1 | 0 | 0 | 0 | -314.49 | -339.66 | 672.109 | Tesla-Bellota 230 kV line | Bellota-Weber 230kV line | Kasson Jct-Heinz 115 kV line |  | 5 | 5 | NO | 5 | 1 | 1 | NO | 1
SCE Metro | Villa Park | 230 | 0 | 0 | 0 | 0 | 0 | 0 | 0 | 0 | 0 | 1 | 0 | 0 | 0 | 0 | 0 | 0 | 0 | 0 | 0 | 0 | 0 | 0 | 0 | 0 | 0 | 0 | 0 | 0 | 0 | 0 | 0 | 0 | 0 | 0 | 0 | 0 | 0 | 0 | 0 | 0 | 0 | 0 | 0 | 0 | 0 | 0 | 0 | 0 | 0 | 0 | 0 | 0 | 0 | 0 | 0 | 0 | 0 | 0 | 0 | 0 | 0 | 0 | 0 | 0 | 0 | 0 | 0 | 0 | 0 | 0 | 0 | 0 | 0 | 0 | 0 | 0 | 0 | 0 | 0 | 0 | 0 | 0 | 0 | 0 | 0 | 0 | 0 | 0 | 0 | 0 | 0 | 0 | 0 | 0 | 0 | 0 | 0 | 0 |  | 0 | 0 | 0 | 0 | 0 | 0 | 0 | 0 | 0 | 0 | 0 | 0 | 0 | 0 | 0 | 0 | 0 | 0 | 0 | 0 | 0 | 0 | 0 | 0 | 0 | 0 | 0 | 305.5 | 0 | 1 | 0 | 0 | 0 | 0 | 0 | 0 | 2097.6988 | 6824.058 | 19009.2611 | SCE Metro Area Default Constraint | SCE Metro Area Default Constraint | SCE Metro Area Default Constraint |  | 0 | 0 | 0 | 0 | 0 | 0 | 2097.6988 | 6824.058 | 19009.2611 | SCE Metro Area Default Constraint | SCE Metro Area Default Constraint | SCE Metro Area Default Constraint |  | 1 | 1 | NO | 1 | 1 | 1 | NO | 1
SCE Northern | Vincent | 230 | 0 | 1 | 0 | 0 | 0 | 0 | 0 | 0 | 0 | 0 | 0 | 0 | 0 | 0 | 0 | 0 | 0 | 0 | 0 | 0 | 0 | 0 | 0 | 0 | 0 | 0 | 0 | 0 | 0 | 0 | 0 | 0 | 0 | 0 | 0 | 0 | 0 | 0 | 0 | 0 | 0 | 0 | 0 | 0 | 0 | 0 | 0 | 0 | 0 | 0 | 0 | 0 | 0 | 0 | 0 | 0 | 0 | 0 | 0 | 0 | 0 | 0 | 0 | 0 | 0 | 0 | 0 | 0 | 0 | 0 | 0 | 0 | 0 | 0 | 0 | 0 | 0 | 0 | 0 | 0 | 0 | 0 | 0 | 0 | 0 | 0 | 0 | 0 | 0 | 0 | 0 | 0 | 0 | 0 | 0 | 0 | 0 | 0 |  | 0 | 0 | 0 | 0 | 0 | 0 | 0 | 0 | 0 | 0 | 0 | 340 | 0 | 0 | 1 | 0 | 0 | 0 | 0 | 0 | 0 | 0 | 0 | 0 | 0 | 0 | 399 | 0 | 200 | 1 | 0 | 0 | 0 | 0 | 0 | 0 | 2075.68 | 1529.14 | 8702.94 | Vincent-Lugo Constraint | Vincent-Lugo Constraint | Vincent-Lugo Constraint |  | 0 | 0 | 0 | 0 | 0 | 0 | 2075.68 | 1529.14 | 8702.94 | Vincent-Lugo Constraint | Vincent-Lugo Constraint | Vincent-Lugo Constraint |  | 1 | 1 | NO | 1 | 1 | 1 | NO | 1
SCE Northern | Vincent | 500 | 0 | 1 | 0 | 0 | 0 | 0 | 0 | 0 | 0 | 0 | 0 | 0 | 0 | 0 | 0 | 0 | 0 | 0 | 0 | 0 | 0 | 0 | 0 | 0 | 0 | 0 | 0 | 0 | 0 | 0 | 0 | 0 | 0 | 0 | 0 | 0 | 0 | 0 | 0 | 0 | 0 | 0 | 0 | 0 | 0 | 0 | 0 | 0 | 0 | 0 | 0 | 0 | 0 | 0 | 0 | 0 | 0 | 0 | 0 | 0 | 0 | 0 | 0 | 0 | 0 | 0 | 0 | 0 | 0 | 0 | 0 | 0 | 0 | 0 | 0 | 0 | 0 | 0 | 0 | 0 | 0 | 0 | 0 | 0 | 0 | 0 | 0 | 0 | 0 | 0 | 0 | 0 | 0 | 0 | 0 | 0 | 0 | 0 |  | 0 | 0 | 0 | 0 | 0 | 0 | 0 | 0 | 0 | 0 | 0 | 0 | 0 | 0 | 0 | 0 | 0 | 0 | 0 | 0 | 0 | 0 | 0 | 0 | 0 | 0 | 0 | 0 | 200 | 1 | 0 | 0 | 0 | 0 | 0 | 0 | 2075.68 | 1529.14 | 8702.94 | Vincent-Lugo Constraint | Vincent-Lugo Constraint | Vincent-Lugo Constraint |  | 0 | 0 | 0 | 0 | 0 | 0 | 2075.68 | 1529.14 | 8702.94 | Vincent-Lugo Constraint | Vincent-Lugo Constraint | Vincent-Lugo Constraint |  | 1 | 1 | NO | 1 | 1 | 1 | NO | 1
PG&E GBA | Vineyard | 230 | 0 | 0 | 0 | 0 | 0 | 0 | 0 | 0 | 0 | 0 | 0 | 0 | 0 | 0 | 0 | 0 | 0 | 0 | 0 | 0 | 0 | 0 | 0 | 0 | 0 | 0 | 0 | 0 | 0 | 0 | 0 | 0 | 0 | 0 | 0 | 0 | 0 | 0 | 0 | 1 | 0 | 0 | 0 | 0 | 0 | 0 | 0 | 0 | 0 | 0 | 0 | 0 | 0 | 0 | 0 | 1 | 0 | 0 | 0 | 1 | 0 | 0 | 0 | 0 | 0 | 0 | 1 | 0 | 0 | 0 | 0 | 0 | 0 | 0 | 0 | 0 | 0 | 0 | 0 | 0 | 0 | 0 | 0 | 0 | 0 | 0 | 0 | 0 | 0 | 0 | 0 | 0 | 0 | 0 | 0 | 0 | 0 | 0 |  | 0 | 0 | 0 | 0 | 0 | 0 | 0 | 0 | 0 | 0 | 0 | 0 | 0 | 0 | 0 | 0 | 0 | 0 | 0 | 0 | 0 | 0 | 0 | 0 | 0 | 0 | 0 | 0 | 0 | 0 | 3 | 0 | 1 | 0 | 0 | 0 | -2282.29 | -1253.7212 | 335.9726 | Collinsville-Tesla 500 kV Line | Collinsville-Tesla 500 kV Line | Birds Landing-Contra Costa 230kV Line |  | 0 | 1 | 0 | 0 | 0 | 0 | -314.49 | 1447.6438 | 335.9726 | Tesla-Bellota 230 kV line | Tesla-Bellota 230 kV line | Birds Landing-Contra Costa 230kV Line |  | 5 | 4 | YES | 4 | 1 | 1 | NO | 1
SDGE | Vineyard | 69 | 0 | 0 | 0 | 0 | 0 | 0 | 0 | 0 | 0 | 0 | 0 | 0 | 0 | 0 | 0 | 0 | 0 | 0 | 0 | 0 | 0 | 0 | 0 | 0 | 0 | 0 | 0 | 0 | 0 | 0 | 1 | 0 | 1 | 0 | 0 | 0 | 1 | 0 | 0 | 0 | 0 | 0 | 0 | 0 | 0 | 0 | 0 | 0 | 0 | 0 | 0 | 0 | 0 | 0 | 0 | 0 | 0 | 0 | 0 | 0 | 0 | 0 | 0 | 0 | 0 | 0 | 0 | 0 | 0 | 0 | 0 | 0 | 0 | 0 | 0 | 0 | 0 | 0 | 0 | 0 | 0 | 0 | 0 | 0 | 0 | 0 | 0 | 0 | 0 | 0 | 0 | 0 | 0 | 0 | 0 | 0 | 0 | 3 |  | 0 | 0 | 0 | 0 | 0 | 0 | 0 | 0 | 0 | 0 | 0 | 0 | 0 | 0 | 0 | 0 | 0 | 0 | 0 | 0 | 0 | 0 | 0 | 0 | 0 | 0 | 0 | 0 | 0 | 0 | 0 | 0 | 0 | 0 | 0 | 0 | 29.03 | 393.085 | 989.0814 | San Luis Rey-San Onofre 230 kV line constraint | San Luis Rey-San Onofre 230 kV line constraint | San Luis Rey-San Onofre 230 kV line constraint |  | 0 | 0 | 0 | 0 | 0 | 0 | 29.03 | 393.085 | 989.0814 | San Luis Rey-San Onofre 230 kV line constraint | San Luis Rey-San Onofre 230 kV line constraint | San Luis Rey-San Onofre 230 kV line constraint |  | 1 | 1 | NO | 1 | 1 | 1 | NO | 1
SCE Eastern | Vista (SCE) | 230 | 0 | 0 | 0 | 0 | 0 | 0 | 0 | 0 | 0 | 0 | 0 | 0 | 0 | 0 | 0 | 0 | 0 | 0 | 0 | 1 | 0 | 1 | 0 | 0 | 0 | 0 | 0 | 0 | 0 | 0 | 0 | 0 | 0 | 0 | 0 | 0 | 0 | 0 | 0 | 0 | 0 | 0 | 0 | 0 | 0 | 0 | 0 | 0 | 0 | 0 | 0 | 0 | 0 | 0 | 0 | 0 | 0 | 0 | 0 | 0 | 0 | 0 | 0 | 0 | 0 | 0 | 0 | 0 | 0 | 0 | 0 | 0 | 0 | 0 | 0 | 0 | 0 | 0 | 0 | 0 | 0 | 0 | 0 | 0 | 0 | 0 | 0 | 0 | 0 | 0 | 0 | 0 | 0 | 0 | 0 | 0 | 0 | 1 |  | 0 | 0 | 0 | 0 | 0 | 0 | 0 | 0 | 0 | 0 | 0 | 0 | 0 | 0 | 0 | 0 | 0 | 0 | 0 | 0 | 0 | 0 | 0 | 0 | 0 | 0 | 0 | 0 | 0 | 0 | 0 | 2 | 0 | 0 | 0 | 0 | -1208.036 | 2259.6 | 6692.496 | Serrano-Alberhill-Valley Constraint | Etiwanda-Rancho Vista Constraint | Serrano-Alberhill-Valley Constraint |  | 0 | 2 | 0 | 0 | 0 | 0 | -1208.036 | 2259.6 | 6692.496 | Serrano-Alberhill-Valley Constraint | Etiwanda-Rancho Vista Constraint | Serrano-Alberhill-Valley Constraint |  | 4 | 4 | NO | 4 | 1 | 1 | NO | 1
EOP | Vista (VEA) | 138 | 0 | 0 | 0 | 0 | 0 | 0 | 0 | 0 | 0 | 0 | 0 | 0 | 0 | 0 | 0 | 0 | 0 | 0 | 0 | 0 | 0 | 0 | 1 | 1 | 1 | 0 | 0 | 0 | 0 | 0 | 0 | 0 | 0 | 0 | 0 | 0 | 0 | 0 | 0 | 0 | 0 | 0 | 0 | 0 | 0 | 0 | 0 | 0 | 0 | 0 | 0 | 0 | 0 | 0 | 0 | 0 | 0 | 0 | 0 | 0 | 0 | 0 | 0 | 0 | 0 | 0 | 0 | 0 | 0 | 0 | 0 | 0 | 0 | 0 | 0 | 0 | 0 | 0 | 0 | 0 | 0 | 0 | 0 | 0 | 0 | 0 | 0 | 0 | 0 | 0 | 0 | 0 | 0 | 0 | 0 | 0 | 0 | 2 |  | 0 | 0 | 0 | 0 | 0 | 0 | 0 | 0 | 0 | 0 | 0 | 0 | 0 | 0 | 0 | 0 | 0 | 0 | 0 | 0 | 0 | 0 | 0 | 0 | 0 | 0 | 0 | 0 | 0 | 0 | 1 | 0 | 1 | 0 | 0 | 1 | -5797.881 | -6339.828 | -5675.751 | Lugo - Victorville area constraint | Lugo - Victorville area constraint | Lugo - Victorville area constraint |  | 0 | 0 | 0 | 0 | 0 | 0 | 876.62 | 67.08 | 709.88 | Sloan Canyon - Eldorado 500 kV constraint | Sloan Canyon - Eldorado 500 kV constraint | GLW 230kV area constraint |  | 5 | 1 | YES | 2 | 4 | 1 | YES | 2
EOP | Vista (VEA) | 230 | 0 | 0 | 0 | 0 | 0 | 0 | 0 | 0 | 0 | 0 | 0 | 0 | 0 | 0 | 0 | 0 | 0 | 0 | 0 | 0 | 0 | 0 | 1 | 1 | 1 | 0 | 0 | 0 | 0 | 0 | 0 | 0 | 0 | 0 | 0 | 0 | 0 | 0 | 0 | 0 | 0 | 0 | 0 | 0 | 0 | 0 | 0 | 0 | 0 | 0 | 0 | 0 | 0 | 0 | 0 | 0 | 0 | 0 | 0 | 0 | 0 | 0 | 0 | 0 | 0 | 0 | 0 | 0 | 0 | 0 | 0 | 0 | 0 | 0 | 0 | 0 | 0 | 0 | 0 | 0 | 0 | 0 | 0 | 0 | 0 | 0 | 0 | 0 | 0 | 0 | 0 | 0 | 0 | 0 | 0 | 0 | 0 | 2 |  | 0 | 0 | 0 | 0 | 0 | 0 | 0 | 0 | 0 | 0 | 0 | 0 | 0 | 0 | 0 | 0 | 0 | 0 | 0 | 0 | 0 | 0 | 0 | 0 | 200 | 0 | 0 | 0 | 0 | 1 | 1 | 0 | 1 | 0 | 0 | 1 | -5797.881 | -6339.828 | -5675.751 | Lugo - Victorville area constraint | Lugo - Victorville area constraint | Lugo - Victorville area constraint |  | 0 | 0 | 0 | 0 | 0 | 0 | 876.62 | 67.08 | 709.88 | Sloan Canyon - Eldorado 500 kV constraint | Sloan Canyon - Eldorado 500 kV constraint | GLW 230kV area constraint |  | 5 | 1 | YES | 2 | 4 | 1 | YES | 2
PG&E FRESNO | Wahtoke | 115 | 0 | 0 | 0 | 0 | 0 | 0 | 0 | 0 | 0 | 0 | 0 | 0 | 0 | 0 | 0 | 0 | 0 | 0 | 0 | 0 | 0 | 0 | 0 | 0 | 0 | 0 | 0 | 0 | 0 | 0 | 0 | 0 | 0 | 0 | 0 | 0 | 0 | 0 | 0 | 0 | 0 | 0 | 0 | 0 | 0 | 0 | 0 | 0 | 0 | 0 | 0 | 0 | 0 | 0 | 0 | 0 | 0 | 0 | 0 | 0 | 0 | 0 | 0 | 0 | 0 | 0 | 0 | 0 | 1 | 0 | 0 | 0 | 0 | 0 | 0 | 0 | 0 | 0 | 0 | 1 | 0 | 1 | 0 | 1 | 0 | 1 | 0 | 0 | 0 | 0 | 0 | 0 | 0 | 0 | 0 | 0 | 0 | 1 |  | 0 | 0 | 0 | 0 | 0 | 0 | 0 | 0 | 0 | 0 | 0 | 0 | 0 | 0 | 0 | 0 | 0 | 0 | 0 | 0 | 0 | 0 | 0 | 0 | 0 | 0 | 0 | 0 | 0 | 0 | 2 | 0 | 3 | 0 | 1 | 0 | -570.55 | -3180.532 | -2164.4302 | Chowchilla-Le grand 115kV Line | Gates 500/230kV TB #11 | Gates 500/230kV TB #11 |  | 0 | 0 | 0 | 0 | 0 | 0 | 640.45 | 472.67 | 299.0988 | Chowchilla-Le grand 115kV Line | Gates-Arco 230 kV Line | Gates-Arco 230 kV Line |  | 5 | 1 | YES | 2 | 5 | 1 | YES | 2
SCE Northern | Wakefield | 66 | 0 | 0 | 1 | 0 | 1 | 0 | 0 | 0 | 0 | 0 | 0 | 0 | 0 | 0 | 0 | 0 | 0 | 0 | 0 | 0 | 0 | 0 | 0 | 0 | 1 | 0 | 0 | 0 | 0 | 0 | 0 | 0 | 0 | 0 | 0 | 0 | 0 | 0 | 0 | 0 | 0 | 0 | 0 | 0 | 0 | 0 | 0 | 0 | 0 | 0 | 0 | 0 | 0 | 0 | 0 | 0 | 0 | 0 | 0 | 0 | 0 | 0 | 0 | 0 | 0 | 0 | 0 | 0 | 0 | 0 | 0 | 0 | 0 | 0 | 0 | 0 | 0 | 0 | 0 | 0 | 0 | 0 | 0 | 0 | 0 | 0 | 0 | 0 | 0 | 0 | 0 | 0 | 0 | 0 | 0 | 0 | 0 | 0 |  | 0 | 0 | 0 | 0 | 0 | 0 | 0 | 0 | 0 | 0 | 0 | 30 | 0 | 0 | 1 | 0 | 0 | 0 | 0 | 0 | 0 | 0 | 0 | 0 | 140 | 0 | 60 | 0 | 100 | 1 | 1 | 0 | 1 | 0 | 0 | 1 | -5797.881 | -6339.828 | -5675.751 | Lugo - Victorville area constraint | Lugo - Victorville area constraint | Lugo - Victorville area constraint |  | 0 | 0 | 0 | 0 | 0 | 0 | 355.8 | 460.172 | 1124.249 | Moorpark-Pardee Constraint | Lugo - Victorville area constraint | Lugo - Victorville area constraint |  | 5 | 1 | YES | 2 | 4 | 1 | YES | 2
SCE Metro | Walnut | 230 | 0 | 0 | 0 | 0 | 0 | 0 | 0 | 0 | 0 | 1 | 0 | 0 | 0 | 0 | 0 | 0 | 0 | 0 | 0 | 0 | 0 | 0 | 0 | 0 | 0 | 0 | 0 | 0 | 0 | 0 | 0 | 0 | 0 | 0 | 0 | 0 | 0 | 0 | 0 | 0 | 0 | 0 | 0 | 0 | 0 | 0 | 0 | 0 | 0 | 0 | 0 | 0 | 0 | 0 | 0 | 0 | 0 | 0 | 0 | 0 | 0 | 0 | 0 | 0 | 0 | 0 | 0 | 0 | 0 | 0 | 0 | 0 | 0 | 0 | 0 | 0 | 0 | 0 | 0 | 0 | 0 | 0 | 0 | 0 | 0 | 0 | 0 | 0 | 0 | 0 | 0 | 0 | 0 | 0 | 0 | 0 | 0 | 0 |  | 0 | 0 | 0 | 0 | 0 | 0 | 0 | 0 | 0 | 0 | 0 | 0 | 0 | 0 | 0 | 0 | 0 | 0 | 0 | 0 | 0 | 0 | 0 | 0 | 0 | 0 | 400 | 0 | 0 | 1 | 0 | 0 | 0 | 0 | 0 | 0 | 2097.6988 | 6824.058 | 19009.2611 | SCE Metro Area Default Constraint | SCE Metro Area Default Constraint | SCE Metro Area Default Constraint |  | 0 | 0 | 0 | 0 | 0 | 0 | 2097.6988 | 6824.058 | 19009.2611 | SCE Metro Area Default Constraint | SCE Metro Area Default Constraint | SCE Metro Area Default Constraint |  | 1 | 1 | NO | 1 | 1 | 1 | NO | 1
SCE Northern | Warne | 230 | 0 | 0 | 1 | 0 | 0 | 0 | 1 | 0 | 0 | 0 | 0 | 0 | 0 | 0 | 0 | 0 | 0 | 0 | 0 | 0 | 0 | 0 | 0 | 0 | 1 | 0 | 0 | 0 | 0 | 0 | 0 | 0 | 0 | 0 | 0 | 0 | 0 | 0 | 0 | 0 | 0 | 0 | 0 | 0 | 0 | 0 | 0 | 0 | 0 | 0 | 0 | 0 | 0 | 0 | 0 | 0 | 0 | 0 | 0 | 0 | 0 | 0 | 0 | 0 | 0 | 0 | 0 | 0 | 0 | 0 | 0 | 0 | 0 | 0 | 0 | 0 | 0 | 0 | 0 | 0 | 0 | 0 | 0 | 0 | 0 | 0 | 0 | 0 | 0 | 0 | 0 | 0 | 0 | 0 | 0 | 0 | 0 | 0 |  | 0 | 0 | 0 | 0 | 0 | 0 | 0 | 0 | 0 | 0 | 0 | 0 | 0 | 0 | 0 | 0 | 0 | 0 | 0 | 0 | 0 | 0 | 0 | 0 | 0 | 0 | 0 | 0 | 0 | 0 | 1 | 0 | 1 | 0 | 0 | 1 | -5797.881 | -6339.828 | -5675.751 | Lugo - Victorville area constraint | Lugo - Victorville area constraint | Lugo - Victorville area constraint |  | 0 | 0 | 0 | 0 | 0 | 0 | 163.98 | 16.3 | 1124.249 | South of Magunden Constraint | South of Magunden Constraint | Lugo - Victorville area constraint |  | 5 | 1 | YES | 2 | 4 | 1 | YES | 2
PG&E GBA | Warnerville | 230 | 0 | 0 | 0 | 0 | 0 | 0 | 0 | 0 | 0 | 0 | 0 | 0 | 0 | 0 | 0 | 0 | 0 | 0 | 0 | 0 | 0 | 0 | 0 | 0 | 0 | 0 | 0 | 0 | 0 | 0 | 0 | 0 | 0 | 0 | 0 | 0 | 0 | 0 | 0 | 0 | 0 | 0 | 0 | 0 | 0 | 1 | 0 | 0 | 0 | 0 | 0 | 0 | 0 | 0 | 0 | 0 | 0 | 0 | 0 | 1 | 1 | 0 | 0 | 0 | 0 | 0 | 0 | 0 | 0 | 0 | 0 | 0 | 0 | 0 | 0 | 0 | 0 | 0 | 1 | 1 | 0 | 1 | 1 | 0 | 1 | 0 | 0 | 1 | 1 | 1 | 0 | 0 | 1 | 0 | 0 | 0 | 0 | 1 |  | 0 | 0 | 0 | 0 | 0 | 0 | 0 | 0 | 0 | 0 | 0 | 0 | 0 | 0 | 0 | 0 | 0 | 0 | 0 | 0 | 0 | 0 | 0 | 0 | 0 | 0 | 0 | 0 | 0 | 0 | 4 | 0 | 5 | 0 | 3 | 0 | -628.35 | -3180.532 | -3151.403 | Borden-Storey #1 230kV line | Gates 500/230kV TB #11 | Gates 500/230kV TB #12 |  | 0 | 1 | 1 | 0 | 0 | 0 | -314.49 | -339.66 | 378.2276 | Tesla-Bellota 230 kV line | Bellota-Weber 230kV line | Oro Loma-El Nido 115kV Line |  | 5 | 5 | NO | 5 | 5 | 1 | YES | 2
PG&E FRESNO | Waukena | 115 | 0 | 0 | 0 | 0 | 0 | 0 | 0 | 0 | 0 | 0 | 0 | 0 | 0 | 0 | 0 | 0 | 0 | 0 | 0 | 0 | 0 | 0 | 0 | 0 | 0 | 0 | 0 | 0 | 0 | 0 | 0 | 0 | 0 | 0 | 0 | 0 | 0 | 0 | 0 | 0 | 0 | 0 | 0 | 0 | 0 | 0 | 0 | 0 | 0 | 0 | 0 | 0 | 0 | 0 | 0 | 0 | 0 | 0 | 0 | 0 | 0 | 0 | 0 | 0 | 0 | 0 | 0 | 0 | 1 | 0 | 0 | 0 | 0 | 0 | 0 | 0 | 0 | 0 | 0 | 1 | 0 | 1 | 0 | 1 | 0 | 1 | 0 | 0 | 0 | 0 | 0 | 0 | 0 | 0 | 0 | 0 | 0 | 1 |  | 0 | 0 | 0 | 0 | 0 | 0 | 0 | 0 | 0 | 0 | 0 | 0 | 0 | 0 | 0 | 0 | 0 | 0 | 0 | 0 | 0 | 0 | 0 | 0 | 0 | 0 | 0 | 0 | 0 | 0 | 2 | 0 | 3 | 0 | 1 | 0 | -570.55 | -3180.532 | -2164.4302 | Chowchilla-Le grand 115kV Line | Gates 500/230kV TB #11 | Gates 500/230kV TB #11 |  | 0 | 0 | 0 | 0 | 0 | 0 | 640.45 | 472.67 | 299.0988 | Chowchilla-Le grand 115kV Line | Gates-Arco 230 kV Line | Gates-Arco 230 kV Line |  | 5 | 1 | YES | 2 | 5 | 1 | YES | 2
PG&E GBA | Weber | 230 | 0 | 0 | 0 | 0 | 0 | 0 | 0 | 0 | 0 | 0 | 0 | 0 | 0 | 0 | 0 | 0 | 0 | 0 | 0 | 0 | 0 | 0 | 0 | 0 | 0 | 0 | 0 | 0 | 0 | 0 | 0 | 0 | 0 | 0 | 0 | 0 | 0 | 0 | 0 | 0 | 0 | 0 | 0 | 0 | 0 | 1 | 0 | 0 | 0 | 0 | 0 | 0 | 0 | 0 | 0 | 0 | 0 | 0 | 0 | 1 | 1 | 0 | 0 | 0 | 0 | 0 | 0 | 0 | 0 | 0 | 0 | 0 | 0 | 0 | 0 | 0 | 0 | 0 | 0 | 0 | 0 | 0 | 0 | 0 | 0 | 0 | 0 | 0 | 0 | 0 | 0 | 0 | 0 | 0 | 0 | 0 | 0 | 0 |  | 0 | 0 | 0 | 0 | 0 | 0 | 0 | 0 | 0 | 0 | 0 | 0 | 0 | 0 | 0 | 0 | 0 | 0 | 0 | 0 | 0 | 0 | 0 | 0 | 0 | 0 | 0 | 0 | 0 | 0 | 1 | 0 | 1 | 0 | 0 | 0 | -614.49 | -339.66 | 1052.6198 | Tesla-Bellota 230 kV line | Bellota-Weber 230kV line | Bellota-Weber 230kV line |  | 0 | 1 | 1 | 0 | 0 | 0 | -314.49 | -339.66 | 1052.6198 | Tesla-Bellota 230 kV line | Bellota-Weber 230kV line | Bellota-Weber 230kV line |  | 5 | 5 | NO | 5 | 1 | 1 | NO | 1
PG&E GBA | Weber | 60 | 0 | 0 | 0 | 0 | 0 | 0 | 0 | 0 | 0 | 0 | 0 | 0 | 0 | 0 | 0 | 0 | 0 | 0 | 0 | 0 | 0 | 0 | 0 | 0 | 0 | 0 | 0 | 0 | 0 | 0 | 0 | 0 | 0 | 0 | 0 | 0 | 0 | 0 | 0 | 0 | 0 | 0 | 0 | 0 | 0 | 1 | 0 | 0 | 0 | 0 | 0 | 0 | 0 | 0 | 0 | 0 | 0 | 0 | 0 | 1 | 1 | 0 | 0 | 0 | 0 | 0 | 0 | 0 | 0 | 0 | 0 | 0 | 0 | 0 | 0 | 0 | 0 | 0 | 0 | 0 | 0 | 0 | 0 | 0 | 0 | 0 | 0 | 0 | 0 | 0 | 0 | 0 | 0 | 0 | 0 | 0 | 0 | 0 |  | 0 | 0 | 0 | 0 | 0 | 0 | 0 | 0 | 0 | 0 | 0 | 0 | 0 | 0 | 0 | 0 | 0 | 0 | 0 | 0 | 0 | 0 | 0 | 0 | 0 | 0 | 20 | 0 | 0 | 1 | 1 | 0 | 1 | 0 | 0 | 0 | -614.49 | -339.66 | 1052.6198 | Tesla-Bellota 230 kV line | Bellota-Weber 230kV line | Bellota-Weber 230kV line |  | 0 | 1 | 1 | 0 | 0 | 0 | -314.49 | -339.66 | 1052.6198 | Tesla-Bellota 230 kV line | Bellota-Weber 230kV line | Bellota-Weber 230kV line |  | 5 | 5 | NO | 5 | 1 | 1 | NO | 1
PG&E FRESNO | West Fresno | 115 | 0 | 0 | 0 | 0 | 0 | 0 | 0 | 0 | 0 | 0 | 0 | 0 | 0 | 0 | 0 | 0 | 0 | 0 | 0 | 0 | 0 | 0 | 0 | 0 | 0 | 0 | 0 | 0 | 0 | 0 | 0 | 0 | 0 | 0 | 0 | 0 | 0 | 0 | 0 | 0 | 0 | 0 | 0 | 0 | 0 | 1 | 0 | 0 | 0 | 0 | 0 | 0 | 0 | 0 | 0 | 0 | 0 | 0 | 0 | 0 | 0 | 0 | 0 | 0 | 0 | 0 | 0 | 0 | 0 | 0 | 0 | 0 | 0 | 0 | 0 | 0 | 0 | 0 | 1 | 1 | 0 | 1 | 0 | 0 | 0 | 1 | 0 | 0 | 0 | 1 | 0 | 0 | 0 | 0 | 0 | 0 | 0 | 1 |  | 0 | 0 | 0 | 0 | 0 | 0 | 0 | 0 | 0 | 0 | 0 | 0 | 0 | 0 | 0 | 0 | 0 | 0 | 0 | 0 | 0 | 0 | 0 | 0 | 67 | 0 | 0 | 0 | 0 | 1 | 3 | 0 | 5 | 0 | 3 | 0 | -628.35 | -3180.532 | -3151.403 | Borden-Storey #1 230kV line | Gates 500/230kV TB #11 | Gates 500/230kV TB #12 |  | 0 | 0 | 1 | 0 | 0 | 0 | 181.95 | -339.66 | 1052.6198 | Bellota-Weber 230kV line | Bellota-Weber 230kV line | Bellota-Weber 230kV line |  | 5 | 5 | NO | 5 | 5 | 1 | YES | 2
PG&E FRESNO | Westley | 230 | 0 | 0 | 0 | 0 | 0 | 0 | 0 | 0 | 0 | 0 | 0 | 0 | 0 | 0 | 0 | 0 | 0 | 0 | 0 | 0 | 0 | 0 | 0 | 0 | 0 | 0 | 0 | 0 | 0 | 0 | 0 | 0 | 0 | 0 | 0 | 0 | 0 | 0 | 0 | 0 | 0 | 0 | 0 | 0 | 0 | 0 | 0 | 0 | 0 | 0 | 0 | 0 | 0 | 0 | 0 | 0 | 0 | 0 | 0 | 0 | 0 | 0 | 0 | 0 | 0 | 0 | 0 | 0 | 0 | 0 | 0 | 0 | 0 | 0 | 0 | 0 | 0 | 0 | 0 | 0 | 0 | 0 | 0 | 0 | 0 | 1 | 0 | 0 | 0 | 0 | 0 | 0 | 0 | 0 | 0 | 0 | 0 | 1 |  | 0 | 0 | 0 | 0 | 0 | 0 | 0 | 0 | 0 | 0 | 0 | 0 | 0 | 0 | 0 | 0 | 0 | 0 | 0 | 0 | 0 | 0 | 0 | 0 | 155 | 0 | 0 | 0 | 0 | 1 | 0 | 0 | 0 | 0 | 0 | 0 | 2125.27 | 1058.968 | 4685.7956 | Los Banos 500/230kV TB | Los Banos 500/230kV TB | Los Banos 500/230kV TB |  | 0 | 0 | 0 | 0 | 0 | 0 | 2125.27 | 1058.968 | 4685.7956 | Los Banos 500/230kV TB | Los Banos 500/230kV TB | Los Banos 500/230kV TB |  | 1 | 1 | NO | 1 | 1 | 1 | NO | 1
PG&E KERN | Westpark | 115 | 0 | 0 | 0 | 0 | 0 | 0 | 0 | 0 | 0 | 0 | 0 | 0 | 0 | 0 | 0 | 0 | 0 | 0 | 0 | 0 | 0 | 0 | 0 | 0 | 0 | 0 | 0 | 0 | 0 | 0 | 0 | 0 | 0 | 0 | 0 | 0 | 0 | 0 | 0 | 0 | 0 | 0 | 0 | 0 | 0 | 0 | 0 | 0 | 0 | 0 | 0 | 0 | 0 | 0 | 0 | 0 | 0 | 0 | 0 | 0 | 0 | 0 | 0 | 0 | 0 | 0 | 0 | 1 | 1 | 0 | 0 | 0 | 0 | 0 | 0 | 0 | 0 | 0 | 0 | 1 | 0 | 0 | 0 | 0 | 0 | 0 | 0 | 0 | 0 | 0 | 0 | 0 | 0 | 0 | 0 | 0 | 0 | 0 |  | 0 | 0 | 0 | 0 | 0 | 0 | 0 | 0 | 0 | 0 | 0 | 0 | 0 | 0 | 0 | 0 | 0 | 0 | 0 | 0 | 0 | 0 | 0 | 0 | 0 | 0 | 0 | 0 | 0 | 0 | 1 | 0 | 1 | 0 | 1 | 0 | -385.58 | -3180.532 | -2164.4302 | Gates 500/230kV TB #11 | Gates 500/230kV TB #11 | Gates 500/230kV TB #11 |  | 0 | 0 | 0 | 0 | 0 | 0 | 7.65 | 144.11 | 266.8703 | Cal Flat-Gates 230 kV line | Cal Flat-Gates 230 kV line | Cal Flat-Gates 230 kV line |  | 5 | 1 | YES | 2 | 5 | 1 | YES | 2
PG&E KERN | Wheeler Ridge | 230 | 0 | 0 | 0 | 0 | 0 | 0 | 0 | 0 | 0 | 0 | 0 | 0 | 0 | 0 | 0 | 0 | 0 | 0 | 0 | 0 | 0 | 0 | 0 | 0 | 0 | 0 | 0 | 0 | 0 | 0 | 0 | 0 | 0 | 0 | 0 | 0 | 0 | 0 | 0 | 0 | 0 | 0 | 0 | 0 | 0 | 0 | 0 | 0 | 0 | 0 | 0 | 0 | 0 | 0 | 0 | 0 | 0 | 0 | 0 | 0 | 0 | 0 | 0 | 0 | 0 | 0 | 0 | 0 | 0 | 0 | 0 | 0 | 0 | 0 | 0 | 0 | 1 | 0 | 1 | 1 | 0 | 0 | 0 | 0 | 0 | 0 | 0 | 0 | 0 | 0 | 0 | 0 | 0 | 0 | 1 | 0 | 0 | 0 |  | 0 | 0 | 0 | 0 | 0 | 0 | 0 | 0 | 0 | 100 | 0 | 0 | 0 | 0 | 1 | 0 | 0 | 0 | 0 | 0 | 0 | 0 | 0 | 0 | 100 | 90 | 0 | 235 | 0 | 1 | 2 | 0 | 3 | 0 | 2 | 1 | -385.58 | -3180.532 | -3308.8336 | Gates 500/230kV TB #11 | Gates 500/230kV TB #11 | Mustang-Henrietta 230 kV line |  | 0 | 0 | 0 | 0 | 0 | 1 | 48.4 | 132.7 | -829.8336 | Midway-Buena Vista Jct 230kV Line | Midway-Buena Vista Jct 230kV Line | Mustang-Henrietta 230 kV line |  | 5 | 1 | YES | 2 | 5 | 4 | YES | 4
PG&E KERN | Wheeler Ridge | 115 | 0 | 0 | 0 | 0 | 0 | 0 | 0 | 0 | 0 | 0 | 0 | 0 | 0 | 0 | 0 | 0 | 0 | 0 | 0 | 0 | 0 | 0 | 0 | 0 | 0 | 0 | 0 | 0 | 0 | 0 | 0 | 0 | 0 | 0 | 0 | 0 | 0 | 0 | 0 | 0 | 0 | 0 | 0 | 0 | 0 | 0 | 0 | 0 | 0 | 0 | 0 | 0 | 0 | 0 | 0 | 0 | 0 | 0 | 0 | 0 | 0 | 0 | 0 | 0 | 0 | 0 | 0 | 1 | 1 | 0 | 0 | 0 | 0 | 0 | 0 | 0 | 0 | 0 | 0 | 1 | 0 | 0 | 0 | 0 | 0 | 0 | 0 | 0 | 0 | 0 | 0 | 0 | 0 | 0 | 0 | 0 | 0 | 0 |  | 0 | 0 | 0 | 0 | 0 | 0 | 0 | 0 | 0 | 0 | 0 | 0 | 0 | 0 | 0 | 0 | 0 | 0 | 0 | 0 | 0 | 0 | 0 | 0 | 0 | 0 | 0 | 0 | 0 | 0 | 1 | 0 | 1 | 0 | 1 | 0 | -385.58 | -3180.532 | -2164.4302 | Gates 500/230kV TB #11 | Gates 500/230kV TB #11 | Gates 500/230kV TB #11 |  | 0 | 0 | 0 | 0 | 0 | 0 | 7.65 | 144.11 | 266.8703 | Cal Flat-Gates 230 kV line | Cal Flat-Gates 230 kV line | Cal Flat-Gates 230 kV line |  | 5 | 1 | YES | 2 | 5 | 1 | YES | 2
PG&E KERN | Wheeler Ridge | 70 | 0 | 0 | 0 | 0 | 0 | 0 | 0 | 0 | 0 | 0 | 0 | 0 | 0 | 0 | 0 | 0 | 0 | 0 | 0 | 0 | 0 | 0 | 0 | 0 | 0 | 0 | 0 | 0 | 0 | 0 | 0 | 0 | 0 | 0 | 0 | 0 | 0 | 0 | 0 | 0 | 0 | 0 | 0 | 0 | 0 | 0 | 0 | 0 | 0 | 0 | 0 | 0 | 0 | 0 | 0 | 0 | 0 | 0 | 0 | 0 | 0 | 0 | 0 | 0 | 0 | 0 | 0 | 0 | 0 | 0 | 0 | 0 | 0 | 0 | 0 | 0 | 1 | 0 | 1 | 1 | 0 | 0 | 0 | 0 | 0 | 0 | 0 | 0 | 0 | 0 | 0 | 0 | 0 | 0 | 1 | 0 | 0 | 0 |  | 0 | 0 | 0 | 0 | 0 | 0 | 0 | 0 | 0 | 100 | 0 | 0 | 0 | 0 | 1 | 0 | 0 | 0 | 0 | 0 | 0 | 0 | 0 | 0 | 100 | 0 | 92 | 0 | 0 | 1 | 2 | 0 | 3 | 0 | 2 | 1 | -385.58 | -3180.532 | -3308.8336 | Gates 500/230kV TB #11 | Gates 500/230kV TB #11 | Mustang-Henrietta 230 kV line |  | 0 | 0 | 0 | 0 | 0 | 1 | 48.4 | 132.7 | -829.8336 | Midway-Buena Vista Jct 230kV Line | Midway-Buena Vista Jct 230kV Line | Mustang-Henrietta 230 kV line |  | 5 | 1 | YES | 2 | 5 | 4 | YES | 4
SCE Northern | Whirlwind | 230 | 1 | 1 | 0 | 0 | 0 | 0 | 0 | 0 | 0 | 0 | 0 | 0 | 0 | 0 | 0 | 0 | 0 | 0 | 0 | 0 | 0 | 0 | 0 | 0 | 0 | 0 | 0 | 0 | 0 | 0 | 0 | 0 | 0 | 0 | 0 | 0 | 0 | 0 | 0 | 0 | 0 | 0 | 0 | 0 | 0 | 0 | 0 | 0 | 0 | 0 | 0 | 0 | 0 | 0 | 0 | 0 | 0 | 0 | 0 | 0 | 0 | 0 | 0 | 0 | 0 | 0 | 0 | 0 | 0 | 0 | 0 | 0 | 0 | 0 | 0 | 0 | 0 | 0 | 0 | 0 | 0 | 0 | 0 | 0 | 0 | 0 | 0 | 0 | 0 | 0 | 0 | 0 | 0 | 0 | 0 | 0 | 0 | 0 |  | 0 | 0 | 0 | 0 | 0 | 0 | 0 | 0 | 0 | 174 | 0 | 235 | 0 | 200 | 1 | 0 | 0 | 0 | 0 | 0 | 0 | 0 | 0 | 0 | 2259 | 188 | 785 | 523 | 500 | 1 | 0 | 0 | 1 | 0 | 0 | 0 | 1340.39 | -460.18 | 7587.275 | Antelope-Vincent Constraint | Antelope-Vincent Constraint | Antelope-Vincent Constraint |  | 0 | 0 | 1 | 0 | 0 | 0 | 1340.39 | -460.18 | 7587.275 | Antelope-Vincent Constraint | Antelope-Vincent Constraint | Antelope-Vincent Constraint |  | 5 | 5 | NO | 5 | 1 | 1 | NO | 1
SCE Northern | Whirlwind | 500 | 1 | 1 | 0 | 0 | 0 | 0 | 0 | 0 | 0 | 0 | 0 | 0 | 0 | 0 | 0 | 0 | 0 | 0 | 0 | 0 | 0 | 0 | 0 | 0 | 0 | 0 | 0 | 0 | 0 | 0 | 0 | 0 | 0 | 0 | 0 | 0 | 0 | 0 | 0 | 0 | 0 | 0 | 0 | 0 | 0 | 0 | 0 | 0 | 0 | 0 | 0 | 0 | 0 | 0 | 0 | 0 | 0 | 0 | 0 | 0 | 0 | 0 | 0 | 0 | 0 | 0 | 0 | 0 | 0 | 0 | 0 | 0 | 0 | 0 | 0 | 0 | 0 | 0 | 0 | 0 | 0 | 0 | 0 | 0 | 0 | 0 | 0 | 0 | 0 | 0 | 0 | 0 | 0 | 0 | 0 | 0 | 0 | 0 |  | 0 | 0 | 0 | 0 | 0 | 0 | 0 | 0 | 0 | 0 | 0 | 0 | 0 | 0 | 0 | 0 | 0 | 0 | 0 | 0 | 0 | 0 | 0 | 0 | 1432 | 0 | 0 | 0 | 0 | 1 | 0 | 0 | 1 | 0 | 0 | 0 | 1340.39 | -460.18 | 7587.275 | Antelope-Vincent Constraint | Antelope-Vincent Constraint | Antelope-Vincent Constraint |  | 0 | 0 | 1 | 0 | 0 | 0 | 1340.39 | -460.18 | 7587.275 | Antelope-Vincent Constraint | Antelope-Vincent Constraint | Antelope-Vincent Constraint |  | 5 | 5 | NO | 5 | 1 | 1 | NO | 1
PG&E GBA | Whisman | 115 | 0 | 0 | 0 | 0 | 0 | 0 | 0 | 0 | 0 | 0 | 0 | 0 | 0 | 0 | 0 | 0 | 0 | 0 | 0 | 0 | 0 | 0 | 0 | 0 | 0 | 0 | 0 | 0 | 0 | 0 | 0 | 0 | 0 | 0 | 0 | 0 | 0 | 0 | 0 | 0 | 0 | 0 | 0 | 0 | 0 | 0 | 0 | 0 | 0 | 0 | 0 | 0 | 1 | 0 | 0 | 1 | 0 | 0 | 0 | 0 | 0 | 0 | 0 | 0 | 0 | 0 | 0 | 0 | 0 | 0 | 0 | 0 | 0 | 0 | 0 | 0 | 0 | 0 | 0 | 0 | 0 | 0 | 0 | 0 | 0 | 0 | 0 | 0 | 0 | 0 | 0 | 0 | 0 | 0 | 0 | 0 | 1 | 1 |  | 0 | 0 | 0 | 0 | 0 | 0 | 0 | 0 | 0 | 0 | 0 | 0 | 0 | 0 | 0 | 0 | 0 | 0 | 0 | 0 | 0 | 0 | 0 | 0 | 80 | 0 | 0 | 0 | 80 | 1 | 0 | 0 | 0 | 0 | 0 | 0 | 857.21 | 1265.082 | 4263.65 | Tesla-Tracy-Pump 230 kV line #2 | NEW-Metcalf-Mosslanding 500kV | Sobrante-Moraga 230 kV line |  | 0 | 0 | 0 | 0 | 0 | 0 | 857.21 | 1265.082 | 4263.65 | Tesla-Tracy-Pump 230 kV line #2 | NEW-Metcalf-Mosslanding 500kV | Sobrante-Moraga 230 kV line |  | 1 | 1 | NO | 1 | 1 | 1 | NO | 1
SCE Eastern | Wildlife | 230 | 0 | 0 | 0 | 0 | 0 | 0 | 0 | 0 | 0 | 0 | 0 | 0 | 0 | 0 | 0 | 0 | 0 | 0 | 0 | 1 | 0 | 1 | 0 | 0 | 0 | 0 | 0 | 0 | 0 | 0 | 0 | 0 | 0 | 0 | 0 | 0 | 0 | 0 | 0 | 0 | 0 | 0 | 0 | 0 | 0 | 0 | 0 | 0 | 0 | 0 | 0 | 0 | 0 | 0 | 0 | 0 | 0 | 0 | 0 | 0 | 0 | 0 | 0 | 0 | 0 | 0 | 0 | 0 | 0 | 0 | 0 | 0 | 0 | 0 | 0 | 0 | 0 | 0 | 0 | 0 | 0 | 0 | 0 | 0 | 0 | 0 | 0 | 0 | 0 | 0 | 0 | 0 | 0 | 0 | 0 | 0 | 0 | 1 |  | 0 | 0 | 0 | 0 | 0 | 0 | 0 | 0 | 0 | 0 | 0 | 0 | 0 | 0 | 0 | 0 | 0 | 0 | 0 | 0 | 0 | 0 | 0 | 0 | 0 | 250 | 0 | 0 | 150 | 1 | 0 | 2 | 0 | 0 | 0 | 0 | -1208.036 | 2259.6 | 6692.496 | Serrano-Alberhill-Valley Constraint | Etiwanda-Rancho Vista Constraint | Serrano-Alberhill-Valley Constraint |  | 0 | 2 | 0 | 0 | 0 | 0 | -1208.036 | 2259.6 | 6692.496 | Serrano-Alberhill-Valley Constraint | Etiwanda-Rancho Vista Constraint | Serrano-Alberhill-Valley Constraint |  | 4 | 4 | NO | 4 | 1 | 1 | NO | 1
PG&E FRESNO | Wilson | 115 | 0 | 0 | 0 | 0 | 0 | 0 | 0 | 0 | 0 | 0 | 0 | 0 | 0 | 0 | 0 | 0 | 0 | 0 | 0 | 0 | 0 | 0 | 0 | 0 | 0 | 0 | 0 | 0 | 0 | 0 | 0 | 0 | 0 | 0 | 0 | 0 | 0 | 0 | 0 | 0 | 0 | 0 | 0 | 0 | 0 | 1 | 0 | 0 | 0 | 0 | 0 | 0 | 0 | 0 | 0 | 0 | 0 | 0 | 0 | 1 | 0 | 0 | 0 | 0 | 0 | 0 | 0 | 0 | 0 | 0 | 0 | 0 | 0 | 0 | 0 | 0 | 0 | 0 | 1 | 1 | 0 | 1 | 1 | 0 | 1 | 1 | 0 | 1 | 1 | 1 | 0 | 0 | 1 | 0 | 0 | 0 | 0 | 2 |  | 0 | 0 | 0 | 0 | 0 | 0 | 0 | 0 | 0 | 0 | 0 | 0 | 0 | 0 | 0 | 0 | 0 | 0 | 0 | 0 | 0 | 0 | 0 | 0 | 0 | 0 | 0 | 0 | 0 | 0 | 4 | 0 | 5 | 0 | 3 | 0 | -628.35 | -3180.532 | -3151.403 | Borden-Storey #1 230kV line | Gates 500/230kV TB #11 | Gates 500/230kV TB #12 |  | 0 | 1 | 1 | 0 | 0 | 0 | -314.49 | -339.66 | 378.2276 | Tesla-Bellota 230 kV line | Bellota-Weber 230kV line | Oro Loma-El Nido 115kV Line |  | 5 | 5 | NO | 5 | 5 | 1 | YES | 2
PG&E FRESNO | Wilson | 230 | 0 | 0 | 0 | 0 | 0 | 0 | 0 | 0 | 0 | 0 | 0 | 0 | 0 | 0 | 0 | 0 | 0 | 0 | 0 | 0 | 0 | 0 | 0 | 0 | 0 | 0 | 0 | 0 | 0 | 0 | 0 | 0 | 0 | 0 | 0 | 0 | 0 | 0 | 0 | 0 | 0 | 0 | 0 | 0 | 0 | 1 | 0 | 0 | 0 | 0 | 0 | 0 | 0 | 0 | 0 | 0 | 0 | 0 | 0 | 1 | 0 | 0 | 0 | 0 | 0 | 0 | 0 | 0 | 0 | 0 | 0 | 0 | 0 | 0 | 0 | 0 | 0 | 0 | 1 | 1 | 0 | 1 | 1 | 1 | 1 | 1 | 0 | 1 | 1 | 1 | 0 | 0 | 1 | 0 | 1 | 0 | 0 | 2 |  | 0 | 0 | 0 | 0 | 0 | 0 | 0 | 0 | 0 | 0 | 0 | 0 | 0 | 0 | 0 | 0 | 0 | 0 | 0 | 0 | 0 | 0 | 0 | 0 | 0 | 0 | 0 | 0 | 0 | 0 | 5 | 0 | 7 | 0 | 3 | 1 | -628.35 | -3180.532 | -3308.8336 | Borden-Storey #1 230kV line | Gates 500/230kV TB #11 | Mustang-Henrietta 230 kV line |  | 0 | 1 | 1 | 0 | 0 | 1 | -314.49 | -339.66 | -829.8336 | Tesla-Bellota 230 kV line | Bellota-Weber 230kV line | Mustang-Henrietta 230 kV line |  | 5 | 5 | NO | 5 | 5 | 4 | YES | 4
SCE Northern | Windhub | 230 | 1 | 1 | 0 | 1 | 0 | 0 | 0 | 0 | 0 | 0 | 0 | 0 | 0 | 0 | 0 | 0 | 0 | 0 | 0 | 0 | 0 | 0 | 0 | 0 | 0 | 0 | 0 | 0 | 0 | 0 | 0 | 0 | 0 | 0 | 0 | 0 | 0 | 0 | 0 | 0 | 0 | 0 | 0 | 0 | 0 | 0 | 0 | 0 | 0 | 0 | 0 | 0 | 0 | 0 | 0 | 0 | 0 | 0 | 0 | 0 | 0 | 0 | 0 | 0 | 0 | 0 | 0 | 0 | 0 | 0 | 0 | 0 | 0 | 0 | 0 | 0 | 0 | 0 | 0 | 0 | 0 | 0 | 0 | 0 | 0 | 0 | 0 | 0 | 0 | 0 | 0 | 0 | 0 | 0 | 0 | 0 | 0 | 0 |  | 0 | 0 | 0 | 0 | 0 | 0 | 0 | 0 | 0 | 68 | 0 | 547 | 0 | 0 | 1 | 0 | 0 | 0 | 0 | 0 | 0 | 0 | 0 | 0 | 68 | 1020 | 1047 | 0 | 0 | 1 | 0 | 0 | 1 | 0 | 0 | 0 | 829.27 | -460.18 | 3200.73 | Windhub Constraint | Antelope-Vincent Constraint | Windhub Constraint |  | 0 | 0 | 1 | 0 | 0 | 0 | 829.27 | -460.18 | 3200.73 | Windhub Constraint | Antelope-Vincent Constraint | Windhub Constraint |  | 5 | 5 | NO | 5 | 1 | 1 | NO | 1
SCE Northern | Windhub | 500 | 1 | 1 | 0 | 1 | 0 | 0 | 0 | 0 | 0 | 0 | 0 | 0 | 0 | 0 | 0 | 0 | 0 | 0 | 0 | 0 | 0 | 0 | 0 | 0 | 0 | 0 | 0 | 0 | 0 | 0 | 0 | 0 | 0 | 0 | 0 | 0 | 0 | 0 | 0 | 0 | 0 | 0 | 0 | 0 | 0 | 0 | 0 | 0 | 0 | 0 | 0 | 0 | 0 | 0 | 0 | 0 | 0 | 0 | 0 | 0 | 0 | 0 | 0 | 0 | 0 | 0 | 0 | 0 | 0 | 0 | 0 | 0 | 0 | 0 | 0 | 0 | 0 | 0 | 0 | 0 | 0 | 0 | 0 | 0 | 0 | 0 | 0 | 0 | 0 | 0 | 0 | 0 | 0 | 0 | 0 | 0 | 0 | 0 |  | 0 | 0 | 0 | 0 | 0 | 0 | 0 | 0 | 0 | 0 | 0 | 0 | 0 | 0 | 0 | 0 | 0 | 0 | 0 | 0 | 0 | 0 | 0 | 0 | 153 | 0 | 15 | 0 | 480 | 1 | 0 | 0 | 1 | 0 | 0 | 0 | 829.27 | -460.18 | 3200.73 | Windhub Constraint | Antelope-Vincent Constraint | Windhub Constraint |  | 0 | 0 | 1 | 0 | 0 | 0 | 829.27 | -460.18 | 3200.73 | Windhub Constraint | Antelope-Vincent Constraint | Windhub Constraint |  | 5 | 5 | NO | 5 | 1 | 1 | NO | 1
PG&E GBA | Windmaster | 230 | 0 | 0 | 0 | 0 | 0 | 0 | 0 | 0 | 0 | 0 | 0 | 0 | 0 | 0 | 0 | 0 | 0 | 0 | 0 | 0 | 0 | 0 | 0 | 0 | 0 | 0 | 0 | 0 | 0 | 0 | 0 | 0 | 0 | 0 | 0 | 0 | 0 | 0 | 0 | 1 | 0 | 0 | 0 | 0 | 0 | 0 | 0 | 0 | 0 | 0 | 0 | 0 | 0 | 1 | 0 | 1 | 0 | 0 | 0 | 0 | 0 | 0 | 0 | 0 | 0 | 1 | 0 | 0 | 0 | 0 | 0 | 0 | 0 | 0 | 0 | 0 | 0 | 0 | 0 | 0 | 0 | 0 | 0 | 0 | 0 | 0 | 0 | 0 | 0 | 0 | 0 | 0 | 0 | 0 | 0 | 0 | 0 | 0 |  | 0 | 0 | 0 | 0 | 0 | 0 | 0 | 0 | 0 | 0 | 0 | 0 | 0 | 0 | 0 | 0 | 0 | 0 | 0 | 0 | 0 | 0 | 0 | 0 | 0 | 0 | 0 | 0 | 0 | 0 | 2 | 0 | 1 | 0 | 0 | 0 | -2282.29 | -1253.7212 | 884.6639 | Collinsville-Tesla 500 kV Line | Collinsville-Tesla 500 kV Line | Collinsville-Tesla 500 kV Line |  | 0 | 0 | 0 | 0 | 0 | 0 | 857.21 | 2453.6438 | 884.6639 | Tesla-Tracy-Pump 230 kV line #2 | Tesla-Tracy-Pump 230 kV line #2 | Collinsville-Tesla 500 kV Line |  | 5 | 1 | YES | 2 | 1 | 1 | NO | 1
PG&E NGBA | Windsor | 60 | 0 | 0 | 0 | 0 | 0 | 0 | 0 | 0 | 0 | 0 | 0 | 0 | 0 | 0 | 0 | 0 | 0 | 0 | 0 | 0 | 0 | 0 | 0 | 0 | 0 | 0 | 0 | 0 | 0 | 0 | 0 | 0 | 0 | 0 | 0 | 0 | 0 | 0 | 0 | 1 | 0 | 0 | 0 | 0 | 0 | 0 | 0 | 0 | 0 | 0 | 0 | 0 | 1 | 0 | 0 | 0 | 0 | 0 | 0 | 0 | 0 | 0 | 0 | 0 | 0 | 0 | 1 | 0 | 0 | 0 | 0 | 0 | 0 | 0 | 0 | 0 | 0 | 0 | 0 | 0 | 0 | 0 | 0 | 0 | 0 | 0 | 0 | 0 | 0 | 0 | 0 | 0 | 0 | 0 | 0 | 0 | 0 | 1 |  | 0 | 0 | 0 | 0 | 0 | 0 | 0 | 0 | 0 | 0 | 0 | 0 | 0 | 0 | 0 | 0 | 0 | 0 | 0 | 0 | 0 | 0 | 0 | 0 | 0 | 0 | 0 | 0 | 0 | 0 | 2 | 0 | 1 | 0 | 0 | 0 | -2282.29 | -1253.7212 | 335.9726 | Collinsville-Tesla 500 kV Line | Collinsville-Tesla 500 kV Line | Birds Landing-Contra Costa 230kV Line |  | 0 | 0 | 0 | 0 | 0 | 0 | 1505.81 | 1776.2038 | 335.9726 | Birds Landing-Contra Costa 230kV Line | Birds Landing-Contra Costa 230kV Line | Birds Landing-Contra Costa 230kV Line |  | 5 | 1 | YES | 2 | 1 | 1 | NO | 1
PG&E NGBA | Woodland | 115 | 0 | 0 | 0 | 0 | 0 | 0 | 0 | 0 | 0 | 0 | 0 | 0 | 0 | 0 | 0 | 0 | 0 | 0 | 0 | 0 | 0 | 0 | 0 | 0 | 0 | 0 | 0 | 0 | 0 | 0 | 0 | 0 | 0 | 0 | 0 | 0 | 0 | 0 | 0 | 1 | 1 | 0 | 1 | 0 | 1 | 1 | 0 | 1 | 0 | 0 | 0 | 0 | 0 | 0 | 0 | 0 | 0 | 0 | 0 | 1 | 1 | 0 | 0 | 0 | 0 | 0 | 0 | 0 | 0 | 0 | 0 | 0 | 0 | 0 | 0 | 0 | 0 | 0 | 0 | 0 | 0 | 0 | 0 | 0 | 0 | 0 | 0 | 0 | 0 | 0 | 0 | 0 | 0 | 0 | 0 | 0 | 0 | 0 |  | 0 | 0 | 0 | 0 | 0 | 0 | 0 | 0 | 0 | 0 | 0 | 0 | 0 | 0 | 0 | 0 | 0 | 0 | 0 | 0 | 0 | 0 | 0 | 0 | 0 | 12 | 0 | 0 | 0 | 1 | 2 | 0 | 2 | 0 | 0 | 0 | -2282.29 | -1253.7212 | 72.84 | Collinsville-Tesla 500 kV Line | Collinsville-Tesla 500 kV Line | Woodland- Davis 115kV line |  | 0 | 1 | 1 | 0 | 0 | 0 | -314.49 | -339.66 | 72.84 | Tesla-Bellota 230 kV line | Bellota-Weber 230kV line | Woodland- Davis 115kV line |  | 5 | 5 | NO | 5 | 1 | 1 | NO | 1
PG&E FRESNO | Woodward | 115 | 0 | 0 | 0 | 0 | 0 | 0 | 0 | 0 | 0 | 0 | 0 | 0 | 0 | 0 | 0 | 0 | 0 | 0 | 0 | 0 | 0 | 0 | 0 | 0 | 0 | 0 | 0 | 0 | 0 | 0 | 0 | 0 | 0 | 0 | 0 | 0 | 0 | 0 | 0 | 0 | 0 | 0 | 0 | 0 | 0 | 0 | 0 | 0 | 0 | 0 | 0 | 0 | 0 | 0 | 0 | 0 | 0 | 0 | 0 | 0 | 0 | 0 | 0 | 0 | 0 | 0 | 0 | 0 | 0 | 0 | 0 | 0 | 0 | 0 | 0 | 0 | 0 | 0 | 0 | 1 | 0 | 1 | 1 | 1 | 0 | 1 | 0 | 1 | 0 | 0 | 0 | 0 | 1 | 0 | 0 | 0 | 0 | 1 |  | 0 | 0 | 0 | 0 | 0 | 0 | 0 | 0 | 0 | 0 | 0 | 0 | 0 | 0 | 0 | 0 | 0 | 0 | 0 | 0 | 0 | 0 | 0 | 0 | 0 | 0 | 0 | 0 | 0 | 0 | 2 | 0 | 3 | 0 | 1 | 0 | -570.55 | -3180.532 | -2164.4302 | Chowchilla-Le grand 115kV Line | Gates 500/230kV TB #11 | Gates 500/230kV TB #11 |  | 0 | 0 | 0 | 0 | 0 | 0 | 15.95 | 0.35 | 378.2276 | Oro Loma-El Nido 115kV Line | Oro Loma-El Nido 115kV Line | Oro Loma-El Nido 115kV Line |  | 5 | 1 | YES | 2 | 5 | 1 | YES | 2
PG&E NGBA | Wyandotte | 115 | 0 | 0 | 0 | 0 | 0 | 0 | 0 | 0 | 0 | 0 | 0 | 0 | 0 | 0 | 0 | 0 | 0 | 0 | 0 | 0 | 0 | 0 | 0 | 0 | 0 | 0 | 0 | 0 | 0 | 0 | 0 | 0 | 0 | 0 | 0 | 0 | 0 | 0 | 0 | 1 | 0 | 0 | 0 | 0 | 1 | 1 | 1 | 1 | 0 | 0 | 0 | 0 | 0 | 0 | 0 | 0 | 0 | 0 | 0 | 1 | 1 | 0 | 0 | 0 | 0 | 0 | 0 | 0 | 0 | 0 | 0 | 0 | 0 | 0 | 0 | 0 | 0 | 0 | 0 | 0 | 0 | 0 | 0 | 0 | 0 | 0 | 0 | 0 | 0 | 0 | 0 | 0 | 0 | 0 | 0 | 0 | 0 | 0 |  | 0 | 0 | 0 | 0 | 0 | 0 | 0 | 0 | 0 | 0 | 0 | 0 | 0 | 0 | 0 | 0 | 0 | 0 | 0 | 0 | 0 | 0 | 0 | 0 | 0 | 0 | 0 | 0 | 0 | 0 | 2 | 0 | 2 | 0 | 0 | 0 | -2282.29 | -1253.7212 | 85.9836 | Collinsville-Tesla 500 kV Line | Collinsville-Tesla 500 kV Line | Rocklin-Pleaseant grove 115kV line |  | 0 | 1 | 1 | 0 | 0 | 0 | -314.49 | -339.66 | 85.9836 | Tesla-Bellota 230 kV line | Bellota-Weber 230kV line | Rocklin-Pleaseant grove 115kV line |  | 5 | 5 | NO | 5 | 1 | 1 | NO | 1

## Tx_Calculator_2041
|  | CAISO Study Area | SCE Northern Area | [7 empty] | SCE Metro Area |  | SCE North of Lugo Area |  |  |  |  | SCE Eastern Area | [6 empty] | East of Pisgah Area |  |  | SDG&E Study Area | [13 empty] | PG&E North of Greater Bay Area | [9 empty] | PG&E Greater Bay Area | [17 empty] | PG&E Kern Area | [9 empty] | PG&E Fresno Area
White Paper Constraint Info |  | White Paper Name | Antelope-Vincent Constraint | Vincent-Lugo Constraint | Pardee-Sylmar Constraint | Windhub Constraint | Moorpark-Pardee Constraint | North of Magunden Constraint | South of Magunden Constraint | Antelope-Neenach Constraint | Hinson - Del Amo Constraint | SCE Metro Area Default Constraint | Control to Inyokern area constraint | South of Kramer Area Constraint | Victor to Lugo Area Constraint | Lugo Transformer Area Constraint | Calcite to Lugo Area Constraint | Colorado River 500/230 kV Constraint | DCRT Constraint | Devers-Red Bluff Constraint | Eagle Mountain Constraint | Etiwanda-Rancho Vista Constraint | Red Bluff 500/230 kV Constraint | Serrano-Alberhill-Valley Constraint | GLW 230kV area constraint | Sloan Canyon - Eldorado 500 kV constraint | Lugo - Victorville area constraint | Capistrano-San Onofre 230 kV constraint | Chicarita 138 kV constraint | El Cajon 69 kV constraint | Internal San Diego Area constraint | Miguel 69 kV constraint | Encina - San Luis Rey 230 kV constraint | East of Miguel constraint | San Luis Rey-San Onofre 230 kV line constraint | Ocean Ranch 69 kV constraint | Otay Mesa 230 kV constraint | Silvergate - Bay Blvd 230 kV constraint | Silvergate-Old Town 230 kV constraint | Talega 230 kV constraint | Trabuco-Capistrano 138 kV constraint | Collinsville-Tesla 500 kV Line | Woodland- Davis 115kV line | Cortina-Eagle Rock 115 kV line | Bell-Placer 115kV Line | Carberry-Round Mountain 230kV Line | Rocklin-Pleaseant grove 115kV line | Bellota-Weber 230kV line | Rio Oso-Brighton 230kV line | Rio Oso-Lockeford 230kV line | Humboldt Offshore Wind constraint | Dumbarton-Newark 115 kV line | Eastshore-San Mateo 230 kV line | Lakeville-Ignacio 230 kV line | Sobrante-Moraga 230 kV line | Windmaster-Delta pumps 230 kV line | Contra Costa- Windmaster 230 kV line | Tesla-Tracy-Pump 230 kV line #2 | Contra Costa #1 115kV Line | Kasson Jct-Heinz 115 kV line | Newark-Newark Distribution 115 kV line | Tesla-Bellota 230 kV line | Eight Mile-Tesla 230 kV line | Grant - Eastshore #2 line 115 kV | Salado-Crow Creek Sw Sta 60 kV line | Tesla-Salado 115 kV line | Morganhill-Metcalf 115kV Line | Tesla-Tracy Pump 230 kV Line #1 | Birds Landing-Contra Costa 230kV Line | Cal Flat-Gates 230 kV line | Gates-Arco 230 kV Line | Smyrna-Atwell Jct 115kV Line | Kern 230/115kV TB #4 | Maricopa-Copus 70 kV line | Midway-Taft 115 kV line | Kern-Tevis-Stockdale-Lamont 115kV line | Midway 230/115kV TB #3 | Semitropic-Midway 115kV Line | Midway-Buena Vista Jct 230kV Line | Manning 500kV | Gates 500/230kV TB #12 | Gates 500/230kV TB #11 | Gates 230/70kV TB #5 | Tranquility-Helm 230kV Line | Dairyland-Chowchilla 115kV Line | Chowchilla-Le grand 115kV Line | NEW- Melones-Cottle 230kV line | Los Banos 500/230kV TB | Schindler 115/70kV TB #1 | Panoche- Mendota 115 kV line | Panoche-Oro Loma 115kV Line | Borden-Storey #1 230kV line | Merced 115/70kV TB#2 | Helm 230/70kV TB #1 | Oro Loma-El Nido 115kV Line | Diablo-Gates 500 kV line | Mustang-Henrietta 230 kV line | Gates-Panoche 230 kV #1 and #2 Lines | NEW-Metcalf-Mosslanding 500kV
|  | CAISO Study Area | SCE Northern Area | SCE Northern Area | SCE Northern Area | SCE Northern Area | SCE Northern Area | SCE Northern Area | SCE Northern Area | SCE Northern Area | SCE Metro Area | SCE Metro Area | SCE North of Lugo Area | SCE North of Lugo Area | SCE North of Lugo Area | SCE North of Lugo Area | SCE North of Lugo Area | SCE Eastern Area | SCE Eastern Area | SCE Eastern Area | SCE Eastern Area | SCE Eastern Area | SCE Eastern Area | SCE Eastern Area | East of Pisgah Area | East of Pisgah Area | East of Pisgah Area | SDG&E Study Area | SDG&E Study Area | SDG&E Study Area | SDG&E Study Area | SDG&E Study Area | SDG&E Study Area | SDG&E Study Area | SDG&E Study Area | SDG&E Study Area | SDG&E Study Area | SDG&E Study Area | SDG&E Study Area | SDG&E Study Area | SDG&E Study Area | PG&E North of Greater Bay Area | PG&E North of Greater Bay Area | PG&E North of Greater Bay Area | PG&E North of Greater Bay Area | PG&E North of Greater Bay Area | PG&E North of Greater Bay Area | PG&E North of Greater Bay Area | PG&E North of Greater Bay Area | PG&E North of Greater Bay Area | PG&E North of Greater Bay Area | PG&E Greater Bay Area | PG&E Greater Bay Area | PG&E Greater Bay Area | PG&E Greater Bay Area | PG&E Greater Bay Area | PG&E Greater Bay Area | PG&E Greater Bay Area | PG&E Greater Bay Area | PG&E Greater Bay Area | PG&E Greater Bay Area | PG&E Greater Bay Area | PG&E Greater Bay Area | PG&E Greater Bay Area | PG&E Greater Bay Area | PG&E Greater Bay Area | PG&E Greater Bay Area | PG&E Greater Bay Area | PG&E Greater Bay Area | PG&E Kern Area | PG&E Kern Area | PG&E Kern Area | PG&E Kern Area | PG&E Kern Area | PG&E Kern Area | PG&E Kern Area | PG&E Kern Area | PG&E Kern Area | PG&E Kern Area | PG&E Fresno Area | PG&E Fresno Area | PG&E Fresno Area | PG&E Fresno Area | PG&E Fresno Area | PG&E Fresno Area | PG&E Fresno Area | PG&E Fresno Area | PG&E Fresno Area | PG&E Fresno Area | PG&E Fresno Area | PG&E Fresno Area | PG&E Fresno Area | PG&E Fresno Area | PG&E Fresno Area | PG&E Fresno Area | PG&E Fresno Area | PG&E Fresno Area | PG&E Fresno Area | PG&E Fresno Area
|  | PTO area | SCE | SCE | SCE | SCE | SCE | SCE | SCE | SCE | SCE | SCE | SCE | SCE | SCE | SCE | SCE | SCE | SCE | SCE | SCE | SCE | SCE | SCE | VEA | VEA | SCE | SDGE | SDGE | SDGE | SDGE | SDGE | SDGE | SDGE | SDGE | SDGE | SDGE | SDGE | SDGE | SDGE | SDGE | PGE | PGE | PGE | PGE | PGE | PGE | PGE | PGE | PGE | PGE | PGE | PGE | PGE | PGE | PGE | PGE | PGE | PGE | PGE | PGE | PGE | PGE | PGE | PGE | PGE | PGE | PGE | PGE | PGE | PGE | PGE | PGE | PGE | PGE | PGE | PGE | PGE | PGE | PGE | PGE | PGE | PGE | PGE | PGE | PGE | PGE | PGE | PGE | PGE | PGE | PGE | PGE | PGE | PGE | PGE | PGE | PGE | PGE
|  | Wind/Solar Designation Area | Solar | Solar | Solar | Solar | Solar | Solar | Solar | Solar | Solar | Solar | Solar | Solar | Solar | Solar | Solar | Solar | Solar | Solar | Solar | Solar | Solar | Solar | Solar | Solar | Solar | Solar | Solar | Solar | Solar | Solar | Solar | Solar | Solar | Solar | Solar | Solar | Solar | Solar | Solar | Wind | Wind | Wind | Wind | Wind | Wind | Wind | Wind | Wind | Wind | Wind | Wind | Wind | Wind | Wind | Wind | Wind | Wind | Wind | Wind | Wind | Wind | Wind | Wind | Wind | Wind | Wind | Wind | Solar | Solar | Solar | Solar | Solar | Solar | Solar | Solar | Solar | Solar | Solar | Solar | Solar | Solar | Solar | Solar | Solar | Solar | Solar | Solar | Solar | Solar | Solar | Solar | Solar | Solar | Solar | Solar | Solar | Solar
White Paper Constraint Initial Capacity |  | FCDS | 6149.12 | 6733.24 | 3530 | 2400 | 954 | 876 | 977 | 0 | 2700 | 13500 | 0 | 256 | 1034 | 1328 | 297 | 1160 | 2300 | 6133 | 0 | 4824 | 1450 | 6651 | 3372 | 4032 | 10105 | 1324 | 224 | 406 | 602 | 231 | 1832.4 | 1035 | 1677.4 | 204 | 1175 | 2169.2 | 682.4 | 1028 | 501 | 3379 | 90.45 | 971 | 347 | 15 | 50 | 1661 | 423 | 1042 | 0 | 1290 | 2146 | 2257 | 3140 | 546 | 1233 | 4574 | 32 | 298 | 8054 | 3154 | 926 | 962.9 | 102.97 | 178.92 | 382 | 9287 | 656 | 927 | 1562 | 231 | 1912 | 94.45 | 17.78 | 184.8 | 1592 | 240 | 471 | 2280 | 5406 | 5336.9 | 300.67 | 2921 | 1110.5 | 0 | 687 | 6411 | 0 | 1985 | 1782 | 412 | 122 | 38 | 528 | 5161 | 5581 | 4562 | 1666
|  | FCDS Limit Type | Actual | Actual | Actual | Actual | Actual | Actual | Actual | Actual | Actual | Default | Actual | Default | Default | Default | Actual | Actual | Actual | Default | Actual | Actual | Actual | Default | Actual | Actual | Actual | Actual | Actual | Actual | Actual | Actual | Actual | Actual | Actual | Actual | Actual | Actual | Actual | Actual | Actual | Actual | Actual | Actual | Actual | Actual | Actual | Actual | Actual | Actual | Actual | Actual | Actual | Actual | Actual | Actual | Actual | Actual | Actual | Actual | Actual | Actual | Actual | Actual | Actual | Actual | Actual | Actual | Actual | Actual | Actual | Actual | Actual | Actual | Actual | Actual | Actual | Actual | Actual | Default | Actual | Actual | Actual | Actual | Actual | Actual | Actual | Actual | Actual | Actual | Actual | Actual | Actual | Actual | Actual | Actual | Actual | Actual | Default
|  | EODS | 8920.36 | 8496.34 | 6426 | 2614.3 | 2641 | 1527 | 2138 | 0 | 2700 | 13500 | 120 | 1190 | 1878 | 2427 | 552 | 2202 | 2300 | 7328 | 392 | 7313 | 1603 | 10182 | 3642 | 4302 | 12605 | 1324 | 224 | 406 | 602 | 231 | 5579 | 1377 | 5624 | 204 | 1175 | 2169.2 | 2369 | 1028 | 501 | 7706 | 81 | 1422 | 379 | 15 | 96 | 2539 | 463 | 975 | 0 | 3728 | 4811 | 768 | 5136 | 3673 | 3667 | 10136 | 77 | 495 | 7290 | 4254 | 3909 | 1220 | 102.97 | 180 | 273 | 9538 | 1176 | 1005 | 1226 | 144 | 1928 | 58 | 270 | 109 | 1377 | 255 | 471 | 2280 | 3581 | 5027 | 272 | 2777 | 1066 | 158 | 945 | 7216 | 50 | 1216 | 1903 | 780 | 156 | 128 | 308 | 5581 | 5617 | 4589 | 6083
|  | EODS Limit Type | Default | Default | Default | Default | Default | Default | Actual | Actual | Default | Default | Default | Default | Default | Default | Default | Actual | Default | Default | Default | Default | Actual | Default | Actual | Actual | Default | Default | Default | Default | Actual | Default | Actual | Actual | Actual | Default | Default | Actual | Default | Default | Default | Default | Default | Default | Default | Default | Default | Default | Default | Default | Actual | Default | Default | Default | Default | Default | Default | Default | Default | Default | Default | Default | Default | Default | Default | Default | Default | Default | Default | Actual | Actual | Actual | Default | Actual | Default | Actual | Actual | Actual | Default | Default | Actual | Actual | Actual | Actual | Actual | Actual | Actual | Actual | Actual | Actual | Default | Actual | Actual | Actual | Actual | Actual | Default | Default | Actual
White Paper Transmission Upgrade Info |  | FCDS AMOUNT | 1500 | 2000 | 1800 | 2500 | 900 | 500 | 2000 | 2000 | 800 | N/A | 186 | 200 | N/A | N/A | 1046 | 1370 | 3000 | 532 | 600 | 3350 | 1200 | 1522 | N/A | N/A | 6800 | 920 | 700 | 547 | 9999 | 431 | 2047.6 | 9999 | 2208.6 | 692 | 2189 | 548 | 1686.8 | 2201 | 556 | 8645 | 109 | 50 | 480 | 26 | 707 | 460 | 574 | 485 | 2300 | N/A | N/A | N/A | N/A | 6034 | 5601 | 3521 | 131 | 1255 | 831 | 300 | 163 | 290 | 74 | 70 | 712 | 4344 | 1766 | 1418 | 16891 | 687 | 179 | 206 | 9 | 367 | 784 | 637 | 234 | N/A | 14825 | 10038 | 47 | 2274 | 1211 | 1211 | N/A | N/A | 3160 | 2019 | 588 | 1247 | 358 | 60 | 3192 | 4125 | 2479 | 8379 | N/A
|  | Est. Cost (millions): | 13.2 | 85.9 | 660 | 612 | 600 | 1253 | 4358 | 100 | 28 | - | 329 | N/A | N/A | N/A | 239 | 67 | 463 | N/A | 1182 | 89 | 69 | N/A | N/A | N/A | 2165 | 58.1 | 100 | 14.7 | N/A | 671.054 | N/A | N/A | N/A | 28.3 | 79.91 | N/A | N/A | 210.6 | 103.366 | 2851.848 | 9.329 | 50 | 185 | 180 | 125 | 400 | 0 | 0 | N/A | N/A | 0 | 0 | 0 | 417.332 | 0 | 0 | 185 | 1700 | 0 | 0 | 0 | 125 | 400 | 0 | 380 | 25 | 700 | 1008.032 | 940 | 220 | 30 | 620 | 0 | 120 | 150 | 760 | 100 | N/A | 35 | 0 | 110 | 1500 | 250 | 550 | N/A | N/A | 370 | 0 | 0 | 50 | 125 | 135 | 330 | 830 | 0 | 214 | 200
|  | Est. In Service Date: | 2028 | 2030 | 2035 | 2035 | 2035 | 2035 | 2035 | 2028 | 2028 | 0 | 2035 | 2033 | 0 | 0 | 2035 | 2030 | 2032 | 2034 | 2036 | 2029 | 2030 | 2034 | 0 | 0 | 2036 | 2031 | 2030 | 2030 | 2032 | 2030 | 2034 | 2034 | 2034 | 2030 | 2031 | 2034 | 2034 | 2031 | 2030 | 2038 | 2031 | 2031 | 2036 | 2033 | 2033 | 2036 | 2036 | 2036 | 2034 | 2028 | 2028 | 2028 | 2028 | 2033 | 2033 | 2033 | 2036 | 2044 | 2044 | 2044 | 2044 | 2033 | 2038 | 2038 | 2038 | 2031 | 2038 | 2034 | 2038 | 2034 | 2031 | 2037 | 2037 | 2033 | 2034 | 2038 | 2032 | 0 | 2030 | 2030 | 2034 | 2041 | 2036 | 2041 | 2028 | 2028 | 2036 | 2036 | 2033 | 2033 | 2038 | 2033 | 2036 | 2034 | 2034 | 2033 | 0
|  | EODS AMOUNT | N/A | N/A | N/A | N/A | N/A | N/A | 2000 | 15 | N/A | N/A | N/A | N/A | N/A | N/A | N/A | 1299 | N/A | 532 | N/A | N/A | 1200 | 1522 | N/A | N/A | 6800 | N/A | N/A | N/A | 9999 | N/A | 2048 | 9999 | 2209 | N/A | N/A | 2724.8 | N/A | N/A | N/A | N/A | N/A | N/A | N/A | 25 | N/A | N/A | N/A | N/A | 2300 | N/A | N/A | N/A | N/A | N/A | N/A | N/A | N/A | N/A | N/A | N/A | N/A | N/A | N/A | N/A | N/A | N/A | N/A | 230 | 962 | 632 | N/A | 67.7 | N/A | 106.58 | 1477 | 475 | N/A | N/A | 6843 | 6343 | 390 | 607 | 122 | 546 | N/A | N/A | 87 | 302 | N/A | 2047 | 291 | 226 | 65 | 4125 | 2479 | N/A | N/A
|  | Est. Cost (millions): | N/A | N/A | N/A | N/A | N/A | N/A | 66 | 45 | N/A | N/A | N/A | N/A | N/A | N/A | N/A | 67 | N/A | N/A | N/A | N/A | 69 | N/A | N/A | N/A | 2165 | N/A | N/A | N/A | N/A | N/A | N/A | N/A | N/A | N/A | N/A | N/A | N/A | N/A | N/A | N/A | N/A | N/A | N/A | 180 | N/A | N/A | N/A | N/A | N/A | N/A | N/A | N/A | N/A | N/A | N/A | N/A | N/A | N/A | N/A | N/A | N/A | N/A | N/A | N/A | N/A | N/A | N/A | 1008.032 | 940 | 220 | N/A | 620 | 0 | 120 | 150 | 760 | 100 | N/A | 35 | 0 | 110 | 1500 | 250 | 550 | N/A | N/A | 370 | 0 | N/A | N/A | 125 | 135 | 330 | 830 | 0 | N/A | N/A
|  | Est. In Service Date: | 0 | 0 | 0 | 0 | 0 | 0 | 2035 | 2029 | 0 | 0 | 0 | 2033 | 0 | 0 | 0 | 2029 | 0 | 2034 | 0 | 0 | 0 | 2034 | 0 | 0 | 2036 | 0 | 0 | 0 | 2032 | 0 | 2034 | 2034 | 2034 | 0 | 0 | 2034 | 0 | 0 | 0 | 0 | 0 | 0 | 0 | 2033 | 0 | 0 | 0 | 0 | 2034 | 0 | 0 | 0 | 0 | 0 | 0 | 0 | 0 | 0 | 0 | 0 | 0 | 0 | 0 | 0 | 0 | 0 | 0 | 2034 | 2038 | 2034 | 0 | 2037 | 2037 | 2033 | 2034 | 2038 | 2032 | 0 | 2030 | 2030 | 2034 | 2041 | 2036 | 2041 | 2028 | 2028 | 2036 | 2036 | 0 | 2033 | 2038 | 2033 | 2036 | 2034 | 2034 | 0 | 0
|  | Upgrades are same | None | None | None | None | None | None | No | No | None | None | None | Yes | None | None | None | Yes | None | Yes | None | None | Yes | Yes | Yes | Yes | Yes | None | None | None | Yes | None | Yes | Yes | YES | None | None | Yes | None | None | None | None | None | None | None | Yes | None | None | None | None | Yes | None | None | None | None | None | None | None | None | None | None | None | None | None | None | None | None | None | None | Yes | Yes | Yes | None | Yes | Yes | Yes | Yes | Yes | Yes | None | Yes | Yes | Yes | Yes | Yes | Yes | Yes | Yes | Yes | Yes | None | Yes | Yes | Yes | Yes | Yes | Yes | None | No
|  | Upgrade approved | No | No | No | No | No | No | No | No | No | No | No | Yes | Yes | Yes | No | No | No | Yes | No | No | No | Yes | Yes | Yes | No | No | No | No | Yes | No | Yes | Yes | Yes | No | No | Yes | Yes | No | No | No | No | No | No | No | No | No | No | No | Yes | Yes | Yes | Yes | Yes | No | No | No | No | No | No | No | No | No | No | No | No | No | No | No | No | No | No | No | No | No | No | No | No | No | No | No | No | No | No | No | Yes | Yes | No | No | No | No | No | No | No | No | No | No | No
Tx Calculations for Mapped Portfolio Resources
FCDS | Mapped MWs
|  | Geothermal | 0 | 0 | 0 | 0 | 0 | 0 | 0 | 0 | 0 | 523 | 116.8 | 116.8 | 116.8 | 116.8 | 0 | 0 | 0 | 0 | 30 | 37 | 0 | 37 | 436 | 620 | 868 | 0 | 0 | 0 | 530 | 0 | 530 | 530 | 530 | 0 | 0 | 530 | 530 | 0 | 0 | 2901 | 0 | 22.2 | 0 | 40 | 0 | 40 | 40 | 40 | 0 | 0 | 0 | 35.8 | 403 | 53.8 | 58 | 58 | 0 | 0 | 18 | 93.8 | 40 | 0 | 0 | 0 | 0 | 53.8 | 403 | 0 | 0 | 0 | 0 | 0 | 0 | 0 | 0 | 0 | 0 | 0 | 20 | 110 | 0 | 20 | 0 | 0 | 0 | 270 | 0 | 20 | 0 | 0 | 0 | 0 | 20 | 0 | 0 | 0 | 30
|  | Biomass | 0 | 0 | 0 | 0 | 0 | 0 | 0 | 0 | 0 | 0 | 0 | 0 | 0 | 0 | 0 | 0 | 0 | 0 | 0 | 0 | 0 | 0 | 0 | 0 | 0 | 0 | 0 | 0 | 0 | 0 | 0 | 0 | 0 | 0 | 0 | 0 | 0 | 0 | 0 | 0 | 0 | 0 | 0 | 0 | 0 | 0.55 | 0 | 0 | 0 | 0 | 0 | 0 | 0 | 0 | 0 | 0 | 0 | 0 | 0 | 2 | 0 | 0 | 0 | 0 | 0 | 0 | 0 | 0 | 0 | 0 | 0 | 0 | 0 | 0 | 0 | 0 | 0 | 0 | 0.55 | 2 | 0 | 2.55 | 2.55 | 2.55 | 0.55 | 2.55 | 0 | 2.55 | 0.55 | 0.55 | 0 | 0 | 2.55 | 0 | 0 | 0 | 0
|  | Wind | 0 | 0 | 0 | 0 | 0 | 0 | 0 | 0 | 0 | 0 | 0 | 0 | 0 | 0 | 0 | 0 | 0 | 3000 | 0 | 320 | 0 | 3320 | 0 | 321 | 3321 | 0 | 0 | 0 | 1700 | 0 | 2290 | 2110 | 2290 | 0 | 0 | 2290 | 1880 | 0 | 0 | 1159.98 | 0 | 0 | 0 | 0 | 0 | 20 | 0 | 0 | 0 | 0 | 0 | 0 | 50 | 229.98 | 229.98 | 249.98 | 0 | 20 | 229.98 | 249.98 | 0 | 0 | 0 | 0 | 160 | 249.98 | 229.98 | 0 | 0 | 0 | 0 | 0 | 0 | 0 | 0 | 0 | 0 | 0 | 0 | 0 | 0 | 0 | 0 | 0 | 0 | 0 | 0 | 0 | 0 | 0 | 0 | 0 | 0 | 0 | 0 | 0 | 160
|  | OOS Wind | 0 | 0 | 0 | 0 | 0 | 0 | 0 | 0 | 0 | 3000 | 0 | 0 | 0 | 0 | 0 | 0 | 0 | 4521 | 0 | 0 | 0 | 4521 | 0 | 1100 | 8621 | 0 | 0 | 0 | 0 | 0 | 0 | 0 | 0 | 0 | 0 | 0 | 0 | 0 | 0 | 0 | 0 | 0 | 0 | 0 | 0 | 0 | 0 | 0 | 0 | 0 | 0 | 0 | 0 | 0 | 0 | 4000 | 0 | 0 | 4000 | 4000 | 0 | 0 | 0 | 0 | 0 | 4000 | 0 | 0 | 0 | 0 | 0 | 0 | 0 | 0 | 0 | 0 | 0 | 0 | 0 | 0 | 0 | 0 | 0 | 0 | 0 | 0 | 0 | 0 | 0 | 0 | 0 | 0 | 0 | 0 | 0 | 0 | 0
|  | Offshore Wind | 0 | 0 | 0 | 0 | 0 | 0 | 0 | 0 | 0 | 0 | 0 | 0 | 0 | 0 | 0 | 0 | 0 | 0 | 0 | 0 | 0 | 0 | 0 | 0 | 0 | 0 | 0 | 0 | 0 | 0 | 0 | 0 | 0 | 0 | 0 | 0 | 0 | 0 | 0 | 1607 | 0 | 0 | 0 | 0 | 0 | 0 | 0 | 0 | 1607 | 0 | 0 | 0 | 0 | 0 | 0 | 0 | 0 | 0 | 0 | 0 | 0 | 0 | 0 | 0 | 0 | 0 | 0 | 0 | 0 | 0 | 0 | 0 | 0 | 0 | 0 | 0 | 0 | 0 | 0 | 0 | 0 | 0 | 0 | 0 | 0 | 0 | 0 | 0 | 0 | 0 | 0 | 0 | 0 | 2924 | 2924 | 0 | 0
|  | Solar | 5721 | 3912 | 1086 | 221 | 140 | 754 | 754 | 0 | 1.32 | 909.24 | 0 | 70 | 220 | 326 | 106 | 100 | 320 | 5680 | 300 | 775 | 0 | 1195 | 3360 | 3360 | 11105.5 | 90 | 0 | 0 | 60 | 0 | 1620 | 7148.5 | 2163.5 | 0 | 0 | 20 | 80 | 90 | 90 | 600 | 0 | 0 | 0 | 0 | 0 | 1956 | 0 | 0 | 0 | 0 | 0 | 0 | 680 | 0 | 0 | 296 | 0 | 46 | 0 | 46 | 0 | 0 | 6 | 6 | 0 | 46 | 0 | 509 | 1023 | 40 | 658 | 0 | 0 | 100 | 453 | 40 | 200 | 0 | 8085.4 | 8819.2 | 330 | 3146 | 630 | 400 | 80 | 4839.2 | 0 | 950 | 180 | 1660 | 50 | 0 | 410 | 60 | 5322.2 | 166 | 420.8
|  | Battery_4hr | 2462 | 2246 | 1190 | 1062 | 480 | 535 | 615 | 0 | 525 | 2124.6 | 0 | 428.5 | 557 | 707 | 0 | 30 | 1400.016 | 2041.016 | 460 | 2496 | 416 | 3756.016 | 510 | 989 | 3436.516 | 137.36 | 10 | 76.86 | 907.75 | 71.45 | 1090.46 | 1230.5 | 1726.96 | 30 | 0 | 693.6 | 899.6 | 137.36 | 0 | 633.65 | 0 | 38 | 0 | 0 | 0 | 995.1 | 0 | 0 | 0 | 0 | 0 | 50 | 276 | 613.9 | 398.2 | 722.9 | 0 | 234.3 | 163 | 467.3 | 20 | 0 | 20 | 119 | 0 | 726 | 398.2 | 20 | 0 | 20 | 20 | 0 | 0 | 0 | 20 | 20 | 157.6 | 0 | 1656.9 | 1583.1 | 0 | 930.8 | 0 | 80 | 0 | 1170.8 | 0 | 0 | 0 | 740.8 | 0 | 35 | 0 | 0 | 911.9 | 190 | 0
|  | Battery_8hr | 523 | 523 | 0 | 0 | 0 | 0 | 0 | 0 | 838 | 6526.5 | 0 | 6 | 6 | 6 | 0 | 0 | 0 | 700 | 0 | 460 | 0 | 460 | 186.5 | 186.5 | 1434.5 | 50 | 0 | 0 | 0 | 0 | 118.7 | 818.7 | 168.7 | 50 | 0 | 0 | 0 | 50 | 0 | 90.7 | 0 | 0 | 0 | 0 | 0 | 50 | 0 | 0 | 0 | 0 | 0 | 0 | 93.7 | 0 | 0 | 6.5 | 0 | 0 | 0 | 303.5 | 0 | 0 | 0 | 0 | 0 | 3 | 0 | 3 | 526 | 0 | 23 | 0 | 0 | 0 | 3 | 0 | 235 | 0 | 1896.5 | 1884.5 | 50 | 986 | 478 | 428 | 50 | 1916.5 | 0 | 478 | 50 | 50 | 50 | 0 | 428 | 0 | 393 | 35 | 3.5
|  | LDES | 1080 | 1380 | 200 | 480 | 100 | 100 | 100 | 0 | 0 | 100 | 0 | 0 | 0 | 286 | 0 | 0 | 150 | 150 | 0 | 750 | 0 | 350 | 200 | 200 | 1350 | 300 | 200 | 0 | 500 | 0 | 500 | 0 | 500 | 0 | 0 | 0 | 0 | 0 | 0 | 0 | 0 | 0 | 0 | 0 | 0 | 90 | 0 | 0 | 0 | 0 | 0 | 0 | 80 | 0 | 0 | 80 | 0 | 0 | 0 | 90 | 90 | 0 | 0 | 0 | 0 | 0 | 0 | 820 | 200 | 0 | 0 | 0 | 0 | 0 | 0 | 0 | 0 | 0 | 620 | 820 | 0 | 0 | 0 | 0 | 0 | 200 | 0 | 0 | 0 | 0 | 0 | 0 | 0 | 0 | 620 | 820 | 80
EODS | Mapped MWs
|  | Wind | 0 | 0 | 0 | 0 | 0 | 0 | 0 | 0 | 0 | 0 | 0 | 0 | 0 | 0 | 0 | 0 | 0 | 0 | 60 | 60 | 0 | 60 | 0 | 0 | 0 | 0 | 0 | 0 | 0 | 0 | 0 | 0 | 0 | 0 | 0 | 0 | 0 | 0 | 0 | 711.7 | 0 | 100 | 0 | 0 | 0 | 0 | 0 | 0 | 170.7 | 0 | 0 | 0 | 201 | 225 | 345 | 325 | 0 | 0 | 130 | 225 | 0 | 0 | 0 | 0 | 0 | 130 | 446 | 0 | 0 | 0 | 0 | 0 | 0 | 0 | 0 | 0 | 0 | 0 | 69.3 | 69.3 | 0 | 0 | 0 | 0 | 0 | 69.3 | 0 | 0 | 0 | 0 | 0 | 0 | 0 | 0 | 0 | 0 | 0
|  | OOS Wind | 0 | 0 | 0 | 0 | 0 | 0 | 0 | 0 | 0 | 0 | 0 | 0 | 0 | 0 | 0 | 0 | 0 | 0 | 0 | 0 | 0 | 0 | 0 | 0 | 0 | 0 | 0 | 0 | 0 | 0 | 0 | 0 | 0 | 0 | 0 | 0 | 0 | 0 | 0 | 0 | 0 | 0 | 0 | 0 | 0 | 0 | 0 | 0 | 0 | 0 | 0 | 0 | 0 | 0 | 0 | 0 | 0 | 0 | 0 | 0 | 0 | 0 | 0 | 0 | 0 | 0 | 0 | 0 | 0 | 0 | 0 | 0 | 0 | 0 | 0 | 0 | 0 | 0 | 0 | 0 | 0 | 0 | 0 | 0 | 0 | 0 | 0 | 0 | 0 | 0 | 0 | 0 | 0 | 0 | 0 | 0 | 0
|  | Offshore Wind | 0 | 0 | 0 | 0 | 0 | 0 | 0 | 0 | 0 | 0 | 0 | 0 | 0 | 0 | 0 | 0 | 0 | 0 | 0 | 0 | 0 | 0 | 0 | 0 | 0 | 0 | 0 | 0 | 0 | 0 | 0 | 0 | 0 | 0 | 0 | 0 | 0 | 0 | 0 | 0 | 0 | 0 | 0 | 0 | 0 | 0 | 0 | 0 | 0 | 0 | 0 | 0 | 0 | 0 | 0 | 0 | 0 | 0 | 0 | 0 | 0 | 0 | 0 | 0 | 0 | 0 | 0 | 0 | 0 | 0 | 0 | 0 | 0 | 0 | 0 | 0 | 0 | 0 | 0 | 0 | 0 | 0 | 0 | 0 | 0 | 0 | 0 | 0 | 0 | 0 | 0 | 0 | 0 | 0 | 0 | 0 | 0
|  | Distributed Solar | 31.5 | 0 | 18 | 0 | 0 | 18 | 18 | 0 | 7.38 | 11.33 | 0 | 3 | 17 | 17 | 0 | 0 | 0 | 0 | 0 | 0 | 0 | 0 | 0 | 0 | 0 | 0 | 0 | 0.84 | 0 | 0.84 | 0.84 | 0 | 0.84 | 0 | 0 | 0 | 0.84 | 0 | 0 | 25.629 | 0 | 4 | 0 | 0 | 2.73 | 38.265 | 0 | 2.73 | 0 | 0 | 0 | 0 | 9 | 2 | 6 | 11.575 | 0 | 5.575 | 2 | 15.305 | 2.73 | 0 | 0 | 2.6 | 0 | 7.575 | 9 | 19.93 | 9.28 | 3 | 5.4 | 2.4 | 2.4 | 0 | 7.65 | 12.28 | 0 | 0 | 52.3 | 60.18 | 4.4 | 32.96 | 26.96 | 19.56 | 10.56 | 46.86 | 0 | 31.96 | 10.56 | 23.56 | 7.56 | 0 | 17.56 | 0 | 18.44 | 3 | 0
|  | Solar | 1258 | 1208 | 155 | 1020 | 0 | 50 | 155 | 0 | 0 | 0 | 0 | 235.8 | 235.8 | 235.8 | 0 | 700 | 2575 | 3823 | 292 | 2055 | 463 | 5330 | 1046 | 1046 | 10188.6 | 0 | 0 | 0 | 107 | 0 | 1634.4 | 7552.6 | 7585 | 0 | 0 | 224.4 | 224.4 | 0 | 0 | 2107.5 | 12 | 0 | 247 | 0 | 12 | 1783.5 | 235 | 934.5 | 0 | 160 | 0 | 0 | 430 | 593 | 903 | 717 | 0 | 14 | 310 | 1258.5 | 934.5 | 160 | 14 | 14 | 0 | 324 | 593 | 1472.5 | 1060 | 0 | 860 | 0 | 0 | 0 | 485 | 95 | 179 | 0 | 5603.2 | 5473.2 | 0 | 1312.5 | 0 | 0 | 0 | 2097.5 | 0 | 0 | 0 | 835 | 0 | 35 | 0 | 0 | 4693.2 | 1187.5 | 0
| HSN Output | HSN
|  | Geothermal | 0 | 0 | 0 | 0 | 0 | 0 | 0 | 0 | 0 | 523 | 116.8 | 116.8 | 116.8 | 116.8 | 0 | 0 | 0 | 0 | 30 | 37 | 0 | 37 | 436 | 620 | 868 | 0 | 0 | 0 | 530 | 0 | 530 | 530 | 530 | 0 | 0 | 530 | 530 | 0 | 0 | 2901 | 0 | 22.2 | 0 | 40 | 0 | 40 | 40 | 40 | 0 | 0 | 0 | 35.8 | 403 | 53.8 | 58 | 58 | 0 | 0 | 18 | 93.8 | 40 | 0 | 0 | 0 | 0 | 53.8 | 403 | 0 | 0 | 0 | 0 | 0 | 0 | 0 | 0 | 0 | 0 | 0 | 20 | 110 | 0 | 20 | 0 | 0 | 0 | 270 | 0 | 20 | 0 | 0 | 0 | 0 | 20 | 0 | 0 | 0 | 30
|  | Biomass | 0 | 0 | 0 | 0 | 0 | 0 | 0 | 0 | 0 | 0 | 0 | 0 | 0 | 0 | 0 | 0 | 0 | 0 | 0 | 0 | 0 | 0 | 0 | 0 | 0 | 0 | 0 | 0 | 0 | 0 | 0 | 0 | 0 | 0 | 0 | 0 | 0 | 0 | 0 | 0 | 0 | 0 | 0 | 0 | 0 | 0.55 | 0 | 0 | 0 | 0 | 0 | 0 | 0 | 0 | 0 | 0 | 0 | 0 | 0 | 2 | 0 | 0 | 0 | 0 | 0 | 0 | 0 | 0 | 0 | 0 | 0 | 0 | 0 | 0 | 0 | 0 | 0 | 0 | 0.55 | 2 | 0 | 2.55 | 2.55 | 2.55 | 0.55 | 2.55 | 0 | 2.55 | 0.55 | 0.55 | 0 | 0 | 2.55 | 0 | 0 | 0 | 0
|  | Wind | 0 | 0 | 0 | 0 | 0 | 0 | 0 | 0 | 0 | 0 | 0 | 0 | 0 | 0 | 0 | 0 | 0 | 1440 | 0 | 153.6 | 0 | 1593.6 | 0 | 154.08 | 1594.08 | 0 | 0 | 0 | 595 | 0 | 801.5 | 738.5 | 801.5 | 0 | 0 | 801.5 | 658 | 0 | 0 | 579.99 | 0 | 0 | 0 | 0 | 0 | 10 | 0 | 0 | 0 | 0 | 0 | 0 | 25 | 114.99 | 114.99 | 124.99 | 0 | 10 | 114.99 | 124.99 | 0 | 0 | 0 | 0 | 80 | 124.99 | 114.99 | 0 | 0 | 0 | 0 | 0 | 0 | 0 | 0 | 0 | 0 | 0 | 0 | 0 | 0 | 0 | 0 | 0 | 0 | 0 | 0 | 0 | 0 | 0 | 0 | 0 | 0 | 0 | 0 | 0 | 80
|  | OOS Wind | 0 | 0 | 0 | 0 | 0 | 0 | 0 | 0 | 0 | 2010 | 0 | 0 | 0 | 0 | 0 | 0 | 0 | 3029.07 | 0 | 0 | 0 | 3029.07 | 0 | 737 | 5776.07 | 0 | 0 | 0 | 0 | 0 | 0 | 0 | 0 | 0 | 0 | 0 | 0 | 0 | 0 | 0 | 0 | 0 | 0 | 0 | 0 | 0 | 0 | 0 | 0 | 0 | 0 | 0 | 0 | 0 | 0 | 2680 | 0 | 0 | 2680 | 2680 | 0 | 0 | 0 | 0 | 0 | 2680 | 0 | 0 | 0 | 0 | 0 | 0 | 0 | 0 | 0 | 0 | 0 | 0 | 0 | 0 | 0 | 0 | 0 | 0 | 0 | 0 | 0 | 0 | 0 | 0 | 0 | 0 | 0 | 0 | 0 | 0 | 0
|  | Offshore Wind | 0 | 0 | 0 | 0 | 0 | 0 | 0 | 0 | 0 | 0 | 0 | 0 | 0 | 0 | 0 | 0 | 0 | 0 | 0 | 0 | 0 | 0 | 0 | 0 | 0 | 0 | 0 | 0 | 0 | 0 | 0 | 0 | 0 | 0 | 0 | 0 | 0 | 0 | 0 | 1365.95 | 0 | 0 | 0 | 0 | 0 | 0 | 0 | 0 | 1365.95 | 0 | 0 | 0 | 0 | 0 | 0 | 0 | 0 | 0 | 0 | 0 | 0 | 0 | 0 | 0 | 0 | 0 | 0 | 0 | 0 | 0 | 0 | 0 | 0 | 0 | 0 | 0 | 0 | 0 | 0 | 0 | 0 | 0 | 0 | 0 | 0 | 0 | 0 | 0 | 0 | 0 | 0 | 0 | 0 | 2485.4 | 2485.4 | 0 | 0
|  | Solar | 743.73 | 508.56 | 141.18 | 28.73 | 18.2 | 98.02 | 98.02 | 0 | 0.1716 | 118.2012 | 0 | 9.1 | 28.6 | 42.38 | 13.78 | 13 | 41.6 | 738.4 | 39 | 100.75 | 0 | 155.35 | 268.8 | 268.8 | 1443.715 | 5.4 | 0 | 0 | 3.6 | 0 | 97.2 | 428.91 | 129.81 | 0 | 0 | 1.2 | 4.8 | 5.4 | 5.4 | 90 | 0 | 0 | 0 | 0 | 0 | 293.4 | 0 | 0 | 0 | 0 | 0 | 0 | 102 | 0 | 0 | 44.4 | 0 | 6.9 | 0 | 6.9 | 0 | 0 | 0.9 | 0.9 | 0 | 6.9 | 0 | 76.35 | 153.45 | 6 | 98.7 | 0 | 0 | 15 | 67.95 | 6 | 30 | 0 | 1212.81 | 1322.88 | 49.5 | 471.9 | 94.5 | 60 | 12 | 725.88 | 0 | 142.5 | 27 | 249 | 7.5 | 0 | 61.5 | 9 | 798.33 | 24.9 | 63.12
|  | Battery_4hr | 2462 | 2246 | 1190 | 1062 | 480 | 535 | 615 | 0 | 525 | 2124.6 | 0 | 428.5 | 557 | 707 | 0 | 30 | 1400.016 | 2041.016 | 460 | 2496 | 416 | 3756.016 | 510 | 989 | 3436.516 | 137.36 | 10 | 76.86 | 907.75 | 71.45 | 1090.46 | 1230.5 | 1726.96 | 30 | 0 | 693.6 | 899.6 | 137.36 | 0 | 633.65 | 0 | 38 | 0 | 0 | 0 | 995.1 | 0 | 0 | 0 | 0 | 0 | 50 | 276 | 613.9 | 398.2 | 722.9 | 0 | 234.3 | 163 | 467.3 | 20 | 0 | 20 | 119 | 0 | 726 | 398.2 | 20 | 0 | 20 | 20 | 0 | 0 | 0 | 20 | 20 | 157.6 | 0 | 1656.9 | 1583.1 | 0 | 930.8 | 0 | 80 | 0 | 1170.8 | 0 | 0 | 0 | 740.8 | 0 | 35 | 0 | 0 | 911.9 | 190 | 0
|  | Battery_8hr | 523 | 523 | 0 | 0 | 0 | 0 | 0 | 0 | 838 | 6526.5 | 0 | 6 | 6 | 6 | 0 | 0 | 0 | 700 | 0 | 460 | 0 | 460 | 186.5 | 186.5 | 1434.5 | 50 | 0 | 0 | 0 | 0 | 118.7 | 818.7 | 168.7 | 50 | 0 | 0 | 0 | 50 | 0 | 90.7 | 0 | 0 | 0 | 0 | 0 | 50 | 0 | 0 | 0 | 0 | 0 | 0 | 93.7 | 0 | 0 | 6.5 | 0 | 0 | 0 | 303.5 | 0 | 0 | 0 | 0 | 0 | 3 | 0 | 3 | 526 | 0 | 23 | 0 | 0 | 0 | 3 | 0 | 235 | 0 | 1896.5 | 1884.5 | 50 | 986 | 478 | 428 | 50 | 1916.5 | 0 | 478 | 50 | 50 | 50 | 0 | 428 | 0 | 393 | 35 | 3.5
|  | LDES | 1080 | 1380 | 200 | 480 | 100 | 100 | 100 | 0 | 0 | 100 | 0 | 0 | 0 | 286 | 0 | 0 | 150 | 150 | 0 | 750 | 0 | 350 | 200 | 200 | 1350 | 300 | 200 | 0 | 500 | 0 | 500 | 0 | 500 | 0 | 0 | 0 | 0 | 0 | 0 | 0 | 0 | 0 | 0 | 0 | 0 | 90 | 0 | 0 | 0 | 0 | 0 | 0 | 80 | 0 | 0 | 80 | 0 | 0 | 0 | 90 | 90 | 0 | 0 | 0 | 0 | 0 | 0 | 820 | 200 | 0 | 0 | 0 | 0 | 0 | 0 | 0 | 0 | 0 | 620 | 820 | 0 | 0 | 0 | 0 | 0 | 200 | 0 | 0 | 0 | 0 | 0 | 0 | 0 | 0 | 620 | 820 | 80
|  | Total | 4808.73 | 4657.56 | 1531.18 | 1570.73 | 598.2 | 733.02 | 813.02 | 0 | 1363.1716 | 11402.3012 | 116.8 | 560.4 | 708.4 | 1158.18 | 13.78 | 43 | 1591.616 | 8098.486 | 529 | 3997.35 | 416 | 9381.036 | 1601.3 | 3155.38 | 15902.881 | 492.76 | 210 | 76.86 | 2536.35 | 71.45 | 3137.86 | 3746.61 | 3856.97 | 80 | 0 | 2026.3 | 2092.4 | 192.76 | 5.4 | 5661.29 | 0 | 60.2 | 0 | 40 | 0 | 1479.05 | 40 | 40 | 1365.95 | 0 | 0 | 85.8 | 979.7 | 782.69 | 571.19 | 3716.79 | 0 | 251.2 | 2975.99 | 3768.49 | 150 | 0 | 20.9 | 119.9 | 80 | 3594.69 | 916.19 | 919.35 | 879.45 | 26 | 141.7 | 0 | 0 | 15 | 90.95 | 26 | 422.6 | 0 | 5406.76 | 5722.48 | 99.5 | 2411.25 | 575.05 | 570.55 | 62.55 | 4285.73 | 0 | 643.05 | 77.55 | 1040.35 | 57.5 | 35 | 512.05 | 2494.4 | 5208.63 | 1069.9 | 256.62
| SSN Output | SSN
|  | Geothermal | 0 | 0 | 0 | 0 | 0 | 0 | 0 | 0 | 0 | 523 | 116.8 | 116.8 | 116.8 | 116.8 | 0 | 0 | 0 | 0 | 30 | 37 | 0 | 37 | 436 | 620 | 868 | 0 | 0 | 0 | 530 | 0 | 530 | 530 | 530 | 0 | 0 | 530 | 530 | 0 | 0 | 2901 | 0 | 22.2 | 0 | 40 | 0 | 40 | 40 | 40 | 0 | 0 | 0 | 35.8 | 403 | 53.8 | 58 | 58 | 0 | 0 | 18 | 93.8 | 40 | 0 | 0 | 0 | 0 | 53.8 | 403 | 0 | 0 | 0 | 0 | 0 | 0 | 0 | 0 | 0 | 0 | 0 | 20 | 110 | 0 | 20 | 0 | 0 | 0 | 270 | 0 | 20 | 0 | 0 | 0 | 0 | 20 | 0 | 0 | 0 | 30
|  | Biomass | 0 | 0 | 0 | 0 | 0 | 0 | 0 | 0 | 0 | 0 | 0 | 0 | 0 | 0 | 0 | 0 | 0 | 0 | 0 | 0 | 0 | 0 | 0 | 0 | 0 | 0 | 0 | 0 | 0 | 0 | 0 | 0 | 0 | 0 | 0 | 0 | 0 | 0 | 0 | 0 | 0 | 0 | 0 | 0 | 0 | 0.55 | 0 | 0 | 0 | 0 | 0 | 0 | 0 | 0 | 0 | 0 | 0 | 0 | 0 | 2 | 0 | 0 | 0 | 0 | 0 | 0 | 0 | 0 | 0 | 0 | 0 | 0 | 0 | 0 | 0 | 0 | 0 | 0 | 0.55 | 2 | 0 | 2.55 | 2.55 | 2.55 | 0.55 | 2.55 | 0 | 2.55 | 0.55 | 0.55 | 0 | 0 | 2.55 | 0 | 0 | 0 | 0
|  | Wind | 0 | 0 | 0 | 0 | 0 | 0 | 0 | 0 | 0 | 0 | 0 | 0 | 0 | 0 | 0 | 0 | 0 | 510 | 0 | 54.4 | 0 | 564.4 | 0 | 54.57 | 564.57 | 0 | 0 | 0 | 170 | 0 | 229 | 211 | 229 | 0 | 0 | 229 | 188 | 0 | 0 | 220.3962 | 0 | 0 | 0 | 0 | 0 | 3.8 | 0 | 0 | 0 | 0 | 0 | 0 | 9.5 | 43.6962 | 43.6962 | 47.4962 | 0 | 3.8 | 43.6962 | 47.4962 | 0 | 0 | 0 | 0 | 30.4 | 47.4962 | 43.6962 | 0 | 0 | 0 | 0 | 0 | 0 | 0 | 0 | 0 | 0 | 0 | 0 | 0 | 0 | 0 | 0 | 0 | 0 | 0 | 0 | 0 | 0 | 0 | 0 | 0 | 0 | 0 | 0 | 0 | 30.4
|  | OOS Wind | 0 | 0 | 0 | 0 | 0 | 0 | 0 | 0 | 0 | 1050 | 0 | 0 | 0 | 0 | 0 | 0 | 0 | 1582.35 | 0 | 0 | 0 | 1582.35 | 0 | 385 | 3017.35 | 0 | 0 | 0 | 0 | 0 | 0 | 0 | 0 | 0 | 0 | 0 | 0 | 0 | 0 | 0 | 0 | 0 | 0 | 0 | 0 | 0 | 0 | 0 | 0 | 0 | 0 | 0 | 0 | 0 | 0 | 1400 | 0 | 0 | 1400 | 1400 | 0 | 0 | 0 | 0 | 0 | 1400 | 0 | 0 | 0 | 0 | 0 | 0 | 0 | 0 | 0 | 0 | 0 | 0 | 0 | 0 | 0 | 0 | 0 | 0 | 0 | 0 | 0 | 0 | 0 | 0 | 0 | 0 | 0 | 0 | 0 | 0 | 0
|  | Offshore Wind | 0 | 0 | 0 | 0 | 0 | 0 | 0 | 0 | 0 | 0 | 0 | 0 | 0 | 0 | 0 | 0 | 0 | 0 | 0 | 0 | 0 | 0 | 0 | 0 | 0 | 0 | 0 | 0 | 0 | 0 | 0 | 0 | 0 | 0 | 0 | 0 | 0 | 0 | 0 | 723.15 | 0 | 0 | 0 | 0 | 0 | 0 | 0 | 0 | 723.15 | 0 | 0 | 0 | 0 | 0 | 0 | 0 | 0 | 0 | 0 | 0 | 0 | 0 | 0 | 0 | 0 | 0 | 0 | 0 | 0 | 0 | 0 | 0 | 0 | 0 | 0 | 0 | 0 | 0 | 0 | 0 | 0 | 0 | 0 | 0 | 0 | 0 | 0 | 0 | 0 | 0 | 0 | 0 | 0 | 1315.8 | 1315.8 | 0 | 0
|  | Solar | 4576.8 | 3129.6 | 868.8 | 176.8 | 112 | 603.2 | 603.2 | 0 | 1.056 | 727.392 | 0 | 56 | 176 | 260.8 | 84.8 | 80 | 256 | 4544 | 240 | 620 | 0 | 956 | 2217.6 | 2217.6 | 8884.4 | 63.9 | 0 | 0 | 42.6 | 0 | 1150.2 | 5075.435 | 1536.085 | 0 | 0 | 14.2 | 56.8 | 63.9 | 63.9 | 426 | 0 | 0 | 0 | 0 | 0 | 1388.76 | 0 | 0 | 0 | 0 | 0 | 0 | 482.8 | 0 | 0 | 210.16 | 0 | 32.66 | 0 | 32.66 | 0 | 0 | 4.26 | 4.26 | 0 | 32.66 | 0 | 361.39 | 726.33 | 28.4 | 467.18 | 0 | 0 | 71 | 321.63 | 28.4 | 142 | 0 | 5740.634 | 6261.632 | 234.3 | 2233.66 | 447.3 | 284 | 56.8 | 3435.832 | 0 | 674.5 | 127.8 | 1178.6 | 35.5 | 0 | 291.1 | 42.6 | 3778.762 | 117.86 | 298.768
|  | Battery_4hr | 1231 | 1123 | 595 | 531 | 240 | 267.5 | 307.5 | 0 | 262.5 | 1062.3 | 0 | 214.25 | 278.5 | 353.5 | 0 | 15 | 700.008 | 1020.508 | 230 | 1248 | 208 | 1878.008 | 255 | 494.5 | 1718.258 | 68.68 | 5 | 38.43 | 453.875 | 35.725 | 545.23 | 615.25 | 863.48 | 15 | 0 | 346.8 | 449.8 | 68.68 | 0 | 316.825 | 0 | 19 | 0 | 0 | 0 | 497.55 | 0 | 0 | 0 | 0 | 0 | 25 | 138 | 306.95 | 199.1 | 361.45 | 0 | 117.15 | 81.5 | 233.65 | 10 | 0 | 10 | 59.5 | 0 | 363 | 199.1 | 10 | 0 | 10 | 10 | 0 | 0 | 0 | 10 | 10 | 78.8 | 0 | 828.45 | 791.55 | 0 | 465.4 | 0 | 40 | 0 | 585.4 | 0 | 0 | 0 | 370.4 | 0 | 17.5 | 0 | 0 | 455.95 | 95 | 0
|  | Battery_8hr | 261.5 | 261.5 | 0 | 0 | 0 | 0 | 0 | 0 | 419 | 3263.25 | 0 | 3 | 3 | 3 | 0 | 0 | 0 | 350 | 0 | 230 | 0 | 230 | 93.25 | 93.25 | 717.25 | 25 | 0 | 0 | 0 | 0 | 59.35 | 409.35 | 84.35 | 25 | 0 | 0 | 0 | 25 | 0 | 45.35 | 0 | 0 | 0 | 0 | 0 | 25 | 0 | 0 | 0 | 0 | 0 | 0 | 46.85 | 0 | 0 | 3.25 | 0 | 0 | 0 | 151.75 | 0 | 0 | 0 | 0 | 0 | 1.5 | 0 | 1.5 | 263 | 0 | 11.5 | 0 | 0 | 0 | 1.5 | 0 | 117.5 | 0 | 948.25 | 942.25 | 25 | 493 | 239 | 214 | 25 | 958.25 | 0 | 239 | 25 | 25 | 25 | 0 | 214 | 0 | 196.5 | 17.5 | 1.75
|  | LDES | 540 | 690 | 100 | 240 | 50 | 50 | 50 | 0 | 0 | 50 | 0 | 0 | 0 | 143 | 0 | 0 | 75 | 75 | 0 | 375 | 0 | 175 | 100 | 100 | 675 | 150 | 100 | 0 | 250 | 0 | 250 | 0 | 250 | 0 | 0 | 0 | 0 | 0 | 0 | 0 | 0 | 0 | 0 | 0 | 0 | 45 | 0 | 0 | 0 | 0 | 0 | 0 | 40 | 0 | 0 | 40 | 0 | 0 | 0 | 45 | 45 | 0 | 0 | 0 | 0 | 0 | 0 | 410 | 100 | 0 | 0 | 0 | 0 | 0 | 0 | 0 | 0 | 0 | 310 | 410 | 0 | 0 | 0 | 0 | 0 | 100 | 0 | 0 | 0 | 0 | 0 | 0 | 0 | 0 | 310 | 410 | 40
|  | Total | 6609.3 | 5204.1 | 1563.8 | 947.8 | 402 | 920.7 | 960.7 | 0 | 682.556 | 6675.942 | 116.8 | 390.05 | 574.3 | 877.1 | 84.8 | 95 | 1031.008 | 8081.858 | 500 | 2564.4 | 208 | 5422.758 | 3101.85 | 3964.92 | 16444.828 | 307.58 | 105 | 38.43 | 1446.475 | 35.725 | 2763.78 | 6841.035 | 3492.915 | 40 | 0 | 1120 | 1224.6 | 157.58 | 63.9 | 4632.7212 | 0 | 41.2 | 0 | 40 | 0 | 2000.66 | 40 | 40 | 723.15 | 0 | 0 | 60.8 | 1120.15 | 404.4462 | 300.7962 | 2120.3562 | 0 | 153.61 | 1543.1962 | 2006.3562 | 95 | 0 | 14.26 | 63.76 | 30.4 | 1898.4562 | 645.7962 | 782.89 | 1089.33 | 38.4 | 488.68 | 0 | 0 | 71 | 333.13 | 38.4 | 338.3 | 0 | 7847.884 | 8517.432 | 259.3 | 3214.61 | 688.85 | 540.55 | 82.35 | 5352.032 | 0 | 936.05 | 153.35 | 1574.55 | 60.5 | 17.5 | 527.65 | 1358.4 | 6057.012 | 640.36 | 400.918
| EODS Output | EODS
|  | Geothermal | 0 | 0 | 0 | 0 | 0 | 0 | 0 | 0 | 0 | 523 | 116.8 | 116.8 | 116.8 | 116.8 | 0 | 0 | 0 | 0 | 30 | 37 | 0 | 37 | 436 | 620 | 868 | 0 | 0 | 0 | 530 | 0 | 530 | 530 | 530 | 0 | 0 | 530 | 530 | 0 | 0 | 2901 | 0 | 22.2 | 0 | 40 | 0 | 40 | 40 | 40 | 0 | 0 | 0 | 35.8 | 403 | 53.8 | 58 | 58 | 0 | 0 | 18 | 93.8 | 40 | 0 | 0 | 0 | 0 | 53.8 | 403 | 0 | 0 | 0 | 0 | 0 | 0 | 0 | 0 | 0 | 0 | 0 | 20 | 110 | 0 | 20 | 0 | 0 | 0 | 270 | 0 | 20 | 0 | 0 | 0 | 0 | 20 | 0 | 0 | 0 | 30
|  | Biomass | 0 | 0 | 0 | 0 | 0 | 0 | 0 | 0 | 0 | 0 | 0 | 0 | 0 | 0 | 0 | 0 | 0 | 0 | 0 | 0 | 0 | 0 | 0 | 0 | 0 | 0 | 0 | 0 | 0 | 0 | 0 | 0 | 0 | 0 | 0 | 0 | 0 | 0 | 0 | 0 | 0 | 0 | 0 | 0 | 0 | 0 | 0 | 0 | 0 | 0 | 0 | 0 | 0 | 0 | 0 | 0 | 0 | 0 | 0 | 0 | 0 | 0 | 0 | 0 | 0 | 0 | 0 | 0 | 0 | 0 | 0 | 0 | 0 | 0 | 0 | 0 | 0 | 0 | 0 | 0 | 0 | 0 | 0 | 0 | 0 | 0 | 0 | 0 | 0 | 0 | 0 | 0 | 0 | 0 | 0 | 0 | 0
|  | Wind | 0 | 0 | 0 | 0 | 0 | 0 | 0 | 0 | 0 | 0 | 0 | 0 | 0 | 0 | 0 | 0 | 0 | 1320 | 26.4 | 167.2 | 0 | 1487.2 | 0 | 141.24 | 1461.24 | 0 | 0 | 0 | 748 | 0 | 1007.6 | 928.4 | 1007.6 | 0 | 0 | 1007.6 | 827.2 | 0 | 0 | 1179.1584 | 0 | 63 | 0 | 0 | 0 | 12.6 | 0 | 0 | 107.541 | 0 | 0 | 0 | 158.13 | 286.6374 | 362.2374 | 362.2374 | 0 | 12.6 | 226.7874 | 299.2374 | 0 | 0 | 0 | 0 | 100.8 | 239.3874 | 425.8674 | 0 | 0 | 0 | 0 | 0 | 0 | 0 | 0 | 0 | 0 | 0 | 30.492 | 30.492 | 0 | 0 | 0 | 0 | 0 | 30.492 | 0 | 0 | 0 | 0 | 0 | 0 | 0 | 0 | 0 | 0 | 70.4
|  | OOS Wind | 0 | 0 | 0 | 0 | 0 | 0 | 0 | 0 | 0 | 2010 | 0 | 0 | 0 | 0 | 0 | 0 | 0 | 3029.07 | 0 | 0 | 0 | 3029.07 | 0 | 737 | 5776.07 | 0 | 0 | 0 | 0 | 0 | 0 | 0 | 0 | 0 | 0 | 0 | 0 | 0 | 0 | 0 | 0 | 0 | 0 | 0 | 0 | 0 | 0 | 0 | 0 | 0 | 0 | 0 | 0 | 0 | 0 | 2680 | 0 | 0 | 2680 | 2680 | 0 | 0 | 0 | 0 | 0 | 2680 | 0 | 0 | 0 | 0 | 0 | 0 | 0 | 0 | 0 | 0 | 0 | 0 | 0 | 0 | 0 | 0 | 0 | 0 | 0 | 0 | 0 | 0 | 0 | 0 | 0 | 0 | 0 | 0 | 0 | 0 | 0
|  | Offshore Wind | 0 | 0 | 0 | 0 | 0 | 0 | 0 | 0 | 0 | 0 | 0 | 0 | 0 | 0 | 0 | 0 | 0 | 0 | 0 | 0 | 0 | 0 | 0 | 0 | 0 | 0 | 0 | 0 | 0 | 0 | 0 | 0 | 0 | 0 | 0 | 0 | 0 | 0 | 0 | 1607 | 0 | 0 | 0 | 0 | 0 | 0 | 0 | 0 | 1607 | 0 | 0 | 0 | 0 | 0 | 0 | 0 | 0 | 0 | 0 | 0 | 0 | 0 | 0 | 0 | 0 | 0 | 0 | 0 | 0 | 0 | 0 | 0 | 0 | 0 | 0 | 0 | 0 | 0 | 0 | 0 | 0 | 0 | 0 | 0 | 0 | 0 | 0 | 0 | 0 | 0 | 0 | 0 | 0 | 2924 | 2924 | 0 | 0
|  | Distributed Solar | 24.255 | 0 | 13.86 | 0 | 0 | 13.86 | 13.86 | 0 | 5.6826 | 8.7241 | 0 | 2.31 | 13.09 | 13.09 | 0 | 0 | 0 | 0 | 0 | 0 | 0 | 0 | 0 | 0 | 0 | 0 | 0 | 0.6636 | 0 | 0.6636 | 0.6636 | 0 | 0.6636 | 0 | 0 | 0 | 0.6636 | 0 | 0 | 17.4277 | 0 | 2.72 | 0 | 0 | 1.8564 | 26.0202 | 0 | 1.8564 | 0 | 0 | 0 | 0 | 6.12 | 1.36 | 4.08 | 7.871 | 0 | 3.791 | 1.36 | 10.4074 | 1.8564 | 0 | 0 | 1.768 | 0 | 5.151 | 6.12 | 15.7447 | 7.3312 | 2.37 | 4.266 | 1.896 | 1.896 | 0 | 6.0435 | 9.7012 | 0 | 0 | 41.317 | 47.5422 | 3.476 | 26.0384 | 21.2984 | 15.4524 | 8.3424 | 37.0194 | 0 | 25.2484 | 8.3424 | 18.6124 | 5.9724 | 0 | 13.8724 | 0 | 14.5676 | 2.37 | 0
|  | Solar | 5373.83 | 3942.4 | 955.57 | 955.57 | 107.8 | 619.08 | 699.93 | 0 | 1.0164 | 700.1148 | 0 | 235.466 | 350.966 | 432.586 | 81.62 | 616 | 2229.15 | 7317.31 | 455.84 | 2179.1 | 356.51 | 5024.25 | 3392.62 | 3392.62 | 16396.457 | 71.1 | 0 | 0 | 131.93 | 0 | 2570.976 | 11613.869 | 7701.315 | 0 | 0 | 193.076 | 240.476 | 71.1 | 71.1 | 1841.1 | 8.16 | 0 | 167.96 | 0 | 8.16 | 2542.86 | 159.8 | 635.46 | 0 | 108.8 | 0 | 0 | 754.8 | 403.24 | 614.04 | 688.84 | 0 | 40.8 | 210.8 | 887.06 | 635.46 | 108.8 | 13.6 | 13.6 | 0 | 251.6 | 403.24 | 1565.385 | 1645.57 | 31.6 | 1199.22 | 0 | 0 | 79 | 741.02 | 106.65 | 299.41 | 0 | 10813.994 | 11290.996 | 260.7 | 3522.215 | 497.7 | 316 | 63.2 | 5479.993 | 0 | 750.5 | 142.2 | 1971.05 | 39.5 | 27.65 | 323.9 | 47.4 | 7912.166 | 1069.265 | 332.432
|  | Battery_4hr | -2462 | -2246 | -1190 | -1062 | -480 | -535 | -615 | 0 | -525 | -2124.6 | 0 | -428.5 | -557 | -707 | 0 | -30 | -1400.016 | -2041.016 | -460 | -2496 | -416 | -3756.016 | -510 | -989 | -3436.516 | -137.36 | -10 | -76.86 | -907.75 | -71.45 | -1090.46 | -1230.5 | -1726.96 | -30 | 0 | -693.6 | -899.6 | -137.36 | 0 | -633.65 | 0 | -38 | 0 | 0 | 0 | -995.1 | 0 | 0 | 0 | 0 | 0 | -50 | -276 | -613.9 | -398.2 | -722.9 | 0 | -234.3 | -163 | -467.3 | -20 | 0 | -20 | -119 | 0 | -726 | -398.2 | -20 | 0 | -20 | -20 | 0 | 0 | 0 | -20 | -20 | -157.6 | 0 | -1656.9 | -1583.1 | 0 | -930.8 | 0 | -80 | 0 | -1170.8 | 0 | 0 | 0 | -740.8 | 0 | -35 | 0 | 0 | -911.9 | -190 | 0
|  | Battery_8hr | -523 | -523 | 0 | 0 | 0 | 0 | 0 | 0 | -838 | -6526.5 | 0 | -6 | -6 | -6 | 0 | 0 | 0 | -700 | 0 | -460 | 0 | -460 | -186.5 | -186.5 | -1434.5 | -50 | 0 | 0 | 0 | 0 | -118.7 | -818.7 | -168.7 | -50 | 0 | 0 | 0 | -50 | 0 | -90.7 | 0 | 0 | 0 | 0 | 0 | -50 | 0 | 0 | 0 | 0 | 0 | 0 | -93.7 | 0 | 0 | -6.5 | 0 | 0 | 0 | -303.5 | 0 | 0 | 0 | 0 | 0 | -3 | 0 | -3 | -526 | 0 | -23 | 0 | 0 | 0 | -3 | 0 | -235 | 0 | -1896.5 | -1884.5 | -50 | -986 | -478 | -428 | -50 | -1916.5 | 0 | -478 | -50 | -50 | -50 | 0 | -428 | 0 | -393 | -35 | -3.5
|  | LDES | -1080 | -1380 | -200 | -480 | -100 | -100 | -100 | 0 | 0 | -100 | 0 | 0 | 0 | -286 | 0 | 0 | -150 | -150 | 0 | -750 | 0 | -350 | -200 | -200 | -1350 | -300 | -200 | 0 | -500 | 0 | -500 | 0 | -500 | 0 | 0 | 0 | 0 | 0 | 0 | 0 | 0 | 0 | 0 | 0 | 0 | -90 | 0 | 0 | 0 | 0 | 0 | 0 | -80 | 0 | 0 | -80 | 0 | 0 | 0 | -90 | -90 | 0 | 0 | 0 | 0 | 0 | 0 | -820 | -200 | 0 | 0 | 0 | 0 | 0 | 0 | 0 | 0 | 0 | -620 | -820 | 0 | 0 | 0 | 0 | 0 | -200 | 0 | 0 | 0 | 0 | 0 | 0 | 0 | 0 | -620 | -820 | -80
|  | Total | 1333.085 | -206.6 | -420.57 | -586.43 | -472.2 | -2.06 | -1.21 | 0 | -1356.301 | -5509.2611 | 116.8 | -79.924 | -82.144 | -436.524 | 81.62 | 586 | 679.134 | 8775.364 | 52.24 | -1322.7 | -59.49 | 5011.504 | 2932.12 | 3515.36 | 18280.751 | -416.26 | -210 | -76.1964 | 2.18 | -70.7864 | 2400.0796 | 11023.069 | 6843.9186 | -80 | 0 | 1037.076 | 698.7396 | -116.26 | 71.1 | 6821.3361 | 8.16 | 49.92 | 167.96 | 40 | 10.0164 | 1486.3802 | 199.8 | 677.3164 | 1714.541 | 108.8 | 0 | -14.2 | 872.35 | 131.1374 | 640.1574 | 2987.5484 | 0 | -177.109 | 2973.9474 | 3109.7048 | 567.3164 | 108.8 | -6.4 | -103.632 | 100.8 | 2500.9384 | 840.0274 | 738.1297 | 926.9012 | 13.97 | 1160.486 | 1.896 | 1.896 | 79 | 724.0635 | 96.3512 | -93.19 | 0 | 6732.403 | 7191.4302 | 214.176 | 1651.4534 | 40.9984 | -176.5476 | 21.5424 | 2530.2044 | 0 | 317.7484 | 100.5424 | 1198.8624 | -4.5276 | -7.35 | -70.2276 | 2971.4 | 8925.8336 | 26.635 | 349.332
Incorporates Approved Upgrades
| Remaining Tx Headroom | HSN | 1340.39 | 2075.68 | 1998.82 | 829.27 | 355.8 | 142.98 | 163.98 | 0 | 1336.8284 | 2097.6988 | -116.8 | -104.4 | 325.6 | 169.82 | 283.22 | 1117 | 708.384 | -1433.486 | -529 | 826.65 | 1034 | -1208.036 | 1770.7 | 876.62 | -5797.881 | 831.24 | 14 | 329.14 | 8064.65 | 159.55 | 742.14 | 7287.39 | 29.03 | 124 | 1175 | 690.9 | 276.8 | 835.24 | 495.6 | -2282.29 | 90.45 | 910.8 | 347 | -25 | 50 | 181.95 | 383 | 1002 | 934.05 | 1290 | 2146 | 2171.2 | 2160.3 | -236.69 | 661.81 | 857.21 | 32 | 46.8 | 5078.01 | -614.49 | 776 | 962.9 | 82.07 | 59.02 | 302 | 5692.31 | -260.19 | 7.65 | 682.55 | 205 | 1770.3 | 94.45 | 17.78 | 169.8 | 1501.05 | 214 | 48.4 | 2280 | -0.76 | -385.58 | 201.17 | 509.75 | 535.45 | -570.55 | 624.45 | 2125.27 | 0 | 1341.95 | 1704.45 | -628.35 | 64.5 | 3 | 15.95 | 2666.6 | 372.37 | 3492.1 | 1409.38
|  | SSN | -460.18 | 1529.14 | 1966.2 | 1452.2 | 552 | -44.7 | 16.3 | 0 | 2017.444 | 6824.058 | -116.8 | 65.95 | 459.7 | 450.9 | 212.2 | 1065 | 1268.992 | -1416.858 | -500 | 2259.6 | 1242 | 2750.242 | 270.15 | 67.08 | -6339.828 | 1016.42 | 119 | 367.57 | 9154.525 | 195.275 | 1116.22 | 4192.965 | 393.085 | 164 | 1175 | 1597.2 | 1144.6 | 870.42 | 437.1 | -1253.7212 | 90.45 | 929.8 | 347 | -25 | 50 | -339.66 | 383 | 1002 | 1576.85 | 1290 | 2146 | 2196.2 | 2019.85 | 141.5538 | 932.2038 | 2453.6438 | 32 | 144.39 | 6510.8038 | 1147.6438 | 831 | 962.9 | 88.71 | 115.16 | 351.6 | 7388.5438 | 10.2038 | 144.11 | 472.67 | 192.6 | 1423.32 | 94.45 | 17.78 | 113.8 | 1258.87 | 201.6 | 132.7 | 2280 | -2441.884 | -3180.532 | 41.37 | -293.61 | 421.65 | -540.55 | 604.65 | 1058.968 | 0 | 1048.95 | 1628.65 | -1162.55 | 61.5 | 20.5 | 0.35 | 3802.6 | -476.012 | 3921.64 | 1265.082
|  | EODS | 7587.275 | 8702.94 | 6846.57 | 3200.73 | 3113.2 | 1529.06 | 2139.21 | 0 | 4056.301 | 19009.2611 | 3.2 | 1269.924 | 1960.144 | 2863.524 | 470.38 | 1616 | 1620.866 | -915.364 | 339.76 | 8635.7 | 1662.49 | 6692.496 | 709.88 | 786.64 | -5675.751 | 1740.26 | 434 | 482.1964 | 10598.82 | 301.7864 | 5226.9204 | 352.931 | 989.0814 | 284 | 1175 | 3856.924 | 1670.2604 | 1144.26 | 429.9 | 884.6639 | 72.84 | 1372.08 | 211.04 | -25 | 85.9836 | 1052.6198 | 263.2 | 297.6836 | 585.459 | 3619.2 | 4811 | 782.2 | 4263.65 | 3541.8626 | 3026.8426 | 7148.4516 | 77 | 672.109 | 4316.0526 | 1144.2952 | 3341.6836 | 1111.2 | 109.37 | 283.632 | 172.2 | 7037.0616 | 335.9726 | 266.8703 | 299.0988 | 130.03 | 767.514 | 56.104 | 268.104 | 30 | 652.9365 | 158.6488 | 564.19 | 2280 | -3151.403 | -2164.4302 | 57.824 | 1125.5466 | 1025.0016 | 334.5476 | 923.4576 | 4685.7956 | 50 | 898.2516 | 1802.4576 | -418.8624 | 160.5276 | 135.35 | 378.2276 | 2609.6 | -3308.8336 | 4562.365 | 5733.668
|  | Trigger FCDS Upgrade | None: YES; None: YES; Yes: YES; None: YES; None: YES; None: YES; None: YES; Yes: YES; Yes: YES; Yes: YES; Yes: YES; Yes: YES; Yes: YES; Yes: YES; Yes: YES
|  | Trigger EODS Upgrade | None: YES; Yes: YES; None: YES; Yes: YES; Yes: YES; Yes: YES
Final Tx Exceedances
Incorporates Triggered Upgrades
| Remaining Tx Headroom | HSN | 1340.39 | 2075.68 | 1998.82 | 829.27 | 355.8 | 142.98 | 163.98 | 0 | 1336.8284 | 2097.6988 | 69.2 | -104.4 | 325.6 | 169.82 | 283.22 | 1117 | 708.384 | -1433.486 | 71 | 826.65 | 1034 | -1208.036 | 1770.7 | 876.62 | 1002.119 | 831.24 | 14 | 329.14 | 8064.65 | 159.55 | 742.14 | 7287.39 | 29.03 | 124 | 1175 | 690.9 | 276.8 | 835.24 | 495.6 | 6362.71 | 90.45 | 910.8 | 347 | -25 | 50 | 181.95 | 383 | 1002 | 934.05 | 1290 | 2146 | 2171.2 | 2160.3 | 5797.31 | 661.81 | 857.21 | 32 | 46.8 | 5078.01 | -314.49 | 776 | 962.9 | 82.07 | 59.02 | 302 | 5692.31 | 1505.81 | 7.65 | 682.55 | 205 | 1770.3 | 94.45 | 17.78 | 169.8 | 1501.05 | 214 | 48.4 | 2280 | 14824.24 | 9652.42 | 201.17 | 2783.75 | 535.45 | 640.45 | 624.45 | 2125.27 | 3160 | 1341.95 | 1704.45 | 618.65 | 64.5 | 3 | 15.95 | 6791.6 | 2851.37 | 3492.1 | 1409.38
|  | SSN | -460.18 | 1529.14 | 1966.2 | 1452.2 | 552 | -44.7 | 16.3 | 0 | 2017.444 | 6824.058 | 69.2 | 65.95 | 459.7 | 450.9 | 212.2 | 1065 | 1268.992 | -1416.858 | 100 | 2259.6 | 1242 | 2750.242 | 270.15 | 67.08 | 460.172 | 1016.42 | 119 | 367.57 | 9154.525 | 195.275 | 1116.22 | 4192.965 | 393.085 | 164 | 1175 | 1597.2 | 1144.6 | 870.42 | 437.1 | 7391.2788 | 90.45 | 929.8 | 347 | -25 | 50 | -339.66 | 383 | 1002 | 1576.85 | 1290 | 2146 | 2196.2 | 2019.85 | 6175.5538 | 932.2038 | 2453.6438 | 32 | 144.39 | 6510.8038 | 1447.6438 | 831 | 962.9 | 88.71 | 115.16 | 351.6 | 7388.5438 | 1776.2038 | 144.11 | 472.67 | 192.6 | 1423.32 | 94.45 | 17.78 | 113.8 | 1258.87 | 201.6 | 132.7 | 2280 | 12383.116 | 6857.468 | 41.37 | 1980.39 | 421.65 | 670.45 | 604.65 | 1058.968 | 3160 | 1048.95 | 1628.65 | 84.45 | 61.5 | 20.5 | 0.35 | 7927.6 | 2002.988 | 3921.64 | 1265.082
|  | EODS | 7587.275 | 8702.94 | 6846.57 | 3200.73 | 3113.2 | 1529.06 | 2139.21 | 0 | 4056.301 | 19009.2611 | 3.2 | 1269.924 | 1960.144 | 2863.524 | 470.38 | 1616 | 1620.866 | -915.364 | 339.76 | 8635.7 | 1662.49 | 6692.496 | 709.88 | 786.64 | 1124.249 | 1740.26 | 434 | 482.1964 | 10598.82 | 301.7864 | 5226.9204 | 352.931 | 989.0814 | 284 | 1175 | 3856.924 | 1670.2604 | 1144.26 | 429.9 | 884.6639 | 72.84 | 1372.08 | 211.04 | -25 | 85.9836 | 1052.6198 | 263.2 | 297.6836 | 585.459 | 3619.2 | 4811 | 782.2 | 4263.65 | 3541.8626 | 3026.8426 | 7148.4516 | 77 | 672.109 | 4316.0526 | 1144.2952 | 3341.6836 | 1111.2 | 109.37 | 283.632 | 172.2 | 7037.0616 | 335.9726 | 266.8703 | 299.0988 | 130.03 | 767.514 | 56.104 | 268.104 | 30 | 652.9365 | 158.6488 | 564.19 | 2280 | 3691.597 | 4178.5698 | 57.824 | 1732.5466 | 1025.0016 | 880.5476 | 923.4576 | 4685.7956 | 137 | 898.2516 | 1802.4576 | 1628.1376 | 160.5276 | 135.35 | 378.2276 | 6734.6 | -829.8336 | 4562.365 | 5733.668

## TxCapabilityEstimates_2024
CAISO 2024 White Paper: Transmission capability estimates for use in the CPUC's IRP process - Revised 8/28/2024
Transmission Constraint | Affected Resource Locations | Condition Under Which Constraint is Binding (On-peak and/or Off-peak) | Estimated FCDS Capability Based on On-peak Study Resource Output (MW)* |  | ADNU & Cost Estimate ($million) |  | Estimated EODS Capability Based on Off-peak Study Resource Output (MW)* |  | AOPNU & Cost Estimate ($million) |  | Wind/Solar Area Designation | Type of FCDS Limit (Actual or Default) | Type of OPDS Limit (Actual or Default) | PTO Area | EODS Upgrade Same as FCDS | Project Already Approved | FCDS Estimated ISD | EODS Estimated ISD
|  |  | Transmission Plan Capability** | Incremental due to ADNU | ADNU (Time to Construct or ISD) | Cost (2022$) | Transmission Plan Capability** | Incremental due to AOPNU | AOPNU (Time to Construct) | Cost (2022$)
SCE Northern Interconnection Area Constraints
Antelope-Vincent Constraint | Tehachapi, Big Creek | On-Peak | 6149.12 | 1500 | Upgrade Antelope-Vincent No.1 and 2 500 kV Lines (2 yrs) | 13.2 | 8920.36 | N/A | N/A | N/A | Solar | Actual | Default | SCE | None | No | 2028
Vincent-Lugo Constraint | Tehachapi | On-Peak | 6733.24 | 2000 | Upgrade Vincent-Lugo No.1 and 2 500 kV Lines (4 yrs) | 85.9 | 8496.34 | N/A | N/A | N/A | Solar | Actual | Default | SCE | None | No | 2030
Pardee-Sylmar Constraint | Big Creek, Ventura | On-Peak | 3530 | 1800 | Install Phase Shifters at Pardee on the Pardee-Sylmar No. 1 and No. 2 230 kV Lines, Reconductor Pardee-Vincent No. 2 220 kV line (9 yrs) | 660 | 6426 | N/A | N/A | N/A | Solar | Actual | Default | SCE | None | No | 2035
Windhub Constraint | Tehachapi | On-Peak | 1333.6 | 2500 | New 500 kV Transmission Line from Whirlwind to Windhub 500 kV (9 yrs) | 612 | 2614.3 | N/A | N/A | N/A | Solar | Actual | Default | SCE | None | No | 2035
Moorpark-Pardee Constraint | Ventura | On-Peak | 954 | 900 | Upgrade the Moorpark-Pardee #2 and #3 220 kV and Santa Clara-Vincent 220 kV lines (9 yrs) | 600 | 2641 | N/A | N/A | N/A | Solar | Actual | Default | SCE | None | No | 2035
North of Magunden Constraint | Big Creek | On-Peak | 876 | 500 | Rebuild Magunden - Vestal No.2 230 kV and Magunden - Springville No.2 230 kV Lines (9 yrs) | 1253 | 1527 | N/A | N/A | N/A | Solar | Actual | Default | SCE | None | No | 2035
South of Magunden Constraint | Big Creek, Ventura | On-Peak, Off-Peak | 977 | 2000 | Rebuild various SOM lines (9 yrs) | 4358 | 2138 | 2000 | Rebuild Magunden-Pastoria 230 kV line (9 yrs) | 66 | Solar | Actual | Actual | SCE | No | No | 2035 | 2035
Antelope-Neenach Constraint | Antelope/Bailey/Pastoria area | On-Peak, Off-Peak | 0 | 2000 | Reconductor Antelope-Bailey 66 kV lines (2 yrs) | 100 | 0 | 15 | Bailey-Neenach-Westpac 66 kV line upgrade | 45 | Solar | Actual | Actual | SCE | No | No | 2028 | 2029
SCE Metro Interconnection Area Constraints
Hinson - Del Amo Constraint | LA Basin | On-Peak | 2700 | 800 | Upgrade the Hinson - Del Amo 220 kV Transmission Line (27 months) | 28 | 2700 | N/A | N/A | N/A | Solar | Actual | Default | SCE | None | No | 2028
SCE Metro Area Default Constraint | LA Basin | None | 13500 | N/A | N/A | - | 13500 | N/A | N/A | N/A | Solar | Default | Default | SCE | None | No
SCE North of Lugo (NOL) Interconnection Area Constraints
Control to Inyokern area constraint | Inyokern_North | On-Peak | 0 | 186 | Build a new, series compensated Control-Inyokern 115 kV line and upgrade Inyo Phase Shifter (105 months) | 329 | 120 | N/A | N/A | N/A | Solar | Actual | Default | SCE | None | No | 2035
South of Kramer Area Constraint | Inyokern_North_Kramer Victor | On-Peak | 256 | 200 | Approved Project: Convert Kramer - Victor 115 kV lines to 230 kV (120 months) | N/A | 1190 | N/A | N/A | N/A | Solar | Default | Default | SCE | Yes | Yes | 2033 | 2033
Victor to Lugo Area Constraint | Inyokern_North_Kramer Victor | On-Peak | 1034 | N/A | Approved project:Re-conductor the four Lugo-Victor 230 kV lines (54 months) | N/A | 1878 | N/A | N/A | N/A | Solar | Default | Default | SCE | None | Yes
Lugo Transformer Area Constraint | Inyokern_North_Kramer, Victor, Pisgah | On-Peak | 1328 | N/A | Approved project: Add a third 500/230 kV transformer at Lugo Substation (54 months) | N/A | 2427 | N/A | N/A | N/A | Solar | Default | Default | SCE | None | Yes
Calcite to Lugo Area Constraint | Pisgah | On-Peak | 297 | 1046 | Rebuild Calcite-Lugo 220 kV Transmission Line (105 months) | 239 | 552 | N/A | N/A | N/A | Solar | Actual | Default | SCE | None | No | 2035
SCE Eastern Interconnection Area Constraints
Colorado River 500/230 kV Constraint | Colorado River 230 kV | On-Peak, Off-Peak | 1160 | 1370 | New Colorado River No. 3 500/230 kV transformer (4 years) | 67 | 2202 | 1299 | Same as ADNU | 67 | Solar | Actual | Actual | SCE | Yes | No | 2030 | 2029
DCRT Constraint | Cielo Azul, Delaney | On-Peak | 2300 | 3000 | New Cielo Azul - Colorado River No. 2 500 kV line, Upgrade the series cap on Cielo Azul - Colorado River No.1 500 kV line to match the conductor rating (6 years) | 463 | 2300 | N/A | N/A | N/A | Solar | Actual | Default | SCE | None | No | 2032
Devers-Red Bluff Constraint | SCE Eastern (east of Red Bluff), East of Pisgah, and SDG&E areas | On-Peak, Off-Peak | 6133 | 532 | Approved projects: Devers-Red Bluff 500 kV 1 and 2 Line Upgrade (2028) and Southern Area Reinforcement Project (2034) | N/A | 7328 | 532 | Same as ADNU | N/A | Solar | Default | Default | SCE | Yes | Yes | 2034 | 2034
Eagle Mountain Constraint | Eagle Mountain, Julian Hinds, Mirage | On-Peak | 0 | 600 | New Devers-Julian Hinds 220 kV line (10 years) | 1182 | 392 | N/A | N/A | N/A | Solar | Actual | Default | SCE | None | No | 2036
Etiwanda-Rancho Vista Constraint | SCE Eastern area | On-Peak | 4824 | 3350 | Upgrade Etiwanda-Rancho Vista No. 1 & No. 2 220 kV lines, New Etiwanda-Rancho Vista No. 3 220 kV line (3 years) | 89 | 7313 | N/A | N/A | N/A | Solar | Actual | Default | SCE | None | No | 2029
Red Bluff 500/230 kV Constraint | Red Bluff 230 kV | On-Peak, Off-Peak | 1450 | 1200 | New Red Bluff No. 3 500/230 kV transformer (4 years) | 69 | 1603 | 1200 | Same as ADNU | 69 | Solar | Actual | Actual | SCE | Yes | No | 2030
Serrano-Alberhill-Valley Constraint | SCE Eastern and SDG&E areas | On-Peak, Off-Peak | 6651 | 1522 | Approved projects: • Southern California Transmission Reinforcement Project (2034) • Serrano-Alberhill-Valley 500 kV 1 Line Upgrade (2028) • Mira Loma-Mesa 500kV UG Cable Upgrade (2026) • Devers-Valley 500 kV 1 Line Upgrade (2028) • San Bernardino-Etiwanda 230 kV 1 Line Upgrade (2031) • San Bernardino-Vista 230 kV 1 Line Upgrade (2026) • Vista-Etiwanda 230 kV 1 Line Upgrade (2031) | N/A | 10182 | 1522 | Approved projects: • Southern Area Reinforcement Project (2034) • Devers-Valley 500 kV 1 Line Upgrade (2028) • Serrano-Alberhill-Valley 500 kV 1 Line Upgrade (2028) • San Bernardino-Etiwanda 230 kV 1 Line Upgrade (2031) • San Bernardino-Vista 230 kV 1 Line Upgrade (2028) • Vista-Etiwanda 230 kV 1 Line Upgrade (2031) • Mira Loma-Mesa 500kV Underground Third Cable (2026) | N/A | Solar | Default | Default | SCE | Yes | Yes | 2034 | 2034
East of Pisgah (EOP) Interconnection Area Constraints (SCE, GLW, VEA)
GLW 230kV area constraint | VEA 138kV and GLW 230kV buses | On-Peak, Off-Peak | 3372 | N/A | GLW Core Upgrade and Beatty 230kV Project (2022-23 TPP) (2027) | N/A | 3642 | N/A | N/A | N/A | Solar | Actual | Actual | VEA | Yes | Yes
Sloan Canyon - Eldorado 500 kV constraint | VEA 138kV, GLW 230kV and Eldorado 230kV buses | On-Peak, Off-Peak | 4032 | N/A | N/A | N/A | 4302 | N/A | N/A | N/A | Solar | Actual | Actual | VEA | Yes | Yes
Lugo - Victorville area constraint | East of Pisgah, SCE Eastern,SDG&E and SCE Northern areas | On-peak | 10105 | 6800 | Eldorado - Lugo 500kV No.2 line (10 years) | 2165 | 12605 | 6800 | Same as ADNU | 2165 | Solar | Actual | Default | SCE | Yes | No | 2036 | 2036
SDG&E Interconnection Area Constraints
Capistrano-San Onofre 230 kV constraint | SDGE local area | On-peak | 1324 | 920 | Capistrano-San Onofre 230 kV upgrade (60 months) | 58.1 | 1324 | N/A | N/A | N/A | Solar | Actual | Default | SDGE | None | No | 2031
Chicarita 138 kV constraint | Baja, Imperial, SDGE local area | On-peak | 224 | 700 | Chicarita 138 kV Upgrades (48 months) | 100 | 224 | N/A | N/A | N/A | Solar | Actual | Default | SDGE | None | No | 2030
El Cajon 69 kV constraint | SDGE local area | On-peak | 406 | 547 | El Cajon 69 kV Upgrade (48 months) | 14.7 | 406 | N/A | N/A | N/A | Solar | Actual | Default | SDGE | None | No | 2030
Internal San Diego Area constraint | Baja, Imperial, SDGE local area | On-Peak, Off-Peak | 602 | 9999 | Approved project: Rearrange TL23013 PQ-OT and TL6959 PQ-Mira Sorrento; Reconductor TLC680C San Marcos-Melrose Tap (ISD - 2032) | N/A | 602 | 9999 | Same as ADNU | N/A | Solar | Actual | Actual | SDGE | Yes | Yes | 2032 | 2032
Miguel 69 kV constraint | SDGE local area | On-peak | 231 | 431 | Miguel 69 kV upgrades (48 months) | 671.054 | 231 | N/A | N/A | N/A | Solar | Actual | Default | SDGE | None | No | 2030
Encina - San Luis Rey 230 kV constraint | Baja, Imperial, Arizona, SDGE local area | On-Peak, Off-Peak | 1832.4 | 2047.6 | Approved project: Southern California 500 kV Transmission Reinforcement Project; 30 minute emergency rating on Encina Tap-San Luis Rey 230 kV Line (ISD - 2034) | N/A | 5579 | 2048 | Same as ADNU | N/A | Solar | Actual | Actual | SDGE | Yes | Yes | 2034 | 2034
|  |  |  | 3914 | New Encina - San Luis Rey 230 kV line (120 months) | 84.103 |  | 5879.6 | Same as ADNU | 84.103 | Solar |  |  |  | Yes | No | 2036 | 2036
East of Miguel constraint | Baja, Imperial, Arizona, Riverside East | On-Peak, Off-Peak | 1035 | 9999 | Approved Project: Southern California 500 kV Transmission Reinforcement (ISD - 2034) | N/A | 1377 | 9999 | Same as ADNU | N/A | Solar | Actual | Actual | SDGE | Yes | Yes | 2034 | 2034
San Luis Rey-San Onofre 230 kV line constraint | Baja, Imperial, Arizona, SDGE local area | On-Peak, Off-Peak | 1677.4 | 2208.6 | Approved Project: Southern California 500 kV Transmission Reinforcement (ISD - 2034) | N/A | 5624 | 2209 | Same as ADNU | N/A | Solar | Actual | Actual | SDGE | YES | Yes | 2034 | 2034
|  |  |  | 3435 | New San Luis Rey-San Onofre 230 kV line (120 months) | 106.635 |  | 4254 | New San Luis Rey-San Onofre 230 kV line (120 months) | 106.635 | Solar |  |  |  | Yes | No | 2036 | 2036
Ocean Ranch 69 kV constraint | SDGE local area | On-peak | 204 | 692 | Ocean Ranch 69 kV upgrade (48 months) | 28.3 | 204 | N/A | N/A | N/A | Solar | Actual | Default | SDGE | None | No | 2030
Otay Mesa 230 kV constraint | Imperial, SDGE local area | On-peak | 1175 | 2189 | Otay Mesa 230 kV upgrade (60 months) | 79.91 | 1175 | N/A | N/A | N/A | Solar | Actual | Default | SDGE | None | No | 2031
Silvergate - Bay Blvd 230 kV constraint | Baja, Imperial, SDGE local area | On-Peak, Off-Peak | 2169.2 | 548 | Approved Project: Southern California 500 kV Transmission Reinforcement (ISD - 2034); 2 hour emergency rating on Silvergate-Bay Boulevard 230 kV line | N/A | 2169.2 | 2724.8 | Same as ADNU | N/A | Solar | Actual | Actual | SDGE | Yes | Yes | 2034 | 2034
Silvergate-Old Town 230 kV constraint | Baja, Imperial, SDGE local area | On-peak | 682.4 | 1686.8 | Approved Project: Southern California 500 kV Transmission Reinforcement (ISD - 2034); 30 min emergency rating for Silvergate-Old Town and Silvergate-Old Town Tap 230 kV lines | N/A | 2369 | N/A | N/A | N/A | Solar | Actual | Default | SDGE | None | Yes | 2034
Talega 230 kV constraint | SDGE local area | On-peak | 1028 | 2201 | Talega 230 kV Upgrades (60 months) | 210.6 | 1028 | N/A | N/A | N/A | Solar | Actual | Default | SDGE | None | No | 2031
Trabuco-Capistrano 138 kV constraint | SDGE local area | On-peak | 501 | 556 | Trabuco-Capistrano 138 kV upgrade (48 months) | 103.366 | 501 | N/A | N/A | N/A | Solar | Actual | Default | SDGE | None | No | 2030
PG&E North of Greater Bay Interconnection Area Constraints
Collinsville-Tesla 500 kV Line | Greater Bay Area, North of Greater Bay Area and PG&E South 500 kV | On-Peak | 3379 | 8645 | 500kV Delevan (144 months) | 2851.848 | 7706 | N/A | N/A | N/A | Wind | Actual | Default | PGE | None | No | 2038
Woodland- Davis 115kV line | North of Greater Bay Area | On-Peak | 90.45 | 109 | Reconductor Q653F-Davis 115 kV Line (60 months) | 9.329 | 81 | N/A | N/A | N/A | Wind | Actual | Default | PGE | None | No | 2031
Cortina-Eagle Rock 115 kV line | North of Greater Bay Area | On-Peak | 971 | 50 | Re-conductor Q1284 Sw Sta-Lower Lake Sw Sta/Eagle Rock 115 kV Line (Q1284 Sw Sta-Cache Jct 1) (60 months) | 50 | 1422 | N/A | N/A | N/A | Wind | Actual | Default | PGE | None | No | 2031
Bell-Placer 115kV Line | North of Greater Bay Area | On-Peak | 347 | 480 | Re-conductor Higgins-Bell and Bell-Placer 115 kV Lines (120 months) | 185 | 379 | N/A | N/A | N/A | Wind | Actual | Default | PGE | None | No | 2036
Carberry-Round Mountain 230kV Line | North of Greater Bay Area | On-Peak, Off-Peak | 15 | 26 | Re-conductor Pit 3-Carberry and Carberry-Round mountain 230 kV Lines (84 months) | 180 | 15 | 25 | Same as ADNU | 180 | Wind | Actual | Default | PGE | Yes | No | 2033 | 2033
Rocklin-Pleaseant grove 115kV line | North of Greater Bay Area | On-Peak | 50 | 707 | Re-conductor Rio Oso-Lincoln 115 kV Line and Lincoln-Pleasant Grove 115 kV Line (72 months) | 125 | 96 | N/A | N/A | N/A | Wind | Actual | Default | PGE | None | No | 2033
Bellota-Weber 230kV line | Greater Bay Area, North of Greater Bay Area and Fresno | On-Peak | 1661 | 460 | Subacco (120 months) | 400 | 2539 | N/A | N/A | N/A | Wind | Actual | Default | PGE | None | No | 2036
Rio Oso-Brighton 230kV line |  | On-Peak | 423 | 574 |  |  | 463 | N/A | N/A | N/A | Wind | Actual | Default | PGE | None | No | 2036
Rio Oso-Lockeford 230kV line |  | On-Peak | 1042 | 485 |  |  | 975 | N/A | N/A | N/A | Wind | Actual | Default | PGE | None | No | 2036
Humboldt Offshore Wind constraint | North of Greater Bay Area | On-Peak | 0 | 2300 | Approved in 23-24 TPP: New Transmission Lines to North Coast (120 months) | N/A | 0 | 2300 | Same as ADNU | N/A | Wind | Actual | Actual | PGE | Yes | Yes | 2034 | 2034
PG&E Greater Bay Interconnection Area Constraints
Dumbarton-Newark 115 kV line | Greater Bay Area and North of Greater Bay Area | On-Peak | 1290 | N/A | Approved New Collinsville 500/230 kV Substation Project (2028) | N/A | 3728 | N/A | N/A | N/A | Wind | Actual | Default | PGE | None | Yes | 2028
Eastshore-San Mateo 230 kV line |  | On-Peak | 2146 | N/A |  |  | 4811 | N/A | N/A | N/A | Wind | Actual | Default | PGE | None | Yes | 2028
Lakeville-Ignacio 230 kV line |  | On-Peak | 2257 | N/A |  |  | 768 | N/A | N/A | N/A | Wind | Actual | Default | PGE | None | Yes | 2028
Sobrante-Moraga 230 kV line |  | On-Peak | 3140 | N/A |  |  | 5136 | N/A | N/A | N/A | Wind | Actual | Default | PGE | None | Yes | 2028
Windmaster-Delta pumps 230 kV line | Greater Bay Area and North of Greater Bay Area | On-Peak | 546 | 6034 | Contra Costa to Tesla and Newark 230 kV lines and Birds Landing series reactors( Bay Area ADNU) (86 months) | 417.332 | 3673 | N/A | N/A | N/A | Wind | Actual | Default | PGE | None | No | 2033
Contra Costa- Windmaster 230 kV line |  | On-Peak | 1233 | 5601 |  |  | 3667 | N/A | N/A | N/A | Wind | Actual | Default | PGE | None | No | 2033
Tesla-Tracy-Pump 230 kV line #2 |  | On-Peak | 4574 | 3521 |  |  | 10136 | N/A | N/A | N/A | Wind | Actual | Default | PGE | None | No | 2033
Contra Costa #1 115kV Line | Greater Bay Area | On-Peak | 32 | 131 | Contra Costa 115kV, 60kV reconductors and Bank Replacement (120 months) | 185 | 77 | N/A | N/A | N/A | Wind | Actual | Default | PGE | None | No | 2036
Kasson Jct-Heinz 115 kV line | Greater Bay Area, North of Greater Bay Area and Fresno | On-Peak | 298 | 1255 | Nikola (216 months) | 1700 | 495 | N/A | N/A | N/A | Wind | Actual | Default | PGE | None | No | 2044
Newark-Newark Distribution 115 kV line |  | On-Peak | 8054 | 831 |  |  | 7290 | N/A | N/A | N/A | Wind | Actual | Default | PGE | None | No | 2044
Tesla-Bellota 230 kV line |  | On-Peak | 3154 | 300 |  |  | 4254 | N/A | N/A | N/A | Wind | Actual | Default | PGE | None | No | 2044
Eight Mile-Tesla 230 kV line |  | On-Peak | 926 | 163 |  |  | 3909 | N/A | N/A | N/A | Wind | Actual | Default | PGE | None | No | 2044
Grant - Eastshore #2 line 115 kV | Greater Bay Area | On-Peak | 962.9 | 290 | Reconductor 1869-Eastshore #1 and #2 115 kV lines (84 months) | 125 | 1220 | N/A | N/A | N/A | Wind | Actual | Default | PGE | None | No | 2033
Salado-Crow Creek Sw Sta 60 kV line | Greater Bay Area | On-Peak | 102.97 | 74 | Reconductor Salado 115kV and 60kV Area (144 months) | 400 | 102.97 | N/A | N/A | N/A | Wind | Actual | Default | PGE | None | No | 2038
Tesla-Salado 115 kV line |  | On-Peak | 178.92 | 70 |  |  | 180 | N/A | N/A | N/A | Wind | Actual | Default | PGE | None | No | 2038
Morganhill-Metcalf 115kV Line | Greater Bay Area | On-Peak | 382 | 712 | Metcalf-Morgan Hill 115kV reconductoring (144 months) | 380 | 273 | N/A | N/A | N/A | Wind | Actual | Default | PGE | None | No | 2038
Tesla-Tracy Pump 230 kV Line #1 | Greater Bay Area and North of Greater Bay Area | On-Peak | 9287 | 4344 | Re-conductor 1883 Sw Sta-Tracy Pmp (2.9 miles) (60 months) | 25 | 9538 | N/A | N/A | N/A | Wind | Actual | Default | PGE | None | No | 2031
Birds Landing-Contra Costa 230kV Line | Greater Bay Area and North of Greater Bay Area | On-Peak | 656 | 1766 | New double circuit line from Vaca-Contra Costa 230 kV (144 months) | 700 | 1176 | N/A | N/A | N/A | Wind | Actual | Default | PGE | None | No | 2038
PG&E Kern Interconnection Area Constraints
Cal Flat-Gates 230 kV line | Kern, Los Padres | On-Peak, Off-Peak | 927 | 1418 | Morro Bay Looping (98 months) | 1008.032 | 1005 | 230 | Same as ADNU | 1008.032 | Solar | Actual | Actual | PGE | Yes | No | 2034 | 2034
Gates-Arco 230 kV Line | Kern | On-Peak, Off-Peak | 1562 | 16891 | Re-conductor and reconfigure Gates-Arco-Midway 230 kV Lines (144 months) | 940 | 1226 | 962 | Same as ADNU | 940 | Solar | Actual | Actual | PGE | Yes | No | 2038 | 2038
Smyrna-Atwell Jct 115kV Line | Kern | On-Peak, Off-Peak | 231 | 687 | Alpaugh-Semitropic Reconductor(96 months) | 220 | 144 | 632 | Same as ADNU | 220 | Solar | Actual | Actual | PGE | Yes | No | 2034 | 2034
Kern 230/115kV TB #4 | Kern | On-Peak | 1912 | 179 | Add New Kern 230/115kV Transformer Bank ( 54 months) | 30 | 1928 | N/A | N/A | N/A | Solar | Actual | Default | PGE | None | No | 2031
Maricopa-Copus 70 kV line | Kern | On-Peak, Off-Peak | 94.45 | 206 | Reconductor Kern-Old River 115 and 70 kV (132 months) | 620 | 58 | 67.7 | Same as ADNU | 620 | Solar | Actual | Actual | PGE | Yes | No | 2037 | 2037
Midway-Taft 115 kV line | Kern | On-Peak | 17.78 | 9 |  |  | 270 | N/A |  |  | Solar | Actual | Default | PGE | Yes | No | 2037 | 2037
Kern-Tevis-Stockdale-Lamont 115kV line | Kern | On-Peak, Off-Peak | 184.8 | 367 | Reconductor Kern-Stockdale-Lamont 115 kV (84 months) | 120 | 109 | 106.58 | Same as ADNU | 120 | Solar | Actual | Actual | PGE | Yes | No | 2033 | 2033
Midway 230/115kV TB #3 | Kern | On-Peak, Off-Peak | 1592 | 784 | Add new Midway 230/115 kV Transformer Bank (96 months) | 150 | 1377 | 1477 | Same as ADNU | 150 | Solar | Actual | Actual | PGE | Yes | No | 2034 | 2034
Semitropic-Midway 115kV Line | Kern | On-Peak, Off-Peak | 240 | 637 | Reconductor Semitropic-Midway-Kern 115 kV and 70 kV Lines (144 months) | 760 | 255 | 475 | Same as ADNU | 760 | Solar | Actual | Actual | PGE | Yes | No | 2038 | 2038
Midway-Buena Vista Jct 230kV Line | Kern | On-Peak | 471 | 234 | Reconductor Midway-Q2011 230 kV Line (72 months) | 100 | 471 | N/A | Same as ADNU | 100 | Solar | Actual | Default | PGE | Yes | No | 2032 | 2032
PG&E Fresno Interconnection Area Constraints
Manning 500kV | Fresno | On-Peak, Off-Peak | 2280 | N/A | N/A | N/A | 2280 | N/A | N/A | N/A | Solar | Default | Default | PGE | None | No
Gates 500/230kV TB #12 | Fresno, Kern | On-Peak, Off-Peak | 5406 | 14825 | Gates Bank 500/230kV Bank #13 (48 months) | 35 | 3581 | 6843 | Same as ADNU | 35 | Solar | Actual | Actual | PGE | Yes | No | 2030 | 2030
Gates 500/230kV TB #11 | Fresno, Kern | On-Peak, Off-Peak | 5336.9 | 10038 |  |  | 5027 | 6343 |  |  | Solar | Actual | Actual | PGE | Yes | No | 2030 | 2030
Gates 230/70kV TB #5 | Fresno | On-Peak, Off-Peak | 300.67 | 47 | New Gates #6 230/70kV (96 months) | 110 | 272 | 390 | Same as ADNU | 110 | Solar | Actual | Actual | PGE | Yes | No | 2034 | 2034
Tranquility-Helm 230kV Line | Fresno | On-Peak, Off-Peak | 2921 | 2274 | Gregg 500kV (180 months) | 1500 | 2777 | 607 | Same as ADNU | 1500 | Solar | Actual | Actual | PGE | Yes | No | 2041 | 2041
Dairyland-Chowchilla 115kV Line | Fresno | On-Peak, Off-Peak | 1110.5 | 1211 | Mendota 230 kV Conversion (120 months) | 250 | 1066 | 122 | Same as ADNU | 250 | Solar | Actual | Actual | PGE | Yes | No | 2036 | 2036
Chowchilla-Le grand 115kV Line | Fresno | On-Peak, Off-Peak | 0 | 1211 | Le Grand 230 kV Station Conversion (180 months) | 550 | 158 | 546 | Same as ADNU | 550 | Solar | Actual | Actual | PGE | Yes | No | 2041 | 2041
NEW- Melones-Cottle 230kV line | Fresno | On Peak | 687 | N/A | Approved New Manning 500/230 kV Substation Project (2028) | N/A | 945 | N/A | N/A | N/A | Solar | Actual | Actual | PGE | Yes | Yes | 2028 | 2028
Los Banos 500/230kV TB | Fresno | On-Peak, Off-Peak | 6411 | N/A |  | N/A | 7216 | N/A | N/A | N/A | Solar | Actual | Actual | PGE | Yes | Yes | 2028 | 2028
Schindler 115/70kV TB #1 | Fresno | On-Peak, Off-Peak | 0 | 3160 | Manning 115 kV Addition (120 months) | 370 | 50 | 87 | Same as ADNU | 370 | Solar | Actual | Actual | PGE | Yes | No | 2036 | 2036
Panoche- Mendota 115 kV line | Fresno | On-Peak, Off-Peak | 1985 | 2019 |  |  | 1216 | 302 |  |  | Solar | Actual | Actual | PGE | Yes | No | 2036 | 2036
Panoche-Oro Loma 115kV Line | Fresno | On-Peak | 1782 | 588 | Reconductor Oro Loma-Panoche 115 kV Lines (86 months) | 0 | 1903 | N/A | N/A | N/A | Solar | Actual | Default | PGE | None | No | 2033
Borden-Storey #1 230kV line | Fresno | On-Peak, Off-Peak | 412 | 1247 | Reconductor Wilson-Storey 230 kV Lines (86 months) | 50 | 780 | 2047 | Reconductor Wilson-Storey 230 kV Lines (86 months) | N/A | Solar | Actual | Actual | PGE | Yes | No | 2033 | 2033
Merced 115/70kV TB#2 | Fresno | On-Peak, Off-Peak | 122 | 358 | Replace Bank, and Reconductor Lines at Merced (144 months) | 125 | 156 | 291 | Same as ADNU | 125 | Solar | Actual | Actual | PGE | Yes | No | 2038 | 2038
Helm 230/70kV TB #1 | Fresno | On-Peak, Off-Peak | 38 | 60 | Helm 230/70 kV Transformer Bank replacement (84 months) | 135 | 128 | 226 | Same as ADNU | 135 | Solar | Actual | Actual | PGE | Yes | No | 2033 | 2033
Oro Loma-El Nido 115kV Line | Fresno | On-Peak, Off-Peak | 528 | 3192 | Oro-loma- El nido-Wilson Reconductor (120 months) | 330 | 308 | 65 | Same as ADNU | 330 | Solar | Actual | Actual | PGE | Yes | No | 2036 | 2036
Diablo-Gates 500 kV line | Kern, Fresno | On-Peak, Off-Peak | 5161 | 4125 | New Diablo-Midway #4 500 kV Line (98 months) | 830 | 5581 | 4125 | Same as ADNU | 830 | Solar | Actual | Actual | PGE | Yes | No | 2034 | 2034
Mustang-Henrietta 230 kV line | Fresno | On-Peak | 5581 | 2479 |  |  | 5617 | 2479 |  |  | Solar | Actual | Default | PGE | Yes | No | 2034 | 2034
Gates-Panoche 230 kV #1 and #2 Lines | Fresno | On-Peak | 4562 | 8379 | Reconductor Gates-Panoche #1 and #2 230 kV Lines (86 months) | 214 | 4589 | N/A | N/A | N/A | Solar | Actual | Default | PGE | None | No | 2033
NEW-Metcalf-Mosslanding 500kV | Fresno | On-Peak | 1666 | N/A | (72 months) | 200 | 6083 | N/A | N/A | N/A | Solar | Default | Actual | PGE | No | No
* The transmission capability estimates are based on the resource-type specific output assumptions that are used in deliverbility studies rather than the resources’ installed capacity. The values can be translated into any combination of resource types by applying the currently applicable deliverability study resource output factor.
**The transmission capability estimates are over and above the resource amounts that were online as at January 1, 2024. The CPUC will need to adjust the estimates to account for resources that came online since then. Retirement of Diablo Canyon is accounted for in the estimates assuming the replacements are at the same or similar location
For already approved upgrades with CODs after 2030, CPUC staff attempted to keep the upgrades and their capacity expansion amounts from applying to the constraint's Tx capacity before it's scheduled online date. CPUC staff used the CAISO's 2024 TPD Report's Study Amount TPD in 2030 number as the available transmision capacity prior to the year of the last Tx upgrade's COD.

## CAISO_Output_Factors
Summary of output factors from the CAISO's 2024 Transmission Capability Estimates White Paper for use in the transmission constraint calculations.
FCDS Output Factors used in FCDS capability estimates
FCDS output table | [8 empty] | FCDS Output Factors
Resource Type | HSN | HSN | HSN | HSN | SSN | SSN | SSN | SSN | Resource type | HSN |  |  |  | SSN
| SDGE | SCE | PGE | VEA | SDGE | SCE | PGE | VEA |  | SDG&E | SCE | PG&E | VEA | SDG&E | SCE | PG&E | VEA
Solar | 0.06 | 0.13 | 0.15 | 0.08 | 0.71 | 0.8 | 0.71 | 0.66 | Solar | 6% | 13% | 15% | 8% | 71% | 80% | 71% | 66%
Distributed Solar | 0.06 | 0.13 | 0.15 | 0.08 | 0.71 | 0.8 | 0.71 | 0.66 | Wind | 35% | 48% | 50% | 48% | 10% | 17% | 19% | 17%
Wind | 0.35 | 0.48 | 0.5 | 0.48 | 0.1 | 0.17 | 0.19 | 0.17 | Non-Intermittent resources | 100%
Biomass | [8 empty] | Energy storage | 100% if duration is ≥ 4-hour or ISC*(duration/4) if duration is < 4-hour |  |  |  | 50% if duration is ≥ 4-hour or ISC*(duration/4) if duration is < 4-hour | bar: SDGE to VEA
Geothermal | [8 empty] | Hybrid | The lesser of 100% of combined ISC or (100% of 4-hour storage capacity plus study amount of paired resource)/ISC | bar: SDGE to VEA
Battery_4hr | 1 | 1 | 1 | 1 | 0.5 | 0.5 | 0.5 | 0.5 | New Mexico Wind | 67% |  |  |  | 35%
Battery_8hr | 1 | 1 | 1 | 1 | 0.5 | 0.5 | 0.5 | 0.5 | Wyoming/Idaho Wind | 67% |  |  |  | 35%
LDES | 1 | 1 | 1 | 1 | 0.5 | 0.5 | 0.5 | 0.5 | Diablo OSW | 85% |  |  |  | 45%
OOS Wind | 0.67 | 0.67 | 0.67 | 0.67 | 0.35 | 0.35 | 0.35 | 0.35 | Morro Bay OSW | 85% |  |  |  | 45%
Offshore Wind | 0.85 | 0.85 | 0.85 | 0.85 | 0.45 | 0.45 | 0.45 | 0.45 | Humboldt Bay OSW | 85% |  |  |  | 45%
EODS output table | [8 empty] | Resource output factors used in EODS capability estimates
Resource type | Wind | Wind | Wind | Wind | Solar | Solar | Solar | Solar | Resource type | Wind Area |  |  |  | Solar Area
| SDGE | SCE | PGE | VEA | SDGE | SCE | PGE | VEA |  | SDG&E | SCE | PG&E | VEA | SDG&E | SCE | PG&E | VEA
Solar | 0.68 | 0.68 | 0.68 | 0.68 | 0.79 | 0.77 | 0.79 | 0.77 | Solar | 68% |  |  |  | 79% | 77% | 79% | 77%
Distributed Solar | 0.68 | 0.68 | 0.68 | 0.68 | 0.79 | 0.77 | 0.79 | 0.77 | Wind | 69% | 64% | 63% | 64% | 44%
Wind | 0.69 | 0.64 | 0.63 | 0.64 | 0.44 | 0.44 | 0.44 | 0.44 | Hydro | 30%
Biomass | 0 | 0 | 0 | 0 | 0 | 0 | 0 | 0 | Offshore Wind | 100%
Geothermal | [8 empty] | New Mexico Wind | 67% | bar: SDGE to VEA
Battery_4hr | [8 empty] | Wyoming/Idaho Wind | 67% | bar: SDGE to VEA
Battery_8hr | [8 empty] | Thermal | 0%5 | bar: SDGE to VEA
PSH | [8 empty] | Energy storage | 100% in charging mode if duration is ≥ 4-hour or 4-hour equivalent if duration is less than 4-hour6 | bar: SDGE to VEA
OOS Wind | 0.67 | 0.67 | 0.67 | 0.67 | 0.67 | 0.67 | 0.67 | 0.67 | 5 Thermal resources are initially dispatched at 15% in off-peak deliverability assessments but can be reduced to 0% to mitigate constraints
Offshore Wind | [8 empty] | 6 Energy storage is initially initially swiched off in off-peak deliverability assessments but can be dispatched incharging mode at 100% of its capacity if duration is ≥ 4-hour or 4-hour equivalent capacity if duration is less than 4-hour to mitigate constraints. | bar: SDGE to VEA
Ouput Factor Tables taken the CAISO 2024 Transmission Capability Estimates White Paper issued August 28, 2024.
SSN values taken from Deliverability Assessment Dispatch Methodology Update for Solar and Wind 06/24/24 Stakeholder Call

## Tx_Baseline_Reconcile
Data taken from BaselineReconcilation_26-27TPP_PD.xlsx workbook. Summarizes by substation, 1) resources in baseline that need to be included in Tx calculations because they have online dates after 1/1/2024; 2) resources not in baseline with online dates before 1/1/2024, these are mapped in the portfolio but not included in Tx calculations. | [17 empty] | Updated MRM 10/3/2025
|  |  | IRP-ERM baseline resources online after 1/1/2024 so not included in Tx constraints baseline | [14 empty] | Rresources not in IRP baseline but in transmission constraints baseline (e.g., resources online before 1/1/24 or in-development resources using existing interconnection deliverability)
|  |  | These Resources need to be included in transmission utilization calculations | [14 empty] | These resources are included in the portfolio mapping but need to be excluded from transmission utlization calculations
|  |  | Geothermal | Biomass | Wind | Wind | OOS Wind | OOS Wind | Offshore Wind | Offshore Wind | Distributed Solar | Solar | Solar | Battery_4hr | Battery_8hr | LDES | Has | Geothermal | Biomass | Wind | Wind | OOS Wind | OOS Wind | Offshore Wind | Offshore Wind | Distributed Solar | Solar | Solar | Battery_4hr | Battery_8hr | LDES | Has
CAISO Study Area | Substation | Voltage | FCDS | FCDS | FCDS | EODS | FCDS | EODS | FCDS | EODS | EODS | FCDS | EODS | FCDS | FCDS | FCDS | Res | FCDS | FCDS | FCDS | EODS | FCDS | EODS | FCDS | EODS | EODS | FCDS | EODS | FCDS | FCDS | FCDS | Res
PG&E KERN | 7th Standard | 115 | 0 | 0 | 0 | 0 | 0 |  |  |  | 0 | 0 | 0 | 0 | 0 | 0 |  | 0 | 0 | 0 | 0 | 0 |  |  |  | 0 | 0 | 0 | 0 | 0 | 0
SCE Metro | Alamitos | 230 | 0 | 0 | 0 | 0 | 0 |  |  |  | 0 | 0 | 0 | 0 | 0 | 0 |  | 0 | 0 | 0 | 0 | 0 |  |  |  | 0 | 0 | 0 | 82 | 0 | 0
SCE Eastern | Alberhill | 115 | 0 | 0 | 0 | 0 | 0 |  |  |  | 0 | 0 | 0 | 0 | 0 | 0 |  | 0 | 0 | 0 | 0 | 0 |  |  |  | 0 | 0 | 0 | 0 | 0 | 0
SCE Eastern | Alberhill | 500 | 0 | 0 | 0 | 0 | 0 |  |  |  | 0 | 0 | 0 | 0 | 0 | 0 |  | 0 | 0 | 0 | 0 | 0 |  |  |  | 0 | 0 | 0 | 0 | 0 | 0
PG&E GBA | Alhambra | 115 | 0 | 0 | 0 | 0 | 0 |  |  |  | 0 | 0 | 0 | 0 | 0 | 0 |  | 0 | 0 | 0 | 0 | 0 |  |  |  | 0 | 0 | 0 | 0 | 0 | 0
PG&E FRESNO | Alpaugh | 115 | 0 | 0 | 0 | 0 | 0 |  |  |  | 3 | 0 | 0 | 0 | 0 | 0 |  | 0 | 0 | 0 | 0 | 0 |  |  |  | 0 | 0 | 0 | 0 | 0 | 0
SDGE | Alpine | 69 | 0 | 0 | 0 | 0 | 0 |  |  |  | 0 | 0 | 0 | 0 | 0 | 0 |  | 0 | 0 | 0 | 0 | 0 |  |  |  | 0 | 0 | 0 | 0 | 0 | 0
PG&E GBA | Altamont Midway (Sandhill) | 230 | 0 | 0 | 0 | 0 | 0 |  |  |  | 0 | 0 | 0 | 0 | 0 | 0 |  | 0 | 0 | 0 | 0 | 0 |  |  |  | 0 | 0 | 0 | 0 | 0 | 0
SCE Northern | Antelope | 66 | 0 | 0 | 0 | 0 | 0 |  |  |  | 7.5 | 0 | 0 | 0 | 0 | 0 |  | 0 | 0 | 0 | 0 | 0 |  |  |  | 0 | 0 | 0 | 0 | 0 | 0
SCE Northern | Antelope | 230 | 0 | 0 | 0 | 0 | 0 |  |  |  | 0 | 125 | 0 | 80 | 0 | 0 |  | 0 | 0 | 0 | 0 | 0 |  |  |  | 0 | 0 | 0 | 0 | 0 | 0
SCE Northern | Antelope | 500 | 0 | 0 | 0 | 0 | 0 |  |  |  | 0 | 0 | 0 | 0 | 0 | 0 |  | 0 | 0 | 0 | 0 | 0 |  |  |  | 0 | 0 | 0 | 0 | 0 | 0
PG&E NGBA | Arcata | 60 | 0 | 0 | 0 | 0 | 0 |  |  |  | 3 | 0 | 0 | 0 | 0 | 0 |  | 0 | 0 | 0 | 0 | 0 |  |  |  | 0 | 0 | 0 | 0 | 0 | 0
PG&E KERN | Arco | 230 | 0 | 0 | 0 | 0 | 0 |  |  |  | 0 | 43.2 | 21.7 | 25 | 0 | 0 |  | 0 | 0 | 0 | 0 | 0 |  |  |  | 0 | 0 | 0 | 0 | 0 | 0
PG&E KERN | Arco | 70 | 0 | 0 | 0 | 0 | 0 |  |  |  | 0 | 0 | 0 | 55 | 0 | 0 |  | 0 | 0 | 0 | 0 | 0 |  |  |  | 0 | 0 | 0 | 0 | 0 | 0
SCE Metro | ArcoGen | 230 | 0 | 0 | 0 | 0 | 0 |  |  |  | 0 | 0 | 0 | 0 | 0 | 0 |  | 0 | 0 | 0 | 0 | 0 |  |  |  | 0 | 0 | 0 | 0 | 0 | 0
SDGE | Artesian | 230 | 0 | 0 | 0 | 0 | 0 |  |  |  | 0 | 0 | 0 | 0 | 0 | 0 |  | 0 | 0 | 0 | 0 | 0 |  |  |  | 0 | 0 | 0 | 0 | 0 | 0
SDGE | Artesian | 69 | 0 | 0 | 0 | 0 | 0 |  |  |  | 0 | 0 | 0 | 0 | 0 | 0 |  | 0 | 0 | 0 | 0 | 0 |  |  |  | 0 | 0 | 0 | 0 | 0 | 0
PG&E FRESNO | Ashlan | 230 | 0 | 0 | 0 | 0 | 0 |  |  |  | 0 | 0 | 0 | 0 | 0 | 0 |  | 0 | 0 | 0 | 0 | 0 |  |  |  | 0 | 0 | 0 | 0 | 0 | 0
PG&E NGBA | Atlantic | 115 | 0 | 0 | 0 | 0 | 0 |  |  |  | 0 | 0 | 0 | 0 | 0 | 0 |  | 0 | 0 | 0 | 0 | 0 |  |  |  | 0 | 0 | 0 | 0 | 0 | 0
PG&E NGBA | Atlantic | 230 | 0 | 0 | 0 | 0 | 0 |  |  |  | 0 | 0 | 0 | 0 | 0 | 0 |  | 0 | 0 | 0 | 0 | 0 |  |  |  | 0 | 0 | 0 | 0 | 0 | 0
PG&E NGBA | Atlantic | 60 | 0 | 0 | 0 | 0 | 0 |  |  |  | 0 | 0 | 0 | 0 | 0 | 0 |  | 0 | 0 | 0 | 0 | 0 |  |  |  | 0 | 0 | 0 | 0 | 0 | 0
PG&E FRESNO | Atwater | 115 | 0 | 0 | 0 | 0 | 0 |  |  |  | 0 | 0 | 0 | 0 | 0 | 0 |  | 0 | 0 | 0 | 0 | 0 |  |  |  | 0 | 0 | 0 | 0 | 0 | 0
PG&E GBA | Avena | 115 | 0 | 0 | 0 | 0 | 0 |  |  |  | 0 | 0 | 0 | 0 | 0 | 0 |  | 0 | 0 | 0 | 0 | 0 |  |  |  | 0 | 0 | 0 | 0 | 0 | 0
SDGE | Avocado | 69 | 0 | 0 | 0 | 0 | 0 |  |  |  | 0 | 0 | 0 | 0 | 0 | 0 |  | 0 | 0 | 0 | 0 | 0 |  |  |  | 0 | 0 | 0 | 0 | 0 | 0
PG&E NGBA | Bahia | 230 | 0 | 0 | 0 | 0 | 0 |  |  |  | 0 | 0 | 0 | 0 | 0 | 0 |  | 0 | 0 | 0 | 0 | 0 |  |  |  | 0 | 0 | 0 | 0 | 0 | 0
SCE Northern | Bailey | 230 | 0 | 0 | 0 | 0 | 0 |  |  |  | 0 | 0 | 0 | 0 | 0 | 0 |  | 0 | 0 | 0 | 0 | 0 |  |  |  | 0 | 0 | 0 | 0 | 0 | 0
SCE NOL | Baker | 115 | 0 | 0 | 0 | 0 | 0 |  |  |  | 0 | 0 | 0 | 0 | 0 | 0 |  | 0 | 0 | 0 | 0 | 0 |  |  |  | 0 | 0 | 0 | 0 | 0 | 0
PG&E KERN | Bakersfield | 230 | 0 | 0 | 0 | 0 | 0 |  |  |  | 0 | 0 | 0 | 0 | 0 | 0 |  | 0 | 0 | 0 | 0 | 0 |  |  |  | 0 | 0 | 0 | 0 | 0 | 0
PG&E FRESNO | Balch | 230 | 0 | 0 | 0 | 0 | 0 |  |  |  | 0 | 0 | 0 | 0 | 0 | 0 |  | 0 | 0 | 0 | 0 | 0 |  |  |  | 0 | 0 | 0 | 0 | 0 | 0
SCE Eastern | Bannister | 230 | 0 | 0 | 0 | 0 | 0 |  |  |  | 0 | 0 | 0 | 0 | 0 | 0 |  | 0 | 0 | 0 | 0 | 0 |  |  |  | 0 | 0 | 0 | 0 | 0 | 0
SCE Metro | Barre | 230 | 0 | 0 | 0 | 0 | 0 |  |  |  | 0 | 20 | 0 | 0 | 0 | 0 |  | 0 | 0 | 0 | 0 | 0 |  |  |  | 0 | 0 | 0 | 0 | 0 | 0
SDGE | Bay Boulevard | 69 | 0 | 0 | 0 | 0 | 0 |  |  |  | 0 | 0 | 0 | 0 | 0 | 0 |  | 0 | 0 | 0 | 0 | 0 |  |  |  | 0 | 0 | 0 | 0 | 0 | 0
SDGE | Bay Boulevard | 230 | 0 | 0 | 0 | 0 | 0 |  |  |  | 0 | 0 | 0 | 0 | 0 | 0 |  | 0 | 0 | 0 | 0 | 0 |  |  |  | 0 | 0 | 0 | 0 | 0 | 0
SCE EOP | Beatty | 138 | 0 | 0 | 0 | 0 | 0 |  |  |  | 0 | 0 | 0 | 0 | 0 | 0 |  | 0 | 0 | 0 | 0 | 0 |  |  |  | 0 | 0 | 0 | 0 | 0 | 0
SCE EOP | Beatty | 230 | 0 | 0 | 0 | 0 | 0 |  |  |  | 0 | 0 | 0 | 0 | 0 | 0 |  | 0 | 0 | 0 | 0 | 0 |  |  |  | 0 | 0 | 0 | 0 | 0 | 0
PG&E NGBA | Belden | 230 | 0 | 0 | 0 | 0 | 0 |  |  |  | 0 | 0 | 0 | 0 | 0 | 0 |  | 0 | 0 | 0 | 0 | 0 |  |  |  | 0 | 0 | 0 | 0 | 0 | 0
PG&E NGBA | Bell | 115 | 0 | 0 | 0 | 0 | 0 |  |  |  | 0 | 0 | 0 | 0 | 0 | 0 |  | 0 | 0 | 0 | 0 | 0 |  |  |  | 0 | 0 | 0 | 0 | 0 | 0
PG&E NGBA | Bellevue | 115 | 0 | 0 | 0 | 0 | 0 |  |  |  | 0 | 0 | 0 | 0 | 0 | 0 |  | 0 | 0 | 0 | 0 | 0 |  |  |  | 0 | 0 | 0 | 0 | 0 | 0
PG&E GBA | Bellota | 115 | 0 | 0 | 0 | 0 | 0 |  |  |  | 0 | 0 | 0 | 0 | 0 | 0 |  | 0 | 0 | 0 | 0 | 0 |  |  |  | 0 | 0 | 0 | 0 | 0 | 0
PG&E GBA | Bellota | 230 | 0 | 0 | 0 | 0 | 0 |  |  |  | 0 | 0 | 0 | 0 | 0 | 0 |  | 0 | 0 | 0 | 0 | 0 |  |  |  | 0 | 0 | 0 | 0 | 0 | 0
SCE Northern | Big Creek | 230 | 0 | 0 | 0 | 0 | 0 |  |  |  | 0 | 0 | 0 | 0 | 0 | 0 |  | 0 | 0 | 0 | 0 | 0 |  |  |  | 0 | 0 | 0 | 0 | 0 | 0
PG&E FRESNO | Biola | 70 | 0 | 0 | 0 | 0 | 0 |  |  |  | 0 | 0 | 0 | 0 | 0 | 0 |  | 0 | 0 | 0 | 0 | 0 |  |  |  | 0 | 0 | 0 | 0 | 0 | 0
PG&E GBA | Birds Landing | 230 | 0 | 0 | 229.98 | 0 | 0 |  |  |  | 0 | 0 | 0 | 0 | 0 | 0 |  | 0 | 0 | 0 | 0 | 0 |  |  |  | 0 | 0 | 0 | 0 | 0 | 0
SCE Northern | Bliss | 66 | 0 | 0 | 0 | 0 | 0 |  |  |  | 0 | 0 | 0 | 0 | 0 | 0 |  | 0 | 0 | 0 | 0 | 0 |  |  |  | 0 | 0 | 0 | 0 | 0 | 0
SCE Eastern | Blythe | 161 | 0 | 0 | 0 | 0 | 0 |  |  |  | 0 | 300 | 0 | 150 | 0 | 0 |  | 0 | 0 | 0 | 0 | 0 |  |  |  | 0 | 0 | 0 | 0 | 0 | 0
PG&E NGBA | Bogue | 115 | 0 | 0 | 0 | 0 | 0 |  |  |  | 0 | 0 | 0 | 0 | 0 | 0 |  | 0 | 0 | 0 | 0 | 0 |  |  |  | 0 | 0 | 0 | 0 | 0 | 0
PG&E FRESNO | Borden | 230 | 0 | 0 | 0 | 0 | 0 |  |  |  | 0 | 0 | 0 | 0 | 0 | 0 |  | 0 | 0 | 0 | 0 | 0 |  |  |  | 0 | 0 | 0 | 0 | 0 | 0
PG&E FRESNO | Borden | 70 | 0 | 0 | 0 | 0 | 0 |  |  |  | 0 | 0 | 0 | 0 | 0 | 0 |  | 0 | 0 | 0 | 0 | 0 |  |  |  | 0 | 0 | 0 | 0 | 0 | 0
SDGE | Boulevard East | 138 | 0 | 0 | 0 | 0 | 0 |  |  |  | 0 | 0 | 0 | 0 | 0 | 0 |  | 0 | 0 | 0 | 0 | 0 |  |  |  | 0 | 0 | 0 | 0 | 0 | 0
SDGE | Boulevard East | 69 | 0 | 0 | 0 | 0 | 0 |  |  |  | 0 | 0 | 0 | 9.75 | 0 | 0 |  | 0 | 0 | 0 | 0 | 0 |  |  |  | 0 | 0 | 0 | 0 | 0 | 0
PG&E GBA | Brentwood | 230 | 0 | 0 | 0 | 0 | 0 |  |  |  | 0 | 0 | 0 | 0 | 0 | 0 |  | 0 | 0 | 0 | 0 | 0 |  |  |  | 0 | 0 | 0 | 0 | 0 | 0
PG&E NGBA | Bridgeville | 115 | 0 | 0 | 0 | 0 | 0 |  |  |  | 0 | 0 | 0 | 0 | 0 | 0 |  | 0 | 0 | 0 | 0 | 0 |  |  |  | 0 | 0 | 0 | 0 | 0 | 0
PG&E NGBA | Brighton | 115 | 0 | 0 | 0 | 0 | 0 |  |  |  | 0 | 0 | 0 | 0 | 0 | 0 |  | 0 | 0 | 0 | 0 | 0 |  |  |  | 0 | 0 | 0 | 0 | 0 | 0
PG&E NGBA | Brighton | 230 | 0 | 0 | 0 | 0 | 0 |  |  |  | 0 | 0 | 0 | 0 | 0 | 0 |  | 0 | 0 | 0 | 0 | 0 |  |  |  | 0 | 0 | 0 | 0 | 0 | 0
PG&E NGBA | Brunswick | 115 | 0 | 0 | 0 | 0 | 0 |  |  |  | 0 | 0 | 0 | 0 | 0 | 0 |  | 0 | 0 | 0 | 0 | 0 |  |  |  | 0 | 0 | 0 | 0 | 0 | 0
PG&E NGBA | Bucks Creek | 230 | 0 | 0 | 0 | 0 | 0 |  |  |  | 0 | 0 | 0 | 0 | 0 | 0 |  | 0 | 0 | 0 | 0 | 0 |  |  |  | 0 | 0 | 0 | 0 | 0 | 0
PG&E KERN | Buena Vista | 230 | 0 | 0 | 0 | 0 | 0 |  |  |  | 0 | 0 | 0 | 0 | 0 | 0 |  | 0 | 0 | 0 | 0 | 0 |  |  |  | 0 | 0 | 0 | 0 | 0 | 0
PG&E FRESNO | Bullard | 115 | 0 | 0 | 0 | 0 | 0 |  |  |  | 0 | 0 | 0 | 0 | 0 | 0 |  | 0 | 0 | 0 | 0 | 0 |  |  |  | 0 | 0 | 0 | 0 | 0 | 0
PG&E GBA | Burlingame | 115 | 0 | 0 | 0 | 0 | 0 |  |  |  | 0 | 0 | 0 | 0 | 0 | 0 |  | 0 | 0 | 0 | 0 | 0 |  |  |  | 0 | 0 | 0 | 0 | 0 | 0
PG&E NGBA | Burney Forest | 230 | 0 | 0 | 0 | 0 | 0 |  |  |  | 0 | 0 | 0 | 0 | 0 | 0 |  | 0 | 0 | 0 | 0 | 0 |  |  |  | 0 | 0 | 0 | 0 | 0 | 0
PG&E NGBA | Butte | 115 | 0 | 0 | 0 | 0 | 0 |  |  |  | 0 | 0 | 0 | 0 | 0 | 0 |  | 0 | 0 | 0 | 0 | 0 |  |  |  | 0 | 0 | 0 | 0 | 0 | 0
PG&E KERN | Cabrillo | 115 | 0 | 0 | 0 | 0 | 0 |  |  |  | 0 | 0 | 0 | 0 | 0 | 0 |  | 0 | 0 | 0 | 0 | 0 |  |  |  | 0 | 0 | 0 | 0 | 0 | 0
PG&E FRESNO | Cal Flats | 230 | 0 | 0 | 0 | 0 | 0 |  |  |  | 0 | 0 | 0 | 0 | 0 | 0 |  | 0 | 0 | 0 | 0 | 0 |  |  |  | 0 | 0 | 0 | 0 | 0 | 0
SCE NOL | Calcite | 230 | 0 | 0 | 0 | 0 | 0 |  |  |  | 0 | 0 | 0 | 0 | 0 | 0 |  | 0 | 0 | 0 | 0 | 0 |  |  |  | 0 | 0 | 0 | 0 | 0 | 0
PG&E KERN | Caliente | 230 | 0 | 0 | 0 | 0 | 0 |  |  |  | 0 | 0 | 0 | 0 | 0 | 0 |  | 0 | 0 | 0 | 0 | 0 |  |  |  | 0 | 0 | 0 | 0 | 0 | 0
PG&E FRESNO | California Ave | 115 | 0 | 0 | 0 | 0 | 0 |  |  |  | 0 | 0 | 0 | 0 | 0 | 0 |  | 0 | 0 | 0 | 0 | 0 |  |  |  | 0 | 0 | 0 | 0 | 0 | 0
PG&E KERN | Callender | 115 | 0 | 0 | 0 | 0 | 0 |  |  |  | 0 | 0 | 0 | 0 | 0 | 0 |  | 0 | 0 | 0 | 0 | 0 |  |  |  | 0 | 0 | 0 | 0 | 0 | 0
PG&E NGBA | Calpella | 115 | 0 | 0 | 0 | 0 | 0 |  |  |  | 0 | 0 | 0 | 0 | 0 | 0 |  | 0 | 0 | 0 | 0 | 0 |  |  |  | 0 | 0 | 0 | 0 | 0 | 0
PG&E GBA | Camanche | 230 | 0 | 0 | 0 | 0 | 0 |  |  |  | 0 | 0 | 0 | 0 | 0 | 0 |  | 0 | 0 | 0 | 0 | 0 |  |  |  | 0 | 0 | 0 | 0 | 0 | 0
SDGE | Cameron | 69 | 0 | 0 | 0 | 0 | 0 |  |  |  | 0.84 | 0 | 0 | 0 | 0 | 0 |  | 0 | 0 | 0 | 0 | 0 |  |  |  | 0 | 0 | 0 | 0 | 0 | 0
SDGE | Cannon | 69 | 0 | 0 | 0 | 0 | 0 |  |  |  | 0 | 0 | 0 | 0 | 0 | 0 |  | 0 | 0 | 0 | 0 | 0 |  |  |  | 0 | 0 | 0 | 0 | 0 | 0
PG&E FRESNO | Cantua | 115 | 0 | 0 | 0 | 0 | 0 |  |  |  | 0 | 0 | 0 | 0 | 0 | 0 |  | 0 | 0 | 0 | 0 | 0 |  |  |  | 0 | 0 | 0 | 0 | 0 | 0
SDGE | Capistrano | 138 | 0 | 0 | 0 | 0 | 0 |  |  |  | 0 | 0 | 0 | 0 | 0 | 0 |  | 0 | 0 | 0 | 0 | 0 |  |  |  | 0 | 0 | 0 | 0 | 0 | 0
SDGE | Capistrano | 230 | 0 | 0 | 0 | 0 | 0 |  |  |  | 0 | 0 | 0 | 0 | 0 | 0 |  | 0 | 0 | 0 | 0 | 0 |  |  |  | 0 | 0 | 0 | 0 | 0 | 0
PG&E NGBA | Carberry | 230 | 0 | 0 | 0 | 0 | 0 |  |  |  | 0 | 0 | 0 | 0 | 0 | 0 |  | 0 | 0 | 0 | 0 | 0 |  |  |  | 0 | 0 | 0 | 0 | 0 | 0
SCE Eastern | Cardiff | 66 | 0 | 0 | 0 | 0 | 0 |  |  |  | 0 | 0 | 0 | 0 | 0 | 0 |  | 0 | 0 | 0 | 0 | 0 |  |  |  | 0 | 0 | 0 | 0 | 0 | 0
PG&E NGBA | Caribou | 60 | 0 | 0 | 0 | 0 | 0 |  |  |  | 0 | 0 | 0 | 0 | 0 | 0 |  | 0 | 0 | 0 | 0 | 0 |  |  |  | 0 | 0 | 0 | 0 | 0 | 0
PG&E NGBA | Caribou | 115 | 0 | 0 | 0 | 0 | 0 |  |  |  | 0 | 0 | 0 | 0 | 0 | 0 |  | 0 | 0 | 0 | 0 | 0 |  |  |  | 0 | 0 | 0 | 0 | 0 | 0
PG&E NGBA | Caribou | 230 | 0 | 0 | 0 | 0 | 0 |  |  |  | 0 | 0 | 0 | 0 | 0 | 0 |  | 0 | 0 | 0 | 0 | 0 |  |  |  | 0 | 0 | 0 | 0 | 0 | 0
SCE EOP | Carpenter Canyon (fka Gamebird) | 138 | 0 | 0 | 0 | 0 | 0 |  |  |  | 0 | 0 | 0 | 0 | 0 | 0 |  | 0 | 0 | 0 | 0 | 0 |  |  |  | 0 | 0 | 0 | 0 | 0 | 0
SCE EOP | Carpenter Canyon (fka Gamebird) | 230 | 0 | 0 | 0 | 0 | 0 |  |  |  | 0 | 0 | 0 | 0 | 0 | 0 |  | 0 | 0 | 0 | 0 | 0 |  |  |  | 0 | 0 | 0 | 0 | 0 | 0
PG&E NGBA | Carquinez | 115 | 0 | 0 | 0 | 0 | 0 |  |  |  | 0 | 0 | 0 | 0 | 0 | 0 |  | 0 | 0 | 0 | 0 | 0 |  |  |  | 0 | 0 | 0 | 0 | 0 | 0
SDGE | Carrizo Gorge | 138 | 0 | 0 | 0 | 0 | 0 |  |  |  | 0 | 0 | 90 | 0 | 0 | 0 |  | 0 | 0 | 0 | 0 | 0 |  |  |  | 0 | 0 | 0 | 0 | 0 | 0
PG&E KERN | Carrizo Plains | 115 | 0 | 0 | 0 | 0 | 0 |  |  |  | 0 | 0 | 0 | 0 | 0 | 0 |  | 0 | 0 | 0 | 0 | 0 |  |  |  | 0 | 0 | 0 | 0 | 0 | 0
PG&E KERN | Casaloma | 230 | 0 | 0 | 0 | 0 | 0 |  |  |  | 0 | 0 | 0 | 0 | 0 | 0 |  | 0 | 0 | 0 | 0 | 0 |  |  |  | 0 | 0 | 0 | 0 | 0 | 0
PG&E GBA | Castro Valley | 230 | 0 | 0 | 0 | 0 | 0 |  |  |  | 0 | 0 | 0 | 0 | 0 | 0 |  | 0 | 0 | 0 | 0 | 0 |  |  |  | 0 | 0 | 0 | 0 | 0 | 0
PG&E GBA | Cayetano | 230 | 0 | 0 | 0 | 0 | 0 |  |  |  | 0 | 0 | 100 | 0 | 0 | 0 |  | 0 | 0 | 0 | 0 | 0 |  |  |  | 0 | 0 | 0 | 0 | 0 | 0
SCE Metro | Center | 230 | 0 | 0 | 0 | 0 | 0 |  |  |  | 0 | 0 | 0 | 90 | 0 | 0 |  | 0 | 0 | 0 | 0 | 0 |  |  |  | 0 | 0 | 0 | 0 | 0 | 0
PG&E KERN | Charca | 115 | 0 | 0 | 0 | 0 | 0 |  |  |  | 0 | 0 | 0 | 0 | 0 | 0 |  | 0 | 0 | 0 | 0 | 0 |  |  |  | 0 | 0 | 0 | 0 | 0 | 0
SCE EOP | Charleston | 138 | 0 | 0 | 0 | 0 | 0 |  |  |  | 0 | 0 | 0 | 0 | 0 | 0 |  | 0 | 0 | 0 | 0 | 0 |  |  |  | 0 | 0 | 0 | 0 | 0 | 0
SCE Metro | Chevmain | 230 | 0 | 0 | 0 | 0 | 0 |  |  |  | 0 | 0 | 0 | 0 | 0 | 0 |  | 0 | 0 | 0 | 0 | 0 |  |  |  | 0 | 0 | 0 | 0 | 0 | 0
SDGE | Chicarita | 138 | 0 | 0 | 0 | 0 | 0 |  |  |  | 0 | 0 | 0 | 0 | 0 | 0 |  | 0 | 0 | 0 | 0 | 0 |  |  |  | 0 | 0 | 0 | 0 | 0 | 0
SCE Metro | Chino | 230 | 0 | 0 | 0 | 0 | 0 |  |  |  | 0 | 0 | 0 | 0 | 0 | 0 |  | 0 | 0 | 0 | 0 | 0 |  |  |  | 0 | 0 | 0 | 0 | 0 | 0
PG&E FRESNO | Chowchilla | 115 | 0 | 0 | 0 | 0 | 0 |  |  |  | 0 | 0 | 0 | 0 | 0 | 0 |  | 0 | 0 | 0 | 0 | 0 |  |  |  | 0 | 0 | 0 | 0 | 0 | 0
PG&E GBA | Christie | 60 | 0 | 0 | 0 | 0 | 0 |  |  |  | 0 | 0 | 0 | 0 | 0 | 0 |  | 0 | 0 | 0 | 0 | 0 |  |  |  | 0 | 0 | 0 | 0 | 0 | 0
PG&E GBA | Christie | 115 | 0 | 0 | 0 | 0 | 0 |  |  |  | 0 | 0 | 0 | 0 | 0 | 0 |  | 0 | 0 | 0 | 0 | 0 |  |  |  | 0 | 0 | 0 | 0 | 0 | 0
SCE Eastern | Cielo Azul | 500 | 0 | 0 | 0 | 0 | 0 |  |  |  | 0 | 0 | 0 | 900 | 0 | 0 |  | 0 | 0 | 0 | 0 | 0 |  |  |  | 0 | 0 | 0 | 0 | 0 | 0
PG&E GBA | Clay | 60 | 0 | 0 | 0 | 0 | 0 |  |  |  | 0 | 0 | 0 | 0 | 0 | 0 |  | 0 | 0 | 0 | 0 | 0 |  |  |  | 0 | 0 | 0 | 0 | 0 | 0
PG&E GBA | Clayton | 115 | 0 | 0 | 0 | 0 | 0 |  |  |  | 0 | 0 | 0 | 0 | 0 | 0 |  | 0 | 0 | 0 | 0 | 0 |  |  |  | 0 | 0 | 0 | 0 | 0 | 0
PG&E NGBA | Cloverdale | 115 | 0 | 0 | 0 | 0 | 0 |  |  |  | 0 | 0 | 0 | 0 | 0 | 0 |  | 0 | 0 | 0 | 0 | 0 |  |  |  | 0 | 0 | 0 | 0 | 0 | 0
PG&E FRESNO | Clovis | 115 | 0 | 0 | 0 | 0 | 0 |  |  |  | 0 | 0 | 0 | 0 | 0 | 0 |  | 0 | 0 | 0 | 0 | 0 |  |  |  | 0 | 0 | 0 | 0 | 0 | 0
PG&E GBA | Coburn | 230 | 0 | 0 | 0 | 0 | 0 |  |  |  | 0 | 0 | 0 | 0 | 0 | 0 |  | 0 | 0 | 0 | 0 | 0 |  |  |  | 0 | 0 | 0 | 0 | 0 | 0
PG&E GBA | Coburn | 60 | 0 | 0 | 0 | 0 | 0 |  |  |  | 0 | 0 | 0 | 0 | 1.5 | 0 |  | 0 | 0 | 0 | 0 | 0 |  |  |  | 0 | 0 | 0 | 0 | 0 | 0
PG&E NGBA | Colgate | 230 | 0 | 0 | 0 | 0 | 0 |  |  |  | 0 | 0 | 0 | 0 | 0 | 0 |  | 0 | 0 | 0 | 0 | 0 |  |  |  | 0 | 0 | 0 | 0 | 0 | 0
PG&E GBA | Collierville | 230 | 0 | 0 | 0 | 0 | 0 |  |  |  | 0 | 0 | 0 | 0 | 0 | 0 |  | 0 | 0 | 0 | 0 | 0 |  |  |  | 0 | 0 | 0 | 0 | 0 | 0
PG&E GBA | Collinsville | 230 | 0 | 0 | 0 | 0 | 0 |  |  |  | 0 | 0 | 0 | 0 | 0 | 0 |  | 0 | 0 | 0 | 0 | 0 |  |  |  | 0 | 0 | 0 | 0 | 0 | 0
PG&E GBA | Collinsville | 500 | 0 | 0 | 0 | 0 | 0 |  |  |  | 0 | 0 | 0 | 0 | 0 | 0 |  | 0 | 0 | 0 | 0 | 0 |  |  |  | 0 | 0 | 0 | 0 | 0 | 0
SCE Eastern | Colorado River | 230 | 0 | 0 | 0 | 0 | 0 |  |  |  | 0 | 0 | 0 | 0 | 0 | 0 |  | 0 | 0 | 0 | 0 | 0 |  |  |  | 0 | 0 | 0 | 0 | 0 | 0
SCE Eastern | Colorado River | 500 | 0 | 0 | 0 | 0 | 0 |  |  |  | 0 | 0 | 0 | 0 | 0 | 0 |  | 0 | 0 | 0 | 0 | 0 |  |  |  | 0 | 0 | 0 | 0 | 0 | 0
PG&E KERN | Columbus | 115 | 0 | 0 | 0 | 0 | 0 |  |  |  | 0 | 0 | 0 | 0 | 0 | 0 |  | 0 | 0 | 0 | 0 | 0 |  |  |  | 0 | 0 | 0 | 0 | 0 | 0
PG&E GBA | Contra Costa | 115 | 0 | 0 | 0 | 0 | 0 |  |  |  | 0 | 0 | 0 | 0 | 0 | 0 |  | 0 | 0 | 0 | 0 | 0 |  |  |  | 0 | 0 | 0 | 0 | 0 | 0
PG&E GBA | Contra Costa | 230 | 0 | 0 | 0 | 0 | 0 |  |  |  | 0 | 0 | 0 | 0 | 0 | 0 |  | 0 | 0 | 0 | 0 | 0 |  |  |  | 0 | 0 | 0 | 0 | 0 | 0
PG&E GBA | Contra Costa PP | 230 | 0 | 0 | 0 | 0 | 0 |  |  |  | 0 | 0 | 0 | 0 | 0 | 0 |  | 0 | 0 | 0 | 0 | 0 |  |  |  | 0 | 0 | 0 | 0 | 0 | 0
SCE NOL | Control | 115 | 0 | 0 | 0 | 0 | 0 |  |  |  | 0 | 0 | 0 | 0 | 0 | 0 |  | 0 | 0 | 0 | 0 | 0 |  |  |  | 0 | 0 | 0 | 0 | 0 | 0
SCE NOL | Control | 55 | 0 | 0 | 0 | 0 | 0 |  |  |  | 0 | 0 | 0 | 0 | 0 | 0 |  | 0 | 0 | 0 | 0 | 0 |  |  |  | 0 | 0 | 0 | 0 | 0 | 0
PG&E GBA | Cooley Landing | 115 | 0 | 0 | 0 | 0 | 0 |  |  |  | 0 | 0 | 0 | 0 | 0 | 0 |  | 0 | 0 | 0 | 0 | 0 |  |  |  | 0 | 0 | 0 | 0 | 0 | 0
PG&E GBA | Cooley Landing | 60 | 0 | 0 | 0 | 0 | 0 |  |  |  | 0 | 0 | 0 | 0 | 0 | 0 |  | 0 | 0 | 0 | 0 | 0 |  |  |  | 0 | 0 | 0 | 0 | 0 | 0
SCE NOL | Coolwater | 230 | 0 | 0 | 0 | 0 | 0 |  |  |  | 0 | 0 | 0 | 0 | 0 | 0 |  | 0 | 0 | 0 | 0 | 0 |  |  |  | 0 | 0 | 0 | 0 | 0 | 0
SCE NOL | Coolwater | 115 | 0 | 0 | 0 | 0 | 0 |  |  |  | 0 | 0 | 0 | 0 | 0 | 0 |  | 0 | 0 | 0 | 0 | 0 |  |  |  | 0 | 0 | 0 | 0 | 0 | 0
PG&E KERN | Copus | 70 | 0 | 0 | 0 | 0 | 0 |  |  |  | 0 | 0 | 0 | 0 | 0 | 0 |  | 0 | 0 | 0 | 0 | 0 |  |  |  | 0 | 0 | 0 | 0 | 0 | 0
PG&E FRESNO | Corcoran | 70 | 0 | 0 | 0 | 0 | 0 |  |  |  | 0 | 0 | 0 | 0 | 0 | 0 |  | 0 | 0 | 0 | 0 | 0 |  |  |  | 0 | 0 | 0 | 0 | 0 | 0
PG&E FRESNO | Corcoran | 115 | 0 | 0 | 0 | 0 | 0 |  |  |  | 0 | 0 | 0 | 0 | 0 | 0 |  | 0 | 0 | 0 | 0 | 0 |  |  |  | 0 | 0 | 0 | 0 | 0 | 0
PG&E NGBA | Corona | 115 | 0 | 0 | 0 | 0 | 0 |  |  |  | 0 | 0 | 0 | 0 | 0 | 0 |  | 0 | 0 | 0 | 0 | 0 |  |  |  | 0 | 0 | 0 | 0 | 0 | 0
PG&E NGBA | Cortina | 230 | 0 | 0 | 0 | 0 | 0 |  |  |  | 0 | 0 | 0 | 0 | 0 | 0 |  | 0 | 0 | 0 | 0 | 0 |  |  |  | 0 | 0 | 0 | 0 | 0 | 0
PG&E NGBA | Cortina | 115 | 0 | 0 | 0 | 0 | 0 |  |  |  | 0 | 0 | 0 | 0 | 0 | 0 |  | 0 | 0 | 0 | 0 | 0 |  |  |  | 0 | 0 | 0 | 0 | 0 | 0
PG&E GBA | Cottle | 230 | 0 | 0 | 0 | 0 | 0 |  |  |  | 0 | 0 | 0 | 0 | 0 | 0 |  | 0 | 0 | 0 | 0 | 0 |  |  |  | 0 | 0 | 0 | 0 | 0 | 0
PG&E NGBA | Cottonwood | 115 | 0 | 0 | 0 | 0 | 0 |  |  |  | 0 | 0 | 0 | 0 | 0 | 0 |  | 0 | 0 | 0 | 0 | 0 |  |  |  | 0 | 0 | 0 | 0 | 0 | 0
PG&E NGBA | Cottonwood | 230 | 0 | 0 | 0 | 0 | 0 |  |  |  | 0 | 0 | 0 | 0 | 0 | 0 |  | 0 | 0 | 0 | 0 | 0 |  |  |  | 0 | 0 | 0 | 0 | 0 | 0
PG&E NGBA | Cottonwood | 60 | 0 | 0 | 0 | 0 | 0 |  |  |  | 0 | 0 | 0 | 0 | 0 | 0 |  | 0 | 0 | 0 | 0 | 0 |  |  |  | 0 | 0 | 0 | 0 | 0 | 0
PG&E NGBA | Cove Road | 230 | 0 | 0 | 0 | 0 | 0 |  |  |  | 0 | 0 | 0 | 0 | 0 | 0 |  | 0 | 0 | 0 | 0 | 0 |  |  |  | 0 | 0 | 0 | 0 | 0 | 0
PG&E GBA | Coyote | 230 | 0 | 0 | 0 | 0 | 0 |  |  |  | 0 | 0 | 0 | 0 | 0 | 0 |  | 0 | 0 | 0 | 0 | 0 |  |  |  | 0 | 0 | 0 | 0 | 0 | 0
PG&E GBA | Crazy Horse Canyon | 115 | 0 | 0 | 0 | 0 | 0 |  |  |  | 0 | 0 | 0 | 0 | 0 | 0 |  | 0 | 0 | 0 | 0 | 0 |  |  |  | 0 | 0 | 0 | 0 | 0 | 0
SDGE | Creelman | 69 | 0 | 0 | 0 | 0 | 0 |  |  |  | 0 | 0 | 0 | 0 | 0 | 0 |  | 0 | 0 | 0 | 0 | 0 |  |  |  | 0 | 0 | 0 | 0 | 0 | 0
PG&E FRESNO | Crescent | 70 | 0 | 0 | 0 | 0 | 0 |  |  |  | 0 | 0 | 0 | 0 | 0 | 0 |  | 0 | 0 | 0 | 0 | 0 |  |  |  | 0 | 0 | 0 | 0 | 0 | 0
PG&E FRESNO | Cressey | 115 | 0 | 0 | 0 | 0 | 0 |  |  |  | 0 | 0 | 0 | 0 | 0 | 0 |  | 0 | 0 | 0 | 0 | 0 |  |  |  | 0 | 0 | 0 | 0 | 0 | 0
PG&E NGBA | Cresta | 230 | 0 | 0 | 0 | 0 | 0 |  |  |  | 0 | 0 | 0 | 0 | 0 | 0 |  | 0 | 0 | 0 | 0 | 0 |  |  |  | 0 | 0 | 0 | 0 | 0 | 0
SDGE | Crestwood | 69 | 0 | 0 | 0 | 0 | 0 |  |  |  | 0 | 0 | 0 | 0 | 0 | 0 |  | 0 | 0 | 0 | 0 | 0 |  |  |  | 0 | 0 | 0 | 0 | 0 | 0
PG&E GBA | Crow Creek | 60 | 0 | 0 | 0 | 0 | 0 |  |  |  | 0 | 6 | 14 | 20 | 0 | 0 |  | 0 | 0 | 0 | 0 | 0 |  |  |  | 0 | 0 | 0 | 0 | 0 | 0
PG&E GBA | Crows Landing | 60 | 0 | 0 | 0 | 0 | 0 |  |  |  | 0 | 0 | 0 | 0 | 0 | 0 |  | 0 | 0 | 0 | 0 | 0 |  |  |  | 0 | 0 | 0 | 0 | 0 | 0
PG&E GBA | Curtis | 115 | 0 | 0 | 0 | 0 | 0 |  |  |  | 0 | 0 | 0 | 0 | 0 | 0 |  | 0 | 0 | 0 | 0 | 0 |  |  |  | 0 | 0 | 0 | 0 | 0 | 0
PG&E FRESNO | Dairyland | 115 | 0 | 0 | 0 | 0 | 0 |  |  |  | 0 | 0 | 0 | 0 | 0 | 0 |  | 0 | 0 | 0 | 0 | 0 |  |  |  | 0 | 0 | 0 | 0 | 0 | 0
PG&E NGBA | Davis | 115 | 0 | 0 | 0 | 0 | 0 |  |  |  | 0 | 0 | 0 | 0 | 0 | 0 |  | 0 | 0 | 0 | 0 | 0 |  |  |  | 0 | 0 | 0 | 0 | 0 | 0
SCE Metro | Del Amo | 500 | 0 | 0 | 0 | 0 | 0 |  |  |  | 0 | 0 | 0 | 0 | 0 | 0 |  | 0 | 0 | 0 | 0 | 0 |  |  |  | 0 | 0 | 0 | 0 | 0 | 0
SCE Metro | Del Amo | 230 | 0 | 0 | 0 | 0 | 0 |  |  |  | 0 | 0 | 0 | 0 | 0 | 0 |  | 0 | 0 | 0 | 0 | 0 |  |  |  | 0 | 0 | 0 | 0 | 0 | 0
SCE Eastern | Delaney | 500 | 0 | 0 | 0 | 0 | 0 |  |  |  | 0 | 0 | 0 | 0 | 0 | 0 |  | 0 | 0 | 0 | 0 | 0 |  |  |  | 0 | 0 | 0 | 0 | 0 | 0
PG&E NGBA | Delevan | 230 | 0 | 0 | 0 | 0 | 0 |  |  |  | 0 | 0 | 0 | 0 | 0 | 0 |  | 0 | 0 | 0 | 0 | 0 |  |  |  | 0 | 0 | 0 | 0 | 0 | 0
PG&E GBA | Delta PP | 230 | 0 | 0 | 0 | 0 | 0 |  |  |  | 0 | 0 | 0 | 0 | 0 | 0 |  | 0 | 0 | 0 | 0 | 0 |  |  |  | 0 | 0 | 0 | 0 | 0 | 0
SCE EOP | Desert View | 230 | 0 | 0 | 0 | 0 | 0 |  |  |  | 0 | 0 | 0 | 0 | 0 | 0 |  | 0 | 0 | 0 | 0 | 0 |  |  |  | 0 | 0 | 0 | 0 | 0 | 0
SCE Eastern | Devers | 230 | 0 | 0 | 57 | 0 | 0 |  |  |  | 0 | 0 | 0 | 345 | 360 | 0 |  | 0 | 0 | 0 | 0 | 0 |  |  |  | 0 | 0 | 0 | 0 | 0 | 0
SCE Eastern | Devers | 500 | 0 | 0 | 0 | 0 | 0 |  |  |  | 0 | 0 | 0 | 0 | 0 | 0 |  | 0 | 0 | 0 | 0 | 0 |  |  |  | 0 | 0 | 0 | 0 | 0 | 0
PG&E KERN | Diablo Canyon | 230 | 0 | 0 | 0 | 0 | 0 |  |  |  | 0 | 0 | 0 | 0 | 0 | 0 |  | 0 | 0 | 0 | 0 | 0 |  |  |  | 0 | 0 | 0 | 0 | 0 | 0
PG&E KERN | Diablo Canyon | 500 | 0 | 0 | 0 | 0 | 0 |  |  |  | 0 | 0 | 0 | 0 | 0 | 0 |  | 0 | 0 | 0 | 0 | 0 |  |  |  | 0 | 0 | 0 | 0 | 0 | 0
PG&E KERN | Divide | 115 | 0 | 0 | 0 | 0 | 0 |  |  |  | 0 | 0 | 0 | 0 | 0 | 0 |  | 0 | 0 | 0 | 0 | 0 |  |  |  | 0 | 0 | 0 | 0 | 0 | 0
PG&E GBA | Dixon Landing | 115 | 0 | 0 | 0 | 0 | 0 |  |  |  | 0 | 0 | 0 | 0 | 0 | 0 |  | 0 | 0 | 0 | 0 | 0 |  |  |  | 0 | 0 | 0 | 0 | 0 | 0
PG&E FRESNO | Dos Amigos | 230 | 0 | 0 | 0 | 0 | 0 |  |  |  | 0 | 0 | 0 | 0 | 0 | 0 |  | 0 | 0 | 0 | 0 | 0 |  |  |  | 0 | 0 | 0 | 0 | 0 | 0
PG&E NGBA | Drum | 115 | 0 | 0 | 0 | 0 | 0 |  |  |  | 0 | 0 | 0 | 0 | 0 | 0 |  | 0 | 0 | 0 | 0 | 0 |  |  |  | 0 | 0 | 0 | 0 | 0 | 0
PG&E GBA | Dumbarton | 115 | 0 | 0 | 0 | 0 | 0 |  |  |  | 0 | 0 | 0 | 0 | 0 | 0 |  | 0 | 0 | 0 | 0 | 0 |  |  |  | 0 | 0 | 0 | 0 | 0 | 0
SCE NOL | Dunn Siding | 115 | 0 | 0 | 0 | 0 | 0 |  |  |  | 0 | 0 | 0 | 0 | 0 | 0 |  | 0 | 0 | 0 | 0 | 0 |  |  |  | 0 | 0 | 0 | 0 | 0 | 0
SCE Eastern | Eagle Mountain | 230 | 0 | 0 | 0 | 0 | 0 |  |  |  | 0 | 0 | 0 | 0 | 0 | 0 |  | 0 | 0 | 0 | 0 | 0 |  |  |  | 0 | 0 | 0 | 0 | 0 | 0
PG&E NGBA | Eagle Rock (PGE) | 60 | 0 | 0 | 0 | 0 | 0 |  |  |  | 0 | 0 | 0 | 0 | 0 | 0 |  | 0 | 0 | 0 | 0 | 0 |  |  |  | 0 | 0 | 0 | 0 | 0 | 0
PG&E NGBA | Eagle Rock (PGE) | 115 | 0 | 0 | 0 | 0 | 0 |  |  |  | 0 | 0 | 0 | 0 | 0 | 0 |  | 7 | 0 | 0 | 0 | 0 |  |  |  | 0 | 0 | 0 | 0 | 0 | 0
SCE Metro | Eagle Rock (SCE) | 230 | 0 | 0 | 0 | 0 | 0 |  |  |  | 0 | 0 | 0 | 0 | 0 | 0 |  | 0 | 0 | 0 | 0 | 0 |  |  |  | 0 | 0 | 0 | 0 | 0 | 0
PG&E NGBA | East Marysville | 115 | 0 | 0 | 0 | 0 | 0 |  |  |  | 0 | 0 | 0 | 0 | 0 | 0 |  | 0 | 0 | 0 | 0 | 0 |  |  |  | 0 | 0 | 0 | 0 | 0 | 0
PG&E NGBA | East Nicolaus | 115 | 0 | 0 | 0 | 0 | 0 |  |  |  | 0 | 0 | 0 | 0 | 0 | 0 |  | 0 | 0 | 0 | 0 | 0 |  |  |  | 0 | 0 | 0 | 0 | 0 | 0
PG&E NGBA | East Nicolaus | 60 | 0 | 0 | 0 | 0 | 0 |  |  |  | 0 | 0 | 0 | 0 | 0 | 0 |  | 0 | 0 | 0 | 0 | 0 |  |  |  | 0 | 0 | 0 | 0 | 0 | 0
PG&E GBA | Eastshore | 115 | 0 | 0 | 0 | 0 | 0 |  |  |  | 0 | 0 | 0 | 0 | 0 | 0 |  | 0 | 0 | 0 | 0 | 0 |  |  |  | 0 | 0 | 0 | 0 | 0 | 0
PG&E GBA | Eastshore | 230 | 0 | 0 | 0 | 0 | 0 |  |  |  | 0 | 0 | 0 | 0 | 0 | 0 |  | 0 | 0 | 0 | 0 | 0 |  |  |  | 0 | 0 | 0 | 0 | 0 | 0
SDGE | ECO | 138 | 0 | 0 | 0 | 0 | 0 |  |  |  | 0 | 0 | 0 | 0 | 0 | 0 |  | 0 | 0 | 0 | 0 | 0 |  |  |  | 0 | 0 | 0 | 0 | 0 | 0
SDGE | ECO | 230 | 0 | 0 | 0 | 0 | 0 |  |  |  | 0 | 0 | 0 | 0 | 0 | 0 |  | 0 | 0 | 0 | 0 | 0 |  |  |  | 0 | 0 | 0 | 0 | 0 | 0
SDGE | ECO | 500 | 0 | 0 | 0 | 0 | 0 |  |  |  | 0 | 0 | 0 | 0 | 0 | 0 |  | 0 | 0 | 0 | 0 | 0 |  |  |  | 0 | 0 | 0 | 0 | 0 | 0
PG&E GBA | Edenvale | 115 | 0 | 0 | 0 | 0 | 0 |  |  |  | 0 | 0 | 0 | 0 | 0 | 0 |  | 0 | 0 | 0 | 0 | 0 |  |  |  | 0 | 0 | 0 | 0 | 0 | 0
PG&E GBA | Edes | 115 | 0 | 0 | 0 | 0 | 0 |  |  |  | 0 | 0 | 0 | 0 | 0 | 0 |  | 0 | 0 | 0 | 0 | 0 |  |  |  | 0 | 0 | 0 | 0 | 0 | 0
PG&E GBA | Eight Mile | 230 | 0 | 0 | 0 | 0 | 0 |  |  |  | 0 | 0 | 0 | 0 | 0 | 0 |  | 0 | 0 | 0 | 0 | 0 |  |  |  | 0 | 0 | 0 | 0 | 0 | 0
SDGE | El Cajon | 69 | 0 | 0 | 0 | 0 | 0 |  |  |  | 0 | 0 | 0 | 50 | 0 | 0 |  | 0 | 0 | 0 | 0 | 0 |  |  |  | 0 | 0 | 0 | 0 | 0 | 0
SCE Eastern | El Casco | 230 | 0 | 0 | 0 | 0 | 0 |  |  |  | 0 | 0 | 0 | 165 | 0 | 0 |  | 0 | 0 | 0 | 0 | 0 |  |  |  | 0 | 0 | 0 | 0 | 0 | 0
PG&E GBA | El Cerrito G | 115 | 0 | 0 | 0 | 0 | 0 |  |  |  | 0 | 0 | 0 | 0 | 0 | 0 |  | 0 | 0 | 0 | 0 | 0 |  |  |  | 0 | 0 | 0 | 0 | 0 | 0
PG&E NGBA | El Dorado PH | 115 | 0 | 0 | 0 | 0 | 0 |  |  |  | 0 | 0 | 0 | 0 | 0 | 0 |  | 0 | 0 | 0 | 0 | 0 |  |  |  | 0 | 0 | 0 | 0 | 0 | 0
PG&E FRESNO | El Nido (PGE) | 115 | 0 | 0 | 0 | 0 | 0 |  |  |  | 0 | 0 | 0 | 0 | 0 | 0 |  | 0 | 0 | 0 | 0 | 0 |  |  |  | 0 | 0 | 0 | 0 | 0 | 0
SCE Metro | El Nido (SCE) | 230 | 0 | 0 | 0 | 0 | 0 |  |  |  | 0 | 0 | 0 | 0 | 0 | 0 |  | 0 | 0 | 0 | 0 | 0 |  |  |  | 0 | 0 | 0 | 0 | 0 | 0
PG&E GBA | El Patio | 115 | 0 | 0 | 0 | 0 | 0 |  |  |  | 0 | 0 | 0 | 0 | 0 | 0 |  | 0 | 0 | 0 | 0 | 0 |  |  |  | 0 | 0 | 0 | 0 | 0 | 0
SCE Metro | El Segundo | 230 | 0 | 0 | 0 | 0 | 0 |  |  |  | 0 | 0 | 0 | 0 | 0 | 0 |  | 0 | 0 | 0 | 0 | 0 |  |  |  | 0 | 0 | 0 | 0 | 0 | 0
SCE EOP | Eldorado | 230 | 0 | 0 | 0 | 0 | 0 |  |  |  | 0 | 0 | 0 | 279 | 0 | 0 |  | 0 | 0 | 0 | 0 | 0 |  |  |  | 0 | 0 | 0 | 0 | 0 | 0
SCE EOP | Eldorado | 500 | 0 | 0 | 0 | 0 | 0 |  |  |  | 0 | 0 | 0 | 0 | 0 | 0 |  | 0 | 0 | 0 | 0 | 0 |  |  |  | 0 | 0 | 0 | 0 | 0 | 0
SCE Northern | Elizabeth Lake | 66 | 0 | 0 | 0 | 0 | 0 |  |  |  | 0 | 0 | 0 | 0 | 0 | 0 |  | 0 | 0 | 0 | 0 | 0 |  |  |  | 0 | 0 | 0 | 0 | 0 | 0
PG&E KERN | Elk Hills | 230 | 0 | 0 | 0 | 0 | 0 |  |  |  | 0 | 0 | 0 | 0 | 0 | 0 |  | 0 | 0 | 0 | 0 | 0 |  |  |  | 0 | 0 | 0 | 0 | 0 | 0
SDGE | Elliot | 69 | 0 | 0 | 0 | 0 | 0 |  |  |  | 0 | 0 | 0 | 9.75 | 0 | 0 |  | 0 | 0 | 0 | 0 | 0 |  |  |  | 0 | 0 | 0 | 0 | 0 | 0
SCE Metro | Ellis | 230 | 0 | 0 | 0 | 0 | 0 |  |  |  | 0 | 0 | 0 | 0 | 0 | 0 |  | 0 | 0 | 0 | 0 | 0 |  |  |  | 0 | 0 | 0 | 0 | 0 | 0
SDGE | Encina | 138 | 0 | 0 | 0 | 0 | 0 |  |  |  | 0 | 0 | 0 | 0 | 0 | 0 |  | 0 | 0 | 0 | 0 | 0 |  |  |  | 0 | 0 | 0 | 0 | 0 | 0
SDGE | Encina | 230 | 0 | 0 | 0 | 0 | 0 |  |  |  | 0 | 0 | 0 | 0 | 0 | 0 |  | 0 | 0 | 0 | 0 | 0 |  |  |  | 0 | 0 | 0 | 0 | 0 | 0
SDGE | Escondido | 230 | 0 | 0 | 0 | 0 | 0 |  |  |  | 0 | 0 | 0 | 0 | 0 | 0 |  | 0 | 0 | 0 | 0 | 0 |  |  |  | 0 | 0 | 0 | 0 | 0 | 0
SDGE | Escondido | 69 | 0 | 0 | 0 | 0 | 0 |  |  |  | 0 | 0 | 0 | 0 | 0 | 0 |  | 0 | 0 | 0 | 0 | 0 |  |  |  | 0 | 0 | 0 | 13 | 0 | 0
PG&E KERN | Estrella | 230 | 0 | 0 | 0 | 0 | 0 |  |  |  | 0 | 0 | 0 | 0 | 0 | 0 |  | 0 | 0 | 0 | 0 | 0 |  |  |  | 0 | 0 | 0 | 0 | 0 | 0
SCE Eastern | Etiwanda | 230 | 0 | 0 | 0 | 0 | 0 |  |  |  | 0 | 0 | 0 | 100 | 0 | 0 |  | 0 | 0 | 0 | 0 | 0 |  |  |  | 0 | 0 | 0 | 0 | 0 | 0
PG&E GBA | Evergreen | 115 | 0 | 0 | 0 | 0 | 0 |  |  |  | 0 | 0 | 0 | 0 | 0 | 0 |  | 0 | 0 | 0 | 0 | 0 |  |  |  | 0 | 0 | 0 | 0 | 0 | 0
PG&E GBA | Evergreen | 60 | 0 | 0 | 0 | 0 | 0 |  |  |  | 0 | 0 | 0 | 0 | 0 | 0 |  | 0 | 0 | 0 | 0 | 0 |  |  |  | 0 | 0 | 0 | 0 | 0 | 0
PG&E FRESNO | Excelsior | 115 | 0 | 0 | 0 | 0 | 0 |  |  |  | 0 | 0 | 0 | 0 | 0 | 0 |  | 0 | 0 | 0 | 0 | 0 |  |  |  | 0 | 0 | 0 | 0 | 0 | 0
PG&E FRESNO | Exchequer | 115 | 0 | 0 | 0 | 0 | 0 |  |  |  | 0 | 0 | 0 | 0 | 0 | 0 |  | 0 | 0 | 0 | 0 | 0 |  |  |  | 0 | 0 | 0 | 0 | 0 | 0
PG&E KERN | Fairway | 115 | 0 | 0 | 0 | 0 | 0 |  |  |  | 0 | 0 | 0 | 0 | 0 | 0 |  | 0 | 0 | 0 | 0 | 0 |  |  |  | 0 | 0 | 0 | 0 | 0 | 0
PG&E KERN | Famoso | 115 | 0 | 0 | 0 | 0 | 0 |  |  |  | 0 | 0 | 0 | 0 | 0 | 0 |  | 0 | 0 | 0 | 0 | 0 |  |  |  | 0 | 0 | 0 | 0 | 0 | 0
PG&E NGBA | Fern Road | 500 | 0 | 0 | 0 | 0 | 0 |  |  |  | 0 | 0 | 0 | 0 | 0 | 0 |  | 0 | 0 | 0 | 0 | 0 |  |  |  | 0 | 0 | 0 | 0 | 0 | 0
PG&E GBA | Fibreboard (SPI Sonora) | 115 | 0 | 0 | 0 | 0 | 0 |  |  |  | 0 | 0 | 0 | 0 | 0 | 0 |  | 0 | 0 | 0 | 0 | 0 |  |  |  | 0 | 0 | 0 | 0 | 0 | 0
PG&E FRESNO | Figarden | 230 | 0 | 0 | 0 | 0 | 0 |  |  |  | 0 | 0 | 0 | 0 | 0 | 0 |  | 0 | 0 | 0 | 0 | 0 |  |  |  | 0 | 0 | 0 | 0 | 0 | 0
PG&E FRESNO | Fink | 230 | 0 | 0 | 0 | 0 | 0 |  |  |  | 0 | 190 | 0 | 162 | 0 | 0 |  | 0 | 0 | 0 | 0 | 0 |  |  |  | 0 | 0 | 0 | 0 | 0 | 0
PG&E NGBA | Fitch Mountain | 60 | 0 | 0 | 0 | 0 | 0 |  |  |  | 0 | 0 | 0 | 0 | 0 | 0 |  | 0 | 0 | 0 | 0 | 0 |  |  |  | 0 | 0 | 0 | 0 | 0 | 0
PG&E GBA | FMC | 115 | 0 | 0 | 0 | 0 | 0 |  |  |  | 0 | 0 | 0 | 0 | 0 | 0 |  | 0 | 0 | 0 | 0 | 0 |  |  |  | 0 | 0 | 0 | 0 | 0 | 0
PG&E GBA | Fremont | 115 | 0 | 0 | 0 | 0 | 0 |  |  |  | 0 | 0 | 0 | 0 | 0 | 0 |  | 0 | 0 | 0 | 0 | 0 |  |  |  | 0 | 0 | 0 | 0 | 0 | 0
PG&E GBA | French Camp | 60 | 0 | 0 | 0 | 0 | 0 |  |  |  | 0 | 0 | 0 | 0 | 0 | 0 |  | 0 | 0 | 0 | 0 | 0 |  |  |  | 0 | 0 | 0 | 0 | 0 | 0
PG&E GBA | Frogtown | 115 | 0 | 0 | 0 | 0 | 0 |  |  |  | 0 | 0 | 0 | 0 | 0 | 0 |  | 0 | 0 | 0 | 0 | 0 |  |  |  | 0 | 0 | 0 | 0 | 0 | 0
PG&E NGBA | Fulton | 115 | 0 | 0 | 0 | 0 | 0 |  |  |  | 0 | 0 | 0 | 0 | 0 | 0 |  | 0 | 0 | 0 | 0 | 0 |  |  |  | 0 | 0 | 0 | 0 | 0 | 0
PG&E NGBA | Fulton | 230 | 18 | 0 | 0 | 0 | 0 |  |  |  | 0 | 0 | 0 | 38 | 0 | 0 |  | 0 | 0 | 0 | 0 | 0 |  |  |  | 0 | 0 | 0 | 0 | 0 | 0
PG&E NGBA | Fulton | 60 | 0 | 0 | 0 | 0 | 0 |  |  |  | 0 | 0 | 0 | 0 | 0 | 0 |  | 0 | 0 | 0 | 0 | 0 |  |  |  | 0 | 0 | 0 | 0 | 0 | 0
PG&E KERN | Ganso | 115 | 0 | 0 | 0 | 0 | 0 |  |  |  | 0 | 0 | 0 | 0 | 0 | 0 |  | 0 | 0 | 0 | 0 | 0 |  |  |  | 0 | 0 | 0 | 0 | 0 | 0
PG&E FRESNO | Gates | 230 | 0 | 0 | 0 | 0 | 0 |  |  |  | 0 | 0 | 0 | 0 | 0 | 0 |  | 0 | 0 | 0 | 0 | 0 |  |  |  | 0 | 0 | 0 | 0 | 0 | 0
PG&E FRESNO | Gates | 500 | 0 | 0 | 0 | 0 | 0 |  |  |  | 0 | 0 | 0 | 0 | 0 | 0 |  | 0 | 0 | 0 | 0 | 0 |  |  |  | 0 | 0 | 0 | 0 | 0 | 0
PG&E NGBA | Geysers 12 | 230 | 0 | 0 | 0 | 0 | 0 |  |  |  | 0 | 0 | 0 | 0 | 0 | 0 |  | 0 | 0 | 0 | 0 | 0 |  |  |  | 0 | 0 | 0 | 0 | 0 | 0
PG&E NGBA | Geysers 17 | 230 | 0 | 0 | 0 | 0 | 0 |  |  |  | 0 | 0 | 0 | 0 | 0 | 0 |  | 0 | 0 | 0 | 0 | 0 |  |  |  | 0 | 0 | 0 | 0 | 0 | 0
PG&E NGBA | Geysers 3 | 115 | 0 | 0 | 0 | 0 | 0 |  |  |  | 0 | 0 | 0 | 0 | 0 | 0 |  | 0 | 0 | 0 | 0 | 0 |  |  |  | 0 | 0 | 0 | 0 | 0 | 0
PG&E NGBA | Glenn | 230 | 0 | 0 | 0 | 0 | 0 |  |  |  | 0 | 0 | 0 | 0 | 0 | 0 |  | 0 | 0 | 0 | 0 | 0 |  |  |  | 0 | 0 | 0 | 0 | 0 | 0
PG&E NGBA | Glenn | 60 | 0 | 0 | 0 | 0 | 0 |  |  |  | 0 | 0 | 0 | 0 | 0 | 0 |  | 0 | 0 | 0 | 0 | 0 |  |  |  | 0 | 0 | 0 | 0 | 0 | 0
PG&E NGBA | Gold Hill | 115 | 0 | 0 | 0 | 0 | 0 |  |  |  | 0 | 0 | 0 | 0 | 0 | 0 |  | 0 | 0 | 0 | 0 | 0 |  |  |  | 0 | 0 | 0 | 0 | 0 | 0
PG&E NGBA | Gold Hill | 230 | 0 | 0 | 0 | 0 | 0 |  |  |  | 0 | 0 | 0 | 0 | 0 | 0 |  | 0 | 0 | 0 | 0 | 0 |  |  |  | 0 | 0 | 0 | 0 | 0 | 0
SCE Northern | Goleta | 230 | 0 | 0 | 0 | 0 | 0 |  |  |  | 0 | 0 | 0 | 60 | 0 | 0 |  | 0 | 0 | 0 | 0 | 0 |  |  |  | 0 | 0 | 0 | 0 | 0 | 0
SCE Metro | Goodrich | 230 | 0 | 0 | 0 | 0 | 0 |  |  |  | 0 | 0 | 0 | 0 | 0 | 0 |  | 0 | 0 | 0 | 0 | 0 |  |  |  | 0 | 0 | 0 | 0 | 0 | 0
PG&E KERN | Goose Lake | 115 | 0 | 0 | 0 | 0 | 0 |  |  |  | 0 | 0 | 0 | 0 | 0 | 0 |  | 0 | 0 | 0 | 0 | 0 |  |  |  | 0 | 0 | 0 | 0 | 0 | 0
SCE Metro | Gould | 230 | 0 | 0 | 0 | 0 | 0 |  |  |  | 0 | 0 | 0 | 0 | 0 | 0 |  | 0 | 0 | 0 | 0 | 0 |  |  |  | 0 | 0 | 0 | 0 | 0 | 0
PG&E NGBA | Grand Island | 115 | 0 | 0 | 0 | 0 | 0 |  |  |  | 0 | 0 | 0 | 0 | 0 | 0 |  | 0 | 0 | 0 | 0 | 0 |  |  |  | 0 | 0 | 0 | 0 | 0 | 0
SDGE | Granite | 69 | 0 | 0 | 0 | 0 | 0 |  |  |  | 0 | 0 | 0 | 0 | 0 | 0 |  | 0 | 0 | 0 | 0 | 0 |  |  |  | 0 | 0 | 0 | 0 | 0 | 0
PG&E GBA | Grant | 115 | 0 | 0 | 0 | 0 | 0 |  |  |  | 0 | 0 | 0 | 0 | 0 | 0 |  | 0 | 0 | 0 | 0 | 0 |  |  |  | 0 | 0 | 0 | 0 | 0 | 0
PG&E GBA | Green Valley | 115 | 0 | 0 | 0 | 0 | 0 |  |  |  | 0 | 0 | 0 | 0 | 0 | 0 |  | 0 | 0 | 0 | 0 | 0 |  |  |  | 0 | 0 | 0 | 0 | 0 | 0
PG&E NGBA | Greenleaf 1 | 115 | 0 | 0 | 0 | 0 | 0 |  |  |  | 0 | 0 | 0 | 0 | 0 | 0 |  | 0 | 0 | 0 | 0 | 0 |  |  |  | 0 | 0 | 0 | 0 | 0 | 0
PG&E FRESNO | Gregg | 230 | 0 | 0 | 0 | 0 | 0 |  |  |  | 0 | 0 | 0 | 0 | 0 | 0 |  | 0 | 0 | 0 | 0 | 0 |  |  |  | 0 | 0 | 0 | 0 | 0 | 0
PG&E FRESNO | Grimmway-Malaga | 115 | 0 | 0 | 0 | 0 | 0 |  |  |  | 0 | 0 | 0 | 0 | 0 | 0 |  | 0 | 0 | 0 | 0 | 0 |  |  |  | 0 | 0 | 0 | 0 | 0 | 0
PG&E NGBA | Grizzly | 230 | 0 | 0 | 0 | 0 | 0 |  |  |  | 0 | 0 | 0 | 0 | 0 | 0 |  | 0 | 0 | 0 | 0 | 0 |  |  |  | 0 | 0 | 0 | 0 | 0 | 0
PG&E FRESNO | Guernsey | 70 | 0 | 0 | 0 | 0 | 0 |  |  |  | 0 | 0 | 0 | 0 | 0 | 0 |  | 0 | 0 | 0 | 0 | 0 |  |  |  | 0 | 0 | 0 | 0 | 0 | 0
PG&E FRESNO | GWF Hanford | 115 | 0 | 0 | 0 | 0 | 0 |  |  |  | 0 | 0 | 0 | 48 | 0 | 0 |  | 0 | 0 | 0 | 0 | 0 |  |  |  | 0 | 0 | 0 | 99.4 | 0 | 0
PG&E FRESNO | Haas | 230 | 0 | 0 | 0 | 0 | 0 |  |  |  | 0 | 0 | 0 | 0 | 0 | 0 |  | 0 | 0 | 0 | 0 | 0 |  |  |  | 0 | 0 | 0 | 0 | 0 | 0
PG&E FRESNO | Hammonds | 115 | 0 | 0 | 0 | 0 | 0 |  |  |  | 0 | 0 | 0 | 0 | 0 | 0 |  | 0 | 0 | 0 | 0 | 0 |  |  |  | 0 | 0 | 0 | 0 | 0 | 0
SCE Metro | HarborGen | 230 | 0 | 0 | 0 | 0 | 0 |  |  |  | 0 | 0 | 0 | 0 | 0 | 0 |  | 0 | 0 | 0 | 0 | 0 |  |  |  | 0 | 0 | 0 | 0 | 0 | 0
PG&E NGBA | Harris | 60 | 0 | 0 | 0 | 0 | 0 |  |  |  | 0 | 0 | 0 | 0 | 0 | 0 |  | 0 | 0 | 0 | 0 | 0 |  |  |  | 0 | 0 | 0 | 0 | 0 | 0
SCE EOP | Harry Allen | 500 | 0 | 0 | 0 | 0 | 0 |  |  |  | 0 | 0 | 0 | 0 | 0 | 0 |  | 0 | 0 | 0 | 0 | 0 |  |  |  | 0 | 0 | 0 | 0 | 0 | 0
PG&E NGBA | Hartley | 60 | 0 | 0 | 0 | 0 | 0 |  |  |  | 0 | 0 | 0 | 0 | 0 | 0 |  | 0 | 0 | 0 | 0 | 0 |  |  |  | 0 | 0 | 0 | 0 | 0 | 0
SCE NOL | Harvard | 115 | 0 | 0 | 0 | 0 | 0 |  |  |  | 0 | 0 | 0 | 0 | 0 | 0 |  | 0 | 0 | 0 | 0 | 0 |  |  |  | 0 | 0 | 0 | 0 | 0 | 0
SDGE | Hassayampa | 500 | 0 | 0 | 0 | 0 | 0 |  |  |  | 0 | 52.5 | 0 | 10 | 0 | 0 |  | 0 | 0 | 0 | 0 | 0 |  |  |  | 0 | 0 | 0 | 0 | 0 | 0
PG&E FRESNO | Helm | 230 | 0 | 0 | 0 | 0 | 0 |  |  |  | 0 | 0 | 0 | 0 | 0 | 0 |  | 0 | 0 | 0 | 0 | 0 |  |  |  | 0 | 0 | 0 | 0 | 0 | 0
PG&E FRESNO | Helm | 70 | 0 | 0 | 0 | 0 | 0 |  |  |  | 0 | 0 | 0 | 0 | 0 | 0 |  | 0 | 0 | 0 | 0 | 0 |  |  |  | 0 | 0 | 0 | 0 | 0 | 0
PG&E FRESNO | Henrietta | 115 | 0 | 0 | 0 | 0 | 0 |  |  |  | 0 | 0 | 0 | 0 | 0 | 0 |  | 0 | 0 | 0 | 0 | 0 |  |  |  | 0 | 0 | 0 | 0 | 0 | 0
PG&E FRESNO | Henrietta | 230 | 0 | 0 | 0 | 0 | 0 |  |  |  | 0 | 0 | 0 | 0 | 0 | 0 |  | 0 | 0 | 0 | 0 | 0 |  |  |  | 0 | 0 | 0 | 0 | 0 | 0
PG&E FRESNO | Henrietta | 70 | 0 | 0 | 0 | 0 | 0 |  |  |  | 3 | 0 | 0 | 0 | 0 | 0 |  | 0 | 0 | 0 | 0 | 0 |  |  |  | 0 | 0 | 0 | 99.4 | 0 | 0
PG&E FRESNO | Herndon | 115 | 0 | 0 | 0 | 0 | 0 |  |  |  | 0 | 0 | 0 | 0 | 0 | 0 |  | 0 | 0 | 0 | 0 | 0 |  |  |  | 0 | 0 | 0 | 0 | 0 | 0
PG&E FRESNO | Herndon | 230 | 0 | 2 | 0 | 0 | 0 |  |  |  | 0 | 0 | 0 | 0 | 0 | 0 |  | 0 | 0 | 0 | 0 | 0 |  |  |  | 0 | 0 | 0 | 0 | 0 | 0
PG&E GBA | Hicks | 230 | 0 | 0 | 0 | 0 | 0 |  |  |  | 0 | 0 | 0 | 0 | 0 | 0 |  | 0 | 0 | 0 | 0 | 0 |  |  |  | 0 | 0 | 0 | 0 | 0 | 0
PG&E NGBA | Higgins | 115 | 0 | 0 | 0 | 0 | 0 |  |  |  | 0 | 0 | 0 | 0 | 0 | 0 |  | 0 | 0 | 0 | 0 | 0 |  |  |  | 0 | 0 | 0 | 0 | 0 | 0
PG&E NGBA | Hilltop | 345 | 0 | 0 | 0 | 0 | 0 |  |  |  | 0 | 0 | 0 | 0 | 0 | 0 |  | 0 | 0 | 0 | 0 | 0 |  |  |  | 0 | 0 | 0 | 0 | 0 | 0
SCE Metro | Hinson | 230 | 0 | 0 | 0 | 0 | 0 |  |  |  | 2.4 | 0 | 0 | 200 | 0 | 0 |  | 0 | 0 | 0 | 0 | 0 |  |  |  | 0 | 0 | 0 | 0 | 0 | 0
PG&E GBA | Hollister | 115 | 0 | 0 | 0 | 0 | 0 |  |  |  | 0 | 0 | 0 | 0 | 0 | 0 |  | 0 | 0 | 0 | 0 | 0 |  |  |  | 0 | 0 | 0 | 0 | 0 | 0
PG&E NGBA | Homestake | 115 | 0 | 0 | 0 | 0 | 0 |  |  |  | 0 | 0 | 0 | 0 | 0 | 0 |  | 0 | 0 | 0 | 0 | 0 |  |  |  | 0 | 0 | 0 | 0 | 0 | 0
PG&E NGBA | Honcut | 115 | 0 | 0 | 0 | 0 | 0 |  |  |  | 0 | 0 | 0 | 0 | 0 | 0 |  | 0 | 0 | 0 | 0 | 0 |  |  |  | 0 | 0 | 0 | 0 | 0 | 0
SDGE | Hoodoo Wash | 500 | 0 | 0 | 0 | 0 | 0 |  |  |  | 0 | 6 | 0 | 0 | 0 | 0 |  | 0 | 0 | 0 | 0 | 0 |  |  |  | 0 | 0 | 0 | 0 | 0 | 0
PG&E NGBA | Hopland | 115 | 0 | 0 | 0 | 0 | 0 |  |  |  | 0 | 0 | 0 | 0 | 0 | 0 |  | 0 | 0 | 0 | 0 | 0 |  |  |  | 0 | 0 | 0 | 0 | 0 | 0
PG&E NGBA | Hopland | 60 | 0 | 0 | 0 | 0 | 0 |  |  |  | 0 | 0 | 0 | 0 | 0 | 0 |  | 0 | 0 | 0 | 0 | 0 |  |  |  | 0 | 0 | 0 | 0 | 0 | 0
PG&E NGBA | Humboldt | 115 | 0 | 0 | 0 | 0 | 0 |  |  |  | 0 | 0 | 0 | 0 | 0 | 0 |  | 0 | 0 | 0 | 0 | 0 |  |  |  | 0 | 0 | 0 | 0 | 0 | 0
PG&E NGBA | Humboldt | 60 | 0 | 0 | 0 | 0 | 0 |  |  |  | 0 | 0 | 0 | 17.25 | 0 | 0 |  | 0 | 0 | 0 | 0 | 0 |  |  |  | 0 | 0 | 0 | 0 | 0 | 0
PG&E NGBA | Humboldt | 500 | 0 | 0 | 0 | 0 | 0 |  |  |  | 0 | 0 | 0 | 0 | 0 | 0 |  | 0 | 0 | 0 | 0 | 0 |  |  |  | 0 | 0 | 0 | 0 | 0 | 0
SCE Metro | Huntington Beach | 230 | 0 | 0 | 0 | 0 | 0 |  |  |  | 0 | 0 | 0 | 0 | 0 | 0 |  | 0 | 0 | 0 | 0 | 0 |  |  |  | 0 | 0 | 0 | 0 | 0 | 0
PG&E NGBA | Ignacio | 115 | 0 | 0 | 0 | 0 | 0 |  |  |  | 0 | 0 | 0 | 0 | 0 | 0 |  | 0 | 0 | 0 | 0 | 0 |  |  |  | 0 | 0 | 0 | 0 | 0 | 0
PG&E NGBA | Ignacio | 230 | 0 | 0 | 0 | 0 | 0 |  |  |  | 0 | 0 | 0 | 0 | 0 | 0 |  | 0 | 0 | 0 | 0 | 0 |  |  |  | 0 | 0 | 0 | 0 | 0 | 0
PG&E NGBA | Ignacio | 60 | 0 | 0 | 0 | 0 | 0 |  |  |  | 0 | 0 | 0 | 0 | 0 | 0 |  | 0 | 0 | 0 | 0 | 0 |  |  |  | 0 | 0 | 0 | 0 | 0 | 0
SDGE | Imperial Beach | 69 | 0 | 0 | 0 | 0 | 0 |  |  |  | 0 | 0 | 0 | 3 | 0 | 0 |  | 0 | 0 | 0 | 0 | 0 |  |  |  | 0 | 0 | 0 | 0 | 0 | 0
SDGE | Imperial Valley | 230 | 0 | 0 | 0 | 0 | 0 |  |  |  | 0 | 0 | 0 | 0 | 0 | 0 |  | 0 | 0 | 0 | 0 | 0 |  |  |  | 0 | 0 | 0 | 0 | 0 | 0
SDGE | Imperial Valley | 500 | 0 | 0 | 0 | 0 | 0 |  |  |  | 0 | 0 | 0 | 0 | 0 | 0 |  | 0 | 0 | 0 | 0 | 0 |  |  |  | 0 | 0 | 0 | 0 | 0 | 0
SCE EOP | Innovation | 138 | 0 | 0 | 0 | 0 | 0 |  |  |  | 0 | 0 | 0 | 0 | 0 | 0 |  | 0 | 0 | 0 | 0 | 0 |  |  |  | 0 | 0 | 0 | 0 | 0 | 0
SCE EOP | Innovation | 230 | 0 | 0 | 0 | 0 | 0 |  |  |  | 0 | 0 | 0 | 0 | 0 | 0 |  | 0 | 0 | 0 | 0 | 0 |  |  |  | 0 | 0 | 0 | 0 | 0 | 0
SCE NOL | Inyokern | 115 | 0 | 0 | 0 | 0 | 0 |  |  |  | 0 | 0 | 0 | 25 | 0 | 0 |  | 0 | 0 | 0 | 0 | 0 |  |  |  | 0 | 0 | 0 | 0 | 0 | 0
SCE EOP | IS Tap | 138 | 0 | 0 | 0 | 0 | 0 |  |  |  | 0 | 0 | 0 | 0 | 0 | 0 |  | 0 | 0 | 0 | 0 | 0 |  |  |  | 0 | 0 | 0 | 0 | 0 | 0
SCE EOP | Ivanpah | 115 | 0 | 0 | 0 | 0 | 0 |  |  |  | 0 | 0 | 0 | 0 | 0 | 0 |  | 0 | 0 | 0 | 0 | 0 |  |  |  | 0 | 0 | 0 | 0 | 0 | 0
SCE EOP | Ivanpah | 230 | 0 | 0 | 0 | 0 | 0 |  |  |  | 0 | 0 | 0 | 0 | 0 | 0 |  | 0 | 0 | 0 | 0 | 0 |  |  |  | 0 | 0 | 0 | 0 | 0 | 0
SCE EOP | Jackass (DOE) | 138 | 0 | 0 | 0 | 0 | 0 |  |  |  | 0 | 0 | 0 | 0 | 0 | 0 |  | 0 | 0 | 0 | 0 | 0 |  |  |  | 0 | 0 | 0 | 0 | 0 | 0
PG&E NGBA | James B Black | 230 | 0 | 0 | 0 | 0 | 0 |  |  |  | 0 | 0 | 0 | 0 | 0 | 0 |  | 0 | 0 | 0 | 0 | 0 |  |  |  | 0 | 0 | 0 | 0 | 0 | 0
PG&E GBA | Jefferson | 230 | 0 | 0 | 0 | 0 | 0 |  |  |  | 0 | 0 | 0 | 0 | 0 | 0 |  | 0 | 0 | 0 | 0 | 0 |  |  |  | 0 | 0 | 0 | 0 | 0 | 0
PG&E NGBA | Jessup | 115 | 0 | 0 | 0 | 0 | 0 |  |  |  | 0 | 0 | 0 | 0 | 0 | 0 |  | 0 | 0 | 0 | 0 | 0 |  |  |  | 0 | 0 | 0 | 0 | 0 | 0
SCE Metro | Johanna | 230 | 0 | 0 | 0 | 0 | 0 |  |  |  | 0 | 0 | 0 | 1.4 | 0 | 0 |  | 0 | 0 | 0 | 0 | 0 |  |  |  | 0 | 0 | 0 | 0 | 0 | 0
SCE Eastern | Julian Hinds | 230 | 0 | 0 | 0 | 0 | 0 |  |  |  | 0 | 0 | 0 | 0 | 0 | 0 |  | 0 | 0 | 0 | 0 | 0 |  |  |  | 0 | 0 | 0 | 0 | 0 | 0
PG&E GBA | Kasson | 115 | 0 | 0 | 0 | 0 | 0 |  |  |  | 0 | 0 | 0 | 0 | 0 | 0 |  | 0 | 0 | 0 | 0 | 0 |  |  |  | 0 | 0 | 0 | 0 | 0 | 0
PG&E GBA | Kasson | 60 | 0 | 0 | 0 | 0 | 0 |  |  |  | 0 | 0 | 0 | 0 | 0 | 0 |  | 0 | 0 | 0 | 0 | 0 |  |  |  | 0 | 0 | 0 | 0 | 0 | 0
PG&E FRESNO | Kearney | 230 | 0 | 0 | 0 | 0 | 0 |  |  |  | 10 | 0 | 0 | 0 | 0 | 0 |  | 0 | 0 | 0 | 0 | 0 |  |  |  | 0 | 0 | 0 | 0 | 0 | 0
PG&E FRESNO | Kearney | 70 | 0 | 0.55 | 0 | 0 | 0 |  |  |  | 0 | 0 | 0 | 0 | 0 | 0 |  | 0 | 0 | 0 | 0 | 0 |  |  |  | 0 | 0 | 0 | 0 | 0 | 0
PG&E GBA | Kelso | 230 | 0 | 0 | 0 | 0 | 0 |  |  |  | 0 | 0 | 0 | 0 | 0 | 0 |  | 0 | 0 | 0 | 0 | 0 |  |  |  | 0 | 0 | 0 | 0 | 0 | 0
PG&E FRESNO | Kerchoff 1 | 115 | 0 | 0 | 0 | 0 | 0 |  |  |  | 0 | 0 | 0 | 0 | 0 | 0 |  | 0 | 0 | 0 | 0 | 0 |  |  |  | 0 | 0 | 0 | 0 | 0 | 0
PG&E KERN | Kern Oil | 115 | 0 | 0 | 0 | 0 | 0 |  |  |  | 0 | 0 | 0 | 0 | 0 | 0 |  | 0 | 0 | 0 | 0 | 0 |  |  |  | 0 | 0 | 0 | 0 | 0 | 0
PG&E KERN | Kern PP | 115 | 0 | 0 | 0 | 0 | 0 |  |  |  | 0 | 0 | 0 | 0 | 0 | 0 |  | 0 | 0 | 0 | 0 | 0 |  |  |  | 0 | 0 | 0 | 0 | 0 | 0
PG&E KERN | Kern PP | 230 | 0 | 0 | 0 | 0 | 0 |  |  |  | 0 | 0 | 0 | 0 | 0 | 0 |  | 0 | 0 | 0 | 0 | 0 |  |  |  | 0 | 0 | 0 | 0 | 0 | 0
PG&E KERN | Kern PP | 70 | 0 | 0 | 0 | 0 | 0 |  |  |  | 0 | 0 | 0 | 0 | 0 | 0 |  | 0 | 0 | 0 | 0 | 0 |  |  |  | 0 | 0 | 0 | 0 | 0 | 0
PG&E KERN | Kernridge | 115 | 0 | 0 | 0 | 0 | 0 |  |  |  | 0 | 0 | 0 | 0 | 0 | 0 |  | 0 | 0 | 0 | 0 | 0 |  |  |  | 0 | 0 | 0 | 0 | 0 | 0
PG&E FRESNO | Kingsburg | 115 | 0 | 0 | 0 | 0 | 0 |  |  |  | 0 | 0 | 0 | 0 | 0 | 0 |  | 0 | 0 | 0 | 0 | 0 |  |  |  | 0 | 0 | 0 | 0 | 0 | 0
PG&E GBA | Kirker | 115 | 0 | 0 | 0 | 0 | 0 |  |  |  | 0 | 0 | 0 | 0 | 0 | 0 |  | 0 | 0 | 0 | 0 | 0 |  |  |  | 0 | 0 | 0 | 0 | 0 | 0
PG&E NGBA | Knights Landing | 115 | 0 | 0 | 0 | 0 | 0 |  |  |  | 0 | 0 | 0 | 0 | 0 | 0 |  | 0 | 0 | 0 | 0 | 0 |  |  |  | 0 | 0 | 0 | 0 | 0 | 0
PG&E NGBA | Konocti | 60 | 0 | 0 | 0 | 0 | 0 |  |  |  | 0 | 0 | 0 | 0 | 0 | 0 |  | 0 | 0 | 0 | 0 | 0 |  |  |  | 0 | 0 | 0 | 0 | 0 | 0
SCE NOL | Kramer | 115 | 0 | 0 | 0 | 0 | 0 |  |  |  | 0 | 0 | 0 | 0 | 0 | 0 |  | 0 | 0 | 0 | 0 | 0 |  |  |  | 0 | 0 | 0 | 0 | 0 | 0
SCE NOL | Kramer | 230 | 0 | 0 | 0 | 0 | 0 |  |  |  | 0 | 0 | 0 | 65 | 0 | 0 |  | 0 | 0 | 0 | 0 | 0 |  |  |  | 0 | 0 | 0 | 0 | 0 | 0
SCE Metro | La Cienega | 230 | 0 | 0 | 0 | 0 | 0 |  |  |  | 0 | 0 | 0 | 0 | 0 | 0 |  | 0 | 0 | 0 | 0 | 0 |  |  |  | 0 | 0 | 0 | 0 | 0 | 0
SCE Metro | La Fresa | 230 | 0 | 0 | 0 | 0 | 0 |  |  |  | 0.64 | 0 | 0 | 0 | 0 | 0 |  | 0 | 0 | 0 | 0 | 0 |  |  |  | 0 | 0 | 0 | 0 | 0 | 0
SCE Metro | Laguna Bell | 230 | 0 | 0 | 0 | 0 | 0 |  |  |  | 1.35 | 0 | 0 | 100 | 0 | 0 |  | 0 | 0 | 0 | 0 | 0 |  |  |  | 0 | 0 | 0 | 0 | 0 | 0
PG&E KERN | Lakeview | 70 | 0 | 0 | 0 | 0 | 0 |  |  |  | 0 | 0 | 89 | 0 | 0 | 0 |  | 0 | 0 | 0 | 0 | 0 |  |  |  | 0 | 0 | 0 | 0 | 0 | 0
PG&E NGBA | Lakeville | 230 | 0 | 0 | 0 | 0 | 0 |  |  |  | 0 | 0 | 0 | 0 | 0 | 0 |  | 0 | 0 | 0 | 0 | 0 |  |  |  | 0 | 0 | 0 | 0 | 0 | 0
PG&E NGBA | Lakeville | 60 | 0 | 0 | 0 | 0 | 0 |  |  |  | 0 | 0 | 0 | 0 | 0 | 0 |  | 0 | 0 | 0 | 0 | 0 |  |  |  | 0 | 0 | 0 | 0 | 0 | 0
PG&E NGBA | Lakeville | 115 | 0 | 0 | 0 | 0 | 0 |  |  |  | 0 | 0 | 0 | 0 | 0 | 0 |  | 0 | 0 | 0 | 0 | 0 |  |  |  | 0 | 0 | 0 | 0 | 0 | 0
PG&E GBA | Lakewood | 115 | 0 | 0 | 0 | 0 | 0 |  |  |  | 0 | 0 | 0 | 0 | 0 | 0 |  | 0 | 0 | 0 | 0 | 0 |  |  |  | 0 | 0 | 0 | 0 | 0 | 0
PG&E NGBA | Lambie | 230 | 0 | 0 | 0 | 0 | 0 |  |  |  | 0 | 0 | 0 | 0 | 0 | 0 |  | 0 | 0 | 0 | 0 | 0 |  |  |  | 0 | 0 | 0 | 0 | 0 | 0
PG&E GBA | Lammers | 115 | 0 | 0 | 0 | 0 | 0 |  |  |  | 0 | 0 | 0 | 0 | 0 | 0 |  | 0 | 0 | 0 | 0 | 0 |  |  |  | 0 | 0 | 0 | 0 | 0 | 0
PG&E KERN | Lamont | 115 | 0 | 0 | 0 | 0 | 0 |  |  |  | 0 | 0 | 0 | 0 | 0 | 0 |  | 0 | 0 | 0 | 0 | 0 |  |  |  | 0 | 0 | 0 | 0 | 0 | 0
PG&E FRESNO | Las Aguilas | 230 | 0 | 0 | 0 | 0 | 0 |  |  |  | 0 | 0 | 0 | 0 | 0 | 0 |  | 0 | 0 | 0 | 0 | 0 |  |  |  | 0 | 0 | 0 | 0 | 0 | 0
SCE EOP | Lathrop | 138 | 0 | 0 | 0 | 0 | 0 |  |  |  | 0 | 0 | 0 | 0 | 0 | 0 |  | 0 | 0 | 0 | 0 | 0 |  |  |  | 0 | 0 | 0 | 0 | 0 | 0
SCE EOP | Lathrop | 230 | 0 | 0 | 0 | 0 | 0 |  |  |  | 0 | 0 | 0 | 0 | 0 | 0 |  | 0 | 0 | 0 | 0 | 0 |  |  |  | 0 | 0 | 0 | 0 | 0 | 0
PG&E FRESNO | Le Grand | 115 | 0 | 0 | 0 | 0 | 0 |  |  |  | 0 | 0 | 0 | 0 | 0 | 0 |  | 0 | 0 | 0 | 0 | 0 |  |  |  | 0 | 0 | 0 | 0 | 0 | 0
PG&E FRESNO | Lemoore | 70 | 0 | 0 | 0 | 0 | 0 |  |  |  | 0 | 0 | 0 | 0 | 0 | 0 |  | 0 | 0 | 0 | 0 | 0 |  |  |  | 0 | 0 | 0 | 0 | 0 | 0
PG&E KERN | Lerdo | 115 | 0 | 0 | 0 | 0 | 0 |  |  |  | 0 | 0 | 0 | 0 | 0 | 0 |  | 0 | 0 | 0 | 0 | 0 |  |  |  | 0 | 0 | 0 | 0 | 0 | 0
SCE Metro | Lewis | 230 | 0 | 0 | 0 | 0 | 0 |  |  |  | 0 | 0 | 0 | 0 | 0 | 0 |  | 0 | 0 | 0 | 0 | 0 |  |  |  | 0 | 0 | 0 | 0 | 0 | 0
SCE Metro | Lighthipe | 230 | 0 | 0 | 0 | 0 | 0 |  |  |  | 2.34 | 1.32 | 0 | 0 | 0 | 0 |  | 0 | 0 | 0 | 0 | 0 |  |  |  | 0 | 0 | 0 | 0 | 0 | 0
SDGE | Lilac | 69 | 0 | 0 | 0 | 0 | 0 |  |  |  | 0 | 0 | 0 | 0 | 0 | 0 |  | 0 | 0 | 0 | 0 | 0 |  |  |  | 0 | 0 | 0 | 0 | 0 | 0
PG&E NGBA | Lincoln | 115 | 0 | 0 | 0 | 0 | 0 |  |  |  | 0 | 0 | 0 | 0 | 0 | 0 |  | 0 | 0 | 0 | 0 | 0 |  |  |  | 0 | 0 | 0 | 0 | 0 | 0
PG&E KERN | Live Oak | 115 | 0 | 0 | 0 | 0 | 0 |  |  |  | 0 | 0 | 0 | 0 | 0 | 0 |  | 0 | 0 | 0 | 0 | 0 |  |  |  | 0 | 0 | 0 | 0 | 0 | 0
PG&E GBA | Llagas | 115 | 0 | 0 | 0 | 0 | 0 |  |  |  | 0 | 0 | 0 | 0 | 0 | 0 |  | 0 | 0 | 0 | 0 | 0 |  |  |  | 0 | 0 | 0 | 0 | 0 | 0
PG&E GBA | Lockeford | 115 | 0 | 0 | 0 | 0 | 0 |  |  |  | 0 | 0 | 0 | 0 | 0 | 0 |  | 0 | 0 | 0 | 0 | 0 |  |  |  | 0 | 0 | 0 | 0 | 0 | 0
PG&E GBA | Lockeford | 230 | 0 | 0 | 0 | 0 | 0 |  |  |  | 0 | 0 | 0 | 0 | 0 | 0 |  | 0 | 0 | 0 | 0 | 0 |  |  |  | 0 | 0 | 0 | 0 | 0 | 0
PG&E GBA | Lockeford | 60 | 0 | 0 | 0 | 0 | 0 |  |  |  | 0 | 0 | 0 | 0 | 0 | 0 |  | 0 | 0 | 0 | 0 | 0 |  |  |  | 0 | 0 | 0 | 0 | 0 | 0
PG&E GBA | Lodi | 230 | 0 | 0 | 0 | 0 | 0 |  |  |  | 0 | 0 | 0 | 0 | 0 | 0 |  | 0 | 0 | 0 | 0 | 0 |  |  |  | 0 | 0 | 0 | 0 | 0 | 0
PG&E NGBA | Logan Creek | 230 | 0 | 0 | 0 | 0 | 0 |  |  |  | 0 | 0 | 0 | 0 | 0 | 0 |  | 0 | 0 | 0 | 0 | 0 |  |  |  | 0 | 0 | 0 | 0 | 0 | 0
PG&E GBA | Lone Tree | 230 | 0 | 0 | 0 | 0 | 0 |  |  |  | 0 | 0 | 0 | 0 | 0 | 0 |  | 0 | 0 | 0 | 0 | 0 |  |  |  | 0 | 0 | 0 | 0 | 0 | 0
PG&E FRESNO | Los Banos | 230 | 0 | 0 | 0 | 0 | 0 |  |  |  | 0 | 0 | 0 | 0 | 0 | 0 |  | 0 | 0 | 0 | 0 | 0 |  |  |  | 0 | 0 | 0 | 0 | 0 | 0
PG&E FRESNO | Los Banos | 500 | 0 | 0 | 0 | 0 | 0 |  |  |  | 0 | 0 | 0 | 0 | 0 | 0 |  | 0 | 0 | 0 | 0 | 0 |  |  |  | 0 | 0 | 0 | 0 | 0 | 0
SDGE | Los Coches | 138 | 0 | 0 | 0 | 0 | 0 |  |  |  | 0 | 0 | 0 | 0 | 0 | 0 |  | 0 | 0 | 0 | 0 | 0 |  |  |  | 0 | 0 | 0 | 0 | 0 | 0
SDGE | Los Coches | 69 | 0 | 0 | 0 | 0 | 0 |  |  |  | 0 | 0 | 0 | 1.5 | 0 | 0 |  | 0 | 0 | 0 | 0 | 0 |  |  |  | 0 | 0 | 0 | 0 | 0 | 0
PG&E GBA | Los Esteros | 115 | 0 | 0 | 0 | 0 | 0 |  |  |  | 0 | 0 | 0 | 0 | 0 | 0 |  | 0 | 0 | 0 | 0 | 0 |  |  |  | 0 | 0 | 0 | 0 | 0 | 0
PG&E GBA | Los Esteros | 230 | 0 | 0 | 0 | 0 | 0 |  |  |  | 0 | 0 | 0 | 0 | 0 | 0 |  | 0 | 0 | 0 | 0 | 0 |  |  |  | 0 | 0 | 0 | 0 | 0 | 0
PG&E GBA | Los Positas | 230 | 0 | 0 | 0 | 0 | 0 |  |  |  | 0 | 0 | 0 | 0 | 0 | 0 |  | 0 | 0 | 0 | 0 | 0 |  |  |  | 0 | 0 | 0 | 0 | 0 | 0
PG&E GBA | Los Positas | 60 | 0 | 0 | 0 | 0 | 0 |  |  |  | 0 | 0 | 0 | 0 | 0 | 0 |  | 0 | 0 | 0 | 0 | 0 |  |  |  | 0 | 0 | 0 | 0 | 0 | 0
SDGE | Loveland | 69 | 0 | 0 | 0 | 0 | 0 |  |  |  | 0 | 0 | 0 | 0 | 0 | 0 |  | 0 | 0 | 0 | 0 | 0 |  |  |  | 0 | 0 | 0 | 0 | 0 | 0
SCE NOL | Lugo | 230 | 0 | 0 | 0 | 0 | 0 |  |  |  | 0 | 0 | 0 | 0 | 0 | 0 |  | 0 | 0 | 0 | 0 | 0 |  |  |  | 0 | 0 | 0 | 0 | 0 | 0
SCE Metro | Lugo | 500 | 320 | 0 | 0 | 0 | 0 |  |  |  | 0 | 0 | 0 | 0 | 0 | 0 |  | 0 | 0 | 0 | 0 | 0 |  |  |  | 0 | 0 | 0 | 0 | 0 | 0
PG&E FRESNO | Madera | 70 | 0 | 0 | 0 | 0 | 0 |  |  |  | 0 | 0 | 0 | 0 | 0 | 0 |  | 0 | 0 | 0 | 0 | 0 |  |  |  | 0 | 0 | 0 | 0 | 0 | 0
PG&E NGBA | Madison | 115 | 0 | 0 | 0 | 0 | 0 |  |  |  | 0 | 0 | 0 | 0 | 0 | 0 |  | 0 | 0 | 0 | 0 | 0 |  |  |  | 0 | 0 | 0 | 0 | 0 | 0
PG&E KERN | Magunden | 115 | 0 | 0 | 0 | 0 | 0 |  |  |  | 0 | 0 | 0 | 0 | 0 | 0 |  | 0 | 0 | 0 | 0 | 0 |  |  |  | 0 | 0 | 0 | 0 | 0 | 0
SCE Northern | Magunden | 230 | 0 | 0 | 0 | 0 | 0 |  |  |  | 0 | 0 | 0 | 0 | 0 | 0 |  | 0 | 0 | 0 | 0 | 0 |  |  |  | 0 | 0 | 0 | 0 | 0 | 0
PG&E FRESNO | Malaga | 115 | 0 | 0 | 0 | 0 | 0 |  |  |  | 0 | 0 | 0 | 0 | 0 | 0 |  | 0 | 0 | 0 | 0 | 0 |  |  |  | 0 | 0 | 0 | 0 | 0 | 0
PG&E NGBA | Malin | 500 | 0 | 0 | 0 | 0 | 0 |  |  |  | 0 | 0 | 0 | 0 | 0 | 0 |  | 0 | 0 | 0 | 0 | 0 |  |  |  | 0 | 0 | 0 | 0 | 0 | 0
SCE Northern | Mandalay | 230 | 0 | 0 | 0 | 0 | 0 |  |  |  | 0 | 0 | 0 | 0 | 0 | 0 |  | 0 | 0 | 0 | 0 | 0 |  |  |  | 0 | 0 | 0 | 0 | 0 | 0
PG&E FRESNO | Manning | 230 | 0 | 0 | 0 | 0 | 0 |  |  |  | 0 | 0 | 0 | 0 | 0 | 0 |  | 0 | 0 | 0 | 0 | 0 |  |  |  | 0 | 0 | 0 | 0 | 0 | 0
PG&E FRESNO | Manning | 500 | 0 | 0 | 0 | 0 | 0 |  |  |  | 0 | 0 | 0 | 0 | 0 | 0 |  | 0 | 0 | 0 | 0 | 0 |  |  |  | 0 | 0 | 0 | 0 | 0 | 0
PG&E GBA | Manteca | 115 | 0 | 0 | 0 | 0 | 0 |  |  |  | 0 | 0 | 0 | 0 | 0 | 0 |  | 0 | 0 | 0 | 0 | 0 |  |  |  | 0 | 0 | 0 | 0 | 0 | 0
SDGE | Margarita | 138 | 0 | 0 | 0 | 0 | 0 |  |  |  | 0 | 0 | 0 | 0 | 0 | 0 |  | 0 | 0 | 0 | 0 | 0 |  |  |  | 0 | 0 | 0 | 0 | 0 | 0
PG&E GBA | Martin | 230 | 0 | 0 | 0 | 0 | 0 |  |  |  | 0 | 0 | 0 | 0 | 0 | 0 |  | 0 | 0 | 0 | 0 | 0 |  |  |  | 0 | 0 | 0 | 0 | 0 | 0
PG&E GBA | Martin | 115 | 0 | 0 | 0 | 0 | 0 |  |  |  | 0 | 0 | 0 | 0 | 0 | 0 |  | 0 | 0 | 0 | 0 | 0 |  |  |  | 0 | 0 | 0 | 0 | 0 | 0
PG&E GBA | Martinez | 115 | 0 | 0 | 0 | 0 | 0 |  |  |  | 0 | 0 | 0 | 0 | 0 | 0 |  | 0 | 0 | 0 | 0 | 0 |  |  |  | 0 | 0 | 0 | 0 | 0 | 0
PG&E FRESNO | Mc Mullin | 230 | 0 | 0 | 0 | 0 | 0 |  |  |  | 0 | 0 | 0 | 0 | 0 | 0 |  | 0 | 0 | 0 | 0 | 0 |  |  |  | 0 | 0 | 0 | 0 | 0 | 0
PG&E FRESNO | McCall | 115 | 0 | 0 | 0 | 0 | 0 |  |  |  | 0 | 0 | 0 | 0 | 0 | 0 |  | 0 | 0 | 0 | 0 | 0 |  |  |  | 0 | 0 | 0 | 0 | 0 | 0
PG&E FRESNO | McCall | 230 | 0 | 0 | 0 | 0 | 0 |  |  |  | 0 | 0 | 0 | 0 | 0 | 0 |  | 0 | 0 | 0 | 0 | 0 |  |  |  | 0 | 0 | 0 | 0 | 0 | 0
PG&E GBA | Meadow Lane | 115 | 0 | 0 | 0 | 0 | 0 |  |  |  | 0 | 0 | 0 | 0 | 0 | 0 |  | 0 | 0 | 0 | 0 | 0 |  |  |  | 0 | 0 | 0 | 0 | 0 | 0
PG&E GBA | Melones | 115 | 0 | 0 | 0 | 0 | 0 |  |  |  | 0 | 0 | 0 | 0 | 0 | 0 |  | 0 | 0 | 0 | 0 | 0 |  |  |  | 0 | 0 | 0 | 0 | 0 | 0
PG&E GBA | Melones | 230 | 0 | 0 | 0 | 0 | 0 |  |  |  | 0 | 0 | 0 | 0 | 0 | 0 |  | 0 | 0 | 0 | 0 | 0 |  |  |  | 0 | 0 | 0 | 0 | 0 | 0
SDGE | Melrose | 69 | 0 | 0 | 0 | 0 | 0 |  |  |  | 0 | 0 | 0 | 20 | 0 | 0 |  | 0 | 0 | 0 | 0 | 0 |  |  |  | 0 | 0 | 0 | 0 | 0 | 0
PG&E NGBA | Mendocino | 115 | 0 | 0 | 0 | 0 | 0 |  |  |  | 0 | 0 | 0 | 0 | 0 | 0 |  | 0 | 0 | 0 | 0 | 0 |  |  |  | 0 | 0 | 0 | 0 | 0 | 0
PG&E NGBA | Mendocino | 60 | 0 | 0 | 0 | 0 | 0 |  |  |  | 0 | 0 | 0 | 0 | 0 | 0 |  | 0 | 0 | 0 | 0 | 0 |  |  |  | 0 | 0 | 0 | 0 | 0 | 0
PG&E FRESNO | Mendota | 115 | 0 | 0 | 0 | 0 | 0 |  |  |  | 0 | 0 | 0 | 0 | 0 | 0 |  | 0 | 0 | 0 | 0 | 0 |  |  |  | 0 | 0 | 0 | 0 | 0 | 0
PG&E GBA | Menlo | 60 | 0 | 0 | 0 | 0 | 0 |  |  |  | 0 | 0 | 0 | 0 | 0 | 0 |  | 0 | 0 | 0 | 0 | 0 |  |  |  | 0 | 0 | 0 | 0 | 0 | 0
PG&E FRESNO | Merced | 115 | 0 | 0 | 0 | 0 | 0 |  |  |  | 0 | 0 | 0 | 0 | 0 | 0 |  | 0 | 0 | 0 | 0 | 0 |  |  |  | 0 | 0 | 0 | 0 | 0 | 0
SCE EOP | Mercury | 138 | 0 | 0 | 0 | 0 | 0 |  |  |  | 0 | 0 | 0 | 0 | 0 | 0 |  | 0 | 0 | 0 | 0 | 0 |  |  |  | 0 | 0 | 0 | 0 | 0 | 0
PG&E FRESNO | Mercy Springs | 70 | 0 | 0 | 0 | 0 | 0 |  |  |  | 0 | 0 | 0 | 0 | 0 | 0 |  | 0 | 0 | 0 | 0 | 0 |  |  |  | 0 | 0 | 0 | 0 | 0 | 0
PG&E NGBA | Meridian | 60 | 0 | 0 | 0 | 0 | 0 |  |  |  | 0 | 0 | 0 | 0 | 0 | 0 |  | 0 | 0 | 0 | 0 | 0 |  |  |  | 0 | 0 | 0 | 0 | 0 | 0
PG&E KERN | Mesa (PGE) | 115 | 0 | 0 | 0 | 0 | 0 |  |  |  | 0 | 0 | 0 | 0 | 0 | 0 |  | 0 | 0 | 0 | 0 | 0 |  |  |  | 0 | 0 | 0 | 0 | 0 | 0
PG&E KERN | Mesa (PGE) | 230 | 0 | 0 | 0 | 0 | 0 |  |  |  | 0 | 0 | 0 | 0 | 0 | 0 |  | 0 | 0 | 0 | 0 | 0 |  |  |  | 0 | 0 | 0 | 0 | 0 | 0
SCE Metro | Mesa (SCE) | 230 | 0 | 0 | 0 | 0 | 0 |  |  |  | 0 | 1.92 | 0 | 106.2 | 0 | 0 |  | 0 | 0 | 0 | 0 | 0 |  |  |  | 0 | 0 | 0 | 0 | 0 | 0
SCE Metro | Mesa (SCE) | 500 | 0 | 0 | 0 | 0 | 0 |  |  |  | 0 | 0 | 0 | 0 | 0 | 0 |  | 0 | 0 | 0 | 0 | 0 |  |  |  | 0 | 0 | 0 | 0 | 0 | 0
SDGE | Mesa Heights | 69 | 0 | 0 | 0 | 0 | 0 |  |  |  | 0 | 0 | 0 | 9 | 0 | 0 |  | 0 | 0 | 0 | 0 | 0 |  |  |  | 0 | 0 | 0 | 0 | 0 | 0
PG&E GBA | Metcalf | 115 | 0 | 0 | 0 | 0 | 0 |  |  |  | 0 | 0 | 0 | 0 | 0 | 0 |  | 0 | 0 | 0 | 0 | 0 |  |  |  | 0 | 0 | 0 | 0 | 0 | 0
PG&E GBA | Metcalf | 230 | 0 | 0 | 0 | 0 | 0 |  |  |  | 0 | 0 | 0 | 0 | 0 | 0 |  | 0 | 0 | 0 | 0 | 0 |  |  |  | 0 | 0 | 0 | 0 | 0 | 0
PG&E GBA | Metcalf | 500 | 0 | 0 | 0 | 0 | 0 |  |  |  | 0 | 0 | 0 | 0 | 0 | 0 |  | 0 | 0 | 0 | 0 | 0 |  |  |  | 0 | 0 | 0 | 0 | 0 | 0
PG&E KERN | Midway | 115 | 0 | 0 | 0 | 0 | 0 |  |  |  | 0 | 0 | 0 | 0 | 0 | 0 |  | 0 | 0 | 0 | 0 | 0 |  |  |  | 0 | 0 | 0 | 0 | 0 | 0
PG&E KERN | Midway | 230 | 0 | 0 | 0 | 0 | 0 |  |  |  | 0 | 0 | 0 | 0 | 0 | 0 |  | 0 | 0 | 0 | 0 | 0 |  |  |  | 0 | 0 | 0 | 0 | 0 | 0
PG&E KERN | Midway | 500 | 0 | 0 | 0 | 0 | 0 |  |  |  | 0 | 0 | 0 | 0 | 0 | 0 |  | 0 | 0 | 0 | 0 | 0 |  |  |  | 0 | 0 | 0 | 0 | 0 | 0
SDGE | Miguel | 230 | 0 | 0 | 0 | 0 | 0 |  |  |  | 0 | 0 | 0 | 0 | 0 | 0 |  | 0 | 0 | 0 | 0 | 0 |  |  |  | 0 | 0 | 0 | 0 | 0 | 0
SDGE | Miguel | 500 | 0 | 0 | 0 | 0 | 0 |  |  |  | 0 | 0 | 0 | 0 | 0 | 0 |  | 0 | 0 | 0 | 0 | 0 |  |  |  | 0 | 0 | 0 | 0 | 0 | 0
SDGE | Miguel | 69 | 0 | 0 | 0 | 0 | 0 |  |  |  | 0 | 0 | 0 | 9.75 | 0 | 0 |  | 0 | 0 | 0 | 0 | 0 |  |  |  | 0 | 0 | 0 | 0 | 0 | 0
PG&E GBA | Millbrae | 115 | 0 | 0 | 0 | 0 | 0 |  |  |  | 0 | 0 | 0 | 0 | 0 | 0 |  | 0 | 0 | 0 | 0 | 0 |  |  |  | 0 | 0 | 0 | 0 | 0 | 0
PG&E GBA | Miller | 115 | 0 | 0 | 0 | 0 | 0 |  |  |  | 0 | 0 | 0 | 0 | 0 | 0 |  | 0 | 0 | 0 | 0 | 0 |  |  |  | 0 | 0 | 0 | 0 | 0 | 0
SCE Metro | Mira Loma | 230 | 0 | 0 | 0 | 0 | 0 |  |  |  | 0 | 0 | 0 | 0 | 0 | 0 |  | 0 | 0 | 0 | 0 | 0 |  |  |  | 0 | 0 | 0 | 0 | 0 | 0
SCE Metro | Mira Loma | 500 | 0 | 0 | 0 | 0 | 0 |  |  |  | 0 | 0 | 0 | 0 | 0 | 0 |  | 0 | 0 | 0 | 0 | 0 |  |  |  | 0 | 0 | 0 | 0 | 0 | 0
SCE Eastern | Mirage | 115 | 0 | 0 | 0 | 0 | 0 |  |  |  | 0 | 0 | 0 | 0 | 0 | 0 |  | 0 | 0 | 0 | 0 | 0 |  |  |  | 0 | 0 | 0 | 0 | 0 | 0
SCE Eastern | Mirage | 230 | 0 | 0 | 0 | 0 | 0 |  |  |  | 0 | 0 | 132 | 150 | 0 | 0 |  | 0 | 0 | 0 | 0 | 0 |  |  |  | 0 | 0 | 0 | 0 | 0 | 0
SDGE | Mission | 138 | 0 | 0 | 0 | 0 | 0 |  |  |  | 0 | 0 | 0 | 0 | 0 | 0 |  | 0 | 0 | 0 | 0 | 0 |  |  |  | 0 | 0 | 0 | 0 | 0 | 0
SDGE | Mission | 230 | 0 | 0 | 0 | 0 | 0 |  |  |  | 0 | 0 | 0 | 0 | 0 | 0 |  | 0 | 0 | 0 | 0 | 0 |  |  |  | 0 | 0 | 0 | 0 | 0 | 0
SDGE | Mission | 69 | 0 | 0 | 0 | 0 | 0 |  |  |  | 0 | 0 | 0 | 0 | 0 | 0 |  | 0 | 0 | 0 | 0 | 0 |  |  |  | 0 | 0 | 0 | 0 | 0 | 0
PG&E GBA | Mi-Wuk | 115 | 0 | 0 | 0 | 0 | 0 |  |  |  | 0 | 0 | 0 | 0 | 0 | 0 |  | 0 | 0 | 0 | 0 | 0 |  |  |  | 0 | 0 | 0 | 0 | 0 | 0
SCE EOP | Mohave | 500 | 0 | 0 | 0 | 0 | 0 |  |  |  | 0 | 0 | 0 | 0 | 0 | 0 |  | 0 | 0 | 0 | 0 | 0 |  |  |  | 0 | 0 | 0 | 0 | 0 | 0
PG&E NGBA | Monroe | 115 | 0 | 0 | 0 | 0 | 0 |  |  |  | 0 | 0 | 0 | 0 | 0 | 0 |  | 0 | 0 | 0 | 0 | 0 |  |  |  | 0 | 0 | 0 | 0 | 0 | 0
SDGE | Monserate | 69 | 0 | 0 | 0 | 0 | 0 |  |  |  | 0 | 0 | 0 | 0 | 0 | 0 |  | 0 | 0 | 0 | 0 | 0 |  |  |  | 0 | 0 | 0 | 0 | 0 | 0
PG&E GBA | Monta Vista | 115 | 0 | 0 | 0 | 0 | 0 |  |  |  | 0 | 0 | 0 | 0 | 0 | 0 |  | 0 | 0 | 0 | 0 | 0 |  |  |  | 0 | 0 | 0 | 0 | 0 | 0
PG&E GBA | Monta Vista | 230 | 0 | 0 | 0 | 0 | 0 |  |  |  | 0 | 0 | 0 | 0 | 0 | 0 |  | 0 | 0 | 0 | 0 | 0 |  |  |  | 0 | 0 | 0 | 0 | 0 | 0
PG&E GBA | Monta Vista | 60 | 0 | 0 | 0 | 0 | 0 |  |  |  | 0 | 0 | 0 | 0 | 0 | 0 |  | 0 | 0 | 0 | 0 | 0 |  |  |  | 0 | 0 | 0 | 0 | 0 | 0
PG&E NGBA | Monticello | 115 | 0 | 0 | 0 | 0 | 0 |  |  |  | 0 | 0 | 0 | 0 | 0 | 0 |  | 0 | 0 | 0 | 0 | 0 |  |  |  | 0 | 0 | 0 | 0 | 0 | 0
SCE Northern | Moorpark | 230 | 0 | 0 | 0 | 0 | 0 |  |  |  | 0 | 0 | 0 | 0 | 0 | 0 |  | 0 | 0 | 0 | 0 | 0 |  |  |  | 0 | 0 | 0 | 0 | 0 | 0
SCE Northern | Moorpark | 66 | 0 | 0 | 0 | 0 | 0 |  |  |  | 0 | 0 | 0 | 0 | 0 | 0 |  | 0 | 0 | 0 | 0 | 0 |  |  |  | 0 | 0 | 0 | 0 | 0 | 0
PG&E GBA | Moraga | 115 | 0 | 0 | 0 | 0 | 0 |  |  |  | 0 | 0 | 0 | 0 | 0 | 0 |  | 0 | 0 | 0 | 0 | 0 |  |  |  | 0 | 0 | 0 | 0 | 0 | 0
PG&E GBA | Moraga | 230 | 0 | 0 | 0 | 0 | 0 |  |  |  | 0 | 0 | 0 | 0 | 0 | 0 |  | 0 | 0 | 0 | 0 | 0 |  |  |  | 0 | 0 | 0 | 0 | 0 | 0
PG&E GBA | Morgan Hill | 115 | 0 | 0 | 0 | 0 | 0 |  |  |  | 0 | 0 | 0 | 0 | 0 | 0 |  | 0 | 0 | 0 | 0 | 0 |  |  |  | 0 | 0 | 0 | 0 | 0 | 0
PG&E KERN | Morro Bay | 115 | 0 | 0 | 0 | 0 | 0 |  |  |  | 0 | 0 | 0 | 0 | 0 | 0 |  | 0 | 0 | 0 | 0 | 0 |  |  |  | 0 | 0 | 0 | 0 | 0 | 0
PG&E KERN | Morro Bay | 230 | 0 | 0 | 0 | 0 | 0 |  |  |  | 0 | 0 | 0 | 0 | 0 | 0 |  | 0 | 0 | 0 | 0 | 0 |  |  |  | 0 | 0 | 0 | 0 | 0 | 0
PG&E KERN | Morro Bay | 500 | 0 | 0 | 0 | 0 | 0 |  |  |  | 0 | 0 | 0 | 0 | 0 | 0 |  | 0 | 0 | 0 | 0 | 0 |  |  |  | 0 | 0 | 0 | 0 | 0 | 0
PG&E GBA | Moss Landing | 115 | 0 | 0 | 0 | 0 | 0 |  |  |  | 0 | 0 | 0 | 0 | 0 | 0 |  | 0 | 0 | 0 | 0 | 0 |  |  |  | 0 | 0 | 0 | 0 | 0 | 0
PG&E GBA | Moss Landing | 230 | 0 | 0 | 0 | 0 | 0 |  |  |  | 0 | 0 | 0 | 0 | 0 | 0 |  | 0 | 0 | 0 | 0 | 0 |  |  |  | 0 | 0 | 0 | 0 | 0 | 0
PG&E GBA | Moss Landing | 500 | 0 | 0 | 0 | 0 | 0 |  |  |  | 0 | 0 | 0 | 0 | 0 | 0 |  | 0 | 0 | 0 | 0 | 0 |  |  |  | 0 | 0 | 0 | 0 | 0 | 0
SCE EOP | Mountain Pass | 115 | 0 | 0 | 0 | 0 | 0 |  |  |  | 0 | 0 | 0 | 0 | 0 | 0 |  | 0 | 0 | 0 | 0 | 0 |  |  |  | 0 | 0 | 0 | 0 | 0 | 0
PG&E GBA | Mountain View | 115 | 0 | 0 | 0 | 0 | 0 |  |  |  | 0 | 0 | 0 | 0 | 0 | 0 |  | 0 | 0 | 0 | 0 | 0 |  |  |  | 0 | 0 | 0 | 0 | 0 | 0
PG&E GBA | Mt Eden | 115 | 0 | 0 | 0 | 0 | 0 |  |  |  | 0 | 0 | 0 | 0 | 0 | 0 |  | 0 | 0 | 0 | 0 | 0 |  |  |  | 0 | 0 | 0 | 0 | 0 | 0
PG&E KERN | Mt Poso | 115 | 0 | 0 | 0 | 0 | 0 |  |  |  | 0 | 0 | 0 | 0 | 0 | 0 |  | 0 | 0 | 0 | 0 | 0 |  |  |  | 0 | 0 | 0 | 0 | 0 | 0
SDGE | Murray | 69 | 0 | 0 | 0 | 0 | 0 |  |  |  | 0 | 0 | 0 | 0 | 0 | 0 |  | 0 | 0 | 0 | 0 | 0 |  |  |  | 0 | 0 | 0 | 0 | 0 | 0
PG&E FRESNO | Mustang | 230 | 0 | 0 | 0 | 0 | 0 |  |  |  | 0 | 0 | 0 | 0 | 0 | 0 |  | 0 | 0 | 0 | 0 | 0 |  |  |  | 0 | 0 | 0 | 0 | 0 | 0
SCE Northern | Neenach | 66 | 0 | 0 | 0 | 0 | 0 |  |  |  | 0 | 0 | 0 | 0 | 0 | 0 |  | 0 | 0 | 0 | 0 | 0 |  |  |  | 0 | 0 | 0 | 0 | 0 | 0
PG&E KERN | New Sub - Gates - Midway (Proposed) | 230 | 0 | 0 | 0 | 0 | 0 |  |  |  | 0 | 0 | 0 | 0 | 0 | 0 |  | 0 | 0 | 0 | 0 | 0 |  |  |  | 0 | 0 | 0 | 0 | 0 | 0
PG&E KERN | New Sub - Gates - Templeton (Proposed) | 230 | 0 | 0 | 0 | 0 | 0 |  |  |  | 0 | 0 | 0 | 0 | 0 | 0 |  | 0 | 0 | 0 | 0 | 0 |  |  |  | 0 | 0 | 0 | 0 | 0 | 0
SCE NOL | New Sub - Kramer - Lugo (Proposed) | 230 | 0 | 0 | 0 | 0 | 0 |  |  |  | 0 | 0 | 0 | 0 | 0 | 0 |  | 0 | 0 | 0 | 0 | 0 |  |  |  | 0 | 0 | 0 | 0 | 0 | 0
PG&E FRESNO | New Sub - Los Banos - Midway (Proposed) | 500 | 0 | 0 | 0 | 0 | 0 |  |  |  | 0 | 0 | 0 | 0 | 0 | 0 |  | 0 | 0 | 0 | 0 | 0 |  |  |  | 0 | 0 | 0 | 0 | 0 | 0
SCE NOL | New Sub - Lugo - Pisgah (Proposed) | 230 | 0 | 0 | 0 | 0 | 0 |  |  |  | 0 | 0 | 0 | 0 | 0 | 0 |  | 0 | 0 | 0 | 0 | 0 |  |  |  | 0 | 0 | 0 | 0 | 0 | 0
PG&E KERN | New Sub - Midway - Wheeler Ridge (Proposed) | 230 | 0 | 0 | 0 | 0 | 0 |  |  |  | 0 | 150 | 0 | 150 | 0 | 0 |  | 0 | 0 | 0 | 0 | 0 |  |  |  | 0 | 0 | 0 | 0 | 0 | 0
PG&E NGBA | New Sub - Near existing Leavitt (PSREC) | 345 | 0 | 0 | 0 | 0 | 0 |  |  |  | 0 | 0 | 0 | 0 | 0 | 0 |  | 0 | 0 | 0 | 0 | 0 |  |  |  | 0 | 0 | 0 | 0 | 0 | 0
PG&E NGBA | New Sub - Near existing Madeline (NVE) | 345 | 0 | 0 | 0 | 0 | 0 |  |  |  | 0 | 0 | 0 | 0 | 0 | 0 |  | 0 | 0 | 0 | 0 | 0 |  |  |  | 0 | 0 | 0 | 0 | 0 | 0
SDGE | New Sub - North Gila - IV (Proposed) | 500 | 0 | 0 | 0 | 0 | 0 |  |  |  | 0 | 0 | 0 | 0 | 0 | 0 |  | 0 | 0 | 0 | 0 | 0 |  |  |  | 0 | 0 | 0 | 0 | 0 | 0
PG&E NGBA | New Sub - Pit 1 - Cottonwood (Proposed) | 230 | 0 | 0 | 0 | 0 | 0 |  |  |  | 0 | 0 | 0 | 0 | 0 | 0 |  | 0 | 0 | 0 | 0 | 0 |  |  |  | 0 | 0 | 0 | 0 | 0 | 0
PG&E GBA | New Sub - Rancho Seco - Bellota (Proposed) | 230 | 0 | 0 | 0 | 0 | 0 |  |  |  | 0 | 0 | 0 | 0 | 0 | 0 |  | 0 | 0 | 0 | 0 | 0 |  |  |  | 0 | 0 | 0 | 0 | 0 | 0
SDGE | New Sub - Suncrest - Ocotillo (Proposed) | 500 | 0 | 0 | 0 | 0 | 0 |  |  |  | 0 | 0 | 0 | 0 | 0 | 0 |  | 0 | 0 | 0 | 0 | 0 |  |  |  | 0 | 0 | 0 | 0 | 0 | 0
PG&E FRESNO | New Sub - Westley - Quinto (Proposed) | 230 | 0 | 0 | 0 | 0 | 0 |  |  |  | 0 | 0 | 0 | 0 | 0 | 0 |  | 0 | 0 | 0 | 0 | 0 |  |  |  | 0 | 0 | 0 | 0 | 0 | 0
PG&E GBA | Newark | 115 | 0 | 0 | 0 | 0 | 0 |  |  |  | 0 | 0 | 0 | 0 | 0 | 0 |  | 0 | 0 | 0 | 0 | 0 |  |  |  | 0 | 0 | 0 | 0 | 0 | 0
PG&E GBA | Newark | 230 | 0 | 0 | 0 | 0 | 0 |  |  |  | 0 | 0 | 0 | 0 | 0 | 0 |  | 0 | 0 | 0 | 0 | 0 |  |  |  | 0 | 0 | 0 | 0 | 0 | 0
PG&E GBA | Newark | 60 | 0 | 0 | 0 | 0 | 0 |  |  |  | 0 | 0 | 0 | 0 | 0 | 0 |  | 0 | 0 | 0 | 0 | 0 |  |  |  | 0 | 0 | 0 | 0 | 0 | 0
PG&E FRESNO | Newhall | 115 | 0 | 0 | 0 | 0 | 0 |  |  |  | 0 | 0 | 0 | 0 | 0 | 0 |  | 0 | 0 | 0 | 0 | 0 |  |  |  | 0 | 0 | 0 | 0 | 0 | 0
PG&E KERN | Norco | 115 | 0 | 0 | 0 | 0 | 0 |  |  |  | 0 | 0 | 0 | 0 | 0 | 0 |  | 0 | 0 | 0 | 0 | 0 |  |  |  | 0 | 0 | 0 | 0 | 0 | 0
PG&E GBA | Nortech | 115 | 0 | 0 | 0 | 0 | 0 |  |  |  | 0 | 0 | 0 | 0 | 0 | 0 |  | 0 | 0 | 0 | 0 | 0 |  |  |  | 0 | 0 | 0 | 0 | 0 | 0
SDGE | North City Metering | 138 | 0 | 0 | 0 | 0 | 0 |  |  |  | 0 | 0 | 0 | 0 | 0 | 0 |  | 0 | 0 | 0 | 0 | 0 |  |  |  | 0 | 0 | 0 | 0 | 0 | 0
PG&E GBA | North Dublin | 230 | 0 | 0 | 0 | 0 | 0 |  |  |  | 0 | 0 | 0 | 0 | 0 | 0 |  | 0 | 0 | 0 | 0 | 0 |  |  |  | 0 | 0 | 0 | 0 | 0 | 0
SDGE | North Gila | 500 | 0 | 0 | 0 | 0 | 0 |  |  |  | 0 | 0 | 0 | 0 | 0 | 0 |  | 0 | 0 | 0 | 0 | 0 |  |  |  | 0 | 0 | 0 | 0 | 0 | 0
SCE Metro | North of SONGS | 230 | 0 | 0 | 0 | 0 | 0 |  |  |  | 0 | 0 | 0 | 0 | 0 | 0 |  | 0 | 0 | 0 | 0 | 0 |  |  |  | 0 | 0 | 0 | 0 | 0 | 0
SCE Metro | North of SONGS | 500 | 0 | 0 | 0 | 0 | 0 |  |  |  | 0 | 0 | 0 | 0 | 0 | 0 |  | 0 | 0 | 0 | 0 | 0 |  |  |  | 0 | 0 | 0 | 0 | 0 | 0
PG&E NGBA | Notre Dame | 115 | 0 | 0 | 0 | 0 | 0 |  |  |  | 0 | 0 | 0 | 0 | 0 | 0 |  | 0 | 0 | 0 | 0 | 0 |  |  |  | 0 | 0 | 0 | 0 | 0 | 0
PG&E GBA | Oakland C | 115 | 0 | 0 | 0 | 0 | 0 |  |  |  | 0 | 0 | 0 | 0 | 0 | 0 |  | 0 | 0 | 0 | 0 | 0 |  |  |  | 0 | 0 | 0 | 0 | 0 | 0
PG&E GBA | Oakland J | 115 | 0 | 0 | 0 | 0 | 0 |  |  |  | 0 | 0 | 0 | 0 | 0 | 0 |  | 0 | 0 | 0 | 0 | 0 |  |  |  | 0 | 0 | 0 | 0 | 0 | 0
PG&E GBA | Oakland L | 115 | 0 | 0 | 0 | 0 | 0 |  |  |  | 0 | 0 | 0 | 0 | 0 | 0 |  | 0 | 0 | 0 | 0 | 0 |  |  |  | 0 | 0 | 0 | 0 | 0 | 0
PG&E GBA | Oakland X | 115 | 0 | 0 | 0 | 0 | 0 |  |  |  | 0 | 0 | 0 | 0 | 0 | 0 |  | 0 | 0 | 0 | 0 | 0 |  |  |  | 0 | 0 | 0 | 0 | 0 | 0
SDGE | Ocean Ranch | 69 | 0 | 0 | 0 | 0 | 0 |  |  |  | 0 | 0 | 0 | 0 | 0 | 0 |  | 0 | 0 | 0 | 0 | 0 |  |  |  | 0 | 0 | 0 | 0 | 0 | 0
PG&E KERN | Oceano | 115 | 0 | 0 | 0 | 0 | 0 |  |  |  | 0 | 0 | 0 | 0 | 0 | 0 |  | 0 | 0 | 0 | 0 | 0 |  |  |  | 0 | 0 | 0 | 0 | 0 | 0
SDGE | Ocotillo Express | 500 | 0 | 0 | 0 | 0 | 0 |  |  |  | 0 | 0 | 0 | 0 | 0 | 0 |  | 0 | 0 | 0 | 0 | 0 |  |  |  | 0 | 0 | 0 | 0 | 0 | 0
PG&E KERN | Old River | 70 | 0 | 0 | 0 | 0 | 0 |  |  |  | 0 | 0 | 0 | 0 | 0 | 0 |  | 0 | 0 | 0 | 0 | 0 |  |  |  | 0 | 0 | 0 | 0 | 0 | 0
SDGE | Old Town | 230 | 0 | 0 | 0 | 0 | 0 |  |  |  | 0 | 0 | 0 | 0 | 0 | 0 |  | 0 | 0 | 0 | 0 | 0 |  |  |  | 0 | 0 | 0 | 0 | 0 | 0
SCE Metro | Olinda | 230 | 0 | 0 | 0 | 0 | 0 |  |  |  | 0 | 0 | 0 | 0 | 0 | 0 |  | 0 | 0 | 0 | 0 | 0 |  |  |  | 0 | 0 | 0 | 0 | 0 | 0
PG&E FRESNO | Olive | 115 | 0 | 0 | 0 | 0 | 0 |  |  |  | 0 | 40 | 0 | 0 | 0 | 0 |  | 0 | 0 | 0 | 0 | 0 |  |  |  | 0 | 0 | 0 | 0 | 0 | 0
PG&E NGBA | Olivehurst | 115 | 0 | 0 | 0 | 0 | 0 |  |  |  | 0 | 0 | 0 | 0 | 0 | 0 |  | 0 | 0 | 0 | 0 | 0 |  |  |  | 0 | 0 | 0 | 0 | 0 | 0
PG&E NGBA | Oregon Trail | 60 | 0 | 0 | 0 | 0 | 0 |  |  |  | 0 | 0 | 0 | 0 | 0 | 0 |  | 0 | 0 | 0 | 0 | 0 |  |  |  | 0 | 0 | 0 | 0 | 0 | 0
SCE Northern | Ormond Beach | 230 | 0 | 0 | 0 | 0 | 0 |  |  |  | 0 | 0 | 0 | 0 | 0 | 0 |  | 0 | 0 | 0 | 0 | 0 |  |  |  | 0 | 0 | 0 | 0 | 0 | 0
PG&E FRESNO | Oro Loma | 115 | 0 | 0 | 0 | 0 | 0 |  |  |  | 0 | 0 | 0 | 0 | 0 | 0 |  | 0 | 0 | 0 | 0 | 0 |  |  |  | 0 | 0 | 0 | 0 | 0 | 0
PG&E FRESNO | Oro Loma | 70 | 0 | 0 | 0 | 0 | 0 |  |  |  | 0 | 0 | 0 | 0 | 0 | 0 |  | 0 | 0 | 0 | 0 | 0 |  |  |  | 0 | 0 | 0 | 0 | 0 | 0
PG&E FRESNO | Orosi | 70 | 0 | 0 | 0 | 0 | 0 |  |  |  | 0 | 0 | 0 | 0 | 0 | 0 |  | 0 | 0 | 0 | 0 | 0 |  |  |  | 0 | 0 | 0 | 0 | 0 | 0
SDGE | Otay | 69 | 0 | 0 | 0 | 0 | 0 |  |  |  | 0 | 0 | 0 | 6 | 0 | 0 |  | 0 | 0 | 0 | 0 | 0 |  |  |  | 0 | 0 | 0 | 0 | 0 | 0
SDGE | Otay Mesa | 230 | 0 | 0 | 0 | 0 | 0 |  |  |  | 0 | 0 | 0 | 0 | 0 | 0 |  | 0 | 0 | 0 | 0 | 0 |  |  |  | 0 | 0 | 0 | 65 | 0 | 0
PG&E FRESNO | Padre Flats SW STA | 230 | 0 | 0 | 0 | 0 | 0 |  |  |  | 0 | 0 | 0 | 0 | 0 | 0 |  | 0 | 0 | 0 | 0 | 0 |  |  |  | 0 | 0 | 0 | 0 | 0 | 0
SCE EOP | Pahrump | 138 | 0 | 0 | 0 | 0 | 0 |  |  |  | 0 | 0 | 0 | 0 | 0 | 0 |  | 0 | 0 | 0 | 0 | 0 |  |  |  | 0 | 0 | 0 | 0 | 0 | 0
SCE EOP | Pahrump | 230 | 0 | 0 | 0 | 0 | 0 |  |  |  | 0 | 0 | 0 | 0 | 0 | 0 |  | 0 | 0 | 0 | 0 | 0 |  |  |  | 0 | 0 | 0 | 0 | 0 | 0
SDGE | Pala | 69 | 0 | 0 | 0 | 0 | 0 |  |  |  | 0 | 0 | 0 | 10 | 0 | 0 |  | 0 | 0 | 0 | 0 | 0 |  |  |  | 0 | 0 | 0 | 0 | 0 | 0
PG&E NGBA | Palermo | 115 | 0 | 0 | 0 | 0 | 0 |  |  |  | 0 | 0 | 0 | 0 | 0 | 0 |  | 0 | 0 | 0 | 0 | 0 |  |  |  | 0 | 0 | 0 | 0 | 0 | 0
PG&E NGBA | Palermo | 230 | 0 | 0 | 0 | 0 | 0 |  |  |  | 0 | 0 | 0 | 0 | 0 | 0 |  | 0 | 0 | 0 | 0 | 0 |  |  |  | 0 | 0 | 0 | 0 | 0 | 0
SCE Eastern | Palo Verde | 500 | 0 | 0 | 0 | 0 | 1585 |  |  |  | 0 | 0 | 0 | 0 | 0 | 0 |  | 0 | 0 | 0 | 0 | 0 |  |  |  | 0 | 0 | 0 | 0 | 0 | 0
SDGE | Palomar Energy | 230 | 0 | 0 | 0 | 0 | 0 |  |  |  | 0 | 0 | 0 | 0 | 0 | 0 |  | 0 | 0 | 0 | 0 | 0 |  |  |  | 0 | 0 | 0 | 0 | 0 | 0
PG&E KERN | Panama | 70 | 0 | 0 | 0 | 0 | 0 |  |  |  | 0 | 0 | 0 | 0 | 0 | 0 |  | 0 | 0 | 0 | 0 | 0 |  |  |  | 0 | 0 | 0 | 0 | 0 | 0
PG&E FRESNO | Panoche | 115 | 0 | 0 | 0 | 0 | 0 |  |  |  | 0 | 0 | 0 | 0 | 0 | 0 |  | 0 | 0 | 0 | 0 | 0 |  |  |  | 0 | 0 | 0 | 0 | 0 | 0
PG&E FRESNO | Panoche | 230 | 0 | 0 | 0 | 0 | 0 |  |  |  | 0 | 0 | 0 | 0 | 0 | 0 |  | 0 | 0 | 0 | 0 | 0 |  |  |  | 0 | 0 | 0 | 0 | 0 | 0
SCE Northern | Pardee | 230 | 0 | 0 | 0 | 0 | 0 |  |  |  | 0 | 0 | 0 | 80 | 0 | 0 |  | 0 | 0 | 0 | 0 | 0 |  |  |  | 0 | 0 | 0 | 0 | 0 | 0
PG&E NGBA | Parkway | 230 | 0 | 0 | 0 | 0 | 0 |  |  |  | 0 | 0 | 0 | 0 | 0 | 0 |  | 0 | 0 | 0 | 0 | 0 |  |  |  | 0 | 0 | 0 | 0 | 0 | 0
SCE Northern | Pastoria | 230 | 0 | 0 | 0 | 0 | 0 |  |  |  | 0 | 0 | 0 | 0 | 0 | 0 |  | 0 | 0 | 0 | 0 | 0 |  |  |  | 0 | 0 | 0 | 0 | 0 | 0
SCE Metro | Pauda | 230 | 0 | 0 | 0 | 0 | 0 |  |  |  | 0 | 0 | 0 | 120 | 0 | 0 |  | 0 | 0 | 0 | 0 | 0 |  |  |  | 0 | 0 | 0 | 0 | 0 | 0
PG&E GBA | Paul Sweet | 115 | 0 | 0 | 0 | 0 | 0 |  |  |  | 0 | 0 | 0 | 0 | 0 | 0 |  | 0 | 0 | 0 | 0 | 0 |  |  |  | 0 | 0 | 0 | 0 | 0 | 0
PG&E NGBA | Peabody | 230 | 0 | 0 | 0 | 0 | 0 |  |  |  | 0 | 0 | 0 | 0 | 0 | 0 |  | 0 | 0 | 0 | 0 | 0 |  |  |  | 0 | 0 | 0 | 0 | 0 | 0
PG&E NGBA | Pease | 115 | 0 | 0 | 0 | 0 | 0 |  |  |  | 0 | 0 | 0 | 0 | 0 | 0 |  | 0 | 0 | 0 | 0 | 0 |  |  |  | 0 | 0 | 0 | 0 | 0 | 0
PG&E NGBA | Pease | 60 | 0 | 0 | 0 | 0 | 0 |  |  |  | 0 | 0 | 0 | 0 | 0 | 0 |  | 0 | 0 | 0 | 0 | 0 |  |  |  | 0 | 0 | 0 | 0 | 0 | 0
SDGE | Penasquitos | 138 | 0 | 0 | 0 | 0 | 0 |  |  |  | 0 | 0 | 0 | 0 | 0 | 0 |  | 0 | 0 | 0 | 0 | 0 |  |  |  | 0 | 0 | 0 | 0 | 0 | 0
SDGE | Penasquitos | 230 | 0 | 0 | 0 | 0 | 0 |  |  |  | 0 | 0 | 0 | 0 | 0 | 0 |  | 0 | 0 | 0 | 0 | 0 |  |  |  | 0 | 0 | 0 | 0 | 0 | 0
SDGE | Penasquitos | 69 | 0 | 0 | 0 | 0 | 0 |  |  |  | 0 | 0 | 0 | 0 | 0 | 0 |  | 0 | 0 | 0 | 0 | 0 |  |  |  | 0 | 0 | 0 | 0 | 0 | 0
SDGE | Pendleton | 69 | 0 | 0 | 0 | 0 | 0 |  |  |  | 0 | 0 | 0 | 0 | 0 | 0 |  | 0 | 0 | 0 | 0 | 0 |  |  |  | 0 | 0 | 0 | 0 | 0 | 0
PG&E NGBA | Penngrove | 115 | 0 | 0 | 0 | 0 | 0 |  |  |  | 0 | 0 | 0 | 0 | 0 | 0 |  | 0 | 0 | 0 | 0 | 0 |  |  |  | 0 | 0 | 0 | 0 | 0 | 0
PG&E GBA | Peoria | 115 | 0 | 0 | 0 | 0 | 0 |  |  |  | 0 | 0 | 0 | 10 | 0 | 0 |  | 0 | 0 | 0 | 0 | 0 |  |  |  | 0 | 0 | 0 | 0 | 0 | 0
PG&E GBA | Piercy | 115 | 0 | 0 | 0 | 0 | 0 |  |  |  | 0 | 0 | 0 | 0 | 0 | 0 |  | 0 | 0 | 0 | 0 | 0 |  |  |  | 0 | 0 | 0 | 0 | 0 | 0
PG&E FRESNO | Pine Flat | 230 | 0 | 0 | 0 | 0 | 0 |  |  |  | 0 | 0 | 0 | 0 | 0 | 0 |  | 0 | 0 | 0 | 0 | 0 |  |  |  | 0 | 0 | 0 | 0 | 0 | 0
SCE NOL | Pisgah | 230 | 0 | 0 | 0 | 0 | 0 |  |  |  | 0 | 0 | 0 | 0 | 0 | 0 |  | 0 | 0 | 0 | 0 | 0 |  |  |  | 0 | 0 | 0 | 0 | 0 | 0
PG&E NGBA | Pit 1 | 230 | 0 | 0 | 0 | 0 | 0 |  |  |  | 0 | 0 | 0 | 0 | 0 | 0 |  | 0 | 0 | 0 | 0 | 0 |  |  |  | 0 | 0 | 0 | 0 | 0 | 0
PG&E NGBA | Pit 1 | 60 | 0 | 0 | 0 | 0 | 0 |  |  |  | 0 | 0 | 0 | 0 | 0 | 0 |  | 0 | 0 | 0 | 0 | 0 |  |  |  | 0 | 0 | 0 | 0 | 0 | 0
PG&E NGBA | Pit 3 | 230 | 0 | 0 | 0 | 0 | 0 |  |  |  | 0 | 0 | 0 | 0 | 0 | 0 |  | 0 | 0 | 0 | 0 | 0 |  |  |  | 0 | 0 | 0 | 0 | 0 | 0
PG&E NGBA | Pit 4 | 230 | 0 | 0 | 0 | 0 | 0 |  |  |  | 0 | 0 | 0 | 0 | 0 | 0 |  | 0 | 0 | 0 | 0 | 0 |  |  |  | 0 | 0 | 0 | 0 | 0 | 0
PG&E GBA | Pittsburg | 115 | 0 | 0 | 0 | 0 | 0 |  |  |  | 0 | 0 | 0 | 0 | 0 | 0 |  | 0 | 0 | 0 | 0 | 0 |  |  |  | 0 | 0 | 0 | 0 | 0 | 0
PG&E GBA | Pittsburg | 230 | 0 | 0 | 0 | 0 | 0 |  |  |  | 0 | 0 | 0 | 0 | 0 | 0 |  | 0 | 0 | 0 | 0 | 0 |  |  |  | 0 | 0 | 0 | 0 | 0 | 0
PG&E NGBA | Pleasant Grove | 115 | 0 | 0 | 0 | 0 | 0 |  |  |  | 0 | 0 | 0 | 0 | 0 | 0 |  | 0 | 0 | 0 | 0 | 0 |  |  |  | 0 | 0 | 0 | 0 | 0 | 0
PG&E NGBA | POE | 230 | 0 | 0 | 0 | 0 | 0 |  |  |  | 0 | 0 | 0 | 0 | 0 | 0 |  | 0 | 0 | 0 | 0 | 0 |  |  |  | 0 | 0 | 0 | 0 | 0 | 0
SDGE | Point Loma | 69 | 0 | 0 | 0 | 0 | 0 |  |  |  | 0 | 0 | 0 | 0 | 0 | 0 |  | 0 | 0 | 0 | 0 | 0 |  |  |  | 0 | 0 | 0 | 0 | 0 | 0
SDGE | Pomerado | 69 | 0 | 0 | 0 | 0 | 0 |  |  |  | 0 | 0 | 0 | 0 | 0 | 0 |  | 0 | 0 | 0 | 0 | 0 |  |  |  | 0 | 0 | 0 | 0 | 0 | 0
PG&E KERN | Poso Mountain | 115 | 0 | 0 | 0 | 0 | 0 |  |  |  | 0 | 0 | 0 | 0 | 0 | 0 |  | 0 | 0 | 0 | 0 | 0 |  |  |  | 0 | 0 | 0 | 0 | 0 | 0
SCE EOP | Primm | 230 | 0 | 0 | 0 | 0 | 0 |  |  |  | 0 | 0 | 0 | 0 | 0 | 0 |  | 0 | 0 | 0 | 0 | 0 |  |  |  | 0 | 0 | 0 | 0 | 0 | 0
PG&E NGBA | Putah Creek | 115 | 0 | 0 | 0 | 0 | 0 |  |  |  | 0 | 0 | 0 | 0 | 0 | 0 |  | 0 | 0 | 0 | 0 | 0 |  |  |  | 0 | 0 | 0 | 0 | 0 | 0
SDGE | Q1806 | 138 | 0 | 0 | 0 | 0 | 0 |  |  |  | 0 | 0 | 0 | 0 | 0 | 0 |  | 0 | 0 | 0 | 0 | 0 |  |  |  | 0 | 0 | 0 | 0 | 0 | 0
PG&E FRESNO | Quinto | 230 | 0 | 0 | 0 | 0 | 0 |  |  |  | 0 | 0 | 0 | 0 | 0 | 0 |  | 0 | 0 | 0 | 0 | 0 |  |  |  | 0 | 0 | 0 | 0 | 0 | 0
PG&E GBA | Race Track | 115 | 0 | 0 | 0 | 0 | 0 |  |  |  | 0 | 0 | 0 | 0 | 0 | 0 |  | 0 | 0 | 0 | 0 | 0 |  |  |  | 0 | 0 | 0 | 0 | 0 | 0
SDGE | Rancho Mission Viejo | 138 | 0 | 0 | 0 | 0 | 0 |  |  |  | 0 | 0 | 0 | 0 | 0 | 0 |  | 0 | 0 | 0 | 0 | 0 |  |  |  | 0 | 0 | 0 | 0 | 0 | 0
PG&E GBA | Rancho Seco | 230 | 0 | 0 | 0 | 0 | 0 |  |  |  | 0 | 0 | 0 | 0 | 0 | 0 |  | 0 | 0 | 0 | 0 | 0 |  |  |  | 0 | 0 | 0 | 0 | 0 | 0
SCE Metro | Rancho Vista | 230 | 0 | 0 | 0 | 0 | 0 |  |  |  | 0 | 0 | 0 | 0 | 0 | 0 |  | 0 | 0 | 0 | 0 | 0 |  |  |  | 0 | 0 | 0 | 0 | 0 | 0
SCE Metro | Rancho Vista | 500 | 0 | 0 | 0 | 0 | 0 |  |  |  | 0 | 0 | 0 | 0 | 0 | 0 |  | 0 | 0 | 0 | 0 | 0 |  |  |  | 0 | 0 | 0 | 0 | 0 | 0
SCE NOL | Ransburg | 115 | 0 | 0 | 0 | 0 | 0 |  |  |  | 0 | 0 | 0 | 0 | 0 | 0 |  | 0 | 0 | 0 | 0 | 0 |  |  |  | 0 | 0 | 0 | 0 | 0 | 0
PG&E GBA | Ravenswood | 115 | 0 | 0 | 0 | 0 | 0 |  |  |  | 0 | 0 | 0 | 0 | 0 | 0 |  | 0 | 0 | 0 | 0 | 0 |  |  |  | 0 | 0 | 0 | 0 | 0 | 0
PG&E GBA | Ravenswood | 230 | 0 | 0 | 0 | 0 | 0 |  |  |  | 0 | 0 | 0 | 0 | 0 | 0 |  | 0 | 0 | 0 | 0 | 0 |  |  |  | 0 | 0 | 0 | 0 | 0 | 0
SCE Northern | Rector | 230 | 0 | 0 | 0 | 0 | 0 |  |  |  | 3 | 0 | 0 | 0 | 0 | 0 |  | 0 | 0 | 0 | 0 | 0 |  |  |  | 0 | 0 | 0 | 0 | 0 | 0
SCE Eastern | Red Bluff | 230 | 0 | 0 | 0 | 0 | 0 |  |  |  | 0 | 0 | 463 | 416 | 0 | 0 |  | 0 | 0 | 0 | 0 | 0 |  |  |  | 0 | 0 | 0 | 0 | 0 | 0
SCE Eastern | Red Bluff | 500 | 0 | 0 | 0 | 0 | 0 |  |  |  | 0 | 0 | 0 | 0 | 0 | 0 |  | 0 | 0 | 0 | 0 | 0 |  |  |  | 0 | 0 | 0 | 0 | 0 | 0
PG&E NGBA | Redbud | 115 | 0 | 0 | 0 | 0 | 0 |  |  |  | 0 | 0 | 0 | 0 | 0 | 0 |  | 0 | 0 | 0 | 0 | 0 |  |  |  | 0 | 0 | 0 | 0 | 0 | 0
SCE Metro | Redondo | 230 | 0 | 0 | 0 | 0 | 0 |  |  |  | 0 | 0 | 0 | 0 | 0 | 0 |  | 0 | 0 | 0 | 0 | 0 |  |  |  | 0 | 0 | 0 | 0 | 0 | 0
PG&E FRESNO | Reedley | 115 | 0 | 0 | 0 | 0 | 0 |  |  |  | 0 | 0 | 0 | 0 | 0 | 0 |  | 0 | 0 | 0 | 0 | 0 |  |  |  | 0 | 0 | 0 | 0 | 0 | 0
PG&E KERN | Renfro | 115 | 0 | 0 | 0 | 0 | 0 |  |  |  | 0 | 0 | 0 | 0 | 0 | 0 |  | 0 | 0 | 0 | 0 | 0 |  |  |  | 0 | 0 | 0 | 0 | 0 | 0
PG&E GBA | Richmond R | 115 | 0 | 0 | 0 | 0 | 0 |  |  |  | 0 | 0 | 0 | 0 | 0 | 0 |  | 0 | 0 | 0 | 0 | 0 |  |  |  | 0 | 0 | 0 | 0 | 0 | 0
PG&E NGBA | Rincon | 115 | 0 | 0 | 0 | 0 | 0 |  |  |  | 0 | 0 | 0 | 0 | 0 | 0 |  | 0 | 0 | 0 | 0 | 0 |  |  |  | 0 | 0 | 0 | 0 | 0 | 0
PG&E KERN | Rio Bravo | 115 | 0 | 0 | 0 | 0 | 0 |  |  |  | 0 | 0 | 0 | 0 | 0 | 0 |  | 0 | 0 | 0 | 0 | 0 |  |  |  | 0 | 0 | 0 | 0 | 0 | 0
SCE Metro | Rio Hondo | 230 | 0 | 0 | 0 | 0 | 0 |  |  |  | 0 | 0 | 0 | 0 | 0 | 0 |  | 0 | 0 | 0 | 0 | 0 |  |  |  | 0 | 0 | 0 | 0 | 0 | 0
PG&E NGBA | Rio Oso | 115 | 0 | 0 | 0 | 0 | 0 |  |  |  | 0 | 0 | 0 | 0 | 0 | 0 |  | 0 | 0 | 0 | 0 | 0 |  |  |  | 0 | 0 | 0 | 0 | 0 | 0
PG&E NGBA | Rio Oso | 230 | 0 | 0 | 0 | 0 | 0 |  |  |  | 0 | 0 | 0 | 0 | 0 | 0 |  | 0 | 0 | 0 | 0 | 0 |  |  |  | 0 | 0 | 0 | 0 | 0 | 0
PG&E GBA | Ripon | 115 | 0 | 0 | 0 | 0 | 0 |  |  |  | 0 | 0 | 0 | 0 | 0 | 0 |  | 0 | 0 | 0 | 0 | 0 |  |  |  | 0 | 0 | 0 | 0 | 0 | 0
PG&E GBA | Riverbank | 115 | 0 | 0 | 0 | 0 | 0 |  |  |  | 0 | 0 | 0 | 0 | 0 | 0 |  | 0 | 0 | 0 | 0 | 0 |  |  |  | 0 | 0 | 0 | 0 | 0 | 0
SCE NOL | Roadway | 115 | 0 | 0 | 0 | 0 | 0 |  |  |  | 2 | 150 | 0 | 75 | 0 | 0 |  | 0 | 0 | 0 | 0 | 0 |  |  |  | 0 | 0 | 0 | 0 | 0 | 0
PG&E NGBA | Rock Creek 1 | 230 | 0 | 0 | 0 | 0 | 0 |  |  |  | 0 | 0 | 0 | 0 | 0 | 0 |  | 0 | 0 | 0 | 0 | 0 |  |  |  | 0 | 0 | 0 | 0 | 0 | 0
SCE Northern | Rosamond | 66 | 0 | 0 | 0 | 0 | 0 |  |  |  | 0 | 0 | 0 | 0 | 0 | 0 |  | 0 | 0 | 0 | 0 | 0 |  |  |  | 0 | 0 | 0 | 0 | 0 | 0
PG&E GBA | Rossmoor | 230 | 0 | 0 | 0 | 0 | 0 |  |  |  | 0 | 0 | 0 | 0 | 0 | 0 |  | 0 | 0 | 0 | 0 | 0 |  |  |  | 0 | 0 | 0 | 0 | 0 | 0
PG&E NGBA | Round Mountain | 230 | 0 | 0 | 0 | 0 | 0 |  |  |  | 0 | 0 | 0 | 0 | 0 | 0 |  | 0 | 0 | 0 | 0 | 0 |  |  |  | 0 | 0 | 0 | 0 | 0 | 0
PG&E NGBA | Round Mountain | 500 | 0 | 0 | 0 | 0 | 0 |  |  |  | 0 | 0 | 0 | 0 | 0 | 0 |  | 0 | 0 | 0 | 0 | 0 |  |  |  | 0 | 0 | 0 | 0 | 0 | 0
PG&E GBA | Salado | 115 | 0 | 0 | 0 | 0 | 0 |  |  |  | 0 | 0 | 0 | 0 | 0 | 0 |  | 0 | 0 | 0 | 0 | 0 |  |  |  | 0 | 0 | 0 | 0 | 0 | 0
PG&E GBA | Salado | 60 | 0 | 0 | 0 | 0 | 0 |  |  |  | 0 | 0 | 0 | 0 | 0 | 0 |  | 0 | 0 | 0 | 0 | 0 |  |  |  | 0 | 0 | 0 | 0 | 0 | 0
PG&E GBA | Salinas | 115 | 0 | 0 | 0 | 0 | 0 |  |  |  | 0 | 0 | 0 | 0 | 0 | 0 |  | 0 | 0 | 0 | 0 | 0 |  |  |  | 0 | 0 | 0 | 0 | 0 | 0
SDGE | Salt Creek | 69 | 0 | 0 | 0 | 0 | 0 |  |  |  | 0 | 0 | 0 | 0 | 0 | 0 |  | 0 | 0 | 0 | 0 | 0 |  |  |  | 0 | 0 | 0 | 0 | 0 | 0
SCE Eastern | San Bernardino | 230 | 0 | 0 | 0 | 0 | 0 |  |  |  | 0 | 0 | 0 | 0 | 0 | 0 |  | 0 | 0 | 0 | 0 | 0 |  |  |  | 0 | 0 | 0 | 0 | 0 | 0
PG&E GBA | SAN FRAN A (POTRERO PP) | 115 | 0 | 0 | 0 | 0 | 0 |  |  |  | 0 | 0 | 0 | 0 | 0 | 0 |  | 0 | 0 | 0 | 0 | 0 |  |  |  | 0 | 0 | 0 | 0 | 0 | 0
PG&E GBA | SAN FRAN A (POTRERO PP) | 230 | 0 | 0 | 0 | 0 | 0 |  |  |  | 0 | 0 | 0 | 0 | 0 | 0 |  | 0 | 0 | 0 | 0 | 0 |  |  |  | 0 | 0 | 0 | 0 | 0 | 0
PG&E GBA | San Jose A | 115 | 0 | 0 | 0 | 0 | 0 |  |  |  | 0 | 0 | 0 | 0 | 0 | 0 |  | 0 | 0 | 0 | 0 | 0 |  |  |  | 0 | 0 | 0 | 0 | 0 | 0
PG&E GBA | San Jose B | 115 | 0 | 0 | 0 | 0 | 0 |  |  |  | 0 | 0 | 0 | 0 | 0 | 0 |  | 0 | 0 | 0 | 0 | 0 |  |  |  | 0 | 0 | 0 | 0 | 0 | 0
PG&E GBA | San Leandro U | 115 | 0 | 0 | 0 | 0 | 0 |  |  |  | 0 | 0 | 0 | 0 | 0 | 0 |  | 0 | 0 | 0 | 0 | 0 |  |  |  | 0 | 0 | 0 | 0 | 0 | 0
PG&E KERN | San Luis Obispo | 115 | 0 | 0 | 0 | 0 | 0 |  |  |  | 0 | 0 | 0 | 0 | 0 | 0 |  | 0 | 0 | 0 | 0 | 0 |  |  |  | 0 | 0 | 0 | 0 | 0 | 0
PG&E KERN | San Luis Obispo | 70 | 0 | 0 | 0 | 0 | 0 |  |  |  | 0 | 0 | 0 | 0 | 0 | 0 |  | 0 | 0 | 0 | 0 | 0 |  |  |  | 0 | 0 | 0 | 0 | 0 | 0
SDGE | San Luis Rey | 230 | 0 | 0 | 0 | 0 | 0 |  |  |  | 0 | 0 | 0 | 0 | 0 | 0 |  | 0 | 0 | 0 | 0 | 0 |  |  |  | 0 | 0 | 0 | 0 | 0 | 0
SDGE | San Luis Rey | 69 | 0 | 0 | 0 | 0 | 0 |  |  |  | 0 | 0 | 0 | 0 | 0 | 0 |  | 0 | 0 | 0 | 0 | 0 |  |  |  | 0 | 0 | 0 | 0 | 0 | 0
SDGE | San Marcos | 69 | 0 | 0 | 0 | 0 | 0 |  |  |  | 0 | 0 | 0 | 0 | 0 | 0 |  | 0 | 0 | 0 | 0 | 0 |  |  |  | 0 | 0 | 0 | 0 | 0 | 0
SCE Metro | San Onofre | 230 | 0 | 0 | 0 | 0 | 0 |  |  |  | 0 | 0 | 0 | 0 | 0 | 0 |  | 0 | 0 | 0 | 0 | 0 |  |  |  | 0 | 0 | 0 | 0 | 0 | 0
PG&E GBA | San Pablo | 115 | 0 | 0 | 0 | 0 | 0 |  |  |  | 0 | 0 | 0 | 0 | 0 | 0 |  | 0 | 0 | 0 | 0 | 0 |  |  |  | 0 | 0 | 0 | 0 | 0 | 0
PG&E GBA | San Ramon | 230 | 0 | 0 | 0 | 0 | 0 |  |  |  | 0 | 0 | 0 | 0 | 0 | 0 |  | 0 | 0 | 0 | 0 | 0 |  |  |  | 0 | 0 | 0 | 0 | 0 | 0
SDGE | San Ysidro | 69 | 0 | 0 | 0 | 0 | 0 |  |  |  | 0 | 0 | 0 | 0 | 0 | 0 |  | 0 | 0 | 0 | 0 | 0 |  |  |  | 0 | 0 | 0 | 0 | 0 | 0
SCE NOL | Sandlot | 230 | 0 | 0 | 0 | 0 | 0 |  |  |  | 0 | 0 | 0 | 0 | 0 | 0 |  | 0 | 0 | 0 | 0 | 0 |  |  |  | 0 | 0 | 0 | 0 | 0 | 0
SCE EOP | Sandy | 138 | 0 | 0 | 0 | 0 | 0 |  |  |  | 0 | 0 | 0 | 0 | 0 | 0 |  | 0 | 0 | 0 | 0 | 0 |  |  |  | 0 | 0 | 0 | 0 | 0 | 0
PG&E FRESNO | Sanger | 115 | 0 | 0 | 0 | 0 | 0 |  |  |  | 0 | 0 | 0 | 0 | 0 | 0 |  | 0 | 0 | 0 | 0 | 0 |  |  |  | 0 | 0 | 0 | 0 | 0 | 0
SCE Northern | Santa Clara | 230 | 0 | 0 | 0 | 0 | 0 |  |  |  | 0 | 0 | 0 | 0 | 0 | 0 |  | 0 | 0 | 0 | 0 | 0 |  |  |  | 0 | 0 | 0 | 0 | 0 | 0
PG&E NGBA | Santa Rosa A | 115 | 0 | 0 | 0 | 0 | 0 |  |  |  | 0 | 0 | 0 | 0 | 0 | 0 |  | 0 | 0 | 0 | 0 | 0 |  |  |  | 0 | 0 | 0 | 0 | 0 | 0
PG&E GBA | Santa Teresa | 115 | 0 | 0 | 0 | 0 | 0 |  |  |  | 0 | 0 | 0 | 0 | 0 | 0 |  | 0 | 0 | 0 | 0 | 0 |  |  |  | 0 | 0 | 0 | 0 | 0 | 0
SDGE | Santee | 138 | 0 | 0 | 0 | 0 | 0 |  |  |  | 0 | 0 | 0 | 0 | 0 | 0 |  | 0 | 0 | 0 | 0 | 0 |  |  |  | 0 | 0 | 0 | 0 | 0 | 0
SCE Metro | Santiago | 230 | 0 | 0 | 0 | 0 | 0 |  |  |  | 0 | 0 | 0 | 0 | 0 | 0 |  | 0 | 0 | 0 | 0 | 0 |  |  |  | 0 | 0 | 0 | 0 | 0 | 0
PG&E GBA | Saratoga | 230 | 0 | 0 | 0 | 0 | 0 |  |  |  | 0 | 0 | 0 | 0 | 0 | 0 |  | 0 | 0 | 0 | 0 | 0 |  |  |  | 0 | 0 | 0 | 0 | 0 | 0
SCE Northern | Saugus | 230 | 0 | 0 | 0 | 0 | 0 |  |  |  | 0 | 0 | 0 | 0 | 0 | 0 |  | 0 | 0 | 0 | 0 | 0 |  |  |  | 0 | 0 | 0 | 0 | 0 | 0
PG&E FRESNO | Schindler | 115 | 0 | 0 | 0 | 0 | 0 |  |  |  | 0 | 0 | 0 | 0 | 0 | 0 |  | 0 | 0 | 0 | 0 | 0 |  |  |  | 0 | 0 | 0 | 0 | 0 | 0
PG&E FRESNO | Schindler | 70 | 0 | 0 | 0 | 0 | 0 |  |  |  | 0 | 0 | 0 | 0 | 0 | 0 |  | 0 | 0 | 0 | 0 | 0 |  |  |  | 0 | 0 | 0 | 0 | 0 | 0
PG&E GBA | Schulte | 115 | 0 | 0 | 0 | 0 | 0 |  |  |  | 0 | 0 | 0 | 0 | 0 | 0 |  | 0 | 0 | 0 | 0 | 0 |  |  |  | 0 | 0 | 0 | 0 | 0 | 0
SDGE | Scripps | 69 | 0 | 0 | 0 | 0 | 0 |  |  |  | 0 | 0 | 0 | 0 | 0 | 0 |  | 0 | 0 | 0 | 0 | 0 |  |  |  | 0 | 0 | 0 | 0 | 0 | 0
PG&E KERN | Semitropic | 115 | 0 | 0 | 0 | 0 | 0 |  |  |  | 0 | 0 | 0 | 0 | 0 | 0 |  | 0 | 0 | 0 | 0 | 0 |  |  |  | 0 | 0 | 0 | 0 | 0 | 0
SCE Metro | Serrano | 230 | 0 | 0 | 0 | 0 | 0 |  |  |  | 0 | 0 | 0 | 0 | 0 | 0 |  | 0 | 0 | 0 | 0 | 0 |  |  |  | 0 | 0 | 0 | 0 | 0 | 0
SCE Metro | Serrano | 500 | 0 | 0 | 0 | 0 | 0 |  |  |  | 0 | 0 | 0 | 0 | 0 | 0 |  | 0 | 0 | 0 | 0 | 0 |  |  |  | 0 | 0 | 0 | 0 | 0 | 0
SDGE | Shadowridge | 138 | 0 | 0 | 0 | 0 | 0 |  |  |  | 0 | 0 | 0 | 0 | 0 | 0 |  | 0 | 0 | 0 | 0 | 0 |  |  |  | 0 | 0 | 0 | 0 | 0 | 0
PG&E KERN | Shafter | 115 | 0 | 0 | 0 | 0 | 0 |  |  |  | 0 | 0 | 0 | 0 | 0 | 0 |  | 0 | 0 | 0 | 0 | 0 |  |  |  | 0 | 0 | 0 | 0 | 0 | 0
PG&E NGBA | Silverado | 115 | 0 | 0 | 0 | 0 | 0 |  |  |  | 0 | 0 | 0 | 0 | 0 | 0 |  | 0 | 0 | 0 | 0 | 0 |  |  |  | 0 | 0 | 0 | 0 | 0 | 0
SDGE | Silvergate | 230 | 0 | 0 | 0 | 0 | 0 |  |  |  | 0 | 0 | 0 | 200 | 0 | 0 |  | 0 | 0 | 0 | 0 | 0 |  |  |  | 0 | 0 | 0 | 0 | 0 | 0
SDGE | Silvergate | 69 | 0 | 0 | 0 | 0 | 0 |  |  |  | 0 | 0 | 0 | 0 | 0 | 0 |  | 0 | 0 | 0 | 0 | 0 |  |  |  | 0 | 0 | 0 | 0 | 0 | 0
PG&E KERN | Sisquoc | 115 | 0 | 0 | 0 | 0 | 0 |  |  |  | 0 | 0 | 0 | 0 | 0 | 0 |  | 0 | 0 | 0 | 0 | 0 |  |  |  | 0 | 0 | 0 | 0 | 0 | 0
SCE EOP | Sloan Canyon | 230 | 0 | 0 | 0 | 0 | 0 |  |  |  | 0 | 0 | 0 | 0 | 0 | 0 |  | 0 | 0 | 0 | 0 | 0 |  |  |  | 0 | 0 | 0 | 0 | 0 | 0
SCE EOP | Sloan Canyon | 500 | 0 | 0 | 0 | 0 | 0 |  |  |  | 0 | 0 | 0 | 0 | 0 | 0 |  | 0 | 0 | 0 | 0 | 0 |  |  |  | 0 | 0 | 0 | 0 | 0 | 0
PG&E KERN | Smyrna | 115 | 0 | 0 | 0 | 0 | 0 |  |  |  | 0 | 0 | 0 | 0 | 0 | 0 |  | 0 | 0 | 0 | 0 | 0 |  |  |  | 0 | 0 | 0 | 0 | 0 | 0
PG&E GBA | Sobrante | 115 | 0 | 0 | 0 | 0 | 0 |  |  |  | 0 | 0 | 0 | 0 | 0 | 0 |  | 0 | 0 | 0 | 0 | 0 |  |  |  | 0 | 0 | 0 | 0 | 0 | 0
PG&E GBA | Sobrante | 230 | 0 | 0 | 0 | 0 | 0 |  |  |  | 0 | 0 | 0 | 0 | 0 | 0 |  | 0 | 0 | 0 | 0 | 0 |  |  |  | 0 | 0 | 0 | 0 | 0 | 0
PG&E KERN | Solar | 230 | 0 | 0 | 0 | 0 | 0 |  |  |  | 0 | 0 | 0 | 0 | 0 | 0 |  | 0 | 0 | 0 | 0 | 0 |  |  |  | 0 | 0 | 0 | 0 | 0 | 0
PG&E GBA | Soledad | 115 | 0 | 0 | 0 | 0 | 0 |  |  |  | 0 | 0 | 0 | 0 | 0 | 0 |  | 0 | 0 | 0 | 0 | 0 |  |  |  | 0 | 0 | 0 | 0 | 0 | 0
PG&E GBA | Soledad | 60 | 0 | 0 | 0 | 0 | 0 |  |  |  | 0 | 0 | 0 | 0 | 0 | 0 |  | 0 | 0 | 0 | 0 | 0 |  |  |  | 0 | 0 | 0 | 0 | 0 | 0
SDGE | Spring Valley | 69 | 0 | 0 | 0 | 0 | 0 |  |  |  | 0 | 0 | 0 | 0 | 0 | 0 |  | 0 | 0 | 0 | 0 | 0 |  |  |  | 0 | 0 | 0 | 0 | 0 | 0
SCE Northern | Springville | 230 | 0 | 0 | 0 | 0 | 0 |  |  |  | 0 | 0 | 0 | 0 | 0 | 0 |  | 0 | 0 | 0 | 0 | 0 |  |  |  | 0 | 0 | 0 | 0 | 0 | 0
PG&E GBA | Stagg | 230 | 0 | 0 | 0 | 0 | 0 |  |  |  | 0 | 0 | 0 | 0 | 0 | 0 |  | 0 | 0 | 0 | 0 | 0 |  |  |  | 0 | 0 | 0 | 0 | 0 | 0
PG&E GBA | Standard Oil | 115 | 0 | 0 | 0 | 0 | 0 |  |  |  | 0 | 0 | 0 | 0 | 0 | 0 |  | 0 | 0 | 0 | 0 | 0 |  |  |  | 0 | 0 | 0 | 0 | 0 | 0
PG&E GBA | Stanislaus | 115 | 0 | 0 | 0 | 0 | 0 |  |  |  | 0 | 0 | 0 | 0 | 0 | 0 |  | 0 | 0 | 0 | 0 | 0 |  |  |  | 0 | 0 | 0 | 0 | 0 | 0
PG&E KERN | Stockdale | 115 | 0 | 0 | 0 | 0 | 0 |  |  |  | 0 | 0 | 0 | 0 | 0 | 0 |  | 0 | 0 | 0 | 0 | 0 |  |  |  | 0 | 0 | 0 | 0 | 0 | 0
PG&E KERN | Stockdale | 230 | 0 | 0 | 0 | 0 | 0 |  |  |  | 0 | 0 | 0 | 0 | 0 | 0 |  | 0 | 0 | 0 | 0 | 0 |  |  |  | 0 | 0 | 0 | 0 | 0 | 0
PG&E GBA | Stockton A | 115 | 0 | 0 | 0 | 0 | 0 |  |  |  | 0 | 0 | 0 | 0 | 0 | 0 |  | 0 | 0 | 0 | 0 | 0 |  |  |  | 0 | 0 | 0 | 0 | 0 | 0
PG&E GBA | Stone | 115 | 0 | 0 | 0 | 0 | 0 |  |  |  | 0 | 0 | 0 | 0 | 0 | 0 |  | 0 | 0 | 0 | 0 | 0 |  |  |  | 0 | 0 | 0 | 0 | 0 | 0
PG&E FRESNO | Storey | 230 | 0 | 0 | 0 | 0 | 0 |  |  |  | 0 | 0 | 0 | 0 | 0 | 0 |  | 0 | 0 | 0 | 0 | 0 |  |  |  | 0 | 0 | 0 | 0 | 0 | 0
PG&E NGBA | Summit | 115 | 0 | 0 | 0 | 0 | 0 |  |  |  | 0 | 0 | 0 | 0 | 0 | 0 |  | 0 | 0 | 0 | 0 | 0 |  |  |  | 0 | 0 | 0 | 0 | 0 | 0
SDGE | Suncrest | 230 | 0 | 0 | 0 | 0 | 0 |  |  |  | 0 | 0 | 0 | 0 | 0 | 0 |  | 0 | 0 | 0 | 0 | 0 |  |  |  | 0 | 0 | 0 | 0 | 0 | 0
SDGE | Suncrest | 500 | 0 | 0 | 0 | 0 | 0 |  |  |  | 0 | 0 | 0 | 0 | 0 | 0 |  | 0 | 0 | 0 | 0 | 0 |  |  |  | 0 | 0 | 0 | 0 | 0 | 0
PG&E KERN | Sunrise | 230 | 0 | 0 | 0 | 0 | 0 |  |  |  | 0 | 0 | 0 | 0 | 0 | 0 |  | 0 | 0 | 0 | 0 | 0 |  |  |  | 0 | 0 | 0 | 0 | 0 | 0
PG&E KERN | Sunset | 230 | 0 | 0 | 0 | 0 | 0 |  |  |  | 0 | 0 | 0 | 0 | 0 | 0 |  | 0 | 0 | 0 | 0 | 0 |  |  |  | 0 | 0 | 0 | 0 | 0 | 0
PG&E GBA | Swift | 115 | 0 | 0 | 0 | 0 | 0 |  |  |  | 0 | 0 | 0 | 0 | 0 | 0 |  | 0 | 0 | 0 | 0 | 0 |  |  |  | 0 | 0 | 0 | 0 | 0 | 0
SDGE | Sycamore Canyon | 138 | 0 | 0 | 0 | 0 | 0 |  |  |  | 0 | 0 | 0 | 0 | 0 | 0 |  | 0 | 0 | 0 | 0 | 0 |  |  |  | 0 | 0 | 0 | 0 | 0 | 0
SDGE | Sycamore Canyon | 230 | 0 | 0 | 0 | 0 | 0 |  |  |  | 0 | 0 | 0 | 0 | 0 | 0 |  | 0 | 0 | 0 | 0 | 0 |  |  |  | 0 | 0 | 0 | 0 | 0 | 0
SDGE | Sycamore Canyon | 69 | 0 | 0 | 0 | 0 | 0 |  |  |  | 0 | 0 | 0 | 0 | 0 | 0 |  | 0 | 0 | 0 | 0 | 0 |  |  |  | 0 | 0 | 0 | 0 | 0 | 0
SCE Northern | Sylmar | 230 | 0 | 0 | 0 | 0 | 0 |  |  |  | 0 | 0 | 0 | 0 | 0 | 0 |  | 0 | 0 | 0 | 0 | 0 |  |  |  | 0 | 0 | 0 | 0 | 0 | 0
PG&E NGBA | Table Mountain | 115 | 0 | 0 | 0 | 0 | 0 |  |  |  | 0 | 0 | 0 | 0 | 0 | 0 |  | 0 | 0 | 0 | 0 | 0 |  |  |  | 0 | 0 | 0 | 0 | 0 | 0
PG&E NGBA | Table Mountain | 230 | 0 | 0 | 0 | 0 | 0 |  |  |  | 0 | 0 | 0 | 0 | 0 | 0 |  | 0 | 0 | 0 | 0 | 0 |  |  |  | 0 | 0 | 0 | 0 | 0 | 0
PG&E NGBA | Table Mountain | 500 | 0 | 0 | 0 | 0 | 0 |  |  |  | 0 | 0 | 0 | 0 | 0 | 0 |  | 0 | 0 | 0 | 0 | 0 |  |  |  | 0 | 0 | 0 | 0 | 0 | 0
PG&E NGBA | Table Mountain | 60 | 0 | 0 | 0 | 0 | 0 |  |  |  | 0 | 0 | 0 | 0 | 0 | 0 |  | 0 | 0 | 0 | 0 | 0 |  |  |  | 0 | 0 | 0 | 0 | 0 | 0
PG&E KERN | Taft | 115 | 0 | 0 | 0 | 0 | 0 |  |  |  | 0 | 3 | 0 | 0 | 3 | 0 |  | 0 | 0 | 0 | 0 | 0 |  |  |  | 0 | 0 | 0 | 0 | 0 | 0
SDGE | Talega | 138 | 0 | 0 | 0 | 0 | 0 |  |  |  | 0 | 0 | 0 | 0 | 0 | 0 |  | 0 | 0 | 0 | 0 | 0 |  |  |  | 0 | 0 | 0 | 0 | 0 | 0
SDGE | Talega | 230 | 0 | 0 | 0 | 0 | 0 |  |  |  | 0 | 0 | 0 | 0 | 0 | 0 |  | 0 | 0 | 0 | 0 | 0 |  |  |  | 0 | 0 | 0 | 0 | 0 | 0
PG&E GBA | Tassajara | 230 | 0 | 0 | 0 | 0 | 0 |  |  |  | 0 | 0 | 0 | 0 | 0 | 0 |  | 0 | 0 | 0 | 0 | 0 |  |  |  | 0 | 0 | 0 | 0 | 0 | 0
PG&E KERN | Tejon | 70 | 0 | 0 | 0 | 0 | 0 |  |  |  | 0 | 0 | 0 | 0 | 0 | 0 |  | 0 | 0 | 0 | 0 | 0 |  |  |  | 0 | 0 | 0 | 0 | 0 | 0
SDGE | Telegraph Canyon | 138 | 0 | 0 | 0 | 0 | 0 |  |  |  | 0 | 0 | 0 | 0 | 0 | 0 |  | 0 | 0 | 0 | 0 | 0 |  |  |  | 0 | 0 | 0 | 0 | 0 | 0
PG&E KERN | Temblor | 115 | 0 | 0 | 0 | 0 | 0 |  |  |  | 0 | 0 | 0 | 0 | 0 | 0 |  | 0 | 0 | 0 | 0 | 0 |  |  |  | 0 | 0 | 0 | 0 | 0 | 0
PG&E KERN | Templeton | 230 | 0 | 0 | 0 | 0 | 0 |  |  |  | 0 | 0 | 0 | 0 | 0 | 0 |  | 0 | 0 | 0 | 0 | 0 |  |  |  | 0 | 0 | 0 | 0 | 0 | 0
PG&E KERN | Templeton | 70 | 0 | 0 | 0 | 0 | 0 |  |  |  | 0 | 0 | 0 | 0 | 0 | 0 |  | 0 | 0 | 0 | 0 | 0 |  |  |  | 0 | 0 | 0 | 0 | 0 | 0
PG&E GBA | Tesla | 115 | 0 | 0 | 0 | 0 | 0 |  |  |  | 0 | 0 | 0 | 0 | 0 | 0 |  | 0 | 0 | 0 | 0 | 0 |  |  |  | 0 | 0 | 0 | 0 | 0 | 0
PG&E GBA | Tesla | 230 | 0 | 0 | 0 | 0 | 0 |  |  |  | 0 | 0 | 0 | 0 | 0 | 0 |  | 0 | 0 | 0 | 0 | 0 |  |  |  | 0 | 0 | 0 | 0 | 0 | 0
PG&E GBA | Tesla | 500 | 0 | 0 | 0 | 0 | 0 |  |  |  | 0 | 0 | 0 | 0 | 0 | 0 |  | 0 | 0 | 0 | 0 | 0 |  |  |  | 0 | 0 | 0 | 0 | 0 | 0
PG&E KERN | Tevis | 115 | 0 | 0 | 0 | 0 | 0 |  |  |  | 0 | 0 | 0 | 0 | 0 | 0 |  | 0 | 0 | 0 | 0 | 0 |  |  |  | 0 | 0 | 0 | 0 | 0 | 0
SCE EOP | Thousandaire | 138 | 0 | 0 | 0 | 0 | 0 |  |  |  | 0 | 0 | 0 | 0 | 0 | 0 |  | 0 | 0 | 0 | 0 | 0 |  |  |  | 0 | 0 | 0 | 0 | 0 | 0
PG&E KERN | Topaz | 230 | 0 | 0 | 0 | 0 | 0 |  |  |  | 0 | 0 | 0 | 0 | 0 | 0 |  | 0 | 0 | 0 | 0 | 0 |  |  |  | 0 | 0 | 0 | 0 | 0 | 0
SCE NOL | Tortilla | 115 | 0 | 0 | 0 | 0 | 0 |  |  |  | 0 | 0 | 0 | 0 | 0 | 0 |  | 0 | 0 | 0 | 0 | 0 |  |  |  | 0 | 0 | 0 | 0 | 0 | 0
SDGE | Trabuco | 138 | 0 | 0 | 0 | 0 | 0 |  |  |  | 0 | 0 | 0 | 0 | 0 | 0 |  | 0 | 0 | 0 | 0 | 0 |  |  |  | 0 | 0 | 0 | 0 | 0 | 0
PG&E GBA | Tracy | 115 | 0 | 0 | 0 | 0 | 0 |  |  |  | 0 | 0 | 0 | 0 | 0 | 0 |  | 0 | 0 | 0 | 0 | 0 |  |  |  | 0 | 0 | 0 | 0 | 0 | 0
PG&E FRESNO | Tranquility | 230 | 0 | 0 | 0 | 0 | 0 |  |  |  | 0 | 0 | 400 | 200 | 0 | 0 |  | 0 | 0 | 0 | 0 | 0 |  |  |  | 0 | 0 | 0 | 0 | 0 | 0
PG&E GBA | Trimble | 115 | 0 | 0 | 0 | 0 | 0 |  |  |  | 0 | 0 | 0 | 0 | 0 | 0 |  | 0 | 0 | 0 | 0 | 0 |  |  |  | 0 | 0 | 0 | 0 | 0 | 0
SCE EOP | Trout Canyon | 230 | 0 | 0 | 0 | 0 | 0 |  |  |  | 0 | 60 | 0 | 25 | 0 | 0 |  | 0 | 0 | 0 | 0 | 0 |  |  |  | 0 | 0 | 0 | 0 | 0 | 0
SCE EOP | Trout Canyon | 500 | 0 | 0 | 0 | 0 | 0 |  |  |  | 0 | 0 | 0 | 0 | 0 | 0 |  | 0 | 0 | 0 | 0 | 0 |  |  |  | 0 | 0 | 0 | 0 | 0 | 0
PG&E NGBA | Tulucay | 230 | 0 | 0 | 0 | 0 | 0 |  |  |  | 0 | 0 | 0 | 0 | 0 | 0 |  | 0 | 0 | 0 | 0 | 0 |  |  |  | 0 | 0 | 0 | 0 | 0 | 0
PG&E NGBA | Tulucay | 60 | 0 | 0 | 0 | 0 | 0 |  |  |  | 0 | 0 | 0 | 0 | 0 | 0 |  | 0 | 0 | 0 | 0 | 0 |  |  |  | 0 | 0 | 0 | 0 | 0 | 0
PG&E KERN | Tupman | 115 | 0 | 0 | 0 | 0 | 0 |  |  |  | 0 | 0 | 0 | 0 | 0 | 0 |  | 0 | 0 | 0 | 0 | 0 |  |  |  | 0 | 0 | 0 | 0 | 0 | 0
PG&E NGBA | Ukiah | 115 | 0 | 0 | 0 | 0 | 0 |  |  |  | 0 | 0 | 0 | 0 | 0 | 0 |  | 0 | 0 | 0 | 0 | 0 |  |  |  | 0 | 0 | 0 | 0 | 0 | 0
PG&E KERN | Union (Estrella) | 70 | 0 | 0 | 0 | 0 | 0 |  |  |  | 0 | 0 | 0 | 0 | 0 | 0 |  | 0 | 0 | 0 | 0 | 0 |  |  |  | 0 | 0 | 0 | 0 | 0 | 0
PG&E NGBA | Vaca Dixon | 115 | 0 | 0 | 0 | 0 | 0 |  |  |  | 0 | 0 | 0 | 0 | 0 | 0 |  | 0 | 0 | 0 | 0 | 0 |  |  |  | 0 | 0 | 0 | 0 | 0 | 0
PG&E NGBA | Vaca Dixon | 230 | 0 | 0 | 0 | 0 | 0 |  |  |  | 0 | 0 | 0 | 0 | 0 | 0 |  | 0 | 0 | 0 | 0 | 0 |  |  |  | 0 | 0 | 0 | 0 | 0 | 0
PG&E NGBA | Vaca Dixon | 500 | 0 | 0 | 0 | 0 | 0 |  |  |  | 0 | 0 | 0 | 0 | 0 | 0 |  | 0 | 0 | 0 | 0 | 0 |  |  |  | 0 | 0 | 0 | 0 | 0 | 0
PG&E NGBA | Vaca Dixon | 60 | 0 | 0 | 0 | 0 | 0 |  |  |  | 0 | 0 | 0 | 0 | 0 | 0 |  | 0 | 0 | 0 | 0 | 0 |  |  |  | 0 | 0 | 0 | 0 | 0 | 0
SCE Eastern | Valley (SCE) | 500 | 0 | 0 | 0 | 0 | 0 |  |  |  | 0 | 0 | 0 | 640 | 0 | 0 |  | 0 | 0 | 0 | 0 | 0 |  |  |  | 0 | 0 | 0 | 0 | 0 | 0
SCE EOP | Valley (VEA) | 138 | 0 | 0 | 0 | 0 | 0 |  |  |  | 0 | 0 | 0 | 0 | 0 | 0 |  | 0 | 0 | 0 | 0 | 0 |  |  |  | 0 | 0 | 0 | 0 | 0 | 0
SDGE | Valley Center | 69 | 0 | 0 | 0 | 0 | 0 |  |  |  | 0 | 0 | 0 | 0 | 0 | 0 |  | 0 | 0 | 0 | 0 | 0 |  |  |  | 0 | 0 | 0 | 0 | 0 | 0
PG&E GBA | Valley Home | 115 | 0 | 0 | 0 | 0 | 0 |  |  |  | 0 | 0 | 0 | 0 | 0 | 0 |  | 0 | 0 | 0 | 0 | 0 |  |  |  | 0 | 0 | 0 | 0 | 0 | 0
PG&E GBA | Valley Springs | 230 | 0 | 0 | 0 | 0 | 0 |  |  |  | 0 | 0 | 0 | 0 | 0 | 0 |  | 0 | 0 | 0 | 0 | 0 |  |  |  | 0 | 0 | 0 | 0 | 0 | 0
PG&E GBA | Valley Springs | 60 | 0 | 0 | 0 | 0 | 0 |  |  |  | 0 | 0 | 0 | 0 | 0 | 0 |  | 0 | 0 | 0 | 0 | 0 |  |  |  | 0 | 0 | 0 | 0 | 0 | 0
SCE EOP | Valley Switch | 138 | 0 | 0 | 0 | 0 | 0 |  |  |  | 0 | 0 | 0 | 0 | 0 | 0 |  | 0 | 0 | 0 | 0 | 0 |  |  |  | 0 | 0 | 0 | 0 | 0 | 0
SCE EOP | Valley Switch | 230 | 0 | 0 | 0 | 0 | 0 |  |  |  | 0 | 0 | 0 | 0 | 0 | 0 |  | 0 | 0 | 0 | 0 | 0 |  |  |  | 0 | 0 | 0 | 0 | 0 | 0
PG&E GBA | Vasco | 230 | 0 | 0 | 0 | 0 | 0 |  |  |  | 0 | 0 | 0 | 0 | 0 | 0 |  | 0 | 0 | 0 | 0 | 0 |  |  |  | 0 | 0 | 0 | 0 | 0 | 0
PG&E GBA | Vasona | 230 | 0 | 0 | 0 | 0 | 0 |  |  |  | 0 | 0 | 0 | 0 | 0 | 0 |  | 0 | 0 | 0 | 0 | 0 |  |  |  | 0 | 0 | 0 | 0 | 0 | 0
SCE Northern | Vestal | 230 | 0 | 0 | 0 | 0 | 0 |  |  |  | 0 | 300 | 0 | 180 | 0 | 0 |  | 0 | 0 | 0 | 0 | 0 |  |  |  | 0 | 0 | 0 | 0 | 0 | 0
SCE Northern | Vestal | 66 | 0 | 0 | 0 | 0 | 0 |  |  |  | 0 | 0 | 0 | 80 | 0 | 0 |  | 0 | 0 | 0 | 0 | 0 |  |  |  | 0 | 0 | 0 | 0 | 0 | 0
SCE NOL | Victor | 115 | 0 | 0 | 0 | 0 | 0 |  |  |  | 0 | 0 | 0 | 0 | 0 | 0 |  | 0 | 0 | 0 | 0 | 0 |  |  |  | 0 | 0 | 0 | 0 | 0 | 0
SCE NOL | Victor | 230 | 0 | 0 | 0 | 0 | 0 |  |  |  | 5 | 0 | 0 | 0 | 0 | 0 |  | 0 | 0 | 0 | 0 | 0 |  |  |  | 0 | 0 | 0 | 0 | 0 | 0
SCE Metro | Viejo | 230 | 0 | 0 | 0 | 0 | 0 |  |  |  | 0 | 0 | 0 | 0 | 0 | 0 |  | 0 | 0 | 0 | 0 | 0 |  |  |  | 0 | 0 | 0 | 0 | 0 | 0
PG&E GBA | Vierra | 115 | 0 | 0 | 0 | 0 | 0 |  |  |  | 0 | 0 | 0 | 0 | 0 | 0 |  | 0 | 0 | 0 | 0 | 0 |  |  |  | 0 | 0 | 0 | 0 | 0 | 0
SCE Metro | Villa Park | 230 | 0 | 0 | 0 | 0 | 0 |  |  |  | 0 | 0 | 0 | 0 | 0 | 0 |  | 0 | 0 | 0 | 0 | 0 |  |  |  | 0 | 0 | 0 | 0 | 0 | 0
SCE Northern | Vincent | 230 | 0 | 0 | 0 | 0 | 0 |  |  |  | 0 | 0 | 0 | 340 | 0 | 0 |  | 0 | 0 | 0 | 0 | 0 |  |  |  | 0 | 0 | 0 | 0 | 0 | 0
SCE Northern | Vincent | 500 | 0 | 0 | 0 | 0 | 0 |  |  |  | 0 | 0 | 0 | 0 | 0 | 0 |  | 0 | 0 | 0 | 0 | 0 |  |  |  | 0 | 0 | 0 | 0 | 0 | 0
PG&E GBA | Vineyard | 230 | 0 | 0 | 0 | 0 | 0 |  |  |  | 0 | 0 | 0 | 0 | 0 | 0 |  | 0 | 0 | 0 | 0 | 0 |  |  |  | 0 | 0 | 0 | 0 | 0 | 0
SDGE | Vineyard | 69 | 0 | 0 | 0 | 0 | 0 |  |  |  | 0 | 0 | 0 | 0 | 0 | 0 |  | 0 | 0 | 0 | 0 | 0 |  |  |  | 0 | 0 | 0 | 0 | 0 | 0
SCE Eastern | Vista (SCE) | 230 | 0 | 0 | 0 | 0 | 0 |  |  |  | 0 | 0 | 0 | 0 | 0 | 0 |  | 0 | 0 | 0 | 0 | 0 |  |  |  | 0 | 0 | 0 | 0 | 0 | 0
SCE EOP | Vista (VEA) | 138 | 0 | 0 | 0 | 0 | 0 |  |  |  | 0 | 0 | 0 | 0 | 0 | 0 |  | 0 | 0 | 0 | 0 | 0 |  |  |  | 0 | 0 | 0 | 0 | 0 | 0
SCE EOP | Vista (VEA) | 230 | 0 | 0 | 0 | 0 | 0 |  |  |  | 0 | 0 | 0 | 0 | 0 | 0 |  | 0 | 0 | 0 | 0 | 0 |  |  |  | 0 | 0 | 0 | 0 | 0 | 0
PG&E FRESNO | Wahtoke | 115 | 0 | 0 | 0 | 0 | 0 |  |  |  | 0 | 0 | 0 | 0 | 0 | 0 |  | 0 | 0 | 0 | 0 | 0 |  |  |  | 0 | 0 | 0 | 0 | 0 | 0
SCE Northern | Wakefield | 66 | 0 | 0 | 0 | 0 | 0 |  |  |  | 0 | 0 | 0 | 30 | 0 | 0 |  | 0 | 0 | 0 | 0 | 0 |  |  |  | 0 | 0 | 0 | 0 | 0 | 0
SCE Metro | Walnut | 230 | 0 | 0 | 0 | 0 | 0 |  |  |  | 0 | 0 | 0 | 0 | 0 | 0 |  | 0 | 0 | 0 | 0 | 0 |  |  |  | 0 | 0 | 0 | 0 | 0 | 0
SCE Northern | Warne | 230 | 0 | 0 | 0 | 0 | 0 |  |  |  | 0 | 0 | 0 | 0 | 0 | 0 |  | 0 | 0 | 0 | 0 | 0 |  |  |  | 0 | 0 | 0 | 0 | 0 | 0
PG&E GBA | Warnerville | 230 | 0 | 0 | 0 | 0 | 0 |  |  |  | 0 | 0 | 0 | 0 | 0 | 0 |  | 0 | 0 | 0 | 0 | 0 |  |  |  | 0 | 0 | 0 | 0 | 0 | 0
PG&E FRESNO | Waukena | 115 | 0 | 0 | 0 | 0 | 0 |  |  |  | 0 | 0 | 0 | 0 | 0 | 0 |  | 0 | 0 | 0 | 0 | 0 |  |  |  | 0 | 0 | 0 | 0 | 0 | 0
PG&E GBA | Weber | 230 | 0 | 0 | 0 | 0 | 0 |  |  |  | 0 | 0 | 0 | 0 | 0 | 0 |  | 0 | 0 | 0 | 0 | 0 |  |  |  | 0 | 0 | 0 | 0 | 0 | 0
PG&E GBA | Weber | 60 | 0 | 0 | 0 | 0 | 0 |  |  |  | 0 | 0 | 0 | 0 | 0 | 0 |  | 0 | 0 | 0 | 0 | 0 |  |  |  | 0 | 0 | 0 | 0 | 0 | 0
PG&E FRESNO | West Fresno | 115 | 0 | 0 | 0 | 0 | 0 |  |  |  | 0 | 0 | 0 | 0 | 0 | 0 |  | 0 | 0 | 0 | 0 | 0 |  |  |  | 0 | 0 | 0 | 0 | 0 | 0
PG&E FRESNO | Westley | 230 | 0 | 0 | 0 | 0 | 0 |  |  |  | 0 | 0 | 0 | 0 | 0 | 0 |  | 0 | 0 | 0 | 0 | 0 |  |  |  | 0 | 0 | 0 | 0 | 0 | 0
PG&E KERN | Westpark | 115 | 0 | 0 | 0 | 0 | 0 |  |  |  | 0 | 0 | 0 | 0 | 0 | 0 |  | 0 | 0 | 0 | 0 | 0 |  |  |  | 0 | 0 | 0 | 0 | 0 | 0
PG&E KERN | Wheeler Ridge | 230 | 0 | 0 | 0 | 0 | 0 |  |  |  | 0 | 100 | 0 | 0 | 0 | 0 |  | 0 | 0 | 0 | 0 | 0 |  |  |  | 0 | 0 | 0 | 0 | 0 | 0
PG&E KERN | Wheeler Ridge | 115 | 0 | 0 | 0 | 0 | 0 |  |  |  | 0 | 0 | 0 | 0 | 0 | 0 |  | 0 | 0 | 0 | 0 | 0 |  |  |  | 0 | 0 | 0 | 0 | 0 | 0
PG&E KERN | Wheeler Ridge | 70 | 0 | 0 | 0 | 0 | 0 |  |  |  | 0 | 100 | 0 | 0 | 0 | 0 |  | 0 | 0 | 0 | 0 | 0 |  |  |  | 0 | 0 | 0 | 0 | 0 | 0
SCE Northern | Whirlwind | 230 | 0 | 0 | 0 | 0 | 0 |  |  |  | 0 | 174 | 0 | 235 | 0 | 200 |  | 0 | 0 | 0 | 0 | 0 |  |  |  | 0 | 0 | 0 | 0 | 0 | 0
SCE Northern | Whirlwind | 500 | 0 | 0 | 0 | 0 | 0 |  |  |  | 0 | 0 | 0 | 0 | 0 | 0 |  | 0 | 0 | 0 | 0 | 0 |  |  |  | 0 | 0 | 0 | 0 | 0 | 0
PG&E GBA | Whisman | 115 | 0 | 0 | 0 | 0 | 0 |  |  |  | 0 | 0 | 0 | 0 | 0 | 0 |  | 0 | 0 | 0 | 0 | 0 |  |  |  | 0 | 0 | 0 | 0 | 0 | 0
SCE Eastern | Wildlife | 230 | 0 | 0 | 0 | 0 | 0 |  |  |  | 0 | 0 | 0 | 0 | 0 | 0 |  | 0 | 0 | 0 | 0 | 0 |  |  |  | 0 | 0 | 0 | 0 | 0 | 0
PG&E FRESNO | Wilson | 115 | 0 | 0 | 0 | 0 | 0 |  |  |  | 0 | 0 | 0 | 0 | 0 | 0 |  | 0 | 0 | 0 | 0 | 0 |  |  |  | 0 | 0 | 0 | 0 | 0 | 0
PG&E FRESNO | Wilson | 230 | 0 | 0 | 0 | 0 | 0 |  |  |  | 0 | 0 | 0 | 0 | 0 | 0 |  | 0 | 0 | 0 | 0 | 0 |  |  |  | 0 | 0 | 0 | 0 | 0 | 0
SCE Northern | Windhub | 230 | 0 | 0 | 0 | 0 | 0 |  |  |  | 0 | 68 | 0 | 547 | 0 | 0 |  | 0 | 0 | 0 | 0 | 0 |  |  |  | 0 | 0 | 0 | 0 | 0 | 0
SCE Northern | Windhub | 500 | 0 | 0 | 0 | 0 | 0 |  |  |  | 0 | 0 | 0 | 0 | 0 | 0 |  | 0 | 0 | 0 | 0 | 0 |  |  |  | 0 | 0 | 0 | 0 | 0 | 0
PG&E GBA | Windmaster | 230 | 0 | 0 | 0 | 0 | 0 |  |  |  | 0 | 0 | 0 | 0 | 0 | 0 |  | 0 | 0 | 0 | 0 | 0 |  |  |  | 0 | 0 | 0 | 0 | 0 | 0
PG&E NGBA | Windsor | 60 | 0 | 0 | 0 | 0 | 0 |  |  |  | 0 | 0 | 0 | 0 | 0 | 0 |  | 0 | 0 | 0 | 0 | 0 |  |  |  | 0 | 0 | 0 | 0 | 0 | 0
PG&E NGBA | Woodland | 115 | 0 | 0 | 0 | 0 | 0 |  |  |  | 0 | 0 | 0 | 0 | 0 | 0 |  | 0 | 0 | 0 | 0 | 0 |  |  |  | 0 | 0 | 0 | 0 | 0 | 0
PG&E FRESNO | Woodward | 115 | 0 | 0 | 0 | 0 | 0 |  |  |  | 0 | 0 | 0 | 0 | 0 | 0 |  | 0 | 0 | 0 | 0 | 0 |  |  |  | 0 | 0 | 0 | 0 | 0 | 0
PG&E NGBA | Wyandotte | 115 | 0 | 0 | 0 | 0 | 0 |  |  |  | 0 | 0 | 0 | 0 | 0 | 0 |  | 0 | 0 | 0 | 0 | 0 |  |  |  | 0 | 0 | 0 | 0 | 0 | 0

## Interconnection_Criteria_README
2. Substation level interconnection viability
Criteria Purpose | Mapped candidate resources should fall within a viable distance of transmission, from economic, land-use, and environmental perspectives and be able to interconnect to transmission of an appropriate voltage in a viable and cost-effective manner.
Application of Criteria | Staff have only implemented the Distance to interconnection point and Interconnection voltage criteria analysis, currently. Staff will be working with CAISO and PTO staff to assess additional interconnection feasibility information for key substations with significant amounts of mapped resources, including fault duty limits, availability of interconnection bays, ability/options/limitations for substation expansion.
Criteria Definition | See pages 31 and 32 of the Busbar Mapping Methodology document (see README tab) for detail on criteria alignment levels for substation level interconnection viability, including both Distance to interconnection point (page 31) and Interconnection Voltage (page 32).
Criteria Alignment levels for Distance to interconnection |  |  |  |  | Criteria Alignment MW amount of Resources per substation voltage level. For high voltage sub, lower limit is per resources (e.g. 50 MW of wind) while upper limit is for total interconnection to bus (e.g. 50 MW, 400 MW solar, 200 MW storage)
| Wind &Geothermal |  | Solar
Level | < 200 MW | 200 MW or more | < 400 MW | 400 MW or more | Level | Less than 100 kV | 100 - 200 kV | 230 or 345 kV | 500 kV
1 | <10 mi | <10 mi | <5 mi | <5 mi | 1 | - | <50 MW | >200 MW & <1,500 MW | >400 MW & <2,000 MW
2 | <15 mi | <20 mi | <10 mi | <15 mi | 2 | - | <100 MW | >50 MW & <2,000 MW | >200 MW & <3,000 MW
3 | <15 mi | <20 mi | <15 mi | <20 mi | 3 | <50 MW | <200 MW | >50 MW & <3,000 MW | >200 MW & <4,000 MW
4 | <30 mi | >30 mi | <20 mi | <30 mi | 4 | <100 MW | <400 MW | >3,000 MW | <200 MW or >4,000 MW
5 | >30 mi | - | >20 mi | >30 mi | 5 | >100 MW | >400 MW | <50 MW | <100 MW
Tabs for Analysis
Ix_Summary_byArea |  |  | Summary of final mapping results for solar, wind, and geothermal by RESOLVE resource area and distance to interconnection
Distance_to_Tx |  |  | Calculates alignment with Distance to transmission for mapped solar, wind, and geothermal resources.
Voltage_Ix |  |  | Calculates Interconnection voltage alignment for mapped solar, wind, and battery.

## Ix_Summary_byArea
Interconnection viability criteria summmary by CAISO study areas for the 2041 portfolio. Shows the criteria alignment for the distance to transmission and interconnection to bus of appropriate voltage.
|  | 5 | 10 | 15 | 20 | 1 | 2 | 3 | 4 |  | 100 | 200 | 500 | 500 | 1 | 2 | 3 | 4 | 5
| Interconnection Distance Criteria | Maximum Distance from Substation |  |  |  | Criteria Alignment Flag |  |  |  | Interconnection Voltage Criteria | Interconnection Bus Voltage |  |  |  | Criteria Alignment Flag
| Solar Generic MWs Mapped (2041) | 5 mi | 10 mi | 15 mi | 20 mi | 1 | 2 | 3 | 4 | Solar & Battery Generic MWs Mapped (2041) | <100 kV | 100-200 kV | 230 kV /345 kV | 500 kV | 1 | 2 | 3 | 4 | 5
PG&E NGBA | PG&E North of Greater Bay Study Area | 110 | 1392.5 | 0 | 0 | 110 | 1392.5 | 0 | 0 | PG&E North of Greater Bay Study Area | 0 | 400 | 792.5 | 310 | 792.5 | 310 | 290 | 110 | 0
PG&E GBA | PG&E Greater Bay Study Area | 0 | 1200 | 0 | 0 | 0 | 1200 | 0 | 0 | PG&E Greater Bay Study Area | 0 | 1033.7 | 262 | 0 | 163 | 710 | 200 | 220.7 | 2
PG&E FRESNO | PG&E Fresno Study Area | 0 | 4763.2 | 420 | 0 | 953.2 | 3810 | 420 | 0 | PG&E Fresno Study Area | 108 | 1242 | 6124.2 | 110 | 3511 | 2865.2 | 880 | 328 | 0
PG&E KERN | PG&E Kern Study Area | 0 | 7865 | 1325 | 0 | 4945 | 4245 | 0 | 0 | PG&E Kern Study Area | 0 | 2460 | 7025 | 60 | 1325 | 4595 | 2405 | 1160 | 60
SCE Northern | SCE Northern Area | 0 | 5189 | 0 | 0 | 4403 | 786 | 0 | 0 | SCE Northern Area | 140 | 0 | 3617 | 1432 | 2554 | 454 | 0 | 2041 | 140
SCE Metro | SCE Metro Study Area | 0 | 886 | 0 | 0 | 886 | 0 | 0 | 0 | SCE Metro Study Area | 0 | 0 | 5352.5 | 2050 | 7052.5 | 200 | 0 | 150 | 0
SCE NOL | SCE North of Lugo Study Area | 0 | 106 | 0 | 0 | 0 | 106 | 0 | 0 | SCE North of Lugo Study Area | 0 | 0 | 309.5 | 0 | 0 | 309.5 | 0 | 0 | 0
EOP | East of Pisgah Study Area | 400 | 4082 | 1501 | 0 | 3982 | 2001 | 0 | 0 | East of Pisgah Study Area | 0 | 50 | 3767.5 | 2900 | 5556.5 | 50 | 1111 | 0 | 0
SCE Eastern | SCE Eastern Study Area | 0 | 2930 | 300 | 0 | 2200 | 730 | 300 | 0 | SCE Eastern Study Area | 0 | 0 | 730 | 2528.5 | 2808.5 | 450 | 0 | 0 | 0
SDGE | SDG&E Study Area | 0 | 13774.1 | 0 | 0 | 13574.1 | 200 | 0 | 0 | SDG&E Study Area | 0 | 120 | 80 | 14392.8 | 0 | 150 | 3048.7 | 11374.1 | 20
| Total Generic | 510 | 42187.8 | 3546 | 0 | 31053.3 | 14470.5 | 720 | 0 | Total Generic | 248 | 5305.7 | 28060.2 | 23783.3 | 23763 | 10093.7 | 7934.7 | 15383.8 | 222
|  | 10 | 15 | 20 | 30
| Interconnection Distance Criteria | Maximum Distance from Substation |  |  |  | Criteria Alignment Flag |  |  |  | Interconnection Voltage Criteria | Interconnection Bus Voltage |  |  |  | Criteria Alignment Flag
| In-CAISO Wind Generic MWs Mapped (2041) | 10 mi | 15 mi | 20 mi | 30 mi | 1 | 2 | 3 | 4 | In-CAISO Wind Generic MWs Mapped (2041) | <100 kV | 100-200 kV | 230 kV /345 kV | 500 kV | 1 | 2 | 3 | 4 | 5
PG&E NGBA | PG&E North of Greater Bay Study Area | 270 | 0 | 205 | 0 | 1386.7 | 0 | 205 | 0 | PG&E North of Greater Bay Study Area | 0 | 400 | 1001 | 190.7 | 0 | 1096 | 210 | 265.7 | 20
PG&E GBA | PG&E Greater Bay Study Area | 0 | 0 | 0 | 0 | 230 | 0 | 0 | 0 | PG&E Greater Bay Study Area | 0 | 230 | 0 | 0 | 20 | 160 | 50 | 0 | 0
PG&E FRESNO | PG&E Fresno Study Area | 0 | 0 | 0 | 0 | 0 | 0 | 0 | 0 | PG&E Fresno Study Area | 0 | 0 | 0 | 0 | 0 | 0 | 0 | 0 | 0
PG&E KERN | PG&E Kern Study Area | 0 | 0 | 0 | 0 | 0 | 0 | 0 | 0 | PG&E Kern Study Area | 0 | 0 | 0 | 0 | 0 | 0 | 0 | 0 | 0
SCE Northern | SCE Northern Area | 0 | 0 | 0 | 0 | 0 | 0 | 0 | 0 | SCE Northern Area | 0 | 0 | 0 | 0 | 0 | 0 | 0 | 0 | 0
SCE Metro | SCE Metro Study Area | 0 | 0 | 0 | 0 | 0 | 0 | 0 | 0 | SCE Metro Study Area | 0 | 0 | 0 | 0 | 0 | 0 | 0 | 0 | 0
SCE NOL | SCE North of Lugo Study Area | 0 | 0 | 0 | 0 | 0 | 0 | 0 | 0 | SCE North of Lugo Study Area | 0 | 0 | 0 | 0 | 0 | 0 | 0 | 0 | 0
EOP | East of Pisgah Study Area | 0 | 0 | 321 | 0 | 0 | 321 | 0 | 0 | East of Pisgah Study Area | 0 | 0 | 321 | 0 | 321 | 0 | 0 | 0 | 0
SCE Eastern | SCE Eastern Study Area | 0 | 0 | 263 | 0 | 60 | 3263 | 0 | 0 | SCE Eastern Study Area | 0 | 0 | 323 | 3000 | 263 | 60 | 3000 | 0 | 0
SDGE | SDG&E Study Area | 180 | 0 | 1930 | 0 | 360 | 1930 | 0 | 0 | SDG&E Study Area | 0 | 180 | 0 | 2110 | 1650 | 280 | 0 | 310 | 50
| Total Generic | 450 | 0 | 2719 | 0 | 2036.7 | 5514 | 205 | 0 | Total Generic | 0 | 810 | 1645 | 5300.7 | 2254 | 1596 | 3260 | 575.7 | 70
|  | 10 | 15 | 20 | >30
| Interconnection Distance Criteria | Maximum Distance from Substation |  |  |  | Criteria Alignment Flag
| Geothermal Generic MWs Mapped (2041) | 10 mi | 15 mi | 20 mi | >30 mi | 1 | 2 | 3 | 4
PG&E NGBA | PG&E North of Greater Bay Study Area | 0 | 0 | 0 | 0 | 0 | 0 | 0 | 0
PG&E GBA | PG&E Greater Bay Study Area | 0 | 0 | 0 | 0 | 0 | 0 | 0 | 0
PG&E FRESNO | PG&E Fresno Study Area | 0 | 0 | 0 | 0 | 0 | 0 | 0 | 0
PG&E KERN | PG&E Kern Study Area | 0 | 0 | 0 | 0 | 0 | 0 | 0 | 0
SCE Northern | SCE Northern Area | 0 | 0 | 0 | 0 | 0 | 0 | 0 | 0
SCE Metro | SCE Metro Study Area | 0 | 0 | 0 | 0 | 0 | 0 | 0 | 0
SCE NOL | SCE North of Lugo Study Area | 0 | 0 | 0 | 0 | 0 | 0 | 0 | 0
EOP | East of Pisgah Study Area | 0 | 0 | 0 | 436 | 0 | 0 | 0 | 436
SCE Eastern | SCE Eastern Study Area | 0 | 0 | 0 | 0 | 0 | 0 | 0 | 0
SDGE | SDG&E Study Area | 0 | 0 | 0 | 0 | 0 | 0 | 0 | 0
| Total Generic | 0 | 0 | 0 | 436 | 0 | 0 | 0 | 436

## Distance_to_Tx
Distance to interconnection analysis for onshore wind, solar, and geothermal resources mapped to in-CAISO substations in both the 2036 and 2041 mapped portfolios.
|  |  | 2036 - Mapped Generic Resources | [13 empty] | 2041 - Mapped Generic Resources | [13 empty] | Criteria Flags Table
|  |  | Wind | Wind | Onshore Wind | Solar | Solar | Solar | Geothermal | Has | Wind Distance | Wind | Solar Distance | Solar | Geothermal Distance | Geothermal Flag | Wind | Wind | Onshore Wind | Solar | Solar | Solar | Geothermal | Has | Wind Distance | Wind | Solar Distance | Solar | Geothermal Distance | Geothermal Flag | Flag | Wind &Geothermal |  | Solar
CAISO Study Area | Substation | Voltage | FCDS | EODS | Total | FCDS | EODS | Total | FCDS | Res | < miles | Flag | < miles | Flag | < miles | Flag | FCDS | EODS | Total | FCDS | EODS | Total | FCDS | Res | < miles | Flag | < miles | Flag | < miles | Flag |  | < 200MW | 200 or more | < 400 MW | 400 or more
PG&E KERN | 7th Standard | 115 | 0 | 0 | 0 | 110 | 120 | 230 | 0 | 1 | 0 | 1 | 10 | 2 |  |  | 0 | 0 | 0 | 110 | 120 | 230 | 0 | 1 | 0 | 1 | 10 | 2 |  |  | 1 | <10 mi | <10 mi | <5 | <10
SCE Metro | Alamitos | 230 | 0 | 0 | 0 | 0 | 0 | 0 | 0 | 0 | 0 | 1 | 10 | 2 |  |  | 0 | 0 | 0 | 0 | 0 | 0 | 0 | 0 | 0 | 1 | 10 | 2 |  |  | 2 | <15 | <20 | <10 | <15
SCE Eastern | Alberhill | 115 | 0 | 0 | 0 | 0 | 0 | 0 | 0 | 0 | 0 | 1 | 10 | 2 |  |  | 0 | 0 | 0 | 0 | 0 | 0 | 7 | 1 | 0 | 1 | 10 | 2 |  |  | 3 | <20 | <30 | <15 | <20
SCE Eastern | Alberhill | 500 | 0 | 0 | 0 | 0 | 0 | 0 | 0 | 0 | 0 | 1 | 10 | 2 |  |  | 0 | 0 | 0 | 0 | 0 | 0 | 0 | 0 | 0 | 1 | 10 | 2 |  |  | 4 | <30 | >30 | <20 | <30
PG&E GBA | Alhambra | 115 | 0 | 0 | 0 | 90 | 0 | 90 | 0 | 1 | 0 | 1 | 10 | 2 |  |  | 0 | 0 | 0 | 90 | 0 | 90 | 0 | 1 | 0 | 1 | 10 | 2 |  |  | 5 | >30 | 0 | >20 | >30
PG&E FRESNO | Alpaugh | 115 | 0 | 0 | 0 | 0 | 0 | 0 | 0 | 0 | 10 | 1 | 10 | 2 |  |  | 0 | 0 | 0 | 0 | 0 | 0 | 0 | 0 | 10 | 1 | 10 | 2
SDGE | Alpine | 69 | 0 | 0 | 0 | 0 | 0 | 0 | 0 | 0 | 0 | 1 | 10 | 2 |  |  | 0 | 0 | 0 | 0 | 0 | 0 | 0 | 0 | 0 | 1 | 10 | 2
PG&E GBA | Altamont Midway (Sandhill) | 230 | 0 | 0 | 0 | 0 | 0 | 0 | 0 | 0 | 10 | 1 | 10 | 2 |  |  | 0 | 0 | 0 | 0 | 0 | 0 | 0 | 0 | 10 | 1 | 10 | 2
SCE Northern | Antelope | 66 | 0 | 0 | 0 | 0 | 0 | 0 | 0 | 0 | 0 | 1 | 10 | 2 |  |  | 0 | 0 | 0 | 0 | 0 | 0 | 0 | 0 | 0 | 1 | 10 | 2
SCE Northern | Antelope | 230 | 0 | 0 | 0 | 0 | 0 | 0 | 0 | 0 | 10 | 1 | 10 | 2 |  |  | 0 | 0 | 0 | 930 | 0 | 930 | 0 | 1 | 10 | 1 | 10 | 1
SCE Northern | Antelope | 500 | 0 | 0 | 0 | 0 | 0 | 0 | 0 | 0 | 0 | 1 | 10 | 2 |  |  | 0 | 0 | 0 | 0 | 0 | 0 | 0 | 0 | 0 | 1 | 10 | 2
PG&E NGBA | Arcata | 60 | 0 | 0 | 0 | 0 | 0 | 0 | 0 | 0 | 0 | 1 | 10 | 2 |  |  | 0 | 0 | 0 | 0 | 0 | 0 | 0 | 0 | 0 | 1 | 10 | 2
PG&E KERN | Arco | 230 | 0 | 0 | 0 | 870 | 455 | 1325 | 0 | 1 | 0 | 1 | 10 | 1 |  |  | 0 | 0 | 0 | 870 | 455 | 1325 | 0 | 1 | 0 | 1 | 15 | 2
PG&E KERN | Arco | 70 | 0 | 0 | 0 | 0 | 0 | 0 | 0 | 0 | 0 | 1 | 10 | 2 |  |  | 0 | 0 | 0 | 0 | 0 | 0 | 0 | 0 | 0 | 1 | 10 | 2
SCE Metro | ArcoGen | 230 | 0 | 0 | 0 | 486 | 0 | 486 | 0 | 1 | 0 | 1 | 10 | 1 |  |  | 0 | 0 | 0 | 486 | 0 | 486 | 0 | 1 | 0 | 1 | 10 | 1
SDGE | Artesian | 230 | 0 | 0 | 0 | 0 | 0 | 0 | 0 | 0 | 0 | 1 | 10 | 2 |  |  | 0 | 0 | 0 | 0 | 0 | 0 | 0 | 0 | 0 | 1 | 10 | 2
SDGE | Artesian | 69 | 0 | 0 | 0 | 0 | 0 | 0 | 0 | 0 | 0 | 1 | 10 | 2 |  |  | 0 | 0 | 0 | 0 | 0 | 0 | 0 | 0 | 0 | 1 | 10 | 2
PG&E FRESNO | Ashlan | 230 | 0 | 0 | 0 | 0 | 0 | 0 | 0 | 0 | 0 | 1 | 10 | 2 |  |  | 0 | 0 | 0 | 0 | 0 | 0 | 0 | 0 | 0 | 1 | 10 | 2
PG&E NGBA | Atlantic | 115 | 0 | 0 | 0 | 0 | 0 | 0 | 0 | 0 | 0 | 1 | 10 | 2 |  |  | 0 | 0 | 0 | 0 | 0 | 0 | 0 | 0 | 0 | 1 | 10 | 2
PG&E NGBA | Atlantic | 230 | 0 | 0 | 0 | 0 | 235 | 235 | 0 | 1 | 0 | 1 | 10 | 2 |  |  | 0 | 0 | 0 | 0 | 235 | 235 | 0 | 1 | 0 | 1 | 10 | 2
PG&E NGBA | Atlantic | 60 | 0 | 0 | 0 | 0 | 0 | 0 | 0 | 0 | 0 | 1 | 10 | 2 |  |  | 0 | 0 | 0 | 0 | 0 | 0 | 0 | 0 | 0 | 1 | 10 | 2
PG&E FRESNO | Atwater | 115 | 0 | 0 | 0 | 0 | 0 | 0 | 0 | 0 | 0 | 1 | 10 | 2 |  |  | 0 | 0 | 0 | 0 | 0 | 0 | 0 | 0 | 0 | 1 | 10 | 2
PG&E GBA | Avena | 115 | 0 | 0 | 0 | 0 | 0 | 0 | 0 | 0 | 0 | 1 | 10 | 2 |  |  | 0 | 0 | 0 | 0 | 0 | 0 | 0 | 0 | 0 | 1 | 10 | 2
SDGE | Avocado | 69 | 0 | 0 | 0 | 0 | 0 | 0 | 0 | 0 | 0 | 1 | 10 | 2 |  |  | 0 | 0 | 0 | 0 | 0 | 0 | 0 | 0 | 0 | 1 | 10 | 2
PG&E NGBA | Bahia | 230 | 0 | 0 | 0 | 0 | 0 | 0 | 0 | 0 | 0 | 1 | 10 | 2 |  |  | 0 | 0 | 0 | 0 | 0 | 0 | 0 | 0 | 0 | 1 | 10 | 2
SCE Northern | Bailey | 230 | 0 | 0 | 0 | 0 | 0 | 0 | 0 | 0 | 0 | 1 | 10 | 2 |  |  | 0 | 0 | 0 | 0 | 0 | 0 | 0 | 0 | 0 | 1 | 10 | 2
SCE NOL | Baker | 115 | 0 | 0 | 0 | 0 | 0 | 0 | 0 | 0 | 0 | 1 | 10 | 2 |  |  | 0 | 0 | 0 | 0 | 0 | 0 | 0 | 0 | 0 | 1 | 10 | 2
PG&E KERN | Bakersfield | 230 | 0 | 0 | 0 | 440 | 320 | 760 | 0 | 1 | 0 | 1 | 10 | 1 |  |  | 0 | 0 | 0 | 440 | 320 | 760 | 0 | 1 | 0 | 1 | 10 | 1
PG&E FRESNO | Balch | 230 | 0 | 0 | 0 | 0 | 0 | 0 | 0 | 0 | 15 | 2 | 10 | 2 |  |  | 0 | 0 | 0 | 190 | 0 | 190 | 0 | 1 | 15 | 2 | 10 | 2
SCE Eastern | Bannister | 230 | 0 | 60 | 60 | 0 | 0 | 0 | 0 | 1 | 0 | 1 | 10 | 2 |  |  | 0 | 60 | 60 | 0 | 0 | 0 | 0 | 1 | 0 | 1 | 10 | 2
SCE Metro | Barre | 230 | 0 | 0 | 0 | 0 | 0 | 0 | 0 | 0 | 0 | 1 | 10 | 2 |  |  | 0 | 0 | 0 | 0 | 0 | 0 | 0 | 0 | 0 | 1 | 10 | 2
SDGE | Bay Boulevard | 69 | 0 | 0 | 0 | 0 | 0 | 0 | 0 | 0 | 0 | 1 | 10 | 2 |  |  | 0 | 0 | 0 | 0 | 0 | 0 | 0 | 0 | 0 | 1 | 10 | 2
SDGE | Bay Boulevard | 230 | 0 | 0 | 0 | 0 | 0 | 0 | 0 | 0 | 0 | 1 | 10 | 2 |  |  | 0 | 0 | 0 | 0 | 0 | 0 | 0 | 0 | 0 | 1 | 10 | 2
EOP | Beatty | 138 | 0 | 0 | 0 | 0 | 0 | 0 | 0 | 0 | 0 | 1 | 10 | 2 |  |  | 0 | 0 | 0 | 0 | 0 | 0 | 0 | 0 | 0 | 1 | 10 | 2
EOP | Beatty | 230 | 0 | 0 | 0 | 500 | 0 | 500 | 436 | 1 | 0 | 1 | 10 | 1 | 80 | 4 | 0 | 0 | 0 | 500 | 0 | 500 | 436 | 1 | 0 | 1 | 10 | 1 | 80 | 4
PG&E NGBA | Belden | 230 | 0 | 0 | 0 | 0 | 0 | 0 | 0 | 0 | 0 | 1 | 10 | 2 |  |  | 0 | 0 | 0 | 0 | 0 | 0 | 0 | 0 | 0 | 1 | 10 | 2
PG&E NGBA | Bell | 115 | 0 | 0 | 0 | 0 | 0 | 0 | 0 | 0 | 0 | 1 | 10 | 2 |  |  | 0 | 0 | 0 | 0 | 0 | 0 | 0 | 0 | 0 | 1 | 10 | 2
PG&E NGBA | Bellevue | 115 | 0 | 0 | 0 | 0 | 0 | 0 | 0 | 0 | 0 | 1 | 10 | 2 |  |  | 0 | 0 | 0 | 0 | 0 | 0 | 0 | 0 | 0 | 1 | 10 | 2
PG&E GBA | Bellota | 115 | 0 | 0 | 0 | 0 | 0 | 0 | 0 | 0 | 15 | 2 | 10 | 2 |  |  | 0 | 0 | 0 | 0 | 0 | 0 | 0 | 0 | 15 | 2 | 10 | 2
PG&E GBA | Bellota | 230 | 0 | 0 | 0 | 0 | 0 | 0 | 0 | 0 | 0 | 1 | 10 | 2 |  |  | 0 | 0 | 0 | 0 | 0 | 0 | 0 | 0 | 0 | 1 | 10 | 2
SCE Northern | Big Creek | 230 | 0 | 0 | 0 | 192 | 0 | 192 | 0 | 1 | 0 | 1 | 10 | 2 |  |  | 0 | 0 | 0 | 192 | 0 | 192 | 0 | 1 | 0 | 1 | 10 | 2
PG&E FRESNO | Biola | 70 | 0 | 0 | 0 | 0 | 0 | 0 | 0 | 0 | 0 | 1 | 10 | 2 |  |  | 0 | 0 | 0 | 0 | 0 | 0 | 0 | 0 | 0 | 1 | 10 | 2
PG&E GBA | Birds Landing | 230 | 0 | 0 | 0 | 0 | 0 | 0 | 0 | 0 | 15 | 2 | 10 | 2 |  |  | 0 | 0 | 0 | 0 | 0 | 0 | 0 | 0 | 15 | 2 | 10 | 2
SCE Northern | Bliss | 66 | 0 | 0 | 0 | 0 | 0 | 0 | 0 | 0 | 0 | 1 | 10 | 2 |  |  | 0 | 0 | 0 | 0 | 0 | 0 | 0 | 0 | 0 | 1 | 10 | 2
SCE Eastern | Blythe | 161 | 0 | 0 | 0 | 0 | 0 | 0 | 0 | 0 | 0 | 1 | 10 | 2 |  |  | 0 | 0 | 0 | 0 | 0 | 0 | 0 | 0 | 0 | 1 | 10 | 2
PG&E NGBA | Bogue | 115 | 0 | 0 | 0 | 0 | 0 | 0 | 0 | 0 | 0 | 1 | 10 | 2 |  |  | 0 | 0 | 0 | 0 | 0 | 0 | 0 | 0 | 0 | 1 | 10 | 2
PG&E FRESNO | Borden | 230 | 0 | 0 | 0 | 0 | 0 | 0 | 0 | 0 | 0 | 1 | 10 | 2 |  |  | 0 | 0 | 0 | 0 | 0 | 0 | 0 | 0 | 0 | 1 | 10 | 2
PG&E FRESNO | Borden | 70 | 0 | 0 | 0 | 0 | 0 | 0 | 0 | 0 | 0 | 1 | 10 | 2 |  |  | 0 | 0 | 0 | 0 | 0 | 0 | 0 | 0 | 0 | 1 | 10 | 2
SDGE | Boulevard East | 138 | 180 | 0 | 180 | 20 | 10 | 30 | 0 | 1 | 10 | 1 | 10 | 2 |  |  | 180 | 0 | 180 | 20 | 10 | 30 | 0 | 1 | 10 | 1 | 10 | 2
SDGE | Boulevard East | 69 | 0 | 0 | 0 | 0 | 0 | 0 | 0 | 0 | 0 | 1 | 10 | 2 |  |  | 0 | 0 | 0 | 0 | 0 | 0 | 0 | 0 | 0 | 1 | 10 | 2
PG&E GBA | Brentwood | 230 | 0 | 0 | 0 | 0 | 50 | 50 | 0 | 1 | 0 | 1 | 10 | 2 |  |  | 0 | 0 | 0 | 0 | 50 | 50 | 0 | 1 | 0 | 1 | 10 | 2
PG&E NGBA | Bridgeville | 115 | 0 | 0 | 0 | 0 | 0 | 0 | 0 | 0 | 0 | 1 | 10 | 2 |  |  | 0 | 0 | 0 | 0 | 0 | 0 | 0 | 0 | 0 | 1 | 10 | 2
PG&E NGBA | Brighton | 115 | 0 | 0 | 0 | 0 | 0 | 0 | 0 | 0 | 0 | 1 | 10 | 2 |  |  | 0 | 0 | 0 | 0 | 0 | 0 | 0 | 0 | 0 | 1 | 10 | 2
PG&E NGBA | Brighton | 230 | 0 | 0 | 0 | 0 | 0 | 0 | 0 | 0 | 0 | 1 | 10 | 2 |  |  | 0 | 0 | 0 | 0 | 0 | 0 | 0 | 0 | 0 | 1 | 10 | 2
PG&E NGBA | Brunswick | 115 | 0 | 0 | 0 | 0 | 0 | 0 | 0 | 0 | 0 | 1 | 10 | 2 |  |  | 0 | 0 | 0 | 0 | 0 | 0 | 0 | 0 | 0 | 1 | 10 | 2
PG&E NGBA | Bucks Creek | 230 | 0 | 0 | 0 | 0 | 0 | 0 | 0 | 0 | 0 | 1 | 10 | 2 |  |  | 0 | 0 | 0 | 0 | 0 | 0 | 0 | 0 | 0 | 1 | 10 | 2
PG&E KERN | Buena Vista | 230 | 0 | 0 | 0 | 895 | 555 | 1450 | 0 | 1 | 0 | 1 | 10 | 1 |  |  | 0 | 0 | 0 | 895 | 555 | 1450 | 0 | 1 | 0 | 1 | 10 | 1
PG&E FRESNO | Bullard | 115 | 0 | 0 | 0 | 0 | 0 | 0 | 0 | 0 | 0 | 1 | 10 | 2 |  |  | 0 | 0 | 0 | 0 | 0 | 0 | 0 | 0 | 0 | 1 | 10 | 2
PG&E GBA | Burlingame | 115 | 50 | 0 | 50 | 60 | 0 | 60 | 0 | 1 | 0 | 1 | 10 | 2 |  |  | 50 | 0 | 50 | 100 | 0 | 100 | 0 | 1 | 0 | 1 | 10 | 2
PG&E NGBA | Burney Forest | 230 | 0 | 0 | 0 | 0 | 0 | 0 | 40 | 1 | 0 | 1 | 10 | 2 |  |  | 0 | 0 | 0 | 0 | 0 | 0 | 40 | 1 | 0 | 1 | 10 | 2
PG&E NGBA | Butte | 115 | 0 | 0 | 0 | 0 | 0 | 0 | 0 | 0 | 0 | 1 | 10 | 2 |  |  | 0 | 0 | 0 | 0 | 0 | 0 | 0 | 0 | 0 | 1 | 10 | 2
PG&E KERN | Cabrillo | 115 | 0 | 0 | 0 | 0 | 80 | 80 | 0 | 1 | 10 | 1 | 10 | 2 |  |  | 0 | 0 | 0 | 0 | 80 | 80 | 0 | 1 | 10 | 1 | 10 | 2
PG&E FRESNO | Cal Flats | 230 | 0 | 0 | 0 | 0 | 0 | 0 | 0 | 0 | 0 | 1 | 10 | 2 |  |  | 0 | 0 | 0 | 0 | 0 | 0 | 0 | 0 | 0 | 1 | 10 | 2
SCE NOL | Calcite | 230 | 0 | 0 | 0 | 106 | 0 | 106 | 0 | 1 | 0 | 1 | 10 | 2 |  |  | 0 | 0 | 0 | 106 | 0 | 106 | 0 | 1 | 0 | 1 | 10 | 2
PG&E KERN | Caliente | 230 | 0 | 0 | 0 | 0 | 0 | 0 | 0 | 0 | 10 | 1 | 10 | 2 |  |  | 0 | 0 | 0 | 0 | 0 | 0 | 0 | 0 | 0 | 1 | 10 | 2
PG&E FRESNO | California Ave | 115 | 0 | 0 | 0 | 100 | 0 | 100 | 0 | 1 | 10 | 1 | 10 | 2 |  |  | 0 | 0 | 0 | 100 | 0 | 100 | 0 | 1 | 10 | 1 | 10 | 2
PG&E KERN | Callender | 115 | 0 | 0 | 0 | 0 | 0 | 0 | 0 | 0 | 0 | 1 | 10 | 2 |  |  | 0 | 0 | 0 | 0 | 0 | 0 | 0 | 0 | 0 | 1 | 10 | 2
PG&E NGBA | Calpella | 115 | 0 | 100 | 100 | 0 | 0 | 0 | 0 | 1 | 0 | 1 | 10 | 2 |  |  | 0 | 100 | 100 | 0 | 0 | 0 | 0 | 1 | 0 | 1 | 10 | 2
PG&E GBA | Camanche | 230 | 0 | 0 | 0 | 0 | 0 | 0 | 0 | 0 | 0 | 1 | 10 | 2 |  |  | 0 | 0 | 0 | 0 | 0 | 0 | 0 | 0 | 0 | 1 | 10 | 2
SDGE | Cameron | 69 | 0 | 0 | 0 | 0 | 0 | 0 | 0 | 0 | 0 | 1 | 10 | 2 |  |  | 0 | 0 | 0 | 0 | 0 | 0 | 0 | 0 | 0 | 1 | 10 | 2
SDGE | Cannon | 69 | 0 | 0 | 0 | 0 | 0 | 0 | 0 | 0 | 0 | 1 | 10 | 2 |  |  | 0 | 0 | 0 | 0 | 0 | 0 | 0 | 0 | 0 | 1 | 10 | 2
PG&E FRESNO | Cantua | 115 | 0 | 0 | 0 | 100 | 0 | 100 | 0 | 1 | 0 | 1 | 10 | 2 |  |  | 0 | 0 | 0 | 200 | 0 | 200 | 0 | 1 | 0 | 1 | 10 | 2
SDGE | Capistrano | 138 | 0 | 0 | 0 | 0 | 0 | 0 | 0 | 0 | 0 | 1 | 10 | 2 |  |  | 0 | 0 | 0 | 0 | 0 | 0 | 0 | 0 | 0 | 1 | 10 | 2
SDGE | Capistrano | 230 | 0 | 0 | 0 | 0 | 0 | 0 | 0 | 0 | 0 | 1 | 10 | 2 |  |  | 0 | 0 | 0 | 0 | 0 | 0 | 0 | 0 | 0 | 1 | 10 | 2
PG&E NGBA | Carberry | 230 | 0 | 0 | 0 | 0 | 0 | 0 | 0 | 0 | 0 | 1 | 10 | 2 |  |  | 0 | 0 | 0 | 0 | 0 | 0 | 0 | 0 | 0 | 1 | 10 | 2
SCE Eastern | Cardiff | 66 | 0 | 0 | 0 | 0 | 0 | 0 | 0 | 0 | 0 | 1 | 10 | 2 |  |  | 0 | 0 | 0 | 0 | 0 | 0 | 0 | 0 | 0 | 1 | 10 | 2
PG&E NGBA | Caribou | 60 | 0 | 0 | 0 | 0 | 0 | 0 | 0 | 0 | 15 | 2 | 10 | 2 |  |  | 0 | 0 | 0 | 0 | 0 | 0 | 0 | 0 | 15 | 2 | 10 | 2
PG&E NGBA | Caribou | 115 | 0 | 95 | 95 | 0 | 0 | 0 | 0 | 1 | 0 | 1 | 10 | 2 |  |  | 0 | 95 | 95 | 0 | 0 | 0 | 0 | 1 | 0 | 1 | 10 | 2
PG&E NGBA | Caribou | 230 | 0 | 0 | 0 | 0 | 0 | 0 | 0 | 0 | 0 | 1 | 10 | 2 |  |  | 0 | 0 | 0 | 0 | 0 | 0 | 0 | 0 | 0 | 1 | 10 | 2
EOP | Carpenter Canyon (fka Gamebird) | 138 | 0 | 0 | 0 | 0 | 0 | 0 | 0 | 0 | 0 | 1 | 10 | 2 |  |  | 0 | 0 | 0 | 0 | 0 | 0 | 0 | 0 | 0 | 1 | 10 | 2
EOP | Carpenter Canyon (fka Gamebird) | 230 | 0 | 0 | 0 | 550 | 180 | 730 | 0 | 1 | 0 | 1 | 10 | 1 |  |  | 0 | 0 | 0 | 550 | 180 | 730 | 0 | 1 | 0 | 1 | 10 | 1
PG&E NGBA | Carquinez | 115 | 0 | 0 | 0 | 0 | 0 | 0 | 0 | 0 | 0 | 1 | 10 | 2 |  |  | 0 | 0 | 0 | 0 | 0 | 0 | 0 | 0 | 0 | 1 | 10 | 2
SDGE | Carrizo Gorge | 138 | 0 | 0 | 0 | 0 | 0 | 0 | 0 | 0 | 0 | 1 | 10 | 2 |  |  | 0 | 0 | 0 | 0 | 0 | 0 | 0 | 0 | 0 | 1 | 10 | 2
PG&E KERN | Carrizo Plains | 115 | 0 | 0 | 0 | 0 | 0 | 0 | 0 | 0 | 0 | 1 | 10 | 2 |  |  | 0 | 0 | 0 | 0 | 0 | 0 | 0 | 0 | 0 | 1 | 10 | 2
PG&E KERN | Casaloma | 230 | 0 | 0 | 0 | 0 | 0 | 0 | 0 | 0 | 0 | 1 | 10 | 2 |  |  | 0 | 0 | 0 | 0 | 0 | 0 | 0 | 0 | 0 | 1 | 10 | 2
PG&E GBA | Castro Valley | 230 | 0 | 0 | 0 | 0 | 0 | 0 | 0 | 0 | 0 | 1 | 10 | 2 |  |  | 0 | 0 | 0 | 0 | 0 | 0 | 0 | 0 | 0 | 1 | 10 | 2
PG&E GBA | Cayetano | 230 | 0 | 0 | 0 | 0 | 0 | 0 | 0 | 0 | 0 | 1 | 10 | 2 |  |  | 0 | 0 | 0 | 0 | 0 | 0 | 0 | 0 | 0 | 1 | 10 | 2
SCE Metro | Center | 230 | 0 | 0 | 0 | 0 | 0 | 0 | 0 | 0 | 0 | 1 | 10 | 2 |  |  | 0 | 0 | 0 | 0 | 0 | 0 | 0 | 0 | 0 | 1 | 10 | 2
PG&E KERN | Charca | 115 | 0 | 0 | 0 | 0 | 0 | 0 | 0 | 0 | 0 | 1 | 10 | 2 |  |  | 0 | 0 | 0 | 0 | 0 | 0 | 0 | 0 | 0 | 1 | 10 | 2
EOP | Charleston | 138 | 0 | 0 | 0 | 0 | 0 | 0 | 0 | 0 | 0 | 1 | 10 | 2 |  |  | 0 | 0 | 0 | 0 | 0 | 0 | 0 | 0 | 0 | 1 | 10 | 2
SCE Metro | Chevmain | 230 | 0 | 0 | 0 | 0 | 0 | 0 | 0 | 0 | 0 | 1 | 10 | 2 |  |  | 0 | 0 | 0 | 0 | 0 | 0 | 0 | 0 | 0 | 1 | 10 | 2
SDGE | Chicarita | 138 | 0 | 0 | 0 | 0 | 0 | 0 | 0 | 0 | 0 | 1 | 10 | 2 |  |  | 0 | 0 | 0 | 0 | 0 | 0 | 0 | 0 | 0 | 1 | 10 | 2
SCE Metro | Chino | 230 | 0 | 0 | 0 | 0 | 0 | 0 | 0 | 0 | 10 | 1 | 10 | 2 |  |  | 0 | 0 | 0 | 0 | 0 | 0 | 0 | 0 | 10 | 1 | 10 | 2
PG&E FRESNO | Chowchilla | 115 | 0 | 0 | 0 | 50 | 0 | 50 | 0 | 1 | 0 | 1 | 10 | 2 |  |  | 0 | 0 | 0 | 50 | 0 | 50 | 0 | 1 | 0 | 1 | 10 | 2
PG&E GBA | Christie | 60 | 0 | 0 | 0 | 0 | 0 | 0 | 0 | 0 | 0 | 1 | 10 | 2 |  |  | 0 | 0 | 0 | 0 | 0 | 0 | 0 | 0 | 0 | 1 | 10 | 2
PG&E GBA | Christie | 115 | 0 | 0 | 0 | 0 | 0 | 0 | 0 | 0 | 20 | 3 | 10 | 2 |  |  | 0 | 0 | 0 | 0 | 0 | 0 | 0 | 0 | 20 | 3 | 10 | 2
SCE Eastern | Cielo Azul | 500 | 0 | 0 | 0 | 150 | 300 | 450 | 0 | 1 | 0 | 1 | 10 | 1 |  |  | 0 | 0 | 0 | 150 | 300 | 450 | 0 | 1 | 0 | 1 | 10 | 1
PG&E GBA | Clay | 60 | 0 | 0 | 0 | 0 | 0 | 0 | 0 | 0 | 0 | 1 | 10 | 2 |  |  | 0 | 0 | 0 | 0 | 0 | 0 | 0 | 0 | 0 | 1 | 10 | 2
PG&E GBA | Clayton | 115 | 0 | 0 | 0 | 0 | 0 | 0 | 0 | 0 | 0 | 1 | 10 | 2 |  |  | 0 | 0 | 0 | 0 | 0 | 0 | 0 | 0 | 0 | 1 | 10 | 2
PG&E NGBA | Cloverdale | 115 | 0 | 0 | 0 | 0 | 0 | 0 | 0 | 0 | 0 | 1 | 10 | 2 | 15 | 2 | 0 | 0 | 0 | 0 | 0 | 0 | 0 | 0 | 0 | 1 | 10 | 2 | 15 | 2
PG&E FRESNO | Clovis | 115 | 0 | 0 | 0 | 0 | 0 | 0 | 0 | 0 | 0 | 1 | 10 | 2 |  |  | 0 | 0 | 0 | 0 | 0 | 0 | 0 | 0 | 0 | 1 | 10 | 2
PG&E GBA | Coburn | 230 | 0 | 0 | 0 | 0 | 0 | 0 | 0 | 0 | 10 | 1 | 10 | 2 |  |  | 0 | 0 | 0 | 0 | 0 | 0 | 0 | 0 | 10 | 1 | 10 | 2
PG&E GBA | Coburn | 60 | 0 | 0 | 0 | 0 | 0 | 0 | 0 | 0 | 0 | 1 | 10 | 2 |  |  | 0 | 0 | 0 | 0 | 0 | 0 | 0 | 0 | 0 | 1 | 10 | 2
PG&E NGBA | Colgate | 230 | 0 | 0 | 0 | 0 | 0 | 0 | 0 | 0 | 0 | 1 | 10 | 2 |  |  | 0 | 0 | 0 | 0 | 0 | 0 | 0 | 0 | 0 | 1 | 10 | 2
PG&E GBA | Collierville | 230 | 0 | 0 | 0 | 0 | 0 | 0 | 0 | 0 | 15 | 2 | 10 | 2 |  |  | 0 | 0 | 0 | 0 | 0 | 0 | 0 | 0 | 15 | 2 | 10 | 2
PG&E GBA | Collinsville | 230 | 0 | 0 | 0 | 0 | 0 | 0 | 0 | 0 | 0 | 1 | 10 | 2 |  |  | 0 | 0 | 0 | 0 | 0 | 0 | 0 | 0 | 0 | 1 | 10 | 2
PG&E GBA | Collinsville | 500 | 0 | 0 | 0 | 0 | 0 | 0 | 0 | 0 | 0 | 1 | 10 | 2 |  |  | 0 | 0 | 0 | 0 | 0 | 0 | 0 | 0 | 0 | 1 | 10 | 2
SCE Eastern | Colorado River | 230 | 0 | 0 | 0 | 100 | 200 | 300 | 0 | 1 | 0 | 1 | 15 | 3 |  |  | 0 | 0 | 0 | 100 | 200 | 300 | 0 | 1 | 0 | 1 | 15 | 3
SCE Eastern | Colorado River | 500 | 0 | 0 | 0 | 0 | 0 | 0 | 0 | 0 | 0 | 1 | 10 | 2 |  |  | 0 | 0 | 0 | 0 | 0 | 0 | 0 | 0 | 0 | 1 | 10 | 2
PG&E KERN | Columbus | 115 | 0 | 0 | 0 | 100 | 130 | 230 | 0 | 1 | 15 | 2 | 10 | 2 |  |  | 0 | 0 | 0 | 100 | 130 | 230 | 0 | 1 | 15 | 2 | 10 | 2
PG&E GBA | Contra Costa | 115 | 0 | 0 | 0 | 0 | 0 | 0 | 0 | 0 | 15 | 2 | 10 | 2 |  |  | 0 | 0 | 0 | 0 | 0 | 0 | 0 | 0 | 15 | 2 | 10 | 2
PG&E GBA | Contra Costa | 230 | 0 | 0 | 0 | 0 | 0 | 0 | 0 | 0 | 15 | 2 | 10 | 2 |  |  | 0 | 0 | 0 | 0 | 0 | 0 | 0 | 0 | 15 | 2 | 10 | 2
PG&E GBA | Contra Costa PP | 230 | 0 | 0 | 0 | 0 | 0 | 0 | 0 | 0 | 0 | 1 | 10 | 2 |  |  | 0 | 0 | 0 | 0 | 0 | 0 | 0 | 0 | 0 | 1 | 10 | 2
SCE NOL | Control | 115 | 0 | 0 | 0 | 0 | 0 | 0 | 116.8 | 1 | 0 | 1 | 10 | 2 |  |  | 0 | 0 | 0 | 0 | 0 | 0 | 116.8 | 1 | 0 | 1 | 10 | 2
SCE NOL | Control | 55 | 0 | 0 | 0 | 0 | 0 | 0 | 0 | 0 | 0 | 1 | 10 | 2 |  |  | 0 | 0 | 0 | 0 | 0 | 0 | 0 | 0 | 0 | 1 | 10 | 2
PG&E GBA | Cooley Landing | 115 | 0 | 0 | 0 | 0 | 50 | 50 | 0 | 1 | 20 | 3 | 10 | 2 |  |  | 0 | 0 | 0 | 0 | 50 | 50 | 0 | 1 | 20 | 3 | 10 | 2
PG&E GBA | Cooley Landing | 60 | 0 | 0 | 0 | 0 | 0 | 0 | 0 | 0 | 0 | 1 | 10 | 2 |  |  | 0 | 0 | 0 | 0 | 0 | 0 | 0 | 0 | 0 | 1 | 10 | 2
SCE NOL | Coolwater | 230 | 0 | 0 | 0 | 0 | 0 | 0 | 0 | 0 | 0 | 1 | 10 | 2 |  |  | 0 | 0 | 0 | 0 | 0 | 0 | 0 | 0 | 0 | 1 | 10 | 2
SCE NOL | Coolwater | 115 | 0 | 0 | 0 | 0 | 0 | 0 | 0 | 0 | 20 | 3 | 10 | 2 |  |  | 0 | 0 | 0 | 0 | 0 | 0 | 0 | 0 | 20 | 3 | 10 | 2
PG&E KERN | Copus | 70 | 0 | 0 | 0 | 0 | 0 | 0 | 0 | 0 | 0 | 1 | 10 | 2 |  |  | 0 | 0 | 0 | 0 | 0 | 0 | 0 | 0 | 0 | 1 | 10 | 2
PG&E FRESNO | Corcoran | 70 | 0 | 0 | 0 | 0 | 0 | 0 | 0 | 0 | 0 | 1 | 10 | 2 |  |  | 0 | 0 | 0 | 0 | 0 | 0 | 0 | 0 | 0 | 1 | 10 | 2
PG&E FRESNO | Corcoran | 115 | 0 | 0 | 0 | 0 | 0 | 0 | 0 | 0 | 0 | 1 | 10 | 2 |  |  | 0 | 0 | 0 | 0 | 0 | 0 | 0 | 0 | 0 | 1 | 10 | 2
PG&E NGBA | Corona | 115 | 0 | 0 | 0 | 0 | 0 | 0 | 0 | 0 | 0 | 1 | 10 | 2 |  |  | 0 | 0 | 0 | 0 | 0 | 0 | 0 | 0 | 0 | 1 | 10 | 2
PG&E NGBA | Cortina | 230 | 0 | 101 | 101 | 0 | 0 | 0 | 115 | 1 | 0 | 1 | 10 | 2 |  |  | 0 | 101 | 101 | 0 | 0 | 0 | 115 | 1 | 0 | 1 | 10 | 2
PG&E NGBA | Cortina | 115 | 0 | 0 | 0 | 0 | 0 | 0 | 0 | 0 | 0 | 1 | 5 | 1 |  |  | 0 | 0 | 0 | 0 | 0 | 0 | 0 | 0 | 0 | 1 | 10 | 2
PG&E GBA | Cottle | 230 | 0 | 0 | 0 | 0 | 0 | 0 | 0 | 0 | 0 | 1 | 10 | 2 |  |  | 0 | 0 | 0 | 0 | 0 | 0 | 0 | 0 | 0 | 1 | 10 | 2
PG&E NGBA | Cottonwood | 115 | 0 | 0 | 0 | 0 | 0 | 0 | 0 | 0 | 0 | 1 | 10 | 2 |  |  | 0 | 0 | 0 | 0 | 0 | 0 | 0 | 0 | 0 | 1 | 10 | 2
PG&E NGBA | Cottonwood | 230 | 0 | 0 | 0 | 0 | 0 | 0 | 105 | 1 | 0 | 1 | 10 | 2 |  |  | 100 | 0 | 100 | 0 | 0 | 0 | 105 | 1 | 0 | 1 | 10 | 2
PG&E NGBA | Cottonwood | 60 | 0 | 0 | 0 | 0 | 0 | 0 | 0 | 0 | 0 | 1 | 10 | 2 |  |  | 0 | 0 | 0 | 0 | 0 | 0 | 0 | 0 | 0 | 1 | 10 | 2
PG&E NGBA | Cove Road | 230 | 0 | 0 | 0 | 0 | 0 | 0 | 0 | 0 | 0 | 1 | 10 | 2 |  |  | 140 | 0 | 140 | 0 | 0 | 0 | 0 | 1 | 0 | 1 | 10 | 2
PG&E GBA | Coyote | 230 | 0 | 0 | 0 | 0 | 0 | 0 | 0 | 0 | 0 | 1 | 10 | 2 |  |  | 0 | 0 | 0 | 0 | 0 | 0 | 0 | 0 | 0 | 1 | 10 | 2
PG&E GBA | Crazy Horse Canyon | 115 | 50 | 0 | 50 | 0 | 0 | 0 | 0 | 1 | 0 | 1 | 10 | 2 |  |  | 50 | 0 | 50 | 0 | 0 | 0 | 0 | 1 | 0 | 1 | 10 | 2
SDGE | Creelman | 69 | 0 | 0 | 0 | 0 | 0 | 0 | 0 | 0 | 0 | 1 | 10 | 2 |  |  | 0 | 0 | 0 | 0 | 0 | 0 | 0 | 0 | 0 | 1 | 10 | 2
PG&E FRESNO | Crescent | 70 | 0 | 0 | 0 | 0 | 0 | 0 | 0 | 0 | 0 | 1 | 10 | 2 |  |  | 0 | 0 | 0 | 0 | 0 | 0 | 0 | 0 | 0 | 1 | 10 | 2
PG&E FRESNO | Cressey | 115 | 0 | 0 | 0 | 0 | 0 | 0 | 0 | 0 | 0 | 1 | 10 | 2 |  |  | 0 | 0 | 0 | 0 | 0 | 0 | 0 | 0 | 0 | 1 | 10 | 2
PG&E NGBA | Cresta | 230 | 0 | 0 | 0 | 0 | 0 | 0 | 0 | 0 | 0 | 1 | 10 | 2 |  |  | 0 | 0 | 0 | 0 | 0 | 0 | 0 | 0 | 0 | 1 | 10 | 2
SDGE | Crestwood | 69 | 0 | 0 | 0 | 0 | 0 | 0 | 0 | 0 | 0 | 1 | 10 | 2 |  |  | 0 | 0 | 0 | 0 | 0 | 0 | 0 | 0 | 0 | 1 | 10 | 2
PG&E GBA | Crow Creek | 60 | 0 | 0 | 0 | 0 | 0 | 0 | 0 | 0 | 0 | 1 | 10 | 2 |  |  | 0 | 0 | 0 | 0 | 0 | 0 | 0 | 0 | 0 | 1 | 10 | 2
PG&E GBA | Crows Landing | 60 | 0 | 0 | 0 | 0 | 0 | 0 | 0 | 0 | 0 | 1 | 10 | 2 |  |  | 0 | 0 | 0 | 0 | 0 | 0 | 0 | 0 | 0 | 1 | 10 | 2
PG&E GBA | Curtis | 115 | 0 | 0 | 0 | 0 | 0 | 0 | 0 | 0 | 0 | 1 | 10 | 2 |  |  | 0 | 0 | 0 | 0 | 0 | 0 | 0 | 0 | 0 | 1 | 10 | 2
PG&E FRESNO | Dairyland | 115 | 0 | 0 | 0 | 120 | 0 | 120 | 0 | 1 | 0 | 1 | 10 | 2 |  |  | 0 | 0 | 0 | 120 | 0 | 120 | 0 | 1 | 0 | 1 | 10 | 2
PG&E NGBA | Davis | 115 | 0 | 0 | 0 | 0 | 0 | 0 | 0 | 0 | 0 | 1 | 10 | 2 |  |  | 0 | 0 | 0 | 0 | 0 | 0 | 0 | 0 | 0 | 1 | 10 | 2
SCE Metro | Del Amo | 500 | 0 | 0 | 0 | 0 | 0 | 0 | 0 | 0 | 0 | 1 | 10 | 2 |  |  | 0 | 0 | 0 | 0 | 0 | 0 | 0 | 0 | 0 | 1 | 10 | 2
SCE Metro | Del Amo | 230 | 0 | 0 | 0 | 0 | 0 | 0 | 0 | 0 | 0 | 1 | 10 | 2 |  |  | 0 | 0 | 0 | 400 | 0 | 400 | 0 | 1 | 0 | 1 | 10 | 1
SCE Eastern | Delaney | 500 | 0 | 0 | 0 | 170 | 250 | 420 | 0 | 1 | 0 | 1 | 10 | 1 |  |  | 0 | 0 | 0 | 170 | 250 | 420 | 0 | 1 | 0 | 1 | 10 | 1
PG&E NGBA | Delevan | 230 | 0 | 0 | 0 | 0 | 0 | 0 | 0 | 0 | 0 | 1 | 10 | 2 |  |  | 0 | 0 | 0 | 0 | 0 | 0 | 0 | 0 | 0 | 1 | 10 | 2
PG&E GBA | Delta PP | 230 | 0 | 0 | 0 | 0 | 0 | 0 | 0 | 0 | 0 | 1 | 10 | 2 |  |  | 0 | 0 | 0 | 0 | 0 | 0 | 0 | 0 | 0 | 1 | 10 | 2
EOP | Desert View | 230 | 0 | 0 | 0 | 450 | 0 | 450 | 0 | 1 | 0 | 1 | 10 | 1 |  |  | 0 | 0 | 0 | 450 | 0 | 450 | 0 | 1 | 0 | 1 | 15 | 2
SCE Eastern | Devers | 230 | 263 | 0 | 263 | 0 | 180 | 180 | 0 | 1 | 20 | 2 | 10 | 2 |  |  | 263 | 0 | 263 | 0 | 180 | 180 | 0 | 1 | 20 | 2 | 10 | 2
SCE Eastern | Devers | 500 | 0 | 0 | 0 | 0 | 0 | 0 | 0 | 0 | 0 | 1 | 10 | 2 |  |  | 0 | 0 | 0 | 600 | 730 | 1330 | 0 | 1 | 0 | 1 | 10 | 1
PG&E KERN | Diablo Canyon | 230 | 0 | 0 | 0 | 0 | 0 | 0 | 0 | 0 | 0 | 1 | 10 | 2 |  |  | 0 | 0 | 0 | 0 | 0 | 0 | 0 | 0 | 0 | 1 | 10 | 2
PG&E KERN | Diablo Canyon | 500 | 0 | 0 | 0 | 0 | 0 | 0 | 0 | 0 | 0 | 1 | 10 | 2 |  |  | 0 | 0 | 0 | 0 | 0 | 0 | 0 | 0 | 0 | 1 | 10 | 2
PG&E KERN | Divide | 115 | 0 | 0 | 0 | 0 | 100 | 100 | 0 | 1 | 10 | 1 | 10 | 2 |  |  | 0 | 0 | 0 | 0 | 100 | 100 | 0 | 1 | 10 | 1 | 10 | 2
PG&E GBA | Dixon Landing | 115 | 0 | 0 | 0 | 0 | 0 | 0 | 0 | 0 | 0 | 1 | 10 | 2 |  |  | 0 | 0 | 0 | 0 | 0 | 0 | 0 | 0 | 0 | 1 | 10 | 2
PG&E FRESNO | Dos Amigos | 230 | 0 | 0 | 0 | 493.2 | 0 | 493.2 | 10 | 1 | 0 | 1 | 10 | 1 |  |  | 0 | 0 | 0 | 493.2 | 0 | 493.2 | 10 | 1 | 0 | 1 | 10 | 1
PG&E NGBA | Drum | 115 | 0 | 0 | 0 | 0 | 0 | 0 | 0 | 0 | 0 | 1 | 10 | 2 |  |  | 0 | 0 | 0 | 0 | 0 | 0 | 0 | 0 | 0 | 1 | 10 | 2
PG&E GBA | Dumbarton | 115 | 0 | 0 | 0 | 0 | 0 | 0 | 0 | 0 | 0 | 1 | 10 | 2 |  |  | 0 | 0 | 0 | 0 | 0 | 0 | 0 | 0 | 0 | 1 | 10 | 2
SCE NOL | Dunn Siding | 115 | 0 | 0 | 0 | 0 | 0 | 0 | 0 | 0 | 0 | 1 | 10 | 2 |  |  | 0 | 0 | 0 | 0 | 0 | 0 | 0 | 0 | 0 | 1 | 10 | 2
SCE Eastern | Eagle Mountain | 230 | 0 | 0 | 0 | 0 | 0 | 0 | 0 | 0 | 0 | 1 | 10 | 2 |  |  | 0 | 0 | 0 | 0 | 0 | 0 | 0 | 0 | 0 | 1 | 10 | 2
PG&E NGBA | Eagle Rock (PGE) | 60 | 0 | 0 | 0 | 0 | 0 | 0 | 0 | 0 | 0 | 1 | 10 | 2 |  |  | 0 | 0 | 0 | 0 | 0 | 0 | 0 | 0 | 0 | 1 | 10 | 2
PG&E NGBA | Eagle Rock (PGE) | 115 | 0 | 0 | 0 | 0 | 0 | 0 | 0 | 0 | 15 | 2 | 10 | 2 | 15 | 2 | 0 | 0 | 0 | 0 | 0 | 0 | 0 | 0 | 15 | 2 | 10 | 2 | 15 | 2
SCE Metro | Eagle Rock (SCE) | 230 | 0 | 0 | 0 | 0 | 0 | 0 | 0 | 0 | 10 | 1 | 10 | 2 |  |  | 0 | 0 | 0 | 0 | 0 | 0 | 0 | 0 | 10 | 1 | 10 | 2
PG&E NGBA | East Marysville | 115 | 0 | 0 | 0 | 0 | 0 | 0 | 0 | 0 | 0 | 1 | 10 | 2 |  |  | 0 | 0 | 0 | 0 | 0 | 0 | 0 | 0 | 0 | 1 | 10 | 2
PG&E NGBA | East Nicolaus | 115 | 0 | 0 | 0 | 0 | 140 | 140 | 0 | 1 | 0 | 1 | 10 | 2 |  |  | 0 | 0 | 0 | 0 | 140 | 140 | 0 | 1 | 0 | 1 | 10 | 2
PG&E NGBA | East Nicolaus | 60 | 0 | 0 | 0 | 0 | 0 | 0 | 0 | 0 | 0 | 1 | 10 | 2 |  |  | 0 | 0 | 0 | 0 | 0 | 0 | 0 | 0 | 0 | 1 | 10 | 2
PG&E GBA | Eastshore | 115 | 0 | 0 | 0 | 0 | 0 | 0 | 0 | 0 | 0 | 1 | 10 | 2 |  |  | 0 | 0 | 0 | 130 | 0 | 130 | 0 | 1 | 0 | 1 | 10 | 2
PG&E GBA | Eastshore | 230 | 0 | 0 | 0 | 0 | 0 | 0 | 0 | 0 | 0 | 1 | 10 | 2 |  |  | 0 | 0 | 0 | 0 | 0 | 0 | 0 | 0 | 0 | 1 | 10 | 2
SDGE | ECO | 138 | 0 | 0 | 0 | 0 | 0 | 0 | 0 | 0 | 0 | 1 | 10 | 2 |  |  | 0 | 0 | 0 | 0 | 0 | 0 | 0 | 0 | 0 | 1 | 10 | 2
SDGE | ECO | 230 | 0 | 0 | 0 | 0 | 0 | 0 | 0 | 0 | 20 | 3 | 10 | 2 |  |  | 0 | 0 | 0 | 0 | 0 | 0 | 0 | 0 | 20 | 3 | 10 | 2
SDGE | ECO | 500 | 350 | 0 | 350 | 0 | 0 | 0 | 0 | 1 | 20 | 2 | 10 | 2 |  |  | 1650 | 0 | 1650 | 0 | 0 | 0 | 0 | 1 | 20 | 2 | 10 | 2
PG&E GBA | Edenvale | 115 | 0 | 0 | 0 | 0 | 0 | 0 | 0 | 0 | 0 | 1 | 10 | 2 |  |  | 0 | 0 | 0 | 0 | 0 | 0 | 0 | 0 | 0 | 1 | 10 | 2
PG&E GBA | Edes | 115 | 0 | 0 | 0 | 0 | 0 | 0 | 0 | 0 | 0 | 1 | 10 | 2 |  |  | 0 | 0 | 0 | 0 | 0 | 0 | 0 | 0 | 0 | 1 | 10 | 2
PG&E GBA | Eight Mile | 230 | 0 | 0 | 0 | 0 | 0 | 0 | 0 | 0 | 0 | 1 | 10 | 2 |  |  | 0 | 0 | 0 | 0 | 0 | 0 | 0 | 0 | 0 | 1 | 10 | 2
SDGE | El Cajon | 69 | 0 | 0 | 0 | 0 | 0 | 0 | 0 | 0 | 0 | 1 | 10 | 2 |  |  | 0 | 0 | 0 | 0 | 0 | 0 | 0 | 0 | 0 | 1 | 10 | 2
SCE Eastern | El Casco | 230 | 0 | 0 | 0 | 0 | 0 | 0 | 0 | 0 | 0 | 1 | 10 | 2 |  |  | 0 | 0 | 0 | 0 | 0 | 0 | 0 | 0 | 0 | 1 | 10 | 2
PG&E GBA | El Cerrito G | 115 | 0 | 0 | 0 | 0 | 0 | 0 | 0 | 0 | 0 | 1 | 10 | 2 |  |  | 0 | 0 | 0 | 0 | 0 | 0 | 0 | 0 | 0 | 1 | 10 | 2
PG&E NGBA | El Dorado PH | 115 | 0 | 0 | 0 | 0 | 0 | 0 | 0 | 0 | 0 | 1 | 10 | 2 |  |  | 0 | 0 | 0 | 0 | 0 | 0 | 0 | 0 | 0 | 1 | 10 | 2
PG&E FRESNO | El Nido (PGE) | 115 | 0 | 0 | 0 | 0 | 0 | 0 | 0 | 0 | 0 | 1 | 10 | 2 |  |  | 0 | 0 | 0 | 0 | 0 | 0 | 0 | 0 | 0 | 1 | 10 | 2
SCE Metro | El Nido (SCE) | 230 | 0 | 0 | 0 | 0 | 0 | 0 | 0 | 0 | 0 | 1 | 10 | 2 |  |  | 0 | 0 | 0 | 0 | 0 | 0 | 0 | 0 | 0 | 1 | 10 | 2
PG&E GBA | El Patio | 115 | 0 | 0 | 0 | 0 | 0 | 0 | 0 | 0 | 0 | 1 | 10 | 2 |  |  | 0 | 0 | 0 | 0 | 0 | 0 | 0 | 0 | 0 | 1 | 10 | 2
SCE Metro | El Segundo | 230 | 0 | 0 | 0 | 0 | 0 | 0 | 0 | 0 | 0 | 1 | 10 | 2 |  |  | 0 | 0 | 0 | 0 | 0 | 0 | 0 | 0 | 0 | 1 | 10 | 2
EOP | Eldorado | 230 | 0 | 0 | 0 | 0 | 0 | 0 | 139 | 1 | 0 | 1 | 10 | 2 | N/A | N/A | 0 | 0 | 0 | 0 | 0 | 0 | 139 | 1 | 0 | 1 | 10 | 2 | N/A | N/A
EOP | Eldorado | 500 | 0 | 0 | 0 | 600 | 0 | 600 | 248 | 1 | 0 | 1 | 10 | 1 |  |  | 0 | 0 | 0 | 600 | 0 | 600 | 248 | 1 | 0 | 1 | 10 | 1
SCE Northern | Elizabeth Lake | 66 | 0 | 0 | 0 | 0 | 0 | 0 | 0 | 0 | 0 | 1 | 10 | 2 |  |  | 0 | 0 | 0 | 0 | 0 | 0 | 0 | 0 | 0 | 1 | 10 | 2
PG&E KERN | Elk Hills | 230 | 0 | 0 | 0 | 0 | 0 | 0 | 0 | 0 | 0 | 1 | 10 | 2 |  |  | 0 | 0 | 0 | 0 | 0 | 0 | 0 | 0 | 0 | 1 | 10 | 2
SDGE | Elliot | 69 | 0 | 0 | 0 | 0 | 0 | 0 | 0 | 0 | 0 | 1 | 10 | 2 |  |  | 0 | 0 | 0 | 0 | 0 | 0 | 0 | 0 | 0 | 1 | 10 | 2
SCE Metro | Ellis | 230 | 0 | 0 | 0 | 0 | 0 | 0 | 0 | 0 | 0 | 1 | 10 | 2 |  |  | 0 | 0 | 0 | 0 | 0 | 0 | 0 | 0 | 0 | 1 | 10 | 2
SDGE | Encina | 138 | 0 | 0 | 0 | 0 | 0 | 0 | 0 | 0 | 0 | 1 | 10 | 2 |  |  | 0 | 0 | 0 | 0 | 0 | 0 | 0 | 0 | 0 | 1 | 10 | 2
SDGE | Encina | 230 | 0 | 0 | 0 | 20 | 0 | 20 | 0 | 1 | 10 | 1 | 10 | 2 |  |  | 0 | 0 | 0 | 20 | 0 | 20 | 0 | 1 | 10 | 1 | 10 | 2
SDGE | Escondido | 230 | 0 | 0 | 0 | 0 | 0 | 0 | 0 | 0 | 0 | 1 | 10 | 2 |  |  | 0 | 0 | 0 | 0 | 0 | 0 | 0 | 0 | 0 | 1 | 10 | 2
SDGE | Escondido | 69 | 0 | 0 | 0 | 0 | 0 | 0 | 0 | 0 | 0 | 1 | 10 | 2 |  |  | 0 | 0 | 0 | 0 | 0 | 0 | 0 | 0 | 0 | 1 | 10 | 2
PG&E KERN | Estrella | 230 | 0 | 0 | 0 | 0 | 0 | 0 | 0 | 0 | 0 | 1 | 10 | 2 |  |  | 0 | 0 | 0 | 0 | 0 | 0 | 0 | 0 | 0 | 1 | 10 | 2
SCE Eastern | Etiwanda | 230 | 0 | 0 | 0 | 0 | 0 | 0 | 0 | 0 | 0 | 1 | 10 | 2 |  |  | 0 | 0 | 0 | 0 | 0 | 0 | 0 | 0 | 0 | 1 | 10 | 2
PG&E GBA | Evergreen | 115 | 0 | 0 | 0 | 0 | 0 | 0 | 0 | 0 | 0 | 1 | 10 | 2 |  |  | 0 | 0 | 0 | 0 | 0 | 0 | 0 | 0 | 0 | 1 | 10 | 2
PG&E GBA | Evergreen | 60 | 0 | 0 | 0 | 0 | 0 | 0 | 0 | 0 | 0 | 1 | 10 | 2 |  |  | 0 | 0 | 0 | 0 | 0 | 0 | 0 | 0 | 0 | 1 | 10 | 2
PG&E FRESNO | Excelsior | 115 | 0 | 0 | 0 | 0 | 0 | 0 | 0 | 0 | 0 | 1 | 10 | 2 |  |  | 0 | 0 | 0 | 0 | 0 | 0 | 0 | 0 | 0 | 1 | 10 | 2
PG&E FRESNO | Exchequer | 115 | 0 | 0 | 0 | 0 | 0 | 0 | 0 | 0 | 0 | 1 | 10 | 2 |  |  | 0 | 0 | 0 | 0 | 0 | 0 | 0 | 0 | 0 | 1 | 10 | 2
PG&E KERN | Fairway | 115 | 0 | 0 | 0 | 0 | 0 | 0 | 0 | 0 | 0 | 1 | 10 | 2 |  |  | 0 | 0 | 0 | 0 | 0 | 0 | 0 | 0 | 0 | 1 | 10 | 2
PG&E KERN | Famoso | 115 | 0 | 0 | 0 | 0 | 0 | 0 | 0 | 0 | 0 | 1 | 10 | 2 |  |  | 0 | 0 | 0 | 0 | 0 | 0 | 0 | 0 | 0 | 1 | 10 | 2
PG&E NGBA | Fern Road | 500 | 0 | 0 | 0 | 0 | 0 | 0 | 185 | 1 | 0 | 1 | 10 | 2 |  |  | 0 | 0 | 0 | 0 | 0 | 0 | 185 | 1 | 0 | 1 | 10 | 2
PG&E GBA | Fibreboard (SPI Sonora) | 115 | 0 | 0 | 0 | 0 | 0 | 0 | 0 | 0 | 15 | 2 | 10 | 2 |  |  | 0 | 0 | 0 | 0 | 0 | 0 | 0 | 0 | 15 | 2 | 10 | 2
PG&E FRESNO | Figarden | 230 | 0 | 0 | 0 | 0 | 0 | 0 | 0 | 0 | 0 | 1 | 10 | 2 |  |  | 0 | 0 | 0 | 0 | 0 | 0 | 0 | 0 | 0 | 1 | 10 | 2
PG&E FRESNO | Fink | 230 | 0 | 0 | 0 | 0 | 0 | 0 | 70 | 1 | 0 | 1 | 10 | 2 |  |  | 0 | 0 | 0 | 200 | 0 | 200 | 70 | 1 | 0 | 1 | 10 | 2
PG&E NGBA | Fitch Mountain | 60 | 0 | 0 | 0 | 0 | 0 | 0 | 0 | 0 | 0 | 1 | 10 | 2 |  |  | 0 | 0 | 0 | 0 | 0 | 0 | 0 | 0 | 0 | 1 | 10 | 2
PG&E GBA | FMC | 115 | 0 | 0 | 0 | 0 | 0 | 0 | 0 | 0 | 0 | 1 | 10 | 2 |  |  | 0 | 0 | 0 | 0 | 0 | 0 | 0 | 0 | 0 | 1 | 10 | 2
PG&E GBA | Fremont | 115 | 0 | 0 | 0 | 0 | 0 | 0 | 0 | 0 | 0 | 1 | 10 | 2 |  |  | 0 | 0 | 0 | 0 | 0 | 0 | 0 | 0 | 0 | 1 | 10 | 2
PG&E GBA | French Camp | 60 | 0 | 0 | 0 | 0 | 0 | 0 | 0 | 0 | 0 | 1 | 10 | 2 |  |  | 0 | 0 | 0 | 0 | 0 | 0 | 0 | 0 | 0 | 1 | 10 | 2
PG&E GBA | Frogtown | 115 | 0 | 0 | 0 | 0 | 0 | 0 | 0 | 0 | 0 | 1 | 10 | 2 |  |  | 0 | 0 | 0 | 0 | 0 | 0 | 0 | 0 | 0 | 1 | 10 | 2
PG&E NGBA | Fulton | 115 | 0 | 0 | 0 | 0 | 0 | 0 | 0 | 0 | 0 | 1 | 10 | 2 |  |  | 0 | 0 | 0 | 0 | 0 | 0 | 0 | 0 | 0 | 1 | 10 | 2
PG&E NGBA | Fulton | 230 | 0 | 0 | 0 | 0 | 0 | 0 | 0 | 0 | 0 | 1 | 10 | 2 | 15 | 2 | 0 | 0 | 0 | 0 | 0 | 0 | 0 | 0 | 0 | 1 | 10 | 2 | 15 | 2
PG&E NGBA | Fulton | 60 | 0 | 0 | 0 | 0 | 0 | 0 | 0 | 0 | 0 | 1 | 10 | 2 |  |  | 0 | 0 | 0 | 0 | 0 | 0 | 0 | 0 | 0 | 1 | 10 | 2
PG&E KERN | Ganso | 115 | 0 | 0 | 0 | 0 | 0 | 0 | 0 | 0 | 0 | 1 | 10 | 2 |  |  | 0 | 0 | 0 | 0 | 0 | 0 | 0 | 0 | 0 | 1 | 10 | 2
PG&E FRESNO | Gates | 230 | 0 | 0 | 0 | 0 | 0 | 0 | 0 | 0 | 0 | 1 | 10 | 2 |  |  | 0 | 0 | 0 | 0 | 0 | 0 | 0 | 0 | 0 | 1 | 15 | 3
PG&E FRESNO | Gates | 500 | 0 | 0 | 0 | 0 | 0 | 0 | 0 | 0 | 0 | 1 | 10 | 2 |  |  | 0 | 0 | 0 | 0 | 0 | 0 | 0 | 0 | 0 | 1 | 10 | 2
PG&E NGBA | Geysers 12 | 230 | 0 | 0 | 0 | 0 | 0 | 0 | 0 | 0 | 0 | 1 | 10 | 2 |  |  | 0 | 0 | 0 | 0 | 0 | 0 | 0 | 0 | 0 | 1 | 10 | 2
PG&E NGBA | Geysers 17 | 230 | 0 | 0 | 0 | 0 | 0 | 0 | 0 | 0 | 0 | 1 | 10 | 2 | 15 | 2 | 0 | 0 | 0 | 0 | 0 | 0 | 0 | 0 | 0 | 1 | 10 | 2 | 15 | 2
PG&E NGBA | Geysers 3 | 115 | 0 | 0 | 0 | 0 | 0 | 0 | 0 | 0 | 0 | 1 | 10 | 2 |  |  | 0 | 0 | 0 | 0 | 0 | 0 | 0 | 0 | 0 | 1 | 10 | 2
PG&E NGBA | Glenn | 230 | 0 | 0 | 0 | 0 | 0 | 0 | 0 | 0 | 10 | 1 | 10 | 2 |  |  | 120 | 0 | 120 | 0 | 0 | 0 | 0 | 1 | 10 | 1 | 10 | 2
PG&E NGBA | Glenn | 60 | 0 | 0 | 0 | 0 | 0 | 0 | 0 | 0 | 0 | 1 | 10 | 2 |  |  | 0 | 0 | 0 | 0 | 0 | 0 | 0 | 0 | 0 | 1 | 10 | 2
PG&E NGBA | Gold Hill | 115 | 0 | 0 | 0 | 0 | 150 | 150 | 0 | 1 | 0 | 1 | 10 | 2 |  |  | 0 | 0 | 0 | 0 | 150 | 150 | 0 | 1 | 0 | 1 | 10 | 2
PG&E NGBA | Gold Hill | 230 | 0 | 0 | 0 | 0 | 0 | 0 | 40 | 1 | 10 | 1 | 10 | 2 |  |  | 0 | 0 | 0 | 0 | 0 | 0 | 40 | 1 | 10 | 1 | 10 | 2
SCE Northern | Goleta | 230 | 0 | 0 | 0 | 0 | 0 | 0 | 0 | 0 | 0 | 1 | 10 | 2 |  |  | 0 | 0 | 0 | 0 | 0 | 0 | 0 | 0 | 0 | 1 | 10 | 2
SCE Metro | Goodrich | 230 | 0 | 0 | 0 | 0 | 0 | 0 | 0 | 0 | 0 | 1 | 10 | 2 |  |  | 0 | 0 | 0 | 0 | 0 | 0 | 0 | 0 | 0 | 1 | 10 | 2
PG&E KERN | Goose Lake | 115 | 0 | 0 | 0 | 0 | 0 | 0 | 0 | 0 | 0 | 1 | 10 | 2 |  |  | 0 | 0 | 0 | 0 | 0 | 0 | 0 | 0 | 0 | 1 | 10 | 2
SCE Metro | Gould | 230 | 0 | 0 | 0 | 0 | 0 | 0 | 0 | 0 | 0 | 1 | 10 | 2 |  |  | 0 | 0 | 0 | 0 | 0 | 0 | 0 | 0 | 0 | 1 | 10 | 2
PG&E NGBA | Grand Island | 115 | 0 | 0 | 0 | 0 | 0 | 0 | 0 | 0 | 0 | 1 | 10 | 2 |  |  | 0 | 0 | 0 | 0 | 0 | 0 | 0 | 0 | 0 | 1 | 10 | 2
SDGE | Granite | 69 | 0 | 0 | 0 | 0 | 0 | 0 | 0 | 0 | 0 | 1 | 10 | 2 |  |  | 0 | 0 | 0 | 0 | 0 | 0 | 0 | 0 | 0 | 1 | 10 | 2
PG&E GBA | Grant | 115 | 0 | 0 | 0 | 0 | 0 | 0 | 0 | 0 | 0 | 1 | 10 | 2 |  |  | 0 | 0 | 0 | 0 | 0 | 0 | 0 | 0 | 0 | 1 | 10 | 2
PG&E GBA | Green Valley | 115 | 0 | 0 | 0 | 0 | 0 | 0 | 0 | 0 | 0 | 1 | 10 | 2 |  |  | 0 | 0 | 0 | 0 | 0 | 0 | 0 | 0 | 0 | 1 | 10 | 2
PG&E NGBA | Greenleaf 1 | 115 | 0 | 0 | 0 | 0 | 0 | 0 | 0 | 0 | 0 | 1 | 10 | 2 |  |  | 0 | 0 | 0 | 0 | 0 | 0 | 0 | 0 | 0 | 1 | 10 | 2
PG&E FRESNO | Gregg | 230 | 0 | 0 | 0 | 0 | 0 | 0 | 0 | 0 | 10 | 1 | 10 | 2 |  |  | 0 | 0 | 0 | 100 | 0 | 100 | 0 | 1 | 10 | 1 | 10 | 2
PG&E FRESNO | Grimmway-Malaga | 115 | 0 | 0 | 0 | 0 | 0 | 0 | 0 | 0 | 0 | 1 | 10 | 2 |  |  | 0 | 0 | 0 | 75 | 0 | 75 | 0 | 1 | 0 | 1 | 10 | 2
PG&E NGBA | Grizzly | 230 | 0 | 0 | 0 | 0 | 0 | 0 | 0 | 0 | 15 | 2 | 10 | 2 |  |  | 0 | 0 | 0 | 0 | 0 | 0 | 0 | 0 | 15 | 2 | 10 | 2
PG&E FRESNO | Guernsey | 70 | 0 | 0 | 0 | 0 | 0 | 0 | 0 | 0 | 0 | 1 | 10 | 2 |  |  | 0 | 0 | 0 | 0 | 0 | 0 | 0 | 0 | 0 | 1 | 10 | 2
PG&E FRESNO | GWF Hanford | 115 | 0 | 0 | 0 | 0 | 0 | 0 | 0 | 0 | 0 | 1 | 10 | 2 |  |  | 0 | 0 | 0 | 0 | 0 | 0 | 0 | 0 | 0 | 1 | 10 | 2
PG&E FRESNO | Haas | 230 | 0 | 0 | 0 | 0 | 0 | 0 | 0 | 0 | 0 | 1 | 10 | 2 |  |  | 0 | 0 | 0 | 150 | 0 | 150 | 0 | 1 | 0 | 1 | 10 | 2
PG&E FRESNO | Hammonds | 115 | 0 | 0 | 0 | 100 | 0 | 100 | 0 | 1 | 0 | 1 | 10 | 2 |  |  | 0 | 0 | 0 | 100 | 0 | 100 | 0 | 1 | 0 | 1 | 10 | 2
SCE Metro | HarborGen | 230 | 0 | 0 | 0 | 0 | 0 | 0 | 0 | 0 | 0 | 1 | 10 | 2 |  |  | 0 | 0 | 0 | 0 | 0 | 0 | 0 | 0 | 0 | 1 | 10 | 2
PG&E NGBA | Harris | 60 | 0 | 0 | 0 | 0 | 0 | 0 | 0 | 0 | 0 | 1 | 10 | 2 |  |  | 0 | 0 | 0 | 0 | 0 | 0 | 0 | 0 | 0 | 1 | 10 | 2
EOP | Harry Allen | 500 | 0 | 0 | 0 | 0 | 0 | 0 | 0 | 0 | 0 | 1 | 10 | 2 |  |  | 0 | 0 | 0 | 0 | 0 | 0 | 0 | 0 | 0 | 1 | 10 | 2
PG&E NGBA | Hartley | 60 | 0 | 0 | 0 | 0 | 0 | 0 | 0 | 0 | 10 | 1 | 10 | 2 |  |  | 0 | 0 | 0 | 0 | 0 | 0 | 0 | 0 | 10 | 1 | 10 | 2
SCE NOL | Harvard | 115 | 0 | 0 | 0 | 0 | 0 | 0 | 0 | 0 | 0 | 1 | 10 | 2 |  |  | 0 | 0 | 0 | 0 | 0 | 0 | 0 | 0 | 0 | 1 | 10 | 2
SDGE | Hassayampa | 500 | 0 | 0 | 0 | 5032.5 | 0 | 5032.5 | 0 | 1 | 0 | 1 | 10 | 1 |  |  | 0 | 0 | 0 | 5032.5 | 0 | 5032.5 | 0 | 1 | 0 | 1 | 10 | 1
PG&E FRESNO | Helm | 230 | 0 | 0 | 0 | 0 | 0 | 0 | 0 | 0 | 0 | 1 | 10 | 2 |  |  | 0 | 0 | 0 | 150 | 0 | 150 | 0 | 1 | 0 | 1 | 10 | 2
PG&E FRESNO | Helm | 70 | 0 | 0 | 0 | 0 | 0 | 0 | 0 | 0 | 0 | 1 | 10 | 2 |  |  | 0 | 0 | 0 | 0 | 0 | 0 | 0 | 0 | 0 | 1 | 10 | 2
PG&E FRESNO | Henrietta | 115 | 0 | 0 | 0 | 0 | 0 | 0 | 0 | 0 | 0 | 1 | 10 | 2 |  |  | 0 | 0 | 0 | 80 | 0 | 80 | 0 | 1 | 0 | 1 | 10 | 2
PG&E FRESNO | Henrietta | 230 | 0 | 0 | 0 | 0 | 0 | 0 | 0 | 0 | 0 | 1 | 10 | 2 |  |  | 0 | 0 | 0 | 460 | 0 | 460 | 0 | 1 | 0 | 1 | 10 | 1
PG&E FRESNO | Henrietta | 70 | 0 | 0 | 0 | 0 | 0 | 0 | 0 | 0 | 0 | 1 | 10 | 2 |  |  | 0 | 0 | 0 | 0 | 0 | 0 | 0 | 0 | 0 | 1 | 10 | 2
PG&E FRESNO | Herndon | 115 | 0 | 0 | 0 | 0 | 0 | 0 | 0 | 0 | 0 | 1 | 10 | 2 |  |  | 0 | 0 | 0 | 0 | 0 | 0 | 0 | 0 | 0 | 1 | 10 | 2
PG&E FRESNO | Herndon | 230 | 0 | 0 | 0 | 0 | 0 | 0 | 0 | 0 | 0 | 1 | 10 | 2 |  |  | 0 | 0 | 0 | 0 | 0 | 0 | 0 | 0 | 0 | 1 | 10 | 2
PG&E GBA | Hicks | 230 | 0 | 0 | 0 | 0 | 0 | 0 | 0 | 0 | 0 | 1 | 10 | 2 |  |  | 0 | 0 | 0 | 0 | 0 | 0 | 0 | 0 | 0 | 1 | 10 | 2
PG&E NGBA | Higgins | 115 | 0 | 0 | 0 | 0 | 0 | 0 | 0 | 0 | 0 | 1 | 10 | 2 |  |  | 0 | 0 | 0 | 0 | 0 | 0 | 0 | 0 | 0 | 1 | 10 | 2
PG&E NGBA | Hilltop | 345 | 0 | 0 | 0 | 0 | 0 | 0 | 100 | 1 | 20 | 3 | 10 | 2 |  |  | 0 | 0 | 0 | 0 | 0 | 0 | 100 | 1 | 20 | 3 | 10 | 2
SCE Metro | Hinson | 230 | 0 | 0 | 0 | 0 | 0 | 0 | 0 | 0 | 0 | 1 | 10 | 2 |  |  | 0 | 0 | 0 | 0 | 0 | 0 | 0 | 0 | 0 | 1 | 10 | 2
PG&E GBA | Hollister | 115 | 0 | 0 | 0 | 0 | 0 | 0 | 0 | 0 | 0 | 1 | 10 | 2 |  |  | 0 | 0 | 0 | 0 | 0 | 0 | 0 | 0 | 0 | 1 | 10 | 2
PG&E NGBA | Homestake | 115 | 0 | 0 | 0 | 0 | 0 | 0 | 0 | 0 | 0 | 1 | 10 | 2 |  |  | 0 | 0 | 0 | 0 | 0 | 0 | 0 | 0 | 0 | 1 | 10 | 2
PG&E NGBA | Honcut | 115 | 0 | 0 | 0 | 0 | 0 | 0 | 0 | 0 | 0 | 1 | 10 | 2 |  |  | 0 | 0 | 0 | 0 | 0 | 0 | 0 | 0 | 0 | 1 | 10 | 2
SDGE | Hoodoo Wash | 500 | 0 | 0 | 0 | 0 | 5611.6 | 5611.6 | 0 | 1 | 0 | 1 | 10 | 1 |  |  | 0 | 0 | 0 | 0 | 5611.6 | 5611.6 | 0 | 1 | 0 | 1 | 10 | 1
PG&E NGBA | Hopland | 115 | 0 | 0 | 0 | 0 | 0 | 0 | 0 | 0 | 0 | 1 | 10 | 2 |  |  | 0 | 0 | 0 | 0 | 0 | 0 | 0 | 0 | 0 | 1 | 10 | 2
PG&E NGBA | Hopland | 60 | 0 | 0 | 0 | 0 | 0 | 0 | 0 | 0 | 0 | 1 | 10 | 2 |  |  | 0 | 0 | 0 | 0 | 0 | 0 | 0 | 0 | 0 | 1 | 10 | 2
PG&E NGBA | Humboldt | 115 | 0 | 0 | 0 | 0 | 0 | 0 | 0 | 0 | 0 | 1 | 10 | 2 |  |  | 0 | 0 | 0 | 0 | 0 | 0 | 0 | 0 | 0 | 1 | 10 | 2
PG&E NGBA | Humboldt | 60 | 0 | 0 | 0 | 0 | 0 | 0 | 0 | 0 | 0 | 1 | 10 | 2 |  |  | 0 | 0 | 0 | 0 | 0 | 0 | 0 | 0 | 0 | 1 | 10 | 2
PG&E NGBA | Humboldt | 500 | 0 | 170.7 | 170.7 | 0 | 0 | 0 | 0 | 1 | 0 | 1 | 10 | 2 |  |  | 0 | 170.7 | 170.7 | 0 | 0 | 0 | 0 | 1 | 0 | 1 | 10 | 2
SCE Metro | Huntington Beach | 230 | 0 | 0 | 0 | 0 | 0 | 0 | 0 | 0 | 0 | 1 | 10 | 2 |  |  | 0 | 0 | 0 | 0 | 0 | 0 | 0 | 0 | 0 | 1 | 10 | 2
PG&E NGBA | Ignacio | 115 | 0 | 0 | 0 | 0 | 0 | 0 | 0 | 0 | 0 | 1 | 10 | 2 |  |  | 0 | 0 | 0 | 0 | 0 | 0 | 0 | 0 | 0 | 1 | 10 | 2
PG&E NGBA | Ignacio | 230 | 0 | 0 | 0 | 0 | 0 | 0 | 115 | 1 | 0 | 1 | 10 | 2 |  |  | 0 | 0 | 0 | 0 | 0 | 0 | 115 | 1 | 0 | 1 | 10 | 2
PG&E NGBA | Ignacio | 60 | 0 | 0 | 0 | 0 | 0 | 0 | 0 | 0 | 0 | 1 | 10 | 2 |  |  | 0 | 0 | 0 | 0 | 0 | 0 | 0 | 0 | 0 | 1 | 10 | 2
SDGE | Imperial Beach | 69 | 0 | 0 | 0 | 0 | 0 | 0 | 0 | 0 | 0 | 1 | 10 | 2 |  |  | 0 | 0 | 0 | 0 | 0 | 0 | 0 | 0 | 0 | 1 | 10 | 2
SDGE | Imperial Valley | 230 | 0 | 0 | 0 | 0 | 0 | 0 | 0 | 0 | 0 | 1 | 5 | 1 | 10 | 1 | 0 | 0 | 0 | 0 | 0 | 0 | 0 | 0 | 0 | 1 | 15 | 3 | 10 | 1
SDGE | Imperial Valley | 500 | 50 | 0 | 50 | 0 | 0 | 0 | 505 | 1 | 0 | 1 | 10 | 2 |  |  | 50 | 0 | 50 | 0 | 0 | 0 | 505 | 1 | 0 | 1 | 15 | 3
EOP | Innovation | 138 | 0 | 0 | 0 | 0 | 0 | 0 | 0 | 0 | 0 | 1 | 10 | 2 |  |  | 0 | 0 | 0 | 0 | 0 | 0 | 0 | 0 | 0 | 1 | 10 | 2
EOP | Innovation | 230 | 0 | 0 | 0 | 400 | 0 | 400 | 0 | 1 | 0 | 1 | 5 | 1 |  |  | 0 | 0 | 0 | 400 | 0 | 400 | 0 | 1 | 0 | 1 | 5 | 1
SCE NOL | Inyokern | 115 | 0 | 0 | 0 | 0 | 0 | 0 | 0 | 0 | 0 | 1 | 10 | 2 |  |  | 0 | 0 | 0 | 0 | 0 | 0 | 0 | 0 | 0 | 1 | 10 | 2
EOP | IS Tap | 138 | 0 | 0 | 0 | 0 | 0 | 0 | 0 | 0 | 0 | 1 | 10 | 2 |  |  | 0 | 0 | 0 | 0 | 0 | 0 | 0 | 0 | 0 | 1 | 10 | 2
EOP | Ivanpah | 115 | 0 | 0 | 0 | 0 | 0 | 0 | 0 | 0 | 0 | 1 | 10 | 2 |  |  | 0 | 0 | 0 | 0 | 0 | 0 | 0 | 0 | 0 | 1 | 10 | 2
EOP | Ivanpah | 230 | 0 | 0 | 0 | 0 | 0 | 0 | 0 | 0 | 0 | 1 | 10 | 2 |  |  | 0 | 0 | 0 | 0 | 0 | 0 | 0 | 0 | 0 | 1 | 10 | 2
EOP | Jackass (DOE) | 138 | 0 | 0 | 0 | 0 | 0 | 0 | 0 | 0 | 0 | 1 | 10 | 2 |  |  | 0 | 0 | 0 | 0 | 0 | 0 | 0 | 0 | 0 | 1 | 10 | 2
PG&E NGBA | James B Black | 230 | 0 | 0 | 0 | 0 | 0 | 0 | 0 | 0 | 0 | 1 | 10 | 2 |  |  | 150 | 0 | 150 | 0 | 0 | 0 | 0 | 1 | 0 | 1 | 10 | 2
PG&E GBA | Jefferson | 230 | 0 | 0 | 0 | 0 | 0 | 0 | 0 | 0 | 0 | 1 | 10 | 2 |  |  | 0 | 0 | 0 | 0 | 0 | 0 | 0 | 0 | 0 | 1 | 10 | 2
PG&E NGBA | Jessup | 115 | 0 | 0 | 0 | 0 | 0 | 0 | 0 | 0 | 0 | 1 | 10 | 2 |  |  | 110 | 0 | 110 | 0 | 0 | 0 | 0 | 1 | 0 | 1 | 10 | 2
SCE Metro | Johanna | 230 | 0 | 0 | 0 | 0 | 0 | 0 | 0 | 0 | 0 | 1 | 10 | 2 |  |  | 0 | 0 | 0 | 0 | 0 | 0 | 0 | 0 | 0 | 1 | 10 | 2
SCE Eastern | Julian Hinds | 230 | 0 | 0 | 0 | 0 | 0 | 0 | 0 | 0 | 20 | 3 | 10 | 2 |  |  | 0 | 0 | 0 | 0 | 0 | 0 | 0 | 0 | 20 | 3 | 10 | 2
PG&E GBA | Kasson | 115 | 0 | 0 | 0 | 0 | 0 | 0 | 0 | 0 | 0 | 1 | 10 | 2 |  |  | 0 | 0 | 0 | 0 | 0 | 0 | 0 | 0 | 0 | 1 | 10 | 2
PG&E GBA | Kasson | 60 | 0 | 0 | 0 | 0 | 0 | 0 | 0 | 0 | 0 | 1 | 10 | 2 |  |  | 0 | 0 | 0 | 0 | 0 | 0 | 0 | 0 | 0 | 1 | 10 | 2
PG&E FRESNO | Kearney | 230 | 0 | 0 | 0 | 0 | 0 | 0 | 0 | 0 | 0 | 1 | 10 | 2 |  |  | 0 | 0 | 0 | 0 | 0 | 0 | 0 | 0 | 0 | 1 | 10 | 2
PG&E FRESNO | Kearney | 70 | 0 | 0 | 0 | 30 | 0 | 30 | 0 | 1 | 0 | 1 | 10 | 2 |  |  | 0 | 0 | 0 | 30 | 0 | 30 | 0 | 1 | 0 | 1 | 10 | 2
PG&E GBA | Kelso | 230 | 0 | 0 | 0 | 0 | 0 | 0 | 0 | 0 | 10 | 1 | 10 | 2 |  |  | 0 | 0 | 0 | 0 | 0 | 0 | 0 | 0 | 10 | 1 | 10 | 2
PG&E FRESNO | Kerchoff 1 | 115 | 0 | 0 | 0 | 0 | 0 | 0 | 0 | 0 | 0 | 1 | 10 | 2 |  |  | 0 | 0 | 0 | 0 | 0 | 0 | 0 | 0 | 0 | 1 | 10 | 2
PG&E KERN | Kern Oil | 115 | 0 | 0 | 0 | 0 | 115 | 115 | 0 | 1 | 0 | 1 | 10 | 2 |  |  | 0 | 0 | 0 | 0 | 115 | 115 | 0 | 1 | 0 | 1 | 10 | 2
PG&E KERN | Kern PP | 115 | 0 | 0 | 0 | 0 | 120 | 120 | 0 | 1 | 0 | 1 | 10 | 2 |  |  | 0 | 0 | 0 | 0 | 120 | 120 | 0 | 1 | 0 | 1 | 10 | 2
PG&E KERN | Kern PP | 230 | 0 | 0 | 0 | 0 | 90 | 90 | 0 | 1 | 0 | 1 | 10 | 2 |  |  | 0 | 0 | 0 | 0 | 90 | 90 | 0 | 1 | 0 | 1 | 10 | 2
PG&E KERN | Kern PP | 70 | 0 | 0 | 0 | 0 | 0 | 0 | 0 | 0 | 0 | 1 | 10 | 2 |  |  | 0 | 0 | 0 | 0 | 0 | 0 | 0 | 0 | 0 | 1 | 10 | 2
PG&E KERN | Kernridge | 115 | 0 | 0 | 0 | 0 | 0 | 0 | 0 | 0 | 0 | 1 | 10 | 2 |  |  | 0 | 0 | 0 | 0 | 0 | 0 | 0 | 0 | 0 | 1 | 10 | 2
PG&E FRESNO | Kingsburg | 115 | 0 | 0 | 0 | 0 | 0 | 0 | 0 | 0 | 0 | 1 | 10 | 2 |  |  | 0 | 0 | 0 | 0 | 0 | 0 | 0 | 0 | 0 | 1 | 10 | 2
PG&E GBA | Kirker | 115 | 0 | 0 | 0 | 0 | 0 | 0 | 0 | 0 | 0 | 1 | 10 | 2 |  |  | 0 | 0 | 0 | 0 | 0 | 0 | 0 | 0 | 0 | 1 | 10 | 2
PG&E NGBA | Knights Landing | 115 | 0 | 0 | 0 | 0 | 0 | 0 | 0 | 0 | 0 | 1 | 10 | 2 |  |  | 0 | 0 | 0 | 0 | 0 | 0 | 0 | 0 | 0 | 1 | 10 | 2
PG&E NGBA | Konocti | 60 | 0 | 0 | 0 | 0 | 0 | 0 | 0 | 0 | 0 | 1 | 10 | 2 |  |  | 0 | 0 | 0 | 0 | 0 | 0 | 0 | 0 | 0 | 1 | 10 | 2
SCE NOL | Kramer | 115 | 0 | 0 | 0 | 0 | 0 | 0 | 0 | 0 | 0 | 1 | 10 | 2 |  |  | 0 | 0 | 0 | 0 | 0 | 0 | 0 | 0 | 0 | 1 | 10 | 2
SCE NOL | Kramer | 230 | 0 | 0 | 0 | 0 | 0 | 0 | 0 | 0 | 0 | 1 | 10 | 2 |  |  | 0 | 0 | 0 | 0 | 0 | 0 | 0 | 0 | 0 | 1 | 10 | 2
SCE Metro | La Cienega | 230 | 0 | 0 | 0 | 0 | 0 | 0 | 0 | 0 | 0 | 1 | 10 | 2 |  |  | 0 | 0 | 0 | 0 | 0 | 0 | 0 | 0 | 0 | 1 | 10 | 2
SCE Metro | La Fresa | 230 | 0 | 0 | 0 | 0 | 0 | 0 | 0 | 0 | 0 | 1 | 10 | 2 |  |  | 0 | 0 | 0 | 0 | 0 | 0 | 0 | 0 | 0 | 1 | 10 | 2
SCE Metro | Laguna Bell | 230 | 0 | 0 | 0 | 0 | 0 | 0 | 0 | 0 | 0 | 1 | 10 | 2 |  |  | 0 | 0 | 0 | 0 | 0 | 0 | 0 | 0 | 0 | 1 | 10 | 2
PG&E KERN | Lakeview | 70 | 0 | 0 | 0 | 0 | 0 | 0 | 0 | 0 | 0 | 1 | 10 | 2 |  |  | 0 | 0 | 0 | 0 | 0 | 0 | 0 | 0 | 0 | 1 | 10 | 2
PG&E NGBA | Lakeville | 230 | 0 | 0 | 0 | 0 | 0 | 0 | 0 | 0 | 0 | 1 | 10 | 2 |  |  | 0 | 0 | 0 | 0 | 0 | 0 | 0 | 0 | 0 | 1 | 10 | 2
PG&E NGBA | Lakeville | 60 | 0 | 0 | 0 | 0 | 0 | 0 | 0 | 0 | 0 | 1 | 10 | 2 |  |  | 0 | 0 | 0 | 0 | 0 | 0 | 0 | 0 | 0 | 1 | 10 | 2
PG&E NGBA | Lakeville | 115 | 0 | 0 | 0 | 0 | 0 | 0 | 35.8 | 1 | 0 | 1 | 10 | 2 |  |  | 0 | 0 | 0 | 0 | 0 | 0 | 35.8 | 1 | 0 | 1 | 10 | 2
PG&E GBA | Lakewood | 115 | 0 | 0 | 0 | 0 | 0 | 0 | 0 | 0 | 0 | 1 | 10 | 2 |  |  | 0 | 0 | 0 | 0 | 0 | 0 | 0 | 0 | 0 | 1 | 10 | 2
PG&E NGBA | Lambie | 230 | 0 | 130 | 130 | 0 | 0 | 0 | 0 | 1 | 0 | 1 | 10 | 2 |  |  | 0 | 130 | 130 | 0 | 0 | 0 | 0 | 1 | 0 | 1 | 10 | 2
PG&E GBA | Lammers | 115 | 0 | 0 | 0 | 0 | 0 | 0 | 0 | 0 | 0 | 1 | 10 | 2 |  |  | 0 | 0 | 0 | 0 | 0 | 0 | 0 | 0 | 0 | 1 | 10 | 2
PG&E KERN | Lamont | 115 | 0 | 0 | 0 | 0 | 0 | 0 | 0 | 0 | 0 | 1 | 10 | 2 |  |  | 0 | 0 | 0 | 0 | 0 | 0 | 0 | 0 | 0 | 1 | 10 | 2
PG&E FRESNO | Las Aguilas | 230 | 0 | 0 | 0 | 120 | 0 | 120 | 0 | 1 | 0 | 1 | 10 | 2 |  |  | 0 | 0 | 0 | 140 | 0 | 140 | 0 | 1 | 0 | 1 | 10 | 2
EOP | Lathrop | 138 | 0 | 0 | 0 | 0 | 0 | 0 | 0 | 0 | 0 | 1 | 10 | 2 |  |  | 0 | 0 | 0 | 0 | 0 | 0 | 0 | 0 | 0 | 1 | 10 | 2
EOP | Lathrop | 230 | 0 | 0 | 0 | 300 | 0 | 300 | 0 | 1 | 15 | 2 | 10 | 2 |  |  | 0 | 0 | 0 | 300 | 0 | 300 | 0 | 1 | 15 | 2 | 10 | 2
PG&E FRESNO | Le Grand | 115 | 0 | 0 | 0 | 0 | 0 | 0 | 0 | 0 | 0 | 1 | 10 | 2 |  |  | 0 | 0 | 0 | 0 | 0 | 0 | 0 | 0 | 0 | 1 | 10 | 2
PG&E FRESNO | Lemoore | 70 | 0 | 0 | 0 | 0 | 0 | 0 | 0 | 0 | 0 | 1 | 10 | 2 |  |  | 0 | 0 | 0 | 0 | 0 | 0 | 0 | 0 | 0 | 1 | 10 | 2
PG&E KERN | Lerdo | 115 | 0 | 0 | 0 | 0 | 0 | 0 | 0 | 0 | 0 | 1 | 10 | 2 |  |  | 0 | 0 | 0 | 0 | 0 | 0 | 0 | 0 | 0 | 1 | 10 | 2
SCE Metro | Lewis | 230 | 0 | 0 | 0 | 0 | 0 | 0 | 0 | 0 | 0 | 1 | 10 | 2 |  |  | 0 | 0 | 0 | 0 | 0 | 0 | 0 | 0 | 0 | 1 | 10 | 2
SCE Metro | Lighthipe | 230 | 0 | 0 | 0 | 0 | 0 | 0 | 0 | 0 | 0 | 1 | 10 | 2 |  |  | 0 | 0 | 0 | 0 | 0 | 0 | 0 | 0 | 0 | 1 | 10 | 2
SDGE | Lilac | 69 | 0 | 0 | 0 | 0 | 0 | 0 | 0 | 0 | 0 | 1 | 10 | 2 |  |  | 0 | 0 | 0 | 0 | 0 | 0 | 0 | 0 | 0 | 1 | 10 | 2
PG&E NGBA | Lincoln | 115 | 0 | 0 | 0 | 0 | 0 | 0 | 0 | 0 | 0 | 1 | 10 | 2 |  |  | 0 | 0 | 0 | 0 | 0 | 0 | 0 | 0 | 0 | 1 | 10 | 2
PG&E KERN | Live Oak | 115 | 0 | 0 | 0 | 100 | 110 | 210 | 0 | 1 | 0 | 1 | 10 | 2 |  |  | 0 | 0 | 0 | 100 | 110 | 210 | 0 | 1 | 0 | 1 | 10 | 2
PG&E GBA | Llagas | 115 | 0 | 0 | 0 | 0 | 0 | 0 | 0 | 0 | 0 | 1 | 10 | 2 |  |  | 0 | 0 | 0 | 0 | 0 | 0 | 0 | 0 | 0 | 1 | 10 | 2
PG&E GBA | Lockeford | 115 | 0 | 0 | 0 | 0 | 0 | 0 | 0 | 0 | 0 | 1 | 10 | 2 |  |  | 0 | 0 | 0 | 0 | 0 | 0 | 0 | 0 | 0 | 1 | 10 | 2
PG&E GBA | Lockeford | 230 | 0 | 0 | 0 | 0 | 0 | 0 | 0 | 0 | 0 | 1 | 10 | 2 |  |  | 0 | 0 | 0 | 0 | 0 | 0 | 0 | 0 | 0 | 1 | 10 | 2
PG&E GBA | Lockeford | 60 | 0 | 0 | 0 | 0 | 0 | 0 | 0 | 0 | 0 | 1 | 10 | 2 |  |  | 0 | 0 | 0 | 0 | 0 | 0 | 0 | 0 | 0 | 1 | 10 | 2
PG&E GBA | Lodi | 230 | 0 | 0 | 0 | 0 | 0 | 0 | 0 | 0 | 0 | 1 | 10 | 2 |  |  | 0 | 0 | 0 | 0 | 0 | 0 | 0 | 0 | 0 | 1 | 10 | 2
PG&E NGBA | Logan Creek | 230 | 0 | 0 | 0 | 0 | 0 | 0 | 0 | 0 | 0 | 1 | 10 | 2 |  |  | 0 | 0 | 0 | 0 | 0 | 0 | 0 | 0 | 0 | 1 | 10 | 2
PG&E GBA | Lone Tree | 230 | 0 | 0 | 0 | 0 | 0 | 0 | 0 | 0 | 0 | 1 | 10 | 2 |  |  | 0 | 0 | 0 | 0 | 0 | 0 | 0 | 0 | 0 | 1 | 10 | 2
PG&E FRESNO | Los Banos | 230 | 0 | 0 | 0 | 0 | 0 | 0 | 10 | 1 | 15 | 2 | 10 | 2 |  |  | 0 | 0 | 0 | 0 | 0 | 0 | 10 | 1 | 15 | 2 | 15 | 3
PG&E FRESNO | Los Banos | 500 | 0 | 0 | 0 | 110 | 0 | 110 | 0 | 1 | 0 | 1 | 10 | 2 |  |  | 0 | 0 | 0 | 110 | 0 | 110 | 0 | 1 | 0 | 1 | 15 | 3
SDGE | Los Coches | 138 | 0 | 0 | 0 | 0 | 0 | 0 | 0 | 0 | 0 | 1 | 10 | 2 |  |  | 0 | 0 | 0 | 0 | 0 | 0 | 0 | 0 | 0 | 1 | 10 | 2
SDGE | Los Coches | 69 | 0 | 0 | 0 | 0 | 0 | 0 | 0 | 0 | 0 | 1 | 10 | 2 |  |  | 0 | 0 | 0 | 0 | 0 | 0 | 0 | 0 | 0 | 1 | 10 | 2
PG&E GBA | Los Esteros | 115 | 0 | 0 | 0 | 0 | 0 | 0 | 0 | 0 | 0 | 1 | 10 | 2 |  |  | 0 | 0 | 0 | 0 | 0 | 0 | 0 | 0 | 0 | 1 | 10 | 2
PG&E GBA | Los Esteros | 230 | 0 | 0 | 0 | 0 | 0 | 0 | 0 | 0 | 0 | 1 | 10 | 2 |  |  | 0 | 0 | 0 | 0 | 0 | 0 | 0 | 0 | 0 | 1 | 10 | 2
PG&E GBA | Los Positas | 230 | 0 | 0 | 0 | 0 | 0 | 0 | 0 | 0 | 0 | 1 | 10 | 2 |  |  | 0 | 0 | 0 | 0 | 0 | 0 | 0 | 0 | 0 | 1 | 10 | 2
PG&E GBA | Los Positas | 60 | 0 | 0 | 0 | 0 | 0 | 0 | 0 | 0 | 0 | 1 | 10 | 2 |  |  | 0 | 0 | 0 | 0 | 0 | 0 | 0 | 0 | 0 | 1 | 10 | 2
SDGE | Loveland | 69 | 0 | 0 | 0 | 0 | 0 | 0 | 0 | 0 | 0 | 1 | 10 | 2 |  |  | 0 | 0 | 0 | 0 | 0 | 0 | 0 | 0 | 0 | 1 | 10 | 2
SCE NOL | Lugo | 230 | 0 | 0 | 0 | 0 | 0 | 0 | 0 | 0 | 0 | 1 | 10 | 2 |  |  | 0 | 0 | 0 | 0 | 0 | 0 | 0 | 0 | 0 | 1 | 10 | 2
SCE Metro | Lugo | 500 | 0 | 0 | 0 | 0 | 0 | 0 | 0 | 0 | 20 | 3 | 10 | 2 | N/A | N/A | 0 | 0 | 0 | 0 | 0 | 0 | 0 | 0 | 20 | 3 | 10 | 2 | N/A | N/A
PG&E FRESNO | Madera | 70 | 0 | 0 | 0 | 0 | 0 | 0 | 0 | 0 | 0 | 1 | 10 | 2 |  |  | 0 | 0 | 0 | 0 | 0 | 0 | 0 | 0 | 0 | 1 | 10 | 2
PG&E NGBA | Madison | 115 | 0 | 95 | 95 | 0 | 110 | 110 | 0 | 1 | 20 | 3 | 5 | 1 |  |  | 0 | 95 | 95 | 0 | 110 | 110 | 0 | 1 | 20 | 3 | 5 | 1
PG&E KERN | Magunden | 115 | 0 | 0 | 0 | 105 | 115 | 220 | 0 | 1 | 0 | 1 | 10 | 2 |  |  | 0 | 0 | 0 | 105 | 115 | 220 | 0 | 1 | 0 | 1 | 10 | 2
SCE Northern | Magunden | 230 | 0 | 0 | 0 | 0 | 0 | 0 | 0 | 0 | 0 | 1 | 10 | 2 |  |  | 0 | 0 | 0 | 0 | 0 | 0 | 0 | 0 | 0 | 1 | 10 | 2
PG&E FRESNO | Malaga | 115 | 0 | 0 | 0 | 0 | 0 | 0 | 0 | 0 | 0 | 1 | 10 | 2 |  |  | 0 | 0 | 0 | 0 | 0 | 0 | 0 | 0 | 0 | 1 | 10 | 2
PG&E NGBA | Malin | 500 | 0 | 0 | 0 | 0 | 0 | 0 | 1590 | 1 | 0 | 1 | 10 | 2 |  |  | 0 | 0 | 0 | 0 | 0 | 0 | 1590 | 1 | 0 | 1 | 10 | 2
SCE Northern | Mandalay | 230 | 0 | 0 | 0 | 0 | 0 | 0 | 0 | 0 | 0 | 1 | 10 | 2 |  |  | 0 | 0 | 0 | 0 | 0 | 0 | 0 | 0 | 0 | 1 | 10 | 2
PG&E FRESNO | Manning | 230 | 0 | 0 | 0 | 100 | 0 | 100 | 0 | 1 | 0 | 1 | 10 | 2 |  |  | 0 | 0 | 0 | 100 | 0 | 100 | 0 | 1 | 0 | 1 | 15 | 3
PG&E FRESNO | Manning | 500 | 0 | 0 | 0 | 0 | 0 | 0 | 0 | 0 | 0 | 1 | 10 | 2 |  |  | 0 | 0 | 0 | 0 | 0 | 0 | 0 | 0 | 0 | 1 | 15 | 3
PG&E GBA | Manteca | 115 | 0 | 0 | 0 | 0 | 0 | 0 | 0 | 0 | 0 | 1 | 10 | 2 |  |  | 0 | 0 | 0 | 0 | 0 | 0 | 0 | 0 | 0 | 1 | 10 | 2
SDGE | Margarita | 138 | 0 | 0 | 0 | 90 | 0 | 90 | 0 | 1 | 0 | 1 | 10 | 2 |  |  | 0 | 0 | 0 | 90 | 0 | 90 | 0 | 1 | 0 | 1 | 10 | 2
PG&E GBA | Martin | 230 | 0 | 0 | 0 | 0 | 0 | 0 | 0 | 0 | 0 | 1 | 10 | 2 |  |  | 0 | 0 | 0 | 0 | 0 | 0 | 0 | 0 | 0 | 1 | 10 | 2
PG&E GBA | Martin | 115 | 0 | 0 | 0 | 0 | 0 | 0 | 0 | 0 | 0 | 1 | 10 | 2 |  |  | 0 | 0 | 0 | 0 | 0 | 0 | 0 | 0 | 0 | 1 | 10 | 2
PG&E GBA | Martinez | 115 | 0 | 0 | 0 | 0 | 0 | 0 | 0 | 0 | 0 | 1 | 10 | 2 |  |  | 0 | 0 | 0 | 0 | 0 | 0 | 0 | 0 | 0 | 1 | 10 | 2
PG&E FRESNO | Mc Mullin | 230 | 0 | 0 | 0 | 0 | 0 | 0 | 0 | 0 | 0 | 1 | 10 | 2 |  |  | 0 | 0 | 0 | 100 | 0 | 100 | 0 | 1 | 0 | 1 | 10 | 2
PG&E FRESNO | McCall | 115 | 0 | 0 | 0 | 0 | 0 | 0 | 0 | 0 | 0 | 1 | 10 | 2 |  |  | 0 | 0 | 0 | 0 | 0 | 0 | 0 | 0 | 0 | 1 | 10 | 2
PG&E FRESNO | McCall | 230 | 0 | 0 | 0 | 100 | 0 | 100 | 0 | 1 | 0 | 1 | 10 | 2 |  |  | 0 | 0 | 0 | 313 | 0 | 313 | 0 | 1 | 0 | 1 | 10 | 2
PG&E GBA | Meadow Lane | 115 | 0 | 0 | 0 | 0 | 0 | 0 | 0 | 0 | 0 | 1 | 10 | 2 |  |  | 0 | 0 | 0 | 0 | 0 | 0 | 0 | 0 | 0 | 1 | 10 | 2
PG&E GBA | Melones | 115 | 0 | 0 | 0 | 0 | 0 | 0 | 0 | 0 | 0 | 1 | 10 | 2 |  |  | 0 | 0 | 0 | 0 | 0 | 0 | 0 | 0 | 0 | 1 | 10 | 2
PG&E GBA | Melones | 230 | 0 | 0 | 0 | 0 | 0 | 0 | 0 | 0 | 0 | 1 | 10 | 2 |  |  | 0 | 0 | 0 | 0 | 0 | 0 | 0 | 0 | 0 | 1 | 10 | 2
SDGE | Melrose | 69 | 0 | 0 | 0 | 0 | 0 | 0 | 0 | 0 | 0 | 1 | 10 | 2 |  |  | 0 | 0 | 0 | 0 | 0 | 0 | 0 | 0 | 0 | 1 | 10 | 2
PG&E NGBA | Mendocino | 115 | 0 | 0 | 0 | 0 | 0 | 0 | 0 | 0 | 0 | 1 | 10 | 2 |  |  | 0 | 0 | 0 | 0 | 0 | 0 | 0 | 0 | 0 | 1 | 10 | 2
PG&E NGBA | Mendocino | 60 | 0 | 0 | 0 | 0 | 0 | 0 | 0 | 0 | 0 | 1 | 10 | 2 |  |  | 0 | 0 | 0 | 0 | 0 | 0 | 0 | 0 | 0 | 1 | 10 | 2
PG&E FRESNO | Mendota | 115 | 0 | 0 | 0 | 0 | 0 | 0 | 0 | 0 | 0 | 1 | 10 | 2 |  |  | 0 | 0 | 0 | 0 | 0 | 0 | 0 | 0 | 0 | 1 | 10 | 2
PG&E GBA | Menlo | 60 | 0 | 0 | 0 | 0 | 0 | 0 | 0 | 0 | 0 | 1 | 10 | 2 |  |  | 0 | 0 | 0 | 0 | 0 | 0 | 0 | 0 | 0 | 1 | 10 | 2
PG&E FRESNO | Merced | 115 | 0 | 0 | 0 | 0 | 0 | 0 | 0 | 0 | 0 | 1 | 10 | 2 |  |  | 0 | 0 | 0 | 0 | 0 | 0 | 0 | 0 | 0 | 1 | 10 | 2
EOP | Mercury | 138 | 0 | 0 | 0 | 0 | 0 | 0 | 0 | 0 | 0 | 1 | 10 | 2 |  |  | 0 | 0 | 0 | 0 | 0 | 0 | 0 | 0 | 0 | 1 | 10 | 2
PG&E FRESNO | Mercy Springs | 70 | 0 | 0 | 0 | 0 | 0 | 0 | 0 | 0 | 0 | 1 | 5 | 1 |  |  | 0 | 0 | 0 | 0 | 0 | 0 | 0 | 0 | 0 | 1 | 5 | 1
PG&E NGBA | Meridian | 60 | 0 | 0 | 0 | 0 | 0 | 0 | 0 | 0 | 0 | 1 | 10 | 2 |  |  | 0 | 0 | 0 | 0 | 0 | 0 | 0 | 0 | 0 | 1 | 10 | 2
PG&E KERN | Mesa (PGE) | 115 | 0 | 0 | 0 | 0 | 0 | 0 | 0 | 0 | 0 | 1 | 10 | 2 |  |  | 0 | 0 | 0 | 0 | 0 | 0 | 0 | 0 | 0 | 1 | 10 | 2
PG&E KERN | Mesa (PGE) | 230 | 0 | 0 | 0 | 0 | 0 | 0 | 0 | 0 | 0 | 1 | 10 | 2 |  |  | 0 | 0 | 0 | 0 | 0 | 0 | 0 | 0 | 0 | 1 | 10 | 2
SCE Metro | Mesa (SCE) | 230 | 0 | 0 | 0 | 0 | 0 | 0 | 0 | 0 | 0 | 1 | 10 | 2 |  |  | 0 | 0 | 0 | 0 | 0 | 0 | 0 | 0 | 0 | 1 | 10 | 2
SCE Metro | Mesa (SCE) | 500 | 0 | 0 | 0 | 0 | 0 | 0 | 0 | 0 | 0 | 1 | 10 | 2 |  |  | 0 | 0 | 0 | 0 | 0 | 0 | 0 | 0 | 0 | 1 | 10 | 2
SDGE | Mesa Heights | 69 | 0 | 0 | 0 | 0 | 0 | 0 | 0 | 0 | 0 | 1 | 10 | 2 |  |  | 0 | 0 | 0 | 0 | 0 | 0 | 0 | 0 | 0 | 1 | 10 | 2
PG&E GBA | Metcalf | 115 | 0 | 0 | 0 | 0 | 0 | 0 | 0 | 0 | 0 | 1 | 10 | 2 |  |  | 0 | 0 | 0 | 0 | 0 | 0 | 0 | 0 | 0 | 1 | 10 | 2
PG&E GBA | Metcalf | 230 | 0 | 0 | 0 | 0 | 0 | 0 | 0 | 0 | 0 | 1 | 10 | 2 |  |  | 0 | 0 | 0 | 0 | 0 | 0 | 0 | 0 | 0 | 1 | 10 | 2
PG&E GBA | Metcalf | 500 | 0 | 0 | 0 | 0 | 0 | 0 | 30 | 1 | 0 | 1 | 10 | 2 |  |  | 0 | 0 | 0 | 0 | 0 | 0 | 30 | 1 | 0 | 1 | 10 | 2
PG&E KERN | Midway | 115 | 0 | 0 | 0 | 0 | 0 | 0 | 0 | 0 | 20 | 3 | 15 | 3 |  |  | 0 | 0 | 0 | 0 | 0 | 0 | 0 | 0 | 20 | 3 | 15 | 3
PG&E KERN | Midway | 230 | 0 | 0 | 0 | 0 | 0 | 0 | 0 | 0 | 0 | 1 | 10 | 2 |  |  | 0 | 0 | 0 | 0 | 0 | 0 | 0 | 0 | 0 | 1 | 10 | 2
PG&E KERN | Midway | 500 | 0 | 0 | 0 | 0 | 0 | 0 | 0 | 0 | 0 | 1 | 15 | 3 |  |  | 0 | 0 | 0 | 0 | 0 | 0 | 0 | 0 | 0 | 1 | 15 | 3
SDGE | Miguel | 230 | 0 | 0 | 0 | 0 | 0 | 0 | 0 | 0 | 0 | 1 | 10 | 2 |  |  | 0 | 0 | 0 | 0 | 0 | 0 | 0 | 0 | 0 | 1 | 10 | 2
SDGE | Miguel | 500 | 0 | 0 | 0 | 0 | 0 | 0 | 0 | 0 | 0 | 1 | 10 | 2 |  |  | 0 | 0 | 0 | 0 | 0 | 0 | 0 | 0 | 0 | 1 | 10 | 2
SDGE | Miguel | 69 | 0 | 0 | 0 | 0 | 0 | 0 | 0 | 0 | 0 | 1 | 10 | 2 |  |  | 0 | 0 | 0 | 0 | 0 | 0 | 0 | 0 | 0 | 1 | 10 | 2
PG&E GBA | Millbrae | 115 | 0 | 0 | 0 | 0 | 0 | 0 | 0 | 0 | 0 | 1 | 10 | 2 |  |  | 0 | 0 | 0 | 0 | 0 | 0 | 0 | 0 | 0 | 1 | 10 | 2
PG&E GBA | Miller | 115 | 0 | 0 | 0 | 0 | 0 | 0 | 0 | 0 | 0 | 1 | 10 | 2 |  |  | 0 | 0 | 0 | 0 | 0 | 0 | 0 | 0 | 0 | 1 | 10 | 2
SCE Metro | Mira Loma | 230 | 0 | 0 | 0 | 0 | 0 | 0 | 0 | 0 | 0 | 1 | 10 | 2 |  |  | 0 | 0 | 0 | 0 | 0 | 0 | 0 | 0 | 0 | 1 | 10 | 2
SCE Metro | Mira Loma | 500 | 0 | 0 | 0 | 0 | 0 | 0 | 0 | 0 | 0 | 1 | 10 | 2 |  |  | 0 | 0 | 0 | 0 | 0 | 0 | 0 | 0 | 0 | 1 | 10 | 2
SCE Eastern | Mirage | 115 | 0 | 0 | 0 | 0 | 0 | 0 | 0 | 0 | 0 | 1 | 10 | 2 |  |  | 0 | 0 | 0 | 0 | 0 | 0 | 0 | 0 | 0 | 1 | 10 | 2
SCE Eastern | Mirage | 230 | 0 | 0 | 0 | 0 | 0 | 0 | 0 | 0 | 0 | 1 | 10 | 2 | 10 | 1 | 0 | 0 | 0 | 0 | 0 | 0 | 0 | 0 | 0 | 1 | 10 | 2 | 10 | 1
SDGE | Mission | 138 | 0 | 0 | 0 | 0 | 0 | 0 | 0 | 0 | 0 | 1 | 10 | 2 |  |  | 0 | 0 | 0 | 0 | 0 | 0 | 0 | 0 | 0 | 1 | 10 | 2
SDGE | Mission | 230 | 0 | 0 | 0 | 0 | 0 | 0 | 0 | 0 | 0 | 1 | 10 | 2 |  |  | 0 | 0 | 0 | 0 | 0 | 0 | 0 | 0 | 0 | 1 | 10 | 2
SDGE | Mission | 69 | 0 | 0 | 0 | 0 | 0 | 0 | 0 | 0 | 0 | 1 | 10 | 2 |  |  | 0 | 0 | 0 | 0 | 0 | 0 | 0 | 0 | 0 | 1 | 10 | 2
PG&E GBA | Mi-Wuk | 115 | 0 | 0 | 0 | 0 | 0 | 0 | 0 | 0 | 0 | 1 | 10 | 2 |  |  | 0 | 0 | 0 | 0 | 0 | 0 | 0 | 0 | 0 | 1 | 10 | 2
EOP | Mohave | 500 | 0 | 0 | 0 | 665 | 587 | 1252 | 0 | 1 | 20 | 3 | 10 | 1 |  |  | 0 | 0 | 0 | 1165 | 587 | 1752 | 0 | 1 | 20 | 3 | 10 | 1
PG&E NGBA | Monroe | 115 | 0 | 0 | 0 | 0 | 0 | 0 | 0 | 0 | 0 | 1 | 10 | 2 |  |  | 0 | 0 | 0 | 0 | 0 | 0 | 0 | 0 | 0 | 1 | 10 | 2
SDGE | Monserate | 69 | 0 | 0 | 0 | 0 | 0 | 0 | 0 | 0 | 0 | 1 | 10 | 2 |  |  | 0 | 0 | 0 | 0 | 0 | 0 | 0 | 0 | 0 | 1 | 10 | 2
PG&E GBA | Monta Vista | 115 | 0 | 0 | 0 | 0 | 0 | 0 | 0 | 0 | 0 | 1 | 10 | 2 |  |  | 0 | 0 | 0 | 0 | 0 | 0 | 0 | 0 | 0 | 1 | 10 | 2
PG&E GBA | Monta Vista | 230 | 0 | 0 | 0 | 0 | 0 | 0 | 0 | 0 | 0 | 1 | 10 | 2 |  |  | 0 | 0 | 0 | 0 | 0 | 0 | 0 | 0 | 0 | 1 | 10 | 2
PG&E GBA | Monta Vista | 60 | 0 | 0 | 0 | 0 | 0 | 0 | 0 | 0 | 0 | 1 | 10 | 2 |  |  | 0 | 0 | 0 | 0 | 0 | 0 | 0 | 0 | 0 | 1 | 10 | 2
PG&E NGBA | Monticello | 115 | 0 | 0 | 0 | 0 | 0 | 0 | 0 | 0 | 0 | 1 | 10 | 2 |  |  | 0 | 0 | 0 | 0 | 0 | 0 | 0 | 0 | 0 | 1 | 10 | 2
SCE Northern | Moorpark | 230 | 0 | 0 | 0 | 0 | 0 | 0 | 0 | 0 | 0 | 1 | 10 | 2 |  |  | 0 | 0 | 0 | 0 | 0 | 0 | 0 | 0 | 0 | 1 | 10 | 2
SCE Northern | Moorpark | 66 | 0 | 0 | 0 | 0 | 0 | 0 | 0 | 0 | 0 | 1 | 10 | 2 |  |  | 0 | 0 | 0 | 0 | 0 | 0 | 0 | 0 | 0 | 1 | 10 | 2
PG&E GBA | Moraga | 115 | 0 | 0 | 0 | 0 | 0 | 0 | 0 | 0 | 0 | 1 | 10 | 2 |  |  | 0 | 0 | 0 | 0 | 0 | 0 | 0 | 0 | 0 | 1 | 10 | 2
PG&E GBA | Moraga | 230 | 0 | 0 | 0 | 0 | 0 | 0 | 0 | 0 | 0 | 1 | 10 | 2 |  |  | 0 | 0 | 0 | 0 | 0 | 0 | 0 | 0 | 0 | 1 | 10 | 2
PG&E GBA | Morgan Hill | 115 | 0 | 0 | 0 | 0 | 0 | 0 | 0 | 0 | 0 | 1 | 10 | 2 |  |  | 0 | 0 | 0 | 0 | 0 | 0 | 0 | 0 | 0 | 1 | 10 | 2
PG&E KERN | Morro Bay | 115 | 0 | 0 | 0 | 0 | 90 | 90 | 0 | 1 | 0 | 1 | 10 | 2 |  |  | 0 | 0 | 0 | 0 | 90 | 90 | 0 | 1 | 0 | 1 | 10 | 2
PG&E KERN | Morro Bay | 230 | 0 | 0 | 0 | 0 | 0 | 0 | 0 | 0 | 0 | 1 | 10 | 2 |  |  | 0 | 0 | 0 | 0 | 0 | 0 | 0 | 0 | 0 | 1 | 10 | 2
PG&E KERN | Morro Bay | 500 | 0 | 0 | 0 | 60 | 0 | 60 | 0 | 1 | 0 | 1 | 10 | 2 |  |  | 0 | 0 | 0 | 60 | 0 | 60 | 0 | 1 | 0 | 1 | 10 | 2
PG&E GBA | Moss Landing | 115 | 0 | 0 | 0 | 0 | 0 | 0 | 0 | 0 | 0 | 1 | 10 | 2 |  |  | 0 | 0 | 0 | 0 | 0 | 0 | 0 | 0 | 0 | 1 | 10 | 2
PG&E GBA | Moss Landing | 230 | 0 | 0 | 0 | 0 | 0 | 0 | 0 | 0 | 20 | 3 | 10 | 2 |  |  | 0 | 0 | 0 | 0 | 0 | 0 | 0 | 0 | 20 | 3 | 10 | 2
PG&E GBA | Moss Landing | 500 | 0 | 0 | 0 | 0 | 0 | 0 | 0 | 0 | 0 | 1 | 10 | 2 |  |  | 0 | 0 | 0 | 0 | 0 | 0 | 0 | 0 | 0 | 1 | 10 | 2
EOP | Mountain Pass | 115 | 0 | 0 | 0 | 0 | 0 | 0 | 0 | 0 | 0 | 1 | 10 | 2 |  |  | 0 | 0 | 0 | 0 | 0 | 0 | 0 | 0 | 0 | 1 | 10 | 2
PG&E GBA | Mountain View | 115 | 0 | 0 | 0 | 0 | 0 | 0 | 0 | 0 | 0 | 1 | 10 | 2 |  |  | 0 | 0 | 0 | 0 | 0 | 0 | 0 | 0 | 0 | 1 | 10 | 2
PG&E GBA | Mt Eden | 115 | 0 | 0 | 0 | 0 | 0 | 0 | 0 | 0 | 0 | 1 | 10 | 2 |  |  | 0 | 0 | 0 | 0 | 0 | 0 | 0 | 0 | 0 | 1 | 10 | 2
PG&E KERN | Mt Poso | 115 | 0 | 0 | 0 | 0 | 0 | 0 | 0 | 0 | 0 | 1 | 10 | 2 |  |  | 0 | 0 | 0 | 0 | 0 | 0 | 0 | 0 | 0 | 1 | 10 | 2
SDGE | Murray | 69 | 0 | 0 | 0 | 0 | 0 | 0 | 0 | 0 | 0 | 1 | 10 | 2 |  |  | 0 | 0 | 0 | 0 | 0 | 0 | 0 | 0 | 0 | 1 | 10 | 2
PG&E FRESNO | Mustang | 230 | 0 | 0 | 0 | 0 | 0 | 0 | 0 | 0 | 0 | 1 | 10 | 2 |  |  | 0 | 0 | 0 | 0 | 0 | 0 | 0 | 0 | 0 | 1 | 10 | 2
SCE Northern | Neenach | 66 | 0 | 0 | 0 | 0 | 0 | 0 | 0 | 0 | 0 | 1 | 10 | 2 |  |  | 0 | 0 | 0 | 0 | 0 | 0 | 0 | 0 | 0 | 1 | 10 | 2
PG&E KERN | New Sub - Gates - Midway (Proposed) | 230 | 0 | 0 | 0 | 890 | 480 | 1370 | 0 | 1 | 0 | 1 | 10 | 1 |  |  | 0 | 0 | 0 | 890 | 480 | 1370 | 0 | 1 | 0 | 1 | 10 | 1
PG&E KERN | New Sub - Gates - Templeton (Proposed) | 230 | 0 | 0 | 0 | 0 | 240 | 240 | 0 | 1 | 0 | 1 | 10 | 2 |  |  | 0 | 0 | 0 | 0 | 240 | 240 | 0 | 1 | 0 | 1 | 10 | 2
SCE NOL | New Sub - Kramer - Lugo (Proposed) | 230 | 0 | 0 | 0 | 0 | 0 | 0 | 0 | 0 | 0 | 1 | 10 | 2 |  |  | 0 | 0 | 0 | 0 | 0 | 0 | 0 | 0 | 0 | 1 | 10 | 2
PG&E FRESNO | New Sub - Los Banos - Midway (Proposed) | 500 | 0 | 0 | 0 | 0 | 0 | 0 | 0 | 0 | 0 | 1 | 10 | 2 |  |  | 0 | 0 | 0 | 0 | 0 | 0 | 0 | 0 | 0 | 1 | 10 | 2
SCE NOL | New Sub - Lugo - Pisgah (Proposed) | 230 | 0 | 0 | 0 | 0 | 0 | 0 | 0 | 0 | 15 | 2 | 10 | 2 |  |  | 0 | 0 | 0 | 0 | 0 | 0 | 0 | 0 | 15 | 2 | 10 | 2
PG&E KERN | New Sub - Midway - Wheeler Ridge (Proposed) | 230 | 0 | 0 | 0 | 890 | 475 | 1365 | 0 | 1 | 0 | 1 | 10 | 1 |  |  | 0 | 0 | 0 | 890 | 475 | 1365 | 0 | 1 | 0 | 1 | 10 | 1
PG&E NGBA | New Sub - Near existing Leavitt (PSREC) | 345 | 0 | 0 | 0 | 0 | 0 | 0 | 180 | 1 | 20 | 3 | 10 | 2 |  |  | 110 | 0 | 110 | 0 | 0 | 0 | 180 | 1 | 20 | 3 | 10 | 2
PG&E NGBA | New Sub - Near existing Madeline (NVE) | 345 | 0 | 0 | 0 | 0 | 0 | 0 | 0 | 0 | 20 | 3 | 10 | 2 |  |  | 0 | 0 | 0 | 0 | 0 | 0 | 0 | 0 | 20 | 3 | 10 | 2
SDGE | New Sub - North Gila - IV (Proposed) | 500 | 0 | 0 | 0 | 0 | 0 | 0 | 0 | 0 | 0 | 1 | 10 | 2 |  |  | 0 | 0 | 0 | 0 | 0 | 0 | 0 | 0 | 0 | 1 | 15 | 3
PG&E NGBA | New Sub - Pit 1 - Cottonwood (Proposed) | 230 | 0 | 0 | 0 | 0 | 0 | 0 | 0 | 0 | 15 | 2 | 10 | 2 |  |  | 0 | 0 | 0 | 0 | 0 | 0 | 0 | 0 | 15 | 2 | 10 | 2
PG&E GBA | New Sub - Rancho Seco - Bellota (Proposed) | 230 | 0 | 0 | 0 | 0 | 0 | 0 | 0 | 0 | 0 | 1 | 10 | 2 |  |  | 0 | 0 | 0 | 0 | 0 | 0 | 0 | 0 | 0 | 1 | 10 | 2
SDGE | New Sub - Suncrest - Ocotillo (Proposed) | 500 | 280 | 0 | 280 | 0 | 0 | 0 | 0 | 1 | 20 | 2 | 10 | 2 |  |  | 280 | 0 | 280 | 0 | 0 | 0 | 0 | 1 | 20 | 2 | 10 | 2
PG&E FRESNO | New Sub - Westley - Quinto (Proposed) | 230 | 0 | 0 | 0 | 0 | 0 | 0 | 80 | 1 | 0 | 1 | 10 | 2 |  |  | 0 | 0 | 0 | 175 | 0 | 175 | 80 | 1 | 0 | 1 | 10 | 2
PG&E GBA | Newark | 115 | 0 | 0 | 0 | 0 | 0 | 0 | 0 | 0 | 0 | 1 | 10 | 2 |  |  | 0 | 0 | 0 | 0 | 0 | 0 | 0 | 0 | 0 | 1 | 10 | 2
PG&E GBA | Newark | 230 | 0 | 0 | 0 | 0 | 0 | 0 | 0 | 0 | 0 | 1 | 10 | 2 |  |  | 0 | 0 | 0 | 0 | 0 | 0 | 0 | 0 | 0 | 1 | 10 | 2
PG&E GBA | Newark | 60 | 0 | 0 | 0 | 0 | 0 | 0 | 0 | 0 | 0 | 1 | 10 | 2 |  |  | 0 | 0 | 0 | 0 | 0 | 0 | 0 | 0 | 0 | 1 | 10 | 2
PG&E FRESNO | Newhall | 115 | 0 | 0 | 0 | 0 | 0 | 0 | 0 | 0 | 0 | 1 | 10 | 2 |  |  | 0 | 0 | 0 | 0 | 0 | 0 | 0 | 0 | 0 | 1 | 10 | 2
PG&E KERN | Norco | 115 | 0 | 0 | 0 | 0 | 0 | 0 | 0 | 0 | 15 | 2 | 10 | 2 |  |  | 0 | 0 | 0 | 0 | 0 | 0 | 0 | 0 | 15 | 2 | 10 | 2
PG&E GBA | Nortech | 115 | 0 | 0 | 0 | 0 | 0 | 0 | 0 | 0 | 15 | 2 | 10 | 2 |  |  | 0 | 0 | 0 | 0 | 0 | 0 | 0 | 0 | 15 | 2 | 10 | 2
SDGE | North City Metering | 138 | 0 | 0 | 0 | 0 | 0 | 0 | 0 | 0 | 15 | 2 | 10 | 2 |  |  | 0 | 0 | 0 | 0 | 0 | 0 | 0 | 0 | 15 | 2 | 10 | 2
PG&E GBA | North Dublin | 230 | 0 | 0 | 0 | 0 | 0 | 0 | 0 | 0 | 0 | 1 | 10 | 2 |  |  | 0 | 0 | 0 | 0 | 0 | 0 | 0 | 0 | 0 | 1 | 10 | 2
SDGE | North Gila | 500 | 0 | 0 | 0 | 1520 | 1180 | 2700 | 0 | 1 | 0 | 1 | 10 | 1 |  |  | 0 | 0 | 0 | 1520 | 1410 | 2930 | 0 | 1 | 0 | 1 | 10 | 1
SCE Metro | North of SONGS | 230 | 0 | 0 | 0 | 0 | 0 | 0 | 0 | 0 | 0 | 1 | 10 | 2 |  |  | 0 | 0 | 0 | 0 | 0 | 0 | 0 | 0 | 0 | 1 | 10 | 2
SCE Metro | North of SONGS | 500 | 0 | 0 | 0 | 0 | 0 | 0 | 0 | 0 | 0 | 1 | 10 | 2 |  |  | 0 | 0 | 0 | 0 | 0 | 0 | 0 | 0 | 0 | 1 | 10 | 2
PG&E NGBA | Notre Dame | 115 | 0 | 0 | 0 | 0 | 0 | 0 | 0 | 0 | 0 | 1 | 10 | 2 |  |  | 0 | 0 | 0 | 0 | 0 | 0 | 0 | 0 | 0 | 1 | 10 | 2
PG&E GBA | Oakland C | 115 | 0 | 0 | 0 | 0 | 40 | 40 | 0 | 1 | 0 | 1 | 10 | 2 |  |  | 0 | 0 | 0 | 0 | 40 | 40 | 0 | 1 | 0 | 1 | 10 | 2
PG&E GBA | Oakland J | 115 | 0 | 0 | 0 | 0 | 50 | 50 | 0 | 1 | 10 | 1 | 10 | 2 |  |  | 0 | 0 | 0 | 0 | 50 | 50 | 0 | 1 | 10 | 1 | 10 | 2
PG&E GBA | Oakland L | 115 | 0 | 0 | 0 | 0 | 0 | 0 | 0 | 0 | 0 | 1 | 10 | 2 |  |  | 0 | 0 | 0 | 0 | 0 | 0 | 0 | 0 | 0 | 1 | 10 | 2
PG&E GBA | Oakland X | 115 | 0 | 0 | 0 | 0 | 70 | 70 | 0 | 1 | 0 | 1 | 10 | 2 |  |  | 0 | 0 | 0 | 0 | 70 | 70 | 0 | 1 | 0 | 1 | 10 | 2
SDGE | Ocean Ranch | 69 | 0 | 0 | 0 | 0 | 0 | 0 | 0 | 0 | 0 | 1 | 10 | 2 |  |  | 0 | 0 | 0 | 0 | 0 | 0 | 0 | 0 | 0 | 1 | 10 | 2
PG&E KERN | Oceano | 115 | 0 | 0 | 0 | 0 | 100 | 100 | 0 | 1 | 0 | 1 | 10 | 2 |  |  | 0 | 0 | 0 | 0 | 100 | 100 | 0 | 1 | 0 | 1 | 10 | 2
SDGE | Ocotillo Express | 500 | 130 | 0 | 130 | 0 | 0 | 0 | 0 | 1 | 0 | 1 | 10 | 2 |  |  | 130 | 0 | 130 | 0 | 0 | 0 | 0 | 1 | 0 | 1 | 10 | 2
PG&E KERN | Old River | 70 | 0 | 0 | 0 | 0 | 0 | 0 | 0 | 0 | 0 | 1 | 10 | 2 |  |  | 0 | 0 | 0 | 0 | 0 | 0 | 0 | 0 | 0 | 1 | 10 | 2
SDGE | Old Town | 230 | 0 | 0 | 0 | 0 | 0 | 0 | 0 | 0 | 0 | 1 | 10 | 2 |  |  | 0 | 0 | 0 | 0 | 0 | 0 | 0 | 0 | 0 | 1 | 10 | 2
SCE Metro | Olinda | 230 | 0 | 0 | 0 | 0 | 0 | 0 | 0 | 0 | 0 | 1 | 10 | 2 |  |  | 0 | 0 | 0 | 0 | 0 | 0 | 0 | 0 | 0 | 1 | 10 | 2
PG&E FRESNO | Olive | 115 | 0 | 0 | 0 | 0 | 0 | 0 | 0 | 0 | 0 | 1 | 5 | 1 |  |  | 0 | 0 | 0 | 0 | 0 | 0 | 0 | 0 | 0 | 1 | 5 | 1
PG&E NGBA | Olivehurst | 115 | 0 | 0 | 0 | 0 | 0 | 0 | 0 | 0 | 0 | 1 | 10 | 2 |  |  | 0 | 0 | 0 | 0 | 0 | 0 | 0 | 0 | 0 | 1 | 10 | 2
PG&E NGBA | Oregon Trail | 60 | 0 | 0 | 0 | 0 | 0 | 0 | 0 | 0 | 0 | 1 | 10 | 2 |  |  | 0 | 0 | 0 | 0 | 0 | 0 | 0 | 0 | 0 | 1 | 10 | 2
SCE Northern | Ormond Beach | 230 | 0 | 0 | 0 | 0 | 0 | 0 | 0 | 0 | 0 | 1 | 10 | 2 |  |  | 0 | 0 | 0 | 0 | 0 | 0 | 0 | 0 | 0 | 1 | 10 | 2
PG&E FRESNO | Oro Loma | 115 | 0 | 0 | 0 | 110 | 0 | 110 | 20 | 1 | 0 | 1 | 10 | 2 |  |  | 0 | 0 | 0 | 110 | 0 | 110 | 20 | 1 | 0 | 1 | 10 | 2
PG&E FRESNO | Oro Loma | 70 | 0 | 0 | 0 | 0 | 0 | 0 | 0 | 0 | 0 | 1 | 10 | 2 |  |  | 0 | 0 | 0 | 0 | 0 | 0 | 0 | 0 | 0 | 1 | 10 | 2
PG&E FRESNO | Orosi | 70 | 0 | 0 | 0 | 0 | 0 | 0 | 0 | 0 | 0 | 1 | 10 | 2 |  |  | 0 | 0 | 0 | 0 | 0 | 0 | 0 | 0 | 0 | 1 | 10 | 2
SDGE | Otay | 69 | 0 | 0 | 0 | 0 | 0 | 0 | 0 | 0 | 0 | 1 | 10 | 2 |  |  | 0 | 0 | 0 | 0 | 0 | 0 | 0 | 0 | 0 | 1 | 10 | 2
SDGE | Otay Mesa | 230 | 0 | 0 | 0 | 0 | 0 | 0 | 0 | 0 | 0 | 1 | 10 | 2 |  |  | 0 | 0 | 0 | 0 | 0 | 0 | 0 | 0 | 0 | 1 | 10 | 2
PG&E FRESNO | Padre Flats SW STA | 230 | 0 | 0 | 0 | 370 | 0 | 370 | 50 | 1 | 0 | 1 | 10 | 2 |  |  | 0 | 0 | 0 | 370 | 0 | 370 | 50 | 1 | 0 | 1 | 10 | 2
EOP | Pahrump | 138 | 0 | 0 | 0 | 0 | 0 | 0 | 0 | 0 | 0 | 1 | 10 | 2 |  |  | 0 | 0 | 0 | 0 | 0 | 0 | 0 | 0 | 0 | 1 | 10 | 2
EOP | Pahrump | 230 | 0 | 0 | 0 | 0 | 0 | 0 | 0 | 0 | 0 | 1 | 10 | 2 |  |  | 0 | 0 | 0 | 0 | 0 | 0 | 0 | 0 | 0 | 1 | 10 | 2
SDGE | Pala | 69 | 0 | 0 | 0 | 0 | 0 | 0 | 0 | 0 | 0 | 1 | 10 | 2 |  |  | 0 | 0 | 0 | 0 | 0 | 0 | 0 | 0 | 0 | 1 | 10 | 2
PG&E NGBA | Palermo | 115 | 0 | 0 | 0 | 0 | 0 | 0 | 0 | 0 | 0 | 1 | 10 | 2 |  |  | 0 | 0 | 0 | 0 | 0 | 0 | 0 | 0 | 0 | 1 | 10 | 2
PG&E NGBA | Palermo | 230 | 0 | 0 | 0 | 0 | 0 | 0 | 0 | 0 | 0 | 1 | 10 | 2 |  |  | 0 | 0 | 0 | 0 | 0 | 0 | 0 | 0 | 0 | 1 | 10 | 2
SCE Eastern | Palo Verde | 500 | 0 | 0 | 0 | 0 | 0 | 0 | 0 | 0 | 0 | 1 | 10 | 2 |  |  | 3000 | 0 | 3000 | 0 | 0 | 0 | 0 | 1 | 0 | 2 | 10 | 2
SDGE | Palomar Energy | 230 | 0 | 0 | 0 | 0 | 0 | 0 | 0 | 0 | 0 | 1 | 10 | 2 |  |  | 0 | 0 | 0 | 0 | 0 | 0 | 0 | 0 | 0 | 1 | 10 | 2
PG&E KERN | Panama | 70 | 0 | 0 | 0 | 0 | 0 | 0 | 0 | 0 | 0 | 1 | 10 | 2 |  |  | 0 | 0 | 0 | 0 | 0 | 0 | 0 | 0 | 0 | 1 | 10 | 2
PG&E FRESNO | Panoche | 115 | 0 | 0 | 0 | 40 | 0 | 40 | 0 | 1 | 0 | 1 | 10 | 2 |  |  | 0 | 0 | 0 | 130 | 0 | 130 | 0 | 1 | 0 | 1 | 10 | 2
PG&E FRESNO | Panoche | 230 | 0 | 0 | 0 | 0 | 0 | 0 | 0 | 0 | 0 | 1 | 10 | 2 |  |  | 0 | 0 | 0 | 0 | 0 | 0 | 0 | 0 | 0 | 1 | 15 | 3
SCE Northern | Pardee | 230 | 0 | 0 | 0 | 192 | 0 | 192 | 0 | 1 | 0 | 1 | 10 | 2 |  |  | 0 | 0 | 0 | 192 | 0 | 192 | 0 | 1 | 0 | 1 | 10 | 2
PG&E NGBA | Parkway | 230 | 0 | 0 | 0 | 0 | 0 | 0 | 0 | 0 | 0 | 1 | 10 | 2 |  |  | 0 | 0 | 0 | 0 | 0 | 0 | 0 | 0 | 0 | 1 | 10 | 2
SCE Northern | Pastoria | 230 | 0 | 0 | 0 | 0 | 0 | 0 | 0 | 0 | 0 | 1 | 10 | 2 |  |  | 0 | 0 | 0 | 0 | 0 | 0 | 0 | 0 | 0 | 1 | 10 | 2
SCE Metro | Pauda | 230 | 0 | 0 | 0 | 0 | 0 | 0 | 0 | 0 | 0 | 1 | 10 | 2 |  |  | 0 | 0 | 0 | 0 | 0 | 0 | 0 | 0 | 0 | 1 | 10 | 2
PG&E GBA | Paul Sweet | 115 | 0 | 0 | 0 | 0 | 0 | 0 | 0 | 0 | 0 | 1 | 10 | 2 |  |  | 0 | 0 | 0 | 0 | 0 | 0 | 0 | 0 | 0 | 1 | 10 | 2
PG&E NGBA | Peabody | 230 | 0 | 0 | 0 | 0 | 0 | 0 | 0 | 0 | 0 | 1 | 10 | 2 |  |  | 0 | 0 | 0 | 0 | 0 | 0 | 0 | 0 | 0 | 1 | 10 | 2
PG&E NGBA | Pease | 115 | 0 | 0 | 0 | 0 | 0 | 0 | 0 | 0 | 0 | 1 | 10 | 2 |  |  | 0 | 0 | 0 | 0 | 0 | 0 | 0 | 0 | 0 | 1 | 10 | 2
PG&E NGBA | Pease | 60 | 0 | 0 | 0 | 0 | 0 | 0 | 0 | 0 | 0 | 1 | 10 | 2 |  |  | 0 | 0 | 0 | 0 | 0 | 0 | 0 | 0 | 0 | 1 | 10 | 2
SDGE | Penasquitos | 138 | 0 | 0 | 0 | 0 | 0 | 0 | 0 | 0 | 10 | 1 | 10 | 2 |  |  | 0 | 0 | 0 | 0 | 0 | 0 | 0 | 0 | 10 | 1 | 10 | 2
SDGE | Penasquitos | 230 | 0 | 0 | 0 | 0 | 0 | 0 | 0 | 0 | 0 | 1 | 10 | 2 |  |  | 0 | 0 | 0 | 0 | 0 | 0 | 0 | 0 | 0 | 1 | 10 | 2
SDGE | Penasquitos | 69 | 0 | 0 | 0 | 0 | 0 | 0 | 0 | 0 | 30 | 4 | 10 | 2 |  |  | 0 | 0 | 0 | 0 | 0 | 0 | 0 | 0 | 30 | 4 | 10 | 2
SDGE | Pendleton | 69 | 0 | 0 | 0 | 0 | 0 | 0 | 0 | 0 | 0 | 1 | 10 | 2 |  |  | 0 | 0 | 0 | 0 | 0 | 0 | 0 | 0 | 0 | 1 | 10 | 2
PG&E NGBA | Penngrove | 115 | 0 | 0 | 0 | 0 | 0 | 0 | 0 | 0 | 0 | 1 | 10 | 2 |  |  | 0 | 0 | 0 | 0 | 0 | 0 | 0 | 0 | 0 | 1 | 10 | 2
PG&E GBA | Peoria | 115 | 0 | 0 | 0 | 0 | 0 | 0 | 0 | 0 | 15 | 2 | 10 | 2 |  |  | 0 | 0 | 0 | 0 | 0 | 0 | 0 | 0 | 15 | 2 | 10 | 2
PG&E GBA | Piercy | 115 | 0 | 0 | 0 | 0 | 0 | 0 | 0 | 0 | 0 | 1 | 10 | 2 |  |  | 0 | 0 | 0 | 0 | 0 | 0 | 0 | 0 | 0 | 1 | 10 | 2
PG&E FRESNO | Pine Flat | 230 | 0 | 0 | 0 | 0 | 0 | 0 | 0 | 0 | 0 | 1 | 10 | 2 |  |  | 0 | 0 | 0 | 225 | 0 | 225 | 0 | 1 | 0 | 1 | 10 | 2
SCE NOL | Pisgah | 230 | 0 | 0 | 0 | 0 | 0 | 0 | 0 | 0 | 0 | 1 | 10 | 2 |  |  | 0 | 0 | 0 | 0 | 0 | 0 | 0 | 0 | 0 | 1 | 15 | 3
PG&E NGBA | Pit 1 | 230 | 0 | 0 | 0 | 0 | 0 | 0 | 0 | 0 | 0 | 1 | 10 | 2 |  |  | 0 | 0 | 0 | 0 | 0 | 0 | 0 | 0 | 0 | 1 | 10 | 2
PG&E NGBA | Pit 1 | 60 | 0 | 0 | 0 | 0 | 0 | 0 | 0 | 0 | 0 | 1 | 10 | 2 |  |  | 0 | 0 | 0 | 0 | 0 | 0 | 0 | 0 | 0 | 1 | 10 | 2
PG&E NGBA | Pit 3 | 230 | 0 | 0 | 0 | 0 | 0 | 0 | 0 | 0 | 0 | 1 | 10 | 2 |  |  | 0 | 0 | 0 | 0 | 0 | 0 | 0 | 0 | 0 | 1 | 10 | 2
PG&E NGBA | Pit 4 | 230 | 0 | 0 | 0 | 0 | 0 | 0 | 0 | 0 | 0 | 1 | 10 | 2 |  |  | 0 | 0 | 0 | 0 | 0 | 0 | 0 | 0 | 0 | 1 | 10 | 2
PG&E GBA | Pittsburg | 115 | 0 | 0 | 0 | 0 | 0 | 0 | 0 | 0 | 0 | 1 | 10 | 2 |  |  | 0 | 0 | 0 | 0 | 0 | 0 | 0 | 0 | 0 | 1 | 10 | 2
PG&E GBA | Pittsburg | 230 | 0 | 0 | 0 | 0 | 0 | 0 | 0 | 0 | 0 | 1 | 10 | 2 |  |  | 0 | 0 | 0 | 0 | 0 | 0 | 0 | 0 | 0 | 1 | 10 | 2
PG&E NGBA | Pleasant Grove | 115 | 0 | 0 | 0 | 0 | 0 | 0 | 0 | 0 | 0 | 1 | 10 | 2 |  |  | 0 | 0 | 0 | 0 | 0 | 0 | 0 | 0 | 0 | 1 | 10 | 2
PG&E NGBA | POE | 230 | 0 | 0 | 0 | 0 | 0 | 0 | 0 | 0 | 0 | 1 | 10 | 2 |  |  | 0 | 0 | 0 | 0 | 0 | 0 | 0 | 0 | 0 | 1 | 10 | 2
SDGE | Point Loma | 69 | 0 | 0 | 0 | 0 | 0 | 0 | 0 | 0 | 0 | 1 | 10 | 2 |  |  | 0 | 0 | 0 | 0 | 0 | 0 | 0 | 0 | 0 | 1 | 10 | 2
SDGE | Pomerado | 69 | 0 | 0 | 0 | 0 | 0 | 0 | 0 | 0 | 0 | 1 | 10 | 2 |  |  | 0 | 0 | 0 | 0 | 0 | 0 | 0 | 0 | 0 | 1 | 10 | 2
PG&E KERN | Poso Mountain | 115 | 0 | 0 | 0 | 100 | 150 | 250 | 0 | 1 | 0 | 1 | 10 | 2 |  |  | 0 | 0 | 0 | 100 | 150 | 250 | 0 | 1 | 0 | 1 | 10 | 2
EOP | Primm | 230 | 0 | 0 | 0 | 0 | 0 | 0 | 0 | 0 | 0 | 1 | 10 | 2 |  |  | 0 | 0 | 0 | 0 | 0 | 0 | 0 | 0 | 0 | 1 | 10 | 2
PG&E NGBA | Putah Creek | 115 | 0 | 0 | 0 | 0 | 0 | 0 | 0 | 0 | 0 | 1 | 5 | 1 |  |  | 0 | 0 | 0 | 0 | 0 | 0 | 0 | 0 | 0 | 1 | 5 | 1
SDGE | Q1806 | 138 | 0 | 0 | 0 | 0 | 0 | 0 | 0 | 0 | 0 | 1 | 10 | 2 |  |  | 0 | 0 | 0 | 0 | 0 | 0 | 0 | 0 | 0 | 1 | 10 | 2
PG&E FRESNO | Quinto | 230 | 0 | 0 | 0 | 370 | 0 | 370 | 30 | 1 | 0 | 1 | 10 | 2 |  |  | 0 | 0 | 0 | 370 | 0 | 370 | 30 | 1 | 0 | 1 | 10 | 2
PG&E GBA | Race Track | 115 | 20 | 0 | 20 | 0 | 0 | 0 | 0 | 1 | 0 | 1 | 10 | 2 |  |  | 20 | 0 | 20 | 0 | 0 | 0 | 0 | 1 | 0 | 1 | 10 | 2
SDGE | Rancho Mission Viejo | 138 | 0 | 0 | 0 | 0 | 0 | 0 | 0 | 0 | 0 | 1 | 10 | 2 |  |  | 0 | 0 | 0 | 0 | 0 | 0 | 0 | 0 | 0 | 1 | 10 | 2
PG&E GBA | Rancho Seco | 230 | 0 | 0 | 0 | 0 | 0 | 0 | 0 | 0 | 0 | 1 | 10 | 2 |  |  | 0 | 0 | 0 | 0 | 0 | 0 | 0 | 0 | 0 | 1 | 10 | 2
SCE Metro | Rancho Vista | 230 | 0 | 0 | 0 | 0 | 0 | 0 | 0 | 0 | 0 | 1 | 10 | 2 |  |  | 0 | 0 | 0 | 0 | 0 | 0 | 0 | 0 | 0 | 1 | 10 | 2
SCE Metro | Rancho Vista | 500 | 0 | 0 | 0 | 0 | 0 | 0 | 0 | 0 | 0 | 1 | 10 | 2 |  |  | 0 | 0 | 0 | 0 | 0 | 0 | 0 | 0 | 0 | 1 | 10 | 2
SCE NOL | Ransburg | 115 | 0 | 0 | 0 | 0 | 0 | 0 | 0 | 0 | 0 | 1 | 10 | 2 |  |  | 0 | 0 | 0 | 0 | 0 | 0 | 0 | 0 | 0 | 1 | 10 | 2
PG&E GBA | Ravenswood | 115 | 0 | 0 | 0 | 0 | 0 | 0 | 0 | 0 | 0 | 1 | 10 | 2 |  |  | 0 | 0 | 0 | 0 | 0 | 0 | 0 | 0 | 0 | 1 | 10 | 2
PG&E GBA | Ravenswood | 230 | 0 | 0 | 0 | 50 | 100 | 150 | 0 | 1 | 0 | 1 | 10 | 2 |  |  | 0 | 0 | 0 | 50 | 100 | 150 | 0 | 1 | 0 | 1 | 10 | 2
SCE Northern | Rector | 230 | 0 | 0 | 0 | 170 | 0 | 170 | 0 | 1 | 0 | 1 | 10 | 2 |  |  | 0 | 0 | 0 | 170 | 0 | 170 | 0 | 1 | 0 | 1 | 10 | 2
SCE Eastern | Red Bluff | 230 | 0 | 0 | 0 | 0 | 0 | 0 | 0 | 0 | 0 | 1 | 15 | 3 |  |  | 0 | 0 | 0 | 0 | 0 | 0 | 0 | 0 | 0 | 1 | 15 | 3
SCE Eastern | Red Bluff | 500 | 0 | 0 | 0 | 0 | 0 | 0 | 0 | 0 | 0 | 1 | 15 | 3 |  |  | 0 | 0 | 0 | 0 | 0 | 0 | 0 | 0 | 0 | 1 | 15 | 3
PG&E NGBA | Redbud | 115 | 0 | 0 | 0 | 0 | 0 | 0 | 0 | 0 | 0 | 1 | 10 | 2 |  |  | 0 | 0 | 0 | 0 | 0 | 0 | 0 | 0 | 0 | 1 | 10 | 2
SCE Metro | Redondo | 230 | 0 | 0 | 0 | 0 | 0 | 0 | 0 | 0 | 0 | 1 | 10 | 2 |  |  | 0 | 0 | 0 | 0 | 0 | 0 | 0 | 0 | 0 | 1 | 10 | 2
PG&E FRESNO | Reedley | 115 | 0 | 0 | 0 | 0 | 0 | 0 | 0 | 0 | 0 | 1 | 10 | 2 |  |  | 0 | 0 | 0 | 0 | 0 | 0 | 0 | 0 | 0 | 1 | 10 | 2
PG&E KERN | Renfro | 115 | 0 | 0 | 0 | 100 | 0 | 100 | 0 | 1 | 0 | 1 | 10 | 2 |  |  | 0 | 0 | 0 | 100 | 0 | 100 | 0 | 1 | 0 | 1 | 10 | 2
PG&E GBA | Richmond R | 115 | 0 | 0 | 0 | 0 | 0 | 0 | 0 | 0 | 0 | 1 | 10 | 2 |  |  | 0 | 0 | 0 | 0 | 0 | 0 | 0 | 0 | 0 | 1 | 10 | 2
PG&E NGBA | Rincon | 115 | 0 | 0 | 0 | 0 | 0 | 0 | 0 | 0 | 0 | 1 | 10 | 2 |  |  | 0 | 0 | 0 | 0 | 0 | 0 | 0 | 0 | 0 | 1 | 10 | 2
PG&E KERN | Rio Bravo | 115 | 0 | 0 | 0 | 100 | 0 | 100 | 0 | 1 | 0 | 1 | 10 | 2 |  |  | 0 | 0 | 0 | 100 | 0 | 100 | 0 | 1 | 0 | 1 | 10 | 2
SCE Metro | Rio Hondo | 230 | 0 | 0 | 0 | 0 | 0 | 0 | 0 | 0 | 0 | 1 | 10 | 2 |  |  | 0 | 0 | 0 | 0 | 0 | 0 | 0 | 0 | 0 | 1 | 10 | 2
PG&E NGBA | Rio Oso | 115 | 0 | 0 | 0 | 0 | 0 | 0 | 0 | 0 | 0 | 1 | 10 | 2 |  |  | 0 | 0 | 0 | 0 | 0 | 0 | 0 | 0 | 0 | 1 | 10 | 2
PG&E NGBA | Rio Oso | 230 | 0 | 0 | 0 | 0 | 0 | 0 | 0 | 0 | 0 | 1 | 10 | 2 |  |  | 0 | 0 | 0 | 0 | 0 | 0 | 0 | 0 | 0 | 1 | 10 | 2
PG&E GBA | Ripon | 115 | 0 | 0 | 0 | 0 | 0 | 0 | 0 | 0 | 0 | 1 | 10 | 2 |  |  | 0 | 0 | 0 | 0 | 0 | 0 | 0 | 0 | 0 | 1 | 10 | 2
PG&E GBA | Riverbank | 115 | 0 | 0 | 0 | 0 | 0 | 0 | 0 | 0 | 0 | 1 | 10 | 2 |  |  | 0 | 0 | 0 | 0 | 0 | 0 | 0 | 0 | 0 | 1 | 10 | 2
SCE NOL | Roadway | 115 | 0 | 0 | 0 | 0 | 0 | 0 | 0 | 0 | 0 | 1 | 10 | 2 |  |  | 0 | 0 | 0 | 0 | 0 | 0 | 0 | 0 | 0 | 1 | 10 | 2
PG&E NGBA | Rock Creek 1 | 230 | 0 | 0 | 0 | 0 | 397.5 | 397.5 | 0 | 1 | 0 | 1 | 10 | 2 |  |  | 0 | 0 | 0 | 0 | 397.5 | 397.5 | 0 | 1 | 0 | 1 | 10 | 2
SCE Northern | Rosamond | 66 | 0 | 0 | 0 | 0 | 0 | 0 | 0 | 0 | 0 | 1 | 10 | 2 |  |  | 0 | 0 | 0 | 0 | 0 | 0 | 0 | 0 | 0 | 1 | 10 | 2
PG&E GBA | Rossmoor | 230 | 0 | 0 | 0 | 0 | 0 | 0 | 0 | 0 | 0 | 1 | 10 | 2 |  |  | 0 | 0 | 0 | 0 | 0 | 0 | 0 | 0 | 0 | 1 | 10 | 2
PG&E NGBA | Round Mountain | 230 | 0 | 0 | 0 | 0 | 0 | 0 | 80 | 1 | 10 | 1 | 10 | 2 |  |  | 150 | 0 | 150 | 0 | 0 | 0 | 80 | 1 | 10 | 1 | 10 | 2
PG&E NGBA | Round Mountain | 500 | 0 | 0 | 0 | 0 | 0 | 0 | 0 | 0 | 0 | 1 | 10 | 2 |  |  | 0 | 0 | 0 | 0 | 0 | 0 | 0 | 0 | 0 | 1 | 10 | 2
PG&E GBA | Salado | 115 | 0 | 0 | 0 | 0 | 0 | 0 | 0 | 0 | 0 | 1 | 10 | 2 |  |  | 0 | 0 | 0 | 0 | 0 | 0 | 0 | 0 | 0 | 1 | 10 | 2
PG&E GBA | Salado | 60 | 0 | 0 | 0 | 0 | 0 | 0 | 0 | 0 | 0 | 1 | 10 | 2 |  |  | 0 | 0 | 0 | 0 | 0 | 0 | 0 | 0 | 0 | 1 | 10 | 2
PG&E GBA | Salinas | 115 | 60 | 0 | 60 | 0 | 0 | 0 | 0 | 1 | 0 | 1 | 10 | 2 |  |  | 60 | 0 | 60 | 0 | 0 | 0 | 0 | 1 | 0 | 1 | 10 | 2
SDGE | Salt Creek | 69 | 0 | 0 | 0 | 0 | 0 | 0 | 0 | 0 | 0 | 1 | 10 | 2 |  |  | 0 | 0 | 0 | 0 | 0 | 0 | 0 | 0 | 0 | 1 | 10 | 2
SCE Eastern | San Bernardino | 230 | 0 | 0 | 0 | 0 | 0 | 0 | 0 | 0 | 0 | 1 | 10 | 2 |  |  | 0 | 0 | 0 | 0 | 0 | 0 | 0 | 0 | 0 | 1 | 10 | 2
PG&E GBA | SAN FRAN A (POTRERO PP) | 115 | 0 | 0 | 0 | 100 | 0 | 100 | 0 | 1 | 0 | 1 | 10 | 2 |  |  | 0 | 0 | 0 | 100 | 0 | 100 | 0 | 1 | 0 | 1 | 10 | 2
PG&E GBA | SAN FRAN A (POTRERO PP) | 230 | 0 | 0 | 0 | 0 | 0 | 0 | 0 | 0 | 0 | 1 | 10 | 2 |  |  | 0 | 0 | 0 | 60 | 0 | 60 | 0 | 1 | 0 | 1 | 10 | 2
PG&E GBA | San Jose A | 115 | 0 | 0 | 0 | 0 | 0 | 0 | 0 | 0 | 0 | 1 | 10 | 2 |  |  | 0 | 0 | 0 | 0 | 0 | 0 | 0 | 0 | 0 | 1 | 10 | 2
PG&E GBA | San Jose B | 115 | 0 | 0 | 0 | 0 | 0 | 0 | 0 | 0 | 0 | 1 | 10 | 2 |  |  | 0 | 0 | 0 | 0 | 0 | 0 | 0 | 0 | 0 | 1 | 10 | 2
PG&E GBA | San Leandro U | 115 | 0 | 0 | 0 | 70 | 0 | 70 | 0 | 1 | 0 | 1 | 10 | 2 |  |  | 0 | 0 | 0 | 70 | 0 | 70 | 0 | 1 | 0 | 1 | 10 | 2
PG&E KERN | San Luis Obispo | 115 | 0 | 0 | 0 | 0 | 0 | 0 | 0 | 0 | 0 | 1 | 10 | 2 |  |  | 0 | 0 | 0 | 0 | 0 | 0 | 0 | 0 | 0 | 1 | 10 | 2
PG&E KERN | San Luis Obispo | 70 | 0 | 0 | 0 | 0 | 0 | 0 | 0 | 0 | 0 | 1 | 10 | 2 |  |  | 0 | 0 | 0 | 0 | 0 | 0 | 0 | 0 | 0 | 1 | 10 | 2
SDGE | San Luis Rey | 230 | 0 | 0 | 0 | 0 | 0 | 0 | 0 | 0 | 0 | 1 | 10 | 2 |  |  | 0 | 0 | 0 | 0 | 0 | 0 | 0 | 0 | 0 | 1 | 10 | 2
SDGE | San Luis Rey | 69 | 0 | 0 | 0 | 0 | 0 | 0 | 0 | 0 | 0 | 1 | 10 | 2 |  |  | 0 | 0 | 0 | 0 | 0 | 0 | 0 | 0 | 0 | 1 | 10 | 2
SDGE | San Marcos | 69 | 0 | 0 | 0 | 0 | 0 | 0 | 0 | 0 | 0 | 1 | 10 | 2 |  |  | 0 | 0 | 0 | 0 | 0 | 0 | 0 | 0 | 0 | 1 | 10 | 2
SCE Metro | San Onofre | 230 | 0 | 0 | 0 | 0 | 0 | 0 | 0 | 0 | 0 | 1 | 10 | 2 |  |  | 0 | 0 | 0 | 0 | 0 | 0 | 0 | 0 | 0 | 1 | 10 | 2
PG&E GBA | San Pablo | 115 | 0 | 0 | 0 | 0 | 40 | 40 | 0 | 1 | 0 | 1 | 10 | 2 |  |  | 0 | 0 | 0 | 0 | 40 | 40 | 0 | 1 | 0 | 1 | 10 | 2
PG&E GBA | San Ramon | 230 | 0 | 0 | 0 | 0 | 0 | 0 | 0 | 0 | 0 | 1 | 10 | 2 |  |  | 0 | 0 | 0 | 0 | 0 | 0 | 0 | 0 | 0 | 1 | 10 | 2
SDGE | San Ysidro | 69 | 0 | 0 | 0 | 0 | 0 | 0 | 0 | 0 | 0 | 1 | 10 | 2 |  |  | 0 | 0 | 0 | 0 | 0 | 0 | 0 | 0 | 0 | 1 | 10 | 2
SCE NOL | Sandlot | 230 | 0 | 0 | 0 | 0 | 0 | 0 | 0 | 0 | 0 | 1 | 10 | 2 |  |  | 0 | 0 | 0 | 0 | 0 | 0 | 0 | 0 | 0 | 1 | 10 | 2
EOP | Sandy | 138 | 0 | 0 | 0 | 0 | 0 | 0 | 0 | 0 | 0 | 1 | 10 | 2 |  |  | 0 | 0 | 0 | 0 | 0 | 0 | 0 | 0 | 0 | 1 | 10 | 2
PG&E FRESNO | Sanger | 115 | 0 | 0 | 0 | 0 | 0 | 0 | 0 | 0 | 0 | 1 | 10 | 2 |  |  | 0 | 0 | 0 | 0 | 0 | 0 | 0 | 0 | 0 | 1 | 10 | 2
SCE Northern | Santa Clara | 230 | 0 | 0 | 0 | 0 | 0 | 0 | 0 | 0 | 0 | 1 | 10 | 2 |  |  | 0 | 0 | 0 | 0 | 0 | 0 | 0 | 0 | 0 | 1 | 10 | 2
PG&E NGBA | Santa Rosa A | 115 | 0 | 0 | 0 | 0 | 0 | 0 | 0 | 0 | 0 | 1 | 10 | 2 |  |  | 0 | 0 | 0 | 0 | 0 | 0 | 0 | 0 | 0 | 1 | 10 | 2
PG&E GBA | Santa Teresa | 115 | 0 | 0 | 0 | 0 | 0 | 0 | 0 | 0 | 0 | 1 | 10 | 2 |  |  | 0 | 0 | 0 | 0 | 0 | 0 | 0 | 0 | 0 | 1 | 10 | 2
SDGE | Santee | 138 | 0 | 0 | 0 | 0 | 0 | 0 | 0 | 0 | 0 | 1 | 10 | 2 |  |  | 0 | 0 | 0 | 0 | 0 | 0 | 0 | 0 | 0 | 1 | 10 | 2
SCE Metro | Santiago | 230 | 0 | 0 | 0 | 0 | 0 | 0 | 0 | 0 | 0 | 1 | 10 | 2 |  |  | 0 | 0 | 0 | 0 | 0 | 0 | 0 | 0 | 0 | 1 | 10 | 2
PG&E GBA | Saratoga | 230 | 0 | 0 | 0 | 0 | 0 | 0 | 0 | 0 | 0 | 1 | 10 | 2 |  |  | 0 | 0 | 0 | 0 | 0 | 0 | 0 | 0 | 0 | 1 | 10 | 2
SCE Northern | Saugus | 230 | 0 | 0 | 0 | 0 | 0 | 0 | 0 | 0 | 0 | 1 | 10 | 2 |  |  | 0 | 0 | 0 | 0 | 0 | 0 | 0 | 0 | 0 | 1 | 10 | 2
PG&E FRESNO | Schindler | 115 | 0 | 0 | 0 | 110 | 0 | 110 | 0 | 1 | 0 | 1 | 10 | 2 |  |  | 0 | 0 | 0 | 110 | 0 | 110 | 0 | 1 | 0 | 1 | 10 | 2
PG&E FRESNO | Schindler | 70 | 0 | 0 | 0 | 0 | 0 | 0 | 0 | 0 | 0 | 1 | 10 | 2 |  |  | 0 | 0 | 0 | 0 | 0 | 0 | 0 | 0 | 0 | 1 | 10 | 2
PG&E GBA | Schulte | 115 | 0 | 0 | 0 | 40 | 0 | 40 | 0 | 1 | 0 | 1 | 10 | 2 |  |  | 0 | 0 | 0 | 40 | 0 | 40 | 0 | 1 | 0 | 1 | 10 | 2
SDGE | Scripps | 69 | 0 | 0 | 0 | 0 | 0 | 0 | 0 | 0 | 0 | 1 | 10 | 2 |  |  | 0 | 0 | 0 | 0 | 0 | 0 | 0 | 0 | 0 | 1 | 10 | 2
PG&E KERN | Semitropic | 115 | 0 | 0 | 0 | 0 | 95 | 95 | 0 | 1 | 0 | 1 | 10 | 2 |  |  | 0 | 0 | 0 | 0 | 95 | 95 | 0 | 1 | 0 | 1 | 10 | 2
SCE Metro | Serrano | 230 | 0 | 0 | 0 | 0 | 0 | 0 | 0 | 0 | 0 | 1 | 10 | 2 |  |  | 0 | 0 | 0 | 0 | 0 | 0 | 0 | 0 | 0 | 1 | 10 | 2
SCE Metro | Serrano | 500 | 0 | 0 | 0 | 0 | 0 | 0 | 0 | 0 | 0 | 1 | 10 | 2 |  |  | 0 | 0 | 0 | 0 | 0 | 0 | 0 | 0 | 0 | 1 | 10 | 2
SDGE | Shadowridge | 138 | 0 | 0 | 0 | 0 | 0 | 0 | 0 | 0 | 0 | 1 | 10 | 2 |  |  | 0 | 0 | 0 | 0 | 0 | 0 | 0 | 0 | 0 | 1 | 10 | 2
PG&E KERN | Shafter | 115 | 0 | 0 | 0 | 0 | 100 | 100 | 0 | 1 | 0 | 1 | 10 | 2 |  |  | 0 | 0 | 0 | 0 | 100 | 100 | 0 | 1 | 0 | 1 | 10 | 2
PG&E NGBA | Silverado | 115 | 0 | 0 | 0 | 0 | 0 | 0 | 0 | 0 | 0 | 1 | 10 | 2 |  |  | 0 | 0 | 0 | 0 | 0 | 0 | 0 | 0 | 0 | 1 | 10 | 2
SDGE | Silvergate | 230 | 0 | 0 | 0 | 60 | 0 | 60 | 0 | 1 | 0 | 1 | 10 | 2 |  |  | 0 | 0 | 0 | 60 | 0 | 60 | 0 | 1 | 0 | 1 | 10 | 2
SDGE | Silvergate | 69 | 0 | 0 | 0 | 0 | 0 | 0 | 0 | 0 | 0 | 1 | 10 | 2 |  |  | 0 | 0 | 0 | 0 | 0 | 0 | 0 | 0 | 0 | 1 | 10 | 2
PG&E KERN | Sisquoc | 115 | 0 | 0 | 0 | 0 | 100 | 100 | 0 | 1 | 0 | 1 | 10 | 2 |  |  | 0 | 0 | 0 | 0 | 100 | 100 | 0 | 1 | 0 | 1 | 10 | 2
EOP | Sloan Canyon | 230 | 321 | 0 | 321 | 0 | 0 | 0 | 0 | 1 | 20 | 2 | 10 | 2 |  |  | 321 | 0 | 321 | 0 | 0 | 0 | 0 | 1 | 20 | 2 | 10 | 2
EOP | Sloan Canyon | 500 | 0 | 0 | 0 | 0 | 0 | 0 | 0 | 0 | 0 | 1 | 10 | 2 |  |  | 0 | 0 | 0 | 0 | 0 | 0 | 0 | 0 | 0 | 1 | 10 | 2
PG&E KERN | Smyrna | 115 | 0 | 0 | 0 | 0 | 0 | 0 | 0 | 0 | 0 | 1 | 10 | 2 |  |  | 0 | 0 | 0 | 0 | 0 | 0 | 0 | 0 | 0 | 1 | 10 | 2
PG&E GBA | Sobrante | 115 | 0 | 0 | 0 | 0 | 40 | 40 | 0 | 1 | 0 | 1 | 10 | 2 |  |  | 0 | 0 | 0 | 0 | 40 | 40 | 0 | 1 | 0 | 1 | 10 | 2
PG&E GBA | Sobrante | 230 | 0 | 0 | 0 | 0 | 0 | 0 | 0 | 0 | 0 | 1 | 10 | 2 |  |  | 0 | 0 | 0 | 0 | 0 | 0 | 0 | 0 | 0 | 1 | 10 | 2
PG&E KERN | Solar | 230 | 0 | 0 | 0 | 0 | 0 | 0 | 0 | 0 | 0 | 1 | 10 | 2 |  |  | 0 | 0 | 0 | 0 | 0 | 0 | 0 | 0 | 0 | 1 | 10 | 2
PG&E GBA | Soledad | 115 | 50 | 0 | 50 | 0 | 0 | 0 | 0 | 1 | 0 | 1 | 10 | 2 |  |  | 50 | 0 | 50 | 0 | 0 | 0 | 0 | 1 | 0 | 1 | 10 | 2
PG&E GBA | Soledad | 60 | 0 | 0 | 0 | 0 | 0 | 0 | 0 | 0 | 10 | 1 | 10 | 2 |  |  | 0 | 0 | 0 | 0 | 0 | 0 | 0 | 0 | 10 | 1 | 10 | 2
SDGE | Spring Valley | 69 | 0 | 0 | 0 | 0 | 0 | 0 | 0 | 0 | 0 | 1 | 10 | 2 |  |  | 0 | 0 | 0 | 0 | 0 | 0 | 0 | 0 | 0 | 1 | 10 | 2
SCE Northern | Springville | 230 | 0 | 0 | 0 | 0 | 0 | 0 | 0 | 0 | 0 | 1 | 10 | 2 |  |  | 0 | 0 | 0 | 0 | 0 | 0 | 0 | 0 | 0 | 1 | 10 | 2
PG&E GBA | Stagg | 230 | 0 | 0 | 0 | 0 | 0 | 0 | 0 | 0 | 0 | 1 | 10 | 2 |  |  | 0 | 0 | 0 | 0 | 0 | 0 | 0 | 0 | 0 | 1 | 10 | 2
PG&E GBA | Standard Oil | 115 | 0 | 0 | 0 | 0 | 40 | 40 | 0 | 1 | 0 | 1 | 10 | 2 |  |  | 0 | 0 | 0 | 0 | 40 | 40 | 0 | 1 | 0 | 1 | 10 | 2
PG&E GBA | Stanislaus | 115 | 0 | 0 | 0 | 0 | 0 | 0 | 0 | 0 | 0 | 1 | 10 | 2 |  |  | 0 | 0 | 0 | 0 | 0 | 0 | 0 | 0 | 0 | 1 | 10 | 2
PG&E KERN | Stockdale | 115 | 0 | 0 | 0 | 100 | 0 | 100 | 0 | 1 | 0 | 1 | 10 | 2 |  |  | 0 | 0 | 0 | 100 | 0 | 100 | 0 | 1 | 0 | 1 | 10 | 2
PG&E KERN | Stockdale | 230 | 0 | 0 | 0 | 0 | 0 | 0 | 0 | 0 | 0 | 1 | 10 | 2 |  |  | 0 | 0 | 0 | 0 | 0 | 0 | 0 | 0 | 0 | 1 | 10 | 2
PG&E GBA | Stockton A | 115 | 0 | 0 | 0 | 0 | 0 | 0 | 0 | 0 | 0 | 1 | 10 | 2 |  |  | 0 | 0 | 0 | 0 | 0 | 0 | 0 | 0 | 0 | 1 | 10 | 2
PG&E GBA | Stone | 115 | 0 | 0 | 0 | 0 | 0 | 0 | 0 | 0 | 0 | 1 | 10 | 2 |  |  | 0 | 0 | 0 | 0 | 0 | 0 | 0 | 0 | 0 | 1 | 10 | 2
PG&E FRESNO | Storey | 230 | 0 | 0 | 0 | 0 | 0 | 0 | 0 | 0 | 0 | 1 | 10 | 2 |  |  | 0 | 0 | 0 | 0 | 0 | 0 | 0 | 0 | 0 | 1 | 10 | 2
PG&E NGBA | Summit | 115 | 0 | 0 | 0 | 0 | 0 | 0 | 0 | 0 | 0 | 1 | 10 | 2 |  |  | 0 | 0 | 0 | 0 | 0 | 0 | 0 | 0 | 0 | 1 | 10 | 2
SDGE | Suncrest | 230 | 0 | 0 | 0 | 0 | 0 | 0 | 0 | 0 | 0 | 1 | 10 | 2 |  |  | 0 | 0 | 0 | 0 | 0 | 0 | 0 | 0 | 0 | 1 | 10 | 2
SDGE | Suncrest | 500 | 0 | 0 | 0 | 0 | 0 | 0 | 0 | 0 | 0 | 1 | 10 | 2 |  |  | 0 | 0 | 0 | 0 | 0 | 0 | 0 | 0 | 0 | 1 | 10 | 2
PG&E KERN | Sunrise | 230 | 0 | 0 | 0 | 0 | 0 | 0 | 0 | 0 | 0 | 1 | 10 | 2 |  |  | 0 | 0 | 0 | 0 | 0 | 0 | 0 | 0 | 0 | 1 | 10 | 2
PG&E KERN | Sunset | 230 | 0 | 0 | 0 | 0 | 0 | 0 | 0 | 0 | 0 | 1 | 10 | 2 |  |  | 0 | 0 | 0 | 0 | 0 | 0 | 0 | 0 | 0 | 1 | 10 | 2
PG&E GBA | Swift | 115 | 0 | 0 | 0 | 0 | 0 | 0 | 0 | 0 | 0 | 1 | 10 | 2 |  |  | 0 | 0 | 0 | 0 | 0 | 0 | 0 | 0 | 0 | 1 | 10 | 2
SDGE | Sycamore Canyon | 138 | 0 | 0 | 0 | 0 | 0 | 0 | 0 | 0 | 0 | 1 | 10 | 2 |  |  | 0 | 0 | 0 | 0 | 0 | 0 | 0 | 0 | 0 | 1 | 10 | 2
SDGE | Sycamore Canyon | 230 | 0 | 0 | 0 | 0 | 0 | 0 | 0 | 0 | 0 | 1 | 10 | 2 |  |  | 0 | 0 | 0 | 0 | 0 | 0 | 0 | 0 | 0 | 1 | 10 | 2
SDGE | Sycamore Canyon | 69 | 0 | 0 | 0 | 0 | 0 | 0 | 0 | 0 | 0 | 1 | 10 | 2 |  |  | 0 | 0 | 0 | 0 | 0 | 0 | 0 | 0 | 0 | 1 | 10 | 2
SCE Northern | Sylmar | 230 | 0 | 0 | 0 | 0 | 0 | 0 | 0 | 0 | 0 | 1 | 10 | 2 |  |  | 0 | 0 | 0 | 0 | 0 | 0 | 0 | 0 | 0 | 1 | 10 | 2
PG&E NGBA | Table Mountain | 115 | 0 | 0 | 0 | 0 | 0 | 0 | 0 | 0 | 0 | 1 | 10 | 2 |  |  | 0 | 0 | 0 | 0 | 0 | 0 | 0 | 0 | 0 | 1 | 10 | 2
PG&E NGBA | Table Mountain | 230 | 0 | 0 | 0 | 0 | 0 | 0 | 0 | 0 | 10 | 1 | 10 | 2 |  |  | 0 | 0 | 0 | 0 | 0 | 0 | 0 | 0 | 10 | 1 | 10 | 2
PG&E NGBA | Table Mountain | 500 | 0 | 0 | 0 | 0 | 0 | 0 | 178 | 1 | 0 | 1 | 10 | 2 |  |  | 0 | 0 | 0 | 0 | 0 | 0 | 178 | 1 | 0 | 1 | 10 | 2
PG&E NGBA | Table Mountain | 60 | 0 | 0 | 0 | 0 | 0 | 0 | 0 | 0 | 0 | 1 | 10 | 2 |  |  | 0 | 0 | 0 | 0 | 0 | 0 | 0 | 0 | 0 | 1 | 10 | 2
PG&E KERN | Taft | 115 | 0 | 0 | 0 | 0 | 0 | 0 | 0 | 0 | 0 | 1 | 10 | 2 |  |  | 0 | 0 | 0 | 0 | 0 | 0 | 0 | 0 | 0 | 1 | 10 | 2
SDGE | Talega | 138 | 0 | 0 | 0 | 0 | 0 | 0 | 0 | 0 | 0 | 1 | 10 | 2 |  |  | 0 | 0 | 0 | 0 | 0 | 0 | 0 | 0 | 0 | 1 | 10 | 2
SDGE | Talega | 230 | 0 | 0 | 0 | 0 | 0 | 0 | 0 | 0 | 0 | 1 | 10 | 2 |  |  | 0 | 0 | 0 | 0 | 0 | 0 | 0 | 0 | 0 | 1 | 10 | 2
PG&E GBA | Tassajara | 230 | 0 | 0 | 0 | 0 | 0 | 0 | 0 | 0 | 0 | 1 | 10 | 2 |  |  | 0 | 0 | 0 | 0 | 0 | 0 | 0 | 0 | 0 | 1 | 10 | 2
PG&E KERN | Tejon | 70 | 0 | 0 | 0 | 0 | 0 | 0 | 0 | 0 | 0 | 1 | 10 | 2 |  |  | 0 | 0 | 0 | 0 | 0 | 0 | 0 | 0 | 0 | 1 | 10 | 2
SDGE | Telegraph Canyon | 138 | 0 | 0 | 0 | 0 | 0 | 0 | 0 | 0 | 0 | 1 | 10 | 2 |  |  | 0 | 0 | 0 | 0 | 0 | 0 | 0 | 0 | 0 | 1 | 10 | 2
PG&E KERN | Temblor | 115 | 0 | 0 | 0 | 0 | 0 | 0 | 0 | 0 | 0 | 1 | 10 | 2 |  |  | 0 | 0 | 0 | 0 | 0 | 0 | 0 | 0 | 0 | 1 | 10 | 2
PG&E KERN | Templeton | 230 | 0 | 0 | 0 | 0 | 0 | 0 | 0 | 0 | 10 | 1 | 10 | 2 |  |  | 0 | 0 | 0 | 0 | 0 | 0 | 0 | 0 | 10 | 1 | 10 | 2
PG&E KERN | Templeton | 70 | 0 | 0 | 0 | 0 | 0 | 0 | 0 | 0 | 0 | 1 | 10 | 2 |  |  | 0 | 0 | 0 | 0 | 0 | 0 | 0 | 0 | 0 | 1 | 10 | 2
PG&E GBA | Tesla | 115 | 0 | 0 | 0 | 0 | 0 | 0 | 0 | 0 | 0 | 1 | 10 | 2 |  |  | 0 | 0 | 0 | 0 | 0 | 0 | 0 | 0 | 0 | 1 | 10 | 2
PG&E GBA | Tesla | 230 | 0 | 0 | 0 | 0 | 0 | 0 | 0 | 0 | 15 | 2 | 10 | 2 |  |  | 0 | 0 | 0 | 0 | 0 | 0 | 0 | 0 | 15 | 2 | 10 | 2
PG&E GBA | Tesla | 500 | 0 | 0 | 0 | 0 | 0 | 0 | 0 | 0 | 15 | 2 | 10 | 2 |  |  | 0 | 0 | 0 | 0 | 0 | 0 | 0 | 0 | 15 | 2 | 10 | 2
PG&E KERN | Tevis | 115 | 0 | 0 | 0 | 100 | 0 | 100 | 0 | 1 | 0 | 1 | 10 | 2 |  |  | 0 | 0 | 0 | 100 | 0 | 100 | 0 | 1 | 0 | 1 | 10 | 2
EOP | Thousandaire | 138 | 0 | 0 | 0 | 0 | 0 | 0 | 0 | 0 | 0 | 1 | 10 | 2 |  |  | 0 | 0 | 0 | 0 | 0 | 0 | 0 | 0 | 0 | 1 | 10 | 2
PG&E KERN | Topaz | 230 | 0 | 0 | 0 | 0 | 0 | 0 | 0 | 0 | 0 | 1 | 10 | 2 |  |  | 0 | 0 | 0 | 0 | 0 | 0 | 0 | 0 | 0 | 1 | 10 | 2
SCE NOL | Tortilla | 115 | 0 | 0 | 0 | 0 | 0 | 0 | 0 | 0 | 0 | 1 | 10 | 2 |  |  | 0 | 0 | 0 | 0 | 0 | 0 | 0 | 0 | 0 | 1 | 10 | 2
SDGE | Trabuco | 138 | 0 | 0 | 0 | 0 | 0 | 0 | 0 | 0 | 0 | 1 | 10 | 2 |  |  | 0 | 0 | 0 | 0 | 0 | 0 | 0 | 0 | 0 | 1 | 10 | 2
PG&E GBA | Tracy | 115 | 0 | 0 | 0 | 0 | 0 | 0 | 0 | 0 | 0 | 1 | 10 | 2 |  |  | 0 | 0 | 0 | 0 | 0 | 0 | 0 | 0 | 0 | 1 | 10 | 2
PG&E FRESNO | Tranquility | 230 | 0 | 0 | 0 | 100 | 0 | 100 | 0 | 1 | 0 | 1 | 10 | 2 |  |  | 0 | 0 | 0 | 210 | 0 | 210 | 0 | 1 | 0 | 1 | 15 | 3
PG&E GBA | Trimble | 115 | 0 | 0 | 0 | 0 | 0 | 0 | 0 | 0 | 0 | 1 | 10 | 2 |  |  | 0 | 0 | 0 | 0 | 0 | 0 | 0 | 0 | 0 | 1 | 10 | 2
EOP | Trout Canyon | 230 | 0 | 0 | 0 | 835 | 216 | 1051 | 0 | 1 | 20 | 3 | 15 | 2 |  |  | 0 | 0 | 0 | 835 | 216 | 1051 | 0 | 1 | 20 | 3 | 15 | 2
EOP | Trout Canyon | 500 | 0 | 0 | 0 | 0 | 0 | 0 | 0 | 0 | 0 | 1 | 10 | 2 |  |  | 0 | 0 | 0 | 0 | 0 | 0 | 0 | 0 | 0 | 1 | 10 | 2
PG&E NGBA | Tulucay | 230 | 0 | 0 | 0 | 0 | 0 | 0 | 115 | 1 | 0 | 1 | 10 | 2 |  |  | 0 | 0 | 0 | 0 | 0 | 0 | 115 | 1 | 0 | 1 | 10 | 2
PG&E NGBA | Tulucay | 60 | 0 | 0 | 0 | 0 | 0 | 0 | 0 | 0 | 0 | 1 | 10 | 2 |  |  | 0 | 0 | 0 | 0 | 0 | 0 | 0 | 0 | 0 | 1 | 10 | 2
PG&E KERN | Tupman | 115 | 0 | 0 | 0 | 0 | 0 | 0 | 0 | 0 | 0 | 1 | 10 | 2 |  |  | 0 | 0 | 0 | 0 | 0 | 0 | 0 | 0 | 0 | 1 | 10 | 2
PG&E NGBA | Ukiah | 115 | 0 | 0 | 0 | 0 | 0 | 0 | 0 | 0 | 0 | 1 | 10 | 2 |  |  | 0 | 0 | 0 | 0 | 0 | 0 | 0 | 0 | 0 | 1 | 10 | 2
PG&E KERN | Union (Estrella) | 70 | 0 | 0 | 0 | 0 | 0 | 0 | 0 | 0 | 0 | 1 | 10 | 2 |  |  | 0 | 0 | 0 | 0 | 0 | 0 | 0 | 0 | 0 | 1 | 10 | 2
PG&E NGBA | Vaca Dixon | 115 | 0 | 0 | 0 | 0 | 0 | 0 | 0 | 0 | 0 | 1 | 10 | 2 |  |  | 0 | 0 | 0 | 0 | 0 | 0 | 0 | 0 | 0 | 1 | 10 | 2
PG&E NGBA | Vaca Dixon | 230 | 0 | 0 | 0 | 0 | 160 | 160 | 0 | 1 | 0 | 1 | 10 | 2 |  |  | 0 | 0 | 0 | 0 | 160 | 160 | 0 | 1 | 0 | 1 | 10 | 2
PG&E NGBA | Vaca Dixon | 500 | 0 | 20 | 20 | 0 | 310 | 310 | 0 | 1 | 0 | 1 | 10 | 2 |  |  | 0 | 20 | 20 | 0 | 310 | 310 | 0 | 1 | 0 | 1 | 10 | 2
PG&E NGBA | Vaca Dixon | 60 | 0 | 0 | 0 | 0 | 0 | 0 | 0 | 0 | 0 | 1 | 10 | 2 |  |  | 0 | 0 | 0 | 0 | 0 | 0 | 0 | 0 | 0 | 1 | 10 | 2
SCE Eastern | Valley (SCE) | 500 | 0 | 0 | 0 | 0 | 300 | 300 | 0 | 1 | 0 | 1 | 10 | 2 |  |  | 0 | 0 | 0 | 0 | 300 | 300 | 0 | 1 | 0 | 1 | 10 | 2
EOP | Valley (VEA) | 138 | 0 | 0 | 0 | 0 | 0 | 0 | 0 | 0 | 0 | 1 | 10 | 2 |  |  | 0 | 0 | 0 | 0 | 0 | 0 | 0 | 0 | 0 | 1 | 10 | 2
SDGE | Valley Center | 69 | 0 | 0 | 0 | 0 | 0 | 0 | 0 | 0 | 0 | 1 | 10 | 2 |  |  | 0 | 0 | 0 | 0 | 0 | 0 | 0 | 0 | 0 | 1 | 10 | 2
PG&E GBA | Valley Home | 115 | 0 | 0 | 0 | 0 | 0 | 0 | 0 | 0 | 0 | 1 | 10 | 2 |  |  | 0 | 0 | 0 | 0 | 0 | 0 | 0 | 0 | 0 | 1 | 10 | 2
PG&E GBA | Valley Springs | 230 | 0 | 0 | 0 | 0 | 0 | 0 | 0 | 0 | 0 | 1 | 10 | 2 |  |  | 0 | 0 | 0 | 0 | 0 | 0 | 0 | 0 | 0 | 1 | 10 | 2
PG&E GBA | Valley Springs | 60 | 0 | 0 | 0 | 0 | 0 | 0 | 0 | 0 | 0 | 1 | 10 | 2 |  |  | 0 | 0 | 0 | 0 | 0 | 0 | 0 | 0 | 0 | 1 | 10 | 2
EOP | Valley Switch | 138 | 0 | 0 | 0 | 0 | 0 | 0 | 0 | 0 | 0 | 1 | 10 | 2 |  |  | 0 | 0 | 0 | 0 | 0 | 0 | 0 | 0 | 0 | 1 | 10 | 2
EOP | Valley Switch | 230 | 0 | 0 | 0 | 0 | 0 | 0 | 0 | 0 | 0 | 1 | 10 | 2 |  |  | 0 | 0 | 0 | 0 | 0 | 0 | 0 | 0 | 0 | 1 | 10 | 2
PG&E GBA | Vasco | 230 | 0 | 0 | 0 | 0 | 0 | 0 | 0 | 0 | 0 | 1 | 10 | 2 |  |  | 0 | 0 | 0 | 0 | 0 | 0 | 0 | 0 | 0 | 1 | 10 | 2
PG&E GBA | Vasona | 230 | 0 | 0 | 0 | 0 | 0 | 0 | 0 | 0 | 0 | 1 | 10 | 2 |  |  | 0 | 0 | 0 | 0 | 0 | 0 | 0 | 0 | 0 | 1 | 10 | 2
SCE Northern | Vestal | 230 | 0 | 0 | 0 | 92 | 0 | 92 | 0 | 1 | 0 | 1 | 10 | 2 |  |  | 0 | 0 | 0 | 92 | 0 | 92 | 0 | 1 | 0 | 1 | 10 | 2
SCE Northern | Vestal | 66 | 0 | 0 | 0 | 0 | 0 | 0 | 0 | 0 | 0 | 1 | 10 | 2 |  |  | 0 | 0 | 0 | 0 | 0 | 0 | 0 | 0 | 0 | 1 | 10 | 2
SCE NOL | Victor | 115 | 0 | 0 | 0 | 0 | 0 | 0 | 0 | 0 | 0 | 1 | 10 | 2 |  |  | 0 | 0 | 0 | 0 | 0 | 0 | 0 | 0 | 0 | 1 | 10 | 2
SCE NOL | Victor | 230 | 0 | 0 | 0 | 0 | 0 | 0 | 0 | 0 | 0 | 1 | 10 | 2 |  |  | 0 | 0 | 0 | 0 | 0 | 0 | 0 | 0 | 0 | 1 | 10 | 2
SCE Metro | Viejo | 230 | 0 | 0 | 0 | 0 | 0 | 0 | 0 | 0 | 0 | 1 | 10 | 2 |  |  | 0 | 0 | 0 | 0 | 0 | 0 | 0 | 0 | 0 | 1 | 10 | 2
PG&E GBA | Vierra | 115 | 0 | 0 | 0 | 0 | 0 | 0 | 0 | 0 | 0 | 1 | 10 | 2 |  |  | 0 | 0 | 0 | 0 | 0 | 0 | 0 | 0 | 0 | 1 | 10 | 2
SCE Metro | Villa Park | 230 | 0 | 0 | 0 | 0 | 0 | 0 | 0 | 0 | 0 | 1 | 10 | 2 |  |  | 0 | 0 | 0 | 0 | 0 | 0 | 0 | 0 | 0 | 1 | 10 | 2
SCE Northern | Vincent | 230 | 0 | 0 | 0 | 0 | 0 | 0 | 0 | 0 | 0 | 1 | 10 | 2 |  |  | 0 | 0 | 0 | 0 | 0 | 0 | 0 | 0 | 0 | 1 | 15 | 3
SCE Northern | Vincent | 500 | 0 | 0 | 0 | 0 | 0 | 0 | 0 | 0 | 0 | 1 | 10 | 2 |  |  | 0 | 0 | 0 | 0 | 0 | 0 | 0 | 0 | 0 | 1 | 10 | 2
PG&E GBA | Vineyard | 230 | 0 | 0 | 0 | 0 | 0 | 0 | 0 | 0 | 0 | 1 | 10 | 2 |  |  | 0 | 0 | 0 | 0 | 0 | 0 | 0 | 0 | 0 | 1 | 10 | 2
SDGE | Vineyard | 69 | 0 | 0 | 0 | 0 | 0 | 0 | 0 | 0 | 0 | 1 | 10 | 2 |  |  | 0 | 0 | 0 | 0 | 0 | 0 | 0 | 0 | 0 | 1 | 10 | 2
SCE Eastern | Vista (SCE) | 230 | 0 | 0 | 0 | 0 | 0 | 0 | 0 | 0 | 0 | 1 | 10 | 2 |  |  | 0 | 0 | 0 | 0 | 0 | 0 | 0 | 0 | 0 | 1 | 10 | 2
EOP | Vista (VEA) | 138 | 0 | 0 | 0 | 0 | 0 | 0 | 0 | 0 | 0 | 1 | 10 | 2 |  |  | 0 | 0 | 0 | 0 | 0 | 0 | 0 | 0 | 0 | 1 | 10 | 2
EOP | Vista (VEA) | 230 | 0 | 0 | 0 | 200 | 0 | 200 | 0 | 1 | 0 | 1 | 10 | 2 |  |  | 0 | 0 | 0 | 200 | 0 | 200 | 0 | 1 | 0 | 1 | 10 | 2
PG&E FRESNO | Wahtoke | 115 | 0 | 0 | 0 | 0 | 0 | 0 | 0 | 0 | 0 | 1 | 10 | 2 |  |  | 0 | 0 | 0 | 0 | 0 | 0 | 0 | 0 | 0 | 1 | 10 | 2
SCE Northern | Wakefield | 66 | 0 | 0 | 0 | 140 | 0 | 140 | 0 | 1 | 0 | 1 | 10 | 2 |  |  | 0 | 0 | 0 | 140 | 0 | 140 | 0 | 1 | 0 | 1 | 10 | 2
SCE Metro | Walnut | 230 | 0 | 0 | 0 | 0 | 0 | 0 | 0 | 0 | 0 | 1 | 10 | 2 |  |  | 0 | 0 | 0 | 0 | 0 | 0 | 0 | 0 | 0 | 1 | 10 | 2
SCE Northern | Warne | 230 | 0 | 0 | 0 | 0 | 0 | 0 | 0 | 0 | 0 | 1 | 10 | 2 |  |  | 0 | 0 | 0 | 0 | 0 | 0 | 0 | 0 | 0 | 1 | 10 | 2
PG&E GBA | Warnerville | 230 | 0 | 0 | 0 | 0 | 0 | 0 | 0 | 0 | 0 | 1 | 10 | 2 |  |  | 0 | 0 | 0 | 0 | 0 | 0 | 0 | 0 | 0 | 1 | 10 | 2
PG&E FRESNO | Waukena | 115 | 0 | 0 | 0 | 0 | 0 | 0 | 0 | 0 | 0 | 1 | 10 | 2 |  |  | 0 | 0 | 0 | 0 | 0 | 0 | 0 | 0 | 0 | 1 | 10 | 2
PG&E GBA | Weber | 230 | 0 | 0 | 0 | 0 | 0 | 0 | 0 | 0 | 0 | 1 | 10 | 2 |  |  | 0 | 0 | 0 | 0 | 0 | 0 | 0 | 0 | 0 | 1 | 10 | 2
PG&E GBA | Weber | 60 | 0 | 0 | 0 | 0 | 0 | 0 | 0 | 0 | 0 | 1 | 10 | 2 |  |  | 0 | 0 | 0 | 0 | 0 | 0 | 0 | 0 | 0 | 1 | 10 | 2
PG&E FRESNO | West Fresno | 115 | 0 | 0 | 0 | 0 | 0 | 0 | 0 | 0 | 0 | 1 | 10 | 2 |  |  | 0 | 0 | 0 | 67 | 0 | 67 | 0 | 1 | 0 | 1 | 10 | 2
PG&E FRESNO | Westley | 230 | 0 | 0 | 0 | 0 | 0 | 0 | 0 | 0 | 0 | 1 | 10 | 2 |  |  | 0 | 0 | 0 | 155 | 0 | 155 | 0 | 1 | 0 | 1 | 10 | 2
PG&E KERN | Westpark | 115 | 0 | 0 | 0 | 0 | 0 | 0 | 0 | 0 | 0 | 1 | 10 | 2 |  |  | 0 | 0 | 0 | 0 | 0 | 0 | 0 | 0 | 0 | 1 | 10 | 2
PG&E KERN | Wheeler Ridge | 230 | 0 | 0 | 0 | 0 | 90 | 90 | 0 | 1 | 0 | 1 | 10 | 2 |  |  | 0 | 0 | 0 | 0 | 90 | 90 | 0 | 1 | 0 | 1 | 10 | 2
PG&E KERN | Wheeler Ridge | 115 | 0 | 0 | 0 | 0 | 0 | 0 | 0 | 0 | 0 | 1 | 10 | 2 |  |  | 0 | 0 | 0 | 0 | 0 | 0 | 0 | 0 | 0 | 1 | 10 | 2
PG&E KERN | Wheeler Ridge | 70 | 0 | 0 | 0 | 0 | 0 | 0 | 0 | 0 | 0 | 1 | 10 | 2 |  |  | 0 | 0 | 0 | 0 | 0 | 0 | 0 | 0 | 0 | 1 | 10 | 2
SCE Northern | Whirlwind | 230 | 0 | 0 | 0 | 2041 | 0 | 2041 | 0 | 1 | 10 | 1 | 10 | 1 |  |  | 0 | 0 | 0 | 2041 | 0 | 2041 | 0 | 1 | 10 | 1 | 10 | 1
SCE Northern | Whirlwind | 500 | 0 | 0 | 0 | 1432 | 0 | 1432 | 0 | 1 | 0 | 1 | 10 | 1 |  |  | 0 | 0 | 0 | 1432 | 0 | 1432 | 0 | 1 | 0 | 1 | 10 | 1
PG&E GBA | Whisman | 115 | 0 | 0 | 0 | 80 | 0 | 80 | 0 | 1 | 0 | 1 | 10 | 2 |  |  | 0 | 0 | 0 | 80 | 0 | 80 | 0 | 1 | 0 | 1 | 10 | 2
SCE Eastern | Wildlife | 230 | 0 | 0 | 0 | 0 | 250 | 250 | 0 | 1 | 0 | 1 | 10 | 2 |  |  | 0 | 0 | 0 | 0 | 250 | 250 | 0 | 1 | 0 | 1 | 10 | 2
PG&E FRESNO | Wilson | 115 | 0 | 0 | 0 | 0 | 0 | 0 | 0 | 0 | 0 | 1 | 10 | 2 |  |  | 0 | 0 | 0 | 0 | 0 | 0 | 0 | 0 | 0 | 1 | 10 | 2
PG&E FRESNO | Wilson | 230 | 0 | 0 | 0 | 0 | 0 | 0 | 0 | 0 | 20 | 3 | 10 | 2 |  |  | 0 | 0 | 0 | 0 | 0 | 0 | 0 | 0 | 20 | 3 | 10 | 2
SCE Northern | Windhub | 230 | 0 | 0 | 0 | 0 | 0 | 0 | 0 | 0 | 10 | 1 | 15 | 3 |  |  | 0 | 0 | 0 | 0 | 0 | 0 | 0 | 0 | 10 | 1 | 15 | 3
SCE Northern | Windhub | 500 | 0 | 0 | 0 | 0 | 0 | 0 | 0 | 0 | 0 | 1 | 15 | 3 |  |  | 0 | 0 | 0 | 0 | 0 | 0 | 0 | 0 | 0 | 1 | 15 | 3
PG&E GBA | Windmaster | 230 | 0 | 0 | 0 | 0 | 0 | 0 | 0 | 0 | 0 | 1 | 10 | 2 |  |  | 0 | 0 | 0 | 0 | 0 | 0 | 0 | 0 | 0 | 1 | 10 | 2
PG&E NGBA | Windsor | 60 | 0 | 0 | 0 | 0 | 0 | 0 | 0 | 0 | 0 | 1 | 10 | 2 |  |  | 0 | 0 | 0 | 0 | 0 | 0 | 0 | 0 | 0 | 1 | 10 | 2
PG&E NGBA | Woodland | 115 | 0 | 0 | 0 | 0 | 0 | 0 | 0 | 0 | 0 | 1 | 5 | 1 |  |  | 0 | 0 | 0 | 0 | 0 | 0 | 0 | 0 | 0 | 1 | 5 | 1
PG&E FRESNO | Woodward | 115 | 0 | 0 | 0 | 0 | 0 | 0 | 0 | 0 | 0 | 1 | 10 | 2 |  |  | 0 | 0 | 0 | 0 | 0 | 0 | 0 | 0 | 0 | 1 | 10 | 2
PG&E NGBA | Wyandotte | 115 | 0 | 0 | 0 | 0 | 0 | 0 | 0 | 0 | 0 | 1 | 10 | 2 |  |  | 0 | 0 | 0 | 0 | 0 | 0 | 0 | 0 | 0 | 1 | 10 | 2

## Voltage_Ix
Interconnection voltage analysis for onshore wind, solar, and battery storage mapped to in-CAISO substations in both the 2036 and 2041 mapped portfolios.
|  |  | 2036 In-Dev and Generic | [11 empty] | 2040 Generic Only | [8 empty] | 2041 In-Dev and Generic
|  |  | Wind | Wind | Wind | Solar | Solar | Battery_4hr | Battery_8hr | Solar&Battery | All Resources | Total MW Voltage | Wind Voltage | Solar & Storage Voltage | Wind | Wind | Wind | Solar | Solar | Battery_4hr | Battery_8hr | Solar&Battery | All Resources | Wind | Wind | Wind | Solar | Solar | Battery_4hr | Battery_8hr | Solar&Battery | All Resources | Total MW (Res Max)Voltage | Wind Only Voltage | Solar & Storage Only Voltage |  | <100 KV |  | 100-200 kV | 230 or 345 kV (Res Min) | 230 or 345 kV total Max | 500 kV (Res Min) | 500 kV (Total Max)
CAISO Study Area | Substation | Voltage | FCDS | EODS | Total | FCDS | EODS | FCDS | FCDS | Total | Total | Flag | Flag | Flag | FCDS | EODS | Total | FCDS | EODS | FCDS | FCDS | Total | Total | FCDS | EODS | Total | FCDS | EODS | FCDS | FCDS | Total | Total | Flag | Flag | Flag | 1 |  | 1. less than | 50 | 200 | 1000 | 400 | 2000
PG&E KERN | 7th Standard | 115 | 0 | 0 | 0 | 110 | 120 | 0 | 0 | 230 | 230 | 4 | 1 | 4 | 0 | 0 | 0 | 110 | 120 | 0 | 0 | 230 | 230 | 0 | 0 | 0 | 110 | 120 | 0 | 0 | 230 | 230 | 4 | 1 | 4 | 2 |  | 2. less than | 100 | 50 | 2000 | 200 | 3000
SCE Metro | Alamitos | 230 | 0 | 0 | 0 | 0 | 0 | 82 | 188 | 270 | 270 | 1 | 1 | 1 | 0 | 0 | 0 | 0 | 0 | 0 | 188 | 188 | 188 | 0 | 0 | 0 | 0 | 0 | 82 | 188 | 270 | 270 | 1 | 1 | 1 | 3. Less than | 50 | 3. less than | 200 | 50 | 3000 | 200 | 4000
SCE Eastern | Alberhill | 115 | 0 | 0 | 0 | 0 | 0 | 0 | 0 | 0 | 0 | 1 | 1 | 1 | 0 | 0 | 0 | 0 | 0 | 0 | 0 | 0 | 0 | 0 | 0 | 0 | 0 | 0 | 0 | 0 | 0 | 0 | 1 | 1 | 1 | 4. less than | 100 | 4. less than | 400 |  | 3000 | 100 | 4000
SCE Eastern | Alberhill | 500 | 0 | 0 | 0 | 0 | 0 | 0 | 0 | 0 | 0 | 1 | 1 | 1 | 0 | 0 | 0 | 0 | 0 | 0 | 0 | 0 | 0 | 0 | 0 | 0 | 0 | 0 | 0 | 0 | 0 | 0 | 1 | 1 | 1 | 5. greater than | 100 | 5. greater than | 400 | 50 |  | 100
PG&E GBA | Alhambra | 115 | 0 | 0 | 0 | 90 | 0 | 0 | 0 | 90 | 90 | 2 | 1 | 2 | 0 | 0 | 0 | 90 | 0 | 0 | 0 | 90 | 90 | 0 | 0 | 0 | 90 | 0 | 0 | 0 | 90 | 90 | 2 | 1 | 2
PG&E FRESNO | Alpaugh | 115 | 0 | 0 | 0 | 0 | 0 | 0 | 0 | 0 | 0 | 1 | 1 | 1 | 0 | 0 | 0 | 0 | 0 | 0 | 0 | 0 | 0 | 0 | 0 | 0 | 0 | 0 | 0 | 0 | 0 | 0 | 1 | 1 | 1
SDGE | Alpine | 69 | 0 | 0 | 0 | 0 | 0 | 6 | 0 | 6 | 6 | 3 | 1 | 3 | 0 | 0 | 0 | 0 | 0 | 0 | 0 | 0 | 0 | 0 | 0 | 0 | 0 | 0 | 6 | 0 | 6 | 6 | 3 | 1 | 3
PG&E GBA | Altamont Midway (Sandhill) | 230 | 0 | 0 | 0 | 0 | 0 | 0 | 0 | 0 | 0 | 1 | 1 | 1 | 0 | 0 | 0 | 0 | 0 | 0 | 0 | 0 | 0 | 0 | 0 | 0 | 0 | 0 | 0 | 0 | 0 | 0 | 1 | 1 | 1
SCE Northern | Antelope | 66 | 0 | 0 | 0 | 0 | 0 | 0 | 0 | 0 | 0 | 1 | 1 | 1 | 0 | 0 | 0 | 0 | 0 | 0 | 0 | 0 | 0 | 0 | 0 | 0 | 0 | 0 | 0 | 0 | 0 | 0 | 1 | 1 | 1
SCE Northern | Antelope | 230 | 0 | 0 | 0 | 0 | 0 | 0 | 0 | 0 | 0 | 1 | 1 | 1 | 0 | 0 | 0 | 930 | 0 | 0 | 0 | 930 | 930 | 0 | 0 | 0 | 930 | 0 | 0 | 0 | 930 | 930 | 1 | 1 | 1
SCE Northern | Antelope | 500 | 0 | 0 | 0 | 0 | 0 | 0 | 0 | 0 | 0 | 1 | 1 | 1 | 0 | 0 | 0 | 0 | 0 | 0 | 0 | 0 | 0 | 0 | 0 | 0 | 0 | 0 | 0 | 0 | 0 | 0 | 1 | 1 | 1
PG&E NGBA | Arcata | 60 | 0 | 0 | 0 | 0 | 0 | 2.5 | 0 | 2.5 | 2.5 | 3 | 1 | 3 | 0 | 0 | 0 | 0 | 0 | 0 | 0 | 0 | 0 | 0 | 0 | 0 | 0 | 0 | 2.5 | 0 | 2.5 | 2.5 | 3 | 1 | 3
PG&E KERN | Arco | 230 | 0 | 0 | 0 | 870 | 455 | 0 | 0 | 1325 | 1325 | 2 | 1 | 2 | 0 | 0 | 0 | 870 | 455 | 0 | 0 | 1325 | 1325 | 0 | 0 | 0 | 870 | 455 | 0 | 0 | 1325 | 1325 | 2 | 1 | 2
PG&E KERN | Arco | 70 | 0 | 0 | 0 | 60 | 0 | 2 | 0 | 62 | 62 | 4 | 1 | 4 | 0 | 0 | 0 | 0 | 0 | 0 | 0 | 0 | 0 | 0 | 0 | 0 | 60 | 0 | 2 | 0 | 62 | 62 | 4 | 1 | 4
SCE Metro | ArcoGen | 230 | 0 | 0 | 0 | 486 | 0 | 0 | 0 | 486 | 486 | 1 | 1 | 1 | 0 | 0 | 0 | 486 | 0 | 0 | 0 | 486 | 486 | 0 | 0 | 0 | 486 | 0 | 0 | 0 | 486 | 486 | 1 | 1 | 1
SDGE | Artesian | 230 | 0 | 0 | 0 | 0 | 0 | 0 | 0 | 0 | 0 | 1 | 1 | 1 | 0 | 0 | 0 | 0 | 0 | 0 | 0 | 0 | 0 | 0 | 0 | 0 | 0 | 0 | 0 | 0 | 0 | 0 | 1 | 1 | 1
SDGE | Artesian | 69 | 0 | 0 | 0 | 0 | 0 | 0 | 0 | 0 | 0 | 1 | 1 | 1 | 0 | 0 | 0 | 0 | 0 | 0 | 0 | 0 | 0 | 0 | 0 | 0 | 0 | 0 | 0 | 0 | 0 | 0 | 1 | 1 | 1
PG&E FRESNO | Ashlan | 230 | 0 | 0 | 0 | 0 | 0 | 0 | 300 | 300 | 300 | 1 | 1 | 1 | 0 | 0 | 0 | 0 | 0 | 0 | 300 | 300 | 300 | 0 | 0 | 0 | 0 | 0 | 0 | 300 | 300 | 300 | 1 | 1 | 1
PG&E NGBA | Atlantic | 115 | 0 | 0 | 0 | 0 | 0 | 0 | 0 | 0 | 0 | 1 | 1 | 1 | 0 | 0 | 0 | 0 | 0 | 0 | 0 | 0 | 0 | 0 | 0 | 0 | 0 | 0 | 0 | 0 | 0 | 0 | 1 | 1 | 1
PG&E NGBA | Atlantic | 230 | 0 | 0 | 0 | 0 | 235 | 0 | 0 | 235 | 235 | 1 | 1 | 1 | 0 | 0 | 0 | 0 | 235 | 0 | 0 | 235 | 235 | 0 | 0 | 0 | 0 | 235 | 0 | 0 | 235 | 235 | 1 | 1 | 1
PG&E NGBA | Atlantic | 60 | 0 | 0 | 0 | 0 | 0 | 0 | 0 | 0 | 0 | 1 | 1 | 1 | 0 | 0 | 0 | 0 | 0 | 0 | 0 | 0 | 0 | 0 | 0 | 0 | 0 | 0 | 0 | 0 | 0 | 0 | 1 | 1 | 1
PG&E FRESNO | Atwater | 115 | 0 | 0 | 0 | 0 | 0 | 0 | 0 | 0 | 0 | 1 | 1 | 1 | 0 | 0 | 0 | 0 | 0 | 0 | 0 | 0 | 0 | 0 | 0 | 0 | 0 | 0 | 0 | 0 | 0 | 0 | 1 | 1 | 1
PG&E GBA | Avena | 115 | 0 | 0 | 0 | 0 | 0 | 0 | 0 | 0 | 0 | 1 | 1 | 1 | 0 | 0 | 0 | 0 | 0 | 0 | 0 | 0 | 0 | 0 | 0 | 0 | 0 | 0 | 0 | 0 | 0 | 0 | 1 | 1 | 1
SDGE | Avocado | 69 | 0 | 0 | 0 | 0 | 0 | 0 | 0 | 0 | 0 | 1 | 1 | 1 | 0 | 0 | 0 | 0 | 0 | 0 | 0 | 0 | 0 | 0 | 0 | 0 | 0 | 0 | 0 | 0 | 0 | 0 | 1 | 1 | 1
PG&E NGBA | Bahia | 230 | 0 | 0 | 0 | 0 | 0 | 0 | 0 | 0 | 0 | 1 | 1 | 1 | 0 | 0 | 0 | 0 | 0 | 0 | 0 | 0 | 0 | 0 | 0 | 0 | 0 | 0 | 0 | 0 | 0 | 0 | 1 | 1 | 1
SCE Northern | Bailey | 230 | 0 | 0 | 0 | 0 | 0 | 0 | 0 | 0 | 0 | 1 | 1 | 1 | 0 | 0 | 0 | 0 | 0 | 0 | 0 | 0 | 0 | 0 | 0 | 0 | 0 | 0 | 0 | 0 | 0 | 0 | 1 | 1 | 1
SCE NOL | Baker | 115 | 0 | 0 | 0 | 0 | 0 | 0 | 0 | 0 | 0 | 1 | 1 | 1 | 0 | 0 | 0 | 0 | 0 | 0 | 0 | 0 | 0 | 0 | 0 | 0 | 0 | 0 | 0 | 0 | 0 | 0 | 1 | 1 | 1
PG&E KERN | Bakersfield | 230 | 0 | 0 | 0 | 440 | 320 | 0 | 0 | 760 | 760 | 1 | 1 | 1 | 0 | 0 | 0 | 440 | 320 | 0 | 0 | 760 | 760 | 0 | 0 | 0 | 440 | 320 | 0 | 0 | 760 | 760 | 1 | 1 | 1
PG&E FRESNO | Balch | 230 | 0 | 0 | 0 | 0 | 0 | 0 | 0 | 0 | 0 | 1 | 1 | 1 | 0 | 0 | 0 | 190 | 0 | 0 | 0 | 190 | 190 | 0 | 0 | 0 | 190 | 0 | 0 | 0 | 190 | 190 | 1 | 1 | 2
SCE Eastern | Bannister | 230 | 0 | 60 | 60 | 0 | 0 | 0 | 0 | 0 | 60 | 1 | 2 | 1 | 0 | 60 | 60 | 0 | 0 | 0 | 0 | 0 | 60 | 0 | 60 | 60 | 0 | 0 | 0 | 0 | 0 | 60 | 1 | 2 | 1
SCE Metro | Barre | 230 | 0 | 0 | 0 | 0 | 0 | 0 | 300 | 300 | 300 | 1 | 1 | 1 | 0 | 0 | 0 | 0 | 0 | 0 | 300 | 300 | 300 | 0 | 0 | 0 | 0 | 0 | 0 | 300 | 300 | 300 | 1 | 1 | 1
SDGE | Bay Boulevard | 69 | 0 | 0 | 0 | 0 | 0 | 0 | 0 | 0 | 0 | 1 | 1 | 1 | 0 | 0 | 0 | 0 | 0 | 0 | 0 | 0 | 0 | 0 | 0 | 0 | 0 | 0 | 0 | 0 | 0 | 0 | 1 | 1 | 1
SDGE | Bay Boulevard | 230 | 0 | 0 | 0 | 0 | 0 | 0 | 0 | 0 | 0 | 1 | 1 | 1 | 0 | 0 | 0 | 0 | 0 | 0 | 0 | 0 | 0 | 0 | 0 | 0 | 0 | 0 | 0 | 0 | 0 | 0 | 1 | 1 | 1
EOP | Beatty | 138 | 0 | 0 | 0 | 0 | 0 | 0 | 0 | 0 | 0 | 1 | 1 | 1 | 0 | 0 | 0 | 0 | 0 | 0 | 0 | 0 | 0 | 0 | 0 | 0 | 0 | 0 | 0 | 0 | 0 | 0 | 1 | 1 | 1
EOP | Beatty | 230 | 0 | 0 | 0 | 500 | 0 | 0 | 0 | 500 | 500 | 1 | 1 | 1 | 0 | 0 | 0 | 500 | 0 | 0 | 0 | 500 | 500 | 0 | 0 | 0 | 500 | 0 | 0 | 0 | 500 | 500 | 1 | 1 | 1
PG&E NGBA | Belden | 230 | 0 | 0 | 0 | 0 | 0 | 0 | 0 | 0 | 0 | 1 | 1 | 1 | 0 | 0 | 0 | 0 | 0 | 0 | 0 | 0 | 0 | 0 | 0 | 0 | 0 | 0 | 0 | 0 | 0 | 0 | 1 | 1 | 1
PG&E NGBA | Bell | 115 | 0 | 0 | 0 | 0 | 0 | 0 | 0 | 0 | 0 | 1 | 1 | 1 | 0 | 0 | 0 | 0 | 0 | 0 | 0 | 0 | 0 | 0 | 0 | 0 | 0 | 0 | 0 | 0 | 0 | 0 | 1 | 1 | 1
PG&E NGBA | Bellevue | 115 | 0 | 0 | 0 | 0 | 0 | 0 | 0 | 0 | 0 | 1 | 1 | 1 | 0 | 0 | 0 | 0 | 0 | 0 | 0 | 0 | 0 | 0 | 0 | 0 | 0 | 0 | 0 | 0 | 0 | 0 | 1 | 1 | 1
PG&E GBA | Bellota | 115 | 0 | 0 | 0 | 0 | 0 | 0 | 0 | 0 | 0 | 1 | 1 | 1 | 0 | 0 | 0 | 0 | 0 | 0 | 0 | 0 | 0 | 0 | 0 | 0 | 0 | 0 | 0 | 0 | 0 | 0 | 1 | 1 | 1
PG&E GBA | Bellota | 230 | 0 | 0 | 0 | 0 | 0 | 0 | 0 | 0 | 0 | 1 | 1 | 1 | 0 | 0 | 0 | 0 | 0 | 0 | 0 | 0 | 0 | 0 | 0 | 0 | 0 | 0 | 0 | 0 | 0 | 0 | 1 | 1 | 1
SCE Northern | Big Creek | 230 | 0 | 0 | 0 | 192 | 0 | 0 | 0 | 192 | 192 | 1 | 1 | 2 | 0 | 0 | 0 | 192 | 0 | 0 | 0 | 192 | 192 | 0 | 0 | 0 | 192 | 0 | 0 | 0 | 192 | 192 | 1 | 1 | 2
PG&E FRESNO | Biola | 70 | 0 | 0 | 0 | 0 | 0 | 0 | 78 | 78 | 78 | 4 | 1 | 4 | 0 | 0 | 0 | 0 | 0 | 0 | 78 | 78 | 78 | 0 | 0 | 0 | 0 | 0 | 0 | 78 | 78 | 78 | 4 | 1 | 4
PG&E GBA | Birds Landing | 230 | 0 | 0 | 0 | 0 | 0 | 0 | 0 | 0 | 0 | 1 | 1 | 1 | 0 | 0 | 0 | 0 | 0 | 0 | 0 | 0 | 0 | 0 | 0 | 0 | 0 | 0 | 0 | 0 | 0 | 0 | 1 | 1 | 1
SCE Northern | Bliss | 66 | 0 | 0 | 0 | 0 | 0 | 0 | 0 | 0 | 0 | 1 | 1 | 1 | 0 | 0 | 0 | 0 | 0 | 0 | 0 | 0 | 0 | 0 | 0 | 0 | 0 | 0 | 0 | 0 | 0 | 0 | 1 | 1 | 1
SCE Eastern | Blythe | 161 | 0 | 0 | 0 | 0 | 160 | 160 | 0 | 320 | 320 | 4 | 1 | 4 | 0 | 0 | 0 | 0 | 0 | 0 | 0 | 0 | 0 | 0 | 0 | 0 | 0 | 160 | 160 | 0 | 320 | 320 | 4 | 1 | 4
PG&E NGBA | Bogue | 115 | 0 | 0 | 0 | 0 | 0 | 0 | 0 | 0 | 0 | 1 | 1 | 1 | 0 | 0 | 0 | 0 | 0 | 0 | 0 | 0 | 0 | 0 | 0 | 0 | 0 | 0 | 0 | 0 | 0 | 0 | 1 | 1 | 1
PG&E FRESNO | Borden | 230 | 0 | 0 | 0 | 0 | 0 | 0 | 0 | 0 | 0 | 1 | 1 | 1 | 0 | 0 | 0 | 0 | 0 | 0 | 0 | 0 | 0 | 0 | 0 | 0 | 0 | 0 | 0 | 0 | 0 | 0 | 1 | 1 | 1
PG&E FRESNO | Borden | 70 | 0 | 0 | 0 | 0 | 0 | 0 | 0 | 0 | 0 | 1 | 1 | 1 | 0 | 0 | 0 | 0 | 0 | 0 | 0 | 0 | 0 | 0 | 0 | 0 | 0 | 0 | 0 | 0 | 0 | 0 | 1 | 1 | 1
SDGE | Boulevard East | 138 | 180 | 0 | 180 | 20 | 10 | 0 | 0 | 30 | 210 | 4 | 4 | 4 | 180 | 0 | 180 | 20 | 10 | 0 | 0 | 30 | 210 | 180 | 0 | 180 | 20 | 10 | 0 | 0 | 30 | 210 | 4 | 4 | 4
SDGE | Boulevard East | 69 | 0 | 0 | 0 | 0 | 17.4 | 17.4 | 0 | 34.8 | 34.8 | 3 | 1 | 3 | 0 | 0 | 0 | 0 | 0 | 0 | 0 | 0 | 0 | 0 | 0 | 0 | 0 | 17.4 | 17.4 | 0 | 34.8 | 34.8 | 3 | 1 | 3
PG&E GBA | Brentwood | 230 | 0 | 0 | 0 | 0 | 50 | 0 | 0 | 50 | 50 | 1 | 1 | 2 | 0 | 0 | 0 | 0 | 50 | 0 | 0 | 50 | 50 | 0 | 0 | 0 | 0 | 50 | 0 | 0 | 50 | 50 | 1 | 1 | 2
PG&E NGBA | Bridgeville | 115 | 0 | 0 | 0 | 0 | 0 | 0 | 0 | 0 | 0 | 1 | 1 | 1 | 0 | 0 | 0 | 0 | 0 | 0 | 0 | 0 | 0 | 0 | 0 | 0 | 0 | 0 | 0 | 0 | 0 | 0 | 1 | 1 | 1
PG&E NGBA | Brighton | 115 | 0 | 0 | 0 | 0 | 0 | 0 | 0 | 0 | 0 | 1 | 1 | 1 | 0 | 0 | 0 | 0 | 0 | 0 | 0 | 0 | 0 | 0 | 0 | 0 | 0 | 0 | 0 | 0 | 0 | 0 | 1 | 1 | 1
PG&E NGBA | Brighton | 230 | 0 | 0 | 0 | 0 | 0 | 0 | 0 | 0 | 0 | 1 | 1 | 1 | 0 | 0 | 0 | 0 | 0 | 0 | 0 | 0 | 0 | 0 | 0 | 0 | 0 | 0 | 0 | 0 | 0 | 0 | 1 | 1 | 1
PG&E NGBA | Brunswick | 115 | 0 | 0 | 0 | 0 | 0 | 0 | 0 | 0 | 0 | 1 | 1 | 1 | 0 | 0 | 0 | 0 | 0 | 0 | 0 | 0 | 0 | 0 | 0 | 0 | 0 | 0 | 0 | 0 | 0 | 0 | 1 | 1 | 1
PG&E NGBA | Bucks Creek | 230 | 0 | 0 | 0 | 0 | 0 | 0 | 0 | 0 | 0 | 1 | 1 | 1 | 0 | 0 | 0 | 0 | 0 | 0 | 0 | 0 | 0 | 0 | 0 | 0 | 0 | 0 | 0 | 0 | 0 | 0 | 1 | 1 | 1
PG&E KERN | Buena Vista | 230 | 0 | 0 | 0 | 895 | 555 | 0 | 100 | 1550 | 1550 | 2 | 1 | 2 | 0 | 0 | 0 | 895 | 555 | 0 | 100 | 1550 | 1550 | 0 | 0 | 0 | 895 | 555 | 0 | 100 | 1550 | 1550 | 2 | 1 | 2
PG&E FRESNO | Bullard | 115 | 0 | 0 | 0 | 0 | 0 | 0 | 0 | 0 | 0 | 1 | 1 | 1 | 0 | 0 | 0 | 0 | 0 | 0 | 0 | 0 | 0 | 0 | 0 | 0 | 0 | 0 | 0 | 0 | 0 | 0 | 1 | 1 | 1
PG&E GBA | Burlingame | 115 | 50 | 0 | 50 | 60 | 0 | 0 | 0 | 60 | 110 | 3 | 3 | 3 | 50 | 0 | 50 | 100 | 0 | 0 | 0 | 100 | 150 | 50 | 0 | 50 | 100 | 0 | 0 | 0 | 100 | 150 | 3 | 3 | 3
PG&E NGBA | Burney Forest | 230 | 0 | 0 | 0 | 0 | 0 | 0 | 0 | 0 | 0 | 1 | 1 | 1 | 0 | 0 | 0 | 0 | 0 | 0 | 0 | 0 | 0 | 0 | 0 | 0 | 0 | 0 | 0 | 0 | 0 | 0 | 1 | 1 | 1
PG&E NGBA | Butte | 115 | 0 | 0 | 0 | 0 | 0 | 0 | 0 | 0 | 0 | 1 | 1 | 1 | 0 | 0 | 0 | 0 | 0 | 0 | 0 | 0 | 0 | 0 | 0 | 0 | 0 | 0 | 0 | 0 | 0 | 0 | 1 | 1 | 1
PG&E KERN | Cabrillo | 115 | 0 | 0 | 0 | 0 | 80 | 0 | 0 | 80 | 80 | 2 | 1 | 2 | 0 | 0 | 0 | 0 | 80 | 0 | 0 | 80 | 80 | 0 | 0 | 0 | 0 | 80 | 0 | 0 | 80 | 80 | 2 | 1 | 2
PG&E FRESNO | Cal Flats | 230 | 0 | 0 | 0 | 0 | 0 | 0 | 0 | 0 | 0 | 1 | 1 | 1 | 0 | 0 | 0 | 0 | 0 | 0 | 0 | 0 | 0 | 0 | 0 | 0 | 0 | 0 | 0 | 0 | 0 | 0 | 1 | 1 | 1
SCE NOL | Calcite | 230 | 0 | 0 | 0 | 106 | 0 | 0 | 0 | 106 | 106 | 1 | 1 | 2 | 0 | 0 | 0 | 106 | 0 | 0 | 0 | 106 | 106 | 0 | 0 | 0 | 106 | 0 | 0 | 0 | 106 | 106 | 1 | 1 | 2
PG&E KERN | Caliente | 230 | 0 | 0 | 0 | 0 | 0 | 0 | 0 | 0 | 0 | 1 | 1 | 1 | 0 | 0 | 0 | 0 | 0 | 0 | 0 | 0 | 0 | 0 | 0 | 0 | 0 | 0 | 0 | 0 | 0 | 0 | 1 | 1 | 1
PG&E FRESNO | California Ave | 115 | 0 | 0 | 0 | 100 | 0 | 0 | 0 | 100 | 100 | 3 | 1 | 3 | 0 | 0 | 0 | 100 | 0 | 0 | 0 | 100 | 100 | 0 | 0 | 0 | 100 | 0 | 0 | 0 | 100 | 100 | 3 | 1 | 3
PG&E KERN | Callender | 115 | 0 | 0 | 0 | 0 | 0 | 0 | 0 | 0 | 0 | 1 | 1 | 1 | 0 | 0 | 0 | 0 | 0 | 0 | 0 | 0 | 0 | 0 | 0 | 0 | 0 | 0 | 0 | 0 | 0 | 0 | 1 | 1 | 1
PG&E NGBA | Calpella | 115 | 0 | 100 | 100 | 0 | 0 | 0 | 0 | 0 | 100 | 3 | 3 | 1 | 0 | 100 | 100 | 0 | 0 | 0 | 0 | 0 | 100 | 0 | 100 | 100 | 0 | 0 | 0 | 0 | 0 | 100 | 3 | 3 | 1
PG&E GBA | Camanche | 230 | 0 | 0 | 0 | 0 | 0 | 0 | 0 | 0 | 0 | 1 | 1 | 1 | 0 | 0 | 0 | 0 | 0 | 0 | 0 | 0 | 0 | 0 | 0 | 0 | 0 | 0 | 0 | 0 | 0 | 0 | 1 | 1 | 1
SDGE | Cameron | 69 | 0 | 0 | 0 | 0 | 0 | 0 | 0 | 0 | 0 | 1 | 1 | 1 | 0 | 0 | 0 | 0 | 0 | 0 | 0 | 0 | 0 | 0 | 0 | 0 | 0 | 0 | 0 | 0 | 0 | 0 | 1 | 1 | 1
SDGE | Cannon | 69 | 0 | 0 | 0 | 0 | 0 | 0 | 0 | 0 | 0 | 1 | 1 | 1 | 0 | 0 | 0 | 0 | 0 | 0 | 0 | 0 | 0 | 0 | 0 | 0 | 0 | 0 | 0 | 0 | 0 | 0 | 1 | 1 | 1
PG&E FRESNO | Cantua | 115 | 0 | 0 | 0 | 100 | 0 | 0 | 50 | 150 | 150 | 3 | 1 | 3 | 0 | 0 | 0 | 200 | 0 | 0 | 50 | 250 | 250 | 0 | 0 | 0 | 200 | 0 | 0 | 50 | 250 | 250 | 4 | 1 | 4
SDGE | Capistrano | 138 | 0 | 0 | 0 | 0 | 0 | 0 | 0 | 0 | 0 | 1 | 1 | 1 | 0 | 0 | 0 | 0 | 0 | 0 | 0 | 0 | 0 | 0 | 0 | 0 | 0 | 0 | 0 | 0 | 0 | 0 | 1 | 1 | 1
SDGE | Capistrano | 230 | 0 | 0 | 0 | 0 | 0 | 0 | 0 | 0 | 0 | 1 | 1 | 1 | 0 | 0 | 0 | 0 | 0 | 0 | 0 | 0 | 0 | 0 | 0 | 0 | 0 | 0 | 0 | 0 | 0 | 0 | 1 | 1 | 1
PG&E NGBA | Carberry | 230 | 0 | 0 | 0 | 0 | 0 | 0 | 0 | 0 | 0 | 1 | 1 | 1 | 0 | 0 | 0 | 0 | 0 | 0 | 0 | 0 | 0 | 0 | 0 | 0 | 0 | 0 | 0 | 0 | 0 | 0 | 1 | 1 | 1
SCE Eastern | Cardiff | 66 | 0 | 0 | 0 | 0 | 0 | 0 | 0 | 0 | 0 | 1 | 1 | 1 | 0 | 0 | 0 | 0 | 0 | 0 | 0 | 0 | 0 | 0 | 0 | 0 | 0 | 0 | 0 | 0 | 0 | 0 | 1 | 1 | 1
PG&E NGBA | Caribou | 60 | 0 | 0 | 0 | 0 | 0 | 0 | 0 | 0 | 0 | 1 | 1 | 1 | 0 | 0 | 0 | 0 | 0 | 0 | 0 | 0 | 0 | 0 | 0 | 0 | 0 | 0 | 0 | 0 | 0 | 0 | 1 | 1 | 1
PG&E NGBA | Caribou | 115 | 0 | 95 | 95 | 0 | 0 | 0 | 0 | 0 | 95 | 2 | 2 | 1 | 0 | 95 | 95 | 0 | 0 | 0 | 0 | 0 | 95 | 0 | 95 | 95 | 0 | 0 | 0 | 0 | 0 | 95 | 2 | 2 | 1
PG&E NGBA | Caribou | 230 | 0 | 0 | 0 | 0 | 0 | 0 | 0 | 0 | 0 | 1 | 1 | 1 | 0 | 0 | 0 | 0 | 0 | 0 | 0 | 0 | 0 | 0 | 0 | 0 | 0 | 0 | 0 | 0 | 0 | 0 | 1 | 1 | 1
EOP | Carpenter Canyon (fka Gamebird) | 138 | 0 | 0 | 0 | 0 | 0 | 0 | 0 | 0 | 0 | 1 | 1 | 1 | 0 | 0 | 0 | 0 | 0 | 0 | 0 | 0 | 0 | 0 | 0 | 0 | 0 | 0 | 0 | 0 | 0 | 0 | 1 | 1 | 1
EOP | Carpenter Canyon (fka Gamebird) | 230 | 0 | 0 | 0 | 550 | 180 | 0 | 36.5 | 766.5 | 766.5 | 1 | 1 | 1 | 0 | 0 | 0 | 550 | 180 | 0 | 36.5 | 766.5 | 766.5 | 0 | 0 | 0 | 550 | 180 | 0 | 36.5 | 766.5 | 766.5 | 1 | 1 | 1
PG&E NGBA | Carquinez | 115 | 0 | 0 | 0 | 0 | 0 | 0 | 0 | 0 | 0 | 1 | 1 | 1 | 0 | 0 | 0 | 0 | 0 | 0 | 0 | 0 | 0 | 0 | 0 | 0 | 0 | 0 | 0 | 0 | 0 | 0 | 1 | 1 | 1
SDGE | Carrizo Gorge | 138 | 0 | 0 | 0 | 0 | 0 | 70 | 0 | 70 | 70 | 2 | 1 | 2 | 0 | 0 | 0 | 0 | 0 | 0 | 0 | 0 | 0 | 0 | 0 | 0 | 0 | 0 | 70 | 0 | 70 | 70 | 2 | 1 | 2
PG&E KERN | Carrizo Plains | 115 | 0 | 0 | 0 | 0 | 0 | 0 | 0 | 0 | 0 | 1 | 1 | 1 | 0 | 0 | 0 | 0 | 0 | 0 | 0 | 0 | 0 | 0 | 0 | 0 | 0 | 0 | 0 | 0 | 0 | 0 | 1 | 1 | 1
PG&E KERN | Casaloma | 230 | 0 | 0 | 0 | 0 | 0 | 0 | 0 | 0 | 0 | 1 | 1 | 1 | 0 | 0 | 0 | 0 | 0 | 0 | 0 | 0 | 0 | 0 | 0 | 0 | 0 | 0 | 0 | 0 | 0 | 0 | 1 | 1 | 1
PG&E GBA | Castro Valley | 230 | 0 | 0 | 0 | 0 | 0 | 0 | 0 | 0 | 0 | 1 | 1 | 1 | 0 | 0 | 0 | 0 | 0 | 0 | 0 | 0 | 0 | 0 | 0 | 0 | 0 | 0 | 0 | 0 | 0 | 0 | 1 | 1 | 1
PG&E GBA | Cayetano | 230 | 0 | 0 | 0 | 0 | 0 | 0 | 0 | 0 | 0 | 1 | 1 | 1 | 0 | 0 | 0 | 0 | 0 | 0 | 0 | 0 | 0 | 0 | 0 | 0 | 0 | 0 | 0 | 0 | 0 | 0 | 1 | 1 | 1
SCE Metro | Center | 230 | 0 | 0 | 0 | 0 | 0 | 0 | 200 | 200 | 200 | 1 | 1 | 1 | 0 | 0 | 0 | 0 | 0 | 0 | 200 | 200 | 200 | 0 | 0 | 0 | 0 | 0 | 0 | 200 | 200 | 200 | 1 | 1 | 1
PG&E KERN | Charca | 115 | 0 | 0 | 0 | 0 | 0 | 0 | 0 | 0 | 0 | 1 | 1 | 1 | 0 | 0 | 0 | 0 | 0 | 0 | 0 | 0 | 0 | 0 | 0 | 0 | 0 | 0 | 0 | 0 | 0 | 0 | 1 | 1 | 1
EOP | Charleston | 138 | 0 | 0 | 0 | 0 | 0 | 0 | 0 | 0 | 0 | 1 | 1 | 1 | 0 | 0 | 0 | 0 | 0 | 0 | 0 | 0 | 0 | 0 | 0 | 0 | 0 | 0 | 0 | 0 | 0 | 0 | 1 | 1 | 1
SCE Metro | Chevmain | 230 | 0 | 0 | 0 | 0 | 0 | 0 | 500 | 500 | 500 | 1 | 1 | 1 | 0 | 0 | 0 | 0 | 0 | 0 | 500 | 500 | 500 | 0 | 0 | 0 | 0 | 0 | 0 | 500 | 500 | 500 | 1 | 1 | 1
SDGE | Chicarita | 138 | 0 | 0 | 0 | 0 | 0 | 0 | 0 | 0 | 0 | 1 | 1 | 1 | 0 | 0 | 0 | 0 | 0 | 0 | 0 | 0 | 0 | 0 | 0 | 0 | 0 | 0 | 0 | 0 | 0 | 0 | 1 | 1 | 1
SCE Metro | Chino | 230 | 0 | 0 | 0 | 0 | 0 | 225 | 0 | 225 | 225 | 1 | 1 | 1 | 0 | 0 | 0 | 0 | 0 | 0 | 0 | 0 | 0 | 0 | 0 | 0 | 0 | 0 | 225 | 0 | 225 | 225 | 1 | 1 | 1
PG&E FRESNO | Chowchilla | 115 | 0 | 0 | 0 | 50 | 0 | 0 | 50 | 100 | 100 | 3 | 1 | 3 | 0 | 0 | 0 | 50 | 0 | 0 | 50 | 100 | 100 | 0 | 0 | 0 | 50 | 0 | 0 | 50 | 100 | 100 | 3 | 1 | 3
PG&E GBA | Christie | 60 | 0 | 0 | 0 | 0 | 0 | 0 | 0 | 0 | 0 | 1 | 1 | 1 | 0 | 0 | 0 | 0 | 0 | 0 | 0 | 0 | 0 | 0 | 0 | 0 | 0 | 0 | 0 | 0 | 0 | 0 | 1 | 1 | 1
PG&E GBA | Christie | 115 | 0 | 0 | 0 | 0 | 0 | 0 | 0 | 0 | 0 | 1 | 1 | 1 | 0 | 0 | 0 | 0 | 0 | 0 | 0 | 0 | 0 | 0 | 0 | 0 | 0 | 0 | 0 | 0 | 0 | 0 | 1 | 1 | 1
SCE Eastern | Cielo Azul | 500 | 0 | 0 | 0 | 150 | 2325 | 471.516 | 0 | 2946.516 | 2946.516 | 2 | 1 | 2 | 0 | 0 | 0 | 150 | 300 | 0 | 0 | 450 | 450 | 0 | 0 | 0 | 150 | 2325 | 471.516 | 0 | 2946.516 | 2946.516 | 2 | 1 | 2
PG&E GBA | Clay | 60 | 0 | 0 | 0 | 0 | 0 | 0 | 0 | 0 | 0 | 1 | 1 | 1 | 0 | 0 | 0 | 0 | 0 | 0 | 0 | 0 | 0 | 0 | 0 | 0 | 0 | 0 | 0 | 0 | 0 | 0 | 1 | 1 | 1
PG&E GBA | Clayton | 115 | 0 | 0 | 0 | 0 | 0 | 0 | 0 | 0 | 0 | 1 | 1 | 1 | 0 | 0 | 0 | 0 | 0 | 0 | 0 | 0 | 0 | 0 | 0 | 0 | 0 | 0 | 0 | 0 | 0 | 0 | 1 | 1 | 1
PG&E NGBA | Cloverdale | 115 | 0 | 0 | 0 | 0 | 0 | 0 | 0 | 0 | 0 | 1 | 1 | 1 | 0 | 0 | 0 | 0 | 0 | 0 | 0 | 0 | 0 | 0 | 0 | 0 | 0 | 0 | 0 | 0 | 0 | 0 | 1 | 1 | 1
PG&E FRESNO | Clovis | 115 | 0 | 0 | 0 | 0 | 0 | 0 | 0 | 0 | 0 | 1 | 1 | 1 | 0 | 0 | 0 | 0 | 0 | 0 | 0 | 0 | 0 | 0 | 0 | 0 | 0 | 0 | 0 | 0 | 0 | 0 | 1 | 1 | 1
PG&E GBA | Coburn | 230 | 0 | 0 | 0 | 0 | 0 | 0 | 0 | 0 | 0 | 1 | 1 | 1 | 0 | 0 | 0 | 0 | 0 | 0 | 2 | 2 | 2 | 0 | 0 | 0 | 0 | 0 | 0 | 2 | 2 | 2 | 1 | 1 | 5
PG&E GBA | Coburn | 60 | 0 | 0 | 0 | 0 | 0 | 0 | 0 | 0 | 0 | 1 | 1 | 1 | 0 | 0 | 0 | 0 | 0 | 0 | 0 | 0 | 0 | 0 | 0 | 0 | 0 | 0 | 0 | 0 | 0 | 0 | 1 | 1 | 1
PG&E NGBA | Colgate | 230 | 0 | 0 | 0 | 0 | 0 | 0 | 0 | 0 | 0 | 1 | 1 | 1 | 0 | 0 | 0 | 0 | 0 | 0 | 0 | 0 | 0 | 0 | 0 | 0 | 0 | 0 | 0 | 0 | 0 | 0 | 1 | 1 | 1
PG&E GBA | Collierville | 230 | 0 | 0 | 0 | 0 | 0 | 0 | 0 | 0 | 0 | 1 | 1 | 1 | 0 | 0 | 0 | 0 | 0 | 0 | 0 | 0 | 0 | 0 | 0 | 0 | 0 | 0 | 0 | 0 | 0 | 0 | 1 | 1 | 1
PG&E GBA | Collinsville | 230 | 0 | 0 | 0 | 0 | 0 | 0 | 0 | 0 | 0 | 1 | 1 | 1 | 0 | 0 | 0 | 0 | 0 | 0 | 0 | 0 | 0 | 0 | 0 | 0 | 0 | 0 | 0 | 0 | 0 | 0 | 1 | 1 | 1
PG&E GBA | Collinsville | 500 | 0 | 0 | 0 | 0 | 0 | 0 | 0 | 0 | 0 | 1 | 1 | 1 | 0 | 0 | 0 | 0 | 0 | 0 | 0 | 0 | 0 | 0 | 0 | 0 | 0 | 0 | 0 | 0 | 0 | 0 | 1 | 1 | 1
SCE Eastern | Colorado River | 230 | 0 | 0 | 0 | 100 | 700 | 30 | 0 | 830 | 830 | 1 | 1 | 1 | 0 | 0 | 0 | 100 | 200 | 0 | 0 | 300 | 300 | 0 | 0 | 0 | 100 | 700 | 30 | 0 | 830 | 830 | 1 | 1 | 1
SCE Eastern | Colorado River | 500 | 0 | 0 | 0 | 0 | 0 | 0 | 0 | 0 | 0 | 1 | 1 | 1 | 0 | 0 | 0 | 0 | 0 | 0 | 0 | 0 | 0 | 0 | 0 | 0 | 0 | 0 | 0 | 0 | 0 | 0 | 1 | 1 | 1
PG&E KERN | Columbus | 115 | 0 | 0 | 0 | 100 | 130 | 0 | 20 | 250 | 250 | 4 | 1 | 4 | 0 | 0 | 0 | 100 | 130 | 0 | 20 | 250 | 250 | 0 | 0 | 0 | 100 | 130 | 0 | 20 | 250 | 250 | 4 | 1 | 4
PG&E GBA | Contra Costa | 115 | 0 | 0 | 0 | 0 | 0 | 0 | 0 | 0 | 0 | 1 | 1 | 1 | 0 | 0 | 0 | 0 | 0 | 0 | 0 | 0 | 0 | 0 | 0 | 0 | 0 | 0 | 0 | 0 | 0 | 0 | 1 | 1 | 1
PG&E GBA | Contra Costa | 230 | 0 | 0 | 0 | 0 | 0 | 0 | 0 | 0 | 0 | 1 | 1 | 1 | 0 | 0 | 0 | 0 | 0 | 0 | 0 | 0 | 0 | 0 | 0 | 0 | 0 | 0 | 0 | 0 | 0 | 0 | 1 | 1 | 1
PG&E GBA | Contra Costa PP | 230 | 0 | 0 | 0 | 0 | 0 | 0 | 0 | 0 | 0 | 1 | 1 | 1 | 0 | 0 | 0 | 0 | 0 | 0 | 0 | 0 | 0 | 0 | 0 | 0 | 0 | 0 | 0 | 0 | 0 | 0 | 1 | 1 | 1
SCE NOL | Control | 115 | 0 | 0 | 0 | 0 | 0 | 0 | 0 | 0 | 0 | 1 | 1 | 1 | 0 | 0 | 0 | 0 | 0 | 0 | 0 | 0 | 0 | 0 | 0 | 0 | 0 | 0 | 0 | 0 | 0 | 0 | 1 | 1 | 1
SCE NOL | Control | 55 | 0 | 0 | 0 | 0 | 0 | 0 | 0 | 0 | 0 | 1 | 1 | 1 | 0 | 0 | 0 | 0 | 0 | 0 | 0 | 0 | 0 | 0 | 0 | 0 | 0 | 0 | 0 | 0 | 0 | 0 | 1 | 1 | 1
PG&E GBA | Cooley Landing | 115 | 0 | 0 | 0 | 0 | 50 | 0 | 0 | 50 | 50 | 2 | 1 | 2 | 0 | 0 | 0 | 0 | 50 | 0 | 0 | 50 | 50 | 0 | 0 | 0 | 0 | 50 | 0 | 0 | 50 | 50 | 2 | 1 | 2
PG&E GBA | Cooley Landing | 60 | 0 | 0 | 0 | 0 | 0 | 0 | 0 | 0 | 0 | 1 | 1 | 1 | 0 | 0 | 0 | 0 | 0 | 0 | 0 | 0 | 0 | 0 | 0 | 0 | 0 | 0 | 0 | 0 | 0 | 0 | 1 | 1 | 1
SCE NOL | Coolwater | 230 | 0 | 0 | 0 | 0 | 0 | 0 | 0 | 0 | 0 | 1 | 1 | 1 | 0 | 0 | 0 | 0 | 0 | 0 | 0 | 0 | 0 | 0 | 0 | 0 | 0 | 0 | 0 | 0 | 0 | 0 | 1 | 1 | 1
SCE NOL | Coolwater | 115 | 0 | 0 | 0 | 0 | 0 | 113.5 | 0 | 113.5 | 113.5 | 3 | 1 | 3 | 0 | 0 | 0 | 0 | 0 | 0 | 0 | 0 | 0 | 0 | 0 | 0 | 0 | 0 | 113.5 | 0 | 113.5 | 113.5 | 3 | 1 | 3
PG&E KERN | Copus | 70 | 0 | 0 | 0 | 0 | 0 | 0 | 0 | 0 | 0 | 1 | 1 | 1 | 0 | 0 | 0 | 0 | 0 | 0 | 0 | 0 | 0 | 0 | 0 | 0 | 0 | 0 | 0 | 0 | 0 | 0 | 1 | 1 | 1
PG&E FRESNO | Corcoran | 70 | 0 | 0 | 0 | 0 | 0 | 0 | 0 | 0 | 0 | 1 | 1 | 1 | 0 | 0 | 0 | 0 | 0 | 0 | 0 | 0 | 0 | 0 | 0 | 0 | 0 | 0 | 0 | 0 | 0 | 0 | 1 | 1 | 1
PG&E FRESNO | Corcoran | 115 | 0 | 0 | 0 | 0 | 0 | 0 | 0 | 0 | 0 | 1 | 1 | 1 | 0 | 0 | 0 | 0 | 0 | 0 | 0 | 0 | 0 | 0 | 0 | 0 | 0 | 0 | 0 | 0 | 0 | 0 | 1 | 1 | 1
PG&E NGBA | Corona | 115 | 0 | 0 | 0 | 0 | 0 | 0 | 0 | 0 | 0 | 1 | 1 | 1 | 0 | 0 | 0 | 0 | 0 | 0 | 0 | 0 | 0 | 0 | 0 | 0 | 0 | 0 | 0 | 0 | 0 | 0 | 1 | 1 | 1
PG&E NGBA | Cortina | 230 | 0 | 101 | 101 | 0 | 0 | 0 | 0 | 0 | 101 | 1 | 2 | 1 | 0 | 101 | 101 | 0 | 0 | 0 | 0 | 0 | 101 | 0 | 101 | 101 | 0 | 0 | 0 | 0 | 0 | 101 | 1 | 2 | 1
PG&E NGBA | Cortina | 115 | 0 | 0 | 0 | 0 | 0 | 0 | 0 | 0 | 0 | 1 | 1 | 1 | 0 | 0 | 0 | 0 | 0 | 0 | 0 | 0 | 0 | 0 | 0 | 0 | 0 | 0 | 0 | 0 | 0 | 0 | 1 | 1 | 1
PG&E GBA | Cottle | 230 | 0 | 0 | 0 | 0 | 0 | 0 | 0 | 0 | 0 | 1 | 1 | 1 | 0 | 0 | 0 | 0 | 0 | 0 | 0 | 0 | 0 | 0 | 0 | 0 | 0 | 0 | 0 | 0 | 0 | 0 | 1 | 1 | 1
PG&E NGBA | Cottonwood | 115 | 0 | 0 | 0 | 0 | 0 | 0 | 0 | 0 | 0 | 1 | 1 | 1 | 0 | 0 | 0 | 0 | 0 | 0 | 0 | 0 | 0 | 0 | 0 | 0 | 0 | 0 | 0 | 0 | 0 | 0 | 1 | 1 | 1
PG&E NGBA | Cottonwood | 230 | 0 | 0 | 0 | 0 | 0 | 0 | 0 | 0 | 0 | 1 | 1 | 1 | 100 | 0 | 100 | 0 | 0 | 0 | 0 | 0 | 100 | 100 | 0 | 100 | 0 | 0 | 0 | 0 | 0 | 100 | 1 | 2 | 1
PG&E NGBA | Cottonwood | 60 | 0 | 0 | 0 | 0 | 0 | 0 | 0 | 0 | 0 | 1 | 1 | 1 | 0 | 0 | 0 | 0 | 0 | 0 | 0 | 0 | 0 | 0 | 0 | 0 | 0 | 0 | 0 | 0 | 0 | 0 | 1 | 1 | 1
PG&E NGBA | Cove Road | 230 | 0 | 0 | 0 | 0 | 0 | 0 | 0 | 0 | 0 | 1 | 1 | 1 | 140 | 0 | 140 | 0 | 0 | 0 | 0 | 0 | 140 | 140 | 0 | 140 | 0 | 0 | 0 | 0 | 0 | 140 | 1 | 2 | 1
PG&E GBA | Coyote | 230 | 0 | 0 | 0 | 0 | 0 | 0 | 0 | 0 | 0 | 1 | 1 | 1 | 0 | 0 | 0 | 0 | 0 | 0 | 0 | 0 | 0 | 0 | 0 | 0 | 0 | 0 | 0 | 0 | 0 | 0 | 1 | 1 | 1
PG&E GBA | Crazy Horse Canyon | 115 | 50 | 0 | 50 | 0 | 0 | 0 | 0 | 0 | 50 | 2 | 2 | 1 | 50 | 0 | 50 | 0 | 0 | 0 | 0 | 0 | 50 | 50 | 0 | 50 | 0 | 0 | 0 | 0 | 0 | 50 | 2 | 2 | 1
SDGE | Creelman | 69 | 0 | 0 | 0 | 0 | 0 | 7.36 | 0 | 7.36 | 7.36 | 3 | 1 | 3 | 0 | 0 | 0 | 0 | 0 | 0 | 0 | 0 | 0 | 0 | 0 | 0 | 0 | 0 | 7.36 | 0 | 7.36 | 7.36 | 3 | 1 | 3
PG&E FRESNO | Crescent | 70 | 0 | 0 | 0 | 0 | 35 | 35 | 0 | 70 | 70 | 4 | 1 | 4 | 0 | 0 | 0 | 0 | 0 | 0 | 0 | 0 | 0 | 0 | 0 | 0 | 0 | 35 | 35 | 0 | 70 | 70 | 4 | 1 | 4
PG&E FRESNO | Cressey | 115 | 0 | 0 | 0 | 0 | 0 | 0 | 0 | 0 | 0 | 1 | 1 | 1 | 0 | 0 | 0 | 0 | 0 | 0 | 0 | 0 | 0 | 0 | 0 | 0 | 0 | 0 | 0 | 0 | 0 | 0 | 1 | 1 | 1
PG&E NGBA | Cresta | 230 | 0 | 0 | 0 | 0 | 0 | 0 | 0 | 0 | 0 | 1 | 1 | 1 | 0 | 0 | 0 | 0 | 0 | 0 | 0 | 0 | 0 | 0 | 0 | 0 | 0 | 0 | 0 | 0 | 0 | 0 | 1 | 1 | 1
SDGE | Crestwood | 69 | 0 | 0 | 0 | 0 | 0 | 0 | 0 | 0 | 0 | 1 | 1 | 1 | 0 | 0 | 0 | 0 | 0 | 0 | 0 | 0 | 0 | 0 | 0 | 0 | 0 | 0 | 0 | 0 | 0 | 0 | 1 | 1 | 1
PG&E GBA | Crow Creek | 60 | 0 | 0 | 0 | 0 | 0 | 0 | 0 | 0 | 0 | 1 | 1 | 1 | 0 | 0 | 0 | 0 | 0 | 0 | 0 | 0 | 0 | 0 | 0 | 0 | 0 | 0 | 0 | 0 | 0 | 0 | 1 | 1 | 1
PG&E GBA | Crows Landing | 60 | 0 | 0 | 0 | 0 | 0 | 0 | 0 | 0 | 0 | 1 | 1 | 1 | 0 | 0 | 0 | 0 | 0 | 0 | 0 | 0 | 0 | 0 | 0 | 0 | 0 | 0 | 0 | 0 | 0 | 0 | 1 | 1 | 1
PG&E GBA | Curtis | 115 | 0 | 0 | 0 | 0 | 0 | 0 | 0 | 0 | 0 | 1 | 1 | 1 | 0 | 0 | 0 | 0 | 0 | 0 | 0 | 0 | 0 | 0 | 0 | 0 | 0 | 0 | 0 | 0 | 0 | 0 | 1 | 1 | 1
PG&E FRESNO | Dairyland | 115 | 0 | 0 | 0 | 120 | 0 | 0 | 0 | 120 | 120 | 3 | 1 | 3 | 0 | 0 | 0 | 120 | 0 | 0 | 0 | 120 | 120 | 0 | 0 | 0 | 120 | 0 | 0 | 0 | 120 | 120 | 3 | 1 | 3
PG&E NGBA | Davis | 115 | 0 | 0 | 0 | 0 | 0 | 0 | 0 | 0 | 0 | 1 | 1 | 1 | 0 | 0 | 0 | 0 | 0 | 0 | 0 | 0 | 0 | 0 | 0 | 0 | 0 | 0 | 0 | 0 | 0 | 0 | 1 | 1 | 1
SCE Metro | Del Amo | 500 | 0 | 0 | 0 | 0 | 0 | 0 | 500 | 500 | 500 | 1 | 1 | 1 | 0 | 0 | 0 | 0 | 0 | 0 | 500 | 500 | 500 | 0 | 0 | 0 | 0 | 0 | 0 | 500 | 500 | 500 | 1 | 1 | 1
SCE Metro | Del Amo | 230 | 0 | 0 | 0 | 0 | 0 | 0 | 300 | 300 | 300 | 1 | 1 | 1 | 0 | 0 | 0 | 400 | 0 | 0 | 300 | 700 | 700 | 0 | 0 | 0 | 400 | 0 | 0 | 300 | 700 | 700 | 1 | 1 | 1
SCE Eastern | Delaney | 500 | 0 | 0 | 0 | 170 | 250 | 28.5 | 0 | 448.5 | 448.5 | 1 | 1 | 1 | 0 | 0 | 0 | 170 | 250 | 28.5 | 0 | 448.5 | 448.5 | 0 | 0 | 0 | 170 | 250 | 28.5 | 0 | 448.5 | 448.5 | 1 | 1 | 1
PG&E NGBA | Delevan | 230 | 0 | 0 | 0 | 0 | 0 | 0 | 0 | 0 | 0 | 1 | 1 | 1 | 0 | 0 | 0 | 0 | 0 | 0 | 0 | 0 | 0 | 0 | 0 | 0 | 0 | 0 | 0 | 0 | 0 | 0 | 1 | 1 | 1
PG&E GBA | Delta PP | 230 | 0 | 0 | 0 | 0 | 0 | 0 | 0 | 0 | 0 | 1 | 1 | 1 | 0 | 0 | 0 | 0 | 0 | 0 | 0 | 0 | 0 | 0 | 0 | 0 | 0 | 0 | 0 | 0 | 0 | 0 | 1 | 1 | 1
EOP | Desert View | 230 | 0 | 0 | 0 | 450 | 0 | 0 | 0 | 450 | 450 | 1 | 1 | 1 | 0 | 0 | 0 | 450 | 0 | 0 | 0 | 450 | 450 | 0 | 0 | 0 | 450 | 0 | 0 | 0 | 450 | 450 | 1 | 1 | 1
SCE Eastern | Devers | 230 | 263 | 0 | 263 | 0 | 180 | 200 | 100 | 480 | 743 | 1 | 1 | 1 | 263 | 0 | 263 | 0 | 180 | 0 | 0 | 180 | 443 | 263 | 0 | 263 | 0 | 180 | 200 | 100 | 480 | 743 | 1 | 1 | 1
SCE Eastern | Devers | 500 | 0 | 0 | 0 | 0 | 0 | 0 | 0 | 0 | 0 | 1 | 1 | 1 | 0 | 0 | 0 | 600 | 730 | 0 | 0 | 1330 | 1330 | 0 | 0 | 0 | 600 | 730 | 0 | 0 | 1330 | 1330 | 1 | 1 | 1
PG&E KERN | Diablo Canyon | 230 | 0 | 0 | 0 | 0 | 0 | 0 | 0 | 0 | 0 | 1 | 1 | 1 | 0 | 0 | 0 | 0 | 0 | 0 | 0 | 0 | 0 | 0 | 0 | 0 | 0 | 0 | 0 | 0 | 0 | 0 | 1 | 1 | 1
PG&E KERN | Diablo Canyon | 500 | 0 | 0 | 0 | 0 | 0 | 0 | 0 | 0 | 0 | 1 | 1 | 1 | 0 | 0 | 0 | 0 | 0 | 0 | 0 | 0 | 0 | 0 | 0 | 0 | 0 | 0 | 0 | 0 | 0 | 0 | 1 | 1 | 1
PG&E KERN | Divide | 115 | 0 | 0 | 0 | 0 | 100 | 0 | 0 | 100 | 100 | 3 | 1 | 3 | 0 | 0 | 0 | 0 | 100 | 0 | 0 | 100 | 100 | 0 | 0 | 0 | 0 | 100 | 0 | 0 | 100 | 100 | 3 | 1 | 3
PG&E GBA | Dixon Landing | 115 | 0 | 0 | 0 | 0 | 0 | 0 | 0 | 0 | 0 | 1 | 1 | 1 | 0 | 0 | 0 | 0 | 0 | 0 | 0 | 0 | 0 | 0 | 0 | 0 | 0 | 0 | 0 | 0 | 0 | 0 | 1 | 1 | 1
PG&E FRESNO | Dos Amigos | 230 | 0 | 0 | 0 | 493.2 | 0 | 0 | 860 | 1353.2 | 1353.2 | 2 | 1 | 2 | 0 | 0 | 0 | 493.2 | 0 | 0 | 860 | 1353.2 | 1353.2 | 0 | 0 | 0 | 493.2 | 0 | 0 | 860 | 1353.2 | 1353.2 | 2 | 1 | 2
PG&E NGBA | Drum | 115 | 0 | 0 | 0 | 0 | 0 | 0 | 0 | 0 | 0 | 1 | 1 | 1 | 0 | 0 | 0 | 0 | 0 | 0 | 0 | 0 | 0 | 0 | 0 | 0 | 0 | 0 | 0 | 0 | 0 | 0 | 1 | 1 | 1
PG&E GBA | Dumbarton | 115 | 0 | 0 | 0 | 0 | 0 | 0 | 0 | 0 | 0 | 1 | 1 | 1 | 0 | 0 | 0 | 0 | 0 | 0 | 0 | 0 | 0 | 0 | 0 | 0 | 0 | 0 | 0 | 0 | 0 | 0 | 1 | 1 | 1
SCE NOL | Dunn Siding | 115 | 0 | 0 | 0 | 0 | 0 | 0 | 0 | 0 | 0 | 1 | 1 | 1 | 0 | 0 | 0 | 0 | 0 | 0 | 0 | 0 | 0 | 0 | 0 | 0 | 0 | 0 | 0 | 0 | 0 | 0 | 1 | 1 | 1
SCE Eastern | Eagle Mountain | 230 | 0 | 0 | 0 | 0 | 0 | 0 | 0 | 0 | 0 | 1 | 1 | 1 | 0 | 0 | 0 | 0 | 0 | 0 | 0 | 0 | 0 | 0 | 0 | 0 | 0 | 0 | 0 | 0 | 0 | 0 | 1 | 1 | 1
PG&E NGBA | Eagle Rock (PGE) | 60 | 0 | 0 | 0 | 0 | 0 | 0 | 0 | 0 | 0 | 1 | 1 | 1 | 0 | 0 | 0 | 0 | 0 | 0 | 0 | 0 | 0 | 0 | 0 | 0 | 0 | 0 | 0 | 0 | 0 | 0 | 1 | 1 | 1
PG&E NGBA | Eagle Rock (PGE) | 115 | 0 | 0 | 0 | 0 | 0 | 0 | 0 | 0 | 0 | 1 | 1 | 1 | 0 | 0 | 0 | 0 | 0 | 0 | 0 | 0 | 0 | 0 | 0 | 0 | 0 | 0 | 0 | 0 | 0 | 0 | 1 | 1 | 1
SCE Metro | Eagle Rock (SCE) | 230 | 0 | 0 | 0 | 0 | 0 | 0 | 0 | 0 | 0 | 1 | 1 | 1 | 0 | 0 | 0 | 0 | 0 | 0 | 0 | 0 | 0 | 0 | 0 | 0 | 0 | 0 | 0 | 0 | 0 | 0 | 1 | 1 | 1
PG&E NGBA | East Marysville | 115 | 0 | 0 | 0 | 0 | 0 | 0 | 0 | 0 | 0 | 1 | 1 | 1 | 0 | 0 | 0 | 0 | 0 | 0 | 0 | 0 | 0 | 0 | 0 | 0 | 0 | 0 | 0 | 0 | 0 | 0 | 1 | 1 | 1
PG&E NGBA | East Nicolaus | 115 | 0 | 0 | 0 | 0 | 140 | 0 | 0 | 140 | 140 | 3 | 1 | 3 | 0 | 0 | 0 | 0 | 140 | 0 | 0 | 140 | 140 | 0 | 0 | 0 | 0 | 140 | 0 | 0 | 140 | 140 | 3 | 1 | 3
PG&E NGBA | East Nicolaus | 60 | 0 | 0 | 0 | 0 | 0 | 0 | 0 | 0 | 0 | 1 | 1 | 1 | 0 | 0 | 0 | 0 | 0 | 0 | 0 | 0 | 0 | 0 | 0 | 0 | 0 | 0 | 0 | 0 | 0 | 0 | 1 | 1 | 1
PG&E GBA | Eastshore | 115 | 0 | 0 | 0 | 0 | 0 | 0 | 90.7 | 90.7 | 90.7 | 2 | 1 | 2 | 0 | 0 | 0 | 130 | 0 | 0 | 90.7 | 220.7 | 220.7 | 0 | 0 | 0 | 130 | 0 | 0 | 90.7 | 220.7 | 220.7 | 4 | 1 | 4
PG&E GBA | Eastshore | 230 | 0 | 0 | 0 | 0 | 0 | 0 | 0 | 0 | 0 | 1 | 1 | 1 | 0 | 0 | 0 | 0 | 0 | 0 | 0 | 0 | 0 | 0 | 0 | 0 | 0 | 0 | 0 | 0 | 0 | 0 | 1 | 1 | 1
SDGE | ECO | 138 | 0 | 0 | 0 | 0 | 0 | 0 | 0 | 0 | 0 | 1 | 1 | 1 | 0 | 0 | 0 | 0 | 0 | 0 | 0 | 0 | 0 | 0 | 0 | 0 | 0 | 0 | 0 | 0 | 0 | 0 | 1 | 1 | 1
SDGE | ECO | 230 | 0 | 0 | 0 | 0 | 0 | 0 | 0 | 0 | 0 | 1 | 1 | 1 | 0 | 0 | 0 | 0 | 0 | 0 | 0 | 0 | 0 | 0 | 0 | 0 | 0 | 0 | 0 | 0 | 0 | 0 | 1 | 1 | 1
SDGE | ECO | 500 | 350 | 0 | 350 | 0 | 0 | 0 | 0 | 0 | 350 | 1 | 2 | 1 | 1650 | 0 | 1650 | 0 | 0 | 0 | 0 | 0 | 1650 | 1650 | 0 | 1650 | 0 | 0 | 0 | 0 | 0 | 1650 | 1 | 1 | 1
PG&E GBA | Edenvale | 115 | 0 | 0 | 0 | 0 | 0 | 0 | 0 | 0 | 0 | 1 | 1 | 1 | 0 | 0 | 0 | 0 | 0 | 0 | 0 | 0 | 0 | 0 | 0 | 0 | 0 | 0 | 0 | 0 | 0 | 0 | 1 | 1 | 1
PG&E GBA | Edes | 115 | 0 | 0 | 0 | 0 | 0 | 0 | 0 | 0 | 0 | 1 | 1 | 1 | 0 | 0 | 0 | 0 | 0 | 0 | 0 | 0 | 0 | 0 | 0 | 0 | 0 | 0 | 0 | 0 | 0 | 0 | 1 | 1 | 1
PG&E GBA | Eight Mile | 230 | 0 | 0 | 0 | 0 | 0 | 0 | 0 | 0 | 0 | 1 | 1 | 1 | 0 | 0 | 0 | 0 | 0 | 0 | 0 | 0 | 0 | 0 | 0 | 0 | 0 | 0 | 0 | 0 | 0 | 0 | 1 | 1 | 1
SDGE | El Cajon | 69 | 0 | 0 | 0 | 0 | 0 | 0 | 0 | 0 | 0 | 1 | 1 | 1 | 0 | 0 | 0 | 0 | 0 | 0 | 0 | 0 | 0 | 0 | 0 | 0 | 0 | 0 | 0 | 0 | 0 | 0 | 1 | 1 | 1
SCE Eastern | El Casco | 230 | 0 | 0 | 0 | 0 | 0 | 0 | 0 | 0 | 0 | 1 | 1 | 1 | 0 | 0 | 0 | 0 | 0 | 0 | 0 | 0 | 0 | 0 | 0 | 0 | 0 | 0 | 0 | 0 | 0 | 0 | 1 | 1 | 1
PG&E GBA | El Cerrito G | 115 | 0 | 0 | 0 | 0 | 0 | 0 | 0 | 0 | 0 | 1 | 1 | 1 | 0 | 0 | 0 | 0 | 0 | 0 | 0 | 0 | 0 | 0 | 0 | 0 | 0 | 0 | 0 | 0 | 0 | 0 | 1 | 1 | 1
PG&E NGBA | El Dorado PH | 115 | 0 | 0 | 0 | 0 | 0 | 0 | 0 | 0 | 0 | 1 | 1 | 1 | 0 | 0 | 0 | 0 | 0 | 0 | 0 | 0 | 0 | 0 | 0 | 0 | 0 | 0 | 0 | 0 | 0 | 0 | 1 | 1 | 1
PG&E FRESNO | El Nido (PGE) | 115 | 0 | 0 | 0 | 0 | 0 | 0 | 0 | 0 | 0 | 1 | 1 | 1 | 0 | 0 | 0 | 0 | 0 | 0 | 0 | 0 | 0 | 0 | 0 | 0 | 0 | 0 | 0 | 0 | 0 | 0 | 1 | 1 | 1
SCE Metro | El Nido (SCE) | 230 | 0 | 0 | 0 | 0 | 0 | 0 | 400 | 400 | 400 | 1 | 1 | 1 | 0 | 0 | 0 | 0 | 0 | 0 | 400 | 400 | 400 | 0 | 0 | 0 | 0 | 0 | 0 | 400 | 400 | 400 | 1 | 1 | 1
PG&E GBA | El Patio | 115 | 0 | 0 | 0 | 0 | 0 | 0 | 0 | 0 | 0 | 1 | 1 | 1 | 0 | 0 | 0 | 0 | 0 | 0 | 0 | 0 | 0 | 0 | 0 | 0 | 0 | 0 | 0 | 0 | 0 | 0 | 1 | 1 | 1
SCE Metro | El Segundo | 230 | 0 | 0 | 0 | 0 | 0 | 0 | 0 | 0 | 0 | 1 | 1 | 1 | 0 | 0 | 0 | 0 | 0 | 0 | 0 | 0 | 0 | 0 | 0 | 0 | 0 | 0 | 0 | 0 | 0 | 0 | 1 | 1 | 1
EOP | Eldorado | 230 | 0 | 0 | 0 | 0 | 0 | 0 | 0 | 0 | 0 | 1 | 1 | 1 | 0 | 0 | 0 | 0 | 0 | 0 | 0 | 0 | 0 | 0 | 0 | 0 | 0 | 0 | 0 | 0 | 0 | 0 | 1 | 1 | 1
EOP | Eldorado | 500 | 0 | 0 | 0 | 600 | 0 | 0 | 390 | 990 | 990 | 1 | 1 | 1 | 0 | 0 | 0 | 600 | 0 | 0 | 390 | 990 | 990 | 0 | 0 | 0 | 600 | 0 | 0 | 390 | 990 | 990 | 1 | 1 | 1
SCE Northern | Elizabeth Lake | 66 | 0 | 0 | 0 | 0 | 0 | 0 | 0 | 0 | 0 | 1 | 1 | 1 | 0 | 0 | 0 | 0 | 0 | 0 | 0 | 0 | 0 | 0 | 0 | 0 | 0 | 0 | 0 | 0 | 0 | 0 | 1 | 1 | 1
PG&E KERN | Elk Hills | 230 | 0 | 0 | 0 | 0 | 0 | 0 | 0 | 0 | 0 | 1 | 1 | 1 | 0 | 0 | 0 | 0 | 0 | 0 | 0 | 0 | 0 | 0 | 0 | 0 | 0 | 0 | 0 | 0 | 0 | 0 | 1 | 1 | 1
SDGE | Elliot | 69 | 0 | 0 | 0 | 0 | 0 | 0 | 0 | 0 | 0 | 1 | 1 | 1 | 0 | 0 | 0 | 0 | 0 | 0 | 0 | 0 | 0 | 0 | 0 | 0 | 0 | 0 | 0 | 0 | 0 | 0 | 1 | 1 | 1
SCE Metro | Ellis | 230 | 0 | 0 | 0 | 0 | 0 | 0 | 0 | 0 | 0 | 1 | 1 | 1 | 0 | 0 | 0 | 0 | 0 | 0 | 0 | 0 | 0 | 0 | 0 | 0 | 0 | 0 | 0 | 0 | 0 | 0 | 1 | 1 | 1
SDGE | Encina | 138 | 0 | 0 | 0 | 0 | 0 | 0 | 0 | 0 | 0 | 1 | 1 | 1 | 0 | 0 | 0 | 0 | 0 | 0 | 0 | 0 | 0 | 0 | 0 | 0 | 0 | 0 | 0 | 0 | 0 | 0 | 1 | 1 | 1
SDGE | Encina | 230 | 0 | 0 | 0 | 20 | 0 | 0 | 0 | 20 | 20 | 1 | 1 | 5 | 0 | 0 | 0 | 20 | 0 | 0 | 0 | 20 | 20 | 0 | 0 | 0 | 20 | 0 | 0 | 0 | 20 | 20 | 1 | 1 | 5
SDGE | Escondido | 230 | 0 | 0 | 0 | 0 | 0 | 0 | 0 | 0 | 0 | 1 | 1 | 1 | 0 | 0 | 0 | 0 | 0 | 0 | 0 | 0 | 0 | 0 | 0 | 0 | 0 | 0 | 0 | 0 | 0 | 0 | 1 | 1 | 1
SDGE | Escondido | 69 | 0 | 0 | 0 | 0 | 0 | 13 | 0 | 13 | 13 | 3 | 1 | 3 | 0 | 0 | 0 | 0 | 0 | 0 | 0 | 0 | 0 | 0 | 0 | 0 | 0 | 0 | 13 | 0 | 13 | 13 | 3 | 1 | 3
PG&E KERN | Estrella | 230 | 0 | 0 | 0 | 0 | 0 | 0 | 0 | 0 | 0 | 1 | 1 | 1 | 0 | 0 | 0 | 0 | 0 | 0 | 0 | 0 | 0 | 0 | 0 | 0 | 0 | 0 | 0 | 0 | 0 | 0 | 1 | 1 | 1
SCE Eastern | Etiwanda | 230 | 0 | 0 | 0 | 0 | 0 | 70 | 0 | 70 | 70 | 1 | 1 | 2 | 0 | 0 | 0 | 0 | 0 | 0 | 0 | 0 | 0 | 0 | 0 | 0 | 0 | 0 | 70 | 0 | 70 | 70 | 1 | 1 | 2
PG&E GBA | Evergreen | 115 | 0 | 0 | 0 | 0 | 0 | 0 | 0 | 0 | 0 | 1 | 1 | 1 | 0 | 0 | 0 | 0 | 0 | 0 | 0 | 0 | 0 | 0 | 0 | 0 | 0 | 0 | 0 | 0 | 0 | 0 | 1 | 1 | 1
PG&E GBA | Evergreen | 60 | 0 | 0 | 0 | 0 | 0 | 0 | 0 | 0 | 0 | 1 | 1 | 1 | 0 | 0 | 0 | 0 | 0 | 0 | 0 | 0 | 0 | 0 | 0 | 0 | 0 | 0 | 0 | 0 | 0 | 0 | 1 | 1 | 1
PG&E FRESNO | Excelsior | 115 | 0 | 0 | 0 | 0 | 0 | 0 | 0 | 0 | 0 | 1 | 1 | 1 | 0 | 0 | 0 | 0 | 0 | 0 | 0 | 0 | 0 | 0 | 0 | 0 | 0 | 0 | 0 | 0 | 0 | 0 | 1 | 1 | 1
PG&E FRESNO | Exchequer | 115 | 0 | 0 | 0 | 0 | 0 | 0 | 0 | 0 | 0 | 1 | 1 | 1 | 0 | 0 | 0 | 0 | 0 | 0 | 0 | 0 | 0 | 0 | 0 | 0 | 0 | 0 | 0 | 0 | 0 | 0 | 1 | 1 | 1
PG&E KERN | Fairway | 115 | 0 | 0 | 0 | 0 | 0 | 0 | 0 | 0 | 0 | 1 | 1 | 1 | 0 | 0 | 0 | 0 | 0 | 0 | 0 | 0 | 0 | 0 | 0 | 0 | 0 | 0 | 0 | 0 | 0 | 0 | 1 | 1 | 1
PG&E KERN | Famoso | 115 | 0 | 0 | 0 | 0 | 0 | 0 | 0 | 0 | 0 | 1 | 1 | 1 | 0 | 0 | 0 | 0 | 0 | 0 | 0 | 0 | 0 | 0 | 0 | 0 | 0 | 0 | 0 | 0 | 0 | 0 | 1 | 1 | 1
PG&E NGBA | Fern Road | 500 | 0 | 0 | 0 | 0 | 0 | 0 | 0 | 0 | 0 | 1 | 1 | 1 | 0 | 0 | 0 | 0 | 0 | 0 | 0 | 0 | 0 | 0 | 0 | 0 | 0 | 0 | 0 | 0 | 0 | 0 | 1 | 1 | 1
PG&E GBA | Fibreboard (SPI Sonora) | 115 | 0 | 0 | 0 | 0 | 0 | 0 | 0 | 0 | 0 | 1 | 1 | 1 | 0 | 0 | 0 | 0 | 0 | 0 | 0 | 0 | 0 | 0 | 0 | 0 | 0 | 0 | 0 | 0 | 0 | 0 | 1 | 1 | 1
PG&E FRESNO | Figarden | 230 | 0 | 0 | 0 | 0 | 0 | 0 | 0 | 0 | 0 | 1 | 1 | 1 | 0 | 0 | 0 | 0 | 0 | 0 | 0 | 0 | 0 | 0 | 0 | 0 | 0 | 0 | 0 | 0 | 0 | 0 | 1 | 1 | 1
PG&E FRESNO | Fink | 230 | 0 | 0 | 0 | 0 | 0 | 0 | 0 | 0 | 0 | 1 | 1 | 1 | 0 | 0 | 0 | 200 | 0 | 0 | 0 | 200 | 200 | 0 | 0 | 0 | 200 | 0 | 0 | 0 | 200 | 200 | 1 | 1 | 1
PG&E NGBA | Fitch Mountain | 60 | 0 | 0 | 0 | 0 | 0 | 0 | 0 | 0 | 0 | 1 | 1 | 1 | 0 | 0 | 0 | 0 | 0 | 0 | 0 | 0 | 0 | 0 | 0 | 0 | 0 | 0 | 0 | 0 | 0 | 0 | 1 | 1 | 1
PG&E GBA | FMC | 115 | 0 | 0 | 0 | 0 | 0 | 0 | 0 | 0 | 0 | 1 | 1 | 1 | 0 | 0 | 0 | 0 | 0 | 0 | 0 | 0 | 0 | 0 | 0 | 0 | 0 | 0 | 0 | 0 | 0 | 0 | 1 | 1 | 1
PG&E GBA | Fremont | 115 | 0 | 0 | 0 | 0 | 0 | 0 | 0 | 0 | 0 | 1 | 1 | 1 | 0 | 0 | 0 | 0 | 0 | 0 | 0 | 0 | 0 | 0 | 0 | 0 | 0 | 0 | 0 | 0 | 0 | 0 | 1 | 1 | 1
PG&E GBA | French Camp | 60 | 0 | 0 | 0 | 0 | 0 | 0 | 0 | 0 | 0 | 1 | 1 | 1 | 0 | 0 | 0 | 0 | 0 | 0 | 0 | 0 | 0 | 0 | 0 | 0 | 0 | 0 | 0 | 0 | 0 | 0 | 1 | 1 | 1
PG&E GBA | Frogtown | 115 | 0 | 0 | 0 | 0 | 0 | 0 | 0 | 0 | 0 | 1 | 1 | 1 | 0 | 0 | 0 | 0 | 0 | 0 | 0 | 0 | 0 | 0 | 0 | 0 | 0 | 0 | 0 | 0 | 0 | 0 | 1 | 1 | 1
PG&E NGBA | Fulton | 115 | 0 | 0 | 0 | 0 | 0 | 0 | 0 | 0 | 0 | 1 | 1 | 1 | 0 | 0 | 0 | 0 | 0 | 0 | 0 | 0 | 0 | 0 | 0 | 0 | 0 | 0 | 0 | 0 | 0 | 0 | 1 | 1 | 1
PG&E NGBA | Fulton | 230 | 0 | 0 | 0 | 0 | 0 | 0 | 0 | 0 | 0 | 1 | 1 | 1 | 0 | 0 | 0 | 0 | 0 | 0 | 0 | 0 | 0 | 0 | 0 | 0 | 0 | 0 | 0 | 0 | 0 | 0 | 1 | 1 | 1
PG&E NGBA | Fulton | 60 | 0 | 0 | 0 | 0 | 0 | 0 | 0 | 0 | 0 | 1 | 1 | 1 | 0 | 0 | 0 | 0 | 0 | 0 | 0 | 0 | 0 | 0 | 0 | 0 | 0 | 0 | 0 | 0 | 0 | 0 | 1 | 1 | 1
PG&E KERN | Ganso | 115 | 0 | 0 | 0 | 0 | 0 | 0 | 0 | 0 | 0 | 1 | 1 | 1 | 0 | 0 | 0 | 0 | 0 | 0 | 0 | 0 | 0 | 0 | 0 | 0 | 0 | 0 | 0 | 0 | 0 | 0 | 1 | 1 | 1
PG&E FRESNO | Gates | 230 | 0 | 0 | 0 | 166 | 477.5 | 0 | 0 | 643.5 | 643.5 | 1 | 1 | 1 | 0 | 0 | 0 | 0 | 0 | 0 | 0 | 0 | 0 | 0 | 0 | 0 | 166 | 477.5 | 0 | 0 | 643.5 | 643.5 | 1 | 1 | 1
PG&E FRESNO | Gates | 500 | 0 | 0 | 0 | 0 | 0 | 190 | 35 | 225 | 225 | 1 | 1 | 2 | 0 | 0 | 0 | 0 | 0 | 0 | 0 | 0 | 0 | 0 | 0 | 0 | 0 | 0 | 190 | 35 | 225 | 225 | 1 | 1 | 2
PG&E NGBA | Geysers 12 | 230 | 0 | 0 | 0 | 0 | 0 | 0 | 0 | 0 | 0 | 1 | 1 | 1 | 0 | 0 | 0 | 0 | 0 | 0 | 0 | 0 | 0 | 0 | 0 | 0 | 0 | 0 | 0 | 0 | 0 | 0 | 1 | 1 | 1
PG&E NGBA | Geysers 17 | 230 | 0 | 0 | 0 | 0 | 0 | 0 | 0 | 0 | 0 | 1 | 1 | 1 | 0 | 0 | 0 | 0 | 0 | 0 | 0 | 0 | 0 | 0 | 0 | 0 | 0 | 0 | 0 | 0 | 0 | 0 | 1 | 1 | 1
PG&E NGBA | Geysers 3 | 115 | 0 | 0 | 0 | 0 | 0 | 0 | 0 | 0 | 0 | 1 | 1 | 1 | 0 | 0 | 0 | 0 | 0 | 0 | 0 | 0 | 0 | 0 | 0 | 0 | 0 | 0 | 0 | 0 | 0 | 0 | 1 | 1 | 1
PG&E NGBA | Glenn | 230 | 0 | 0 | 0 | 0 | 0 | 0 | 0 | 0 | 0 | 1 | 1 | 1 | 120 | 0 | 120 | 0 | 0 | 0 | 0 | 0 | 120 | 120 | 0 | 120 | 0 | 0 | 0 | 0 | 0 | 120 | 1 | 2 | 1
PG&E NGBA | Glenn | 60 | 0 | 0 | 0 | 0 | 0 | 0 | 0 | 0 | 0 | 1 | 1 | 1 | 0 | 0 | 0 | 0 | 0 | 0 | 0 | 0 | 0 | 0 | 0 | 0 | 0 | 0 | 0 | 0 | 0 | 0 | 1 | 1 | 1
PG&E NGBA | Gold Hill | 115 | 0 | 0 | 0 | 0 | 150 | 0 | 0 | 150 | 150 | 3 | 1 | 3 | 0 | 0 | 0 | 0 | 150 | 0 | 0 | 150 | 150 | 0 | 0 | 0 | 0 | 150 | 0 | 0 | 150 | 150 | 3 | 1 | 3
PG&E NGBA | Gold Hill | 230 | 0 | 0 | 0 | 0 | 0 | 0 | 0 | 0 | 0 | 1 | 1 | 1 | 0 | 0 | 0 | 0 | 0 | 0 | 0 | 0 | 0 | 0 | 0 | 0 | 0 | 0 | 0 | 0 | 0 | 0 | 1 | 1 | 1
SCE Northern | Goleta | 230 | 0 | 0 | 0 | 0 | 0 | 10 | 0 | 10 | 10 | 1 | 1 | 5 | 0 | 0 | 0 | 0 | 0 | 0 | 0 | 0 | 0 | 0 | 0 | 0 | 0 | 0 | 10 | 0 | 10 | 10 | 1 | 1 | 5
SCE Metro | Goodrich | 230 | 0 | 0 | 0 | 0 | 0 | 0 | 324.85 | 324.85 | 324.85 | 1 | 1 | 1 | 0 | 0 | 0 | 0 | 0 | 0 | 324.85 | 324.85 | 324.85 | 0 | 0 | 0 | 0 | 0 | 0 | 324.85 | 324.85 | 324.85 | 1 | 1 | 1
PG&E KERN | Goose Lake | 115 | 0 | 0 | 0 | 0 | 0 | 0 | 0 | 0 | 0 | 1 | 1 | 1 | 0 | 0 | 0 | 0 | 0 | 0 | 0 | 0 | 0 | 0 | 0 | 0 | 0 | 0 | 0 | 0 | 0 | 0 | 1 | 1 | 1
SCE Metro | Gould | 230 | 0 | 0 | 0 | 0 | 0 | 0 | 0 | 0 | 0 | 1 | 1 | 1 | 0 | 0 | 0 | 0 | 0 | 0 | 0 | 0 | 0 | 0 | 0 | 0 | 0 | 0 | 0 | 0 | 0 | 0 | 1 | 1 | 1
PG&E NGBA | Grand Island | 115 | 0 | 0 | 0 | 0 | 0 | 0 | 0 | 0 | 0 | 1 | 1 | 1 | 0 | 0 | 0 | 0 | 0 | 0 | 0 | 0 | 0 | 0 | 0 | 0 | 0 | 0 | 0 | 0 | 0 | 0 | 1 | 1 | 1
SDGE | Granite | 69 | 0 | 0 | 0 | 0 | 0 | 2.25 | 0 | 2.25 | 2.25 | 3 | 1 | 3 | 0 | 0 | 0 | 0 | 0 | 0 | 0 | 0 | 0 | 0 | 0 | 0 | 0 | 0 | 2.25 | 0 | 2.25 | 2.25 | 3 | 1 | 3
PG&E GBA | Grant | 115 | 0 | 0 | 0 | 0 | 0 | 0 | 0 | 0 | 0 | 1 | 1 | 1 | 0 | 0 | 0 | 0 | 0 | 0 | 0 | 0 | 0 | 0 | 0 | 0 | 0 | 0 | 0 | 0 | 0 | 0 | 1 | 1 | 1
PG&E GBA | Green Valley | 115 | 0 | 0 | 0 | 0 | 0 | 0 | 0 | 0 | 0 | 1 | 1 | 1 | 0 | 0 | 0 | 0 | 0 | 0 | 0 | 0 | 0 | 0 | 0 | 0 | 0 | 0 | 0 | 0 | 0 | 0 | 1 | 1 | 1
PG&E NGBA | Greenleaf 1 | 115 | 0 | 0 | 0 | 0 | 0 | 0 | 0 | 0 | 0 | 1 | 1 | 1 | 0 | 0 | 0 | 0 | 0 | 0 | 0 | 0 | 0 | 0 | 0 | 0 | 0 | 0 | 0 | 0 | 0 | 0 | 1 | 1 | 1
PG&E FRESNO | Gregg | 230 | 0 | 0 | 0 | 0 | 0 | 0 | 0 | 0 | 0 | 1 | 1 | 1 | 0 | 0 | 0 | 100 | 0 | 0 | 0 | 100 | 100 | 0 | 0 | 0 | 100 | 0 | 0 | 0 | 100 | 100 | 1 | 1 | 2
PG&E FRESNO | Grimmway-Malaga | 115 | 0 | 0 | 0 | 0 | 0 | 0 | 0 | 0 | 0 | 1 | 1 | 1 | 0 | 0 | 0 | 75 | 0 | 0 | 0 | 75 | 75 | 0 | 0 | 0 | 75 | 0 | 0 | 0 | 75 | 75 | 2 | 1 | 2
PG&E NGBA | Grizzly | 230 | 0 | 0 | 0 | 0 | 0 | 0 | 0 | 0 | 0 | 1 | 1 | 1 | 0 | 0 | 0 | 0 | 0 | 0 | 0 | 0 | 0 | 0 | 0 | 0 | 0 | 0 | 0 | 0 | 0 | 0 | 1 | 1 | 1
PG&E FRESNO | Guernsey | 70 | 0 | 0 | 0 | 0 | 0 | 0 | 0 | 0 | 0 | 1 | 1 | 1 | 0 | 0 | 0 | 0 | 0 | 0 | 0 | 0 | 0 | 0 | 0 | 0 | 0 | 0 | 0 | 0 | 0 | 0 | 1 | 1 | 1
PG&E FRESNO | GWF Hanford | 115 | 0 | 0 | 0 | 0 | 0 | 131.4 | 0 | 131.4 | 131.4 | 3 | 1 | 3 | 0 | 0 | 0 | 0 | 0 | 0 | 0 | 0 | 0 | 0 | 0 | 0 | 0 | 0 | 131.4 | 0 | 131.4 | 131.4 | 3 | 1 | 3
PG&E FRESNO | Haas | 230 | 0 | 0 | 0 | 0 | 0 | 0 | 0 | 0 | 0 | 1 | 1 | 1 | 0 | 0 | 0 | 150 | 0 | 0 | 0 | 150 | 150 | 0 | 0 | 0 | 150 | 0 | 0 | 0 | 150 | 150 | 1 | 1 | 2
PG&E FRESNO | Hammonds | 115 | 0 | 0 | 0 | 100 | 0 | 0 | 0 | 100 | 100 | 3 | 1 | 3 | 0 | 0 | 0 | 100 | 0 | 0 | 0 | 100 | 100 | 0 | 0 | 0 | 100 | 0 | 0 | 0 | 100 | 100 | 3 | 1 | 3
SCE Metro | HarborGen | 230 | 0 | 0 | 0 | 0 | 0 | 0 | 0 | 0 | 0 | 1 | 1 | 1 | 0 | 0 | 0 | 0 | 0 | 0 | 0 | 0 | 0 | 0 | 0 | 0 | 0 | 0 | 0 | 0 | 0 | 0 | 1 | 1 | 1
PG&E NGBA | Harris | 60 | 0 | 0 | 0 | 0 | 0 | 0 | 0 | 0 | 0 | 1 | 1 | 1 | 0 | 0 | 0 | 0 | 0 | 0 | 0 | 0 | 0 | 0 | 0 | 0 | 0 | 0 | 0 | 0 | 0 | 0 | 1 | 1 | 1
EOP | Harry Allen | 500 | 0 | 0 | 0 | 0 | 0 | 0 | 0 | 0 | 0 | 1 | 1 | 1 | 0 | 0 | 0 | 0 | 0 | 0 | 0 | 0 | 0 | 0 | 0 | 0 | 0 | 0 | 0 | 0 | 0 | 0 | 1 | 1 | 1
PG&E NGBA | Hartley | 60 | 0 | 0 | 0 | 0 | 0 | 0 | 0 | 0 | 0 | 1 | 1 | 1 | 0 | 0 | 0 | 0 | 0 | 0 | 0 | 0 | 0 | 0 | 0 | 0 | 0 | 0 | 0 | 0 | 0 | 0 | 1 | 1 | 1
SCE NOL | Harvard | 115 | 0 | 0 | 0 | 0 | 0 | 0 | 0 | 0 | 0 | 1 | 1 | 1 | 0 | 0 | 0 | 0 | 0 | 0 | 0 | 0 | 0 | 0 | 0 | 0 | 0 | 0 | 0 | 0 | 0 | 0 | 1 | 1 | 1
SDGE | Hassayampa | 500 | 0 | 0 | 0 | 5032.5 | 85 | 85 | 700 | 5902.5 | 5902.5 | 4 | 1 | 4 | 0 | 0 | 0 | 5032.5 | 0 | 0 | 700 | 5732.5 | 5732.5 | 0 | 0 | 0 | 5032.5 | 85 | 85 | 700 | 5902.5 | 5902.5 | 4 | 1 | 4
PG&E FRESNO | Helm | 230 | 0 | 0 | 0 | 0 | 0 | 0 | 0 | 0 | 0 | 1 | 1 | 1 | 0 | 0 | 0 | 150 | 0 | 0 | 0 | 150 | 150 | 0 | 0 | 0 | 150 | 0 | 0 | 0 | 150 | 150 | 1 | 1 | 2
PG&E FRESNO | Helm | 70 | 0 | 0 | 0 | 0 | 0 | 0 | 0 | 0 | 0 | 1 | 1 | 1 | 0 | 0 | 0 | 0 | 0 | 0 | 0 | 0 | 0 | 0 | 0 | 0 | 0 | 0 | 0 | 0 | 0 | 0 | 1 | 1 | 1
PG&E FRESNO | Henrietta | 115 | 0 | 0 | 0 | 80 | 0 | 0 | 0 | 80 | 80 | 2 | 1 | 2 | 0 | 0 | 0 | 80 | 0 | 0 | 0 | 80 | 80 | 0 | 0 | 0 | 160 | 0 | 0 | 0 | 160 | 160 | 3 | 1 | 3
PG&E FRESNO | Henrietta | 230 | 0 | 0 | 0 | 0 | 0 | 0 | 523 | 523 | 523 | 1 | 1 | 1 | 0 | 0 | 0 | 460 | 0 | 0 | 523 | 983 | 983 | 0 | 0 | 0 | 460 | 0 | 0 | 523 | 983 | 983 | 1 | 1 | 1
PG&E FRESNO | Henrietta | 70 | 0 | 0 | 0 | 0 | 0 | 173.2 | 0 | 173.2 | 173.2 | 5 | 1 | 5 | 0 | 0 | 0 | 0 | 0 | 0 | 0 | 0 | 0 | 0 | 0 | 0 | 0 | 0 | 173.2 | 0 | 173.2 | 173.2 | 5 | 1 | 5
PG&E FRESNO | Herndon | 115 | 0 | 0 | 0 | 0 | 0 | 0 | 0 | 0 | 0 | 1 | 1 | 1 | 0 | 0 | 0 | 0 | 0 | 0 | 0 | 0 | 0 | 0 | 0 | 0 | 0 | 0 | 0 | 0 | 0 | 0 | 1 | 1 | 1
PG&E FRESNO | Herndon | 230 | 0 | 0 | 0 | 0 | 0 | 0 | 0 | 0 | 0 | 1 | 1 | 1 | 0 | 0 | 0 | 0 | 0 | 0 | 0 | 0 | 0 | 0 | 0 | 0 | 0 | 0 | 0 | 0 | 0 | 0 | 1 | 1 | 1
PG&E GBA | Hicks | 230 | 0 | 0 | 0 | 0 | 0 | 0 | 0 | 0 | 0 | 1 | 1 | 1 | 0 | 0 | 0 | 0 | 0 | 0 | 0 | 0 | 0 | 0 | 0 | 0 | 0 | 0 | 0 | 0 | 0 | 0 | 1 | 1 | 1
PG&E NGBA | Higgins | 115 | 0 | 0 | 0 | 0 | 0 | 0 | 0 | 0 | 0 | 1 | 1 | 1 | 0 | 0 | 0 | 0 | 0 | 0 | 0 | 0 | 0 | 0 | 0 | 0 | 0 | 0 | 0 | 0 | 0 | 0 | 1 | 1 | 1
PG&E NGBA | Hilltop | 345 | 0 | 0 | 0 | 0 | 0 | 0 | 0 | 0 | 0 | 1 | 1 | 1 | 0 | 0 | 0 | 0 | 0 | 0 | 0 | 0 | 0 | 0 | 0 | 0 | 0 | 0 | 0 | 0 | 0 | 0 | 1 | 1 | 1
SCE Metro | Hinson | 230 | 0 | 0 | 0 | 0 | 0 | 325 | 0 | 325 | 325 | 1 | 1 | 1 | 0 | 0 | 0 | 0 | 0 | 0 | 0 | 0 | 0 | 0 | 0 | 0 | 0 | 0 | 325 | 0 | 325 | 325 | 1 | 1 | 1
PG&E GBA | Hollister | 115 | 0 | 0 | 0 | 0 | 0 | 0 | 0 | 0 | 0 | 1 | 1 | 1 | 0 | 0 | 0 | 0 | 0 | 0 | 0 | 0 | 0 | 0 | 0 | 0 | 0 | 0 | 0 | 0 | 0 | 0 | 1 | 1 | 1
PG&E NGBA | Homestake | 115 | 0 | 0 | 0 | 0 | 0 | 0 | 0 | 0 | 0 | 1 | 1 | 1 | 0 | 0 | 0 | 0 | 0 | 0 | 0 | 0 | 0 | 0 | 0 | 0 | 0 | 0 | 0 | 0 | 0 | 0 | 1 | 1 | 1
PG&E NGBA | Honcut | 115 | 0 | 0 | 0 | 0 | 0 | 0 | 0 | 0 | 0 | 1 | 1 | 1 | 0 | 0 | 0 | 0 | 0 | 0 | 0 | 0 | 0 | 0 | 0 | 0 | 0 | 0 | 0 | 0 | 0 | 0 | 1 | 1 | 1
SDGE | Hoodoo Wash | 500 | 0 | 0 | 0 | 237.5 | 5790.6 | 297.5 | 0 | 6325.6 | 6325.6 | 4 | 1 | 4 | 0 | 0 | 0 | 0 | 5611.6 | 0 | 0 | 5611.6 | 5611.6 | 0 | 0 | 0 | 237.5 | 5790.6 | 297.5 | 0 | 6325.6 | 6325.6 | 4 | 1 | 4
PG&E NGBA | Hopland | 115 | 0 | 0 | 0 | 0 | 0 | 0 | 0 | 0 | 0 | 1 | 1 | 1 | 0 | 0 | 0 | 0 | 0 | 0 | 0 | 0 | 0 | 0 | 0 | 0 | 0 | 0 | 0 | 0 | 0 | 0 | 1 | 1 | 1
PG&E NGBA | Hopland | 60 | 0 | 0 | 0 | 0 | 0 | 0 | 0 | 0 | 0 | 1 | 1 | 1 | 0 | 0 | 0 | 0 | 0 | 0 | 0 | 0 | 0 | 0 | 0 | 0 | 0 | 0 | 0 | 0 | 0 | 0 | 1 | 1 | 1
PG&E NGBA | Humboldt | 115 | 0 | 0 | 0 | 0 | 0 | 0 | 0 | 0 | 0 | 1 | 1 | 1 | 0 | 0 | 0 | 0 | 0 | 0 | 0 | 0 | 0 | 0 | 0 | 0 | 0 | 0 | 0 | 0 | 0 | 0 | 1 | 1 | 1
PG&E NGBA | Humboldt | 60 | 0 | 0 | 0 | 0 | 0 | 0 | 0 | 0 | 0 | 1 | 1 | 1 | 0 | 0 | 0 | 0 | 0 | 0 | 0 | 0 | 0 | 0 | 0 | 0 | 0 | 0 | 0 | 0 | 0 | 0 | 1 | 1 | 1
PG&E NGBA | Humboldt | 500 | 0 | 170.7 | 170.7 | 0 | 0 | 0 | 0 | 0 | 170.7 | 1 | 4 | 1 | 0 | 170.7 | 170.7 | 0 | 0 | 0 | 0 | 0 | 170.7 | 0 | 170.7 | 170.7 | 0 | 0 | 0 | 0 | 0 | 170.7 | 1 | 4 | 1
SCE Metro | Huntington Beach | 230 | 0 | 0 | 0 | 0 | 0 | 0 | 0 | 0 | 0 | 1 | 1 | 1 | 0 | 0 | 0 | 0 | 0 | 0 | 0 | 0 | 0 | 0 | 0 | 0 | 0 | 0 | 0 | 0 | 0 | 0 | 1 | 1 | 1
PG&E NGBA | Ignacio | 115 | 0 | 0 | 0 | 0 | 0 | 0 | 0 | 0 | 0 | 1 | 1 | 1 | 0 | 0 | 0 | 0 | 0 | 0 | 0 | 0 | 0 | 0 | 0 | 0 | 0 | 0 | 0 | 0 | 0 | 0 | 1 | 1 | 1
PG&E NGBA | Ignacio | 230 | 0 | 0 | 0 | 0 | 0 | 0 | 0 | 0 | 0 | 1 | 1 | 1 | 0 | 0 | 0 | 0 | 0 | 0 | 0 | 0 | 0 | 0 | 0 | 0 | 0 | 0 | 0 | 0 | 0 | 0 | 1 | 1 | 1
PG&E NGBA | Ignacio | 60 | 0 | 0 | 0 | 0 | 0 | 0 | 0 | 0 | 0 | 1 | 1 | 1 | 0 | 0 | 0 | 0 | 0 | 0 | 0 | 0 | 0 | 0 | 0 | 0 | 0 | 0 | 0 | 0 | 0 | 0 | 1 | 1 | 1
SDGE | Imperial Beach | 69 | 0 | 0 | 0 | 0 | 0 | 0 | 0 | 0 | 0 | 1 | 1 | 1 | 0 | 0 | 0 | 0 | 0 | 0 | 0 | 0 | 0 | 0 | 0 | 0 | 0 | 0 | 0 | 0 | 0 | 0 | 1 | 1 | 1
SDGE | Imperial Valley | 230 | 0 | 0 | 0 | 0 | 107 | 528 | 0 | 635 | 635 | 1 | 1 | 1 | 0 | 0 | 0 | 0 | 0 | 0 | 0 | 0 | 0 | 0 | 0 | 0 | 0 | 107 | 528 | 0 | 635 | 635 | 1 | 1 | 1
SDGE | Imperial Valley | 500 | 50 | 0 | 50 | 0 | 0 | 0 | 0 | 0 | 50 | 1 | 5 | 1 | 50 | 0 | 50 | 0 | 0 | 0 | 0 | 0 | 50 | 50 | 0 | 50 | 0 | 0 | 0 | 0 | 0 | 50 | 1 | 5 | 1
EOP | Innovation | 138 | 0 | 0 | 0 | 0 | 0 | 0 | 0 | 0 | 0 | 1 | 1 | 1 | 0 | 0 | 0 | 0 | 0 | 0 | 0 | 0 | 0 | 0 | 0 | 0 | 0 | 0 | 0 | 0 | 0 | 0 | 1 | 1 | 1
EOP | Innovation | 230 | 0 | 0 | 0 | 400 | 0 | 0 | 0 | 400 | 400 | 1 | 1 | 1 | 0 | 0 | 0 | 400 | 0 | 0 | 0 | 400 | 400 | 0 | 0 | 0 | 400 | 0 | 0 | 0 | 400 | 400 | 1 | 1 | 1
SCE NOL | Inyokern | 115 | 0 | 0 | 0 | 0 | 31.8 | 0 | 0 | 31.8 | 31.8 | 1 | 1 | 1 | 0 | 0 | 0 | 0 | 0 | 0 | 0 | 0 | 0 | 0 | 0 | 0 | 0 | 31.8 | 0 | 0 | 31.8 | 31.8 | 1 | 1 | 1
EOP | IS Tap | 138 | 0 | 0 | 0 | 0 | 0 | 0 | 50 | 50 | 50 | 2 | 1 | 2 | 0 | 0 | 0 | 0 | 0 | 0 | 50 | 50 | 50 | 0 | 0 | 0 | 0 | 0 | 0 | 50 | 50 | 50 | 2 | 1 | 2
EOP | Ivanpah | 115 | 0 | 0 | 0 | 0 | 0 | 0 | 0 | 0 | 0 | 1 | 1 | 1 | 0 | 0 | 0 | 0 | 0 | 0 | 0 | 0 | 0 | 0 | 0 | 0 | 0 | 0 | 0 | 0 | 0 | 0 | 1 | 1 | 1
EOP | Ivanpah | 230 | 0 | 0 | 0 | 0 | 0 | 0 | 0 | 0 | 0 | 1 | 1 | 1 | 0 | 0 | 0 | 0 | 0 | 0 | 0 | 0 | 0 | 0 | 0 | 0 | 0 | 0 | 0 | 0 | 0 | 0 | 1 | 1 | 1
EOP | Jackass (DOE) | 138 | 0 | 0 | 0 | 0 | 0 | 0 | 0 | 0 | 0 | 1 | 1 | 1 | 0 | 0 | 0 | 0 | 0 | 0 | 0 | 0 | 0 | 0 | 0 | 0 | 0 | 0 | 0 | 0 | 0 | 0 | 1 | 1 | 1
PG&E NGBA | James B Black | 230 | 0 | 0 | 0 | 0 | 0 | 0 | 0 | 0 | 0 | 1 | 1 | 1 | 150 | 0 | 150 | 0 | 0 | 0 | 0 | 0 | 150 | 150 | 0 | 150 | 0 | 0 | 0 | 0 | 0 | 150 | 1 | 2 | 1
PG&E GBA | Jefferson | 230 | 0 | 0 | 0 | 0 | 0 | 0 | 0 | 0 | 0 | 1 | 1 | 1 | 0 | 0 | 0 | 0 | 0 | 0 | 0 | 0 | 0 | 0 | 0 | 0 | 0 | 0 | 0 | 0 | 0 | 0 | 1 | 1 | 1
PG&E NGBA | Jessup | 115 | 0 | 0 | 0 | 0 | 0 | 0 | 0 | 0 | 0 | 1 | 1 | 1 | 110 | 0 | 110 | 0 | 0 | 0 | 0 | 0 | 110 | 110 | 0 | 110 | 0 | 0 | 0 | 0 | 0 | 110 | 3 | 3 | 1
SCE Metro | Johanna | 230 | 0 | 0 | 0 | 0 | 0 | 0 | 298.15 | 298.15 | 298.15 | 1 | 1 | 1 | 0 | 0 | 0 | 0 | 0 | 0 | 298.15 | 298.15 | 298.15 | 0 | 0 | 0 | 0 | 0 | 0 | 298.15 | 298.15 | 298.15 | 1 | 1 | 1
SCE Eastern | Julian Hinds | 230 | 0 | 0 | 0 | 0 | 0 | 0 | 0 | 0 | 0 | 1 | 1 | 1 | 0 | 0 | 0 | 0 | 0 | 0 | 0 | 0 | 0 | 0 | 0 | 0 | 0 | 0 | 0 | 0 | 0 | 0 | 1 | 1 | 1
PG&E GBA | Kasson | 115 | 0 | 0 | 0 | 0 | 0 | 0 | 0 | 0 | 0 | 1 | 1 | 1 | 0 | 0 | 0 | 0 | 0 | 0 | 0 | 0 | 0 | 0 | 0 | 0 | 0 | 0 | 0 | 0 | 0 | 0 | 1 | 1 | 1
PG&E GBA | Kasson | 60 | 0 | 0 | 0 | 0 | 0 | 0 | 0 | 0 | 0 | 1 | 1 | 1 | 0 | 0 | 0 | 0 | 0 | 0 | 0 | 0 | 0 | 0 | 0 | 0 | 0 | 0 | 0 | 0 | 0 | 0 | 1 | 1 | 1
PG&E FRESNO | Kearney | 230 | 0 | 0 | 0 | 0 | 0 | 0 | 0 | 0 | 0 | 1 | 1 | 1 | 0 | 0 | 0 | 0 | 0 | 0 | 0 | 0 | 0 | 0 | 0 | 0 | 0 | 0 | 0 | 0 | 0 | 0 | 1 | 1 | 1
PG&E FRESNO | Kearney | 70 | 0 | 0 | 0 | 30 | 0 | 0 | 0 | 30 | 30 | 3 | 1 | 3 | 0 | 0 | 0 | 30 | 0 | 0 | 0 | 30 | 30 | 0 | 0 | 0 | 30 | 0 | 0 | 0 | 30 | 30 | 3 | 1 | 3
PG&E GBA | Kelso | 230 | 0 | 0 | 0 | 0 | 0 | 90.7 | 0 | 90.7 | 90.7 | 1 | 1 | 2 | 0 | 0 | 0 | 0 | 0 | 0 | 0 | 0 | 0 | 0 | 0 | 0 | 0 | 0 | 90.7 | 0 | 90.7 | 90.7 | 1 | 1 | 2
PG&E FRESNO | Kerchoff 1 | 115 | 0 | 0 | 0 | 0 | 0 | 0 | 0 | 0 | 0 | 1 | 1 | 1 | 0 | 0 | 0 | 0 | 0 | 0 | 0 | 0 | 0 | 0 | 0 | 0 | 0 | 0 | 0 | 0 | 0 | 0 | 1 | 1 | 1
PG&E KERN | Kern Oil | 115 | 0 | 0 | 0 | 0 | 115 | 0 | 0 | 115 | 115 | 3 | 1 | 3 | 0 | 0 | 0 | 0 | 115 | 0 | 0 | 115 | 115 | 0 | 0 | 0 | 0 | 115 | 0 | 0 | 115 | 115 | 3 | 1 | 3
PG&E KERN | Kern PP | 115 | 0 | 0 | 0 | 0 | 120 | 0 | 0 | 120 | 120 | 3 | 1 | 3 | 0 | 0 | 0 | 0 | 120 | 0 | 0 | 120 | 120 | 0 | 0 | 0 | 0 | 120 | 0 | 0 | 120 | 120 | 3 | 1 | 3
PG&E KERN | Kern PP | 230 | 0 | 0 | 0 | 0 | 90 | 0 | 0 | 90 | 90 | 1 | 1 | 2 | 0 | 0 | 0 | 0 | 90 | 0 | 0 | 90 | 90 | 0 | 0 | 0 | 0 | 90 | 0 | 0 | 90 | 90 | 1 | 1 | 2
PG&E KERN | Kern PP | 70 | 0 | 0 | 0 | 0 | 0 | 0 | 0 | 0 | 0 | 1 | 1 | 1 | 0 | 0 | 0 | 0 | 0 | 0 | 0 | 0 | 0 | 0 | 0 | 0 | 0 | 0 | 0 | 0 | 0 | 0 | 1 | 1 | 1
PG&E KERN | Kernridge | 115 | 0 | 0 | 0 | 0 | 0 | 0 | 0 | 0 | 0 | 1 | 1 | 1 | 0 | 0 | 0 | 0 | 0 | 0 | 0 | 0 | 0 | 0 | 0 | 0 | 0 | 0 | 0 | 0 | 0 | 0 | 1 | 1 | 1
PG&E FRESNO | Kingsburg | 115 | 0 | 0 | 0 | 0 | 0 | 0 | 0 | 0 | 0 | 1 | 1 | 1 | 0 | 0 | 0 | 0 | 0 | 0 | 0 | 0 | 0 | 0 | 0 | 0 | 0 | 0 | 0 | 0 | 0 | 0 | 1 | 1 | 1
PG&E GBA | Kirker | 115 | 0 | 0 | 0 | 0 | 0 | 0 | 0 | 0 | 0 | 1 | 1 | 1 | 0 | 0 | 0 | 0 | 0 | 0 | 0 | 0 | 0 | 0 | 0 | 0 | 0 | 0 | 0 | 0 | 0 | 0 | 1 | 1 | 1
PG&E NGBA | Knights Landing | 115 | 0 | 0 | 0 | 0 | 0 | 0 | 0 | 0 | 0 | 1 | 1 | 1 | 0 | 0 | 0 | 0 | 0 | 0 | 0 | 0 | 0 | 0 | 0 | 0 | 0 | 0 | 0 | 0 | 0 | 0 | 1 | 1 | 1
PG&E NGBA | Konocti | 60 | 0 | 0 | 0 | 0 | 0 | 0 | 0 | 0 | 0 | 1 | 1 | 1 | 0 | 0 | 0 | 0 | 0 | 0 | 0 | 0 | 0 | 0 | 0 | 0 | 0 | 0 | 0 | 0 | 0 | 0 | 1 | 1 | 1
SCE NOL | Kramer | 115 | 0 | 0 | 0 | 0 | 4 | 0 | 6 | 10 | 10 | 1 | 1 | 1 | 0 | 0 | 0 | 0 | 0 | 0 | 0 | 0 | 0 | 0 | 0 | 0 | 0 | 4 | 0 | 6 | 10 | 10 | 1 | 1 | 1
SCE NOL | Kramer | 230 | 0 | 0 | 0 | 70 | 200 | 225 | 0 | 495 | 495 | 1 | 1 | 1 | 0 | 0 | 0 | 0 | 0 | 0 | 0 | 0 | 0 | 0 | 0 | 0 | 70 | 200 | 225 | 0 | 495 | 495 | 1 | 1 | 1
SCE Metro | La Cienega | 230 | 0 | 0 | 0 | 0 | 0 | 0 | 0 | 0 | 0 | 1 | 1 | 1 | 0 | 0 | 0 | 0 | 0 | 0 | 0 | 0 | 0 | 0 | 0 | 0 | 0 | 0 | 0 | 0 | 0 | 0 | 1 | 1 | 1
SCE Metro | La Fresa | 230 | 0 | 0 | 0 | 0 | 0 | 0 | 0 | 0 | 0 | 1 | 1 | 1 | 0 | 0 | 0 | 0 | 0 | 0 | 0 | 0 | 0 | 0 | 0 | 0 | 0 | 0 | 0 | 0 | 0 | 0 | 1 | 1 | 1
SCE Metro | Laguna Bell | 230 | 0 | 0 | 0 | 0 | 0 | 250 | 300 | 550 | 550 | 1 | 1 | 1 | 0 | 0 | 0 | 0 | 0 | 0 | 300 | 300 | 300 | 0 | 0 | 0 | 0 | 0 | 250 | 300 | 550 | 550 | 1 | 1 | 1
PG&E KERN | Lakeview | 70 | 0 | 0 | 0 | 0 | 0 | 65.6 | 0 | 65.6 | 65.6 | 4 | 1 | 4 | 0 | 0 | 0 | 0 | 0 | 0 | 0 | 0 | 0 | 0 | 0 | 0 | 0 | 0 | 65.6 | 0 | 65.6 | 65.6 | 4 | 1 | 4
PG&E NGBA | Lakeville | 230 | 0 | 0 | 0 | 0 | 0 | 0 | 0 | 0 | 0 | 1 | 1 | 1 | 0 | 0 | 0 | 0 | 0 | 0 | 0 | 0 | 0 | 0 | 0 | 0 | 0 | 0 | 0 | 0 | 0 | 0 | 1 | 1 | 1
PG&E NGBA | Lakeville | 60 | 0 | 0 | 0 | 0 | 0 | 0 | 0 | 0 | 0 | 1 | 1 | 1 | 0 | 0 | 0 | 0 | 0 | 0 | 0 | 0 | 0 | 0 | 0 | 0 | 0 | 0 | 0 | 0 | 0 | 0 | 1 | 1 | 1
PG&E NGBA | Lakeville | 115 | 0 | 0 | 0 | 0 | 0 | 50 | 0 | 50 | 50 | 2 | 1 | 2 | 0 | 0 | 0 | 0 | 0 | 0 | 0 | 0 | 0 | 0 | 0 | 0 | 0 | 0 | 50 | 0 | 50 | 50 | 2 | 1 | 2
PG&E GBA | Lakewood | 115 | 0 | 0 | 0 | 0 | 0 | 0 | 0 | 0 | 0 | 1 | 1 | 1 | 0 | 0 | 0 | 0 | 0 | 0 | 0 | 0 | 0 | 0 | 0 | 0 | 0 | 0 | 0 | 0 | 0 | 0 | 1 | 1 | 1
PG&E NGBA | Lambie | 230 | 0 | 130 | 130 | 0 | 0 | 0 | 0 | 0 | 130 | 1 | 2 | 1 | 0 | 130 | 130 | 0 | 0 | 0 | 0 | 0 | 130 | 0 | 130 | 130 | 0 | 0 | 0 | 0 | 0 | 130 | 1 | 2 | 1
PG&E GBA | Lammers | 115 | 0 | 0 | 0 | 0 | 0 | 0 | 0 | 0 | 0 | 1 | 1 | 1 | 0 | 0 | 0 | 0 | 0 | 0 | 0 | 0 | 0 | 0 | 0 | 0 | 0 | 0 | 0 | 0 | 0 | 0 | 1 | 1 | 1
PG&E KERN | Lamont | 115 | 0 | 0 | 0 | 0 | 0 | 0 | 0 | 0 | 0 | 1 | 1 | 1 | 0 | 0 | 0 | 0 | 0 | 0 | 0 | 0 | 0 | 0 | 0 | 0 | 0 | 0 | 0 | 0 | 0 | 0 | 1 | 1 | 1
PG&E FRESNO | Las Aguilas | 230 | 0 | 0 | 0 | 120 | 0 | 0 | 0 | 120 | 120 | 1 | 1 | 2 | 0 | 0 | 0 | 140 | 0 | 0 | 0 | 140 | 140 | 0 | 0 | 0 | 140 | 0 | 0 | 0 | 140 | 140 | 1 | 1 | 2
EOP | Lathrop | 138 | 0 | 0 | 0 | 0 | 0 | 0 | 0 | 0 | 0 | 1 | 1 | 1 | 0 | 0 | 0 | 0 | 0 | 0 | 0 | 0 | 0 | 0 | 0 | 0 | 0 | 0 | 0 | 0 | 0 | 0 | 1 | 1 | 1
EOP | Lathrop | 230 | 0 | 0 | 0 | 300 | 0 | 0 | 40 | 340 | 340 | 1 | 1 | 1 | 0 | 0 | 0 | 300 | 0 | 0 | 40 | 340 | 340 | 0 | 0 | 0 | 300 | 0 | 0 | 40 | 340 | 340 | 1 | 1 | 1
PG&E FRESNO | Le Grand | 115 | 0 | 0 | 0 | 0 | 0 | 0 | 0 | 0 | 0 | 1 | 1 | 1 | 0 | 0 | 0 | 0 | 0 | 0 | 0 | 0 | 0 | 0 | 0 | 0 | 0 | 0 | 0 | 0 | 0 | 0 | 1 | 1 | 1
PG&E FRESNO | Lemoore | 70 | 0 | 0 | 0 | 0 | 0 | 0 | 0 | 0 | 0 | 1 | 1 | 1 | 0 | 0 | 0 | 0 | 0 | 0 | 0 | 0 | 0 | 0 | 0 | 0 | 0 | 0 | 0 | 0 | 0 | 0 | 1 | 1 | 1
PG&E KERN | Lerdo | 115 | 0 | 0 | 0 | 0 | 0 | 0 | 0 | 0 | 0 | 1 | 1 | 1 | 0 | 0 | 0 | 0 | 0 | 0 | 0 | 0 | 0 | 0 | 0 | 0 | 0 | 0 | 0 | 0 | 0 | 0 | 1 | 1 | 1
SCE Metro | Lewis | 230 | 0 | 0 | 0 | 0 | 0 | 0 | 0 | 0 | 0 | 1 | 1 | 1 | 0 | 0 | 0 | 0 | 0 | 0 | 0 | 0 | 0 | 0 | 0 | 0 | 0 | 0 | 0 | 0 | 0 | 0 | 1 | 1 | 1
SCE Metro | Lighthipe | 230 | 0 | 0 | 0 | 0 | 0 | 0 | 250 | 250 | 250 | 1 | 1 | 1 | 0 | 0 | 0 | 0 | 0 | 0 | 250 | 250 | 250 | 0 | 0 | 0 | 0 | 0 | 0 | 250 | 250 | 250 | 1 | 1 | 1
SDGE | Lilac | 69 | 0 | 0 | 0 | 0 | 0 | 0 | 0 | 0 | 0 | 1 | 1 | 1 | 0 | 0 | 0 | 0 | 0 | 0 | 0 | 0 | 0 | 0 | 0 | 0 | 0 | 0 | 0 | 0 | 0 | 0 | 1 | 1 | 1
PG&E NGBA | Lincoln | 115 | 0 | 0 | 0 | 0 | 0 | 0 | 0 | 0 | 0 | 1 | 1 | 1 | 0 | 0 | 0 | 0 | 0 | 0 | 0 | 0 | 0 | 0 | 0 | 0 | 0 | 0 | 0 | 0 | 0 | 0 | 1 | 1 | 1
PG&E KERN | Live Oak | 115 | 0 | 0 | 0 | 100 | 110 | 0 | 0 | 210 | 210 | 4 | 1 | 4 | 0 | 0 | 0 | 100 | 110 | 0 | 0 | 210 | 210 | 0 | 0 | 0 | 100 | 110 | 0 | 0 | 210 | 210 | 4 | 1 | 4
PG&E GBA | Llagas | 115 | 0 | 0 | 0 | 0 | 0 | 0 | 0 | 0 | 0 | 1 | 1 | 1 | 0 | 0 | 0 | 0 | 0 | 0 | 0 | 0 | 0 | 0 | 0 | 0 | 0 | 0 | 0 | 0 | 0 | 0 | 1 | 1 | 1
PG&E GBA | Lockeford | 115 | 0 | 0 | 0 | 0 | 0 | 0 | 0 | 0 | 0 | 1 | 1 | 1 | 0 | 0 | 0 | 0 | 0 | 0 | 0 | 0 | 0 | 0 | 0 | 0 | 0 | 0 | 0 | 0 | 0 | 0 | 1 | 1 | 1
PG&E GBA | Lockeford | 230 | 0 | 0 | 0 | 0 | 0 | 0 | 0 | 0 | 0 | 1 | 1 | 1 | 0 | 0 | 0 | 0 | 0 | 0 | 0 | 0 | 0 | 0 | 0 | 0 | 0 | 0 | 0 | 0 | 0 | 0 | 1 | 1 | 1
PG&E GBA | Lockeford | 60 | 0 | 0 | 0 | 0 | 0 | 0 | 0 | 0 | 0 | 1 | 1 | 1 | 0 | 0 | 0 | 0 | 0 | 0 | 0 | 0 | 0 | 0 | 0 | 0 | 0 | 0 | 0 | 0 | 0 | 0 | 1 | 1 | 1
PG&E GBA | Lodi | 230 | 0 | 0 | 0 | 0 | 0 | 0 | 0 | 0 | 0 | 1 | 1 | 1 | 0 | 0 | 0 | 0 | 0 | 0 | 0 | 0 | 0 | 0 | 0 | 0 | 0 | 0 | 0 | 0 | 0 | 0 | 1 | 1 | 1
PG&E NGBA | Logan Creek | 230 | 0 | 0 | 0 | 0 | 0 | 0 | 0 | 0 | 0 | 1 | 1 | 1 | 0 | 0 | 0 | 0 | 0 | 0 | 0 | 0 | 0 | 0 | 0 | 0 | 0 | 0 | 0 | 0 | 0 | 0 | 1 | 1 | 1
PG&E GBA | Lone Tree | 230 | 0 | 0 | 0 | 0 | 0 | 0 | 0 | 0 | 0 | 1 | 1 | 1 | 0 | 0 | 0 | 0 | 0 | 0 | 0 | 0 | 0 | 0 | 0 | 0 | 0 | 0 | 0 | 0 | 0 | 0 | 1 | 1 | 1
PG&E FRESNO | Los Banos | 230 | 0 | 69.3 | 69.3 | 0 | 0 | 0 | 540 | 540 | 609.3 | 1 | 2 | 1 | 0 | 0 | 0 | 0 | 0 | 0 | 540 | 540 | 540 | 0 | 69.3 | 69.3 | 0 | 0 | 0 | 540 | 540 | 609.3 | 1 | 2 | 1
PG&E FRESNO | Los Banos | 500 | 0 | 0 | 0 | 200.8 | 0 | 0 | 0 | 200.8 | 200.8 | 1 | 1 | 2 | 0 | 0 | 0 | 110 | 0 | 0 | 0 | 110 | 110 | 0 | 0 | 0 | 200.8 | 0 | 0 | 0 | 200.8 | 200.8 | 1 | 1 | 2
SDGE | Los Coches | 138 | 0 | 0 | 0 | 0 | 0 | 0 | 0 | 0 | 0 | 1 | 1 | 1 | 0 | 0 | 0 | 0 | 0 | 0 | 0 | 0 | 0 | 0 | 0 | 0 | 0 | 0 | 0 | 0 | 0 | 0 | 1 | 1 | 1
SDGE | Los Coches | 69 | 0 | 0 | 0 | 0 | 0 | 0 | 0 | 0 | 0 | 1 | 1 | 1 | 0 | 0 | 0 | 0 | 0 | 0 | 0 | 0 | 0 | 0 | 0 | 0 | 0 | 0 | 0 | 0 | 0 | 0 | 1 | 1 | 1
PG&E GBA | Los Esteros | 115 | 0 | 0 | 0 | 0 | 0 | 0 | 0 | 0 | 0 | 1 | 1 | 1 | 0 | 0 | 0 | 0 | 0 | 0 | 0 | 0 | 0 | 0 | 0 | 0 | 0 | 0 | 0 | 0 | 0 | 0 | 1 | 1 | 1
PG&E GBA | Los Esteros | 230 | 0 | 0 | 0 | 0 | 0 | 0 | 0 | 0 | 0 | 1 | 1 | 1 | 0 | 0 | 0 | 0 | 0 | 0 | 0 | 0 | 0 | 0 | 0 | 0 | 0 | 0 | 0 | 0 | 0 | 0 | 1 | 1 | 1
PG&E GBA | Los Positas | 230 | 0 | 0 | 0 | 0 | 0 | 0 | 0 | 0 | 0 | 1 | 1 | 1 | 0 | 0 | 0 | 0 | 0 | 0 | 0 | 0 | 0 | 0 | 0 | 0 | 0 | 0 | 0 | 0 | 0 | 0 | 1 | 1 | 1
PG&E GBA | Los Positas | 60 | 0 | 0 | 0 | 0 | 0 | 0 | 0 | 0 | 0 | 1 | 1 | 1 | 0 | 0 | 0 | 0 | 0 | 0 | 0 | 0 | 0 | 0 | 0 | 0 | 0 | 0 | 0 | 0 | 0 | 0 | 1 | 1 | 1
SDGE | Loveland | 69 | 0 | 0 | 0 | 0 | 0 | 0 | 0 | 0 | 0 | 1 | 1 | 1 | 0 | 0 | 0 | 0 | 0 | 0 | 0 | 0 | 0 | 0 | 0 | 0 | 0 | 0 | 0 | 0 | 0 | 0 | 1 | 1 | 1
SCE NOL | Lugo | 230 | 0 | 0 | 0 | 0 | 0 | 150 | 0 | 150 | 150 | 1 | 1 | 2 | 0 | 0 | 0 | 0 | 0 | 150 | 0 | 150 | 150 | 0 | 0 | 0 | 0 | 0 | 150 | 0 | 150 | 150 | 1 | 1 | 2
SCE Metro | Lugo | 500 | 0 | 0 | 0 | 0 | 0 | 0 | 150 | 150 | 150 | 1 | 1 | 4 | 0 | 0 | 0 | 0 | 0 | 0 | 150 | 150 | 150 | 0 | 0 | 0 | 0 | 0 | 0 | 150 | 150 | 150 | 1 | 1 | 4
PG&E FRESNO | Madera | 70 | 0 | 0 | 0 | 0 | 0 | 0 | 0 | 0 | 0 | 1 | 1 | 1 | 0 | 0 | 0 | 0 | 0 | 0 | 0 | 0 | 0 | 0 | 0 | 0 | 0 | 0 | 0 | 0 | 0 | 0 | 1 | 1 | 1
PG&E NGBA | Madison | 115 | 0 | 95 | 95 | 0 | 123 | 10.2 | 0 | 133.2 | 228.2 | 4 | 4 | 4 | 0 | 95 | 95 | 0 | 110 | 0 | 0 | 110 | 205 | 0 | 95 | 95 | 0 | 123 | 10.2 | 0 | 133.2 | 228.2 | 4 | 4 | 4
PG&E KERN | Magunden | 115 | 0 | 0 | 0 | 105 | 115 | 0 | 0 | 220 | 220 | 4 | 1 | 4 | 0 | 0 | 0 | 105 | 115 | 0 | 0 | 220 | 220 | 0 | 0 | 0 | 105 | 115 | 0 | 0 | 220 | 220 | 4 | 1 | 4
SCE Northern | Magunden | 230 | 0 | 0 | 0 | 0 | 0 | 0 | 0 | 0 | 0 | 1 | 1 | 1 | 0 | 0 | 0 | 0 | 0 | 0 | 0 | 0 | 0 | 0 | 0 | 0 | 0 | 0 | 0 | 0 | 0 | 0 | 1 | 1 | 1
PG&E FRESNO | Malaga | 115 | 0 | 0 | 0 | 0 | 0 | 0 | 0 | 0 | 0 | 1 | 1 | 1 | 0 | 0 | 0 | 0 | 0 | 0 | 0 | 0 | 0 | 0 | 0 | 0 | 0 | 0 | 0 | 0 | 0 | 0 | 1 | 1 | 1
PG&E NGBA | Malin | 500 | 0 | 0 | 0 | 0 | 0 | 0 | 0 | 0 | 0 | 1 | 1 | 1 | 0 | 0 | 0 | 0 | 0 | 0 | 0 | 0 | 0 | 0 | 0 | 0 | 0 | 0 | 0 | 0 | 0 | 0 | 1 | 1 | 1
SCE Northern | Mandalay | 230 | 0 | 0 | 0 | 0 | 0 | 0 | 0 | 0 | 0 | 1 | 1 | 1 | 0 | 0 | 0 | 0 | 0 | 0 | 0 | 0 | 0 | 0 | 0 | 0 | 0 | 0 | 0 | 0 | 0 | 0 | 1 | 1 | 1
PG&E FRESNO | Manning | 230 | 0 | 0 | 0 | 100 | 0 | 0 | 0 | 100 | 100 | 1 | 1 | 2 | 0 | 0 | 0 | 100 | 0 | 0 | 0 | 100 | 100 | 0 | 0 | 0 | 100 | 0 | 0 | 0 | 100 | 100 | 1 | 1 | 2
PG&E FRESNO | Manning | 500 | 0 | 0 | 0 | 0 | 0 | 0 | 0 | 0 | 0 | 1 | 1 | 1 | 0 | 0 | 0 | 0 | 0 | 0 | 0 | 0 | 0 | 0 | 0 | 0 | 0 | 0 | 0 | 0 | 0 | 0 | 1 | 1 | 1
PG&E GBA | Manteca | 115 | 0 | 0 | 0 | 0 | 0 | 0 | 0 | 0 | 0 | 1 | 1 | 1 | 0 | 0 | 0 | 0 | 0 | 0 | 0 | 0 | 0 | 0 | 0 | 0 | 0 | 0 | 0 | 0 | 0 | 0 | 1 | 1 | 1
SDGE | Margarita | 138 | 0 | 0 | 0 | 90 | 0 | 0 | 0 | 90 | 90 | 2 | 1 | 2 | 0 | 0 | 0 | 90 | 0 | 0 | 0 | 90 | 90 | 0 | 0 | 0 | 90 | 0 | 0 | 0 | 90 | 90 | 2 | 1 | 2
PG&E GBA | Martin | 230 | 0 | 0 | 0 | 0 | 0 | 0 | 0 | 0 | 0 | 1 | 1 | 1 | 0 | 0 | 0 | 0 | 0 | 0 | 0 | 0 | 0 | 0 | 0 | 0 | 0 | 0 | 0 | 0 | 0 | 0 | 1 | 1 | 1
PG&E GBA | Martin | 115 | 0 | 0 | 0 | 0 | 0 | 188 | 0 | 188 | 188 | 3 | 1 | 3 | 0 | 0 | 0 | 0 | 0 | 0 | 0 | 0 | 0 | 0 | 0 | 0 | 0 | 0 | 188 | 0 | 188 | 188 | 3 | 1 | 3
PG&E GBA | Martinez | 115 | 0 | 0 | 0 | 0 | 0 | 0 | 0 | 0 | 0 | 1 | 1 | 1 | 0 | 0 | 0 | 0 | 0 | 0 | 0 | 0 | 0 | 0 | 0 | 0 | 0 | 0 | 0 | 0 | 0 | 0 | 1 | 1 | 1
PG&E FRESNO | Mc Mullin | 230 | 0 | 0 | 0 | 0 | 0 | 0 | 0 | 0 | 0 | 1 | 1 | 1 | 0 | 0 | 0 | 100 | 0 | 0 | 0 | 100 | 100 | 0 | 0 | 0 | 100 | 0 | 0 | 0 | 100 | 100 | 1 | 1 | 2
PG&E FRESNO | McCall | 115 | 0 | 0 | 0 | 0 | 0 | 0 | 0 | 0 | 0 | 1 | 1 | 1 | 0 | 0 | 0 | 0 | 0 | 0 | 0 | 0 | 0 | 0 | 0 | 0 | 0 | 0 | 0 | 0 | 0 | 0 | 1 | 1 | 1
PG&E FRESNO | McCall | 230 | 0 | 0 | 0 | 100 | 0 | 0 | 0 | 100 | 100 | 1 | 1 | 2 | 0 | 0 | 0 | 313 | 0 | 0 | 0 | 313 | 313 | 0 | 0 | 0 | 313 | 0 | 0 | 0 | 313 | 313 | 1 | 1 | 1
PG&E GBA | Meadow Lane | 115 | 0 | 0 | 0 | 0 | 0 | 0 | 0 | 0 | 0 | 1 | 1 | 1 | 0 | 0 | 0 | 0 | 0 | 0 | 0 | 0 | 0 | 0 | 0 | 0 | 0 | 0 | 0 | 0 | 0 | 0 | 1 | 1 | 1
PG&E GBA | Melones | 115 | 0 | 0 | 0 | 0 | 0 | 0 | 0 | 0 | 0 | 1 | 1 | 1 | 0 | 0 | 0 | 0 | 0 | 0 | 0 | 0 | 0 | 0 | 0 | 0 | 0 | 0 | 0 | 0 | 0 | 0 | 1 | 1 | 1
PG&E GBA | Melones | 230 | 0 | 0 | 0 | 0 | 0 | 0 | 0 | 0 | 0 | 1 | 1 | 1 | 0 | 0 | 0 | 0 | 0 | 0 | 0 | 0 | 0 | 0 | 0 | 0 | 0 | 0 | 0 | 0 | 0 | 0 | 1 | 1 | 1
SDGE | Melrose | 69 | 0 | 0 | 0 | 0 | 0 | 0 | 0 | 0 | 0 | 1 | 1 | 1 | 0 | 0 | 0 | 0 | 0 | 0 | 0 | 0 | 0 | 0 | 0 | 0 | 0 | 0 | 0 | 0 | 0 | 0 | 1 | 1 | 1
PG&E NGBA | Mendocino | 115 | 0 | 0 | 0 | 0 | 0 | 0 | 0 | 0 | 0 | 1 | 1 | 1 | 0 | 0 | 0 | 0 | 0 | 0 | 0 | 0 | 0 | 0 | 0 | 0 | 0 | 0 | 0 | 0 | 0 | 0 | 1 | 1 | 1
PG&E NGBA | Mendocino | 60 | 0 | 0 | 0 | 0 | 0 | 0 | 0 | 0 | 0 | 1 | 1 | 1 | 0 | 0 | 0 | 0 | 0 | 0 | 0 | 0 | 0 | 0 | 0 | 0 | 0 | 0 | 0 | 0 | 0 | 0 | 1 | 1 | 1
PG&E FRESNO | Mendota | 115 | 0 | 0 | 0 | 0 | 0 | 0 | 0 | 0 | 0 | 1 | 1 | 1 | 0 | 0 | 0 | 0 | 0 | 0 | 0 | 0 | 0 | 0 | 0 | 0 | 0 | 0 | 0 | 0 | 0 | 0 | 1 | 1 | 1
PG&E GBA | Menlo | 60 | 0 | 0 | 0 | 0 | 0 | 0 | 0 | 0 | 0 | 1 | 1 | 1 | 0 | 0 | 0 | 0 | 0 | 0 | 0 | 0 | 0 | 0 | 0 | 0 | 0 | 0 | 0 | 0 | 0 | 0 | 1 | 1 | 1
PG&E FRESNO | Merced | 115 | 0 | 0 | 0 | 0 | 0 | 0 | 0 | 0 | 0 | 1 | 1 | 1 | 0 | 0 | 0 | 0 | 0 | 0 | 0 | 0 | 0 | 0 | 0 | 0 | 0 | 0 | 0 | 0 | 0 | 0 | 1 | 1 | 1
EOP | Mercury | 138 | 0 | 0 | 0 | 0 | 0 | 0 | 0 | 0 | 0 | 1 | 1 | 1 | 0 | 0 | 0 | 0 | 0 | 0 | 0 | 0 | 0 | 0 | 0 | 0 | 0 | 0 | 0 | 0 | 0 | 0 | 1 | 1 | 1
PG&E FRESNO | Mercy Springs | 70 | 0 | 0 | 0 | 0 | 75 | 78 | 0 | 153 | 153 | 5 | 1 | 5 | 0 | 0 | 0 | 0 | 0 | 0 | 0 | 0 | 0 | 0 | 0 | 0 | 0 | 75 | 78 | 0 | 153 | 153 | 5 | 1 | 5
PG&E NGBA | Meridian | 60 | 0 | 0 | 0 | 0 | 0 | 0 | 0 | 0 | 0 | 1 | 1 | 1 | 0 | 0 | 0 | 0 | 0 | 0 | 0 | 0 | 0 | 0 | 0 | 0 | 0 | 0 | 0 | 0 | 0 | 0 | 1 | 1 | 1
PG&E KERN | Mesa (PGE) | 115 | 0 | 0 | 0 | 0 | 0 | 0 | 0 | 0 | 0 | 1 | 1 | 1 | 0 | 0 | 0 | 0 | 0 | 0 | 0 | 0 | 0 | 0 | 0 | 0 | 0 | 0 | 0 | 0 | 0 | 0 | 1 | 1 | 1
PG&E KERN | Mesa (PGE) | 230 | 0 | 0 | 0 | 0 | 0 | 0 | 0 | 0 | 0 | 1 | 1 | 1 | 0 | 0 | 0 | 0 | 0 | 0 | 0 | 0 | 0 | 0 | 0 | 0 | 0 | 0 | 0 | 0 | 0 | 0 | 1 | 1 | 1
SCE Metro | Mesa (SCE) | 230 | 0 | 0 | 0 | 0 | 0 | 0 | 0 | 0 | 0 | 1 | 1 | 1 | 0 | 0 | 0 | 0 | 0 | 0 | 0 | 0 | 0 | 0 | 0 | 0 | 0 | 0 | 0 | 0 | 0 | 0 | 1 | 1 | 1
SCE Metro | Mesa (SCE) | 500 | 0 | 0 | 0 | 0 | 0 | 0 | 200 | 200 | 200 | 1 | 1 | 2 | 0 | 0 | 0 | 0 | 0 | 0 | 200 | 200 | 200 | 0 | 0 | 0 | 0 | 0 | 0 | 200 | 200 | 200 | 1 | 1 | 2
SDGE | Mesa Heights | 69 | 0 | 0 | 0 | 0 | 0 | 0 | 0 | 0 | 0 | 1 | 1 | 1 | 0 | 0 | 0 | 0 | 0 | 0 | 0 | 0 | 0 | 0 | 0 | 0 | 0 | 0 | 0 | 0 | 0 | 0 | 1 | 1 | 1
PG&E GBA | Metcalf | 115 | 0 | 0 | 0 | 0 | 0 | 0 | 0 | 0 | 0 | 1 | 1 | 1 | 0 | 0 | 0 | 0 | 0 | 0 | 0 | 0 | 0 | 0 | 0 | 0 | 0 | 0 | 0 | 0 | 0 | 0 | 1 | 1 | 1
PG&E GBA | Metcalf | 230 | 0 | 0 | 0 | 0 | 0 | 0 | 0 | 0 | 0 | 1 | 1 | 1 | 0 | 0 | 0 | 0 | 0 | 0 | 0 | 0 | 0 | 0 | 0 | 0 | 0 | 0 | 0 | 0 | 0 | 0 | 1 | 1 | 1
PG&E GBA | Metcalf | 500 | 0 | 0 | 0 | 0 | 0 | 0 | 0 | 0 | 0 | 1 | 1 | 1 | 0 | 0 | 0 | 0 | 0 | 0 | 0 | 0 | 0 | 0 | 0 | 0 | 0 | 0 | 0 | 0 | 0 | 0 | 1 | 1 | 1
PG&E KERN | Midway | 115 | 0 | 0 | 0 | 0 | 0 | 0 | 0 | 0 | 0 | 1 | 1 | 1 | 0 | 0 | 0 | 0 | 0 | 0 | 0 | 0 | 0 | 0 | 0 | 0 | 0 | 0 | 0 | 0 | 0 | 0 | 1 | 1 | 1
PG&E KERN | Midway | 230 | 0 | 0 | 0 | 0 | 0 | 0 | 0 | 0 | 0 | 1 | 1 | 1 | 0 | 0 | 0 | 0 | 0 | 0 | 0 | 0 | 0 | 0 | 0 | 0 | 0 | 0 | 0 | 0 | 0 | 0 | 1 | 1 | 1
PG&E KERN | Midway | 500 | 0 | 0 | 0 | 0 | 0 | 0 | 0 | 0 | 0 | 1 | 1 | 1 | 0 | 0 | 0 | 0 | 0 | 0 | 0 | 0 | 0 | 0 | 0 | 0 | 0 | 0 | 0 | 0 | 0 | 0 | 1 | 1 | 1
SDGE | Miguel | 230 | 0 | 0 | 0 | 0 | 0 | 0 | 0 | 0 | 0 | 1 | 1 | 1 | 0 | 0 | 0 | 0 | 0 | 0 | 0 | 0 | 0 | 0 | 0 | 0 | 0 | 0 | 0 | 0 | 0 | 0 | 1 | 1 | 1
SDGE | Miguel | 500 | 0 | 0 | 0 | 0 | 0 | 0 | 0 | 0 | 0 | 1 | 1 | 1 | 0 | 0 | 0 | 0 | 0 | 0 | 0 | 0 | 0 | 0 | 0 | 0 | 0 | 0 | 0 | 0 | 0 | 0 | 1 | 1 | 1
SDGE | Miguel | 69 | 0 | 0 | 0 | 0 | 0 | 0 | 0 | 0 | 0 | 1 | 1 | 1 | 0 | 0 | 0 | 0 | 0 | 0 | 0 | 0 | 0 | 0 | 0 | 0 | 0 | 0 | 0 | 0 | 0 | 0 | 1 | 1 | 1
PG&E GBA | Millbrae | 115 | 0 | 0 | 0 | 0 | 0 | 0 | 0 | 0 | 0 | 1 | 1 | 1 | 0 | 0 | 0 | 0 | 0 | 0 | 3 | 3 | 3 | 0 | 0 | 0 | 0 | 0 | 0 | 3 | 3 | 3 | 1 | 1 | 1
PG&E GBA | Miller | 115 | 0 | 0 | 0 | 0 | 0 | 0 | 0 | 0 | 0 | 1 | 1 | 1 | 0 | 0 | 0 | 0 | 0 | 0 | 0 | 0 | 0 | 0 | 0 | 0 | 0 | 0 | 0 | 0 | 0 | 0 | 1 | 1 | 1
SCE Metro | Mira Loma | 230 | 0 | 0 | 0 | 0 | 0 | 42 | 200 | 242 | 242 | 1 | 1 | 1 | 0 | 0 | 0 | 0 | 0 | 0 | 200 | 200 | 200 | 0 | 0 | 0 | 0 | 0 | 42 | 200 | 242 | 242 | 1 | 1 | 1
SCE Metro | Mira Loma | 500 | 0 | 0 | 0 | 0 | 0 | 0 | 0 | 0 | 0 | 1 | 1 | 1 | 0 | 0 | 0 | 0 | 0 | 0 | 0 | 0 | 0 | 0 | 0 | 0 | 0 | 0 | 0 | 0 | 0 | 0 | 1 | 1 | 1
SCE Eastern | Mirage | 115 | 0 | 0 | 0 | 0 | 0 | 0 | 0 | 0 | 0 | 1 | 1 | 1 | 0 | 0 | 0 | 0 | 0 | 0 | 0 | 0 | 0 | 0 | 0 | 0 | 0 | 0 | 0 | 0 | 0 | 0 | 1 | 1 | 1
SCE Eastern | Mirage | 230 | 0 | 0 | 0 | 0 | 0 | 0 | 0 | 0 | 0 | 1 | 1 | 1 | 0 | 0 | 0 | 0 | 0 | 0 | 0 | 0 | 0 | 0 | 0 | 0 | 0 | 0 | 0 | 0 | 0 | 0 | 1 | 1 | 1
SDGE | Mission | 138 | 0 | 0 | 0 | 0 | 0 | 0 | 0 | 0 | 0 | 1 | 1 | 1 | 0 | 0 | 0 | 0 | 0 | 0 | 0 | 0 | 0 | 0 | 0 | 0 | 0 | 0 | 0 | 0 | 0 | 0 | 1 | 1 | 1
SDGE | Mission | 230 | 0 | 0 | 0 | 0 | 0 | 0 | 0 | 0 | 0 | 1 | 1 | 1 | 0 | 0 | 0 | 0 | 0 | 0 | 0 | 0 | 0 | 0 | 0 | 0 | 0 | 0 | 0 | 0 | 0 | 0 | 1 | 1 | 1
SDGE | Mission | 69 | 0 | 0 | 0 | 0 | 0 | 0 | 0 | 0 | 0 | 1 | 1 | 1 | 0 | 0 | 0 | 0 | 0 | 0 | 0 | 0 | 0 | 0 | 0 | 0 | 0 | 0 | 0 | 0 | 0 | 0 | 1 | 1 | 1
PG&E GBA | Mi-Wuk | 115 | 0 | 0 | 0 | 0 | 0 | 0 | 0 | 0 | 0 | 1 | 1 | 1 | 0 | 0 | 0 | 0 | 0 | 0 | 0 | 0 | 0 | 0 | 0 | 0 | 0 | 0 | 0 | 0 | 0 | 0 | 1 | 1 | 1
EOP | Mohave | 500 | 0 | 0 | 0 | 665 | 587 | 0 | 158 | 1410 | 1410 | 1 | 1 | 1 | 0 | 0 | 0 | 1165 | 587 | 0 | 158 | 1910 | 1910 | 0 | 0 | 0 | 1165 | 587 | 0 | 158 | 1910 | 1910 | 1 | 1 | 1
PG&E NGBA | Monroe | 115 | 0 | 0 | 0 | 0 | 0 | 0 | 0 | 0 | 0 | 1 | 1 | 1 | 0 | 0 | 0 | 0 | 0 | 0 | 0 | 0 | 0 | 0 | 0 | 0 | 0 | 0 | 0 | 0 | 0 | 0 | 1 | 1 | 1
SDGE | Monserate | 69 | 0 | 0 | 0 | 0 | 0 | 0 | 0 | 0 | 0 | 1 | 1 | 1 | 0 | 0 | 0 | 0 | 0 | 0 | 0 | 0 | 0 | 0 | 0 | 0 | 0 | 0 | 0 | 0 | 0 | 0 | 1 | 1 | 1
PG&E GBA | Monta Vista | 115 | 0 | 0 | 0 | 0 | 0 | 0 | 0 | 0 | 0 | 1 | 1 | 1 | 0 | 0 | 0 | 0 | 0 | 0 | 0 | 0 | 0 | 0 | 0 | 0 | 0 | 0 | 0 | 0 | 0 | 0 | 1 | 1 | 1
PG&E GBA | Monta Vista | 230 | 0 | 0 | 0 | 0 | 0 | 0 | 0 | 0 | 0 | 1 | 1 | 1 | 0 | 0 | 0 | 0 | 0 | 0 | 0 | 0 | 0 | 0 | 0 | 0 | 0 | 0 | 0 | 0 | 0 | 0 | 1 | 1 | 1
PG&E GBA | Monta Vista | 60 | 0 | 0 | 0 | 0 | 0 | 0 | 0 | 0 | 0 | 1 | 1 | 1 | 0 | 0 | 0 | 0 | 0 | 0 | 0 | 0 | 0 | 0 | 0 | 0 | 0 | 0 | 0 | 0 | 0 | 0 | 1 | 1 | 1
PG&E NGBA | Monticello | 115 | 0 | 0 | 0 | 0 | 0 | 0 | 0 | 0 | 0 | 1 | 1 | 1 | 0 | 0 | 0 | 0 | 0 | 0 | 0 | 0 | 0 | 0 | 0 | 0 | 0 | 0 | 0 | 0 | 0 | 0 | 1 | 1 | 1
SCE Northern | Moorpark | 230 | 0 | 0 | 0 | 0 | 0 | 350 | 0 | 350 | 350 | 1 | 1 | 1 | 0 | 0 | 0 | 0 | 0 | 0 | 0 | 0 | 0 | 0 | 0 | 0 | 0 | 0 | 350 | 0 | 350 | 350 | 1 | 1 | 1
SCE Northern | Moorpark | 66 | 0 | 0 | 0 | 0 | 0 | 0 | 0 | 0 | 0 | 1 | 1 | 1 | 0 | 0 | 0 | 0 | 0 | 0 | 0 | 0 | 0 | 0 | 0 | 0 | 0 | 0 | 0 | 0 | 0 | 0 | 1 | 1 | 1
PG&E GBA | Moraga | 115 | 0 | 0 | 0 | 0 | 0 | 0 | 0 | 0 | 0 | 1 | 1 | 1 | 0 | 0 | 0 | 0 | 0 | 0 | 0 | 0 | 0 | 0 | 0 | 0 | 0 | 0 | 0 | 0 | 0 | 0 | 1 | 1 | 1
PG&E GBA | Moraga | 230 | 0 | 0 | 0 | 0 | 0 | 0 | 0 | 0 | 0 | 1 | 1 | 1 | 0 | 0 | 0 | 0 | 0 | 0 | 0 | 0 | 0 | 0 | 0 | 0 | 0 | 0 | 0 | 0 | 0 | 0 | 1 | 1 | 1
PG&E GBA | Morgan Hill | 115 | 0 | 0 | 0 | 0 | 0 | 0 | 0 | 0 | 0 | 1 | 1 | 1 | 0 | 0 | 0 | 0 | 0 | 0 | 0 | 0 | 0 | 0 | 0 | 0 | 0 | 0 | 0 | 0 | 0 | 0 | 1 | 1 | 1
PG&E KERN | Morro Bay | 115 | 0 | 0 | 0 | 0 | 90 | 0 | 0 | 90 | 90 | 2 | 1 | 2 | 0 | 0 | 0 | 0 | 90 | 0 | 0 | 90 | 90 | 0 | 0 | 0 | 0 | 90 | 0 | 0 | 90 | 90 | 2 | 1 | 2
PG&E KERN | Morro Bay | 230 | 0 | 0 | 0 | 0 | 0 | 0 | 0 | 0 | 0 | 1 | 1 | 1 | 0 | 0 | 0 | 0 | 0 | 0 | 0 | 0 | 0 | 0 | 0 | 0 | 0 | 0 | 0 | 0 | 0 | 0 | 1 | 1 | 1
PG&E KERN | Morro Bay | 500 | 0 | 0 | 0 | 60 | 0 | 0 | 0 | 60 | 60 | 1 | 1 | 5 | 0 | 0 | 0 | 60 | 0 | 0 | 0 | 60 | 60 | 0 | 0 | 0 | 60 | 0 | 0 | 0 | 60 | 60 | 1 | 1 | 5
PG&E GBA | Moss Landing | 115 | 0 | 0 | 0 | 0 | 0 | 0 | 0 | 0 | 0 | 1 | 1 | 1 | 0 | 0 | 0 | 0 | 0 | 0 | 0 | 0 | 0 | 0 | 0 | 0 | 0 | 0 | 0 | 0 | 0 | 0 | 1 | 1 | 1
PG&E GBA | Moss Landing | 230 | 0 | 0 | 0 | 0 | 0 | 0 | 0 | 0 | 0 | 1 | 1 | 1 | 0 | 0 | 0 | 0 | 0 | 0 | 0 | 0 | 0 | 0 | 0 | 0 | 0 | 0 | 0 | 0 | 0 | 0 | 1 | 1 | 1
PG&E GBA | Moss Landing | 500 | 0 | 0 | 0 | 0 | 0 | 0 | 0 | 0 | 0 | 1 | 1 | 1 | 0 | 0 | 0 | 0 | 0 | 0 | 0 | 0 | 0 | 0 | 0 | 0 | 0 | 0 | 0 | 0 | 0 | 0 | 1 | 1 | 1
EOP | Mountain Pass | 115 | 0 | 0 | 0 | 0 | 0 | 0 | 0 | 0 | 0 | 1 | 1 | 1 | 0 | 0 | 0 | 0 | 0 | 0 | 0 | 0 | 0 | 0 | 0 | 0 | 0 | 0 | 0 | 0 | 0 | 0 | 1 | 1 | 1
PG&E GBA | Mountain View | 115 | 0 | 0 | 0 | 0 | 0 | 0 | 0 | 0 | 0 | 1 | 1 | 1 | 0 | 0 | 0 | 0 | 0 | 0 | 0 | 0 | 0 | 0 | 0 | 0 | 0 | 0 | 0 | 0 | 0 | 0 | 1 | 1 | 1
PG&E GBA | Mt Eden | 115 | 0 | 0 | 0 | 0 | 0 | 0 | 0 | 0 | 0 | 1 | 1 | 1 | 0 | 0 | 0 | 0 | 0 | 0 | 0 | 0 | 0 | 0 | 0 | 0 | 0 | 0 | 0 | 0 | 0 | 0 | 1 | 1 | 1
PG&E KERN | Mt Poso | 115 | 0 | 0 | 0 | 0 | 0 | 0 | 0 | 0 | 0 | 1 | 1 | 1 | 0 | 0 | 0 | 0 | 0 | 0 | 0 | 0 | 0 | 0 | 0 | 0 | 0 | 0 | 0 | 0 | 0 | 0 | 1 | 1 | 1
SDGE | Murray | 69 | 0 | 0 | 0 | 0 | 0 | 0 | 0 | 0 | 0 | 1 | 1 | 1 | 0 | 0 | 0 | 0 | 0 | 0 | 0 | 0 | 0 | 0 | 0 | 0 | 0 | 0 | 0 | 0 | 0 | 0 | 1 | 1 | 1
PG&E FRESNO | Mustang | 230 | 0 | 0 | 0 | 0 | 0 | 0 | 0 | 0 | 0 | 1 | 1 | 1 | 0 | 0 | 0 | 0 | 0 | 0 | 0 | 0 | 0 | 0 | 0 | 0 | 0 | 0 | 0 | 0 | 0 | 0 | 1 | 1 | 1
SCE Northern | Neenach | 66 | 0 | 0 | 0 | 0 | 0 | 0 | 0 | 0 | 0 | 1 | 1 | 1 | 0 | 0 | 0 | 0 | 0 | 0 | 0 | 0 | 0 | 0 | 0 | 0 | 0 | 0 | 0 | 0 | 0 | 0 | 1 | 1 | 1
PG&E KERN | New Sub - Gates - Midway (Proposed) | 230 | 0 | 0 | 0 | 890 | 920 | 238.5 | 0 | 2048.5 | 2048.5 | 3 | 1 | 3 | 0 | 0 | 0 | 890 | 480 | 0 | 0 | 1370 | 1370 | 0 | 0 | 0 | 890 | 920 | 238.5 | 0 | 2048.5 | 2048.5 | 3 | 1 | 3
PG&E KERN | New Sub - Gates - Templeton (Proposed) | 230 | 0 | 0 | 0 | 0 | 240 | 0 | 0 | 240 | 240 | 1 | 1 | 1 | 0 | 0 | 0 | 0 | 240 | 0 | 0 | 240 | 240 | 0 | 0 | 0 | 0 | 240 | 0 | 0 | 240 | 240 | 1 | 1 | 1
SCE NOL | New Sub - Kramer - Lugo (Proposed) | 230 | 0 | 0 | 0 | 0 | 0 | 0 | 0 | 0 | 0 | 1 | 1 | 1 | 0 | 0 | 0 | 0 | 0 | 0 | 0 | 0 | 0 | 0 | 0 | 0 | 0 | 0 | 0 | 0 | 0 | 0 | 1 | 1 | 1
PG&E FRESNO | New Sub - Los Banos - Midway (Proposed) | 500 | 0 | 0 | 0 | 0 | 0 | 0 | 0 | 0 | 0 | 1 | 1 | 1 | 0 | 0 | 0 | 0 | 0 | 0 | 0 | 0 | 0 | 0 | 0 | 0 | 0 | 0 | 0 | 0 | 0 | 0 | 1 | 1 | 1
SCE NOL | New Sub - Lugo - Pisgah (Proposed) | 230 | 0 | 0 | 0 | 0 | 0 | 0 | 0 | 0 | 0 | 1 | 1 | 1 | 0 | 0 | 0 | 0 | 0 | 0 | 0 | 0 | 0 | 0 | 0 | 0 | 0 | 0 | 0 | 0 | 0 | 0 | 1 | 1 | 1
PG&E KERN | New Sub - Midway - Wheeler Ridge (Proposed) | 230 | 0 | 0 | 0 | 890 | 475 | 0 | 0 | 1365 | 1365 | 2 | 1 | 2 | 0 | 0 | 0 | 890 | 475 | 0 | 0 | 1365 | 1365 | 0 | 0 | 0 | 890 | 475 | 0 | 0 | 1365 | 1365 | 2 | 1 | 2
PG&E NGBA | New Sub - Near existing Leavitt (PSREC) | 345 | 0 | 0 | 0 | 0 | 0 | 0 | 0 | 0 | 0 | 1 | 1 | 1 | 110 | 0 | 110 | 0 | 0 | 0 | 0 | 0 | 110 | 110 | 0 | 110 | 0 | 0 | 0 | 0 | 0 | 110 | 1 | 2 | 1
PG&E NGBA | New Sub - Near existing Madeline (NVE) | 345 | 0 | 0 | 0 | 0 | 0 | 0 | 0 | 0 | 0 | 1 | 1 | 1 | 0 | 0 | 0 | 0 | 0 | 0 | 0 | 0 | 0 | 0 | 0 | 0 | 0 | 0 | 0 | 0 | 0 | 0 | 1 | 1 | 1
SDGE | New Sub - North Gila - IV (Proposed) | 500 | 0 | 0 | 0 | 0 | 0 | 0 | 0 | 0 | 0 | 1 | 1 | 1 | 0 | 0 | 0 | 0 | 0 | 0 | 0 | 0 | 0 | 0 | 0 | 0 | 0 | 0 | 0 | 0 | 0 | 0 | 1 | 1 | 1
PG&E NGBA | New Sub - Pit 1 - Cottonwood (Proposed) | 230 | 0 | 0 | 0 | 0 | 0 | 0 | 0 | 0 | 0 | 1 | 1 | 1 | 0 | 0 | 0 | 0 | 0 | 0 | 0 | 0 | 0 | 0 | 0 | 0 | 0 | 0 | 0 | 0 | 0 | 0 | 1 | 1 | 1
PG&E GBA | New Sub - Rancho Seco - Bellota (Proposed) | 230 | 0 | 0 | 0 | 0 | 0 | 0 | 0 | 0 | 0 | 1 | 1 | 1 | 0 | 0 | 0 | 0 | 0 | 0 | 0 | 0 | 0 | 0 | 0 | 0 | 0 | 0 | 0 | 0 | 0 | 0 | 1 | 1 | 1
SDGE | New Sub - Suncrest - Ocotillo (Proposed) | 500 | 280 | 0 | 280 | 0 | 0 | 0 | 0 | 0 | 280 | 1 | 2 | 1 | 280 | 0 | 280 | 0 | 0 | 0 | 0 | 0 | 280 | 280 | 0 | 280 | 0 | 0 | 0 | 0 | 0 | 280 | 1 | 2 | 1
PG&E FRESNO | New Sub - Westley - Quinto (Proposed) | 230 | 0 | 0 | 0 | 0 | 0 | 0 | 0 | 0 | 0 | 1 | 1 | 1 | 0 | 0 | 0 | 175 | 0 | 0 | 0 | 175 | 175 | 0 | 0 | 0 | 175 | 0 | 0 | 0 | 175 | 175 | 1 | 1 | 2
PG&E GBA | Newark | 115 | 0 | 0 | 0 | 0 | 0 | 0 | 0 | 0 | 0 | 1 | 1 | 1 | 0 | 0 | 0 | 0 | 0 | 0 | 0 | 0 | 0 | 0 | 0 | 0 | 0 | 0 | 0 | 0 | 0 | 0 | 1 | 1 | 1
PG&E GBA | Newark | 230 | 0 | 0 | 0 | 0 | 0 | 0 | 0 | 0 | 0 | 1 | 1 | 1 | 0 | 0 | 0 | 0 | 0 | 0 | 0 | 0 | 0 | 0 | 0 | 0 | 0 | 0 | 0 | 0 | 0 | 0 | 1 | 1 | 1
PG&E GBA | Newark | 60 | 0 | 0 | 0 | 0 | 0 | 0 | 0 | 0 | 0 | 1 | 1 | 1 | 0 | 0 | 0 | 0 | 0 | 0 | 0 | 0 | 0 | 0 | 0 | 0 | 0 | 0 | 0 | 0 | 0 | 0 | 1 | 1 | 1
PG&E FRESNO | Newhall | 115 | 0 | 0 | 0 | 0 | 0 | 0 | 0 | 0 | 0 | 1 | 1 | 1 | 0 | 0 | 0 | 0 | 0 | 0 | 0 | 0 | 0 | 0 | 0 | 0 | 0 | 0 | 0 | 0 | 0 | 0 | 1 | 1 | 1
PG&E KERN | Norco | 115 | 0 | 0 | 0 | 0 | 0 | 0 | 0 | 0 | 0 | 1 | 1 | 1 | 0 | 0 | 0 | 0 | 0 | 0 | 0 | 0 | 0 | 0 | 0 | 0 | 0 | 0 | 0 | 0 | 0 | 0 | 1 | 1 | 1
PG&E GBA | Nortech | 115 | 0 | 0 | 0 | 0 | 0 | 0 | 0 | 0 | 0 | 1 | 1 | 1 | 0 | 0 | 0 | 0 | 0 | 0 | 0 | 0 | 0 | 0 | 0 | 0 | 0 | 0 | 0 | 0 | 0 | 0 | 1 | 1 | 1
SDGE | North City Metering | 138 | 0 | 0 | 0 | 0 | 0 | 0 | 0 | 0 | 0 | 1 | 1 | 1 | 0 | 0 | 0 | 0 | 0 | 0 | 0 | 0 | 0 | 0 | 0 | 0 | 0 | 0 | 0 | 0 | 0 | 0 | 1 | 1 | 1
PG&E GBA | North Dublin | 230 | 0 | 0 | 0 | 0 | 0 | 0 | 0 | 0 | 0 | 1 | 1 | 1 | 0 | 0 | 0 | 0 | 0 | 0 | 0 | 0 | 0 | 0 | 0 | 0 | 0 | 0 | 0 | 0 | 0 | 0 | 1 | 1 | 1
SDGE | North Gila | 500 | 0 | 0 | 0 | 1520 | 1180 | 0 | 364.4 | 3064.4 | 3064.4 | 3 | 1 | 3 | 0 | 0 | 0 | 1520 | 1410 | 0 | 118.7 | 3048.7 | 3048.7 | 0 | 0 | 0 | 1520 | 1410 | 0 | 118.7 | 3048.7 | 3048.7 | 3 | 1 | 3
SCE Metro | North of SONGS | 230 | 0 | 0 | 0 | 0 | 0 | 0 | 0 | 0 | 0 | 1 | 1 | 1 | 0 | 0 | 0 | 0 | 0 | 0 | 0 | 0 | 0 | 0 | 0 | 0 | 0 | 0 | 0 | 0 | 0 | 0 | 1 | 1 | 1
SCE Metro | North of SONGS | 500 | 0 | 0 | 0 | 0 | 0 | 0 | 400 | 400 | 400 | 1 | 1 | 1 | 0 | 0 | 0 | 0 | 0 | 0 | 400 | 400 | 400 | 0 | 0 | 0 | 0 | 0 | 0 | 400 | 400 | 400 | 1 | 1 | 1
PG&E NGBA | Notre Dame | 115 | 0 | 0 | 0 | 0 | 0 | 0 | 0 | 0 | 0 | 1 | 1 | 1 | 0 | 0 | 0 | 0 | 0 | 0 | 0 | 0 | 0 | 0 | 0 | 0 | 0 | 0 | 0 | 0 | 0 | 0 | 1 | 1 | 1
PG&E GBA | Oakland C | 115 | 0 | 0 | 0 | 0 | 40 | 0 | 0 | 40 | 40 | 1 | 1 | 1 | 0 | 0 | 0 | 0 | 40 | 0 | 0 | 40 | 40 | 0 | 0 | 0 | 0 | 40 | 0 | 0 | 40 | 40 | 1 | 1 | 1
PG&E GBA | Oakland J | 115 | 0 | 0 | 0 | 0 | 50 | 0 | 0 | 50 | 50 | 2 | 1 | 2 | 0 | 0 | 0 | 0 | 50 | 0 | 0 | 50 | 50 | 0 | 0 | 0 | 0 | 50 | 0 | 0 | 50 | 50 | 2 | 1 | 2
PG&E GBA | Oakland L | 115 | 0 | 0 | 0 | 0 | 0 | 0 | 0 | 0 | 0 | 1 | 1 | 1 | 0 | 0 | 0 | 0 | 0 | 0 | 0 | 0 | 0 | 0 | 0 | 0 | 0 | 0 | 0 | 0 | 0 | 0 | 1 | 1 | 1
PG&E GBA | Oakland X | 115 | 0 | 0 | 0 | 0 | 70 | 0 | 0 | 70 | 70 | 2 | 1 | 2 | 0 | 0 | 0 | 0 | 70 | 0 | 0 | 70 | 70 | 0 | 0 | 0 | 0 | 70 | 0 | 0 | 70 | 70 | 2 | 1 | 2
SDGE | Ocean Ranch | 69 | 0 | 0 | 0 | 0 | 0 | 0 | 0 | 0 | 0 | 1 | 1 | 1 | 0 | 0 | 0 | 0 | 0 | 0 | 0 | 0 | 0 | 0 | 0 | 0 | 0 | 0 | 0 | 0 | 0 | 0 | 1 | 1 | 1
PG&E KERN | Oceano | 115 | 0 | 0 | 0 | 0 | 100 | 0 | 0 | 100 | 100 | 3 | 1 | 3 | 0 | 0 | 0 | 0 | 100 | 0 | 0 | 100 | 100 | 0 | 0 | 0 | 0 | 100 | 0 | 0 | 100 | 100 | 3 | 1 | 3
SDGE | Ocotillo Express | 500 | 130 | 0 | 130 | 0 | 0 | 0 | 0 | 0 | 130 | 1 | 4 | 1 | 130 | 0 | 130 | 0 | 0 | 0 | 0 | 0 | 130 | 130 | 0 | 130 | 0 | 0 | 0 | 0 | 0 | 130 | 1 | 4 | 1
PG&E KERN | Old River | 70 | 0 | 0 | 0 | 0 | 0 | 0 | 0 | 0 | 0 | 1 | 1 | 1 | 0 | 0 | 0 | 0 | 0 | 0 | 0 | 0 | 0 | 0 | 0 | 0 | 0 | 0 | 0 | 0 | 0 | 0 | 1 | 1 | 1
SDGE | Old Town | 230 | 0 | 0 | 0 | 0 | 0 | 0 | 0 | 0 | 0 | 1 | 1 | 1 | 0 | 0 | 0 | 0 | 0 | 0 | 0 | 0 | 0 | 0 | 0 | 0 | 0 | 0 | 0 | 0 | 0 | 0 | 1 | 1 | 1
SCE Metro | Olinda | 230 | 0 | 0 | 0 | 0 | 0 | 0 | 0 | 0 | 0 | 1 | 1 | 1 | 0 | 0 | 0 | 0 | 0 | 0 | 0 | 0 | 0 | 0 | 0 | 0 | 0 | 0 | 0 | 0 | 0 | 0 | 1 | 1 | 1
PG&E FRESNO | Olive | 115 | 0 | 0 | 0 | 0 | 0 | 20 | 0 | 20 | 20 | 1 | 1 | 1 | 0 | 0 | 0 | 0 | 0 | 0 | 0 | 0 | 0 | 0 | 0 | 0 | 0 | 0 | 20 | 0 | 20 | 20 | 1 | 1 | 1
PG&E NGBA | Olivehurst | 115 | 0 | 0 | 0 | 0 | 0 | 0 | 0 | 0 | 0 | 1 | 1 | 1 | 0 | 0 | 0 | 0 | 0 | 0 | 0 | 0 | 0 | 0 | 0 | 0 | 0 | 0 | 0 | 0 | 0 | 0 | 1 | 1 | 1
PG&E NGBA | Oregon Trail | 60 | 0 | 0 | 0 | 0 | 0 | 0 | 0 | 0 | 0 | 1 | 1 | 1 | 0 | 0 | 0 | 0 | 0 | 0 | 0 | 0 | 0 | 0 | 0 | 0 | 0 | 0 | 0 | 0 | 0 | 0 | 1 | 1 | 1
SCE Northern | Ormond Beach | 230 | 0 | 0 | 0 | 0 | 0 | 0 | 0 | 0 | 0 | 1 | 1 | 1 | 0 | 0 | 0 | 0 | 0 | 0 | 0 | 0 | 0 | 0 | 0 | 0 | 0 | 0 | 0 | 0 | 0 | 0 | 1 | 1 | 1
PG&E FRESNO | Oro Loma | 115 | 0 | 0 | 0 | 110 | 0 | 0 | 0 | 110 | 110 | 3 | 1 | 3 | 0 | 0 | 0 | 110 | 0 | 0 | 0 | 110 | 110 | 0 | 0 | 0 | 110 | 0 | 0 | 0 | 110 | 110 | 3 | 1 | 3
PG&E FRESNO | Oro Loma | 70 | 0 | 0 | 0 | 0 | 0 | 0 | 0 | 0 | 0 | 1 | 1 | 1 | 0 | 0 | 0 | 0 | 0 | 0 | 0 | 0 | 0 | 0 | 0 | 0 | 0 | 0 | 0 | 0 | 0 | 0 | 1 | 1 | 1
PG&E FRESNO | Orosi | 70 | 0 | 0 | 0 | 0 | 0 | 0 | 0 | 0 | 0 | 1 | 1 | 1 | 0 | 0 | 0 | 0 | 0 | 0 | 0 | 0 | 0 | 0 | 0 | 0 | 0 | 0 | 0 | 0 | 0 | 0 | 1 | 1 | 1
SDGE | Otay | 69 | 0 | 0 | 0 | 0 | 0 | 49.7 | 0 | 49.7 | 49.7 | 3 | 1 | 3 | 0 | 0 | 0 | 0 | 0 | 0 | 0 | 0 | 0 | 0 | 0 | 0 | 0 | 0 | 49.7 | 0 | 49.7 | 49.7 | 3 | 1 | 3
SDGE | Otay Mesa | 230 | 0 | 0 | 0 | 0 | 0 | 65 | 0 | 65 | 65 | 1 | 1 | 2 | 0 | 0 | 0 | 0 | 0 | 0 | 0 | 0 | 0 | 0 | 0 | 0 | 0 | 0 | 65 | 0 | 65 | 65 | 1 | 1 | 2
PG&E FRESNO | Padre Flats SW STA | 230 | 0 | 0 | 0 | 370 | 0 | 0 | 0 | 370 | 370 | 1 | 1 | 1 | 0 | 0 | 0 | 370 | 0 | 0 | 0 | 370 | 370 | 0 | 0 | 0 | 370 | 0 | 0 | 0 | 370 | 370 | 1 | 1 | 1
EOP | Pahrump | 138 | 0 | 0 | 0 | 0 | 0 | 0 | 0 | 0 | 0 | 1 | 1 | 1 | 0 | 0 | 0 | 0 | 0 | 0 | 0 | 0 | 0 | 0 | 0 | 0 | 0 | 0 | 0 | 0 | 0 | 0 | 1 | 1 | 1
EOP | Pahrump | 230 | 0 | 0 | 0 | 0 | 0 | 0 | 0 | 0 | 0 | 1 | 1 | 1 | 0 | 0 | 0 | 0 | 0 | 0 | 0 | 0 | 0 | 0 | 0 | 0 | 0 | 0 | 0 | 0 | 0 | 0 | 1 | 1 | 1
SDGE | Pala | 69 | 0 | 0 | 0 | 0 | 0 | 0 | 0 | 0 | 0 | 1 | 1 | 1 | 0 | 0 | 0 | 0 | 0 | 0 | 0 | 0 | 0 | 0 | 0 | 0 | 0 | 0 | 0 | 0 | 0 | 0 | 1 | 1 | 1
PG&E NGBA | Palermo | 115 | 0 | 0 | 0 | 0 | 0 | 0 | 0 | 0 | 0 | 1 | 1 | 1 | 0 | 0 | 0 | 0 | 0 | 0 | 0 | 0 | 0 | 0 | 0 | 0 | 0 | 0 | 0 | 0 | 0 | 0 | 1 | 1 | 1
PG&E NGBA | Palermo | 230 | 0 | 0 | 0 | 0 | 0 | 0 | 0 | 0 | 0 | 1 | 1 | 1 | 0 | 0 | 0 | 0 | 0 | 0 | 0 | 0 | 0 | 0 | 0 | 0 | 0 | 0 | 0 | 0 | 0 | 0 | 1 | 1 | 1
SCE Eastern | Palo Verde | 500 | 0 | 0 | 0 | 0 | 0 | 0 | 0 | 0 | 0 | 1 | 1 | 1 | 3000 | 0 | 3000 | 0 | 0 | 0 | 0 | 0 | 3000 | 3000 | 0 | 3000 | 0 | 0 | 0 | 0 | 0 | 3000 | 3 | 3 | 1
SDGE | Palomar Energy | 230 | 0 | 0 | 0 | 0 | 0 | 0 | 0 | 0 | 0 | 1 | 1 | 1 | 0 | 0 | 0 | 0 | 0 | 0 | 0 | 0 | 0 | 0 | 0 | 0 | 0 | 0 | 0 | 0 | 0 | 0 | 1 | 1 | 1
PG&E KERN | Panama | 70 | 0 | 0 | 0 | 0 | 0 | 0 | 0 | 0 | 0 | 1 | 1 | 1 | 0 | 0 | 0 | 0 | 0 | 0 | 0 | 0 | 0 | 0 | 0 | 0 | 0 | 0 | 0 | 0 | 0 | 0 | 1 | 1 | 1
PG&E FRESNO | Panoche | 115 | 0 | 0 | 0 | 40 | 0 | 0 | 0 | 40 | 40 | 1 | 1 | 1 | 0 | 0 | 0 | 130 | 0 | 0 | 0 | 130 | 130 | 0 | 0 | 0 | 130 | 0 | 0 | 0 | 130 | 130 | 3 | 1 | 3
PG&E FRESNO | Panoche | 230 | 0 | 0 | 0 | 0 | 0 | 0 | 0 | 0 | 0 | 1 | 1 | 1 | 0 | 0 | 0 | 0 | 0 | 0 | 0 | 0 | 0 | 0 | 0 | 0 | 0 | 0 | 0 | 0 | 0 | 0 | 1 | 1 | 1
SCE Northern | Pardee | 230 | 0 | 0 | 0 | 192 | 0 | 15 | 0 | 207 | 207 | 1 | 1 | 1 | 0 | 0 | 0 | 192 | 0 | 0 | 0 | 192 | 192 | 0 | 0 | 0 | 192 | 0 | 15 | 0 | 207 | 207 | 1 | 1 | 1
PG&E NGBA | Parkway | 230 | 0 | 0 | 0 | 0 | 0 | 0 | 0 | 0 | 0 | 1 | 1 | 1 | 0 | 0 | 0 | 0 | 0 | 0 | 0 | 0 | 0 | 0 | 0 | 0 | 0 | 0 | 0 | 0 | 0 | 0 | 1 | 1 | 1
SCE Northern | Pastoria | 230 | 0 | 0 | 0 | 0 | 105 | 80 | 0 | 185 | 185 | 1 | 1 | 2 | 0 | 0 | 0 | 0 | 0 | 0 | 0 | 0 | 0 | 0 | 0 | 0 | 0 | 105 | 80 | 0 | 185 | 185 | 1 | 1 | 2
SCE Metro | Pauda | 230 | 0 | 0 | 0 | 0 | 0 | 0 | 200 | 200 | 200 | 1 | 1 | 1 | 0 | 0 | 0 | 0 | 0 | 0 | 200 | 200 | 200 | 0 | 0 | 0 | 0 | 0 | 0 | 200 | 200 | 200 | 1 | 1 | 1
PG&E GBA | Paul Sweet | 115 | 0 | 0 | 0 | 0 | 0 | 0 | 0 | 0 | 0 | 1 | 1 | 1 | 0 | 0 | 0 | 0 | 0 | 0 | 0 | 0 | 0 | 0 | 0 | 0 | 0 | 0 | 0 | 0 | 0 | 0 | 1 | 1 | 1
PG&E NGBA | Peabody | 230 | 0 | 0 | 0 | 0 | 0 | 0 | 0 | 0 | 0 | 1 | 1 | 1 | 0 | 0 | 0 | 0 | 0 | 0 | 0 | 0 | 0 | 0 | 0 | 0 | 0 | 0 | 0 | 0 | 0 | 0 | 1 | 1 | 1
PG&E NGBA | Pease | 115 | 0 | 0 | 0 | 0 | 0 | 0 | 0 | 0 | 0 | 1 | 1 | 1 | 0 | 0 | 0 | 0 | 0 | 0 | 0 | 0 | 0 | 0 | 0 | 0 | 0 | 0 | 0 | 0 | 0 | 0 | 1 | 1 | 1
PG&E NGBA | Pease | 60 | 0 | 0 | 0 | 0 | 0 | 0 | 0 | 0 | 0 | 1 | 1 | 1 | 0 | 0 | 0 | 0 | 0 | 0 | 0 | 0 | 0 | 0 | 0 | 0 | 0 | 0 | 0 | 0 | 0 | 0 | 1 | 1 | 1
SDGE | Penasquitos | 138 | 0 | 0 | 0 | 0 | 0 | 0 | 0 | 0 | 0 | 1 | 1 | 1 | 0 | 0 | 0 | 0 | 0 | 0 | 0 | 0 | 0 | 0 | 0 | 0 | 0 | 0 | 0 | 0 | 0 | 0 | 1 | 1 | 1
SDGE | Penasquitos | 230 | 0 | 0 | 0 | 0 | 0 | 0 | 0 | 0 | 0 | 1 | 1 | 1 | 0 | 0 | 0 | 0 | 0 | 0 | 0 | 0 | 0 | 0 | 0 | 0 | 0 | 0 | 0 | 0 | 0 | 0 | 1 | 1 | 1
SDGE | Penasquitos | 69 | 0 | 0 | 0 | 0 | 0 | 0 | 0 | 0 | 0 | 1 | 1 | 1 | 0 | 0 | 0 | 0 | 0 | 0 | 0 | 0 | 0 | 0 | 0 | 0 | 0 | 0 | 0 | 0 | 0 | 0 | 1 | 1 | 1
SDGE | Pendleton | 69 | 0 | 0 | 0 | 0 | 0 | 0 | 50 | 50 | 50 | 4 | 1 | 4 | 0 | 0 | 0 | 0 | 0 | 0 | 0 | 0 | 0 | 0 | 0 | 0 | 0 | 0 | 0 | 50 | 50 | 50 | 4 | 1 | 4
PG&E NGBA | Penngrove | 115 | 0 | 0 | 0 | 0 | 0 | 0 | 0 | 0 | 0 | 1 | 1 | 1 | 0 | 0 | 0 | 0 | 0 | 0 | 0 | 0 | 0 | 0 | 0 | 0 | 0 | 0 | 0 | 0 | 0 | 0 | 1 | 1 | 1
PG&E GBA | Peoria | 115 | 0 | 0 | 0 | 0 | 0 | 0 | 0 | 0 | 0 | 1 | 1 | 1 | 0 | 0 | 0 | 0 | 0 | 0 | 0 | 0 | 0 | 0 | 0 | 0 | 0 | 0 | 0 | 0 | 0 | 0 | 1 | 1 | 1
PG&E GBA | Piercy | 115 | 0 | 0 | 0 | 0 | 0 | 0 | 0 | 0 | 0 | 1 | 1 | 1 | 0 | 0 | 0 | 0 | 0 | 0 | 0 | 0 | 0 | 0 | 0 | 0 | 0 | 0 | 0 | 0 | 0 | 0 | 1 | 1 | 1
PG&E FRESNO | Pine Flat | 230 | 0 | 0 | 0 | 0 | 0 | 0 | 0 | 0 | 0 | 1 | 1 | 1 | 0 | 0 | 0 | 225 | 0 | 0 | 0 | 225 | 225 | 0 | 0 | 0 | 225 | 0 | 0 | 0 | 225 | 225 | 1 | 1 | 1
SCE NOL | Pisgah | 230 | 0 | 0 | 0 | 0 | 0 | 0 | 0 | 0 | 0 | 1 | 1 | 1 | 0 | 0 | 0 | 0 | 0 | 0 | 0 | 0 | 0 | 0 | 0 | 0 | 0 | 0 | 0 | 0 | 0 | 0 | 1 | 1 | 1
PG&E NGBA | Pit 1 | 230 | 0 | 0 | 0 | 0 | 0 | 0 | 0 | 0 | 0 | 1 | 1 | 1 | 0 | 0 | 0 | 0 | 0 | 0 | 0 | 0 | 0 | 0 | 0 | 0 | 0 | 0 | 0 | 0 | 0 | 0 | 1 | 1 | 1
PG&E NGBA | Pit 1 | 60 | 0 | 0 | 0 | 0 | 0 | 0 | 0 | 0 | 0 | 1 | 1 | 1 | 0 | 0 | 0 | 0 | 0 | 0 | 0 | 0 | 0 | 0 | 0 | 0 | 0 | 0 | 0 | 0 | 0 | 0 | 1 | 1 | 1
PG&E NGBA | Pit 3 | 230 | 0 | 0 | 0 | 0 | 0 | 0 | 0 | 0 | 0 | 1 | 1 | 1 | 0 | 0 | 0 | 0 | 0 | 0 | 0 | 0 | 0 | 0 | 0 | 0 | 0 | 0 | 0 | 0 | 0 | 0 | 1 | 1 | 1
PG&E NGBA | Pit 4 | 230 | 0 | 0 | 0 | 0 | 0 | 0 | 0 | 0 | 0 | 1 | 1 | 1 | 0 | 0 | 0 | 0 | 0 | 0 | 0 | 0 | 0 | 0 | 0 | 0 | 0 | 0 | 0 | 0 | 0 | 0 | 1 | 1 | 1
PG&E GBA | Pittsburg | 115 | 0 | 0 | 0 | 0 | 0 | 0 | 0 | 0 | 0 | 1 | 1 | 1 | 0 | 0 | 0 | 0 | 0 | 0 | 0 | 0 | 0 | 0 | 0 | 0 | 0 | 0 | 0 | 0 | 0 | 0 | 1 | 1 | 1
PG&E GBA | Pittsburg | 230 | 0 | 0 | 0 | 0 | 0 | 0 | 0 | 0 | 0 | 1 | 1 | 1 | 0 | 0 | 0 | 0 | 0 | 0 | 0 | 0 | 0 | 0 | 0 | 0 | 0 | 0 | 0 | 0 | 0 | 0 | 1 | 1 | 1
PG&E NGBA | Pleasant Grove | 115 | 0 | 0 | 0 | 0 | 0 | 0 | 0 | 0 | 0 | 1 | 1 | 1 | 0 | 0 | 0 | 0 | 0 | 0 | 0 | 0 | 0 | 0 | 0 | 0 | 0 | 0 | 0 | 0 | 0 | 0 | 1 | 1 | 1
PG&E NGBA | POE | 230 | 0 | 0 | 0 | 0 | 0 | 0 | 0 | 0 | 0 | 1 | 1 | 1 | 0 | 0 | 0 | 0 | 0 | 0 | 0 | 0 | 0 | 0 | 0 | 0 | 0 | 0 | 0 | 0 | 0 | 0 | 1 | 1 | 1
SDGE | Point Loma | 69 | 0 | 0 | 0 | 0 | 0 | 0 | 0 | 0 | 0 | 1 | 1 | 1 | 0 | 0 | 0 | 0 | 0 | 0 | 0 | 0 | 0 | 0 | 0 | 0 | 0 | 0 | 0 | 0 | 0 | 0 | 1 | 1 | 1
SDGE | Pomerado | 69 | 0 | 0 | 0 | 0 | 0 | 100 | 0 | 100 | 100 | 5 | 1 | 5 | 0 | 0 | 0 | 0 | 0 | 0 | 0 | 0 | 0 | 0 | 0 | 0 | 0 | 0 | 100 | 0 | 100 | 100 | 5 | 1 | 5
PG&E KERN | Poso Mountain | 115 | 0 | 0 | 0 | 100 | 150 | 0 | 0 | 250 | 250 | 4 | 1 | 4 | 0 | 0 | 0 | 100 | 150 | 0 | 0 | 250 | 250 | 0 | 0 | 0 | 100 | 150 | 0 | 0 | 250 | 250 | 4 | 1 | 4
EOP | Primm | 230 | 0 | 0 | 0 | 0 | 0 | 200 | 0 | 200 | 200 | 1 | 1 | 1 | 0 | 0 | 0 | 0 | 0 | 0 | 0 | 0 | 0 | 0 | 0 | 0 | 0 | 0 | 200 | 0 | 200 | 200 | 1 | 1 | 1
PG&E NGBA | Putah Creek | 115 | 0 | 0 | 0 | 0 | 0 | 0 | 0 | 0 | 0 | 1 | 1 | 1 | 0 | 0 | 0 | 0 | 0 | 0 | 0 | 0 | 0 | 0 | 0 | 0 | 0 | 0 | 0 | 0 | 0 | 0 | 1 | 1 | 1
SDGE | Q1806 | 138 | 0 | 0 | 0 | 0 | 0 | 0 | 0 | 0 | 0 | 1 | 1 | 1 | 0 | 0 | 0 | 0 | 0 | 0 | 0 | 0 | 0 | 0 | 0 | 0 | 0 | 0 | 0 | 0 | 0 | 0 | 1 | 1 | 1
PG&E FRESNO | Quinto | 230 | 0 | 0 | 0 | 370 | 0 | 0 | 0 | 370 | 370 | 1 | 1 | 1 | 0 | 0 | 0 | 370 | 0 | 0 | 0 | 370 | 370 | 0 | 0 | 0 | 370 | 0 | 0 | 0 | 370 | 370 | 1 | 1 | 1
PG&E GBA | Race Track | 115 | 20 | 0 | 20 | 0 | 0 | 0 | 0 | 0 | 20 | 1 | 1 | 1 | 20 | 0 | 20 | 0 | 0 | 0 | 0 | 0 | 20 | 20 | 0 | 20 | 0 | 0 | 0 | 0 | 0 | 20 | 1 | 1 | 1
SDGE | Rancho Mission Viejo | 138 | 0 | 0 | 0 | 0 | 0 | 0 | 0 | 0 | 0 | 1 | 1 | 1 | 0 | 0 | 0 | 0 | 0 | 0 | 0 | 0 | 0 | 0 | 0 | 0 | 0 | 0 | 0 | 0 | 0 | 0 | 1 | 1 | 1
PG&E GBA | Rancho Seco | 230 | 0 | 0 | 0 | 0 | 0 | 0 | 0 | 0 | 0 | 1 | 1 | 1 | 0 | 0 | 0 | 0 | 0 | 0 | 0 | 0 | 0 | 0 | 0 | 0 | 0 | 0 | 0 | 0 | 0 | 0 | 1 | 1 | 1
SCE Metro | Rancho Vista | 230 | 0 | 0 | 0 | 0 | 0 | 0 | 0 | 0 | 0 | 1 | 1 | 1 | 0 | 0 | 0 | 0 | 0 | 0 | 0 | 0 | 0 | 0 | 0 | 0 | 0 | 0 | 0 | 0 | 0 | 0 | 1 | 1 | 1
SCE Metro | Rancho Vista | 500 | 0 | 0 | 0 | 0 | 0 | 0 | 400 | 400 | 400 | 1 | 1 | 1 | 0 | 0 | 0 | 0 | 0 | 0 | 400 | 400 | 400 | 0 | 0 | 0 | 0 | 0 | 0 | 400 | 400 | 400 | 1 | 1 | 1
SCE NOL | Ransburg | 115 | 0 | 0 | 0 | 0 | 0 | 0 | 0 | 0 | 0 | 1 | 1 | 1 | 0 | 0 | 0 | 0 | 0 | 0 | 0 | 0 | 0 | 0 | 0 | 0 | 0 | 0 | 0 | 0 | 0 | 0 | 1 | 1 | 1
PG&E GBA | Ravenswood | 115 | 0 | 0 | 0 | 0 | 0 | 0 | 0 | 0 | 0 | 1 | 1 | 1 | 0 | 0 | 0 | 0 | 0 | 0 | 0 | 0 | 0 | 0 | 0 | 0 | 0 | 0 | 0 | 0 | 0 | 0 | 1 | 1 | 1
PG&E GBA | Ravenswood | 230 | 0 | 0 | 0 | 50 | 100 | 0 | 0 | 150 | 150 | 1 | 1 | 2 | 0 | 0 | 0 | 50 | 100 | 0 | 0 | 150 | 150 | 0 | 0 | 0 | 50 | 100 | 0 | 0 | 150 | 150 | 1 | 1 | 2
SCE Northern | Rector | 230 | 0 | 0 | 0 | 170 | 0 | 0 | 0 | 170 | 170 | 1 | 1 | 2 | 0 | 0 | 0 | 170 | 0 | 0 | 0 | 170 | 170 | 0 | 0 | 0 | 170 | 0 | 0 | 0 | 170 | 170 | 1 | 1 | 2
SCE Eastern | Red Bluff | 230 | 0 | 0 | 0 | 0 | 0 | 0 | 0 | 0 | 0 | 1 | 1 | 1 | 0 | 0 | 0 | 0 | 0 | 0 | 0 | 0 | 0 | 0 | 0 | 0 | 0 | 0 | 0 | 0 | 0 | 0 | 1 | 1 | 1
SCE Eastern | Red Bluff | 500 | 0 | 0 | 0 | 175 | 0 | 100 | 0 | 275 | 275 | 1 | 1 | 2 | 0 | 0 | 0 | 0 | 0 | 0 | 0 | 0 | 0 | 0 | 0 | 0 | 175 | 0 | 100 | 0 | 275 | 275 | 1 | 1 | 2
PG&E NGBA | Redbud | 115 | 0 | 0 | 0 | 0 | 0 | 0 | 0 | 0 | 0 | 1 | 1 | 1 | 0 | 0 | 0 | 0 | 0 | 0 | 0 | 0 | 0 | 0 | 0 | 0 | 0 | 0 | 0 | 0 | 0 | 0 | 1 | 1 | 1
SCE Metro | Redondo | 230 | 0 | 0 | 0 | 0 | 0 | 0 | 0 | 0 | 0 | 1 | 1 | 1 | 0 | 0 | 0 | 0 | 0 | 0 | 0 | 0 | 0 | 0 | 0 | 0 | 0 | 0 | 0 | 0 | 0 | 0 | 1 | 1 | 1
PG&E FRESNO | Reedley | 115 | 0 | 0 | 0 | 0 | 0 | 0 | 0 | 0 | 0 | 1 | 1 | 1 | 0 | 0 | 0 | 0 | 0 | 0 | 0 | 0 | 0 | 0 | 0 | 0 | 0 | 0 | 0 | 0 | 0 | 0 | 1 | 1 | 1
PG&E KERN | Renfro | 115 | 0 | 0 | 0 | 100 | 0 | 0 | 0 | 100 | 100 | 3 | 1 | 3 | 0 | 0 | 0 | 100 | 0 | 0 | 0 | 100 | 100 | 0 | 0 | 0 | 100 | 0 | 0 | 0 | 100 | 100 | 3 | 1 | 3
PG&E GBA | Richmond R | 115 | 0 | 0 | 0 | 0 | 0 | 0 | 0 | 0 | 0 | 1 | 1 | 1 | 0 | 0 | 0 | 0 | 0 | 0 | 0 | 0 | 0 | 0 | 0 | 0 | 0 | 0 | 0 | 0 | 0 | 0 | 1 | 1 | 1
PG&E NGBA | Rincon | 115 | 0 | 0 | 0 | 0 | 0 | 0 | 0 | 0 | 0 | 1 | 1 | 1 | 0 | 0 | 0 | 0 | 0 | 0 | 0 | 0 | 0 | 0 | 0 | 0 | 0 | 0 | 0 | 0 | 0 | 0 | 1 | 1 | 1
PG&E KERN | Rio Bravo | 115 | 0 | 0 | 0 | 100 | 0 | 0 | 0 | 100 | 100 | 3 | 1 | 3 | 0 | 0 | 0 | 100 | 0 | 0 | 0 | 100 | 100 | 0 | 0 | 0 | 100 | 0 | 0 | 0 | 100 | 100 | 3 | 1 | 3
SCE Metro | Rio Hondo | 230 | 0 | 0 | 0 | 0 | 0 | 265 | 410 | 675 | 675 | 1 | 1 | 1 | 0 | 0 | 0 | 0 | 0 | 0 | 400 | 400 | 400 | 0 | 0 | 0 | 0 | 0 | 265 | 410 | 675 | 675 | 1 | 1 | 1
PG&E NGBA | Rio Oso | 115 | 0 | 0 | 0 | 0 | 0 | 0 | 0 | 0 | 0 | 1 | 1 | 1 | 0 | 0 | 0 | 0 | 0 | 0 | 0 | 0 | 0 | 0 | 0 | 0 | 0 | 0 | 0 | 0 | 0 | 0 | 1 | 1 | 1
PG&E NGBA | Rio Oso | 230 | 0 | 0 | 0 | 0 | 0 | 0 | 0 | 0 | 0 | 1 | 1 | 1 | 0 | 0 | 0 | 0 | 0 | 0 | 0 | 0 | 0 | 0 | 0 | 0 | 0 | 0 | 0 | 0 | 0 | 0 | 1 | 1 | 1
PG&E GBA | Ripon | 115 | 0 | 0 | 0 | 0 | 0 | 99 | 0 | 99 | 99 | 2 | 1 | 2 | 0 | 0 | 0 | 0 | 0 | 0 | 0 | 0 | 0 | 0 | 0 | 0 | 0 | 0 | 99 | 0 | 99 | 99 | 2 | 1 | 2
PG&E GBA | Riverbank | 115 | 0 | 0 | 0 | 0 | 0 | 0 | 0 | 0 | 0 | 1 | 1 | 1 | 0 | 0 | 0 | 0 | 0 | 0 | 0 | 0 | 0 | 0 | 0 | 0 | 0 | 0 | 0 | 0 | 0 | 0 | 1 | 1 | 1
SCE NOL | Roadway | 115 | 0 | 0 | 0 | 0 | 0 | 0 | 0 | 0 | 0 | 1 | 1 | 1 | 0 | 0 | 0 | 0 | 0 | 0 | 0 | 0 | 0 | 0 | 0 | 0 | 0 | 0 | 0 | 0 | 0 | 0 | 1 | 1 | 1
PG&E NGBA | Rock Creek 1 | 230 | 0 | 0 | 0 | 0 | 397.5 | 0 | 0 | 397.5 | 397.5 | 1 | 1 | 1 | 0 | 0 | 0 | 0 | 397.5 | 0 | 0 | 397.5 | 397.5 | 0 | 0 | 0 | 0 | 397.5 | 0 | 0 | 397.5 | 397.5 | 1 | 1 | 1
SCE Northern | Rosamond | 66 | 0 | 0 | 0 | 0 | 0 | 0 | 0 | 0 | 0 | 1 | 1 | 1 | 0 | 0 | 0 | 0 | 0 | 0 | 0 | 0 | 0 | 0 | 0 | 0 | 0 | 0 | 0 | 0 | 0 | 0 | 1 | 1 | 1
PG&E GBA | Rossmoor | 230 | 0 | 0 | 0 | 0 | 0 | 0 | 0 | 0 | 0 | 1 | 1 | 1 | 0 | 0 | 0 | 0 | 0 | 0 | 0 | 0 | 0 | 0 | 0 | 0 | 0 | 0 | 0 | 0 | 0 | 0 | 1 | 1 | 1
PG&E NGBA | Round Mountain | 230 | 0 | 0 | 0 | 0 | 0 | 0 | 0 | 0 | 0 | 1 | 1 | 1 | 150 | 0 | 150 | 0 | 0 | 0 | 0 | 0 | 150 | 150 | 0 | 150 | 0 | 0 | 0 | 0 | 0 | 150 | 1 | 2 | 1
PG&E NGBA | Round Mountain | 500 | 0 | 0 | 0 | 0 | 0 | 0 | 0 | 0 | 0 | 1 | 1 | 1 | 0 | 0 | 0 | 0 | 0 | 0 | 0 | 0 | 0 | 0 | 0 | 0 | 0 | 0 | 0 | 0 | 0 | 0 | 1 | 1 | 1
PG&E GBA | Salado | 115 | 0 | 0 | 0 | 0 | 0 | 0 | 0 | 0 | 0 | 1 | 1 | 1 | 0 | 0 | 0 | 0 | 0 | 0 | 0 | 0 | 0 | 0 | 0 | 0 | 0 | 0 | 0 | 0 | 0 | 0 | 1 | 1 | 1
PG&E GBA | Salado | 60 | 0 | 0 | 0 | 0 | 0 | 0 | 0 | 0 | 0 | 1 | 1 | 1 | 0 | 0 | 0 | 0 | 0 | 0 | 0 | 0 | 0 | 0 | 0 | 0 | 0 | 0 | 0 | 0 | 0 | 0 | 1 | 1 | 1
PG&E GBA | Salinas | 115 | 60 | 0 | 60 | 0 | 0 | 0 | 0 | 0 | 60 | 2 | 2 | 1 | 60 | 0 | 60 | 0 | 0 | 0 | 0 | 0 | 60 | 60 | 0 | 60 | 0 | 0 | 0 | 0 | 0 | 60 | 2 | 2 | 1
SDGE | Salt Creek | 69 | 0 | 0 | 0 | 0 | 0 | 0 | 0 | 0 | 0 | 1 | 1 | 1 | 0 | 0 | 0 | 0 | 0 | 0 | 0 | 0 | 0 | 0 | 0 | 0 | 0 | 0 | 0 | 0 | 0 | 0 | 1 | 1 | 1
SCE Eastern | San Bernardino | 230 | 0 | 0 | 0 | 0 | 0 | 0 | 0 | 0 | 0 | 1 | 1 | 1 | 0 | 0 | 0 | 0 | 0 | 0 | 0 | 0 | 0 | 0 | 0 | 0 | 0 | 0 | 0 | 0 | 0 | 0 | 1 | 1 | 1
PG&E GBA | SAN FRAN A (POTRERO PP) | 115 | 0 | 0 | 0 | 100 | 0 | 0 | 0 | 100 | 100 | 3 | 1 | 3 | 0 | 0 | 0 | 100 | 0 | 0 | 0 | 100 | 100 | 0 | 0 | 0 | 100 | 0 | 0 | 0 | 100 | 100 | 3 | 1 | 3
PG&E GBA | SAN FRAN A (POTRERO PP) | 230 | 0 | 0 | 0 | 0 | 0 | 0 | 0 | 0 | 0 | 1 | 1 | 1 | 0 | 0 | 0 | 60 | 0 | 0 | 0 | 60 | 60 | 0 | 0 | 0 | 60 | 0 | 0 | 0 | 60 | 60 | 1 | 1 | 2
PG&E GBA | San Jose A | 115 | 0 | 0 | 0 | 0 | 0 | 0 | 0 | 0 | 0 | 1 | 1 | 1 | 0 | 0 | 0 | 0 | 0 | 0 | 0 | 0 | 0 | 0 | 0 | 0 | 0 | 0 | 0 | 0 | 0 | 0 | 1 | 1 | 1
PG&E GBA | San Jose B | 115 | 0 | 0 | 0 | 0 | 0 | 0 | 0 | 0 | 0 | 1 | 1 | 1 | 0 | 0 | 0 | 0 | 0 | 0 | 0 | 0 | 0 | 0 | 0 | 0 | 0 | 0 | 0 | 0 | 0 | 0 | 1 | 1 | 1
PG&E GBA | San Leandro U | 115 | 0 | 0 | 0 | 70 | 0 | 0 | 0 | 70 | 70 | 2 | 1 | 2 | 0 | 0 | 0 | 70 | 0 | 0 | 0 | 70 | 70 | 0 | 0 | 0 | 70 | 0 | 0 | 0 | 70 | 70 | 2 | 1 | 2
PG&E KERN | San Luis Obispo | 115 | 0 | 0 | 0 | 0 | 0 | 0 | 0 | 0 | 0 | 1 | 1 | 1 | 0 | 0 | 0 | 0 | 0 | 0 | 0 | 0 | 0 | 0 | 0 | 0 | 0 | 0 | 0 | 0 | 0 | 0 | 1 | 1 | 1
PG&E KERN | San Luis Obispo | 70 | 0 | 0 | 0 | 0 | 0 | 0 | 0 | 0 | 0 | 1 | 1 | 1 | 0 | 0 | 0 | 0 | 0 | 0 | 0 | 0 | 0 | 0 | 0 | 0 | 0 | 0 | 0 | 0 | 0 | 0 | 1 | 1 | 1
SDGE | San Luis Rey | 230 | 0 | 0 | 0 | 0 | 0 | 0 | 0 | 0 | 0 | 1 | 1 | 1 | 0 | 0 | 0 | 0 | 0 | 0 | 0 | 0 | 0 | 0 | 0 | 0 | 0 | 0 | 0 | 0 | 0 | 0 | 1 | 1 | 1
SDGE | San Luis Rey | 69 | 0 | 0 | 0 | 0 | 0 | 0 | 0 | 0 | 0 | 1 | 1 | 1 | 0 | 0 | 0 | 0 | 0 | 0 | 0 | 0 | 0 | 0 | 0 | 0 | 0 | 0 | 0 | 0 | 0 | 0 | 1 | 1 | 1
SDGE | San Marcos | 69 | 0 | 0 | 0 | 0 | 0 | 0 | 0 | 0 | 0 | 1 | 1 | 1 | 0 | 0 | 0 | 0 | 0 | 0 | 0 | 0 | 0 | 0 | 0 | 0 | 0 | 0 | 0 | 0 | 0 | 0 | 1 | 1 | 1
SCE Metro | San Onofre | 230 | 0 | 0 | 0 | 0 | 0 | 0 | 0 | 0 | 0 | 1 | 1 | 1 | 0 | 0 | 0 | 0 | 0 | 0 | 0 | 0 | 0 | 0 | 0 | 0 | 0 | 0 | 0 | 0 | 0 | 0 | 1 | 1 | 1
PG&E GBA | San Pablo | 115 | 0 | 0 | 0 | 0 | 40 | 0 | 0 | 40 | 40 | 1 | 1 | 1 | 0 | 0 | 0 | 0 | 40 | 0 | 0 | 40 | 40 | 0 | 0 | 0 | 0 | 40 | 0 | 0 | 40 | 40 | 1 | 1 | 1
PG&E GBA | San Ramon | 230 | 0 | 0 | 0 | 0 | 0 | 0 | 0 | 0 | 0 | 1 | 1 | 1 | 0 | 0 | 0 | 0 | 0 | 0 | 0 | 0 | 0 | 0 | 0 | 0 | 0 | 0 | 0 | 0 | 0 | 0 | 1 | 1 | 1
SDGE | San Ysidro | 69 | 0 | 0 | 0 | 0 | 0 | 0 | 0 | 0 | 0 | 1 | 1 | 1 | 0 | 0 | 0 | 0 | 0 | 0 | 0 | 0 | 0 | 0 | 0 | 0 | 0 | 0 | 0 | 0 | 0 | 0 | 1 | 1 | 1
SCE NOL | Sandlot | 230 | 0 | 0 | 0 | 0 | 0 | 0 | 0 | 0 | 0 | 1 | 1 | 1 | 0 | 0 | 0 | 0 | 0 | 0 | 0 | 0 | 0 | 0 | 0 | 0 | 0 | 0 | 0 | 0 | 0 | 0 | 1 | 1 | 1
EOP | Sandy | 138 | 0 | 0 | 0 | 0 | 0 | 0 | 0 | 0 | 0 | 1 | 1 | 1 | 0 | 0 | 0 | 0 | 0 | 0 | 0 | 0 | 0 | 0 | 0 | 0 | 0 | 0 | 0 | 0 | 0 | 0 | 1 | 1 | 1
PG&E FRESNO | Sanger | 115 | 0 | 0 | 0 | 0 | 0 | 0 | 0 | 0 | 0 | 1 | 1 | 1 | 0 | 0 | 0 | 0 | 0 | 0 | 0 | 0 | 0 | 0 | 0 | 0 | 0 | 0 | 0 | 0 | 0 | 0 | 1 | 1 | 1
SCE Northern | Santa Clara | 230 | 0 | 0 | 0 | 0 | 0 | 0 | 0 | 0 | 0 | 1 | 1 | 1 | 0 | 0 | 0 | 0 | 0 | 0 | 0 | 0 | 0 | 0 | 0 | 0 | 0 | 0 | 0 | 0 | 0 | 0 | 1 | 1 | 1
PG&E NGBA | Santa Rosa A | 115 | 0 | 0 | 0 | 0 | 0 | 0 | 0 | 0 | 0 | 1 | 1 | 1 | 0 | 0 | 0 | 0 | 0 | 0 | 0 | 0 | 0 | 0 | 0 | 0 | 0 | 0 | 0 | 0 | 0 | 0 | 1 | 1 | 1
PG&E GBA | Santa Teresa | 115 | 0 | 0 | 0 | 0 | 0 | 0 | 0 | 0 | 0 | 1 | 1 | 1 | 0 | 0 | 0 | 0 | 0 | 0 | 0 | 0 | 0 | 0 | 0 | 0 | 0 | 0 | 0 | 0 | 0 | 0 | 1 | 1 | 1
SDGE | Santee | 138 | 0 | 0 | 0 | 0 | 0 | 10 | 0 | 10 | 10 | 1 | 1 | 1 | 0 | 0 | 0 | 0 | 0 | 0 | 0 | 0 | 0 | 0 | 0 | 0 | 0 | 0 | 10 | 0 | 10 | 10 | 1 | 1 | 1
SCE Metro | Santiago | 230 | 0 | 0 | 0 | 0 | 0 | 0 | 300 | 300 | 300 | 1 | 1 | 1 | 0 | 0 | 0 | 0 | 0 | 0 | 300 | 300 | 300 | 0 | 0 | 0 | 0 | 0 | 0 | 300 | 300 | 300 | 1 | 1 | 1
PG&E GBA | Saratoga | 230 | 0 | 0 | 0 | 0 | 0 | 0 | 0 | 0 | 0 | 1 | 1 | 1 | 0 | 0 | 0 | 0 | 0 | 0 | 0 | 0 | 0 | 0 | 0 | 0 | 0 | 0 | 0 | 0 | 0 | 0 | 1 | 1 | 1
SCE Northern | Saugus | 230 | 0 | 0 | 0 | 0 | 0 | 0 | 0 | 0 | 0 | 1 | 1 | 1 | 0 | 0 | 0 | 0 | 0 | 0 | 0 | 0 | 0 | 0 | 0 | 0 | 0 | 0 | 0 | 0 | 0 | 0 | 1 | 1 | 1
PG&E FRESNO | Schindler | 115 | 0 | 0 | 0 | 110 | 0 | 0 | 0 | 110 | 110 | 3 | 1 | 3 | 0 | 0 | 0 | 110 | 0 | 0 | 0 | 110 | 110 | 0 | 0 | 0 | 110 | 0 | 0 | 0 | 110 | 110 | 3 | 1 | 3
PG&E FRESNO | Schindler | 70 | 0 | 0 | 0 | 0 | 0 | 0 | 0 | 0 | 0 | 1 | 1 | 1 | 0 | 0 | 0 | 0 | 0 | 0 | 0 | 0 | 0 | 0 | 0 | 0 | 0 | 0 | 0 | 0 | 0 | 0 | 1 | 1 | 1
PG&E GBA | Schulte | 115 | 0 | 0 | 0 | 40 | 0 | 13.3 | 0 | 53.3 | 53.3 | 2 | 1 | 2 | 0 | 0 | 0 | 40 | 0 | 0 | 0 | 40 | 40 | 0 | 0 | 0 | 40 | 0 | 13.3 | 0 | 53.3 | 53.3 | 2 | 1 | 2
SDGE | Scripps | 69 | 0 | 0 | 0 | 0 | 0 | 0 | 0 | 0 | 0 | 1 | 1 | 1 | 0 | 0 | 0 | 0 | 0 | 0 | 0 | 0 | 0 | 0 | 0 | 0 | 0 | 0 | 0 | 0 | 0 | 0 | 1 | 1 | 1
PG&E KERN | Semitropic | 115 | 0 | 0 | 0 | 0 | 95 | 0 | 0 | 95 | 95 | 2 | 1 | 2 | 0 | 0 | 0 | 0 | 95 | 0 | 0 | 95 | 95 | 0 | 0 | 0 | 0 | 95 | 0 | 0 | 95 | 95 | 2 | 1 | 2
SCE Metro | Serrano | 230 | 0 | 0 | 0 | 0 | 0 | 0 | 0 | 0 | 0 | 1 | 1 | 1 | 0 | 0 | 0 | 0 | 0 | 0 | 0 | 0 | 0 | 0 | 0 | 0 | 0 | 0 | 0 | 0 | 0 | 0 | 1 | 1 | 1
SCE Metro | Serrano | 500 | 0 | 0 | 0 | 0 | 0 | 0 | 400 | 400 | 400 | 1 | 1 | 1 | 0 | 0 | 0 | 0 | 0 | 0 | 400 | 400 | 400 | 0 | 0 | 0 | 0 | 0 | 0 | 400 | 400 | 400 | 1 | 1 | 1
SDGE | Shadowridge | 138 | 0 | 0 | 0 | 0 | 0 | 0 | 0 | 0 | 0 | 1 | 1 | 1 | 0 | 0 | 0 | 0 | 0 | 0 | 0 | 0 | 0 | 0 | 0 | 0 | 0 | 0 | 0 | 0 | 0 | 0 | 1 | 1 | 1
PG&E KERN | Shafter | 115 | 0 | 0 | 0 | 0 | 100 | 0 | 0 | 100 | 100 | 3 | 1 | 3 | 0 | 0 | 0 | 0 | 100 | 0 | 0 | 100 | 100 | 0 | 0 | 0 | 0 | 100 | 0 | 0 | 100 | 100 | 3 | 1 | 3
PG&E NGBA | Silverado | 115 | 0 | 0 | 0 | 0 | 0 | 0 | 0 | 0 | 0 | 1 | 1 | 1 | 0 | 0 | 0 | 0 | 0 | 0 | 0 | 0 | 0 | 0 | 0 | 0 | 0 | 0 | 0 | 0 | 0 | 0 | 1 | 1 | 1
SDGE | Silvergate | 230 | 0 | 0 | 0 | 60 | 0 | 0 | 0 | 60 | 60 | 1 | 1 | 2 | 0 | 0 | 0 | 60 | 0 | 0 | 0 | 60 | 60 | 0 | 0 | 0 | 60 | 0 | 0 | 0 | 60 | 60 | 1 | 1 | 2
SDGE | Silvergate | 69 | 0 | 0 | 0 | 0 | 0 | 0 | 0 | 0 | 0 | 1 | 1 | 1 | 0 | 0 | 0 | 0 | 0 | 0 | 0 | 0 | 0 | 0 | 0 | 0 | 0 | 0 | 0 | 0 | 0 | 0 | 1 | 1 | 1
PG&E KERN | Sisquoc | 115 | 0 | 0 | 0 | 0 | 100 | 0 | 0 | 100 | 100 | 3 | 1 | 3 | 0 | 0 | 0 | 0 | 100 | 0 | 0 | 100 | 100 | 0 | 0 | 0 | 0 | 100 | 0 | 0 | 100 | 100 | 3 | 1 | 3
EOP | Sloan Canyon | 230 | 321 | 0 | 321 | 0 | 0 | 0 | 0 | 0 | 321 | 1 | 1 | 1 | 321 | 0 | 321 | 0 | 0 | 0 | 0 | 0 | 321 | 321 | 0 | 321 | 0 | 0 | 0 | 0 | 0 | 321 | 1 | 1 | 1
EOP | Sloan Canyon | 500 | 0 | 0 | 0 | 0 | 0 | 0 | 0 | 0 | 0 | 1 | 1 | 1 | 0 | 0 | 0 | 0 | 0 | 0 | 0 | 0 | 0 | 0 | 0 | 0 | 0 | 0 | 0 | 0 | 0 | 0 | 1 | 1 | 1
PG&E KERN | Smyrna | 115 | 0 | 0 | 0 | 0 | 0 | 0 | 0 | 0 | 0 | 1 | 1 | 1 | 0 | 0 | 0 | 0 | 0 | 0 | 0 | 0 | 0 | 0 | 0 | 0 | 0 | 0 | 0 | 0 | 0 | 0 | 1 | 1 | 1
PG&E GBA | Sobrante | 115 | 0 | 0 | 0 | 0 | 40 | 0 | 0 | 40 | 40 | 1 | 1 | 1 | 0 | 0 | 0 | 0 | 40 | 0 | 0 | 40 | 40 | 0 | 0 | 0 | 0 | 40 | 0 | 0 | 40 | 40 | 1 | 1 | 1
PG&E GBA | Sobrante | 230 | 0 | 0 | 0 | 0 | 0 | 0 | 0 | 0 | 0 | 1 | 1 | 1 | 0 | 0 | 0 | 0 | 0 | 0 | 0 | 0 | 0 | 0 | 0 | 0 | 0 | 0 | 0 | 0 | 0 | 0 | 1 | 1 | 1
PG&E KERN | Solar | 230 | 0 | 0 | 0 | 0 | 0 | 0 | 0 | 0 | 0 | 1 | 1 | 1 | 0 | 0 | 0 | 0 | 0 | 0 | 0 | 0 | 0 | 0 | 0 | 0 | 0 | 0 | 0 | 0 | 0 | 0 | 1 | 1 | 1
PG&E GBA | Soledad | 115 | 50 | 0 | 50 | 0 | 0 | 0 | 0 | 0 | 50 | 2 | 2 | 1 | 50 | 0 | 50 | 0 | 0 | 0 | 0 | 0 | 50 | 50 | 0 | 50 | 0 | 0 | 0 | 0 | 0 | 50 | 2 | 2 | 1
PG&E GBA | Soledad | 60 | 0 | 0 | 0 | 0 | 0 | 0 | 0 | 0 | 0 | 1 | 1 | 1 | 0 | 0 | 0 | 0 | 0 | 0 | 0 | 0 | 0 | 0 | 0 | 0 | 0 | 0 | 0 | 0 | 0 | 0 | 1 | 1 | 1
SDGE | Spring Valley | 69 | 0 | 0 | 0 | 0 | 0 | 0 | 0 | 0 | 0 | 1 | 1 | 1 | 0 | 0 | 0 | 0 | 0 | 0 | 0 | 0 | 0 | 0 | 0 | 0 | 0 | 0 | 0 | 0 | 0 | 0 | 1 | 1 | 1
SCE Northern | Springville | 230 | 0 | 0 | 0 | 0 | 0 | 225 | 0 | 225 | 225 | 1 | 1 | 1 | 0 | 0 | 0 | 0 | 0 | 0 | 0 | 0 | 0 | 0 | 0 | 0 | 0 | 0 | 225 | 0 | 225 | 225 | 1 | 1 | 1
PG&E GBA | Stagg | 230 | 0 | 0 | 0 | 0 | 0 | 0 | 0 | 0 | 0 | 1 | 1 | 1 | 0 | 0 | 0 | 0 | 0 | 0 | 0 | 0 | 0 | 0 | 0 | 0 | 0 | 0 | 0 | 0 | 0 | 0 | 1 | 1 | 1
PG&E GBA | Standard Oil | 115 | 0 | 0 | 0 | 0 | 40 | 0 | 0 | 40 | 40 | 1 | 1 | 1 | 0 | 0 | 0 | 0 | 40 | 0 | 0 | 40 | 40 | 0 | 0 | 0 | 0 | 40 | 0 | 0 | 40 | 40 | 1 | 1 | 1
PG&E GBA | Stanislaus | 115 | 0 | 0 | 0 | 0 | 0 | 0 | 0 | 0 | 0 | 1 | 1 | 1 | 0 | 0 | 0 | 0 | 0 | 0 | 0 | 0 | 0 | 0 | 0 | 0 | 0 | 0 | 0 | 0 | 0 | 0 | 1 | 1 | 1
PG&E KERN | Stockdale | 115 | 0 | 0 | 0 | 100 | 0 | 0 | 0 | 100 | 100 | 3 | 1 | 3 | 0 | 0 | 0 | 100 | 0 | 0 | 0 | 100 | 100 | 0 | 0 | 0 | 100 | 0 | 0 | 0 | 100 | 100 | 3 | 1 | 3
PG&E KERN | Stockdale | 230 | 0 | 0 | 0 | 0 | 0 | 0 | 0 | 0 | 0 | 1 | 1 | 1 | 0 | 0 | 0 | 0 | 0 | 0 | 0 | 0 | 0 | 0 | 0 | 0 | 0 | 0 | 0 | 0 | 0 | 0 | 1 | 1 | 1
PG&E GBA | Stockton A | 115 | 0 | 0 | 0 | 0 | 0 | 0 | 0 | 0 | 0 | 1 | 1 | 1 | 0 | 0 | 0 | 0 | 0 | 0 | 0 | 0 | 0 | 0 | 0 | 0 | 0 | 0 | 0 | 0 | 0 | 0 | 1 | 1 | 1
PG&E GBA | Stone | 115 | 0 | 0 | 0 | 0 | 0 | 0 | 0 | 0 | 0 | 1 | 1 | 1 | 0 | 0 | 0 | 0 | 0 | 0 | 0 | 0 | 0 | 0 | 0 | 0 | 0 | 0 | 0 | 0 | 0 | 0 | 1 | 1 | 1
PG&E FRESNO | Storey | 230 | 0 | 0 | 0 | 0 | 0 | 0 | 0 | 0 | 0 | 1 | 1 | 1 | 0 | 0 | 0 | 0 | 0 | 0 | 0 | 0 | 0 | 0 | 0 | 0 | 0 | 0 | 0 | 0 | 0 | 0 | 1 | 1 | 1
PG&E NGBA | Summit | 115 | 0 | 0 | 0 | 0 | 0 | 0 | 0 | 0 | 0 | 1 | 1 | 1 | 0 | 0 | 0 | 0 | 0 | 0 | 0 | 0 | 0 | 0 | 0 | 0 | 0 | 0 | 0 | 0 | 0 | 0 | 1 | 1 | 1
SDGE | Suncrest | 230 | 0 | 0 | 0 | 0 | 0 | 0 | 0 | 0 | 0 | 1 | 1 | 1 | 0 | 0 | 0 | 0 | 0 | 0 | 0 | 0 | 0 | 0 | 0 | 0 | 0 | 0 | 0 | 0 | 0 | 0 | 1 | 1 | 1
SDGE | Suncrest | 500 | 0 | 0 | 0 | 0 | 0 | 0 | 0 | 0 | 0 | 1 | 1 | 1 | 0 | 0 | 0 | 0 | 0 | 0 | 0 | 0 | 0 | 0 | 0 | 0 | 0 | 0 | 0 | 0 | 0 | 0 | 1 | 1 | 1
PG&E KERN | Sunrise | 230 | 0 | 0 | 0 | 0 | 0 | 0 | 0 | 0 | 0 | 1 | 1 | 1 | 0 | 0 | 0 | 0 | 0 | 0 | 0 | 0 | 0 | 0 | 0 | 0 | 0 | 0 | 0 | 0 | 0 | 0 | 1 | 1 | 1
PG&E KERN | Sunset | 230 | 0 | 0 | 0 | 0 | 0 | 0 | 0 | 0 | 0 | 1 | 1 | 1 | 0 | 0 | 0 | 0 | 0 | 0 | 0 | 0 | 0 | 0 | 0 | 0 | 0 | 0 | 0 | 0 | 0 | 0 | 1 | 1 | 1
PG&E GBA | Swift | 115 | 0 | 0 | 0 | 0 | 0 | 0 | 0 | 0 | 0 | 1 | 1 | 1 | 0 | 0 | 0 | 0 | 0 | 0 | 0 | 0 | 0 | 0 | 0 | 0 | 0 | 0 | 0 | 0 | 0 | 0 | 1 | 1 | 1
SDGE | Sycamore Canyon | 138 | 0 | 0 | 0 | 0 | 0 | 0 | 0 | 0 | 0 | 1 | 1 | 1 | 0 | 0 | 0 | 0 | 0 | 0 | 0 | 0 | 0 | 0 | 0 | 0 | 0 | 0 | 0 | 0 | 0 | 0 | 1 | 1 | 1
SDGE | Sycamore Canyon | 230 | 0 | 0 | 0 | 0 | 0 | 0 | 0 | 0 | 0 | 1 | 1 | 1 | 0 | 0 | 0 | 0 | 0 | 0 | 0 | 0 | 0 | 0 | 0 | 0 | 0 | 0 | 0 | 0 | 0 | 0 | 1 | 1 | 1
SDGE | Sycamore Canyon | 69 | 0 | 0 | 0 | 0 | 0 | 0 | 0 | 0 | 0 | 1 | 1 | 1 | 0 | 0 | 0 | 0 | 0 | 0 | 0 | 0 | 0 | 0 | 0 | 0 | 0 | 0 | 0 | 0 | 0 | 0 | 1 | 1 | 1
SCE Northern | Sylmar | 230 | 0 | 0 | 0 | 0 | 0 | 0 | 0 | 0 | 0 | 1 | 1 | 1 | 0 | 0 | 0 | 0 | 0 | 0 | 0 | 0 | 0 | 0 | 0 | 0 | 0 | 0 | 0 | 0 | 0 | 0 | 1 | 1 | 1
PG&E NGBA | Table Mountain | 115 | 0 | 0 | 0 | 0 | 0 | 0 | 0 | 0 | 0 | 1 | 1 | 1 | 0 | 0 | 0 | 0 | 0 | 0 | 0 | 0 | 0 | 0 | 0 | 0 | 0 | 0 | 0 | 0 | 0 | 0 | 1 | 1 | 1
PG&E NGBA | Table Mountain | 230 | 0 | 0 | 0 | 0 | 0 | 0 | 0 | 0 | 0 | 1 | 1 | 1 | 0 | 0 | 0 | 0 | 0 | 0 | 0 | 0 | 0 | 0 | 0 | 0 | 0 | 0 | 0 | 0 | 0 | 0 | 1 | 1 | 1
PG&E NGBA | Table Mountain | 500 | 0 | 0 | 0 | 0 | 0 | 0 | 0 | 0 | 0 | 1 | 1 | 1 | 0 | 0 | 0 | 0 | 0 | 0 | 0 | 0 | 0 | 0 | 0 | 0 | 0 | 0 | 0 | 0 | 0 | 0 | 1 | 1 | 1
PG&E NGBA | Table Mountain | 60 | 0 | 0 | 0 | 0 | 0 | 0 | 0 | 0 | 0 | 1 | 1 | 1 | 0 | 0 | 0 | 0 | 0 | 0 | 0 | 0 | 0 | 0 | 0 | 0 | 0 | 0 | 0 | 0 | 0 | 0 | 1 | 1 | 1
PG&E KERN | Taft | 115 | 0 | 0 | 0 | 0 | 0 | 0 | 0 | 0 | 0 | 1 | 1 | 1 | 0 | 0 | 0 | 0 | 0 | 0 | 0 | 0 | 0 | 0 | 0 | 0 | 0 | 0 | 0 | 0 | 0 | 0 | 1 | 1 | 1
SDGE | Talega | 138 | 0 | 0 | 0 | 0 | 0 | 0 | 0 | 0 | 0 | 1 | 1 | 1 | 0 | 0 | 0 | 0 | 0 | 0 | 0 | 0 | 0 | 0 | 0 | 0 | 0 | 0 | 0 | 0 | 0 | 0 | 1 | 1 | 1
SDGE | Talega | 230 | 0 | 0 | 0 | 0 | 0 | 0 | 0 | 0 | 0 | 1 | 1 | 1 | 0 | 0 | 0 | 0 | 0 | 0 | 0 | 0 | 0 | 0 | 0 | 0 | 0 | 0 | 0 | 0 | 0 | 0 | 1 | 1 | 1
PG&E GBA | Tassajara | 230 | 0 | 0 | 0 | 0 | 0 | 0 | 0 | 0 | 0 | 1 | 1 | 1 | 0 | 0 | 0 | 0 | 0 | 0 | 0 | 0 | 0 | 0 | 0 | 0 | 0 | 0 | 0 | 0 | 0 | 0 | 1 | 1 | 1
PG&E KERN | Tejon | 70 | 0 | 0 | 0 | 0 | 0 | 0 | 0 | 0 | 0 | 1 | 1 | 1 | 0 | 0 | 0 | 0 | 0 | 0 | 0 | 0 | 0 | 0 | 0 | 0 | 0 | 0 | 0 | 0 | 0 | 0 | 1 | 1 | 1
SDGE | Telegraph Canyon | 138 | 0 | 0 | 0 | 0 | 0 | 0 | 0 | 0 | 0 | 1 | 1 | 1 | 0 | 0 | 0 | 0 | 0 | 0 | 0 | 0 | 0 | 0 | 0 | 0 | 0 | 0 | 0 | 0 | 0 | 0 | 1 | 1 | 1
PG&E KERN | Temblor | 115 | 0 | 0 | 0 | 0 | 0 | 0 | 0 | 0 | 0 | 1 | 1 | 1 | 0 | 0 | 0 | 0 | 0 | 0 | 0 | 0 | 0 | 0 | 0 | 0 | 0 | 0 | 0 | 0 | 0 | 0 | 1 | 1 | 1
PG&E KERN | Templeton | 230 | 0 | 0 | 0 | 0 | 0 | 0 | 0 | 0 | 0 | 1 | 1 | 1 | 0 | 0 | 0 | 0 | 0 | 0 | 0 | 0 | 0 | 0 | 0 | 0 | 0 | 0 | 0 | 0 | 0 | 0 | 1 | 1 | 1
PG&E KERN | Templeton | 70 | 0 | 0 | 0 | 0 | 0 | 0 | 0 | 0 | 0 | 1 | 1 | 1 | 0 | 0 | 0 | 0 | 0 | 0 | 0 | 0 | 0 | 0 | 0 | 0 | 0 | 0 | 0 | 0 | 0 | 0 | 1 | 1 | 1
PG&E GBA | Tesla | 115 | 0 | 0 | 0 | 0 | 0 | 0 | 0 | 0 | 0 | 1 | 1 | 1 | 0 | 0 | 0 | 0 | 0 | 0 | 0 | 0 | 0 | 0 | 0 | 0 | 0 | 0 | 0 | 0 | 0 | 0 | 1 | 1 | 1
PG&E GBA | Tesla | 230 | 0 | 0 | 0 | 0 | 0 | 125 | 0 | 125 | 125 | 1 | 1 | 2 | 0 | 0 | 0 | 0 | 0 | 0 | 0 | 0 | 0 | 0 | 0 | 0 | 0 | 0 | 125 | 0 | 125 | 125 | 1 | 1 | 2
PG&E GBA | Tesla | 500 | 0 | 0 | 0 | 0 | 0 | 0 | 0 | 0 | 0 | 1 | 1 | 1 | 0 | 0 | 0 | 0 | 0 | 0 | 0 | 0 | 0 | 0 | 0 | 0 | 0 | 0 | 0 | 0 | 0 | 0 | 1 | 1 | 1
PG&E KERN | Tevis | 115 | 0 | 0 | 0 | 100 | 0 | 0 | 0 | 100 | 100 | 3 | 1 | 3 | 0 | 0 | 0 | 100 | 0 | 0 | 0 | 100 | 100 | 0 | 0 | 0 | 100 | 0 | 0 | 0 | 100 | 100 | 3 | 1 | 3
EOP | Thousandaire | 138 | 0 | 0 | 0 | 0 | 0 | 0 | 0 | 0 | 0 | 1 | 1 | 1 | 0 | 0 | 0 | 0 | 0 | 0 | 0 | 0 | 0 | 0 | 0 | 0 | 0 | 0 | 0 | 0 | 0 | 0 | 1 | 1 | 1
PG&E KERN | Topaz | 230 | 0 | 0 | 0 | 0 | 0 | 0 | 0 | 0 | 0 | 1 | 1 | 1 | 0 | 0 | 0 | 0 | 0 | 0 | 0 | 0 | 0 | 0 | 0 | 0 | 0 | 0 | 0 | 0 | 0 | 0 | 1 | 1 | 1
SCE NOL | Tortilla | 115 | 0 | 0 | 0 | 0 | 0 | 0 | 0 | 0 | 0 | 1 | 1 | 1 | 0 | 0 | 0 | 0 | 0 | 0 | 0 | 0 | 0 | 0 | 0 | 0 | 0 | 0 | 0 | 0 | 0 | 0 | 1 | 1 | 1
SDGE | Trabuco | 138 | 0 | 0 | 0 | 0 | 0 | 0 | 0 | 0 | 0 | 1 | 1 | 1 | 0 | 0 | 0 | 0 | 0 | 0 | 0 | 0 | 0 | 0 | 0 | 0 | 0 | 0 | 0 | 0 | 0 | 0 | 1 | 1 | 1
PG&E GBA | Tracy | 115 | 0 | 0 | 0 | 0 | 0 | 0 | 0 | 0 | 0 | 1 | 1 | 1 | 0 | 0 | 0 | 0 | 0 | 0 | 0 | 0 | 0 | 0 | 0 | 0 | 0 | 0 | 0 | 0 | 0 | 0 | 1 | 1 | 1
PG&E FRESNO | Tranquility | 230 | 0 | 0 | 0 | 100 | 400 | 352 | 0 | 852 | 852 | 1 | 1 | 1 | 0 | 0 | 0 | 210 | 0 | 0 | 0 | 210 | 210 | 0 | 0 | 0 | 210 | 400 | 352 | 0 | 962 | 962 | 1 | 1 | 1
PG&E GBA | Trimble | 115 | 0 | 0 | 0 | 0 | 0 | 0 | 0 | 0 | 0 | 1 | 1 | 1 | 0 | 0 | 0 | 0 | 0 | 0 | 0 | 0 | 0 | 0 | 0 | 0 | 0 | 0 | 0 | 0 | 0 | 0 | 1 | 1 | 1
EOP | Trout Canyon | 230 | 0 | 0 | 0 | 900 | 866 | 485 | 60 | 2311 | 2311 | 3 | 1 | 3 | 0 | 0 | 0 | 835 | 216 | 0 | 60 | 1111 | 1111 | 0 | 0 | 0 | 900 | 866 | 485 | 60 | 2311 | 2311 | 3 | 1 | 3
EOP | Trout Canyon | 500 | 0 | 0 | 0 | 0 | 0 | 0 | 0 | 0 | 0 | 1 | 1 | 1 | 0 | 0 | 0 | 0 | 0 | 0 | 0 | 0 | 0 | 0 | 0 | 0 | 0 | 0 | 0 | 0 | 0 | 0 | 1 | 1 | 1
PG&E NGBA | Tulucay | 230 | 0 | 0 | 0 | 0 | 0 | 0 | 0 | 0 | 0 | 1 | 1 | 1 | 0 | 0 | 0 | 0 | 0 | 0 | 0 | 0 | 0 | 0 | 0 | 0 | 0 | 0 | 0 | 0 | 0 | 0 | 1 | 1 | 1
PG&E NGBA | Tulucay | 60 | 0 | 0 | 0 | 0 | 0 | 0 | 0 | 0 | 0 | 1 | 1 | 1 | 0 | 0 | 0 | 0 | 0 | 0 | 0 | 0 | 0 | 0 | 0 | 0 | 0 | 0 | 0 | 0 | 0 | 0 | 1 | 1 | 1
PG&E KERN | Tupman | 115 | 0 | 0 | 0 | 0 | 0 | 0 | 0 | 0 | 0 | 1 | 1 | 1 | 0 | 0 | 0 | 0 | 0 | 0 | 0 | 0 | 0 | 0 | 0 | 0 | 0 | 0 | 0 | 0 | 0 | 0 | 1 | 1 | 1
PG&E NGBA | Ukiah | 115 | 0 | 0 | 0 | 0 | 0 | 0 | 0 | 0 | 0 | 1 | 1 | 1 | 0 | 0 | 0 | 0 | 0 | 0 | 0 | 0 | 0 | 0 | 0 | 0 | 0 | 0 | 0 | 0 | 0 | 0 | 1 | 1 | 1
PG&E KERN | Union (Estrella) | 70 | 0 | 0 | 0 | 0 | 0 | 0 | 0 | 0 | 0 | 1 | 1 | 1 | 0 | 0 | 0 | 0 | 0 | 0 | 0 | 0 | 0 | 0 | 0 | 0 | 0 | 0 | 0 | 0 | 0 | 0 | 1 | 1 | 1
PG&E NGBA | Vaca Dixon | 115 | 0 | 0 | 0 | 0 | 0 | 0 | 0 | 0 | 0 | 1 | 1 | 1 | 0 | 0 | 0 | 0 | 0 | 0 | 0 | 0 | 0 | 0 | 0 | 0 | 0 | 0 | 0 | 0 | 0 | 0 | 1 | 1 | 1
PG&E NGBA | Vaca Dixon | 230 | 0 | 0 | 0 | 0 | 160 | 300 | 0 | 460 | 460 | 1 | 1 | 1 | 0 | 0 | 0 | 0 | 160 | 0 | 0 | 160 | 160 | 0 | 0 | 0 | 0 | 160 | 300 | 0 | 460 | 460 | 1 | 1 | 1
PG&E NGBA | Vaca Dixon | 500 | 0 | 20 | 20 | 0 | 310 | 0 | 0 | 310 | 330 | 1 | 5 | 2 | 0 | 20 | 20 | 0 | 310 | 0 | 0 | 310 | 330 | 0 | 20 | 20 | 0 | 310 | 0 | 0 | 310 | 330 | 1 | 5 | 2
PG&E NGBA | Vaca Dixon | 60 | 0 | 0 | 0 | 0 | 0 | 0 | 0 | 0 | 0 | 1 | 1 | 1 | 0 | 0 | 0 | 0 | 0 | 0 | 0 | 0 | 0 | 0 | 0 | 0 | 0 | 0 | 0 | 0 | 0 | 0 | 1 | 1 | 1
SCE Eastern | Valley (SCE) | 500 | 0 | 0 | 0 | 0 | 300 | 310 | 0 | 610 | 610 | 1 | 1 | 1 | 0 | 0 | 0 | 0 | 300 | 0 | 0 | 300 | 300 | 0 | 0 | 0 | 0 | 300 | 310 | 0 | 610 | 610 | 1 | 1 | 1
EOP | Valley (VEA) | 138 | 0 | 0 | 0 | 0 | 0 | 0 | 0 | 0 | 0 | 1 | 1 | 1 | 0 | 0 | 0 | 0 | 0 | 0 | 0 | 0 | 0 | 0 | 0 | 0 | 0 | 0 | 0 | 0 | 0 | 0 | 1 | 1 | 1
SDGE | Valley Center | 69 | 0 | 0 | 0 | 0 | 0 | 0 | 0 | 0 | 0 | 1 | 1 | 1 | 0 | 0 | 0 | 0 | 0 | 0 | 0 | 0 | 0 | 0 | 0 | 0 | 0 | 0 | 0 | 0 | 0 | 0 | 1 | 1 | 1
PG&E GBA | Valley Home | 115 | 0 | 0 | 0 | 0 | 0 | 0 | 0 | 0 | 0 | 1 | 1 | 1 | 0 | 0 | 0 | 0 | 0 | 0 | 0 | 0 | 0 | 0 | 0 | 0 | 0 | 0 | 0 | 0 | 0 | 0 | 1 | 1 | 1
PG&E GBA | Valley Springs | 230 | 0 | 0 | 0 | 0 | 0 | 0 | 0 | 0 | 0 | 1 | 1 | 1 | 0 | 0 | 0 | 0 | 0 | 0 | 0 | 0 | 0 | 0 | 0 | 0 | 0 | 0 | 0 | 0 | 0 | 0 | 1 | 1 | 1
PG&E GBA | Valley Springs | 60 | 0 | 0 | 0 | 0 | 0 | 0 | 0 | 0 | 0 | 1 | 1 | 1 | 0 | 0 | 0 | 0 | 0 | 0 | 0 | 0 | 0 | 0 | 0 | 0 | 0 | 0 | 0 | 0 | 0 | 0 | 1 | 1 | 1
EOP | Valley Switch | 138 | 0 | 0 | 0 | 0 | 0 | 0 | 0 | 0 | 0 | 1 | 1 | 1 | 0 | 0 | 0 | 0 | 0 | 0 | 0 | 0 | 0 | 0 | 0 | 0 | 0 | 0 | 0 | 0 | 0 | 0 | 1 | 1 | 1
EOP | Valley Switch | 230 | 0 | 0 | 0 | 0 | 0 | 0 | 0 | 0 | 0 | 1 | 1 | 1 | 0 | 0 | 0 | 0 | 0 | 0 | 0 | 0 | 0 | 0 | 0 | 0 | 0 | 0 | 0 | 0 | 0 | 0 | 1 | 1 | 1
PG&E GBA | Vasco | 230 | 0 | 0 | 0 | 0 | 0 | 0 | 0 | 0 | 0 | 1 | 1 | 1 | 0 | 0 | 0 | 0 | 0 | 0 | 0 | 0 | 0 | 0 | 0 | 0 | 0 | 0 | 0 | 0 | 0 | 0 | 1 | 1 | 1
PG&E GBA | Vasona | 230 | 0 | 0 | 0 | 0 | 0 | 0 | 0 | 0 | 0 | 1 | 1 | 1 | 0 | 0 | 0 | 0 | 0 | 0 | 0 | 0 | 0 | 0 | 0 | 0 | 0 | 0 | 0 | 0 | 0 | 0 | 1 | 1 | 1
SCE Northern | Vestal | 230 | 0 | 0 | 0 | 92 | 50 | 50 | 0 | 192 | 192 | 1 | 1 | 2 | 0 | 0 | 0 | 92 | 0 | 0 | 0 | 92 | 92 | 0 | 0 | 0 | 92 | 50 | 50 | 0 | 192 | 192 | 1 | 1 | 2
SCE Northern | Vestal | 66 | 0 | 0 | 0 | 0 | 0 | 0 | 0 | 0 | 0 | 1 | 1 | 1 | 0 | 0 | 0 | 0 | 0 | 0 | 0 | 0 | 0 | 0 | 0 | 0 | 0 | 0 | 0 | 0 | 0 | 0 | 1 | 1 | 1
SCE NOL | Victor | 115 | 0 | 0 | 0 | 0 | 0 | 0 | 0 | 0 | 0 | 1 | 1 | 1 | 0 | 0 | 0 | 0 | 0 | 0 | 0 | 0 | 0 | 0 | 0 | 0 | 0 | 0 | 0 | 0 | 0 | 0 | 1 | 1 | 1
SCE NOL | Victor | 230 | 0 | 0 | 0 | 0 | 0 | 53.5 | 0 | 53.5 | 53.5 | 1 | 1 | 2 | 0 | 0 | 0 | 0 | 0 | 53.5 | 0 | 53.5 | 53.5 | 0 | 0 | 0 | 0 | 0 | 53.5 | 0 | 53.5 | 53.5 | 1 | 1 | 2
SCE Metro | Viejo | 230 | 0 | 0 | 0 | 0 | 0 | 0 | 0 | 0 | 0 | 1 | 1 | 1 | 0 | 0 | 0 | 0 | 0 | 0 | 0 | 0 | 0 | 0 | 0 | 0 | 0 | 0 | 0 | 0 | 0 | 0 | 1 | 1 | 1
PG&E GBA | Vierra | 115 | 0 | 0 | 0 | 0 | 0 | 92 | 0 | 92 | 92 | 2 | 1 | 2 | 0 | 0 | 0 | 0 | 0 | 0 | 0 | 0 | 0 | 0 | 0 | 0 | 0 | 0 | 92 | 0 | 92 | 92 | 2 | 1 | 2
SCE Metro | Villa Park | 230 | 0 | 0 | 0 | 0 | 0 | 0 | 305.5 | 305.5 | 305.5 | 1 | 1 | 1 | 0 | 0 | 0 | 0 | 0 | 0 | 305.5 | 305.5 | 305.5 | 0 | 0 | 0 | 0 | 0 | 0 | 305.5 | 305.5 | 305.5 | 1 | 1 | 1
SCE Northern | Vincent | 230 | 0 | 0 | 0 | 0 | 0 | 59 | 0 | 59 | 59 | 1 | 1 | 2 | 0 | 0 | 0 | 0 | 0 | 0 | 0 | 0 | 0 | 0 | 0 | 0 | 0 | 0 | 59 | 0 | 59 | 59 | 1 | 1 | 2
SCE Northern | Vincent | 500 | 0 | 0 | 0 | 0 | 0 | 0 | 0 | 0 | 0 | 1 | 1 | 1 | 0 | 0 | 0 | 0 | 0 | 0 | 0 | 0 | 0 | 0 | 0 | 0 | 0 | 0 | 0 | 0 | 0 | 0 | 1 | 1 | 1
PG&E GBA | Vineyard | 230 | 0 | 0 | 0 | 0 | 0 | 0 | 0 | 0 | 0 | 1 | 1 | 1 | 0 | 0 | 0 | 0 | 0 | 0 | 0 | 0 | 0 | 0 | 0 | 0 | 0 | 0 | 0 | 0 | 0 | 0 | 1 | 1 | 1
SDGE | Vineyard | 69 | 0 | 0 | 0 | 0 | 0 | 0 | 0 | 0 | 0 | 1 | 1 | 1 | 0 | 0 | 0 | 0 | 0 | 0 | 0 | 0 | 0 | 0 | 0 | 0 | 0 | 0 | 0 | 0 | 0 | 0 | 1 | 1 | 1
SCE Eastern | Vista (SCE) | 230 | 0 | 0 | 0 | 0 | 0 | 0 | 0 | 0 | 0 | 1 | 1 | 1 | 0 | 0 | 0 | 0 | 0 | 0 | 0 | 0 | 0 | 0 | 0 | 0 | 0 | 0 | 0 | 0 | 0 | 0 | 1 | 1 | 1
EOP | Vista (VEA) | 138 | 0 | 0 | 0 | 0 | 0 | 0 | 0 | 0 | 0 | 1 | 1 | 1 | 0 | 0 | 0 | 0 | 0 | 0 | 0 | 0 | 0 | 0 | 0 | 0 | 0 | 0 | 0 | 0 | 0 | 0 | 1 | 1 | 1
EOP | Vista (VEA) | 230 | 0 | 0 | 0 | 200 | 0 | 0 | 0 | 200 | 200 | 1 | 1 | 1 | 0 | 0 | 0 | 200 | 0 | 0 | 0 | 200 | 200 | 0 | 0 | 0 | 200 | 0 | 0 | 0 | 200 | 200 | 1 | 1 | 1
PG&E FRESNO | Wahtoke | 115 | 0 | 0 | 0 | 0 | 0 | 0 | 0 | 0 | 0 | 1 | 1 | 1 | 0 | 0 | 0 | 0 | 0 | 0 | 0 | 0 | 0 | 0 | 0 | 0 | 0 | 0 | 0 | 0 | 0 | 0 | 1 | 1 | 1
SCE Northern | Wakefield | 66 | 0 | 0 | 0 | 140 | 0 | 30 | 0 | 170 | 170 | 5 | 1 | 5 | 0 | 0 | 0 | 140 | 0 | 0 | 0 | 140 | 140 | 0 | 0 | 0 | 140 | 0 | 30 | 0 | 170 | 170 | 5 | 1 | 5
SCE Metro | Walnut | 230 | 0 | 0 | 0 | 0 | 0 | 400 | 0 | 400 | 400 | 1 | 1 | 1 | 0 | 0 | 0 | 0 | 0 | 0 | 0 | 0 | 0 | 0 | 0 | 0 | 0 | 0 | 400 | 0 | 400 | 400 | 1 | 1 | 1
SCE Northern | Warne | 230 | 0 | 0 | 0 | 0 | 0 | 0 | 0 | 0 | 0 | 1 | 1 | 1 | 0 | 0 | 0 | 0 | 0 | 0 | 0 | 0 | 0 | 0 | 0 | 0 | 0 | 0 | 0 | 0 | 0 | 0 | 1 | 1 | 1
PG&E GBA | Warnerville | 230 | 0 | 0 | 0 | 0 | 0 | 0 | 0 | 0 | 0 | 1 | 1 | 1 | 0 | 0 | 0 | 0 | 0 | 0 | 0 | 0 | 0 | 0 | 0 | 0 | 0 | 0 | 0 | 0 | 0 | 0 | 1 | 1 | 1
PG&E FRESNO | Waukena | 115 | 0 | 0 | 0 | 0 | 0 | 0 | 0 | 0 | 0 | 1 | 1 | 1 | 0 | 0 | 0 | 0 | 0 | 0 | 0 | 0 | 0 | 0 | 0 | 0 | 0 | 0 | 0 | 0 | 0 | 0 | 1 | 1 | 1
PG&E GBA | Weber | 230 | 0 | 0 | 0 | 0 | 0 | 0 | 0 | 0 | 0 | 1 | 1 | 1 | 0 | 0 | 0 | 0 | 0 | 0 | 0 | 0 | 0 | 0 | 0 | 0 | 0 | 0 | 0 | 0 | 0 | 0 | 1 | 1 | 1
PG&E GBA | Weber | 60 | 0 | 0 | 0 | 0 | 0 | 20 | 0 | 20 | 20 | 3 | 1 | 3 | 0 | 0 | 0 | 0 | 0 | 0 | 0 | 0 | 0 | 0 | 0 | 0 | 0 | 0 | 20 | 0 | 20 | 20 | 3 | 1 | 3
PG&E FRESNO | West Fresno | 115 | 0 | 0 | 0 | 0 | 0 | 0 | 0 | 0 | 0 | 1 | 1 | 1 | 0 | 0 | 0 | 67 | 0 | 0 | 0 | 67 | 67 | 0 | 0 | 0 | 67 | 0 | 0 | 0 | 67 | 67 | 2 | 1 | 2
PG&E FRESNO | Westley | 230 | 0 | 0 | 0 | 0 | 0 | 0 | 0 | 0 | 0 | 1 | 1 | 1 | 0 | 0 | 0 | 155 | 0 | 0 | 0 | 155 | 155 | 0 | 0 | 0 | 155 | 0 | 0 | 0 | 155 | 155 | 1 | 1 | 2
PG&E KERN | Westpark | 115 | 0 | 0 | 0 | 0 | 0 | 0 | 0 | 0 | 0 | 1 | 1 | 1 | 0 | 0 | 0 | 0 | 0 | 0 | 0 | 0 | 0 | 0 | 0 | 0 | 0 | 0 | 0 | 0 | 0 | 0 | 1 | 1 | 1
PG&E KERN | Wheeler Ridge | 230 | 0 | 0 | 0 | 0 | 90 | 0 | 235 | 325 | 325 | 1 | 1 | 1 | 0 | 0 | 0 | 0 | 90 | 0 | 235 | 325 | 325 | 0 | 0 | 0 | 0 | 90 | 0 | 235 | 325 | 325 | 1 | 1 | 1
PG&E KERN | Wheeler Ridge | 115 | 0 | 0 | 0 | 0 | 0 | 0 | 0 | 0 | 0 | 1 | 1 | 1 | 0 | 0 | 0 | 0 | 0 | 0 | 0 | 0 | 0 | 0 | 0 | 0 | 0 | 0 | 0 | 0 | 0 | 0 | 1 | 1 | 1
PG&E KERN | Wheeler Ridge | 70 | 0 | 0 | 0 | 0 | 0 | 92 | 0 | 92 | 92 | 4 | 1 | 4 | 0 | 0 | 0 | 0 | 0 | 0 | 0 | 0 | 0 | 0 | 0 | 0 | 0 | 0 | 92 | 0 | 92 | 92 | 4 | 1 | 4
SCE Northern | Whirlwind | 230 | 0 | 0 | 0 | 2085 | 188 | 550 | 523 | 3346 | 3346 | 4 | 1 | 4 | 0 | 0 | 0 | 2041 | 0 | 0 | 0 | 2041 | 2041 | 0 | 0 | 0 | 2085 | 188 | 550 | 523 | 3346 | 3346 | 4 | 1 | 4
SCE Northern | Whirlwind | 500 | 0 | 0 | 0 | 1432 | 0 | 0 | 0 | 1432 | 1432 | 1 | 1 | 1 | 0 | 0 | 0 | 1432 | 0 | 0 | 0 | 1432 | 1432 | 0 | 0 | 0 | 1432 | 0 | 0 | 0 | 1432 | 1432 | 1 | 1 | 1
PG&E GBA | Whisman | 115 | 0 | 0 | 0 | 80 | 0 | 0 | 0 | 80 | 80 | 2 | 1 | 2 | 0 | 0 | 0 | 80 | 0 | 0 | 0 | 80 | 80 | 0 | 0 | 0 | 80 | 0 | 0 | 0 | 80 | 80 | 2 | 1 | 2
SCE Eastern | Wildlife | 230 | 0 | 0 | 0 | 0 | 250 | 0 | 0 | 250 | 250 | 1 | 1 | 1 | 0 | 0 | 0 | 0 | 250 | 0 | 0 | 250 | 250 | 0 | 0 | 0 | 0 | 250 | 0 | 0 | 250 | 250 | 1 | 1 | 1
PG&E FRESNO | Wilson | 115 | 0 | 0 | 0 | 0 | 0 | 0 | 0 | 0 | 0 | 1 | 1 | 1 | 0 | 0 | 0 | 0 | 0 | 0 | 0 | 0 | 0 | 0 | 0 | 0 | 0 | 0 | 0 | 0 | 0 | 0 | 1 | 1 | 1
PG&E FRESNO | Wilson | 230 | 0 | 0 | 0 | 0 | 0 | 0 | 0 | 0 | 0 | 1 | 1 | 1 | 0 | 0 | 0 | 0 | 0 | 0 | 0 | 0 | 0 | 0 | 0 | 0 | 0 | 0 | 0 | 0 | 0 | 0 | 1 | 1 | 1
SCE Northern | Windhub | 230 | 0 | 0 | 0 | 0 | 1020 | 500 | 0 | 1520 | 1520 | 2 | 1 | 2 | 0 | 0 | 0 | 0 | 0 | 0 | 0 | 0 | 0 | 0 | 0 | 0 | 0 | 1020 | 500 | 0 | 1520 | 1520 | 2 | 1 | 2
SCE Northern | Windhub | 500 | 0 | 0 | 0 | 153 | 0 | 15 | 0 | 168 | 168 | 1 | 1 | 4 | 0 | 0 | 0 | 0 | 0 | 0 | 0 | 0 | 0 | 0 | 0 | 0 | 153 | 0 | 15 | 0 | 168 | 168 | 1 | 1 | 4
PG&E GBA | Windmaster | 230 | 0 | 0 | 0 | 0 | 0 | 0 | 0 | 0 | 0 | 1 | 1 | 1 | 0 | 0 | 0 | 0 | 0 | 0 | 0 | 0 | 0 | 0 | 0 | 0 | 0 | 0 | 0 | 0 | 0 | 0 | 1 | 1 | 1
PG&E NGBA | Windsor | 60 | 0 | 0 | 0 | 0 | 0 | 0 | 0 | 0 | 0 | 1 | 1 | 1 | 0 | 0 | 0 | 0 | 0 | 0 | 0 | 0 | 0 | 0 | 0 | 0 | 0 | 0 | 0 | 0 | 0 | 0 | 1 | 1 | 1
PG&E NGBA | Woodland | 115 | 0 | 0 | 0 | 0 | 12 | 0 | 0 | 12 | 12 | 1 | 1 | 1 | 0 | 0 | 0 | 0 | 0 | 0 | 0 | 0 | 0 | 0 | 0 | 0 | 0 | 12 | 0 | 0 | 12 | 12 | 1 | 1 | 1
PG&E FRESNO | Woodward | 115 | 0 | 0 | 0 | 0 | 0 | 0 | 0 | 0 | 0 | 1 | 1 | 1 | 0 | 0 | 0 | 0 | 0 | 0 | 0 | 0 | 0 | 0 | 0 | 0 | 0 | 0 | 0 | 0 | 0 | 0 | 1 | 1 | 1
PG&E NGBA | Wyandotte | 115 | 0 | 0 | 0 | 0 | 0 | 0 | 0 | 0 | 0 | 1 | 1 | 1 | 0 | 0 | 0 | 0 | 0 | 0 | 0 | 0 | 0 | 0 | 0 | 0 | 0 | 0 | 0 | 0 | 0 | 0 | 1 | 1 | 1

## Upgrades_Ix
| Substation Prioritization |  |  |  | Available Positions | [6 empty] | Logic Flags |  |  |  | Upgrade Criteria | [5 empty] | Upgrade Results
| Busbar | PTO | Default Capacity | Have info from IOU | Current Open Bay | Future Open Bay | No Current or Future Open Bay | Position Available | High Availability | Mid Availability | Low Availability | Expansion available beyond existing footprint | Expansion available within existing footprint | Cannot accept due to SCD | New Substation | Info Not Available | Short Circuit Duty Limit | New Substation | High | Mid | Low | Upgrade Assignment | Crtieria Alignment Score
|  |  | MW |  | PGE | PGE | PGE | SDGE | SCE | SCE | SCE | SDGE
7th Standard | 7th Standard | 115 | 100 | FALSE | FALSE | FALSE | TRUE | FALSE | FALSE | FALSE | FALSE | FALSE | FALSE | FALSE | TRUE | TRUE | FALSE | FALSE | FALSE | FALSE | FALSE | Info Not Available
AEC 300 | AEC 300 | 115 | 100 | FALSE | FALSE | FALSE | TRUE | FALSE | FALSE | FALSE | FALSE | FALSE | FALSE | FALSE | TRUE | TRUE | FALSE | FALSE | FALSE | FALSE | FALSE | Info Not Available
Alamitos | Alamitos | 230 | 1500 | FALSE | FALSE | FALSE | TRUE | FALSE | FALSE | FALSE | FALSE | FALSE | FALSE | FALSE | TRUE | TRUE | FALSE | FALSE | FALSE | FALSE | FALSE | Info Not Available
Alberhill | Alberhill | 115 | 100 | FALSE | FALSE | FALSE | TRUE | FALSE | FALSE | FALSE | FALSE | FALSE | FALSE | FALSE | TRUE | TRUE | FALSE | FALSE | FALSE | FALSE | FALSE | Info Not Available
Alberhill | Alberhill | 500 | 3000 | FALSE | FALSE | FALSE | TRUE | FALSE | FALSE | FALSE | FALSE | FALSE | FALSE | FALSE | TRUE | TRUE | FALSE | FALSE | FALSE | FALSE | FALSE | Info Not Available
Alhambra | Alhambra | 115 | 100 | FALSE | FALSE | FALSE | TRUE | FALSE | FALSE | FALSE | FALSE | FALSE | FALSE | FALSE | TRUE | TRUE | FALSE | FALSE | FALSE | FALSE | FALSE | Info Not Available
Alpaugh | Alpaugh | 115 | 100 | TRUE | FALSE | FALSE | TRUE | FALSE | FALSE | FALSE | FALSE | FALSE | TRUE | FALSE | FALSE | FALSE | FALSE | FALSE | TRUE | FALSE | FALSE | High | 3
Alpine | Alpine | 69 | 0 | FALSE | FALSE | FALSE | TRUE | FALSE | FALSE | FALSE | FALSE | FALSE | FALSE | FALSE | TRUE | TRUE | FALSE | FALSE | FALSE | FALSE | FALSE | Info Not Available
Altamont Midway (Sandhill) | Altamont Midway (Sandhill) | 230 | 1500 | FALSE | FALSE | FALSE | TRUE | FALSE | FALSE | FALSE | FALSE | FALSE | FALSE | FALSE | TRUE | TRUE | FALSE | FALSE | FALSE | FALSE | FALSE | Info Not Available
Antelope | Antelope | 66 | 0 | FALSE | FALSE | FALSE | TRUE | FALSE | FALSE | FALSE | FALSE | FALSE | FALSE | FALSE | TRUE | TRUE | FALSE | FALSE | FALSE | FALSE | FALSE | Info Not Available
Antelope | Antelope | 230 | 1500 | TRUE | FALSE | FALSE | TRUE | FALSE | FALSE | FALSE | TRUE | FALSE | FALSE | FALSE | TRUE | FALSE | FALSE | TRUE | FALSE | FALSE | FALSE | New Substation | 4
Antelope | Antelope | 500 | 3000 | FALSE | FALSE | FALSE | TRUE | FALSE | FALSE | FALSE | FALSE | FALSE | FALSE | FALSE | TRUE | TRUE | FALSE | FALSE | FALSE | FALSE | FALSE | Info Not Available
Arcata | Arcata | 60 | 0 | FALSE | FALSE | FALSE | TRUE | FALSE | FALSE | FALSE | FALSE | FALSE | FALSE | FALSE | TRUE | TRUE | FALSE | FALSE | FALSE | FALSE | FALSE | Info Not Available
Arco | Arco | 230 | 1500 | TRUE | FALSE | TRUE | TRUE | FALSE | FALSE | FALSE | FALSE | FALSE | TRUE | FALSE | FALSE | FALSE | FALSE | FALSE | TRUE | TRUE | FALSE | High | 3
Arco | Arco | 70 | 0 | FALSE | FALSE | FALSE | TRUE | FALSE | FALSE | FALSE | FALSE | FALSE | FALSE | FALSE | TRUE | TRUE | FALSE | FALSE | FALSE | FALSE | FALSE | Info Not Available
ArcoGen | ArcoGen | 230 | 1500 | FALSE | FALSE | FALSE | TRUE | FALSE | FALSE | FALSE | FALSE | FALSE | FALSE | FALSE | TRUE | TRUE | FALSE | FALSE | FALSE | FALSE | FALSE | Info Not Available
Artesian | Artesian | 230 | 1500 | FALSE | FALSE | FALSE | TRUE | FALSE | FALSE | FALSE | FALSE | FALSE | FALSE | FALSE | TRUE | TRUE | FALSE | FALSE | FALSE | FALSE | FALSE | Info Not Available
Artesian | Artesian | 69 | 0 | FALSE | FALSE | FALSE | TRUE | FALSE | FALSE | FALSE | FALSE | FALSE | FALSE | FALSE | TRUE | TRUE | FALSE | FALSE | FALSE | FALSE | FALSE | Info Not Available
ARVIN EDISON | ARVIN EDISON | 115 | 100 | FALSE | FALSE | FALSE | TRUE | FALSE | FALSE | FALSE | FALSE | FALSE | FALSE | FALSE | TRUE | TRUE | FALSE | FALSE | FALSE | FALSE | FALSE | Info Not Available
Ashlan | Ashlan | 230 | 1500 | FALSE | FALSE | FALSE | TRUE | FALSE | FALSE | FALSE | FALSE | FALSE | FALSE | FALSE | TRUE | TRUE | FALSE | FALSE | FALSE | FALSE | FALSE | Info Not Available
Atlantic | Atlantic | 115 | 100 | FALSE | FALSE | FALSE | TRUE | FALSE | FALSE | FALSE | FALSE | FALSE | FALSE | FALSE | TRUE | TRUE | FALSE | FALSE | FALSE | FALSE | FALSE | Info Not Available
Atlantic | Atlantic | 230 | 1500 | FALSE | FALSE | FALSE | TRUE | FALSE | FALSE | FALSE | FALSE | FALSE | FALSE | FALSE | TRUE | TRUE | FALSE | FALSE | FALSE | FALSE | FALSE | Info Not Available
Atlantic | Atlantic | 60 | 0 | FALSE | FALSE | FALSE | TRUE | FALSE | FALSE | FALSE | FALSE | FALSE | FALSE | FALSE | TRUE | TRUE | FALSE | FALSE | FALSE | FALSE | FALSE | Info Not Available
Atwater | Atwater | 115 | 100 | FALSE | FALSE | FALSE | TRUE | FALSE | FALSE | FALSE | FALSE | FALSE | FALSE | FALSE | TRUE | TRUE | FALSE | FALSE | FALSE | FALSE | FALSE | Info Not Available
Avena | Avena | 115 | 100 | FALSE | FALSE | FALSE | TRUE | FALSE | FALSE | FALSE | FALSE | FALSE | FALSE | FALSE | TRUE | TRUE | FALSE | FALSE | FALSE | FALSE | FALSE | Info Not Available
Avocado | Avocado | 69 | 0 | FALSE | FALSE | FALSE | TRUE | FALSE | FALSE | FALSE | FALSE | FALSE | FALSE | FALSE | TRUE | TRUE | FALSE | FALSE | FALSE | FALSE | FALSE | Info Not Available
BADGER CREEK | BADGER CREEK | 115 | 100 | FALSE | FALSE | FALSE | TRUE | FALSE | FALSE | FALSE | FALSE | FALSE | FALSE | FALSE | TRUE | TRUE | FALSE | FALSE | FALSE | FALSE | FALSE | Info Not Available
Bahia | Bahia | 230 | 1500 | FALSE | FALSE | FALSE | TRUE | FALSE | FALSE | FALSE | FALSE | FALSE | FALSE | FALSE | TRUE | TRUE | FALSE | FALSE | FALSE | FALSE | FALSE | Info Not Available
Bailey | Bailey | 230 | 1500 | FALSE | FALSE | FALSE | TRUE | FALSE | FALSE | FALSE | FALSE | FALSE | FALSE | FALSE | TRUE | TRUE | FALSE | FALSE | FALSE | FALSE | FALSE | Info Not Available
Baker | Baker | 115 | 100 | FALSE | FALSE | FALSE | TRUE | FALSE | FALSE | FALSE | FALSE | FALSE | FALSE | FALSE | TRUE | TRUE | FALSE | FALSE | FALSE | FALSE | FALSE | Info Not Available
Bakersfield | Bakersfield | 230 | 1500 | FALSE | FALSE | FALSE | TRUE | FALSE | FALSE | FALSE | FALSE | FALSE | FALSE | FALSE | TRUE | TRUE | FALSE | FALSE | FALSE | FALSE | FALSE | Info Not Available
Balch | Balch | 230 | 1500 | FALSE | FALSE | FALSE | TRUE | FALSE | FALSE | FALSE | FALSE | FALSE | FALSE | FALSE | TRUE | TRUE | FALSE | FALSE | FALSE | FALSE | FALSE | Info Not Available
BALCH 1 | BALCH 1 | 230 | 1500 | FALSE | FALSE | FALSE | TRUE | FALSE | FALSE | FALSE | FALSE | FALSE | FALSE | FALSE | TRUE | TRUE | FALSE | FALSE | FALSE | FALSE | FALSE | Info Not Available
Bannister | Bannister | 230 | 1500 | FALSE | FALSE | FALSE | TRUE | FALSE | FALSE | FALSE | FALSE | FALSE | FALSE | FALSE | FALSE | TRUE | FALSE | FALSE | FALSE | FALSE | FALSE | Info Not Available
Bannock | Bannock | 120 | 100 | FALSE | FALSE | FALSE | TRUE | FALSE | FALSE | FALSE | FALSE | FALSE | FALSE | FALSE | FALSE | TRUE | FALSE | FALSE | FALSE | FALSE | FALSE | Info Not Available
Barre | Barre | 230 | 1500 | FALSE | FALSE | FALSE | TRUE | FALSE | FALSE | FALSE | FALSE | FALSE | FALSE | FALSE | TRUE | TRUE | FALSE | FALSE | FALSE | FALSE | FALSE | Info Not Available
Bay Boulevard | Bay Boulevard | 69 | 0 | FALSE | FALSE | FALSE | TRUE | FALSE | FALSE | FALSE | FALSE | FALSE | FALSE | FALSE | TRUE | TRUE | FALSE | FALSE | FALSE | FALSE | FALSE | Info Not Available
Bay Boulevard | Bay Boulevard | 230 | 1500 | FALSE | FALSE | FALSE | TRUE | FALSE | FALSE | FALSE | FALSE | FALSE | FALSE | FALSE | TRUE | TRUE | FALSE | FALSE | FALSE | FALSE | FALSE | Info Not Available
BEARDSLEY (PGE) | BEARDSLEY (PGE) | 115 | 100 | FALSE | FALSE | FALSE | TRUE | FALSE | FALSE | FALSE | FALSE | FALSE | FALSE | FALSE | TRUE | TRUE | FALSE | FALSE | FALSE | FALSE | FALSE | Info Not Available
Beatty | Beatty | 138 | 100 | FALSE | FALSE | FALSE | TRUE | FALSE | FALSE | FALSE | FALSE | FALSE | FALSE | FALSE | FALSE | TRUE | FALSE | FALSE | FALSE | FALSE | FALSE | Info Not Available
Beatty | Beatty | 230 | 1500 | FALSE | FALSE | FALSE | TRUE | FALSE | FALSE | FALSE | FALSE | FALSE | FALSE | FALSE | TRUE | TRUE | FALSE | FALSE | FALSE | FALSE | FALSE | Info Not Available
Belden | Belden | 230 | 1500 | FALSE | FALSE | FALSE | TRUE | FALSE | FALSE | FALSE | FALSE | FALSE | FALSE | FALSE | TRUE | TRUE | FALSE | FALSE | FALSE | FALSE | FALSE | Info Not Available
Bell | Bell | 115 | 100 | FALSE | FALSE | FALSE | TRUE | FALSE | FALSE | FALSE | FALSE | FALSE | FALSE | FALSE | TRUE | TRUE | FALSE | FALSE | FALSE | FALSE | FALSE | Info Not Available
Bellevue | Bellevue | 115 | 100 | FALSE | FALSE | FALSE | TRUE | FALSE | FALSE | FALSE | FALSE | FALSE | FALSE | FALSE | TRUE | TRUE | FALSE | FALSE | FALSE | FALSE | FALSE | Info Not Available
Bellota | Bellota | 115 | 100 | TRUE | FALSE | TRUE | TRUE | FALSE | FALSE | FALSE | FALSE | FALSE | TRUE | FALSE | FALSE | FALSE | FALSE | FALSE | TRUE | TRUE | FALSE | High | 3
Bellota | Bellota | 230 | 1500 | TRUE | FALSE | FALSE | TRUE | FALSE | FALSE | FALSE | FALSE | FALSE | FALSE | FALSE | TRUE | FALSE | FALSE | TRUE | FALSE | FALSE | FALSE | New Substation | 3
BELRIDGE 1A | BELRIDGE 1A | 115 | 100 | FALSE | FALSE | FALSE | TRUE | FALSE | FALSE | FALSE | FALSE | FALSE | FALSE | FALSE | TRUE | TRUE | FALSE | FALSE | FALSE | FALSE | FALSE | Info Not Available
Big Creek | Big Creek | 230 | 1500 | FALSE | FALSE | FALSE | TRUE | FALSE | FALSE | FALSE | FALSE | FALSE | FALSE | FALSE | TRUE | TRUE | FALSE | FALSE | FALSE | FALSE | FALSE | Info Not Available
Biola | Biola | 70 | 0 | FALSE | FALSE | FALSE | TRUE | FALSE | FALSE | FALSE | FALSE | FALSE | FALSE | FALSE | TRUE | TRUE | FALSE | FALSE | FALSE | FALSE | FALSE | Info Not Available
Birds Landing | Birds Landing | 230 | 1500 | TRUE | FALSE | FALSE | TRUE | FALSE | FALSE | FALSE | FALSE | FALSE | FALSE | FALSE | TRUE | FALSE | FALSE | TRUE | FALSE | FALSE | FALSE | New Substation | 3
Bliss | Bliss | 66 | 0 | FALSE | FALSE | FALSE | TRUE | FALSE | FALSE | FALSE | FALSE | FALSE | FALSE | FALSE | TRUE | TRUE | FALSE | FALSE | FALSE | FALSE | FALSE | Info Not Available
Blythe | Blythe | 161 | 100 | TRUE | FALSE | FALSE | TRUE | FALSE | FALSE | FALSE | TRUE | FALSE | FALSE | FALSE | TRUE | FALSE | FALSE | TRUE | FALSE | FALSE | FALSE | New Substation | 3
Bogue | Bogue | 115 | 100 | FALSE | FALSE | FALSE | TRUE | FALSE | FALSE | FALSE | FALSE | FALSE | FALSE | FALSE | TRUE | TRUE | FALSE | FALSE | FALSE | FALSE | FALSE | Info Not Available
Borden | Borden | 230 | 1500 | TRUE | TRUE | TRUE | FALSE | FALSE | FALSE | FALSE | FALSE | FALSE | TRUE | FALSE | FALSE | FALSE | FALSE | FALSE | FALSE | FALSE | TRUE | Low | 1
Borden | Borden | 70 | 0 | FALSE | FALSE | FALSE | TRUE | FALSE | FALSE | FALSE | FALSE | FALSE | FALSE | FALSE | TRUE | TRUE | FALSE | FALSE | FALSE | FALSE | FALSE | Info Not Available
BOTTLE ROCK | BOTTLE ROCK | 230 | 1500 | FALSE | FALSE | FALSE | TRUE | FALSE | FALSE | FALSE | FALSE | FALSE | FALSE | FALSE | TRUE | TRUE | FALSE | FALSE | FALSE | FALSE | FALSE | Info Not Available
Boulevard East | Boulevard East | 138 | 100 | TRUE | FALSE | FALSE | TRUE | TRUE | FALSE | FALSE | FALSE | TRUE | TRUE | FALSE | FALSE | FALSE | FALSE | FALSE | FALSE | FALSE | TRUE | Low | 1
Boulevard East | Boulevard East | 69 | 0 | FALSE | FALSE | FALSE | TRUE | FALSE | FALSE | FALSE | FALSE | FALSE | FALSE | FALSE | TRUE | TRUE | FALSE | FALSE | FALSE | FALSE | FALSE | Info Not Available
Brentwood | Brentwood | 230 | 1500 | FALSE | FALSE | FALSE | TRUE | FALSE | FALSE | FALSE | FALSE | FALSE | FALSE | FALSE | TRUE | TRUE | FALSE | FALSE | FALSE | FALSE | FALSE | Info Not Available
Bridgeville | Bridgeville | 115 | 100 | FALSE | FALSE | FALSE | TRUE | FALSE | FALSE | FALSE | FALSE | FALSE | FALSE | FALSE | TRUE | TRUE | FALSE | FALSE | FALSE | FALSE | FALSE | Info Not Available
Brighton | Brighton | 115 | 100 | FALSE | FALSE | FALSE | TRUE | FALSE | FALSE | FALSE | FALSE | FALSE | FALSE | FALSE | TRUE | TRUE | FALSE | FALSE | FALSE | FALSE | FALSE | Info Not Available
Brighton | Brighton | 230 | 1500 | FALSE | FALSE | FALSE | TRUE | FALSE | FALSE | FALSE | FALSE | FALSE | FALSE | FALSE | TRUE | TRUE | FALSE | FALSE | FALSE | FALSE | FALSE | Info Not Available
Brunswick | Brunswick | 115 | 100 | FALSE | FALSE | FALSE | TRUE | FALSE | FALSE | FALSE | FALSE | FALSE | FALSE | FALSE | TRUE | TRUE | FALSE | FALSE | FALSE | FALSE | FALSE | Info Not Available
Bucks Creek | Bucks Creek | 230 | 1500 | FALSE | FALSE | FALSE | TRUE | FALSE | FALSE | FALSE | FALSE | FALSE | FALSE | FALSE | TRUE | TRUE | FALSE | FALSE | FALSE | FALSE | FALSE | Info Not Available
Buena Vista Pumps | Buena Vista | 230 | 1500 | FALSE | FALSE | FALSE | TRUE | FALSE | FALSE | FALSE | FALSE | FALSE | FALSE | FALSE | TRUE | TRUE | FALSE | FALSE | FALSE | FALSE | FALSE | Info Not Available
Bullard | Bullard | 115 | 100 | FALSE | FALSE | FALSE | TRUE | FALSE | FALSE | FALSE | FALSE | FALSE | FALSE | FALSE | TRUE | TRUE | FALSE | FALSE | FALSE | FALSE | FALSE | Info Not Available
Burlingame | Burlingame | 115 | 100 | FALSE | FALSE | FALSE | TRUE | FALSE | FALSE | FALSE | FALSE | FALSE | FALSE | FALSE | TRUE | TRUE | FALSE | FALSE | FALSE | FALSE | FALSE | Info Not Available
Burney Forest | Burney Forest | 230 | 1500 | FALSE | FALSE | FALSE | TRUE | FALSE | FALSE | FALSE | FALSE | FALSE | FALSE | FALSE | TRUE | TRUE | FALSE | FALSE | FALSE | FALSE | FALSE | Info Not Available
Butte | Butte | 115 | 100 | FALSE | FALSE | FALSE | TRUE | FALSE | FALSE | FALSE | FALSE | FALSE | FALSE | FALSE | TRUE | TRUE | FALSE | FALSE | FALSE | FALSE | FALSE | Info Not Available
Cabrillo | Cabrillo | 115 | 100 | FALSE | FALSE | FALSE | TRUE | FALSE | FALSE | FALSE | FALSE | FALSE | FALSE | FALSE | TRUE | TRUE | FALSE | FALSE | FALSE | FALSE | FALSE | Info Not Available
Cal Flats | Cal Flats | 230 | 1500 | FALSE | FALSE | FALSE | TRUE | FALSE | FALSE | FALSE | FALSE | FALSE | FALSE | FALSE | TRUE | TRUE | FALSE | FALSE | FALSE | FALSE | FALSE | Info Not Available
CAL WATER | CAL WATER | 115 | 100 | FALSE | FALSE | FALSE | TRUE | FALSE | FALSE | FALSE | FALSE | FALSE | FALSE | FALSE | TRUE | TRUE | FALSE | FALSE | FALSE | FALSE | FALSE | Info Not Available
Calcite | Calcite | 230 | 1500 | TRUE | FALSE | FALSE | TRUE | FALSE | FALSE | TRUE | FALSE | FALSE | TRUE | FALSE | FALSE | FALSE | FALSE | FALSE | FALSE | TRUE | FALSE | Mid | 3
Caliente | Caliente | 230 | 1500 | TRUE | TRUE | TRUE | FALSE | FALSE | FALSE | FALSE | FALSE | FALSE | TRUE | FALSE | FALSE | FALSE | FALSE | FALSE | FALSE | FALSE | TRUE | Low | 1
California Ave | California Ave | 115 | 100 | FALSE | FALSE | FALSE | TRUE | FALSE | FALSE | FALSE | FALSE | FALSE | FALSE | FALSE | TRUE | TRUE | FALSE | FALSE | FALSE | FALSE | FALSE | Info Not Available
Callender | Callender | 115 | 100 | FALSE | FALSE | FALSE | TRUE | FALSE | FALSE | FALSE | FALSE | FALSE | FALSE | FALSE | TRUE | TRUE | FALSE | FALSE | FALSE | FALSE | FALSE | Info Not Available
Calpella | Calpella | 115 | 100 | FALSE | FALSE | FALSE | TRUE | FALSE | FALSE | FALSE | FALSE | FALSE | FALSE | FALSE | TRUE | TRUE | FALSE | FALSE | FALSE | FALSE | FALSE | Info Not Available
Camanche | Camanche | 230 | 1500 | FALSE | FALSE | FALSE | TRUE | FALSE | FALSE | FALSE | FALSE | FALSE | FALSE | FALSE | TRUE | TRUE | FALSE | FALSE | FALSE | FALSE | FALSE | Info Not Available
Cameron | Cameron | 69 | 0 | FALSE | FALSE | FALSE | TRUE | FALSE | FALSE | FALSE | FALSE | FALSE | FALSE | FALSE | TRUE | TRUE | FALSE | FALSE | FALSE | FALSE | FALSE | Info Not Available
Cannon | Cannon | 69 | 0 | FALSE | FALSE | FALSE | TRUE | FALSE | FALSE | FALSE | FALSE | FALSE | FALSE | FALSE | TRUE | TRUE | FALSE | FALSE | FALSE | FALSE | FALSE | Info Not Available
Cantua | Cantua | 115 | 100 | FALSE | FALSE | FALSE | TRUE | FALSE | FALSE | FALSE | FALSE | FALSE | FALSE | FALSE | TRUE | TRUE | FALSE | FALSE | FALSE | FALSE | FALSE | Info Not Available
Capistrano | Capistrano | 138 | 100 | FALSE | FALSE | FALSE | TRUE | FALSE | FALSE | FALSE | FALSE | FALSE | FALSE | FALSE | TRUE | TRUE | FALSE | FALSE | FALSE | FALSE | FALSE | Info Not Available
Capistrano | Capistrano | 230 | 1500 | FALSE | FALSE | FALSE | TRUE | FALSE | FALSE | FALSE | FALSE | FALSE | FALSE | FALSE | TRUE | TRUE | FALSE | FALSE | FALSE | FALSE | FALSE | Info Not Available
Carberry | Carberry | 230 | 1500 | FALSE | FALSE | FALSE | TRUE | FALSE | FALSE | FALSE | FALSE | FALSE | FALSE | FALSE | TRUE | TRUE | FALSE | FALSE | FALSE | FALSE | FALSE | Info Not Available
Cardiff | Cardiff | 66 | 0 | FALSE | FALSE | FALSE | TRUE | FALSE | FALSE | FALSE | FALSE | FALSE | FALSE | FALSE | TRUE | TRUE | FALSE | FALSE | FALSE | FALSE | FALSE | Info Not Available
Caribou | Caribou | 60 | 0 | FALSE | FALSE | FALSE | TRUE | FALSE | FALSE | FALSE | FALSE | FALSE | FALSE | FALSE | TRUE | TRUE | FALSE | FALSE | FALSE | FALSE | FALSE | Info Not Available
Caribou | Caribou | 115 | 100 | FALSE | FALSE | FALSE | TRUE | FALSE | FALSE | FALSE | FALSE | FALSE | FALSE | FALSE | TRUE | TRUE | FALSE | FALSE | FALSE | FALSE | FALSE | Info Not Available
Caribou | Caribou | 230 | 1500 | FALSE | FALSE | FALSE | TRUE | FALSE | FALSE | FALSE | FALSE | FALSE | FALSE | FALSE | TRUE | TRUE | FALSE | FALSE | FALSE | FALSE | FALSE | Info Not Available
Carpenter Canyon (fka Gamebird) | Carpenter Canyon (fka Gamebird) | 138 | 100 | FALSE | FALSE | FALSE | TRUE | FALSE | FALSE | FALSE | FALSE | FALSE | FALSE | FALSE | TRUE | TRUE | FALSE | FALSE | FALSE | FALSE | FALSE | Info Not Available
Carpenter Canyon (fka Gamebird) | Carpenter Canyon (fka Gamebird) | 230 | 1500 | FALSE | FALSE | FALSE | TRUE | FALSE | FALSE | FALSE | FALSE | FALSE | FALSE | FALSE | TRUE | TRUE | FALSE | FALSE | FALSE | FALSE | FALSE | Info Not Available
Carquinez | Carquinez | 115 | 100 | FALSE | FALSE | FALSE | TRUE | FALSE | FALSE | FALSE | FALSE | FALSE | FALSE | FALSE | TRUE | TRUE | FALSE | FALSE | FALSE | FALSE | FALSE | Info Not Available
Carrizo Gorge | Carrizo Gorge | 138 | 100 | FALSE | FALSE | FALSE | TRUE | FALSE | FALSE | FALSE | FALSE | FALSE | FALSE | FALSE | TRUE | TRUE | FALSE | FALSE | FALSE | FALSE | FALSE | Info Not Available
Carrizo Plains | Carrizo Plains | 115 | 100 | FALSE | FALSE | FALSE | TRUE | FALSE | FALSE | FALSE | FALSE | FALSE | FALSE | FALSE | TRUE | TRUE | FALSE | FALSE | FALSE | FALSE | FALSE | Info Not Available
CARTWRIGHT | CARTWRIGHT | 115 | 100 | FALSE | FALSE | FALSE | TRUE | FALSE | FALSE | FALSE | FALSE | FALSE | FALSE | FALSE | TRUE | TRUE | FALSE | FALSE | FALSE | FALSE | FALSE | Info Not Available
Casaloma | Casaloma | 230 | 1500 | FALSE | FALSE | FALSE | TRUE | FALSE | FALSE | FALSE | FALSE | FALSE | FALSE | FALSE | TRUE | TRUE | FALSE | FALSE | FALSE | FALSE | FALSE | Info Not Available
Castro Valley | Castro Valley | 230 | 1500 | FALSE | FALSE | FALSE | TRUE | FALSE | FALSE | FALSE | FALSE | FALSE | FALSE | FALSE | TRUE | TRUE | FALSE | FALSE | FALSE | FALSE | FALSE | Info Not Available
Cayetano | Cayetano | 230 | 1500 | FALSE | FALSE | FALSE | TRUE | FALSE | FALSE | FALSE | FALSE | FALSE | FALSE | FALSE | TRUE | TRUE | FALSE | FALSE | FALSE | FALSE | FALSE | Info Not Available
Center | Center | 230 | 1500 | FALSE | FALSE | FALSE | TRUE | FALSE | FALSE | FALSE | FALSE | FALSE | FALSE | FALSE | TRUE | TRUE | FALSE | FALSE | FALSE | FALSE | FALSE | Info Not Available
CERTAINTEED | CERTAINTEED | 115 | 100 | FALSE | FALSE | FALSE | TRUE | FALSE | FALSE | FALSE | FALSE | FALSE | FALSE | FALSE | TRUE | TRUE | FALSE | FALSE | FALSE | FALSE | FALSE | Info Not Available
Charca | Charca | 115 | 100 | FALSE | FALSE | FALSE | TRUE | FALSE | FALSE | FALSE | FALSE | FALSE | FALSE | FALSE | TRUE | TRUE | FALSE | FALSE | FALSE | FALSE | FALSE | Info Not Available
Charleston | Charleston | 138 | 100 | FALSE | FALSE | FALSE | TRUE | FALSE | FALSE | FALSE | FALSE | FALSE | FALSE | FALSE | TRUE | TRUE | FALSE | FALSE | FALSE | FALSE | FALSE | Info Not Available
Chevmain | Chevmain | 230 | 1500 | FALSE | FALSE | FALSE | TRUE | FALSE | FALSE | FALSE | FALSE | FALSE | FALSE | FALSE | TRUE | TRUE | FALSE | FALSE | FALSE | FALSE | FALSE | Info Not Available
Chicarita | Chicarita | 138 | 100 | FALSE | FALSE | FALSE | TRUE | FALSE | FALSE | FALSE | FALSE | FALSE | FALSE | FALSE | TRUE | TRUE | FALSE | FALSE | FALSE | FALSE | FALSE | Info Not Available
Chino | Chino | 230 | 1500 | FALSE | FALSE | FALSE | TRUE | FALSE | FALSE | FALSE | FALSE | FALSE | FALSE | FALSE | TRUE | TRUE | FALSE | FALSE | FALSE | FALSE | FALSE | Info Not Available
Chowchilla | Chowchilla | 115 | 100 | FALSE | FALSE | FALSE | TRUE | FALSE | FALSE | FALSE | FALSE | FALSE | FALSE | FALSE | TRUE | TRUE | FALSE | FALSE | FALSE | FALSE | FALSE | Info Not Available
Christie | Christie | 60 | 0 | FALSE | FALSE | FALSE | TRUE | FALSE | FALSE | FALSE | FALSE | FALSE | FALSE | FALSE | TRUE | TRUE | FALSE | FALSE | FALSE | FALSE | FALSE | Info Not Available
Christie | Christie | 115 | 100 | FALSE | FALSE | FALSE | TRUE | FALSE | FALSE | FALSE | FALSE | FALSE | FALSE | FALSE | TRUE | TRUE | FALSE | FALSE | FALSE | FALSE | FALSE | Info Not Available
Cielo Azul | Cielo Azul | 500 | 3000 | FALSE | FALSE | FALSE | TRUE | FALSE | FALSE | FALSE | FALSE | FALSE | FALSE | FALSE | TRUE | TRUE | FALSE | FALSE | FALSE | FALSE | FALSE | Info Not Available
Clay | Clay | 60 | 0 | FALSE | FALSE | FALSE | TRUE | FALSE | FALSE | FALSE | FALSE | FALSE | FALSE | FALSE | TRUE | TRUE | FALSE | FALSE | FALSE | FALSE | FALSE | Info Not Available
Clayton | Clayton | 115 | 100 | FALSE | FALSE | FALSE | TRUE | FALSE | FALSE | FALSE | FALSE | FALSE | FALSE | FALSE | TRUE | TRUE | FALSE | FALSE | FALSE | FALSE | FALSE | Info Not Available
Cloverdale | Cloverdale | 115 | 100 | FALSE | FALSE | FALSE | TRUE | FALSE | FALSE | FALSE | FALSE | FALSE | FALSE | FALSE | TRUE | TRUE | FALSE | FALSE | FALSE | FALSE | FALSE | Info Not Available
Clovis | Clovis | 115 | 100 | FALSE | FALSE | FALSE | TRUE | FALSE | FALSE | FALSE | FALSE | FALSE | FALSE | FALSE | TRUE | TRUE | FALSE | FALSE | FALSE | FALSE | FALSE | Info Not Available
Coburn | Coburn | 230 | 1500 | FALSE | FALSE | FALSE | TRUE | FALSE | FALSE | FALSE | FALSE | FALSE | FALSE | FALSE | TRUE | TRUE | FALSE | FALSE | FALSE | FALSE | FALSE | Info Not Available
Coburn | Coburn | 60 | 0 | FALSE | FALSE | FALSE | TRUE | FALSE | FALSE | FALSE | FALSE | FALSE | FALSE | FALSE | TRUE | TRUE | FALSE | FALSE | FALSE | FALSE | FALSE | Info Not Available
Colgate | Colgate | 230 | 1500 | FALSE | FALSE | FALSE | TRUE | FALSE | FALSE | FALSE | FALSE | FALSE | FALSE | FALSE | TRUE | TRUE | FALSE | FALSE | FALSE | FALSE | FALSE | Info Not Available
Collierville | Collierville | 230 | 1500 | FALSE | FALSE | FALSE | TRUE | FALSE | FALSE | FALSE | FALSE | FALSE | FALSE | FALSE | TRUE | TRUE | FALSE | FALSE | FALSE | FALSE | FALSE | Info Not Available
Collinsville | Collinsville | 230 | 1500 | FALSE | FALSE | FALSE | TRUE | FALSE | FALSE | FALSE | FALSE | FALSE | FALSE | FALSE | TRUE | TRUE | FALSE | FALSE | FALSE | FALSE | FALSE | Info Not Available
Collinsville | Collinsville | 500 | 3000 | FALSE | FALSE | FALSE | TRUE | FALSE | FALSE | FALSE | FALSE | FALSE | FALSE | FALSE | TRUE | TRUE | FALSE | FALSE | FALSE | FALSE | FALSE | Info Not Available
Colorado River | Colorado River | 230 | 1500 | TRUE | FALSE | FALSE | TRUE | FALSE | TRUE | FALSE | FALSE | FALSE | FALSE | FALSE | TRUE | FALSE | FALSE | TRUE | FALSE | FALSE | TRUE | New Substation | 4
Colorado River | Colorado River | 500 | 3000 | TRUE | FALSE | FALSE | TRUE | FALSE | TRUE | FALSE | FALSE | FALSE | TRUE | FALSE | FALSE | FALSE | FALSE | FALSE | FALSE | FALSE | TRUE | Low | 2
COLUMBIA STEEL | COLUMBIA STEEL | 115 | 100 | FALSE | FALSE | FALSE | TRUE | FALSE | FALSE | FALSE | FALSE | FALSE | FALSE | FALSE | TRUE | TRUE | FALSE | FALSE | FALSE | FALSE | FALSE | Info Not Available
Columbus | Columbus | 115 | 100 | FALSE | FALSE | FALSE | TRUE | FALSE | FALSE | FALSE | FALSE | FALSE | FALSE | FALSE | TRUE | TRUE | FALSE | FALSE | FALSE | FALSE | FALSE | Info Not Available
Contra Costa | Contra Costa | 115 | 100 | FALSE | FALSE | FALSE | TRUE | FALSE | FALSE | FALSE | FALSE | FALSE | FALSE | FALSE | TRUE | TRUE | FALSE | FALSE | FALSE | FALSE | FALSE | Info Not Available
Contra Costa | Contra Costa | 230 | 1500 | FALSE | FALSE | FALSE | TRUE | FALSE | FALSE | FALSE | FALSE | FALSE | FALSE | FALSE | TRUE | TRUE | FALSE | FALSE | FALSE | FALSE | FALSE | Info Not Available
Contra Costa PP | Contra Costa PP | 230 | 1500 | FALSE | FALSE | FALSE | TRUE | FALSE | FALSE | FALSE | FALSE | FALSE | FALSE | FALSE | TRUE | TRUE | FALSE | FALSE | FALSE | FALSE | FALSE | Info Not Available
Control | Control | 115 | 100 | FALSE | FALSE | FALSE | TRUE | FALSE | FALSE | FALSE | FALSE | FALSE | FALSE | FALSE | TRUE | TRUE | FALSE | FALSE | FALSE | FALSE | FALSE | Info Not Available
Control | Control | 55 | 0 | FALSE | FALSE | FALSE | TRUE | FALSE | FALSE | FALSE | FALSE | FALSE | FALSE | FALSE | TRUE | TRUE | FALSE | FALSE | FALSE | FALSE | FALSE | Info Not Available
Cooley Landing | Cooley Landing | 115 | 100 | FALSE | FALSE | FALSE | TRUE | FALSE | FALSE | FALSE | FALSE | FALSE | FALSE | FALSE | TRUE | TRUE | FALSE | FALSE | FALSE | FALSE | FALSE | Info Not Available
Cooley Landing | Cooley Landing | 60 | 0 | FALSE | FALSE | FALSE | TRUE | FALSE | FALSE | FALSE | FALSE | FALSE | FALSE | FALSE | TRUE | TRUE | FALSE | FALSE | FALSE | FALSE | FALSE | Info Not Available
Coolwater | Coolwater | 230 | 1500 | FALSE | FALSE | FALSE | TRUE | FALSE | FALSE | FALSE | FALSE | FALSE | FALSE | FALSE | TRUE | TRUE | FALSE | FALSE | FALSE | FALSE | FALSE | Info Not Available
Coolwater | Coolwater | 115 | 100 | TRUE | FALSE | FALSE | TRUE | FALSE | FALSE | FALSE | TRUE | FALSE | FALSE | FALSE | TRUE | FALSE | FALSE | TRUE | FALSE | FALSE | FALSE | New Substation | 3
Copus | Copus | 70 | 0 | FALSE | FALSE | FALSE | TRUE | FALSE | FALSE | FALSE | FALSE | FALSE | FALSE | FALSE | TRUE | TRUE | FALSE | FALSE | FALSE | FALSE | FALSE | Info Not Available
Corcoran | Corcoran | 70 | 0 | FALSE | FALSE | FALSE | TRUE | FALSE | FALSE | FALSE | FALSE | FALSE | FALSE | FALSE | TRUE | TRUE | FALSE | FALSE | FALSE | FALSE | FALSE | Info Not Available
Corcoran | Corcoran | 115 | 100 | FALSE | FALSE | FALSE | TRUE | FALSE | FALSE | FALSE | FALSE | FALSE | FALSE | FALSE | TRUE | TRUE | FALSE | FALSE | FALSE | FALSE | FALSE | Info Not Available
Corona | Corona | 115 | 100 | FALSE | FALSE | FALSE | TRUE | FALSE | FALSE | FALSE | FALSE | FALSE | FALSE | FALSE | TRUE | TRUE | FALSE | FALSE | FALSE | FALSE | FALSE | Info Not Available
Cortina | Cortina | 230 | 1500 | TRUE | FALSE | FALSE | TRUE | FALSE | FALSE | FALSE | FALSE | FALSE | FALSE | FALSE | TRUE | FALSE | FALSE | TRUE | FALSE | FALSE | FALSE | New Substation | 3
Cortina | Cortina | 115 | 100 | TRUE | TRUE | FALSE | TRUE | FALSE | FALSE | FALSE | FALSE | FALSE | TRUE | FALSE | FALSE | FALSE | FALSE | FALSE | FALSE | FALSE | TRUE | Low | 1
Cottle | Cottle | 230 | 1500 | TRUE | FALSE | FALSE | TRUE | FALSE | FALSE | FALSE | FALSE | FALSE | FALSE | FALSE | TRUE | FALSE | FALSE | TRUE | FALSE | FALSE | FALSE | New Substation | 3
Cottonwood | Cottonwood | 115 | 100 | FALSE | FALSE | FALSE | TRUE | FALSE | FALSE | FALSE | FALSE | FALSE | FALSE | FALSE | TRUE | TRUE | FALSE | FALSE | FALSE | FALSE | FALSE | Info Not Available
Cottonwood | Cottonwood | 230 | 1500 | FALSE | FALSE | FALSE | TRUE | FALSE | FALSE | FALSE | FALSE | FALSE | FALSE | FALSE | TRUE | TRUE | FALSE | FALSE | FALSE | FALSE | FALSE | Info Not Available
Cottonwood | Cottonwood | 60 | 0 | FALSE | FALSE | FALSE | TRUE | FALSE | FALSE | FALSE | FALSE | FALSE | FALSE | FALSE | TRUE | TRUE | FALSE | FALSE | FALSE | FALSE | FALSE | Info Not Available
Cove Road | Cove Road | 230 | 1500 | FALSE | FALSE | FALSE | TRUE | FALSE | FALSE | FALSE | FALSE | FALSE | FALSE | FALSE | TRUE | TRUE | FALSE | FALSE | FALSE | FALSE | FALSE | Info Not Available
Coyote | Coyote | 230 | 1500 | FALSE | FALSE | FALSE | TRUE | FALSE | FALSE | FALSE | FALSE | FALSE | FALSE | FALSE | TRUE | TRUE | FALSE | FALSE | FALSE | FALSE | FALSE | Info Not Available
Crazy Horse Canyon | Crazy Horse Canyon | 115 | 100 | FALSE | FALSE | FALSE | TRUE | FALSE | FALSE | FALSE | FALSE | FALSE | FALSE | FALSE | TRUE | TRUE | FALSE | FALSE | FALSE | FALSE | FALSE | Info Not Available
Creelman | Creelman | 69 | 0 | FALSE | FALSE | FALSE | TRUE | FALSE | FALSE | FALSE | FALSE | FALSE | FALSE | FALSE | TRUE | TRUE | FALSE | FALSE | FALSE | FALSE | FALSE | Info Not Available
Crescent | Crescent | 70 | 0 | FALSE | FALSE | FALSE | TRUE | FALSE | FALSE | FALSE | FALSE | FALSE | FALSE | FALSE | TRUE | TRUE | FALSE | FALSE | FALSE | FALSE | FALSE | Info Not Available
Cressey | Cressey | 115 | 100 | FALSE | FALSE | FALSE | TRUE | FALSE | FALSE | FALSE | FALSE | FALSE | FALSE | FALSE | TRUE | TRUE | FALSE | FALSE | FALSE | FALSE | FALSE | Info Not Available
Cresta | Cresta | 230 | 1500 | FALSE | FALSE | FALSE | TRUE | FALSE | FALSE | FALSE | FALSE | FALSE | FALSE | FALSE | TRUE | TRUE | FALSE | FALSE | FALSE | FALSE | FALSE | Info Not Available
Crestwood | Crestwood | 69 | 0 | FALSE | FALSE | FALSE | TRUE | FALSE | FALSE | FALSE | FALSE | FALSE | FALSE | FALSE | TRUE | TRUE | FALSE | FALSE | FALSE | FALSE | FALSE | Info Not Available
Crow Creek | Crow Creek | 60 | 0 | FALSE | FALSE | FALSE | TRUE | FALSE | FALSE | FALSE | FALSE | FALSE | FALSE | FALSE | TRUE | TRUE | FALSE | FALSE | FALSE | FALSE | FALSE | Info Not Available
Crows Landing | Crows Landing | 60 | 0 | FALSE | FALSE | FALSE | TRUE | FALSE | FALSE | FALSE | FALSE | FALSE | FALSE | FALSE | TRUE | TRUE | FALSE | FALSE | FALSE | FALSE | FALSE | Info Not Available
Curtis | Curtis | 115 | 100 | FALSE | FALSE | FALSE | TRUE | FALSE | FALSE | FALSE | FALSE | FALSE | FALSE | FALSE | TRUE | TRUE | FALSE | FALSE | FALSE | FALSE | FALSE | Info Not Available
Dairyland | Dairyland | 115 | 100 | FALSE | FALSE | FALSE | TRUE | FALSE | FALSE | FALSE | FALSE | FALSE | FALSE | FALSE | TRUE | TRUE | FALSE | FALSE | FALSE | FALSE | FALSE | Info Not Available
Davis | Davis | 115 | 100 | TRUE | FALSE | FALSE | TRUE | FALSE | FALSE | FALSE | FALSE | FALSE | FALSE | FALSE | TRUE | FALSE | FALSE | TRUE | FALSE | FALSE | FALSE | New Substation | 3
Del Amo | Del Amo | 500 | 3000 | FALSE | FALSE | FALSE | TRUE | FALSE | FALSE | FALSE | FALSE | FALSE | FALSE | FALSE | TRUE | TRUE | FALSE | FALSE | FALSE | FALSE | FALSE | Info Not Available
Del Amo | Del Amo | 230 | 1500 | FALSE | FALSE | FALSE | TRUE | FALSE | FALSE | FALSE | FALSE | FALSE | FALSE | FALSE | TRUE | TRUE | FALSE | FALSE | FALSE | FALSE | FALSE | Info Not Available
Delaney | Delaney | 500 | 3000 | FALSE | FALSE | FALSE | TRUE | FALSE | FALSE | FALSE | FALSE | FALSE | FALSE | FALSE | TRUE | TRUE | FALSE | FALSE | FALSE | FALSE | FALSE | Info Not Available
Delevan | Delevan | 230 | 1500 | TRUE | FALSE | FALSE | TRUE | FALSE | FALSE | FALSE | FALSE | FALSE | FALSE | FALSE | TRUE | FALSE | FALSE | TRUE | FALSE | FALSE | FALSE | New Substation | 3
DELTA ENERGY | DELTA ENERGY | 230 | 1500 | FALSE | FALSE | FALSE | TRUE | FALSE | FALSE | FALSE | FALSE | FALSE | FALSE | FALSE | TRUE | TRUE | FALSE | FALSE | FALSE | FALSE | FALSE | Info Not Available
Delta PP | Delta PP | 230 | 1500 | FALSE | FALSE | FALSE | TRUE | FALSE | FALSE | FALSE | FALSE | FALSE | FALSE | FALSE | TRUE | TRUE | FALSE | FALSE | FALSE | FALSE | FALSE | Info Not Available
Desert View | Desert View | 230 | 1500 | FALSE | FALSE | FALSE | TRUE | FALSE | FALSE | FALSE | FALSE | FALSE | FALSE | FALSE | TRUE | TRUE | FALSE | FALSE | FALSE | FALSE | FALSE | Info Not Available
Devers | Devers | 230 | 1500 | TRUE | FALSE | FALSE | TRUE | FALSE | FALSE | TRUE | FALSE | FALSE | FALSE | TRUE | TRUE | FALSE | TRUE | TRUE | FALSE | TRUE | FALSE | Short Circuit Duty Limit | 5
Devers | Devers | 500 | 3000 | FALSE | FALSE | FALSE | TRUE | FALSE | FALSE | FALSE | FALSE | FALSE | FALSE | FALSE | TRUE | TRUE | FALSE | FALSE | FALSE | FALSE | FALSE | Info Not Available
DEXEL | DEXEL | 115 | 100 | FALSE | FALSE | FALSE | TRUE | FALSE | FALSE | FALSE | FALSE | FALSE | FALSE | FALSE | TRUE | TRUE | FALSE | FALSE | FALSE | FALSE | FALSE | Info Not Available
Diablo Canyon | Diablo Canyon | 230 | 1500 | TRUE | FALSE | FALSE | TRUE | FALSE | FALSE | FALSE | FALSE | FALSE | FALSE | FALSE | TRUE | FALSE | FALSE | TRUE | FALSE | FALSE | FALSE | New Substation | 3
Diablo Canyon | Diablo Canyon | 500 | 3000 | TRUE | FALSE | FALSE | TRUE | FALSE | FALSE | FALSE | FALSE | FALSE | FALSE | FALSE | TRUE | FALSE | FALSE | TRUE | FALSE | FALSE | FALSE | New Substation | 5
Divide | Divide | 115 | 100 | FALSE | FALSE | FALSE | TRUE | FALSE | FALSE | FALSE | FALSE | FALSE | FALSE | FALSE | TRUE | TRUE | FALSE | FALSE | FALSE | FALSE | FALSE | Info Not Available
Dixon Landing | Dixon Landing | 115 | 100 | FALSE | FALSE | FALSE | TRUE | FALSE | FALSE | FALSE | FALSE | FALSE | FALSE | FALSE | TRUE | TRUE | FALSE | FALSE | FALSE | FALSE | FALSE | Info Not Available
DONNELLS-CURTIS | DONNELLS-CURTIS | 115 | 100 | FALSE | FALSE | FALSE | TRUE | FALSE | FALSE | FALSE | FALSE | FALSE | FALSE | FALSE | TRUE | TRUE | FALSE | FALSE | FALSE | FALSE | FALSE | Info Not Available
Dos Amigos | Dos Amigos | 230 | 1500 | FALSE | FALSE | FALSE | TRUE | FALSE | FALSE | FALSE | FALSE | FALSE | FALSE | FALSE | TRUE | TRUE | FALSE | FALSE | FALSE | FALSE | FALSE | Info Not Available
DOUBLE C | DOUBLE C | 115 | 100 | FALSE | FALSE | FALSE | TRUE | FALSE | FALSE | FALSE | FALSE | FALSE | FALSE | FALSE | TRUE | TRUE | FALSE | FALSE | FALSE | FALSE | FALSE | Info Not Available
Drum | Drum | 115 | 100 | FALSE | FALSE | FALSE | TRUE | FALSE | FALSE | FALSE | FALSE | FALSE | FALSE | FALSE | TRUE | TRUE | FALSE | FALSE | FALSE | FALSE | FALSE | Info Not Available
Dumbarton | Dumbarton | 115 | 100 | FALSE | FALSE | FALSE | TRUE | FALSE | FALSE | FALSE | FALSE | FALSE | FALSE | FALSE | TRUE | TRUE | FALSE | FALSE | FALSE | FALSE | FALSE | Info Not Available
Dunn Siding | Dunn Siding | 115 | 100 | FALSE | FALSE | FALSE | TRUE | FALSE | FALSE | FALSE | FALSE | FALSE | FALSE | FALSE | TRUE | TRUE | FALSE | FALSE | FALSE | FALSE | FALSE | Info Not Available
Eagle | Eagle | 120 | 100 | FALSE | FALSE | FALSE | TRUE | FALSE | FALSE | FALSE | FALSE | FALSE | FALSE | FALSE | FALSE | TRUE | FALSE | FALSE | FALSE | FALSE | FALSE | Info Not Available
Eagle Mountain | Eagle Mountain | 230 | 1500 | FALSE | FALSE | FALSE | TRUE | FALSE | FALSE | FALSE | FALSE | FALSE | FALSE | FALSE | TRUE | TRUE | FALSE | FALSE | FALSE | FALSE | FALSE | Info Not Available
Eagle Rock (PGE) | Eagle Rock (PGE) | 60 | 0 | FALSE | FALSE | FALSE | TRUE | FALSE | FALSE | FALSE | FALSE | FALSE | FALSE | FALSE | TRUE | TRUE | FALSE | FALSE | FALSE | FALSE | FALSE | Info Not Available
Eagle Rock (PGE) | Eagle Rock (PGE) | 115 | 100 | TRUE | FALSE | TRUE | TRUE | FALSE | FALSE | FALSE | FALSE | FALSE | TRUE | FALSE | FALSE | FALSE | FALSE | FALSE | TRUE | TRUE | FALSE | High | 3
Eagle Rock (SCE) | Eagle Rock (SCE) | 230 | 1500 | FALSE | FALSE | FALSE | TRUE | FALSE | FALSE | FALSE | FALSE | FALSE | FALSE | FALSE | TRUE | TRUE | FALSE | FALSE | FALSE | FALSE | FALSE | Info Not Available
East Marysville | East Marysville | 115 | 100 | FALSE | FALSE | FALSE | TRUE | FALSE | FALSE | FALSE | FALSE | FALSE | FALSE | FALSE | TRUE | TRUE | FALSE | FALSE | FALSE | FALSE | FALSE | Info Not Available
East Nicolaus | East Nicolaus | 115 | 100 | FALSE | FALSE | FALSE | TRUE | FALSE | FALSE | FALSE | FALSE | FALSE | FALSE | FALSE | TRUE | TRUE | FALSE | FALSE | FALSE | FALSE | FALSE | Info Not Available
East Nicolaus | East Nicolaus | 60 | 0 | FALSE | FALSE | FALSE | TRUE | FALSE | FALSE | FALSE | FALSE | FALSE | FALSE | FALSE | TRUE | TRUE | FALSE | FALSE | FALSE | FALSE | FALSE | Info Not Available
Eastshore | Eastshore | 115 | 100 | TRUE | FALSE | FALSE | TRUE | FALSE | FALSE | FALSE | FALSE | FALSE | FALSE | TRUE | TRUE | FALSE | TRUE | TRUE | FALSE | FALSE | FALSE | Short Circuit Duty Limit | 4
Eastshore | Eastshore | 230 | 1500 | FALSE | FALSE | FALSE | TRUE | FALSE | FALSE | FALSE | FALSE | FALSE | FALSE | FALSE | TRUE | TRUE | FALSE | FALSE | FALSE | FALSE | FALSE | Info Not Available
ECO | ECO | 138 | 100 | TRUE | FALSE | FALSE | TRUE | TRUE | FALSE | FALSE | FALSE | FALSE | TRUE | FALSE | FALSE | FALSE | FALSE | FALSE | FALSE | TRUE | FALSE | Mid | 3
ECO | ECO | 230 | 1500 | FALSE | FALSE | FALSE | TRUE | FALSE | FALSE | FALSE | FALSE | FALSE | FALSE | FALSE | TRUE | TRUE | FALSE | FALSE | FALSE | FALSE | FALSE | Info Not Available
ECO | ECO | 500 | 3000 | FALSE | FALSE | FALSE | TRUE | FALSE | FALSE | FALSE | FALSE | FALSE | FALSE | FALSE | TRUE | TRUE | FALSE | FALSE | FALSE | FALSE | FALSE | Info Not Available
Edenvale | Edenvale | 115 | 100 | FALSE | FALSE | FALSE | TRUE | FALSE | FALSE | FALSE | FALSE | FALSE | FALSE | FALSE | TRUE | TRUE | FALSE | FALSE | FALSE | FALSE | FALSE | Info Not Available
Edes | Edes | 115 | 100 | FALSE | FALSE | FALSE | TRUE | FALSE | FALSE | FALSE | FALSE | FALSE | FALSE | FALSE | TRUE | TRUE | FALSE | FALSE | FALSE | FALSE | FALSE | Info Not Available
Eight Mile | Eight Mile | 230 | 1500 | FALSE | FALSE | FALSE | TRUE | FALSE | FALSE | FALSE | FALSE | FALSE | FALSE | FALSE | TRUE | TRUE | FALSE | FALSE | FALSE | FALSE | FALSE | Info Not Available
El Cajon | El Cajon | 69 | 0 | FALSE | FALSE | FALSE | TRUE | FALSE | FALSE | FALSE | FALSE | FALSE | FALSE | FALSE | TRUE | TRUE | FALSE | FALSE | FALSE | FALSE | FALSE | Info Not Available
El Casco | El Casco | 230 | 1500 | FALSE | FALSE | FALSE | TRUE | FALSE | FALSE | FALSE | FALSE | FALSE | FALSE | FALSE | TRUE | TRUE | FALSE | FALSE | FALSE | FALSE | FALSE | Info Not Available
El Cerrito G | El Cerrito G | 115 | 100 | FALSE | FALSE | FALSE | TRUE | FALSE | FALSE | FALSE | FALSE | FALSE | FALSE | FALSE | TRUE | TRUE | FALSE | FALSE | FALSE | FALSE | FALSE | Info Not Available
El Dorado PH | El Dorado PH | 115 | 100 | FALSE | FALSE | FALSE | TRUE | FALSE | FALSE | FALSE | FALSE | FALSE | FALSE | FALSE | TRUE | TRUE | FALSE | FALSE | FALSE | FALSE | FALSE | Info Not Available
El Nido (PGE) | El Nido (PGE) | 115 | 100 | FALSE | FALSE | FALSE | TRUE | FALSE | FALSE | FALSE | FALSE | FALSE | FALSE | FALSE | TRUE | TRUE | FALSE | FALSE | FALSE | FALSE | FALSE | Info Not Available
El Nido (SCE) | El Nido (SCE) | 230 | 1500 | FALSE | FALSE | FALSE | TRUE | FALSE | FALSE | FALSE | FALSE | FALSE | FALSE | FALSE | TRUE | TRUE | FALSE | FALSE | FALSE | FALSE | FALSE | Info Not Available
El Patio | El Patio | 115 | 100 | FALSE | FALSE | FALSE | TRUE | FALSE | FALSE | FALSE | FALSE | FALSE | FALSE | FALSE | TRUE | TRUE | FALSE | FALSE | FALSE | FALSE | FALSE | Info Not Available
El Segundo | El Segundo | 230 | 1500 | FALSE | FALSE | FALSE | TRUE | FALSE | FALSE | FALSE | FALSE | FALSE | FALSE | FALSE | TRUE | TRUE | FALSE | FALSE | FALSE | FALSE | FALSE | Info Not Available
Eldorado | Eldorado | 230 | 1500 | TRUE | FALSE | FALSE | TRUE | FALSE | FALSE | FALSE | TRUE | FALSE | TRUE | FALSE | FALSE | FALSE | FALSE | FALSE | TRUE | FALSE | FALSE | High | 4
Eldorado | Eldorado | 500 | 3000 | TRUE | FALSE | FALSE | TRUE | FALSE | FALSE | FALSE | TRUE | FALSE | TRUE | TRUE | FALSE | FALSE | TRUE | FALSE | TRUE | FALSE | FALSE | Short Circuit Duty Limit | 5
Elizabeth Lake | Elizabeth Lake | 66 | 0 | FALSE | FALSE | FALSE | TRUE | FALSE | FALSE | FALSE | FALSE | FALSE | FALSE | FALSE | TRUE | TRUE | FALSE | FALSE | FALSE | FALSE | FALSE | Info Not Available
Elk Hills | Elk Hills | 230 | 1500 | FALSE | FALSE | FALSE | TRUE | FALSE | FALSE | FALSE | FALSE | FALSE | FALSE | FALSE | TRUE | TRUE | FALSE | FALSE | FALSE | FALSE | FALSE | Info Not Available
Elliott | Elliot | 69 | 0 | FALSE | FALSE | FALSE | TRUE | FALSE | FALSE | FALSE | FALSE | FALSE | FALSE | FALSE | TRUE | TRUE | FALSE | FALSE | FALSE | FALSE | FALSE | Info Not Available
Ellis | Ellis | 230 | 1500 | FALSE | FALSE | FALSE | TRUE | FALSE | FALSE | FALSE | FALSE | FALSE | FALSE | FALSE | TRUE | TRUE | FALSE | FALSE | FALSE | FALSE | FALSE | Info Not Available
Encina | Encina | 138 | 100 | TRUE | FALSE | FALSE | TRUE | FALSE | FALSE | FALSE | FALSE | FALSE | FALSE | FALSE | TRUE | FALSE | FALSE | TRUE | FALSE | FALSE | FALSE | New Substation | 3
Encina | Encina | 230 | 1500 | FALSE | FALSE | FALSE | TRUE | FALSE | FALSE | FALSE | FALSE | FALSE | FALSE | FALSE | TRUE | TRUE | FALSE | FALSE | FALSE | FALSE | FALSE | Info Not Available
Escondido | Escondido | 230 | 1500 | FALSE | FALSE | FALSE | TRUE | FALSE | FALSE | FALSE | FALSE | FALSE | FALSE | FALSE | TRUE | TRUE | FALSE | FALSE | FALSE | FALSE | FALSE | Info Not Available
Escondido | Escondido | 69 | 0 | FALSE | FALSE | FALSE | TRUE | FALSE | FALSE | FALSE | FALSE | FALSE | FALSE | FALSE | TRUE | TRUE | FALSE | FALSE | FALSE | FALSE | FALSE | Info Not Available
Estrella | Estrella | 230 | 1500 | FALSE | FALSE | FALSE | TRUE | FALSE | FALSE | FALSE | FALSE | FALSE | FALSE | FALSE | TRUE | TRUE | FALSE | FALSE | FALSE | FALSE | FALSE | Info Not Available
Etiwanda | Etiwanda | 230 | 1500 | TRUE | FALSE | FALSE | TRUE | FALSE | FALSE | TRUE | FALSE | FALSE | TRUE | TRUE | FALSE | FALSE | TRUE | FALSE | FALSE | TRUE | FALSE | Short Circuit Duty Limit | 5
Evergreen | Evergreen | 115 | 100 | FALSE | FALSE | FALSE | TRUE | FALSE | FALSE | FALSE | FALSE | FALSE | FALSE | FALSE | TRUE | TRUE | FALSE | FALSE | FALSE | FALSE | FALSE | Info Not Available
Evergreen | Evergreen | 60 | 0 | FALSE | FALSE | FALSE | TRUE | FALSE | FALSE | FALSE | FALSE | FALSE | FALSE | FALSE | TRUE | TRUE | FALSE | FALSE | FALSE | FALSE | FALSE | Info Not Available
Excelsior | Excelsior | 115 | 100 | TRUE | TRUE | TRUE | FALSE | FALSE | FALSE | FALSE | FALSE | FALSE | TRUE | FALSE | FALSE | FALSE | FALSE | FALSE | FALSE | FALSE | TRUE | Low | 1
Exchequer | Exchequer | 115 | 100 | FALSE | FALSE | FALSE | TRUE | FALSE | FALSE | FALSE | FALSE | FALSE | FALSE | FALSE | TRUE | TRUE | FALSE | FALSE | FALSE | FALSE | FALSE | Info Not Available
Fairway | Fairway | 115 | 100 | FALSE | FALSE | FALSE | TRUE | FALSE | FALSE | FALSE | FALSE | FALSE | FALSE | FALSE | TRUE | TRUE | FALSE | FALSE | FALSE | FALSE | FALSE | Info Not Available
Famoso | Famoso | 115 | 100 | FALSE | FALSE | FALSE | TRUE | FALSE | FALSE | FALSE | FALSE | FALSE | FALSE | FALSE | TRUE | TRUE | FALSE | FALSE | FALSE | FALSE | FALSE | Info Not Available
Fern Road | Fern Road | 500 | 3000 | FALSE | FALSE | FALSE | TRUE | FALSE | FALSE | FALSE | FALSE | FALSE | FALSE | FALSE | TRUE | TRUE | FALSE | FALSE | FALSE | FALSE | FALSE | Info Not Available
Fibreboard (SPI Sonora) | Fibreboard (SPI Sonora) | 115 | 100 | FALSE | FALSE | FALSE | TRUE | FALSE | FALSE | FALSE | FALSE | FALSE | FALSE | FALSE | TRUE | TRUE | FALSE | FALSE | FALSE | FALSE | FALSE | Info Not Available
Figarden | Figarden | 230 | 1500 | FALSE | FALSE | FALSE | TRUE | FALSE | FALSE | FALSE | FALSE | FALSE | FALSE | FALSE | TRUE | TRUE | FALSE | FALSE | FALSE | FALSE | FALSE | Info Not Available
Fink | Fink | 230 | 1500 | FALSE | FALSE | FALSE | TRUE | FALSE | FALSE | FALSE | FALSE | FALSE | FALSE | FALSE | TRUE | TRUE | FALSE | FALSE | FALSE | FALSE | FALSE | Info Not Available
Fitch Mountain | Fitch Mountain | 60 | 0 | FALSE | FALSE | FALSE | TRUE | FALSE | FALSE | FALSE | FALSE | FALSE | FALSE | FALSE | TRUE | TRUE | FALSE | FALSE | FALSE | FALSE | FALSE | Info Not Available
FLOWIND CORP | FLOWIND CORP | 230 | 1500 | FALSE | FALSE | FALSE | TRUE | FALSE | FALSE | FALSE | FALSE | FALSE | FALSE | FALSE | TRUE | TRUE | FALSE | FALSE | FALSE | FALSE | FALSE | Info Not Available
FMC | FMC | 115 | 100 | FALSE | FALSE | FALSE | TRUE | FALSE | FALSE | FALSE | FALSE | FALSE | FALSE | FALSE | TRUE | TRUE | FALSE | FALSE | FALSE | FALSE | FALSE | Info Not Available
Fort Churchill | Fort Churchill | 230 | 1500 | FALSE | FALSE | FALSE | TRUE | FALSE | FALSE | FALSE | FALSE | FALSE | FALSE | FALSE | FALSE | TRUE | FALSE | FALSE | FALSE | FALSE | FALSE | Info Not Available
Fremont | Fremont | 115 | 100 | FALSE | FALSE | FALSE | TRUE | FALSE | FALSE | FALSE | FALSE | FALSE | FALSE | FALSE | TRUE | TRUE | FALSE | FALSE | FALSE | FALSE | FALSE | Info Not Available
French Camp | French Camp | 60 | 0 | FALSE | FALSE | FALSE | TRUE | FALSE | FALSE | FALSE | FALSE | FALSE | FALSE | FALSE | TRUE | TRUE | FALSE | FALSE | FALSE | FALSE | FALSE | Info Not Available
FRITO LAY | FRITO LAY | 115 | 100 | FALSE | FALSE | FALSE | TRUE | FALSE | FALSE | FALSE | FALSE | FALSE | FALSE | FALSE | TRUE | TRUE | FALSE | FALSE | FALSE | FALSE | FALSE | Info Not Available
Frogtown | Frogtown | 115 | 100 | FALSE | FALSE | FALSE | TRUE | FALSE | FALSE | FALSE | FALSE | FALSE | FALSE | FALSE | TRUE | TRUE | FALSE | FALSE | FALSE | FALSE | FALSE | Info Not Available
Fulton | Fulton | 115 | 100 | TRUE | TRUE | FALSE | TRUE | FALSE | FALSE | FALSE | FALSE | FALSE | TRUE | FALSE | FALSE | FALSE | FALSE | FALSE | FALSE | FALSE | TRUE | Low | 1
Fulton | Fulton | 230 | 1500 | FALSE | FALSE | FALSE | TRUE | FALSE | FALSE | FALSE | FALSE | FALSE | FALSE | FALSE | TRUE | TRUE | FALSE | FALSE | FALSE | FALSE | FALSE | Info Not Available
Fulton | Fulton | 60 | 0 | FALSE | FALSE | FALSE | TRUE | FALSE | FALSE | FALSE | FALSE | FALSE | FALSE | FALSE | TRUE | TRUE | FALSE | FALSE | FALSE | FALSE | FALSE | Info Not Available
Ganso | Ganso | 115 | 100 | FALSE | FALSE | FALSE | TRUE | FALSE | FALSE | FALSE | FALSE | FALSE | FALSE | FALSE | TRUE | TRUE | FALSE | FALSE | FALSE | FALSE | FALSE | Info Not Available
Gates | Gates | 230 | 1500 | TRUE | FALSE | FALSE | TRUE | FALSE | FALSE | FALSE | FALSE | FALSE | FALSE | TRUE | TRUE | FALSE | TRUE | TRUE | FALSE | FALSE | FALSE | Short Circuit Duty Limit | 4
Gates | Gates | 500 | 3000 | TRUE | FALSE | FALSE | TRUE | FALSE | FALSE | FALSE | FALSE | FALSE | FALSE | FALSE | TRUE | FALSE | FALSE | TRUE | FALSE | FALSE | FALSE | New Substation | 5
Geysers 12 | Geysers 12 | 230 | 1500 | FALSE | FALSE | FALSE | TRUE | FALSE | FALSE | FALSE | FALSE | FALSE | FALSE | FALSE | TRUE | TRUE | FALSE | FALSE | FALSE | FALSE | FALSE | Info Not Available
Geysers 17 | Geysers 17 | 230 | 1500 | FALSE | FALSE | FALSE | TRUE | FALSE | FALSE | FALSE | FALSE | FALSE | FALSE | FALSE | TRUE | TRUE | FALSE | FALSE | FALSE | FALSE | FALSE | Info Not Available
Geysers 3 | Geysers 3 | 115 | 100 | FALSE | FALSE | FALSE | TRUE | FALSE | FALSE | FALSE | FALSE | FALSE | FALSE | FALSE | TRUE | TRUE | FALSE | FALSE | FALSE | FALSE | FALSE | Info Not Available
GIFFIN | GIFFIN | 70 | 0 | FALSE | FALSE | FALSE | TRUE | FALSE | FALSE | FALSE | FALSE | FALSE | FALSE | FALSE | TRUE | TRUE | FALSE | FALSE | FALSE | FALSE | FALSE | Info Not Available
GILL | GILL | 115 | 100 | FALSE | FALSE | FALSE | TRUE | FALSE | FALSE | FALSE | FALSE | FALSE | FALSE | FALSE | TRUE | TRUE | FALSE | FALSE | FALSE | FALSE | FALSE | Info Not Available
Glenn | Glenn | 230 | 1500 | TRUE | FALSE | FALSE | TRUE | FALSE | FALSE | FALSE | FALSE | FALSE | FALSE | FALSE | TRUE | FALSE | FALSE | TRUE | FALSE | FALSE | FALSE | New Substation | 3
Glenn | Glenn | 60 | 0 | FALSE | FALSE | FALSE | TRUE | FALSE | FALSE | FALSE | FALSE | FALSE | FALSE | FALSE | TRUE | TRUE | FALSE | FALSE | FALSE | FALSE | FALSE | Info Not Available
Gold Hill | Gold Hill | 115 | 100 | FALSE | FALSE | FALSE | TRUE | FALSE | FALSE | FALSE | FALSE | FALSE | FALSE | FALSE | TRUE | TRUE | FALSE | FALSE | FALSE | FALSE | FALSE | Info Not Available
Gold Hill | Gold Hill | 230 | 1500 | FALSE | FALSE | FALSE | TRUE | FALSE | FALSE | FALSE | FALSE | FALSE | FALSE | FALSE | TRUE | TRUE | FALSE | FALSE | FALSE | FALSE | FALSE | Info Not Available
GOLDEN VALLEY | GOLDEN VALLEY | 115 | 100 | FALSE | FALSE | FALSE | TRUE | FALSE | FALSE | FALSE | FALSE | FALSE | FALSE | FALSE | TRUE | TRUE | FALSE | FALSE | FALSE | FALSE | FALSE | Info Not Available
Goleta | Goleta | 230 | 1500 | FALSE | FALSE | FALSE | TRUE | FALSE | FALSE | FALSE | FALSE | FALSE | FALSE | FALSE | TRUE | TRUE | FALSE | FALSE | FALSE | FALSE | FALSE | Info Not Available
Goodrich | Goodrich | 230 | 1500 | FALSE | FALSE | FALSE | TRUE | FALSE | FALSE | FALSE | FALSE | FALSE | FALSE | FALSE | TRUE | TRUE | FALSE | FALSE | FALSE | FALSE | FALSE | Info Not Available
Goose Lake | Goose Lake | 115 | 100 | FALSE | FALSE | FALSE | TRUE | FALSE | FALSE | FALSE | FALSE | FALSE | FALSE | FALSE | TRUE | TRUE | FALSE | FALSE | FALSE | FALSE | FALSE | Info Not Available
Gould | Gould | 230 | 1500 | FALSE | FALSE | FALSE | TRUE | FALSE | FALSE | FALSE | FALSE | FALSE | FALSE | FALSE | TRUE | TRUE | FALSE | FALSE | FALSE | FALSE | FALSE | Info Not Available
Grand Island | Grand Island | 115 | 100 | FALSE | FALSE | FALSE | TRUE | FALSE | FALSE | FALSE | FALSE | FALSE | FALSE | FALSE | TRUE | TRUE | FALSE | FALSE | FALSE | FALSE | FALSE | Info Not Available
Granite Hills | Granite | 69 | 0 | FALSE | FALSE | FALSE | TRUE | FALSE | FALSE | FALSE | FALSE | FALSE | FALSE | FALSE | TRUE | TRUE | FALSE | FALSE | FALSE | FALSE | FALSE | Info Not Available
GRANITE VERNALLIS | GRANITE VERNALLIS | 115 | 100 | FALSE | FALSE | FALSE | TRUE | FALSE | FALSE | FALSE | FALSE | FALSE | FALSE | FALSE | TRUE | TRUE | FALSE | FALSE | FALSE | FALSE | FALSE | Info Not Available
Grant | Grant | 115 | 100 | FALSE | FALSE | FALSE | TRUE | FALSE | FALSE | FALSE | FALSE | FALSE | FALSE | FALSE | TRUE | TRUE | FALSE | FALSE | FALSE | FALSE | FALSE | Info Not Available
Green Valley | Green Valley | 115 | 100 | TRUE | TRUE | FALSE | TRUE | FALSE | FALSE | FALSE | FALSE | FALSE | TRUE | FALSE | FALSE | FALSE | FALSE | FALSE | FALSE | FALSE | TRUE | Low | 1
Greenleaf 1 | Greenleaf 1 | 115 | 100 | FALSE | FALSE | FALSE | TRUE | FALSE | FALSE | FALSE | FALSE | FALSE | FALSE | FALSE | TRUE | TRUE | FALSE | FALSE | FALSE | FALSE | FALSE | Info Not Available
Gregg | Gregg | 230 | 1500 | FALSE | FALSE | FALSE | TRUE | FALSE | FALSE | FALSE | FALSE | FALSE | FALSE | FALSE | TRUE | TRUE | FALSE | FALSE | FALSE | FALSE | FALSE | Info Not Available
Grimmway-Malaga | Grimmway-Malaga | 115 | 100 | FALSE | FALSE | FALSE | TRUE | FALSE | FALSE | FALSE | FALSE | FALSE | FALSE | FALSE | TRUE | TRUE | FALSE | FALSE | FALSE | FALSE | FALSE | Info Not Available
Grizzly | Grizzly | 230 | 1500 | FALSE | FALSE | FALSE | TRUE | FALSE | FALSE | FALSE | FALSE | FALSE | FALSE | FALSE | TRUE | TRUE | FALSE | FALSE | FALSE | FALSE | FALSE | Info Not Available
Guernsey | Guernsey | 70 | 0 | FALSE | FALSE | FALSE | TRUE | FALSE | FALSE | FALSE | FALSE | FALSE | FALSE | FALSE | TRUE | TRUE | FALSE | FALSE | FALSE | FALSE | FALSE | Info Not Available
GWF Hanford | GWF Hanford | 115 | 100 | FALSE | FALSE | FALSE | TRUE | FALSE | FALSE | FALSE | FALSE | FALSE | FALSE | FALSE | TRUE | TRUE | FALSE | FALSE | FALSE | FALSE | FALSE | Info Not Available
GWF TRACY | GWF TRACY | 115 | 100 | FALSE | FALSE | FALSE | TRUE | FALSE | FALSE | FALSE | FALSE | FALSE | FALSE | FALSE | TRUE | TRUE | FALSE | FALSE | FALSE | FALSE | FALSE | Info Not Available
Haas | Haas | 230 | 1500 | FALSE | FALSE | FALSE | TRUE | FALSE | FALSE | FALSE | FALSE | FALSE | FALSE | FALSE | TRUE | TRUE | FALSE | FALSE | FALSE | FALSE | FALSE | Info Not Available
Hammonds | Hammonds | 115 | 100 | FALSE | FALSE | FALSE | TRUE | FALSE | FALSE | FALSE | FALSE | FALSE | FALSE | FALSE | TRUE | TRUE | FALSE | FALSE | FALSE | FALSE | FALSE | Info Not Available
HarborGen | HarborGen | 230 | 1500 | FALSE | FALSE | FALSE | TRUE | FALSE | FALSE | FALSE | FALSE | FALSE | FALSE | FALSE | TRUE | TRUE | FALSE | FALSE | FALSE | FALSE | FALSE | Info Not Available
Harris | Harris | 60 | 0 | FALSE | FALSE | FALSE | TRUE | FALSE | FALSE | FALSE | FALSE | FALSE | FALSE | FALSE | TRUE | TRUE | FALSE | FALSE | FALSE | FALSE | FALSE | Info Not Available
Harry Allen | Harry Allen | 500 | 3000 | FALSE | FALSE | FALSE | TRUE | FALSE | FALSE | FALSE | FALSE | FALSE | FALSE | FALSE | TRUE | TRUE | FALSE | FALSE | FALSE | FALSE | FALSE | Info Not Available
Hartley | Hartley | 60 | 0 | FALSE | FALSE | FALSE | TRUE | FALSE | FALSE | FALSE | FALSE | FALSE | FALSE | FALSE | TRUE | TRUE | FALSE | FALSE | FALSE | FALSE | FALSE | Info Not Available
Harvard | Harvard | 115 | 100 | FALSE | FALSE | FALSE | TRUE | FALSE | FALSE | FALSE | FALSE | FALSE | FALSE | FALSE | TRUE | TRUE | FALSE | FALSE | FALSE | FALSE | FALSE | Info Not Available
Hassayampa | Hassayampa | 500 | 3000 | FALSE | FALSE | FALSE | TRUE | FALSE | FALSE | FALSE | FALSE | FALSE | FALSE | FALSE | TRUE | TRUE | FALSE | FALSE | FALSE | FALSE | FALSE | Info Not Available
HATCHET RIDGE WIND | HATCHET RIDGE WIND | 230 | 1500 | FALSE | FALSE | FALSE | TRUE | FALSE | FALSE | FALSE | FALSE | FALSE | FALSE | FALSE | TRUE | TRUE | FALSE | FALSE | FALSE | FALSE | FALSE | Info Not Available
Helm | Helm | 230 | 1500 | TRUE | FALSE | FALSE | TRUE | FALSE | FALSE | FALSE | FALSE | FALSE | FALSE | FALSE | TRUE | FALSE | FALSE | TRUE | FALSE | FALSE | FALSE | New Substation | 3
Helm | Helm | 70 | 0 | FALSE | FALSE | FALSE | TRUE | FALSE | FALSE | FALSE | FALSE | FALSE | FALSE | FALSE | TRUE | TRUE | FALSE | FALSE | FALSE | FALSE | FALSE | Info Not Available
HELM'S PUMPED STORAGE | HELM'S PUMPED STORAGE | 230 | 1500 | FALSE | FALSE | FALSE | TRUE | FALSE | FALSE | FALSE | FALSE | FALSE | FALSE | FALSE | TRUE | TRUE | FALSE | FALSE | FALSE | FALSE | FALSE | Info Not Available
Henrietta | Henrietta | 115 | 100 | TRUE | FALSE | FALSE | TRUE | FALSE | FALSE | FALSE | FALSE | FALSE | TRUE | FALSE | FALSE | FALSE | FALSE | FALSE | TRUE | FALSE | FALSE | High | 3
Henrietta | Henrietta | 230 | 1500 | TRUE | FALSE | FALSE | TRUE | FALSE | FALSE | FALSE | FALSE | FALSE | TRUE | FALSE | FALSE | FALSE | FALSE | FALSE | TRUE | FALSE | FALSE | High | 3
Henrietta | Henrietta | 70 | 0 | FALSE | FALSE | FALSE | TRUE | FALSE | FALSE | FALSE | FALSE | FALSE | FALSE | FALSE | TRUE | TRUE | FALSE | FALSE | FALSE | FALSE | FALSE | Info Not Available
Herndon | Herndon | 115 | 100 | FALSE | FALSE | FALSE | TRUE | FALSE | FALSE | FALSE | FALSE | FALSE | FALSE | FALSE | TRUE | TRUE | FALSE | FALSE | FALSE | FALSE | FALSE | Info Not Available
Herndon | Herndon | 230 | 1500 | FALSE | FALSE | FALSE | TRUE | FALSE | FALSE | FALSE | FALSE | FALSE | FALSE | FALSE | TRUE | TRUE | FALSE | FALSE | FALSE | FALSE | FALSE | Info Not Available
Hicks | Hicks | 230 | 1500 | FALSE | FALSE | FALSE | TRUE | FALSE | FALSE | FALSE | FALSE | FALSE | FALSE | FALSE | TRUE | TRUE | FALSE | FALSE | FALSE | FALSE | FALSE | Info Not Available
Higgins | Higgins | 115 | 100 | FALSE | FALSE | FALSE | TRUE | FALSE | FALSE | FALSE | FALSE | FALSE | FALSE | FALSE | TRUE | TRUE | FALSE | FALSE | FALSE | FALSE | FALSE | Info Not Available
HIGH WINDS | HIGH WINDS | 230 | 1500 | FALSE | FALSE | FALSE | TRUE | FALSE | FALSE | FALSE | FALSE | FALSE | FALSE | FALSE | TRUE | TRUE | FALSE | FALSE | FALSE | FALSE | FALSE | Info Not Available
Hilltop | Hilltop | 345 | 3000 | FALSE | FALSE | FALSE | TRUE | FALSE | FALSE | FALSE | FALSE | FALSE | FALSE | FALSE | FALSE | TRUE | FALSE | FALSE | FALSE | FALSE | FALSE | Info Not Available
Hinson | Hinson | 230 | 1500 | FALSE | FALSE | FALSE | TRUE | FALSE | FALSE | FALSE | FALSE | FALSE | FALSE | FALSE | TRUE | TRUE | FALSE | FALSE | FALSE | FALSE | FALSE | Info Not Available
Hollister | Hollister | 115 | 100 | TRUE | FALSE | FALSE | TRUE | FALSE | FALSE | FALSE | FALSE | FALSE | FALSE | FALSE | TRUE | FALSE | FALSE | TRUE | FALSE | FALSE | FALSE | New Substation | 3
Homestake | Homestake | 115 | 100 | FALSE | FALSE | FALSE | TRUE | FALSE | FALSE | FALSE | FALSE | FALSE | FALSE | FALSE | TRUE | TRUE | FALSE | FALSE | FALSE | FALSE | FALSE | Info Not Available
Honcut | Honcut | 115 | 100 | FALSE | FALSE | FALSE | TRUE | FALSE | FALSE | FALSE | FALSE | FALSE | FALSE | FALSE | TRUE | TRUE | FALSE | FALSE | FALSE | FALSE | FALSE | Info Not Available
Hoodoo Wash | Hoodoo Wash | 500 | 3000 | FALSE | FALSE | FALSE | TRUE | FALSE | FALSE | FALSE | FALSE | FALSE | FALSE | FALSE | TRUE | TRUE | FALSE | FALSE | FALSE | FALSE | FALSE | Info Not Available
Hopland | Hopland | 115 | 100 | FALSE | FALSE | FALSE | TRUE | FALSE | FALSE | FALSE | FALSE | FALSE | FALSE | FALSE | TRUE | TRUE | FALSE | FALSE | FALSE | FALSE | FALSE | Info Not Available
Hopland | Hopland | 60 | 0 | FALSE | FALSE | FALSE | TRUE | FALSE | FALSE | FALSE | FALSE | FALSE | FALSE | FALSE | TRUE | TRUE | FALSE | FALSE | FALSE | FALSE | FALSE | Info Not Available
Humboldt | Humboldt | 115 | 100 | TRUE | FALSE | FALSE | TRUE | FALSE | FALSE | FALSE | FALSE | FALSE | FALSE | FALSE | TRUE | FALSE | FALSE | TRUE | FALSE | FALSE | FALSE | New Substation | 3
Humboldt | Humboldt | 60 | 0 | FALSE | FALSE | FALSE | TRUE | FALSE | FALSE | FALSE | FALSE | FALSE | FALSE | FALSE | TRUE | TRUE | FALSE | FALSE | FALSE | FALSE | FALSE | Info Not Available
Humboldt | Humboldt | 500 | 3000 | FALSE | FALSE | FALSE | TRUE | FALSE | FALSE | FALSE | FALSE | FALSE | FALSE | FALSE | TRUE | TRUE | FALSE | FALSE | FALSE | FALSE | FALSE | Info Not Available
Huntington Beach | Huntington Beach | 230 | 1500 | FALSE | FALSE | FALSE | TRUE | FALSE | FALSE | FALSE | FALSE | FALSE | FALSE | FALSE | TRUE | TRUE | FALSE | FALSE | FALSE | FALSE | FALSE | Info Not Available
HYATT | HYATT | 230 | 1500 | FALSE | FALSE | FALSE | TRUE | FALSE | FALSE | FALSE | FALSE | FALSE | FALSE | FALSE | TRUE | TRUE | FALSE | FALSE | FALSE | FALSE | FALSE | Info Not Available
Ignacio | Ignacio | 115 | 100 | TRUE | FALSE | FALSE | TRUE | FALSE | FALSE | FALSE | FALSE | FALSE | FALSE | FALSE | TRUE | FALSE | FALSE | TRUE | FALSE | FALSE | FALSE | New Substation | 3
Ignacio | Ignacio | 230 | 1500 | TRUE | FALSE | FALSE | TRUE | FALSE | FALSE | FALSE | FALSE | FALSE | FALSE | FALSE | TRUE | FALSE | FALSE | TRUE | FALSE | FALSE | FALSE | New Substation | 3
Ignacio | Ignacio | 60 | 0 | TRUE | FALSE | FALSE | TRUE | FALSE | FALSE | FALSE | FALSE | FALSE | FALSE | FALSE | TRUE | FALSE | FALSE | TRUE | FALSE | FALSE | FALSE | New Substation | 3
Imperial Beach | Imperial Beach | 69 | 0 | FALSE | FALSE | FALSE | TRUE | FALSE | FALSE | FALSE | FALSE | FALSE | FALSE | FALSE | TRUE | TRUE | FALSE | FALSE | FALSE | FALSE | FALSE | Info Not Available
Imperial Valley | Imperial Valley | 230 | 1500 | TRUE | FALSE | FALSE | TRUE | FALSE | FALSE | FALSE | FALSE | FALSE | FALSE | FALSE | TRUE | FALSE | FALSE | TRUE | FALSE | FALSE | FALSE | New Substation | 4
Imperial Valley | Imperial Valley | 500 | 3000 | TRUE | FALSE | FALSE | TRUE | FALSE | FALSE | FALSE | FALSE | FALSE | FALSE | FALSE | TRUE | FALSE | FALSE | TRUE | FALSE | FALSE | FALSE | New Substation | 5
Innovation | Innovation | 138 | 100 | FALSE | FALSE | FALSE | TRUE | FALSE | FALSE | FALSE | FALSE | FALSE | FALSE | FALSE | TRUE | TRUE | FALSE | FALSE | FALSE | FALSE | FALSE | Info Not Available
Innovation | Innovation | 230 | 1500 | FALSE | FALSE | FALSE | TRUE | FALSE | FALSE | FALSE | FALSE | FALSE | FALSE | FALSE | TRUE | TRUE | FALSE | FALSE | FALSE | FALSE | FALSE | Info Not Available
Inyokern | Inyokern | 115 | 100 | FALSE | FALSE | FALSE | TRUE | FALSE | FALSE | FALSE | FALSE | FALSE | FALSE | FALSE | TRUE | TRUE | FALSE | FALSE | FALSE | FALSE | FALSE | Info Not Available
IS Tap | IS Tap | 138 | 100 | FALSE | FALSE | FALSE | TRUE | FALSE | FALSE | FALSE | FALSE | FALSE | FALSE | FALSE | FALSE | TRUE | FALSE | FALSE | FALSE | FALSE | FALSE | Info Not Available
Ivanpah | Ivanpah | 115 | 100 | FALSE | FALSE | FALSE | TRUE | FALSE | FALSE | FALSE | FALSE | FALSE | FALSE | FALSE | TRUE | TRUE | FALSE | FALSE | FALSE | FALSE | FALSE | Info Not Available
Ivanpah | Ivanpah | 230 | 1500 | FALSE | FALSE | FALSE | TRUE | FALSE | FALSE | FALSE | FALSE | FALSE | FALSE | FALSE | TRUE | TRUE | FALSE | FALSE | FALSE | FALSE | FALSE | Info Not Available
Jackass (DOE) | Jackass (DOE) | 138 | 100 | FALSE | FALSE | FALSE | TRUE | FALSE | FALSE | FALSE | FALSE | FALSE | FALSE | FALSE | FALSE | TRUE | FALSE | FALSE | FALSE | FALSE | FALSE | Info Not Available
JACKSON | JACKSON | 115 | 100 | FALSE | FALSE | FALSE | TRUE | FALSE | FALSE | FALSE | FALSE | FALSE | FALSE | FALSE | TRUE | TRUE | FALSE | FALSE | FALSE | FALSE | FALSE | Info Not Available
James B Black | James B Black | 230 | 1500 | FALSE | FALSE | FALSE | TRUE | FALSE | FALSE | FALSE | FALSE | FALSE | FALSE | FALSE | TRUE | TRUE | FALSE | FALSE | FALSE | FALSE | FALSE | Info Not Available
Jefferson | Jefferson | 230 | 1500 | FALSE | FALSE | FALSE | TRUE | FALSE | FALSE | FALSE | FALSE | FALSE | FALSE | FALSE | TRUE | TRUE | FALSE | FALSE | FALSE | FALSE | FALSE | Info Not Available
Jessup | Jessup | 115 | 100 | FALSE | FALSE | FALSE | TRUE | FALSE | FALSE | FALSE | FALSE | FALSE | FALSE | FALSE | TRUE | TRUE | FALSE | FALSE | FALSE | FALSE | FALSE | Info Not Available
Johanna | Johanna | 230 | 1500 | FALSE | FALSE | FALSE | TRUE | FALSE | FALSE | FALSE | FALSE | FALSE | FALSE | FALSE | TRUE | TRUE | FALSE | FALSE | FALSE | FALSE | FALSE | Info Not Available
Julian Hinds | Julian Hinds | 230 | 1500 | FALSE | FALSE | FALSE | TRUE | FALSE | FALSE | FALSE | FALSE | FALSE | FALSE | FALSE | TRUE | TRUE | FALSE | FALSE | FALSE | FALSE | FALSE | Info Not Available
Kasson | Kasson | 115 | 100 | FALSE | FALSE | FALSE | TRUE | FALSE | FALSE | FALSE | FALSE | FALSE | FALSE | FALSE | TRUE | TRUE | FALSE | FALSE | FALSE | FALSE | FALSE | Info Not Available
Kasson | Kasson | 60 | 0 | FALSE | FALSE | FALSE | TRUE | FALSE | FALSE | FALSE | FALSE | FALSE | FALSE | FALSE | TRUE | TRUE | FALSE | FALSE | FALSE | FALSE | FALSE | Info Not Available
Kearney | Kearney | 230 | 1500 | FALSE | FALSE | FALSE | TRUE | FALSE | FALSE | FALSE | FALSE | FALSE | FALSE | FALSE | TRUE | TRUE | FALSE | FALSE | FALSE | FALSE | FALSE | Info Not Available
Kearney | Kearney | 70 | 0 | FALSE | FALSE | FALSE | TRUE | FALSE | FALSE | FALSE | FALSE | FALSE | FALSE | FALSE | TRUE | TRUE | FALSE | FALSE | FALSE | FALSE | FALSE | Info Not Available
Kelso | Kelso | 230 | 1500 | FALSE | FALSE | FALSE | TRUE | FALSE | FALSE | FALSE | FALSE | FALSE | FALSE | FALSE | TRUE | TRUE | FALSE | FALSE | FALSE | FALSE | FALSE | Info Not Available
Kerchoff 1 | Kerchoff 1 | 115 | 100 | FALSE | FALSE | FALSE | TRUE | FALSE | FALSE | FALSE | FALSE | FALSE | FALSE | FALSE | TRUE | TRUE | FALSE | FALSE | FALSE | FALSE | FALSE | Info Not Available
KERN FRONT | KERN FRONT | 115 | 100 | FALSE | FALSE | FALSE | TRUE | FALSE | FALSE | FALSE | FALSE | FALSE | FALSE | FALSE | TRUE | TRUE | FALSE | FALSE | FALSE | FALSE | FALSE | Info Not Available
Kern Oil | Kern Oil | 115 | 100 | FALSE | FALSE | FALSE | TRUE | FALSE | FALSE | FALSE | FALSE | FALSE | FALSE | FALSE | TRUE | TRUE | FALSE | FALSE | FALSE | FALSE | FALSE | Info Not Available
Kern PP | Kern PP | 115 | 100 | FALSE | FALSE | FALSE | TRUE | FALSE | FALSE | FALSE | FALSE | FALSE | FALSE | FALSE | TRUE | TRUE | FALSE | FALSE | FALSE | FALSE | FALSE | Info Not Available
Kern PP | Kern PP | 230 | 1500 | FALSE | FALSE | FALSE | TRUE | FALSE | FALSE | FALSE | FALSE | FALSE | FALSE | FALSE | TRUE | TRUE | FALSE | FALSE | FALSE | FALSE | FALSE | Info Not Available
Kern PP | Kern PP | 70 | 0 | FALSE | FALSE | FALSE | TRUE | FALSE | FALSE | FALSE | FALSE | FALSE | FALSE | FALSE | TRUE | TRUE | FALSE | FALSE | FALSE | FALSE | FALSE | Info Not Available
Kernridge | Kernridge | 115 | 100 | FALSE | FALSE | FALSE | TRUE | FALSE | FALSE | FALSE | FALSE | FALSE | FALSE | FALSE | TRUE | TRUE | FALSE | FALSE | FALSE | FALSE | FALSE | Info Not Available
Kingsburg | Kingsburg | 115 | 100 | FALSE | FALSE | FALSE | TRUE | FALSE | FALSE | FALSE | FALSE | FALSE | FALSE | FALSE | TRUE | TRUE | FALSE | FALSE | FALSE | FALSE | FALSE | Info Not Available
Kirker | Kirker | 115 | 100 | FALSE | FALSE | FALSE | TRUE | FALSE | FALSE | FALSE | FALSE | FALSE | FALSE | FALSE | TRUE | TRUE | FALSE | FALSE | FALSE | FALSE | FALSE | Info Not Available
Knights Landing | Knights Landing | 115 | 100 | FALSE | FALSE | FALSE | TRUE | FALSE | FALSE | FALSE | FALSE | FALSE | FALSE | FALSE | TRUE | TRUE | FALSE | FALSE | FALSE | FALSE | FALSE | Info Not Available
Konocti | Konocti | 60 | 0 | FALSE | FALSE | FALSE | TRUE | FALSE | FALSE | FALSE | FALSE | FALSE | FALSE | FALSE | TRUE | TRUE | FALSE | FALSE | FALSE | FALSE | FALSE | Info Not Available
Kramer | Kramer | 115 | 100 | TRUE | FALSE | FALSE | TRUE | FALSE | FALSE | FALSE | TRUE | FALSE | FALSE | FALSE | TRUE | FALSE | FALSE | TRUE | FALSE | FALSE | FALSE | New Substation | 3
Kramer | Kramer | 230 | 1500 | TRUE | FALSE | FALSE | TRUE | FALSE | FALSE | FALSE | TRUE | FALSE | FALSE | FALSE | TRUE | FALSE | FALSE | TRUE | FALSE | FALSE | FALSE | New Substation | 4
La Cienega | La Cienega | 230 | 1500 | FALSE | FALSE | FALSE | TRUE | FALSE | FALSE | FALSE | FALSE | FALSE | FALSE | FALSE | TRUE | TRUE | FALSE | FALSE | FALSE | FALSE | FALSE | Info Not Available
La Fresa | La Fresa | 230 | 1500 | FALSE | FALSE | FALSE | TRUE | FALSE | FALSE | FALSE | FALSE | FALSE | FALSE | FALSE | TRUE | TRUE | FALSE | FALSE | FALSE | FALSE | FALSE | Info Not Available
Laguna Bell | Laguna Bell | 230 | 1500 | TRUE | FALSE | FALSE | TRUE | FALSE | FALSE | TRUE | FALSE | FALSE | TRUE | TRUE | FALSE | FALSE | TRUE | FALSE | FALSE | TRUE | FALSE | Short Circuit Duty Limit | 5
Lakeview | Lakeview | 70 | 0 | FALSE | FALSE | FALSE | TRUE | FALSE | FALSE | FALSE | FALSE | FALSE | FALSE | FALSE | TRUE | TRUE | FALSE | FALSE | FALSE | FALSE | FALSE | Info Not Available
Lakeville | Lakeville | 230 | 1500 | TRUE | FALSE | FALSE | TRUE | FALSE | FALSE | FALSE | FALSE | FALSE | FALSE | FALSE | TRUE | FALSE | FALSE | TRUE | FALSE | FALSE | FALSE | New Substation | 3
Lakeville | Lakeville | 60 | 0 | FALSE | FALSE | FALSE | TRUE | FALSE | FALSE | FALSE | FALSE | FALSE | FALSE | FALSE | TRUE | TRUE | FALSE | FALSE | FALSE | FALSE | FALSE | Info Not Available
Lakeville | Lakeville | 115 | 100 | TRUE | FALSE | FALSE | TRUE | FALSE | FALSE | FALSE | FALSE | FALSE | FALSE | FALSE | TRUE | FALSE | FALSE | TRUE | FALSE | FALSE | FALSE | New Substation | 3
Lakewood | Lakewood | 115 | 100 | FALSE | FALSE | FALSE | TRUE | FALSE | FALSE | FALSE | FALSE | FALSE | FALSE | FALSE | TRUE | TRUE | FALSE | FALSE | FALSE | FALSE | FALSE | Info Not Available
Lambie | Lambie | 230 | 1500 | FALSE | FALSE | FALSE | TRUE | FALSE | FALSE | FALSE | FALSE | FALSE | FALSE | FALSE | TRUE | TRUE | FALSE | FALSE | FALSE | FALSE | FALSE | Info Not Available
Lammers | Lammers | 115 | 100 | TRUE | FALSE | FALSE | TRUE | FALSE | FALSE | FALSE | FALSE | FALSE | FALSE | FALSE | TRUE | FALSE | FALSE | TRUE | FALSE | FALSE | FALSE | New Substation | 3
Lamont | Lamont | 115 | 100 | TRUE | FALSE | TRUE | TRUE | FALSE | FALSE | FALSE | FALSE | FALSE | TRUE | FALSE | FALSE | FALSE | FALSE | FALSE | TRUE | TRUE | FALSE | High | 3
Las Aguilas | Las Aguilas | 230 | 1500 | FALSE | FALSE | FALSE | TRUE | FALSE | FALSE | FALSE | FALSE | FALSE | FALSE | FALSE | TRUE | TRUE | FALSE | FALSE | FALSE | FALSE | FALSE | Info Not Available
Lathrop | Lathrop | 138 | 100 | FALSE | FALSE | FALSE | TRUE | FALSE | FALSE | FALSE | FALSE | FALSE | FALSE | FALSE | FALSE | TRUE | FALSE | FALSE | FALSE | FALSE | FALSE | Info Not Available
Lathrop | Lathrop | 230 | 1500 | FALSE | FALSE | FALSE | TRUE | FALSE | FALSE | FALSE | FALSE | FALSE | FALSE | FALSE | TRUE | TRUE | FALSE | FALSE | FALSE | FALSE | FALSE | Info Not Available
LAWRENCE LIVERMORE LAB | LAWRENCE LIVERMORE LAB | 230 | 1500 | FALSE | FALSE | FALSE | TRUE | FALSE | FALSE | FALSE | FALSE | FALSE | FALSE | FALSE | TRUE | TRUE | FALSE | FALSE | FALSE | FALSE | FALSE | Info Not Available
Le Grand | Le Grand | 115 | 100 | TRUE | FALSE | TRUE | TRUE | FALSE | FALSE | FALSE | FALSE | FALSE | TRUE | FALSE | FALSE | FALSE | FALSE | FALSE | TRUE | TRUE | FALSE | High | 3
Lemoore | Lemoore | 70 | 0 | FALSE | FALSE | FALSE | TRUE | FALSE | FALSE | FALSE | FALSE | FALSE | FALSE | FALSE | TRUE | TRUE | FALSE | FALSE | FALSE | FALSE | FALSE | Info Not Available
Lerdo | Lerdo | 115 | 100 | FALSE | FALSE | FALSE | TRUE | FALSE | FALSE | FALSE | FALSE | FALSE | FALSE | FALSE | TRUE | TRUE | FALSE | FALSE | FALSE | FALSE | FALSE | Info Not Available
Lewis | Lewis | 230 | 1500 | FALSE | FALSE | FALSE | TRUE | FALSE | FALSE | FALSE | FALSE | FALSE | FALSE | FALSE | TRUE | TRUE | FALSE | FALSE | FALSE | FALSE | FALSE | Info Not Available
Lighthipe | Lighthipe | 230 | 1500 | FALSE | FALSE | FALSE | TRUE | FALSE | FALSE | FALSE | FALSE | FALSE | FALSE | FALSE | TRUE | TRUE | FALSE | FALSE | FALSE | FALSE | FALSE | Info Not Available
Lilac | Lilac | 69 | 0 | FALSE | FALSE | FALSE | TRUE | FALSE | FALSE | FALSE | FALSE | FALSE | FALSE | FALSE | TRUE | TRUE | FALSE | FALSE | FALSE | FALSE | FALSE | Info Not Available
Lincoln | Lincoln | 115 | 100 | FALSE | FALSE | FALSE | TRUE | FALSE | FALSE | FALSE | FALSE | FALSE | FALSE | FALSE | TRUE | TRUE | FALSE | FALSE | FALSE | FALSE | FALSE | Info Not Available
Live Oak | Live Oak | 115 | 100 | FALSE | FALSE | FALSE | TRUE | FALSE | FALSE | FALSE | FALSE | FALSE | FALSE | FALSE | TRUE | TRUE | FALSE | FALSE | FALSE | FALSE | FALSE | Info Not Available
Llagas | Llagas | 115 | 100 | FALSE | FALSE | FALSE | TRUE | FALSE | FALSE | FALSE | FALSE | FALSE | FALSE | FALSE | TRUE | TRUE | FALSE | FALSE | FALSE | FALSE | FALSE | Info Not Available
Lockeford | Lockeford | 115 | 100 | FALSE | FALSE | FALSE | TRUE | FALSE | FALSE | FALSE | FALSE | FALSE | FALSE | FALSE | TRUE | TRUE | FALSE | FALSE | FALSE | FALSE | FALSE | Info Not Available
Lockeford | Lockeford | 230 | 1500 | FALSE | FALSE | FALSE | TRUE | FALSE | FALSE | FALSE | FALSE | FALSE | FALSE | FALSE | TRUE | TRUE | FALSE | FALSE | FALSE | FALSE | FALSE | Info Not Available
Lockeford | Lockeford | 60 | 0 | FALSE | FALSE | FALSE | TRUE | FALSE | FALSE | FALSE | FALSE | FALSE | FALSE | FALSE | TRUE | TRUE | FALSE | FALSE | FALSE | FALSE | FALSE | Info Not Available
Lodi | Lodi | 230 | 1500 | FALSE | FALSE | FALSE | TRUE | FALSE | FALSE | FALSE | FALSE | FALSE | FALSE | FALSE | TRUE | TRUE | FALSE | FALSE | FALSE | FALSE | FALSE | Info Not Available
Logan Creek | Logan Creek | 230 | 1500 | FALSE | FALSE | FALSE | TRUE | FALSE | FALSE | FALSE | FALSE | FALSE | FALSE | FALSE | TRUE | TRUE | FALSE | FALSE | FALSE | FALSE | FALSE | Info Not Available
Lone Tree | Lone Tree | 230 | 1500 | FALSE | FALSE | FALSE | TRUE | FALSE | FALSE | FALSE | FALSE | FALSE | FALSE | FALSE | TRUE | TRUE | FALSE | FALSE | FALSE | FALSE | FALSE | Info Not Available
Los Banos | Los Banos | 230 | 1500 | TRUE | FALSE | TRUE | TRUE | FALSE | FALSE | FALSE | FALSE | FALSE | TRUE | FALSE | FALSE | FALSE | FALSE | FALSE | TRUE | TRUE | FALSE | High | 3
Los Banos | Los Banos | 500 | 3000 | TRUE | TRUE | TRUE | FALSE | FALSE | FALSE | FALSE | FALSE | FALSE | TRUE | FALSE | FALSE | FALSE | FALSE | FALSE | FALSE | FALSE | TRUE | Low | 2
Los Coches | Los Coches | 138 | 100 | FALSE | FALSE | FALSE | TRUE | FALSE | FALSE | FALSE | FALSE | FALSE | FALSE | FALSE | TRUE | TRUE | FALSE | FALSE | FALSE | FALSE | FALSE | Info Not Available
Los Coches | Los Coches | 69 | 0 | FALSE | FALSE | FALSE | TRUE | FALSE | FALSE | FALSE | FALSE | FALSE | FALSE | FALSE | TRUE | TRUE | FALSE | FALSE | FALSE | FALSE | FALSE | Info Not Available
Los Esteros | Los Esteros | 115 | 100 | TRUE | FALSE | FALSE | TRUE | FALSE | FALSE | FALSE | FALSE | FALSE | FALSE | TRUE | TRUE | FALSE | TRUE | TRUE | FALSE | FALSE | FALSE | Short Circuit Duty Limit | 4
Los Esteros | Los Esteros | 230 | 1500 | FALSE | FALSE | FALSE | TRUE | FALSE | FALSE | FALSE | FALSE | FALSE | FALSE | FALSE | TRUE | TRUE | FALSE | FALSE | FALSE | FALSE | FALSE | Info Not Available
Las Positas | Los Positas | 230 | 1500 | TRUE | FALSE | FALSE | TRUE | FALSE | FALSE | FALSE | FALSE | FALSE | FALSE | FALSE | TRUE | FALSE | FALSE | TRUE | FALSE | FALSE | FALSE | New Substation | 3
Las Positas | Los Positas | 60 | 0 | TRUE | FALSE | FALSE | TRUE | FALSE | FALSE | FALSE | FALSE | FALSE | FALSE | FALSE | TRUE | FALSE | FALSE | TRUE | FALSE | FALSE | FALSE | New Substation | 3
LOST HILLS(CHEVRON) | LOST HILLS(CHEVRON) | 115 | 100 | FALSE | FALSE | FALSE | TRUE | FALSE | FALSE | FALSE | FALSE | FALSE | FALSE | FALSE | TRUE | TRUE | FALSE | FALSE | FALSE | FALSE | FALSE | Info Not Available
LOST HILLS(TEXACO) | LOST HILLS(TEXACO) | 115 | 100 | FALSE | FALSE | FALSE | TRUE | FALSE | FALSE | FALSE | FALSE | FALSE | FALSE | FALSE | TRUE | TRUE | FALSE | FALSE | FALSE | FALSE | FALSE | Info Not Available
Loveland | Loveland | 69 | 0 | FALSE | FALSE | FALSE | TRUE | FALSE | FALSE | FALSE | FALSE | FALSE | FALSE | FALSE | TRUE | TRUE | FALSE | FALSE | FALSE | FALSE | FALSE | Info Not Available
Lugo | Lugo | 230 | 1500 | FALSE | FALSE | FALSE | TRUE | FALSE | FALSE | FALSE | FALSE | FALSE | FALSE | FALSE | TRUE | TRUE | FALSE | FALSE | FALSE | FALSE | FALSE | Info Not Available
Lugo | Lugo | 500 | 3000 | TRUE | FALSE | FALSE | TRUE | FALSE | FALSE | TRUE | FALSE | FALSE | TRUE | FALSE | FALSE | FALSE | FALSE | FALSE | FALSE | TRUE | FALSE | Mid | 5
Madera | Madera | 70 | 0 | FALSE | FALSE | FALSE | TRUE | FALSE | FALSE | FALSE | FALSE | FALSE | FALSE | FALSE | TRUE | TRUE | FALSE | FALSE | FALSE | FALSE | FALSE | Info Not Available
Madison | Madison | 115 | 100 | FALSE | FALSE | FALSE | TRUE | FALSE | FALSE | FALSE | FALSE | FALSE | FALSE | FALSE | TRUE | TRUE | FALSE | FALSE | FALSE | FALSE | FALSE | Info Not Available
Magunden | Magunden | 115 | 100 | FALSE | FALSE | FALSE | TRUE | FALSE | FALSE | FALSE | FALSE | FALSE | FALSE | FALSE | TRUE | TRUE | FALSE | FALSE | FALSE | FALSE | FALSE | Info Not Available
Magunden | Magunden | 230 | 1500 | FALSE | FALSE | FALSE | TRUE | FALSE | FALSE | FALSE | FALSE | FALSE | FALSE | FALSE | TRUE | TRUE | FALSE | FALSE | FALSE | FALSE | FALSE | Info Not Available
Malaga | Malaga | 115 | 100 | FALSE | FALSE | FALSE | TRUE | FALSE | FALSE | FALSE | FALSE | FALSE | FALSE | FALSE | TRUE | TRUE | FALSE | FALSE | FALSE | FALSE | FALSE | Info Not Available
Malin | Malin | 500 | 3000 | FALSE | FALSE | FALSE | TRUE | FALSE | FALSE | FALSE | FALSE | FALSE | FALSE | FALSE | TRUE | TRUE | FALSE | FALSE | FALSE | FALSE | FALSE | Info Not Available
Mandalay | Mandalay | 230 | 1500 | FALSE | FALSE | FALSE | TRUE | FALSE | FALSE | FALSE | FALSE | FALSE | FALSE | FALSE | TRUE | TRUE | FALSE | FALSE | FALSE | FALSE | FALSE | Info Not Available
Manning | Manning | 230 | 1500 | TRUE | FALSE | FALSE | TRUE | FALSE | FALSE | FALSE | FALSE | FALSE | FALSE | FALSE | TRUE | FALSE | FALSE | TRUE | FALSE | FALSE | FALSE | New Substation | 3
Manning | Manning | 500 | 3000 | TRUE | FALSE | FALSE | TRUE | FALSE | FALSE | FALSE | FALSE | FALSE | FALSE | FALSE | TRUE | FALSE | FALSE | TRUE | FALSE | FALSE | FALSE | New Substation | 5
Manteca | Manteca | 115 | 100 | FALSE | FALSE | FALSE | TRUE | FALSE | FALSE | FALSE | FALSE | FALSE | FALSE | FALSE | TRUE | TRUE | FALSE | FALSE | FALSE | FALSE | FALSE | Info Not Available
Margarita | Margarita | 138 | 100 | FALSE | FALSE | FALSE | TRUE | FALSE | FALSE | FALSE | FALSE | FALSE | FALSE | FALSE | TRUE | TRUE | FALSE | FALSE | FALSE | FALSE | FALSE | Info Not Available
MARIPOSA (PGE) | MARIPOSA (PGE) | 230 | 1500 | FALSE | FALSE | FALSE | TRUE | FALSE | FALSE | FALSE | FALSE | FALSE | FALSE | FALSE | TRUE | TRUE | FALSE | FALSE | FALSE | FALSE | FALSE | Info Not Available
Martin | Martin | 230 | 1500 | TRUE | FALSE | FALSE | TRUE | FALSE | FALSE | FALSE | FALSE | FALSE | FALSE | FALSE | TRUE | FALSE | FALSE | TRUE | FALSE | FALSE | FALSE | New Substation | 3
Martin | Martin | 115 | 100 | TRUE | TRUE | FALSE | TRUE | FALSE | FALSE | FALSE | FALSE | FALSE | TRUE | TRUE | FALSE | FALSE | TRUE | FALSE | FALSE | FALSE | TRUE | Short Circuit Duty Limit | 4
Martinez | Martinez | 115 | 100 | FALSE | FALSE | FALSE | TRUE | FALSE | FALSE | FALSE | FALSE | FALSE | FALSE | FALSE | TRUE | TRUE | FALSE | FALSE | FALSE | FALSE | FALSE | Info Not Available
Mc Mullin | Mc Mullin | 230 | 1500 | FALSE | FALSE | FALSE | TRUE | FALSE | FALSE | FALSE | FALSE | FALSE | FALSE | FALSE | TRUE | TRUE | FALSE | FALSE | FALSE | FALSE | FALSE | Info Not Available
McCall | McCall | 115 | 100 | FALSE | FALSE | FALSE | TRUE | FALSE | FALSE | FALSE | FALSE | FALSE | FALSE | FALSE | TRUE | TRUE | FALSE | FALSE | FALSE | FALSE | FALSE | Info Not Available
McCall | McCall | 230 | 1500 | FALSE | FALSE | FALSE | TRUE | FALSE | FALSE | FALSE | FALSE | FALSE | FALSE | FALSE | TRUE | TRUE | FALSE | FALSE | FALSE | FALSE | FALSE | Info Not Available
MCCULLOUGH | MCCULLOUGH | 500 | 3000 | FALSE | FALSE | FALSE | TRUE | FALSE | FALSE | FALSE | FALSE | FALSE | FALSE | FALSE | FALSE | TRUE | FALSE | FALSE | FALSE | FALSE | FALSE | Info Not Available
MEAD | MEAD | 230 | 1500 | FALSE | FALSE | FALSE | TRUE | FALSE | FALSE | FALSE | FALSE | FALSE | FALSE | FALSE | FALSE | TRUE | FALSE | FALSE | FALSE | FALSE | FALSE | Info Not Available
Meadow Lane | Meadow Lane | 115 | 100 | FALSE | FALSE | FALSE | TRUE | FALSE | FALSE | FALSE | FALSE | FALSE | FALSE | FALSE | TRUE | TRUE | FALSE | FALSE | FALSE | FALSE | FALSE | Info Not Available
Melones | Melones | 115 | 100 | FALSE | FALSE | FALSE | TRUE | FALSE | FALSE | FALSE | FALSE | FALSE | FALSE | FALSE | TRUE | TRUE | FALSE | FALSE | FALSE | FALSE | FALSE | Info Not Available
Melones | Melones | 230 | 1500 | FALSE | FALSE | FALSE | TRUE | FALSE | FALSE | FALSE | FALSE | FALSE | FALSE | FALSE | TRUE | TRUE | FALSE | FALSE | FALSE | FALSE | FALSE | Info Not Available
Melrose | Melrose | 69 | 0 | FALSE | FALSE | FALSE | TRUE | FALSE | FALSE | FALSE | FALSE | FALSE | FALSE | FALSE | TRUE | TRUE | FALSE | FALSE | FALSE | FALSE | FALSE | Info Not Available
Mendocino | Mendocino | 115 | 100 | FALSE | FALSE | FALSE | TRUE | FALSE | FALSE | FALSE | FALSE | FALSE | FALSE | FALSE | TRUE | TRUE | FALSE | FALSE | FALSE | FALSE | FALSE | Info Not Available
Mendocino | Mendocino | 60 | 0 | FALSE | FALSE | FALSE | TRUE | FALSE | FALSE | FALSE | FALSE | FALSE | FALSE | FALSE | TRUE | TRUE | FALSE | FALSE | FALSE | FALSE | FALSE | Info Not Available
Mendota | Mendota | 115 | 100 | TRUE | TRUE | TRUE | FALSE | FALSE | FALSE | FALSE | FALSE | FALSE | TRUE | FALSE | FALSE | FALSE | FALSE | FALSE | FALSE | FALSE | TRUE | Low | 1
Menlo | Menlo | 60 | 0 | FALSE | FALSE | FALSE | TRUE | FALSE | FALSE | FALSE | FALSE | FALSE | FALSE | FALSE | TRUE | TRUE | FALSE | FALSE | FALSE | FALSE | FALSE | Info Not Available
Merced | Merced | 115 | 100 | FALSE | FALSE | FALSE | TRUE | FALSE | FALSE | FALSE | FALSE | FALSE | FALSE | FALSE | TRUE | TRUE | FALSE | FALSE | FALSE | FALSE | FALSE | Info Not Available
Mercury | Mercury | 138 | 100 | FALSE | FALSE | FALSE | TRUE | FALSE | FALSE | FALSE | FALSE | FALSE | FALSE | FALSE | FALSE | TRUE | FALSE | FALSE | FALSE | FALSE | FALSE | Info Not Available
Mercy Springs | Mercy Springs | 70 | 0 | FALSE | FALSE | FALSE | TRUE | FALSE | FALSE | FALSE | FALSE | FALSE | FALSE | FALSE | TRUE | TRUE | FALSE | FALSE | FALSE | FALSE | FALSE | Info Not Available
Meridian | Meridian | 60 | 0 | FALSE | FALSE | FALSE | TRUE | FALSE | FALSE | FALSE | FALSE | FALSE | FALSE | FALSE | TRUE | TRUE | FALSE | FALSE | FALSE | FALSE | FALSE | Info Not Available
Mesa (PGE) | Mesa (PGE) | 115 | 100 | FALSE | FALSE | FALSE | TRUE | FALSE | FALSE | FALSE | FALSE | FALSE | FALSE | FALSE | TRUE | TRUE | FALSE | FALSE | FALSE | FALSE | FALSE | Info Not Available
Mesa (PGE) | Mesa (PGE) | 230 | 1500 | FALSE | FALSE | FALSE | TRUE | FALSE | FALSE | FALSE | FALSE | FALSE | FALSE | FALSE | TRUE | TRUE | FALSE | FALSE | FALSE | FALSE | FALSE | Info Not Available
Mesa (SCE) | Mesa (SCE) | 230 | 1500 | FALSE | FALSE | FALSE | TRUE | FALSE | FALSE | FALSE | FALSE | FALSE | FALSE | FALSE | TRUE | TRUE | FALSE | FALSE | FALSE | FALSE | FALSE | Info Not Available
Mesa (SCE) | Mesa (SCE) | 500 | 3000 | FALSE | FALSE | FALSE | TRUE | FALSE | FALSE | FALSE | FALSE | FALSE | FALSE | FALSE | TRUE | TRUE | FALSE | FALSE | FALSE | FALSE | FALSE | Info Not Available
Mesa Heights | Mesa Heights | 69 | 0 | FALSE | FALSE | FALSE | TRUE | FALSE | FALSE | FALSE | FALSE | FALSE | FALSE | FALSE | TRUE | TRUE | FALSE | FALSE | FALSE | FALSE | FALSE | Info Not Available
Metcalf | Metcalf | 115 | 100 | TRUE | FALSE | FALSE | TRUE | FALSE | FALSE | FALSE | FALSE | FALSE | FALSE | TRUE | TRUE | FALSE | TRUE | TRUE | FALSE | FALSE | FALSE | Short Circuit Duty Limit | 4
Metcalf | Metcalf | 230 | 1500 | TRUE | FALSE | FALSE | TRUE | FALSE | FALSE | FALSE | FALSE | FALSE | FALSE | TRUE | TRUE | FALSE | TRUE | TRUE | FALSE | FALSE | FALSE | Short Circuit Duty Limit | 4
Metcalf | Metcalf | 500 | 3000 | TRUE | FALSE | FALSE | TRUE | FALSE | FALSE | FALSE | FALSE | FALSE | FALSE | TRUE | TRUE | FALSE | TRUE | TRUE | FALSE | FALSE | FALSE | Short Circuit Duty Limit | 5
Midway | Midway | 115 | 100 | TRUE | FALSE | TRUE | TRUE | FALSE | FALSE | FALSE | FALSE | FALSE | FALSE | TRUE | TRUE | FALSE | TRUE | TRUE | FALSE | TRUE | FALSE | Short Circuit Duty Limit | 4
Midway | Midway | 230 | 1500 | TRUE | FALSE | FALSE | TRUE | FALSE | FALSE | FALSE | FALSE | FALSE | FALSE | TRUE | TRUE | FALSE | TRUE | TRUE | FALSE | FALSE | FALSE | Short Circuit Duty Limit | 4
Midway | Midway | 500 | 3000 | TRUE | FALSE | FALSE | TRUE | FALSE | FALSE | FALSE | FALSE | FALSE | FALSE | TRUE | TRUE | FALSE | TRUE | TRUE | FALSE | FALSE | FALSE | Short Circuit Duty Limit | 5
Miguel | Miguel | 230 | 1500 | FALSE | FALSE | FALSE | TRUE | FALSE | FALSE | FALSE | FALSE | FALSE | FALSE | FALSE | TRUE | TRUE | FALSE | FALSE | FALSE | FALSE | FALSE | Info Not Available
Miguel | Miguel | 500 | 3000 | FALSE | FALSE | FALSE | TRUE | FALSE | FALSE | FALSE | FALSE | FALSE | FALSE | FALSE | TRUE | TRUE | FALSE | FALSE | FALSE | FALSE | FALSE | Info Not Available
Miguel | Miguel | 69 | 0 | FALSE | FALSE | FALSE | TRUE | FALSE | FALSE | FALSE | FALSE | FALSE | FALSE | FALSE | TRUE | TRUE | FALSE | FALSE | FALSE | FALSE | FALSE | Info Not Available
Milford Wind | Milford Wind | 345 | 3000 | FALSE | FALSE | FALSE | TRUE | FALSE | FALSE | FALSE | FALSE | FALSE | FALSE | FALSE | FALSE | TRUE | FALSE | FALSE | FALSE | FALSE | FALSE | Info Not Available
Millbrae | Millbrae | 115 | 100 | FALSE | FALSE | FALSE | TRUE | FALSE | FALSE | FALSE | FALSE | FALSE | FALSE | FALSE | TRUE | TRUE | FALSE | FALSE | FALSE | FALSE | FALSE | Info Not Available
Miller | Miller | 115 | 100 | FALSE | FALSE | FALSE | TRUE | FALSE | FALSE | FALSE | FALSE | FALSE | FALSE | FALSE | TRUE | TRUE | FALSE | FALSE | FALSE | FALSE | FALSE | Info Not Available
Mira Loma | Mira Loma | 230 | 1500 | TRUE | FALSE | FALSE | TRUE | FALSE | TRUE | FALSE | FALSE | FALSE | TRUE | TRUE | FALSE | FALSE | TRUE | FALSE | FALSE | FALSE | TRUE | Short Circuit Duty Limit | 5
Mira Loma | Mira Loma | 500 | 3000 | TRUE | FALSE | FALSE | TRUE | FALSE | TRUE | FALSE | FALSE | FALSE | TRUE | TRUE | FALSE | FALSE | TRUE | FALSE | FALSE | FALSE | TRUE | Short Circuit Duty Limit | 5
Mirage | Mirage | 115 | 100 | FALSE | FALSE | FALSE | TRUE | FALSE | FALSE | FALSE | FALSE | FALSE | FALSE | FALSE | TRUE | TRUE | FALSE | FALSE | FALSE | FALSE | FALSE | Info Not Available
Mirage | Mirage | 230 | 1500 | FALSE | FALSE | FALSE | TRUE | FALSE | FALSE | FALSE | FALSE | FALSE | FALSE | FALSE | TRUE | TRUE | FALSE | FALSE | FALSE | FALSE | FALSE | Info Not Available
Mission | Mission | 138 | 100 | FALSE | FALSE | FALSE | TRUE | FALSE | FALSE | FALSE | FALSE | FALSE | FALSE | FALSE | TRUE | TRUE | FALSE | FALSE | FALSE | FALSE | FALSE | Info Not Available
Mission | Mission | 230 | 1500 | FALSE | FALSE | FALSE | TRUE | FALSE | FALSE | FALSE | FALSE | FALSE | FALSE | FALSE | TRUE | TRUE | FALSE | FALSE | FALSE | FALSE | FALSE | Info Not Available
Mission | Mission | 69 | 0 | FALSE | FALSE | FALSE | TRUE | FALSE | FALSE | FALSE | FALSE | FALSE | FALSE | FALSE | TRUE | TRUE | FALSE | FALSE | FALSE | FALSE | FALSE | Info Not Available
Mi-Wuk | Mi-Wuk | 115 | 100 | FALSE | FALSE | FALSE | TRUE | FALSE | FALSE | FALSE | FALSE | FALSE | FALSE | FALSE | TRUE | TRUE | FALSE | FALSE | FALSE | FALSE | FALSE | Info Not Available
MODESTO ENERGY | MODESTO ENERGY | 115 | 100 | FALSE | FALSE | FALSE | TRUE | FALSE | FALSE | FALSE | FALSE | FALSE | FALSE | FALSE | TRUE | TRUE | FALSE | FALSE | FALSE | FALSE | FALSE | Info Not Available
Mohave | Mohave | 500 | 3000 | TRUE | FALSE | FALSE | TRUE | FALSE | FALSE | TRUE | FALSE | FALSE | TRUE | FALSE | FALSE | FALSE | FALSE | FALSE | FALSE | TRUE | FALSE | Mid | 5
Monroe | Monroe | 115 | 100 | FALSE | FALSE | FALSE | TRUE | FALSE | FALSE | FALSE | FALSE | FALSE | FALSE | FALSE | TRUE | TRUE | FALSE | FALSE | FALSE | FALSE | FALSE | Info Not Available
Monserate | Monserate | 69 | 0 | FALSE | FALSE | FALSE | TRUE | FALSE | FALSE | FALSE | FALSE | FALSE | FALSE | FALSE | TRUE | TRUE | FALSE | FALSE | FALSE | FALSE | FALSE | Info Not Available
Monta Vista | Monta Vista | 115 | 100 | FALSE | FALSE | FALSE | TRUE | FALSE | FALSE | FALSE | FALSE | FALSE | FALSE | FALSE | TRUE | TRUE | FALSE | FALSE | FALSE | FALSE | FALSE | Info Not Available
Monta Vista | Monta Vista | 230 | 1500 | FALSE | FALSE | FALSE | TRUE | FALSE | FALSE | FALSE | FALSE | FALSE | FALSE | FALSE | TRUE | TRUE | FALSE | FALSE | FALSE | FALSE | FALSE | Info Not Available
Monta Vista | Monta Vista | 60 | 0 | FALSE | FALSE | FALSE | TRUE | FALSE | FALSE | FALSE | FALSE | FALSE | FALSE | FALSE | TRUE | TRUE | FALSE | FALSE | FALSE | FALSE | FALSE | Info Not Available
Monticello | Monticello | 115 | 100 | FALSE | FALSE | FALSE | TRUE | FALSE | FALSE | FALSE | FALSE | FALSE | FALSE | FALSE | TRUE | TRUE | FALSE | FALSE | FALSE | FALSE | FALSE | Info Not Available
Moorpark | Moorpark | 230 | 1500 | TRUE | FALSE | FALSE | TRUE | FALSE | FALSE | FALSE | TRUE | FALSE | FALSE | FALSE | TRUE | FALSE | FALSE | TRUE | FALSE | FALSE | FALSE | New Substation | 4
Moorpark | Moorpark | 66 | 0 | FALSE | FALSE | FALSE | TRUE | FALSE | FALSE | FALSE | FALSE | FALSE | FALSE | FALSE | TRUE | TRUE | FALSE | FALSE | FALSE | FALSE | FALSE | Info Not Available
Moraga | Moraga | 115 | 100 | FALSE | FALSE | FALSE | TRUE | FALSE | FALSE | FALSE | FALSE | FALSE | FALSE | FALSE | TRUE | TRUE | FALSE | FALSE | FALSE | FALSE | FALSE | Info Not Available
Moraga | Moraga | 230 | 1500 | FALSE | FALSE | FALSE | TRUE | FALSE | FALSE | FALSE | FALSE | FALSE | FALSE | FALSE | TRUE | TRUE | FALSE | FALSE | FALSE | FALSE | FALSE | Info Not Available
Morgan Hill | Morgan Hill | 115 | 100 | FALSE | FALSE | FALSE | TRUE | FALSE | FALSE | FALSE | FALSE | FALSE | FALSE | FALSE | TRUE | TRUE | FALSE | FALSE | FALSE | FALSE | FALSE | Info Not Available
Morro Bay | Morro Bay | 115 | 100 | FALSE | FALSE | FALSE | TRUE | FALSE | FALSE | FALSE | FALSE | FALSE | FALSE | FALSE | TRUE | TRUE | FALSE | FALSE | FALSE | FALSE | FALSE | Info Not Available
Morro Bay | Morro Bay | 230 | 1500 | FALSE | FALSE | FALSE | TRUE | FALSE | FALSE | FALSE | FALSE | FALSE | FALSE | FALSE | TRUE | TRUE | FALSE | FALSE | FALSE | FALSE | FALSE | Info Not Available
Morro Bay | Morro Bay | 500 | 3000 | FALSE | FALSE | FALSE | TRUE | FALSE | FALSE | FALSE | FALSE | FALSE | FALSE | FALSE | TRUE | TRUE | FALSE | FALSE | FALSE | FALSE | FALSE | Info Not Available
Moss Landing | Moss Landing | 115 | 100 | FALSE | FALSE | FALSE | TRUE | FALSE | FALSE | FALSE | FALSE | FALSE | FALSE | FALSE | TRUE | TRUE | FALSE | FALSE | FALSE | FALSE | FALSE | Info Not Available
Moss Landing | Moss Landing | 230 | 1500 | FALSE | FALSE | FALSE | TRUE | FALSE | FALSE | FALSE | FALSE | FALSE | FALSE | FALSE | TRUE | TRUE | FALSE | FALSE | FALSE | FALSE | FALSE | Info Not Available
Moss Landing | Moss Landing | 500 | 3000 | TRUE | FALSE | FALSE | TRUE | FALSE | FALSE | FALSE | FALSE | FALSE | FALSE | FALSE | TRUE | FALSE | FALSE | TRUE | FALSE | FALSE | FALSE | New Substation | 5
Mountain Pass | Mountain Pass | 115 | 100 | FALSE | FALSE | FALSE | TRUE | FALSE | FALSE | FALSE | FALSE | FALSE | FALSE | FALSE | TRUE | TRUE | FALSE | FALSE | FALSE | FALSE | FALSE | Info Not Available
Mountain View | Mountain View | 115 | 100 | FALSE | FALSE | FALSE | TRUE | FALSE | FALSE | FALSE | FALSE | FALSE | FALSE | FALSE | TRUE | TRUE | FALSE | FALSE | FALSE | FALSE | FALSE | Info Not Available
Mt Eden | Mt Eden | 115 | 100 | FALSE | FALSE | FALSE | TRUE | FALSE | FALSE | FALSE | FALSE | FALSE | FALSE | FALSE | TRUE | TRUE | FALSE | FALSE | FALSE | FALSE | FALSE | Info Not Available
Mt Poso | Mt Poso | 115 | 100 | FALSE | FALSE | FALSE | TRUE | FALSE | FALSE | FALSE | FALSE | FALSE | FALSE | FALSE | TRUE | TRUE | FALSE | FALSE | FALSE | FALSE | FALSE | Info Not Available
Murray | Murray | 69 | 0 | FALSE | FALSE | FALSE | TRUE | FALSE | FALSE | FALSE | FALSE | FALSE | FALSE | FALSE | TRUE | TRUE | FALSE | FALSE | FALSE | FALSE | FALSE | Info Not Available
Mustang | Mustang | 230 | 1500 | FALSE | FALSE | FALSE | TRUE | FALSE | FALSE | FALSE | FALSE | FALSE | FALSE | FALSE | TRUE | TRUE | FALSE | FALSE | FALSE | FALSE | FALSE | Info Not Available
NCPA 1&2 | NCPA 1&2 | 230 | 1500 | FALSE | FALSE | FALSE | TRUE | FALSE | FALSE | FALSE | FALSE | FALSE | FALSE | FALSE | TRUE | TRUE | FALSE | FALSE | FALSE | FALSE | FALSE | Info Not Available
Neenach | Neenach | 66 | 0 | FALSE | FALSE | FALSE | TRUE | FALSE | FALSE | FALSE | FALSE | FALSE | FALSE | FALSE | TRUE | TRUE | FALSE | FALSE | FALSE | FALSE | FALSE | Info Not Available
New Sub - Gates - Midway (Proposed) | New Sub - Gates - Midway (Proposed) | 230 | 1500 | TRUE | FALSE | TRUE | TRUE | FALSE | FALSE | FALSE | FALSE | FALSE | TRUE | FALSE | FALSE | FALSE | FALSE | FALSE | TRUE | TRUE | FALSE | High | 3
New Sub - Gates - Templeton (Proposed) | New Sub - Gates - Templeton (Proposed) | 230 | 1500 | FALSE | FALSE | FALSE | TRUE | FALSE | FALSE | FALSE | FALSE | FALSE | FALSE | FALSE | TRUE | TRUE | FALSE | FALSE | FALSE | FALSE | FALSE | Info Not Available
New Sub - Kramer - Lugo (Proposed) | New Sub - Kramer - Lugo (Proposed) | 230 | 1500 | FALSE | FALSE | FALSE | TRUE | FALSE | FALSE | FALSE | FALSE | FALSE | FALSE | FALSE | TRUE | TRUE | FALSE | FALSE | FALSE | FALSE | FALSE | Info Not Available
New Sub - Los Banos - Midway (Proposed) | New Sub - Los Banos - Midway (Proposed) | 500 | 3000 | TRUE | FALSE | TRUE | TRUE | FALSE | FALSE | FALSE | FALSE | FALSE | TRUE | FALSE | FALSE | FALSE | FALSE | FALSE | TRUE | TRUE | FALSE | High | 5
New Sub - Lugo - Pisgah (Proposed) | New Sub - Lugo - Pisgah (Proposed) | 230 | 1500 | FALSE | FALSE | FALSE | TRUE | FALSE | FALSE | FALSE | FALSE | FALSE | FALSE | FALSE | TRUE | TRUE | FALSE | FALSE | FALSE | FALSE | FALSE | Info Not Available
New Sub - Midway - Wheeler Ridge (Proposed) | New Sub - Midway - Wheeler Ridge (Proposed) | 230 | 1500 | FALSE | FALSE | FALSE | TRUE | FALSE | FALSE | FALSE | FALSE | FALSE | FALSE | FALSE | TRUE | TRUE | FALSE | FALSE | FALSE | FALSE | FALSE | Info Not Available
New Sub - Near existing Leavitt (PSREC) | New Sub - Near existing Leavitt (PSREC) | 345 | 100 | FALSE | FALSE | FALSE | TRUE | FALSE | FALSE | FALSE | FALSE | FALSE | FALSE | FALSE | FALSE | TRUE | FALSE | FALSE | FALSE | FALSE | FALSE | Info Not Available
New Sub - Near existing Madeline (NVE) | New Sub - Near existing Madeline (NVE) | 345 | 0 | FALSE | FALSE | FALSE | TRUE | FALSE | FALSE | FALSE | FALSE | FALSE | FALSE | FALSE | FALSE | TRUE | FALSE | FALSE | FALSE | FALSE | FALSE | Info Not Available
New Sub - North Gila - IV (Proposed) | New Sub - North Gila - IV (Proposed) | 500 | 3000 | FALSE | FALSE | FALSE | TRUE | FALSE | FALSE | FALSE | FALSE | FALSE | FALSE | FALSE | TRUE | TRUE | FALSE | FALSE | FALSE | FALSE | FALSE | Info Not Available
New Sub - Pit 1 - Cottonwood (Proposed) | New Sub - Pit 1 - Cottonwood (Proposed) | 230 | 1500 | FALSE | FALSE | FALSE | TRUE | FALSE | FALSE | FALSE | FALSE | FALSE | FALSE | FALSE | TRUE | TRUE | FALSE | FALSE | FALSE | FALSE | FALSE | Info Not Available
New Sub - Rancho Seco - Bellota (Proposed) | New Sub - Rancho Seco - Bellota (Proposed) | 230 | 1500 | FALSE | FALSE | FALSE | TRUE | FALSE | FALSE | FALSE | FALSE | FALSE | FALSE | FALSE | TRUE | TRUE | FALSE | FALSE | FALSE | FALSE | FALSE | Info Not Available
New Sub - Suncrest - Ocotillo (Proposed) | New Sub - Suncrest - Ocotillo (Proposed) | 500 | 3000 | FALSE | FALSE | FALSE | TRUE | FALSE | FALSE | FALSE | FALSE | FALSE | FALSE | FALSE | TRUE | TRUE | FALSE | FALSE | FALSE | FALSE | FALSE | Info Not Available
New Sub - Westley - Quinto (Proposed) | New Sub - Westley - Quinto (Proposed) | 230 | 1500 | FALSE | FALSE | FALSE | TRUE | FALSE | FALSE | FALSE | FALSE | FALSE | FALSE | FALSE | TRUE | TRUE | FALSE | FALSE | FALSE | FALSE | FALSE | Info Not Available
Newark | Newark | 115 | 100 | FALSE | FALSE | FALSE | TRUE | FALSE | FALSE | FALSE | FALSE | FALSE | FALSE | FALSE | TRUE | TRUE | FALSE | FALSE | FALSE | FALSE | FALSE | Info Not Available
Newark | Newark | 230 | 1500 | TRUE | FALSE | FALSE | TRUE | FALSE | FALSE | FALSE | FALSE | FALSE | FALSE | TRUE | TRUE | FALSE | TRUE | TRUE | FALSE | FALSE | FALSE | Short Circuit Duty Limit | 4
Newark | Newark | 60 | 0 | TRUE | FALSE | FALSE | TRUE | FALSE | FALSE | FALSE | FALSE | FALSE | FALSE | TRUE | TRUE | FALSE | TRUE | TRUE | FALSE | FALSE | FALSE | Short Circuit Duty Limit | 3
NEWARK DISTRIBUTION | NEWARK DISTRIBUTION | 230 | 1500 | FALSE | FALSE | FALSE | TRUE | FALSE | FALSE | FALSE | FALSE | FALSE | FALSE | FALSE | TRUE | TRUE | FALSE | FALSE | FALSE | FALSE | FALSE | Info Not Available
Newhall | Newhall | 115 | 100 | FALSE | FALSE | FALSE | TRUE | FALSE | FALSE | FALSE | FALSE | FALSE | FALSE | FALSE | TRUE | TRUE | FALSE | FALSE | FALSE | FALSE | FALSE | Info Not Available
Norco | Norco | 115 | 100 | FALSE | FALSE | FALSE | TRUE | FALSE | FALSE | FALSE | FALSE | FALSE | FALSE | FALSE | TRUE | TRUE | FALSE | FALSE | FALSE | FALSE | FALSE | Info Not Available
Nortech | Nortech | 115 | 100 | FALSE | FALSE | FALSE | TRUE | FALSE | FALSE | FALSE | FALSE | FALSE | FALSE | FALSE | TRUE | TRUE | FALSE | FALSE | FALSE | FALSE | FALSE | Info Not Available
North City Metering | North City Metering | 138 | 100 | FALSE | FALSE | FALSE | TRUE | FALSE | FALSE | FALSE | FALSE | FALSE | FALSE | FALSE | TRUE | TRUE | FALSE | FALSE | FALSE | FALSE | FALSE | Info Not Available
North Dublin | North Dublin | 230 | 1500 | FALSE | FALSE | FALSE | TRUE | FALSE | FALSE | FALSE | FALSE | FALSE | FALSE | FALSE | TRUE | TRUE | FALSE | FALSE | FALSE | FALSE | FALSE | Info Not Available
North Gila | North Gila | 500 | 3000 | FALSE | FALSE | FALSE | TRUE | FALSE | FALSE | FALSE | FALSE | FALSE | FALSE | FALSE | TRUE | TRUE | FALSE | FALSE | FALSE | FALSE | FALSE | Info Not Available
North of SONGS | North of SONGS | 230 | 1500 | FALSE | FALSE | FALSE | TRUE | FALSE | FALSE | FALSE | FALSE | FALSE | FALSE | FALSE | TRUE | TRUE | FALSE | FALSE | FALSE | FALSE | FALSE | Info Not Available
North of SONGS | North of SONGS | 500 | 3000 | FALSE | FALSE | FALSE | TRUE | FALSE | FALSE | FALSE | FALSE | FALSE | FALSE | FALSE | TRUE | TRUE | FALSE | FALSE | FALSE | FALSE | FALSE | Info Not Available
NORTHWEST (NVE) | NORTHWEST (NVE) | 230 | 1500 | FALSE | FALSE | FALSE | TRUE | FALSE | FALSE | FALSE | FALSE | FALSE | FALSE | FALSE | FALSE | TRUE | FALSE | FALSE | FALSE | FALSE | FALSE | Info Not Available
Notre Dame | Notre Dame | 115 | 100 | FALSE | FALSE | FALSE | TRUE | FALSE | FALSE | FALSE | FALSE | FALSE | FALSE | FALSE | TRUE | TRUE | FALSE | FALSE | FALSE | FALSE | FALSE | Info Not Available
Oakland C | Oakland C | 115 | 100 | TRUE | FALSE | FALSE | TRUE | FALSE | FALSE | FALSE | FALSE | FALSE | FALSE | FALSE | TRUE | FALSE | FALSE | TRUE | FALSE | FALSE | FALSE | New Substation | 3
Oakland J | Oakland J | 115 | 100 | FALSE | FALSE | FALSE | TRUE | FALSE | FALSE | FALSE | FALSE | FALSE | FALSE | FALSE | TRUE | TRUE | FALSE | FALSE | FALSE | FALSE | FALSE | Info Not Available
Oakland L | Oakland L | 115 | 100 | FALSE | FALSE | FALSE | TRUE | FALSE | FALSE | FALSE | FALSE | FALSE | FALSE | FALSE | TRUE | TRUE | FALSE | FALSE | FALSE | FALSE | FALSE | Info Not Available
Oakland X | Oakland X | 115 | 100 | FALSE | FALSE | FALSE | TRUE | FALSE | FALSE | FALSE | FALSE | FALSE | FALSE | FALSE | TRUE | TRUE | FALSE | FALSE | FALSE | FALSE | FALSE | Info Not Available
Ocean Ranch | Ocean Ranch | 69 | 0 | FALSE | FALSE | FALSE | TRUE | FALSE | FALSE | FALSE | FALSE | FALSE | FALSE | FALSE | TRUE | TRUE | FALSE | FALSE | FALSE | FALSE | FALSE | Info Not Available
Oceano | Oceano | 115 | 100 | FALSE | FALSE | FALSE | TRUE | FALSE | FALSE | FALSE | FALSE | FALSE | FALSE | FALSE | TRUE | TRUE | FALSE | FALSE | FALSE | FALSE | FALSE | Info Not Available
Ocotillo Express | Ocotillo Express | 500 | 3000 | FALSE | FALSE | FALSE | TRUE | FALSE | FALSE | FALSE | FALSE | FALSE | FALSE | FALSE | TRUE | TRUE | FALSE | FALSE | FALSE | FALSE | FALSE | Info Not Available
Old River | Old River | 70 | 0 | FALSE | FALSE | FALSE | TRUE | FALSE | FALSE | FALSE | FALSE | FALSE | FALSE | FALSE | TRUE | TRUE | FALSE | FALSE | FALSE | FALSE | FALSE | Info Not Available
Old Town | Old Town | 230 | 1500 | FALSE | FALSE | FALSE | TRUE | FALSE | FALSE | FALSE | FALSE | FALSE | FALSE | FALSE | TRUE | TRUE | FALSE | FALSE | FALSE | FALSE | FALSE | Info Not Available
Olinda | Olinda | 230 | 1500 | FALSE | FALSE | FALSE | TRUE | FALSE | FALSE | FALSE | FALSE | FALSE | FALSE | FALSE | TRUE | TRUE | FALSE | FALSE | FALSE | FALSE | FALSE | Info Not Available
Olive | Olive | 115 | 100 | TRUE | FALSE | TRUE | TRUE | FALSE | FALSE | FALSE | FALSE | FALSE | TRUE | FALSE | FALSE | FALSE | FALSE | FALSE | TRUE | TRUE | FALSE | High | 3
Olivehurst | Olivehurst | 115 | 100 | FALSE | FALSE | FALSE | TRUE | FALSE | FALSE | FALSE | FALSE | FALSE | FALSE | FALSE | TRUE | TRUE | FALSE | FALSE | FALSE | FALSE | FALSE | Info Not Available
Oregon Trail | Oregon Trail | 60 | 0 | FALSE | FALSE | FALSE | TRUE | FALSE | FALSE | FALSE | FALSE | FALSE | FALSE | FALSE | TRUE | TRUE | FALSE | FALSE | FALSE | FALSE | FALSE | Info Not Available
Ormond Beach | Ormond Beach | 230 | 1500 | FALSE | FALSE | FALSE | TRUE | FALSE | FALSE | FALSE | FALSE | FALSE | FALSE | FALSE | TRUE | TRUE | FALSE | FALSE | FALSE | FALSE | FALSE | Info Not Available
Oro Loma | Oro Loma | 115 | 100 | FALSE | FALSE | FALSE | TRUE | FALSE | FALSE | FALSE | FALSE | FALSE | FALSE | FALSE | TRUE | TRUE | FALSE | FALSE | FALSE | FALSE | FALSE | Info Not Available
Oro Loma | Oro Loma | 70 | 0 | FALSE | FALSE | FALSE | TRUE | FALSE | FALSE | FALSE | FALSE | FALSE | FALSE | FALSE | TRUE | TRUE | FALSE | FALSE | FALSE | FALSE | FALSE | Info Not Available
Orosi | Orosi | 70 | 0 | FALSE | FALSE | FALSE | TRUE | FALSE | FALSE | FALSE | FALSE | FALSE | FALSE | FALSE | TRUE | TRUE | FALSE | FALSE | FALSE | FALSE | FALSE | Info Not Available
Otay | Otay | 69 | 0 | FALSE | FALSE | FALSE | TRUE | FALSE | FALSE | FALSE | FALSE | FALSE | FALSE | FALSE | TRUE | TRUE | FALSE | FALSE | FALSE | FALSE | FALSE | Info Not Available
Otay Mesa | Otay Mesa | 230 | 1500 | FALSE | FALSE | FALSE | TRUE | FALSE | FALSE | FALSE | FALSE | FALSE | FALSE | FALSE | TRUE | TRUE | FALSE | FALSE | FALSE | FALSE | FALSE | Info Not Available
OWENS ILLINOIS | OWENS ILLINOIS | 115 | 100 | FALSE | FALSE | FALSE | TRUE | FALSE | FALSE | FALSE | FALSE | FALSE | FALSE | FALSE | TRUE | TRUE | FALSE | FALSE | FALSE | FALSE | FALSE | Info Not Available
Padre Flats SW STA | Padre Flats SW STA | 230 | 1500 | FALSE | FALSE | FALSE | TRUE | FALSE | FALSE | FALSE | FALSE | FALSE | FALSE | FALSE | TRUE | TRUE | FALSE | FALSE | FALSE | FALSE | FALSE | Info Not Available
Pahrump | Pahrump | 138 | 100 | FALSE | FALSE | FALSE | TRUE | FALSE | FALSE | FALSE | FALSE | FALSE | FALSE | FALSE | TRUE | TRUE | FALSE | FALSE | FALSE | FALSE | FALSE | Info Not Available
Pahrump | Pahrump | 230 | 1500 | FALSE | FALSE | FALSE | TRUE | FALSE | FALSE | FALSE | FALSE | FALSE | FALSE | FALSE | TRUE | TRUE | FALSE | FALSE | FALSE | FALSE | FALSE | Info Not Available
Pala | Pala | 69 | 0 | FALSE | FALSE | FALSE | TRUE | FALSE | FALSE | FALSE | FALSE | FALSE | FALSE | FALSE | TRUE | TRUE | FALSE | FALSE | FALSE | FALSE | FALSE | Info Not Available
Palermo | Palermo | 115 | 100 | TRUE | FALSE | TRUE | TRUE | FALSE | FALSE | FALSE | FALSE | FALSE | TRUE | TRUE | FALSE | FALSE | TRUE | FALSE | TRUE | TRUE | FALSE | Short Circuit Duty Limit | 4
Palermo | Palermo | 230 | 1500 | FALSE | FALSE | FALSE | TRUE | FALSE | FALSE | FALSE | FALSE | FALSE | FALSE | FALSE | TRUE | TRUE | FALSE | FALSE | FALSE | FALSE | FALSE | Info Not Available
Palo Verde | Palo Verde | 500 | 3000 | FALSE | FALSE | FALSE | TRUE | FALSE | FALSE | FALSE | FALSE | FALSE | FALSE | FALSE | TRUE | TRUE | FALSE | FALSE | FALSE | FALSE | FALSE | Info Not Available
Palomar Energy | Palomar Energy | 230 | 1500 | FALSE | FALSE | FALSE | TRUE | FALSE | FALSE | FALSE | FALSE | FALSE | FALSE | FALSE | TRUE | TRUE | FALSE | FALSE | FALSE | FALSE | FALSE | Info Not Available
Panama | Panama | 70 | 0 | FALSE | FALSE | FALSE | TRUE | FALSE | FALSE | FALSE | FALSE | FALSE | FALSE | FALSE | TRUE | TRUE | FALSE | FALSE | FALSE | FALSE | FALSE | Info Not Available
Panoche | Panoche | 115 | 100 | FALSE | FALSE | FALSE | TRUE | FALSE | FALSE | FALSE | FALSE | FALSE | FALSE | FALSE | TRUE | TRUE | FALSE | FALSE | FALSE | FALSE | FALSE | Info Not Available
Panoche | Panoche | 230 | 1500 | TRUE | FALSE | TRUE | TRUE | FALSE | FALSE | FALSE | FALSE | FALSE | TRUE | FALSE | FALSE | FALSE | FALSE | FALSE | TRUE | TRUE | FALSE | High | 3
Pardee | Pardee | 230 | 1500 | FALSE | FALSE | FALSE | TRUE | FALSE | FALSE | FALSE | FALSE | FALSE | FALSE | FALSE | TRUE | TRUE | FALSE | FALSE | FALSE | FALSE | FALSE | Info Not Available
Parkway | Parkway | 230 | 1500 | FALSE | FALSE | FALSE | TRUE | FALSE | FALSE | FALSE | FALSE | FALSE | FALSE | FALSE | TRUE | TRUE | FALSE | FALSE | FALSE | FALSE | FALSE | Info Not Available
Pastoria | Pastoria | 230 | 1500 | FALSE | FALSE | FALSE | TRUE | FALSE | FALSE | FALSE | FALSE | FALSE | FALSE | FALSE | TRUE | TRUE | FALSE | FALSE | FALSE | FALSE | FALSE | Info Not Available
PATTERSON PASS | PATTERSON PASS | 230 | 1500 | FALSE | FALSE | FALSE | TRUE | FALSE | FALSE | FALSE | FALSE | FALSE | FALSE | FALSE | TRUE | TRUE | FALSE | FALSE | FALSE | FALSE | FALSE | Info Not Available
Padua | Pauda | 230 | 1500 | FALSE | FALSE | FALSE | TRUE | FALSE | FALSE | FALSE | FALSE | FALSE | FALSE | FALSE | TRUE | TRUE | FALSE | FALSE | FALSE | FALSE | FALSE | Info Not Available
Paul Sweet | Paul Sweet | 115 | 100 | FALSE | FALSE | FALSE | TRUE | FALSE | FALSE | FALSE | FALSE | FALSE | FALSE | FALSE | TRUE | TRUE | FALSE | FALSE | FALSE | FALSE | FALSE | Info Not Available
Peabody | Peabody | 230 | 1500 | FALSE | FALSE | FALSE | TRUE | FALSE | FALSE | FALSE | FALSE | FALSE | FALSE | FALSE | TRUE | TRUE | FALSE | FALSE | FALSE | FALSE | FALSE | Info Not Available
Pease | Pease | 115 | 100 | FALSE | FALSE | FALSE | TRUE | FALSE | FALSE | FALSE | FALSE | FALSE | FALSE | FALSE | TRUE | TRUE | FALSE | FALSE | FALSE | FALSE | FALSE | Info Not Available
Pease | Pease | 60 | 0 | FALSE | FALSE | FALSE | TRUE | FALSE | FALSE | FALSE | FALSE | FALSE | FALSE | FALSE | TRUE | TRUE | FALSE | FALSE | FALSE | FALSE | FALSE | Info Not Available
Penasquitos | Penasquitos | 138 | 100 | FALSE | FALSE | FALSE | TRUE | FALSE | FALSE | FALSE | FALSE | FALSE | FALSE | FALSE | TRUE | TRUE | FALSE | FALSE | FALSE | FALSE | FALSE | Info Not Available
Penasquitos | Penasquitos | 230 | 1500 | FALSE | FALSE | FALSE | TRUE | FALSE | FALSE | FALSE | FALSE | FALSE | FALSE | FALSE | TRUE | TRUE | FALSE | FALSE | FALSE | FALSE | FALSE | Info Not Available
Penasquitos | Penasquitos | 69 | 0 | FALSE | FALSE | FALSE | TRUE | FALSE | FALSE | FALSE | FALSE | FALSE | FALSE | FALSE | TRUE | TRUE | FALSE | FALSE | FALSE | FALSE | FALSE | Info Not Available
Pendleton | Pendleton | 69 | 0 | FALSE | FALSE | FALSE | TRUE | FALSE | FALSE | FALSE | FALSE | FALSE | FALSE | FALSE | TRUE | TRUE | FALSE | FALSE | FALSE | FALSE | FALSE | Info Not Available
Penngrove | Penngrove | 115 | 100 | FALSE | FALSE | FALSE | TRUE | FALSE | FALSE | FALSE | FALSE | FALSE | FALSE | FALSE | TRUE | TRUE | FALSE | FALSE | FALSE | FALSE | FALSE | Info Not Available
Peoria | Peoria | 115 | 100 | FALSE | FALSE | FALSE | TRUE | FALSE | FALSE | FALSE | FALSE | FALSE | FALSE | FALSE | TRUE | TRUE | FALSE | FALSE | FALSE | FALSE | FALSE | Info Not Available
Piercy | Piercy | 115 | 100 | FALSE | FALSE | FALSE | TRUE | FALSE | FALSE | FALSE | FALSE | FALSE | FALSE | FALSE | TRUE | TRUE | FALSE | FALSE | FALSE | FALSE | FALSE | Info Not Available
Pine Flat | Pine Flat | 230 | 1500 | FALSE | FALSE | FALSE | TRUE | FALSE | FALSE | FALSE | FALSE | FALSE | FALSE | FALSE | TRUE | TRUE | FALSE | FALSE | FALSE | FALSE | FALSE | Info Not Available
Pisgah | Pisgah | 230 | 1500 | TRUE | FALSE | FALSE | TRUE | FALSE | FALSE | FALSE | TRUE | FALSE | FALSE | FALSE | TRUE | FALSE | FALSE | TRUE | FALSE | FALSE | FALSE | New Substation | 4
Pit 1 | Pit 1 | 230 | 1500 | FALSE | FALSE | FALSE | TRUE | FALSE | FALSE | FALSE | FALSE | FALSE | FALSE | FALSE | TRUE | TRUE | FALSE | FALSE | FALSE | FALSE | FALSE | Info Not Available
Pit 1 | Pit 1 | 60 | 0 | FALSE | FALSE | FALSE | TRUE | FALSE | FALSE | FALSE | FALSE | FALSE | FALSE | FALSE | TRUE | TRUE | FALSE | FALSE | FALSE | FALSE | FALSE | Info Not Available
Pit 3 | Pit 3 | 230 | 1500 | FALSE | FALSE | FALSE | TRUE | FALSE | FALSE | FALSE | FALSE | FALSE | FALSE | FALSE | TRUE | TRUE | FALSE | FALSE | FALSE | FALSE | FALSE | Info Not Available
Pit 4 | Pit 4 | 230 | 1500 | FALSE | FALSE | FALSE | TRUE | FALSE | FALSE | FALSE | FALSE | FALSE | FALSE | FALSE | TRUE | TRUE | FALSE | FALSE | FALSE | FALSE | FALSE | Info Not Available
PIT 5 | PIT 5 | 230 | 1500 | FALSE | FALSE | FALSE | TRUE | FALSE | FALSE | FALSE | FALSE | FALSE | FALSE | FALSE | TRUE | TRUE | FALSE | FALSE | FALSE | FALSE | FALSE | Info Not Available
PIT 6 | PIT 6 | 230 | 1500 | FALSE | FALSE | FALSE | TRUE | FALSE | FALSE | FALSE | FALSE | FALSE | FALSE | FALSE | TRUE | TRUE | FALSE | FALSE | FALSE | FALSE | FALSE | Info Not Available
PIT 7 | PIT 7 | 230 | 1500 | FALSE | FALSE | FALSE | TRUE | FALSE | FALSE | FALSE | FALSE | FALSE | FALSE | FALSE | TRUE | TRUE | FALSE | FALSE | FALSE | FALSE | FALSE | Info Not Available
Pittsburg | Pittsburg | 115 | 100 | TRUE | FALSE | FALSE | TRUE | FALSE | FALSE | FALSE | FALSE | FALSE | FALSE | TRUE | TRUE | FALSE | TRUE | TRUE | FALSE | FALSE | FALSE | Short Circuit Duty Limit | 4
Pittsburg | Pittsburg | 230 | 1500 | TRUE | FALSE | FALSE | TRUE | FALSE | FALSE | FALSE | FALSE | FALSE | FALSE | TRUE | TRUE | FALSE | TRUE | TRUE | FALSE | FALSE | FALSE | Short Circuit Duty Limit | 4
PLACERVILLE | PLACERVILLE | 115 | 100 | FALSE | FALSE | FALSE | TRUE | FALSE | FALSE | FALSE | FALSE | FALSE | FALSE | FALSE | TRUE | TRUE | FALSE | FALSE | FALSE | FALSE | FALSE | Info Not Available
Pleasant Grove | Pleasant Grove | 115 | 100 | FALSE | FALSE | FALSE | TRUE | FALSE | FALSE | FALSE | FALSE | FALSE | FALSE | FALSE | TRUE | TRUE | FALSE | FALSE | FALSE | FALSE | FALSE | Info Not Available
Poe | Poe | 230 | 1500 | FALSE | FALSE | FALSE | TRUE | FALSE | FALSE | FALSE | FALSE | FALSE | FALSE | FALSE | TRUE | TRUE | FALSE | FALSE | FALSE | FALSE | FALSE | Info Not Available
Point Loma | Point Loma | 69 | 0 | FALSE | FALSE | FALSE | TRUE | FALSE | FALSE | FALSE | FALSE | FALSE | FALSE | FALSE | TRUE | TRUE | FALSE | FALSE | FALSE | FALSE | FALSE | Info Not Available
Pomerado | Pomerado | 69 | 0 | FALSE | FALSE | FALSE | TRUE | FALSE | FALSE | FALSE | FALSE | FALSE | FALSE | FALSE | TRUE | TRUE | FALSE | FALSE | FALSE | FALSE | FALSE | Info Not Available
Poso Mountain | Poso Mountain | 115 | 100 | FALSE | FALSE | FALSE | TRUE | FALSE | FALSE | FALSE | FALSE | FALSE | FALSE | FALSE | TRUE | TRUE | FALSE | FALSE | FALSE | FALSE | FALSE | Info Not Available
Primm | Primm | 230 | 1500 | FALSE | FALSE | FALSE | TRUE | FALSE | FALSE | FALSE | FALSE | FALSE | FALSE | FALSE | TRUE | TRUE | FALSE | FALSE | FALSE | FALSE | FALSE | Info Not Available
Putah Creek | Putah Creek | 115 | 100 | FALSE | FALSE | FALSE | TRUE | FALSE | FALSE | FALSE | FALSE | FALSE | FALSE | FALSE | TRUE | TRUE | FALSE | FALSE | FALSE | FALSE | FALSE | Info Not Available
Q1806 | Q1806 | 138 | 100 | FALSE | FALSE | FALSE | TRUE | FALSE | FALSE | FALSE | FALSE | FALSE | FALSE | FALSE | TRUE | TRUE | FALSE | FALSE | FALSE | FALSE | FALSE | Info Not Available
Quinto | Quinto | 230 | 1500 | FALSE | FALSE | FALSE | TRUE | FALSE | FALSE | FALSE | FALSE | FALSE | FALSE | FALSE | TRUE | TRUE | FALSE | FALSE | FALSE | FALSE | FALSE | Info Not Available
Race Track | Race Track | 115 | 100 | FALSE | FALSE | FALSE | TRUE | FALSE | FALSE | FALSE | FALSE | FALSE | FALSE | FALSE | TRUE | TRUE | FALSE | FALSE | FALSE | FALSE | FALSE | Info Not Available
RALPH | RALPH | 230 | 1500 | FALSE | FALSE | FALSE | TRUE | FALSE | FALSE | FALSE | FALSE | FALSE | FALSE | FALSE | TRUE | TRUE | FALSE | FALSE | FALSE | FALSE | FALSE | Info Not Available
Rancho Mission Viejo | Rancho Mission Viejo | 138 | 100 | FALSE | FALSE | FALSE | TRUE | FALSE | FALSE | FALSE | FALSE | FALSE | FALSE | FALSE | TRUE | TRUE | FALSE | FALSE | FALSE | FALSE | FALSE | Info Not Available
Rancho Seco | Rancho Seco | 230 | 1500 | FALSE | FALSE | FALSE | TRUE | FALSE | FALSE | FALSE | FALSE | FALSE | FALSE | FALSE | TRUE | TRUE | FALSE | FALSE | FALSE | FALSE | FALSE | Info Not Available
Rancho Vista | Rancho Vista | 230 | 1500 | FALSE | FALSE | FALSE | TRUE | FALSE | FALSE | FALSE | FALSE | FALSE | FALSE | FALSE | TRUE | TRUE | FALSE | FALSE | FALSE | FALSE | FALSE | Info Not Available
Rancho Vista | Rancho Vista | 500 | 3000 | FALSE | FALSE | FALSE | TRUE | FALSE | FALSE | FALSE | FALSE | FALSE | FALSE | FALSE | TRUE | TRUE | FALSE | FALSE | FALSE | FALSE | FALSE | Info Not Available
Randsburg | Ransburg | 115 | 100 | FALSE | FALSE | FALSE | TRUE | FALSE | FALSE | FALSE | FALSE | FALSE | FALSE | FALSE | TRUE | TRUE | FALSE | FALSE | FALSE | FALSE | FALSE | Info Not Available
Ravenswood | Ravenswood | 115 | 100 | FALSE | FALSE | FALSE | TRUE | FALSE | FALSE | FALSE | FALSE | FALSE | FALSE | FALSE | TRUE | TRUE | FALSE | FALSE | FALSE | FALSE | FALSE | Info Not Available
Ravenswood | Ravenswood | 230 | 1500 | FALSE | FALSE | FALSE | TRUE | FALSE | FALSE | FALSE | FALSE | FALSE | FALSE | FALSE | TRUE | TRUE | FALSE | FALSE | FALSE | FALSE | FALSE | Info Not Available
Rector | Rector | 230 | 1500 | FALSE | FALSE | FALSE | TRUE | FALSE | FALSE | FALSE | FALSE | FALSE | FALSE | FALSE | TRUE | TRUE | FALSE | FALSE | FALSE | FALSE | FALSE | Info Not Available
Red Bluff | Red Bluff | 230 | 1500 | TRUE | FALSE | FALSE | TRUE | FALSE | TRUE | FALSE | FALSE | FALSE | TRUE | FALSE | FALSE | FALSE | FALSE | FALSE | FALSE | FALSE | TRUE | Low | 1
Red Bluff | Red Bluff | 500 | 3000 | TRUE | FALSE | FALSE | TRUE | FALSE | FALSE | TRUE | FALSE | FALSE | FALSE | FALSE | TRUE | FALSE | FALSE | TRUE | FALSE | TRUE | FALSE | New Substation | 5
Redbud | Redbud | 115 | 100 | FALSE | FALSE | FALSE | TRUE | FALSE | FALSE | FALSE | FALSE | FALSE | FALSE | FALSE | TRUE | TRUE | FALSE | FALSE | FALSE | FALSE | FALSE | Info Not Available
Redondo | Redondo | 230 | 1500 | FALSE | FALSE | FALSE | TRUE | FALSE | FALSE | FALSE | FALSE | FALSE | FALSE | FALSE | TRUE | TRUE | FALSE | FALSE | FALSE | FALSE | FALSE | Info Not Available
Reedley | Reedley | 115 | 100 | FALSE | FALSE | FALSE | TRUE | FALSE | FALSE | FALSE | FALSE | FALSE | FALSE | FALSE | TRUE | TRUE | FALSE | FALSE | FALSE | FALSE | FALSE | Info Not Available
Renfro | Renfro | 115 | 100 | FALSE | FALSE | FALSE | TRUE | FALSE | FALSE | FALSE | FALSE | FALSE | FALSE | FALSE | TRUE | TRUE | FALSE | FALSE | FALSE | FALSE | FALSE | Info Not Available
RICHMOND Q | RICHMOND Q | 115 | 100 | FALSE | FALSE | FALSE | TRUE | FALSE | FALSE | FALSE | FALSE | FALSE | FALSE | FALSE | TRUE | TRUE | FALSE | FALSE | FALSE | FALSE | FALSE | Info Not Available
Richmond R | Richmond R | 115 | 100 | FALSE | FALSE | FALSE | TRUE | FALSE | FALSE | FALSE | FALSE | FALSE | FALSE | FALSE | TRUE | TRUE | FALSE | FALSE | FALSE | FALSE | FALSE | Info Not Available
Rincon | Rincon | 115 | 100 | FALSE | FALSE | FALSE | TRUE | FALSE | FALSE | FALSE | FALSE | FALSE | FALSE | FALSE | TRUE | TRUE | FALSE | FALSE | FALSE | FALSE | FALSE | Info Not Available
Rio Bravo | Rio Bravo | 115 | 100 | TRUE | FALSE | FALSE | TRUE | FALSE | FALSE | FALSE | FALSE | FALSE | TRUE | TRUE | FALSE | FALSE | TRUE | FALSE | TRUE | FALSE | FALSE | Short Circuit Duty Limit | 4
RIO BRAVO (G) | RIO BRAVO (G) | 115 | 100 | FALSE | FALSE | FALSE | TRUE | FALSE | FALSE | FALSE | FALSE | FALSE | FALSE | FALSE | TRUE | TRUE | FALSE | FALSE | FALSE | FALSE | FALSE | Info Not Available
Rio Hondo | Rio Hondo | 230 | 1500 | TRUE | FALSE | FALSE | TRUE | FALSE | TRUE | FALSE | FALSE | FALSE | TRUE | FALSE | FALSE | FALSE | FALSE | FALSE | FALSE | FALSE | TRUE | Low | 1
Rio Oso | Rio Oso | 115 | 100 | FALSE | FALSE | FALSE | TRUE | FALSE | FALSE | FALSE | FALSE | FALSE | FALSE | FALSE | TRUE | TRUE | FALSE | FALSE | FALSE | FALSE | FALSE | Info Not Available
Rio Oso | Rio Oso | 230 | 1500 | FALSE | FALSE | FALSE | TRUE | FALSE | FALSE | FALSE | FALSE | FALSE | FALSE | FALSE | TRUE | TRUE | FALSE | FALSE | FALSE | FALSE | FALSE | Info Not Available
Ripon | Ripon | 115 | 100 | TRUE | FALSE | FALSE | TRUE | FALSE | FALSE | FALSE | FALSE | FALSE | FALSE | FALSE | TRUE | FALSE | FALSE | TRUE | FALSE | FALSE | FALSE | New Substation | 3
Riverbank | Riverbank | 115 | 100 | FALSE | FALSE | FALSE | TRUE | FALSE | FALSE | FALSE | FALSE | FALSE | FALSE | FALSE | TRUE | TRUE | FALSE | FALSE | FALSE | FALSE | FALSE | Info Not Available
Roadway | Roadway | 115 | 100 | TRUE | FALSE | FALSE | TRUE | FALSE | FALSE | FALSE | TRUE | FALSE | FALSE | FALSE | TRUE | FALSE | FALSE | TRUE | FALSE | FALSE | FALSE | New Substation | 3
Rock Creek 1 | Rock Creek 1 | 230 | 1500 | FALSE | FALSE | FALSE | TRUE | FALSE | FALSE | FALSE | FALSE | FALSE | FALSE | FALSE | TRUE | TRUE | FALSE | FALSE | FALSE | FALSE | FALSE | Info Not Available
Rosamond | Rosamond | 66 | 0 | FALSE | FALSE | FALSE | TRUE | FALSE | FALSE | FALSE | FALSE | FALSE | FALSE | FALSE | TRUE | TRUE | FALSE | FALSE | FALSE | FALSE | FALSE | Info Not Available
Rossmoor | Rossmoor | 230 | 1500 | FALSE | FALSE | FALSE | TRUE | FALSE | FALSE | FALSE | FALSE | FALSE | FALSE | FALSE | TRUE | TRUE | FALSE | FALSE | FALSE | FALSE | FALSE | Info Not Available
Round Mountain | Round Mountain | 230 | 1500 | FALSE | FALSE | FALSE | TRUE | FALSE | FALSE | FALSE | FALSE | FALSE | FALSE | FALSE | TRUE | TRUE | FALSE | FALSE | FALSE | FALSE | FALSE | Info Not Available
Round Mountain | Round Mountain | 500 | 3000 | FALSE | FALSE | FALSE | TRUE | FALSE | FALSE | FALSE | FALSE | FALSE | FALSE | FALSE | TRUE | TRUE | FALSE | FALSE | FALSE | FALSE | FALSE | Info Not Available
SAFEWAY STORES | SAFEWAY STORES | 115 | 100 | FALSE | FALSE | FALSE | TRUE | FALSE | FALSE | FALSE | FALSE | FALSE | FALSE | FALSE | TRUE | TRUE | FALSE | FALSE | FALSE | FALSE | FALSE | Info Not Available
Salado | Salado | 115 | 100 | FALSE | FALSE | FALSE | TRUE | FALSE | FALSE | FALSE | FALSE | FALSE | FALSE | FALSE | TRUE | TRUE | FALSE | FALSE | FALSE | FALSE | FALSE | Info Not Available
Salado | Salado | 60 | 0 | FALSE | FALSE | FALSE | TRUE | FALSE | FALSE | FALSE | FALSE | FALSE | FALSE | FALSE | TRUE | TRUE | FALSE | FALSE | FALSE | FALSE | FALSE | Info Not Available
Salinas | Salinas | 115 | 100 | FALSE | FALSE | FALSE | TRUE | FALSE | FALSE | FALSE | FALSE | FALSE | FALSE | FALSE | TRUE | TRUE | FALSE | FALSE | FALSE | FALSE | FALSE | Info Not Available
Salt Creek | Salt Creek | 69 | 0 | FALSE | FALSE | FALSE | TRUE | FALSE | FALSE | FALSE | FALSE | FALSE | FALSE | FALSE | TRUE | TRUE | FALSE | FALSE | FALSE | FALSE | FALSE | Info Not Available
San Bernardino | San Bernardino | 230 | 1500 | FALSE | FALSE | FALSE | TRUE | FALSE | FALSE | FALSE | FALSE | FALSE | FALSE | FALSE | TRUE | TRUE | FALSE | FALSE | FALSE | FALSE | FALSE | Info Not Available
SAN FRAN A (POTRERO PP) | SAN FRAN A (POTRERO PP) | 115 | 100 | FALSE | FALSE | FALSE | TRUE | FALSE | FALSE | FALSE | FALSE | FALSE | FALSE | FALSE | TRUE | TRUE | FALSE | FALSE | FALSE | FALSE | FALSE | Info Not Available
SAN FRAN A (POTRERO PP) | SAN FRAN A (POTRERO PP) | 230 | 1500 | FALSE | FALSE | FALSE | TRUE | FALSE | FALSE | FALSE | FALSE | FALSE | FALSE | FALSE | TRUE | TRUE | FALSE | FALSE | FALSE | FALSE | FALSE | Info Not Available
San Jose A | San Jose A | 115 | 100 | FALSE | FALSE | FALSE | TRUE | FALSE | FALSE | FALSE | FALSE | FALSE | FALSE | FALSE | TRUE | TRUE | FALSE | FALSE | FALSE | FALSE | FALSE | Info Not Available
San Jose B | San Jose B | 115 | 100 | FALSE | FALSE | FALSE | TRUE | FALSE | FALSE | FALSE | FALSE | FALSE | FALSE | FALSE | TRUE | TRUE | FALSE | FALSE | FALSE | FALSE | FALSE | Info Not Available
San Leandro U | San Leandro U | 115 | 100 | FALSE | FALSE | FALSE | TRUE | FALSE | FALSE | FALSE | FALSE | FALSE | FALSE | FALSE | TRUE | TRUE | FALSE | FALSE | FALSE | FALSE | FALSE | Info Not Available
SAN LUIS | SAN LUIS | 230 | 1500 | FALSE | FALSE | FALSE | TRUE | FALSE | FALSE | FALSE | FALSE | FALSE | FALSE | FALSE | TRUE | TRUE | FALSE | FALSE | FALSE | FALSE | FALSE | Info Not Available
San Luis Obispo | San Luis Obispo | 115 | 100 | FALSE | FALSE | FALSE | TRUE | FALSE | FALSE | FALSE | FALSE | FALSE | FALSE | FALSE | TRUE | TRUE | FALSE | FALSE | FALSE | FALSE | FALSE | Info Not Available
San Luis Obispo | San Luis Obispo | 70 | 0 | FALSE | FALSE | FALSE | TRUE | FALSE | FALSE | FALSE | FALSE | FALSE | FALSE | FALSE | TRUE | TRUE | FALSE | FALSE | FALSE | FALSE | FALSE | Info Not Available
San Luis Rey | San Luis Rey | 230 | 1500 | FALSE | FALSE | FALSE | TRUE | FALSE | FALSE | FALSE | FALSE | FALSE | FALSE | FALSE | TRUE | TRUE | FALSE | FALSE | FALSE | FALSE | FALSE | Info Not Available
San Luis Rey | San Luis Rey | 69 | 0 | FALSE | FALSE | FALSE | TRUE | FALSE | FALSE | FALSE | FALSE | FALSE | FALSE | FALSE | TRUE | TRUE | FALSE | FALSE | FALSE | FALSE | FALSE | Info Not Available
San Marcos | San Marcos | 69 | 0 | FALSE | FALSE | FALSE | TRUE | FALSE | FALSE | FALSE | FALSE | FALSE | FALSE | FALSE | TRUE | TRUE | FALSE | FALSE | FALSE | FALSE | FALSE | Info Not Available
San Onofre | San Onofre | 230 | 1500 | FALSE | FALSE | FALSE | TRUE | FALSE | FALSE | FALSE | FALSE | FALSE | FALSE | FALSE | TRUE | TRUE | FALSE | FALSE | FALSE | FALSE | FALSE | Info Not Available
San Pablo | San Pablo | 115 | 100 | FALSE | FALSE | FALSE | TRUE | FALSE | FALSE | FALSE | FALSE | FALSE | FALSE | FALSE | TRUE | TRUE | FALSE | FALSE | FALSE | FALSE | FALSE | Info Not Available
San Ramon | San Ramon | 230 | 1500 | FALSE | FALSE | FALSE | TRUE | FALSE | FALSE | FALSE | FALSE | FALSE | FALSE | FALSE | TRUE | TRUE | FALSE | FALSE | FALSE | FALSE | FALSE | Info Not Available
San Ysidro | San Ysidro | 69 | 0 | FALSE | FALSE | FALSE | TRUE | FALSE | FALSE | FALSE | FALSE | FALSE | FALSE | FALSE | TRUE | TRUE | FALSE | FALSE | FALSE | FALSE | FALSE | Info Not Available
SANDBAR | SANDBAR | 115 | 100 | FALSE | FALSE | FALSE | TRUE | FALSE | FALSE | FALSE | FALSE | FALSE | FALSE | FALSE | TRUE | TRUE | FALSE | FALSE | FALSE | FALSE | FALSE | Info Not Available
Sandlot | Sandlot | 230 | 1500 | FALSE | FALSE | FALSE | TRUE | FALSE | FALSE | FALSE | FALSE | FALSE | FALSE | FALSE | TRUE | TRUE | FALSE | FALSE | FALSE | FALSE | FALSE | Info Not Available
Sandy | Sandy | 138 | 100 | FALSE | FALSE | FALSE | TRUE | FALSE | FALSE | FALSE | FALSE | FALSE | FALSE | FALSE | TRUE | TRUE | FALSE | FALSE | FALSE | FALSE | FALSE | Info Not Available
Sanger | Sanger | 115 | 100 | TRUE | FALSE | TRUE | TRUE | FALSE | FALSE | FALSE | FALSE | FALSE | TRUE | FALSE | FALSE | FALSE | FALSE | FALSE | TRUE | TRUE | FALSE | High | 3
Santa Clara | Santa Clara | 230 | 1500 | FALSE | FALSE | FALSE | TRUE | FALSE | FALSE | FALSE | FALSE | FALSE | FALSE | FALSE | TRUE | TRUE | FALSE | FALSE | FALSE | FALSE | FALSE | Info Not Available
SANTA FE ENERGY | SANTA FE ENERGY | 115 | 100 | FALSE | FALSE | FALSE | TRUE | FALSE | FALSE | FALSE | FALSE | FALSE | FALSE | FALSE | TRUE | TRUE | FALSE | FALSE | FALSE | FALSE | FALSE | Info Not Available
Santa Rosa A | Santa Rosa A | 115 | 100 | FALSE | FALSE | FALSE | TRUE | FALSE | FALSE | FALSE | FALSE | FALSE | FALSE | FALSE | TRUE | TRUE | FALSE | FALSE | FALSE | FALSE | FALSE | Info Not Available
Santa Teresa | Santa Teresa | 115 | 100 | TRUE | FALSE | FALSE | TRUE | FALSE | FALSE | FALSE | FALSE | FALSE | FALSE | FALSE | TRUE | FALSE | FALSE | TRUE | FALSE | FALSE | FALSE | New Substation | 3
Santee | Santee | 138 | 100 | FALSE | FALSE | FALSE | TRUE | FALSE | FALSE | FALSE | FALSE | FALSE | FALSE | FALSE | TRUE | TRUE | FALSE | FALSE | FALSE | FALSE | FALSE | Info Not Available
Santiago | Santiago | 230 | 1500 | FALSE | FALSE | FALSE | TRUE | FALSE | FALSE | FALSE | FALSE | FALSE | FALSE | FALSE | TRUE | TRUE | FALSE | FALSE | FALSE | FALSE | FALSE | Info Not Available
Saratoga | Saratoga | 230 | 1500 | FALSE | FALSE | FALSE | TRUE | FALSE | FALSE | FALSE | FALSE | FALSE | FALSE | FALSE | TRUE | TRUE | FALSE | FALSE | FALSE | FALSE | FALSE | Info Not Available
Saugus | Saugus | 230 | 1500 | FALSE | FALSE | FALSE | TRUE | FALSE | FALSE | FALSE | FALSE | FALSE | FALSE | FALSE | TRUE | TRUE | FALSE | FALSE | FALSE | FALSE | FALSE | Info Not Available
Schindler | Schindler | 115 | 100 | TRUE | FALSE | TRUE | TRUE | FALSE | FALSE | FALSE | FALSE | FALSE | TRUE | FALSE | FALSE | FALSE | FALSE | FALSE | TRUE | TRUE | FALSE | High | 3
Schindler | Schindler | 70 | 0 | FALSE | FALSE | FALSE | TRUE | FALSE | FALSE | FALSE | FALSE | FALSE | FALSE | FALSE | TRUE | TRUE | FALSE | FALSE | FALSE | FALSE | FALSE | Info Not Available
Schulte | Schulte | 115 | 100 | TRUE | FALSE | FALSE | TRUE | FALSE | FALSE | FALSE | FALSE | FALSE | FALSE | FALSE | TRUE | FALSE | FALSE | TRUE | FALSE | FALSE | FALSE | New Substation | 3
Scripps | Scripps | 69 | 0 | FALSE | FALSE | FALSE | TRUE | FALSE | FALSE | FALSE | FALSE | FALSE | FALSE | FALSE | TRUE | TRUE | FALSE | FALSE | FALSE | FALSE | FALSE | Info Not Available
Semitropic | Semitropic | 115 | 100 | FALSE | FALSE | FALSE | TRUE | FALSE | FALSE | FALSE | FALSE | FALSE | FALSE | FALSE | TRUE | TRUE | FALSE | FALSE | FALSE | FALSE | FALSE | Info Not Available
Serrano | Serrano | 230 | 1500 | TRUE | FALSE | FALSE | TRUE | FALSE | FALSE | FALSE | TRUE | FALSE | TRUE | TRUE | FALSE | FALSE | TRUE | FALSE | TRUE | FALSE | FALSE | Short Circuit Duty Limit | 5
Serrano | Serrano | 500 | 3000 | TRUE | FALSE | FALSE | TRUE | FALSE | FALSE | FALSE | TRUE | FALSE | TRUE | TRUE | FALSE | FALSE | TRUE | FALSE | TRUE | FALSE | FALSE | Short Circuit Duty Limit | 5
Shadowridge | Shadowridge | 138 | 100 | FALSE | FALSE | FALSE | TRUE | FALSE | FALSE | FALSE | FALSE | FALSE | FALSE | FALSE | TRUE | TRUE | FALSE | FALSE | FALSE | FALSE | FALSE | Info Not Available
Shafter | Shafter | 115 | 100 | FALSE | FALSE | FALSE | TRUE | FALSE | FALSE | FALSE | FALSE | FALSE | FALSE | FALSE | TRUE | TRUE | FALSE | FALSE | FALSE | FALSE | FALSE | Info Not Available
SHILOAH IV | SHILOAH IV | 230 | 1500 | FALSE | FALSE | FALSE | TRUE | FALSE | FALSE | FALSE | FALSE | FALSE | FALSE | FALSE | TRUE | TRUE | FALSE | FALSE | FALSE | FALSE | FALSE | Info Not Available
SHILOH I | SHILOH I | 230 | 1500 | FALSE | FALSE | FALSE | TRUE | FALSE | FALSE | FALSE | FALSE | FALSE | FALSE | FALSE | TRUE | TRUE | FALSE | FALSE | FALSE | FALSE | FALSE | Info Not Available
SIERRA | SIERRA | 115 | 100 | FALSE | FALSE | FALSE | TRUE | FALSE | FALSE | FALSE | FALSE | FALSE | FALSE | FALSE | TRUE | TRUE | FALSE | FALSE | FALSE | FALSE | FALSE | Info Not Available
Silverado | Silverado | 115 | 100 | FALSE | FALSE | FALSE | TRUE | FALSE | FALSE | FALSE | FALSE | FALSE | FALSE | FALSE | TRUE | TRUE | FALSE | FALSE | FALSE | FALSE | FALSE | Info Not Available
Silvergate | Silvergate | 230 | 1500 | FALSE | FALSE | FALSE | TRUE | FALSE | FALSE | FALSE | FALSE | FALSE | FALSE | FALSE | TRUE | TRUE | FALSE | FALSE | FALSE | FALSE | FALSE | Info Not Available
Silvergate | Silvergate | 69 | 0 | FALSE | FALSE | FALSE | TRUE | FALSE | FALSE | FALSE | FALSE | FALSE | FALSE | FALSE | TRUE | TRUE | FALSE | FALSE | FALSE | FALSE | FALSE | Info Not Available
Sisquoc | Sisquoc | 115 | 100 | FALSE | FALSE | FALSE | TRUE | FALSE | FALSE | FALSE | FALSE | FALSE | FALSE | FALSE | TRUE | TRUE | FALSE | FALSE | FALSE | FALSE | FALSE | Info Not Available
Sloan Canyon | Sloan Canyon | 230 | 1500 | FALSE | FALSE | FALSE | TRUE | FALSE | FALSE | FALSE | FALSE | FALSE | FALSE | FALSE | TRUE | TRUE | FALSE | FALSE | FALSE | FALSE | FALSE | Info Not Available
Sloan Canyon | Sloan Canyon | 500 | 3000 | FALSE | FALSE | FALSE | TRUE | FALSE | FALSE | FALSE | FALSE | FALSE | FALSE | FALSE | TRUE | TRUE | FALSE | FALSE | FALSE | FALSE | FALSE | Info Not Available
Smyrna | Smyrna | 115 | 100 | FALSE | FALSE | FALSE | TRUE | FALSE | FALSE | FALSE | FALSE | FALSE | FALSE | FALSE | TRUE | TRUE | FALSE | FALSE | FALSE | FALSE | FALSE | Info Not Available
Sobrante | Sobrante | 115 | 100 | FALSE | FALSE | FALSE | TRUE | FALSE | FALSE | FALSE | FALSE | FALSE | FALSE | FALSE | TRUE | TRUE | FALSE | FALSE | FALSE | FALSE | FALSE | Info Not Available
Sobrante | Sobrante | 230 | 1500 | FALSE | FALSE | FALSE | TRUE | FALSE | FALSE | FALSE | FALSE | FALSE | FALSE | FALSE | TRUE | TRUE | FALSE | FALSE | FALSE | FALSE | FALSE | Info Not Available
Solar | Solar | 230 | 1500 | FALSE | FALSE | FALSE | TRUE | FALSE | FALSE | FALSE | FALSE | FALSE | FALSE | FALSE | TRUE | TRUE | FALSE | FALSE | FALSE | FALSE | FALSE | Info Not Available
Soledad | Soledad | 115 | 100 | FALSE | FALSE | FALSE | TRUE | FALSE | FALSE | FALSE | FALSE | FALSE | FALSE | FALSE | TRUE | TRUE | FALSE | FALSE | FALSE | FALSE | FALSE | Info Not Available
Soledad | Soledad | 60 | 0 | FALSE | FALSE | FALSE | TRUE | FALSE | FALSE | FALSE | FALSE | FALSE | FALSE | FALSE | TRUE | TRUE | FALSE | FALSE | FALSE | FALSE | FALSE | Info Not Available
SPRING GAP | SPRING GAP | 115 | 100 | FALSE | FALSE | FALSE | TRUE | FALSE | FALSE | FALSE | FALSE | FALSE | FALSE | FALSE | TRUE | TRUE | FALSE | FALSE | FALSE | FALSE | FALSE | Info Not Available
Spring Valley | Spring Valley | 69 | 0 | FALSE | FALSE | FALSE | TRUE | FALSE | FALSE | FALSE | FALSE | FALSE | FALSE | FALSE | TRUE | TRUE | FALSE | FALSE | FALSE | FALSE | FALSE | Info Not Available
Springville | Springville | 230 | 1500 | TRUE | FALSE | FALSE | TRUE | FALSE | FALSE | TRUE | FALSE | FALSE | FALSE | FALSE | TRUE | FALSE | FALSE | TRUE | FALSE | TRUE | FALSE | New Substation | 4
Stagg | Stagg | 230 | 1500 | FALSE | FALSE | FALSE | TRUE | FALSE | FALSE | FALSE | FALSE | FALSE | FALSE | FALSE | TRUE | TRUE | FALSE | FALSE | FALSE | FALSE | FALSE | Info Not Available
Standard Oil | Standard Oil | 115 | 100 | FALSE | FALSE | FALSE | TRUE | FALSE | FALSE | FALSE | FALSE | FALSE | FALSE | FALSE | TRUE | TRUE | FALSE | FALSE | FALSE | FALSE | FALSE | Info Not Available
Stanislaus | Stanislaus | 115 | 100 | FALSE | FALSE | FALSE | TRUE | FALSE | FALSE | FALSE | FALSE | FALSE | FALSE | FALSE | TRUE | TRUE | FALSE | FALSE | FALSE | FALSE | FALSE | Info Not Available
Stockdale | Stockdale | 115 | 100 | FALSE | FALSE | FALSE | TRUE | FALSE | FALSE | FALSE | FALSE | FALSE | FALSE | FALSE | TRUE | TRUE | FALSE | FALSE | FALSE | FALSE | FALSE | Info Not Available
Stockdale | Stockdale | 230 | 1500 | FALSE | FALSE | FALSE | TRUE | FALSE | FALSE | FALSE | FALSE | FALSE | FALSE | FALSE | TRUE | TRUE | FALSE | FALSE | FALSE | FALSE | FALSE | Info Not Available
Stockton A | Stockton A | 115 | 100 | FALSE | FALSE | FALSE | TRUE | FALSE | FALSE | FALSE | FALSE | FALSE | FALSE | FALSE | TRUE | TRUE | FALSE | FALSE | FALSE | FALSE | FALSE | Info Not Available
Stone | Stone | 115 | 100 | FALSE | FALSE | FALSE | TRUE | FALSE | FALSE | FALSE | FALSE | FALSE | FALSE | FALSE | TRUE | TRUE | FALSE | FALSE | FALSE | FALSE | FALSE | Info Not Available
STONY POINT | STONY POINT | 115 | 100 | FALSE | FALSE | FALSE | TRUE | FALSE | FALSE | FALSE | FALSE | FALSE | FALSE | FALSE | TRUE | TRUE | FALSE | FALSE | FALSE | FALSE | FALSE | Info Not Available
Storey | Storey | 230 | 1500 | FALSE | FALSE | FALSE | TRUE | FALSE | FALSE | FALSE | FALSE | FALSE | FALSE | FALSE | TRUE | TRUE | FALSE | FALSE | FALSE | FALSE | FALSE | Info Not Available
Summit | Summit | 115 | 100 | FALSE | FALSE | FALSE | TRUE | FALSE | FALSE | FALSE | FALSE | FALSE | FALSE | FALSE | TRUE | TRUE | FALSE | FALSE | FALSE | FALSE | FALSE | Info Not Available
Suncrest | Suncrest | 230 | 1500 | FALSE | FALSE | FALSE | TRUE | FALSE | FALSE | FALSE | FALSE | FALSE | FALSE | FALSE | TRUE | TRUE | FALSE | FALSE | FALSE | FALSE | FALSE | Info Not Available
Suncrest | Suncrest | 500 | 3000 | FALSE | FALSE | FALSE | TRUE | FALSE | FALSE | FALSE | FALSE | FALSE | FALSE | FALSE | TRUE | TRUE | FALSE | FALSE | FALSE | FALSE | FALSE | Info Not Available
Sunrise | Sunrise | 230 | 1500 | FALSE | FALSE | FALSE | TRUE | FALSE | FALSE | FALSE | FALSE | FALSE | FALSE | FALSE | TRUE | TRUE | FALSE | FALSE | FALSE | FALSE | FALSE | Info Not Available
Sunset | Sunset | 230 | 1500 | FALSE | FALSE | FALSE | TRUE | FALSE | FALSE | FALSE | FALSE | FALSE | FALSE | FALSE | TRUE | TRUE | FALSE | FALSE | FALSE | FALSE | FALSE | Info Not Available
SURF | SURF | 115 | 100 | FALSE | FALSE | FALSE | TRUE | FALSE | FALSE | FALSE | FALSE | FALSE | FALSE | FALSE | TRUE | TRUE | FALSE | FALSE | FALSE | FALSE | FALSE | Info Not Available
Swift | Swift | 115 | 100 | FALSE | FALSE | FALSE | TRUE | FALSE | FALSE | FALSE | FALSE | FALSE | FALSE | FALSE | TRUE | TRUE | FALSE | FALSE | FALSE | FALSE | FALSE | Info Not Available
Sycamore Canyon | Sycamore Canyon | 138 | 100 | TRUE | FALSE | FALSE | TRUE | FALSE | FALSE | FALSE | FALSE | FALSE | FALSE | FALSE | TRUE | FALSE | FALSE | TRUE | FALSE | FALSE | FALSE | New Substation | 3
Sycamore Canyon | Sycamore Canyon | 230 | 1500 | FALSE | FALSE | FALSE | TRUE | FALSE | FALSE | FALSE | FALSE | FALSE | FALSE | FALSE | TRUE | TRUE | FALSE | FALSE | FALSE | FALSE | FALSE | Info Not Available
Sycamore Canyon | Sycamore Canyon | 69 | 0 | FALSE | FALSE | FALSE | TRUE | FALSE | FALSE | FALSE | FALSE | FALSE | FALSE | FALSE | TRUE | TRUE | FALSE | FALSE | FALSE | FALSE | FALSE | Info Not Available
Sylmar | Sylmar | 230 | 1500 | FALSE | FALSE | FALSE | TRUE | FALSE | FALSE | FALSE | FALSE | FALSE | FALSE | FALSE | TRUE | TRUE | FALSE | FALSE | FALSE | FALSE | FALSE | Info Not Available
Table Mountain | Table Mountain | 115 | 100 | FALSE | FALSE | FALSE | TRUE | FALSE | FALSE | FALSE | FALSE | FALSE | FALSE | FALSE | TRUE | TRUE | FALSE | FALSE | FALSE | FALSE | FALSE | Info Not Available
Table Mountain | Table Mountain | 230 | 1500 | FALSE | FALSE | FALSE | TRUE | FALSE | FALSE | FALSE | FALSE | FALSE | FALSE | FALSE | TRUE | TRUE | FALSE | FALSE | FALSE | FALSE | FALSE | Info Not Available
Table Mountain | Table Mountain | 500 | 3000 | FALSE | FALSE | FALSE | TRUE | FALSE | FALSE | FALSE | FALSE | FALSE | FALSE | FALSE | TRUE | TRUE | FALSE | FALSE | FALSE | FALSE | FALSE | Info Not Available
Table Mountain | Table Mountain | 60 | 0 | FALSE | FALSE | FALSE | TRUE | FALSE | FALSE | FALSE | FALSE | FALSE | FALSE | FALSE | TRUE | TRUE | FALSE | FALSE | FALSE | FALSE | FALSE | Info Not Available
Taft | Taft | 115 | 100 | FALSE | FALSE | FALSE | TRUE | FALSE | FALSE | FALSE | FALSE | FALSE | FALSE | FALSE | TRUE | TRUE | FALSE | FALSE | FALSE | FALSE | FALSE | Info Not Available
Talega | Talega | 138 | 100 | TRUE | FALSE | FALSE | TRUE | TRUE | FALSE | FALSE | FALSE | FALSE | TRUE | FALSE | FALSE | FALSE | FALSE | FALSE | FALSE | TRUE | FALSE | Mid | 3
Talega | Talega | 230 | 1500 | FALSE | FALSE | FALSE | TRUE | FALSE | FALSE | FALSE | FALSE | FALSE | FALSE | FALSE | TRUE | TRUE | FALSE | FALSE | FALSE | FALSE | FALSE | Info Not Available
Tassajara | Tassajara | 230 | 1500 | FALSE | FALSE | FALSE | TRUE | FALSE | FALSE | FALSE | FALSE | FALSE | FALSE | FALSE | TRUE | TRUE | FALSE | FALSE | FALSE | FALSE | FALSE | Info Not Available
TEICHERT | TEICHERT | 115 | 100 | FALSE | FALSE | FALSE | TRUE | FALSE | FALSE | FALSE | FALSE | FALSE | FALSE | FALSE | TRUE | TRUE | FALSE | FALSE | FALSE | FALSE | FALSE | Info Not Available
Tejon | Tejon | 70 | 0 | FALSE | FALSE | FALSE | TRUE | FALSE | FALSE | FALSE | FALSE | FALSE | FALSE | FALSE | TRUE | TRUE | FALSE | FALSE | FALSE | FALSE | FALSE | Info Not Available
Telegraph Canyon | Telegraph Canyon | 138 | 100 | FALSE | FALSE | FALSE | TRUE | FALSE | FALSE | FALSE | FALSE | FALSE | FALSE | FALSE | TRUE | TRUE | FALSE | FALSE | FALSE | FALSE | FALSE | Info Not Available
Temblor | Temblor | 115 | 100 | FALSE | FALSE | FALSE | TRUE | FALSE | FALSE | FALSE | FALSE | FALSE | FALSE | FALSE | TRUE | TRUE | FALSE | FALSE | FALSE | FALSE | FALSE | Info Not Available
Templeton | Templeton | 230 | 1500 | FALSE | FALSE | FALSE | TRUE | FALSE | FALSE | FALSE | FALSE | FALSE | FALSE | FALSE | TRUE | TRUE | FALSE | FALSE | FALSE | FALSE | FALSE | Info Not Available
Templeton | Templeton | 70 | 0 | FALSE | FALSE | FALSE | TRUE | FALSE | FALSE | FALSE | FALSE | FALSE | FALSE | FALSE | TRUE | TRUE | FALSE | FALSE | FALSE | FALSE | FALSE | Info Not Available
Tesla | Tesla | 115 | 100 | FALSE | FALSE | FALSE | TRUE | FALSE | FALSE | FALSE | FALSE | FALSE | FALSE | FALSE | TRUE | TRUE | FALSE | FALSE | FALSE | FALSE | FALSE | Info Not Available
Tesla | Tesla | 230 | 1500 | TRUE | FALSE | FALSE | TRUE | FALSE | FALSE | FALSE | FALSE | FALSE | FALSE | TRUE | TRUE | FALSE | TRUE | TRUE | FALSE | FALSE | FALSE | Short Circuit Duty Limit | 4
Tesla | Tesla | 500 | 3000 | TRUE | FALSE | FALSE | TRUE | FALSE | FALSE | FALSE | FALSE | FALSE | FALSE | TRUE | TRUE | FALSE | TRUE | TRUE | FALSE | FALSE | FALSE | Short Circuit Duty Limit | 5
Tevis | Tevis | 115 | 100 | TRUE | FALSE | FALSE | TRUE | FALSE | FALSE | FALSE | FALSE | FALSE | FALSE | TRUE | TRUE | FALSE | TRUE | TRUE | FALSE | FALSE | FALSE | Short Circuit Duty Limit | 4
THERMALITO | THERMALITO | 230 | 1500 | FALSE | FALSE | FALSE | TRUE | FALSE | FALSE | FALSE | FALSE | FALSE | FALSE | FALSE | TRUE | TRUE | FALSE | FALSE | FALSE | FALSE | FALSE | Info Not Available
Thousandaire | Thousandaire | 138 | 100 | FALSE | FALSE | FALSE | TRUE | FALSE | FALSE | FALSE | FALSE | FALSE | FALSE | FALSE | TRUE | TRUE | FALSE | FALSE | FALSE | FALSE | FALSE | Info Not Available
Topaz | Topaz | 230 | 1500 | FALSE | FALSE | FALSE | TRUE | FALSE | FALSE | FALSE | FALSE | FALSE | FALSE | FALSE | TRUE | TRUE | FALSE | FALSE | FALSE | FALSE | FALSE | Info Not Available
Tortilla | Tortilla | 115 | 100 | FALSE | FALSE | FALSE | TRUE | FALSE | FALSE | FALSE | FALSE | FALSE | FALSE | FALSE | TRUE | TRUE | FALSE | FALSE | FALSE | FALSE | FALSE | Info Not Available
TOSCO BYRON PUMPING | TOSCO BYRON PUMPING | 115 | 100 | FALSE | FALSE | FALSE | TRUE | FALSE | FALSE | FALSE | FALSE | FALSE | FALSE | FALSE | TRUE | TRUE | FALSE | FALSE | FALSE | FALSE | FALSE | Info Not Available
Trabuco | Trabuco | 138 | 100 | FALSE | FALSE | FALSE | TRUE | FALSE | FALSE | FALSE | FALSE | FALSE | FALSE | FALSE | TRUE | TRUE | FALSE | FALSE | FALSE | FALSE | FALSE | Info Not Available
Tracy | Tracy | 115 | 100 | FALSE | FALSE | FALSE | TRUE | FALSE | FALSE | FALSE | FALSE | FALSE | FALSE | FALSE | TRUE | TRUE | FALSE | FALSE | FALSE | FALSE | FALSE | Info Not Available
Tranquility | Tranquility | 230 | 1500 | TRUE | FALSE | FALSE | TRUE | FALSE | FALSE | FALSE | FALSE | FALSE | FALSE | FALSE | TRUE | FALSE | FALSE | TRUE | FALSE | FALSE | FALSE | New Substation | 3
TRES VIAS | TRES VIAS | 230 | 1500 | FALSE | FALSE | FALSE | TRUE | FALSE | FALSE | FALSE | FALSE | FALSE | FALSE | FALSE | TRUE | TRUE | FALSE | FALSE | FALSE | FALSE | FALSE | Info Not Available
Trimble | Trimble | 115 | 100 | FALSE | FALSE | FALSE | TRUE | FALSE | FALSE | FALSE | FALSE | FALSE | FALSE | FALSE | TRUE | TRUE | FALSE | FALSE | FALSE | FALSE | FALSE | Info Not Available
Trout Canyon | Trout Canyon | 230 | 1500 | FALSE | FALSE | FALSE | TRUE | FALSE | FALSE | FALSE | FALSE | FALSE | FALSE | FALSE | TRUE | TRUE | FALSE | FALSE | FALSE | FALSE | FALSE | Info Not Available
Trout Canyon | Trout Canyon | 500 | 3000 | FALSE | FALSE | FALSE | TRUE | FALSE | FALSE | FALSE | FALSE | FALSE | FALSE | FALSE | TRUE | TRUE | FALSE | FALSE | FALSE | FALSE | FALSE | Info Not Available
TULLOCH | TULLOCH | 115 | 100 | FALSE | FALSE | FALSE | TRUE | FALSE | FALSE | FALSE | FALSE | FALSE | FALSE | FALSE | TRUE | TRUE | FALSE | FALSE | FALSE | FALSE | FALSE | Info Not Available
Tulucay | Tulucay | 230 | 1500 | FALSE | FALSE | FALSE | TRUE | FALSE | FALSE | FALSE | FALSE | FALSE | FALSE | FALSE | TRUE | TRUE | FALSE | FALSE | FALSE | FALSE | FALSE | Info Not Available
Tulucay | Tulucay | 60 | 0 | FALSE | FALSE | FALSE | TRUE | FALSE | FALSE | FALSE | FALSE | FALSE | FALSE | FALSE | TRUE | TRUE | FALSE | FALSE | FALSE | FALSE | FALSE | Info Not Available
Tupman | Tupman | 115 | 100 | FALSE | FALSE | FALSE | TRUE | FALSE | FALSE | FALSE | FALSE | FALSE | FALSE | FALSE | TRUE | TRUE | FALSE | FALSE | FALSE | FALSE | FALSE | Info Not Available
UC DAVIS | UC DAVIS | 115 | 100 | FALSE | FALSE | FALSE | TRUE | FALSE | FALSE | FALSE | FALSE | FALSE | FALSE | FALSE | TRUE | TRUE | FALSE | FALSE | FALSE | FALSE | FALSE | Info Not Available
Ukiah | Ukiah | 115 | 100 | FALSE | FALSE | FALSE | TRUE | FALSE | FALSE | FALSE | FALSE | FALSE | FALSE | FALSE | TRUE | TRUE | FALSE | FALSE | FALSE | FALSE | FALSE | Info Not Available
ULTRA POWER | ULTRA POWER | 115 | 100 | FALSE | FALSE | FALSE | TRUE | FALSE | FALSE | FALSE | FALSE | FALSE | FALSE | FALSE | TRUE | TRUE | FALSE | FALSE | FALSE | FALSE | FALSE | Info Not Available
Union (Estrella) | Union (Estrella) | 70 | 0 | FALSE | FALSE | FALSE | TRUE | FALSE | FALSE | FALSE | FALSE | FALSE | FALSE | FALSE | TRUE | TRUE | FALSE | FALSE | FALSE | FALSE | FALSE | Info Not Available
UNIVERSITY | UNIVERSITY | 115 | 100 | FALSE | FALSE | FALSE | TRUE | FALSE | FALSE | FALSE | FALSE | FALSE | FALSE | FALSE | TRUE | TRUE | FALSE | FALSE | FALSE | FALSE | FALSE | Info Not Available
Vaca Dixon | Vaca Dixon | 115 | 100 | TRUE | FALSE | FALSE | TRUE | FALSE | FALSE | FALSE | FALSE | FALSE | FALSE | TRUE | TRUE | FALSE | TRUE | TRUE | FALSE | FALSE | FALSE | Short Circuit Duty Limit | 4
Vaca Dixon | Vaca Dixon | 230 | 1500 | FALSE | FALSE | FALSE | TRUE | FALSE | FALSE | FALSE | FALSE | FALSE | FALSE | FALSE | TRUE | TRUE | FALSE | FALSE | FALSE | FALSE | FALSE | Info Not Available
Vaca Dixon | Vaca Dixon | 500 | 3000 | FALSE | FALSE | FALSE | TRUE | FALSE | FALSE | FALSE | FALSE | FALSE | FALSE | FALSE | TRUE | TRUE | FALSE | FALSE | FALSE | FALSE | FALSE | Info Not Available
Vaca Dixon | Vaca Dixon | 60 | 0 | FALSE | FALSE | FALSE | TRUE | FALSE | FALSE | FALSE | FALSE | FALSE | FALSE | FALSE | TRUE | TRUE | FALSE | FALSE | FALSE | FALSE | FALSE | Info Not Available
Valley (SCE) | Valley (SCE) | 500 | 3000 | FALSE | FALSE | FALSE | TRUE | FALSE | FALSE | FALSE | FALSE | FALSE | FALSE | FALSE | TRUE | TRUE | FALSE | FALSE | FALSE | FALSE | FALSE | Info Not Available
Valley (VEA) | Valley (VEA) | 138 | 100 | FALSE | FALSE | FALSE | TRUE | FALSE | FALSE | FALSE | FALSE | FALSE | FALSE | FALSE | FALSE | TRUE | FALSE | FALSE | FALSE | FALSE | FALSE | Info Not Available
Valley Center | Valley Center | 69 | 0 | FALSE | FALSE | FALSE | TRUE | FALSE | FALSE | FALSE | FALSE | FALSE | FALSE | FALSE | TRUE | TRUE | FALSE | FALSE | FALSE | FALSE | FALSE | Info Not Available
Valley Home | Valley Home | 115 | 100 | FALSE | FALSE | FALSE | TRUE | FALSE | FALSE | FALSE | FALSE | FALSE | FALSE | FALSE | TRUE | TRUE | FALSE | FALSE | FALSE | FALSE | FALSE | Info Not Available
Valley Springs | Valley Springs | 230 | 1500 | FALSE | FALSE | FALSE | TRUE | FALSE | FALSE | FALSE | FALSE | FALSE | FALSE | FALSE | TRUE | TRUE | FALSE | FALSE | FALSE | FALSE | FALSE | Info Not Available
Valley Springs | Valley Springs | 60 | 0 | FALSE | FALSE | FALSE | TRUE | FALSE | FALSE | FALSE | FALSE | FALSE | FALSE | FALSE | TRUE | TRUE | FALSE | FALSE | FALSE | FALSE | FALSE | Info Not Available
Valley Switch | Valley Switch | 138 | 100 | FALSE | FALSE | FALSE | TRUE | FALSE | FALSE | FALSE | FALSE | FALSE | FALSE | FALSE | FALSE | TRUE | FALSE | FALSE | FALSE | FALSE | FALSE | Info Not Available
Valley Switch | Valley Switch | 230 | 1500 | FALSE | FALSE | FALSE | TRUE | FALSE | FALSE | FALSE | FALSE | FALSE | FALSE | FALSE | TRUE | TRUE | FALSE | FALSE | FALSE | FALSE | FALSE | Info Not Available
Vasco | Vasco | 230 | 1500 | FALSE | FALSE | FALSE | TRUE | FALSE | FALSE | FALSE | FALSE | FALSE | FALSE | FALSE | TRUE | TRUE | FALSE | FALSE | FALSE | FALSE | FALSE | Info Not Available
Vasona | Vasona | 230 | 1500 | FALSE | FALSE | FALSE | TRUE | FALSE | FALSE | FALSE | FALSE | FALSE | FALSE | FALSE | TRUE | TRUE | FALSE | FALSE | FALSE | FALSE | FALSE | Info Not Available
VEDDER | VEDDER | 115 | 100 | FALSE | FALSE | FALSE | TRUE | FALSE | FALSE | FALSE | FALSE | FALSE | FALSE | FALSE | TRUE | TRUE | FALSE | FALSE | FALSE | FALSE | FALSE | Info Not Available
Vestal | Vestal | 230 | 1500 | FALSE | FALSE | FALSE | TRUE | FALSE | FALSE | FALSE | FALSE | FALSE | FALSE | FALSE | TRUE | TRUE | FALSE | FALSE | FALSE | FALSE | FALSE | Info Not Available
Vestal | Vestal | 66 | 0 | FALSE | FALSE | FALSE | TRUE | FALSE | FALSE | FALSE | FALSE | FALSE | FALSE | FALSE | TRUE | TRUE | FALSE | FALSE | FALSE | FALSE | FALSE | Info Not Available
Victor | Victor | 115 | 100 | TRUE | FALSE | FALSE | TRUE | FALSE | FALSE | FALSE | TRUE | FALSE | FALSE | FALSE | TRUE | FALSE | FALSE | TRUE | FALSE | FALSE | FALSE | New Substation | 3
Victor | Victor | 230 | 1500 | TRUE | FALSE | FALSE | TRUE | FALSE | FALSE | FALSE | TRUE | FALSE | TRUE | FALSE | FALSE | FALSE | FALSE | FALSE | TRUE | FALSE | FALSE | High | 4
VICTORVILLE (LDWP) | VICTORVILLE (LDWP) | 500 | 3000 | FALSE | FALSE | FALSE | TRUE | FALSE | FALSE | FALSE | FALSE | FALSE | FALSE | FALSE | FALSE | TRUE | FALSE | FALSE | FALSE | FALSE | FALSE | Info Not Available
Viejo | Viejo | 230 | 1500 | FALSE | FALSE | FALSE | TRUE | FALSE | FALSE | FALSE | FALSE | FALSE | FALSE | FALSE | TRUE | TRUE | FALSE | FALSE | FALSE | FALSE | FALSE | Info Not Available
Vierra | Vierra | 115 | 100 | FALSE | FALSE | FALSE | TRUE | FALSE | FALSE | FALSE | FALSE | FALSE | FALSE | FALSE | TRUE | TRUE | FALSE | FALSE | FALSE | FALSE | FALSE | Info Not Available
Villa Park | Villa Park | 230 | 1500 | FALSE | FALSE | FALSE | TRUE | FALSE | FALSE | FALSE | FALSE | FALSE | FALSE | FALSE | TRUE | TRUE | FALSE | FALSE | FALSE | FALSE | FALSE | Info Not Available
Vincent | Vincent | 230 | 1500 | TRUE | FALSE | FALSE | TRUE | FALSE | FALSE | FALSE | TRUE | FALSE | FALSE | FALSE | TRUE | FALSE | FALSE | TRUE | FALSE | FALSE | FALSE | New Substation | 4
Vincent | Vincent | 500 | 3000 | TRUE | FALSE | FALSE | TRUE | FALSE | FALSE | FALSE | TRUE | FALSE | FALSE | FALSE | TRUE | FALSE | FALSE | TRUE | FALSE | FALSE | FALSE | New Substation | 5
Vine | Vineyard | 69 | 0 | FALSE | FALSE | FALSE | TRUE | FALSE | FALSE | FALSE | FALSE | FALSE | FALSE | FALSE | TRUE | TRUE | FALSE | FALSE | FALSE | FALSE | FALSE | Info Not Available
Vineyard | Vineyard | 230 | 1500 | FALSE | FALSE | FALSE | TRUE | FALSE | FALSE | FALSE | FALSE | FALSE | FALSE | FALSE | TRUE | TRUE | FALSE | FALSE | FALSE | FALSE | FALSE | Info Not Available
Vista (SCE) | Vista (SCE) | 230 | 1500 | FALSE | FALSE | FALSE | TRUE | FALSE | FALSE | FALSE | FALSE | FALSE | FALSE | FALSE | TRUE | TRUE | FALSE | FALSE | FALSE | FALSE | FALSE | Info Not Available
Vista (VEA) | Vista (VEA) | 138 | 100 | FALSE | FALSE | FALSE | TRUE | FALSE | FALSE | FALSE | FALSE | FALSE | FALSE | FALSE | FALSE | TRUE | FALSE | FALSE | FALSE | FALSE | FALSE | Info Not Available
Vista (VEA) | Vista (VEA) | 230 | 1500 | FALSE | FALSE | FALSE | TRUE | FALSE | FALSE | FALSE | FALSE | FALSE | FALSE | FALSE | FALSE | TRUE | FALSE | FALSE | FALSE | FALSE | FALSE | Info Not Available
Wahtoke | Wahtoke | 115 | 100 | FALSE | FALSE | FALSE | TRUE | FALSE | FALSE | FALSE | FALSE | FALSE | FALSE | FALSE | TRUE | TRUE | FALSE | FALSE | FALSE | FALSE | FALSE | Info Not Available
Wakefield | Wakefield | 66 | 0 | FALSE | FALSE | FALSE | TRUE | FALSE | FALSE | FALSE | FALSE | FALSE | FALSE | FALSE | TRUE | TRUE | FALSE | FALSE | FALSE | FALSE | FALSE | Info Not Available
Walnut | Walnut | 230 | 1500 | FALSE | FALSE | FALSE | TRUE | FALSE | FALSE | FALSE | FALSE | FALSE | FALSE | FALSE | TRUE | TRUE | FALSE | FALSE | FALSE | FALSE | FALSE | Info Not Available
Warne | Warne | 230 | 1500 | FALSE | FALSE | FALSE | TRUE | FALSE | FALSE | FALSE | FALSE | FALSE | FALSE | FALSE | TRUE | TRUE | FALSE | FALSE | FALSE | FALSE | FALSE | Info Not Available
Warnerville | Warnerville | 230 | 1500 | FALSE | FALSE | FALSE | TRUE | FALSE | FALSE | FALSE | FALSE | FALSE | FALSE | FALSE | TRUE | TRUE | FALSE | FALSE | FALSE | FALSE | FALSE | Info Not Available
WASCO PRISON | WASCO PRISON | 115 | 100 | FALSE | FALSE | FALSE | TRUE | FALSE | FALSE | FALSE | FALSE | FALSE | FALSE | FALSE | TRUE | TRUE | FALSE | FALSE | FALSE | FALSE | FALSE | Info Not Available
Waukena | Waukena | 115 | 100 | FALSE | FALSE | FALSE | TRUE | FALSE | FALSE | FALSE | FALSE | FALSE | FALSE | FALSE | TRUE | TRUE | FALSE | FALSE | FALSE | FALSE | FALSE | Info Not Available
Weber | Weber | 230 | 1500 | FALSE | FALSE | FALSE | TRUE | FALSE | FALSE | FALSE | FALSE | FALSE | FALSE | FALSE | TRUE | TRUE | FALSE | FALSE | FALSE | FALSE | FALSE | Info Not Available
Weber | Weber | 60 | 0 | TRUE | FALSE | FALSE | TRUE | FALSE | FALSE | FALSE | FALSE | FALSE | FALSE | FALSE | TRUE | FALSE | FALSE | TRUE | FALSE | FALSE | FALSE | New Substation | 3
WEST FORD FLAT | WEST FORD FLAT | 230 | 1500 | FALSE | FALSE | FALSE | TRUE | FALSE | FALSE | FALSE | FALSE | FALSE | FALSE | FALSE | TRUE | TRUE | FALSE | FALSE | FALSE | FALSE | FALSE | Info Not Available
West Fresno | West Fresno | 115 | 100 | FALSE | FALSE | FALSE | TRUE | FALSE | FALSE | FALSE | FALSE | FALSE | FALSE | FALSE | TRUE | TRUE | FALSE | FALSE | FALSE | FALSE | FALSE | Info Not Available
Westley | Westley | 230 | 1500 | FALSE | FALSE | FALSE | TRUE | FALSE | FALSE | FALSE | FALSE | FALSE | FALSE | FALSE | TRUE | TRUE | FALSE | FALSE | FALSE | FALSE | FALSE | Info Not Available
Westpark | Westpark | 115 | 100 | FALSE | FALSE | FALSE | TRUE | FALSE | FALSE | FALSE | FALSE | FALSE | FALSE | FALSE | TRUE | TRUE | FALSE | FALSE | FALSE | FALSE | FALSE | Info Not Available
WHEELER | WHEELER | 230 | 1500 | FALSE | FALSE | FALSE | TRUE | FALSE | FALSE | FALSE | FALSE | FALSE | FALSE | FALSE | TRUE | TRUE | FALSE | FALSE | FALSE | FALSE | FALSE | Info Not Available
Wheeler Ridge | Wheeler Ridge | 230 | 1500 | TRUE | TRUE | TRUE | FALSE | FALSE | FALSE | FALSE | FALSE | FALSE | TRUE | FALSE | FALSE | FALSE | FALSE | FALSE | FALSE | FALSE | TRUE | Low | 1
Wheeler Ridge | Wheeler Ridge | 115 | 100 | TRUE | FALSE | FALSE | TRUE | FALSE | FALSE | FALSE | FALSE | FALSE | FALSE | FALSE | TRUE | FALSE | FALSE | TRUE | FALSE | FALSE | FALSE | New Substation | 3
Wheeler Ridge | Wheeler Ridge | 70 | 0 | FALSE | FALSE | FALSE | TRUE | FALSE | FALSE | FALSE | FALSE | FALSE | FALSE | FALSE | TRUE | TRUE | FALSE | FALSE | FALSE | FALSE | FALSE | Info Not Available
Whirlwind | Whirlwind | 230 | 1500 | TRUE | FALSE | FALSE | TRUE | FALSE | FALSE | FALSE | TRUE | FALSE | FALSE | TRUE | TRUE | FALSE | TRUE | TRUE | FALSE | FALSE | FALSE | Short Circuit Duty Limit | 5
Whirlwind | Whirlwind | 500 | 3000 | TRUE | FALSE | FALSE | TRUE | FALSE | FALSE | FALSE | TRUE | FALSE | FALSE | FALSE | TRUE | FALSE | FALSE | TRUE | FALSE | FALSE | FALSE | New Substation | 5
Whisman | Whisman | 115 | 100 | FALSE | FALSE | FALSE | TRUE | FALSE | FALSE | FALSE | FALSE | FALSE | FALSE | FALSE | TRUE | TRUE | FALSE | FALSE | FALSE | FALSE | FALSE | Info Not Available
Wildlife | Wildlife | 230 | 1500 | FALSE | FALSE | FALSE | TRUE | FALSE | FALSE | FALSE | FALSE | FALSE | FALSE | FALSE | TRUE | TRUE | FALSE | FALSE | FALSE | FALSE | FALSE | Info Not Available
WILDWOOD | WILDWOOD | 115 | 100 | FALSE | FALSE | FALSE | TRUE | FALSE | FALSE | FALSE | FALSE | FALSE | FALSE | FALSE | TRUE | TRUE | FALSE | FALSE | FALSE | FALSE | FALSE | Info Not Available
WILLOW PASS | WILLOW PASS | 115 | 100 | FALSE | FALSE | FALSE | TRUE | FALSE | FALSE | FALSE | FALSE | FALSE | FALSE | FALSE | TRUE | TRUE | FALSE | FALSE | FALSE | FALSE | FALSE | Info Not Available
Wilson | Wilson | 115 | 100 | TRUE | FALSE | FALSE | TRUE | FALSE | FALSE | FALSE | FALSE | FALSE | FALSE | TRUE | TRUE | FALSE | TRUE | TRUE | FALSE | FALSE | FALSE | Short Circuit Duty Limit | 4
Wilson | Wilson | 230 | 1500 | FALSE | FALSE | FALSE | TRUE | FALSE | FALSE | FALSE | FALSE | FALSE | FALSE | FALSE | TRUE | TRUE | FALSE | FALSE | FALSE | FALSE | FALSE | Info Not Available
WIND GAP | WIND GAP | 230 | 1500 | FALSE | FALSE | FALSE | TRUE | FALSE | FALSE | FALSE | FALSE | FALSE | FALSE | FALSE | TRUE | TRUE | FALSE | FALSE | FALSE | FALSE | FALSE | Info Not Available
Windhub | Windhub | 230 | 1500 | TRUE | FALSE | FALSE | TRUE | FALSE | FALSE | FALSE | TRUE | FALSE | FALSE | FALSE | TRUE | FALSE | FALSE | TRUE | FALSE | FALSE | FALSE | New Substation | 4
Windhub | Windhub | 500 | 3000 | TRUE | FALSE | FALSE | TRUE | FALSE | FALSE | FALSE | TRUE | FALSE | FALSE | FALSE | TRUE | FALSE | FALSE | TRUE | FALSE | FALSE | FALSE | New Substation | 5
Windmaster | Windmaster | 230 | 1500 | FALSE | FALSE | FALSE | TRUE | FALSE | FALSE | FALSE | FALSE | FALSE | FALSE | FALSE | TRUE | TRUE | FALSE | FALSE | FALSE | FALSE | FALSE | Info Not Available
Windsor | Windsor | 60 | 0 | FALSE | FALSE | FALSE | TRUE | FALSE | FALSE | FALSE | FALSE | FALSE | FALSE | FALSE | TRUE | TRUE | FALSE | FALSE | FALSE | FALSE | FALSE | Info Not Available
Woodland | Woodland | 115 | 100 | FALSE | FALSE | FALSE | TRUE | FALSE | FALSE | FALSE | FALSE | FALSE | FALSE | FALSE | TRUE | TRUE | FALSE | FALSE | FALSE | FALSE | FALSE | Info Not Available
WOODLAND BIOMASS | WOODLAND BIOMASS | 115 | 100 | FALSE | FALSE | FALSE | TRUE | FALSE | FALSE | FALSE | FALSE | FALSE | FALSE | FALSE | TRUE | TRUE | FALSE | FALSE | FALSE | FALSE | FALSE | Info Not Available
Woodward | Woodward | 115 | 100 | FALSE | FALSE | FALSE | TRUE | FALSE | FALSE | FALSE | FALSE | FALSE | FALSE | FALSE | TRUE | TRUE | FALSE | FALSE | FALSE | FALSE | FALSE | Info Not Available
Wyandotte | Wyandotte | 115 | 100 | FALSE | FALSE | FALSE | TRUE | FALSE | FALSE | FALSE | FALSE | FALSE | FALSE | FALSE | TRUE | TRUE | FALSE | FALSE | FALSE | FALSE | FALSE | Info Not Available

## LandUse_Env_Criteria_README
3. Land-use implications and feasibility & 4. Environmental (conservation and biological) impact factors
Criteria Purpose | Resources allocated should not exceed available land area to accommodate the resources within the viable distance of the substation and should limit the potential implications, i.e., potential impacts to or conflicts with existing and future land use applications. Mapping will prioritize areas of lower potential land-use implications and higher feasibility for resource development, while seeking to limit locating resources to areas of high potential implications and likely more difficult development potential.
Criteria Application | 3. & 4. Criteria datasets are applied to mapped utility-scale solar, onshore in-CAISO & in-state wind, and in-state geothermal. Note the parcelization, CEC Cropland, and overdrafted groundwater datasets analysis are only applied to utility-scale solar. For out-of-state resources but in-CAISO, only the WECC environmental and land-use screen is applied. Out-of-CAISO resources are included at their CAISO intertie point but land-use analysis is currently not applied. For resources mapped to Baja California, Mexico, staff also have not applied any land-use analysis.
Distance from Sub | Land-use implications and environmental impacts analysis for onshore wind and solar is done for the resource potential around substations within a series of distances. For solar the analysis currently includes 5, 10, 15, and 20 mile analysis. For on-shore wind analysis includes 10, 15, and 20 mile analysis with select substations also having 30 mile analysis where alternative substations are more than 30 miles away.
In-State Geothermal & PSH Analysis | Land-use and environmental criteria analysis is applied to geothermal and PSH resources mapped to Californian locations. While analysis for onshore wind and solar are calculated based on amounts mapped to substations, for geothermal the analysis is centered on the identified geothermal area.
Including Resources in Baseline not yet Online | The IRP baseline includes resources contracted by LSEs that are not yet online and not yet constructed. Because they are in the baseline, these resources are not included in the mapped portfolio amounts. Environmental and land-use analysis includes work that excludes the footprints of existing solar and wind resource projects from the resource potential to ensure that the portfolio resources are not mapped based on resource potential areas occupied by existing projects. Staff use the USGS USWTDB for existing wind projects and the CEC’s existing solar footprint analysis for solar. Since the baseline resource still in-development, with online dates later than that, will not be captured in the existing footprint data, staff are adding the MW amounts of these baseline resources at their interconnection locations to account for their utilization of land as well. These values are shown in “LandUse_Env_Summary_2036” and “_2041” tabs.
Excluding Already Online Resources in Portfolio And Likely Repowers | Similarly, the portfolio includes in-development resources not in the IRP baseline that have already come online. If these came online before 9/1/24, it is likely that these resource footprints are already captured in the existing resource footprint analysis. Staff, therefore, subtract the MWs of these projects from the total mapped portfolio amounts for this land-use and environmental analysis. Additionally, some of the mapped resources align with identified or likely (based on commercial development interest data) repower projects which utilize existing footprint land. The MW attributed to these potential projects are also subtracted from the MW amount used for analysis.
Resource Density | Staff assume a 10 acres/MW density assumption for utility scale solar, a 40 acres/MW density for on-shore in-CAISO wind, and a 5 acres/MW density for geothermal.
Onshore In-state Wind Resource Potential Spatial Attributes | For mapping analysis, staff have used 6.5 m/s derived from Global Wind Atlas Annual Mean Wind Spin to identify the base wind resource potential to which the land-use and environmental analysis is applied. Staff are not changing any of the environmental, land-use, or protected layer exclusions criteria or application.
Tabs for Analysis
LandUse_Env_SubSummary_2036 |  | Summary of the criteria alignment for mapped solar, wind, and geothermal resources in the 2036 portfolio
LandUse_Env_SubSummary_2041 |  | Summary of the criteria alignment for mapped solar, wind, and geothermal resources in the 2041 portfolio
Land_EnvAnalysis_Solar_2036 |  | Land-use and environmental criteria analysis for in-state mapped solar resources in the 2036 portfolio
Land_OOS_Analysis_Solar_2036 |  | Land-use criteria analysis of out-of-state in-CAISO solar resources in the 2036 portfolio
Land_EnvAnalysis_Wind_2036 |  | Land-use and environmental criteria analysis for in-state mapped onshore wind resources in the 2036 portfolio
Land_OOS_Analysis_Wind_2036 |  | Land-use criteria analysis of out-of-state in-CAISO wind resources in the 2036 portfolio
Land_EnvAnalysis_Solar_2041 |  | Land-use and environmental criteria analysis for in-state mapped solar resources in the 2041 portfolio
Land_OOS_Analysis_Solar_2041 |  | Land-use criteria analysis of out-of-state in-CAISO solar resources in the 2041 portfolio
Land_EnvAnalysis_Wind_2041 |  | Land-use and environmental criteria analysis for in-state mapped onshore wind resources in the 2041 portfolio
Land_OOS_Analysis_Wind_2041 |  | Land-use criteria analysis of out-of-state in-CAISO wind resources in the 2041 portfolio
Land_EnvAnalysis_Geo |  | Land-use and environmental criteria analysis for in-state mapped geothermal for the 2036 and 2041 portfolios
Land_EnvPSH |  | Land-use and environmental criteria analysis for in-state mapped Pumped storage for the 2036 and 2041 portfolios
LandEnv_Solar_Data_5mi |  | CEC developed land-use and environmental data for solar resources within 5 mile radius of substations
LandEnv_Solar_Data_10mi |  | CEC developed land-use and environmental data for solar resources within 10 mile radius of substations
LandEnv_Solar_Data_15mi |  | CEC developed land-use and environmental data for solar resources within 15 mile radius of substations
LandEnv_Solar_Data_20mi |  | CEC developed land-use and environmental data for solar resources within 20 mile radius of substations
LandEnv_Wind_Data_10mi |  | CEC developed land-use and environmental data for onshore wind resources within 10 mile radius of substations
LandEnv_Wind_Data_15mi |  | CEC developed land-use and environmental data for onshore wind resources within 15 mile radius of substations
LandEnv_Wind_Data_20mi |  | CEC developed land-use and environmental data for onshore wind resources within 20 mile radius of substations
LandEnv_Wind_Data_30mi |  | CEC developed land-use and environmental data for onshore wind resources within 30 mile radius of substations
LandEnvData_SolarWind_OOS |  | Onshore wind and solar land-use data for all radii for CAISO substations out-of-state
LandEnvData_Geo |  | CEC developed land-use and environmental data for known geothermal areas
EnvScreens_Reconciliation |  | Summary of resources that need to be reconciled between the IRP baseline and the land-use baseline

## LandUse-Env_Summary_byArea
The tables below summarize the initial mapping of the 2041 portfolio resulting alignment with land-use feasibility and environmental conservation and biological implications criteria for solar, wind, and geothermal resources.
[20 empty] | ACE Connectivity Criteria Alignment | ACE Biodiversity Criteria Alignment | ACE Irreplaceability Criteria Alignment | All ACE Criteria Alignment | Intactness Criteria Alignment | Wetlands Criteria Alignment
| PD 2041 Portfolio Mapping | Core Land-use Screen Criteria Alignment |  |  |  | Parcelization Criteria Alignment - Highest Flag |  |  |  | Cropland Index Criteria Alignment - Highest Flag |  |  |  | Overdrafted Groundwater Basin |  | Fire Threat Criteria Alignment - Highest Flag |  |  |  | ACE Connectivity Criteria Alignment - Highest Flag |  |  |  | ACE Biodiversity Criteria Alignment - Highest Flag |  |  |  | ACE Irreplaceability Criteria Alignment - Highest Flag |  |  |  | All ACE Criteria Alignment - Highest Flag |  |  |  | Intactness Criteria Alignment - Highest Flag |  |  |  | Wetlands Criteria Alignment - Highest Flag
| Solar | 1 or 2 | 3 | 4 | 5 | 1 or 2 | 3 | 4 | 5 | 1 or 2 | 3 | 4 | 5 | In | Out | 1 or 2 | 3 | 4 | 5 | 1 or 2 | 3 | 4 | 5 | 1 or 2 | 3 | 4 | 5 | 1 or 2 | 3 | 4 | 5 | 1 or 2 | 3 | 4 | 5 | 1 or 2 | 3 | 4 | 5 | 1 or 2 | 3 | 4 | 5
| PG&E North of Greater Bay Study Area | 755 | 0 | 0 | 0 | 135 | 470 | 150 | 0 | 755 | 0 | 0 | 0 | 0 | 1527.5 | 755 | 0 | 0 | 0 | 755 | 0 | 0 | 0 | 755 | 0 | 0 | 0 | 755 | 0 | 0 | 0 | 755 | 0 | 0 | 0 | 755 | 0 | 0 | 0 | 755 | 0 | 0 | 0 | PG&E NGBA
| PG&E Greater Bay Study Area | 90 | 130 | 0 | 0 | 90 | 0 | 0 | 130 | 220 | 0 | 0 | 0 | 40 | 1160 | 50 | 130 | 0 | 40 | 220 | 0 | 0 | 0 | 220 | 0 | 0 | 0 | 220 | 0 | 0 | 0 | 90 | 130 | 0 | 0 | 220 | 0 | 0 | 0 | 220 | 0 | 0 | 0 | PG&E GBA
| PG&E Fresno Study Area | 4470.8 | 0 | 0 | 0 | 3990.8 | 480 | 0 | 0 | 4470.8 | 0 | 0 | 0 | 5884 | 480 | 4070 | 400.8 | 0 | 0 | 4470.8 | 0 | 0 | 0 | 4470.8 | 0 | 0 | 0 | 4470.8 | 0 | 0 | 0 | 4115 | 355.8 | 0 | 0 | 4470.8 | 0 | 0 | 0 | 4470.8 | 0 | 0 | 0 | PG&E FRESNO
| PG&E Kern Study Area | 6450.25 | 1425 | 150 | 0 | 6725.25 | 1300 | 0 | 0 | 7875.25 | 0 | 0 | 150 | 9160 | 625.25 | 7625.25 | 250 | 0 | 150 | 7775.25 | 250 | 0 | 0 | 8025.25 | 0 | 0 | 0 | 8025.25 | 0 | 0 | 0 | 6065 | 1960.25 | 0 | 0 | 8025.25 | 0 | 0 | 0 | 8025.25 | 0 | 0 | 0 | PG&E KERN
| SCE Northern Area | 2689.65 | 3810 | 192 | 0 | 439 | 362 | 1255.65 | 4635 | 6499.65 | 0 | 192 | 0 | 312 | 6519.65 | 5464.65 | 1035 | 0 | 192 | 6691.65 | 0 | 0 | 0 | 6691.65 | 0 | 0 | 0 | 6691.65 | 0 | 0 | 0 | 6499.65 | 192 | 0 | 0 | 6691.65 | 0 | 0 | 0 | 6691.65 | 0 | 0 | 0 | SCE Northern
| SCE Metro Study Area | 0 | 0 | 0 | 886 | 0 | 0 | 0 | 886 | 886 | 0 | 0 | 0 | 0 | 886 | 886 | 0 | 0 | 0 | 0 | 0 | 486 | 400 | 0 | 0 | 486 | 400 | 0 | 0 | 0 | 886 | 0 | 0 | 0 | 886 | 0 | 0 | 486 | 400 | 0 | 0 | 486 | 400 | SCE Metro
| SCE North of Lugo Study Area | 137.8 | 0 | 274 | 0 | 0 | 0 | 0 | 411.8 | 411.8 | 0 | 0 | 0 | 31.8 | 380 | 411.8 | 0 | 0 | 0 | 137.8 | 0 | 274 | 0 | 411.8 | 0 | 0 | 0 | 411.8 | 0 | 0 | 0 | 137.8 | 0 | 0 | 274 | 411.8 | 0 | 0 | 0 | 411.8 | 0 | 0 | 0 | SCE NOL
| East of Pisgah Study Area | 4281 | 2052 | 0 | 600 | 0 | 0 | 0 | 0 | 0 | 0 | 0 | 0 | 0 | 6933 | 0 | 0 | 0 | 0 | 0 | 0 | 0 | 0 | 0 | 0 | 0 | 0 | 0 | 0 | 0 | 0 | 0 | 0 | 0 | 0 | 0 | 0 | 0 | 0 | 0 | 0 | 0 | 0 | EOP
| SCE Eastern Study Area | 4330 | 0 | 0 | 1510 | 1135 | 300 | 0 | 1510 | 1435 | 0 | 1510 | 0 | 0 | 6090 | 2645 | 0 | 0 | 300 | 1435 | 0 | 1510 | 0 | 1435 | 0 | 0 | 1510 | 1435 | 0 | 1510 | 0 | 1435 | 0 | 0 | 1510 | 1435 | 1510 | 0 | 0 | 1435 | 1510 | 0 | 0 | SCE Eastern
| SDG&E Study Area | 11390 | 80 | 0 | 2930 | 154.4 | 60 | 90 | 20 | 304.4 | 20 | 0 | 0 | 0 | 14400 | 187 | 0 | 0 | 137.4 | 324.4 | 0 | 0 | 0 | 324.4 | 0 | 0 | 0 | 264.4 | 60 | 0 | 0 | 174.4 | 150 | 0 | 0 | 324.4 | 0 | 0 | 0 | 324.4 | 0 | 0 | 0 | SDGE
| Total: | 34594.5 | 7497 | 616 | 5926 | 12669.45 | 2972 | 1495.65 | 7592.8 | 22857.9 | 20 | 1702 | 150 | 15427.8 | 39001.4 | 22094.7 | 1815.8 | 0 | 819.4 | 21809.9 | 250 | 2270 | 400 | 22333.9 | 0 | 486 | 1910 | 22273.9 | 60 | 1510 | 886 | 19271.85 | 2788.05 | 0 | 2670 | 22333.9 | 1510 | 486 | 400 | 22333.9 | 1510 | 486 | 400
Analysis with 6.5 m/s derived from Global Wind Atlas Annual Mean Wind Spin. | PD 2041 Portfolio Mapping | Core Land-use Screen Criteria Alignment |  |  |  | Fire Threat Criteria Alignment - Highest Flag |  |  |  | ACE Connectivity Criteria Alignment - Highest Flag |  |  |  | ACE Biodiversity Criteria Alignment - Highest Flag |  |  |  | ACE Irreplaceability Criteria Alignment - Highest Flag |  |  |  | All ACE Criteria Alignment - Highest Flag |  |  |  | Intactness Criteria Alignment - Highest Flag |  |  |  | Wetlands Criteria Alignment - Highest Flag | [14 empty] | Initial 2040 Portfolio Mapping | Core Land-use Screen Criteria Alignment |  |  |  | Fire Threat Criteria Alignment - Highest Flag |  |  |  | ACE Connectivity Criteria Alignment - Highest Flag |  |  |  | ACE Biodiversity Criteria Alignment - Highest Flag |  |  |  | ACE Irreplaceability Criteria Alignment - Highest Flag |  |  |  | All ACE Criteria Alignment - Highest Flag |  |  |  | Intactness Criteria Alignment - Highest Flag |  |  |  | Wetlands Criteria Alignment - Highest Flag
| Onshore Wind | 1 or 2 | 3 | 4 | 5 | 1 or 2 | 3 | 4 | 5 | 1 or 2 | 3 | 4 | 5 | 1 or 2 | 3 | 4 | 5 | 1 or 2 | 3 | 4 | 5 | 1 or 2 | 3 | 4 | 5 | 1 or 2 | 3 | 4 | 5 | 1 or 2 | 3 | 4 | 5 | [11 empty] | Onshore Wind | 1 or 2 | 3 | 4 | 5 | 1 or 2 | 3 | 4 | 5 | 1 or 2 | 3 | 4 | 5 | 1 or 2 | 3 | 4 | 5 | 1 or 2 | 3 | 4 | 5 | 1 or 2 | 3 | 4 | 5 | 1 or 2 | 3 | 4 | 5 | 1 or 2 | 3 | 4 | 5
| PG&E North of Greater Bay Study Area | 0 | 110 | 95 | 270 | 0 | 0 | 0 | 475 | 110 | 95 | 0 | 270 | 205 | 0 | 0 | 270 | 205 | 0 | 0 | 270 | 110 | 95 | 0 | 270 | 110 | 95 | 0 | 270 | 205 | 0 | 0 | 270 | [10 empty] | PG&E NGBA | PG&E North of Greater Bay | 858.5 | 0 | 944.2 | 0 | 465.5 | 0 | 0 | 1337.2 | 1689.7 | 113 | 0 | 0 | 1802.7 | 0 | 0 | 0 | 1671.5 | 131.2 | 0 | 0 | 1558.5 | 0 | 0 | 244.2 | 746.7 | 1056 | 0 | 0 | 1802.7 | 0 | 0 | 0
| PG&E Greater Bay Study Area | -267.3 | 0 | -85.8 | 0 | -90.8 | 0 | 0 | -262.3 | -90.8 | -80.8 | -181.5 | 0 | -348.1 | -5 | 0 | 0 | -90.8 | -262.3 | 0 | 0 | -90.8 | 0 | 0 | -262.3 | -353.1 | 0 | 0 | 0 | -353.1 | 0 | 0 | 0 | [10 empty] | PG&E GBA | PG&E Greater Bay | 109.45 | 0 | 551 | 0 | 660.45 | 0 | 0 | 0 | 660.45 | 0 | 0 | 0 | 660.45 | 0 | 0 | 0 | 660.45 | 0 | 0 | 0 | 660.45 | 0 | 0 | 0 | 660.45 | 0 | 0 | 0 | 660.45 | 0 | 0 | 0
| PG&E Fresno Study Area | 0 | 0 | 0 | 8.8 | 0 | 0 | 0 | 8.8 | 0 | 0 | 0 | 8.8 | 8.8 | 0 | 0 | 0 | 8.8 | 0 | 0 | 0 | 0 | 0 | 0 | 8.8 | 0 | 0 | 8.8 | 0 | 8.8 | 0 | 0 | 0 | [10 empty] | PG&E FRESNO | PG&E Fresno | 500 | 0 | 0 | 0 | 500 | 0 | 0 | 0 | 390 | 110 | 0 | 0 | 500 | 0 | 0 | 0 | 500 | 0 | 0 | 0 | 390 | 110 | 0 | 0 | 500 | 0 | 0 | 0 | 500 | 0 | 0 | 0
| PG&E Kern Study Area | 0 | 0 | 0 | 95.25 | 0 | 0 | 0 | 95.25 | 0 | 0 | 0 | 95.25 | 0 | 95.25 | 0 | 0 | 0 | 95.25 | 0 | 0 | 0 | 0 | 0 | 95.25 | 0 | 0 | 0 | 95.25 | 0 | 95.25 | 0 | 0 | [10 empty] | PG&E KERN | PG&E Kern | 113.07 | 0 | 91.2 | 0 | 0 | 0 | 0 | 204.27 | 204.27 | 0 | 0 | 0 | 204.27 | 0 | 0 | 0 | 204.27 | 0 | 0 | 0 | 113.07 | 91.2 | 0 | 0 | 204.27 | 0 | 0 | 0 | 204.27 | 0 | 0 | 0
| SCE Northern Area | 82.65 | 0 | 0 | 0 | 82.65 | 0 | 0 | 0 | 82.65 | 0 | 0 | 0 | 82.65 | 0 | 0 | 0 | 82.65 | 0 | 0 | 0 | 82.65 | 0 | 0 | 0 | 82.65 | 0 | 0 | 0 | 82.65 | 0 | 0 | 0 | [10 empty] | SCE Northern | SCE Northern Area | 500 | 0 | 174 | 0 | 474 | 0 | 0 | 200 | 674 | 0 | 0 | 0 | 674 | 0 | 0 | 0 | 674 | 0 | 0 | 0 | 500 | 174 | 0 | 0 | 674 | 0 | 0 | 0 | 674 | 0 | 0 | 0
| SCE Metro Study Area | 0 | 0 | 0 | 0 | 0 | 0 | 0 | 0 | 0 | 0 | 0 | 0 | 0 | 0 | 0 | 0 | 0 | 0 | 0 | 0 | 0 | 0 | 0 | 0 | 0 | 0 | 0 | 0 | 0 | 0 | 0 | 0 | [10 empty] | SCE Metro | SCE Metro | 0 | 0 | 0 | 0 | 0 | 0 | 0 | 0 | 0 | 0 | 0 | 0 | 0 | 0 | 0 | 0 | 0 | 0 | 0 | 0 | 0 | 0 | 0 | 0 | 0 | 0 | 0 | 0 | 0 | 0 | 0 | 0
| SCE North of Lugo Study Area | 0 | 0 | 0 | 0 | 0 | 0 | 0 | 0 | 0 | 0 | 0 | 0 | 0 | 0 | 0 | 0 | 0 | 0 | 0 | 0 | 0 | 0 | 0 | 0 | 0 | 0 | 0 | 0 | 0 | 0 | 0 | 0 | [10 empty] | SCE NOL | SCE North of Lugo | 362.18 | 0 | 0 | 0 | 362.18 | 0 | 0 | 0 | 362.18 | 0 | 0 | 0 | 362.18 | 0 | 0 | 0 | 362.18 | 0 | 0 | 0 | 362.18 | 0 | 0 | 0 | 362.18 | 0 | 0 | 0 | 362.18 | 0 | 0 | 0
| East of Pisgah Study Area | 321 | 0 | 0 | 0 | 0 | 0 | 0 | 0 | 0 | 0 | 0 | 0 | 0 | 0 | 0 | 0 | 0 | 0 | 0 | 0 | 0 | 0 | 0 | 0 | 0 | 0 | 0 | 0 | 0 | 0 | 0 | 0 | [10 empty] | EOP | East of Pisgah | 1228.5 | 0 | 0 | 0 | 0 | 0 | 0 | 0 | 0 | 0 | 0 | 0 | 0 | 0 | 0 | 0 | 0 | 0 | 0 | 0 | 0 | 0 | 0 | 0 | 0 | 0 | 0 | 0 | 0 | 0 | 0 | 0
| SCE Eastern Study Area | 0 | 173 | 0 | 0 | 0 | 173 | 0 | 0 | 173 | 0 | 0 | 0 | 173 | 0 | 0 | 0 | 173 | 0 | 0 | 0 | 173 | 0 | 0 | 0 | 173 | 0 | 0 | 0 | 173 | 0 | 0 | 0 | [10 empty] | SCE Eastern | SCE Eastern | 0 | 234.5 | 0 | 0 | 0 | 0 | 0 | 234.5 | 234.5 | 0 | 0 | 0 | 234.5 | 0 | 0 | 0 | 234.5 | 0 | 0 | 0 | 234.5 | 0 | 0 | 0 | 234.5 | 0 | 0 | 0 | 234.5 | 0 | 0 | 0
| SDG&E Study Area | 0 | 180 | 280 | 0 | 0 | 0 | 0 | 460 | 460 | 0 | 0 | 0 | 460 | 0 | 0 | 0 | 460 | 0 | 0 | 0 | 180 | 280 | 0 | 0 | 460 | 0 | 0 | 0 | 460 | 0 | 0 | 0 | [10 empty] | SDGE | SDG&E | 63.3 | 0 | 400 | 0 | 0 | 0 | 0 | 463.3 | 463.3 | 0 | 0 | 0 | 463.3 | 0 | 0 | 0 | 463.3 | 0 | 0 | 0 | 463.3 | 0 | 0 | 0 | 463.3 | 0 | 0 | 0 | 463.3 | 0 | 0 | 0
| Total: | 136.35 | 463 | 289.2 | 374.05 | -8.15 | 173 | 0 | 776.75 | 734.85 | 14.2 | -181.5 | 374.05 | 581.35 | 90.25 | 0 | 270 | 838.65 | -167.05 | 0 | 270 | 454.85 | 375 | 0 | 111.75 | 472.55 | 95 | 8.8 | 365.25 | 576.35 | 95.25 | 0 | 270 | [11 empty] | Total: | 3735 | 234.5 | 2160.4 | 0 | 2462.13 | 0 | 0 | 2439.27 | 4678.4 | 223 | 0 | 0 | 4901.4 | 0 | 0 | 0 | 4770.2 | 131.2 | 0 | 0 | 4282 | 375.2 | 0 | 244.2 | 3845.4 | 1056 | 0 | 0 | 4901.4 | 0 | 0 | 0
| PD 2041 Portfolio Mapping | Core Land-use Screen Criteria Alignment 1 or 2: Core Land-use Screen Criteria Alignment; Fire Threat Criteria Alignment - Highest Flag 1 or 2: Fire Threat Criteria Alignment - Highest Flag; ACE Connectivity Criteria Alignment - Highest Flag 1 or 2: ACE Connectivity Criteria Alignment - Highest Flag; ACE Biodiversity Criteria Alignment - Highest Flag 1 or 2: ACE Biodiversity Criteria Alignment - Highest Flag; ACE Irreplaceability Criteria Alignment - Highest Flag 1 or 2: ACE Irreplaceability Criteria Alignment - Highest Flag; All ACE Criteria Alignment - Highest Flag 1 or 2: All ACE Criteria Alignment - Highest Flag; Intactness Criteria Alignment - Highest Flag 1 or 2: Intactness Criteria Alignment - Highest Flag; Wetlands Criteria Alignment - Highest Flag 1 or 2: Wetlands Criteria Alignment - Highest Flag
| Geothermal | 1 or 2 | 3 | 4 | 5 | 1 or 2 | 3 | 4 | 5 | 1 or 2 | 3 | 4 | 5 | 1 or 2 | 3 | 4 | 5 | 1 or 2 | 3 | 4 | 5 | 1 or 2 | 3 | 4 | 5 | 1 or 2 | 3 | 4 | 5 | 1 or 2 | 3 | 4 | 5
| Geysers | 29.2 | 0 | 0 | 0 | 0 | 0 | 0 | 29.2 | 29.2 | 0 | 0 | 0 | 29.2 | 0 | 0 | 0 | 29.2 | 0 | 0 | 0 | 0 | 29.2 | 0 | 0 | 29.2 | 0 | 0 | 0 | 29.2 | 0 | 0 | 0
| Mono - Long Valley | 103.8 | 0 | 0 | 0 | 0 | 103.8 | 0 | 0 | 103.8 | 0 | 0 | 0 | 103.8 | 0 | 0 | 0 | 103.8 | 0 | 0 | 0 | 103.8 | 0 | 0 | 0 | 103.8 | 0 | 0 | 0 | 103.8 | 0 | 0 | 0
| Salton Sea | 30 | 0 | 0 | 0 | 30 | 0 | 0 | 0 | 30 | 0 | 0 | 0 | 30 | 0 | 0 | 0 | 30 | 0 | 0 | 0 | 30 | 0 | 0 | 0 | 30 | 0 | 0 | 0 | 30 | 0 | 0 | 0
| East Brawley | 25 | 0 | 0 | 0 | 25 | 0 | 0 | 0 | 25 | 0 | 0 | 0 | 25 | 0 | 0 | 0 | 25 | 0 | 0 | 0 | 25 | 0 | 0 | 0 | 25 | 0 | 0 | 0 | 25 | 0 | 0 | 0
| Total (MW): | 188 | 0 | 0 | 0 | 55 | 103.8 | 0 | 29.2 | 188 | 0 | 0 | 0 | 188 | 0 | 0 | 0 | 188 | 0 | 0 | 0 | 158.8 | 29.2 | 0 | 0 | 188 | 0 | 0 | 0 | 188 | 0 | 0 | 0

## LandUse_Env_SubSummary_2036
This tab shows by substation the land-use and environmental criteria for the mapped solar, wind, and geothermal resources for the 2036 portfolio. The MWs mapped, the adjustments for baseline resources, online resources, and likely repower projects, the needed distance from substation for analysis, and the resulting criteria flags for the land-use and environmental impacts criteria are shown by substation and renewable resource type. The mapping info and results are shown for onshore wind in columns F through T, solar in columns V through AM, and geothermal in columns AO through BA.
[6 empty] | Onshore In-CAISO Wind | [14 empty] | Solar Analysis | [17 empty] | Geothermal
[6 empty] | Mapped Resources |  | Adjustments to Analysis |  |  | Analysis Amount | [9 empty] | Mapped Resources |  | Adjustments to Analysis |  |  | Analysis Amount | [12 empty] | Mapped Resources | Adjustments | Analysis Amount
[6 empty] | Wind | Wind | Exclude | Include | Exclude | Onshore Wind | Distance | [8 empty] | Solar | Solar | Exclude | Include | Exclude | Solar | Distance | [11 empty] | Geothermal | Include | Geothermal
CAISO Study Area | Substation | Voltage | Sub Name in Screens Analysis | In or <5 mi from Overdrafted Basin | Is OOS/out-of-CAISO | FCDS | EODS | In-Dev Res. Online & Captured in Land-use Exclusions | Baseline Resources not yet Constructed | Likely Repower (existing project footprints) | Total for Env/Land-Use Analysis | Distance from Substation | Core Screen Criteria Alignment Level | Fire Threat Criteria Alignment Level | ACE Connectivity Criteria Alignment | ACE Biodiversity Criteria Alignment | ACE Irreplaceability Criteria Alignment | All ACE Criteria Alignment | Intactness Criteria Alignment | Wetlands Criteria Alignment | FCDS | EODS | In-Dev Res. Online & Captured in Land-use Exclusions | Baseline Resources not yet Constructed | Likely Repower MWs | Total for Env/Land-Use Analysis | Distance from Substation | Core Screen Criteria Alignment Level | Parcelization Criteria Alignment Level | Cropland Index Criteria Alignment Level | Overdrafted Basin Criteria Alignment Level | Fire Threat Criteria Alignment Level | ACE Connectivity Criteria Alignment | ACE Biodiversity Criteria Alignment | ACE Irreplaceability Criteria Alignment | All ACE Criteria Alignment | Intactness Criteria Alignment | Wetlands Criteria Alignment | FCDS | Baseline Resources not yet constructed | Total for Env/Land-Use Analysis |  | Geothermal Field | Core Screen Criteria Alignment Level | Fire Threat Criteria Alignment Level | ACE Connectivity Criteria Alignment | ACE Biodiversity Criteria Alignment | ACE Irreplaceability Criteria Alignment | All ACE Criteria Alignment | Intactness Criteria Alignment | Wetlands Criteria Alignment
PG&E KERN | 7th Standard | 115 | 7th Standard | 1 |  | 0 | 0 | 0 | 0 |  | 0 |  | N/A | N/A | N/A | N/A | N/A | N/A | N/A | N/A | 110 | 120 | 0 | 0 |  | 230 | 10 | 1 | 3 | 2 | 1 | 1 | 1 | 1 | 1 | 1 | 1 | 1 | 0 | 0 | 0
SCE Metro | Alamitos | 230 | Alamitos | 2 |  | 0 | 0 | 0 | 0 |  | 0 |  | N/A | N/A | N/A | N/A | N/A | N/A | N/A | N/A | 0 | 0 | 0 | 0 |  | 0 | 10 | 1 | 4 | 1 | 2 | 1 | 1 | 1 | 3 | 3 | 1 | 1 | 0 | 0 | 0
SCE Eastern | Alberhill | 115 | No Analysis | 2 |  | 0 | 0 | 0 | 0 |  | 0 |  | N/A | N/A | N/A | N/A | N/A | N/A | N/A | N/A | 0 | 0 | 0 | 0 |  | 0 | 10 | N/A | N/A | N/A | 2 | N/A | N/A | N/A | N/A | N/A | N/A | N/A | 7 | 0 | 7
SCE Eastern | Alberhill | 500 | No Analysis | 2 |  | 0 | 0 | 0 | 0 |  | 0 |  | N/A | N/A | N/A | N/A | N/A | N/A | N/A | N/A | 0 | 0 | 0 | 0 |  | 0 | 10 | N/A | N/A | N/A | 2 | N/A | N/A | N/A | N/A | N/A | N/A | N/A | 0 | 0 | 0
PG&E GBA | Alhambra | 115 | No Analysis | 2 |  | 0 | 0 | 0 | 0 |  | 0 |  | N/A | N/A | N/A | N/A | N/A | N/A | N/A | N/A | 90 | 0 | 0 | 0 |  | 90 | 10 | N/A | N/A | N/A | 2 | N/A | N/A | N/A | N/A | N/A | N/A | N/A | 0 | 0 | 0
PG&E FRESNO | Alpaugh | 115 | Alpaugh | 1 |  | 0 | 0 | 0 | 0 |  | 0 | 10 | 1 | 1 | 1 | 1 | 1 | 1 | 1 | 1 | 0 | 0 | 0 | 0 |  | 0 | 10 | 1 | 1 | 1 | 1 | 1 | 1 | 1 | 1 | 1 | 1 | 1 | 0 | 0 | 0
SDGE | Alpine | 69 | No Analysis | 2 |  | 0 | 0 | 0 | 0 |  | 0 |  | N/A | N/A | N/A | N/A | N/A | N/A | N/A | N/A | 0 | 0 | 0 | 0 |  | 0 | 10 | N/A | N/A | N/A | 2 | N/A | N/A | N/A | N/A | N/A | N/A | N/A | 0 | 0 | 0
PG&E GBA | Altamont Midway (Sandhill) | 230 | Green Ridge Midway | 2 |  | 0 | 0 | 0 | 0 | 5 | -5 | 10 | 4 | 5 | 4 | 3 | 3 | 5 | 1 | 1 | 0 | 0 | 0 | 0 |  | 0 | 10 | 1 | 2 | 1 | 2 | 3 | 2 | 2 | 2 | 3 | 1 | 1 | 0 | 0 | 0
SCE Northern | Antelope | 66 | Antelope | 2 |  | 0 | 0 | 0 | 0 |  | 0 |  | N/A | N/A | N/A | N/A | N/A | N/A | N/A | N/A | 0 | 0 | 0 | 0 |  | 0 | 10 | 1 | 4 | 1 | 2 | 3 | 1 | 1 | 1 | 1 | 1 | 1 | 0 | 0 | 0
SCE Northern | Antelope | 230 | Antelope | 2 |  | 0 | 0 | 0 | 0 |  | 0 | 10 | 1 | 3 | 1 | 1 | 1 | 1 | 1 | 1 | 0 | 0 | 0 | 0 |  | 0 | 10 | 1 | 4 | 1 | 2 | 3 | 1 | 1 | 1 | 1 | 1 | 1 | 0 | 0 | 0
SCE Northern | Antelope | 500 | Antelope | 2 |  | 0 | 0 | 0 | 0 |  | 0 |  | N/A | N/A | N/A | N/A | N/A | N/A | N/A | N/A | 0 | 0 | 0 | 0 |  | 0 | 10 | 1 | 4 | 1 | 2 | 3 | 1 | 1 | 1 | 1 | 1 | 1 | 0 | 0 | 0
PG&E NGBA | Arcata | 60 | No Analysis | 2 |  | 0 | 0 | 0 | 0 |  | 0 |  | N/A | N/A | N/A | N/A | N/A | N/A | N/A | N/A | 0 | 0 | 0 | 0 |  | 0 | 10 | N/A | N/A | N/A | 2 | N/A | N/A | N/A | N/A | N/A | N/A | N/A | 0 | 0 | 0
PG&E KERN | Arco | 230 | Arco | 1 |  | 0 | 0 | 0 | 0 |  | 0 |  | N/A | N/A | N/A | N/A | N/A | N/A | N/A | N/A | 870 | 455 | 0 | 0 |  | 1325 | 10 | 3 | 2 | 2 | 1 | 2 | 2 | 1 | 1 | 3 | 1 | 1 | 0 | 0 | 0
PG&E KERN | Arco | 70 | Arco | 1 |  | 0 | 0 | 0 | 0 |  | 0 |  | N/A | N/A | N/A | N/A | N/A | N/A | N/A | N/A | 60 | 0 | 0 | 0 |  | 60 | 10 | 3 | 2 | 2 | 1 | 2 | 2 | 1 | 1 | 3 | 1 | 1 | 0 | 0 | 0
SCE Metro | ArcoGen | 230 | Arcogen | 2 |  | 0 | 0 | 0 | 0 |  | 0 |  | N/A | N/A | N/A | N/A | N/A | N/A | N/A | N/A | 486 | 0 | 0 | 0 |  | 486 | 10 | 5 | 5 | 1 | 2 | 1 | 4 | 4 | 5 | 5 | 4 | 4 | 0 | 0 | 0
SDGE | Artesian | 230 | No Analysis | 2 |  | 0 | 0 | 0 | 0 |  | 0 |  | N/A | N/A | N/A | N/A | N/A | N/A | N/A | N/A | 0 | 0 | 0 | 0 |  | 0 | 10 | N/A | N/A | N/A | 2 | N/A | N/A | N/A | N/A | N/A | N/A | N/A | 0 | 0 | 0
SDGE | Artesian | 69 | No Analysis | 2 |  | 0 | 0 | 0 | 0 |  | 0 |  | N/A | N/A | N/A | N/A | N/A | N/A | N/A | N/A | 0 | 0 | 0 | 0 |  | 0 | 10 | N/A | N/A | N/A | 2 | N/A | N/A | N/A | N/A | N/A | N/A | N/A | 0 | 0 | 0
PG&E FRESNO | Ashlan | 230 | No Analysis | 1 |  | 0 | 0 | 0 | 0 |  | 0 |  | N/A | N/A | N/A | N/A | N/A | N/A | N/A | N/A | 0 | 0 | 0 | 0 |  | 0 | 10 | N/A | N/A | N/A | 1 | N/A | N/A | N/A | N/A | N/A | N/A | N/A | 0 | 0 | 0
PG&E NGBA | Atlantic | 115 | No Analysis | 2 |  | 0 | 0 | 0 | 0 |  | 0 |  | N/A | N/A | N/A | N/A | N/A | N/A | N/A | N/A | 0 | 0 | 0 | 0 |  | 0 | 10 | N/A | N/A | N/A | 2 | N/A | N/A | N/A | N/A | N/A | N/A | N/A | 0 | 0 | 0
PG&E NGBA | Atlantic | 230 | No Analysis | 2 |  | 0 | 0 | 0 | 0 |  | 0 |  | N/A | N/A | N/A | N/A | N/A | N/A | N/A | N/A | 0 | 235 | 0 | 0 |  | 235 | 10 | N/A | N/A | N/A | 2 | N/A | N/A | N/A | N/A | N/A | N/A | N/A | 0 | 0 | 0
PG&E NGBA | Atlantic | 60 | No Analysis | 2 |  | 0 | 0 | 0 | 0 |  | 0 |  | N/A | N/A | N/A | N/A | N/A | N/A | N/A | N/A | 0 | 0 | 0 | 0 |  | 0 | 10 | N/A | N/A | N/A | 2 | N/A | N/A | N/A | N/A | N/A | N/A | N/A | 0 | 0 | 0
PG&E FRESNO | Atwater | 115 | No Analysis | 1 |  | 0 | 0 | 0 | 0 |  | 0 |  | N/A | N/A | N/A | N/A | N/A | N/A | N/A | N/A | 0 | 0 | 0 | 0 |  | 0 | 10 | N/A | N/A | N/A | 1 | N/A | N/A | N/A | N/A | N/A | N/A | N/A | 0 | 0 | 0
PG&E GBA | Avena | 115 | No Analysis | 1 |  | 0 | 0 | 0 | 0 |  | 0 |  | N/A | N/A | N/A | N/A | N/A | N/A | N/A | N/A | 0 | 0 | 0 | 0 |  | 0 | 10 | N/A | N/A | N/A | 1 | N/A | N/A | N/A | N/A | N/A | N/A | N/A | 0 | 0 | 0
SDGE | Avocado | 69 | No Analysis | 2 |  | 0 | 0 | 0 | 0 |  | 0 |  | N/A | N/A | N/A | N/A | N/A | N/A | N/A | N/A | 0 | 0 | 0 | 0 |  | 0 | 10 | N/A | N/A | N/A | 2 | N/A | N/A | N/A | N/A | N/A | N/A | N/A | 0 | 0 | 0
PG&E NGBA | Bahia | 230 | No Analysis | 2 |  | 0 | 0 | 0 | 0 |  | 0 |  | N/A | N/A | N/A | N/A | N/A | N/A | N/A | N/A | 0 | 0 | 0 | 0 |  | 0 | 10 | N/A | N/A | N/A | 2 | N/A | N/A | N/A | N/A | N/A | N/A | N/A | 0 | 0 | 0
SCE Northern | Bailey | 230 | Bailey | 2 |  | 0 | 0 | 0 | 0 |  | 0 |  | N/A | N/A | N/A | N/A | N/A | N/A | N/A | N/A | 0 | 0 | 0 | 0 |  | 0 | 10 | 1 | 1 | 1 | 2 | 5 | 2 | 2 | 2 | 4 | 2 | 1 | 0 | 0 | 0
SCE NOL | Baker | 115 | No Analysis | 2 |  | 0 | 0 | 0 | 0 |  | 0 |  | N/A | N/A | N/A | N/A | N/A | N/A | N/A | N/A | 0 | 0 | 0 | 0 |  | 0 | 10 | N/A | N/A | N/A | 2 | N/A | N/A | N/A | N/A | N/A | N/A | N/A | 0 | 0 | 0
PG&E KERN | Bakersfield | 230 | Bakersfield | 1 |  | 0 | 0 | 0 | 0 |  | 0 |  | N/A | N/A | N/A | N/A | N/A | N/A | N/A | N/A | 440 | 320 | 0 | 0 |  | 760 | 10 | 2 | 3 | 1 | 1 | 2 | 1 | 1 | 1 | 1 | 1 | 1 | 0 | 0 | 0
PG&E FRESNO | Balch | 230 | No Analysis | 2 |  | 0 | 0 | 0 | 0 |  | 0 | 15 | N/A | N/A | N/A | N/A | N/A | N/A | N/A | N/A | 0 | 0 | 0 | 0 |  | 0 | 10 | N/A | N/A | N/A | 2 | N/A | N/A | N/A | N/A | N/A | N/A | N/A | 0 | 0 | 0
SCE Eastern | Bannister | 230 | No Analysis | 2 |  | 0 | 60 | 0 | 0 |  | 60 |  | N/A | N/A | N/A | N/A | N/A | N/A | N/A | N/A | 0 | 0 | 0 | 0 |  | 0 | 10 | N/A | N/A | N/A | 2 | N/A | N/A | N/A | N/A | N/A | N/A | N/A | 0 | 44 | 44
SCE Metro | Barre | 230 | Barre | 2 |  | 0 | 0 | 0 | 0 |  | 0 |  | N/A | N/A | N/A | N/A | N/A | N/A | N/A | N/A | 0 | 0 | 0 | 0 |  | 0 | 10 | 1 | 4 | 1 | 2 | 1 | 1 | 1 | 5 | 5 | 1 | 1 | 0 | 0 | 0
SDGE | Bay Boulevard | 69 | Bay Boulevard | 2 |  | 0 | 0 | 0 | 0 |  | 0 |  | N/A | N/A | N/A | N/A | N/A | N/A | N/A | N/A | 0 | 0 | 0 | 0 |  | 0 | 10 | 1 | 3 | 1 | 2 | 2 | 1 | 2 | 4 | 4 | 1 | 1 | 0 | 0 | 0
SDGE | Bay Boulevard | 230 | Bay Boulevard | 2 |  | 0 | 0 | 0 | 0 |  | 0 |  | N/A | N/A | N/A | N/A | N/A | N/A | N/A | N/A | 0 | 0 | 0 | 0 |  | 0 | 10 | 1 | 3 | 1 | 2 | 2 | 1 | 2 | 4 | 4 | 1 | 1 | 0 | 0 | 0
EOP | Beatty | 138 | Beatty | 2 | OOS | 0 | 0 | 0 | 0 |  | 0 |  | N/A | N/A | N/A | N/A | N/A | N/A | N/A | N/A | 0 | 0 | 0 | 0 |  | 0 | 10 | 2 | N/A | N/A | 2 | N/A | N/A | N/A | N/A | N/A | N/A | N/A | 0 | 0 | 0
EOP | Beatty | 230 | Beatty | 2 | OOS | 0 | 0 | 0 | 0 |  | 0 |  | N/A | N/A | N/A | N/A | N/A | N/A | N/A | N/A | 500 | 0 | 0 | 0 |  | 500 | 10 | 2 | N/A | N/A | 2 | N/A | N/A | N/A | N/A | N/A | N/A | N/A | 436 | 0 | 436 |  | OOS | N/A | N/A | N/A | N/A | N/A | N/A | N/A | N/A
PG&E NGBA | Belden | 230 | No Analysis | 2 |  | 0 | 0 | 0 | 0 |  | 0 |  | N/A | N/A | N/A | N/A | N/A | N/A | N/A | N/A | 0 | 0 | 0 | 0 |  | 0 | 10 | N/A | N/A | N/A | 2 | N/A | N/A | N/A | N/A | N/A | N/A | N/A | 0 | 0 | 0
PG&E NGBA | Bell | 115 | No Analysis | 2 |  | 0 | 0 | 0 | 0 |  | 0 |  | N/A | N/A | N/A | N/A | N/A | N/A | N/A | N/A | 0 | 0 | 0 | 0 |  | 0 | 10 | N/A | N/A | N/A | 2 | N/A | N/A | N/A | N/A | N/A | N/A | N/A | 0 | 0 | 0
PG&E NGBA | Bellevue | 115 | Bellevue | 2 |  | 0 | 0 | 0 | 0 |  | 0 |  | N/A | N/A | N/A | N/A | N/A | N/A | N/A | N/A | 0 | 0 | 0 | 0 |  | 0 | 10 | 1 | 3 | 1 | 2 | 2 | 1 | 1 | 2 | 3 | 1 | 1 | 0 | 0 | 0
PG&E GBA | Bellota | 115 | Bellota | 1 |  | 0 | 0 | 0 | 0 |  | 0 | 15 | 1 | 1 | 1 | 1 | 1 | 1 | 1 | 1 | 0 | 0 | 0 | 0 |  | 0 | 10 | 1 | 2 | 1 | 1 | 2 | 1 | 1 | 1 | 2 | 1 | 1 | 0 | 0 | 0
PG&E GBA | Bellota | 230 | Bellota | 1 |  | 0 | 0 | 0 | 0 |  | 0 |  | N/A | N/A | N/A | N/A | N/A | N/A | N/A | N/A | 0 | 0 | 0 | 0 |  | 0 | 10 | 1 | 2 | 1 | 1 | 2 | 1 | 1 | 1 | 2 | 1 | 1 | 0 | 0 | 0
SCE Northern | Big Creek | 230 | Big Creek Hydro Facilities | 2 |  | 0 | 0 | 0 | 0 |  | 0 |  | N/A | N/A | N/A | N/A | N/A | N/A | N/A | N/A | 192 | 0 | 0 | 0 |  | 192 | 10 | 4 | 1 | 4 | 2 | 2 | 1 | 2 | 1 | 3 | 2 | 1 | 0 | 0 | 0
PG&E FRESNO | Biola | 70 | No Analysis | 1 |  | 0 | 0 | 0 | 0 |  | 0 |  | N/A | N/A | N/A | N/A | N/A | N/A | N/A | N/A | 0 | 0 | 0 | 0 |  | 0 | 10 | N/A | N/A | N/A | 1 | N/A | N/A | N/A | N/A | N/A | N/A | N/A | 0 | 0 | 0
PG&E GBA | Birds Landing | 230 | Birds Landing | 2 |  | 0 | 0 | 0 | 0 | 90.8 | -90.8 | 15 | 1 | 2 | 1 | 1 | 1 | 2 | 1 | 1 | 0 | 0 | 0 | 0 |  | 0 | 10 | 1 | 1 | 1 | 2 | 3 | 1 | 1 | 1 | 1 | 1 | 1 | 0 | 0 | 0
SCE Northern | Bliss | 66 | No Analysis | 1 |  | 0 | 0 | 0 | 0 |  | 0 |  | N/A | N/A | N/A | N/A | N/A | N/A | N/A | N/A | 0 | 0 | 0 | 0 |  | 0 | 10 | N/A | N/A | N/A | 1 | N/A | N/A | N/A | N/A | N/A | N/A | N/A | 0 | 0 | 0
SCE Eastern | Blythe | 161 | BlytheSC 161 kV | 2 |  | 0 | 0 | 0 | 0 |  | 0 |  | N/A | N/A | N/A | N/A | N/A | N/A | N/A | N/A | 0 | 160 | 0 | 0 |  | 160 | 10 | 1 | 2 | 1 | 2 | 1 | 1 | 1 | 1 | 1 | 1 | 1 | 0 | 0 | 0
PG&E NGBA | Bogue | 115 | No Analysis | 2 |  | 0 | 0 | 0 | 0 |  | 0 |  | N/A | N/A | N/A | N/A | N/A | N/A | N/A | N/A | 0 | 0 | 0 | 0 |  | 0 | 10 | N/A | N/A | N/A | 2 | N/A | N/A | N/A | N/A | N/A | N/A | N/A | 0 | 0 | 0
PG&E FRESNO | Borden | 230 | Borden | 1 |  | 0 | 0 | 0 | 0 |  | 0 |  | N/A | N/A | N/A | N/A | N/A | N/A | N/A | N/A | 0 | 0 | 0 | 0 |  | 0 | 10 | 1 | 2 | 1 | 1 | 2 | 1 | 1 | 1 | 2 | 1 | 1 | 0 | 0 | 0
PG&E FRESNO | Borden | 70 | Borden | 1 |  | 0 | 0 | 0 | 0 |  | 0 |  | N/A | N/A | N/A | N/A | N/A | N/A | N/A | N/A | 0 | 0 | 0 | 0 |  | 0 | 10 | 1 | 2 | 1 | 1 | 2 | 1 | 1 | 1 | 2 | 1 | 1 | 0 | 0 | 0
SDGE | Boulevard East | 138 | Boulevard | 2 |  | 180 | 0 | 0 | 0 |  | 180 | 10 | 3 | 5 | 2 | 2 | 2 | 2 | 2 | 2 | 20 | 10 | 0 | 0 |  | 30 | 10 | 1 | 1 | 1 | 2 | 5 | 1 | 1 | 1 | 1 | 1 | 1 | 0 | 0 | 0
SDGE | Boulevard East | 69 | Boulevard | 2 |  | 0 | 0 | 0 | 0 |  | 0 |  | N/A | N/A | N/A | N/A | N/A | N/A | N/A | N/A | 0 | 17.4 | 0 | 0 |  | 17.4 | 10 | 1 | 1 | 1 | 2 | 5 | 1 | 1 | 1 | 1 | 1 | 1 | 0 | 0 | 0
PG&E GBA | Brentwood | 230 | Brentwood | 2 |  | 0 | 0 | 0 | 0 |  | 0 |  | N/A | N/A | N/A | N/A | N/A | N/A | N/A | N/A | 0 | 50 | 0 | 0 |  | 50 | 10 | 2 | 1 | 1 | 2 | 2 | 1 | 1 | 1 | 2 | 1 | 1 | 0 | 0 | 0
PG&E NGBA | Bridgeville | 115 | Bridgeville | 2 |  | 0 | 0 | 0 | 0 |  | 0 |  | N/A | N/A | N/A | N/A | N/A | N/A | N/A | N/A | 0 | 0 | 0 | 0 |  | 0 | 10 | 1 | 1 | 1 | 2 | 1 | 1 | 1 | 1 | 1 | 2 | 1 | 0 | 0 | 0
PG&E NGBA | Brighton | 115 | No Analysis | 2 |  | 0 | 0 | 0 | 0 |  | 0 |  | N/A | N/A | N/A | N/A | N/A | N/A | N/A | N/A | 0 | 0 | 0 | 0 |  | 0 | 10 | N/A | N/A | N/A | 2 | N/A | N/A | N/A | N/A | N/A | N/A | N/A | 0 | 0 | 0
PG&E NGBA | Brighton | 230 | No Analysis | 2 |  | 0 | 0 | 0 | 0 |  | 0 |  | N/A | N/A | N/A | N/A | N/A | N/A | N/A | N/A | 0 | 0 | 0 | 0 |  | 0 | 10 | N/A | N/A | N/A | 2 | N/A | N/A | N/A | N/A | N/A | N/A | N/A | 0 | 0 | 0
PG&E NGBA | Brunswick | 115 | Brunswick | 2 |  | 0 | 0 | 0 | 0 |  | 0 |  | N/A | N/A | N/A | N/A | N/A | N/A | N/A | N/A | 0 | 0 | 0 | 0 |  | 0 | 10 | 1 | 4 | 1 | 2 | 5 | 3 | 1 | 1 | 3 | 1 | 1 | 0 | 0 | 0
PG&E NGBA | Bucks Creek | 230 | No Analysis | 2 |  | 0 | 0 | 0 | 0 |  | 0 |  | N/A | N/A | N/A | N/A | N/A | N/A | N/A | N/A | 0 | 0 | 0 | 0 |  | 0 | 10 | N/A | N/A | N/A | 2 | N/A | N/A | N/A | N/A | N/A | N/A | N/A | 0 | 0 | 0
PG&E KERN | Buena Vista | 230 | No Analysis | 1 |  | 0 | 0 | 0 | 0 |  | 0 |  | N/A | N/A | N/A | N/A | N/A | N/A | N/A | N/A | 895 | 555 | 0 | 0 |  | 1450 | 10 | N/A | N/A | N/A | 1 | N/A | N/A | N/A | N/A | N/A | N/A | N/A | 0 | 0 | 0
PG&E FRESNO | Bullard | 115 | No Analysis | 1 |  | 0 | 0 | 0 | 0 |  | 0 |  | N/A | N/A | N/A | N/A | N/A | N/A | N/A | N/A | 0 | 0 | 0 | 0 |  | 0 | 10 | N/A | N/A | N/A | 1 | N/A | N/A | N/A | N/A | N/A | N/A | N/A | 0 | 0 | 0
PG&E GBA | Burlingame | 115 | No Analysis | 2 |  | 50 | 0 | 0 | 0 |  | 50 |  | N/A | N/A | N/A | N/A | N/A | N/A | N/A | N/A | 60 | 0 | 0 | 0 |  | 60 | 10 | N/A | N/A | N/A | 2 | N/A | N/A | N/A | N/A | N/A | N/A | N/A | 0 | 0 | 0
PG&E NGBA | Burney Forest | 230 | No Analysis | 2 |  | 0 | 0 | 0 | 0 |  | 0 |  | N/A | N/A | N/A | N/A | N/A | N/A | N/A | N/A | 0 | 0 | 0 | 0 |  | 0 | 10 | N/A | N/A | N/A | 2 | N/A | N/A | N/A | N/A | N/A | N/A | N/A | 40 | 0 | 40
PG&E NGBA | Butte | 115 | No Analysis | 2 |  | 0 | 0 | 0 | 0 |  | 0 |  | N/A | N/A | N/A | N/A | N/A | N/A | N/A | N/A | 0 | 0 | 0 | 0 |  | 0 | 10 | N/A | N/A | N/A | 2 | N/A | N/A | N/A | N/A | N/A | N/A | N/A | 0 | 0 | 0
PG&E KERN | Cabrillo | 115 | Cabrillo | 2 |  | 0 | 0 | 0 | 95.25 |  | 95.25 | 10 | 5 | 5 | 5 | 3 | 3 | 5 | 5 | 3 | 0 | 80 | 0 | 0 |  | 80 | 10 | 1 | 1 | 1 | 2 | 2 | 1 | 1 | 2 | 3 | 1 | 1 | 0 | 0 | 0
PG&E FRESNO | Cal Flats | 230 | Cal Flats | 2 |  | 0 | 0 | 0 | 0 |  | 0 |  | N/A | N/A | N/A | N/A | N/A | N/A | N/A | N/A | 0 | 0 | 0 | 0 |  | 0 | 10 | 1 | 1 | 1 | 2 | 5 | 1 | 1 | 1 | 1 | 3 | 1 | 0 | 0 | 0
SCE NOL | Calcite | 230 | Calcite | 2 |  | 0 | 0 | 0 | 0 |  | 0 |  | N/A | N/A | N/A | N/A | N/A | N/A | N/A | N/A | 106 | 0 | 0 | 0 |  | 106 | 10 | 1 | 5 | 1 | 2 | 1 | 1 | 1 | 1 | 2 | 1 | 1 | 0 | 0 | 0
PG&E KERN | Caliente | 230 | Caliente | 2 |  | 0 | 0 | 0 | 0 |  | 0 | 10 | 1 | 3 | 2 | 1 | 1 | 2 | 2 | 1 | 0 | 0 | 0 | 0 |  | 0 | 10 | 1 | 2 | 1 | 2 | 2 | 2 | 1 | 1 | 2 | 1 | 1 | 0 | 0 | 0
PG&E FRESNO | California Ave | 115 | Cal Ave | 1 |  | 0 | 0 | 0 | 0 |  | 0 | 10 | 1 | 1 | 1 | 1 | 1 | 1 | 1 | 1 | 100 | 0 | 0 | 0 |  | 100 | 10 | 1 | 3 | 2 | 1 | 1 | 1 | 1 | 1 | 1 | 1 | 1 | 0 | 0 | 0
PG&E KERN | Callender | 115 | No Analysis | 2 |  | 0 | 0 | 0 | 0 |  | 0 |  | N/A | N/A | N/A | N/A | N/A | N/A | N/A | N/A | 0 | 0 | 0 | 0 |  | 0 | 10 | N/A | N/A | N/A | 2 | N/A | N/A | N/A | N/A | N/A | N/A | N/A | 0 | 0 | 0
PG&E NGBA | Calpella | 115 | Calpella | 2 |  | 0 | 100 | 0 | 0 |  | 100 |  | N/A | N/A | N/A | N/A | N/A | N/A | N/A | N/A | 0 | 0 | 0 | 0 |  | 0 | 10 | 1 | 1 | 1 | 2 | 3 | 1 | 1 | 1 | 2 | 1 | 1 | 0 | 0 | 0
PG&E GBA | Camanche | 230 | Camanche | 1 |  | 0 | 0 | 0 | 0 |  | 0 |  | N/A | N/A | N/A | N/A | N/A | N/A | N/A | N/A | 0 | 0 | 0 | 0 |  | 0 | 10 | 1 | 2 | 1 | 1 | 1 | 2 | 1 | 2 | 3 | 1 | 1 | 0 | 0 | 0
SDGE | Cameron | 69 | No Analysis | 2 |  | 0 | 0 | 0 | 0 |  | 0 |  | N/A | N/A | N/A | N/A | N/A | N/A | N/A | N/A | 0 | 0 | 0 | 0 |  | 0 | 10 | N/A | N/A | N/A | 2 | N/A | N/A | N/A | N/A | N/A | N/A | N/A | 0 | 0 | 0
SDGE | Cannon | 69 | No Analysis | 2 |  | 0 | 0 | 0 | 0 |  | 0 |  | N/A | N/A | N/A | N/A | N/A | N/A | N/A | N/A | 0 | 0 | 0 | 0 |  | 0 | 10 | N/A | N/A | N/A | 2 | N/A | N/A | N/A | N/A | N/A | N/A | N/A | 0 | 0 | 0
PG&E FRESNO | Cantua | 115 | Cantua | 1 |  | 0 | 0 | 0 | 0 |  | 0 |  | N/A | N/A | N/A | N/A | N/A | N/A | N/A | N/A | 100 | 0 | 0 | 0 |  | 100 | 10 | 1 | 1 | 1 | 1 | 2 | 1 | 1 | 1 | 1 | 1 | 1 | 0 | 0 | 0
SDGE | Capistrano | 138 | Capistrano | 2 |  | 0 | 0 | 0 | 0 |  | 0 |  | N/A | N/A | N/A | N/A | N/A | N/A | N/A | N/A | 0 | 0 | 0 | 0 |  | 0 | 10 | 1 | 4 | 1 | 2 | 5 | 1 | 2 | 3 | 3 | 2 | 1 | 0 | 0 | 0
SDGE | Capistrano | 230 | Capistrano | 2 |  | 0 | 0 | 0 | 0 |  | 0 |  | N/A | N/A | N/A | N/A | N/A | N/A | N/A | N/A | 0 | 0 | 0 | 0 |  | 0 | 10 | 1 | 4 | 1 | 2 | 5 | 1 | 2 | 3 | 3 | 2 | 1 | 0 | 0 | 0
PG&E NGBA | Carberry | 230 | No Analysis | 2 |  | 0 | 0 | 0 | 0 |  | 0 |  | N/A | N/A | N/A | N/A | N/A | N/A | N/A | N/A | 0 | 0 | 0 | 0 |  | 0 | 10 | N/A | N/A | N/A | 2 | N/A | N/A | N/A | N/A | N/A | N/A | N/A | 0 | 0 | 0
SCE Eastern | Cardiff | 66 | No Analysis | 2 |  | 0 | 0 | 0 | 0 |  | 0 |  | N/A | N/A | N/A | N/A | N/A | N/A | N/A | N/A | 0 | 0 | 0 | 0 |  | 0 | 10 | N/A | N/A | N/A | 2 | N/A | N/A | N/A | N/A | N/A | N/A | N/A | 0 | 0 | 0
PG&E NGBA | Caribou | 60 | No Analysis | 2 |  | 0 | 0 | 0 | 0 |  | 0 | 15 | N/A | N/A | N/A | N/A | N/A | N/A | N/A | N/A | 0 | 0 | 0 | 0 |  | 0 | 10 | N/A | N/A | N/A | 2 | N/A | N/A | N/A | N/A | N/A | N/A | N/A | 0 | 0 | 0
PG&E NGBA | Caribou | 115 | No Analysis | 2 |  | 0 | 95 | 0 | 0 |  | 95 |  | N/A | N/A | N/A | N/A | N/A | N/A | N/A | N/A | 0 | 0 | 0 | 0 |  | 0 | 10 | N/A | N/A | N/A | 2 | N/A | N/A | N/A | N/A | N/A | N/A | N/A | 0 | 0 | 0
PG&E NGBA | Caribou | 230 | No Analysis | 2 |  | 0 | 0 | 0 | 0 |  | 0 |  | N/A | N/A | N/A | N/A | N/A | N/A | N/A | N/A | 0 | 0 | 0 | 0 |  | 0 | 10 | N/A | N/A | N/A | 2 | N/A | N/A | N/A | N/A | N/A | N/A | N/A | 0 | 0 | 0
EOP | Carpenter Canyon (fka Gamebird) | 138 | GAMEBIRD | 2 | OOS | 0 | 0 | 0 | 0 |  | 0 |  | N/A | N/A | N/A | N/A | N/A | N/A | N/A | N/A | 0 | 0 | 0 | 0 |  | 0 | 10 | 1 | N/A | N/A | 2 | N/A | N/A | N/A | N/A | N/A | N/A | N/A | 0 | 0 | 0
EOP | Carpenter Canyon (fka Gamebird) | 230 | GAMEBIRD | 2 | OOS | 0 | 0 | 0 | 0 |  | 0 |  | N/A | N/A | N/A | N/A | N/A | N/A | N/A | N/A | 550 | 180 | 0 | 0 |  | 730 | 10 | 1 | N/A | N/A | 2 | N/A | N/A | N/A | N/A | N/A | N/A | N/A | 0 | 0 | 0
PG&E NGBA | Carquinez | 115 | Carquinez | 2 |  | 0 | 0 | 0 | 0 |  | 0 |  | N/A | N/A | N/A | N/A | N/A | N/A | N/A | N/A | 0 | 0 | 0 | 0 |  | 0 | 10 | 1 | 4 | 1 | 2 | 2 | 1 | 1 | 1 | 3 | 1 | 1 | 0 | 0 | 0
SDGE | Carrizo Gorge | 138 | ECO | 2 |  | 0 | 0 | 0 | 0 |  | 0 |  | N/A | N/A | N/A | N/A | N/A | N/A | N/A | N/A | 0 | 0 | 0 | 0 |  | 0 | 10 | 1 | 1 | 1 | 2 | 2 | 1 | 1 | 1 | 2 | 1 | 1 | 0 | 0 | 0
PG&E KERN | Carrizo Plains | 115 | Carrizo Plains | 1 |  | 0 | 0 | 0 | 0 |  | 0 |  | N/A | N/A | N/A | N/A | N/A | N/A | N/A | N/A | 0 | 0 | 0 | 0 |  | 0 | 10 | 1 | 1 | 1 | 1 | 3 | 1 | 1 | 1 | 2 | 2 | 1 | 0 | 0 | 0
PG&E KERN | Casaloma | 230 | No Analysis | 1 |  | 0 | 0 | 0 | 0 |  | 0 |  | N/A | N/A | N/A | N/A | N/A | N/A | N/A | N/A | 0 | 0 | 0 | 0 |  | 0 | 10 | N/A | N/A | N/A | 1 | N/A | N/A | N/A | N/A | N/A | N/A | N/A | 0 | 0 | 0
PG&E GBA | Castro Valley | 230 | No Analysis | 2 |  | 0 | 0 | 0 | 0 |  | 0 |  | N/A | N/A | N/A | N/A | N/A | N/A | N/A | N/A | 0 | 0 | 0 | 0 |  | 0 | 10 | N/A | N/A | N/A | 2 | N/A | N/A | N/A | N/A | N/A | N/A | N/A | 0 | 0 | 0
PG&E GBA | Cayetano | 230 | Cayetano | 2 |  | 0 | 0 | 0 | 0 |  | 0 |  | N/A | N/A | N/A | N/A | N/A | N/A | N/A | N/A | 0 | 0 | 0 | 0 |  | 0 | 10 | 1 | 2 | 1 | 2 | 5 | 2 | 2 | 3 | 3 | 1 | 1 | 0 | 0 | 0
SCE Metro | Center | 230 | Center | 2 |  | 0 | 0 | 0 | 0 |  | 0 |  | N/A | N/A | N/A | N/A | N/A | N/A | N/A | N/A | 0 | 0 | 0 | 0 |  | 0 | 10 | 1 | 1 | 1 | 2 | 1 | 1 | 1 | 1 | 1 | 1 | 1 | 0 | 0 | 0
PG&E KERN | Charca | 115 | Charca | 1 |  | 0 | 0 | 0 | 0 |  | 0 |  | N/A | N/A | N/A | N/A | N/A | N/A | N/A | N/A | 0 | 0 | 0 | 0 |  | 0 | 10 | 1 | 1 | 3 | 1 | 1 | 1 | 1 | 1 | 1 | 1 | 1 | 0 | 0 | 0
EOP | Charleston | 138 | No Analysis | 2 | OOS | 0 | 0 | 0 | 0 |  | 0 |  | N/A | N/A | N/A | N/A | N/A | N/A | N/A | N/A | 0 | 0 | 0 | 0 |  | 0 | 10 | N/A | N/A | N/A | 2 | N/A | N/A | N/A | N/A | N/A | N/A | N/A | 0 | 0 | 0
SCE Metro | Chevmain | 230 | Chevmain | 2 |  | 0 | 0 | 0 | 0 |  | 0 |  | N/A | N/A | N/A | N/A | N/A | N/A | N/A | N/A | 0 | 0 | 0 | 0 |  | 0 | 10 | 1 | 3 | 1 | 2 | 1 | 1 | 1 | 2 | 3 | 1 | 1 | 0 | 0 | 0
SDGE | Chicarita | 138 | No Analysis | 2 |  | 0 | 0 | 0 | 0 |  | 0 |  | N/A | N/A | N/A | N/A | N/A | N/A | N/A | N/A | 0 | 0 | 0 | 0 |  | 0 | 10 | N/A | N/A | N/A | 2 | N/A | N/A | N/A | N/A | N/A | N/A | N/A | 0 | 0 | 0
SCE Metro | Chino | 230 | Chino | 2 |  | 0 | 0 | 0 | 0 |  | 0 | 10 | 1 | 1 | 1 | 1 | 1 | 1 | 1 | 1 | 0 | 0 | 0 | 0 |  | 0 | 10 | 1 | 4 | 1 | 2 | 3 | 1 | 1 | 1 | 1 | 1 | 1 | 0 | 0 | 0
PG&E FRESNO | Chowchilla | 115 | No Analysis | 1 |  | 0 | 0 | 0 | 0 |  | 0 |  | N/A | N/A | N/A | N/A | N/A | N/A | N/A | N/A | 50 | 0 | 0 | 0 |  | 50 | 10 | N/A | N/A | N/A | 1 | N/A | N/A | N/A | N/A | N/A | N/A | N/A | 0 | 0 | 0
PG&E GBA | Christie | 60 | No Analysis | 2 |  | 0 | 0 | 0 | 0 |  | 0 |  | N/A | N/A | N/A | N/A | N/A | N/A | N/A | N/A | 0 | 0 | 0 | 0 |  | 0 | 10 | N/A | N/A | N/A | 2 | N/A | N/A | N/A | N/A | N/A | N/A | N/A | 0 | 0 | 0
PG&E GBA | Christie | 115 | No Analysis | 2 |  | 0 | 0 | 0 | 0 |  | 0 | 20 | N/A | N/A | N/A | N/A | N/A | N/A | N/A | N/A | 0 | 0 | 0 | 0 |  | 0 | 10 | N/A | N/A | N/A | 2 | N/A | N/A | N/A | N/A | N/A | N/A | N/A | 0 | 0 | 0
SCE Eastern | Cielo Azul | 500 | CIELO AZUL | 2 | OOS | 0 | 0 | 0 | 0 |  | 0 |  | N/A | N/A | N/A | N/A | N/A | N/A | N/A | N/A | 150 | 2325 | 0 | 0 |  | 2475 | 10 | 2 | N/A | N/A | 2 | N/A | N/A | N/A | N/A | N/A | N/A | N/A | 0 | 0 | 0
PG&E GBA | Clay | 60 | No Analysis | 2 |  | 0 | 0 | 0 | 0 |  | 0 |  | N/A | N/A | N/A | N/A | N/A | N/A | N/A | N/A | 0 | 0 | 0 | 0 |  | 0 | 10 | N/A | N/A | N/A | 2 | N/A | N/A | N/A | N/A | N/A | N/A | N/A | 0 | 0 | 0
PG&E GBA | Clayton | 115 | Clayton | 2 |  | 0 | 0 | 0 | 0 |  | 0 |  | N/A | N/A | N/A | N/A | N/A | N/A | N/A | N/A | 0 | 0 | 0 | 0 |  | 0 | 10 | 1 | 1 | 1 | 2 | 5 | 2 | 3 | 2 | 3 | 1 | 1 | 0 | 0 | 0
PG&E NGBA | Cloverdale | 115 | Cloverdale | 2 |  | 0 | 0 | 0 | 0 |  | 0 |  | N/A | N/A | N/A | N/A | N/A | N/A | N/A | N/A | 0 | 0 | 0 | 0 |  | 0 | 10 | 1 | 1 | 1 | 2 | 4 | 2 | 1 | 2 | 3 | 1 | 1 | 4.2 | 0 | 4.2 |  | Geysers | 1 | 5 | 2 | 1 | 2 | 3 | 1 | 1
PG&E FRESNO | Clovis | 115 | No Analysis | 1 |  | 0 | 0 | 0 | 0 |  | 0 |  | N/A | N/A | N/A | N/A | N/A | N/A | N/A | N/A | 0 | 0 | 0 | 0 |  | 0 | 10 | N/A | N/A | N/A | 1 | N/A | N/A | N/A | N/A | N/A | N/A | N/A | 0 | 0 | 0
PG&E GBA | Coburn | 230 | Coburn | 2 |  | 0 | 0 | 0 | 0 |  | 0 | 10 | 1 | 5 | 2 | 1 | 1 | 2 | 1 | 1 | 0 | 0 | 0 | 0 |  | 0 | 10 | 1 | 1 | 1 | 2 | 3 | 1 | 1 | 1 | 1 | 1 | 1 | 0 | 0 | 0
PG&E GBA | Coburn | 60 | Coburn | 2 |  | 0 | 0 | 0 | 0 |  | 0 |  | N/A | N/A | N/A | N/A | N/A | N/A | N/A | N/A | 0 | 0 | 0 | 0 |  | 0 | 10 | 1 | 1 | 1 | 2 | 3 | 1 | 1 | 1 | 1 | 1 | 1 | 0 | 0 | 0
PG&E NGBA | Colgate | 230 | Colgate | 2 |  | 0 | 0 | 0 | 0 |  | 0 |  | N/A | N/A | N/A | N/A | N/A | N/A | N/A | N/A | 0 | 0 | 0 | 0 |  | 0 | 10 | 1 | 3 | 1 | 2 | 5 | 3 | 1 | 1 | 4 | 1 | 1 | 0 | 0 | 0
PG&E GBA | Collierville | 230 | No Analysis | 2 |  | 0 | 0 | 0 | 0 |  | 0 | 15 | N/A | N/A | N/A | N/A | N/A | N/A | N/A | N/A | 0 | 0 | 0 | 0 |  | 0 | 10 | N/A | N/A | N/A | 2 | N/A | N/A | N/A | N/A | N/A | N/A | N/A | 0 | 0 | 0
PG&E GBA | Collinsville | 230 | No Analysis | 2 |  | 0 | 0 | 0 | 0 |  | 0 |  | N/A | N/A | N/A | N/A | N/A | N/A | N/A | N/A | 0 | 0 | 0 | 0 |  | 0 | 10 | N/A | N/A | N/A | 2 | N/A | N/A | N/A | N/A | N/A | N/A | N/A | 0 | 0 | 0
PG&E GBA | Collinsville | 500 | No Analysis | 2 |  | 0 | 0 | 0 | 0 |  | 0 |  | N/A | N/A | N/A | N/A | N/A | N/A | N/A | N/A | 0 | 0 | 0 | 0 |  | 0 | 10 | N/A | N/A | N/A | 2 | N/A | N/A | N/A | N/A | N/A | N/A | N/A | 0 | 0 | 0
SCE Eastern | Colorado River | 230 | Colorado River | 2 |  | 0 | 0 | 0 | 0 |  | 0 |  | N/A | N/A | N/A | N/A | N/A | N/A | N/A | N/A | 100 | 700 | 0 | 0 |  | 800 | 15 | 2 | 1 | 1 | 2 | 1 | 1 | 1 | 1 | 2 | 1 | 1 | 0 | 0 | 0
SCE Eastern | Colorado River | 500 | Colorado River | 2 |  | 0 | 0 | 0 | 0 |  | 0 |  | N/A | N/A | N/A | N/A | N/A | N/A | N/A | N/A | 0 | 0 | 0 | 0 |  | 0 | 10 | 2 | 2 | 1 | 2 | 1 | 1 | 1 | 1 | 2 | 1 | 1 | 0 | 0 | 0
PG&E KERN | Columbus | 115 | Columbus | 1 |  | 0 | 0 | 0 | 0 |  | 0 | 15 | 1 | 1 | 1 | 1 | 1 | 1 | 1 | 1 | 100 | 130 | 0 | 0 |  | 230 | 10 | 1 | 2 | 1 | 1 | 2 | 2 | 1 | 1 | 2 | 1 | 1 | 0 | 0 | 0
PG&E GBA | Contra Costa | 115 | Contra Costa | 2 |  | 0 | 0 | 0 | 0 |  | 0 | 15 | 1 | 3 | 1 | 1 | 1 | 2 | 1 | 1 | 0 | 0 | 0 | 0 |  | 0 | 10 | 1 | 1 | 1 | 2 | 3 | 1 | 1 | 1 | 2 | 1 | 1 | 0 | 0 | 0
PG&E GBA | Contra Costa | 230 | Contra Costa | 2 |  | 0 | 0 | 0 | 0 |  | 0 | 15 | 1 | 3 | 1 | 1 | 1 | 2 | 1 | 1 | 0 | 0 | 0 | 0 |  | 0 | 10 | 1 | 1 | 1 | 2 | 3 | 1 | 1 | 1 | 2 | 1 | 1 | 0 | 0 | 0
PG&E GBA | Contra Costa PP | 230 | No Analysis | 2 |  | 0 | 0 | 0 | 0 |  | 0 |  | N/A | N/A | N/A | N/A | N/A | N/A | N/A | N/A | 0 | 0 | 0 | 0 |  | 0 | 10 | N/A | N/A | N/A | 2 | N/A | N/A | N/A | N/A | N/A | N/A | N/A | 0 | 0 | 0
SCE NOL | Control | 115 | Control | 2 |  | 0 | 0 | 0 | 0 |  | 0 |  | N/A | N/A | N/A | N/A | N/A | N/A | N/A | N/A | 0 | 0 | 0 | 0 |  | 0 | 10 | 1 | 1 | 1 | 2 | 1 | 1 | 1 | 1 | 1 | 3 | 1 | 116.8 | 0 | 116.8 | *minus 13 import | Mono - Long Valley | 1 | 3 | 1 | 1 | 1 | 1 | 1 | 1
SCE NOL | Control | 55 | Control | 2 | OOS | 0 | 0 | 0 | 0 |  | 0 |  | N/A | N/A | N/A | N/A | N/A | N/A | N/A | N/A | 0 | 0 | 0 | 0 |  | 0 | 10 | #N/A | N/A | N/A | 2 | N/A | N/A | N/A | N/A | N/A | N/A | N/A | 0 | 0 | 0
PG&E GBA | Cooley Landing | 115 | No Analysis | 2 |  | 0 | 0 | 0 | 0 |  | 0 | 20 | N/A | N/A | N/A | N/A | N/A | N/A | N/A | N/A | 0 | 50 | 0 | 0 |  | 50 | 10 | N/A | N/A | N/A | 2 | N/A | N/A | N/A | N/A | N/A | N/A | N/A | 0 | 0 | 0
PG&E GBA | Cooley Landing | 60 | No Analysis | 2 |  | 0 | 0 | 0 | 0 |  | 0 |  | N/A | N/A | N/A | N/A | N/A | N/A | N/A | N/A | 0 | 0 | 0 | 0 |  | 0 | 10 | N/A | N/A | N/A | 2 | N/A | N/A | N/A | N/A | N/A | N/A | N/A | 0 | 0 | 0
SCE NOL | Coolwater | 230 | Coolwater | 2 |  | 0 | 0 | 0 | 0 |  | 0 |  | N/A | N/A | N/A | N/A | N/A | N/A | N/A | N/A | 0 | 0 | 0 | 0 |  | 0 | 10 | 1 | 3 | 1 | 2 | 1 | 3 | 1 | 1 | 3 | 1 | 1 | 0 | 0 | 0
SCE NOL | Coolwater | 115 | Coolwater | 2 |  | 0 | 0 | 0 | 0 |  | 0 | 20 | 1 | 1 | 1 | 1 | 1 | 1 | 2 | 1 | 0 | 0 | 0 | 0 |  | 0 | 10 | 1 | 3 | 1 | 2 | 1 | 3 | 1 | 1 | 3 | 1 | 1 | 0 | 0 | 0
PG&E KERN | Copus | 70 | No Analysis | 1 |  | 0 | 0 | 0 | 0 |  | 0 |  | N/A | N/A | N/A | N/A | N/A | N/A | N/A | N/A | 0 | 0 | 0 | 0 |  | 0 | 10 | N/A | N/A | N/A | 1 | N/A | N/A | N/A | N/A | N/A | N/A | N/A | 0 | 0 | 0
PG&E FRESNO | Corcoran | 70 | Corcoran | 1 |  | 0 | 0 | 0 | 0 |  | 0 |  | N/A | N/A | N/A | N/A | N/A | N/A | N/A | N/A | 0 | 0 | 0 | 0 |  | 0 | 10 | 1 | 1 | 1 | 1 | 1 | 1 | 1 | 1 | 1 | 1 | 1 | 0 | 0 | 0
PG&E FRESNO | Corcoran | 115 | Corcoran | 1 |  | 0 | 0 | 0 | 0 |  | 0 |  | N/A | N/A | N/A | N/A | N/A | N/A | N/A | N/A | 0 | 0 | 0 | 0 |  | 0 | 10 | 1 | 1 | 1 | 1 | 1 | 1 | 1 | 1 | 1 | 1 | 1 | 0 | 0 | 0
PG&E NGBA | Corona | 115 | No Analysis | 2 |  | 0 | 0 | 0 | 0 |  | 0 |  | N/A | N/A | N/A | N/A | N/A | N/A | N/A | N/A | 0 | 0 | 0 | 0 |  | 0 | 10 | N/A | N/A | N/A | 2 | N/A | N/A | N/A | N/A | N/A | N/A | N/A | 0 | 0 | 0
PG&E NGBA | Cortina | 230 | Cortina | 2 |  | 0 | 101 | 0 | 0 |  | 101 |  | N/A | N/A | N/A | N/A | N/A | N/A | N/A | N/A | 0 | 0 | 0 | 0 |  | 0 | 10 | 1 | 1 | 1 | 2 | 5 | 1 | 1 | 1 | 3 | 1 | 1 | 115 | 0 | 115
PG&E NGBA | Cortina | 115 | Cortina | 2 |  | 0 | 0 | 0 | 0 |  | 0 |  | N/A | N/A | N/A | N/A | N/A | N/A | N/A | N/A | 0 | 0 | 0 | 0 |  | 0 | 5 | 1 | 1 | 1 | 2 | 4 | 1 | 1 | 1 | 3 | 1 | 1 | 0 | 0 | 0
PG&E GBA | Cottle | 230 | No Analysis | 1 |  | 0 | 0 | 0 | 0 |  | 0 |  | N/A | N/A | N/A | N/A | N/A | N/A | N/A | N/A | 0 | 0 | 0 | 0 |  | 0 | 10 | N/A | N/A | N/A | 1 | N/A | N/A | N/A | N/A | N/A | N/A | N/A | 0 | 0 | 0
PG&E NGBA | Cottonwood | 115 | Cottonwood | 2 |  | 0 | 0 | 0 | 0 |  | 0 |  | N/A | N/A | N/A | N/A | N/A | N/A | N/A | N/A | 0 | 0 | 0 | 0 |  | 0 | 10 | 1 | 3 | 1 | 2 | 5 | 1 | 1 | 1 | 2 | 1 | 1 | 0 | 0 | 0
PG&E NGBA | Cottonwood | 230 | Cottonwood | 2 |  | 0 | 0 | 0 | 0 |  | 0 |  | N/A | N/A | N/A | N/A | N/A | N/A | N/A | N/A | 0 | 0 | 0 | 0 |  | 0 | 10 | 1 | 3 | 1 | 2 | 5 | 1 | 1 | 1 | 2 | 1 | 1 | 105 | 0 | 105
PG&E NGBA | Cottonwood | 60 | Cottonwood | 2 |  | 0 | 0 | 0 | 0 |  | 0 |  | N/A | N/A | N/A | N/A | N/A | N/A | N/A | N/A | 0 | 0 | 0 | 0 |  | 0 | 10 | 1 | 3 | 1 | 2 | 5 | 1 | 1 | 1 | 2 | 1 | 1 | 0 | 0 | 0
PG&E NGBA | Cove Road | 230 | Cove Rd | 2 |  | 0 | 0 | 0 | 0 |  | 0 |  | N/A | N/A | N/A | N/A | N/A | N/A | N/A | N/A | 0 | 0 | 0 | 0 |  | 0 | 10 | 1 | 1 | 1 | 2 | 5 | 2 | 1 | 1 | 3 | 1 | 1 | 0 | 0 | 0
PG&E GBA | Coyote | 230 | Coyote | 2 |  | 0 | 0 | 0 | 0 |  | 0 |  | N/A | N/A | N/A | N/A | N/A | N/A | N/A | N/A | 0 | 0 | 0 | 0 |  | 0 | 10 | 1 | 1 | 1 | 2 | 5 | 3 | 1 | 1 | 3 | 2 | 1 | 0 | 0 | 0
PG&E GBA | Crazy Horse Canyon | 115 | No Analysis | 1 |  | 50 | 0 | 0 | 0 |  | 50 |  | N/A | N/A | N/A | N/A | N/A | N/A | N/A | N/A | 0 | 0 | 0 | 0 |  | 0 | 10 | N/A | N/A | N/A | 1 | N/A | N/A | N/A | N/A | N/A | N/A | N/A | 0 | 0 | 0
SDGE | Creelman | 69 | No Analysis | 2 |  | 0 | 0 | 0 | 0 |  | 0 |  | N/A | N/A | N/A | N/A | N/A | N/A | N/A | N/A | 0 | 0 | 0 | 0 |  | 0 | 10 | N/A | N/A | N/A | 2 | N/A | N/A | N/A | N/A | N/A | N/A | N/A | 0 | 0 | 0
PG&E FRESNO | Crescent | 70 | Helm | 1 |  | 0 | 0 | 0 | 0 |  | 0 |  | N/A | N/A | N/A | N/A | N/A | N/A | N/A | N/A | 0 | 35 | 0 | 0 |  | 35 | 10 | 1 | 1 | 1 | 1 | 1 | 1 | 1 | 1 | 1 | 1 | 1 | 0 | 0 | 0
PG&E FRESNO | Cressey | 115 | No Analysis | 1 |  | 0 | 0 | 0 | 0 |  | 0 |  | N/A | N/A | N/A | N/A | N/A | N/A | N/A | N/A | 0 | 0 | 0 | 0 |  | 0 | 10 | N/A | N/A | N/A | 1 | N/A | N/A | N/A | N/A | N/A | N/A | N/A | 0 | 0 | 0
PG&E NGBA | Cresta | 230 | No Analysis | 2 |  | 0 | 0 | 0 | 0 |  | 0 |  | N/A | N/A | N/A | N/A | N/A | N/A | N/A | N/A | 0 | 0 | 0 | 0 |  | 0 | 10 | N/A | N/A | N/A | 2 | N/A | N/A | N/A | N/A | N/A | N/A | N/A | 0 | 0 | 0
SDGE | Crestwood | 69 | No Analysis | 2 |  | 0 | 0 | 0 | 0 |  | 0 |  | N/A | N/A | N/A | N/A | N/A | N/A | N/A | N/A | 0 | 0 | 0 | 0 |  | 0 | 10 | N/A | N/A | N/A | 2 | N/A | N/A | N/A | N/A | N/A | N/A | N/A | 0 | 0 | 0
PG&E GBA | Crow Creek | 60 | Crow Creek | 1 |  | 0 | 0 | 0 | 0 |  | 0 |  | N/A | N/A | N/A | N/A | N/A | N/A | N/A | N/A | 0 | 0 | 0 | 0 |  | 0 | 10 | 1 | 1 | 1 | 1 | 2 | 1 | 1 | 1 | 2 | 1 | 1 | 0 | 0 | 0
PG&E GBA | Crows Landing | 60 | No Analysis | 1 |  | 0 | 0 | 0 | 0 |  | 0 |  | N/A | N/A | N/A | N/A | N/A | N/A | N/A | N/A | 0 | 0 | 0 | 0 |  | 0 | 10 | N/A | N/A | N/A | 1 | N/A | N/A | N/A | N/A | N/A | N/A | N/A | 0 | 0 | 0
PG&E GBA | Curtis | 115 | Curtis | 2 |  | 0 | 0 | 0 | 0 |  | 0 |  | N/A | N/A | N/A | N/A | N/A | N/A | N/A | N/A | 0 | 0 | 0 | 0 |  | 0 | 10 | 1 | 2 | 1 | 2 | 5 | 1 | 1 | 1 | 3 | 1 | 1 | 0 | 0 | 0
PG&E FRESNO | Dairyland | 115 | Dairyland | 1 |  | 0 | 0 | 0 | 0 |  | 0 |  | N/A | N/A | N/A | N/A | N/A | N/A | N/A | N/A | 120 | 0 | 0 | 0 |  | 120 | 10 | 1 | 1 | 1 | 1 | 1 | 1 | 1 | 1 | 1 | 1 | 1 | 0 | 0 | 0
PG&E NGBA | Davis | 115 | Davis | 2 |  | 0 | 0 | 0 | 0 |  | 0 |  | N/A | N/A | N/A | N/A | N/A | N/A | N/A | N/A | 0 | 0 | 0 | 0 |  | 0 | 10 | 1 | 1 | 3 | 2 | 1 | 1 | 1 | 1 | 1 | 1 | 1 | 0 | 0 | 0
SCE Metro | Del Amo | 500 | Del Amo | 2 |  | 0 | 0 | 0 | 0 |  | 0 |  | N/A | N/A | N/A | N/A | N/A | N/A | N/A | N/A | 0 | 0 | 0 | 0 |  | 0 | 10 | 1 | 4 | 1 | 2 | 1 | 1 | 1 | 1 | 1 | 1 | 1 | 0 | 0 | 0
SCE Metro | Del Amo | 230 | Del Amo | 2 |  | 0 | 0 | 0 | 0 |  | 0 |  | N/A | N/A | N/A | N/A | N/A | N/A | N/A | N/A | 0 | 0 | 0 | 0 |  | 0 | 10 | 1 | 4 | 1 | 2 | 1 | 1 | 1 | 1 | 1 | 1 | 1 | 0 | 0 | 0
SCE Eastern | Delaney | 500 | Delaney | 2 | OOS | 0 | 0 | 0 | 0 |  | 0 |  | N/A | N/A | N/A | N/A | N/A | N/A | N/A | N/A | 170 | 250 | 0 | 0 |  | 420 | 10 | 1 | N/A | N/A | 2 | N/A | N/A | N/A | N/A | N/A | N/A | N/A | 0 | 0 | 0
PG&E NGBA | Delevan | 230 | Delevan | 2 |  | 0 | 0 | 0 | 0 |  | 0 |  | N/A | N/A | N/A | N/A | N/A | N/A | N/A | N/A | 0 | 0 | 0 | 0 |  | 0 | 10 | 1 | 1 | 1 | 2 | 3 | 1 | 1 | 1 | 2 | 1 | 1 | 0 | 0 | 0
PG&E GBA | Delta PP | 230 | Delta Switching Yard | 2 |  | 0 | 0 | 0 | 0 |  | 0 |  | N/A | N/A | N/A | N/A | N/A | N/A | N/A | N/A | 0 | 0 | 0 | 0 |  | 0 | 10 | 1 | 2 | 1 | 2 | 3 | 2 | 1 | 1 | 2 | 1 | 1 | 0 | 0 | 0
EOP | Desert View | 230 | Desert View | 2 | OOS | 0 | 0 | 0 | 0 |  | 0 |  | N/A | N/A | N/A | N/A | N/A | N/A | N/A | N/A | 450 | 0 | 0 | 0 |  | 450 | 10 | 3 | N/A | N/A | 2 | N/A | N/A | N/A | N/A | N/A | N/A | N/A | 0 | 0 | 0
SCE Eastern | Devers | 230 | Devers | 2 |  | 263 | 0 | 0 | 0 | 90 | 173 | 20 | 3 | 3 | 2 | 2 | 2 | 2 | 2 | 1 | 0 | 180 | 0 | 0 |  | 180 | 10 | 2 | 3 | 1 | 2 | 2 | 1 | 2 | 1 | 2 | 1 | 1 | 0 | 0 | 0
SCE Eastern | Devers | 500 | Devers | 2 |  | 0 | 0 | 0 | 0 |  | 0 |  | N/A | N/A | N/A | N/A | N/A | N/A | N/A | N/A | 0 | 0 | 0 | 0 |  | 0 | 10 | 2 | 3 | 1 | 2 | 2 | 1 | 2 | 1 | 2 | 1 | 1 | 0 | 0 | 0
PG&E KERN | Diablo Canyon | 230 | Diablo | 2 |  | 0 | 0 | 0 | 0 |  | 0 |  | N/A | N/A | N/A | N/A | N/A | N/A | N/A | N/A | 0 | 0 | 0 | 0 |  | 0 | 10 | 1 | 1 | 1 | 2 | 5 | 1 | 1 | 3 | 3 | 2 | 1 | 0 | 0 | 0
PG&E KERN | Diablo Canyon | 500 | Diablo | 2 |  | 0 | 0 | 0 | 0 |  | 0 |  | N/A | N/A | N/A | N/A | N/A | N/A | N/A | N/A | 0 | 0 | 0 | 0 |  | 0 | 10 | 1 | 1 | 1 | 2 | 5 | 1 | 1 | 3 | 3 | 2 | 1 | 0 | 0 | 0
PG&E KERN | Divide | 115 | No Analysis | 2 |  | 0 | 0 | 0 | 0 |  | 0 | 10 | N/A | N/A | N/A | N/A | N/A | N/A | N/A | N/A | 0 | 100 | 0 | 0 |  | 100 | 10 | N/A | N/A | N/A | 2 | N/A | N/A | N/A | N/A | N/A | N/A | N/A | 0 | 0 | 0
PG&E GBA | Dixon Landing | 115 | No Analysis | 2 |  | 0 | 0 | 0 | 0 |  | 0 |  | N/A | N/A | N/A | N/A | N/A | N/A | N/A | N/A | 0 | 0 | 0 | 0 |  | 0 | 10 | N/A | N/A | N/A | 2 | N/A | N/A | N/A | N/A | N/A | N/A | N/A | 0 | 0 | 0
PG&E FRESNO | Dos Amigos | 230 | No Analysis | 1 |  | 0 | 0 | 0 | 0 |  | 0 |  | N/A | N/A | N/A | N/A | N/A | N/A | N/A | N/A | 493.2 | 0 | 0 | 0 |  | 493.2 | 10 | N/A | N/A | N/A | 1 | N/A | N/A | N/A | N/A | N/A | N/A | N/A | 10 | 0 | 10
PG&E NGBA | Drum | 115 | Drum | 2 |  | 0 | 0 | 0 | 0 |  | 0 |  | N/A | N/A | N/A | N/A | N/A | N/A | N/A | N/A | 0 | 0 | 0 | 0 |  | 0 | 10 | 1 | 1 | 1 | 2 | 5 | 1 | 1 | 1 | 1 | 1 | 1 | 0 | 0 | 0
PG&E GBA | Dumbarton | 115 | No Analysis | 2 |  | 0 | 0 | 0 | 0 |  | 0 |  | N/A | N/A | N/A | N/A | N/A | N/A | N/A | N/A | 0 | 0 | 0 | 0 |  | 0 | 10 | N/A | N/A | N/A | 2 | N/A | N/A | N/A | N/A | N/A | N/A | N/A | 0 | 0 | 0
SCE NOL | Dunn Siding | 115 | No Analysis | 2 |  | 0 | 0 | 0 | 0 |  | 0 |  | N/A | N/A | N/A | N/A | N/A | N/A | N/A | N/A | 0 | 0 | 0 | 0 |  | 0 | 10 | N/A | N/A | N/A | 2 | N/A | N/A | N/A | N/A | N/A | N/A | N/A | 0 | 0 | 0
SCE Eastern | Eagle Mountain | 230 | No Analysis | 2 |  | 0 | 0 | 0 | 0 |  | 0 |  | N/A | N/A | N/A | N/A | N/A | N/A | N/A | N/A | 0 | 0 | 0 | 0 |  | 0 | 10 | N/A | N/A | N/A | 2 | N/A | N/A | N/A | N/A | N/A | N/A | N/A | 0 | 0 | 0
PG&E NGBA | Eagle Rock (PGE) | 60 | Eagle Rock | 2 |  | 0 | 0 | 0 | 0 |  | 0 |  | N/A | N/A | N/A | N/A | N/A | N/A | N/A | N/A | 0 | 0 | 0 | 0 |  | 0 | 10 | 1 | 1 | 1 | 2 | 5 | 2 | 2 | 3 | 4 | 1 | 1 | 0 | 0 | 0
PG&E NGBA | Eagle Rock (PGE) | 115 | Eagle Rock | 2 |  | 0 | 0 | 0 | 0 |  | 0 | 15 | 1 | 5 | 4 | 1 | 2 | 5 | 1 | 1 | 0 | 0 | 0 | 0 |  | 0 | 10 | 1 | 1 | 1 | 2 | 5 | 2 | 2 | 3 | 4 | 1 | 1 | 7 | 0 | 7 |  | Geysers | 1 | 5 | 2 | 1 | 2 | 3 | 1 | 1
SCE Metro | Eagle Rock (SCE) | 230 | No Analysis | 2 |  | 0 | 0 | 0 | 0 |  | 0 | 10 | N/A | N/A | N/A | N/A | N/A | N/A | N/A | N/A | 0 | 0 | 0 | 0 |  | 0 | 10 | N/A | N/A | N/A | 2 | N/A | N/A | N/A | N/A | N/A | N/A | N/A | 0 | 0 | 0
PG&E NGBA | East Marysville | 115 | East Marysville | 2 |  | 0 | 0 | 0 | 0 |  | 0 |  | N/A | N/A | N/A | N/A | N/A | N/A | N/A | N/A | 0 | 0 | 0 | 0 |  | 0 | 10 | 1 | 2 | 1 | 2 | 1 | 1 | 1 | 1 | 2 | 1 | 1 | 0 | 0 | 0
PG&E NGBA | East Nicolaus | 115 | No Analysis | 2 |  | 0 | 0 | 0 | 0 |  | 0 |  | N/A | N/A | N/A | N/A | N/A | N/A | N/A | N/A | 0 | 140 | 0 | 0 |  | 140 | 10 | N/A | N/A | N/A | 2 | N/A | N/A | N/A | N/A | N/A | N/A | N/A | 0 | 0 | 0
PG&E NGBA | East Nicolaus | 60 | No Analysis | 2 |  | 0 | 0 | 0 | 0 |  | 0 |  | N/A | N/A | N/A | N/A | N/A | N/A | N/A | N/A | 0 | 0 | 0 | 0 |  | 0 | 10 | N/A | N/A | N/A | 2 | N/A | N/A | N/A | N/A | N/A | N/A | N/A | 0 | 0 | 0
PG&E GBA | Eastshore | 115 | East Shore | 2 |  | 0 | 0 | 0 | 0 |  | 0 |  | N/A | N/A | N/A | N/A | N/A | N/A | N/A | N/A | 0 | 0 | 0 | 0 |  | 0 | 10 | 1 | 4 | 1 | 2 | 3 | 1 | 1 | 2 | 3 | 1 | 1 | 0 | 0 | 0
PG&E GBA | Eastshore | 230 | East Shore | 2 |  | 0 | 0 | 0 | 0 |  | 0 |  | N/A | N/A | N/A | N/A | N/A | N/A | N/A | N/A | 0 | 0 | 0 | 0 |  | 0 | 10 | 1 | 4 | 1 | 2 | 3 | 1 | 1 | 2 | 3 | 1 | 1 | 0 | 0 | 0
SDGE | ECO | 138 | ECO | 2 |  | 0 | 0 | 0 | 0 |  | 0 |  | N/A | N/A | N/A | N/A | N/A | N/A | N/A | N/A | 0 | 0 | 0 | 0 |  | 0 | 10 | 1 | 1 | 1 | 2 | 2 | 1 | 1 | 1 | 2 | 1 | 1 | 0 | 0 | 0
SDGE | ECO | 230 | OOS (Baja Mexico) | 2 | OOS | 0 | 0 | 0 | 0 |  | 0 | 20 | #N/A | N/A | N/A | N/A | N/A | N/A | N/A | N/A | 0 | 0 | 0 | 0 |  | 0 | 10 | #N/A | N/A | N/A | 2 | N/A | N/A | N/A | N/A | N/A | N/A | N/A | 0 | 0 | 0
SDGE | ECO | 500 | OOS (Baja Mexico) | 2 | OOS | 350 | 0 | 0 | 0 |  | 350 | 20 | #N/A | N/A | N/A | N/A | N/A | N/A | N/A | N/A | 0 | 0 | 0 | 0 |  | 0 | 10 | #N/A | N/A | N/A | 2 | N/A | N/A | N/A | N/A | N/A | N/A | N/A | 0 | 0 | 0
PG&E GBA | Edenvale | 115 | No Analysis | 2 |  | 0 | 0 | 0 | 0 |  | 0 |  | N/A | N/A | N/A | N/A | N/A | N/A | N/A | N/A | 0 | 0 | 0 | 0 |  | 0 | 10 | N/A | N/A | N/A | 2 | N/A | N/A | N/A | N/A | N/A | N/A | N/A | 0 | 0 | 0
PG&E GBA | Edes | 115 | No Analysis | 2 |  | 0 | 0 | 0 | 0 |  | 0 |  | N/A | N/A | N/A | N/A | N/A | N/A | N/A | N/A | 0 | 0 | 0 | 0 |  | 0 | 10 | N/A | N/A | N/A | 2 | N/A | N/A | N/A | N/A | N/A | N/A | N/A | 0 | 0 | 0
PG&E GBA | Eight Mile | 230 | Eight Mile | 1 |  | 0 | 0 | 0 | 0 |  | 0 |  | N/A | N/A | N/A | N/A | N/A | N/A | N/A | N/A | 0 | 0 | 0 | 0 |  | 0 | 10 | 1 | 2 | 2 | 1 | 1 | 1 | 1 | 1 | 1 | 1 | 1 | 0 | 0 | 0
SDGE | El Cajon | 69 | No Analysis | 2 |  | 0 | 0 | 0 | 0 |  | 0 |  | N/A | N/A | N/A | N/A | N/A | N/A | N/A | N/A | 0 | 0 | 0 | 0 |  | 0 | 10 | N/A | N/A | N/A | 2 | N/A | N/A | N/A | N/A | N/A | N/A | N/A | 0 | 0 | 0
SCE Eastern | El Casco | 230 | El Casco | 2 |  | 0 | 0 | 0 | 0 |  | 0 |  | N/A | N/A | N/A | N/A | N/A | N/A | N/A | N/A | 0 | 0 | 0 | 0 |  | 0 | 10 | 1 | 3 | 1 | 2 | 5 | 1 | 1 | 2 | 3 | 1 | 1 | 0 | 0 | 0
PG&E GBA | El Cerrito G | 115 | No Analysis | 2 |  | 0 | 0 | 0 | 0 |  | 0 |  | N/A | N/A | N/A | N/A | N/A | N/A | N/A | N/A | 0 | 0 | 0 | 0 |  | 0 | 10 | N/A | N/A | N/A | 2 | N/A | N/A | N/A | N/A | N/A | N/A | N/A | 0 | 0 | 0
PG&E NGBA | El Dorado PH | 115 | No Analysis | 2 |  | 0 | 0 | 0 | 0 |  | 0 |  | N/A | N/A | N/A | N/A | N/A | N/A | N/A | N/A | 0 | 0 | 0 | 0 |  | 0 | 10 | N/A | N/A | N/A | 2 | N/A | N/A | N/A | N/A | N/A | N/A | N/A | 0 | 0 | 0
PG&E FRESNO | El Nido (PGE) | 115 | No Analysis | 1 |  | 0 | 0 | 0 | 0 |  | 0 |  | N/A | N/A | N/A | N/A | N/A | N/A | N/A | N/A | 0 | 0 | 0 | 0 |  | 0 | 10 | N/A | N/A | N/A | 1 | N/A | N/A | N/A | N/A | N/A | N/A | N/A | 0 | 0 | 0
SCE Metro | El Nido (SCE) | 230 | El Nido | 2 |  | 0 | 0 | 0 | 0 |  | 0 |  | N/A | N/A | N/A | N/A | N/A | N/A | N/A | N/A | 0 | 0 | 0 | 0 |  | 0 | 10 | 1 | 3 | 1 | 2 | 1 | 1 | 1 | 2 | 3 | 1 | 1 | 0 | 0 | 0
PG&E GBA | El Patio | 115 | No Analysis | 2 |  | 0 | 0 | 0 | 0 |  | 0 |  | N/A | N/A | N/A | N/A | N/A | N/A | N/A | N/A | 0 | 0 | 0 | 0 |  | 0 | 10 | N/A | N/A | N/A | 2 | N/A | N/A | N/A | N/A | N/A | N/A | N/A | 0 | 0 | 0
SCE Metro | El Segundo | 230 | El Segundo | 2 |  | 0 | 0 | 0 | 0 |  | 0 |  | N/A | N/A | N/A | N/A | N/A | N/A | N/A | N/A | 0 | 0 | 0 | 0 |  | 0 | 10 | 1 | 3 | 1 | 2 | 1 | 1 | 1 | 2 | 3 | 1 | 1 | 0 | 0 | 0
EOP | Eldorado | 230 | Eldorado | 2 | OOS | 0 | 0 | 0 | 0 |  | 0 |  | N/A | N/A | N/A | N/A | N/A | N/A | N/A | N/A | 0 | 0 | 0 | 0 |  | 0 | 10 | 5 | N/A | N/A | 2 | N/A | N/A | N/A | N/A | N/A | N/A | N/A | 184 | 0 | 184 |  | OOS | N/A | N/A | N/A | N/A | N/A | N/A | N/A | N/A
EOP | Eldorado | 500 | Eldorado | 2 | OOS | 0 | 0 | 0 | 0 |  | 0 |  | N/A | N/A | N/A | N/A | N/A | N/A | N/A | N/A | 600 | 0 | 0 | 0 |  | 600 | 10 | 5 | N/A | N/A | 2 | N/A | N/A | N/A | N/A | N/A | N/A | N/A | 248 | 0 | 248
SCE Northern | Elizabeth Lake | 66 | No Analysis | 2 |  | 0 | 0 | 0 | 0 |  | 0 |  | N/A | N/A | N/A | N/A | N/A | N/A | N/A | N/A | 0 | 0 | 0 | 0 |  | 0 | 10 | N/A | N/A | N/A | 2 | N/A | N/A | N/A | N/A | N/A | N/A | N/A | 0 | 0 | 0
PG&E KERN | Elk Hills | 230 | Elk Hills | 1 |  | 0 | 0 | 0 | 0 |  | 0 |  | N/A | N/A | N/A | N/A | N/A | N/A | N/A | N/A | 0 | 0 | 0 | 0 |  | 0 | 10 | 1 | 1 | 1 | 1 | 1 | 1 | 2 | 4 | 4 | 1 | 1 | 0 | 0 | 0
SDGE | Elliot | 69 | No Analysis | 2 |  | 0 | 0 | 0 | 0 |  | 0 |  | N/A | N/A | N/A | N/A | N/A | N/A | N/A | N/A | 0 | 0 | 0 | 0 |  | 0 | 10 | N/A | N/A | N/A | 2 | N/A | N/A | N/A | N/A | N/A | N/A | N/A | 0 | 0 | 0
SCE Metro | Ellis | 230 | Ellis | 2 |  | 0 | 0 | 0 | 0 |  | 0 |  | N/A | N/A | N/A | N/A | N/A | N/A | N/A | N/A | 0 | 0 | 0 | 0 |  | 0 | 10 | 1 | 4 | 1 | 2 | 1 | 1 | 1 | 5 | 5 | 1 | 1 | 0 | 0 | 0
SDGE | Encina | 138 | Encina | 2 |  | 0 | 0 | 0 | 0 |  | 0 |  | N/A | N/A | N/A | N/A | N/A | N/A | N/A | N/A | 0 | 0 | 0 | 0 |  | 0 | 10 | 3 | 5 | 3 | 2 | 1 | 1 | 2 | 2 | 2 | 1 | 1 | 0 | 0 | 0
SDGE | Encina | 230 | Encina | 2 |  | 0 | 0 | 0 | 0 |  | 0 | 10 | 1 | 1 | 1 | 3 | 3 | 3 | 1 | 1 | 20 | 0 | 0 | 0 |  | 20 | 10 | 3 | 5 | 3 | 2 | 1 | 1 | 2 | 2 | 2 | 1 | 1 | 0 | 0 | 0
SDGE | Escondido | 230 | Escondido | 2 |  | 0 | 0 | 0 | 0 |  | 0 |  | N/A | N/A | N/A | N/A | N/A | N/A | N/A | N/A | 0 | 0 | 0 | 0 |  | 0 | 10 | 1 | 4 | 1 | 2 | 4 | 1 | 1 | 1 | 2 | 1 | 1 | 0 | 0 | 0
SDGE | Escondido | 69 | Escondido | 2 |  | 0 | 0 | 0 | 0 |  | 0 |  | N/A | N/A | N/A | N/A | N/A | N/A | N/A | N/A | 0 | 0 | 0 | 0 |  | 0 | 10 | 1 | 4 | 1 | 2 | 4 | 1 | 1 | 1 | 2 | 1 | 1 | 0 | 0 | 0
PG&E KERN | Estrella | 230 | No Analysis | 1 |  | 0 | 0 | 0 | 0 |  | 0 |  | N/A | N/A | N/A | N/A | N/A | N/A | N/A | N/A | 0 | 0 | 0 | 0 |  | 0 | 10 | N/A | N/A | N/A | 1 | N/A | N/A | N/A | N/A | N/A | N/A | N/A | 0 | 0 | 0
SCE Eastern | Etiwanda | 230 | Etiwanda | 2 |  | 0 | 0 | 0 | 0 |  | 0 |  | N/A | N/A | N/A | N/A | N/A | N/A | N/A | N/A | 0 | 0 | 0 | 0 |  | 0 | 10 | 1 | 4 | 1 | 2 | 5 | 1 | 1 | 1 | 1 | 1 | 1 | 0 | 0 | 0
PG&E GBA | Evergreen | 115 | No Analysis | 2 |  | 0 | 0 | 0 | 0 |  | 0 |  | N/A | N/A | N/A | N/A | N/A | N/A | N/A | N/A | 0 | 0 | 0 | 0 |  | 0 | 10 | N/A | N/A | N/A | 2 | N/A | N/A | N/A | N/A | N/A | N/A | N/A | 0 | 0 | 0
PG&E GBA | Evergreen | 60 | No Analysis | 2 |  | 0 | 0 | 0 | 0 |  | 0 |  | N/A | N/A | N/A | N/A | N/A | N/A | N/A | N/A | 0 | 0 | 0 | 0 |  | 0 | 10 | N/A | N/A | N/A | 2 | N/A | N/A | N/A | N/A | N/A | N/A | N/A | 0 | 0 | 0
PG&E FRESNO | Excelsior | 115 | Excelsior | 1 |  | 0 | 0 | 0 | 0 |  | 0 |  | N/A | N/A | N/A | N/A | N/A | N/A | N/A | N/A | 0 | 0 | 0 | 0 |  | 0 | 10 | 1 | 1 | 1 | 1 | 1 | 1 | 1 | 1 | 1 | 1 | 1 | 0 | 0 | 0
PG&E FRESNO | Exchequer | 115 | No Analysis | 1 |  | 0 | 0 | 0 | 0 |  | 0 |  | N/A | N/A | N/A | N/A | N/A | N/A | N/A | N/A | 0 | 0 | 0 | 0 |  | 0 | 10 | N/A | N/A | N/A | 1 | N/A | N/A | N/A | N/A | N/A | N/A | N/A | 0 | 0 | 0
PG&E KERN | Fairway | 115 | No Analysis | 2 |  | 0 | 0 | 0 | 0 |  | 0 |  | N/A | N/A | N/A | N/A | N/A | N/A | N/A | N/A | 0 | 0 | 0 | 0 |  | 0 | 10 | N/A | N/A | N/A | 2 | N/A | N/A | N/A | N/A | N/A | N/A | N/A | 0 | 0 | 0
PG&E KERN | Famoso | 115 | No Analysis | 1 |  | 0 | 0 | 0 | 0 |  | 0 |  | N/A | N/A | N/A | N/A | N/A | N/A | N/A | N/A | 0 | 0 | 0 | 0 |  | 0 | 10 | N/A | N/A | N/A | 1 | N/A | N/A | N/A | N/A | N/A | N/A | N/A | 0 | 0 | 0
PG&E NGBA | Fern Road | 500 | No Analysis | 2 |  | 0 | 0 | 0 | 0 |  | 0 |  | N/A | N/A | N/A | N/A | N/A | N/A | N/A | N/A | 0 | 0 | 0 | 0 |  | 0 | 10 | N/A | N/A | N/A | 2 | N/A | N/A | N/A | N/A | N/A | N/A | N/A | 185 | 0 | 185
PG&E GBA | Fibreboard (SPI Sonora) | 115 | No Analysis | 2 |  | 0 | 0 | 0 | 0 |  | 0 | 15 | N/A | N/A | N/A | N/A | N/A | N/A | N/A | N/A | 0 | 0 | 0 | 0 |  | 0 | 10 | N/A | N/A | N/A | 2 | N/A | N/A | N/A | N/A | N/A | N/A | N/A | 0 | 0 | 0
PG&E FRESNO | Figarden | 230 | No Analysis | 1 |  | 0 | 0 | 0 | 0 |  | 0 |  | N/A | N/A | N/A | N/A | N/A | N/A | N/A | N/A | 0 | 0 | 0 | 0 |  | 0 | 10 | N/A | N/A | N/A | 1 | N/A | N/A | N/A | N/A | N/A | N/A | N/A | 0 | 0 | 0
PG&E FRESNO | Fink | 230 | Fink (Proposed) | 1 |  | 0 | 0 | 0 | 0 |  | 0 |  | N/A | N/A | N/A | N/A | N/A | N/A | N/A | N/A | 0 | 0 | 0 | 0 |  | 0 | 10 | 1 | 1 | 1 | 1 | 3 | 1 | 1 | 1 | 2 | 1 | 1 | 70 | 0 | 70
PG&E NGBA | Fitch Mountain | 60 | No Analysis | 2 |  | 0 | 0 | 0 | 0 |  | 0 |  | N/A | N/A | N/A | N/A | N/A | N/A | N/A | N/A | 0 | 0 | 0 | 0 |  | 0 | 10 | N/A | N/A | N/A | 2 | N/A | N/A | N/A | N/A | N/A | N/A | N/A | 0 | 0 | 0
PG&E GBA | FMC | 115 | No Analysis | 2 |  | 0 | 0 | 0 | 0 |  | 0 |  | N/A | N/A | N/A | N/A | N/A | N/A | N/A | N/A | 0 | 0 | 0 | 0 |  | 0 | 10 | N/A | N/A | N/A | 2 | N/A | N/A | N/A | N/A | N/A | N/A | N/A | 0 | 0 | 0
PG&E GBA | Fremont | 115 | No Analysis | 2 |  | 0 | 0 | 0 | 0 |  | 0 |  | N/A | N/A | N/A | N/A | N/A | N/A | N/A | N/A | 0 | 0 | 0 | 0 |  | 0 | 10 | N/A | N/A | N/A | 2 | N/A | N/A | N/A | N/A | N/A | N/A | N/A | 0 | 0 | 0
PG&E GBA | French Camp | 60 | No Analysis | 1 |  | 0 | 0 | 0 | 0 |  | 0 |  | N/A | N/A | N/A | N/A | N/A | N/A | N/A | N/A | 0 | 0 | 0 | 0 |  | 0 | 10 | N/A | N/A | N/A | 1 | N/A | N/A | N/A | N/A | N/A | N/A | N/A | 0 | 0 | 0
PG&E GBA | Frogtown | 115 | No Analysis | 2 |  | 0 | 0 | 0 | 0 |  | 0 |  | N/A | N/A | N/A | N/A | N/A | N/A | N/A | N/A | 0 | 0 | 0 | 0 |  | 0 | 10 | N/A | N/A | N/A | 2 | N/A | N/A | N/A | N/A | N/A | N/A | N/A | 0 | 0 | 0
PG&E NGBA | Fulton | 115 | Fulton | 2 |  | 0 | 0 | 0 | 0 |  | 0 |  | N/A | N/A | N/A | N/A | N/A | N/A | N/A | N/A | 0 | 0 | 0 | 0 |  | 0 | 10 | 1 | 3 | 1 | 2 | 1 | 1 | 2 | 3 | 4 | 1 | 1 | 0 | 0 | 0
PG&E NGBA | Fulton | 230 | Fulton | 2 |  | 0 | 0 | 0 | 0 |  | 0 |  | N/A | N/A | N/A | N/A | N/A | N/A | N/A | N/A | 0 | 0 | 0 | 0 |  | 0 | 10 | 1 | 3 | 1 | 2 | 1 | 1 | 2 | 3 | 4 | 1 | 1 | 0 | 18 | 18 |  | Geysers | 1 | 5 | 2 | 1 | 2 | 3 | 1 | 1
PG&E NGBA | Fulton | 60 | Fulton | 2 |  | 0 | 0 | 0 | 0 |  | 0 |  | N/A | N/A | N/A | N/A | N/A | N/A | N/A | N/A | 0 | 0 | 0 | 0 |  | 0 | 10 | 1 | 3 | 1 | 2 | 1 | 1 | 2 | 3 | 4 | 1 | 1 | 0 | 0 | 0
PG&E KERN | Ganso | 115 | No Analysis | 1 |  | 0 | 0 | 0 | 0 |  | 0 |  | N/A | N/A | N/A | N/A | N/A | N/A | N/A | N/A | 0 | 0 | 0 | 0 |  | 0 | 10 | N/A | N/A | N/A | 1 | N/A | N/A | N/A | N/A | N/A | N/A | N/A | 0 | 0 | 0
PG&E FRESNO | Gates | 230 | Gates | 1 |  | 0 | 0 | 0 | 0 |  | 0 |  | N/A | N/A | N/A | N/A | N/A | N/A | N/A | N/A | 166 | 477.5 | 0 | 0 |  | 643.5 | 10 | 2 | 1 | 2 | 1 | 1 | 1 | 1 | 1 | 1 | 1 | 1 | 0 | 0 | 0
PG&E FRESNO | Gates | 500 | Gates | 1 |  | 0 | 0 | 0 | 0 |  | 0 |  | N/A | N/A | N/A | N/A | N/A | N/A | N/A | N/A | 0 | 0 | 0 | 0 |  | 0 | 10 | 2 | 1 | 2 | 1 | 1 | 1 | 1 | 1 | 1 | 1 | 1 | 0 | 0 | 0
PG&E NGBA | Geysers 12 | 230 | Geysers | 2 |  | 0 | 0 | 0 | 0 |  | 0 |  | N/A | N/A | N/A | N/A | N/A | N/A | N/A | N/A | 0 | 0 | 0 | 0 |  | 0 | 10 | 1 | 1 | 1 | 2 | 3 | 2 | 2 | 3 | 5 | 1 | 1 | 0 | 0 | 0
PG&E NGBA | Geysers 17 | 230 | Geysers | 2 |  | 0 | 0 | 0 | 0 |  | 0 |  | N/A | N/A | N/A | N/A | N/A | N/A | N/A | N/A | 0 | 0 | 0 | 0 |  | 0 | 10 | 1 | 1 | 1 | 2 | 3 | 2 | 2 | 3 | 5 | 1 | 1 | 0 | 0 | 0 |  | Geysers | 1 | 5 | 2 | 1 | 2 | 3 | 1 | 1
PG&E NGBA | Geysers 3 | 115 | Geysers | 2 |  | 0 | 0 | 0 | 0 |  | 0 |  | N/A | N/A | N/A | N/A | N/A | N/A | N/A | N/A | 0 | 0 | 0 | 0 |  | 0 | 10 | 1 | 1 | 1 | 2 | 3 | 2 | 2 | 3 | 5 | 1 | 1 | 0 | 0 | 0
PG&E NGBA | Glenn | 230 | Glenn | 2 |  | 0 | 0 | 0 | 0 |  | 0 | 10 | 1 | 5 | 5 | 1 | 1 | 5 | 5 | 1 | 0 | 0 | 0 | 0 |  | 0 | 10 | 1 | 1 | 2 | 2 | 1 | 2 | 1 | 1 | 2 | 1 | 1 | 0 | 0 | 0
PG&E NGBA | Glenn | 60 | Glenn | 2 |  | 0 | 0 | 0 | 0 |  | 0 |  | N/A | N/A | N/A | N/A | N/A | N/A | N/A | N/A | 0 | 0 | 0 | 0 |  | 0 | 10 | 1 | 1 | 2 | 2 | 1 | 2 | 1 | 1 | 2 | 1 | 1 | 0 | 0 | 0
PG&E NGBA | Gold Hill | 115 | Gold Hill | 2 |  | 0 | 0 | 0 | 0 |  | 0 |  | N/A | N/A | N/A | N/A | N/A | N/A | N/A | N/A | 0 | 150 | 0 | 0 |  | 150 | 10 | 1 | 4 | 1 | 2 | 2 | 1 | 1 | 1 | 2 | 1 | 1 | 0 | 0 | 0
PG&E NGBA | Gold Hill | 230 | Gold Hill | 2 |  | 0 | 0 | 0 | 0 |  | 0 | 10 | 1 | 1 | 1 | 1 | 1 | 1 | 1 | 1 | 0 | 0 | 0 | 0 |  | 0 | 10 | 1 | 4 | 1 | 2 | 2 | 1 | 1 | 1 | 2 | 1 | 1 | 40 | 0 | 40
SCE Northern | Goleta | 230 | Goleta | 2 |  | 0 | 0 | 0 | 0 |  | 0 |  | N/A | N/A | N/A | N/A | N/A | N/A | N/A | N/A | 0 | 0 | 0 | 0 |  | 0 | 10 | 1 | 1 | 1 | 2 | 5 | 1 | 1 | 1 | 1 | 2 | 1 | 0 | 0 | 0
SCE Metro | Goodrich | 230 | Goodrich | 2 |  | 0 | 0 | 0 | 0 |  | 0 |  | N/A | N/A | N/A | N/A | N/A | N/A | N/A | N/A | 0 | 0 | 0 | 0 |  | 0 | 10 | 1 | 1 | 1 | 2 | 5 | 1 | 2 | 5 | 5 | 5 | 1 | 0 | 0 | 0
PG&E KERN | Goose Lake | 115 | Goose Lake | 1 |  | 0 | 0 | 0 | 0 |  | 0 |  | N/A | N/A | N/A | N/A | N/A | N/A | N/A | N/A | 0 | 0 | 0 | 0 |  | 0 | 10 | 1 | 1 | 1 | 1 | 1 | 1 | 1 | 1 | 2 | 1 | 1 | 0 | 0 | 0
SCE Metro | Gould | 230 | Gould | 2 |  | 0 | 0 | 0 | 0 |  | 0 |  | N/A | N/A | N/A | N/A | N/A | N/A | N/A | N/A | 0 | 0 | 0 | 0 |  | 0 | 10 | 1 | 2 | 1 | 2 | 3 | 1 | 1 | 1 | 1 | 1 | 1 | 0 | 0 | 0
PG&E NGBA | Grand Island | 115 | Grand Island | 1 |  | 0 | 0 | 0 | 0 |  | 0 |  | N/A | N/A | N/A | N/A | N/A | N/A | N/A | N/A | 0 | 0 | 0 | 0 |  | 0 | 10 | 1 | 1 | 1 | 1 | 1 | 1 | 1 | 1 | 1 | 1 | 1 | 0 | 0 | 0
SDGE | Granite | 69 | No Analysis | 2 |  | 0 | 0 | 0 | 0 |  | 0 |  | N/A | N/A | N/A | N/A | N/A | N/A | N/A | N/A | 0 | 0 | 0 | 0 |  | 0 | 10 | N/A | N/A | N/A | 2 | N/A | N/A | N/A | N/A | N/A | N/A | N/A | 0 | 0 | 0
PG&E GBA | Grant | 115 | No Analysis | 2 |  | 0 | 0 | 0 | 0 |  | 0 |  | N/A | N/A | N/A | N/A | N/A | N/A | N/A | N/A | 0 | 0 | 0 | 0 |  | 0 | 10 | N/A | N/A | N/A | 2 | N/A | N/A | N/A | N/A | N/A | N/A | N/A | 0 | 0 | 0
PG&E GBA | Green Valley | 115 | No Analysis | 1 |  | 0 | 0 | 0 | 0 |  | 0 |  | N/A | N/A | N/A | N/A | N/A | N/A | N/A | N/A | 0 | 0 | 0 | 0 |  | 0 | 10 | N/A | N/A | N/A | 1 | N/A | N/A | N/A | N/A | N/A | N/A | N/A | 0 | 0 | 0
PG&E NGBA | Greenleaf 1 | 115 | No Analysis | 2 |  | 0 | 0 | 0 | 0 |  | 0 |  | N/A | N/A | N/A | N/A | N/A | N/A | N/A | N/A | 0 | 0 | 0 | 0 |  | 0 | 10 | N/A | N/A | N/A | 2 | N/A | N/A | N/A | N/A | N/A | N/A | N/A | 0 | 0 | 0
PG&E FRESNO | Gregg | 230 | Gregg | 1 |  | 0 | 0 | 0 | 0 |  | 0 | 10 | 1 | 1 | 1 | 1 | 1 | 1 | 1 | 1 | 0 | 0 | 0 | 0 |  | 0 | 10 | 1 | 2 | 2 | 1 | 2 | 1 | 1 | 1 | 1 | 1 | 1 | 0 | 0 | 0
PG&E FRESNO | Grimmway-Malaga | 115 | Grimway | 1 |  | 0 | 0 | 0 | 0 |  | 0 |  | N/A | N/A | N/A | N/A | N/A | N/A | N/A | N/A | 0 | 0 | 0 | 0 |  | 0 | 10 | 1 | 1 | 2 | 1 | 1 | 1 | 1 | 1 | 1 | 1 | 1 | 0 | 0 | 0
PG&E NGBA | Grizzly | 230 | No Analysis | 2 |  | 0 | 0 | 0 | 0 |  | 0 | 15 | N/A | N/A | N/A | N/A | N/A | N/A | N/A | N/A | 0 | 0 | 0 | 0 |  | 0 | 10 | N/A | N/A | N/A | 2 | N/A | N/A | N/A | N/A | N/A | N/A | N/A | 0 | 0 | 0
PG&E FRESNO | Guernsey | 70 | No Analysis | 1 |  | 0 | 0 | 0 | 0 |  | 0 |  | N/A | N/A | N/A | N/A | N/A | N/A | N/A | N/A | 0 | 0 | 0 | 0 |  | 0 | 10 | N/A | N/A | N/A | 1 | N/A | N/A | N/A | N/A | N/A | N/A | N/A | 0 | 0 | 0
PG&E FRESNO | GWF Hanford | 115 | GWF Hanford Sw Sta | 2 |  | 0 | 0 | 0 | 0 |  | 0 |  | N/A | N/A | N/A | N/A | N/A | N/A | N/A | N/A | 0 | 0 | 0 | 0 |  | 0 | 10 | 1 | 1 | 1 | 2 | 1 | 1 | 1 | 1 | 1 | 1 | 1 | 0 | 0 | 0
PG&E FRESNO | Haas | 230 | No Analysis | 2 |  | 0 | 0 | 0 | 0 |  | 0 |  | N/A | N/A | N/A | N/A | N/A | N/A | N/A | N/A | 0 | 0 | 0 | 0 |  | 0 | 10 | N/A | N/A | N/A | 2 | N/A | N/A | N/A | N/A | N/A | N/A | N/A | 0 | 0 | 0
PG&E FRESNO | Hammonds | 115 | No Analysis | 1 |  | 0 | 0 | 0 | 0 |  | 0 |  | N/A | N/A | N/A | N/A | N/A | N/A | N/A | N/A | 100 | 0 | 0 | 0 |  | 100 | 10 | N/A | N/A | N/A | 1 | N/A | N/A | N/A | N/A | N/A | N/A | N/A | 0 | 0 | 0
SCE Metro | HarborGen | 230 | Harborgen | 2 |  | 0 | 0 | 0 | 0 |  | 0 |  | N/A | N/A | N/A | N/A | N/A | N/A | N/A | N/A | 0 | 0 | 0 | 0 |  | 0 | 10 | 1 | 3 | 1 | 2 | 1 | 1 | 1 | 2 | 2 | 1 | 1 | 0 | 0 | 0
PG&E NGBA | Harris | 60 | No Analysis | 2 |  | 0 | 0 | 0 | 0 |  | 0 |  | N/A | N/A | N/A | N/A | N/A | N/A | N/A | N/A | 0 | 0 | 0 | 0 |  | 0 | 10 | N/A | N/A | N/A | 2 | N/A | N/A | N/A | N/A | N/A | N/A | N/A | 0 | 0 | 0
EOP | Harry Allen | 500 | Harry Allen | 2 | OOS | 0 | 0 | 0 | 0 |  | 0 |  | N/A | N/A | N/A | N/A | N/A | N/A | N/A | N/A | 0 | 0 | 0 | 0 |  | 0 | 10 | #N/A | N/A | N/A | 2 | N/A | N/A | N/A | N/A | N/A | N/A | N/A | 0 | 0 | 0
PG&E NGBA | Hartley | 60 | No Analysis | 2 |  | 0 | 0 | 0 | 0 |  | 0 | 10 | N/A | N/A | N/A | N/A | N/A | N/A | N/A | N/A | 0 | 0 | 0 | 0 |  | 0 | 10 | N/A | N/A | N/A | 2 | N/A | N/A | N/A | N/A | N/A | N/A | N/A | 0 | 0 | 0
SCE NOL | Harvard | 115 | No Analysis | 2 |  | 0 | 0 | 0 | 0 |  | 0 |  | N/A | N/A | N/A | N/A | N/A | N/A | N/A | N/A | 0 | 0 | 0 | 0 |  | 0 | 10 | N/A | N/A | N/A | 2 | N/A | N/A | N/A | N/A | N/A | N/A | N/A | 0 | 0 | 0
SDGE | Hassayampa | 500 | Hassayampa | 2 | OOS | 0 | 0 | 0 | 0 |  | 0 |  | N/A | N/A | N/A | N/A | N/A | N/A | N/A | N/A | 5032.5 | 85 | 0 | 0 |  | 5117.5 | 10 | 2 | N/A | N/A | 2 | N/A | N/A | N/A | N/A | N/A | N/A | N/A | 0 | 0 | 0
PG&E FRESNO | Helm | 230 | Helm | 1 |  | 0 | 0 | 0 | 0 |  | 0 |  | N/A | N/A | N/A | N/A | N/A | N/A | N/A | N/A | 0 | 0 | 0 | 0 |  | 0 | 10 | 1 | 1 | 1 | 1 | 1 | 1 | 1 | 1 | 1 | 1 | 1 | 0 | 0 | 0
PG&E FRESNO | Helm | 70 | Helm | 1 |  | 0 | 0 | 0 | 0 |  | 0 |  | N/A | N/A | N/A | N/A | N/A | N/A | N/A | N/A | 0 | 0 | 0 | 0 |  | 0 | 10 | 1 | 1 | 1 | 1 | 1 | 1 | 1 | 1 | 1 | 1 | 1 | 0 | 0 | 0
PG&E FRESNO | Henrietta | 115 | Henrietta | 1 |  | 0 | 0 | 0 | 0 |  | 0 |  | N/A | N/A | N/A | N/A | N/A | N/A | N/A | N/A | 80 | 0 | 0 | 0 |  | 80 | 10 | 1 | 1 | 1 | 1 | 1 | 1 | 1 | 1 | 1 | 1 | 1 | 0 | 0 | 0
PG&E FRESNO | Henrietta | 230 | Henrietta | 1 |  | 0 | 0 | 0 | 0 |  | 0 |  | N/A | N/A | N/A | N/A | N/A | N/A | N/A | N/A | 0 | 0 | 0 | 0 |  | 0 | 10 | 1 | 1 | 1 | 1 | 1 | 1 | 1 | 1 | 1 | 1 | 1 | 0 | 0 | 0
PG&E FRESNO | Henrietta | 70 | Henrietta | 1 |  | 0 | 0 | 0 | 0 |  | 0 |  | N/A | N/A | N/A | N/A | N/A | N/A | N/A | N/A | 0 | 0 | 0 | 0 |  | 0 | 10 | 1 | 1 | 1 | 1 | 1 | 1 | 1 | 1 | 1 | 1 | 1 | 0 | 0 | 0
PG&E FRESNO | Herndon | 115 | No Analysis | 1 |  | 0 | 0 | 0 | 0 |  | 0 |  | N/A | N/A | N/A | N/A | N/A | N/A | N/A | N/A | 0 | 0 | 0 | 0 |  | 0 | 10 | N/A | N/A | N/A | 1 | N/A | N/A | N/A | N/A | N/A | N/A | N/A | 0 | 0 | 0
PG&E FRESNO | Herndon | 230 | No Analysis | 1 |  | 0 | 0 | 0 | 0 |  | 0 |  | N/A | N/A | N/A | N/A | N/A | N/A | N/A | N/A | 0 | 0 | 0 | 0 |  | 0 | 10 | N/A | N/A | N/A | 1 | N/A | N/A | N/A | N/A | N/A | N/A | N/A | 0 | 0 | 0
PG&E GBA | Hicks | 230 | Hicks | 2 |  | 0 | 0 | 0 | 0 |  | 0 |  | N/A | N/A | N/A | N/A | N/A | N/A | N/A | N/A | 0 | 0 | 0 | 0 |  | 0 | 10 | 1 | 3 | 1 | 2 | 2 | 3 | 1 | 2 | 4 | 1 | 1 | 0 | 0 | 0
PG&E NGBA | Higgins | 115 | Higgins | 2 |  | 0 | 0 | 0 | 0 |  | 0 |  | N/A | N/A | N/A | N/A | N/A | N/A | N/A | N/A | 0 | 0 | 0 | 0 |  | 0 | 10 | 1 | 4 | 1 | 2 | 5 | 3 | 1 | 1 | 3 | 1 | 1 | 0 | 0 | 0
PG&E NGBA | Hilltop | 345 | Hilltop | 2 |  | 0 | 0 | 0 | 0 |  | 0 | 20 | 1 | 2 | 2 | 1 | 1 | 3 | 2 | 1 | 0 | 0 | 0 | 0 |  | 0 | 10 | 1 | 1 | 1 | 2 | 1 | 1 | 1 | 1 | 2 | 2 | 1 | 100 | 0 | 100
SCE Metro | Hinson | 230 | Hinson | 2 |  | 0 | 0 | 0 | 0 |  | 0 |  | N/A | N/A | N/A | N/A | N/A | N/A | N/A | N/A | 0 | 0 | 0 | 0 |  | 0 | 10 | 1 | 4 | 1 | 2 | 1 | 1 | 1 | 2 | 2 | 1 | 1 | 0 | 0 | 0
PG&E GBA | Hollister | 115 | Hollister | 2 |  | 0 | 0 | 0 | 0 |  | 0 |  | N/A | N/A | N/A | N/A | N/A | N/A | N/A | N/A | 0 | 0 | 0 | 0 |  | 0 | 10 | 1 | 1 | 1 | 2 | 3 | 1 | 1 | 1 | 2 | 1 | 1 | 0 | 0 | 0
PG&E NGBA | Homestake | 115 | No Analysis | 2 |  | 0 | 0 | 0 | 0 |  | 0 |  | N/A | N/A | N/A | N/A | N/A | N/A | N/A | N/A | 0 | 0 | 0 | 0 |  | 0 | 10 | N/A | N/A | N/A | 2 | N/A | N/A | N/A | N/A | N/A | N/A | N/A | 0 | 0 | 0
PG&E NGBA | Honcut | 115 | Honcut | 2 |  | 0 | 0 | 0 | 0 |  | 0 |  | N/A | N/A | N/A | N/A | N/A | N/A | N/A | N/A | 0 | 0 | 0 | 0 |  | 0 | 10 | 1 | 2 | 1 | 2 | 2 | 3 | 1 | 1 | 3 | 1 | 1 | 0 | 0 | 0
SDGE | Hoodoo Wash | 500 | Hoodoo Wash | 2 | OOS | 0 | 0 | 0 | 0 |  | 0 |  | N/A | N/A | N/A | N/A | N/A | N/A | N/A | N/A | 237.5 | 5790.6 | 0 | 0 |  | 6028.1 | 10 | 2 | N/A | N/A | 2 | N/A | N/A | N/A | N/A | N/A | N/A | N/A | 0 | 0 | 0
PG&E NGBA | Hopland | 115 | Hopland | 2 |  | 0 | 0 | 0 | 0 |  | 0 |  | N/A | N/A | N/A | N/A | N/A | N/A | N/A | N/A | 0 | 0 | 0 | 0 |  | 0 | 10 | 1 | 1 | 1 | 2 | 5 | 3 | 1 | 1 | 3 | 1 | 1 | 0 | 0 | 0
PG&E NGBA | Hopland | 60 | Hopland | 2 |  | 0 | 0 | 0 | 0 |  | 0 |  | N/A | N/A | N/A | N/A | N/A | N/A | N/A | N/A | 0 | 0 | 0 | 0 |  | 0 | 10 | 1 | 1 | 1 | 2 | 5 | 3 | 1 | 1 | 3 | 1 | 1 | 0 | 0 | 0
PG&E NGBA | Humboldt | 115 | Humboldt | 2 |  | 0 | 0 | 0 | 0 |  | 0 |  | N/A | N/A | N/A | N/A | N/A | N/A | N/A | N/A | 0 | 0 | 0 | 0 |  | 0 | 10 | 1 | 1 | 1 | 2 | 1 | 1 | 1 | 2 | 2 | 1 | 1 | 0 | 0 | 0
PG&E NGBA | Humboldt | 60 | Humboldt | 2 |  | 0 | 0 | 0 | 0 |  | 0 |  | N/A | N/A | N/A | N/A | N/A | N/A | N/A | N/A | 0 | 0 | 0 | 0 |  | 0 | 10 | 1 | 1 | 1 | 2 | 1 | 1 | 1 | 2 | 2 | 1 | 1 | 0 | 0 | 0
PG&E NGBA | Humboldt | 500 | Humboldt | 2 |  | 0 | 170.7 | 0 | 0 |  | 170.7 |  | N/A | N/A | N/A | N/A | N/A | N/A | N/A | N/A | 0 | 0 | 0 | 0 |  | 0 | 10 | 1 | 1 | 1 | 2 | 1 | 1 | 1 | 2 | 2 | 1 | 1 | 0 | 0 | 0
SCE Metro | Huntington Beach | 230 | Huntington Beach | 2 |  | 0 | 0 | 0 | 0 |  | 0 |  | N/A | N/A | N/A | N/A | N/A | N/A | N/A | N/A | 0 | 0 | 0 | 0 |  | 0 | 10 | 1 | 4 | 1 | 2 | 1 | 1 | 1 | 5 | 5 | 1 | 1 | 0 | 0 | 0
PG&E NGBA | Ignacio | 115 | Ignacio | 2 |  | 0 | 0 | 0 | 0 |  | 0 |  | N/A | N/A | N/A | N/A | N/A | N/A | N/A | N/A | 0 | 0 | 0 | 0 |  | 0 | 10 | 1 | 2 | 1 | 2 | 2 | 2 | 1 | 1 | 3 | 1 | 1 | 0 | 0 | 0
PG&E NGBA | Ignacio | 230 | Ignacio | 2 |  | 0 | 0 | 0 | 0 |  | 0 |  | N/A | N/A | N/A | N/A | N/A | N/A | N/A | N/A | 0 | 0 | 0 | 0 |  | 0 | 10 | 1 | 2 | 1 | 2 | 2 | 2 | 1 | 1 | 3 | 1 | 1 | 115 | 0 | 115
PG&E NGBA | Ignacio | 60 | Ignacio | 2 |  | 0 | 0 | 0 | 0 |  | 0 |  | N/A | N/A | N/A | N/A | N/A | N/A | N/A | N/A | 0 | 0 | 0 | 0 |  | 0 | 10 | 1 | 2 | 1 | 2 | 2 | 2 | 1 | 1 | 3 | 1 | 1 | 0 | 0 | 0
SDGE | Imperial Beach | 69 | No Analysis | 2 |  | 0 | 0 | 0 | 0 |  | 0 |  | N/A | N/A | N/A | N/A | N/A | N/A | N/A | N/A | 0 | 0 | 0 | 0 |  | 0 | 10 | N/A | N/A | N/A | 2 | N/A | N/A | N/A | N/A | N/A | N/A | N/A | 0 | 0 | 0
SDGE | Imperial Valley | 230 | Imperial Valley | 2 |  | 0 | 0 | 0 | 0 |  | 0 |  | N/A | N/A | N/A | N/A | N/A | N/A | N/A | N/A | 0 | 107 | 0 | 0 |  | 107 | 5 | 2 | 3 | 2 | 2 | 1 | 1 | 1 | 1 | 1 | 1 | 1 | 25 | 0 | 25 |  | East Brawley | 1 | 1 | 1 | 1 | 1 | 1 | 1 | 1
SDGE | Imperial Valley | 500 | Imperial Valley | 2 |  | 50 | 0 | 0 | 0 |  | 50 |  | N/A | N/A | N/A | N/A | N/A | N/A | N/A | N/A | 0 | 0 | 0 | 0 |  | 0 | 10 | 1 | 2 | 2 | 2 | 1 | 1 | 1 | 1 | 1 | 1 | 1 | 505 | 0 | 505
EOP | Innovation | 138 | Innovation | 2 | OOS | 0 | 0 | 0 | 0 |  | 0 |  | N/A | N/A | N/A | N/A | N/A | N/A | N/A | N/A | 0 | 0 | 0 | 0 |  | 0 | 10 | 1 | N/A | N/A | 2 | N/A | N/A | N/A | N/A | N/A | N/A | N/A | 0 | 0 | 0
EOP | Innovation | 230 | Innovation | 2 | OOS | 0 | 0 | 0 | 0 |  | 0 |  | N/A | N/A | N/A | N/A | N/A | N/A | N/A | N/A | 400 | 0 | 0 | 0 |  | 400 | 5 | 1 | N/A | N/A | 2 | N/A | N/A | N/A | N/A | N/A | N/A | N/A | 0 | 0 | 0
SCE NOL | Inyokern | 115 | Inyokern | 1 |  | 0 | 0 | 0 | 0 |  | 0 |  | N/A | N/A | N/A | N/A | N/A | N/A | N/A | N/A | 0 | 31.8 | 0 | 0 |  | 31.8 | 10 | 1 | 5 | 1 | 1 | 1 | 2 | 1 | 1 | 2 | 1 | 1 | 0 | 0 | 0
EOP | IS Tap | 138 | No Analysis | 2 | OOS | 0 | 0 | 0 | 0 |  | 0 |  | N/A | N/A | N/A | N/A | N/A | N/A | N/A | N/A | 0 | 0 | 0 | 0 |  | 0 | 10 | N/A | N/A | N/A | 2 | N/A | N/A | N/A | N/A | N/A | N/A | N/A | 0 | 0 | 0
EOP | Ivanpah | 115 | Ivanpah | 2 | OOS | 0 | 0 | 0 | 0 |  | 0 |  | N/A | N/A | N/A | N/A | N/A | N/A | N/A | N/A | 0 | 0 | 0 | 0 |  | 0 | 10 | #N/A | N/A | N/A | 2 | N/A | N/A | N/A | N/A | N/A | N/A | N/A | 0 | 0 | 0
EOP | Ivanpah | 230 | Ivanpah | 2 | OOS | 0 | 0 | 0 | 0 |  | 0 |  | N/A | N/A | N/A | N/A | N/A | N/A | N/A | N/A | 0 | 0 | 0 | 0 |  | 0 | 10 | #N/A | N/A | N/A | 2 | N/A | N/A | N/A | N/A | N/A | N/A | N/A | 0 | 0 | 0
EOP | Jackass (DOE) | 138 | No Analysis | 2 | OOS | 0 | 0 | 0 | 0 |  | 0 |  | N/A | N/A | N/A | N/A | N/A | N/A | N/A | N/A | 0 | 0 | 0 | 0 |  | 0 | 10 | N/A | N/A | N/A | 2 | N/A | N/A | N/A | N/A | N/A | N/A | N/A | 0 | 0 | 0
PG&E NGBA | James B Black | 230 | No Analysis | 2 |  | 0 | 0 | 0 | 0 |  | 0 |  | N/A | N/A | N/A | N/A | N/A | N/A | N/A | N/A | 0 | 0 | 0 | 0 |  | 0 | 10 | N/A | N/A | N/A | 2 | N/A | N/A | N/A | N/A | N/A | N/A | N/A | 0 | 0 | 0
PG&E GBA | Jefferson | 230 | No Analysis | 2 |  | 0 | 0 | 0 | 0 |  | 0 |  | N/A | N/A | N/A | N/A | N/A | N/A | N/A | N/A | 0 | 0 | 0 | 0 |  | 0 | 10 | N/A | N/A | N/A | 2 | N/A | N/A | N/A | N/A | N/A | N/A | N/A | 0 | 0 | 0
PG&E NGBA | Jessup | 115 | Jessup | 2 |  | 0 | 0 | 0 | 0 |  | 0 |  | N/A | N/A | N/A | N/A | N/A | N/A | N/A | N/A | 0 | 0 | 0 | 0 |  | 0 | 10 | 1 | 4 | 1 | 2 | 5 | 2 | 1 | 1 | 2 | 1 | 1 | 0 | 0 | 0
SCE Metro | Johanna | 230 | Johanna | 2 |  | 0 | 0 | 0 | 0 |  | 0 |  | N/A | N/A | N/A | N/A | N/A | N/A | N/A | N/A | 0 | 0 | 0 | 0 |  | 0 | 10 | 1 | 4 | 1 | 2 | 1 | 1 | 1 | 3 | 3 | 1 | 1 | 0 | 0 | 0
SCE Eastern | Julian Hinds | 230 | Julian Hinds | 2 |  | 0 | 0 | 0 | 0 |  | 0 | 20 | 1 | 1 | 1 | 1 | 1 | 1 | 1 | 1 | 0 | 0 | 0 | 0 |  | 0 | 10 | 1 | 1 | 1 | 2 | 1 | 5 | 1 | 1 | 5 | 1 | 1 | 0 | 0 | 0
PG&E GBA | Kasson | 115 | No Analysis | 1 |  | 0 | 0 | 0 | 0 |  | 0 |  | N/A | N/A | N/A | N/A | N/A | N/A | N/A | N/A | 0 | 0 | 0 | 0 |  | 0 | 10 | N/A | N/A | N/A | 1 | N/A | N/A | N/A | N/A | N/A | N/A | N/A | 0 | 0 | 0
PG&E GBA | Kasson | 60 | No Analysis | 1 |  | 0 | 0 | 0 | 0 |  | 0 |  | N/A | N/A | N/A | N/A | N/A | N/A | N/A | N/A | 0 | 0 | 0 | 0 |  | 0 | 10 | N/A | N/A | N/A | 1 | N/A | N/A | N/A | N/A | N/A | N/A | N/A | 0 | 0 | 0
PG&E FRESNO | Kearney | 230 | Kearney | 1 |  | 0 | 0 | 0 | 0 |  | 0 |  | N/A | N/A | N/A | N/A | N/A | N/A | N/A | N/A | 0 | 0 | 0 | 0 |  | 0 | 10 | 1 | 2 | 2 | 1 | 1 | 1 | 1 | 1 | 1 | 1 | 1 | 0 | 0 | 0
PG&E FRESNO | Kearney | 70 | Kearney | 1 |  | 0 | 0 | 0 | 0 |  | 0 |  | N/A | N/A | N/A | N/A | N/A | N/A | N/A | N/A | 30 | 0 | 0 | 0 |  | 30 | 10 | 1 | 2 | 2 | 1 | 1 | 1 | 1 | 1 | 1 | 1 | 1 | 0 | 0 | 0
PG&E GBA | Kelso | 230 | Kelso | 2 |  | 0 | 0 | 0 | 0 | 80.8 | -80.8 | 10 | 4 | 5 | 3 | 2 | 3 | 5 | 1 | 1 | 0 | 0 | 0 | 0 |  | 0 | 10 | 1 | 2 | 1 | 2 | 2 | 2 | 1 | 1 | 2 | 1 | 1 | 0 | 0 | 0
PG&E FRESNO | Kerchoff 1 | 115 | No Analysis | 2 |  | 0 | 0 | 0 | 0 |  | 0 |  | N/A | N/A | N/A | N/A | N/A | N/A | N/A | N/A | 0 | 0 | 0 | 0 |  | 0 | 10 | N/A | N/A | N/A | 2 | N/A | N/A | N/A | N/A | N/A | N/A | N/A | 0 | 0 | 0
PG&E KERN | Kern Oil | 115 | Kern Oil | 1 |  | 0 | 0 | 0 | 0 |  | 0 |  | N/A | N/A | N/A | N/A | N/A | N/A | N/A | N/A | 0 | 115 | 0 | 0 |  | 115 | 10 | 1 | 2 | 1 | 1 | 2 | 2 | 1 | 1 | 2 | 1 | 1 | 0 | 0 | 0
PG&E KERN | Kern PP | 115 | Kern Power | 1 |  | 0 | 0 | 0 | 0 |  | 0 |  | N/A | N/A | N/A | N/A | N/A | N/A | N/A | N/A | 0 | 120 | 0 | 0 |  | 120 | 10 | 1 | 3 | 1 | 1 | 1 | 1 | 1 | 1 | 1 | 1 | 1 | 0 | 0 | 0
PG&E KERN | Kern PP | 230 | Kern Power | 1 |  | 0 | 0 | 0 | 0 |  | 0 |  | N/A | N/A | N/A | N/A | N/A | N/A | N/A | N/A | 0 | 90 | 0 | 0 |  | 90 | 10 | 1 | 3 | 1 | 1 | 1 | 1 | 1 | 1 | 1 | 1 | 1 | 0 | 0 | 0
PG&E KERN | Kern PP | 70 | Kern Power | 1 |  | 0 | 0 | 0 | 0 |  | 0 |  | N/A | N/A | N/A | N/A | N/A | N/A | N/A | N/A | 0 | 0 | 0 | 0 |  | 0 | 10 | 1 | 3 | 1 | 1 | 1 | 1 | 1 | 1 | 1 | 1 | 1 | 0 | 0 | 0
PG&E KERN | Kernridge | 115 | Kernridge | 1 |  | 0 | 0 | 0 | 0 |  | 0 |  | N/A | N/A | N/A | N/A | N/A | N/A | N/A | N/A | 0 | 0 | 0 | 0 |  | 0 | 10 | 1 | 1 | 1 | 1 | 1 | 2 | 1 | 1 | 2 | 1 | 1 | 0 | 0 | 0
PG&E FRESNO | Kingsburg | 115 | Kingsburg | 1 |  | 0 | 0 | 0 | 0 |  | 0 |  | N/A | N/A | N/A | N/A | N/A | N/A | N/A | N/A | 0 | 0 | 0 | 0 |  | 0 | 10 | 1 | 2 | 2 | 1 | 1 | 1 | 1 | 1 | 1 | 1 | 1 | 0 | 0 | 0
PG&E GBA | Kirker | 115 | Kirker | 2 |  | 0 | 0 | 0 | 0 |  | 0 |  | N/A | N/A | N/A | N/A | N/A | N/A | N/A | N/A | 0 | 0 | 0 | 0 |  | 0 | 10 | 1 | 1 | 1 | 2 | 3 | 1 | 1 | 1 | 2 | 1 | 1 | 0 | 0 | 0
PG&E NGBA | Knights Landing | 115 | No Analysis | 2 |  | 0 | 0 | 0 | 0 |  | 0 |  | N/A | N/A | N/A | N/A | N/A | N/A | N/A | N/A | 0 | 0 | 0 | 0 |  | 0 | 10 | N/A | N/A | N/A | 2 | N/A | N/A | N/A | N/A | N/A | N/A | N/A | 0 | 0 | 0
PG&E NGBA | Konocti | 60 | No Analysis | 2 |  | 0 | 0 | 0 | 0 |  | 0 |  | N/A | N/A | N/A | N/A | N/A | N/A | N/A | N/A | 0 | 0 | 0 | 0 |  | 0 | 10 | N/A | N/A | N/A | 2 | N/A | N/A | N/A | N/A | N/A | N/A | N/A | 0 | 0 | 0
SCE NOL | Kramer | 115 | Kramer | 2 |  | 0 | 0 | 0 | 0 |  | 0 |  | N/A | N/A | N/A | N/A | N/A | N/A | N/A | N/A | 0 | 4 | 0 | 0 |  | 4 | 10 | 4 | 5 | 1 | 2 | 1 | 4 | 1 | 1 | 5 | 1 | 1 | 0 | 0 | 0
SCE NOL | Kramer | 230 | Kramer | 2 |  | 0 | 0 | 0 | 0 |  | 0 |  | N/A | N/A | N/A | N/A | N/A | N/A | N/A | N/A | 70 | 200 | 0 | 0 |  | 270 | 10 | 4 | 5 | 1 | 2 | 1 | 4 | 1 | 1 | 5 | 1 | 1 | 0 | 0 | 0
SCE Metro | La Cienega | 230 | La Cienega | 2 |  | 0 | 0 | 0 | 0 |  | 0 |  | N/A | N/A | N/A | N/A | N/A | N/A | N/A | N/A | 0 | 0 | 0 | 0 |  | 0 | 10 | 1 | 2 | 1 | 2 | 5 | 1 | 1 | 1 | 1 | 1 | 1 | 0 | 0 | 0
SCE Metro | La Fresa | 230 | La Fresa | 2 |  | 0 | 0 | 0 | 0 |  | 0 |  | N/A | N/A | N/A | N/A | N/A | N/A | N/A | N/A | 0 | 0 | 0 | 0 |  | 0 | 10 | 1 | 3 | 1 | 2 | 1 | 1 | 1 | 3 | 3 | 1 | 1 | 0 | 0 | 0
SCE Metro | Laguna Bell | 230 | Laguna Bell | 2 |  | 0 | 0 | 0 | 0 |  | 0 |  | N/A | N/A | N/A | N/A | N/A | N/A | N/A | N/A | 0 | 0 | 0 | 0 |  | 0 | 10 | 1 | 1 | 1 | 2 | 1 | 1 | 1 | 1 | 1 | 1 | 1 | 0 | 0 | 0
PG&E KERN | Lakeview | 70 | Wheeler Ridge | 1 |  | 0 | 0 | 0 | 0 |  | 0 |  | N/A | N/A | N/A | N/A | N/A | N/A | N/A | N/A | 0 | 0 | 0 | 0 |  | 0 | 10 | 1 | 1 | 2 | 1 | 1 | 1 | 1 | 1 | 1 | 1 | 1 | 0 | 0 | 0
PG&E NGBA | Lakeville | 230 | Lakeville | 2 |  | 0 | 0 | 0 | 0 |  | 0 |  | N/A | N/A | N/A | N/A | N/A | N/A | N/A | N/A | 0 | 0 | 0 | 0 |  | 0 | 10 | 1 | 2 | 1 | 2 | 3 | 2 | 1 | 2 | 3 | 1 | 1 | 0 | 0 | 0
PG&E NGBA | Lakeville | 60 | Lakeville | 2 |  | 0 | 0 | 0 | 0 |  | 0 |  | N/A | N/A | N/A | N/A | N/A | N/A | N/A | N/A | 0 | 0 | 0 | 0 |  | 0 | 10 | 1 | 2 | 1 | 2 | 3 | 2 | 1 | 2 | 3 | 1 | 1 | 0 | 0 | 0
PG&E NGBA | Lakeville | 115 | Lakeville | 2 |  | 0 | 0 | 0 | 0 |  | 0 |  | N/A | N/A | N/A | N/A | N/A | N/A | N/A | N/A | 0 | 0 | 0 | 0 |  | 0 | 10 | 1 | 2 | 1 | 2 | 3 | 2 | 1 | 2 | 3 | 1 | 1 | 35.8 | 0 | 35.8
PG&E GBA | Lakewood | 115 | No Analysis | 2 |  | 0 | 0 | 0 | 0 |  | 0 |  | N/A | N/A | N/A | N/A | N/A | N/A | N/A | N/A | 0 | 0 | 0 | 0 |  | 0 | 10 | N/A | N/A | N/A | 2 | N/A | N/A | N/A | N/A | N/A | N/A | N/A | 0 | 0 | 0
PG&E NGBA | Lambie | 230 | No Analysis | 2 |  | 0 | 130 | 0 | 0 |  | 130 |  | N/A | N/A | N/A | N/A | N/A | N/A | N/A | N/A | 0 | 0 | 0 | 0 |  | 0 | 10 | N/A | N/A | N/A | 2 | N/A | N/A | N/A | N/A | N/A | N/A | N/A | 0 | 0 | 0
PG&E GBA | Lammers | 115 | No Analysis | 1 |  | 0 | 0 | 0 | 0 |  | 0 |  | N/A | N/A | N/A | N/A | N/A | N/A | N/A | N/A | 0 | 0 | 0 | 0 |  | 0 | 10 | N/A | N/A | N/A | 1 | N/A | N/A | N/A | N/A | N/A | N/A | N/A | 0 | 0 | 0
PG&E KERN | Lamont | 115 | Lamont | 1 |  | 0 | 0 | 0 | 0 |  | 0 |  | N/A | N/A | N/A | N/A | N/A | N/A | N/A | N/A | 0 | 0 | 0 | 0 |  | 0 | 10 | 1 | 1 | 2 | 1 | 1 | 1 | 1 | 1 | 1 | 1 | 1 | 0 | 0 | 0
PG&E FRESNO | Las Aguilas | 230 | No Analysis | 2 |  | 0 | 0 | 0 | 0 |  | 0 |  | N/A | N/A | N/A | N/A | N/A | N/A | N/A | N/A | 120 | 0 | 0 | 0 |  | 120 | 10 | N/A | N/A | N/A | 2 | N/A | N/A | N/A | N/A | N/A | N/A | N/A | 0 | 0 | 0
EOP | Lathrop | 138 | Lathrop | 2 | OOS | 0 | 0 | 0 | 0 |  | 0 |  | N/A | N/A | N/A | N/A | N/A | N/A | N/A | N/A | 0 | 0 | 0 | 0 |  | 0 | 10 | 1 | N/A | N/A | 2 | N/A | N/A | N/A | N/A | N/A | N/A | N/A | 0 | 0 | 0
EOP | Lathrop | 230 | Lathrop | 2 | OOS | 0 | 0 | 0 | 0 |  | 0 | 15 | 1 | N/A | N/A | N/A | N/A | N/A | N/A | N/A | 300 | 0 | 0 | 0 |  | 300 | 10 | 1 | N/A | N/A | 2 | N/A | N/A | N/A | N/A | N/A | N/A | N/A | 0 | 0 | 0
PG&E FRESNO | Le Grand | 115 | Le Grand | 1 |  | 0 | 0 | 0 | 0 |  | 0 |  | N/A | N/A | N/A | N/A | N/A | N/A | N/A | N/A | 0 | 0 | 0 | 0 |  | 0 | 10 | 1 | 1 | 1 | 1 | 2 | 1 | 1 | 1 | 2 | 1 | 1 | 0 | 0 | 0
PG&E FRESNO | Lemoore | 70 | Leprino Jct | 1 |  | 0 | 0 | 0 | 0 |  | 0 |  | N/A | N/A | N/A | N/A | N/A | N/A | N/A | N/A | 0 | 0 | 0 | 0 |  | 0 | 10 | 1 | 1 | 1 | 1 | 1 | 1 | 1 | 1 | 1 | 1 | 1 | 0 | 0 | 0
PG&E KERN | Lerdo | 115 | Lerdo | 1 |  | 0 | 0 | 0 | 0 |  | 0 |  | N/A | N/A | N/A | N/A | N/A | N/A | N/A | N/A | 0 | 0 | 0 | 0 |  | 0 | 10 | 1 | 2 | 2 | 1 | 2 | 1 | 1 | 1 | 1 | 1 | 1 | 0 | 0 | 0
SCE Metro | Lewis | 230 | Lewis | 2 |  | 0 | 0 | 0 | 0 |  | 0 |  | N/A | N/A | N/A | N/A | N/A | N/A | N/A | N/A | 0 | 0 | 0 | 0 |  | 0 | 10 | 1 | 4 | 1 | 2 | 2 | 1 | 1 | 1 | 1 | 1 | 1 | 0 | 0 | 0
SCE Metro | Lighthipe | 230 | Lighthipe | 2 |  | 0 | 0 | 0 | 0 |  | 0 |  | N/A | N/A | N/A | N/A | N/A | N/A | N/A | N/A | 0 | 0 | 0 | 0 |  | 0 | 10 | 1 | 4 | 1 | 2 | 1 | 1 | 1 | 1 | 1 | 1 | 1 | 0 | 0 | 0
SDGE | Lilac | 69 | No Analysis | 2 |  | 0 | 0 | 0 | 0 |  | 0 |  | N/A | N/A | N/A | N/A | N/A | N/A | N/A | N/A | 0 | 0 | 0 | 0 |  | 0 | 10 | N/A | N/A | N/A | 2 | N/A | N/A | N/A | N/A | N/A | N/A | N/A | 0 | 0 | 0
PG&E NGBA | Lincoln | 115 | No Analysis | 2 |  | 0 | 0 | 0 | 0 |  | 0 |  | N/A | N/A | N/A | N/A | N/A | N/A | N/A | N/A | 0 | 0 | 0 | 0 |  | 0 | 10 | N/A | N/A | N/A | 2 | N/A | N/A | N/A | N/A | N/A | N/A | N/A | 0 | 0 | 0
PG&E KERN | Live Oak | 115 | No Analysis | 1 |  | 0 | 0 | 0 | 0 |  | 0 |  | N/A | N/A | N/A | N/A | N/A | N/A | N/A | N/A | 100 | 110 | 0 | 0 |  | 210 | 10 | N/A | N/A | N/A | 1 | N/A | N/A | N/A | N/A | N/A | N/A | N/A | 0 | 0 | 0
PG&E GBA | Llagas | 115 | Llagas | 2 |  | 0 | 0 | 0 | 0 |  | 0 |  | N/A | N/A | N/A | N/A | N/A | N/A | N/A | N/A | 0 | 0 | 0 | 0 |  | 0 | 10 | 1 | 2 | 1 | 2 | 3 | 1 | 1 | 1 | 2 | 1 | 1 | 0 | 0 | 0
PG&E GBA | Lockeford | 115 | Lockeford | 1 |  | 0 | 0 | 0 | 0 |  | 0 |  | N/A | N/A | N/A | N/A | N/A | N/A | N/A | N/A | 0 | 0 | 0 | 0 |  | 0 | 10 | 1 | 3 | 1 | 1 | 1 | 1 | 1 | 1 | 1 | 1 | 1 | 0 | 0 | 0
PG&E GBA | Lockeford | 230 | Lockeford | 1 |  | 0 | 0 | 0 | 0 |  | 0 |  | N/A | N/A | N/A | N/A | N/A | N/A | N/A | N/A | 0 | 0 | 0 | 0 |  | 0 | 10 | 1 | 3 | 1 | 1 | 1 | 1 | 1 | 1 | 1 | 1 | 1 | 0 | 0 | 0
PG&E GBA | Lockeford | 60 | Lockeford | 1 |  | 0 | 0 | 0 | 0 |  | 0 |  | N/A | N/A | N/A | N/A | N/A | N/A | N/A | N/A | 0 | 0 | 0 | 0 |  | 0 | 10 | 1 | 3 | 1 | 1 | 1 | 1 | 1 | 1 | 1 | 1 | 1 | 0 | 0 | 0
PG&E GBA | Lodi | 230 | No Analysis | 1 |  | 0 | 0 | 0 | 0 |  | 0 |  | N/A | N/A | N/A | N/A | N/A | N/A | N/A | N/A | 0 | 0 | 0 | 0 |  | 0 | 10 | N/A | N/A | N/A | 1 | N/A | N/A | N/A | N/A | N/A | N/A | N/A | 0 | 0 | 0
PG&E NGBA | Logan Creek | 230 | Logan Creek | 2 |  | 0 | 0 | 0 | 0 |  | 0 |  | N/A | N/A | N/A | N/A | N/A | N/A | N/A | N/A | 0 | 0 | 0 | 0 |  | 0 | 10 | 1 | 1 | 1 | 2 | 2 | 1 | 1 | 1 | 1 | 1 | 1 | 0 | 0 | 0
PG&E GBA | Lone Tree | 230 | Lone Tree | 2 |  | 0 | 0 | 0 | 0 |  | 0 |  | N/A | N/A | N/A | N/A | N/A | N/A | N/A | N/A | 0 | 0 | 0 | 0 |  | 0 | 10 | 1 | 1 | 1 | 2 | 3 | 1 | 2 | 2 | 2 | 1 | 1 | 0 | 0 | 0
PG&E FRESNO | Los Banos | 230 | Los Banos | 1 |  | 0 | 69.3 | 0 | 0 | 60.5 | 8.8 | 15 | 5 | 5 | 5 | 1 | 1 | 5 | 4 | 1 | 0 | 0 | 0 | 0 |  | 0 | 10 | 1 | 1 | 1 | 1 | 3 | 2 | 1 | 1 | 2 | 1 | 1 | 10 | 0 | 10
PG&E FRESNO | Los Banos | 500 | Los Banos | 1 |  | 0 | 0 | 0 | 0 |  | 0 |  | N/A | N/A | N/A | N/A | N/A | N/A | N/A | N/A | 200.8 | 0 | 0 | 0 |  | 200.8 | 10 | 1 | 1 | 1 | 1 | 3 | 2 | 1 | 1 | 2 | 1 | 1 | 0 | 0 | 0
SDGE | Los Coches | 138 | No Analysis | 2 |  | 0 | 0 | 0 | 0 |  | 0 |  | N/A | N/A | N/A | N/A | N/A | N/A | N/A | N/A | 0 | 0 | 0 | 0 |  | 0 | 10 | N/A | N/A | N/A | 2 | N/A | N/A | N/A | N/A | N/A | N/A | N/A | 0 | 0 | 0
SDGE | Los Coches | 69 | No Analysis | 2 |  | 0 | 0 | 0 | 0 |  | 0 |  | N/A | N/A | N/A | N/A | N/A | N/A | N/A | N/A | 0 | 0 | 0 | 0 |  | 0 | 10 | N/A | N/A | N/A | 2 | N/A | N/A | N/A | N/A | N/A | N/A | N/A | 0 | 0 | 0
PG&E GBA | Los Esteros | 115 | Los Esteros | 2 |  | 0 | 0 | 0 | 0 |  | 0 |  | N/A | N/A | N/A | N/A | N/A | N/A | N/A | N/A | 0 | 0 | 0 | 0 |  | 0 | 10 | 1 | 1 | 1 | 2 | 5 | 1 | 1 | 1 | 2 | 2 | 1 | 0 | 0 | 0
PG&E GBA | Los Esteros | 230 | Los Esteros | 2 |  | 0 | 0 | 0 | 0 |  | 0 |  | N/A | N/A | N/A | N/A | N/A | N/A | N/A | N/A | 0 | 0 | 0 | 0 |  | 0 | 10 | 1 | 1 | 1 | 2 | 5 | 1 | 1 | 1 | 2 | 2 | 1 | 0 | 0 | 0
PG&E GBA | Los Positas | 230 | No Analysis | 2 |  | 0 | 0 | 0 | 0 |  | 0 |  | N/A | N/A | N/A | N/A | N/A | N/A | N/A | N/A | 0 | 0 | 0 | 0 |  | 0 | 10 | N/A | N/A | N/A | 2 | N/A | N/A | N/A | N/A | N/A | N/A | N/A | 0 | 0 | 0
PG&E GBA | Los Positas | 60 | No Analysis | 2 |  | 0 | 0 | 0 | 0 |  | 0 |  | N/A | N/A | N/A | N/A | N/A | N/A | N/A | N/A | 0 | 0 | 0 | 0 |  | 0 | 10 | N/A | N/A | N/A | 2 | N/A | N/A | N/A | N/A | N/A | N/A | N/A | 0 | 0 | 0
SDGE | Loveland | 69 | No Analysis | 2 |  | 0 | 0 | 0 | 0 |  | 0 |  | N/A | N/A | N/A | N/A | N/A | N/A | N/A | N/A | 0 | 0 | 0 | 0 |  | 0 | 10 | N/A | N/A | N/A | 2 | N/A | N/A | N/A | N/A | N/A | N/A | N/A | 0 | 0 | 0
SCE NOL | Lugo | 230 | Lugo | 2 |  | 0 | 0 | 0 | 0 |  | 0 |  | N/A | N/A | N/A | N/A | N/A | N/A | N/A | N/A | 0 | 0 | 0 | 0 |  | 0 | 10 | 1 | 3 | 1 | 2 | 3 | 1 | 3 | 2 | 3 | 1 | 1 | 0 | 0 | 0
SCE Metro | Lugo | 500 | Lugo | 2 |  | 0 | 0 | 0 | 0 |  | 0 | 20 | 1 | 3 | 2 | 1 | 1 | 3 | 1 | 1 | 0 | 0 | 0 | 0 |  | 0 | 10 | 1 | 3 | 1 | 2 | 3 | 1 | 3 | 2 | 3 | 1 | 1 | 203 | 0 | 203 |  | OOS | N/A | N/A | N/A | N/A | N/A | N/A | N/A | N/A
PG&E FRESNO | Madera | 70 | No Analysis | 1 |  | 0 | 0 | 0 | 0 |  | 0 |  | N/A | N/A | N/A | N/A | N/A | N/A | N/A | N/A | 0 | 0 | 0 | 0 |  | 0 | 10 | N/A | N/A | N/A | 1 | N/A | N/A | N/A | N/A | N/A | N/A | N/A | 0 | 0 | 0
PG&E NGBA | Madison | 115 | Madison | 2 |  | 0 | 95 | 0 | 0 |  | 95 | 20 | 4 | 5 | 3 | 1 | 1 | 3 | 3 | 1 | 0 | 123 | 0 | 0 |  | 123 | 5 | 2 | 2 | 2 | 2 | 1 | 2 | 1 | 1 | 2 | 1 | 1 | 0 | 0 | 0
PG&E KERN | Magunden | 115 | Magunden | 1 |  | 0 | 0 | 0 | 0 |  | 0 |  | N/A | N/A | N/A | N/A | N/A | N/A | N/A | N/A | 105 | 115 | 0 | 0 |  | 220 | 10 | 1 | 2 | 1 | 1 | 2 | 1 | 1 | 1 | 2 | 1 | 1 | 0 | 0 | 0
SCE Northern | Magunden | 230 | Magunden | 1 |  | 0 | 0 | 0 | 0 |  | 0 |  | N/A | N/A | N/A | N/A | N/A | N/A | N/A | N/A | 0 | 0 | 0 | 0 |  | 0 | 10 | 1 | 2 | 1 | 1 | 2 | 1 | 1 | 1 | 2 | 1 | 1 | 0 | 0 | 0
PG&E FRESNO | Malaga | 115 | Malaga | 1 |  | 0 | 0 | 0 | 0 |  | 0 |  | N/A | N/A | N/A | N/A | N/A | N/A | N/A | N/A | 0 | 0 | 0 | 0 |  | 0 | 10 | 1 | 3 | 2 | 1 | 1 | 1 | 1 | 1 | 1 | 1 | 1 | 0 | 0 | 0
PG&E NGBA | Malin | 500 | No Analysis | 2 |  | 0 | 0 | 0 | 0 |  | 0 |  | N/A | N/A | N/A | N/A | N/A | N/A | N/A | N/A | 0 | 0 | 0 | 0 |  | 0 | 10 | N/A | N/A | N/A | 2 | N/A | N/A | N/A | N/A | N/A | N/A | N/A | 1590 | 0 | 1590
SCE Northern | Mandalay | 230 | Mandalay | 1 |  | 0 | 0 | 0 | 0 |  | 0 |  | N/A | N/A | N/A | N/A | N/A | N/A | N/A | N/A | 0 | 0 | 0 | 0 |  | 0 | 10 | 1 | 2 | 1 | 1 | 1 | 1 | 1 | 1 | 1 | 1 | 1 | 0 | 0 | 0
PG&E FRESNO | Manning | 230 | Panoche | 1 |  | 0 | 0 | 0 | 0 |  | 0 |  | N/A | N/A | N/A | N/A | N/A | N/A | N/A | N/A | 100 | 0 | 0 | 0 |  | 100 | 10 | 1 | 1 | 2 | 1 | 1 | 1 | 1 | 1 | 1 | 1 | 1 | 0 | 0 | 0
PG&E FRESNO | Manning | 500 | Panoche | 1 |  | 0 | 0 | 0 | 0 |  | 0 |  | N/A | N/A | N/A | N/A | N/A | N/A | N/A | N/A | 0 | 0 | 0 | 0 |  | 0 | 10 | 1 | 1 | 2 | 1 | 1 | 1 | 1 | 1 | 1 | 1 | 1 | 0 | 0 | 0
PG&E GBA | Manteca | 115 | No Analysis | 1 |  | 0 | 0 | 0 | 0 |  | 0 |  | N/A | N/A | N/A | N/A | N/A | N/A | N/A | N/A | 0 | 0 | 0 | 0 |  | 0 | 10 | N/A | N/A | N/A | 1 | N/A | N/A | N/A | N/A | N/A | N/A | N/A | 0 | 0 | 0
SDGE | Margarita | 138 | Margarita | 2 |  | 0 | 0 | 0 | 0 |  | 0 |  | N/A | N/A | N/A | N/A | N/A | N/A | N/A | N/A | 90 | 0 | 0 | 0 |  | 90 | 10 | 2 | 4 | 1 | 2 | 5 | 1 | 2 | 2 | 3 | 2 | 1 | 0 | 0 | 0
PG&E GBA | Martin | 230 | Martin (San Francisco H) | 2 |  | 0 | 0 | 0 | 0 |  | 0 |  | N/A | N/A | N/A | N/A | N/A | N/A | N/A | N/A | 0 | 0 | 0 | 0 |  | 0 | 10 | 1 | 4 | 1 | 2 | 1 | 1 | 1 | 1 | 1 | 1 | 1 | 0 | 0 | 0
PG&E GBA | Martin | 115 | Martin (San Francisco H) | 2 |  | 0 | 0 | 0 | 0 |  | 0 |  | N/A | N/A | N/A | N/A | N/A | N/A | N/A | N/A | 0 | 0 | 0 | 0 |  | 0 | 10 | 1 | 4 | 1 | 2 | 1 | 1 | 1 | 1 | 1 | 1 | 1 | 0 | 0 | 0
PG&E GBA | Martinez | 115 | Martinez | 2 |  | 0 | 0 | 0 | 0 |  | 0 |  | N/A | N/A | N/A | N/A | N/A | N/A | N/A | N/A | 0 | 0 | 0 | 0 |  | 0 | 10 | 1 | 4 | 1 | 2 | 2 | 1 | 1 | 2 | 3 | 1 | 1 | 0 | 0 | 0
PG&E FRESNO | Mc Mullin | 230 | Mc Mullin | 1 |  | 0 | 0 | 0 | 0 |  | 0 |  | N/A | N/A | N/A | N/A | N/A | N/A | N/A | N/A | 0 | 0 | 0 | 0 |  | 0 | 10 | 1 | 1 | 1 | 1 | 1 | 1 | 1 | 1 | 1 | 1 | 1 | 0 | 0 | 0
PG&E FRESNO | McCall | 115 | McCall | 1 |  | 0 | 0 | 0 | 0 |  | 0 |  | N/A | N/A | N/A | N/A | N/A | N/A | N/A | N/A | 0 | 0 | 0 | 0 |  | 0 | 10 | 1 | 3 | 2 | 1 | 1 | 1 | 1 | 1 | 1 | 1 | 1 | 0 | 0 | 0
PG&E FRESNO | McCall | 230 | McCall | 1 |  | 0 | 0 | 0 | 0 |  | 0 |  | N/A | N/A | N/A | N/A | N/A | N/A | N/A | N/A | 100 | 0 | 0 | 0 |  | 100 | 10 | 1 | 3 | 2 | 1 | 1 | 1 | 1 | 1 | 1 | 1 | 1 | 0 | 0 | 0
PG&E GBA | Meadow Lane | 115 | No Analysis | 2 |  | 0 | 0 | 0 | 0 |  | 0 |  | N/A | N/A | N/A | N/A | N/A | N/A | N/A | N/A | 0 | 0 | 0 | 0 |  | 0 | 10 | N/A | N/A | N/A | 2 | N/A | N/A | N/A | N/A | N/A | N/A | N/A | 0 | 0 | 0
PG&E GBA | Melones | 115 | New Melones | 2 |  | 0 | 0 | 0 | 0 |  | 0 |  | N/A | N/A | N/A | N/A | N/A | N/A | N/A | N/A | 0 | 0 | 0 | 0 |  | 0 | 10 | 1 | 2 | 1 | 2 | 5 | 2 | 1 | 2 | 3 | 2 | 1 | 0 | 0 | 0
PG&E GBA | Melones | 230 | New Melones | 2 |  | 0 | 0 | 0 | 0 |  | 0 |  | N/A | N/A | N/A | N/A | N/A | N/A | N/A | N/A | 0 | 0 | 0 | 0 |  | 0 | 10 | 1 | 2 | 1 | 2 | 5 | 2 | 1 | 2 | 3 | 2 | 1 | 0 | 0 | 0
SDGE | Melrose | 69 | No Analysis | 2 |  | 0 | 0 | 0 | 0 |  | 0 |  | N/A | N/A | N/A | N/A | N/A | N/A | N/A | N/A | 0 | 0 | 0 | 0 |  | 0 | 10 | N/A | N/A | N/A | 2 | N/A | N/A | N/A | N/A | N/A | N/A | N/A | 0 | 0 | 0
PG&E NGBA | Mendocino | 115 | Mendocino | 2 |  | 0 | 0 | 0 | 0 |  | 0 |  | N/A | N/A | N/A | N/A | N/A | N/A | N/A | N/A | 0 | 0 | 0 | 0 |  | 0 | 10 | 1 | 1 | 1 | 2 | 3 | 1 | 1 | 1 | 2 | 1 | 1 | 0 | 0 | 0
PG&E NGBA | Mendocino | 60 | Mendocino | 2 |  | 0 | 0 | 0 | 0 |  | 0 |  | N/A | N/A | N/A | N/A | N/A | N/A | N/A | N/A | 0 | 0 | 0 | 0 |  | 0 | 10 | 1 | 1 | 1 | 2 | 3 | 1 | 1 | 1 | 2 | 1 | 1 | 0 | 0 | 0
PG&E FRESNO | Mendota | 115 | Mendota | 1 |  | 0 | 0 | 0 | 0 |  | 0 |  | N/A | N/A | N/A | N/A | N/A | N/A | N/A | N/A | 0 | 0 | 0 | 0 |  | 0 | 10 | 1 | 1 | 1 | 1 | 1 | 1 | 1 | 1 | 1 | 1 | 1 | 0 | 0 | 0
PG&E GBA | Menlo | 60 | No Analysis | 2 |  | 0 | 0 | 0 | 0 |  | 0 |  | N/A | N/A | N/A | N/A | N/A | N/A | N/A | N/A | 0 | 0 | 0 | 0 |  | 0 | 10 | N/A | N/A | N/A | 2 | N/A | N/A | N/A | N/A | N/A | N/A | N/A | 0 | 0 | 0
PG&E FRESNO | Merced | 115 | Merced | 1 |  | 0 | 0 | 0 | 0 |  | 0 |  | N/A | N/A | N/A | N/A | N/A | N/A | N/A | N/A | 0 | 0 | 0 | 0 |  | 0 | 10 | 1 | 1 | 1 | 1 | 1 | 2 | 1 | 1 | 3 | 1 | 1 | 0 | 0 | 0
EOP | Mercury | 138 | MERCURY | 2 | OOS | 0 | 0 | 0 | 0 |  | 0 |  | N/A | N/A | N/A | N/A | N/A | N/A | N/A | N/A | 0 | 0 | 0 | 0 |  | 0 | 10 | 1 | N/A | N/A | 2 | N/A | N/A | N/A | N/A | N/A | N/A | N/A | 0 | 0 | 0
PG&E FRESNO | Mercy Springs | 70 | Oro Loma | 1 |  | 0 | 0 | 0 | 0 |  | 0 |  | N/A | N/A | N/A | N/A | N/A | N/A | N/A | N/A | 0 | 75 | 0 | 0 |  | 75 | 5 | 1 | 2 | 1 | 1 | 1 | 1 | 1 | 1 | 1 | 1 | 1 | 0 | 0 | 0
PG&E NGBA | Meridian | 60 | No Analysis | 2 |  | 0 | 0 | 0 | 0 |  | 0 |  | N/A | N/A | N/A | N/A | N/A | N/A | N/A | N/A | 0 | 0 | 0 | 0 |  | 0 | 10 | N/A | N/A | N/A | 2 | N/A | N/A | N/A | N/A | N/A | N/A | N/A | 0 | 0 | 0
PG&E KERN | Mesa (PGE) | 115 | Mesa | 2 |  | 0 | 0 | 0 | 0 |  | 0 |  | N/A | N/A | N/A | N/A | N/A | N/A | N/A | N/A | 0 | 0 | 0 | 0 |  | 0 | 10 | 1 | 1 | 1 | 2 | 2 | 1 | 1 | 1 | 1 | 1 | 1 | 0 | 0 | 0
PG&E KERN | Mesa (PGE) | 230 | Mesa | 2 |  | 0 | 0 | 0 | 0 |  | 0 |  | N/A | N/A | N/A | N/A | N/A | N/A | N/A | N/A | 0 | 0 | 0 | 0 |  | 0 | 10 | 1 | 1 | 1 | 2 | 2 | 1 | 1 | 1 | 1 | 1 | 1 | 0 | 0 | 0
SCE Metro | Mesa (SCE) | 230 | Mesa (SCE) | 2 |  | 0 | 0 | 0 | 0 |  | 0 |  | N/A | N/A | N/A | N/A | N/A | N/A | N/A | N/A | 0 | 0 | 0 | 0 |  | 0 | 10 | 1 | 1 | 1 | 2 | 1 | 1 | 1 | 1 | 1 | 1 | 1 | 0 | 0 | 0
SCE Metro | Mesa (SCE) | 500 | Mesa (SCE) | 2 |  | 0 | 0 | 0 | 0 |  | 0 |  | N/A | N/A | N/A | N/A | N/A | N/A | N/A | N/A | 0 | 0 | 0 | 0 |  | 0 | 10 | 1 | 1 | 1 | 2 | 1 | 1 | 1 | 1 | 1 | 1 | 1 | 0 | 0 | 0
SDGE | Mesa Heights | 69 | No Analysis | 2 |  | 0 | 0 | 0 | 0 |  | 0 |  | N/A | N/A | N/A | N/A | N/A | N/A | N/A | N/A | 0 | 0 | 0 | 0 |  | 0 | 10 | N/A | N/A | N/A | 2 | N/A | N/A | N/A | N/A | N/A | N/A | N/A | 0 | 0 | 0
PG&E GBA | Metcalf | 115 | Metcalf | 2 |  | 0 | 0 | 0 | 0 |  | 0 |  | N/A | N/A | N/A | N/A | N/A | N/A | N/A | N/A | 0 | 0 | 0 | 0 |  | 0 | 10 | 1 | 1 | 1 | 2 | 5 | 3 | 1 | 1 | 3 | 2 | 1 | 0 | 0 | 0
PG&E GBA | Metcalf | 230 | Metcalf | 2 |  | 0 | 0 | 0 | 0 |  | 0 |  | N/A | N/A | N/A | N/A | N/A | N/A | N/A | N/A | 0 | 0 | 0 | 0 |  | 0 | 10 | 1 | 1 | 1 | 2 | 5 | 3 | 1 | 1 | 3 | 2 | 1 | 0 | 0 | 0
PG&E GBA | Metcalf | 500 | Metcalf | 2 |  | 0 | 0 | 0 | 0 |  | 0 |  | N/A | N/A | N/A | N/A | N/A | N/A | N/A | N/A | 0 | 0 | 0 | 0 |  | 0 | 10 | 1 | 1 | 1 | 2 | 5 | 3 | 1 | 1 | 3 | 2 | 1 | 30 | 0 | 30
PG&E KERN | Midway | 115 | Midway | 1 |  | 0 | 0 | 0 | 0 |  | 0 | 20 | 1 | 1 | 1 | 1 | 1 | 1 | 1 | 1 | 0 | 0 | 0 | 0 |  | 0 | 15 | 1 | 1 | 1 | 1 | 1 | 1 | 1 | 2 | 2 | 1 | 1 | 0 | 0 | 0
PG&E KERN | Midway | 230 | Midway | 1 |  | 0 | 0 | 0 | 0 |  | 0 |  | N/A | N/A | N/A | N/A | N/A | N/A | N/A | N/A | 0 | 0 | 0 | 0 |  | 0 | 10 | 1 | 1 | 2 | 1 | 1 | 1 | 1 | 2 | 2 | 1 | 1 | 0 | 0 | 0
PG&E KERN | Midway | 500 | Midway | 1 |  | 0 | 0 | 0 | 0 |  | 0 |  | N/A | N/A | N/A | N/A | N/A | N/A | N/A | N/A | 0 | 0 | 0 | 0 |  | 0 | 15 | 1 | 1 | 1 | 1 | 1 | 1 | 1 | 2 | 2 | 1 | 1 | 0 | 0 | 0
SDGE | Miguel | 230 | Miguel | 2 |  | 0 | 0 | 0 | 0 |  | 0 |  | N/A | N/A | N/A | N/A | N/A | N/A | N/A | N/A | 0 | 0 | 0 | 0 |  | 0 | 10 | 1 | 2 | 1 | 2 | 3 | 1 | 3 | 4 | 5 | 1 | 1 | 0 | 0 | 0
SDGE | Miguel | 500 | Miguel | 2 |  | 0 | 0 | 0 | 0 |  | 0 |  | N/A | N/A | N/A | N/A | N/A | N/A | N/A | N/A | 0 | 0 | 0 | 0 |  | 0 | 10 | 1 | 2 | 1 | 2 | 3 | 1 | 3 | 4 | 5 | 1 | 1 | 0 | 0 | 0
SDGE | Miguel | 69 | Miguel | 2 |  | 0 | 0 | 0 | 0 |  | 0 |  | N/A | N/A | N/A | N/A | N/A | N/A | N/A | N/A | 0 | 0 | 0 | 0 |  | 0 | 10 | 1 | 2 | 1 | 2 | 3 | 1 | 3 | 4 | 5 | 1 | 1 | 0 | 0 | 0
PG&E GBA | Millbrae | 115 | No Analysis | 2 |  | 0 | 0 | 0 | 0 |  | 0 |  | N/A | N/A | N/A | N/A | N/A | N/A | N/A | N/A | 0 | 0 | 0 | 0 |  | 0 | 10 | N/A | N/A | N/A | 2 | N/A | N/A | N/A | N/A | N/A | N/A | N/A | 0 | 0 | 0
PG&E GBA | Miller | 115 | Miller | 1 |  | 0 | 0 | 0 | 0 |  | 0 |  | N/A | N/A | N/A | N/A | N/A | N/A | N/A | N/A | 0 | 0 | 0 | 0 |  | 0 | 10 | 1 | 1 | 1 | 1 | 3 | 1 | 1 | 1 | 1 | 1 | 1 | 0 | 0 | 0
SCE Metro | Mira Loma | 230 | Mira Loma | 2 |  | 0 | 0 | 0 | 0 |  | 0 |  | N/A | N/A | N/A | N/A | N/A | N/A | N/A | N/A | 0 | 0 | 0 | 0 |  | 0 | 10 | 1 | 4 | 1 | 2 | 2 | 1 | 1 | 1 | 1 | 1 | 1 | 0 | 0 | 0
SCE Metro | Mira Loma | 500 | Mira Loma | 2 |  | 0 | 0 | 0 | 0 |  | 0 |  | N/A | N/A | N/A | N/A | N/A | N/A | N/A | N/A | 0 | 0 | 0 | 0 |  | 0 | 10 | 1 | 4 | 1 | 2 | 2 | 1 | 1 | 1 | 1 | 1 | 1 | 0 | 0 | 0
SCE Eastern | Mirage | 115 | Mirage | 2 |  | 0 | 0 | 0 | 0 |  | 0 |  | N/A | N/A | N/A | N/A | N/A | N/A | N/A | N/A | 0 | 0 | 0 | 0 |  | 0 | 10 | 1 | 4 | 1 | 2 | 1 | 1 | 1 | 1 | 1 | 1 | 1 | 0 | 0 | 0
SCE Eastern | Mirage | 230 | Mirage | 2 | Import from IID | 0 | 0 | 0 | 0 |  | 0 |  | N/A | N/A | N/A | N/A | N/A | N/A | N/A | N/A | 0 | 0 | 0 | 0 |  | 0 | 10 | 1 | 4 | 1 | 2 | 1 | 1 | 1 | 1 | 1 | 1 | 1 | 30 | 0 | 30 |  | Salton Sea | 1 | 1 | 1 | 2 | 2 | 2 | 1 | 1
SDGE | Mission | 138 | Mission | 2 |  | 0 | 0 | 0 | 0 |  | 0 |  | N/A | N/A | N/A | N/A | N/A | N/A | N/A | N/A | 0 | 0 | 0 | 0 |  | 0 | 10 | 1 | 3 | 1 | 2 | 1 | 1 | 1 | 2 | 3 | 1 | 1 | 0 | 0 | 0
SDGE | Mission | 230 | Mission | 2 |  | 0 | 0 | 0 | 0 |  | 0 |  | N/A | N/A | N/A | N/A | N/A | N/A | N/A | N/A | 0 | 0 | 0 | 0 |  | 0 | 10 | 1 | 3 | 1 | 2 | 1 | 1 | 1 | 2 | 3 | 1 | 1 | 0 | 0 | 0
SDGE | Mission | 69 | Mission | 2 |  | 0 | 0 | 0 | 0 |  | 0 |  | N/A | N/A | N/A | N/A | N/A | N/A | N/A | N/A | 0 | 0 | 0 | 0 |  | 0 | 10 | 1 | 3 | 1 | 2 | 1 | 1 | 1 | 2 | 3 | 1 | 1 | 0 | 0 | 0
PG&E GBA | Mi-Wuk | 115 | No Analysis | 2 |  | 0 | 0 | 0 | 0 |  | 0 |  | N/A | N/A | N/A | N/A | N/A | N/A | N/A | N/A | 0 | 0 | 0 | 0 |  | 0 | 10 | N/A | N/A | N/A | 2 | N/A | N/A | N/A | N/A | N/A | N/A | N/A | 0 | 0 | 0
EOP | Mohave | 500 | Mohave | 2 | OOS | 0 | 0 | 0 | 0 |  | 0 | 20 | 1 | N/A | N/A | N/A | N/A | N/A | N/A | N/A | 665 | 587 | 0 | 0 |  | 1252 | 10 | 3 | N/A | N/A | 2 | N/A | N/A | N/A | N/A | N/A | N/A | N/A | 0 | 0 | 0
PG&E NGBA | Monroe | 115 | No Analysis | 2 |  | 0 | 0 | 0 | 0 |  | 0 |  | N/A | N/A | N/A | N/A | N/A | N/A | N/A | N/A | 0 | 0 | 0 | 0 |  | 0 | 10 | N/A | N/A | N/A | 2 | N/A | N/A | N/A | N/A | N/A | N/A | N/A | 0 | 0 | 0
SDGE | Monserate | 69 | No Analysis | 2 |  | 0 | 0 | 0 | 0 |  | 0 |  | N/A | N/A | N/A | N/A | N/A | N/A | N/A | N/A | 0 | 0 | 0 | 0 |  | 0 | 10 | N/A | N/A | N/A | 2 | N/A | N/A | N/A | N/A | N/A | N/A | N/A | 0 | 0 | 0
PG&E GBA | Monta Vista | 115 | No Analysis | 2 |  | 0 | 0 | 0 | 0 |  | 0 |  | N/A | N/A | N/A | N/A | N/A | N/A | N/A | N/A | 0 | 0 | 0 | 0 |  | 0 | 10 | N/A | N/A | N/A | 2 | N/A | N/A | N/A | N/A | N/A | N/A | N/A | 0 | 0 | 0
PG&E GBA | Monta Vista | 230 | No Analysis | 2 |  | 0 | 0 | 0 | 0 |  | 0 |  | N/A | N/A | N/A | N/A | N/A | N/A | N/A | N/A | 0 | 0 | 0 | 0 |  | 0 | 10 | N/A | N/A | N/A | 2 | N/A | N/A | N/A | N/A | N/A | N/A | N/A | 0 | 0 | 0
PG&E GBA | Monta Vista | 60 | No Analysis | 2 |  | 0 | 0 | 0 | 0 |  | 0 |  | N/A | N/A | N/A | N/A | N/A | N/A | N/A | N/A | 0 | 0 | 0 | 0 |  | 0 | 10 | N/A | N/A | N/A | 2 | N/A | N/A | N/A | N/A | N/A | N/A | N/A | 0 | 0 | 0
PG&E NGBA | Monticello | 115 | No Analysis | 2 |  | 0 | 0 | 0 | 0 |  | 0 |  | N/A | N/A | N/A | N/A | N/A | N/A | N/A | N/A | 0 | 0 | 0 | 0 |  | 0 | 10 | N/A | N/A | N/A | 2 | N/A | N/A | N/A | N/A | N/A | N/A | N/A | 0 | 0 | 0
SCE Northern | Moorpark | 230 | Moorpark | 1 |  | 0 | 0 | 0 | 0 |  | 0 |  | N/A | N/A | N/A | N/A | N/A | N/A | N/A | N/A | 0 | 0 | 0 | 0 |  | 0 | 10 | 1 | 2 | 1 | 1 | 2 | 1 | 1 | 1 | 1 | 1 | 1 | 0 | 0 | 0
SCE Northern | Moorpark | 66 | Moorpark | 1 |  | 0 | 0 | 0 | 0 |  | 0 |  | N/A | N/A | N/A | N/A | N/A | N/A | N/A | N/A | 0 | 0 | 0 | 0 |  | 0 | 10 | 1 | 2 | 1 | 1 | 2 | 1 | 1 | 1 | 1 | 1 | 1 | 0 | 0 | 0
PG&E GBA | Moraga | 115 | No Analysis | 2 |  | 0 | 0 | 0 | 0 |  | 0 |  | N/A | N/A | N/A | N/A | N/A | N/A | N/A | N/A | 0 | 0 | 0 | 0 |  | 0 | 10 | N/A | N/A | N/A | 2 | N/A | N/A | N/A | N/A | N/A | N/A | N/A | 0 | 0 | 0
PG&E GBA | Moraga | 230 | No Analysis | 2 |  | 0 | 0 | 0 | 0 |  | 0 |  | N/A | N/A | N/A | N/A | N/A | N/A | N/A | N/A | 0 | 0 | 0 | 0 |  | 0 | 10 | N/A | N/A | N/A | 2 | N/A | N/A | N/A | N/A | N/A | N/A | N/A | 0 | 0 | 0
PG&E GBA | Morgan Hill | 115 | No Analysis | 2 |  | 0 | 0 | 0 | 0 |  | 0 |  | N/A | N/A | N/A | N/A | N/A | N/A | N/A | N/A | 0 | 0 | 0 | 0 |  | 0 | 10 | N/A | N/A | N/A | 2 | N/A | N/A | N/A | N/A | N/A | N/A | N/A | 0 | 0 | 0
PG&E KERN | Morro Bay | 115 | Morro Bay | 2 |  | 0 | 0 | 0 | 0 |  | 0 |  | N/A | N/A | N/A | N/A | N/A | N/A | N/A | N/A | 0 | 90 | 0 | 0 |  | 90 | 10 | 4 | 1 | 5 | 2 | 5 | 2 | 1 | 1 | 3 | 2 | 1 | 0 | 0 | 0
PG&E KERN | Morro Bay | 230 | Morro Bay | 2 |  | 0 | 0 | 0 | 0 |  | 0 |  | N/A | N/A | N/A | N/A | N/A | N/A | N/A | N/A | 0 | 0 | 0 | 0 |  | 0 | 10 | 4 | 1 | 5 | 2 | 5 | 2 | 1 | 1 | 3 | 2 | 1 | 0 | 0 | 0
PG&E KERN | Morro Bay | 500 | Morro Bay | 2 |  | 0 | 0 | 0 | 0 |  | 0 |  | N/A | N/A | N/A | N/A | N/A | N/A | N/A | N/A | 60 | 0 | 0 | 0 |  | 60 | 10 | 4 | 1 | 5 | 2 | 5 | 2 | 1 | 1 | 3 | 2 | 1 | 0 | 0 | 0
PG&E GBA | Moss Landing | 115 | Moss Landing | 1 |  | 0 | 0 | 0 | 0 |  | 0 |  | N/A | N/A | N/A | N/A | N/A | N/A | N/A | N/A | 0 | 0 | 0 | 0 |  | 0 | 10 | 1 | 2 | 1 | 1 | 1 | 1 | 1 | 1 | 1 | 1 | 1 | 0 | 0 | 0
PG&E GBA | Moss Landing | 230 | Moss Landing | 1 |  | 0 | 0 | 0 | 0 |  | 0 | 20 | 1 | 1 | 1 | 2 | 2 | 2 | 1 | 1 | 0 | 0 | 0 | 0 |  | 0 | 10 | 1 | 2 | 1 | 1 | 1 | 1 | 1 | 1 | 1 | 1 | 1 | 0 | 0 | 0
PG&E GBA | Moss Landing | 500 | Moss Landing | 1 |  | 0 | 0 | 0 | 0 |  | 0 |  | N/A | N/A | N/A | N/A | N/A | N/A | N/A | N/A | 0 | 0 | 0 | 0 |  | 0 | 10 | 1 | 2 | 1 | 1 | 1 | 1 | 1 | 1 | 1 | 1 | 1 | 0 | 0 | 0
EOP | Mountain Pass | 115 | No Analysis | 2 | OOS | 0 | 0 | 0 | 0 |  | 0 |  | N/A | N/A | N/A | N/A | N/A | N/A | N/A | N/A | 0 | 0 | 0 | 0 |  | 0 | 10 | N/A | N/A | N/A | 2 | N/A | N/A | N/A | N/A | N/A | N/A | N/A | 0 | 0 | 0
PG&E GBA | Mountain View | 115 | No Analysis | 2 |  | 0 | 0 | 0 | 0 |  | 0 |  | N/A | N/A | N/A | N/A | N/A | N/A | N/A | N/A | 0 | 0 | 0 | 0 |  | 0 | 10 | N/A | N/A | N/A | 2 | N/A | N/A | N/A | N/A | N/A | N/A | N/A | 0 | 0 | 0
PG&E GBA | Mt Eden | 115 | No Analysis | 2 |  | 0 | 0 | 0 | 0 |  | 0 |  | N/A | N/A | N/A | N/A | N/A | N/A | N/A | N/A | 0 | 0 | 0 | 0 |  | 0 | 10 | N/A | N/A | N/A | 2 | N/A | N/A | N/A | N/A | N/A | N/A | N/A | 0 | 0 | 0
PG&E KERN | Mt Poso | 115 | No Analysis | 1 |  | 0 | 0 | 0 | 0 |  | 0 |  | N/A | N/A | N/A | N/A | N/A | N/A | N/A | N/A | 0 | 0 | 0 | 0 |  | 0 | 10 | N/A | N/A | N/A | 1 | N/A | N/A | N/A | N/A | N/A | N/A | N/A | 0 | 0 | 0
SDGE | Murray | 69 | No Analysis | 2 |  | 0 | 0 | 0 | 0 |  | 0 |  | N/A | N/A | N/A | N/A | N/A | N/A | N/A | N/A | 0 | 0 | 0 | 0 |  | 0 | 10 | N/A | N/A | N/A | 2 | N/A | N/A | N/A | N/A | N/A | N/A | N/A | 0 | 0 | 0
PG&E FRESNO | Mustang | 230 | Mustang | 1 |  | 0 | 0 | 0 | 0 |  | 0 |  | N/A | N/A | N/A | N/A | N/A | N/A | N/A | N/A | 0 | 0 | 0 | 0 |  | 0 | 10 | 1 | 1 | 1 | 1 | 1 | 1 | 1 | 1 | 1 | 1 | 1 | 0 | 0 | 0
SCE Northern | Neenach | 66 | No Analysis | 2 |  | 0 | 0 | 0 | 0 |  | 0 |  | N/A | N/A | N/A | N/A | N/A | N/A | N/A | N/A | 0 | 0 | 0 | 0 |  | 0 | 10 | N/A | N/A | N/A | 2 | N/A | N/A | N/A | N/A | N/A | N/A | N/A | 0 | 0 | 0
PG&E KERN | New Sub - Gates - Midway (Proposed) | 230 | Gates-Midway (Proposed) | 1 |  | 0 | 0 | 0 | 0 |  | 0 |  | N/A | N/A | N/A | N/A | N/A | N/A | N/A | N/A | 890 | 920 | 0 | 0 |  | 1810 | 10 | 2 | 2 | 2 | 1 | 2 | 2 | 1 | 1 | 2 | 1 | 1 | 0 | 0 | 0
PG&E KERN | New Sub - Gates - Templeton (Proposed) | 230 | No Analysis | 1 |  | 0 | 0 | 0 | 0 |  | 0 |  | N/A | N/A | N/A | N/A | N/A | N/A | N/A | N/A | 0 | 240 | 0 | 0 |  | 240 | 10 | N/A | N/A | N/A | 1 | N/A | N/A | N/A | N/A | N/A | N/A | N/A | 0 | 0 | 0
SCE NOL | New Sub - Kramer - Lugo (Proposed) | 230 | No Analysis | 2 |  | 0 | 0 | 0 | 0 |  | 0 |  | N/A | N/A | N/A | N/A | N/A | N/A | N/A | N/A | 0 | 0 | 0 | 0 |  | 0 | 10 | N/A | N/A | N/A | 2 | N/A | N/A | N/A | N/A | N/A | N/A | N/A | 0 | 0 | 0
PG&E FRESNO | New Sub - Los Banos - Midway (Proposed) | 500 | No Analysis | 1 |  | 0 | 0 | 0 | 0 |  | 0 |  | N/A | N/A | N/A | N/A | N/A | N/A | N/A | N/A | 0 | 0 | 0 | 0 |  | 0 | 10 | N/A | N/A | N/A | 1 | N/A | N/A | N/A | N/A | N/A | N/A | N/A | 0 | 0 | 0
SCE NOL | New Sub - Lugo - Pisgah (Proposed) | 230 | Lugo - Pisgah (Proposed) | 2 |  | 0 | 0 | 0 | 0 |  | 0 | 15 | 1 | 2 | 1 | 1 | 1 | 1 | 3 | 1 | 0 | 0 | 0 | 0 |  | 0 | 10 | 1 | 4 | 1 | 2 | 1 | 1 | 1 | 1 | 1 | 3 | 1 | 0 | 0 | 0
PG&E KERN | New Sub - Midway - Wheeler Ridge (Proposed) | 230 | Midway - Wheeler Ridge (Proposed) | 1 |  | 0 | 0 | 0 | 0 |  | 0 |  | N/A | N/A | N/A | N/A | N/A | N/A | N/A | N/A | 890 | 475 | 0 | 0 |  | 1365 | 10 | 3 | 2 | 2 | 1 | 1 | 1 | 1 | 2 | 2 | 1 | 1 | 0 | 0 | 0
PG&E NGBA | New Sub - Near existing Leavitt (PSREC) | 345 | Leavitt | 2 |  | 0 | 0 | 0 | 0 |  | 0 | 20 | 1 | 5 | 2 | 1 | 1 | 2 | 2 | 1 | 0 | 0 | 0 | 0 |  | 0 | 10 | 1 | 2 | 1 | 2 | 5 | 1 | 1 | 1 | 3 | 1 | 1 | 180 | 0 | 180
PG&E NGBA | New Sub - Near existing Madeline (NVE) | 345 | Madeline | 2 |  | 0 | 0 | 0 | 0 |  | 0 | 20 | 1 | 5 | 1 | 1 | 1 | 1 | 3 | 1 | 0 | 0 | 0 | 0 |  | 0 | 10 | 1 | 1 | 1 | 2 | 5 | 1 | 1 | 1 | 1 | 3 | 1 | 0 | 0 | 0
SDGE | New Sub - North Gila - IV (Proposed) | 500 | North Gila - IV (Proposed) | 2 |  | 0 | 0 | 0 | 0 |  | 0 |  | N/A | N/A | N/A | N/A | N/A | N/A | N/A | N/A | 0 | 0 | 0 | 0 |  | 0 | 10 | 1 | 1 | 2 | 2 | 1 | 1 | 1 | 1 | 1 | 1 | 1 | 0 | 0 | 0
PG&E NGBA | New Sub - Pit 1 - Cottonwood (Proposed) | 230 | New Sub - Pit 1 - Cottonwood (Proposed) | 2 |  | 0 | 0 | 0 | 0 |  | 0 | 15 | 1 | 5 | 2 | 1 | 1 | 3 | 1 | 1 | 0 | 0 | 0 | 0 |  | 0 | 10 | 1 | 1 | 1 | 2 | 5 | 2 | 1 | 1 | 2 | 1 | 1 | 0 | 0 | 0
PG&E GBA | New Sub - Rancho Seco - Bellota (Proposed) | 230 | Rancho Seco - Bellota (Proposed) | 1 |  | 0 | 0 | 0 | 0 |  | 0 |  | N/A | N/A | N/A | N/A | N/A | N/A | N/A | N/A | 0 | 0 | 0 | 0 |  | 0 | 10 | 1 | 2 | 1 | 1 | 1 | 1 | 1 | 2 | 3 | 1 | 1 | 0 | 0 | 0
SDGE | New Sub - Suncrest - Ocotillo (Proposed) | 500 | Suncrest - Ocotillo (Proposed) | 2 |  | 280 | 0 | 0 | 0 |  | 280 | 20 | 4 | 5 | 2 | 2 | 2 | 3 | 2 | 2 | 0 | 0 | 0 | 0 |  | 0 | 10 | 1 | 1 | 1 | 2 | 5 | 1 | 1 | 1 | 2 | 2 | 1 | 0 | 0 | 0
PG&E FRESNO | New Sub - Westley - Quinto (Proposed) | 230 | No Analysis | 1 |  | 0 | 0 | 0 | 0 |  | 0 |  | N/A | N/A | N/A | N/A | N/A | N/A | N/A | N/A | 0 | 0 | 0 | 0 |  | 0 | 10 | N/A | N/A | N/A | 1 | N/A | N/A | N/A | N/A | N/A | N/A | N/A | 80 | 0 | 80
PG&E GBA | Newark | 115 | Newark | 2 |  | 0 | 0 | 0 | 0 |  | 0 |  | N/A | N/A | N/A | N/A | N/A | N/A | N/A | N/A | 0 | 0 | 0 | 0 |  | 0 | 10 | 1 | 1 | 1 | 2 | 5 | 2 | 1 | 2 | 3 | 1 | 1 | 0 | 0 | 0
PG&E GBA | Newark | 230 | Newark | 2 |  | 0 | 0 | 0 | 0 |  | 0 |  | N/A | N/A | N/A | N/A | N/A | N/A | N/A | N/A | 0 | 0 | 0 | 0 |  | 0 | 10 | 1 | 1 | 1 | 2 | 5 | 2 | 1 | 2 | 3 | 1 | 1 | 0 | 0 | 0
PG&E GBA | Newark | 60 | Newark | 2 |  | 0 | 0 | 0 | 0 |  | 0 |  | N/A | N/A | N/A | N/A | N/A | N/A | N/A | N/A | 0 | 0 | 0 | 0 |  | 0 | 10 | 1 | 1 | 1 | 2 | 5 | 2 | 1 | 2 | 3 | 1 | 1 | 0 | 0 | 0
PG&E FRESNO | Newhall | 115 | Newhall | 1 |  | 0 | 0 | 0 | 0 |  | 0 |  | N/A | N/A | N/A | N/A | N/A | N/A | N/A | N/A | 0 | 0 | 0 | 0 |  | 0 | 10 | 1 | 1 | 1 | 1 | 2 | 2 | 1 | 1 | 2 | 1 | 1 | 0 | 0 | 0
PG&E KERN | Norco | 115 | Norco | 1 |  | 0 | 0 | 0 | 0 |  | 0 | 15 | 1 | 1 | 1 | 1 | 1 | 1 | 1 | 1 | 0 | 0 | 0 | 0 |  | 0 | 10 | 1 | 1 | 1 | 1 | 1 | 1 | 2 | 3 | 3 | 1 | 1 | 0 | 0 | 0
PG&E GBA | Nortech | 115 | No Analysis | 2 |  | 0 | 0 | 0 | 0 |  | 0 | 15 | N/A | N/A | N/A | N/A | N/A | N/A | N/A | N/A | 0 | 0 | 0 | 0 |  | 0 | 10 | N/A | N/A | N/A | 2 | N/A | N/A | N/A | N/A | N/A | N/A | N/A | 0 | 0 | 0
SDGE | North City Metering | 138 | No Analysis | 2 |  | 0 | 0 | 0 | 0 |  | 0 | 15 | N/A | N/A | N/A | N/A | N/A | N/A | N/A | N/A | 0 | 0 | 0 | 0 |  | 0 | 10 | N/A | N/A | N/A | 2 | N/A | N/A | N/A | N/A | N/A | N/A | N/A | 0 | 0 | 0
PG&E GBA | North Dublin | 230 | No Analysis | 2 |  | 0 | 0 | 0 | 0 |  | 0 |  | N/A | N/A | N/A | N/A | N/A | N/A | N/A | N/A | 0 | 0 | 0 | 0 |  | 0 | 10 | N/A | N/A | N/A | 2 | N/A | N/A | N/A | N/A | N/A | N/A | N/A | 0 | 0 | 0
SDGE | North Gila | 500 | North Gila | 2 | OOS | 0 | 0 | 0 | 0 |  | 0 |  | N/A | N/A | N/A | N/A | N/A | N/A | N/A | N/A | 1520 | 1180 | 0 | 0 |  | 2700 | 10 | 5 | N/A | N/A | 2 | N/A | N/A | N/A | N/A | N/A | N/A | N/A | 0 | 0 | 0
SCE Metro | North of SONGS | 230 | No Analysis | 2 |  | 0 | 0 | 0 | 0 |  | 0 |  | N/A | N/A | N/A | N/A | N/A | N/A | N/A | N/A | 0 | 0 | 0 | 0 |  | 0 | 10 | N/A | N/A | N/A | 2 | N/A | N/A | N/A | N/A | N/A | N/A | N/A | 0 | 0 | 0
SCE Metro | North of SONGS | 500 | No Analysis | 2 |  | 0 | 0 | 0 | 0 |  | 0 |  | N/A | N/A | N/A | N/A | N/A | N/A | N/A | N/A | 0 | 0 | 0 | 0 |  | 0 | 10 | N/A | N/A | N/A | 2 | N/A | N/A | N/A | N/A | N/A | N/A | N/A | 0 | 0 | 0
PG&E NGBA | Notre Dame | 115 | No Analysis | 2 |  | 0 | 0 | 0 | 0 |  | 0 |  | N/A | N/A | N/A | N/A | N/A | N/A | N/A | N/A | 0 | 0 | 0 | 0 |  | 0 | 10 | N/A | N/A | N/A | 2 | N/A | N/A | N/A | N/A | N/A | N/A | N/A | 0 | 0 | 0
PG&E GBA | Oakland C | 115 | No Analysis | 2 |  | 0 | 0 | 0 | 0 |  | 0 |  | N/A | N/A | N/A | N/A | N/A | N/A | N/A | N/A | 0 | 40 | 0 | 0 |  | 40 | 10 | N/A | N/A | N/A | 2 | N/A | N/A | N/A | N/A | N/A | N/A | N/A | 0 | 0 | 0
PG&E GBA | Oakland J | 115 | No Analysis | 2 |  | 0 | 0 | 0 | 0 |  | 0 | 10 | N/A | N/A | N/A | N/A | N/A | N/A | N/A | N/A | 0 | 50 | 0 | 0 |  | 50 | 10 | N/A | N/A | N/A | 2 | N/A | N/A | N/A | N/A | N/A | N/A | N/A | 0 | 0 | 0
PG&E GBA | Oakland L | 115 | No Analysis | 2 |  | 0 | 0 | 0 | 0 |  | 0 |  | N/A | N/A | N/A | N/A | N/A | N/A | N/A | N/A | 0 | 0 | 0 | 0 |  | 0 | 10 | N/A | N/A | N/A | 2 | N/A | N/A | N/A | N/A | N/A | N/A | N/A | 0 | 0 | 0
PG&E GBA | Oakland X | 115 | No Analysis | 2 |  | 0 | 0 | 0 | 0 |  | 0 |  | N/A | N/A | N/A | N/A | N/A | N/A | N/A | N/A | 0 | 70 | 0 | 0 |  | 70 | 10 | N/A | N/A | N/A | 2 | N/A | N/A | N/A | N/A | N/A | N/A | N/A | 0 | 0 | 0
SDGE | Ocean Ranch | 69 | No Analysis | 2 |  | 0 | 0 | 0 | 0 |  | 0 |  | N/A | N/A | N/A | N/A | N/A | N/A | N/A | N/A | 0 | 0 | 0 | 0 |  | 0 | 10 | N/A | N/A | N/A | 2 | N/A | N/A | N/A | N/A | N/A | N/A | N/A | 0 | 0 | 0
PG&E KERN | Oceano | 115 | Oceano | 2 |  | 0 | 0 | 0 | 0 |  | 0 |  | N/A | N/A | N/A | N/A | N/A | N/A | N/A | N/A | 0 | 100 | 0 | 0 |  | 100 | 10 | 1 | 2 | 1 | 2 | 2 | 1 | 1 | 1 | 1 | 1 | 1 | 0 | 0 | 0
SDGE | Ocotillo Express | 500 | Ocotillo | 2 |  | 130 | 0 | 0 | 0 |  | 130 |  | N/A | N/A | N/A | N/A | N/A | N/A | N/A | N/A | 0 | 0 | 0 | 0 |  | 0 | 10 | 1 | 1 | 1 | 2 | 1 | 1 | 1 | 1 | 2 | 1 | 1 | 0 | 0 | 0
PG&E KERN | Old River | 70 | No Analysis | 1 |  | 0 | 0 | 0 | 0 |  | 0 |  | N/A | N/A | N/A | N/A | N/A | N/A | N/A | N/A | 0 | 0 | 0 | 0 |  | 0 | 10 | N/A | N/A | N/A | 1 | N/A | N/A | N/A | N/A | N/A | N/A | N/A | 0 | 0 | 0
SDGE | Old Town | 230 | Old Town | 2 |  | 0 | 0 | 0 | 0 |  | 0 |  | N/A | N/A | N/A | N/A | N/A | N/A | N/A | N/A | 0 | 0 | 0 | 0 |  | 0 | 10 | 1 | 3 | 1 | 2 | 1 | 1 | 1 | 3 | 3 | 1 | 1 | 0 | 0 | 0
SCE Metro | Olinda | 230 | Olinda | 2 |  | 0 | 0 | 0 | 0 |  | 0 |  | N/A | N/A | N/A | N/A | N/A | N/A | N/A | N/A | 0 | 0 | 0 | 0 |  | 0 | 10 | 1 | 3 | 1 | 2 | 5 | 2 | 1 | 1 | 2 | 1 | 1 | 0 | 0 | 0
PG&E FRESNO | Olive | 115 | Olive | 1 |  | 0 | 0 | 0 | 0 |  | 0 |  | N/A | N/A | N/A | N/A | N/A | N/A | N/A | N/A | 0 | 0 | 0 | 0 |  | 0 | 5 | 1 | 1 | 1 | 1 | 2 | 1 | 1 | 1 | 2 | 1 | 1 | 0 | 0 | 0
PG&E NGBA | Olivehurst | 115 | Olivehurst | 2 |  | 0 | 0 | 0 | 0 |  | 0 |  | N/A | N/A | N/A | N/A | N/A | N/A | N/A | N/A | 0 | 0 | 0 | 0 |  | 0 | 10 | 1 | 2 | 2 | 2 | 1 | 1 | 1 | 1 | 1 | 1 | 1 | 0 | 0 | 0
PG&E NGBA | Oregon Trail | 60 | No Analysis | 2 |  | 0 | 0 | 0 | 0 |  | 0 |  | N/A | N/A | N/A | N/A | N/A | N/A | N/A | N/A | 0 | 0 | 0 | 0 |  | 0 | 10 | N/A | N/A | N/A | 2 | N/A | N/A | N/A | N/A | N/A | N/A | N/A | 0 | 0 | 0
SCE Northern | Ormond Beach | 230 | No Analysis | 1 |  | 0 | 0 | 0 | 0 |  | 0 |  | N/A | N/A | N/A | N/A | N/A | N/A | N/A | N/A | 0 | 0 | 0 | 0 |  | 0 | 10 | N/A | N/A | N/A | 1 | N/A | N/A | N/A | N/A | N/A | N/A | N/A | 0 | 0 | 0
PG&E FRESNO | Oro Loma | 115 | Oro Loma | 1 |  | 0 | 0 | 0 | 0 |  | 0 |  | N/A | N/A | N/A | N/A | N/A | N/A | N/A | N/A | 110 | 0 | 0 | 0 |  | 110 | 10 | 1 | 1 | 1 | 1 | 1 | 1 | 1 | 1 | 1 | 1 | 1 | 20 | 0 | 20
PG&E FRESNO | Oro Loma | 70 | Oro Loma | 1 |  | 0 | 0 | 0 | 0 |  | 0 |  | N/A | N/A | N/A | N/A | N/A | N/A | N/A | N/A | 0 | 0 | 0 | 0 |  | 0 | 10 | 1 | 1 | 1 | 1 | 1 | 1 | 1 | 1 | 1 | 1 | 1 | 0 | 0 | 0
PG&E FRESNO | Orosi | 70 | No Analysis | 1 |  | 0 | 0 | 0 | 0 |  | 0 |  | N/A | N/A | N/A | N/A | N/A | N/A | N/A | N/A | 0 | 0 | 0 | 0 |  | 0 | 10 | N/A | N/A | N/A | 1 | N/A | N/A | N/A | N/A | N/A | N/A | N/A | 0 | 0 | 0
SDGE | Otay | 69 | No Analysis | 2 |  | 0 | 0 | 0 | 0 |  | 0 |  | N/A | N/A | N/A | N/A | N/A | N/A | N/A | N/A | 0 | 0 | 0 | 0 |  | 0 | 10 | N/A | N/A | N/A | 2 | N/A | N/A | N/A | N/A | N/A | N/A | N/A | 0 | 0 | 0
SDGE | Otay Mesa | 230 | Otay Mesa | 2 |  | 0 | 0 | 0 | 0 |  | 0 |  | N/A | N/A | N/A | N/A | N/A | N/A | N/A | N/A | 0 | 0 | 0 | 0 |  | 0 | 10 | 1 | 3 | 1 | 2 | 5 | 1 | 4 | 4 | 5 | 1 | 1 | 0 | 0 | 0
PG&E FRESNO | Padre Flats SW STA | 230 | No Analysis | 1 |  | 0 | 0 | 0 | 0 |  | 0 |  | N/A | N/A | N/A | N/A | N/A | N/A | N/A | N/A | 370 | 0 | 0 | 0 |  | 370 | 10 | N/A | N/A | N/A | 1 | N/A | N/A | N/A | N/A | N/A | N/A | N/A | 50 | 0 | 50
EOP | Pahrump | 138 | Pahrump | 2 | OOS | 0 | 0 | 0 | 0 |  | 0 |  | N/A | N/A | N/A | N/A | N/A | N/A | N/A | N/A | 0 | 0 | 0 | 0 |  | 0 | 10 | 1 | N/A | N/A | 2 | N/A | N/A | N/A | N/A | N/A | N/A | N/A | 0 | 0 | 0
EOP | Pahrump | 230 | Pahrump | 2 | OOS | 0 | 0 | 0 | 0 |  | 0 |  | N/A | N/A | N/A | N/A | N/A | N/A | N/A | N/A | 0 | 0 | 0 | 0 |  | 0 | 10 | 1 | N/A | N/A | 2 | N/A | N/A | N/A | N/A | N/A | N/A | N/A | 0 | 0 | 0
SDGE | Pala | 69 | No Analysis | 2 |  | 0 | 0 | 0 | 0 |  | 0 |  | N/A | N/A | N/A | N/A | N/A | N/A | N/A | N/A | 0 | 0 | 0 | 0 |  | 0 | 10 | N/A | N/A | N/A | 2 | N/A | N/A | N/A | N/A | N/A | N/A | N/A | 0 | 0 | 0
PG&E NGBA | Palermo | 115 | Palermo | 2 |  | 0 | 0 | 0 | 0 |  | 0 |  | N/A | N/A | N/A | N/A | N/A | N/A | N/A | N/A | 0 | 0 | 0 | 0 |  | 0 | 10 | 1 | 2 | 1 | 2 | 3 | 3 | 1 | 1 | 4 | 1 | 1 | 0 | 0 | 0
PG&E NGBA | Palermo | 230 | Palermo | 2 |  | 0 | 0 | 0 | 0 |  | 0 |  | N/A | N/A | N/A | N/A | N/A | N/A | N/A | N/A | 0 | 0 | 0 | 0 |  | 0 | 10 | 1 | 2 | 1 | 2 | 3 | 3 | 1 | 1 | 4 | 1 | 1 | 0 | 0 | 0
SCE Eastern | Palo Verde | 500 | Palo Verde | 2 |  | 0 | 0 | 0 | 0 |  | 0 |  | N/A | N/A | N/A | N/A | N/A | N/A | N/A | N/A | 0 | 0 | 0 | 0 |  | 0 | 10 | 1 | 1 | 1 | 2 | 1 | 1 | 1 | 1 | 1 | 1 | 1 | 0 | 0 | 0
SDGE | Palomar Energy | 230 | Palomar | 2 |  | 0 | 0 | 0 | 0 |  | 0 |  | N/A | N/A | N/A | N/A | N/A | N/A | N/A | N/A | 0 | 0 | 0 | 0 |  | 0 | 10 | 1 | 4 | 1 | 2 | 2 | 1 | 1 | 1 | 2 | 1 | 1 | 0 | 0 | 0
PG&E KERN | Panama | 70 | No Analysis | 1 |  | 0 | 0 | 0 | 0 |  | 0 |  | N/A | N/A | N/A | N/A | N/A | N/A | N/A | N/A | 0 | 0 | 0 | 0 |  | 0 | 10 | N/A | N/A | N/A | 1 | N/A | N/A | N/A | N/A | N/A | N/A | N/A | 0 | 0 | 0
PG&E FRESNO | Panoche | 115 | Panoche | 1 |  | 0 | 0 | 0 | 0 |  | 0 |  | N/A | N/A | N/A | N/A | N/A | N/A | N/A | N/A | 40 | 0 | 0 | 0 |  | 40 | 10 | 1 | 1 | 2 | 1 | 1 | 1 | 1 | 1 | 1 | 1 | 1 | 0 | 0 | 0
PG&E FRESNO | Panoche | 230 | Panoche | 1 |  | 0 | 0 | 0 | 0 |  | 0 |  | N/A | N/A | N/A | N/A | N/A | N/A | N/A | N/A | 0 | 0 | 0 | 0 |  | 0 | 10 | 1 | 1 | 2 | 1 | 1 | 1 | 1 | 1 | 1 | 1 | 1 | 0 | 0 | 0
SCE Northern | Pardee | 230 | Pardee | 2 |  | 0 | 0 | 0 | 0 |  | 0 |  | N/A | N/A | N/A | N/A | N/A | N/A | N/A | N/A | 192 | 0 | 0 | 0 |  | 192 | 10 | 1 | 3 | 1 | 2 | 5 | 1 | 1 | 1 | 2 | 1 | 1 | 0 | 0 | 0
PG&E NGBA | Parkway | 230 | No Analysis | 2 |  | 0 | 0 | 0 | 0 |  | 0 |  | N/A | N/A | N/A | N/A | N/A | N/A | N/A | N/A | 0 | 0 | 0 | 0 |  | 0 | 10 | N/A | N/A | N/A | 2 | N/A | N/A | N/A | N/A | N/A | N/A | N/A | 0 | 0 | 0
SCE Northern | Pastoria | 230 | Pastoria | 2 |  | 0 | 0 | 0 | 0 |  | 0 |  | N/A | N/A | N/A | N/A | N/A | N/A | N/A | N/A | 0 | 105 | 0 | 0 |  | 105 | 10 | 3 | 1 | 2 | 2 | 3 | 2 | 1 | 1 | 2 | 1 | 1 | 0 | 0 | 0
SCE Metro | Pauda | 230 | Padua | 2 |  | 0 | 0 | 0 | 0 |  | 0 |  | N/A | N/A | N/A | N/A | N/A | N/A | N/A | N/A | 0 | 0 | 0 | 0 |  | 0 | 10 | 1 | 4 | 1 | 2 | 5 | 1 | 1 | 1 | 1 | 1 | 1 | 0 | 0 | 0
PG&E GBA | Paul Sweet | 115 | No Analysis | 1 |  | 0 | 0 | 0 | 0 |  | 0 |  | N/A | N/A | N/A | N/A | N/A | N/A | N/A | N/A | 0 | 0 | 0 | 0 |  | 0 | 10 | N/A | N/A | N/A | 1 | N/A | N/A | N/A | N/A | N/A | N/A | N/A | 0 | 0 | 0
PG&E NGBA | Peabody | 230 | Peabody | 2 |  | 0 | 0 | 0 | 0 |  | 0 |  | N/A | N/A | N/A | N/A | N/A | N/A | N/A | N/A | 0 | 0 | 0 | 0 |  | 0 | 10 | 1 | 1 | 1 | 2 | 3 | 1 | 1 | 1 | 2 | 1 | 1 | 0 | 0 | 0
PG&E NGBA | Pease | 115 | Pease | 2 |  | 0 | 0 | 0 | 0 |  | 0 |  | N/A | N/A | N/A | N/A | N/A | N/A | N/A | N/A | 0 | 0 | 0 | 0 |  | 0 | 10 | 1 | 2 | 1 | 2 | 1 | 1 | 1 | 1 | 2 | 1 | 1 | 0 | 0 | 0
PG&E NGBA | Pease | 60 | Pease | 2 |  | 0 | 0 | 0 | 0 |  | 0 |  | N/A | N/A | N/A | N/A | N/A | N/A | N/A | N/A | 0 | 0 | 0 | 0 |  | 0 | 10 | 1 | 2 | 1 | 2 | 1 | 1 | 1 | 1 | 2 | 1 | 1 | 0 | 0 | 0
SDGE | Penasquitos | 138 | Penasquitos | 2 |  | 0 | 0 | 0 | 0 |  | 0 | 10 | 1 | 1 | 1 | 1 | 2 | 2 | 1 | 1 | 0 | 0 | 0 | 0 |  | 0 | 10 | 1 | 2 | 1 | 2 | 1 | 1 | 2 | 2 | 3 | 1 | 1 | 0 | 0 | 0
SDGE | Penasquitos | 230 | Penasquitos | 2 |  | 0 | 0 | 0 | 0 |  | 0 |  | N/A | N/A | N/A | N/A | N/A | N/A | N/A | N/A | 0 | 0 | 0 | 0 |  | 0 | 10 | 1 | 2 | 1 | 2 | 1 | 1 | 2 | 2 | 3 | 1 | 1 | 0 | 0 | 0
SDGE | Penasquitos | 69 | Penasquitos | 2 |  | 0 | 0 | 0 | 0 |  | 0 | 30 | 1 | 1 | 1 | 1 | 2 | 2 | 1 | 1 | 0 | 0 | 0 | 0 |  | 0 | 10 | 1 | 2 | 1 | 2 | 1 | 1 | 2 | 2 | 3 | 1 | 1 | 0 | 0 | 0
SDGE | Pendleton | 69 | No Analysis | 2 |  | 0 | 0 | 0 | 0 |  | 0 |  | N/A | N/A | N/A | N/A | N/A | N/A | N/A | N/A | 0 | 0 | 0 | 0 |  | 0 | 10 | N/A | N/A | N/A | 2 | N/A | N/A | N/A | N/A | N/A | N/A | N/A | 0 | 0 | 0
PG&E NGBA | Penngrove | 115 | Penngrove | 2 |  | 0 | 0 | 0 | 0 |  | 0 |  | N/A | N/A | N/A | N/A | N/A | N/A | N/A | N/A | 0 | 0 | 0 | 0 |  | 0 | 10 | 1 | 2 | 1 | 2 | 3 | 2 | 1 | 2 | 3 | 1 | 1 | 0 | 0 | 0
PG&E GBA | Peoria | 115 | Peoria | 2 |  | 0 | 0 | 0 | 0 |  | 0 | 15 | 1 | 1 | 1 | 1 | 1 | 1 | 1 | 1 | 0 | 0 | 0 | 0 |  | 0 | 10 | 1 | 1 | 1 | 2 | 5 | 2 | 1 | 1 | 3 | 2 | 1 | 0 | 0 | 0
PG&E GBA | Piercy | 115 | No Analysis | 2 |  | 0 | 0 | 0 | 0 |  | 0 |  | N/A | N/A | N/A | N/A | N/A | N/A | N/A | N/A | 0 | 0 | 0 | 0 |  | 0 | 10 | N/A | N/A | N/A | 2 | N/A | N/A | N/A | N/A | N/A | N/A | N/A | 0 | 0 | 0
PG&E FRESNO | Pine Flat | 230 | No Analysis | 1 |  | 0 | 0 | 0 | 0 |  | 0 |  | N/A | N/A | N/A | N/A | N/A | N/A | N/A | N/A | 0 | 0 | 0 | 0 |  | 0 | 10 | N/A | N/A | N/A | 1 | N/A | N/A | N/A | N/A | N/A | N/A | N/A | 0 | 0 | 0
SCE NOL | Pisgah | 230 | Pisgah | 2 |  | 0 | 0 | 0 | 0 |  | 0 |  | N/A | N/A | N/A | N/A | N/A | N/A | N/A | N/A | 0 | 0 | 0 | 0 |  | 0 | 10 | 1 | 1 | 1 | 2 | 1 | 2 | 3 | 3 | 3 | 2 | 1 | 0 | 0 | 0
PG&E NGBA | Pit 1 | 230 | Pit 1 | 2 |  | 0 | 0 | 0 | 0 |  | 0 |  | N/A | N/A | N/A | N/A | N/A | N/A | N/A | N/A | 0 | 0 | 0 | 0 |  | 0 | 10 | 1 | 1 | 1 | 2 | 1 | 1 | 1 | 1 | 2 | 1 | 1 | 0 | 0 | 0
PG&E NGBA | Pit 1 | 60 | Pit 1 | 2 |  | 0 | 0 | 0 | 0 |  | 0 |  | N/A | N/A | N/A | N/A | N/A | N/A | N/A | N/A | 0 | 0 | 0 | 0 |  | 0 | 10 | 1 | 1 | 1 | 2 | 1 | 1 | 1 | 1 | 2 | 1 | 1 | 0 | 0 | 0
PG&E NGBA | Pit 3 | 230 | No Analysis | 2 |  | 0 | 0 | 0 | 0 |  | 0 |  | N/A | N/A | N/A | N/A | N/A | N/A | N/A | N/A | 0 | 0 | 0 | 0 |  | 0 | 10 | N/A | N/A | N/A | 2 | N/A | N/A | N/A | N/A | N/A | N/A | N/A | 0 | 0 | 0
PG&E NGBA | Pit 4 | 230 | No Analysis | 2 |  | 0 | 0 | 0 | 0 |  | 0 |  | N/A | N/A | N/A | N/A | N/A | N/A | N/A | N/A | 0 | 0 | 0 | 0 |  | 0 | 10 | N/A | N/A | N/A | 2 | N/A | N/A | N/A | N/A | N/A | N/A | N/A | 0 | 0 | 0
PG&E GBA | Pittsburg | 115 | Pittsburg | 2 |  | 0 | 0 | 0 | 0 |  | 0 |  | N/A | N/A | N/A | N/A | N/A | N/A | N/A | N/A | 0 | 0 | 0 | 0 |  | 0 | 10 | 1 | 1 | 1 | 2 | 3 | 1 | 1 | 1 | 2 | 1 | 1 | 0 | 0 | 0
PG&E GBA | Pittsburg | 230 | Pittsburg | 2 |  | 0 | 0 | 0 | 0 |  | 0 |  | N/A | N/A | N/A | N/A | N/A | N/A | N/A | N/A | 0 | 0 | 0 | 0 |  | 0 | 10 | 1 | 1 | 1 | 2 | 3 | 1 | 1 | 1 | 2 | 1 | 1 | 0 | 0 | 0
PG&E NGBA | Pleasant Grove | 115 | Pleasant Grove | 2 |  | 0 | 0 | 0 | 0 |  | 0 |  | N/A | N/A | N/A | N/A | N/A | N/A | N/A | N/A | 0 | 0 | 0 | 0 |  | 0 | 10 | 1 | 4 | 1 | 2 | 2 | 1 | 1 | 1 | 1 | 1 | 1 | 0 | 0 | 0
PG&E NGBA | POE | 230 | No Analysis | 2 |  | 0 | 0 | 0 | 0 |  | 0 |  | N/A | N/A | N/A | N/A | N/A | N/A | N/A | N/A | 0 | 0 | 0 | 0 |  | 0 | 10 | N/A | N/A | N/A | 2 | N/A | N/A | N/A | N/A | N/A | N/A | N/A | 0 | 0 | 0
SDGE | Point Loma | 69 | No Analysis | 2 |  | 0 | 0 | 0 | 0 |  | 0 |  | N/A | N/A | N/A | N/A | N/A | N/A | N/A | N/A | 0 | 0 | 0 | 0 |  | 0 | 10 | N/A | N/A | N/A | 2 | N/A | N/A | N/A | N/A | N/A | N/A | N/A | 0 | 0 | 0
SDGE | Pomerado | 69 | No Analysis | 2 |  | 0 | 0 | 0 | 0 |  | 0 |  | N/A | N/A | N/A | N/A | N/A | N/A | N/A | N/A | 0 | 0 | 0 | 0 |  | 0 | 10 | N/A | N/A | N/A | 2 | N/A | N/A | N/A | N/A | N/A | N/A | N/A | 0 | 0 | 0
PG&E KERN | Poso Mountain | 115 | Poso Mountain | 1 |  | 0 | 0 | 0 | 0 |  | 0 |  | N/A | N/A | N/A | N/A | N/A | N/A | N/A | N/A | 100 | 150 | 0 | 0 |  | 250 | 10 | 1 | 1 | 1 | 1 | 3 | 3 | 1 | 1 | 3 | 1 | 1 | 0 | 0 | 0
EOP | Primm | 230 | Primm | 2 | OOS | 0 | 0 | 0 | 0 |  | 0 |  | N/A | N/A | N/A | N/A | N/A | N/A | N/A | N/A | 0 | 0 | 0 | 0 |  | 0 | 10 | 1 | N/A | N/A | 2 | N/A | N/A | N/A | N/A | N/A | N/A | N/A | 0 | 0 | 0
PG&E NGBA | Putah Creek | 115 | Putah Creek | 2 |  | 0 | 0 | 0 | 0 |  | 0 |  | N/A | N/A | N/A | N/A | N/A | N/A | N/A | N/A | 0 | 0 | 0 | 0 |  | 0 | 5 | 1 | 1 | 1 | 2 | 3 | 2 | 1 | 1 | 2 | 1 | 1 | 0 | 0 | 0
SDGE | Q1806 | 138 | No Analysis | 2 |  | 0 | 0 | 0 | 0 |  | 0 |  | N/A | N/A | N/A | N/A | N/A | N/A | N/A | N/A | 0 | 0 | 0 | 0 |  | 0 | 10 | N/A | N/A | N/A | 2 | N/A | N/A | N/A | N/A | N/A | N/A | N/A | 0 | 0 | 0
PG&E FRESNO | Quinto | 230 | Quinto | 1 |  | 0 | 0 | 0 | 0 |  | 0 |  | N/A | N/A | N/A | N/A | N/A | N/A | N/A | N/A | 370 | 0 | 0 | 0 |  | 370 | 10 | 2 | 1 | 1 | 1 | 2 | 2 | 1 | 1 | 2 | 1 | 1 | 30 | 0 | 30
PG&E GBA | Race Track | 115 | No Analysis | 2 |  | 20 | 0 | 0 | 0 |  | 20 |  | N/A | N/A | N/A | N/A | N/A | N/A | N/A | N/A | 0 | 0 | 0 | 0 |  | 0 | 10 | N/A | N/A | N/A | 2 | N/A | N/A | N/A | N/A | N/A | N/A | N/A | 0 | 0 | 0
SDGE | Rancho Mission Viejo | 138 | No Analysis | 2 |  | 0 | 0 | 0 | 0 |  | 0 |  | N/A | N/A | N/A | N/A | N/A | N/A | N/A | N/A | 0 | 0 | 0 | 0 |  | 0 | 10 | N/A | N/A | N/A | 2 | N/A | N/A | N/A | N/A | N/A | N/A | N/A | 0 | 0 | 0
PG&E GBA | Rancho Seco | 230 | No Analysis | 1 |  | 0 | 0 | 0 | 0 |  | 0 |  | N/A | N/A | N/A | N/A | N/A | N/A | N/A | N/A | 0 | 0 | 0 | 0 |  | 0 | 10 | N/A | N/A | N/A | 1 | N/A | N/A | N/A | N/A | N/A | N/A | N/A | 0 | 0 | 0
SCE Metro | Rancho Vista | 230 | Rancho Vista | 2 |  | 0 | 0 | 0 | 0 |  | 0 |  | N/A | N/A | N/A | N/A | N/A | N/A | N/A | N/A | 0 | 0 | 0 | 0 |  | 0 | 10 | 1 | 4 | 1 | 2 | 5 | 1 | 1 | 1 | 1 | 1 | 1 | 0 | 0 | 0
SCE Metro | Rancho Vista | 500 | Rancho Vista | 2 |  | 0 | 0 | 0 | 0 |  | 0 |  | N/A | N/A | N/A | N/A | N/A | N/A | N/A | N/A | 0 | 0 | 0 | 0 |  | 0 | 10 | 1 | 4 | 1 | 2 | 5 | 1 | 1 | 1 | 1 | 1 | 1 | 0 | 0 | 0
SCE NOL | Ransburg | 115 | Ransburg | 2 |  | 0 | 0 | 0 | 0 |  | 0 |  | N/A | N/A | N/A | N/A | N/A | N/A | N/A | N/A | 0 | 0 | 0 | 0 |  | 0 | 10 | 1 | 2 | 1 | 2 | 1 | 1 | 1 | 1 | 1 | 1 | 1 | 0 | 0 | 0
PG&E GBA | Ravenswood | 115 | No Analysis | 2 |  | 0 | 0 | 0 | 0 |  | 0 |  | N/A | N/A | N/A | N/A | N/A | N/A | N/A | N/A | 0 | 0 | 0 | 0 |  | 0 | 10 | N/A | N/A | N/A | 2 | N/A | N/A | N/A | N/A | N/A | N/A | N/A | 0 | 0 | 0
PG&E GBA | Ravenswood | 230 | No Analysis | 2 |  | 0 | 0 | 0 | 0 |  | 0 |  | N/A | N/A | N/A | N/A | N/A | N/A | N/A | N/A | 50 | 100 | 0 | 0 |  | 150 | 10 | N/A | N/A | N/A | 2 | N/A | N/A | N/A | N/A | N/A | N/A | N/A | 0 | 0 | 0
SCE Northern | Rector | 230 | Rector | 1 |  | 0 | 0 | 0 | 0 |  | 0 |  | N/A | N/A | N/A | N/A | N/A | N/A | N/A | N/A | 170 | 0 | 0 | 0 |  | 170 | 10 | 1 | 3 | 2 | 1 | 1 | 1 | 1 | 1 | 1 | 1 | 1 | 0 | 0 | 0
SCE Eastern | Red Bluff | 230 | Redbluff | 2 |  | 0 | 0 | 0 | 0 |  | 0 |  | N/A | N/A | N/A | N/A | N/A | N/A | N/A | N/A | 0 | 0 | 0 | 0 |  | 0 | 15 | 1 | 1 | 1 | 2 | 1 | 1 | 1 | 1 | 1 | 1 | 1 | 0 | 0 | 0
SCE Eastern | Red Bluff | 500 | Redbluff | 2 |  | 0 | 0 | 0 | 0 |  | 0 |  | N/A | N/A | N/A | N/A | N/A | N/A | N/A | N/A | 175 | 0 | 0 | 0 |  | 175 | 15 | 1 | 1 | 1 | 2 | 1 | 1 | 1 | 1 | 1 | 1 | 1 | 0 | 0 | 0
PG&E NGBA | Redbud | 115 | No Analysis | 2 |  | 0 | 0 | 0 | 0 |  | 0 |  | N/A | N/A | N/A | N/A | N/A | N/A | N/A | N/A | 0 | 0 | 0 | 0 |  | 0 | 10 | N/A | N/A | N/A | 2 | N/A | N/A | N/A | N/A | N/A | N/A | N/A | 0 | 0 | 0
SCE Metro | Redondo | 230 | Redondo | 2 |  | 0 | 0 | 0 | 0 |  | 0 |  | N/A | N/A | N/A | N/A | N/A | N/A | N/A | N/A | 0 | 0 | 0 | 0 |  | 0 | 10 | 1 | 3 | 1 | 2 | 1 | 1 | 1 | 3 | 3 | 1 | 1 | 0 | 0 | 0
PG&E FRESNO | Reedley | 115 | Reedley | 1 |  | 0 | 0 | 0 | 0 |  | 0 |  | N/A | N/A | N/A | N/A | N/A | N/A | N/A | N/A | 0 | 0 | 0 | 0 |  | 0 | 10 | 1 | 2 | 1 | 1 | 1 | 1 | 1 | 1 | 1 | 1 | 1 | 0 | 0 | 0
PG&E KERN | Renfro | 115 | Renfro | 1 |  | 0 | 0 | 0 | 0 |  | 0 |  | N/A | N/A | N/A | N/A | N/A | N/A | N/A | N/A | 100 | 0 | 0 | 0 |  | 100 | 10 | 1 | 2 | 2 | 1 | 1 | 1 | 1 | 1 | 1 | 1 | 1 | 0 | 0 | 0
PG&E GBA | Richmond R | 115 | Richmond | 2 |  | 0 | 0 | 0 | 0 |  | 0 |  | N/A | N/A | N/A | N/A | N/A | N/A | N/A | N/A | 0 | 0 | 0 | 0 |  | 0 | 10 | 1 | 1 | 1 | 2 | 3 | 1 | 1 | 1 | 2 | 1 | 1 | 0 | 0 | 0
PG&E NGBA | Rincon | 115 | No Analysis | 2 |  | 0 | 0 | 0 | 0 |  | 0 |  | N/A | N/A | N/A | N/A | N/A | N/A | N/A | N/A | 0 | 0 | 0 | 0 |  | 0 | 10 | N/A | N/A | N/A | 2 | N/A | N/A | N/A | N/A | N/A | N/A | N/A | 0 | 0 | 0
PG&E KERN | Rio Bravo | 115 | Rio Bravo | 1 |  | 0 | 0 | 0 | 0 |  | 0 |  | N/A | N/A | N/A | N/A | N/A | N/A | N/A | N/A | 100 | 0 | 0 | 0 |  | 100 | 10 | 1 | 2 | 2 | 1 | 1 | 1 | 1 | 1 | 1 | 1 | 1 | 0 | 0 | 0
SCE Metro | Rio Hondo | 230 | Rio Hondo | 2 |  | 0 | 0 | 0 | 0 |  | 0 |  | N/A | N/A | N/A | N/A | N/A | N/A | N/A | N/A | 0 | 0 | 0 | 0 |  | 0 | 10 | 1 | 1 | 1 | 2 | 5 | 1 | 1 | 3 | 3 | 3 | 1 | 0 | 0 | 0
PG&E NGBA | Rio Oso | 115 | Rio Oso | 2 |  | 0 | 0 | 0 | 0 |  | 0 |  | N/A | N/A | N/A | N/A | N/A | N/A | N/A | N/A | 0 | 0 | 0 | 0 |  | 0 | 10 | 1 | 1 | 1 | 2 | 1 | 1 | 1 | 1 | 2 | 1 | 1 | 0 | 0 | 0
PG&E NGBA | Rio Oso | 230 | Rio Oso | 2 |  | 0 | 0 | 0 | 0 |  | 0 |  | N/A | N/A | N/A | N/A | N/A | N/A | N/A | N/A | 0 | 0 | 0 | 0 |  | 0 | 10 | 1 | 1 | 1 | 2 | 1 | 1 | 1 | 1 | 2 | 1 | 1 | 0 | 0 | 0
PG&E GBA | Ripon | 115 | Ripon | 1 |  | 0 | 0 | 0 | 0 |  | 0 |  | N/A | N/A | N/A | N/A | N/A | N/A | N/A | N/A | 0 | 0 | 0 | 0 |  | 0 | 10 | 1 | 2 | 2 | 1 | 1 | 1 | 1 | 1 | 1 | 1 | 1 | 0 | 0 | 0
PG&E GBA | Riverbank | 115 | Riverbank | 1 |  | 0 | 0 | 0 | 0 |  | 0 |  | N/A | N/A | N/A | N/A | N/A | N/A | N/A | N/A | 0 | 0 | 0 | 0 |  | 0 | 10 | 1 | 2 | 1 | 1 | 2 | 2 | 1 | 1 | 2 | 1 | 1 | 0 | 0 | 0
SCE NOL | Roadway | 115 | Roadway | 2 |  | 0 | 0 | 0 | 0 |  | 0 |  | N/A | N/A | N/A | N/A | N/A | N/A | N/A | N/A | 0 | 0 | 0 | 0 |  | 0 | 10 | 1 | 4 | 1 | 2 | 1 | 1 | 1 | 1 | 2 | 1 | 1 | 0 | 0 | 0
PG&E NGBA | Rock Creek 1 | 230 | No Analysis | 2 |  | 0 | 0 | 0 | 0 |  | 0 |  | N/A | N/A | N/A | N/A | N/A | N/A | N/A | N/A | 0 | 397.5 | 0 | 0 |  | 397.5 | 10 | N/A | N/A | N/A | 2 | N/A | N/A | N/A | N/A | N/A | N/A | N/A | 0 | 0 | 0
SCE Northern | Rosamond | 66 | No Analysis | 2 |  | 0 | 0 | 0 | 0 |  | 0 |  | N/A | N/A | N/A | N/A | N/A | N/A | N/A | N/A | 0 | 0 | 0 | 0 |  | 0 | 10 | N/A | N/A | N/A | 2 | N/A | N/A | N/A | N/A | N/A | N/A | N/A | 0 | 0 | 0
PG&E GBA | Rossmoor | 230 | No Analysis | 2 |  | 0 | 0 | 0 | 0 |  | 0 |  | N/A | N/A | N/A | N/A | N/A | N/A | N/A | N/A | 0 | 0 | 0 | 0 |  | 0 | 10 | N/A | N/A | N/A | 2 | N/A | N/A | N/A | N/A | N/A | N/A | N/A | 0 | 0 | 0
PG&E NGBA | Round Mountain | 230 | Round Mountain | 2 |  | 0 | 0 | 0 | 0 |  | 0 | 10 | 1 | 5 | 3 | 1 | 1 | 3 | 1 | 1 | 0 | 0 | 0 | 0 |  | 0 | 10 | 1 | 1 | 1 | 2 | 5 | 3 | 1 | 1 | 3 | 1 | 1 | 80 | 0 | 80
PG&E NGBA | Round Mountain | 500 | Round Mountain | 2 |  | 0 | 0 | 0 | 0 |  | 0 |  | N/A | N/A | N/A | N/A | N/A | N/A | N/A | N/A | 0 | 0 | 0 | 0 |  | 0 | 10 | 1 | 1 | 1 | 2 | 5 | 3 | 1 | 1 | 3 | 1 | 1 | 0 | 0 | 0
PG&E GBA | Salado | 115 | No Analysis | 1 |  | 0 | 0 | 0 | 0 |  | 0 |  | N/A | N/A | N/A | N/A | N/A | N/A | N/A | N/A | 0 | 0 | 0 | 0 |  | 0 | 10 | N/A | N/A | N/A | 1 | N/A | N/A | N/A | N/A | N/A | N/A | N/A | 0 | 0 | 0
PG&E GBA | Salado | 60 | No Analysis | 1 |  | 0 | 0 | 0 | 0 |  | 0 |  | N/A | N/A | N/A | N/A | N/A | N/A | N/A | N/A | 0 | 0 | 0 | 0 |  | 0 | 10 | N/A | N/A | N/A | 1 | N/A | N/A | N/A | N/A | N/A | N/A | N/A | 0 | 0 | 0
PG&E GBA | Salinas | 115 | No Analysis | 1 |  | 60 | 0 | 0 | 0 |  | 60 |  | N/A | N/A | N/A | N/A | N/A | N/A | N/A | N/A | 0 | 0 | 0 | 0 |  | 0 | 10 | N/A | N/A | N/A | 1 | N/A | N/A | N/A | N/A | N/A | N/A | N/A | 0 | 0 | 0
SDGE | Salt Creek | 69 | No Analysis | 2 |  | 0 | 0 | 0 | 0 |  | 0 |  | N/A | N/A | N/A | N/A | N/A | N/A | N/A | N/A | 0 | 0 | 0 | 0 |  | 0 | 10 | N/A | N/A | N/A | 2 | N/A | N/A | N/A | N/A | N/A | N/A | N/A | 0 | 0 | 0
SCE Eastern | San Bernardino | 230 | San Bernardino | 2 |  | 0 | 0 | 0 | 0 |  | 0 |  | N/A | N/A | N/A | N/A | N/A | N/A | N/A | N/A | 0 | 0 | 0 | 0 |  | 0 | 10 | 1 | 3 | 1 | 2 | 5 | 1 | 1 | 2 | 3 | 1 | 1 | 0 | 0 | 0
PG&E GBA | SAN FRAN A (POTRERO PP) | 115 | No Analysis | 2 |  | 0 | 0 | 0 | 0 |  | 0 |  | N/A | N/A | N/A | N/A | N/A | N/A | N/A | N/A | 100 | 0 | 0 | 0 |  | 100 | 10 | N/A | N/A | N/A | 2 | N/A | N/A | N/A | N/A | N/A | N/A | N/A | 0 | 0 | 0
PG&E GBA | SAN FRAN A (POTRERO PP) | 230 | No Analysis | 2 |  | 0 | 0 | 0 | 0 |  | 0 |  | N/A | N/A | N/A | N/A | N/A | N/A | N/A | N/A | 0 | 0 | 0 | 0 |  | 0 | 10 | N/A | N/A | N/A | 2 | N/A | N/A | N/A | N/A | N/A | N/A | N/A | 0 | 0 | 0
PG&E GBA | San Jose A | 115 | No Analysis | 2 |  | 0 | 0 | 0 | 0 |  | 0 |  | N/A | N/A | N/A | N/A | N/A | N/A | N/A | N/A | 0 | 0 | 0 | 0 |  | 0 | 10 | N/A | N/A | N/A | 2 | N/A | N/A | N/A | N/A | N/A | N/A | N/A | 0 | 0 | 0
PG&E GBA | San Jose B | 115 | No Analysis | 2 |  | 0 | 0 | 0 | 0 |  | 0 |  | N/A | N/A | N/A | N/A | N/A | N/A | N/A | N/A | 0 | 0 | 0 | 0 |  | 0 | 10 | N/A | N/A | N/A | 2 | N/A | N/A | N/A | N/A | N/A | N/A | N/A | 0 | 0 | 0
PG&E GBA | San Leandro U | 115 | No Analysis | 2 |  | 0 | 0 | 0 | 0 |  | 0 |  | N/A | N/A | N/A | N/A | N/A | N/A | N/A | N/A | 70 | 0 | 0 | 0 |  | 70 | 10 | N/A | N/A | N/A | 2 | N/A | N/A | N/A | N/A | N/A | N/A | N/A | 0 | 0 | 0
PG&E KERN | San Luis Obispo | 115 | San Luis Obispo | 2 |  | 0 | 0 | 0 | 0 |  | 0 |  | N/A | N/A | N/A | N/A | N/A | N/A | N/A | N/A | 0 | 0 | 0 | 0 |  | 0 | 10 | 1 | 1 | 1 | 2 | 5 | 1 | 1 | 2 | 2 | 1 | 1 | 0 | 0 | 0
PG&E KERN | San Luis Obispo | 70 | San Luis Obispo | 2 |  | 0 | 0 | 0 | 0 |  | 0 |  | N/A | N/A | N/A | N/A | N/A | N/A | N/A | N/A | 0 | 0 | 0 | 0 |  | 0 | 10 | 1 | 1 | 1 | 2 | 5 | 1 | 1 | 2 | 2 | 1 | 1 | 0 | 0 | 0
SDGE | San Luis Rey | 230 | San Luis Rey | 2 |  | 0 | 0 | 0 | 0 |  | 0 |  | N/A | N/A | N/A | N/A | N/A | N/A | N/A | N/A | 0 | 0 | 0 | 0 |  | 0 | 10 | 1 | 4 | 1 | 2 | 1 | 2 | 1 | 2 | 3 | 1 | 1 | 0 | 0 | 0
SDGE | San Luis Rey | 69 | San Luis Rey | 2 |  | 0 | 0 | 0 | 0 |  | 0 |  | N/A | N/A | N/A | N/A | N/A | N/A | N/A | N/A | 0 | 0 | 0 | 0 |  | 0 | 10 | 1 | 4 | 1 | 2 | 1 | 2 | 1 | 2 | 3 | 1 | 1 | 0 | 0 | 0
SDGE | San Marcos | 69 | No Analysis | 2 |  | 0 | 0 | 0 | 0 |  | 0 |  | N/A | N/A | N/A | N/A | N/A | N/A | N/A | N/A | 0 | 0 | 0 | 0 |  | 0 | 10 | N/A | N/A | N/A | 2 | N/A | N/A | N/A | N/A | N/A | N/A | N/A | 0 | 0 | 0
SCE Metro | San Onofre | 230 | San Onofre | 2 |  | 0 | 0 | 0 | 0 |  | 0 |  | N/A | N/A | N/A | N/A | N/A | N/A | N/A | N/A | 0 | 0 | 0 | 0 |  | 0 | 10 | 1 | 1 | 1 | 2 | 5 | 1 | 3 | 3 | 3 | 3 | 1 | 0 | 0 | 0
PG&E GBA | San Pablo | 115 | No Analysis | 2 |  | 0 | 0 | 0 | 0 |  | 0 |  | N/A | N/A | N/A | N/A | N/A | N/A | N/A | N/A | 0 | 40 | 0 | 0 |  | 40 | 10 | N/A | N/A | N/A | 2 | N/A | N/A | N/A | N/A | N/A | N/A | N/A | 0 | 0 | 0
PG&E GBA | San Ramon | 230 | No Analysis | 2 |  | 0 | 0 | 0 | 0 |  | 0 |  | N/A | N/A | N/A | N/A | N/A | N/A | N/A | N/A | 0 | 0 | 0 | 0 |  | 0 | 10 | N/A | N/A | N/A | 2 | N/A | N/A | N/A | N/A | N/A | N/A | N/A | 0 | 0 | 0
SDGE | San Ysidro | 69 | No Analysis | 2 |  | 0 | 0 | 0 | 0 |  | 0 |  | N/A | N/A | N/A | N/A | N/A | N/A | N/A | N/A | 0 | 0 | 0 | 0 |  | 0 | 10 | N/A | N/A | N/A | 2 | N/A | N/A | N/A | N/A | N/A | N/A | N/A | 0 | 0 | 0
SCE NOL | Sandlot | 230 | No Analysis | 2 |  | 0 | 0 | 0 | 0 |  | 0 |  | N/A | N/A | N/A | N/A | N/A | N/A | N/A | N/A | 0 | 0 | 0 | 0 |  | 0 | 10 | N/A | N/A | N/A | 2 | N/A | N/A | N/A | N/A | N/A | N/A | N/A | 0 | 0 | 0
EOP | Sandy | 138 | SANDY VALLEY | 2 | OOS | 0 | 0 | 0 | 0 |  | 0 |  | N/A | N/A | N/A | N/A | N/A | N/A | N/A | N/A | 0 | 0 | 0 | 0 |  | 0 | 10 | 1 | N/A | N/A | 2 | N/A | N/A | N/A | N/A | N/A | N/A | N/A | 0 | 0 | 0
PG&E FRESNO | Sanger | 115 | Sanger | 1 |  | 0 | 0 | 0 | 0 |  | 0 |  | N/A | N/A | N/A | N/A | N/A | N/A | N/A | N/A | 0 | 0 | 0 | 0 |  | 0 | 10 | 1 | 3 | 2 | 1 | 1 | 1 | 1 | 1 | 1 | 1 | 1 | 0 | 0 | 0
SCE Northern | Santa Clara | 230 | Santa Clara | 2 |  | 0 | 0 | 0 | 0 |  | 0 |  | N/A | N/A | N/A | N/A | N/A | N/A | N/A | N/A | 0 | 0 | 0 | 0 |  | 0 | 10 | 1 | 2 | 1 | 2 | 1 | 1 | 1 | 1 | 1 | 1 | 1 | 0 | 0 | 0
PG&E NGBA | Santa Rosa A | 115 | No Analysis | 2 |  | 0 | 0 | 0 | 0 |  | 0 |  | N/A | N/A | N/A | N/A | N/A | N/A | N/A | N/A | 0 | 0 | 0 | 0 |  | 0 | 10 | N/A | N/A | N/A | 2 | N/A | N/A | N/A | N/A | N/A | N/A | N/A | 0 | 0 | 0
PG&E GBA | Santa Teresa | 115 | No Analysis | 2 |  | 0 | 0 | 0 | 0 |  | 0 |  | N/A | N/A | N/A | N/A | N/A | N/A | N/A | N/A | 0 | 0 | 0 | 0 |  | 0 | 10 | N/A | N/A | N/A | 2 | N/A | N/A | N/A | N/A | N/A | N/A | N/A | 0 | 0 | 0
SDGE | Santee | 138 | No Analysis | 2 |  | 0 | 0 | 0 | 0 |  | 0 |  | N/A | N/A | N/A | N/A | N/A | N/A | N/A | N/A | 0 | 0 | 0 | 0 |  | 0 | 10 | N/A | N/A | N/A | 2 | N/A | N/A | N/A | N/A | N/A | N/A | N/A | 0 | 0 | 0
SCE Metro | Santiago | 230 | Santiago | 2 |  | 0 | 0 | 0 | 0 |  | 0 |  | N/A | N/A | N/A | N/A | N/A | N/A | N/A | N/A | 0 | 0 | 0 | 0 |  | 0 | 10 | 1 | 4 | 1 | 2 | 5 | 1 | 1 | 2 | 3 | 1 | 1 | 0 | 0 | 0
PG&E GBA | Saratoga | 230 | No Analysis | 2 |  | 0 | 0 | 0 | 0 |  | 0 |  | N/A | N/A | N/A | N/A | N/A | N/A | N/A | N/A | 0 | 0 | 0 | 0 |  | 0 | 10 | N/A | N/A | N/A | 2 | N/A | N/A | N/A | N/A | N/A | N/A | N/A | 0 | 0 | 0
SCE Northern | Saugus | 230 | Saugus | 2 |  | 0 | 0 | 0 | 0 |  | 0 |  | N/A | N/A | N/A | N/A | N/A | N/A | N/A | N/A | 0 | 0 | 0 | 0 |  | 0 | 10 | 1 | 3 | 1 | 2 | 5 | 1 | 1 | 1 | 2 | 1 | 1 | 0 | 0 | 0
PG&E FRESNO | Schindler | 115 | Schindler | 1 |  | 0 | 0 | 0 | 0 |  | 0 |  | N/A | N/A | N/A | N/A | N/A | N/A | N/A | N/A | 110 | 0 | 0 | 0 |  | 110 | 10 | 1 | 1 | 1 | 1 | 1 | 1 | 1 | 1 | 1 | 1 | 1 | 0 | 0 | 0
PG&E FRESNO | Schindler | 70 | Schindler | 1 |  | 0 | 0 | 0 | 0 |  | 0 |  | N/A | N/A | N/A | N/A | N/A | N/A | N/A | N/A | 0 | 0 | 0 | 0 |  | 0 | 10 | 1 | 1 | 1 | 1 | 1 | 1 | 1 | 1 | 1 | 1 | 1 | 0 | 0 | 0
PG&E GBA | Schulte | 115 | Schulte Switching Station | 1 |  | 0 | 0 | 0 | 0 |  | 0 |  | N/A | N/A | N/A | N/A | N/A | N/A | N/A | N/A | 40 | 0 | 0 | 0 |  | 40 | 10 | 2 | 2 | 1 | 1 | 5 | 1 | 1 | 1 | 1 | 2 | 1 | 0 | 0 | 0
SDGE | Scripps | 69 | No Analysis | 2 |  | 0 | 0 | 0 | 0 |  | 0 |  | N/A | N/A | N/A | N/A | N/A | N/A | N/A | N/A | 0 | 0 | 0 | 0 |  | 0 | 10 | N/A | N/A | N/A | 2 | N/A | N/A | N/A | N/A | N/A | N/A | N/A | 0 | 0 | 0
PG&E KERN | Semitropic | 115 | Semitropic | 1 |  | 0 | 0 | 0 | 0 |  | 0 |  | N/A | N/A | N/A | N/A | N/A | N/A | N/A | N/A | 0 | 95 | 0 | 0 |  | 95 | 10 | 1 | 1 | 2 | 1 | 1 | 1 | 1 | 1 | 2 | 1 | 1 | 0 | 0 | 0
SCE Metro | Serrano | 230 | Serrano | 2 |  | 0 | 0 | 0 | 0 |  | 0 |  | N/A | N/A | N/A | N/A | N/A | N/A | N/A | N/A | 0 | 0 | 0 | 0 |  | 0 | 10 | 1 | 1 | 1 | 2 | 5 | 2 | 1 | 1 | 3 | 2 | 1 | 0 | 0 | 0
SCE Metro | Serrano | 500 | Serrano | 2 |  | 0 | 0 | 0 | 0 |  | 0 |  | N/A | N/A | N/A | N/A | N/A | N/A | N/A | N/A | 0 | 0 | 0 | 0 |  | 0 | 10 | 1 | 1 | 1 | 2 | 5 | 2 | 1 | 1 | 3 | 2 | 1 | 0 | 0 | 0
SDGE | Shadowridge | 138 | No Analysis | 2 |  | 0 | 0 | 0 | 0 |  | 0 |  | N/A | N/A | N/A | N/A | N/A | N/A | N/A | N/A | 0 | 0 | 0 | 0 |  | 0 | 10 | N/A | N/A | N/A | 2 | N/A | N/A | N/A | N/A | N/A | N/A | N/A | 0 | 0 | 0
PG&E KERN | Shafter | 115 | Shafter | 1 |  | 0 | 0 | 0 | 0 |  | 0 |  | N/A | N/A | N/A | N/A | N/A | N/A | N/A | N/A | 0 | 100 | 0 | 0 |  | 100 | 10 | 1 | 1 | 2 | 1 | 1 | 1 | 1 | 1 | 1 | 1 | 1 | 0 | 0 | 0
PG&E NGBA | Silverado | 115 | No Analysis | 2 |  | 0 | 0 | 0 | 0 |  | 0 |  | N/A | N/A | N/A | N/A | N/A | N/A | N/A | N/A | 0 | 0 | 0 | 0 |  | 0 | 10 | N/A | N/A | N/A | 2 | N/A | N/A | N/A | N/A | N/A | N/A | N/A | 0 | 0 | 0
SDGE | Silvergate | 230 | Silvergate | 2 |  | 0 | 0 | 0 | 0 |  | 0 |  | N/A | N/A | N/A | N/A | N/A | N/A | N/A | N/A | 60 | 0 | 0 | 0 |  | 60 | 10 | 3 | 3 | 1 | 2 | 1 | 1 | 1 | 3 | 3 | 1 | 1 | 0 | 0 | 0
SDGE | Silvergate | 69 | Silvergate | 2 |  | 0 | 0 | 0 | 0 |  | 0 |  | N/A | N/A | N/A | N/A | N/A | N/A | N/A | N/A | 0 | 0 | 0 | 0 |  | 0 | 10 | 3 | 3 | 1 | 2 | 1 | 1 | 1 | 3 | 3 | 1 | 1 | 0 | 0 | 0
PG&E KERN | Sisquoc | 115 | Sisquoc | 2 |  | 0 | 0 | 0 | 0 |  | 0 |  | N/A | N/A | N/A | N/A | N/A | N/A | N/A | N/A | 0 | 100 | 0 | 0 |  | 100 | 10 | 1 | 1 | 1 | 2 | 2 | 1 | 1 | 1 | 1 | 1 | 1 | 0 | 0 | 0
EOP | Sloan Canyon | 230 | SLOAN CANYON | 2 | OOS | 321 | 0 | 0 | 0 |  | 321 | 20 | 2 | N/A | N/A | N/A | N/A | N/A | N/A | N/A | 0 | 0 | 0 | 0 |  | 0 | 10 | 1 | N/A | N/A | 2 | N/A | N/A | N/A | N/A | N/A | N/A | N/A | 0 | 0 | 0
EOP | Sloan Canyon | 500 | SLOAN CANYON | 2 | OOS | 0 | 0 | 0 | 0 |  | 0 |  | N/A | N/A | N/A | N/A | N/A | N/A | N/A | N/A | 0 | 0 | 0 | 0 |  | 0 | 10 | 1 | N/A | N/A | 2 | N/A | N/A | N/A | N/A | N/A | N/A | N/A | 0 | 0 | 0
PG&E KERN | Smyrna | 115 | Smyrna | 1 |  | 0 | 0 | 0 | 0 |  | 0 |  | N/A | N/A | N/A | N/A | N/A | N/A | N/A | N/A | 0 | 0 | 0 | 0 |  | 0 | 10 | 1 | 1 | 1 | 1 | 1 | 1 | 1 | 1 | 1 | 1 | 1 | 0 | 0 | 0
PG&E GBA | Sobrante | 115 | No Analysis | 2 |  | 0 | 0 | 0 | 0 |  | 0 |  | N/A | N/A | N/A | N/A | N/A | N/A | N/A | N/A | 0 | 40 | 0 | 0 |  | 40 | 10 | N/A | N/A | N/A | 2 | N/A | N/A | N/A | N/A | N/A | N/A | N/A | 0 | 0 | 0
PG&E GBA | Sobrante | 230 | No Analysis | 2 |  | 0 | 0 | 0 | 0 |  | 0 |  | N/A | N/A | N/A | N/A | N/A | N/A | N/A | N/A | 0 | 0 | 0 | 0 |  | 0 | 10 | N/A | N/A | N/A | 2 | N/A | N/A | N/A | N/A | N/A | N/A | N/A | 0 | 0 | 0
PG&E KERN | Solar | 230 | Solar SS | 2 |  | 0 | 0 | 0 | 0 |  | 0 |  | N/A | N/A | N/A | N/A | N/A | N/A | N/A | N/A | 0 | 0 | 0 | 0 |  | 0 | 10 | 1 | 1 | 1 | 2 | 5 | 1 | 1 | 1 | 2 | 2 | 1 | 0 | 0 | 0
PG&E GBA | Soledad | 115 | No Analysis | 2 |  | 50 | 0 | 0 | 0 |  | 50 |  | N/A | N/A | N/A | N/A | N/A | N/A | N/A | N/A | 0 | 0 | 0 | 0 |  | 0 | 10 | N/A | N/A | N/A | 2 | N/A | N/A | N/A | N/A | N/A | N/A | N/A | 0 | 0 | 0
PG&E GBA | Soledad | 60 | Coburn | 2 |  | 0 | 0 | 0 | 0 |  | 0 | 10 | 1 | 5 | 2 | 1 | 1 | 2 | 1 | 1 | 0 | 0 | 0 | 0 |  | 0 | 10 | 1 | 1 | 1 | 2 | 3 | 1 | 1 | 1 | 1 | 1 | 1 | 0 | 0 | 0
SDGE | Spring Valley | 69 | No Analysis | 2 |  | 0 | 0 | 0 | 0 |  | 0 |  | N/A | N/A | N/A | N/A | N/A | N/A | N/A | N/A | 0 | 0 | 0 | 0 |  | 0 | 10 | N/A | N/A | N/A | 2 | N/A | N/A | N/A | N/A | N/A | N/A | N/A | 0 | 0 | 0
SCE Northern | Springville | 230 | Springville | 1 |  | 0 | 0 | 0 | 0 |  | 0 |  | N/A | N/A | N/A | N/A | N/A | N/A | N/A | N/A | 0 | 0 | 0 | 0 |  | 0 | 10 | 1 | 2 | 1 | 1 | 2 | 2 | 1 | 1 | 3 | 2 | 1 | 0 | 0 | 0
PG&E GBA | Stagg | 230 | Stagg | 1 |  | 0 | 0 | 0 | 0 |  | 0 |  | N/A | N/A | N/A | N/A | N/A | N/A | N/A | N/A | 0 | 0 | 0 | 0 |  | 0 | 10 | 1 | 2 | 3 | 1 | 1 | 1 | 1 | 1 | 1 | 1 | 1 | 0 | 0 | 0
PG&E GBA | Standard Oil | 115 | No Analysis | 2 |  | 0 | 0 | 0 | 0 |  | 0 |  | N/A | N/A | N/A | N/A | N/A | N/A | N/A | N/A | 0 | 40 | 0 | 0 |  | 40 | 10 | N/A | N/A | N/A | 2 | N/A | N/A | N/A | N/A | N/A | N/A | N/A | 0 | 0 | 0
PG&E GBA | Stanislaus | 115 | No Analysis | 2 |  | 0 | 0 | 0 | 0 |  | 0 |  | N/A | N/A | N/A | N/A | N/A | N/A | N/A | N/A | 0 | 0 | 0 | 0 |  | 0 | 10 | N/A | N/A | N/A | 2 | N/A | N/A | N/A | N/A | N/A | N/A | N/A | 0 | 0 | 0
PG&E KERN | Stockdale | 115 | Stockdale | 1 |  | 0 | 0 | 0 | 0 |  | 0 |  | N/A | N/A | N/A | N/A | N/A | N/A | N/A | N/A | 100 | 0 | 0 | 0 |  | 100 | 10 | 1 | 3 | 2 | 1 | 1 | 1 | 1 | 1 | 1 | 1 | 1 | 0 | 0 | 0
PG&E KERN | Stockdale | 230 | Stockdale | 1 |  | 0 | 0 | 0 | 0 |  | 0 |  | N/A | N/A | N/A | N/A | N/A | N/A | N/A | N/A | 0 | 0 | 0 | 0 |  | 0 | 10 | 1 | 3 | 2 | 1 | 1 | 1 | 1 | 1 | 1 | 1 | 1 | 0 | 0 | 0
PG&E GBA | Stockton A | 115 | No Analysis | 1 |  | 0 | 0 | 0 | 0 |  | 0 |  | N/A | N/A | N/A | N/A | N/A | N/A | N/A | N/A | 0 | 0 | 0 | 0 |  | 0 | 10 | N/A | N/A | N/A | 1 | N/A | N/A | N/A | N/A | N/A | N/A | N/A | 0 | 0 | 0
PG&E GBA | Stone | 115 | No Analysis | 2 |  | 0 | 0 | 0 | 0 |  | 0 |  | N/A | N/A | N/A | N/A | N/A | N/A | N/A | N/A | 0 | 0 | 0 | 0 |  | 0 | 10 | N/A | N/A | N/A | 2 | N/A | N/A | N/A | N/A | N/A | N/A | N/A | 0 | 0 | 0
PG&E FRESNO | Storey | 230 | No Analysis | 1 |  | 0 | 0 | 0 | 0 |  | 0 |  | N/A | N/A | N/A | N/A | N/A | N/A | N/A | N/A | 0 | 0 | 0 | 0 |  | 0 | 10 | N/A | N/A | N/A | 1 | N/A | N/A | N/A | N/A | N/A | N/A | N/A | 0 | 0 | 0
PG&E NGBA | Summit | 115 | Summit | 2 | OOS | 0 | 0 | 0 | 0 |  | 0 |  | N/A | N/A | N/A | N/A | N/A | N/A | N/A | N/A | 0 | 0 | 0 | 0 |  | 0 | 10 | #N/A | N/A | N/A | 2 | N/A | N/A | N/A | N/A | N/A | N/A | N/A | 0 | 0 | 0 |  | OOS | N/A | N/A | N/A | N/A | N/A | N/A | N/A | N/A
SDGE | Suncrest | 230 | Suncrest | 2 |  | 0 | 0 | 0 | 0 |  | 0 |  | N/A | N/A | N/A | N/A | N/A | N/A | N/A | N/A | 0 | 0 | 0 | 0 |  | 0 | 10 | 1 | 2 | 1 | 2 | 5 | 1 | 1 | 2 | 2 | 2 | 1 | 0 | 0 | 0
SDGE | Suncrest | 500 | Suncrest | 2 |  | 0 | 0 | 0 | 0 |  | 0 |  | N/A | N/A | N/A | N/A | N/A | N/A | N/A | N/A | 0 | 0 | 0 | 0 |  | 0 | 10 | 1 | 2 | 1 | 2 | 5 | 1 | 1 | 2 | 2 | 2 | 1 | 0 | 0 | 0
PG&E KERN | Sunrise | 230 | No Analysis | 1 |  | 0 | 0 | 0 | 0 |  | 0 |  | N/A | N/A | N/A | N/A | N/A | N/A | N/A | N/A | 0 | 0 | 0 | 0 |  | 0 | 10 | N/A | N/A | N/A | 1 | N/A | N/A | N/A | N/A | N/A | N/A | N/A | 0 | 0 | 0
PG&E KERN | Sunset | 230 | No Analysis | 1 |  | 0 | 0 | 0 | 0 |  | 0 |  | N/A | N/A | N/A | N/A | N/A | N/A | N/A | N/A | 0 | 0 | 0 | 0 |  | 0 | 10 | N/A | N/A | N/A | 1 | N/A | N/A | N/A | N/A | N/A | N/A | N/A | 0 | 0 | 0
PG&E GBA | Swift | 115 | No Analysis | 2 |  | 0 | 0 | 0 | 0 |  | 0 |  | N/A | N/A | N/A | N/A | N/A | N/A | N/A | N/A | 0 | 0 | 0 | 0 |  | 0 | 10 | N/A | N/A | N/A | 2 | N/A | N/A | N/A | N/A | N/A | N/A | N/A | 0 | 0 | 0
SDGE | Sycamore Canyon | 138 | Sycamore Canyon | 2 |  | 0 | 0 | 0 | 0 |  | 0 |  | N/A | N/A | N/A | N/A | N/A | N/A | N/A | N/A | 0 | 0 | 0 | 0 |  | 0 | 10 | 1 | 3 | 1 | 2 | 5 | 3 | 2 | 2 | 5 | 1 | 1 | 0 | 0 | 0
SDGE | Sycamore Canyon | 230 | Sycamore Canyon | 2 |  | 0 | 0 | 0 | 0 |  | 0 |  | N/A | N/A | N/A | N/A | N/A | N/A | N/A | N/A | 0 | 0 | 0 | 0 |  | 0 | 10 | 1 | 3 | 1 | 2 | 5 | 3 | 2 | 2 | 5 | 1 | 1 | 0 | 0 | 0
SDGE | Sycamore Canyon | 69 | Sycamore Canyon | 2 |  | 0 | 0 | 0 | 0 |  | 0 |  | N/A | N/A | N/A | N/A | N/A | N/A | N/A | N/A | 0 | 0 | 0 | 0 |  | 0 | 10 | 1 | 3 | 1 | 2 | 5 | 3 | 2 | 2 | 5 | 1 | 1 | 0 | 0 | 0
SCE Northern | Sylmar | 230 | Sylmar | 2 |  | 0 | 0 | 0 | 0 |  | 0 |  | N/A | N/A | N/A | N/A | N/A | N/A | N/A | N/A | 0 | 0 | 0 | 0 |  | 0 | 10 | 1 | 4 | 1 | 2 | 5 | 1 | 1 | 1 | 2 | 1 | 1 | 0 | 0 | 0
PG&E NGBA | Table Mountain | 115 | Table Mountain | 2 |  | 0 | 0 | 0 | 0 |  | 0 |  | N/A | N/A | N/A | N/A | N/A | N/A | N/A | N/A | 0 | 0 | 0 | 0 |  | 0 | 10 | 1 | 1 | 1 | 2 | 2 | 3 | 1 | 2 | 4 | 1 | 1 | 0 | 0 | 0
PG&E NGBA | Table Mountain | 230 | Table Mountain | 2 |  | 0 | 0 | 0 | 0 |  | 0 | 10 | 1 | 1 | 1 | 1 | 1 | 1 | 1 | 1 | 0 | 0 | 0 | 0 |  | 0 | 10 | 1 | 1 | 1 | 2 | 2 | 3 | 1 | 2 | 4 | 1 | 1 | 0 | 0 | 0
PG&E NGBA | Table Mountain | 500 | Table Mountain | 2 |  | 0 | 0 | 0 | 0 |  | 0 |  | N/A | N/A | N/A | N/A | N/A | N/A | N/A | N/A | 0 | 0 | 0 | 0 |  | 0 | 10 | 1 | 1 | 1 | 2 | 2 | 3 | 1 | 2 | 4 | 1 | 1 | 178 | 0 | 178
PG&E NGBA | Table Mountain | 60 | Table Mountain | 2 |  | 0 | 0 | 0 | 0 |  | 0 |  | N/A | N/A | N/A | N/A | N/A | N/A | N/A | N/A | 0 | 0 | 0 | 0 |  | 0 | 10 | 1 | 1 | 1 | 2 | 2 | 3 | 1 | 2 | 4 | 1 | 1 | 0 | 0 | 0
PG&E KERN | Taft | 115 | Taft | 1 |  | 0 | 0 | 0 | 0 |  | 0 |  | N/A | N/A | N/A | N/A | N/A | N/A | N/A | N/A | 0 | 0 | 0 | 0 |  | 0 | 10 | 1 | 1 | 1 | 1 | 1 | 1 | 2 | 3 | 4 | 1 | 1 | 0 | 0 | 0
SDGE | Talega | 138 | Talega | 2 |  | 0 | 0 | 0 | 0 |  | 0 |  | N/A | N/A | N/A | N/A | N/A | N/A | N/A | N/A | 0 | 0 | 0 | 0 |  | 0 | 10 | 1 | 4 | 1 | 2 | 5 | 1 | 2 | 2 | 3 | 2 | 1 | 0 | 0 | 0
SDGE | Talega | 230 | Talega | 2 |  | 0 | 0 | 0 | 0 |  | 0 |  | N/A | N/A | N/A | N/A | N/A | N/A | N/A | N/A | 0 | 0 | 0 | 0 |  | 0 | 10 | 1 | 4 | 1 | 2 | 5 | 1 | 2 | 2 | 3 | 2 | 1 | 0 | 0 | 0
PG&E GBA | Tassajara | 230 | No Analysis | 2 |  | 0 | 0 | 0 | 0 |  | 0 |  | N/A | N/A | N/A | N/A | N/A | N/A | N/A | N/A | 0 | 0 | 0 | 0 |  | 0 | 10 | N/A | N/A | N/A | 2 | N/A | N/A | N/A | N/A | N/A | N/A | N/A | 0 | 0 | 0
PG&E KERN | Tejon | 70 | No Analysis | 1 |  | 0 | 0 | 0 | 0 |  | 0 |  | N/A | N/A | N/A | N/A | N/A | N/A | N/A | N/A | 0 | 0 | 0 | 0 |  | 0 | 10 | N/A | N/A | N/A | 1 | N/A | N/A | N/A | N/A | N/A | N/A | N/A | 0 | 0 | 0
SDGE | Telegraph Canyon | 138 | No Analysis | 2 |  | 0 | 0 | 0 | 0 |  | 0 |  | N/A | N/A | N/A | N/A | N/A | N/A | N/A | N/A | 0 | 0 | 0 | 0 |  | 0 | 10 | N/A | N/A | N/A | 2 | N/A | N/A | N/A | N/A | N/A | N/A | N/A | 0 | 0 | 0
PG&E KERN | Temblor | 115 | Temblor | 1 |  | 0 | 0 | 0 | 0 |  | 0 |  | N/A | N/A | N/A | N/A | N/A | N/A | N/A | N/A | 0 | 0 | 0 | 0 |  | 0 | 10 | 1 | 1 | 1 | 1 | 1 | 1 | 1 | 1 | 2 | 1 | 1 | 0 | 0 | 0
PG&E KERN | Templeton | 230 | Templeton | 1 |  | 0 | 0 | 0 | 0 |  | 0 | 10 | 1 | 5 | 3 | 1 | 1 | 3 | 2 | 1 | 0 | 0 | 0 | 0 |  | 0 | 10 | 1 | 2 | 1 | 1 | 3 | 1 | 1 | 1 | 1 | 1 | 1 | 0 | 0 | 0
PG&E KERN | Templeton | 70 | Templeton | 1 |  | 0 | 0 | 0 | 0 |  | 0 |  | N/A | N/A | N/A | N/A | N/A | N/A | N/A | N/A | 0 | 0 | 0 | 0 |  | 0 | 10 | 1 | 2 | 1 | 1 | 3 | 1 | 1 | 1 | 1 | 1 | 1 | 0 | 0 | 0
PG&E GBA | Tesla | 115 | Tesla | 2 |  | 0 | 0 | 0 | 0 |  | 0 |  | N/A | N/A | N/A | N/A | N/A | N/A | N/A | N/A | 0 | 0 | 0 | 0 |  | 0 | 10 | 1 | 2 | 1 | 2 | 3 | 3 | 2 | 2 | 3 | 1 | 1 | 0 | 0 | 0
PG&E GBA | Tesla | 230 | Tesla | 2 |  | 0 | 0 | 0 | 0 | 176.5 | -176.5 | 15 | 1 | 5 | 4 | 2 | 3 | 5 | 1 | 1 | 0 | 0 | 0 | 0 |  | 0 | 10 | 1 | 2 | 1 | 2 | 3 | 3 | 2 | 2 | 3 | 1 | 1 | 0 | 0 | 0
PG&E GBA | Tesla | 500 | Tesla | 2 |  | 0 | 0 | 0 | 0 |  | 0 | 15 | 1 | 5 | 4 | 2 | 3 | 5 | 1 | 1 | 0 | 0 | 0 | 0 |  | 0 | 10 | 1 | 2 | 1 | 2 | 3 | 3 | 2 | 2 | 3 | 1 | 1 | 0 | 0 | 0
PG&E KERN | Tevis | 115 | Tevis | 1 |  | 0 | 0 | 0 | 0 |  | 0 |  | N/A | N/A | N/A | N/A | N/A | N/A | N/A | N/A | 100 | 0 | 0 | 0 |  | 100 | 10 | 1 | 2 | 2 | 1 | 1 | 1 | 1 | 2 | 2 | 1 | 1 | 0 | 0 | 0
EOP | Thousandaire | 138 | THOUSANDAIRE | 2 | OOS | 0 | 0 | 0 | 0 |  | 0 |  | N/A | N/A | N/A | N/A | N/A | N/A | N/A | N/A | 0 | 0 | 0 | 0 |  | 0 | 10 | 1 | N/A | N/A | 2 | N/A | N/A | N/A | N/A | N/A | N/A | N/A | 0 | 0 | 0
PG&E KERN | Topaz | 230 | No Analysis | 2 |  | 0 | 0 | 0 | 0 |  | 0 |  | N/A | N/A | N/A | N/A | N/A | N/A | N/A | N/A | 0 | 0 | 0 | 0 |  | 0 | 10 | N/A | N/A | N/A | 2 | N/A | N/A | N/A | N/A | N/A | N/A | N/A | 0 | 0 | 0
SCE NOL | Tortilla | 115 | Tortilla | 2 |  | 0 | 0 | 0 | 0 |  | 0 |  | N/A | N/A | N/A | N/A | N/A | N/A | N/A | N/A | 0 | 0 | 0 | 0 |  | 0 | 10 | 1 | 3 | 1 | 2 | 1 | 2 | 2 | 1 | 3 | 1 | 1 | 0 | 0 | 0
SDGE | Trabuco | 138 | Trabuco | 2 |  | 0 | 0 | 0 | 0 |  | 0 |  | N/A | N/A | N/A | N/A | N/A | N/A | N/A | N/A | 0 | 0 | 0 | 0 |  | 0 | 10 | 1 | 4 | 1 | 2 | 5 | 1 | 2 | 3 | 3 | 2 | 1 | 0 | 0 | 0
PG&E GBA | Tracy | 115 | No Analysis | 2 |  | 0 | 0 | 0 | 0 |  | 0 |  | N/A | N/A | N/A | N/A | N/A | N/A | N/A | N/A | 0 | 0 | 0 | 0 |  | 0 | 10 | N/A | N/A | N/A | 2 | N/A | N/A | N/A | N/A | N/A | N/A | N/A | 0 | 0 | 0
PG&E FRESNO | Tranquility | 230 | Tranquility | 1 |  | 0 | 0 | 0 | 0 |  | 0 |  | N/A | N/A | N/A | N/A | N/A | N/A | N/A | N/A | 100 | 400 | 0 | 0 |  | 500 | 10 | 1 | 2 | 1 | 1 | 1 | 1 | 1 | 1 | 1 | 1 | 1 | 0 | 0 | 0
PG&E GBA | Trimble | 115 | No Analysis | 2 |  | 0 | 0 | 0 | 0 |  | 0 |  | N/A | N/A | N/A | N/A | N/A | N/A | N/A | N/A | 0 | 0 | 0 | 0 |  | 0 | 10 | N/A | N/A | N/A | 2 | N/A | N/A | N/A | N/A | N/A | N/A | N/A | 0 | 0 | 0
EOP | Trout Canyon | 230 | TROUT CANYON | 2 | OOS | 0 | 0 | 0 | 0 |  | 0 | 20 | 1 | N/A | N/A | N/A | N/A | N/A | N/A | N/A | 900 | 866 | 0 | 0 |  | 1766 | 15 | 2 | N/A | N/A | 2 | N/A | N/A | N/A | N/A | N/A | N/A | N/A | 0 | 0 | 0
EOP | Trout Canyon | 500 | TROUT CANYON | 2 | OOS | 0 | 0 | 0 | 0 |  | 0 |  | N/A | N/A | N/A | N/A | N/A | N/A | N/A | N/A | 0 | 0 | 0 | 0 |  | 0 | 10 | 3 | N/A | N/A | 2 | N/A | N/A | N/A | N/A | N/A | N/A | N/A | 0 | 0 | 0
PG&E NGBA | Tulucay | 230 | Tulucay | 2 |  | 0 | 0 | 0 | 0 |  | 0 |  | N/A | N/A | N/A | N/A | N/A | N/A | N/A | N/A | 0 | 0 | 0 | 0 |  | 0 | 10 | 1 | 3 | 1 | 2 | 2 | 2 | 1 | 1 | 3 | 1 | 1 | 115 | 0 | 115
PG&E NGBA | Tulucay | 60 | Tulucay | 2 |  | 0 | 0 | 0 | 0 |  | 0 |  | N/A | N/A | N/A | N/A | N/A | N/A | N/A | N/A | 0 | 0 | 0 | 0 |  | 0 | 10 | 1 | 3 | 1 | 2 | 2 | 2 | 1 | 1 | 3 | 1 | 1 | 0 | 0 | 0
PG&E KERN | Tupman | 115 | Tupman | 1 |  | 0 | 0 | 0 | 0 |  | 0 |  | N/A | N/A | N/A | N/A | N/A | N/A | N/A | N/A | 0 | 0 | 0 | 0 |  | 0 | 10 | 1 | 2 | 1 | 1 | 1 | 1 | 1 | 2 | 2 | 1 | 1 | 0 | 0 | 0
PG&E NGBA | Ukiah | 115 | Ukiah | 2 |  | 0 | 0 | 0 | 0 |  | 0 |  | N/A | N/A | N/A | N/A | N/A | N/A | N/A | N/A | 0 | 0 | 0 | 0 |  | 0 | 10 | 1 | 1 | 1 | 2 | 5 | 1 | 1 | 2 | 2 | 2 | 1 | 0 | 0 | 0
PG&E KERN | Union (Estrella) | 70 | No Analysis | 1 |  | 0 | 0 | 0 | 0 |  | 0 |  | N/A | N/A | N/A | N/A | N/A | N/A | N/A | N/A | 0 | 0 | 0 | 0 |  | 0 | 10 | N/A | N/A | N/A | 1 | N/A | N/A | N/A | N/A | N/A | N/A | N/A | 0 | 0 | 0
PG&E NGBA | Vaca Dixon | 115 | Vaca Dixon | 2 |  | 0 | 0 | 0 | 0 |  | 0 |  | N/A | N/A | N/A | N/A | N/A | N/A | N/A | N/A | 0 | 0 | 0 | 0 |  | 0 | 10 | 2 | 3 | 2 | 2 | 2 | 1 | 1 | 1 | 1 | 1 | 1 | 0 | 0 | 0
PG&E NGBA | Vaca Dixon | 230 | Vaca Dixon | 2 |  | 0 | 0 | 0 | 0 |  | 0 |  | N/A | N/A | N/A | N/A | N/A | N/A | N/A | N/A | 0 | 160 | 0 | 0 |  | 160 | 10 | 2 | 3 | 2 | 2 | 2 | 1 | 1 | 1 | 1 | 1 | 1 | 0 | 0 | 0
PG&E NGBA | Vaca Dixon | 500 | Vaca Dixon | 2 |  | 0 | 20 | 0 | 0 |  | 20 |  | N/A | N/A | N/A | N/A | N/A | N/A | N/A | N/A | 0 | 310 | 0 | 0 |  | 310 | 10 | 2 | 3 | 2 | 2 | 2 | 1 | 1 | 1 | 1 | 1 | 1 | 0 | 0 | 0
PG&E NGBA | Vaca Dixon | 60 | Vaca Dixon | 2 |  | 0 | 0 | 0 | 0 |  | 0 |  | N/A | N/A | N/A | N/A | N/A | N/A | N/A | N/A | 0 | 0 | 0 | 0 |  | 0 | 10 | 2 | 3 | 2 | 2 | 2 | 1 | 1 | 1 | 1 | 1 | 1 | 0 | 0 | 0
SCE Eastern | Valley (SCE) | 500 | Valley | 2 |  | 0 | 0 | 0 | 0 |  | 0 |  | N/A | N/A | N/A | N/A | N/A | N/A | N/A | N/A | 0 | 300 | 0 | 0 |  | 300 | 10 | 1 | 3 | 1 | 2 | 5 | 1 | 1 | 1 | 2 | 1 | 1 | 0 | 0 | 0
EOP | Valley (VEA) | 138 | Valley (VEA) | 2 | OOS | 0 | 0 | 0 | 0 |  | 0 |  | N/A | N/A | N/A | N/A | N/A | N/A | N/A | N/A | 0 | 0 | 0 | 0 |  | 0 | 10 | 1 | N/A | N/A | 2 | N/A | N/A | N/A | N/A | N/A | N/A | N/A | 0 | 0 | 0
SDGE | Valley Center | 69 | No Analysis | 2 |  | 0 | 0 | 0 | 0 |  | 0 |  | N/A | N/A | N/A | N/A | N/A | N/A | N/A | N/A | 0 | 0 | 0 | 0 |  | 0 | 10 | N/A | N/A | N/A | 2 | N/A | N/A | N/A | N/A | N/A | N/A | N/A | 0 | 0 | 0
PG&E GBA | Valley Home | 115 | No Analysis | 1 |  | 0 | 0 | 0 | 0 |  | 0 |  | N/A | N/A | N/A | N/A | N/A | N/A | N/A | N/A | 0 | 0 | 0 | 0 |  | 0 | 10 | N/A | N/A | N/A | 1 | N/A | N/A | N/A | N/A | N/A | N/A | N/A | 0 | 0 | 0
PG&E GBA | Valley Springs | 230 | No Analysis | 1 |  | 0 | 0 | 0 | 0 |  | 0 |  | N/A | N/A | N/A | N/A | N/A | N/A | N/A | N/A | 0 | 0 | 0 | 0 |  | 0 | 10 | N/A | N/A | N/A | 1 | N/A | N/A | N/A | N/A | N/A | N/A | N/A | 0 | 0 | 0
PG&E GBA | Valley Springs | 60 | No Analysis | 1 |  | 0 | 0 | 0 | 0 |  | 0 |  | N/A | N/A | N/A | N/A | N/A | N/A | N/A | N/A | 0 | 0 | 0 | 0 |  | 0 | 10 | N/A | N/A | N/A | 1 | N/A | N/A | N/A | N/A | N/A | N/A | N/A | 0 | 0 | 0
EOP | Valley Switch | 138 | VALLEY SWITCH | 2 | OOS | 0 | 0 | 0 | 0 |  | 0 |  | N/A | N/A | N/A | N/A | N/A | N/A | N/A | N/A | 0 | 0 | 0 | 0 |  | 0 | 10 | 1 | N/A | N/A | 2 | N/A | N/A | N/A | N/A | N/A | N/A | N/A | 0 | 0 | 0
EOP | Valley Switch | 230 | VALLEY SWITCH | 2 | OOS | 0 | 0 | 0 | 0 |  | 0 |  | N/A | N/A | N/A | N/A | N/A | N/A | N/A | N/A | 0 | 0 | 0 | 0 |  | 0 | 10 | 1 | N/A | N/A | 2 | N/A | N/A | N/A | N/A | N/A | N/A | N/A | 0 | 0 | 0
PG&E GBA | Vasco | 230 | No Analysis | 2 |  | 0 | 0 | 0 | 0 |  | 0 |  | N/A | N/A | N/A | N/A | N/A | N/A | N/A | N/A | 0 | 0 | 0 | 0 |  | 0 | 10 | N/A | N/A | N/A | 2 | N/A | N/A | N/A | N/A | N/A | N/A | N/A | 0 | 0 | 0
PG&E GBA | Vasona | 230 | No Analysis | 2 |  | 0 | 0 | 0 | 0 |  | 0 |  | N/A | N/A | N/A | N/A | N/A | N/A | N/A | N/A | 0 | 0 | 0 | 0 |  | 0 | 10 | N/A | N/A | N/A | 2 | N/A | N/A | N/A | N/A | N/A | N/A | N/A | 0 | 0 | 0
SCE Northern | Vestal | 230 | Vestal | 1 |  | 0 | 0 | 0 | 0 |  | 0 |  | N/A | N/A | N/A | N/A | N/A | N/A | N/A | N/A | 92 | 50 | 0 | 0 |  | 142 | 10 | 1 | 1 | 1 | 1 | 2 | 1 | 1 | 1 | 1 | 1 | 1 | 0 | 0 | 0
SCE Northern | Vestal | 66 | Vestal | 1 |  | 0 | 0 | 0 | 0 |  | 0 |  | N/A | N/A | N/A | N/A | N/A | N/A | N/A | N/A | 0 | 0 | 0 | 0 |  | 0 | 10 | 1 | 1 | 1 | 1 | 2 | 1 | 1 | 1 | 1 | 1 | 1 | 0 | 0 | 0
SCE NOL | Victor | 115 | Victor | 2 |  | 0 | 0 | 0 | 0 |  | 0 |  | N/A | N/A | N/A | N/A | N/A | N/A | N/A | N/A | 0 | 0 | 0 | 0 |  | 0 | 10 | 1 | 4 | 1 | 2 | 1 | 1 | 1 | 1 | 2 | 1 | 1 | 0 | 0 | 0
SCE NOL | Victor | 230 | Victor | 2 |  | 0 | 0 | 0 | 0 |  | 0 |  | N/A | N/A | N/A | N/A | N/A | N/A | N/A | N/A | 0 | 0 | 0 | 0 |  | 0 | 10 | 1 | 4 | 1 | 2 | 1 | 1 | 1 | 1 | 2 | 1 | 1 | 0 | 0 | 0
SCE Metro | Viejo | 230 | Viejo | 2 |  | 0 | 0 | 0 | 0 |  | 0 |  | N/A | N/A | N/A | N/A | N/A | N/A | N/A | N/A | 0 | 0 | 0 | 0 |  | 0 | 10 | 1 | 4 | 1 | 2 | 5 | 1 | 1 | 2 | 3 | 2 | 1 | 0 | 0 | 0
PG&E GBA | Vierra | 115 | Vierra | 1 |  | 0 | 0 | 0 | 0 |  | 0 |  | N/A | N/A | N/A | N/A | N/A | N/A | N/A | N/A | 0 | 0 | 0 | 0 |  | 0 | 10 | 1 | 2 | 2 | 1 | 1 | 1 | 1 | 1 | 1 | 1 | 1 | 0 | 0 | 0
SCE Metro | Villa Park | 230 | Villa Park | 2 |  | 0 | 0 | 0 | 0 |  | 0 |  | N/A | N/A | N/A | N/A | N/A | N/A | N/A | N/A | 0 | 0 | 0 | 0 |  | 0 | 10 | 1 | 2 | 1 | 2 | 5 | 2 | 1 | 1 | 3 | 1 | 1 | 0 | 0 | 0
SCE Northern | Vincent | 230 | Vincent | 2 |  | 0 | 0 | 0 | 0 |  | 0 |  | N/A | N/A | N/A | N/A | N/A | N/A | N/A | N/A | 0 | 0 | 0 | 0 |  | 0 | 10 | 1 | 4 | 1 | 2 | 2 | 1 | 1 | 1 | 1 | 1 | 1 | 0 | 0 | 0
SCE Northern | Vincent | 500 | Vincent | 2 |  | 0 | 0 | 0 | 0 |  | 0 |  | N/A | N/A | N/A | N/A | N/A | N/A | N/A | N/A | 0 | 0 | 0 | 0 |  | 0 | 10 | 1 | 4 | 1 | 2 | 2 | 1 | 1 | 1 | 1 | 1 | 1 | 0 | 0 | 0
PG&E GBA | Vineyard | 230 | No Analysis | 2 |  | 0 | 0 | 0 | 0 |  | 0 |  | N/A | N/A | N/A | N/A | N/A | N/A | N/A | N/A | 0 | 0 | 0 | 0 |  | 0 | 10 | N/A | N/A | N/A | 2 | N/A | N/A | N/A | N/A | N/A | N/A | N/A | 0 | 0 | 0
SDGE | Vineyard | 69 | No Analysis | 2 |  | 0 | 0 | 0 | 0 |  | 0 |  | N/A | N/A | N/A | N/A | N/A | N/A | N/A | N/A | 0 | 0 | 0 | 0 |  | 0 | 10 | N/A | N/A | N/A | 2 | N/A | N/A | N/A | N/A | N/A | N/A | N/A | 0 | 0 | 0
SCE Eastern | Vista (SCE) | 230 | Vista | 2 |  | 0 | 0 | 0 | 0 |  | 0 |  | N/A | N/A | N/A | N/A | N/A | N/A | N/A | N/A | 0 | 0 | 0 | 0 |  | 0 | 10 | 1 | 3 | 1 | 2 | 5 | 1 | 2 | 3 | 5 | 1 | 1 | 0 | 0 | 0
EOP | Vista (VEA) | 138 | Vista (VEA) | 2 | OOS | 0 | 0 | 0 | 0 |  | 0 |  | N/A | N/A | N/A | N/A | N/A | N/A | N/A | N/A | 0 | 0 | 0 | 0 |  | 0 | 10 | 1 | N/A | N/A | 2 | N/A | N/A | N/A | N/A | N/A | N/A | N/A | 0 | 0 | 0
EOP | Vista (VEA) | 230 | Vista (VEA) | 2 | OOS | 0 | 0 | 0 | 0 |  | 0 |  | N/A | N/A | N/A | N/A | N/A | N/A | N/A | N/A | 200 | 0 | 0 | 0 |  | 200 | 10 | 1 | N/A | N/A | 2 | N/A | N/A | N/A | N/A | N/A | N/A | N/A | 0 | 0 | 0
PG&E FRESNO | Wahtoke | 115 | Wahtoke | 1 |  | 0 | 0 | 0 | 0 |  | 0 |  | N/A | N/A | N/A | N/A | N/A | N/A | N/A | N/A | 0 | 0 | 0 | 0 |  | 0 | 10 | 1 | 3 | 2 | 1 | 1 | 1 | 1 | 1 | 1 | 1 | 1 | 0 | 0 | 0
SCE Northern | Wakefield | 66 | No Analysis | 2 |  | 0 | 0 | 0 | 0 |  | 0 |  | N/A | N/A | N/A | N/A | N/A | N/A | N/A | N/A | 140 | 0 | 0 | 0 |  | 140 | 10 | N/A | N/A | N/A | 2 | N/A | N/A | N/A | N/A | N/A | N/A | N/A | 0 | 0 | 0
SCE Metro | Walnut | 230 | Walnut | 2 |  | 0 | 0 | 0 | 0 |  | 0 |  | N/A | N/A | N/A | N/A | N/A | N/A | N/A | N/A | 0 | 0 | 0 | 0 |  | 0 | 10 | 1 | 2 | 1 | 2 | 5 | 2 | 1 | 1 | 2 | 2 | 1 | 0 | 0 | 0
SCE Northern | Warne | 230 | No Analysis | 2 |  | 0 | 0 | 0 | 0 |  | 0 |  | N/A | N/A | N/A | N/A | N/A | N/A | N/A | N/A | 0 | 0 | 0 | 0 |  | 0 | 10 | N/A | N/A | N/A | 2 | N/A | N/A | N/A | N/A | N/A | N/A | N/A | 0 | 0 | 0
PG&E GBA | Warnerville | 230 | Warnerville | 2 |  | 0 | 0 | 0 | 0 |  | 0 |  | N/A | N/A | N/A | N/A | N/A | N/A | N/A | N/A | 0 | 0 | 0 | 0 |  | 0 | 10 | 1 | 2 | 1 | 2 | 2 | 2 | 1 | 1 | 3 | 1 | 1 | 0 | 0 | 0
PG&E FRESNO | Waukena | 115 | Waukena | 1 |  | 0 | 0 | 0 | 0 |  | 0 |  | N/A | N/A | N/A | N/A | N/A | N/A | N/A | N/A | 0 | 0 | 0 | 0 |  | 0 | 10 | 1 | 1 | 1 | 1 | 1 | 1 | 1 | 1 | 1 | 1 | 1 | 0 | 0 | 0
PG&E GBA | Weber | 230 | Weber | 1 |  | 0 | 0 | 0 | 0 |  | 0 |  | N/A | N/A | N/A | N/A | N/A | N/A | N/A | N/A | 0 | 0 | 0 | 0 |  | 0 | 10 | 1 | 2 | 2 | 1 | 1 | 1 | 1 | 1 | 1 | 1 | 1 | 0 | 0 | 0
PG&E GBA | Weber | 60 | Weber | 1 |  | 0 | 0 | 0 | 0 |  | 0 |  | N/A | N/A | N/A | N/A | N/A | N/A | N/A | N/A | 0 | 0 | 0 | 0 |  | 0 | 10 | 1 | 2 | 2 | 1 | 1 | 1 | 1 | 1 | 1 | 1 | 1 | 0 | 0 | 0
PG&E FRESNO | West Fresno | 115 | West Fresno | 1 |  | 0 | 0 | 0 | 0 |  | 0 |  | N/A | N/A | N/A | N/A | N/A | N/A | N/A | N/A | 0 | 0 | 0 | 0 |  | 0 | 10 | 1 | 3 | 2 | 1 | 1 | 1 | 1 | 1 | 1 | 1 | 1 | 0 | 0 | 0
PG&E FRESNO | Westley | 230 | Westley | 1 |  | 0 | 0 | 0 | 0 |  | 0 |  | N/A | N/A | N/A | N/A | N/A | N/A | N/A | N/A | 0 | 0 | 0 | 0 |  | 0 | 10 | 1 | 1 | 2 | 1 | 2 | 2 | 1 | 1 | 3 | 1 | 1 | 0 | 0 | 0
PG&E KERN | Westpark | 115 | Westpark | 1 |  | 0 | 0 | 0 | 0 |  | 0 |  | N/A | N/A | N/A | N/A | N/A | N/A | N/A | N/A | 0 | 0 | 0 | 0 |  | 0 | 10 | 1 | 3 | 1 | 1 | 1 | 1 | 1 | 1 | 1 | 1 | 1 | 0 | 0 | 0
PG&E KERN | Wheeler Ridge | 230 | Wheeler Ridge | 1 |  | 0 | 0 | 0 | 0 |  | 0 |  | N/A | N/A | N/A | N/A | N/A | N/A | N/A | N/A | 0 | 90 | 0 | 0 |  | 90 | 10 | 1 | 1 | 2 | 1 | 1 | 1 | 1 | 1 | 1 | 1 | 1 | 0 | 0 | 0
PG&E KERN | Wheeler Ridge | 115 | Wheeler Ridge | 1 |  | 0 | 0 | 0 | 0 |  | 0 |  | N/A | N/A | N/A | N/A | N/A | N/A | N/A | N/A | 0 | 0 | 0 | 0 |  | 0 | 10 | 1 | 1 | 2 | 1 | 1 | 1 | 1 | 1 | 1 | 1 | 1 | 0 | 0 | 0
PG&E KERN | Wheeler Ridge | 70 | Wheeler Ridge | 1 |  | 0 | 0 | 0 | 0 |  | 0 |  | N/A | N/A | N/A | N/A | N/A | N/A | N/A | N/A | 0 | 0 | 0 | 0 |  | 0 | 10 | 1 | 1 | 2 | 1 | 1 | 1 | 1 | 1 | 1 | 1 | 1 | 0 | 0 | 0
SCE Northern | Whirlwind | 230 | Whirlwind | 2 |  | 0 | 0 | 0 | 0 |  | 0 | 10 | 1 | 2 | 1 | 1 | 1 | 2 | 1 | 1 | 2085 | 188 | 0 | 0 |  | 2273 | 10 | 3 | 5 | 1 | 2 | 2 | 2 | 2 | 2 | 2 | 2 | 2 | 0 | 0 | 0
SCE Northern | Whirlwind | 500 | Whirlwind | 2 |  | 0 | 0 | 0 | 0 |  | 0 |  | N/A | N/A | N/A | N/A | N/A | N/A | N/A | N/A | 1432 | 0 | 0 | 0 |  | 1432 | 10 | 3 | 5 | 1 | 2 | 2 | 2 | 2 | 2 | 2 | 2 | 2 | 0 | 0 | 0
PG&E GBA | Whisman | 115 | No Analysis | 2 |  | 0 | 0 | 0 | 0 |  | 0 |  | N/A | N/A | N/A | N/A | N/A | N/A | N/A | N/A | 80 | 0 | 0 | 0 |  | 80 | 10 | N/A | N/A | N/A | 2 | N/A | N/A | N/A | N/A | N/A | N/A | N/A | 0 | 0 | 0
SCE Eastern | Wildlife | 230 | No Analysis | 2 |  | 0 | 0 | 0 | 0 |  | 0 |  | N/A | N/A | N/A | N/A | N/A | N/A | N/A | N/A | 0 | 250 | 0 | 0 |  | 250 | 10 | N/A | N/A | N/A | 2 | N/A | N/A | N/A | N/A | N/A | N/A | N/A | 0 | 0 | 0
PG&E FRESNO | Wilson | 115 | Wilson | 1 |  | 0 | 0 | 0 | 0 |  | 0 |  | N/A | N/A | N/A | N/A | N/A | N/A | N/A | N/A | 0 | 0 | 0 | 0 |  | 0 | 10 | 1 | 1 | 1 | 1 | 2 | 2 | 1 | 2 | 3 | 1 | 1 | 0 | 0 | 0
PG&E FRESNO | Wilson | 230 | Wilson | 1 |  | 0 | 0 | 0 | 0 |  | 0 | 20 | 1 | 1 | 1 | 1 | 1 | 1 | 1 | 1 | 0 | 0 | 0 | 0 |  | 0 | 10 | 1 | 1 | 1 | 1 | 2 | 2 | 1 | 2 | 3 | 1 | 1 | 0 | 0 | 0
SCE Northern | Windhub | 230 | Windhub | 2 |  | 0 | 0 | 0 | 82.65 |  | 82.65 | 10 | 1 | 2 | 1 | 1 | 1 | 2 | 1 | 1 | 0 | 1020 | 0 | 0 |  | 1020 | 15 | 1 | 4 | 1 | 2 | 2 | 1 | 1 | 1 | 2 | 1 | 1 | 0 | 0 | 0
SCE Northern | Windhub | 500 | Windhub | 2 |  | 0 | 0 | 0 | 0 |  | 0 |  | N/A | N/A | N/A | N/A | N/A | N/A | N/A | N/A | 153 | 0 | 0 | 0 |  | 153 | 15 | 1 | 4 | 1 | 2 | 2 | 1 | 1 | 1 | 2 | 1 | 1 | 0 | 0 | 0
PG&E GBA | Windmaster | 230 | No Analysis | 2 |  | 0 | 0 | 0 | 0 |  | 0 |  | N/A | N/A | N/A | N/A | N/A | N/A | N/A | N/A | 0 | 0 | 0 | 0 |  | 0 | 10 | N/A | N/A | N/A | 2 | N/A | N/A | N/A | N/A | N/A | N/A | N/A | 0 | 0 | 0
PG&E NGBA | Windsor | 60 | No Analysis | 2 |  | 0 | 0 | 0 | 0 |  | 0 |  | N/A | N/A | N/A | N/A | N/A | N/A | N/A | N/A | 0 | 0 | 0 | 0 |  | 0 | 10 | N/A | N/A | N/A | 2 | N/A | N/A | N/A | N/A | N/A | N/A | N/A | 0 | 0 | 0
PG&E NGBA | Woodland | 115 | Woodland | 2 |  | 0 | 0 | 0 | 0 |  | 0 |  | N/A | N/A | N/A | N/A | N/A | N/A | N/A | N/A | 0 | 12 | 0 | 0 |  | 12 | 5 | 1 | 1 | 2 | 2 | 1 | 2 | 1 | 1 | 2 | 1 | 1 | 0 | 0 | 0
PG&E FRESNO | Woodward | 115 | No Analysis | 1 |  | 0 | 0 | 0 | 0 |  | 0 |  | N/A | N/A | N/A | N/A | N/A | N/A | N/A | N/A | 0 | 0 | 0 | 0 |  | 0 | 10 | N/A | N/A | N/A | 1 | N/A | N/A | N/A | N/A | N/A | N/A | N/A | 0 | 0 | 0
PG&E NGBA | Wyandotte | 115 | Wyandotte | 2 |  | 0 | 0 | 0 | 0 |  | 0 |  | N/A | N/A | N/A | N/A | N/A | N/A | N/A | N/A | 0 | 0 | 0 | 0 |  | 0 | 10 | 1 | 2 | 1 | 2 | 3 | 3 | 1 | 1 | 4 | 1 | 1 | 0 | 0 | 0

## LandUse_Env_SubSummary_2041
This tab shows by substation the land-use and environmental criteria for the mapped solar, wind, and geothermal resources for the 2041 portfolio. The MWs mapped, the adjustments for baseline resources, online resources, and likely repower projects, the needed distance from substation for analysis, and the resulting criteria flags for the land-use and environmental impacts criteria are shown by substation and renewable resource type. The mapping info and results are shown for onshore wind in columns G through U, solar in columns W through AN, and geothermal in columns AP through BB.
[6 empty] | Onshore In-CAISO Wind | [14 empty] | Solar Analysis | [17 empty] | Geothermal
[6 empty] | Mapped Resources |  | Adjustments to Analysis |  |  | Analysis Amount | [9 empty] | Mapped Resources |  | Adjustments to Analysis |  |  | Analysis Amount | [12 empty] | Mapped Resources | Adjustments | Analysis Amount
[6 empty] | Wind | Wind | Exclude | Include | Exclude | Onshore Wind | Distance | [8 empty] | Solar | Solar | Exclude | Include | Exclude | Solar | Distance | [11 empty] | Geothermal | Include | Geothermal
CAISO Study Area | Substation | Voltage | Sub Name in Screens Analysis | In or <5 mi from Overdrafted Basin | Is OOS/out-of-CAISO | FCDS | EODS | In-Dev Res. Online & Captured in Land-use Exclusions | Baseline Resources not yet Constructed | Likely Repower (existing project footprints) | Total for Env/Land-Use Analysis | Distance from Substation | Core Screen Criteria Alignment Level | Fire Threat Criteria Alignment Level | ACE Connectivity Criteria Alignment | ACE Biodiversity Criteria Alignment | ACE Irreplaceability Criteria Alignment | All ACE Criteria Alignment | Intactness Criteria Alignment | Wetlands Criteria Alignment | FCDS | EODS | In-Dev Res. Online & Captured in Land-use Exclusions | Baseline Resources not yet Constructed | Likely Repower MWs | Total for Env/Land-Use Analysis | Distance from Substation | Core Screen Criteria Alignment Level | Parcelization Criteria Alignment Level | Cropland Index Criteria Alignment Level | Overdrafted Basin Criteria Alignment Level | Fire Threat Criteria Alignment Level | ACE Connectivity Criteria Alignment | ACE Biodiversity Criteria Alignment | ACE Irreplaceability Criteria Alignment | All ACE Criteria Alignment | Intactness Criteria Alignment | Wetlands Criteria Alignment | FCDS | Baseline Resources not yet in Env Screens | Total for Env/Land-Use Analysis |  | Geothermal Field | Core Screen Criteria Alignment Level | Fire Threat Criteria Alignment Level | ACE Connectivity Criteria Alignment | ACE Biodiversity Criteria Alignment | ACE Irreplaceability Criteria Alignment | All ACE Criteria Alignment | Intactness Criteria Alignment | Wetlands Criteria Alignment
PG&E KERN | 7th Standard | 115 | 7th Standard | 1 |  | 0 | 0 | 0 | 0 |  | 0 |  | N/A | N/A | N/A | N/A | N/A | N/A | N/A | N/A | 110 | 120 | 0 | 0 |  | 230 | 10 | 1 | 3 | 2 | 1 | 1 | 1 | 1 | 1 | 1 | 1 | 1 | 0 | 0 | 0
SCE Metro | Alamitos | 230 | Alamitos | 2 |  | 0 | 0 | 0 | 0 |  | 0 |  | N/A | N/A | N/A | N/A | N/A | N/A | N/A | N/A | 0 | 0 | 0 | 0 |  | 0 | 10 | 1 | 4 | 1 | 2 | 1 | 1 | 1 | 3 | 3 | 1 | 1 | 0 | 0 | 0
SCE Eastern | Alberhill | 115 | No Analysis | 2 |  | 0 | 0 | 0 | 0 |  | 0 |  | N/A | N/A | N/A | N/A | N/A | N/A | N/A | N/A | 0 | 0 | 0 | 0 |  | 0 | 10 | N/A | N/A | N/A | 2 | N/A | N/A | N/A | N/A | N/A | N/A | N/A | 7 | 0 | 7
SCE Eastern | Alberhill | 500 | No Analysis | 2 |  | 0 | 0 | 0 | 0 |  | 0 |  | N/A | N/A | N/A | N/A | N/A | N/A | N/A | N/A | 0 | 0 | 0 | 0 |  | 0 | 10 | N/A | N/A | N/A | 2 | N/A | N/A | N/A | N/A | N/A | N/A | N/A | 0 | 0 | 0
PG&E GBA | Alhambra | 115 | No Analysis | 2 |  | 0 | 0 | 0 | 0 |  | 0 |  | N/A | N/A | N/A | N/A | N/A | N/A | N/A | N/A | 90 | 0 | 0 | 0 |  | 90 | 10 | N/A | N/A | N/A | 2 | N/A | N/A | N/A | N/A | N/A | N/A | N/A | 0 | 0 | 0
PG&E FRESNO | Alpaugh | 115 | Alpaugh | 1 |  | 0 | 0 | 0 | 0 |  | 0 | 10 | 1 | 1 | 1 | 1 | 1 | 1 | 1 | 1 | 0 | 0 | 0 | 0 |  | 0 | 10 | 1 | 1 | 1 | 1 | 1 | 1 | 1 | 1 | 1 | 1 | 1 | 0 | 0 | 0
SDGE | Alpine | 69 | No Analysis | 2 |  | 0 | 0 | 0 | 0 |  | 0 |  | N/A | N/A | N/A | N/A | N/A | N/A | N/A | N/A | 0 | 0 | 0 | 0 |  | 0 | 10 | N/A | N/A | N/A | 2 | N/A | N/A | N/A | N/A | N/A | N/A | N/A | 0 | 0 | 0
PG&E GBA | Altamont Midway (Sandhill) | 230 | Green Ridge Midway | 2 |  | 0 | 0 | 0 | 0 | 5 | -5 | 10 | 4 | 5 | 4 | 3 | 3 | 5 | 1 | 1 | 0 | 0 | 0 | 0 |  | 0 | 10 | 1 | 2 | 1 | 2 | 3 | 2 | 2 | 2 | 3 | 1 | 1 | 0 | 0 | 0
SCE Northern | Antelope | 66 | Antelope | 2 |  | 0 | 0 | 0 | 0 |  | 0 |  | N/A | N/A | N/A | N/A | N/A | N/A | N/A | N/A | 0 | 0 | 0 | 0 |  | 0 | 10 | 1 | 5 | 1 | 2 | 3 | 1 | 1 | 1 | 1 | 1 | 1 | 0 | 0 | 0
SCE Northern | Antelope | 230 | Antelope | 2 |  | 0 | 0 | 0 | 0 |  | 0 | 10 | 1 | 3 | 1 | 1 | 1 | 1 | 1 | 1 | 930 | 0 | 0 | 0 |  | 930 | 10 | 1 | 5 | 1 | 2 | 3 | 1 | 1 | 1 | 1 | 1 | 1 | 0 | 0 | 0
SCE Northern | Antelope | 500 | Antelope | 2 |  | 0 | 0 | 0 | 0 |  | 0 |  | N/A | N/A | N/A | N/A | N/A | N/A | N/A | N/A | 0 | 0 | 0 | 0 |  | 0 | 10 | 1 | 5 | 1 | 2 | 3 | 1 | 1 | 1 | 1 | 1 | 1 | 0 | 0 | 0
PG&E NGBA | Arcata | 60 | No Analysis | 2 |  | 0 | 0 | 0 | 0 |  | 0 |  | N/A | N/A | N/A | N/A | N/A | N/A | N/A | N/A | 0 | 0 | 0 | 0 |  | 0 | 10 | N/A | N/A | N/A | 2 | N/A | N/A | N/A | N/A | N/A | N/A | N/A | 0 | 0 | 0
PG&E KERN | Arco | 230 | Arco | 1 |  | 0 | 0 | 0 | 0 |  | 0 |  | N/A | N/A | N/A | N/A | N/A | N/A | N/A | N/A | 870 | 455 | 0 | 0 |  | 1325 | 15 | 2 | 1 | 2 | 1 | 2 | 2 | 1 | 1 | 3 | 1 | 1 | 0 | 0 | 0
PG&E KERN | Arco | 70 | Arco | 1 |  | 0 | 0 | 0 | 0 |  | 0 |  | N/A | N/A | N/A | N/A | N/A | N/A | N/A | N/A | 60 | 0 | 0 | 0 |  | 60 | 10 | 3 | 2 | 2 | 1 | 2 | 2 | 1 | 1 | 3 | 1 | 1 | 0 | 0 | 0
SCE Metro | ArcoGen | 230 | Arcogen | 2 |  | 0 | 0 | 0 | 0 |  | 0 |  | N/A | N/A | N/A | N/A | N/A | N/A | N/A | N/A | 486 | 0 | 0 | 0 |  | 486 | 10 | 5 | 5 | 1 | 2 | 1 | 4 | 4 | 5 | 5 | 4 | 4 | 0 | 0 | 0
SDGE | Artesian | 230 | No Analysis | 2 |  | 0 | 0 | 0 | 0 |  | 0 |  | N/A | N/A | N/A | N/A | N/A | N/A | N/A | N/A | 0 | 0 | 0 | 0 |  | 0 | 10 | N/A | N/A | N/A | 2 | N/A | N/A | N/A | N/A | N/A | N/A | N/A | 0 | 0 | 0
SDGE | Artesian | 69 | No Analysis | 2 |  | 0 | 0 | 0 | 0 |  | 0 |  | N/A | N/A | N/A | N/A | N/A | N/A | N/A | N/A | 0 | 0 | 0 | 0 |  | 0 | 10 | N/A | N/A | N/A | 2 | N/A | N/A | N/A | N/A | N/A | N/A | N/A | 0 | 0 | 0
PG&E FRESNO | Ashlan | 230 | No Analysis | 1 |  | 0 | 0 | 0 | 0 |  | 0 |  | N/A | N/A | N/A | N/A | N/A | N/A | N/A | N/A | 0 | 0 | 0 | 0 |  | 0 | 10 | N/A | N/A | N/A | 1 | N/A | N/A | N/A | N/A | N/A | N/A | N/A | 0 | 0 | 0
PG&E NGBA | Atlantic | 115 | No Analysis | 2 |  | 0 | 0 | 0 | 0 |  | 0 |  | N/A | N/A | N/A | N/A | N/A | N/A | N/A | N/A | 0 | 0 | 0 | 0 |  | 0 | 10 | N/A | N/A | N/A | 2 | N/A | N/A | N/A | N/A | N/A | N/A | N/A | 0 | 0 | 0
PG&E NGBA | Atlantic | 230 | No Analysis | 2 |  | 0 | 0 | 0 | 0 |  | 0 |  | N/A | N/A | N/A | N/A | N/A | N/A | N/A | N/A | 0 | 235 | 0 | 0 |  | 235 | 10 | N/A | N/A | N/A | 2 | N/A | N/A | N/A | N/A | N/A | N/A | N/A | 0 | 0 | 0
PG&E NGBA | Atlantic | 60 | No Analysis | 2 |  | 0 | 0 | 0 | 0 |  | 0 |  | N/A | N/A | N/A | N/A | N/A | N/A | N/A | N/A | 0 | 0 | 0 | 0 |  | 0 | 10 | N/A | N/A | N/A | 2 | N/A | N/A | N/A | N/A | N/A | N/A | N/A | 0 | 0 | 0
PG&E FRESNO | Atwater | 115 | No Analysis | 1 |  | 0 | 0 | 0 | 0 |  | 0 |  | N/A | N/A | N/A | N/A | N/A | N/A | N/A | N/A | 0 | 0 | 0 | 0 |  | 0 | 10 | N/A | N/A | N/A | 1 | N/A | N/A | N/A | N/A | N/A | N/A | N/A | 0 | 0 | 0
PG&E GBA | Avena | 115 | No Analysis | 1 |  | 0 | 0 | 0 | 0 |  | 0 |  | N/A | N/A | N/A | N/A | N/A | N/A | N/A | N/A | 0 | 0 | 0 | 0 |  | 0 | 10 | N/A | N/A | N/A | 1 | N/A | N/A | N/A | N/A | N/A | N/A | N/A | 0 | 0 | 0
SDGE | Avocado | 69 | No Analysis | 2 |  | 0 | 0 | 0 | 0 |  | 0 |  | N/A | N/A | N/A | N/A | N/A | N/A | N/A | N/A | 0 | 0 | 0 | 0 |  | 0 | 10 | N/A | N/A | N/A | 2 | N/A | N/A | N/A | N/A | N/A | N/A | N/A | 0 | 0 | 0
PG&E NGBA | Bahia | 230 | No Analysis | 2 |  | 0 | 0 | 0 | 0 |  | 0 |  | N/A | N/A | N/A | N/A | N/A | N/A | N/A | N/A | 0 | 0 | 0 | 0 |  | 0 | 10 | N/A | N/A | N/A | 2 | N/A | N/A | N/A | N/A | N/A | N/A | N/A | 0 | 0 | 0
SCE Northern | Bailey | 230 | Bailey | 2 |  | 0 | 0 | 0 | 0 |  | 0 |  | N/A | N/A | N/A | N/A | N/A | N/A | N/A | N/A | 0 | 0 | 0 | 0 |  | 0 | 10 | 1 | 1 | 1 | 2 | 5 | 2 | 2 | 2 | 4 | 2 | 1 | 0 | 0 | 0
SCE NOL | Baker | 115 | No Analysis | 2 |  | 0 | 0 | 0 | 0 |  | 0 |  | N/A | N/A | N/A | N/A | N/A | N/A | N/A | N/A | 0 | 0 | 0 | 0 |  | 0 | 10 | N/A | N/A | N/A | 2 | N/A | N/A | N/A | N/A | N/A | N/A | N/A | 0 | 0 | 0
PG&E KERN | Bakersfield | 230 | Bakersfield | 1 |  | 0 | 0 | 0 | 0 |  | 0 |  | N/A | N/A | N/A | N/A | N/A | N/A | N/A | N/A | 440 | 320 | 0 | 0 |  | 760 | 10 | 2 | 3 | 1 | 1 | 2 | 1 | 1 | 1 | 1 | 1 | 1 | 0 | 0 | 0
PG&E FRESNO | Balch | 230 | No Analysis | 2 |  | 0 | 0 | 0 | 0 |  | 0 | 15 | N/A | N/A | N/A | N/A | N/A | N/A | N/A | N/A | 190 | 0 | 0 | 0 |  | 190 | 10 | N/A | N/A | N/A | 2 | N/A | N/A | N/A | N/A | N/A | N/A | N/A | 0 | 0 | 0
SCE Eastern | Bannister | 230 | No Analysis | 2 |  | 0 | 60 | 0 | 0 |  | 60 |  | N/A | N/A | N/A | N/A | N/A | N/A | N/A | N/A | 0 | 0 | 0 | 0 |  | 0 | 10 | N/A | N/A | N/A | 2 | N/A | N/A | N/A | N/A | N/A | N/A | N/A | 0 | 44 | 44
SCE Metro | Barre | 230 | Barre | 2 |  | 0 | 0 | 0 | 0 |  | 0 |  | N/A | N/A | N/A | N/A | N/A | N/A | N/A | N/A | 0 | 0 | 0 | 0 |  | 0 | 10 | 1 | 4 | 1 | 2 | 1 | 1 | 1 | 5 | 5 | 1 | 1 | 0 | 0 | 0
SDGE | Bay Boulevard | 69 | Bay Boulevard | 2 |  | 0 | 0 | 0 | 0 |  | 0 |  | N/A | N/A | N/A | N/A | N/A | N/A | N/A | N/A | 0 | 0 | 0 | 0 |  | 0 | 10 | 1 | 3 | 1 | 2 | 2 | 1 | 2 | 4 | 4 | 1 | 1 | 0 | 0 | 0
SDGE | Bay Boulevard | 230 | Bay Boulevard | 2 |  | 0 | 0 | 0 | 0 |  | 0 |  | N/A | N/A | N/A | N/A | N/A | N/A | N/A | N/A | 0 | 0 | 0 | 0 |  | 0 | 10 | 1 | 3 | 1 | 2 | 2 | 1 | 2 | 4 | 4 | 1 | 1 | 0 | 0 | 0
EOP | Beatty | 138 | Beatty | 2 | OOS | 0 | 0 | 0 | 0 |  | 0 |  | N/A | N/A | N/A | N/A | N/A | N/A | N/A | N/A | 0 | 0 | 0 | 0 |  | 0 | 10 | 2 | N/A | N/A | 2 | N/A | N/A | N/A | N/A | N/A | N/A | N/A | 0 | 0 | 0
EOP | Beatty | 230 | Beatty | 2 | OOS | 0 | 0 | 0 | 0 |  | 0 |  | N/A | N/A | N/A | N/A | N/A | N/A | N/A | N/A | 500 | 0 | 0 | 0 |  | 500 | 10 | 2 | N/A | N/A | 2 | N/A | N/A | N/A | N/A | N/A | N/A | N/A | 436 | 0 | 436 |  | OOS | N/A | N/A | N/A | N/A | N/A | N/A | N/A | N/A
PG&E NGBA | Belden | 230 | No Analysis | 2 |  | 0 | 0 | 0 | 0 |  | 0 |  | N/A | N/A | N/A | N/A | N/A | N/A | N/A | N/A | 0 | 0 | 0 | 0 |  | 0 | 10 | N/A | N/A | N/A | 2 | N/A | N/A | N/A | N/A | N/A | N/A | N/A | 0 | 0 | 0
PG&E NGBA | Bell | 115 | No Analysis | 2 |  | 0 | 0 | 0 | 0 |  | 0 |  | N/A | N/A | N/A | N/A | N/A | N/A | N/A | N/A | 0 | 0 | 0 | 0 |  | 0 | 10 | N/A | N/A | N/A | 2 | N/A | N/A | N/A | N/A | N/A | N/A | N/A | 0 | 0 | 0
PG&E NGBA | Bellevue | 115 | Bellevue | 2 |  | 0 | 0 | 0 | 0 |  | 0 |  | N/A | N/A | N/A | N/A | N/A | N/A | N/A | N/A | 0 | 0 | 0 | 0 |  | 0 | 10 | 1 | 3 | 1 | 2 | 2 | 1 | 1 | 2 | 3 | 1 | 1 | 0 | 0 | 0
PG&E GBA | Bellota | 115 | Bellota | 1 |  | 0 | 0 | 0 | 0 |  | 0 | 15 | 1 | 1 | 1 | 1 | 1 | 1 | 1 | 1 | 0 | 0 | 0 | 0 |  | 0 | 10 | 1 | 2 | 1 | 1 | 2 | 1 | 1 | 1 | 2 | 1 | 1 | 0 | 0 | 0
PG&E GBA | Bellota | 230 | Bellota | 1 |  | 0 | 0 | 0 | 0 |  | 0 |  | N/A | N/A | N/A | N/A | N/A | N/A | N/A | N/A | 0 | 0 | 0 | 0 |  | 0 | 10 | 1 | 2 | 1 | 1 | 2 | 1 | 1 | 1 | 2 | 1 | 1 | 0 | 0 | 0
SCE Northern | Big Creek | 230 | Big Creek Hydro Facilities | 2 |  | 0 | 0 | 0 | 0 |  | 0 |  | N/A | N/A | N/A | N/A | N/A | N/A | N/A | N/A | 192 | 0 | 0 | 0 |  | 192 | 10 | 4 | 1 | 4 | 2 | 2 | 1 | 2 | 1 | 3 | 2 | 1 | 0 | 0 | 0
PG&E FRESNO | Biola | 70 | No Analysis | 1 |  | 0 | 0 | 0 | 0 |  | 0 |  | N/A | N/A | N/A | N/A | N/A | N/A | N/A | N/A | 0 | 0 | 0 | 0 |  | 0 | 10 | N/A | N/A | N/A | 1 | N/A | N/A | N/A | N/A | N/A | N/A | N/A | 0 | 0 | 0
PG&E GBA | Birds Landing | 230 | Birds Landing | 2 |  | 0 | 0 | 0 | 0 | 90.8 | -90.8 | 15 | 1 | 2 | 1 | 1 | 1 | 2 | 1 | 1 | 0 | 0 | 0 | 0 |  | 0 | 10 | 1 | 1 | 1 | 2 | 3 | 1 | 1 | 1 | 1 | 1 | 1 | 0 | 0 | 0
SCE Northern | Bliss | 66 | No Analysis | 1 |  | 0 | 0 | 0 | 0 |  | 0 |  | N/A | N/A | N/A | N/A | N/A | N/A | N/A | N/A | 0 | 0 | 0 | 0 |  | 0 | 10 | N/A | N/A | N/A | 1 | N/A | N/A | N/A | N/A | N/A | N/A | N/A | 0 | 0 | 0
SCE Eastern | Blythe | 161 | BlytheSC 161 kV | 2 |  | 0 | 0 | 0 | 0 |  | 0 |  | N/A | N/A | N/A | N/A | N/A | N/A | N/A | N/A | 0 | 160 | 0 | 0 |  | 160 | 10 | 1 | 2 | 1 | 2 | 1 | 1 | 1 | 1 | 1 | 1 | 1 | 0 | 0 | 0
PG&E NGBA | Bogue | 115 | No Analysis | 2 |  | 0 | 0 | 0 | 0 |  | 0 |  | N/A | N/A | N/A | N/A | N/A | N/A | N/A | N/A | 0 | 0 | 0 | 0 |  | 0 | 10 | N/A | N/A | N/A | 2 | N/A | N/A | N/A | N/A | N/A | N/A | N/A | 0 | 0 | 0
PG&E FRESNO | Borden | 230 | Borden | 1 |  | 0 | 0 | 0 | 0 |  | 0 |  | N/A | N/A | N/A | N/A | N/A | N/A | N/A | N/A | 0 | 0 | 0 | 0 |  | 0 | 10 | 1 | 2 | 1 | 1 | 2 | 1 | 1 | 1 | 2 | 1 | 1 | 0 | 0 | 0
PG&E FRESNO | Borden | 70 | Borden | 1 |  | 0 | 0 | 0 | 0 |  | 0 |  | N/A | N/A | N/A | N/A | N/A | N/A | N/A | N/A | 0 | 0 | 0 | 0 |  | 0 | 10 | 1 | 2 | 1 | 1 | 2 | 1 | 1 | 1 | 2 | 1 | 1 | 0 | 0 | 0
SDGE | Boulevard East | 138 | Boulevard | 2 |  | 180 | 0 | 0 | 0 |  | 180 | 10 | 3 | 5 | 2 | 2 | 2 | 2 | 2 | 2 | 20 | 10 | 0 | 0 |  | 30 | 10 | 1 | 1 | 1 | 2 | 5 | 1 | 1 | 1 | 1 | 1 | 1 | 0 | 0 | 0
SDGE | Boulevard East | 69 | Boulevard | 2 |  | 0 | 0 | 0 | 0 |  | 0 |  | N/A | N/A | N/A | N/A | N/A | N/A | N/A | N/A | 0 | 17.4 | 0 | 0 |  | 17.4 | 10 | 1 | 1 | 1 | 2 | 5 | 1 | 1 | 1 | 1 | 1 | 1 | 0 | 0 | 0
PG&E GBA | Brentwood | 230 | Brentwood | 2 |  | 0 | 0 | 0 | 0 |  | 0 |  | N/A | N/A | N/A | N/A | N/A | N/A | N/A | N/A | 0 | 50 | 0 | 0 |  | 50 | 10 | 2 | 1 | 1 | 2 | 2 | 1 | 1 | 1 | 2 | 1 | 1 | 0 | 0 | 0
PG&E NGBA | Bridgeville | 115 | Bridgeville | 2 |  | 0 | 0 | 0 | 0 |  | 0 |  | N/A | N/A | N/A | N/A | N/A | N/A | N/A | N/A | 0 | 0 | 0 | 0 |  | 0 | 10 | 1 | 1 | 1 | 2 | 1 | 1 | 1 | 1 | 1 | 2 | 1 | 0 | 0 | 0
PG&E NGBA | Brighton | 115 | No Analysis | 2 |  | 0 | 0 | 0 | 0 |  | 0 |  | N/A | N/A | N/A | N/A | N/A | N/A | N/A | N/A | 0 | 0 | 0 | 0 |  | 0 | 10 | N/A | N/A | N/A | 2 | N/A | N/A | N/A | N/A | N/A | N/A | N/A | 0 | 0 | 0
PG&E NGBA | Brighton | 230 | No Analysis | 2 |  | 0 | 0 | 0 | 0 |  | 0 |  | N/A | N/A | N/A | N/A | N/A | N/A | N/A | N/A | 0 | 0 | 0 | 0 |  | 0 | 10 | N/A | N/A | N/A | 2 | N/A | N/A | N/A | N/A | N/A | N/A | N/A | 0 | 0 | 0
PG&E NGBA | Brunswick | 115 | Brunswick | 2 |  | 0 | 0 | 0 | 0 |  | 0 |  | N/A | N/A | N/A | N/A | N/A | N/A | N/A | N/A | 0 | 0 | 0 | 0 |  | 0 | 10 | 1 | 4 | 1 | 2 | 5 | 3 | 1 | 1 | 3 | 1 | 1 | 0 | 0 | 0
PG&E NGBA | Bucks Creek | 230 | No Analysis | 2 |  | 0 | 0 | 0 | 0 |  | 0 |  | N/A | N/A | N/A | N/A | N/A | N/A | N/A | N/A | 0 | 0 | 0 | 0 |  | 0 | 10 | N/A | N/A | N/A | 2 | N/A | N/A | N/A | N/A | N/A | N/A | N/A | 0 | 0 | 0
PG&E KERN | Buena Vista | 230 | No Analysis | 1 |  | 0 | 0 | 0 | 0 |  | 0 |  | N/A | N/A | N/A | N/A | N/A | N/A | N/A | N/A | 895 | 555 | 0 | 0 |  | 1450 | 10 | N/A | N/A | N/A | 1 | N/A | N/A | N/A | N/A | N/A | N/A | N/A | 0 | 0 | 0
PG&E FRESNO | Bullard | 115 | No Analysis | 1 |  | 0 | 0 | 0 | 0 |  | 0 |  | N/A | N/A | N/A | N/A | N/A | N/A | N/A | N/A | 0 | 0 | 0 | 0 |  | 0 | 10 | N/A | N/A | N/A | 1 | N/A | N/A | N/A | N/A | N/A | N/A | N/A | 0 | 0 | 0
PG&E GBA | Burlingame | 115 | No Analysis | 2 |  | 50 | 0 | 0 | 0 |  | 50 |  | N/A | N/A | N/A | N/A | N/A | N/A | N/A | N/A | 100 | 0 | 0 | 0 |  | 100 | 10 | N/A | N/A | N/A | 2 | N/A | N/A | N/A | N/A | N/A | N/A | N/A | 0 | 0 | 0
PG&E NGBA | Burney Forest | 230 | No Analysis | 2 |  | 0 | 0 | 0 | 0 |  | 0 |  | N/A | N/A | N/A | N/A | N/A | N/A | N/A | N/A | 0 | 0 | 0 | 0 |  | 0 | 10 | N/A | N/A | N/A | 2 | N/A | N/A | N/A | N/A | N/A | N/A | N/A | 40 | 0 | 40
PG&E NGBA | Butte | 115 | No Analysis | 2 |  | 0 | 0 | 0 | 0 |  | 0 |  | N/A | N/A | N/A | N/A | N/A | N/A | N/A | N/A | 0 | 0 | 0 | 0 |  | 0 | 10 | N/A | N/A | N/A | 2 | N/A | N/A | N/A | N/A | N/A | N/A | N/A | 0 | 0 | 0
PG&E KERN | Cabrillo | 115 | Cabrillo | 2 |  | 0 | 0 | 0 | 95.25 |  | 95.25 | 10 | 5 | 5 | 5 | 3 | 3 | 5 | 5 | 3 | 0 | 80 | 0 | 95.25 |  | 175.25 | 10 | 2 | 1 | 2 | 2 | 2 | 1 | 1 | 2 | 3 | 1 | 1 | 0 | 0 | 0
PG&E FRESNO | Cal Flats | 230 | Cal Flats | 2 |  | 0 | 0 | 0 | 0 |  | 0 |  | N/A | N/A | N/A | N/A | N/A | N/A | N/A | N/A | 0 | 0 | 0 | 0 |  | 0 | 10 | 1 | 1 | 1 | 2 | 5 | 1 | 1 | 1 | 1 | 3 | 1 | 0 | 0 | 0
SCE NOL | Calcite | 230 | Calcite | 2 |  | 0 | 0 | 0 | 0 |  | 0 |  | N/A | N/A | N/A | N/A | N/A | N/A | N/A | N/A | 106 | 0 | 0 | 0 |  | 106 | 10 | 1 | 5 | 1 | 2 | 1 | 1 | 1 | 1 | 2 | 1 | 1 | 0 | 0 | 0
PG&E KERN | Caliente | 230 | Caliente | 2 |  | 0 | 0 | 0 | 0 |  | 0 |  | N/A | N/A | N/A | N/A | N/A | N/A | N/A | N/A | 0 | 0 | 0 | 0 |  | 0 | 10 | 1 | 2 | 1 | 2 | 2 | 2 | 1 | 1 | 2 | 1 | 1 | 0 | 0 | 0
PG&E FRESNO | California Ave | 115 | Cal Ave | 1 |  | 0 | 0 | 0 | 0 |  | 0 | 10 | 1 | 1 | 1 | 1 | 1 | 1 | 1 | 1 | 100 | 0 | 0 | 0 |  | 100 | 10 | 1 | 3 | 2 | 1 | 1 | 1 | 1 | 1 | 1 | 1 | 1 | 0 | 0 | 0
PG&E KERN | Callender | 115 | No Analysis | 2 |  | 0 | 0 | 0 | 0 |  | 0 |  | N/A | N/A | N/A | N/A | N/A | N/A | N/A | N/A | 0 | 0 | 0 | 0 |  | 0 | 10 | N/A | N/A | N/A | 2 | N/A | N/A | N/A | N/A | N/A | N/A | N/A | 0 | 0 | 0
PG&E NGBA | Calpella | 115 | Calpella | 2 |  | 0 | 100 | 0 | 0 |  | 100 |  | N/A | N/A | N/A | N/A | N/A | N/A | N/A | N/A | 0 | 0 | 0 | 0 |  | 0 | 10 | 1 | 1 | 1 | 2 | 3 | 1 | 1 | 1 | 2 | 1 | 1 | 0 | 0 | 0
PG&E GBA | Camanche | 230 | Camanche | 1 |  | 0 | 0 | 0 | 0 |  | 0 |  | N/A | N/A | N/A | N/A | N/A | N/A | N/A | N/A | 0 | 0 | 0 | 0 |  | 0 | 10 | 1 | 2 | 1 | 1 | 1 | 2 | 1 | 2 | 3 | 1 | 1 | 0 | 0 | 0
SDGE | Cameron | 69 | No Analysis | 2 |  | 0 | 0 | 0 | 0 |  | 0 |  | N/A | N/A | N/A | N/A | N/A | N/A | N/A | N/A | 0 | 0 | 0 | 0 |  | 0 | 10 | N/A | N/A | N/A | 2 | N/A | N/A | N/A | N/A | N/A | N/A | N/A | 0 | 0 | 0
SDGE | Cannon | 69 | No Analysis | 2 |  | 0 | 0 | 0 | 0 |  | 0 |  | N/A | N/A | N/A | N/A | N/A | N/A | N/A | N/A | 0 | 0 | 0 | 0 |  | 0 | 10 | N/A | N/A | N/A | 2 | N/A | N/A | N/A | N/A | N/A | N/A | N/A | 0 | 0 | 0
PG&E FRESNO | Cantua | 115 | Cantua | 1 |  | 0 | 0 | 0 | 0 |  | 0 |  | N/A | N/A | N/A | N/A | N/A | N/A | N/A | N/A | 200 | 0 | 0 | 0 |  | 200 | 10 | 1 | 1 | 1 | 1 | 2 | 1 | 1 | 1 | 1 | 1 | 1 | 0 | 0 | 0
SDGE | Capistrano | 138 | Capistrano | 2 |  | 0 | 0 | 0 | 0 |  | 0 |  | N/A | N/A | N/A | N/A | N/A | N/A | N/A | N/A | 0 | 0 | 0 | 0 |  | 0 | 10 | 1 | 4 | 1 | 2 | 5 | 1 | 2 | 3 | 3 | 2 | 1 | 0 | 0 | 0
SDGE | Capistrano | 230 | Capistrano | 2 |  | 0 | 0 | 0 | 0 |  | 0 |  | N/A | N/A | N/A | N/A | N/A | N/A | N/A | N/A | 0 | 0 | 0 | 0 |  | 0 | 10 | 1 | 4 | 1 | 2 | 5 | 1 | 2 | 3 | 3 | 2 | 1 | 0 | 0 | 0
PG&E NGBA | Carberry | 230 | No Analysis | 2 |  | 0 | 0 | 0 | 0 |  | 0 |  | N/A | N/A | N/A | N/A | N/A | N/A | N/A | N/A | 0 | 0 | 0 | 0 |  | 0 | 10 | N/A | N/A | N/A | 2 | N/A | N/A | N/A | N/A | N/A | N/A | N/A | 0 | 0 | 0
SCE Eastern | Cardiff | 66 | No Analysis | 2 |  | 0 | 0 | 0 | 0 |  | 0 |  | N/A | N/A | N/A | N/A | N/A | N/A | N/A | N/A | 0 | 0 | 0 | 0 |  | 0 | 10 | N/A | N/A | N/A | 2 | N/A | N/A | N/A | N/A | N/A | N/A | N/A | 0 | 0 | 0
PG&E NGBA | Caribou | 60 | No Analysis | 2 |  | 0 | 0 | 0 | 0 |  | 0 | 15 | N/A | N/A | N/A | N/A | N/A | N/A | N/A | N/A | 0 | 0 | 0 | 0 |  | 0 | 10 | N/A | N/A | N/A | 2 | N/A | N/A | N/A | N/A | N/A | N/A | N/A | 0 | 0 | 0
PG&E NGBA | Caribou | 115 | No Analysis | 2 |  | 0 | 95 | 0 | 0 |  | 95 |  | N/A | N/A | N/A | N/A | N/A | N/A | N/A | N/A | 0 | 0 | 0 | 0 |  | 0 | 10 | N/A | N/A | N/A | 2 | N/A | N/A | N/A | N/A | N/A | N/A | N/A | 0 | 0 | 0
PG&E NGBA | Caribou | 230 | No Analysis | 2 |  | 0 | 0 | 0 | 0 |  | 0 |  | N/A | N/A | N/A | N/A | N/A | N/A | N/A | N/A | 0 | 0 | 0 | 0 |  | 0 | 10 | N/A | N/A | N/A | 2 | N/A | N/A | N/A | N/A | N/A | N/A | N/A | 0 | 0 | 0
EOP | Carpenter Canyon (fka Gamebird) | 138 | GAMEBIRD | 2 | OOS | 0 | 0 | 0 | 0 |  | 0 |  | N/A | N/A | N/A | N/A | N/A | N/A | N/A | N/A | 0 | 0 | 0 | 0 |  | 0 | 10 | 1 | N/A | N/A | 2 | N/A | N/A | N/A | N/A | N/A | N/A | N/A | 0 | 0 | 0
EOP | Carpenter Canyon (fka Gamebird) | 230 | GAMEBIRD | 2 | OOS | 0 | 0 | 0 | 0 |  | 0 |  | N/A | N/A | N/A | N/A | N/A | N/A | N/A | N/A | 550 | 180 | 0 | 0 |  | 730 | 10 | 1 | N/A | N/A | 2 | N/A | N/A | N/A | N/A | N/A | N/A | N/A | 0 | 0 | 0
PG&E NGBA | Carquinez | 115 | Carquinez | 2 |  | 0 | 0 | 0 | 0 |  | 0 |  | N/A | N/A | N/A | N/A | N/A | N/A | N/A | N/A | 0 | 0 | 0 | 0 |  | 0 | 10 | 1 | 4 | 1 | 2 | 2 | 1 | 1 | 1 | 3 | 1 | 1 | 0 | 0 | 0
SDGE | Carrizo Gorge | 138 | ECO | 2 |  | 0 | 0 | 0 | 0 |  | 0 |  | N/A | N/A | N/A | N/A | N/A | N/A | N/A | N/A | 0 | 0 | 0 | 0 |  | 0 | 10 | 1 | 1 | 1 | 2 | 2 | 1 | 1 | 1 | 2 | 1 | 1 | 0 | 0 | 0
PG&E KERN | Carrizo Plains | 115 | Carrizo Plains | 1 |  | 0 | 0 | 0 | 0 |  | 0 |  | N/A | N/A | N/A | N/A | N/A | N/A | N/A | N/A | 0 | 0 | 0 | 0 |  | 0 | 10 | 1 | 1 | 1 | 1 | 3 | 1 | 1 | 1 | 2 | 2 | 1 | 0 | 0 | 0
PG&E KERN | Casaloma | 230 | No Analysis | 1 |  | 0 | 0 | 0 | 0 |  | 0 |  | N/A | N/A | N/A | N/A | N/A | N/A | N/A | N/A | 0 | 0 | 0 | 0 |  | 0 | 10 | N/A | N/A | N/A | 1 | N/A | N/A | N/A | N/A | N/A | N/A | N/A | 0 | 0 | 0
PG&E GBA | Castro Valley | 230 | No Analysis | 2 |  | 0 | 0 | 0 | 0 |  | 0 |  | N/A | N/A | N/A | N/A | N/A | N/A | N/A | N/A | 0 | 0 | 0 | 0 |  | 0 | 10 | N/A | N/A | N/A | 2 | N/A | N/A | N/A | N/A | N/A | N/A | N/A | 0 | 0 | 0
PG&E GBA | Cayetano | 230 | Cayetano | 2 |  | 0 | 0 | 0 | 0 |  | 0 |  | N/A | N/A | N/A | N/A | N/A | N/A | N/A | N/A | 0 | 0 | 0 | 0 |  | 0 | 10 | 1 | 2 | 1 | 2 | 5 | 2 | 2 | 3 | 3 | 1 | 1 | 0 | 0 | 0
SCE Metro | Center | 230 | Center | 2 |  | 0 | 0 | 0 | 0 |  | 0 |  | N/A | N/A | N/A | N/A | N/A | N/A | N/A | N/A | 0 | 0 | 0 | 0 |  | 0 | 10 | 1 | 1 | 1 | 2 | 1 | 1 | 1 | 1 | 1 | 1 | 1 | 0 | 0 | 0
PG&E KERN | Charca | 115 | Charca | 1 |  | 0 | 0 | 0 | 0 |  | 0 |  | N/A | N/A | N/A | N/A | N/A | N/A | N/A | N/A | 0 | 0 | 0 | 0 |  | 0 | 10 | 1 | 1 | 3 | 1 | 1 | 1 | 1 | 1 | 1 | 1 | 1 | 0 | 0 | 0
EOP | Charleston | 138 | No Analysis | 2 | OOS | 0 | 0 | 0 | 0 |  | 0 |  | N/A | N/A | N/A | N/A | N/A | N/A | N/A | N/A | 0 | 0 | 0 | 0 |  | 0 | 10 | N/A | N/A | N/A | 2 | N/A | N/A | N/A | N/A | N/A | N/A | N/A | 0 | 0 | 0
SCE Metro | Chevmain | 230 | Chevmain | 2 |  | 0 | 0 | 0 | 0 |  | 0 |  | N/A | N/A | N/A | N/A | N/A | N/A | N/A | N/A | 0 | 0 | 0 | 0 |  | 0 | 10 | 1 | 3 | 1 | 2 | 1 | 1 | 1 | 2 | 3 | 1 | 1 | 0 | 0 | 0
SDGE | Chicarita | 138 | No Analysis | 2 |  | 0 | 0 | 0 | 0 |  | 0 |  | N/A | N/A | N/A | N/A | N/A | N/A | N/A | N/A | 0 | 0 | 0 | 0 |  | 0 | 10 | N/A | N/A | N/A | 2 | N/A | N/A | N/A | N/A | N/A | N/A | N/A | 0 | 0 | 0
SCE Metro | Chino | 230 | Chino | 2 |  | 0 | 0 | 0 | 0 |  | 0 | 10 | 1 | 1 | 1 | 1 | 1 | 1 | 1 | 1 | 0 | 0 | 0 | 0 |  | 0 | 10 | 1 | 4 | 1 | 2 | 3 | 1 | 1 | 1 | 1 | 1 | 1 | 0 | 0 | 0
PG&E FRESNO | Chowchilla | 115 | No Analysis | 1 |  | 0 | 0 | 0 | 0 |  | 0 |  | N/A | N/A | N/A | N/A | N/A | N/A | N/A | N/A | 50 | 0 | 0 | 0 |  | 50 | 10 | N/A | N/A | N/A | 1 | N/A | N/A | N/A | N/A | N/A | N/A | N/A | 0 | 0 | 0
PG&E GBA | Christie | 60 | No Analysis | 2 |  | 0 | 0 | 0 | 0 |  | 0 |  | N/A | N/A | N/A | N/A | N/A | N/A | N/A | N/A | 0 | 0 | 0 | 0 |  | 0 | 10 | N/A | N/A | N/A | 2 | N/A | N/A | N/A | N/A | N/A | N/A | N/A | 0 | 0 | 0
PG&E GBA | Christie | 115 | No Analysis | 2 |  | 0 | 0 | 0 | 0 |  | 0 | 20 | N/A | N/A | N/A | N/A | N/A | N/A | N/A | N/A | 0 | 0 | 0 | 0 |  | 0 | 10 | N/A | N/A | N/A | 2 | N/A | N/A | N/A | N/A | N/A | N/A | N/A | 0 | 0 | 0
SCE Eastern | Cielo Azul | 500 | CIELO AZUL | 2 | OOS | 0 | 0 | 0 | 0 |  | 0 |  | N/A | N/A | N/A | N/A | N/A | N/A | N/A | N/A | 150 | 2325 | 0 | 0 |  | 2475 | 10 | 2 | N/A | N/A | 2 | N/A | N/A | N/A | N/A | N/A | N/A | N/A | 0 | 0 | 0
PG&E GBA | Clay | 60 | No Analysis | 2 |  | 0 | 0 | 0 | 0 |  | 0 |  | N/A | N/A | N/A | N/A | N/A | N/A | N/A | N/A | 0 | 0 | 0 | 0 |  | 0 | 10 | N/A | N/A | N/A | 2 | N/A | N/A | N/A | N/A | N/A | N/A | N/A | 0 | 0 | 0
PG&E GBA | Clayton | 115 | Clayton | 2 |  | 0 | 0 | 0 | 0 |  | 0 |  | N/A | N/A | N/A | N/A | N/A | N/A | N/A | N/A | 0 | 0 | 0 | 0 |  | 0 | 10 | 1 | 1 | 1 | 2 | 5 | 2 | 3 | 2 | 3 | 1 | 1 | 0 | 0 | 0
PG&E NGBA | Cloverdale | 115 | Cloverdale | 2 |  | 0 | 0 | 0 | 0 |  | 0 |  | N/A | N/A | N/A | N/A | N/A | N/A | N/A | N/A | 0 | 0 | 0 | 0 |  | 0 | 10 | 1 | 1 | 1 | 2 | 4 | 2 | 1 | 2 | 3 | 1 | 1 | 4.2 | 0 | 4.2 |  | Geysers | 1 | 5 | 2 | 1 | 2 | 3 | 1 | 1
PG&E FRESNO | Clovis | 115 | No Analysis | 1 |  | 0 | 0 | 0 | 0 |  | 0 |  | N/A | N/A | N/A | N/A | N/A | N/A | N/A | N/A | 0 | 0 | 0 | 0 |  | 0 | 10 | N/A | N/A | N/A | 1 | N/A | N/A | N/A | N/A | N/A | N/A | N/A | 0 | 0 | 0
PG&E GBA | Coburn | 230 | Coburn | 2 |  | 0 | 0 | 0 | 0 |  | 0 | 10 | 5 | 5 | 4 | 3 | 3 | 4 | 4 | 3 | 0 | 0 | 0 | 0 |  | 0 | 10 | 1 | 1 | 1 | 2 | 3 | 1 | 1 | 1 | 1 | 1 | 1 | 0 | 0 | 0
PG&E GBA | Coburn | 60 | Coburn | 2 |  | 0 | 0 | 0 | 0 |  | 0 |  | N/A | N/A | N/A | N/A | N/A | N/A | N/A | N/A | 0 | 0 | 0 | 0 |  | 0 | 10 | 1 | 1 | 1 | 2 | 3 | 1 | 1 | 1 | 1 | 1 | 1 | 0 | 0 | 0
PG&E NGBA | Colgate | 230 | Colgate | 2 |  | 0 | 0 | 0 | 0 |  | 0 |  | N/A | N/A | N/A | N/A | N/A | N/A | N/A | N/A | 0 | 0 | 0 | 0 |  | 0 | 10 | 1 | 3 | 1 | 2 | 5 | 3 | 1 | 1 | 4 | 1 | 1 | 0 | 0 | 0
PG&E GBA | Collierville | 230 | No Analysis | 2 |  | 0 | 0 | 0 | 0 |  | 0 | 15 | N/A | N/A | N/A | N/A | N/A | N/A | N/A | N/A | 0 | 0 | 0 | 0 |  | 0 | 10 | N/A | N/A | N/A | 2 | N/A | N/A | N/A | N/A | N/A | N/A | N/A | 0 | 0 | 0
PG&E GBA | Collinsville | 230 | No Analysis | 2 |  | 0 | 0 | 0 | 0 |  | 0 |  | N/A | N/A | N/A | N/A | N/A | N/A | N/A | N/A | 0 | 0 | 0 | 0 |  | 0 | 10 | N/A | N/A | N/A | 2 | N/A | N/A | N/A | N/A | N/A | N/A | N/A | 0 | 0 | 0
PG&E GBA | Collinsville | 500 | No Analysis | 2 |  | 0 | 0 | 0 | 0 |  | 0 |  | N/A | N/A | N/A | N/A | N/A | N/A | N/A | N/A | 0 | 0 | 0 | 0 |  | 0 | 10 | N/A | N/A | N/A | 2 | N/A | N/A | N/A | N/A | N/A | N/A | N/A | 0 | 0 | 0
SCE Eastern | Colorado River | 230 | Colorado River | 2 |  | 0 | 0 | 0 | 0 |  | 0 |  | N/A | N/A | N/A | N/A | N/A | N/A | N/A | N/A | 100 | 700 | 0 | 0 |  | 800 | 15 | 2 | 1 | 1 | 2 | 1 | 1 | 1 | 1 | 2 | 1 | 1 | 0 | 0 | 0
SCE Eastern | Colorado River | 500 | Colorado River | 2 |  | 0 | 0 | 0 | 0 |  | 0 |  | N/A | N/A | N/A | N/A | N/A | N/A | N/A | N/A | 0 | 0 | 0 | 0 |  | 0 | 10 | 2 | 2 | 1 | 2 | 1 | 1 | 1 | 1 | 2 | 1 | 1 | 0 | 0 | 0
PG&E KERN | Columbus | 115 | Columbus | 1 |  | 0 | 0 | 0 | 0 |  | 0 | 15 | 1 | 1 | 1 | 1 | 1 | 1 | 1 | 1 | 100 | 130 | 0 | 0 |  | 230 | 10 | 1 | 2 | 1 | 1 | 2 | 2 | 1 | 1 | 2 | 1 | 1 | 0 | 0 | 0
PG&E GBA | Contra Costa | 115 | Contra Costa | 2 |  | 0 | 0 | 0 | 0 |  | 0 | 15 | 1 | 3 | 1 | 1 | 1 | 2 | 1 | 1 | 0 | 0 | 0 | 0 |  | 0 | 10 | 1 | 1 | 1 | 2 | 3 | 1 | 1 | 1 | 2 | 1 | 1 | 0 | 0 | 0
PG&E GBA | Contra Costa | 230 | Contra Costa | 2 |  | 0 | 0 | 0 | 0 |  | 0 | 15 | 1 | 3 | 1 | 1 | 1 | 2 | 1 | 1 | 0 | 0 | 0 | 0 |  | 0 | 10 | 1 | 1 | 1 | 2 | 3 | 1 | 1 | 1 | 2 | 1 | 1 | 0 | 0 | 0
PG&E GBA | Contra Costa PP | 230 | No Analysis | 2 |  | 0 | 0 | 0 | 0 |  | 0 |  | N/A | N/A | N/A | N/A | N/A | N/A | N/A | N/A | 0 | 0 | 0 | 0 |  | 0 | 10 | N/A | N/A | N/A | 2 | N/A | N/A | N/A | N/A | N/A | N/A | N/A | 0 | 0 | 0
SCE NOL | Control | 115 | Control | 2 |  | 0 | 0 | 0 | 0 |  | 0 |  | N/A | N/A | N/A | N/A | N/A | N/A | N/A | N/A | 0 | 0 | 0 | 0 |  | 0 | 10 | 1 | 1 | 1 | 2 | 1 | 1 | 1 | 1 | 1 | 3 | 1 | 116.8 | 0 | 103.8 | *minus 13 import | Mono - Long Valley | 1 | 3 | 1 | 1 | 1 | 1 | 1 | 1
SCE NOL | Control | 55 | Control | 2 | OOS | 0 | 0 | 0 | 0 |  | 0 |  | N/A | N/A | N/A | N/A | N/A | N/A | N/A | N/A | 0 | 0 | 0 | 0 |  | 0 | 10 | #N/A | N/A | N/A | 2 | N/A | N/A | N/A | N/A | N/A | N/A | N/A | 0 | 0 | 0
PG&E GBA | Cooley Landing | 115 | No Analysis | 2 |  | 0 | 0 | 0 | 0 |  | 0 | 20 | N/A | N/A | N/A | N/A | N/A | N/A | N/A | N/A | 0 | 50 | 0 | 0 |  | 50 | 10 | N/A | N/A | N/A | 2 | N/A | N/A | N/A | N/A | N/A | N/A | N/A | 0 | 0 | 0
PG&E GBA | Cooley Landing | 60 | No Analysis | 2 |  | 0 | 0 | 0 | 0 |  | 0 |  | N/A | N/A | N/A | N/A | N/A | N/A | N/A | N/A | 0 | 0 | 0 | 0 |  | 0 | 10 | N/A | N/A | N/A | 2 | N/A | N/A | N/A | N/A | N/A | N/A | N/A | 0 | 0 | 0
SCE NOL | Coolwater | 230 | Coolwater | 2 |  | 0 | 0 | 0 | 0 |  | 0 |  | N/A | N/A | N/A | N/A | N/A | N/A | N/A | N/A | 0 | 0 | 0 | 0 |  | 0 | 10 | 1 | 3 | 1 | 2 | 1 | 3 | 1 | 1 | 3 | 1 | 1 | 0 | 0 | 0
SCE NOL | Coolwater | 115 | Coolwater | 2 |  | 0 | 0 | 0 | 0 |  | 0 | 20 | 1 | 1 | 1 | 1 | 1 | 1 | 2 | 1 | 0 | 0 | 0 | 0 |  | 0 | 10 | 1 | 3 | 1 | 2 | 1 | 3 | 1 | 1 | 3 | 1 | 1 | 0 | 0 | 0
PG&E KERN | Copus | 70 | No Analysis | 1 |  | 0 | 0 | 0 | 0 |  | 0 |  | N/A | N/A | N/A | N/A | N/A | N/A | N/A | N/A | 0 | 0 | 0 | 0 |  | 0 | 10 | N/A | N/A | N/A | 1 | N/A | N/A | N/A | N/A | N/A | N/A | N/A | 0 | 0 | 0
PG&E FRESNO | Corcoran | 70 | Corcoran | 1 |  | 0 | 0 | 0 | 0 |  | 0 |  | N/A | N/A | N/A | N/A | N/A | N/A | N/A | N/A | 0 | 0 | 0 | 0 |  | 0 | 10 | 1 | 1 | 1 | 1 | 1 | 1 | 1 | 1 | 1 | 1 | 1 | 0 | 0 | 0
PG&E FRESNO | Corcoran | 115 | Corcoran | 1 |  | 0 | 0 | 0 | 0 |  | 0 |  | N/A | N/A | N/A | N/A | N/A | N/A | N/A | N/A | 0 | 0 | 0 | 0 |  | 0 | 10 | 1 | 1 | 1 | 1 | 1 | 1 | 1 | 1 | 1 | 1 | 1 | 0 | 0 | 0
PG&E NGBA | Corona | 115 | No Analysis | 2 |  | 0 | 0 | 0 | 0 |  | 0 |  | N/A | N/A | N/A | N/A | N/A | N/A | N/A | N/A | 0 | 0 | 0 | 0 |  | 0 | 10 | N/A | N/A | N/A | 2 | N/A | N/A | N/A | N/A | N/A | N/A | N/A | 0 | 0 | 0
PG&E NGBA | Cortina | 230 | Cortina | 2 |  | 0 | 101 | 0 | 0 |  | 101 |  | N/A | N/A | N/A | N/A | N/A | N/A | N/A | N/A | 0 | 0 | 0 | 0 |  | 0 | 10 | 1 | 1 | 1 | 2 | 5 | 1 | 1 | 1 | 3 | 1 | 1 | 115 | 0 | 115
PG&E NGBA | Cortina | 115 | Cortina | 2 |  | 0 | 0 | 0 | 0 |  | 0 |  | N/A | N/A | N/A | N/A | N/A | N/A | N/A | N/A | 0 | 0 | 0 | 0 |  | 0 | 10 | 1 | 1 | 1 | 2 | 5 | 1 | 1 | 1 | 3 | 1 | 1 | 0 | 0 | 0
PG&E GBA | Cottle | 230 | No Analysis | 1 |  | 0 | 0 | 0 | 0 |  | 0 |  | N/A | N/A | N/A | N/A | N/A | N/A | N/A | N/A | 0 | 0 | 0 | 0 |  | 0 | 10 | N/A | N/A | N/A | 1 | N/A | N/A | N/A | N/A | N/A | N/A | N/A | 0 | 0 | 0
PG&E NGBA | Cottonwood | 115 | Cottonwood | 2 |  | 0 | 0 | 0 | 0 |  | 0 |  | N/A | N/A | N/A | N/A | N/A | N/A | N/A | N/A | 0 | 0 | 0 | 0 |  | 0 | 10 | 1 | 3 | 1 | 2 | 5 | 1 | 1 | 1 | 2 | 1 | 1 | 0 | 0 | 0
PG&E NGBA | Cottonwood | 230 | Cottonwood | 2 |  | 100 | 0 | 0 | 0 |  | 100 |  | N/A | N/A | N/A | N/A | N/A | N/A | N/A | N/A | 0 | 0 | 0 | 0 |  | 0 | 10 | 1 | 3 | 1 | 2 | 5 | 1 | 1 | 1 | 2 | 1 | 1 | 105 | 0 | 105
PG&E NGBA | Cottonwood | 60 | Cottonwood | 2 |  | 0 | 0 | 0 | 0 |  | 0 |  | N/A | N/A | N/A | N/A | N/A | N/A | N/A | N/A | 0 | 0 | 0 | 0 |  | 0 | 10 | 1 | 3 | 1 | 2 | 5 | 1 | 1 | 1 | 2 | 1 | 1 | 0 | 0 | 0
PG&E NGBA | Cove Road | 230 | Cove Rd | 2 |  | 140 | 0 | 0 | 0 |  | 140 |  | N/A | N/A | N/A | N/A | N/A | N/A | N/A | N/A | 0 | 0 | 0 | 0 |  | 0 | 10 | 1 | 1 | 1 | 2 | 5 | 2 | 1 | 1 | 3 | 1 | 1 | 0 | 0 | 0
PG&E GBA | Coyote | 230 | Coyote | 2 |  | 0 | 0 | 0 | 0 |  | 0 |  | N/A | N/A | N/A | N/A | N/A | N/A | N/A | N/A | 0 | 0 | 0 | 0 |  | 0 | 10 | 1 | 1 | 1 | 2 | 5 | 3 | 1 | 1 | 3 | 2 | 1 | 0 | 0 | 0
PG&E GBA | Crazy Horse Canyon | 115 | No Analysis | 1 |  | 50 | 0 | 0 | 0 |  | 50 |  | N/A | N/A | N/A | N/A | N/A | N/A | N/A | N/A | 0 | 0 | 0 | 0 |  | 0 | 10 | N/A | N/A | N/A | 1 | N/A | N/A | N/A | N/A | N/A | N/A | N/A | 0 | 0 | 0
SDGE | Creelman | 69 | No Analysis | 2 |  | 0 | 0 | 0 | 0 |  | 0 |  | N/A | N/A | N/A | N/A | N/A | N/A | N/A | N/A | 0 | 0 | 0 | 0 |  | 0 | 10 | N/A | N/A | N/A | 2 | N/A | N/A | N/A | N/A | N/A | N/A | N/A | 0 | 0 | 0
PG&E FRESNO | Crescent | 70 | Helm | 1 |  | 0 | 0 | 0 | 0 |  | 0 |  | N/A | N/A | N/A | N/A | N/A | N/A | N/A | N/A | 0 | 35 | 0 | 0 |  | 35 | 10 | 1 | 1 | 1 | 1 | 1 | 1 | 1 | 1 | 1 | 1 | 1 | 0 | 0 | 0
PG&E FRESNO | Cressey | 115 | No Analysis | 1 |  | 0 | 0 | 0 | 0 |  | 0 |  | N/A | N/A | N/A | N/A | N/A | N/A | N/A | N/A | 0 | 0 | 0 | 0 |  | 0 | 10 | N/A | N/A | N/A | 1 | N/A | N/A | N/A | N/A | N/A | N/A | N/A | 0 | 0 | 0
PG&E NGBA | Cresta | 230 | No Analysis | 2 |  | 0 | 0 | 0 | 0 |  | 0 |  | N/A | N/A | N/A | N/A | N/A | N/A | N/A | N/A | 0 | 0 | 0 | 0 |  | 0 | 10 | N/A | N/A | N/A | 2 | N/A | N/A | N/A | N/A | N/A | N/A | N/A | 0 | 0 | 0
SDGE | Crestwood | 69 | No Analysis | 2 |  | 0 | 0 | 0 | 0 |  | 0 |  | N/A | N/A | N/A | N/A | N/A | N/A | N/A | N/A | 0 | 0 | 0 | 0 |  | 0 | 10 | N/A | N/A | N/A | 2 | N/A | N/A | N/A | N/A | N/A | N/A | N/A | 0 | 0 | 0
PG&E GBA | Crow Creek | 60 | Crow Creek | 1 |  | 0 | 0 | 0 | 0 |  | 0 |  | N/A | N/A | N/A | N/A | N/A | N/A | N/A | N/A | 0 | 0 | 0 | 0 |  | 0 | 10 | 1 | 1 | 1 | 1 | 2 | 1 | 1 | 1 | 2 | 1 | 1 | 0 | 0 | 0
PG&E GBA | Crows Landing | 60 | No Analysis | 1 |  | 0 | 0 | 0 | 0 |  | 0 |  | N/A | N/A | N/A | N/A | N/A | N/A | N/A | N/A | 0 | 0 | 0 | 0 |  | 0 | 10 | N/A | N/A | N/A | 1 | N/A | N/A | N/A | N/A | N/A | N/A | N/A | 0 | 0 | 0
PG&E GBA | Curtis | 115 | Curtis | 2 |  | 0 | 0 | 0 | 0 |  | 0 |  | N/A | N/A | N/A | N/A | N/A | N/A | N/A | N/A | 0 | 0 | 0 | 0 |  | 0 | 10 | 1 | 2 | 1 | 2 | 5 | 1 | 1 | 1 | 3 | 1 | 1 | 0 | 0 | 0
PG&E FRESNO | Dairyland | 115 | Dairyland | 1 |  | 0 | 0 | 0 | 0 |  | 0 |  | N/A | N/A | N/A | N/A | N/A | N/A | N/A | N/A | 120 | 0 | 0 | 0 |  | 120 | 10 | 1 | 1 | 1 | 1 | 1 | 1 | 1 | 1 | 1 | 1 | 1 | 0 | 0 | 0
PG&E NGBA | Davis | 115 | Davis | 2 |  | 0 | 0 | 0 | 0 |  | 0 |  | N/A | N/A | N/A | N/A | N/A | N/A | N/A | N/A | 0 | 0 | 0 | 0 |  | 0 | 10 | 1 | 1 | 3 | 2 | 1 | 1 | 1 | 1 | 1 | 1 | 1 | 0 | 0 | 0
SCE Metro | Del Amo | 500 | Del Amo | 2 |  | 0 | 0 | 0 | 0 |  | 0 |  | N/A | N/A | N/A | N/A | N/A | N/A | N/A | N/A | 0 | 0 | 0 | 0 |  | 0 | 10 | 5 | 5 | 1 | 2 | 1 | 5 | 5 | 5 | 5 | 5 | 5 | 0 | 0 | 0
SCE Metro | Del Amo | 230 | Del Amo | 2 |  | 0 | 0 | 0 | 0 |  | 0 |  | N/A | N/A | N/A | N/A | N/A | N/A | N/A | N/A | 400 | 0 | 0 | 0 |  | 400 | 10 | 5 | 5 | 1 | 2 | 1 | 5 | 5 | 5 | 5 | 5 | 5 | 0 | 0 | 0
SCE Eastern | Delaney | 500 | Delaney | 2 | OOS | 0 | 0 | 0 | 0 |  | 0 |  | N/A | N/A | N/A | N/A | N/A | N/A | N/A | N/A | 170 | 250 | 0 | 0 |  | 420 | 10 | 1 | N/A | N/A | 2 | N/A | N/A | N/A | N/A | N/A | N/A | N/A | 0 | 0 | 0
PG&E NGBA | Delevan | 230 | Delevan | 2 |  | 0 | 0 | 0 | 0 |  | 0 |  | N/A | N/A | N/A | N/A | N/A | N/A | N/A | N/A | 0 | 0 | 0 | 0 |  | 0 | 10 | 1 | 1 | 1 | 2 | 3 | 1 | 1 | 1 | 2 | 1 | 1 | 0 | 0 | 0
PG&E GBA | Delta PP | 230 | Delta Switching Yard | 2 |  | 0 | 0 | 0 | 0 |  | 0 |  | N/A | N/A | N/A | N/A | N/A | N/A | N/A | N/A | 0 | 0 | 0 | 0 |  | 0 | 10 | 1 | 2 | 1 | 2 | 3 | 2 | 1 | 1 | 2 | 1 | 1 | 0 | 0 | 0
EOP | Desert View | 230 | Desert View | 2 | OOS | 0 | 0 | 0 | 0 |  | 0 |  | N/A | N/A | N/A | N/A | N/A | N/A | N/A | N/A | 450 | 0 | 0 | 0 |  | 450 | 15 | 2 | N/A | N/A | 2 | N/A | N/A | N/A | N/A | N/A | N/A | N/A | 0 | 0 | 0
SCE Eastern | Devers | 230 | Devers | 2 |  | 263 | 0 | 0 | 0 | 90 | 173 | 20 | 3 | 3 | 2 | 2 | 2 | 2 | 2 | 1 | 0 | 180 | 0 | 0 |  | 180 | 10 | 5 | 5 | 4 | 2 | 2 | 4 | 5 | 4 | 5 | 3 | 3 | 0 | 0 | 0
SCE Eastern | Devers | 500 | Devers | 2 |  | 0 | 0 | 0 | 0 |  | 0 |  | N/A | N/A | N/A | N/A | N/A | N/A | N/A | N/A | 600 | 730 | 0 | 0 |  | 1330 | 10 | 5 | 5 | 4 | 2 | 2 | 4 | 5 | 4 | 5 | 3 | 3 | 0 | 0 | 0
PG&E KERN | Diablo Canyon | 230 | Diablo | 2 |  | 0 | 0 | 0 | 0 |  | 0 |  | N/A | N/A | N/A | N/A | N/A | N/A | N/A | N/A | 0 | 0 | 0 | 0 |  | 0 | 10 | 1 | 1 | 1 | 2 | 5 | 1 | 1 | 3 | 3 | 2 | 1 | 0 | 0 | 0
PG&E KERN | Diablo Canyon | 500 | Diablo | 2 |  | 0 | 0 | 0 | 0 |  | 0 |  | N/A | N/A | N/A | N/A | N/A | N/A | N/A | N/A | 0 | 0 | 0 | 0 |  | 0 | 10 | 1 | 1 | 1 | 2 | 5 | 1 | 1 | 3 | 3 | 2 | 1 | 0 | 0 | 0
PG&E KERN | Divide | 115 | No Analysis | 2 |  | 0 | 0 | 0 | 0 |  | 0 | 10 | N/A | N/A | N/A | N/A | N/A | N/A | N/A | N/A | 0 | 100 | 0 | 0 |  | 100 | 10 | N/A | N/A | N/A | 2 | N/A | N/A | N/A | N/A | N/A | N/A | N/A | 0 | 0 | 0
PG&E GBA | Dixon Landing | 115 | No Analysis | 2 |  | 0 | 0 | 0 | 0 |  | 0 |  | N/A | N/A | N/A | N/A | N/A | N/A | N/A | N/A | 0 | 0 | 0 | 0 |  | 0 | 10 | N/A | N/A | N/A | 2 | N/A | N/A | N/A | N/A | N/A | N/A | N/A | 0 | 0 | 0
PG&E FRESNO | Dos Amigos | 230 | No Analysis | 1 |  | 0 | 0 | 0 | 0 |  | 0 |  | N/A | N/A | N/A | N/A | N/A | N/A | N/A | N/A | 493.2 | 0 | 0 | 0 |  | 493.2 | 10 | N/A | N/A | N/A | 1 | N/A | N/A | N/A | N/A | N/A | N/A | N/A | 10 | 0 | 10
PG&E NGBA | Drum | 115 | Drum | 2 |  | 0 | 0 | 0 | 0 |  | 0 |  | N/A | N/A | N/A | N/A | N/A | N/A | N/A | N/A | 0 | 0 | 0 | 0 |  | 0 | 10 | 1 | 1 | 1 | 2 | 5 | 1 | 1 | 1 | 1 | 1 | 1 | 0 | 0 | 0
PG&E GBA | Dumbarton | 115 | No Analysis | 2 |  | 0 | 0 | 0 | 0 |  | 0 |  | N/A | N/A | N/A | N/A | N/A | N/A | N/A | N/A | 0 | 0 | 0 | 0 |  | 0 | 10 | N/A | N/A | N/A | 2 | N/A | N/A | N/A | N/A | N/A | N/A | N/A | 0 | 0 | 0
SCE NOL | Dunn Siding | 115 | No Analysis | 2 |  | 0 | 0 | 0 | 0 |  | 0 |  | N/A | N/A | N/A | N/A | N/A | N/A | N/A | N/A | 0 | 0 | 0 | 0 |  | 0 | 10 | N/A | N/A | N/A | 2 | N/A | N/A | N/A | N/A | N/A | N/A | N/A | 0 | 0 | 0
SCE Eastern | Eagle Mountain | 230 | No Analysis | 2 |  | 0 | 0 | 0 | 0 |  | 0 |  | N/A | N/A | N/A | N/A | N/A | N/A | N/A | N/A | 0 | 0 | 0 | 0 |  | 0 | 10 | N/A | N/A | N/A | 2 | N/A | N/A | N/A | N/A | N/A | N/A | N/A | 0 | 0 | 0
PG&E NGBA | Eagle Rock (PGE) | 60 | Eagle Rock | 2 |  | 0 | 0 | 0 | 0 |  | 0 |  | N/A | N/A | N/A | N/A | N/A | N/A | N/A | N/A | 0 | 0 | 0 | 0 |  | 0 | 10 | 1 | 1 | 1 | 2 | 5 | 2 | 2 | 3 | 4 | 1 | 1 | 0 | 0 | 0
PG&E NGBA | Eagle Rock (PGE) | 115 | Eagle Rock | 2 |  | 0 | 0 | 0 | 0 |  | 0 | 15 | 1 | 5 | 4 | 1 | 2 | 5 | 1 | 1 | 0 | 0 | 0 | 0 |  | 0 | 10 | 1 | 1 | 1 | 2 | 5 | 2 | 2 | 3 | 4 | 1 | 1 | 7 | 0 | 7 |  | Geysers | 1 | 5 | 2 | 1 | 2 | 3 | 1 | 1
SCE Metro | Eagle Rock (SCE) | 230 | No Analysis | 2 |  | 0 | 0 | 0 | 0 |  | 0 | 10 | N/A | N/A | N/A | N/A | N/A | N/A | N/A | N/A | 0 | 0 | 0 | 0 |  | 0 | 10 | N/A | N/A | N/A | 2 | N/A | N/A | N/A | N/A | N/A | N/A | N/A | 0 | 0 | 0
PG&E NGBA | East Marysville | 115 | East Marysville | 2 |  | 0 | 0 | 0 | 0 |  | 0 |  | N/A | N/A | N/A | N/A | N/A | N/A | N/A | N/A | 0 | 0 | 0 | 0 |  | 0 | 10 | 1 | 2 | 1 | 2 | 1 | 1 | 1 | 1 | 2 | 1 | 1 | 0 | 0 | 0
PG&E NGBA | East Nicolaus | 115 | No Analysis | 2 |  | 0 | 0 | 0 | 0 |  | 0 |  | N/A | N/A | N/A | N/A | N/A | N/A | N/A | N/A | 0 | 140 | 0 | 0 |  | 140 | 10 | N/A | N/A | N/A | 2 | N/A | N/A | N/A | N/A | N/A | N/A | N/A | 0 | 0 | 0
PG&E NGBA | East Nicolaus | 60 | No Analysis | 2 |  | 0 | 0 | 0 | 0 |  | 0 |  | N/A | N/A | N/A | N/A | N/A | N/A | N/A | N/A | 0 | 0 | 0 | 0 |  | 0 | 10 | N/A | N/A | N/A | 2 | N/A | N/A | N/A | N/A | N/A | N/A | N/A | 0 | 0 | 0
PG&E GBA | Eastshore | 115 | East Shore | 2 |  | 0 | 0 | 0 | 0 |  | 0 |  | N/A | N/A | N/A | N/A | N/A | N/A | N/A | N/A | 130 | 0 | 0 | 0 |  | 130 | 10 | 3 | 5 | 1 | 2 | 3 | 1 | 1 | 2 | 3 | 1 | 1 | 0 | 0 | 0
PG&E GBA | Eastshore | 230 | East Shore | 2 |  | 0 | 0 | 0 | 0 |  | 0 |  | N/A | N/A | N/A | N/A | N/A | N/A | N/A | N/A | 0 | 0 | 0 | 0 |  | 0 | 10 | 3 | 5 | 1 | 2 | 3 | 1 | 1 | 2 | 3 | 1 | 1 | 0 | 0 | 0
SDGE | ECO | 138 | ECO | 2 |  | 0 | 0 | 0 | 0 |  | 0 |  | N/A | N/A | N/A | N/A | N/A | N/A | N/A | N/A | 0 | 0 | 0 | 0 |  | 0 | 10 | 1 | 1 | 1 | 2 | 2 | 1 | 1 | 1 | 2 | 1 | 1 | 0 | 0 | 0
SDGE | ECO | 230 | OOS (Baja Mexico) | 2 | OOS (Baja Mexico) | 0 | 0 | 0 | 0 |  | 0 | 20 | #N/A | #N/A | #N/A | #N/A | #N/A | #N/A | #N/A | #N/A | 0 | 0 | 0 | 0 |  | 0 | 10 | #N/A | #N/A | #N/A | 2 | #N/A | #N/A | #N/A | #N/A | #N/A | #N/A | #N/A | 0 | 0 | 0
SDGE | ECO | 500 | OOS (Baja Mexico) | 2 | OOS (Baja Mexico) | 1650 | 0 | 0 | 0 |  | 1650 | 20 | #N/A | #N/A | #N/A | #N/A | #N/A | #N/A | #N/A | #N/A | 0 | 0 | 0 | 0 |  | 0 | 10 | #N/A | #N/A | #N/A | 2 | #N/A | #N/A | #N/A | #N/A | #N/A | #N/A | #N/A | 0 | 0 | 0
PG&E GBA | Edenvale | 115 | No Analysis | 2 |  | 0 | 0 | 0 | 0 |  | 0 |  | N/A | N/A | N/A | N/A | N/A | N/A | N/A | N/A | 0 | 0 | 0 | 0 |  | 0 | 10 | N/A | N/A | N/A | 2 | N/A | N/A | N/A | N/A | N/A | N/A | N/A | 0 | 0 | 0
PG&E GBA | Edes | 115 | No Analysis | 2 |  | 0 | 0 | 0 | 0 |  | 0 |  | N/A | N/A | N/A | N/A | N/A | N/A | N/A | N/A | 0 | 0 | 0 | 0 |  | 0 | 10 | N/A | N/A | N/A | 2 | N/A | N/A | N/A | N/A | N/A | N/A | N/A | 0 | 0 | 0
PG&E GBA | Eight Mile | 230 | Eight Mile | 1 |  | 0 | 0 | 0 | 0 |  | 0 |  | N/A | N/A | N/A | N/A | N/A | N/A | N/A | N/A | 0 | 0 | 0 | 0 |  | 0 | 10 | 1 | 2 | 2 | 1 | 1 | 1 | 1 | 1 | 1 | 1 | 1 | 0 | 0 | 0
SDGE | El Cajon | 69 | No Analysis | 2 |  | 0 | 0 | 0 | 0 |  | 0 |  | N/A | N/A | N/A | N/A | N/A | N/A | N/A | N/A | 0 | 0 | 0 | 0 |  | 0 | 10 | N/A | N/A | N/A | 2 | N/A | N/A | N/A | N/A | N/A | N/A | N/A | 0 | 0 | 0
SCE Eastern | El Casco | 230 | El Casco | 2 |  | 0 | 0 | 0 | 0 |  | 0 |  | N/A | N/A | N/A | N/A | N/A | N/A | N/A | N/A | 0 | 0 | 0 | 0 |  | 0 | 10 | 1 | 3 | 1 | 2 | 5 | 1 | 1 | 2 | 3 | 1 | 1 | 0 | 0 | 0
PG&E GBA | El Cerrito G | 115 | No Analysis | 2 |  | 0 | 0 | 0 | 0 |  | 0 |  | N/A | N/A | N/A | N/A | N/A | N/A | N/A | N/A | 0 | 0 | 0 | 0 |  | 0 | 10 | N/A | N/A | N/A | 2 | N/A | N/A | N/A | N/A | N/A | N/A | N/A | 0 | 0 | 0
PG&E NGBA | El Dorado PH | 115 | No Analysis | 2 |  | 0 | 0 | 0 | 0 |  | 0 |  | N/A | N/A | N/A | N/A | N/A | N/A | N/A | N/A | 0 | 0 | 0 | 0 |  | 0 | 10 | N/A | N/A | N/A | 2 | N/A | N/A | N/A | N/A | N/A | N/A | N/A | 0 | 0 | 0
PG&E FRESNO | El Nido (PGE) | 115 | No Analysis | 1 |  | 0 | 0 | 0 | 0 |  | 0 |  | N/A | N/A | N/A | N/A | N/A | N/A | N/A | N/A | 0 | 0 | 0 | 0 |  | 0 | 10 | N/A | N/A | N/A | 1 | N/A | N/A | N/A | N/A | N/A | N/A | N/A | 0 | 0 | 0
SCE Metro | El Nido (SCE) | 230 | El Nido | 2 |  | 0 | 0 | 0 | 0 |  | 0 |  | N/A | N/A | N/A | N/A | N/A | N/A | N/A | N/A | 0 | 0 | 0 | 0 |  | 0 | 10 | 1 | 3 | 1 | 2 | 1 | 1 | 1 | 2 | 3 | 1 | 1 | 0 | 0 | 0
PG&E GBA | El Patio | 115 | No Analysis | 2 |  | 0 | 0 | 0 | 0 |  | 0 |  | N/A | N/A | N/A | N/A | N/A | N/A | N/A | N/A | 0 | 0 | 0 | 0 |  | 0 | 10 | N/A | N/A | N/A | 2 | N/A | N/A | N/A | N/A | N/A | N/A | N/A | 0 | 0 | 0
SCE Metro | El Segundo | 230 | El Segundo | 2 |  | 0 | 0 | 0 | 0 |  | 0 |  | N/A | N/A | N/A | N/A | N/A | N/A | N/A | N/A | 0 | 0 | 0 | 0 |  | 0 | 10 | 1 | 3 | 1 | 2 | 1 | 1 | 1 | 2 | 3 | 1 | 1 | 0 | 0 | 0
EOP | Eldorado | 230 | Eldorado | 2 | OOS | 0 | 0 | 0 | 0 |  | 0 |  | N/A | N/A | N/A | N/A | N/A | N/A | N/A | N/A | 0 | 0 | 0 | 0 |  | 0 | 10 | 5 | N/A | N/A | 2 | N/A | N/A | N/A | N/A | N/A | N/A | N/A | 184 | 0 | 184 |  | OOS | N/A | N/A | N/A | N/A | N/A | N/A | N/A | N/A
EOP | Eldorado | 500 | Eldorado | 2 | OOS | 0 | 0 | 0 | 0 |  | 0 |  | N/A | N/A | N/A | N/A | N/A | N/A | N/A | N/A | 600 | 0 | 0 | 0 |  | 600 | 10 | 5 | N/A | N/A | 2 | N/A | N/A | N/A | N/A | N/A | N/A | N/A | 248 | 0 | 248
SCE Northern | Elizabeth Lake | 66 | No Analysis | 2 |  | 0 | 0 | 0 | 0 |  | 0 |  | N/A | N/A | N/A | N/A | N/A | N/A | N/A | N/A | 0 | 0 | 0 | 0 |  | 0 | 10 | N/A | N/A | N/A | 2 | N/A | N/A | N/A | N/A | N/A | N/A | N/A | 0 | 0 | 0
PG&E KERN | Elk Hills | 230 | Elk Hills | 1 |  | 0 | 0 | 0 | 0 |  | 0 |  | N/A | N/A | N/A | N/A | N/A | N/A | N/A | N/A | 0 | 0 | 0 | 0 |  | 0 | 10 | 1 | 1 | 1 | 1 | 1 | 1 | 2 | 4 | 4 | 1 | 1 | 0 | 0 | 0
SDGE | Elliot | 69 | No Analysis | 2 |  | 0 | 0 | 0 | 0 |  | 0 |  | N/A | N/A | N/A | N/A | N/A | N/A | N/A | N/A | 0 | 0 | 0 | 0 |  | 0 | 10 | N/A | N/A | N/A | 2 | N/A | N/A | N/A | N/A | N/A | N/A | N/A | 0 | 0 | 0
SCE Metro | Ellis | 230 | Ellis | 2 |  | 0 | 0 | 0 | 0 |  | 0 |  | N/A | N/A | N/A | N/A | N/A | N/A | N/A | N/A | 0 | 0 | 0 | 0 |  | 0 | 10 | 1 | 4 | 1 | 2 | 1 | 1 | 1 | 5 | 5 | 1 | 1 | 0 | 0 | 0
SDGE | Encina | 138 | Encina | 2 |  | 0 | 0 | 0 | 0 |  | 0 |  | N/A | N/A | N/A | N/A | N/A | N/A | N/A | N/A | 0 | 0 | 0 | 0 |  | 0 | 10 | 3 | 5 | 3 | 2 | 1 | 1 | 2 | 2 | 2 | 1 | 1 | 0 | 0 | 0
SDGE | Encina | 230 | Encina | 2 |  | 0 | 0 | 0 | 0 |  | 0 | 10 | 1 | 1 | 1 | 3 | 3 | 3 | 1 | 1 | 20 | 0 | 0 | 0 |  | 20 | 10 | 3 | 5 | 3 | 2 | 1 | 1 | 2 | 2 | 2 | 1 | 1 | 0 | 0 | 0
SDGE | Escondido | 230 | Escondido | 2 |  | 0 | 0 | 0 | 0 |  | 0 |  | N/A | N/A | N/A | N/A | N/A | N/A | N/A | N/A | 0 | 0 | 0 | 0 |  | 0 | 10 | 1 | 4 | 1 | 2 | 4 | 1 | 1 | 1 | 2 | 1 | 1 | 0 | 0 | 0
SDGE | Escondido | 69 | Escondido | 2 |  | 0 | 0 | 0 | 0 |  | 0 |  | N/A | N/A | N/A | N/A | N/A | N/A | N/A | N/A | 0 | 0 | 0 | 0 |  | 0 | 10 | 1 | 4 | 1 | 2 | 4 | 1 | 1 | 1 | 2 | 1 | 1 | 0 | 0 | 0
PG&E KERN | Estrella | 230 | No Analysis | 1 |  | 0 | 0 | 0 | 0 |  | 0 |  | N/A | N/A | N/A | N/A | N/A | N/A | N/A | N/A | 0 | 0 | 0 | 0 |  | 0 | 10 | N/A | N/A | N/A | 1 | N/A | N/A | N/A | N/A | N/A | N/A | N/A | 0 | 0 | 0
SCE Eastern | Etiwanda | 230 | Etiwanda | 2 |  | 0 | 0 | 0 | 0 |  | 0 |  | N/A | N/A | N/A | N/A | N/A | N/A | N/A | N/A | 0 | 0 | 0 | 0 |  | 0 | 10 | 1 | 4 | 1 | 2 | 5 | 1 | 1 | 1 | 1 | 1 | 1 | 0 | 0 | 0
PG&E GBA | Evergreen | 115 | No Analysis | 2 |  | 0 | 0 | 0 | 0 |  | 0 |  | N/A | N/A | N/A | N/A | N/A | N/A | N/A | N/A | 0 | 0 | 0 | 0 |  | 0 | 10 | N/A | N/A | N/A | 2 | N/A | N/A | N/A | N/A | N/A | N/A | N/A | 0 | 0 | 0
PG&E GBA | Evergreen | 60 | No Analysis | 2 |  | 0 | 0 | 0 | 0 |  | 0 |  | N/A | N/A | N/A | N/A | N/A | N/A | N/A | N/A | 0 | 0 | 0 | 0 |  | 0 | 10 | N/A | N/A | N/A | 2 | N/A | N/A | N/A | N/A | N/A | N/A | N/A | 0 | 0 | 0
PG&E FRESNO | Excelsior | 115 | Excelsior | 1 |  | 0 | 0 | 0 | 0 |  | 0 |  | N/A | N/A | N/A | N/A | N/A | N/A | N/A | N/A | 0 | 0 | 0 | 0 |  | 0 | 10 | 1 | 1 | 1 | 1 | 1 | 1 | 1 | 1 | 1 | 1 | 1 | 0 | 0 | 0
PG&E FRESNO | Exchequer | 115 | No Analysis | 1 |  | 0 | 0 | 0 | 0 |  | 0 |  | N/A | N/A | N/A | N/A | N/A | N/A | N/A | N/A | 0 | 0 | 0 | 0 |  | 0 | 10 | N/A | N/A | N/A | 1 | N/A | N/A | N/A | N/A | N/A | N/A | N/A | 0 | 0 | 0
PG&E KERN | Fairway | 115 | No Analysis | 2 |  | 0 | 0 | 0 | 0 |  | 0 |  | N/A | N/A | N/A | N/A | N/A | N/A | N/A | N/A | 0 | 0 | 0 | 0 |  | 0 | 10 | N/A | N/A | N/A | 2 | N/A | N/A | N/A | N/A | N/A | N/A | N/A | 0 | 0 | 0
PG&E KERN | Famoso | 115 | No Analysis | 1 |  | 0 | 0 | 0 | 0 |  | 0 |  | N/A | N/A | N/A | N/A | N/A | N/A | N/A | N/A | 0 | 0 | 0 | 0 |  | 0 | 10 | N/A | N/A | N/A | 1 | N/A | N/A | N/A | N/A | N/A | N/A | N/A | 0 | 0 | 0
PG&E NGBA | Fern Road | 500 | No Analysis | 2 |  | 0 | 0 | 0 | 0 |  | 0 |  | N/A | N/A | N/A | N/A | N/A | N/A | N/A | N/A | 0 | 0 | 0 | 0 |  | 0 | 10 | N/A | N/A | N/A | 2 | N/A | N/A | N/A | N/A | N/A | N/A | N/A | 185 | 0 | 185
PG&E GBA | Fibreboard (SPI Sonora) | 115 | No Analysis | 2 |  | 0 | 0 | 0 | 0 |  | 0 | 15 | N/A | N/A | N/A | N/A | N/A | N/A | N/A | N/A | 0 | 0 | 0 | 0 |  | 0 | 10 | N/A | N/A | N/A | 2 | N/A | N/A | N/A | N/A | N/A | N/A | N/A | 0 | 0 | 0
PG&E FRESNO | Figarden | 230 | No Analysis | 1 |  | 0 | 0 | 0 | 0 |  | 0 |  | N/A | N/A | N/A | N/A | N/A | N/A | N/A | N/A | 0 | 0 | 0 | 0 |  | 0 | 10 | N/A | N/A | N/A | 1 | N/A | N/A | N/A | N/A | N/A | N/A | N/A | 0 | 0 | 0
PG&E FRESNO | Fink | 230 | Fink (Proposed) | 1 |  | 0 | 0 | 0 | 0 |  | 0 |  | N/A | N/A | N/A | N/A | N/A | N/A | N/A | N/A | 200 | 0 | 0 | 0 |  | 200 | 10 | 2 | 1 | 1 | 1 | 3 | 1 | 1 | 1 | 2 | 1 | 1 | 70 | 0 | 70
PG&E NGBA | Fitch Mountain | 60 | No Analysis | 2 |  | 0 | 0 | 0 | 0 |  | 0 |  | N/A | N/A | N/A | N/A | N/A | N/A | N/A | N/A | 0 | 0 | 0 | 0 |  | 0 | 10 | N/A | N/A | N/A | 2 | N/A | N/A | N/A | N/A | N/A | N/A | N/A | 0 | 0 | 0
PG&E GBA | FMC | 115 | No Analysis | 2 |  | 0 | 0 | 0 | 0 |  | 0 |  | N/A | N/A | N/A | N/A | N/A | N/A | N/A | N/A | 0 | 0 | 0 | 0 |  | 0 | 10 | N/A | N/A | N/A | 2 | N/A | N/A | N/A | N/A | N/A | N/A | N/A | 0 | 0 | 0
PG&E GBA | Fremont | 115 | No Analysis | 2 |  | 0 | 0 | 0 | 0 |  | 0 |  | N/A | N/A | N/A | N/A | N/A | N/A | N/A | N/A | 0 | 0 | 0 | 0 |  | 0 | 10 | N/A | N/A | N/A | 2 | N/A | N/A | N/A | N/A | N/A | N/A | N/A | 0 | 0 | 0
PG&E GBA | French Camp | 60 | No Analysis | 1 |  | 0 | 0 | 0 | 0 |  | 0 |  | N/A | N/A | N/A | N/A | N/A | N/A | N/A | N/A | 0 | 0 | 0 | 0 |  | 0 | 10 | N/A | N/A | N/A | 1 | N/A | N/A | N/A | N/A | N/A | N/A | N/A | 0 | 0 | 0
PG&E GBA | Frogtown | 115 | No Analysis | 2 |  | 0 | 0 | 0 | 0 |  | 0 |  | N/A | N/A | N/A | N/A | N/A | N/A | N/A | N/A | 0 | 0 | 0 | 0 |  | 0 | 10 | N/A | N/A | N/A | 2 | N/A | N/A | N/A | N/A | N/A | N/A | N/A | 0 | 0 | 0
PG&E NGBA | Fulton | 115 | Fulton | 2 |  | 0 | 0 | 0 | 0 |  | 0 |  | N/A | N/A | N/A | N/A | N/A | N/A | N/A | N/A | 0 | 0 | 0 | 0 |  | 0 | 10 | 1 | 3 | 1 | 2 | 1 | 1 | 2 | 3 | 4 | 1 | 1 | 0 | 0 | 0
PG&E NGBA | Fulton | 230 | Fulton | 2 |  | 0 | 0 | 0 | 0 |  | 0 |  | N/A | N/A | N/A | N/A | N/A | N/A | N/A | N/A | 0 | 0 | 0 | 0 |  | 0 | 10 | 1 | 3 | 1 | 2 | 1 | 1 | 2 | 3 | 4 | 1 | 1 | 0 | 18 | 18 |  | Geysers | 1 | 5 | 2 | 1 | 2 | 3 | 1 | 1
PG&E NGBA | Fulton | 60 | Fulton | 2 |  | 0 | 0 | 0 | 0 |  | 0 |  | N/A | N/A | N/A | N/A | N/A | N/A | N/A | N/A | 0 | 0 | 0 | 0 |  | 0 | 10 | 1 | 3 | 1 | 2 | 1 | 1 | 2 | 3 | 4 | 1 | 1 | 0 | 0 | 0
PG&E KERN | Ganso | 115 | No Analysis | 1 |  | 0 | 0 | 0 | 0 |  | 0 |  | N/A | N/A | N/A | N/A | N/A | N/A | N/A | N/A | 0 | 0 | 0 | 0 |  | 0 | 10 | N/A | N/A | N/A | 1 | N/A | N/A | N/A | N/A | N/A | N/A | N/A | 0 | 0 | 0
PG&E FRESNO | Gates | 230 | Gates | 1 |  | 0 | 0 | 0 | 0 |  | 0 |  | N/A | N/A | N/A | N/A | N/A | N/A | N/A | N/A | 166 | 477.5 | 143.5 | 0 |  | 500 | 15 | 1 | 1 | 1 | 1 | 1 | 1 | 1 | 1 | 1 | 1 | 1 | 0 | 0 | 0
PG&E FRESNO | Gates | 500 | Gates | 1 |  | 0 | 0 | 0 | 0 |  | 0 |  | N/A | N/A | N/A | N/A | N/A | N/A | N/A | N/A | 0 | 0 | 0 | 0 |  | 0 | 10 | 2 | 1 | 2 | 1 | 1 | 1 | 1 | 1 | 1 | 1 | 1 | 0 | 0 | 0
PG&E NGBA | Geysers 12 | 230 | Geysers | 2 |  | 0 | 0 | 0 | 0 |  | 0 |  | N/A | N/A | N/A | N/A | N/A | N/A | N/A | N/A | 0 | 0 | 0 | 0 |  | 0 | 10 | 1 | 1 | 1 | 2 | 3 | 2 | 2 | 3 | 5 | 1 | 1 | 0 | 0 | 0
PG&E NGBA | Geysers 17 | 230 | Geysers | 2 |  | 0 | 0 | 0 | 0 |  | 0 |  | N/A | N/A | N/A | N/A | N/A | N/A | N/A | N/A | 0 | 0 | 0 | 0 |  | 0 | 10 | 1 | 1 | 1 | 2 | 3 | 2 | 2 | 3 | 5 | 1 | 1 | 0 | 0 | 0 |  | Geysers | 1 | 5 | 2 | 1 | 2 | 3 | 1 | 1
PG&E NGBA | Geysers 3 | 115 | Geysers | 2 |  | 0 | 0 | 0 | 0 |  | 0 |  | N/A | N/A | N/A | N/A | N/A | N/A | N/A | N/A | 0 | 0 | 0 | 0 |  | 0 | 10 | 1 | 1 | 1 | 2 | 3 | 2 | 2 | 3 | 5 | 1 | 1 | 0 | 0 | 0
PG&E NGBA | Glenn | 230 | Glenn | 2 |  | 120 | 0 | 0 | 0 |  | 120 | 10 | 5 | 5 | 5 | 5 | 5 | 5 | 5 | 5 | 0 | 0 | 0 | 0 |  | 0 | 10 | 1 | 1 | 2 | 2 | 1 | 2 | 1 | 1 | 2 | 1 | 1 | 0 | 0 | 0
PG&E NGBA | Glenn | 60 | Glenn | 2 |  | 0 | 0 | 0 | 0 |  | 0 |  | N/A | N/A | N/A | N/A | N/A | N/A | N/A | N/A | 0 | 0 | 0 | 0 |  | 0 | 10 | 1 | 1 | 2 | 2 | 1 | 2 | 1 | 1 | 2 | 1 | 1 | 0 | 0 | 0
PG&E NGBA | Gold Hill | 115 | Gold Hill | 2 |  | 0 | 0 | 0 | 0 |  | 0 |  | N/A | N/A | N/A | N/A | N/A | N/A | N/A | N/A | 0 | 150 | 0 | 0 |  | 150 | 10 | 1 | 4 | 1 | 2 | 2 | 1 | 1 | 1 | 2 | 1 | 1 | 0 | 0 | 0
PG&E NGBA | Gold Hill | 230 | Gold Hill | 2 |  | 0 | 0 | 0 | 0 |  | 0 | 10 | 1 | 1 | 1 | 1 | 1 | 1 | 1 | 1 | 0 | 0 | 0 | 0 |  | 0 | 10 | 1 | 4 | 1 | 2 | 2 | 1 | 1 | 1 | 2 | 1 | 1 | 40 | 0 | 40
SCE Northern | Goleta | 230 | Goleta | 2 |  | 0 | 0 | 0 | 0 |  | 0 |  | N/A | N/A | N/A | N/A | N/A | N/A | N/A | N/A | 0 | 0 | 0 | 0 |  | 0 | 10 | 1 | 1 | 1 | 2 | 5 | 1 | 1 | 1 | 1 | 2 | 1 | 0 | 0 | 0
SCE Metro | Goodrich | 230 | Goodrich | 2 |  | 0 | 0 | 0 | 0 |  | 0 |  | N/A | N/A | N/A | N/A | N/A | N/A | N/A | N/A | 0 | 0 | 0 | 0 |  | 0 | 10 | 1 | 1 | 1 | 2 | 5 | 1 | 2 | 5 | 5 | 5 | 1 | 0 | 0 | 0
PG&E KERN | Goose Lake | 115 | Goose Lake | 1 |  | 0 | 0 | 0 | 0 |  | 0 |  | N/A | N/A | N/A | N/A | N/A | N/A | N/A | N/A | 0 | 0 | 0 | 0 |  | 0 | 10 | 1 | 1 | 1 | 1 | 1 | 1 | 1 | 1 | 2 | 1 | 1 | 0 | 0 | 0
SCE Metro | Gould | 230 | Gould | 2 |  | 0 | 0 | 0 | 0 |  | 0 |  | N/A | N/A | N/A | N/A | N/A | N/A | N/A | N/A | 0 | 0 | 0 | 0 |  | 0 | 10 | 1 | 2 | 1 | 2 | 3 | 1 | 1 | 1 | 1 | 1 | 1 | 0 | 0 | 0
PG&E NGBA | Grand Island | 115 | Grand Island | 1 |  | 0 | 0 | 0 | 0 |  | 0 |  | N/A | N/A | N/A | N/A | N/A | N/A | N/A | N/A | 0 | 0 | 0 | 0 |  | 0 | 10 | 1 | 1 | 1 | 1 | 1 | 1 | 1 | 1 | 1 | 1 | 1 | 0 | 0 | 0
SDGE | Granite | 69 | No Analysis | 2 |  | 0 | 0 | 0 | 0 |  | 0 |  | N/A | N/A | N/A | N/A | N/A | N/A | N/A | N/A | 0 | 0 | 0 | 0 |  | 0 | 10 | N/A | N/A | N/A | 2 | N/A | N/A | N/A | N/A | N/A | N/A | N/A | 0 | 0 | 0
PG&E GBA | Grant | 115 | No Analysis | 2 |  | 0 | 0 | 0 | 0 |  | 0 |  | N/A | N/A | N/A | N/A | N/A | N/A | N/A | N/A | 0 | 0 | 0 | 0 |  | 0 | 10 | N/A | N/A | N/A | 2 | N/A | N/A | N/A | N/A | N/A | N/A | N/A | 0 | 0 | 0
PG&E GBA | Green Valley | 115 | No Analysis | 1 |  | 0 | 0 | 0 | 0 |  | 0 |  | N/A | N/A | N/A | N/A | N/A | N/A | N/A | N/A | 0 | 0 | 0 | 0 |  | 0 | 10 | N/A | N/A | N/A | 1 | N/A | N/A | N/A | N/A | N/A | N/A | N/A | 0 | 0 | 0
PG&E NGBA | Greenleaf 1 | 115 | No Analysis | 2 |  | 0 | 0 | 0 | 0 |  | 0 |  | N/A | N/A | N/A | N/A | N/A | N/A | N/A | N/A | 0 | 0 | 0 | 0 |  | 0 | 10 | N/A | N/A | N/A | 2 | N/A | N/A | N/A | N/A | N/A | N/A | N/A | 0 | 0 | 0
PG&E FRESNO | Gregg | 230 | Gregg | 1 |  | 0 | 0 | 0 | 0 |  | 0 | 10 | 1 | 1 | 1 | 1 | 1 | 1 | 1 | 1 | 100 | 0 | 0 | 0 |  | 100 | 10 | 1 | 2 | 2 | 1 | 2 | 1 | 1 | 1 | 1 | 1 | 1 | 0 | 0 | 0
PG&E FRESNO | Grimmway-Malaga | 115 | Grimway | 1 |  | 0 | 0 | 0 | 0 |  | 0 |  | N/A | N/A | N/A | N/A | N/A | N/A | N/A | N/A | 75 | 0 | 0 | 0 |  | 75 | 10 | 1 | 1 | 2 | 1 | 1 | 1 | 1 | 1 | 1 | 1 | 1 | 0 | 0 | 0
PG&E NGBA | Grizzly | 230 | No Analysis | 2 |  | 0 | 0 | 0 | 0 |  | 0 | 15 | N/A | N/A | N/A | N/A | N/A | N/A | N/A | N/A | 0 | 0 | 0 | 0 |  | 0 | 10 | N/A | N/A | N/A | 2 | N/A | N/A | N/A | N/A | N/A | N/A | N/A | 0 | 0 | 0
PG&E FRESNO | Guernsey | 70 | No Analysis | 1 |  | 0 | 0 | 0 | 0 |  | 0 |  | N/A | N/A | N/A | N/A | N/A | N/A | N/A | N/A | 0 | 0 | 0 | 0 |  | 0 | 10 | N/A | N/A | N/A | 1 | N/A | N/A | N/A | N/A | N/A | N/A | N/A | 0 | 0 | 0
PG&E FRESNO | GWF Hanford | 115 | GWF Hanford Sw Sta | 2 |  | 0 | 0 | 0 | 0 |  | 0 |  | N/A | N/A | N/A | N/A | N/A | N/A | N/A | N/A | 0 | 0 | 0 | 0 |  | 0 | 10 | 1 | 1 | 1 | 2 | 1 | 1 | 1 | 1 | 1 | 1 | 1 | 0 | 0 | 0
PG&E FRESNO | Haas | 230 | No Analysis | 2 |  | 0 | 0 | 0 | 0 |  | 0 |  | N/A | N/A | N/A | N/A | N/A | N/A | N/A | N/A | 150 | 0 | 0 | 0 |  | 150 | 10 | N/A | N/A | N/A | 2 | N/A | N/A | N/A | N/A | N/A | N/A | N/A | 0 | 0 | 0
PG&E FRESNO | Hammonds | 115 | No Analysis | 1 |  | 0 | 0 | 0 | 0 |  | 0 |  | N/A | N/A | N/A | N/A | N/A | N/A | N/A | N/A | 100 | 0 | 0 | 0 |  | 100 | 10 | N/A | N/A | N/A | 1 | N/A | N/A | N/A | N/A | N/A | N/A | N/A | 0 | 0 | 0
SCE Metro | HarborGen | 230 | Harborgen | 2 |  | 0 | 0 | 0 | 0 |  | 0 |  | N/A | N/A | N/A | N/A | N/A | N/A | N/A | N/A | 0 | 0 | 0 | 0 |  | 0 | 10 | 1 | 3 | 1 | 2 | 1 | 1 | 1 | 2 | 2 | 1 | 1 | 0 | 0 | 0
PG&E NGBA | Harris | 60 | No Analysis | 2 |  | 0 | 0 | 0 | 0 |  | 0 |  | N/A | N/A | N/A | N/A | N/A | N/A | N/A | N/A | 0 | 0 | 0 | 0 |  | 0 | 10 | N/A | N/A | N/A | 2 | N/A | N/A | N/A | N/A | N/A | N/A | N/A | 0 | 0 | 0
EOP | Harry Allen | 500 | Harry Allen | 2 | OOS | 0 | 0 | 0 | 0 |  | 0 |  | N/A | N/A | N/A | N/A | N/A | N/A | N/A | N/A | 0 | 0 | 0 | 0 |  | 0 | 10 | #N/A | N/A | N/A | 2 | N/A | N/A | N/A | N/A | N/A | N/A | N/A | 0 | 0 | 0
PG&E NGBA | Hartley | 60 | No Analysis | 2 |  | 0 | 0 | 0 | 0 |  | 0 | 10 | N/A | N/A | N/A | N/A | N/A | N/A | N/A | N/A | 0 | 0 | 0 | 0 |  | 0 | 10 | N/A | N/A | N/A | 2 | N/A | N/A | N/A | N/A | N/A | N/A | N/A | 0 | 0 | 0
SCE NOL | Harvard | 115 | No Analysis | 2 |  | 0 | 0 | 0 | 0 |  | 0 |  | N/A | N/A | N/A | N/A | N/A | N/A | N/A | N/A | 0 | 0 | 0 | 0 |  | 0 | 10 | N/A | N/A | N/A | 2 | N/A | N/A | N/A | N/A | N/A | N/A | N/A | 0 | 0 | 0
SDGE | Hassayampa | 500 | Hassayampa | 2 | OOS | 0 | 0 | 0 | 0 |  | 0 |  | N/A | N/A | N/A | N/A | N/A | N/A | N/A | N/A | 5032.5 | 85 | 0 | 0 |  | 5117.5 | 10 | 2 | N/A | N/A | 2 | N/A | N/A | N/A | N/A | N/A | N/A | N/A | 0 | 0 | 0
PG&E FRESNO | Helm | 230 | Helm | 1 |  | 0 | 0 | 0 | 0 |  | 0 |  | N/A | N/A | N/A | N/A | N/A | N/A | N/A | N/A | 150 | 0 | 0 | 0 |  | 150 | 10 | 1 | 1 | 1 | 1 | 1 | 1 | 1 | 1 | 1 | 1 | 1 | 0 | 0 | 0
PG&E FRESNO | Helm | 70 | Helm | 1 |  | 0 | 0 | 0 | 0 |  | 0 |  | N/A | N/A | N/A | N/A | N/A | N/A | N/A | N/A | 0 | 0 | 0 | 0 |  | 0 | 10 | 1 | 1 | 1 | 1 | 1 | 1 | 1 | 1 | 1 | 1 | 1 | 0 | 0 | 0
PG&E FRESNO | Henrietta | 115 | Henrietta | 1 |  | 0 | 0 | 0 | 0 |  | 0 |  | N/A | N/A | N/A | N/A | N/A | N/A | N/A | N/A | 160 | 0 | 0 | 0 |  | 160 | 10 | 1 | 1 | 1 | 1 | 1 | 1 | 1 | 1 | 1 | 1 | 1 | 0 | 0 | 0
PG&E FRESNO | Henrietta | 230 | Henrietta | 1 |  | 0 | 0 | 0 | 0 |  | 0 |  | N/A | N/A | N/A | N/A | N/A | N/A | N/A | N/A | 460 | 0 | 0 | 0 |  | 460 | 10 | 1 | 1 | 1 | 1 | 1 | 1 | 1 | 1 | 1 | 1 | 1 | 0 | 0 | 0
PG&E FRESNO | Henrietta | 70 | Henrietta | 1 |  | 0 | 0 | 0 | 0 |  | 0 |  | N/A | N/A | N/A | N/A | N/A | N/A | N/A | N/A | 0 | 0 | 0 | 0 |  | 0 | 10 | 1 | 1 | 1 | 1 | 1 | 1 | 1 | 1 | 1 | 1 | 1 | 0 | 0 | 0
PG&E FRESNO | Herndon | 115 | No Analysis | 1 |  | 0 | 0 | 0 | 0 |  | 0 |  | N/A | N/A | N/A | N/A | N/A | N/A | N/A | N/A | 0 | 0 | 0 | 0 |  | 0 | 10 | N/A | N/A | N/A | 1 | N/A | N/A | N/A | N/A | N/A | N/A | N/A | 0 | 0 | 0
PG&E FRESNO | Herndon | 230 | No Analysis | 1 |  | 0 | 0 | 0 | 0 |  | 0 |  | N/A | N/A | N/A | N/A | N/A | N/A | N/A | N/A | 0 | 0 | 0 | 0 |  | 0 | 10 | N/A | N/A | N/A | 1 | N/A | N/A | N/A | N/A | N/A | N/A | N/A | 0 | 0 | 0
PG&E GBA | Hicks | 230 | Hicks | 2 |  | 0 | 0 | 0 | 0 |  | 0 |  | N/A | N/A | N/A | N/A | N/A | N/A | N/A | N/A | 0 | 0 | 0 | 0 |  | 0 | 10 | 1 | 3 | 1 | 2 | 2 | 3 | 1 | 2 | 4 | 1 | 1 | 0 | 0 | 0
PG&E NGBA | Higgins | 115 | Higgins | 2 |  | 0 | 0 | 0 | 0 |  | 0 |  | N/A | N/A | N/A | N/A | N/A | N/A | N/A | N/A | 0 | 0 | 0 | 0 |  | 0 | 10 | 1 | 4 | 1 | 2 | 5 | 3 | 1 | 1 | 3 | 1 | 1 | 0 | 0 | 0
PG&E NGBA | Hilltop | 345 | Hilltop | 2 |  | 0 | 0 | 0 | 0 |  | 0 | 20 | 1 | 2 | 2 | 1 | 1 | 3 | 2 | 1 | 0 | 0 | 0 | 0 |  | 0 | 10 | 1 | 1 | 1 | 2 | 1 | 1 | 1 | 1 | 2 | 2 | 1 | 100 | 0 | 100
SCE Metro | Hinson | 230 | Hinson | 2 |  | 0 | 0 | 0 | 0 |  | 0 |  | N/A | N/A | N/A | N/A | N/A | N/A | N/A | N/A | 0 | 0 | 0 | 0 |  | 0 | 10 | 1 | 4 | 1 | 2 | 1 | 1 | 1 | 2 | 2 | 1 | 1 | 0 | 0 | 0
PG&E GBA | Hollister | 115 | Hollister | 2 |  | 0 | 0 | 0 | 0 |  | 0 |  | N/A | N/A | N/A | N/A | N/A | N/A | N/A | N/A | 0 | 0 | 0 | 0 |  | 0 | 10 | 1 | 1 | 1 | 2 | 3 | 1 | 1 | 1 | 2 | 1 | 1 | 0 | 0 | 0
PG&E NGBA | Homestake | 115 | No Analysis | 2 |  | 0 | 0 | 0 | 0 |  | 0 |  | N/A | N/A | N/A | N/A | N/A | N/A | N/A | N/A | 0 | 0 | 0 | 0 |  | 0 | 10 | N/A | N/A | N/A | 2 | N/A | N/A | N/A | N/A | N/A | N/A | N/A | 0 | 0 | 0
PG&E NGBA | Honcut | 115 | Honcut | 2 |  | 0 | 0 | 0 | 0 |  | 0 |  | N/A | N/A | N/A | N/A | N/A | N/A | N/A | N/A | 0 | 0 | 0 | 0 |  | 0 | 10 | 1 | 2 | 1 | 2 | 2 | 3 | 1 | 1 | 3 | 1 | 1 | 0 | 0 | 0
SDGE | Hoodoo Wash | 500 | Hoodoo Wash | 2 | OOS | 0 | 0 | 0 | 0 |  | 0 |  | N/A | N/A | N/A | N/A | N/A | N/A | N/A | N/A | 237.5 | 5790.6 | 0 | 0 |  | 6028.1 | 10 | 2 | N/A | N/A | 2 | N/A | N/A | N/A | N/A | N/A | N/A | N/A | 0 | 0 | 0
PG&E NGBA | Hopland | 115 | Hopland | 2 |  | 0 | 0 | 0 | 0 |  | 0 |  | N/A | N/A | N/A | N/A | N/A | N/A | N/A | N/A | 0 | 0 | 0 | 0 |  | 0 | 10 | 1 | 1 | 1 | 2 | 5 | 3 | 1 | 1 | 3 | 1 | 1 | 0 | 0 | 0
PG&E NGBA | Hopland | 60 | Hopland | 2 |  | 0 | 0 | 0 | 0 |  | 0 |  | N/A | N/A | N/A | N/A | N/A | N/A | N/A | N/A | 0 | 0 | 0 | 0 |  | 0 | 10 | 1 | 1 | 1 | 2 | 5 | 3 | 1 | 1 | 3 | 1 | 1 | 0 | 0 | 0
PG&E NGBA | Humboldt | 115 | Humboldt | 2 |  | 0 | 0 | 0 | 0 |  | 0 |  | N/A | N/A | N/A | N/A | N/A | N/A | N/A | N/A | 0 | 0 | 0 | 0 |  | 0 | 10 | 1 | 1 | 1 | 2 | 1 | 1 | 1 | 2 | 2 | 1 | 1 | 0 | 0 | 0
PG&E NGBA | Humboldt | 60 | Humboldt | 2 |  | 0 | 0 | 0 | 0 |  | 0 |  | N/A | N/A | N/A | N/A | N/A | N/A | N/A | N/A | 0 | 0 | 0 | 0 |  | 0 | 10 | 1 | 1 | 1 | 2 | 1 | 1 | 1 | 2 | 2 | 1 | 1 | 0 | 0 | 0
PG&E NGBA | Humboldt | 500 | Humboldt | 2 |  | 0 | 170.7 | 0 | 0 |  | 170.7 |  | N/A | N/A | N/A | N/A | N/A | N/A | N/A | N/A | 0 | 0 | 0 | 0 |  | 0 | 10 | 1 | 1 | 1 | 2 | 1 | 1 | 1 | 2 | 2 | 1 | 1 | 0 | 0 | 0
SCE Metro | Huntington Beach | 230 | Huntington Beach | 2 |  | 0 | 0 | 0 | 0 |  | 0 |  | N/A | N/A | N/A | N/A | N/A | N/A | N/A | N/A | 0 | 0 | 0 | 0 |  | 0 | 10 | 1 | 4 | 1 | 2 | 1 | 1 | 1 | 5 | 5 | 1 | 1 | 0 | 0 | 0
PG&E NGBA | Ignacio | 115 | Ignacio | 2 |  | 0 | 0 | 0 | 0 |  | 0 |  | N/A | N/A | N/A | N/A | N/A | N/A | N/A | N/A | 0 | 0 | 0 | 0 |  | 0 | 10 | 1 | 2 | 1 | 2 | 2 | 2 | 1 | 1 | 3 | 1 | 1 | 0 | 0 | 0
PG&E NGBA | Ignacio | 230 | Ignacio | 2 |  | 0 | 0 | 0 | 0 |  | 0 |  | N/A | N/A | N/A | N/A | N/A | N/A | N/A | N/A | 0 | 0 | 0 | 0 |  | 0 | 10 | 1 | 2 | 1 | 2 | 2 | 2 | 1 | 1 | 3 | 1 | 1 | 115 | 0 | 115
PG&E NGBA | Ignacio | 60 | Ignacio | 2 |  | 0 | 0 | 0 | 0 |  | 0 |  | N/A | N/A | N/A | N/A | N/A | N/A | N/A | N/A | 0 | 0 | 0 | 0 |  | 0 | 10 | 1 | 2 | 1 | 2 | 2 | 2 | 1 | 1 | 3 | 1 | 1 | 0 | 0 | 0
SDGE | Imperial Beach | 69 | No Analysis | 2 |  | 0 | 0 | 0 | 0 |  | 0 |  | N/A | N/A | N/A | N/A | N/A | N/A | N/A | N/A | 0 | 0 | 0 | 0 |  | 0 | 10 | N/A | N/A | N/A | 2 | N/A | N/A | N/A | N/A | N/A | N/A | N/A | 0 | 0 | 0
SDGE | Imperial Valley | 230 | Imperial Valley | 2 |  | 0 | 0 | 0 | 0 |  | 0 |  | N/A | N/A | N/A | N/A | N/A | N/A | N/A | N/A | 0 | 107 | 0 | 0 |  | 107 | 15 | 1 | 1 | 2 | 2 | 1 | 1 | 1 | 1 | 1 | 1 | 1 | 25 | 0 | 25 |  | East Brawley | 1 | 1 | 1 | 1 | 1 | 1 | 1 | 1
SDGE | Imperial Valley | 500 | Imperial Valley | 2 |  | 50 | 0 | 0 | 0 |  | 50 |  | N/A | N/A | N/A | N/A | N/A | N/A | N/A | N/A | 0 | 0 | 0 | 0 |  | 0 | 15 | 1 | 1 | 2 | 2 | 1 | 1 | 1 | 1 | 1 | 1 | 1 | 505 | 0 | 505
EOP | Innovation | 138 | Innovation | 2 | OOS | 0 | 0 | 0 | 0 |  | 0 |  | N/A | N/A | N/A | N/A | N/A | N/A | N/A | N/A | 0 | 0 | 0 | 0 |  | 0 | 10 | 1 | N/A | N/A | 2 | N/A | N/A | N/A | N/A | N/A | N/A | N/A | 0 | 0 | 0
EOP | Innovation | 230 | Innovation | 2 | OOS | 0 | 0 | 0 | 0 |  | 0 |  | N/A | N/A | N/A | N/A | N/A | N/A | N/A | N/A | 400 | 0 | 0 | 0 |  | 400 | 5 | 1 | N/A | N/A | 2 | N/A | N/A | N/A | N/A | N/A | N/A | N/A | 0 | 0 | 0
SCE NOL | Inyokern | 115 | Inyokern | 1 |  | 0 | 0 | 0 | 0 |  | 0 |  | N/A | N/A | N/A | N/A | N/A | N/A | N/A | N/A | 0 | 31.8 | 0 | 0 |  | 31.8 | 10 | 1 | 5 | 1 | 1 | 1 | 2 | 1 | 1 | 2 | 1 | 1 | 0 | 0 | 0
EOP | IS Tap | 138 | No Analysis | 2 | OOS | 0 | 0 | 0 | 0 |  | 0 |  | N/A | N/A | N/A | N/A | N/A | N/A | N/A | N/A | 0 | 0 | 0 | 0 |  | 0 | 10 | N/A | N/A | N/A | 2 | N/A | N/A | N/A | N/A | N/A | N/A | N/A | 0 | 0 | 0
EOP | Ivanpah | 115 | Ivanpah | 2 | OOS | 0 | 0 | 0 | 0 |  | 0 |  | N/A | N/A | N/A | N/A | N/A | N/A | N/A | N/A | 0 | 0 | 0 | 0 |  | 0 | 10 | #N/A | N/A | N/A | 2 | N/A | N/A | N/A | N/A | N/A | N/A | N/A | 0 | 0 | 0
EOP | Ivanpah | 230 | Ivanpah | 2 | OOS | 0 | 0 | 0 | 0 |  | 0 |  | N/A | N/A | N/A | N/A | N/A | N/A | N/A | N/A | 0 | 0 | 0 | 0 |  | 0 | 10 | #N/A | N/A | N/A | 2 | N/A | N/A | N/A | N/A | N/A | N/A | N/A | 0 | 0 | 0
EOP | Jackass (DOE) | 138 | No Analysis | 2 | OOS | 0 | 0 | 0 | 0 |  | 0 |  | N/A | N/A | N/A | N/A | N/A | N/A | N/A | N/A | 0 | 0 | 0 | 0 |  | 0 | 10 | N/A | N/A | N/A | 2 | N/A | N/A | N/A | N/A | N/A | N/A | N/A | 0 | 0 | 0
PG&E NGBA | James B Black | 230 | No Analysis | 2 |  | 150 | 0 | 0 | 0 |  | 150 |  | N/A | N/A | N/A | N/A | N/A | N/A | N/A | N/A | 0 | 0 | 0 | 0 |  | 0 | 10 | N/A | N/A | N/A | 2 | N/A | N/A | N/A | N/A | N/A | N/A | N/A | 0 | 0 | 0
PG&E GBA | Jefferson | 230 | No Analysis | 2 |  | 0 | 0 | 0 | 0 |  | 0 |  | N/A | N/A | N/A | N/A | N/A | N/A | N/A | N/A | 0 | 0 | 0 | 0 |  | 0 | 10 | N/A | N/A | N/A | 2 | N/A | N/A | N/A | N/A | N/A | N/A | N/A | 0 | 0 | 0
PG&E NGBA | Jessup | 115 | Jessup | 2 |  | 110 | 0 | 0 | 0 |  | 110 |  | N/A | N/A | N/A | N/A | N/A | N/A | N/A | N/A | 0 | 0 | 0 | 0 |  | 0 | 10 | 1 | 4 | 1 | 2 | 5 | 2 | 1 | 1 | 2 | 1 | 1 | 0 | 0 | 0
SCE Metro | Johanna | 230 | Johanna | 2 |  | 0 | 0 | 0 | 0 |  | 0 |  | N/A | N/A | N/A | N/A | N/A | N/A | N/A | N/A | 0 | 0 | 0 | 0 |  | 0 | 10 | 1 | 4 | 1 | 2 | 1 | 1 | 1 | 3 | 3 | 1 | 1 | 0 | 0 | 0
SCE Eastern | Julian Hinds | 230 | Julian Hinds | 2 |  | 0 | 0 | 0 | 0 |  | 0 | 20 | 1 | 1 | 1 | 1 | 1 | 1 | 1 | 1 | 0 | 0 | 0 | 0 |  | 0 | 10 | 1 | 1 | 1 | 2 | 1 | 5 | 1 | 1 | 5 | 1 | 1 | 0 | 0 | 0
PG&E GBA | Kasson | 115 | No Analysis | 1 |  | 0 | 0 | 0 | 0 |  | 0 |  | N/A | N/A | N/A | N/A | N/A | N/A | N/A | N/A | 0 | 0 | 0 | 0 |  | 0 | 10 | N/A | N/A | N/A | 1 | N/A | N/A | N/A | N/A | N/A | N/A | N/A | 0 | 0 | 0
PG&E GBA | Kasson | 60 | No Analysis | 1 |  | 0 | 0 | 0 | 0 |  | 0 |  | N/A | N/A | N/A | N/A | N/A | N/A | N/A | N/A | 0 | 0 | 0 | 0 |  | 0 | 10 | N/A | N/A | N/A | 1 | N/A | N/A | N/A | N/A | N/A | N/A | N/A | 0 | 0 | 0
PG&E FRESNO | Kearney | 230 | Kearney | 1 |  | 0 | 0 | 0 | 0 |  | 0 |  | N/A | N/A | N/A | N/A | N/A | N/A | N/A | N/A | 0 | 0 | 0 | 0 |  | 0 | 10 | 1 | 2 | 2 | 1 | 1 | 1 | 1 | 1 | 1 | 1 | 1 | 0 | 0 | 0
PG&E FRESNO | Kearney | 70 | Kearney | 1 |  | 0 | 0 | 0 | 0 |  | 0 |  | N/A | N/A | N/A | N/A | N/A | N/A | N/A | N/A | 30 | 0 | 0 | 0 |  | 30 | 10 | 1 | 2 | 2 | 1 | 1 | 1 | 1 | 1 | 1 | 1 | 1 | 0 | 0 | 0
PG&E GBA | Kelso | 230 | Kelso | 2 |  | 0 | 0 | 0 | 0 | 80.8 | -80.8 | 10 | 4 | 5 | 3 | 2 | 3 | 5 | 1 | 1 | 0 | 0 | 0 | 0 |  | 0 | 10 | 1 | 2 | 1 | 2 | 2 | 2 | 1 | 1 | 2 | 1 | 1 | 0 | 0 | 0
PG&E FRESNO | Kerchoff 1 | 115 | No Analysis | 2 |  | 0 | 0 | 0 | 0 |  | 0 |  | N/A | N/A | N/A | N/A | N/A | N/A | N/A | N/A | 0 | 0 | 0 | 0 |  | 0 | 10 | N/A | N/A | N/A | 2 | N/A | N/A | N/A | N/A | N/A | N/A | N/A | 0 | 0 | 0
PG&E KERN | Kern Oil | 115 | Kern Oil | 1 |  | 0 | 0 | 0 | 0 |  | 0 |  | N/A | N/A | N/A | N/A | N/A | N/A | N/A | N/A | 0 | 115 | 0 | 0 |  | 115 | 10 | 1 | 2 | 1 | 1 | 2 | 2 | 1 | 1 | 2 | 1 | 1 | 0 | 0 | 0
PG&E KERN | Kern PP | 115 | Kern Power | 1 |  | 0 | 0 | 0 | 0 |  | 0 |  | N/A | N/A | N/A | N/A | N/A | N/A | N/A | N/A | 0 | 120 | 0 | 0 |  | 120 | 10 | 1 | 3 | 1 | 1 | 1 | 1 | 1 | 1 | 1 | 1 | 1 | 0 | 0 | 0
PG&E KERN | Kern PP | 230 | Kern Power | 1 |  | 0 | 0 | 0 | 0 |  | 0 |  | N/A | N/A | N/A | N/A | N/A | N/A | N/A | N/A | 0 | 90 | 0 | 0 |  | 90 | 10 | 1 | 3 | 1 | 1 | 1 | 1 | 1 | 1 | 1 | 1 | 1 | 0 | 0 | 0
PG&E KERN | Kern PP | 70 | Kern Power | 1 |  | 0 | 0 | 0 | 0 |  | 0 |  | N/A | N/A | N/A | N/A | N/A | N/A | N/A | N/A | 0 | 0 | 0 | 0 |  | 0 | 10 | 1 | 3 | 1 | 1 | 1 | 1 | 1 | 1 | 1 | 1 | 1 | 0 | 0 | 0
PG&E KERN | Kernridge | 115 | Kernridge | 1 |  | 0 | 0 | 0 | 0 |  | 0 |  | N/A | N/A | N/A | N/A | N/A | N/A | N/A | N/A | 0 | 0 | 0 | 0 |  | 0 | 10 | 1 | 1 | 1 | 1 | 1 | 2 | 1 | 1 | 2 | 1 | 1 | 0 | 0 | 0
PG&E FRESNO | Kingsburg | 115 | Kingsburg | 1 |  | 0 | 0 | 0 | 0 |  | 0 |  | N/A | N/A | N/A | N/A | N/A | N/A | N/A | N/A | 0 | 0 | 0 | 0 |  | 0 | 10 | 1 | 2 | 2 | 1 | 1 | 1 | 1 | 1 | 1 | 1 | 1 | 0 | 0 | 0
PG&E GBA | Kirker | 115 | Kirker | 2 |  | 0 | 0 | 0 | 0 |  | 0 |  | N/A | N/A | N/A | N/A | N/A | N/A | N/A | N/A | 0 | 0 | 0 | 0 |  | 0 | 10 | 1 | 1 | 1 | 2 | 3 | 1 | 1 | 1 | 2 | 1 | 1 | 0 | 0 | 0
PG&E NGBA | Knights Landing | 115 | No Analysis | 2 |  | 0 | 0 | 0 | 0 |  | 0 |  | N/A | N/A | N/A | N/A | N/A | N/A | N/A | N/A | 0 | 0 | 0 | 0 |  | 0 | 10 | N/A | N/A | N/A | 2 | N/A | N/A | N/A | N/A | N/A | N/A | N/A | 0 | 0 | 0
PG&E NGBA | Konocti | 60 | No Analysis | 2 |  | 0 | 0 | 0 | 0 |  | 0 |  | N/A | N/A | N/A | N/A | N/A | N/A | N/A | N/A | 0 | 0 | 0 | 0 |  | 0 | 10 | N/A | N/A | N/A | 2 | N/A | N/A | N/A | N/A | N/A | N/A | N/A | 0 | 0 | 0
SCE NOL | Kramer | 115 | Kramer | 2 |  | 0 | 0 | 0 | 0 |  | 0 |  | N/A | N/A | N/A | N/A | N/A | N/A | N/A | N/A | 0 | 4 | 0 | 0 |  | 4 | 10 | 4 | 5 | 1 | 2 | 1 | 4 | 1 | 1 | 5 | 1 | 1 | 0 | 0 | 0
SCE NOL | Kramer | 230 | Kramer | 2 |  | 0 | 0 | 0 | 0 |  | 0 |  | N/A | N/A | N/A | N/A | N/A | N/A | N/A | N/A | 70 | 200 | 0 | 0 |  | 270 | 10 | 4 | 5 | 1 | 2 | 1 | 4 | 1 | 1 | 5 | 1 | 1 | 0 | 0 | 0
SCE Metro | La Cienega | 230 | La Cienega | 2 |  | 0 | 0 | 0 | 0 |  | 0 |  | N/A | N/A | N/A | N/A | N/A | N/A | N/A | N/A | 0 | 0 | 0 | 0 |  | 0 | 10 | 1 | 2 | 1 | 2 | 5 | 1 | 1 | 1 | 1 | 1 | 1 | 0 | 0 | 0
SCE Metro | La Fresa | 230 | La Fresa | 2 |  | 0 | 0 | 0 | 0 |  | 0 |  | N/A | N/A | N/A | N/A | N/A | N/A | N/A | N/A | 0 | 0 | 0 | 0 |  | 0 | 10 | 1 | 3 | 1 | 2 | 1 | 1 | 1 | 3 | 3 | 1 | 1 | 0 | 0 | 0
SCE Metro | Laguna Bell | 230 | Laguna Bell | 2 |  | 0 | 0 | 0 | 0 |  | 0 |  | N/A | N/A | N/A | N/A | N/A | N/A | N/A | N/A | 0 | 0 | 0 | 0 |  | 0 | 10 | 1 | 1 | 1 | 2 | 1 | 1 | 1 | 1 | 1 | 1 | 1 | 0 | 0 | 0
PG&E KERN | Lakeview | 70 | Wheeler Ridge | 1 |  | 0 | 0 | 0 | 0 |  | 0 |  | N/A | N/A | N/A | N/A | N/A | N/A | N/A | N/A | 0 | 0 | 0 | 0 |  | 0 | 10 | 1 | 1 | 2 | 1 | 1 | 1 | 1 | 1 | 1 | 1 | 1 | 0 | 0 | 0
PG&E NGBA | Lakeville | 230 | Lakeville | 2 |  | 0 | 0 | 0 | 0 |  | 0 |  | N/A | N/A | N/A | N/A | N/A | N/A | N/A | N/A | 0 | 0 | 0 | 0 |  | 0 | 10 | 1 | 2 | 1 | 2 | 3 | 2 | 1 | 2 | 3 | 1 | 1 | 0 | 0 | 0
PG&E NGBA | Lakeville | 60 | Lakeville | 2 |  | 0 | 0 | 0 | 0 |  | 0 |  | N/A | N/A | N/A | N/A | N/A | N/A | N/A | N/A | 0 | 0 | 0 | 0 |  | 0 | 10 | 1 | 2 | 1 | 2 | 3 | 2 | 1 | 2 | 3 | 1 | 1 | 0 | 0 | 0
PG&E NGBA | Lakeville | 115 | Lakeville | 2 |  | 0 | 0 | 0 | 0 |  | 0 |  | N/A | N/A | N/A | N/A | N/A | N/A | N/A | N/A | 0 | 0 | 0 | 0 |  | 0 | 10 | 1 | 2 | 1 | 2 | 3 | 2 | 1 | 2 | 3 | 1 | 1 | 35.8 | 0 | 35.8
PG&E GBA | Lakewood | 115 | No Analysis | 2 |  | 0 | 0 | 0 | 0 |  | 0 |  | N/A | N/A | N/A | N/A | N/A | N/A | N/A | N/A | 0 | 0 | 0 | 0 |  | 0 | 10 | N/A | N/A | N/A | 2 | N/A | N/A | N/A | N/A | N/A | N/A | N/A | 0 | 0 | 0
PG&E NGBA | Lambie | 230 | No Analysis | 2 |  | 0 | 130 | 0 | 0 |  | 130 |  | N/A | N/A | N/A | N/A | N/A | N/A | N/A | N/A | 0 | 0 | 0 | 0 |  | 0 | 10 | N/A | N/A | N/A | 2 | N/A | N/A | N/A | N/A | N/A | N/A | N/A | 0 | 0 | 0
PG&E GBA | Lammers | 115 | No Analysis | 1 |  | 0 | 0 | 0 | 0 |  | 0 |  | N/A | N/A | N/A | N/A | N/A | N/A | N/A | N/A | 0 | 0 | 0 | 0 |  | 0 | 10 | N/A | N/A | N/A | 1 | N/A | N/A | N/A | N/A | N/A | N/A | N/A | 0 | 0 | 0
PG&E KERN | Lamont | 115 | Lamont | 1 |  | 0 | 0 | 0 | 0 |  | 0 |  | N/A | N/A | N/A | N/A | N/A | N/A | N/A | N/A | 0 | 0 | 0 | 0 |  | 0 | 10 | 1 | 1 | 2 | 1 | 1 | 1 | 1 | 1 | 1 | 1 | 1 | 0 | 0 | 0
PG&E FRESNO | Las Aguilas | 230 | No Analysis | 2 |  | 0 | 0 | 0 | 0 |  | 0 |  | N/A | N/A | N/A | N/A | N/A | N/A | N/A | N/A | 140 | 0 | 0 | 0 |  | 140 | 10 | N/A | N/A | N/A | 2 | N/A | N/A | N/A | N/A | N/A | N/A | N/A | 0 | 0 | 0
EOP | Lathrop | 138 | Lathrop | 2 | OOS | 0 | 0 | 0 | 0 |  | 0 |  | N/A | N/A | N/A | N/A | N/A | N/A | N/A | N/A | 0 | 0 | 0 | 0 |  | 0 | 10 | 1 | N/A | N/A | 2 | N/A | N/A | N/A | N/A | N/A | N/A | N/A | 0 | 0 | 0
EOP | Lathrop | 230 | Lathrop | 2 | OOS | 0 | 0 | 0 | 0 |  | 0 | 15 | 1 | N/A | N/A | N/A | N/A | N/A | N/A | N/A | 300 | 0 | 0 | 0 |  | 300 | 10 | 1 | N/A | N/A | 2 | N/A | N/A | N/A | N/A | N/A | N/A | N/A | 0 | 0 | 0
PG&E FRESNO | Le Grand | 115 | Le Grand | 1 |  | 0 | 0 | 0 | 0 |  | 0 |  | N/A | N/A | N/A | N/A | N/A | N/A | N/A | N/A | 0 | 0 | 0 | 0 |  | 0 | 10 | 1 | 1 | 1 | 1 | 2 | 1 | 1 | 1 | 2 | 1 | 1 | 0 | 0 | 0
PG&E FRESNO | Lemoore | 70 | Leprino Jct | 1 |  | 0 | 0 | 0 | 0 |  | 0 |  | N/A | N/A | N/A | N/A | N/A | N/A | N/A | N/A | 0 | 0 | 0 | 0 |  | 0 | 10 | 1 | 1 | 1 | 1 | 1 | 1 | 1 | 1 | 1 | 1 | 1 | 0 | 0 | 0
PG&E KERN | Lerdo | 115 | Lerdo | 1 |  | 0 | 0 | 0 | 0 |  | 0 |  | N/A | N/A | N/A | N/A | N/A | N/A | N/A | N/A | 0 | 0 | 0 | 0 |  | 0 | 10 | 1 | 2 | 2 | 1 | 2 | 1 | 1 | 1 | 1 | 1 | 1 | 0 | 0 | 0
SCE Metro | Lewis | 230 | Lewis | 2 |  | 0 | 0 | 0 | 0 |  | 0 |  | N/A | N/A | N/A | N/A | N/A | N/A | N/A | N/A | 0 | 0 | 0 | 0 |  | 0 | 10 | 1 | 4 | 1 | 2 | 2 | 1 | 1 | 1 | 1 | 1 | 1 | 0 | 0 | 0
SCE Metro | Lighthipe | 230 | Lighthipe | 2 |  | 0 | 0 | 0 | 0 |  | 0 |  | N/A | N/A | N/A | N/A | N/A | N/A | N/A | N/A | 0 | 0 | 0 | 0 |  | 0 | 10 | 1 | 4 | 1 | 2 | 1 | 1 | 1 | 1 | 1 | 1 | 1 | 0 | 0 | 0
SDGE | Lilac | 69 | No Analysis | 2 |  | 0 | 0 | 0 | 0 |  | 0 |  | N/A | N/A | N/A | N/A | N/A | N/A | N/A | N/A | 0 | 0 | 0 | 0 |  | 0 | 10 | N/A | N/A | N/A | 2 | N/A | N/A | N/A | N/A | N/A | N/A | N/A | 0 | 0 | 0
PG&E NGBA | Lincoln | 115 | No Analysis | 2 |  | 0 | 0 | 0 | 0 |  | 0 |  | N/A | N/A | N/A | N/A | N/A | N/A | N/A | N/A | 0 | 0 | 0 | 0 |  | 0 | 10 | N/A | N/A | N/A | 2 | N/A | N/A | N/A | N/A | N/A | N/A | N/A | 0 | 0 | 0
PG&E KERN | Live Oak | 115 | No Analysis | 1 |  | 0 | 0 | 0 | 0 |  | 0 |  | N/A | N/A | N/A | N/A | N/A | N/A | N/A | N/A | 100 | 110 | 0 | 0 |  | 210 | 10 | N/A | N/A | N/A | 1 | N/A | N/A | N/A | N/A | N/A | N/A | N/A | 0 | 0 | 0
PG&E GBA | Llagas | 115 | Llagas | 2 |  | 0 | 0 | 0 | 0 |  | 0 |  | N/A | N/A | N/A | N/A | N/A | N/A | N/A | N/A | 0 | 0 | 0 | 0 |  | 0 | 10 | 1 | 2 | 1 | 2 | 3 | 1 | 1 | 1 | 2 | 1 | 1 | 0 | 0 | 0
PG&E GBA | Lockeford | 115 | Lockeford | 1 |  | 0 | 0 | 0 | 0 |  | 0 |  | N/A | N/A | N/A | N/A | N/A | N/A | N/A | N/A | 0 | 0 | 0 | 0 |  | 0 | 10 | 1 | 3 | 1 | 1 | 1 | 1 | 1 | 1 | 1 | 1 | 1 | 0 | 0 | 0
PG&E GBA | Lockeford | 230 | Lockeford | 1 |  | 0 | 0 | 0 | 0 |  | 0 |  | N/A | N/A | N/A | N/A | N/A | N/A | N/A | N/A | 0 | 0 | 0 | 0 |  | 0 | 10 | 1 | 3 | 1 | 1 | 1 | 1 | 1 | 1 | 1 | 1 | 1 | 0 | 0 | 0
PG&E GBA | Lockeford | 60 | Lockeford | 1 |  | 0 | 0 | 0 | 0 |  | 0 |  | N/A | N/A | N/A | N/A | N/A | N/A | N/A | N/A | 0 | 0 | 0 | 0 |  | 0 | 10 | 1 | 3 | 1 | 1 | 1 | 1 | 1 | 1 | 1 | 1 | 1 | 0 | 0 | 0
PG&E GBA | Lodi | 230 | No Analysis | 1 |  | 0 | 0 | 0 | 0 |  | 0 |  | N/A | N/A | N/A | N/A | N/A | N/A | N/A | N/A | 0 | 0 | 0 | 0 |  | 0 | 10 | N/A | N/A | N/A | 1 | N/A | N/A | N/A | N/A | N/A | N/A | N/A | 0 | 0 | 0
PG&E NGBA | Logan Creek | 230 | Logan Creek | 2 |  | 0 | 0 | 0 | 0 |  | 0 |  | N/A | N/A | N/A | N/A | N/A | N/A | N/A | N/A | 0 | 0 | 0 | 0 |  | 0 | 10 | 1 | 1 | 1 | 2 | 2 | 1 | 1 | 1 | 1 | 1 | 1 | 0 | 0 | 0
PG&E GBA | Lone Tree | 230 | Lone Tree | 2 |  | 0 | 0 | 0 | 0 |  | 0 |  | N/A | N/A | N/A | N/A | N/A | N/A | N/A | N/A | 0 | 0 | 0 | 0 |  | 0 | 10 | 1 | 1 | 1 | 2 | 3 | 1 | 2 | 2 | 2 | 1 | 1 | 0 | 0 | 0
PG&E FRESNO | Los Banos | 230 | Los Banos | 1 |  | 0 | 69.3 | 0 | 0 | 60.5 | 8.8 | 15 | 5 | 5 | 5 | 1 | 1 | 5 | 4 | 1 | 0 | 0 | 0 | 0 |  | 0 | 15 | 1 | 1 | 1 | 1 | 3 | 2 | 1 | 1 | 3 | 1 | 1 | 10 | 0 | 10
PG&E FRESNO | Los Banos | 500 | Los Banos | 1 |  | 0 | 0 | 0 | 0 |  | 0 |  | N/A | N/A | N/A | N/A | N/A | N/A | N/A | N/A | 200.8 | 0 | 0 | 0 |  | 200.8 | 15 | 1 | 1 | 1 | 1 | 3 | 2 | 1 | 1 | 3 | 1 | 1 | 0 | 0 | 0
SDGE | Los Coches | 138 | No Analysis | 2 |  | 0 | 0 | 0 | 0 |  | 0 |  | N/A | N/A | N/A | N/A | N/A | N/A | N/A | N/A | 0 | 0 | 0 | 0 |  | 0 | 10 | N/A | N/A | N/A | 2 | N/A | N/A | N/A | N/A | N/A | N/A | N/A | 0 | 0 | 0
SDGE | Los Coches | 69 | No Analysis | 2 |  | 0 | 0 | 0 | 0 |  | 0 |  | N/A | N/A | N/A | N/A | N/A | N/A | N/A | N/A | 0 | 0 | 0 | 0 |  | 0 | 10 | N/A | N/A | N/A | 2 | N/A | N/A | N/A | N/A | N/A | N/A | N/A | 0 | 0 | 0
PG&E GBA | Los Esteros | 115 | Los Esteros | 2 |  | 0 | 0 | 0 | 0 |  | 0 |  | N/A | N/A | N/A | N/A | N/A | N/A | N/A | N/A | 0 | 0 | 0 | 0 |  | 0 | 10 | 1 | 1 | 1 | 2 | 5 | 1 | 1 | 1 | 2 | 2 | 1 | 0 | 0 | 0
PG&E GBA | Los Esteros | 230 | Los Esteros | 2 |  | 0 | 0 | 0 | 0 |  | 0 |  | N/A | N/A | N/A | N/A | N/A | N/A | N/A | N/A | 0 | 0 | 0 | 0 |  | 0 | 10 | 1 | 1 | 1 | 2 | 5 | 1 | 1 | 1 | 2 | 2 | 1 | 0 | 0 | 0
PG&E GBA | Los Positas | 230 | No Analysis | 2 |  | 0 | 0 | 0 | 0 |  | 0 |  | N/A | N/A | N/A | N/A | N/A | N/A | N/A | N/A | 0 | 0 | 0 | 0 |  | 0 | 10 | N/A | N/A | N/A | 2 | N/A | N/A | N/A | N/A | N/A | N/A | N/A | 0 | 0 | 0
PG&E GBA | Los Positas | 60 | No Analysis | 2 |  | 0 | 0 | 0 | 0 |  | 0 |  | N/A | N/A | N/A | N/A | N/A | N/A | N/A | N/A | 0 | 0 | 0 | 0 |  | 0 | 10 | N/A | N/A | N/A | 2 | N/A | N/A | N/A | N/A | N/A | N/A | N/A | 0 | 0 | 0
SDGE | Loveland | 69 | No Analysis | 2 |  | 0 | 0 | 0 | 0 |  | 0 |  | N/A | N/A | N/A | N/A | N/A | N/A | N/A | N/A | 0 | 0 | 0 | 0 |  | 0 | 10 | N/A | N/A | N/A | 2 | N/A | N/A | N/A | N/A | N/A | N/A | N/A | 0 | 0 | 0
SCE NOL | Lugo | 230 | Lugo | 2 |  | 0 | 0 | 0 | 0 |  | 0 |  | N/A | N/A | N/A | N/A | N/A | N/A | N/A | N/A | 0 | 0 | 0 | 0 |  | 0 | 10 | 1 | 3 | 1 | 2 | 3 | 1 | 3 | 2 | 3 | 1 | 1 | 0 | 0 | 0
SCE Metro | Lugo | 500 | Lugo | 2 | OOS | 0 | 0 | 0 | 0 |  | 0 | 20 | #N/A | N/A | N/A | N/A | N/A | N/A | N/A | N/A | 0 | 0 | 0 | 0 |  | 0 | 10 | #N/A | N/A | N/A | 2 | N/A | N/A | N/A | N/A | N/A | N/A | N/A | 203 | 0 | 203 |  | OOS | N/A | N/A | N/A | N/A | N/A | N/A | N/A | N/A
PG&E FRESNO | Madera | 70 | No Analysis | 1 |  | 0 | 0 | 0 | 0 |  | 0 |  | N/A | N/A | N/A | N/A | N/A | N/A | N/A | N/A | 0 | 0 | 0 | 0 |  | 0 | 10 | N/A | N/A | N/A | 1 | N/A | N/A | N/A | N/A | N/A | N/A | N/A | 0 | 0 | 0
PG&E NGBA | Madison | 115 | Madison | 2 |  | 0 | 95 | 0 | 0 |  | 95 | 20 | 4 | 5 | 3 | 1 | 1 | 3 | 3 | 1 | 0 | 123 | 0 | 0 |  | 123 | 5 | 2 | 2 | 2 | 2 | 1 | 2 | 1 | 1 | 2 | 1 | 1 | 0 | 0 | 0
PG&E KERN | Magunden | 115 | Magunden | 1 |  | 0 | 0 | 0 | 0 |  | 0 |  | N/A | N/A | N/A | N/A | N/A | N/A | N/A | N/A | 105 | 115 | 0 | 0 |  | 220 | 10 | 1 | 2 | 1 | 1 | 2 | 1 | 1 | 1 | 2 | 1 | 1 | 0 | 0 | 0
SCE Northern | Magunden | 230 | Magunden | 1 |  | 0 | 0 | 0 | 0 |  | 0 |  | N/A | N/A | N/A | N/A | N/A | N/A | N/A | N/A | 0 | 0 | 0 | 0 |  | 0 | 10 | 1 | 2 | 1 | 1 | 2 | 1 | 1 | 1 | 2 | 1 | 1 | 0 | 0 | 0
PG&E FRESNO | Malaga | 115 | Malaga | 1 |  | 0 | 0 | 0 | 0 |  | 0 |  | N/A | N/A | N/A | N/A | N/A | N/A | N/A | N/A | 0 | 0 | 0 | 0 |  | 0 | 10 | 1 | 3 | 2 | 1 | 1 | 1 | 1 | 1 | 1 | 1 | 1 | 0 | 0 | 0
PG&E NGBA | Malin | 500 | No Analysis | 2 |  | 0 | 0 | 0 | 0 |  | 0 |  | N/A | N/A | N/A | N/A | N/A | N/A | N/A | N/A | 0 | 0 | 0 | 0 |  | 0 | 10 | N/A | N/A | N/A | 2 | N/A | N/A | N/A | N/A | N/A | N/A | N/A | 1590 | 0 | 1590
SCE Northern | Mandalay | 230 | Mandalay | 1 |  | 0 | 0 | 0 | 0 |  | 0 |  | N/A | N/A | N/A | N/A | N/A | N/A | N/A | N/A | 0 | 0 | 0 | 0 |  | 0 | 10 | 1 | 2 | 1 | 1 | 1 | 1 | 1 | 1 | 1 | 1 | 1 | 0 | 0 | 0
PG&E FRESNO | Manning | 230 | Panoche | 1 |  | 0 | 0 | 0 | 0 |  | 0 |  | N/A | N/A | N/A | N/A | N/A | N/A | N/A | N/A | 100 | 0 | 0 | 0 |  | 100 | 15 | 1 | 1 | 1 | 1 | 2 | 1 | 1 | 1 | 1 | 1 | 1 | 0 | 0 | 0
PG&E FRESNO | Manning | 500 | Panoche | 1 |  | 0 | 0 | 0 | 0 |  | 0 |  | N/A | N/A | N/A | N/A | N/A | N/A | N/A | N/A | 0 | 0 | 0 | 0 |  | 0 | 15 | 1 | 1 | 1 | 1 | 2 | 1 | 1 | 1 | 1 | 1 | 1 | 0 | 0 | 0
PG&E GBA | Manteca | 115 | No Analysis | 1 |  | 0 | 0 | 0 | 0 |  | 0 |  | N/A | N/A | N/A | N/A | N/A | N/A | N/A | N/A | 0 | 0 | 0 | 0 |  | 0 | 10 | N/A | N/A | N/A | 1 | N/A | N/A | N/A | N/A | N/A | N/A | N/A | 0 | 0 | 0
SDGE | Margarita | 138 | Margarita | 2 |  | 0 | 0 | 0 | 0 |  | 0 |  | N/A | N/A | N/A | N/A | N/A | N/A | N/A | N/A | 90 | 0 | 0 | 0 |  | 90 | 10 | 2 | 4 | 1 | 2 | 5 | 1 | 2 | 2 | 3 | 2 | 1 | 0 | 0 | 0
PG&E GBA | Martin | 230 | Martin (San Francisco H) | 2 |  | 0 | 0 | 0 | 0 |  | 0 |  | N/A | N/A | N/A | N/A | N/A | N/A | N/A | N/A | 0 | 0 | 0 | 0 |  | 0 | 10 | 1 | 4 | 1 | 2 | 1 | 1 | 1 | 1 | 1 | 1 | 1 | 0 | 0 | 0
PG&E GBA | Martin | 115 | Martin (San Francisco H) | 2 |  | 0 | 0 | 0 | 0 |  | 0 |  | N/A | N/A | N/A | N/A | N/A | N/A | N/A | N/A | 0 | 0 | 0 | 0 |  | 0 | 10 | 1 | 4 | 1 | 2 | 1 | 1 | 1 | 1 | 1 | 1 | 1 | 0 | 0 | 0
PG&E GBA | Martinez | 115 | Martinez | 2 |  | 0 | 0 | 0 | 0 |  | 0 |  | N/A | N/A | N/A | N/A | N/A | N/A | N/A | N/A | 0 | 0 | 0 | 0 |  | 0 | 10 | 1 | 4 | 1 | 2 | 2 | 1 | 1 | 2 | 3 | 1 | 1 | 0 | 0 | 0
PG&E FRESNO | Mc Mullin | 230 | Mc Mullin | 1 |  | 0 | 0 | 0 | 0 |  | 0 |  | N/A | N/A | N/A | N/A | N/A | N/A | N/A | N/A | 100 | 0 | 0 | 0 |  | 100 | 10 | 1 | 1 | 1 | 1 | 1 | 1 | 1 | 1 | 1 | 1 | 1 | 0 | 0 | 0
PG&E FRESNO | McCall | 115 | McCall | 1 |  | 0 | 0 | 0 | 0 |  | 0 |  | N/A | N/A | N/A | N/A | N/A | N/A | N/A | N/A | 0 | 0 | 0 | 0 |  | 0 | 10 | 1 | 3 | 2 | 1 | 1 | 1 | 1 | 1 | 1 | 1 | 1 | 0 | 0 | 0
PG&E FRESNO | McCall | 230 | McCall | 1 |  | 0 | 0 | 0 | 0 |  | 0 |  | N/A | N/A | N/A | N/A | N/A | N/A | N/A | N/A | 313 | 0 | 0 | 0 |  | 313 | 10 | 1 | 3 | 2 | 1 | 1 | 1 | 1 | 1 | 1 | 1 | 1 | 0 | 0 | 0
PG&E GBA | Meadow Lane | 115 | No Analysis | 2 |  | 0 | 0 | 0 | 0 |  | 0 |  | N/A | N/A | N/A | N/A | N/A | N/A | N/A | N/A | 0 | 0 | 0 | 0 |  | 0 | 10 | N/A | N/A | N/A | 2 | N/A | N/A | N/A | N/A | N/A | N/A | N/A | 0 | 0 | 0
PG&E GBA | Melones | 115 | New Melones | 2 |  | 0 | 0 | 0 | 0 |  | 0 |  | N/A | N/A | N/A | N/A | N/A | N/A | N/A | N/A | 0 | 0 | 0 | 0 |  | 0 | 10 | 1 | 2 | 1 | 2 | 5 | 2 | 1 | 2 | 3 | 2 | 1 | 0 | 0 | 0
PG&E GBA | Melones | 230 | New Melones | 2 |  | 0 | 0 | 0 | 0 |  | 0 |  | N/A | N/A | N/A | N/A | N/A | N/A | N/A | N/A | 0 | 0 | 0 | 0 |  | 0 | 10 | 1 | 2 | 1 | 2 | 5 | 2 | 1 | 2 | 3 | 2 | 1 | 0 | 0 | 0
SDGE | Melrose | 69 | No Analysis | 2 |  | 0 | 0 | 0 | 0 |  | 0 |  | N/A | N/A | N/A | N/A | N/A | N/A | N/A | N/A | 0 | 0 | 0 | 0 |  | 0 | 10 | N/A | N/A | N/A | 2 | N/A | N/A | N/A | N/A | N/A | N/A | N/A | 0 | 0 | 0
PG&E NGBA | Mendocino | 115 | Mendocino | 2 |  | 0 | 0 | 0 | 0 |  | 0 |  | N/A | N/A | N/A | N/A | N/A | N/A | N/A | N/A | 0 | 0 | 0 | 0 |  | 0 | 10 | 1 | 1 | 1 | 2 | 3 | 1 | 1 | 1 | 2 | 1 | 1 | 0 | 0 | 0
PG&E NGBA | Mendocino | 60 | Mendocino | 2 |  | 0 | 0 | 0 | 0 |  | 0 |  | N/A | N/A | N/A | N/A | N/A | N/A | N/A | N/A | 0 | 0 | 0 | 0 |  | 0 | 10 | 1 | 1 | 1 | 2 | 3 | 1 | 1 | 1 | 2 | 1 | 1 | 0 | 0 | 0
PG&E FRESNO | Mendota | 115 | Mendota | 1 |  | 0 | 0 | 0 | 0 |  | 0 |  | N/A | N/A | N/A | N/A | N/A | N/A | N/A | N/A | 0 | 0 | 0 | 0 |  | 0 | 10 | 1 | 1 | 1 | 1 | 1 | 1 | 1 | 1 | 1 | 1 | 1 | 0 | 0 | 0
PG&E GBA | Menlo | 60 | No Analysis | 2 |  | 0 | 0 | 0 | 0 |  | 0 |  | N/A | N/A | N/A | N/A | N/A | N/A | N/A | N/A | 0 | 0 | 0 | 0 |  | 0 | 10 | N/A | N/A | N/A | 2 | N/A | N/A | N/A | N/A | N/A | N/A | N/A | 0 | 0 | 0
PG&E FRESNO | Merced | 115 | Merced | 1 |  | 0 | 0 | 0 | 0 |  | 0 |  | N/A | N/A | N/A | N/A | N/A | N/A | N/A | N/A | 0 | 0 | 0 | 0 |  | 0 | 10 | 1 | 1 | 1 | 1 | 1 | 2 | 1 | 1 | 3 | 1 | 1 | 0 | 0 | 0
EOP | Mercury | 138 | MERCURY | 2 | OOS | 0 | 0 | 0 | 0 |  | 0 |  | N/A | N/A | N/A | N/A | N/A | N/A | N/A | N/A | 0 | 0 | 0 | 0 |  | 0 | 10 | 1 | N/A | N/A | 2 | N/A | N/A | N/A | N/A | N/A | N/A | N/A | 0 | 0 | 0
PG&E FRESNO | Mercy Springs | 70 | Oro Loma | 1 |  | 0 | 0 | 0 | 0 |  | 0 |  | N/A | N/A | N/A | N/A | N/A | N/A | N/A | N/A | 0 | 75 | 0 | 0 |  | 75 | 5 | 1 | 2 | 1 | 1 | 1 | 1 | 1 | 1 | 1 | 1 | 1 | 0 | 0 | 0
PG&E NGBA | Meridian | 60 | No Analysis | 2 |  | 0 | 0 | 0 | 0 |  | 0 |  | N/A | N/A | N/A | N/A | N/A | N/A | N/A | N/A | 0 | 0 | 0 | 0 |  | 0 | 10 | N/A | N/A | N/A | 2 | N/A | N/A | N/A | N/A | N/A | N/A | N/A | 0 | 0 | 0
PG&E KERN | Mesa (PGE) | 115 | Mesa | 2 |  | 0 | 0 | 0 | 0 |  | 0 |  | N/A | N/A | N/A | N/A | N/A | N/A | N/A | N/A | 0 | 0 | 0 | 0 |  | 0 | 10 | 1 | 1 | 1 | 2 | 2 | 1 | 1 | 1 | 1 | 1 | 1 | 0 | 0 | 0
PG&E KERN | Mesa (PGE) | 230 | Mesa | 2 |  | 0 | 0 | 0 | 0 |  | 0 |  | N/A | N/A | N/A | N/A | N/A | N/A | N/A | N/A | 0 | 0 | 0 | 0 |  | 0 | 10 | 1 | 1 | 1 | 2 | 2 | 1 | 1 | 1 | 1 | 1 | 1 | 0 | 0 | 0
SCE Metro | Mesa (SCE) | 230 | Mesa (SCE) | 2 |  | 0 | 0 | 0 | 0 |  | 0 |  | N/A | N/A | N/A | N/A | N/A | N/A | N/A | N/A | 0 | 0 | 0 | 0 |  | 0 | 10 | 1 | 1 | 1 | 2 | 1 | 1 | 1 | 1 | 1 | 1 | 1 | 0 | 0 | 0
SCE Metro | Mesa (SCE) | 500 | Mesa (SCE) | 2 |  | 0 | 0 | 0 | 0 |  | 0 |  | N/A | N/A | N/A | N/A | N/A | N/A | N/A | N/A | 0 | 0 | 0 | 0 |  | 0 | 10 | 1 | 1 | 1 | 2 | 1 | 1 | 1 | 1 | 1 | 1 | 1 | 0 | 0 | 0
SDGE | Mesa Heights | 69 | No Analysis | 2 |  | 0 | 0 | 0 | 0 |  | 0 |  | N/A | N/A | N/A | N/A | N/A | N/A | N/A | N/A | 0 | 0 | 0 | 0 |  | 0 | 10 | N/A | N/A | N/A | 2 | N/A | N/A | N/A | N/A | N/A | N/A | N/A | 0 | 0 | 0
PG&E GBA | Metcalf | 115 | Metcalf | 2 |  | 0 | 0 | 0 | 0 |  | 0 |  | N/A | N/A | N/A | N/A | N/A | N/A | N/A | N/A | 0 | 0 | 0 | 0 |  | 0 | 10 | 1 | 1 | 1 | 2 | 5 | 3 | 1 | 1 | 3 | 2 | 1 | 0 | 0 | 0
PG&E GBA | Metcalf | 230 | Metcalf | 2 |  | 0 | 0 | 0 | 0 |  | 0 |  | N/A | N/A | N/A | N/A | N/A | N/A | N/A | N/A | 0 | 0 | 0 | 0 |  | 0 | 10 | 1 | 1 | 1 | 2 | 5 | 3 | 1 | 1 | 3 | 2 | 1 | 0 | 0 | 0
PG&E GBA | Metcalf | 500 | Metcalf | 2 |  | 0 | 0 | 0 | 0 |  | 0 |  | N/A | N/A | N/A | N/A | N/A | N/A | N/A | N/A | 0 | 0 | 0 | 0 |  | 0 | 10 | 1 | 1 | 1 | 2 | 5 | 3 | 1 | 1 | 3 | 2 | 1 | 30 | 0 | 30
PG&E KERN | Midway | 115 | Midway | 1 |  | 0 | 0 | 0 | 0 |  | 0 | 20 | 1 | 1 | 1 | 1 | 1 | 1 | 1 | 1 | 0 | 0 | 0 | 0 |  | 0 | 15 | 1 | 1 | 1 | 1 | 1 | 1 | 1 | 2 | 2 | 1 | 1 | 0 | 0 | 0
PG&E KERN | Midway | 230 | Midway | 1 |  | 0 | 0 | 0 | 0 |  | 0 |  | N/A | N/A | N/A | N/A | N/A | N/A | N/A | N/A | 0 | 0 | 0 | 0 |  | 0 | 10 | 1 | 1 | 2 | 1 | 1 | 1 | 1 | 2 | 2 | 1 | 1 | 0 | 0 | 0
PG&E KERN | Midway | 500 | Midway | 1 |  | 0 | 0 | 0 | 0 |  | 0 |  | N/A | N/A | N/A | N/A | N/A | N/A | N/A | N/A | 0 | 0 | 0 | 0 |  | 0 | 15 | 1 | 1 | 1 | 1 | 1 | 1 | 1 | 2 | 2 | 1 | 1 | 0 | 0 | 0
SDGE | Miguel | 230 | Miguel | 2 |  | 0 | 0 | 0 | 0 |  | 0 |  | N/A | N/A | N/A | N/A | N/A | N/A | N/A | N/A | 0 | 0 | 0 | 0 |  | 0 | 10 | 1 | 2 | 1 | 2 | 3 | 1 | 3 | 4 | 5 | 1 | 1 | 0 | 0 | 0
SDGE | Miguel | 500 | Miguel | 2 |  | 0 | 0 | 0 | 0 |  | 0 |  | N/A | N/A | N/A | N/A | N/A | N/A | N/A | N/A | 0 | 0 | 0 | 0 |  | 0 | 10 | 1 | 2 | 1 | 2 | 3 | 1 | 3 | 4 | 5 | 1 | 1 | 0 | 0 | 0
SDGE | Miguel | 69 | Miguel | 2 |  | 0 | 0 | 0 | 0 |  | 0 |  | N/A | N/A | N/A | N/A | N/A | N/A | N/A | N/A | 0 | 0 | 0 | 0 |  | 0 | 10 | 1 | 2 | 1 | 2 | 3 | 1 | 3 | 4 | 5 | 1 | 1 | 0 | 0 | 0
PG&E GBA | Millbrae | 115 | No Analysis | 2 |  | 0 | 0 | 0 | 0 |  | 0 |  | N/A | N/A | N/A | N/A | N/A | N/A | N/A | N/A | 0 | 0 | 0 | 0 |  | 0 | 10 | N/A | N/A | N/A | 2 | N/A | N/A | N/A | N/A | N/A | N/A | N/A | 0 | 0 | 0
PG&E GBA | Miller | 115 | Miller | 1 |  | 0 | 0 | 0 | 0 |  | 0 |  | N/A | N/A | N/A | N/A | N/A | N/A | N/A | N/A | 0 | 0 | 0 | 0 |  | 0 | 10 | 1 | 1 | 1 | 1 | 3 | 1 | 1 | 1 | 1 | 1 | 1 | 0 | 0 | 0
SCE Metro | Mira Loma | 230 | Mira Loma | 2 |  | 0 | 0 | 0 | 0 |  | 0 |  | N/A | N/A | N/A | N/A | N/A | N/A | N/A | N/A | 0 | 0 | 0 | 0 |  | 0 | 10 | 1 | 4 | 1 | 2 | 2 | 1 | 1 | 1 | 1 | 1 | 1 | 0 | 0 | 0
SCE Metro | Mira Loma | 500 | Mira Loma | 2 |  | 0 | 0 | 0 | 0 |  | 0 |  | N/A | N/A | N/A | N/A | N/A | N/A | N/A | N/A | 0 | 0 | 0 | 0 |  | 0 | 10 | 1 | 4 | 1 | 2 | 2 | 1 | 1 | 1 | 1 | 1 | 1 | 0 | 0 | 0
SCE Eastern | Mirage | 115 | Mirage | 2 |  | 0 | 0 | 0 | 0 |  | 0 |  | N/A | N/A | N/A | N/A | N/A | N/A | N/A | N/A | 0 | 0 | 0 | 0 |  | 0 | 10 | 1 | 4 | 1 | 2 | 1 | 1 | 1 | 1 | 1 | 1 | 1 | 0 | 0 | 0
SCE Eastern | Mirage | 230 | Mirage | 2 |  | 0 | 0 | 0 | 0 |  | 0 |  | N/A | N/A | N/A | N/A | N/A | N/A | N/A | N/A | 0 | 0 | 0 | 0 |  | 0 | 10 | 1 | 4 | 1 | 2 | 1 | 1 | 1 | 1 | 1 | 1 | 1 | 30 | 0 | 30 |  | Salton Sea | 1 | 1 | 1 | 2 | 2 | 2 | 1 | 1
SDGE | Mission | 138 | Mission | 2 |  | 0 | 0 | 0 | 0 |  | 0 |  | N/A | N/A | N/A | N/A | N/A | N/A | N/A | N/A | 0 | 0 | 0 | 0 |  | 0 | 10 | 1 | 3 | 1 | 2 | 1 | 1 | 1 | 2 | 3 | 1 | 1 | 0 | 0 | 0
SDGE | Mission | 230 | Mission | 2 |  | 0 | 0 | 0 | 0 |  | 0 |  | N/A | N/A | N/A | N/A | N/A | N/A | N/A | N/A | 0 | 0 | 0 | 0 |  | 0 | 10 | 1 | 3 | 1 | 2 | 1 | 1 | 1 | 2 | 3 | 1 | 1 | 0 | 0 | 0
SDGE | Mission | 69 | Mission | 2 |  | 0 | 0 | 0 | 0 |  | 0 |  | N/A | N/A | N/A | N/A | N/A | N/A | N/A | N/A | 0 | 0 | 0 | 0 |  | 0 | 10 | 1 | 3 | 1 | 2 | 1 | 1 | 1 | 2 | 3 | 1 | 1 | 0 | 0 | 0
PG&E GBA | Mi-Wuk | 115 | No Analysis | 2 |  | 0 | 0 | 0 | 0 |  | 0 |  | N/A | N/A | N/A | N/A | N/A | N/A | N/A | N/A | 0 | 0 | 0 | 0 |  | 0 | 10 | N/A | N/A | N/A | 2 | N/A | N/A | N/A | N/A | N/A | N/A | N/A | 0 | 0 | 0
EOP | Mohave | 500 | Mohave | 2 | OOS | 0 | 0 | 0 | 0 |  | 0 | 20 | 1 | N/A | N/A | N/A | N/A | N/A | N/A | N/A | 1165 | 587 | 0 | 0 |  | 1752 | 10 | 3 | N/A | N/A | 2 | N/A | N/A | N/A | N/A | N/A | N/A | N/A | 0 | 0 | 0
PG&E NGBA | Monroe | 115 | No Analysis | 2 |  | 0 | 0 | 0 | 0 |  | 0 |  | N/A | N/A | N/A | N/A | N/A | N/A | N/A | N/A | 0 | 0 | 0 | 0 |  | 0 | 10 | N/A | N/A | N/A | 2 | N/A | N/A | N/A | N/A | N/A | N/A | N/A | 0 | 0 | 0
SDGE | Monserate | 69 | No Analysis | 2 |  | 0 | 0 | 0 | 0 |  | 0 |  | N/A | N/A | N/A | N/A | N/A | N/A | N/A | N/A | 0 | 0 | 0 | 0 |  | 0 | 10 | N/A | N/A | N/A | 2 | N/A | N/A | N/A | N/A | N/A | N/A | N/A | 0 | 0 | 0
PG&E GBA | Monta Vista | 115 | No Analysis | 2 |  | 0 | 0 | 0 | 0 |  | 0 |  | N/A | N/A | N/A | N/A | N/A | N/A | N/A | N/A | 0 | 0 | 0 | 0 |  | 0 | 10 | N/A | N/A | N/A | 2 | N/A | N/A | N/A | N/A | N/A | N/A | N/A | 0 | 0 | 0
PG&E GBA | Monta Vista | 230 | No Analysis | 2 |  | 0 | 0 | 0 | 0 |  | 0 |  | N/A | N/A | N/A | N/A | N/A | N/A | N/A | N/A | 0 | 0 | 0 | 0 |  | 0 | 10 | N/A | N/A | N/A | 2 | N/A | N/A | N/A | N/A | N/A | N/A | N/A | 0 | 0 | 0
PG&E GBA | Monta Vista | 60 | No Analysis | 2 |  | 0 | 0 | 0 | 0 |  | 0 |  | N/A | N/A | N/A | N/A | N/A | N/A | N/A | N/A | 0 | 0 | 0 | 0 |  | 0 | 10 | N/A | N/A | N/A | 2 | N/A | N/A | N/A | N/A | N/A | N/A | N/A | 0 | 0 | 0
PG&E NGBA | Monticello | 115 | No Analysis | 2 |  | 0 | 0 | 0 | 0 |  | 0 |  | N/A | N/A | N/A | N/A | N/A | N/A | N/A | N/A | 0 | 0 | 0 | 0 |  | 0 | 10 | N/A | N/A | N/A | 2 | N/A | N/A | N/A | N/A | N/A | N/A | N/A | 0 | 0 | 0
SCE Northern | Moorpark | 230 | Moorpark | 1 |  | 0 | 0 | 0 | 0 |  | 0 |  | N/A | N/A | N/A | N/A | N/A | N/A | N/A | N/A | 0 | 0 | 0 | 0 |  | 0 | 10 | 1 | 2 | 1 | 1 | 2 | 1 | 1 | 1 | 1 | 1 | 1 | 0 | 0 | 0
SCE Northern | Moorpark | 66 | Moorpark | 1 |  | 0 | 0 | 0 | 0 |  | 0 |  | N/A | N/A | N/A | N/A | N/A | N/A | N/A | N/A | 0 | 0 | 0 | 0 |  | 0 | 10 | 1 | 2 | 1 | 1 | 2 | 1 | 1 | 1 | 1 | 1 | 1 | 0 | 0 | 0
PG&E GBA | Moraga | 115 | No Analysis | 2 |  | 0 | 0 | 0 | 0 |  | 0 |  | N/A | N/A | N/A | N/A | N/A | N/A | N/A | N/A | 0 | 0 | 0 | 0 |  | 0 | 10 | N/A | N/A | N/A | 2 | N/A | N/A | N/A | N/A | N/A | N/A | N/A | 0 | 0 | 0
PG&E GBA | Moraga | 230 | No Analysis | 2 |  | 0 | 0 | 0 | 0 |  | 0 |  | N/A | N/A | N/A | N/A | N/A | N/A | N/A | N/A | 0 | 0 | 0 | 0 |  | 0 | 10 | N/A | N/A | N/A | 2 | N/A | N/A | N/A | N/A | N/A | N/A | N/A | 0 | 0 | 0
PG&E GBA | Morgan Hill | 115 | No Analysis | 2 |  | 0 | 0 | 0 | 0 |  | 0 |  | N/A | N/A | N/A | N/A | N/A | N/A | N/A | N/A | 0 | 0 | 0 | 0 |  | 0 | 10 | N/A | N/A | N/A | 2 | N/A | N/A | N/A | N/A | N/A | N/A | N/A | 0 | 0 | 0
PG&E KERN | Morro Bay | 115 | Morro Bay | 2 |  | 0 | 0 | 0 | 0 |  | 0 |  | N/A | N/A | N/A | N/A | N/A | N/A | N/A | N/A | 0 | 90 | 0 | 0 |  | 90 | 10 | 4 | 1 | 5 | 2 | 5 | 2 | 1 | 1 | 3 | 2 | 1 | 0 | 0 | 0
PG&E KERN | Morro Bay | 230 | Morro Bay | 2 |  | 0 | 0 | 0 | 0 |  | 0 |  | N/A | N/A | N/A | N/A | N/A | N/A | N/A | N/A | 0 | 0 | 0 | 0 |  | 0 | 10 | 4 | 1 | 5 | 2 | 5 | 2 | 1 | 1 | 3 | 2 | 1 | 0 | 0 | 0
PG&E KERN | Morro Bay | 500 | Morro Bay | 2 |  | 0 | 0 | 0 | 0 |  | 0 |  | N/A | N/A | N/A | N/A | N/A | N/A | N/A | N/A | 60 | 0 | 0 | 0 |  | 60 | 10 | 4 | 1 | 5 | 2 | 5 | 2 | 1 | 1 | 3 | 2 | 1 | 0 | 0 | 0
PG&E GBA | Moss Landing | 115 | Moss Landing | 1 |  | 0 | 0 | 0 | 0 |  | 0 |  | N/A | N/A | N/A | N/A | N/A | N/A | N/A | N/A | 0 | 0 | 0 | 0 |  | 0 | 10 | 1 | 2 | 1 | 1 | 1 | 1 | 1 | 1 | 1 | 1 | 1 | 0 | 0 | 0
PG&E GBA | Moss Landing | 230 | Moss Landing | 1 |  | 0 | 0 | 0 | 0 |  | 0 | 20 | 1 | 1 | 1 | 2 | 2 | 2 | 1 | 1 | 0 | 0 | 0 | 0 |  | 0 | 10 | 1 | 2 | 1 | 1 | 1 | 1 | 1 | 1 | 1 | 1 | 1 | 0 | 0 | 0
PG&E GBA | Moss Landing | 500 | Moss Landing | 1 |  | 0 | 0 | 0 | 0 |  | 0 |  | N/A | N/A | N/A | N/A | N/A | N/A | N/A | N/A | 0 | 0 | 0 | 0 |  | 0 | 10 | 1 | 2 | 1 | 1 | 1 | 1 | 1 | 1 | 1 | 1 | 1 | 0 | 0 | 0
EOP | Mountain Pass | 115 | No Analysis | 2 | OOS | 0 | 0 | 0 | 0 |  | 0 |  | N/A | N/A | N/A | N/A | N/A | N/A | N/A | N/A | 0 | 0 | 0 | 0 |  | 0 | 10 | N/A | N/A | N/A | 2 | N/A | N/A | N/A | N/A | N/A | N/A | N/A | 0 | 0 | 0
PG&E GBA | Mountain View | 115 | No Analysis | 2 |  | 0 | 0 | 0 | 0 |  | 0 |  | N/A | N/A | N/A | N/A | N/A | N/A | N/A | N/A | 0 | 0 | 0 | 0 |  | 0 | 10 | N/A | N/A | N/A | 2 | N/A | N/A | N/A | N/A | N/A | N/A | N/A | 0 | 0 | 0
PG&E GBA | Mt Eden | 115 | No Analysis | 2 |  | 0 | 0 | 0 | 0 |  | 0 |  | N/A | N/A | N/A | N/A | N/A | N/A | N/A | N/A | 0 | 0 | 0 | 0 |  | 0 | 10 | N/A | N/A | N/A | 2 | N/A | N/A | N/A | N/A | N/A | N/A | N/A | 0 | 0 | 0
PG&E KERN | Mt Poso | 115 | No Analysis | 1 |  | 0 | 0 | 0 | 0 |  | 0 |  | N/A | N/A | N/A | N/A | N/A | N/A | N/A | N/A | 0 | 0 | 0 | 0 |  | 0 | 10 | N/A | N/A | N/A | 1 | N/A | N/A | N/A | N/A | N/A | N/A | N/A | 0 | 0 | 0
SDGE | Murray | 69 | No Analysis | 2 |  | 0 | 0 | 0 | 0 |  | 0 |  | N/A | N/A | N/A | N/A | N/A | N/A | N/A | N/A | 0 | 0 | 0 | 0 |  | 0 | 10 | N/A | N/A | N/A | 2 | N/A | N/A | N/A | N/A | N/A | N/A | N/A | 0 | 0 | 0
PG&E FRESNO | Mustang | 230 | Mustang | 1 |  | 0 | 0 | 0 | 0 |  | 0 |  | N/A | N/A | N/A | N/A | N/A | N/A | N/A | N/A | 0 | 0 | 0 | 0 |  | 0 | 10 | 1 | 1 | 1 | 1 | 1 | 1 | 1 | 1 | 1 | 1 | 1 | 0 | 0 | 0
SCE Northern | Neenach | 66 | No Analysis | 2 |  | 0 | 0 | 0 | 0 |  | 0 |  | N/A | N/A | N/A | N/A | N/A | N/A | N/A | N/A | 0 | 0 | 0 | 0 |  | 0 | 10 | N/A | N/A | N/A | 2 | N/A | N/A | N/A | N/A | N/A | N/A | N/A | 0 | 0 | 0
PG&E KERN | New Sub - Gates - Midway (Proposed) | 230 | Gates-Midway (Proposed) | 1 |  | 0 | 0 | 0 | 0 |  | 0 |  | N/A | N/A | N/A | N/A | N/A | N/A | N/A | N/A | 890 | 920 | 0 | 0 |  | 1810 | 10 | 2 | 2 | 2 | 1 | 2 | 2 | 1 | 1 | 2 | 1 | 1 | 0 | 0 | 0
PG&E KERN | New Sub - Gates - Templeton (Proposed) | 230 | Avenal | 1 |  | 0 | 0 | 0 | 0 |  | 0 |  | N/A | N/A | N/A | N/A | N/A | N/A | N/A | N/A | 0 | 240 | 0 | 0 |  | 240 | 10 | 1 | 1 | 1 | 1 | 2 | 2 | 1 | 1 | 2 | 1 | 1 | 0 | 0 | 0
SCE NOL | New Sub - Kramer - Lugo (Proposed) | 230 | No Analysis | 2 |  | 0 | 0 | 0 | 0 |  | 0 |  | N/A | N/A | N/A | N/A | N/A | N/A | N/A | N/A | 0 | 0 | 0 | 0 |  | 0 | 10 | N/A | N/A | N/A | 2 | N/A | N/A | N/A | N/A | N/A | N/A | N/A | 0 | 0 | 0
PG&E FRESNO | New Sub - Los Banos - Midway (Proposed) | 500 | Tranquility | 1 |  | 0 | 0 | 0 | 0 |  | 0 |  | N/A | N/A | N/A | N/A | N/A | N/A | N/A | N/A | 0 | 0 | 0 | 0 |  | 0 | 10 | 1 | 2 | 1 | 1 | 1 | 1 | 1 | 1 | 1 | 1 | 1 | 0 | 0 | 0
SCE NOL | New Sub - Lugo - Pisgah (Proposed) | 230 | Lugo - Pisgah (Proposed) | 2 |  | 0 | 0 | 0 | 0 |  | 0 | 15 | 1 | 2 | 1 | 1 | 1 | 1 | 3 | 1 | 0 | 0 | 0 | 0 |  | 0 | 10 | 1 | 4 | 1 | 2 | 1 | 1 | 1 | 1 | 1 | 3 | 1 | 0 | 0 | 0
PG&E KERN | New Sub - Midway - Wheeler Ridge (Proposed) | 230 | Midway - Wheeler Ridge (Proposed) | 1 |  | 0 | 0 | 0 | 0 |  | 0 |  | N/A | N/A | N/A | N/A | N/A | N/A | N/A | N/A | 890 | 475 | 0 | 0 |  | 1365 | 10 | 3 | 2 | 2 | 1 | 1 | 1 | 1 | 2 | 2 | 1 | 1 | 0 | 0 | 0
PG&E NGBA | New Sub - Near existing Leavitt (PSREC) | 345 | Leavitt | 2 |  | 110 | 0 | 0 | 0 |  | 110 | 20 | 3 | 5 | 2 | 1 | 1 | 2 | 2 | 1 | 0 | 0 | 0 | 0 |  | 0 | 10 | 1 | 2 | 1 | 2 | 5 | 1 | 1 | 1 | 3 | 1 | 1 | 180 | 0 | 180
PG&E NGBA | New Sub - Near existing Madeline (NVE) | 345 | Madeline | 2 |  | 0 | 0 | 0 | 0 |  | 0 | 20 | 1 | 5 | 1 | 1 | 1 | 1 | 3 | 1 | 0 | 0 | 0 | 0 |  | 0 | 10 | 1 | 1 | 1 | 2 | 5 | 1 | 1 | 1 | 1 | 3 | 1 | 0 | 0 | 0
SDGE | New Sub - North Gila - IV (Proposed) | 500 | North Gila - IV (Proposed) | 2 |  | 0 | 0 | 0 | 0 |  | 0 |  | N/A | N/A | N/A | N/A | N/A | N/A | N/A | N/A | 0 | 0 | 0 | 0 |  | 0 | 15 | 1 | 1 | 2 | 2 | 1 | 1 | 1 | 1 | 1 | 1 | 1 | 0 | 0 | 0
PG&E NGBA | New Sub - Pit 1 - Cottonwood (Proposed) | 230 | New Sub - Pit 1 - Cottonwood (Proposed) | 2 |  | 0 | 0 | 0 | 0 |  | 0 | 15 | 1 | 5 | 2 | 1 | 1 | 3 | 1 | 1 | 0 | 0 | 0 | 0 |  | 0 | 10 | 1 | 1 | 1 | 2 | 5 | 2 | 1 | 1 | 2 | 1 | 1 | 0 | 0 | 0
PG&E GBA | New Sub - Rancho Seco - Bellota (Proposed) | 230 | Rancho Seco - Bellota (Proposed) | 1 |  | 0 | 0 | 0 | 0 |  | 0 |  | N/A | N/A | N/A | N/A | N/A | N/A | N/A | N/A | 0 | 0 | 0 | 0 |  | 0 | 10 | 1 | 2 | 1 | 1 | 1 | 1 | 1 | 2 | 3 | 1 | 1 | 0 | 0 | 0
SDGE | New Sub - Suncrest - Ocotillo (Proposed) | 500 | Suncrest - Ocotillo (Proposed) | 2 |  | 280 | 0 | 0 | 0 |  | 280 | 20 | 4 | 5 | 2 | 2 | 2 | 3 | 2 | 2 | 0 | 0 | 0 | 0 |  | 0 | 10 | 1 | 1 | 1 | 2 | 5 | 1 | 1 | 1 | 2 | 2 | 1 | 0 | 0 | 0
PG&E FRESNO | New Sub - Westley - Quinto (Proposed) | 230 | No Analysis | 1 |  | 0 | 0 | 0 | 0 |  | 0 |  | N/A | N/A | N/A | N/A | N/A | N/A | N/A | N/A | 175 | 0 | 0 | 0 |  | 175 | 10 | N/A | N/A | N/A | 1 | N/A | N/A | N/A | N/A | N/A | N/A | N/A | 80 | 0 | 80
PG&E GBA | Newark | 115 | Newark | 2 |  | 0 | 0 | 0 | 0 |  | 0 |  | N/A | N/A | N/A | N/A | N/A | N/A | N/A | N/A | 0 | 0 | 0 | 0 |  | 0 | 10 | 1 | 1 | 1 | 2 | 5 | 2 | 1 | 2 | 3 | 1 | 1 | 0 | 0 | 0
PG&E GBA | Newark | 230 | Newark | 2 |  | 0 | 0 | 0 | 0 |  | 0 |  | N/A | N/A | N/A | N/A | N/A | N/A | N/A | N/A | 0 | 0 | 0 | 0 |  | 0 | 10 | 1 | 1 | 1 | 2 | 5 | 2 | 1 | 2 | 3 | 1 | 1 | 0 | 0 | 0
PG&E GBA | Newark | 60 | Newark | 2 |  | 0 | 0 | 0 | 0 |  | 0 |  | N/A | N/A | N/A | N/A | N/A | N/A | N/A | N/A | 0 | 0 | 0 | 0 |  | 0 | 10 | 1 | 1 | 1 | 2 | 5 | 2 | 1 | 2 | 3 | 1 | 1 | 0 | 0 | 0
PG&E FRESNO | Newhall | 115 | Newhall | 1 |  | 0 | 0 | 0 | 0 |  | 0 |  | N/A | N/A | N/A | N/A | N/A | N/A | N/A | N/A | 0 | 0 | 0 | 0 |  | 0 | 10 | 1 | 1 | 1 | 1 | 2 | 2 | 1 | 1 | 2 | 1 | 1 | 0 | 0 | 0
PG&E KERN | Norco | 115 | Norco | 1 |  | 0 | 0 | 0 | 0 |  | 0 | 15 | 1 | 1 | 1 | 1 | 1 | 1 | 1 | 1 | 0 | 0 | 0 | 0 |  | 0 | 10 | 1 | 1 | 1 | 1 | 1 | 1 | 2 | 3 | 3 | 1 | 1 | 0 | 0 | 0
PG&E GBA | Nortech | 115 | No Analysis | 2 |  | 0 | 0 | 0 | 0 |  | 0 | 15 | N/A | N/A | N/A | N/A | N/A | N/A | N/A | N/A | 0 | 0 | 0 | 0 |  | 0 | 10 | N/A | N/A | N/A | 2 | N/A | N/A | N/A | N/A | N/A | N/A | N/A | 0 | 0 | 0
SDGE | North City Metering | 138 | No Analysis | 2 |  | 0 | 0 | 0 | 0 |  | 0 | 15 | N/A | N/A | N/A | N/A | N/A | N/A | N/A | N/A | 0 | 0 | 0 | 0 |  | 0 | 10 | N/A | N/A | N/A | 2 | N/A | N/A | N/A | N/A | N/A | N/A | N/A | 0 | 0 | 0
PG&E GBA | North Dublin | 230 | No Analysis | 2 |  | 0 | 0 | 0 | 0 |  | 0 |  | N/A | N/A | N/A | N/A | N/A | N/A | N/A | N/A | 0 | 0 | 0 | 0 |  | 0 | 10 | N/A | N/A | N/A | 2 | N/A | N/A | N/A | N/A | N/A | N/A | N/A | 0 | 0 | 0
SDGE | North Gila | 500 | North Gila | 2 | OOS | 0 | 0 | 0 | 0 |  | 0 |  | N/A | N/A | N/A | N/A | N/A | N/A | N/A | N/A | 1520 | 1410 | 0 | 0 |  | 2930 | 10 | 5 | N/A | N/A | 2 | N/A | N/A | N/A | N/A | N/A | N/A | N/A | 0 | 0 | 0
SCE Metro | North of SONGS | 230 | No Analysis | 2 |  | 0 | 0 | 0 | 0 |  | 0 |  | N/A | N/A | N/A | N/A | N/A | N/A | N/A | N/A | 0 | 0 | 0 | 0 |  | 0 | 10 | N/A | N/A | N/A | 2 | N/A | N/A | N/A | N/A | N/A | N/A | N/A | 0 | 0 | 0
SCE Metro | North of SONGS | 500 | No Analysis | 2 |  | 0 | 0 | 0 | 0 |  | 0 |  | N/A | N/A | N/A | N/A | N/A | N/A | N/A | N/A | 0 | 0 | 0 | 0 |  | 0 | 10 | N/A | N/A | N/A | 2 | N/A | N/A | N/A | N/A | N/A | N/A | N/A | 0 | 0 | 0
PG&E NGBA | Notre Dame | 115 | No Analysis | 2 |  | 0 | 0 | 0 | 0 |  | 0 |  | N/A | N/A | N/A | N/A | N/A | N/A | N/A | N/A | 0 | 0 | 0 | 0 |  | 0 | 10 | N/A | N/A | N/A | 2 | N/A | N/A | N/A | N/A | N/A | N/A | N/A | 0 | 0 | 0
PG&E GBA | Oakland C | 115 | No Analysis | 2 |  | 0 | 0 | 0 | 0 |  | 0 |  | N/A | N/A | N/A | N/A | N/A | N/A | N/A | N/A | 0 | 40 | 0 | 0 |  | 40 | 10 | N/A | N/A | N/A | 2 | N/A | N/A | N/A | N/A | N/A | N/A | N/A | 0 | 0 | 0
PG&E GBA | Oakland J | 115 | No Analysis | 2 |  | 0 | 0 | 0 | 0 |  | 0 | 10 | N/A | N/A | N/A | N/A | N/A | N/A | N/A | N/A | 0 | 50 | 0 | 0 |  | 50 | 10 | N/A | N/A | N/A | 2 | N/A | N/A | N/A | N/A | N/A | N/A | N/A | 0 | 0 | 0
PG&E GBA | Oakland L | 115 | No Analysis | 2 |  | 0 | 0 | 0 | 0 |  | 0 |  | N/A | N/A | N/A | N/A | N/A | N/A | N/A | N/A | 0 | 0 | 0 | 0 |  | 0 | 10 | N/A | N/A | N/A | 2 | N/A | N/A | N/A | N/A | N/A | N/A | N/A | 0 | 0 | 0
PG&E GBA | Oakland X | 115 | No Analysis | 2 |  | 0 | 0 | 0 | 0 |  | 0 |  | N/A | N/A | N/A | N/A | N/A | N/A | N/A | N/A | 0 | 70 | 0 | 0 |  | 70 | 10 | N/A | N/A | N/A | 2 | N/A | N/A | N/A | N/A | N/A | N/A | N/A | 0 | 0 | 0
SDGE | Ocean Ranch | 69 | No Analysis | 2 |  | 0 | 0 | 0 | 0 |  | 0 |  | N/A | N/A | N/A | N/A | N/A | N/A | N/A | N/A | 0 | 0 | 0 | 0 |  | 0 | 10 | N/A | N/A | N/A | 2 | N/A | N/A | N/A | N/A | N/A | N/A | N/A | 0 | 0 | 0
PG&E KERN | Oceano | 115 | Oceano | 2 |  | 0 | 0 | 0 | 0 |  | 0 |  | N/A | N/A | N/A | N/A | N/A | N/A | N/A | N/A | 0 | 100 | 0 | 0 |  | 100 | 10 | 1 | 2 | 1 | 2 | 2 | 1 | 1 | 1 | 1 | 1 | 1 | 0 | 0 | 0
SDGE | Ocotillo Express | 500 | Ocotillo | 2 |  | 130 | 0 | 0 | 0 |  | 130 |  | N/A | N/A | N/A | N/A | N/A | N/A | N/A | N/A | 0 | 0 | 0 | 0 |  | 0 | 10 | 1 | 1 | 1 | 2 | 1 | 1 | 1 | 1 | 2 | 1 | 1 | 0 | 0 | 0
PG&E KERN | Old River | 70 | No Analysis | 1 |  | 0 | 0 | 0 | 0 |  | 0 |  | N/A | N/A | N/A | N/A | N/A | N/A | N/A | N/A | 0 | 0 | 0 | 0 |  | 0 | 10 | N/A | N/A | N/A | 1 | N/A | N/A | N/A | N/A | N/A | N/A | N/A | 0 | 0 | 0
SDGE | Old Town | 230 | Old Town | 2 |  | 0 | 0 | 0 | 0 |  | 0 |  | N/A | N/A | N/A | N/A | N/A | N/A | N/A | N/A | 0 | 0 | 0 | 0 |  | 0 | 10 | 1 | 3 | 1 | 2 | 1 | 1 | 1 | 3 | 3 | 1 | 1 | 0 | 0 | 0
SCE Metro | Olinda | 230 | Olinda | 2 |  | 0 | 0 | 0 | 0 |  | 0 |  | N/A | N/A | N/A | N/A | N/A | N/A | N/A | N/A | 0 | 0 | 0 | 0 |  | 0 | 10 | 1 | 3 | 1 | 2 | 5 | 2 | 1 | 1 | 2 | 1 | 1 | 0 | 0 | 0
PG&E FRESNO | Olive | 115 | Olive | 1 |  | 0 | 0 | 0 | 0 |  | 0 |  | N/A | N/A | N/A | N/A | N/A | N/A | N/A | N/A | 0 | 0 | 0 | 0 |  | 0 | 5 | 1 | 1 | 1 | 1 | 2 | 1 | 1 | 1 | 2 | 1 | 1 | 0 | 0 | 0
PG&E NGBA | Olivehurst | 115 | Olivehurst | 2 |  | 0 | 0 | 0 | 0 |  | 0 |  | N/A | N/A | N/A | N/A | N/A | N/A | N/A | N/A | 0 | 0 | 0 | 0 |  | 0 | 10 | 1 | 2 | 2 | 2 | 1 | 1 | 1 | 1 | 1 | 1 | 1 | 0 | 0 | 0
PG&E NGBA | Oregon Trail | 60 | No Analysis | 2 |  | 0 | 0 | 0 | 0 |  | 0 |  | N/A | N/A | N/A | N/A | N/A | N/A | N/A | N/A | 0 | 0 | 0 | 0 |  | 0 | 10 | N/A | N/A | N/A | 2 | N/A | N/A | N/A | N/A | N/A | N/A | N/A | 0 | 0 | 0
SCE Northern | Ormond Beach | 230 | No Analysis | 1 |  | 0 | 0 | 0 | 0 |  | 0 |  | N/A | N/A | N/A | N/A | N/A | N/A | N/A | N/A | 0 | 0 | 0 | 0 |  | 0 | 10 | N/A | N/A | N/A | 1 | N/A | N/A | N/A | N/A | N/A | N/A | N/A | 0 | 0 | 0
PG&E FRESNO | Oro Loma | 115 | Oro Loma | 1 |  | 0 | 0 | 0 | 0 |  | 0 |  | N/A | N/A | N/A | N/A | N/A | N/A | N/A | N/A | 110 | 0 | 0 | 0 |  | 110 | 10 | 1 | 1 | 1 | 1 | 1 | 1 | 1 | 1 | 1 | 1 | 1 | 20 | 0 | 20
PG&E FRESNO | Oro Loma | 70 | Oro Loma | 1 |  | 0 | 0 | 0 | 0 |  | 0 |  | N/A | N/A | N/A | N/A | N/A | N/A | N/A | N/A | 0 | 0 | 0 | 0 |  | 0 | 10 | 1 | 1 | 1 | 1 | 1 | 1 | 1 | 1 | 1 | 1 | 1 | 0 | 0 | 0
PG&E FRESNO | Orosi | 70 | No Analysis | 1 |  | 0 | 0 | 0 | 0 |  | 0 |  | N/A | N/A | N/A | N/A | N/A | N/A | N/A | N/A | 0 | 0 | 0 | 0 |  | 0 | 10 | N/A | N/A | N/A | 1 | N/A | N/A | N/A | N/A | N/A | N/A | N/A | 0 | 0 | 0
SDGE | Otay | 69 | No Analysis | 2 |  | 0 | 0 | 0 | 0 |  | 0 |  | N/A | N/A | N/A | N/A | N/A | N/A | N/A | N/A | 0 | 0 | 0 | 0 |  | 0 | 10 | N/A | N/A | N/A | 2 | N/A | N/A | N/A | N/A | N/A | N/A | N/A | 0 | 0 | 0
SDGE | Otay Mesa | 230 | Otay Mesa | 2 |  | 0 | 0 | 0 | 0 |  | 0 |  | N/A | N/A | N/A | N/A | N/A | N/A | N/A | N/A | 0 | 0 | 0 | 0 |  | 0 | 10 | 1 | 3 | 1 | 2 | 5 | 1 | 4 | 4 | 5 | 1 | 1 | 0 | 0 | 0
PG&E FRESNO | Padre Flats SW STA | 230 | No Analysis | 1 |  | 0 | 0 | 0 | 0 |  | 0 |  | N/A | N/A | N/A | N/A | N/A | N/A | N/A | N/A | 370 | 0 | 0 | 0 |  | 370 | 10 | N/A | N/A | N/A | 1 | N/A | N/A | N/A | N/A | N/A | N/A | N/A | 50 | 0 | 50
EOP | Pahrump | 138 | Pahrump | 2 | OOS | 0 | 0 | 0 | 0 |  | 0 |  | N/A | N/A | N/A | N/A | N/A | N/A | N/A | N/A | 0 | 0 | 0 | 0 |  | 0 | 10 | 1 | N/A | N/A | 2 | N/A | N/A | N/A | N/A | N/A | N/A | N/A | 0 | 0 | 0
EOP | Pahrump | 230 | Pahrump | 2 | OOS | 0 | 0 | 0 | 0 |  | 0 |  | N/A | N/A | N/A | N/A | N/A | N/A | N/A | N/A | 0 | 0 | 0 | 0 |  | 0 | 10 | 1 | N/A | N/A | 2 | N/A | N/A | N/A | N/A | N/A | N/A | N/A | 0 | 0 | 0
SDGE | Pala | 69 | No Analysis | 2 |  | 0 | 0 | 0 | 0 |  | 0 |  | N/A | N/A | N/A | N/A | N/A | N/A | N/A | N/A | 0 | 0 | 0 | 0 |  | 0 | 10 | N/A | N/A | N/A | 2 | N/A | N/A | N/A | N/A | N/A | N/A | N/A | 0 | 0 | 0
PG&E NGBA | Palermo | 115 | Palermo | 2 |  | 0 | 0 | 0 | 0 |  | 0 |  | N/A | N/A | N/A | N/A | N/A | N/A | N/A | N/A | 0 | 0 | 0 | 0 |  | 0 | 10 | 1 | 2 | 1 | 2 | 3 | 3 | 1 | 1 | 4 | 1 | 1 | 0 | 0 | 0
PG&E NGBA | Palermo | 230 | Palermo | 2 |  | 0 | 0 | 0 | 0 |  | 0 |  | N/A | N/A | N/A | N/A | N/A | N/A | N/A | N/A | 0 | 0 | 0 | 0 |  | 0 | 10 | 1 | 2 | 1 | 2 | 3 | 3 | 1 | 1 | 4 | 1 | 1 | 0 | 0 | 0
SCE Eastern | Palo Verde | 500 | Palo Verde | 2 |  | 3000 | 0 | 0 | 0 |  | 3000 |  | N/A | N/A | N/A | N/A | N/A | N/A | N/A | N/A | 0 | 0 | 0 | 0 |  | 0 | 10 | 1 | 1 | 1 | 2 | 1 | 1 | 1 | 1 | 1 | 1 | 1 | 0 | 0 | 0
SDGE | Palomar Energy | 230 | Palomar | 2 |  | 0 | 0 | 0 | 0 |  | 0 |  | N/A | N/A | N/A | N/A | N/A | N/A | N/A | N/A | 0 | 0 | 0 | 0 |  | 0 | 10 | 1 | 4 | 1 | 2 | 2 | 1 | 1 | 1 | 2 | 1 | 1 | 0 | 0 | 0
PG&E KERN | Panama | 70 | No Analysis | 1 |  | 0 | 0 | 0 | 0 |  | 0 |  | N/A | N/A | N/A | N/A | N/A | N/A | N/A | N/A | 0 | 0 | 0 | 0 |  | 0 | 10 | N/A | N/A | N/A | 1 | N/A | N/A | N/A | N/A | N/A | N/A | N/A | 0 | 0 | 0
PG&E FRESNO | Panoche | 115 | Panoche | 1 |  | 0 | 0 | 0 | 0 |  | 0 |  | N/A | N/A | N/A | N/A | N/A | N/A | N/A | N/A | 130 | 0 | 0 | 0 |  | 130 | 10 | 1 | 1 | 2 | 1 | 1 | 1 | 1 | 1 | 1 | 1 | 1 | 0 | 0 | 0
PG&E FRESNO | Panoche | 230 | Panoche | 1 |  | 0 | 0 | 0 | 0 |  | 0 |  | N/A | N/A | N/A | N/A | N/A | N/A | N/A | N/A | 0 | 0 | 0 | 0 |  | 0 | 15 | 1 | 1 | 1 | 1 | 2 | 1 | 1 | 1 | 1 | 1 | 1 | 0 | 0 | 0
SCE Northern | Pardee | 230 | Pardee | 2 |  | 0 | 0 | 0 | 0 |  | 0 |  | N/A | N/A | N/A | N/A | N/A | N/A | N/A | N/A | 192 | 0 | 0 | 0 |  | 192 | 10 | 1 | 3 | 1 | 2 | 5 | 1 | 1 | 1 | 2 | 1 | 1 | 0 | 0 | 0
PG&E NGBA | Parkway | 230 | No Analysis | 2 |  | 0 | 0 | 0 | 0 |  | 0 |  | N/A | N/A | N/A | N/A | N/A | N/A | N/A | N/A | 0 | 0 | 0 | 0 |  | 0 | 10 | N/A | N/A | N/A | 2 | N/A | N/A | N/A | N/A | N/A | N/A | N/A | 0 | 0 | 0
SCE Northern | Pastoria | 230 | Pastoria | 2 |  | 0 | 0 | 0 | 0 |  | 0 |  | N/A | N/A | N/A | N/A | N/A | N/A | N/A | N/A | 0 | 105 | 0 | 0 |  | 105 | 10 | 3 | 1 | 2 | 2 | 3 | 2 | 1 | 1 | 2 | 1 | 1 | 0 | 0 | 0
SCE Metro | Pauda | 230 | Padua | 2 |  | 0 | 0 | 0 | 0 |  | 0 |  | N/A | N/A | N/A | N/A | N/A | N/A | N/A | N/A | 0 | 0 | 0 | 0 |  | 0 | 10 | 1 | 4 | 1 | 2 | 5 | 1 | 1 | 1 | 1 | 1 | 1 | 0 | 0 | 0
PG&E GBA | Paul Sweet | 115 | No Analysis | 1 |  | 0 | 0 | 0 | 0 |  | 0 |  | N/A | N/A | N/A | N/A | N/A | N/A | N/A | N/A | 0 | 0 | 0 | 0 |  | 0 | 10 | N/A | N/A | N/A | 1 | N/A | N/A | N/A | N/A | N/A | N/A | N/A | 0 | 0 | 0
PG&E NGBA | Peabody | 230 | Peabody | 2 |  | 0 | 0 | 0 | 0 |  | 0 |  | N/A | N/A | N/A | N/A | N/A | N/A | N/A | N/A | 0 | 0 | 0 | 0 |  | 0 | 10 | 1 | 1 | 1 | 2 | 3 | 1 | 1 | 1 | 2 | 1 | 1 | 0 | 0 | 0
PG&E NGBA | Pease | 115 | Pease | 2 |  | 0 | 0 | 0 | 0 |  | 0 |  | N/A | N/A | N/A | N/A | N/A | N/A | N/A | N/A | 0 | 0 | 0 | 0 |  | 0 | 10 | 1 | 2 | 1 | 2 | 1 | 1 | 1 | 1 | 2 | 1 | 1 | 0 | 0 | 0
PG&E NGBA | Pease | 60 | Pease | 2 |  | 0 | 0 | 0 | 0 |  | 0 |  | N/A | N/A | N/A | N/A | N/A | N/A | N/A | N/A | 0 | 0 | 0 | 0 |  | 0 | 10 | 1 | 2 | 1 | 2 | 1 | 1 | 1 | 1 | 2 | 1 | 1 | 0 | 0 | 0
SDGE | Penasquitos | 138 | Penasquitos | 2 |  | 0 | 0 | 0 | 0 |  | 0 | 10 | 1 | 1 | 1 | 1 | 2 | 2 | 1 | 1 | 0 | 0 | 0 | 0 |  | 0 | 10 | 1 | 2 | 1 | 2 | 1 | 1 | 2 | 2 | 3 | 1 | 1 | 0 | 0 | 0
SDGE | Penasquitos | 230 | Penasquitos | 2 |  | 0 | 0 | 0 | 0 |  | 0 |  | N/A | N/A | N/A | N/A | N/A | N/A | N/A | N/A | 0 | 0 | 0 | 0 |  | 0 | 10 | 1 | 2 | 1 | 2 | 1 | 1 | 2 | 2 | 3 | 1 | 1 | 0 | 0 | 0
SDGE | Penasquitos | 69 | Penasquitos | 2 |  | 0 | 0 | 0 | 0 |  | 0 | 30 | 1 | 1 | 1 | 1 | 2 | 2 | 1 | 1 | 0 | 0 | 0 | 0 |  | 0 | 10 | 1 | 2 | 1 | 2 | 1 | 1 | 2 | 2 | 3 | 1 | 1 | 0 | 0 | 0
SDGE | Pendleton | 69 | No Analysis | 2 |  | 0 | 0 | 0 | 0 |  | 0 |  | N/A | N/A | N/A | N/A | N/A | N/A | N/A | N/A | 0 | 0 | 0 | 0 |  | 0 | 10 | N/A | N/A | N/A | 2 | N/A | N/A | N/A | N/A | N/A | N/A | N/A | 0 | 0 | 0
PG&E NGBA | Penngrove | 115 | Penngrove | 2 |  | 0 | 0 | 0 | 0 |  | 0 |  | N/A | N/A | N/A | N/A | N/A | N/A | N/A | N/A | 0 | 0 | 0 | 0 |  | 0 | 10 | 1 | 2 | 1 | 2 | 3 | 2 | 1 | 2 | 3 | 1 | 1 | 0 | 0 | 0
PG&E GBA | Peoria | 115 | Peoria | 2 |  | 0 | 0 | 0 | 0 |  | 0 | 15 | 1 | 1 | 1 | 1 | 1 | 1 | 1 | 1 | 0 | 0 | 0 | 0 |  | 0 | 10 | 1 | 1 | 1 | 2 | 5 | 2 | 1 | 1 | 3 | 2 | 1 | 0 | 0 | 0
PG&E GBA | Piercy | 115 | No Analysis | 2 |  | 0 | 0 | 0 | 0 |  | 0 |  | N/A | N/A | N/A | N/A | N/A | N/A | N/A | N/A | 0 | 0 | 0 | 0 |  | 0 | 10 | N/A | N/A | N/A | 2 | N/A | N/A | N/A | N/A | N/A | N/A | N/A | 0 | 0 | 0
PG&E FRESNO | Pine Flat | 230 | No Analysis | 1 |  | 0 | 0 | 0 | 0 |  | 0 |  | N/A | N/A | N/A | N/A | N/A | N/A | N/A | N/A | 225 | 0 | 0 | 0 |  | 225 | 10 | N/A | N/A | N/A | 1 | N/A | N/A | N/A | N/A | N/A | N/A | N/A | 0 | 0 | 0
SCE NOL | Pisgah | 230 | Pisgah | 2 |  | 0 | 0 | 0 | 0 |  | 0 |  | N/A | N/A | N/A | N/A | N/A | N/A | N/A | N/A | 0 | 0 | 0 | 0 |  | 0 | 15 | 1 | 1 | 1 | 2 | 1 | 1 | 1 | 1 | 1 | 2 | 1 | 0 | 0 | 0
PG&E NGBA | Pit 1 | 230 | Pit 1 | 2 |  | 0 | 0 | 0 | 0 |  | 0 |  | N/A | N/A | N/A | N/A | N/A | N/A | N/A | N/A | 0 | 0 | 0 | 0 |  | 0 | 10 | 1 | 1 | 1 | 2 | 1 | 1 | 1 | 1 | 2 | 1 | 1 | 0 | 0 | 0
PG&E NGBA | Pit 1 | 60 | Pit 1 | 2 |  | 0 | 0 | 0 | 0 |  | 0 |  | N/A | N/A | N/A | N/A | N/A | N/A | N/A | N/A | 0 | 0 | 0 | 0 |  | 0 | 10 | 1 | 1 | 1 | 2 | 1 | 1 | 1 | 1 | 2 | 1 | 1 | 0 | 0 | 0
PG&E NGBA | Pit 3 | 230 | No Analysis | 2 |  | 0 | 0 | 0 | 0 |  | 0 |  | N/A | N/A | N/A | N/A | N/A | N/A | N/A | N/A | 0 | 0 | 0 | 0 |  | 0 | 10 | N/A | N/A | N/A | 2 | N/A | N/A | N/A | N/A | N/A | N/A | N/A | 0 | 0 | 0
PG&E NGBA | Pit 4 | 230 | No Analysis | 2 |  | 0 | 0 | 0 | 0 |  | 0 |  | N/A | N/A | N/A | N/A | N/A | N/A | N/A | N/A | 0 | 0 | 0 | 0 |  | 0 | 10 | N/A | N/A | N/A | 2 | N/A | N/A | N/A | N/A | N/A | N/A | N/A | 0 | 0 | 0
PG&E GBA | Pittsburg | 115 | Pittsburg | 2 |  | 0 | 0 | 0 | 0 |  | 0 |  | N/A | N/A | N/A | N/A | N/A | N/A | N/A | N/A | 0 | 0 | 0 | 0 |  | 0 | 10 | 1 | 1 | 1 | 2 | 3 | 1 | 1 | 1 | 2 | 1 | 1 | 0 | 0 | 0
PG&E GBA | Pittsburg | 230 | Pittsburg | 2 |  | 0 | 0 | 0 | 0 |  | 0 |  | N/A | N/A | N/A | N/A | N/A | N/A | N/A | N/A | 0 | 0 | 0 | 0 |  | 0 | 10 | 1 | 1 | 1 | 2 | 3 | 1 | 1 | 1 | 2 | 1 | 1 | 0 | 0 | 0
PG&E NGBA | Pleasant Grove | 115 | Pleasant Grove | 2 |  | 0 | 0 | 0 | 0 |  | 0 |  | N/A | N/A | N/A | N/A | N/A | N/A | N/A | N/A | 0 | 0 | 0 | 0 |  | 0 | 10 | 1 | 4 | 1 | 2 | 2 | 1 | 1 | 1 | 1 | 1 | 1 | 0 | 0 | 0
PG&E NGBA | POE | 230 | No Analysis | 2 |  | 0 | 0 | 0 | 0 |  | 0 |  | N/A | N/A | N/A | N/A | N/A | N/A | N/A | N/A | 0 | 0 | 0 | 0 |  | 0 | 10 | N/A | N/A | N/A | 2 | N/A | N/A | N/A | N/A | N/A | N/A | N/A | 0 | 0 | 0
SDGE | Point Loma | 69 | No Analysis | 2 |  | 0 | 0 | 0 | 0 |  | 0 |  | N/A | N/A | N/A | N/A | N/A | N/A | N/A | N/A | 0 | 0 | 0 | 0 |  | 0 | 10 | N/A | N/A | N/A | 2 | N/A | N/A | N/A | N/A | N/A | N/A | N/A | 0 | 0 | 0
SDGE | Pomerado | 69 | No Analysis | 2 |  | 0 | 0 | 0 | 0 |  | 0 |  | N/A | N/A | N/A | N/A | N/A | N/A | N/A | N/A | 0 | 0 | 0 | 0 |  | 0 | 10 | N/A | N/A | N/A | 2 | N/A | N/A | N/A | N/A | N/A | N/A | N/A | 0 | 0 | 0
PG&E KERN | Poso Mountain | 115 | Poso Mountain | 1 |  | 0 | 0 | 0 | 0 |  | 0 |  | N/A | N/A | N/A | N/A | N/A | N/A | N/A | N/A | 100 | 150 | 0 | 0 |  | 250 | 10 | 1 | 1 | 1 | 1 | 3 | 3 | 1 | 1 | 3 | 1 | 1 | 0 | 0 | 0
EOP | Primm | 230 | Primm | 2 | OOS | 0 | 0 | 0 | 0 |  | 0 |  | N/A | N/A | N/A | N/A | N/A | N/A | N/A | N/A | 0 | 0 | 0 | 0 |  | 0 | 10 | 1 | N/A | N/A | 2 | N/A | N/A | N/A | N/A | N/A | N/A | N/A | 0 | 0 | 0
PG&E NGBA | Putah Creek | 115 | Putah Creek | 2 |  | 0 | 0 | 0 | 0 |  | 0 |  | N/A | N/A | N/A | N/A | N/A | N/A | N/A | N/A | 0 | 0 | 0 | 0 |  | 0 | 5 | 1 | 1 | 1 | 2 | 3 | 2 | 1 | 1 | 2 | 1 | 1 | 0 | 0 | 0
SDGE | Q1806 | 138 | No Analysis | 2 |  | 0 | 0 | 0 | 0 |  | 0 |  | N/A | N/A | N/A | N/A | N/A | N/A | N/A | N/A | 0 | 0 | 0 | 0 |  | 0 | 10 | N/A | N/A | N/A | 2 | N/A | N/A | N/A | N/A | N/A | N/A | N/A | 0 | 0 | 0
PG&E FRESNO | Quinto | 230 | Quinto | 1 |  | 0 | 0 | 0 | 0 |  | 0 |  | N/A | N/A | N/A | N/A | N/A | N/A | N/A | N/A | 370 | 0 | 0 | 0 |  | 370 | 10 | 2 | 1 | 1 | 1 | 2 | 2 | 1 | 1 | 2 | 1 | 1 | 30 | 0 | 30
PG&E GBA | Race Track | 115 | No Analysis | 2 |  | 20 | 0 | 0 | 0 |  | 20 |  | N/A | N/A | N/A | N/A | N/A | N/A | N/A | N/A | 0 | 0 | 0 | 0 |  | 0 | 10 | N/A | N/A | N/A | 2 | N/A | N/A | N/A | N/A | N/A | N/A | N/A | 0 | 0 | 0
SDGE | Rancho Mission Viejo | 138 | No Analysis | 2 |  | 0 | 0 | 0 | 0 |  | 0 |  | N/A | N/A | N/A | N/A | N/A | N/A | N/A | N/A | 0 | 0 | 0 | 0 |  | 0 | 10 | N/A | N/A | N/A | 2 | N/A | N/A | N/A | N/A | N/A | N/A | N/A | 0 | 0 | 0
PG&E GBA | Rancho Seco | 230 | No Analysis | 1 |  | 0 | 0 | 0 | 0 |  | 0 |  | N/A | N/A | N/A | N/A | N/A | N/A | N/A | N/A | 0 | 0 | 0 | 0 |  | 0 | 10 | N/A | N/A | N/A | 1 | N/A | N/A | N/A | N/A | N/A | N/A | N/A | 0 | 0 | 0
SCE Metro | Rancho Vista | 230 | Rancho Vista | 2 |  | 0 | 0 | 0 | 0 |  | 0 |  | N/A | N/A | N/A | N/A | N/A | N/A | N/A | N/A | 0 | 0 | 0 | 0 |  | 0 | 10 | 1 | 4 | 1 | 2 | 5 | 1 | 1 | 1 | 1 | 1 | 1 | 0 | 0 | 0
SCE Metro | Rancho Vista | 500 | Rancho Vista | 2 |  | 0 | 0 | 0 | 0 |  | 0 |  | N/A | N/A | N/A | N/A | N/A | N/A | N/A | N/A | 0 | 0 | 0 | 0 |  | 0 | 10 | 1 | 4 | 1 | 2 | 5 | 1 | 1 | 1 | 1 | 1 | 1 | 0 | 0 | 0
SCE NOL | Ransburg | 115 | Ransburg | 2 |  | 0 | 0 | 0 | 0 |  | 0 |  | N/A | N/A | N/A | N/A | N/A | N/A | N/A | N/A | 0 | 0 | 0 | 0 |  | 0 | 10 | 1 | 2 | 1 | 2 | 1 | 1 | 1 | 1 | 1 | 1 | 1 | 0 | 0 | 0
PG&E GBA | Ravenswood | 115 | No Analysis | 2 |  | 0 | 0 | 0 | 0 |  | 0 |  | N/A | N/A | N/A | N/A | N/A | N/A | N/A | N/A | 0 | 0 | 0 | 0 |  | 0 | 10 | N/A | N/A | N/A | 2 | N/A | N/A | N/A | N/A | N/A | N/A | N/A | 0 | 0 | 0
PG&E GBA | Ravenswood | 230 | No Analysis | 2 |  | 0 | 0 | 0 | 0 |  | 0 |  | N/A | N/A | N/A | N/A | N/A | N/A | N/A | N/A | 50 | 100 | 0 | 0 |  | 150 | 10 | N/A | N/A | N/A | 2 | N/A | N/A | N/A | N/A | N/A | N/A | N/A | 0 | 0 | 0
SCE Northern | Rector | 230 | Rector | 1 |  | 0 | 0 | 0 | 0 |  | 0 |  | N/A | N/A | N/A | N/A | N/A | N/A | N/A | N/A | 170 | 0 | 0 | 0 |  | 170 | 10 | 1 | 3 | 2 | 1 | 1 | 1 | 1 | 1 | 1 | 1 | 1 | 0 | 0 | 0
SCE Eastern | Red Bluff | 230 | Redbluff | 2 |  | 0 | 0 | 0 | 0 |  | 0 |  | N/A | N/A | N/A | N/A | N/A | N/A | N/A | N/A | 0 | 0 | 0 | 0 |  | 0 | 15 | 1 | 1 | 1 | 2 | 1 | 1 | 1 | 1 | 1 | 1 | 1 | 0 | 0 | 0
SCE Eastern | Red Bluff | 500 | Redbluff | 2 |  | 0 | 0 | 0 | 0 |  | 0 |  | N/A | N/A | N/A | N/A | N/A | N/A | N/A | N/A | 175 | 0 | 0 | 0 |  | 175 | 15 | 1 | 1 | 1 | 2 | 1 | 1 | 1 | 1 | 1 | 1 | 1 | 0 | 0 | 0
PG&E NGBA | Redbud | 115 | No Analysis | 2 |  | 0 | 0 | 0 | 0 |  | 0 |  | N/A | N/A | N/A | N/A | N/A | N/A | N/A | N/A | 0 | 0 | 0 | 0 |  | 0 | 10 | N/A | N/A | N/A | 2 | N/A | N/A | N/A | N/A | N/A | N/A | N/A | 0 | 0 | 0
SCE Metro | Redondo | 230 | Redondo | 2 |  | 0 | 0 | 0 | 0 |  | 0 |  | N/A | N/A | N/A | N/A | N/A | N/A | N/A | N/A | 0 | 0 | 0 | 0 |  | 0 | 10 | 1 | 3 | 1 | 2 | 1 | 1 | 1 | 3 | 3 | 1 | 1 | 0 | 0 | 0
PG&E FRESNO | Reedley | 115 | Reedley | 1 |  | 0 | 0 | 0 | 0 |  | 0 |  | N/A | N/A | N/A | N/A | N/A | N/A | N/A | N/A | 0 | 0 | 0 | 0 |  | 0 | 10 | 1 | 2 | 1 | 1 | 1 | 1 | 1 | 1 | 1 | 1 | 1 | 0 | 0 | 0
PG&E KERN | Renfro | 115 | Renfro | 1 |  | 0 | 0 | 0 | 0 |  | 0 |  | N/A | N/A | N/A | N/A | N/A | N/A | N/A | N/A | 100 | 0 | 0 | 0 |  | 100 | 10 | 1 | 2 | 2 | 1 | 1 | 1 | 1 | 1 | 1 | 1 | 1 | 0 | 0 | 0
PG&E GBA | Richmond R | 115 | Richmond | 2 |  | 0 | 0 | 0 | 0 |  | 0 |  | N/A | N/A | N/A | N/A | N/A | N/A | N/A | N/A | 0 | 0 | 0 | 0 |  | 0 | 10 | 1 | 1 | 1 | 2 | 3 | 1 | 1 | 1 | 2 | 1 | 1 | 0 | 0 | 0
PG&E NGBA | Rincon | 115 | No Analysis | 2 |  | 0 | 0 | 0 | 0 |  | 0 |  | N/A | N/A | N/A | N/A | N/A | N/A | N/A | N/A | 0 | 0 | 0 | 0 |  | 0 | 10 | N/A | N/A | N/A | 2 | N/A | N/A | N/A | N/A | N/A | N/A | N/A | 0 | 0 | 0
PG&E KERN | Rio Bravo | 115 | Rio Bravo | 1 |  | 0 | 0 | 0 | 0 |  | 0 |  | N/A | N/A | N/A | N/A | N/A | N/A | N/A | N/A | 100 | 0 | 0 | 0 |  | 100 | 10 | 1 | 2 | 2 | 1 | 1 | 1 | 1 | 1 | 1 | 1 | 1 | 0 | 0 | 0
SCE Metro | Rio Hondo | 230 | Rio Hondo | 2 |  | 0 | 0 | 0 | 0 |  | 0 |  | N/A | N/A | N/A | N/A | N/A | N/A | N/A | N/A | 0 | 0 | 0 | 0 |  | 0 | 10 | 1 | 1 | 1 | 2 | 5 | 1 | 1 | 3 | 3 | 3 | 1 | 0 | 0 | 0
PG&E NGBA | Rio Oso | 115 | Rio Oso | 2 |  | 0 | 0 | 0 | 0 |  | 0 |  | N/A | N/A | N/A | N/A | N/A | N/A | N/A | N/A | 0 | 0 | 0 | 0 |  | 0 | 10 | 1 | 1 | 1 | 2 | 1 | 1 | 1 | 1 | 2 | 1 | 1 | 0 | 0 | 0
PG&E NGBA | Rio Oso | 230 | Rio Oso | 2 |  | 0 | 0 | 0 | 0 |  | 0 |  | N/A | N/A | N/A | N/A | N/A | N/A | N/A | N/A | 0 | 0 | 0 | 0 |  | 0 | 10 | 1 | 1 | 1 | 2 | 1 | 1 | 1 | 1 | 2 | 1 | 1 | 0 | 0 | 0
PG&E GBA | Ripon | 115 | Ripon | 1 |  | 0 | 0 | 0 | 0 |  | 0 |  | N/A | N/A | N/A | N/A | N/A | N/A | N/A | N/A | 0 | 0 | 0 | 0 |  | 0 | 10 | 1 | 2 | 2 | 1 | 1 | 1 | 1 | 1 | 1 | 1 | 1 | 0 | 0 | 0
PG&E GBA | Riverbank | 115 | Riverbank | 1 |  | 0 | 0 | 0 | 0 |  | 0 |  | N/A | N/A | N/A | N/A | N/A | N/A | N/A | N/A | 0 | 0 | 0 | 0 |  | 0 | 10 | 1 | 2 | 1 | 1 | 2 | 2 | 1 | 1 | 2 | 1 | 1 | 0 | 0 | 0
SCE NOL | Roadway | 115 | Roadway | 2 |  | 0 | 0 | 0 | 0 |  | 0 |  | N/A | N/A | N/A | N/A | N/A | N/A | N/A | N/A | 0 | 0 | 0 | 0 |  | 0 | 10 | 1 | 4 | 1 | 2 | 1 | 1 | 1 | 1 | 2 | 1 | 1 | 0 | 0 | 0
PG&E NGBA | Rock Creek 1 | 230 | No Analysis | 2 |  | 0 | 0 | 0 | 0 |  | 0 |  | N/A | N/A | N/A | N/A | N/A | N/A | N/A | N/A | 0 | 397.5 | 0 | 0 |  | 397.5 | 10 | N/A | N/A | N/A | 2 | N/A | N/A | N/A | N/A | N/A | N/A | N/A | 0 | 0 | 0
SCE Northern | Rosamond | 66 | No Analysis | 2 |  | 0 | 0 | 0 | 0 |  | 0 |  | N/A | N/A | N/A | N/A | N/A | N/A | N/A | N/A | 0 | 0 | 0 | 0 |  | 0 | 10 | N/A | N/A | N/A | 2 | N/A | N/A | N/A | N/A | N/A | N/A | N/A | 0 | 0 | 0
PG&E GBA | Rossmoor | 230 | No Analysis | 2 |  | 0 | 0 | 0 | 0 |  | 0 |  | N/A | N/A | N/A | N/A | N/A | N/A | N/A | N/A | 0 | 0 | 0 | 0 |  | 0 | 10 | N/A | N/A | N/A | 2 | N/A | N/A | N/A | N/A | N/A | N/A | N/A | 0 | 0 | 0
PG&E NGBA | Round Mountain | 230 | Round Mountain | 2 |  | 150 | 0 | 0 | 0 |  | 150 | 10 | 5 | 5 | 5 | 5 | 5 | 5 | 5 | 5 | 0 | 0 | 0 | 0 |  | 0 | 10 | 1 | 1 | 1 | 2 | 5 | 3 | 1 | 1 | 3 | 1 | 1 | 80 | 0 | 80
PG&E NGBA | Round Mountain | 500 | Round Mountain | 2 |  | 0 | 0 | 0 | 0 |  | 0 |  | N/A | N/A | N/A | N/A | N/A | N/A | N/A | N/A | 0 | 0 | 0 | 0 |  | 0 | 10 | 1 | 1 | 1 | 2 | 5 | 3 | 1 | 1 | 3 | 1 | 1 | 0 | 0 | 0
PG&E GBA | Salado | 115 | No Analysis | 1 |  | 0 | 0 | 0 | 0 |  | 0 |  | N/A | N/A | N/A | N/A | N/A | N/A | N/A | N/A | 0 | 0 | 0 | 0 |  | 0 | 10 | N/A | N/A | N/A | 1 | N/A | N/A | N/A | N/A | N/A | N/A | N/A | 0 | 0 | 0
PG&E GBA | Salado | 60 | No Analysis | 1 |  | 0 | 0 | 0 | 0 |  | 0 |  | N/A | N/A | N/A | N/A | N/A | N/A | N/A | N/A | 0 | 0 | 0 | 0 |  | 0 | 10 | N/A | N/A | N/A | 1 | N/A | N/A | N/A | N/A | N/A | N/A | N/A | 0 | 0 | 0
PG&E GBA | Salinas | 115 | No Analysis | 1 |  | 60 | 0 | 0 | 0 |  | 60 |  | N/A | N/A | N/A | N/A | N/A | N/A | N/A | N/A | 0 | 0 | 0 | 0 |  | 0 | 10 | N/A | N/A | N/A | 1 | N/A | N/A | N/A | N/A | N/A | N/A | N/A | 0 | 0 | 0
SDGE | Salt Creek | 69 | No Analysis | 2 |  | 0 | 0 | 0 | 0 |  | 0 |  | N/A | N/A | N/A | N/A | N/A | N/A | N/A | N/A | 0 | 0 | 0 | 0 |  | 0 | 10 | N/A | N/A | N/A | 2 | N/A | N/A | N/A | N/A | N/A | N/A | N/A | 0 | 0 | 0
SCE Eastern | San Bernardino | 230 | San Bernardino | 2 |  | 0 | 0 | 0 | 0 |  | 0 |  | N/A | N/A | N/A | N/A | N/A | N/A | N/A | N/A | 0 | 0 | 0 | 0 |  | 0 | 10 | 1 | 3 | 1 | 2 | 5 | 1 | 1 | 2 | 3 | 1 | 1 | 0 | 0 | 0
PG&E GBA | SAN FRAN A (POTRERO PP) | 115 | No Analysis | 2 |  | 0 | 0 | 0 | 0 |  | 0 |  | N/A | N/A | N/A | N/A | N/A | N/A | N/A | N/A | 100 | 0 | 0 | 0 |  | 100 | 10 | N/A | N/A | N/A | 2 | N/A | N/A | N/A | N/A | N/A | N/A | N/A | 0 | 0 | 0
PG&E GBA | SAN FRAN A (POTRERO PP) | 230 | No Analysis | 2 |  | 0 | 0 | 0 | 0 |  | 0 |  | N/A | N/A | N/A | N/A | N/A | N/A | N/A | N/A | 60 | 0 | 0 | 0 |  | 60 | 10 | N/A | N/A | N/A | 2 | N/A | N/A | N/A | N/A | N/A | N/A | N/A | 0 | 0 | 0
PG&E GBA | San Jose A | 115 | No Analysis | 2 |  | 0 | 0 | 0 | 0 |  | 0 |  | N/A | N/A | N/A | N/A | N/A | N/A | N/A | N/A | 0 | 0 | 0 | 0 |  | 0 | 10 | N/A | N/A | N/A | 2 | N/A | N/A | N/A | N/A | N/A | N/A | N/A | 0 | 0 | 0
PG&E GBA | San Jose B | 115 | No Analysis | 2 |  | 0 | 0 | 0 | 0 |  | 0 |  | N/A | N/A | N/A | N/A | N/A | N/A | N/A | N/A | 0 | 0 | 0 | 0 |  | 0 | 10 | N/A | N/A | N/A | 2 | N/A | N/A | N/A | N/A | N/A | N/A | N/A | 0 | 0 | 0
PG&E GBA | San Leandro U | 115 | No Analysis | 2 |  | 0 | 0 | 0 | 0 |  | 0 |  | N/A | N/A | N/A | N/A | N/A | N/A | N/A | N/A | 70 | 0 | 0 | 0 |  | 70 | 10 | N/A | N/A | N/A | 2 | N/A | N/A | N/A | N/A | N/A | N/A | N/A | 0 | 0 | 0
PG&E KERN | San Luis Obispo | 115 | San Luis Obispo | 2 |  | 0 | 0 | 0 | 0 |  | 0 |  | N/A | N/A | N/A | N/A | N/A | N/A | N/A | N/A | 0 | 0 | 0 | 0 |  | 0 | 10 | 1 | 1 | 1 | 2 | 5 | 1 | 1 | 2 | 2 | 1 | 1 | 0 | 0 | 0
PG&E KERN | San Luis Obispo | 70 | San Luis Obispo | 2 |  | 0 | 0 | 0 | 0 |  | 0 |  | N/A | N/A | N/A | N/A | N/A | N/A | N/A | N/A | 0 | 0 | 0 | 0 |  | 0 | 10 | 1 | 1 | 1 | 2 | 5 | 1 | 1 | 2 | 2 | 1 | 1 | 0 | 0 | 0
SDGE | San Luis Rey | 230 | San Luis Rey | 2 |  | 0 | 0 | 0 | 0 |  | 0 |  | N/A | N/A | N/A | N/A | N/A | N/A | N/A | N/A | 0 | 0 | 0 | 0 |  | 0 | 10 | 1 | 4 | 1 | 2 | 1 | 2 | 1 | 2 | 3 | 1 | 1 | 0 | 0 | 0
SDGE | San Luis Rey | 69 | San Luis Rey | 2 |  | 0 | 0 | 0 | 0 |  | 0 |  | N/A | N/A | N/A | N/A | N/A | N/A | N/A | N/A | 0 | 0 | 0 | 0 |  | 0 | 10 | 1 | 4 | 1 | 2 | 1 | 2 | 1 | 2 | 3 | 1 | 1 | 0 | 0 | 0
SDGE | San Marcos | 69 | No Analysis | 2 |  | 0 | 0 | 0 | 0 |  | 0 |  | N/A | N/A | N/A | N/A | N/A | N/A | N/A | N/A | 0 | 0 | 0 | 0 |  | 0 | 10 | N/A | N/A | N/A | 2 | N/A | N/A | N/A | N/A | N/A | N/A | N/A | 0 | 0 | 0
SCE Metro | San Onofre | 230 | San Onofre | 2 |  | 0 | 0 | 0 | 0 |  | 0 |  | N/A | N/A | N/A | N/A | N/A | N/A | N/A | N/A | 0 | 0 | 0 | 0 |  | 0 | 10 | 1 | 1 | 1 | 2 | 5 | 1 | 3 | 3 | 3 | 3 | 1 | 0 | 0 | 0
PG&E GBA | San Pablo | 115 | No Analysis | 2 |  | 0 | 0 | 0 | 0 |  | 0 |  | N/A | N/A | N/A | N/A | N/A | N/A | N/A | N/A | 0 | 40 | 0 | 0 |  | 40 | 10 | N/A | N/A | N/A | 2 | N/A | N/A | N/A | N/A | N/A | N/A | N/A | 0 | 0 | 0
PG&E GBA | San Ramon | 230 | No Analysis | 2 |  | 0 | 0 | 0 | 0 |  | 0 |  | N/A | N/A | N/A | N/A | N/A | N/A | N/A | N/A | 0 | 0 | 0 | 0 |  | 0 | 10 | N/A | N/A | N/A | 2 | N/A | N/A | N/A | N/A | N/A | N/A | N/A | 0 | 0 | 0
SDGE | San Ysidro | 69 | No Analysis | 2 |  | 0 | 0 | 0 | 0 |  | 0 |  | N/A | N/A | N/A | N/A | N/A | N/A | N/A | N/A | 0 | 0 | 0 | 0 |  | 0 | 10 | N/A | N/A | N/A | 2 | N/A | N/A | N/A | N/A | N/A | N/A | N/A | 0 | 0 | 0
SCE NOL | Sandlot | 230 | No Analysis | 2 |  | 0 | 0 | 0 | 0 |  | 0 |  | N/A | N/A | N/A | N/A | N/A | N/A | N/A | N/A | 0 | 0 | 0 | 0 |  | 0 | 10 | N/A | N/A | N/A | 2 | N/A | N/A | N/A | N/A | N/A | N/A | N/A | 0 | 0 | 0
EOP | Sandy | 138 | SANDY VALLEY | 2 | OOS | 0 | 0 | 0 | 0 |  | 0 |  | N/A | N/A | N/A | N/A | N/A | N/A | N/A | N/A | 0 | 0 | 0 | 0 |  | 0 | 10 | 1 | N/A | N/A | 2 | N/A | N/A | N/A | N/A | N/A | N/A | N/A | 0 | 0 | 0
PG&E FRESNO | Sanger | 115 | Sanger | 1 |  | 0 | 0 | 0 | 0 |  | 0 |  | N/A | N/A | N/A | N/A | N/A | N/A | N/A | N/A | 0 | 0 | 0 | 0 |  | 0 | 10 | 1 | 3 | 2 | 1 | 1 | 1 | 1 | 1 | 1 | 1 | 1 | 0 | 0 | 0
SCE Northern | Santa Clara | 230 | Santa Clara | 2 |  | 0 | 0 | 0 | 0 |  | 0 |  | N/A | N/A | N/A | N/A | N/A | N/A | N/A | N/A | 0 | 0 | 0 | 0 |  | 0 | 10 | 1 | 2 | 1 | 2 | 1 | 1 | 1 | 1 | 1 | 1 | 1 | 0 | 0 | 0
PG&E NGBA | Santa Rosa A | 115 | No Analysis | 2 |  | 0 | 0 | 0 | 0 |  | 0 |  | N/A | N/A | N/A | N/A | N/A | N/A | N/A | N/A | 0 | 0 | 0 | 0 |  | 0 | 10 | N/A | N/A | N/A | 2 | N/A | N/A | N/A | N/A | N/A | N/A | N/A | 0 | 0 | 0
PG&E GBA | Santa Teresa | 115 | No Analysis | 2 |  | 0 | 0 | 0 | 0 |  | 0 |  | N/A | N/A | N/A | N/A | N/A | N/A | N/A | N/A | 0 | 0 | 0 | 0 |  | 0 | 10 | N/A | N/A | N/A | 2 | N/A | N/A | N/A | N/A | N/A | N/A | N/A | 0 | 0 | 0
SDGE | Santee | 138 | No Analysis | 2 |  | 0 | 0 | 0 | 0 |  | 0 |  | N/A | N/A | N/A | N/A | N/A | N/A | N/A | N/A | 0 | 0 | 0 | 0 |  | 0 | 10 | N/A | N/A | N/A | 2 | N/A | N/A | N/A | N/A | N/A | N/A | N/A | 0 | 0 | 0
SCE Metro | Santiago | 230 | Santiago | 2 |  | 0 | 0 | 0 | 0 |  | 0 |  | N/A | N/A | N/A | N/A | N/A | N/A | N/A | N/A | 0 | 0 | 0 | 0 |  | 0 | 10 | 1 | 4 | 1 | 2 | 5 | 1 | 1 | 2 | 3 | 1 | 1 | 0 | 0 | 0
PG&E GBA | Saratoga | 230 | No Analysis | 2 |  | 0 | 0 | 0 | 0 |  | 0 |  | N/A | N/A | N/A | N/A | N/A | N/A | N/A | N/A | 0 | 0 | 0 | 0 |  | 0 | 10 | N/A | N/A | N/A | 2 | N/A | N/A | N/A | N/A | N/A | N/A | N/A | 0 | 0 | 0
SCE Northern | Saugus | 230 | Saugus | 2 |  | 0 | 0 | 0 | 0 |  | 0 |  | N/A | N/A | N/A | N/A | N/A | N/A | N/A | N/A | 0 | 0 | 0 | 0 |  | 0 | 10 | 1 | 3 | 1 | 2 | 5 | 1 | 1 | 1 | 2 | 1 | 1 | 0 | 0 | 0
PG&E FRESNO | Schindler | 115 | Schindler | 1 |  | 0 | 0 | 0 | 0 |  | 0 |  | N/A | N/A | N/A | N/A | N/A | N/A | N/A | N/A | 110 | 0 | 0 | 0 |  | 110 | 10 | 1 | 1 | 1 | 1 | 1 | 1 | 1 | 1 | 1 | 1 | 1 | 0 | 0 | 0
PG&E FRESNO | Schindler | 70 | Schindler | 1 |  | 0 | 0 | 0 | 0 |  | 0 |  | N/A | N/A | N/A | N/A | N/A | N/A | N/A | N/A | 0 | 0 | 0 | 0 |  | 0 | 10 | 1 | 1 | 1 | 1 | 1 | 1 | 1 | 1 | 1 | 1 | 1 | 0 | 0 | 0
PG&E GBA | Schulte | 115 | Schulte Switching Station | 1 |  | 0 | 0 | 0 | 0 |  | 0 |  | N/A | N/A | N/A | N/A | N/A | N/A | N/A | N/A | 40 | 0 | 0 | 0 |  | 40 | 10 | 2 | 2 | 1 | 1 | 5 | 1 | 1 | 1 | 1 | 2 | 1 | 0 | 0 | 0
SDGE | Scripps | 69 | No Analysis | 2 |  | 0 | 0 | 0 | 0 |  | 0 |  | N/A | N/A | N/A | N/A | N/A | N/A | N/A | N/A | 0 | 0 | 0 | 0 |  | 0 | 10 | N/A | N/A | N/A | 2 | N/A | N/A | N/A | N/A | N/A | N/A | N/A | 0 | 0 | 0
PG&E KERN | Semitropic | 115 | Semitropic | 1 |  | 0 | 0 | 0 | 0 |  | 0 |  | N/A | N/A | N/A | N/A | N/A | N/A | N/A | N/A | 0 | 95 | 0 | 0 |  | 95 | 10 | 1 | 1 | 2 | 1 | 1 | 1 | 1 | 1 | 2 | 1 | 1 | 0 | 0 | 0
SCE Metro | Serrano | 230 | Serrano | 2 |  | 0 | 0 | 0 | 0 |  | 0 |  | N/A | N/A | N/A | N/A | N/A | N/A | N/A | N/A | 0 | 0 | 0 | 0 |  | 0 | 10 | 1 | 1 | 1 | 2 | 5 | 2 | 1 | 1 | 3 | 2 | 1 | 0 | 0 | 0
SCE Metro | Serrano | 500 | Serrano | 2 |  | 0 | 0 | 0 | 0 |  | 0 |  | N/A | N/A | N/A | N/A | N/A | N/A | N/A | N/A | 0 | 0 | 0 | 0 |  | 0 | 10 | 1 | 1 | 1 | 2 | 5 | 2 | 1 | 1 | 3 | 2 | 1 | 0 | 0 | 0
SDGE | Shadowridge | 138 | No Analysis | 2 |  | 0 | 0 | 0 | 0 |  | 0 |  | N/A | N/A | N/A | N/A | N/A | N/A | N/A | N/A | 0 | 0 | 0 | 0 |  | 0 | 10 | N/A | N/A | N/A | 2 | N/A | N/A | N/A | N/A | N/A | N/A | N/A | 0 | 0 | 0
PG&E KERN | Shafter | 115 | Shafter | 1 |  | 0 | 0 | 0 | 0 |  | 0 |  | N/A | N/A | N/A | N/A | N/A | N/A | N/A | N/A | 0 | 100 | 0 | 0 |  | 100 | 10 | 1 | 1 | 2 | 1 | 1 | 1 | 1 | 1 | 1 | 1 | 1 | 0 | 0 | 0
PG&E NGBA | Silverado | 115 | No Analysis | 2 |  | 0 | 0 | 0 | 0 |  | 0 |  | N/A | N/A | N/A | N/A | N/A | N/A | N/A | N/A | 0 | 0 | 0 | 0 |  | 0 | 10 | N/A | N/A | N/A | 2 | N/A | N/A | N/A | N/A | N/A | N/A | N/A | 0 | 0 | 0
SDGE | Silvergate | 230 | Silvergate | 2 |  | 0 | 0 | 0 | 0 |  | 0 |  | N/A | N/A | N/A | N/A | N/A | N/A | N/A | N/A | 60 | 0 | 0 | 0 |  | 60 | 10 | 3 | 3 | 1 | 2 | 1 | 1 | 1 | 3 | 3 | 1 | 1 | 0 | 0 | 0
SDGE | Silvergate | 69 | Silvergate | 2 |  | 0 | 0 | 0 | 0 |  | 0 |  | N/A | N/A | N/A | N/A | N/A | N/A | N/A | N/A | 0 | 0 | 0 | 0 |  | 0 | 10 | 3 | 3 | 1 | 2 | 1 | 1 | 1 | 3 | 3 | 1 | 1 | 0 | 0 | 0
PG&E KERN | Sisquoc | 115 | Sisquoc | 2 |  | 0 | 0 | 0 | 0 |  | 0 |  | N/A | N/A | N/A | N/A | N/A | N/A | N/A | N/A | 0 | 100 | 0 | 0 |  | 100 | 10 | 1 | 1 | 1 | 2 | 2 | 1 | 1 | 1 | 1 | 1 | 1 | 0 | 0 | 0
EOP | Sloan Canyon | 230 | SLOAN CANYON | 2 | OOS | 321 | 0 | 0 | 0 |  | 321 | 20 | 2 | N/A | N/A | N/A | N/A | N/A | N/A | N/A | 0 | 0 | 0 | 0 |  | 300 | 10 | 3 | N/A | N/A | 2 | N/A | N/A | N/A | N/A | N/A | N/A | N/A | 0 | 0 | 0
EOP | Sloan Canyon | 500 | SLOAN CANYON | 2 | OOS | 0 | 0 | 0 | 0 |  | 0 |  | N/A | N/A | N/A | N/A | N/A | N/A | N/A | N/A | 0 | 0 | 0 | 0 |  | 0 | 10 | 3 | N/A | N/A | 2 | N/A | N/A | N/A | N/A | N/A | N/A | N/A | 0 | 0 | 0
PG&E KERN | Smyrna | 115 | Smyrna | 1 |  | 0 | 0 | 0 | 0 |  | 0 |  | N/A | N/A | N/A | N/A | N/A | N/A | N/A | N/A | 0 | 0 | 0 | 0 |  | 0 | 10 | 1 | 1 | 1 | 1 | 1 | 1 | 1 | 1 | 1 | 1 | 1 | 0 | 0 | 0
PG&E GBA | Sobrante | 115 | No Analysis | 2 |  | 0 | 0 | 0 | 0 |  | 0 |  | N/A | N/A | N/A | N/A | N/A | N/A | N/A | N/A | 0 | 40 | 0 | 0 |  | 40 | 10 | N/A | N/A | N/A | 2 | N/A | N/A | N/A | N/A | N/A | N/A | N/A | 0 | 0 | 0
PG&E GBA | Sobrante | 230 | No Analysis | 2 |  | 0 | 0 | 0 | 0 |  | 0 |  | N/A | N/A | N/A | N/A | N/A | N/A | N/A | N/A | 0 | 0 | 0 | 0 |  | 0 | 10 | N/A | N/A | N/A | 2 | N/A | N/A | N/A | N/A | N/A | N/A | N/A | 0 | 0 | 0
PG&E KERN | Solar | 230 | Solar SS | 2 |  | 0 | 0 | 0 | 0 |  | 0 |  | N/A | N/A | N/A | N/A | N/A | N/A | N/A | N/A | 0 | 0 | 0 | 0 |  | 0 | 10 | 1 | 1 | 1 | 2 | 5 | 1 | 1 | 1 | 2 | 2 | 1 | 0 | 0 | 0
PG&E GBA | Soledad | 115 | Coburn | 2 |  | 50 | 0 | 0 | 0 |  | 50 |  | N/A | N/A | N/A | N/A | N/A | N/A | N/A | N/A | 0 | 0 | 0 | 0 |  | 0 | 10 | 1 | 1 | 1 | 2 | 3 | 1 | 1 | 1 | 1 | 1 | 1 | 0 | 0 | 0
PG&E GBA | Soledad | 60 | Coburn | 2 |  | 0 | 0 | 0 | 0 |  | 0 | 10 | 5 | 5 | 4 | 3 | 3 | 4 | 4 | 3 | 0 | 0 | 0 | 0 |  | 0 | 10 | 1 | 1 | 1 | 2 | 3 | 1 | 1 | 1 | 1 | 1 | 1 | 0 | 0 | 0
SDGE | Spring Valley | 69 | No Analysis | 2 |  | 0 | 0 | 0 | 0 |  | 0 |  | N/A | N/A | N/A | N/A | N/A | N/A | N/A | N/A | 0 | 0 | 0 | 0 |  | 0 | 10 | N/A | N/A | N/A | 2 | N/A | N/A | N/A | N/A | N/A | N/A | N/A | 0 | 0 | 0
SCE Northern | Springville | 230 | Springville | 1 |  | 0 | 0 | 0 | 0 |  | 0 |  | N/A | N/A | N/A | N/A | N/A | N/A | N/A | N/A | 0 | 0 | 0 | 0 |  | 0 | 10 | 1 | 2 | 1 | 1 | 2 | 2 | 1 | 1 | 3 | 2 | 1 | 0 | 0 | 0
PG&E GBA | Stagg | 230 | Stagg | 1 |  | 0 | 0 | 0 | 0 |  | 0 |  | N/A | N/A | N/A | N/A | N/A | N/A | N/A | N/A | 0 | 0 | 0 | 0 |  | 0 | 10 | 1 | 2 | 3 | 1 | 1 | 1 | 1 | 1 | 1 | 1 | 1 | 0 | 0 | 0
PG&E GBA | Standard Oil | 115 | No Analysis | 2 |  | 0 | 0 | 0 | 0 |  | 0 |  | N/A | N/A | N/A | N/A | N/A | N/A | N/A | N/A | 0 | 40 | 0 | 0 |  | 40 | 10 | N/A | N/A | N/A | 2 | N/A | N/A | N/A | N/A | N/A | N/A | N/A | 0 | 0 | 0
PG&E GBA | Stanislaus | 115 | No Analysis | 2 |  | 0 | 0 | 0 | 0 |  | 0 |  | N/A | N/A | N/A | N/A | N/A | N/A | N/A | N/A | 0 | 0 | 0 | 0 |  | 0 | 10 | N/A | N/A | N/A | 2 | N/A | N/A | N/A | N/A | N/A | N/A | N/A | 0 | 0 | 0
PG&E KERN | Stockdale | 115 | Stockdale | 1 |  | 0 | 0 | 0 | 0 |  | 0 |  | N/A | N/A | N/A | N/A | N/A | N/A | N/A | N/A | 100 | 0 | 0 | 0 |  | 100 | 10 | 1 | 3 | 2 | 1 | 1 | 1 | 1 | 1 | 1 | 1 | 1 | 0 | 0 | 0
PG&E KERN | Stockdale | 230 | Stockdale | 1 |  | 0 | 0 | 0 | 0 |  | 0 |  | N/A | N/A | N/A | N/A | N/A | N/A | N/A | N/A | 0 | 0 | 0 | 0 |  | 0 | 10 | 1 | 3 | 2 | 1 | 1 | 1 | 1 | 1 | 1 | 1 | 1 | 0 | 0 | 0
PG&E GBA | Stockton A | 115 | No Analysis | 1 |  | 0 | 0 | 0 | 0 |  | 0 |  | N/A | N/A | N/A | N/A | N/A | N/A | N/A | N/A | 0 | 0 | 0 | 0 |  | 0 | 10 | N/A | N/A | N/A | 1 | N/A | N/A | N/A | N/A | N/A | N/A | N/A | 0 | 0 | 0
PG&E GBA | Stone | 115 | No Analysis | 2 |  | 0 | 0 | 0 | 0 |  | 0 |  | N/A | N/A | N/A | N/A | N/A | N/A | N/A | N/A | 0 | 0 | 0 | 0 |  | 0 | 10 | N/A | N/A | N/A | 2 | N/A | N/A | N/A | N/A | N/A | N/A | N/A | 0 | 0 | 0
PG&E FRESNO | Storey | 230 | No Analysis | 1 |  | 0 | 0 | 0 | 0 |  | 0 |  | N/A | N/A | N/A | N/A | N/A | N/A | N/A | N/A | 0 | 0 | 0 | 0 |  | 0 | 10 | N/A | N/A | N/A | 1 | N/A | N/A | N/A | N/A | N/A | N/A | N/A | 0 | 0 | 0
PG&E NGBA | Summit | 115 | Summit | 2 | OOS | 0 | 0 | 0 | 0 |  | 0 |  | N/A | N/A | N/A | N/A | N/A | N/A | N/A | N/A | 0 | 0 | 0 | 0 |  | 0 | 10 | #N/A | N/A | N/A | 2 | N/A | N/A | N/A | N/A | N/A | N/A | N/A | 0 | 0 | 0 |  | OOS | N/A | N/A | N/A | N/A | N/A | N/A | N/A | N/A
SDGE | Suncrest | 230 | Suncrest | 2 |  | 0 | 0 | 0 | 0 |  | 0 |  | N/A | N/A | N/A | N/A | N/A | N/A | N/A | N/A | 0 | 0 | 0 | 0 |  | 0 | 10 | 1 | 2 | 1 | 2 | 5 | 1 | 1 | 2 | 2 | 2 | 1 | 0 | 0 | 0
SDGE | Suncrest | 500 | Suncrest | 2 |  | 0 | 0 | 0 | 0 |  | 0 |  | N/A | N/A | N/A | N/A | N/A | N/A | N/A | N/A | 0 | 0 | 0 | 0 |  | 0 | 10 | 1 | 2 | 1 | 2 | 5 | 1 | 1 | 2 | 2 | 2 | 1 | 0 | 0 | 0
PG&E KERN | Sunrise | 230 | No Analysis | 1 |  | 0 | 0 | 0 | 0 |  | 0 |  | N/A | N/A | N/A | N/A | N/A | N/A | N/A | N/A | 0 | 0 | 0 | 0 |  | 0 | 10 | N/A | N/A | N/A | 1 | N/A | N/A | N/A | N/A | N/A | N/A | N/A | 0 | 0 | 0
PG&E KERN | Sunset | 230 | No Analysis | 1 |  | 0 | 0 | 0 | 0 |  | 0 |  | N/A | N/A | N/A | N/A | N/A | N/A | N/A | N/A | 0 | 0 | 0 | 0 |  | 0 | 10 | N/A | N/A | N/A | 1 | N/A | N/A | N/A | N/A | N/A | N/A | N/A | 0 | 0 | 0
PG&E GBA | Swift | 115 | No Analysis | 2 |  | 0 | 0 | 0 | 0 |  | 0 |  | N/A | N/A | N/A | N/A | N/A | N/A | N/A | N/A | 0 | 0 | 0 | 0 |  | 0 | 10 | N/A | N/A | N/A | 2 | N/A | N/A | N/A | N/A | N/A | N/A | N/A | 0 | 0 | 0
SDGE | Sycamore Canyon | 138 | Sycamore Canyon | 2 |  | 0 | 0 | 0 | 0 |  | 0 |  | N/A | N/A | N/A | N/A | N/A | N/A | N/A | N/A | 0 | 0 | 0 | 0 |  | 0 | 10 | 1 | 3 | 1 | 2 | 5 | 3 | 2 | 2 | 5 | 1 | 1 | 0 | 0 | 0
SDGE | Sycamore Canyon | 230 | Sycamore Canyon | 2 |  | 0 | 0 | 0 | 0 |  | 0 |  | N/A | N/A | N/A | N/A | N/A | N/A | N/A | N/A | 0 | 0 | 0 | 0 |  | 0 | 10 | 1 | 3 | 1 | 2 | 5 | 3 | 2 | 2 | 5 | 1 | 1 | 0 | 0 | 0
SDGE | Sycamore Canyon | 69 | Sycamore Canyon | 2 |  | 0 | 0 | 0 | 0 |  | 0 |  | N/A | N/A | N/A | N/A | N/A | N/A | N/A | N/A | 0 | 0 | 0 | 0 |  | 0 | 10 | 1 | 3 | 1 | 2 | 5 | 3 | 2 | 2 | 5 | 1 | 1 | 0 | 0 | 0
SCE Northern | Sylmar | 230 | Sylmar | 2 |  | 0 | 0 | 0 | 0 |  | 0 |  | N/A | N/A | N/A | N/A | N/A | N/A | N/A | N/A | 0 | 0 | 0 | 0 |  | 0 | 10 | 1 | 4 | 1 | 2 | 5 | 1 | 1 | 1 | 2 | 1 | 1 | 0 | 0 | 0
PG&E NGBA | Table Mountain | 115 | Table Mountain | 2 |  | 0 | 0 | 0 | 0 |  | 0 |  | N/A | N/A | N/A | N/A | N/A | N/A | N/A | N/A | 0 | 0 | 0 | 0 |  | 0 | 10 | 1 | 1 | 1 | 2 | 2 | 3 | 1 | 2 | 4 | 1 | 1 | 0 | 0 | 0
PG&E NGBA | Table Mountain | 230 | Table Mountain | 2 |  | 0 | 0 | 0 | 0 |  | 0 | 10 | 1 | 1 | 1 | 1 | 1 | 1 | 1 | 1 | 0 | 0 | 0 | 0 |  | 0 | 10 | 1 | 1 | 1 | 2 | 2 | 3 | 1 | 2 | 4 | 1 | 1 | 0 | 0 | 0
PG&E NGBA | Table Mountain | 500 | Table Mountain | 2 |  | 0 | 0 | 0 | 0 |  | 0 |  | N/A | N/A | N/A | N/A | N/A | N/A | N/A | N/A | 0 | 0 | 0 | 0 |  | 0 | 10 | 1 | 1 | 1 | 2 | 2 | 3 | 1 | 2 | 4 | 1 | 1 | 178 | 0 | 178
PG&E NGBA | Table Mountain | 60 | Table Mountain | 2 |  | 0 | 0 | 0 | 0 |  | 0 |  | N/A | N/A | N/A | N/A | N/A | N/A | N/A | N/A | 0 | 0 | 0 | 0 |  | 0 | 10 | 1 | 1 | 1 | 2 | 2 | 3 | 1 | 2 | 4 | 1 | 1 | 0 | 0 | 0
PG&E KERN | Taft | 115 | Taft | 1 |  | 0 | 0 | 0 | 0 |  | 0 |  | N/A | N/A | N/A | N/A | N/A | N/A | N/A | N/A | 0 | 0 | 0 | 0 |  | 0 | 10 | 1 | 1 | 1 | 1 | 1 | 1 | 2 | 3 | 4 | 1 | 1 | 0 | 0 | 0
SDGE | Talega | 138 | Talega | 2 |  | 0 | 0 | 0 | 0 |  | 0 |  | N/A | N/A | N/A | N/A | N/A | N/A | N/A | N/A | 0 | 0 | 0 | 0 |  | 0 | 10 | 1 | 4 | 1 | 2 | 5 | 1 | 2 | 2 | 3 | 2 | 1 | 0 | 0 | 0
SDGE | Talega | 230 | Talega | 2 |  | 0 | 0 | 0 | 0 |  | 0 |  | N/A | N/A | N/A | N/A | N/A | N/A | N/A | N/A | 0 | 0 | 0 | 0 |  | 0 | 10 | 1 | 4 | 1 | 2 | 5 | 1 | 2 | 2 | 3 | 2 | 1 | 0 | 0 | 0
PG&E GBA | Tassajara | 230 | No Analysis | 2 |  | 0 | 0 | 0 | 0 |  | 0 |  | N/A | N/A | N/A | N/A | N/A | N/A | N/A | N/A | 0 | 0 | 0 | 0 |  | 0 | 10 | N/A | N/A | N/A | 2 | N/A | N/A | N/A | N/A | N/A | N/A | N/A | 0 | 0 | 0
PG&E KERN | Tejon | 70 | No Analysis | 1 |  | 0 | 0 | 0 | 0 |  | 0 |  | N/A | N/A | N/A | N/A | N/A | N/A | N/A | N/A | 0 | 0 | 0 | 0 |  | 0 | 10 | N/A | N/A | N/A | 1 | N/A | N/A | N/A | N/A | N/A | N/A | N/A | 0 | 0 | 0
SDGE | Telegraph Canyon | 138 | No Analysis | 2 |  | 0 | 0 | 0 | 0 |  | 0 |  | N/A | N/A | N/A | N/A | N/A | N/A | N/A | N/A | 0 | 0 | 0 | 0 |  | 0 | 10 | N/A | N/A | N/A | 2 | N/A | N/A | N/A | N/A | N/A | N/A | N/A | 0 | 0 | 0
PG&E KERN | Temblor | 115 | Temblor | 1 |  | 0 | 0 | 0 | 0 |  | 0 |  | N/A | N/A | N/A | N/A | N/A | N/A | N/A | N/A | 0 | 0 | 0 | 0 |  | 0 | 10 | 1 | 1 | 1 | 1 | 1 | 1 | 1 | 1 | 2 | 1 | 1 | 0 | 0 | 0
PG&E KERN | Templeton | 230 | Templeton | 1 |  | 0 | 0 | 0 | 0 |  | 0 | 10 | 1 | 5 | 3 | 1 | 1 | 3 | 2 | 1 | 0 | 0 | 0 | 0 |  | 0 | 10 | 1 | 2 | 1 | 1 | 3 | 1 | 1 | 1 | 1 | 1 | 1 | 0 | 0 | 0
PG&E KERN | Templeton | 70 | Templeton | 1 |  | 0 | 0 | 0 | 0 |  | 0 |  | N/A | N/A | N/A | N/A | N/A | N/A | N/A | N/A | 0 | 0 | 0 | 0 |  | 0 | 10 | 1 | 2 | 1 | 1 | 3 | 1 | 1 | 1 | 1 | 1 | 1 | 0 | 0 | 0
PG&E GBA | Tesla | 115 | Tesla | 2 |  | 0 | 0 | 0 | 0 |  | 0 |  | N/A | N/A | N/A | N/A | N/A | N/A | N/A | N/A | 0 | 0 | 0 | 0 |  | 0 | 10 | 1 | 2 | 1 | 2 | 3 | 3 | 2 | 2 | 3 | 1 | 1 | 0 | 0 | 0
PG&E GBA | Tesla | 230 | Tesla | 2 |  | 0 | 0 | 0 | 0 | 176.5 | -176.5 | 15 | 1 | 5 | 4 | 2 | 3 | 5 | 1 | 1 | 0 | 0 | 0 | 0 |  | 0 | 10 | 1 | 2 | 1 | 2 | 3 | 3 | 2 | 2 | 3 | 1 | 1 | 0 | 0 | 0
PG&E GBA | Tesla | 500 | Tesla | 2 |  | 0 | 0 | 0 | 0 |  | 0 | 15 | 1 | 5 | 4 | 2 | 3 | 5 | 1 | 1 | 0 | 0 | 0 | 0 |  | 0 | 10 | 1 | 2 | 1 | 2 | 3 | 3 | 2 | 2 | 3 | 1 | 1 | 0 | 0 | 0
PG&E KERN | Tevis | 115 | Tevis | 1 |  | 0 | 0 | 0 | 0 |  | 0 |  | N/A | N/A | N/A | N/A | N/A | N/A | N/A | N/A | 100 | 0 | 0 | 0 |  | 100 | 10 | 1 | 2 | 2 | 1 | 1 | 1 | 1 | 2 | 2 | 1 | 1 | 0 | 0 | 0
EOP | Thousandaire | 138 | THOUSANDAIRE | 2 | OOS | 0 | 0 | 0 | 0 |  | 0 |  | N/A | N/A | N/A | N/A | N/A | N/A | N/A | N/A | 0 | 0 | 0 | 0 |  | 0 | 10 | 1 | N/A | N/A | 2 | N/A | N/A | N/A | N/A | N/A | N/A | N/A | 0 | 0 | 0
PG&E KERN | Topaz | 230 | No Analysis | 2 |  | 0 | 0 | 0 | 0 |  | 0 |  | N/A | N/A | N/A | N/A | N/A | N/A | N/A | N/A | 0 | 0 | 0 | 0 |  | 0 | 10 | N/A | N/A | N/A | 2 | N/A | N/A | N/A | N/A | N/A | N/A | N/A | 0 | 0 | 0
SCE NOL | Tortilla | 115 | Tortilla | 2 |  | 0 | 0 | 0 | 0 |  | 0 |  | N/A | N/A | N/A | N/A | N/A | N/A | N/A | N/A | 0 | 0 | 0 | 0 |  | 0 | 10 | 1 | 3 | 1 | 2 | 1 | 2 | 2 | 1 | 3 | 1 | 1 | 0 | 0 | 0
SDGE | Trabuco | 138 | Trabuco | 2 |  | 0 | 0 | 0 | 0 |  | 0 |  | N/A | N/A | N/A | N/A | N/A | N/A | N/A | N/A | 0 | 0 | 0 | 0 |  | 0 | 10 | 1 | 4 | 1 | 2 | 5 | 1 | 2 | 3 | 3 | 2 | 1 | 0 | 0 | 0
PG&E GBA | Tracy | 115 | No Analysis | 2 |  | 0 | 0 | 0 | 0 |  | 0 |  | N/A | N/A | N/A | N/A | N/A | N/A | N/A | N/A | 0 | 0 | 0 | 0 |  | 0 | 10 | N/A | N/A | N/A | 2 | N/A | N/A | N/A | N/A | N/A | N/A | N/A | 0 | 0 | 0
PG&E FRESNO | Tranquility | 230 | Tranquility | 1 |  | 0 | 0 | 0 | 0 |  | 0 |  | N/A | N/A | N/A | N/A | N/A | N/A | N/A | N/A | 210 | 400 | 0 | 0 |  | 610 | 15 | 1 | 1 | 1 | 1 | 1 | 1 | 1 | 1 | 1 | 1 | 1 | 0 | 0 | 0
PG&E GBA | Trimble | 115 | No Analysis | 2 |  | 0 | 0 | 0 | 0 |  | 0 |  | N/A | N/A | N/A | N/A | N/A | N/A | N/A | N/A | 0 | 0 | 0 | 0 |  | 0 | 10 | N/A | N/A | N/A | 2 | N/A | N/A | N/A | N/A | N/A | N/A | N/A | 0 | 0 | 0
EOP | Trout Canyon | 230 | TROUT CANYON | 2 | OOS | 0 | 0 | 0 | 0 |  | 0 | 20 | 1 | N/A | N/A | N/A | N/A | N/A | N/A | N/A | 900 | 866 | 65 | 0 |  | 1701 | 15 | 2 | N/A | N/A | 2 | N/A | N/A | N/A | N/A | N/A | N/A | N/A | 0 | 0 | 0
EOP | Trout Canyon | 500 | TROUT CANYON | 2 | OOS | 0 | 0 | 0 | 0 |  | 0 |  | N/A | N/A | N/A | N/A | N/A | N/A | N/A | N/A | 0 | 0 | 0 | 0 |  | 0 | 10 | 3 | N/A | N/A | 2 | N/A | N/A | N/A | N/A | N/A | N/A | N/A | 0 | 0 | 0
PG&E NGBA | Tulucay | 230 | Tulucay | 2 |  | 0 | 0 | 0 | 0 |  | 0 |  | N/A | N/A | N/A | N/A | N/A | N/A | N/A | N/A | 0 | 0 | 0 | 0 |  | 0 | 10 | 1 | 3 | 1 | 2 | 2 | 2 | 1 | 1 | 3 | 1 | 1 | 115 | 0 | 115
PG&E NGBA | Tulucay | 60 | Tulucay | 2 |  | 0 | 0 | 0 | 0 |  | 0 |  | N/A | N/A | N/A | N/A | N/A | N/A | N/A | N/A | 0 | 0 | 0 | 0 |  | 0 | 10 | 1 | 3 | 1 | 2 | 2 | 2 | 1 | 1 | 3 | 1 | 1 | 0 | 0 | 0
PG&E KERN | Tupman | 115 | Tupman | 1 |  | 0 | 0 | 0 | 0 |  | 0 |  | N/A | N/A | N/A | N/A | N/A | N/A | N/A | N/A | 0 | 0 | 0 | 0 |  | 0 | 10 | 1 | 2 | 1 | 1 | 1 | 1 | 1 | 2 | 2 | 1 | 1 | 0 | 0 | 0
PG&E NGBA | Ukiah | 115 | Ukiah | 2 |  | 0 | 0 | 0 | 0 |  | 0 |  | N/A | N/A | N/A | N/A | N/A | N/A | N/A | N/A | 0 | 0 | 0 | 0 |  | 0 | 10 | 1 | 1 | 1 | 2 | 5 | 1 | 1 | 2 | 2 | 2 | 1 | 0 | 0 | 0
PG&E KERN | Union (Estrella) | 70 | No Analysis | 1 |  | 0 | 0 | 0 | 0 |  | 0 |  | N/A | N/A | N/A | N/A | N/A | N/A | N/A | N/A | 0 | 0 | 0 | 0 |  | 0 | 10 | N/A | N/A | N/A | 1 | N/A | N/A | N/A | N/A | N/A | N/A | N/A | 0 | 0 | 0
PG&E NGBA | Vaca Dixon | 115 | Vaca Dixon | 2 |  | 0 | 0 | 0 | 0 |  | 0 |  | N/A | N/A | N/A | N/A | N/A | N/A | N/A | N/A | 0 | 0 | 0 | 0 |  | 0 | 10 | 2 | 3 | 2 | 2 | 2 | 1 | 1 | 1 | 1 | 1 | 1 | 0 | 0 | 0
PG&E NGBA | Vaca Dixon | 230 | Vaca Dixon | 2 |  | 0 | 0 | 0 | 0 |  | 0 |  | N/A | N/A | N/A | N/A | N/A | N/A | N/A | N/A | 0 | 160 | 0 | 0 |  | 160 | 10 | 2 | 3 | 2 | 2 | 2 | 1 | 1 | 1 | 1 | 1 | 1 | 0 | 0 | 0
PG&E NGBA | Vaca Dixon | 500 | Vaca Dixon | 2 |  | 0 | 20 | 0 | 0 |  | 20 |  | N/A | N/A | N/A | N/A | N/A | N/A | N/A | N/A | 0 | 310 | 0 | 0 |  | 310 | 10 | 2 | 3 | 2 | 2 | 2 | 1 | 1 | 1 | 1 | 1 | 1 | 0 | 0 | 0
PG&E NGBA | Vaca Dixon | 60 | Vaca Dixon | 2 |  | 0 | 0 | 0 | 0 |  | 0 |  | N/A | N/A | N/A | N/A | N/A | N/A | N/A | N/A | 0 | 0 | 0 | 0 |  | 0 | 10 | 2 | 3 | 2 | 2 | 2 | 1 | 1 | 1 | 1 | 1 | 1 | 0 | 0 | 0
SCE Eastern | Valley (SCE) | 500 | Valley | 2 |  | 0 | 0 | 0 | 0 |  | 0 |  | N/A | N/A | N/A | N/A | N/A | N/A | N/A | N/A | 0 | 300 | 0 | 0 |  | 300 | 10 | 1 | 3 | 1 | 2 | 5 | 1 | 1 | 1 | 2 | 1 | 1 | 0 | 0 | 0
EOP | Valley (VEA) | 138 | Valley (VEA) | 2 | OOS | 0 | 0 | 0 | 0 |  | 0 |  | N/A | N/A | N/A | N/A | N/A | N/A | N/A | N/A | 0 | 0 | 0 | 0 |  | 0 | 10 | 1 | N/A | N/A | 2 | N/A | N/A | N/A | N/A | N/A | N/A | N/A | 0 | 0 | 0
SDGE | Valley Center | 69 | No Analysis | 2 |  | 0 | 0 | 0 | 0 |  | 0 |  | N/A | N/A | N/A | N/A | N/A | N/A | N/A | N/A | 0 | 0 | 0 | 0 |  | 0 | 10 | N/A | N/A | N/A | 2 | N/A | N/A | N/A | N/A | N/A | N/A | N/A | 0 | 0 | 0
PG&E GBA | Valley Home | 115 | No Analysis | 1 |  | 0 | 0 | 0 | 0 |  | 0 |  | N/A | N/A | N/A | N/A | N/A | N/A | N/A | N/A | 0 | 0 | 0 | 0 |  | 0 | 10 | N/A | N/A | N/A | 1 | N/A | N/A | N/A | N/A | N/A | N/A | N/A | 0 | 0 | 0
PG&E GBA | Valley Springs | 230 | No Analysis | 1 |  | 0 | 0 | 0 | 0 |  | 0 |  | N/A | N/A | N/A | N/A | N/A | N/A | N/A | N/A | 0 | 0 | 0 | 0 |  | 0 | 10 | N/A | N/A | N/A | 1 | N/A | N/A | N/A | N/A | N/A | N/A | N/A | 0 | 0 | 0
PG&E GBA | Valley Springs | 60 | No Analysis | 1 |  | 0 | 0 | 0 | 0 |  | 0 |  | N/A | N/A | N/A | N/A | N/A | N/A | N/A | N/A | 0 | 0 | 0 | 0 |  | 0 | 10 | N/A | N/A | N/A | 1 | N/A | N/A | N/A | N/A | N/A | N/A | N/A | 0 | 0 | 0
EOP | Valley Switch | 138 | VALLEY SWITCH | 2 | OOS | 0 | 0 | 0 | 0 |  | 0 |  | N/A | N/A | N/A | N/A | N/A | N/A | N/A | N/A | 0 | 0 | 0 | 0 |  | 0 | 10 | 1 | N/A | N/A | 2 | N/A | N/A | N/A | N/A | N/A | N/A | N/A | 0 | 0 | 0
EOP | Valley Switch | 230 | VALLEY SWITCH | 2 | OOS | 0 | 0 | 0 | 0 |  | 0 |  | N/A | N/A | N/A | N/A | N/A | N/A | N/A | N/A | 0 | 0 | 0 | 0 |  | 0 | 10 | 1 | N/A | N/A | 2 | N/A | N/A | N/A | N/A | N/A | N/A | N/A | 0 | 0 | 0
PG&E GBA | Vasco | 230 | No Analysis | 2 |  | 0 | 0 | 0 | 0 |  | 0 |  | N/A | N/A | N/A | N/A | N/A | N/A | N/A | N/A | 0 | 0 | 0 | 0 |  | 0 | 10 | N/A | N/A | N/A | 2 | N/A | N/A | N/A | N/A | N/A | N/A | N/A | 0 | 0 | 0
PG&E GBA | Vasona | 230 | No Analysis | 2 |  | 0 | 0 | 0 | 0 |  | 0 |  | N/A | N/A | N/A | N/A | N/A | N/A | N/A | N/A | 0 | 0 | 0 | 0 |  | 0 | 10 | N/A | N/A | N/A | 2 | N/A | N/A | N/A | N/A | N/A | N/A | N/A | 0 | 0 | 0
SCE Northern | Vestal | 230 | Vestal | 1 |  | 0 | 0 | 0 | 0 |  | 0 |  | N/A | N/A | N/A | N/A | N/A | N/A | N/A | N/A | 92 | 50 | 0 | 0 |  | 142 | 10 | 1 | 1 | 1 | 1 | 2 | 1 | 1 | 1 | 1 | 1 | 1 | 0 | 0 | 0
SCE Northern | Vestal | 66 | Vestal | 1 |  | 0 | 0 | 0 | 0 |  | 0 |  | N/A | N/A | N/A | N/A | N/A | N/A | N/A | N/A | 0 | 0 | 0 | 0 |  | 0 | 10 | 1 | 1 | 1 | 1 | 2 | 1 | 1 | 1 | 1 | 1 | 1 | 0 | 0 | 0
SCE NOL | Victor | 115 | Victor | 2 |  | 0 | 0 | 0 | 0 |  | 0 |  | N/A | N/A | N/A | N/A | N/A | N/A | N/A | N/A | 0 | 0 | 0 | 0 |  | 0 | 10 | 1 | 4 | 1 | 2 | 1 | 1 | 1 | 1 | 2 | 1 | 1 | 0 | 0 | 0
SCE NOL | Victor | 230 | Victor | 2 |  | 0 | 0 | 0 | 0 |  | 0 |  | N/A | N/A | N/A | N/A | N/A | N/A | N/A | N/A | 0 | 0 | 0 | 0 |  | 0 | 10 | 1 | 4 | 1 | 2 | 1 | 1 | 1 | 1 | 2 | 1 | 1 | 0 | 0 | 0
SCE Metro | Viejo | 230 | Viejo | 2 |  | 0 | 0 | 0 | 0 |  | 0 |  | N/A | N/A | N/A | N/A | N/A | N/A | N/A | N/A | 0 | 0 | 0 | 0 |  | 0 | 10 | 1 | 4 | 1 | 2 | 5 | 1 | 1 | 2 | 3 | 2 | 1 | 0 | 0 | 0
PG&E GBA | Vierra | 115 | Vierra | 1 |  | 0 | 0 | 0 | 0 |  | 0 |  | N/A | N/A | N/A | N/A | N/A | N/A | N/A | N/A | 0 | 0 | 0 | 0 |  | 0 | 10 | 1 | 2 | 2 | 1 | 1 | 1 | 1 | 1 | 1 | 1 | 1 | 0 | 0 | 0
SCE Metro | Villa Park | 230 | Villa Park | 2 |  | 0 | 0 | 0 | 0 |  | 0 |  | N/A | N/A | N/A | N/A | N/A | N/A | N/A | N/A | 0 | 0 | 0 | 0 |  | 0 | 10 | 1 | 2 | 1 | 2 | 5 | 2 | 1 | 1 | 3 | 1 | 1 | 0 | 0 | 0
SCE Northern | Vincent | 230 | Vincent | 2 |  | 0 | 0 | 0 | 0 |  | 0 |  | N/A | N/A | N/A | N/A | N/A | N/A | N/A | N/A | 0 | 0 | 0 | 0 |  | 0 | 15 | 1 | 4 | 1 | 2 | 3 | 1 | 1 | 1 | 2 | 1 | 1 | 0 | 0 | 0
SCE Northern | Vincent | 500 | Vincent | 2 |  | 0 | 0 | 0 | 0 |  | 0 |  | N/A | N/A | N/A | N/A | N/A | N/A | N/A | N/A | 0 | 0 | 0 | 0 |  | 0 | 10 | 1 | 4 | 1 | 2 | 2 | 1 | 1 | 1 | 1 | 1 | 1 | 0 | 0 | 0
PG&E GBA | Vineyard | 230 | No Analysis | 2 |  | 0 | 0 | 0 | 0 |  | 0 |  | N/A | N/A | N/A | N/A | N/A | N/A | N/A | N/A | 0 | 0 | 0 | 0 |  | 0 | 10 | N/A | N/A | N/A | 2 | N/A | N/A | N/A | N/A | N/A | N/A | N/A | 0 | 0 | 0
SDGE | Vineyard | 69 | No Analysis | 2 |  | 0 | 0 | 0 | 0 |  | 0 |  | N/A | N/A | N/A | N/A | N/A | N/A | N/A | N/A | 0 | 0 | 0 | 0 |  | 0 | 10 | N/A | N/A | N/A | 2 | N/A | N/A | N/A | N/A | N/A | N/A | N/A | 0 | 0 | 0
SCE Eastern | Vista (SCE) | 230 | Vista | 2 |  | 0 | 0 | 0 | 0 |  | 0 |  | N/A | N/A | N/A | N/A | N/A | N/A | N/A | N/A | 0 | 0 | 0 | 0 |  | 0 | 10 | 1 | 3 | 1 | 2 | 5 | 1 | 2 | 3 | 5 | 1 | 1 | 0 | 0 | 0
EOP | Vista (VEA) | 138 | Vista (VEA) | 2 | OOS | 0 | 0 | 0 | 0 |  | 0 |  | N/A | N/A | N/A | N/A | N/A | N/A | N/A | N/A | 0 | 0 | 0 | 0 |  | 0 | 10 | 1 | N/A | N/A | 2 | N/A | N/A | N/A | N/A | N/A | N/A | N/A | 0 | 0 | 0
EOP | Vista (VEA) | 230 | Vista (VEA) | 2 | OOS | 0 | 0 | 0 | 0 |  | 0 |  | N/A | N/A | N/A | N/A | N/A | N/A | N/A | N/A | 200 | 0 | 0 | 0 |  | 200 | 10 | 1 | N/A | N/A | 2 | N/A | N/A | N/A | N/A | N/A | N/A | N/A | 0 | 0 | 0
PG&E FRESNO | Wahtoke | 115 | Wahtoke | 1 |  | 0 | 0 | 0 | 0 |  | 0 |  | N/A | N/A | N/A | N/A | N/A | N/A | N/A | N/A | 0 | 0 | 0 | 0 |  | 0 | 10 | 1 | 3 | 2 | 1 | 1 | 1 | 1 | 1 | 1 | 1 | 1 | 0 | 0 | 0
SCE Northern | Wakefield | 66 | No Analysis | 2 |  | 0 | 0 | 0 | 0 |  | 0 |  | N/A | N/A | N/A | N/A | N/A | N/A | N/A | N/A | 140 | 0 | 0 | 0 |  | 140 | 10 | N/A | N/A | N/A | 2 | N/A | N/A | N/A | N/A | N/A | N/A | N/A | 0 | 0 | 0
SCE Metro | Walnut | 230 | Walnut | 2 |  | 0 | 0 | 0 | 0 |  | 0 |  | N/A | N/A | N/A | N/A | N/A | N/A | N/A | N/A | 0 | 0 | 0 | 0 |  | 0 | 10 | 1 | 2 | 1 | 2 | 5 | 2 | 1 | 1 | 2 | 2 | 1 | 0 | 0 | 0
SCE Northern | Warne | 230 | No Analysis | 2 |  | 0 | 0 | 0 | 0 |  | 0 |  | N/A | N/A | N/A | N/A | N/A | N/A | N/A | N/A | 0 | 0 | 0 | 0 |  | 0 | 10 | N/A | N/A | N/A | 2 | N/A | N/A | N/A | N/A | N/A | N/A | N/A | 0 | 0 | 0
PG&E GBA | Warnerville | 230 | Warnerville | 2 |  | 0 | 0 | 0 | 0 |  | 0 |  | N/A | N/A | N/A | N/A | N/A | N/A | N/A | N/A | 0 | 0 | 0 | 0 |  | 0 | 10 | 1 | 2 | 1 | 2 | 2 | 2 | 1 | 1 | 3 | 1 | 1 | 0 | 0 | 0
PG&E FRESNO | Waukena | 115 | Waukena | 1 |  | 0 | 0 | 0 | 0 |  | 0 |  | N/A | N/A | N/A | N/A | N/A | N/A | N/A | N/A | 0 | 0 | 0 | 0 |  | 0 | 10 | 1 | 1 | 1 | 1 | 1 | 1 | 1 | 1 | 1 | 1 | 1 | 0 | 0 | 0
PG&E GBA | Weber | 230 | Weber | 1 |  | 0 | 0 | 0 | 0 |  | 0 |  | N/A | N/A | N/A | N/A | N/A | N/A | N/A | N/A | 0 | 0 | 0 | 0 |  | 0 | 10 | 1 | 2 | 2 | 1 | 1 | 1 | 1 | 1 | 1 | 1 | 1 | 0 | 0 | 0
PG&E GBA | Weber | 60 | Weber | 1 |  | 0 | 0 | 0 | 0 |  | 0 |  | N/A | N/A | N/A | N/A | N/A | N/A | N/A | N/A | 0 | 0 | 0 | 0 |  | 0 | 10 | 1 | 2 | 2 | 1 | 1 | 1 | 1 | 1 | 1 | 1 | 1 | 0 | 0 | 0
PG&E FRESNO | West Fresno | 115 | West Fresno | 1 |  | 0 | 0 | 0 | 0 |  | 0 |  | N/A | N/A | N/A | N/A | N/A | N/A | N/A | N/A | 67 | 0 | 0 | 0 |  | 67 | 10 | 1 | 3 | 2 | 1 | 1 | 1 | 1 | 1 | 1 | 1 | 1 | 0 | 0 | 0
PG&E FRESNO | Westley | 230 | Westley | 1 |  | 0 | 0 | 0 | 0 |  | 0 |  | N/A | N/A | N/A | N/A | N/A | N/A | N/A | N/A | 155 | 0 | 0 | 0 |  | 155 | 10 | 2 | 1 | 2 | 1 | 2 | 2 | 1 | 1 | 3 | 1 | 1 | 0 | 0 | 0
PG&E KERN | Westpark | 115 | Westpark | 1 |  | 0 | 0 | 0 | 0 |  | 0 |  | N/A | N/A | N/A | N/A | N/A | N/A | N/A | N/A | 0 | 0 | 0 | 0 |  | 0 | 10 | 1 | 3 | 1 | 1 | 1 | 1 | 1 | 1 | 1 | 1 | 1 | 0 | 0 | 0
PG&E KERN | Wheeler Ridge | 230 | Wheeler Ridge | 1 |  | 0 | 0 | 0 | 0 |  | 0 |  | N/A | N/A | N/A | N/A | N/A | N/A | N/A | N/A | 0 | 90 | 0 | 0 |  | 90 | 10 | 1 | 1 | 2 | 1 | 1 | 1 | 1 | 1 | 1 | 1 | 1 | 0 | 0 | 0
PG&E KERN | Wheeler Ridge | 115 | Wheeler Ridge | 1 |  | 0 | 0 | 0 | 0 |  | 0 |  | N/A | N/A | N/A | N/A | N/A | N/A | N/A | N/A | 0 | 0 | 0 | 0 |  | 0 | 10 | 1 | 1 | 2 | 1 | 1 | 1 | 1 | 1 | 1 | 1 | 1 | 0 | 0 | 0
PG&E KERN | Wheeler Ridge | 70 | Wheeler Ridge | 1 |  | 0 | 0 | 0 | 0 |  | 0 |  | N/A | N/A | N/A | N/A | N/A | N/A | N/A | N/A | 0 | 0 | 0 | 0 |  | 0 | 10 | 1 | 1 | 2 | 1 | 1 | 1 | 1 | 1 | 1 | 1 | 1 | 0 | 0 | 0
SCE Northern | Whirlwind | 230 | Whirlwind | 2 |  | 0 | 0 | 0 | 0 |  | 0 | 10 | 1 | 2 | 1 | 1 | 1 | 2 | 1 | 1 | 2085 | 188 | 0 | 0 |  | 2273 | 10 | 3 | 5 | 1 | 2 | 2 | 2 | 2 | 2 | 2 | 2 | 2 | 0 | 0 | 0
SCE Northern | Whirlwind | 500 | Whirlwind | 2 |  | 0 | 0 | 0 | 0 |  | 0 |  | N/A | N/A | N/A | N/A | N/A | N/A | N/A | N/A | 1432 | 0 | 0 | 0 |  | 1432 | 10 | 3 | 5 | 1 | 2 | 2 | 2 | 2 | 2 | 2 | 2 | 2 | 0 | 0 | 0
PG&E GBA | Whisman | 115 | No Analysis | 2 |  | 0 | 0 | 0 | 0 |  | 0 |  | N/A | N/A | N/A | N/A | N/A | N/A | N/A | N/A | 80 | 0 | 0 | 0 |  | 80 | 10 | N/A | N/A | N/A | 2 | N/A | N/A | N/A | N/A | N/A | N/A | N/A | 0 | 0 | 0
SCE Eastern | Wildlife | 230 | No Analysis | 2 |  | 0 | 0 | 0 | 0 |  | 0 |  | N/A | N/A | N/A | N/A | N/A | N/A | N/A | N/A | 0 | 250 | 0 | 0 |  | 250 | 10 | N/A | N/A | N/A | 2 | N/A | N/A | N/A | N/A | N/A | N/A | N/A | 0 | 0 | 0
PG&E FRESNO | Wilson | 115 | Wilson | 1 |  | 0 | 0 | 0 | 0 |  | 0 |  | N/A | N/A | N/A | N/A | N/A | N/A | N/A | N/A | 0 | 0 | 0 | 0 |  | 0 | 10 | 1 | 1 | 1 | 1 | 2 | 2 | 1 | 2 | 3 | 1 | 1 | 0 | 0 | 0
PG&E FRESNO | Wilson | 230 | Wilson | 1 |  | 0 | 0 | 0 | 0 |  | 0 | 20 | 1 | 1 | 1 | 1 | 1 | 1 | 1 | 1 | 0 | 0 | 0 | 0 |  | 0 | 10 | 1 | 1 | 1 | 1 | 2 | 2 | 1 | 2 | 3 | 1 | 1 | 0 | 0 | 0
SCE Northern | Windhub | 230 | Windhub | 2 |  | 0 | 0 | 0 | 82.65 |  | 82.65 | 10 | 1 | 2 | 1 | 1 | 1 | 2 | 1 | 1 | 0 | 1020 | 0 | 82.65 |  | 1102.65 | 15 | 1 | 4 | 1 | 2 | 2 | 1 | 1 | 1 | 2 | 1 | 1 | 0 | 0 | 0
SCE Northern | Windhub | 500 | Windhub | 2 |  | 0 | 0 | 0 | 0 |  | 0 |  | N/A | N/A | N/A | N/A | N/A | N/A | N/A | N/A | 153 | 0 | 0 | 0 |  | 153 | 15 | 1 | 4 | 1 | 2 | 2 | 1 | 1 | 1 | 2 | 1 | 1 | 0 | 0 | 0
PG&E GBA | Windmaster | 230 | No Analysis | 2 |  | 0 | 0 | 0 | 0 |  | 0 |  | N/A | N/A | N/A | N/A | N/A | N/A | N/A | N/A | 0 | 0 | 0 | 0 |  | 0 | 10 | N/A | N/A | N/A | 2 | N/A | N/A | N/A | N/A | N/A | N/A | N/A | 0 | 0 | 0
PG&E NGBA | Windsor | 60 | No Analysis | 2 |  | 0 | 0 | 0 | 0 |  | 0 |  | N/A | N/A | N/A | N/A | N/A | N/A | N/A | N/A | 0 | 0 | 0 | 0 |  | 0 | 10 | N/A | N/A | N/A | 2 | N/A | N/A | N/A | N/A | N/A | N/A | N/A | 0 | 0 | 0
PG&E NGBA | Woodland | 115 | Woodland | 2 |  | 0 | 0 | 0 | 0 |  | 0 |  | N/A | N/A | N/A | N/A | N/A | N/A | N/A | N/A | 0 | 12 | 0 | 0 |  | 12 | 5 | 1 | 1 | 2 | 2 | 1 | 2 | 1 | 1 | 2 | 1 | 1 | 0 | 0 | 0
PG&E FRESNO | Woodward | 115 | No Analysis | 1 |  | 0 | 0 | 0 | 0 |  | 0 |  | N/A | N/A | N/A | N/A | N/A | N/A | N/A | N/A | 0 | 0 | 0 | 0 |  | 0 | 10 | N/A | N/A | N/A | 1 | N/A | N/A | N/A | N/A | N/A | N/A | N/A | 0 | 0 | 0
PG&E NGBA | Wyandotte | 115 | Wyandotte | 2 |  | 0 | 0 | 0 | 0 |  | 0 |  | N/A | N/A | N/A | N/A | N/A | N/A | N/A | N/A | 0 | 0 | 0 | 0 |  | 0 | 10 | 1 | 2 | 1 | 2 | 3 | 3 | 1 | 1 | 4 | 1 | 1 | 0 | 0 | 0
0 | 0 | 0 | No Analysis

## Land_EnvAnalysis_Solar_2036
Land-use and environmental criteria analysis for 2036 utility-scale solar resources mapped to in-California areas for 5, 10, 15, and 20 mile radii from substations. This analysis uses the values from the "LandEnv_Solar_Data_Xmi" 5 through 20 mile tabs to calculate criteria alignment. |  |  |  | Utility-scale Solar Resource Density Assumption
[47 empty] | <-5 mi | [41 empty] | <-10 mi | [41 empty] | <-15 mi | [41 empty] | 20 mi
|  |  |  | 10 | Acres/MW | 5-mile Radius From Substation Analysis | [41 empty] | 10-mile Radius From Substation Analysis | [41 empty] | 15-mile Radius From Substation Analysis | [41 empty] | 20-mile Radius From Substation Analysis
[6 empty] | 3. Land-use Feasibility Criteria Analysis | [16 empty] | 4. Environmental (Conservation and Biological) Impact Factors Criteria Analysis | [24 empty] | 3. Land-use Feasibility Criteria Analysis | [16 empty] | 4. Environmental (Conservation and Biological) Impact Factors Criteria Analysis | [24 empty] | 3. Land-use Feasibility Criteria Analysis | [16 empty] | 4. Environmental (Conservation and Biological) Impact Factors Criteria Analysis | [24 empty] | 3. Land-use Feasibility Criteria Analysis | [16 empty] | 4. Environmental (Conservation and Biological) Impact Factors Criteria Analysis
[6 empty] | CEC Core Land-Use Screen |  |  | CEC's Parcelization |  |  |  | CEC's Cropland Index |  |  |  | Criticially Overdrafted Groundwater Basin |  | Fire Threat |  |  |  | ACE Terrestrial Connectivity |  |  |  | ACE Biodiversity |  |  |  | ACE Irreplaceability |  |  |  | ACE Combined |  |  |  | Terrestrial Landscape Intactness |  |  |  | Wetlands |  |  |  |  | CEC Core Land-Use Screen |  |  | CEC's Parcelization |  |  |  | CEC's Cropland Index |  |  |  | Criticially Overdrafted Groundwater Basin |  | Fire Threat |  |  |  | ACE Terrestrial Connectivity |  |  |  | ACE Biodiversity |  |  |  | ACE Irreplaceability |  |  |  | ACE Combined |  |  |  | Terrestrial Landscape Intactness |  |  |  | Wetlands |  |  |  |  | CEC Core Land-Use Screen |  |  | CEC's Parcelization |  |  |  | CEC's Cropland Index |  |  |  | Criticially Overdrafted Groundwater Basin |  | Fire Threat |  |  |  | ACE Terrestrial Connectivity |  |  |  | ACE Biodiversity |  |  |  | ACE Irreplaceability |  |  |  | ACE Combined |  |  |  | Terrestrial Landscape Intactness |  |  |  | Wetlands |  |  |  |  | CEC Core Land-Use Screen |  |  | CEC's Parcelization |  |  |  | CEC's Cropland Index |  |  |  | Criticially Overdrafted Groundwater Basin |  | Fire Threat |  |  |  | ACE Terrestrial Connectivity |  |  |  | ACE Biodiversity |  |  |  | ACE Irreplaceability |  |  |  | ACE Combined |  |  |  | Terrestrial Landscape Intactness |  |  |  | Wetlands
OBJECTID | IRP_Substation_Name | RESOLVE_Solar_Area | MWs Mapped | Acres of MWs Mapped | Distance from Substation Selected | Lower Implications Area used by MWs Mapped | High Implications Area used by MWs Mapped | Core Screen Criteria Alignment Level | Substation's 10th Percentile Value Parcelization | Low Parcelization (P ≤ 6) Area used by MWs Mapped | Medium Parcelization (6 < P ≤ 30) Area used by MWs Mapped | Parcelization Criteria Alignment Level | Total Potential Area Percentage High Value Cropland | Low Value Cropland used by MWs Mapped | High Value Cropland used by MWs Mapped | Cropland Index Criteria Alignment Level | Majority of Area within Critically Overdrafted Basin | Overdrafted Basin Criteria Alignment Level | Total Potential Area Percentage Tier 2 | Total Potential Area Percentage Tier 3 | Total Potential Area Percentage Tier 2 or 3 | Fire Threat Criteria Alignment Level | Total Potential Area Percentage Higher Implications | Low Implications Area used by MWs Mapped | Higher Implications Area used by MWs Mapped | ACE Connectivity Criteria Alignment | Total Potential Area Percentage Higher Implications | Low Implications Area used by MWs Mapped | Higher Implications Area used by MWs Mapped | ACE Biodiversity Criteria Alignment | Total Potential Area Percentage Higher Implications | Low Implications Area used by MWs Mapped | Higher Implications Area used by MWs Mapped | ACE Irreplaceability Criteria Alignment | Total Potential Area Percentage Higher Implications | Low Implications Area used by MWs Mapped | Higher Implications Area used by MWs Mapped | All ACE Criteria Alignment | Total Potential Area Percentage Higher Implications | Low Implications Area used by MWs Mapped | Higher Implications Area used by MWs Mapped | Intactness Criteria Alignment | Total Potential Area Percentage Higher Implications | Low Implications Area used by MWs Mapped | Higher Implications Area used by MWs Mapped | Wetlands Criteria Alignment |  | Lower Implications Area used by MWs Mapped | High Implications Area used by MWs Mapped | Core Screen Criteria Alignment Level | Substation's 10th Percentile Value Parcelization | Low Parcelization (P ≤ 6) Area used by MWs Mapped | Medium Parcelization (6 < P ≤ 30) Area used by MWs Mapped | Parcelization Criteria Alignment Level | Total Potential Area Percentage High Value Cropland | Low Value Cropland used by MWs Mapped | High Value Cropland used by MWs Mapped | Cropland Index Criteria Alignment Level | Majority of Area within Critically Overdrafted Basin | Overdrafted Basin Criteria Alignment Level | Total Potential Area Percentage Tier 2 | Total Potential Area Percentage Tier 3 | Total Potential Area Percentage Tier 2 or 3 | Fire Threat Criteria Alignment Level | Total Potential Area Percentage Higher Implications | Low Implications Area used by MWs Mapped | Higher Implications Area used by MWs Mapped | ACE Connectivity Criteria Alignment | Total Potential Area Percentage Higher Implications | Low Implications Area used by MWs Mapped | Higher Implications Area used by MWs Mapped | ACE Biodiversity Criteria Alignment | Total Potential Area Percentage Higher Implications | Low Implications Area used by MWs Mapped | Higher Implications Area used by MWs Mapped | ACE Irreplaceability Criteria Alignment | Total Potential Area Percentage Higher Implications | Low Implications Area used by MWs Mapped | Higher Implications Area used by MWs Mapped | All ACE Criteria Alignment | Total Potential Area Percentage Higher Implications | Low Implications Area used by MWs Mapped | Higher Implications Area used by MWs Mapped | Intactness Criteria Alignment | Total Potential Area Percentage Higher Implications | Low Implications Area used by MWs Mapped | Higher Implications Area used by MWs Mapped | Wetlands Criteria Alignment |  | Lower Implications Area used by MWs Mapped | High Implications Area used by MWs Mapped | Core Screen Criteria Alignment Level | Substation's 10th Percentile Value Parcelization | Low Parcelization (P ≤ 6) Area used by MWs Mapped | Medium Parcelization (6 < P ≤ 30) Area used by MWs Mapped | Parcelization Criteria Alignment Level | Total Potential Area Percentage High Value Cropland | Low Value Cropland used by MWs Mapped | High Value Cropland used by MWs Mapped | Cropland Index Criteria Alignment Level | Majority of Area within Critically Overdrafted Basin | Overdrafted Basin Criteria Alignment Level | Total Potential Area Percentage Tier 2 | Total Potential Area Percentage Tier 3 | Total Potential Area Percentage Tier 2 or 3 | Fire Threat Criteria Alignment Level | Total Potential Area Percentage Higher Implications | Low Implications Area used by MWs Mapped | Higher Implications Area used by MWs Mapped | ACE Connectivity Criteria Alignment | Total Potential Area Percentage Higher Implications | Low Implications Area used by MWs Mapped | Higher Implications Area used by MWs Mapped | ACE Biodiversity Criteria Alignment | Total Potential Area Percentage Higher Implications | Low Implications Area used by MWs Mapped | Higher Implications Area used by MWs Mapped | ACE Irreplaceability Criteria Alignment | Total Potential Area Percentage Higher Implications | Low Implications Area used by MWs Mapped | Higher Implications Area used by MWs Mapped | All ACE Criteria Alignment | Total Potential Area Percentage Higher Implications | Low Implications Area used by MWs Mapped | Higher Implications Area used by MWs Mapped | Intactness Criteria Alignment | Total Potential Area Percentage Higher Implications | Low Implications Area used by MWs Mapped | Higher Implications Area used by MWs Mapped | Wetlands Criteria Alignment |  | Lower Implications Area used by MWs Mapped | High Implications Area used by MWs Mapped | Core Screen Criteria Alignment Level | Substation's 10th Percentile Value Parcelization | Low Parcelization (P ≤ 6) Area used by MWs Mapped | Medium Parcelization (6 < P ≤ 30) Area used by MWs Mapped | Parcelization Criteria Alignment Level | Total Potential Area Percentage High Value Cropland | Low Value Cropland used by MWs Mapped | High Value Cropland used by MWs Mapped | Cropland Index Criteria Alignment Level | Majority of Area within Critically Overdrafted Basin | Overdrafted Basin Criteria Alignment Level | Total Potential Area Percentage Tier 2 | Total Potential Area Percentage Tier 3 | Total Potential Area Percentage Tier 2 or 3 | Fire Threat Criteria Alignment Level | Total Potential Area Percentage Higher Implications | Low Implications Area used by MWs Mapped | Higher Implications Area used by MWs Mapped | ACE Connectivity Criteria Alignment | Total Potential Area Percentage Higher Implications | Low Implications Area used by MWs Mapped | Higher Implications Area used by MWs Mapped | ACE Biodiversity Criteria Alignment | Total Potential Area Percentage Higher Implications | Low Implications Area used by MWs Mapped | Higher Implications Area used by MWs Mapped | ACE Irreplaceability Criteria Alignment | Total Potential Area Percentage Higher Implications | Low Implications Area used by MWs Mapped | Higher Implications Area used by MWs Mapped | All ACE Criteria Alignment | Total Potential Area Percentage Higher Implications | Low Implications Area used by MWs Mapped | Higher Implications Area used by MWs Mapped | Intactness Criteria Alignment | Total Potential Area Percentage Higher Implications | Low Implications Area used by MWs Mapped | Higher Implications Area used by MWs Mapped | Wetlands Criteria Alignment
0 | East Shore | NORTHERN CALIFORNIA | 0 | 0 | 10 | 0% | 0% | 1 | 3.9732 | 0% | 0% | 1 | 0% | 0% | 0% | 1 | 0 | 2 | 0% | 0% | 0% | 1 | 0% | 0% | 0% | 1 | 0% | 0% | 0% | 1 | 39.34% | 0% | 0% | 1 | 39.34% | 0% | 0% | 1 | 0% | 0% | 0% | 1 | 71.88% | 0% | 0% | 3 |  | 0% | 0% | 1 | 71 | 0% | 0% | 4 | 0% | 0% | 0% | 1 | 0 | 2 | 62.28% | 0% | 62.28% | 3 | 46.76% | 0% | 0% | 1 | 19.84% | 0% | 0% | 1 | 66.33% | 0% | 0% | 2 | 83.34% | 0% | 0% | 3 | 39.99% | 0% | 0% | 1 | 8.716% | 0% | 0% | 1 |  | 0% | 0% | 1 | 51.5 | 0% | 0% | 4 | 0.2576% | 0% | 0% | 1 | 0 | 2 | 71.85% | 0% | 71.85% | 3 | 65.6% | 0% | 0% | 2 | 28.51% | 0% | 0% | 1 | 66.04% | 0% | 0% | 2 | 86.56% | 0% | 0% | 3 | 38.07% | 0% | 0% | 1 | 8.452% | 0% | 0% | 1 |  | 0% | 0% | 1 | 28 | 0% | 0% | 3 | 0.2545% | 0% | 0% | 1 | 0 | 2 | 70.13% | 0.2655% | 70.4% | 3 | 54.91% | 0% | 0% | 2 | 37.39% | 0% | 0% | 1 | 62.59% | 0% | 0% | 2 | 80.77% | 0% | 0% | 3 | 43.55% | 0% | 0% | 1 | 7.77% | 0% | 0% | 1
1 | Newark | NORTHERN CALIFORNIA | 0 | 0 | 10 | 0% | 0% | 1 | 4.8464 | 0% | 0% | 1 | 0% | 0% | 0% | 1 | 0 | 2 | 19% | 0% | 19% | 1 | 0.3715% | 0% | 0% | 1 | 8.618% | 0% | 0% | 1 | 30.62% | 0% | 0% | 1 | 30.62% | 0% | 0% | 1 | 1.533% | 0% | 0% | 1 | 80.02% | 0% | 0% | 3 |  | 0% | 0% | 1 | 10.3359 | 0% | 0% | 1 | 0.6724% | 0% | 0% | 1 | 0 | 2 | 93.46% | 0% | 93.46% | 5 | 62.35% | 0% | 0% | 2 | 45.55% | 0% | 0% | 1 | 69.57% | 0% | 0% | 2 | 83.12% | 0% | 0% | 3 | 45.65% | 0% | 0% | 1 | 9.961% | 0% | 0% | 1 |  | 0% | 0% | 1 | 14.3406 | 0% | 0% | 2 | 0.2164% | 0% | 0% | 1 | 0 | 2 | 93.69% | 0.6057% | 94.3% | 5 | 57.48% | 0% | 0% | 2 | 38.42% | 0% | 0% | 1 | 53.98% | 0% | 0% | 2 | 70.41% | 0% | 0% | 3 | 61.6% | 0% | 0% | 2 | 7.742% | 0% | 0% | 1 |  | 0% | 0% | 1 | 20.4382 | 0% | 0% | 3 | 0.3204% | 0% | 0% | 1 | 0 | 2 | 78.86% | 4.381% | 83.24% | 5 | 63.87% | 0% | 0% | 2 | 38.03% | 0% | 0% | 1 | 52.36% | 0% | 0% | 2 | 81.12% | 0% | 0% | 3 | 59.36% | 0% | 0% | 2 | 6.989% | 0% | 0% | 1
2 | Tesla | NORTHERN CALIFORNIA | 0 | 0 | 10 | 0% | 0% | 1 | 22.75 | 0% | 0% | 3 | 7.265% | 0% | 0% | 1 | 0 | 2 | 86.09% | 0% | 86.09% | 5 | 78.96% | 0% | 0% | 3 | 75.4% | 0% | 0% | 3 | 80.32% | 0% | 0% | 3 | 92.81% | 0% | 0% | 4 | 31.01% | 0% | 0% | 1 | 3.466% | 0% | 0% | 1 |  | 0% | 0% | 1 | 16 | 0% | 0% | 2 | 20.7% | 0% | 0% | 1 | 0 | 2 | 66.43% | 5.386% | 71.82% | 3 | 71.56% | 0% | 0% | 3 | 56% | 0% | 0% | 2 | 57.78% | 0% | 0% | 2 | 82.25% | 0% | 0% | 3 | 31.79% | 0% | 0% | 1 | 5.137% | 0% | 0% | 1 |  | 0% | 0% | 1 | 14.9395 | 0% | 0% | 2 | 33.03% | 0% | 0% | 1 | 0 | 2 | 49.21% | 8.553% | 57.76% | 3 | 56.3% | 0% | 0% | 2 | 39.7% | 0% | 0% | 1 | 41.83% | 0% | 0% | 1 | 67.73% | 0% | 0% | 2 | 30.07% | 0% | 0% | 1 | 5.245% | 0% | 0% | 1 |  | 0% | 0% | 1 | 13.4242 | 0% | 0% | 2 | 37.38% | 0% | 0% | 1 | 0 | 2 | 41.15% | 10.65% | 51.8% | 3 | 53.01% | 0% | 0% | 2 | 34.01% | 0% | 0% | 1 | 37.06% | 0% | 0% | 1 | 62.96% | 0% | 0% | 2 | 30.43% | 0% | 0% | 1 | 5.407% | 0% | 0% | 1
3 | Cabrillo | SPGE | 80 | 800 | 10 | 60.42% | 0% | 3 | 6.4271 | 9.085% | 0% | 1 | 22.06% | 57.45% | 0% | 3 | 0 | 2 | 9.089% | 0% | 9.089% | 1 | 16.61% | 4.668% | 0% | 1 | 3.395% | 4.03% | 0% | 1 | 56.3% | 8.908% | 0% | 2 | 67.29% | 11.9% | 0% | 2 | 41.05% | 6.603% | 0% | 1 | 8.526% | 4.256% | 0% | 1 |  | 16.07% | 0% | 1 | 5.1605 | 2.153% | 0% | 1 | 13.47% | 11.97% | 0% | 1 | 0 | 2 | 32.5% | 0% | 32.5% | 2 | 43.4% | 1.879% | 0% | 1 | 4.96% | 1.119% | 0% | 1 | 53.39% | 2.282% | 0% | 2 | 76.18% | 4.464% | 0% | 3 | 48.82% | 2.078% | 0% | 1 | 4.963% | 1.119% | 0% | 1 |  | 5.539% | 0% | 1 | 5.6857 | 0.9429% | 0% | 1 | 8.941% | 11.97% | 0% | 1 | 0 | 2 | 36.78% | 0% | 36.78% | 2 | 49.5% | 0.9858% | 0% | 1 | 5.828% | 0.5287% | 0% | 1 | 50.96% | 1.015% | 0% | 2 | 77.96% | 2.259% | 0% | 3 | 38.4% | 0.8082% | 0% | 1 | 3.98% | 0.5185% | 0% | 1 |  | 1.594% | 0% | 1 | 6.5981 | 0.6214% | 0% | 1 | 10.84% | 11.97% | 0% | 1 | 0 | 2 | 38.42% | 0.02862% | 38.45% | 2 | 41.12% | 0.5118% | 0% | 1 | 5.836% | 0.32% | 0% | 1 | 39.65% | 0.4993% | 0% | 1 | 64.95% | 0.8597% | 0% | 2 | 33.98% | 0.4564% | 0% | 1 | 3.576% | 0.3125% | 0% | 1
4 | Honcut | NORTHERN CALIFORNIA | 0 | 0 | 10 | 0% | 0% | 1 | 13 | 0% | 0% | 2 | 55.58% | 0% | 0% | 2 | 0 | 2 | 16.68% | 0% | 16.68% | 1 | 90.33% | 0% | 0% | 4 | 0% | 0% | 0% | 1 | 1.598% | 0% | 0% | 1 | 90.33% | 0% | 0% | 4 | 3.384% | 0% | 0% | 1 | 20.37% | 0% | 0% | 1 |  | 0% | 0% | 1 | 16.2 | 0% | 0% | 2 | 36.18% | 0% | 0% | 1 | 0 | 2 | 24.11% | 0% | 24.11% | 2 | 78.52% | 0% | 0% | 3 | 7.303% | 0% | 0% | 1 | 20.64% | 0% | 0% | 1 | 84.07% | 0% | 0% | 3 | 8.656% | 0% | 0% | 1 | 12.72% | 0% | 0% | 1 |  | 0% | 0% | 1 | 15.7295 | 0% | 0% | 2 | 24.97% | 0% | 0% | 1 | 0 | 2 | 32.14% | 0% | 32.14% | 2 | 63.68% | 0% | 0% | 2 | 11.33% | 0% | 0% | 1 | 30.4% | 0% | 0% | 1 | 81.5% | 0% | 0% | 3 | 15.46% | 0% | 0% | 1 | 9.873% | 0% | 0% | 1 |  | 0% | 0% | 1 | 13.273 | 0% | 0% | 2 | 21.73% | 0% | 0% | 1 | 0 | 2 | 34.16% | 1.858% | 36.01% | 2 | 57.4% | 0% | 0% | 2 | 13.03% | 0% | 0% | 1 | 32.06% | 0% | 0% | 1 | 77.47% | 0% | 0% | 3 | 14.55% | 0% | 0% | 1 | 9.531% | 0% | 0% | 1
5 | Palermo | NORTHERN CALIFORNIA | 0 | 0 | 10 | 0% | 0% | 1 | 35.3354 | 0% | 0% | 4 | 4.937% | 0% | 0% | 1 | 0 | 2 | 79.24% | 0% | 79.24% | 5 | 85.01% | 0% | 0% | 3 | 11.13% | 0% | 0% | 1 | 0% | 0% | 0% | 1 | 94.74% | 0% | 0% | 4 | 11.05% | 0% | 0% | 1 | 17.82% | 0% | 0% | 1 |  | 0% | 0% | 1 | 17 | 0% | 0% | 2 | 9.338% | 0% | 0% | 1 | 0 | 2 | 65.32% | 2.586% | 67.91% | 3 | 86.79% | 0% | 0% | 3 | 11.67% | 0% | 0% | 1 | 12.86% | 0% | 0% | 1 | 93.21% | 0% | 0% | 4 | 29.7% | 0% | 0% | 1 | 18.59% | 0% | 0% | 1 |  | 0% | 0% | 1 | 16.6475 | 0% | 0% | 2 | 12.62% | 0% | 0% | 1 | 0 | 2 | 38.99% | 5.277% | 44.26% | 2 | 74.12% | 0% | 0% | 3 | 11.01% | 0% | 0% | 1 | 30.13% | 0% | 0% | 1 | 86.22% | 0% | 0% | 3 | 20.89% | 0% | 0% | 1 | 13.27% | 0% | 0% | 1 |  | 0% | 0% | 1 | 14.2748 | 0% | 0% | 2 | 13.73% | 0% | 0% | 1 | 0 | 2 | 32.84% | 6.523% | 39.36% | 2 | 65.71% | 0% | 0% | 2 | 16.22% | 0% | 0% | 1 | 39.2% | 0% | 0% | 1 | 84.56% | 0% | 0% | 3 | 21.22% | 0% | 0% | 1 | 10.06% | 0% | 0% | 1
6 | Table Mountain | NORTHERN CALIFORNIA | 0 | 0 | 10 | 0% | 0% | 1 | 7.7979 | 0% | 0% | 1 | 7.361% | 0% | 0% | 1 | 0 | 2 | 50.28% | 0% | 50.28% | 3 | 79.04% | 0% | 0% | 3 | 36.14% | 0% | 0% | 1 | 41.81% | 0% | 0% | 1 | 99.9% | 0% | 0% | 5 | 30.18% | 0% | 0% | 1 | 38.21% | 0% | 0% | 1 |  | 0% | 0% | 1 | 10.7619 | 0% | 0% | 1 | 7.038% | 0% | 0% | 1 | 0 | 2 | 38.99% | 0% | 38.99% | 2 | 70.47% | 0% | 0% | 3 | 22.52% | 0% | 0% | 1 | 59.21% | 0% | 0% | 2 | 90.81% | 0% | 0% | 4 | 25.4% | 0% | 0% | 1 | 19.4% | 0% | 0% | 1 |  | 0% | 0% | 1 | 13.6866 | 0% | 0% | 2 | 14.22% | 0% | 0% | 1 | 0 | 2 | 27.58% | 0.0008793% | 27.58% | 2 | 56.39% | 0% | 0% | 2 | 17.23% | 0% | 0% | 1 | 51.77% | 0% | 0% | 2 | 79.64% | 0% | 0% | 3 | 19.52% | 0% | 0% | 1 | 12.35% | 0% | 0% | 1 |  | 0% | 0% | 1 | 12.8232 | 0% | 0% | 2 | 20.83% | 0% | 0% | 1 | 0 | 2 | 24.27% | 1.418% | 25.69% | 2 | 53.31% | 0% | 0% | 2 | 20.78% | 0% | 0% | 1 | 49.65% | 0% | 0% | 1 | 80.06% | 0% | 0% | 3 | 20.55% | 0% | 0% | 1 | 11.24% | 0% | 0% | 1
7 | Wyandotte | NORTHERN CALIFORNIA | 0 | 0 | 10 | 0% | 0% | 1 | 38.9 | 0% | 0% | 4 | 1.672% | 0% | 0% | 1 | 0 | 2 | 80.37% | 0% | 80.37% | 5 | 66.39% | 0% | 0% | 2 | 27.36% | 0% | 0% | 1 | 7.668% | 0% | 0% | 1 | 88.77% | 0% | 0% | 3 | 11.8% | 0% | 0% | 1 | 20.28% | 0% | 0% | 1 |  | 0% | 0% | 1 | 15.1468 | 0% | 0% | 2 | 6.312% | 0% | 0% | 1 | 0 | 2 | 61.94% | 1.258% | 63.2% | 3 | 80.4% | 0% | 0% | 3 | 17.33% | 0% | 0% | 1 | 22.63% | 0% | 0% | 1 | 93.05% | 0% | 0% | 4 | 28.54% | 0% | 0% | 1 | 21.02% | 0% | 0% | 1 |  | 0% | 0% | 1 | 15.8214 | 0% | 0% | 2 | 10.17% | 0% | 0% | 1 | 0 | 2 | 37.62% | 3.346% | 40.96% | 2 | 71.44% | 0% | 0% | 3 | 12.2% | 0% | 0% | 1 | 36.9% | 0% | 0% | 1 | 86.27% | 0% | 0% | 3 | 22.55% | 0% | 0% | 1 | 13.27% | 0% | 0% | 1 |  | 0% | 0% | 1 | 14.5408 | 0% | 0% | 2 | 13.99% | 0% | 0% | 1 | 0 | 2 | 29.67% | 5.461% | 35.13% | 2 | 62.64% | 0% | 0% | 2 | 17.43% | 0% | 0% | 1 | 42.18% | 0% | 0% | 1 | 83.64% | 0% | 0% | 3 | 21.05% | 0% | 0% | 1 | 10.07% | 0% | 0% | 1
8 | Cortina | NORTHERN CALIFORNIA | 0 | 0 | 10 | 0% | 0% | 1 | 8.1661 | 0% | 0% | 1 | 48.31% | 0% | 0% | 1 | 0 | 2 | 21.37% | 21.83% | 43.2% | 4 | 41.69% | 0% | 0% | 1 | 6.234% | 0% | 0% | 1 | 29.37% | 0% | 0% | 1 | 70.08% | 0% | 0% | 3 | 26.96% | 0% | 0% | 1 | 0.9832% | 0% | 0% | 1 |  | 0% | 0% | 1 | 6.6268 | 0% | 0% | 1 | 37.91% | 0% | 0% | 1 | 0 | 2 | 15.18% | 30.41% | 45.59% | 5 | 37.03% | 0% | 0% | 1 | 12.4% | 0% | 0% | 1 | 45.61% | 0% | 0% | 1 | 73.36% | 0% | 0% | 3 | 34.87% | 0% | 0% | 1 | 1.155% | 0% | 0% | 1 |  | 0% | 0% | 1 | 7.0966 | 0% | 0% | 1 | 36.24% | 0% | 0% | 1 | 0 | 2 | 12.95% | 32.13% | 45.08% | 5 | 40.82% | 0% | 0% | 1 | 10.86% | 0% | 0% | 1 | 44.62% | 0% | 0% | 1 | 73.38% | 0% | 0% | 3 | 36.18% | 0% | 0% | 1 | 1.927% | 0% | 0% | 1 |  | 0% | 0% | 1 | 7.2332 | 0% | 0% | 1 | 36.13% | 0% | 0% | 1 | 0 | 2 | 15.21% | 30.46% | 45.67% | 5 | 42.19% | 0% | 0% | 1 | 14.46% | 0% | 0% | 1 | 41.23% | 0% | 0% | 1 | 69.97% | 0% | 0% | 2 | 35.52% | 0% | 0% | 1 | 2.981% | 0% | 0% | 1
9 | Etiwanda | GREATER LA METRO | 0 | 0 | 10 | 0% | 0% | 1 | 75 | 0% | 0% | 4 | 0% | 0% | 0% | 1 | 0 | 2 | 33.43% | 66.57% | 100% | 5 | 100% | 0% | 0% | 5 | 100% | 0% | 0% | 5 | 100% | 0% | 0% | 5 | 100% | 0% | 0% | 5 | 0% | 0% | 0% | 1 | 1.4% | 0% | 0% | 1 |  | 0% | 0% | 1 | 56 | 0% | 0% | 4 | 11.9% | 0% | 0% | 1 | 0 | 2 | 8.613% | 38.66% | 47.28% | 5 | 46.86% | 0% | 0% | 1 | 38.17% | 0% | 0% | 1 | 35.02% | 0% | 0% | 1 | 46.86% | 0% | 0% | 1 | 23.47% | 0% | 0% | 1 | 5.062% | 0% | 0% | 1 |  | 0% | 0% | 1 | 29.4863 | 0% | 0% | 3 | 5.936% | 0% | 0% | 1 | 0 | 2 | 27.72% | 45.41% | 73.13% | 5 | 66.73% | 0% | 0% | 2 | 51.18% | 0% | 0% | 2 | 47.4% | 0% | 0% | 1 | 74.95% | 0% | 0% | 3 | 22.01% | 0% | 0% | 1 | 7.516% | 0% | 0% | 1 |  | 0% | 0% | 1 | 27.0537 | 0% | 0% | 3 | 2.129% | 0% | 0% | 1 | 0 | 2 | 55.35% | 29.4% | 84.76% | 5 | 51.24% | 0% | 0% | 2 | 52.65% | 0% | 0% | 2 | 60.25% | 0% | 0% | 2 | 85.9% | 0% | 0% | 3 | 35.4% | 0% | 0% | 1 | 6.82% | 0% | 0% | 1
10 | Brentwood | NORTHERN CALIFORNIA | 50 | 500 | 10 | 297.8% | 2.387% | 4 | 21.2065 | 36.37% | 0% | 3 | 51.2% | 22.51% | 0% | 2 | 0 | 2 | 19.46% | 0% | 19.46% | 1 | 6.683% | 3.805% | 0% | 1 | 36.84% | 5.621% | 0% | 1 | 42.69% | 6.195% | 0% | 1 | 42.7% | 6.197% | 0% | 1 | 1.241% | 3.595% | 0% | 1 | 6% | 3.777% | 0% | 1 |  | 24.83% | 0% | 2 | 7.332 | 2.009% | 0% | 1 | 41.96% | 4.973% | 0% | 1 | 0 | 2 | 31.3% | 0.01068% | 31.31% | 2 | 37.58% | 1.002% | 0% | 1 | 34.25% | 0.9511% | 0% | 1 | 34.74% | 0.9582% | 0% | 1 | 56.66% | 1.443% | 0% | 2 | 8.141% | 0.6808% | 0% | 1 | 11.34% | 0.7053% | 0% | 1 |  | 3.894% | 0% | 1 | 9.6516 | 0.7615% | 0% | 1 | 43.01% | 4.973% | 0% | 1 | 0 | 2 | 30.96% | 0.3891% | 31.35% | 2 | 33.77% | 0.3316% | 0% | 1 | 37.98% | 0.3541% | 0% | 1 | 40.03% | 0.3662% | 0% | 1 | 55.52% | 0.4938% | 0% | 2 | 6.427% | 0.2347% | 0% | 1 | 9.639% | 0.2431% | 0% | 1 |  | 1.467% | 0% | 1 | 12.1425 | 0.5353% | 0% | 2 | 42.9% | 4.973% | 0% | 1 | 0 | 2 | 33.56% | 0.2261% | 33.79% | 2 | 29.86% | 0.182% | 0% | 1 | 34.87% | 0.196% | 0% | 1 | 36.52% | 0.2011% | 0% | 1 | 49.37% | 0.2521% | 0% | 1 | 7.817% | 0.1385% | 0% | 1 | 8.942% | 0.1402% | 0% | 1
11 | Clayton | NORTHERN CALIFORNIA | 0 | 0 | 10 | 0% | 0% | 1 | 6.656 | 0% | 0% | 1 | 0% | 0% | 0% | 1 | 0 | 2 | 97.82% | 0% | 97.82% | 5 | 14.73% | 0% | 0% | 1 | 62.32% | 0% | 0% | 2 | 62.32% | 0% | 0% | 2 | 62.32% | 0% | 0% | 2 | 37.37% | 0% | 0% | 1 | 5.353% | 0% | 0% | 1 |  | 0% | 0% | 1 | 7.8611 | 0% | 0% | 1 | 1.541e-06% | 0% | 0% | 1 | 0 | 2 | 77.39% | 0% | 77.39% | 5 | 50.27% | 0% | 0% | 2 | 76.36% | 0% | 0% | 3 | 67.91% | 0% | 0% | 2 | 81.9% | 0% | 0% | 3 | 29.12% | 0% | 0% | 1 | 23.19% | 0% | 0% | 1 |  | 0% | 0% | 1 | 19.2927 | 0% | 0% | 2 | 0.4678% | 0% | 0% | 1 | 0 | 2 | 67.26% | 0.9848% | 68.24% | 3 | 39.49% | 0% | 0% | 1 | 55.77% | 0% | 0% | 2 | 57.03% | 0% | 0% | 2 | 74.5% | 0% | 0% | 3 | 21.78% | 0% | 0% | 1 | 16.84% | 0% | 0% | 1 |  | 0% | 0% | 1 | 25.2667 | 0% | 0% | 3 | 4.343% | 0% | 0% | 1 | 0 | 2 | 62.57% | 0.4885% | 63.06% | 3 | 30.16% | 0% | 0% | 1 | 45.21% | 0% | 0% | 1 | 56.48% | 0% | 0% | 2 | 70.52% | 0% | 0% | 3 | 17.7% | 0% | 0% | 1 | 13.13% | 0% | 0% | 1
12 | Contra Costa | NORTHERN CALIFORNIA | 0 | 0 | 10 | 0% | 0% | 1 | 7.0605 | 0% | 0% | 1 | 2.551% | 0% | 0% | 1 | 0 | 2 | 34.93% | 0% | 34.93% | 2 | 2.02% | 0% | 0% | 1 | 58.07% | 0% | 0% | 2 | 57.64% | 0% | 0% | 2 | 58.08% | 0% | 0% | 2 | 0% | 0% | 0% | 1 | 31.58% | 0% | 0% | 1 |  | 0% | 0% | 1 | 8.691 | 0% | 0% | 1 | 10.07% | 0% | 0% | 1 | 0 | 2 | 53.55% | 0% | 53.55% | 3 | 21.5% | 0% | 0% | 1 | 49.62% | 0% | 0% | 1 | 46.71% | 0% | 0% | 1 | 52.52% | 0% | 0% | 2 | 10.83% | 0% | 0% | 1 | 14.63% | 0% | 0% | 1 |  | 0% | 0% | 1 | 7.7524 | 0% | 0% | 1 | 23.83% | 0% | 0% | 1 | 0 | 2 | 40.23% | 0.5194% | 40.75% | 2 | 22.29% | 0% | 0% | 1 | 39.75% | 0% | 0% | 1 | 38.9% | 0% | 0% | 1 | 51.88% | 0% | 0% | 2 | 5.312% | 0% | 0% | 1 | 15.23% | 0% | 0% | 1 |  | 0% | 0% | 1 | 8.5 | 0% | 0% | 1 | 35.35% | 0% | 0% | 1 | 0 | 2 | 35.68% | 0.2597% | 35.94% | 2 | 24.92% | 0% | 0% | 1 | 33.5% | 0% | 0% | 1 | 34.95% | 0% | 0% | 1 | 49.73% | 0% | 0% | 1 | 6.406% | 0% | 0% | 1 | 14.29% | 0% | 0% | 1
13 | Pittsburg | NORTHERN CALIFORNIA | 0 | 0 | 10 | 0% | 0% | 1 | 6.9363 | 0% | 0% | 1 | 0% | 0% | 0% | 1 | 0 | 2 | 34.43% | 0% | 34.43% | 2 | 53.38% | 0% | 0% | 2 | 66.84% | 0% | 0% | 2 | 42.96% | 0% | 0% | 1 | 70.39% | 0% | 0% | 3 | 9.443% | 0% | 0% | 1 | 57.62% | 0% | 0% | 2 |  | 0% | 0% | 1 | 6.1461 | 0% | 0% | 1 | 0.01312% | 0% | 0% | 1 | 0 | 2 | 63% | 0% | 63% | 3 | 24.16% | 0% | 0% | 1 | 47.48% | 0% | 0% | 1 | 38.57% | 0% | 0% | 1 | 56.2% | 0% | 0% | 2 | 6.063% | 0% | 0% | 1 | 24.18% | 0% | 0% | 1 |  | 0% | 0% | 1 | 14.8235 | 0% | 0% | 2 | 4.254% | 0% | 0% | 1 | 0 | 2 | 59.73% | 0.001816% | 59.73% | 3 | 18.19% | 0% | 0% | 1 | 46.67% | 0% | 0% | 1 | 43.82% | 0% | 0% | 1 | 56.75% | 0% | 0% | 2 | 10.15% | 0% | 0% | 1 | 20.63% | 0% | 0% | 1 |  | 0% | 0% | 1 | 17.8 | 0% | 0% | 2 | 20.05% | 0% | 0% | 1 | 0 | 2 | 46.91% | 0.3384% | 47.25% | 2 | 20.93% | 0% | 0% | 1 | 39.36% | 0% | 0% | 1 | 43.25% | 0% | 0% | 1 | 56.62% | 0% | 0% | 2 | 9.94% | 0% | 0% | 1 | 16.61% | 0% | 0% | 1
14 | San Bernardino | RIVERSIDE | 0 | 0 | 10 | 0% | 0% | 1 | 27.5189 | 0% | 0% | 3 | 2.056% | 0% | 0% | 1 | 0 | 2 | 71.75% | 0% | 71.75% | 3 | 0% | 0% | 0% | 1 | 63.86% | 0% | 0% | 2 | 100% | 0% | 0% | 5 | 100% | 0% | 0% | 5 | 48.41% | 0% | 0% | 1 | 1.538% | 0% | 0% | 1 |  | 0% | 0% | 1 | 27.0537 | 0% | 0% | 3 | 1.63% | 0% | 0% | 1 | 0 | 2 | 54.05% | 40.77% | 94.82% | 5 | 33.61% | 0% | 0% | 1 | 42.78% | 0% | 0% | 1 | 54.42% | 0% | 0% | 2 | 80.34% | 0% | 0% | 3 | 45.24% | 0% | 0% | 1 | 5.548% | 0% | 0% | 1 |  | 0% | 0% | 1 | 26 | 0% | 0% | 3 | 0.7873% | 0% | 0% | 1 | 0 | 2 | 48.73% | 46.82% | 95.54% | 5 | 47.23% | 0% | 0% | 1 | 35.29% | 0% | 0% | 1 | 54.63% | 0% | 0% | 2 | 79.49% | 0% | 0% | 3 | 39.34% | 0% | 0% | 1 | 5.18% | 0% | 0% | 1 |  | 0% | 0% | 1 | 21 | 0% | 0% | 3 | 1.852% | 0% | 0% | 1 | 0 | 2 | 52.41% | 40.53% | 92.94% | 5 | 47.37% | 0% | 0% | 1 | 39.87% | 0% | 0% | 1 | 61.55% | 0% | 0% | 2 | 81.75% | 0% | 0% | 3 | 43.01% | 0% | 0% | 1 | 6.17% | 0% | 0% | 1
15 | Placerville | NORTHERN CALIFORNIA | 0 | 0 | 0 | 0% | 0% | 1 | 36 | 0% | 0% | 4 | 2.636% | 0% | 0% | 1 | 0 | 2 | 93.57% | 3.14% | 96.71% | 5 | 79.41% | 0% | 0% | 3 | 25.58% | 0% | 0% | 1 | 59.27% | 0% | 0% | 2 | 95.31% | 0% | 0% | 5 | 7.842% | 0% | 0% | 1 | 3.766% | 0% | 0% | 1 |  | 0% | 0% | 1 | 34.8 | 0% | 0% | 4 | 1.168% | 0% | 0% | 1 | 0 | 2 | 72.19% | 24.41% | 96.6% | 5 | 85.98% | 0% | 0% | 3 | 26.27% | 0% | 0% | 1 | 35.46% | 0% | 0% | 1 | 92.79% | 0% | 0% | 4 | 14.63% | 0% | 0% | 1 | 3.392% | 0% | 0% | 1 |  | 0% | 0% | 1 | 28.1859 | 0% | 0% | 3 | 1.502% | 0% | 0% | 1 | 0 | 2 | 62.96% | 29.28% | 92.24% | 5 | 81.61% | 0% | 0% | 3 | 27.2% | 0% | 0% | 1 | 30.55% | 0% | 0% | 1 | 89.76% | 0% | 0% | 3 | 24.85% | 0% | 0% | 1 | 3.261% | 0% | 0% | 1 |  | 0% | 0% | 1 | 26.2 | 0% | 0% | 3 | 1.105% | 0% | 0% | 1 | 0 | 2 | 58.42% | 31.88% | 90.3% | 5 | 74.37% | 0% | 0% | 3 | 20.39% | 0% | 0% | 1 | 23.18% | 0% | 0% | 1 | 84.12% | 0% | 0% | 3 | 34.81% | 0% | 0% | 1 | 3.524% | 0% | 0% | 1
16 | Cantua | SPGE | 100 | 1000 | 10 | 38.24% | 0% | 2 | 6.5556 | 10.19% | 0% | 1 | 80.14% | 24.03% | 0% | 3 | 0 | 2 | 7.473% | 0% | 7.473% | 1 | 19.79% | 2.602% | 0% | 1 | 0% | 2.087% | 0% | 1 | 0% | 2.087% | 0% | 1 | 19.79% | 2.602% | 0% | 1 | 7.161% | 2.248% | 0% | 1 | 0.618% | 2.1% | 0% | 1 |  | 2.144% | 0% | 1 | 5.7382 | 1.727% | 0% | 1 | 42.44% | 2.089% | 0% | 1 | 0 | 2 | 15.74% | 0.7199% | 16.46% | 2 | 35.4% | 0.8936% | 0% | 1 | 6.358e-05% | 0.5773% | 0% | 1 | 7.682% | 0.6253% | 0% | 1 | 37.16% | 0.9187% | 0% | 1 | 17.87% | 0.7029% | 0% | 1 | 0.3871% | 0.5795% | 0% | 1 |  | 0.8565% | 0% | 1 | 6.4444 | 0.9224% | 0% | 1 | 34.32% | 2.089% | 0% | 1 | 0 | 2 | 13.75% | 1.043% | 14.79% | 2 | 34.35% | 0.4384% | 0% | 1 | 2.039% | 0.2938% | 0% | 1 | 8.339% | 0.314% | 0% | 1 | 35.23% | 0.4443% | 0% | 1 | 15.18% | 0.3393% | 0% | 1 | 0.4544% | 0.2891% | 0% | 1 |  | 0.5478% | 0% | 1 | 6.3948 | 0.6117% | 0% | 1 | 35.35% | 2.089% | 0% | 1 | 0 | 2 | 14.49% | 2.228% | 16.71% | 2 | 34.96% | 0.2558% | 0% | 1 | 5.532% | 0.1761% | 0% | 1 | 14.62% | 0.1948% | 0% | 1 | 39.49% | 0.2749% | 0% | 1 | 14.6% | 0.1948% | 0% | 1 | 0.9261% | 0.1679% | 0% | 1
17 | Cheney | SPGE | 0 | 0 | 0 | 0% | 0% | 1 | 7.9948 | 0% | 0% | 1 | 75.05% | 0% | 0% | 3 | 0 | 2 | 1.673% | 0% | 1.673% | 1 | 8.748% | 0% | 0% | 1 | 5.123% | 0% | 0% | 1 | 13.24% | 0% | 0% | 1 | 16.83% | 0% | 0% | 1 | 0% | 0% | 0% | 1 | 0.2788% | 0% | 0% | 1 |  | 0% | 0% | 1 | 6.7616 | 0% | 0% | 1 | 52.01% | 0% | 0% | 2 | 0 | 2 | 8.013% | 0% | 8.013% | 1 | 21.94% | 0% | 0% | 1 | 7.57% | 0% | 0% | 1 | 23.13% | 0% | 0% | 1 | 33.74% | 0% | 0% | 1 | 6.937% | 0% | 0% | 1 | 0.3579% | 0% | 0% | 1 |  | 0% | 0% | 1 | 6.6864 | 0% | 0% | 1 | 40.51% | 0% | 0% | 1 | 0 | 2 | 10.23% | 0.03286% | 10.26% | 2 | 26.27% | 0% | 0% | 1 | 6.819% | 0% | 0% | 1 | 17.87% | 0% | 0% | 1 | 34.59% | 0% | 0% | 1 | 10.07% | 0% | 0% | 1 | 1.158% | 0% | 0% | 1 |  | 0% | 0% | 1 | 6.4321 | 0% | 0% | 1 | 36.37% | 0% | 0% | 1 | 0 | 2 | 17.83% | 1.241% | 19.07% | 2 | 36.55% | 0% | 0% | 1 | 8.673% | 0% | 0% | 1 | 18.44% | 0% | 0% | 1 | 43.9% | 0% | 0% | 1 | 14.42% | 0% | 0% | 1 | 2.832% | 0% | 0% | 1
18 | Gates | SPGE | 643.5 | 6435 | 10 | 147.1% | 5.267% | 4 | 7.7058 | 217.6% | 8.734% | 3 | 79.11% | 151.8% | 5.988% | 4 | 0 | 2 | 0% | 0% | 0% | 1 | 9.389% | 16.33% | 0% | 1 | 0.2652% | 14.84% | 0% | 1 | 12.32% | 16.88% | 0% | 1 | 21.71% | 18.9% | 0% | 1 | 0% | 14.8% | 0% | 1 | 0.6822% | 14.9% | 0% | 1 |  | 28.78% | 0% | 2 | 7 | 18.84% | 0% | 1 | 67.58% | 20.57% | 0% | 2 | 0 | 2 | 2.368% | 0% | 2.368% | 1 | 17.09% | 4.685% | 0% | 1 | 8.3% | 4.236% | 0% | 1 | 16.69% | 4.662% | 0% | 1 | 28.86% | 5.46% | 0% | 1 | 3.345% | 4.019% | 0% | 1 | 0.9181% | 3.921% | 0% | 1 |  | 7.485% | 0% | 1 | 7.5111 | 5.929% | 0% | 1 | 47.13% | 20.57% | 0% | 2 | 0 | 2 | 12.14% | 0% | 12.14% | 1 | 24.5% | 2.313% | 0% | 1 | 5.492% | 1.848% | 0% | 1 | 18.53% | 2.144% | 0% | 1 | 35.13% | 2.692% | 0% | 1 | 8.408% | 1.907% | 0% | 1 | 0.703% | 1.759% | 0% | 1 |  | 3.823% | 0% | 1 | 6.809 | 2.974% | 0% | 1 | 33.23% | 20.57% | 0% | 2 | 0 | 2 | 20.22% | 0.6224% | 20.85% | 2 | 34.23% | 1.58% | 0% | 1 | 4.091% | 1.084% | 0% | 1 | 15.81% | 1.235% | 0% | 1 | 42.28% | 1.801% | 0% | 1 | 16.11% | 1.239% | 0% | 1 | 0.9286% | 1.049% | 0% | 1
19 | Helm | SPGE | 35 | 350 | 10 | 3.53% | 0% | 1 | 7.56 | 7.163% | 0% | 1 | 17.41% | 1.149% | 0% | 1 | 0 | 2 | 1.227% | 0% | 1.227% | 1 | 67.28% | 2.612% | 0% | 2 | 21.06% | 1.083% | 0% | 1 | 21.06% | 1.083% | 0% | 1 | 73.25% | 3.195% | 0% | 3 | 0% | 0.8547% | 0% | 1 | 0.6572% | 0.8603% | 0% | 1 |  | 0.3843% | 0% | 1 | 6.9886 | 0.8519% | 0% | 1 | 19.09% | 0.2696% | 0% | 1 | 0 | 2 | 2.233% | 0% | 2.233% | 1 | 26.77% | 0.2678% | 0% | 1 | 13.08% | 0.2256% | 0% | 1 | 13.98% | 0.228% | 0% | 1 | 35.64% | 0.3047% | 0% | 1 | 0% | 0.1961% | 0% | 1 | 2.841% | 0.2019% | 0% | 1 |  | 0.1898% | 0% | 1 | 7.4467 | 0.4602% | 0% | 1 | 33.1% | 0.2696% | 0% | 1 | 0 | 2 | 2.1% | 0% | 2.1% | 1 | 21.56% | 0.1099% | 0% | 1 | 10.06% | 0.09584% | 0% | 1 | 12.1% | 0.09807% | 0% | 1 | 28.59% | 0.1207% | 0% | 1 | 0.2989% | 0.08646% | 0% | 1 | 2.585% | 0.08849% | 0% | 1 |  | 0.1356% | 0% | 1 | 8.1136 | 0.288% | 0% | 1 | 43.84% | 0.2696% | 0% | 1 | 0 | 2 | 4.369% | 0% | 4.369% | 1 | 22.52% | 0.06208% | 0% | 1 | 7.126% | 0.05179% | 0% | 1 | 10.29% | 0.05361% | 0% | 1 | 28.42% | 0.06719% | 0% | 1 | 2.545% | 0.04935% | 0% | 1 | 2.341% | 0.04925% | 0% | 1
20 | Kearney | SPGE | 30 | 300 | 10 | 3.156% | 0% | 1 | 17 | 21.34% | 0% | 2 | 67.42% | 0% | 0% | 2 | 0 | 2 | 0% | 0% | 0% | 1 | 0% | 1.027% | 0% | 1 | 0% | 1.027% | 0% | 1 | 0% | 1.027% | 0% | 1 | 0% | 1.027% | 0% | 1 | 0% | 1.027% | 0% | 1 | 0.05184% | 1.027% | 0% | 1 |  | 0.8415% | 0% | 1 | 18.6667 | 10.98% | 0% | 2 | 68.7% | 0% | 0% | 2 | 0 | 2 | 0.2181% | 0% | 0.2181% | 1 | 2.186% | 0.264% | 0% | 1 | 0.3924% | 0.2593% | 0% | 1 | 0.3924% | 0.2593% | 0% | 1 | 2.578% | 0.2651% | 0% | 1 | 0% | 0.2582% | 0% | 1 | 0.3447% | 0.2591% | 0% | 1 |  | 0.3212% | 0% | 1 | 18 | 1.558% | 0% | 2 | 61.89% | 0% | 0% | 2 | 0 | 2 | 2.877% | 0% | 2.877% | 1 | 6.566% | 0.1061% | 0% | 1 | 8.272% | 0.1081% | 0% | 1 | 8.272% | 0.1081% | 0% | 1 | 12.93% | 0.1139% | 0% | 1 | 0% | 0.09914% | 0% | 1 | 1.434% | 0.1006% | 0% | 1 |  | 0.1865% | 0% | 1 | 16.7778 | 0.8041% | 0% | 2 | 51.06% | 0% | 0% | 2 | 0 | 2 | 9.154% | 0% | 9.154% | 1 | 16.34% | 0.06209% | 0% | 1 | 15.67% | 0.06159% | 0% | 1 | 16.31% | 0.06207% | 0% | 1 | 27.69% | 0.07184% | 0% | 1 | 2.786% | 0.05343% | 0% | 1 | 5.214% | 0.0548% | 0% | 1
21 | Kingsburg | SPGE | 0 | 0 | 10 | 0% | 0% | 1 | 17.5 | 0% | 0% | 2 | 68.78% | 0% | 0% | 2 | 0 | 2 | 0% | 0% | 0% | 1 | 0% | 0% | 0% | 1 | 0% | 0% | 0% | 1 | 0% | 0% | 0% | 1 | 0% | 0% | 0% | 1 | 0% | 0% | 0% | 1 | 3.243% | 0% | 0% | 1 |  | 0% | 0% | 1 | 17.513 | 0% | 0% | 2 | 60.1% | 0% | 0% | 2 | 0 | 2 | 0% | 0% | 0% | 1 | 0% | 0% | 0% | 1 | 6.356% | 0% | 0% | 1 | 9.439% | 0% | 0% | 1 | 9.439% | 0% | 0% | 1 | 0% | 0% | 0% | 1 | 2.188% | 0% | 0% | 1 |  | 0% | 0% | 1 | 18 | 0% | 0% | 2 | 61.26% | 0% | 0% | 2 | 0 | 2 | 0% | 0% | 0% | 1 | 0% | 0% | 0% | 1 | 7.119% | 0% | 0% | 1 | 9.304% | 0% | 0% | 1 | 9.304% | 0% | 0% | 1 | 0.09287% | 0% | 0% | 1 | 2.101% | 0% | 0% | 1 |  | 0% | 0% | 1 | 17.3371 | 0% | 0% | 2 | 56.99% | 0% | 0% | 2 | 0 | 2 | 0.7561% | 0% | 0.7561% | 1 | 4.206% | 0% | 0% | 1 | 10.35% | 0% | 0% | 1 | 14.82% | 0% | 0% | 1 | 16.2% | 0% | 0% | 1 | 0.5535% | 0% | 0% | 1 | 2.325% | 0% | 0% | 1
22 | Malaga | SPGE | 0 | 0 | 10 | 0% | 0% | 1 | 27.0083 | 0% | 0% | 3 | 66.48% | 0% | 0% | 2 | 0 | 2 | 0% | 0% | 0% | 1 | 0% | 0% | 0% | 1 | 0% | 0% | 0% | 1 | 0% | 0% | 0% | 1 | 0% | 0% | 0% | 1 | 0% | 0% | 0% | 1 | 0.1408% | 0% | 0% | 1 |  | 0% | 0% | 1 | 25.4545 | 0% | 0% | 3 | 70.38% | 0% | 0% | 2 | 0 | 2 | 2.103% | 0% | 2.103% | 1 | 0% | 0% | 0% | 1 | 0% | 0% | 0% | 1 | 0% | 0% | 0% | 1 | 0% | 0% | 0% | 1 | 0% | 0% | 0% | 1 | 0.4404% | 0% | 0% | 1 |  | 0% | 0% | 1 | 21.514 | 0% | 0% | 3 | 63.99% | 0% | 0% | 2 | 0 | 2 | 6.363% | 0% | 6.363% | 1 | 6.884% | 0% | 0% | 1 | 9.646% | 0% | 0% | 1 | 10.47% | 0% | 0% | 1 | 11.57% | 0% | 0% | 1 | 1.291% | 0% | 0% | 1 | 4.188% | 0% | 0% | 1 |  | 0% | 0% | 1 | 20.0625 | 0% | 0% | 3 | 52.53% | 0% | 0% | 2 | 0 | 2 | 15.79% | 0% | 15.79% | 1 | 17.86% | 0% | 0% | 1 | 12.57% | 0% | 0% | 1 | 13.35% | 0% | 0% | 1 | 24.09% | 0% | 0% | 1 | 10.04% | 0% | 0% | 1 | 6% | 0% | 0% | 1
23 | McCall | SPGE | 100 | 1000 | 10 | 13.81% | 0% | 1 | 23.4634 | 999% | 5.629% | 3 | 79.58% | 0% | 0% | 3 | 0 | 2 | 0% | 0% | 0% | 1 | 0% | 2.782% | 0% | 1 | 0% | 2.782% | 0% | 1 | 0% | 2.782% | 0% | 1 | 0% | 2.782% | 0% | 1 | 0% | 2.782% | 0% | 1 | 0.2137% | 2.788% | 0% | 1 |  | 2.932% | 0% | 1 | 22.0533 | 14427% | 1.325% | 3 | 74.32% | 0% | 0% | 2 | 0 | 2 | 0% | 0% | 0% | 1 | 0% | 0.7114% | 0% | 1 | 0% | 0.7114% | 0% | 1 | 0% | 0.7114% | 0% | 1 | 0% | 0.7114% | 0% | 1 | 0% | 0.7114% | 0% | 1 | 1.587% | 0.7229% | 0% | 1 |  | 1.059% | 0% | 1 | 22 | 153.4% | 0.1969% | 3 | 65.31% | 0% | 0% | 2 | 0 | 2 | 2.412% | 0% | 2.412% | 1 | 1.533% | 0.3225% | 0% | 1 | 3.027% | 0.3275% | 0% | 1 | 4.246% | 0.3317% | 0% | 1 | 4.592% | 0.3329% | 0% | 1 | 0.5847% | 0.3195% | 0% | 1 | 2.395% | 0.3254% | 0% | 1 |  | 0.6406% | 0% | 1 | 18.6667 | 4.68% | 0% | 2 | 53.81% | 0% | 0% | 2 | 0 | 2 | 8.199% | 0% | 8.199% | 1 | 11.62% | 0.1995% | 0% | 1 | 12.75% | 0.202% | 0% | 1 | 16.13% | 0.2102% | 0% | 1 | 20.86% | 0.2228% | 0% | 1 | 5.421% | 0.1864% | 0% | 1 | 4.062% | 0.1837% | 0% | 1
24 | Mc Mullin | SPGE | 0 | 0 | 10 | 0% | 0% | 1 | 6.9972 | 0% | 0% | 1 | 30.98% | 0% | 0% | 1 | 0 | 2 | 0% | 0% | 0% | 1 | 0.8548% | 0% | 0% | 1 | 0.5396% | 0% | 0% | 1 | 0.5396% | 0% | 0% | 1 | 1.197% | 0% | 0% | 1 | 0% | 0% | 0% | 1 | 1.883% | 0% | 0% | 1 |  | 0% | 0% | 1 | 9.2318 | 0% | 0% | 1 | 48.39% | 0% | 0% | 1 | 0 | 2 | 0% | 0% | 0% | 1 | 14.68% | 0% | 0% | 1 | 7.542% | 0% | 0% | 1 | 7.542% | 0% | 0% | 1 | 17.74% | 0% | 0% | 1 | 0% | 0% | 0% | 1 | 1.429% | 0% | 0% | 1 |  | 0% | 0% | 1 | 11.5556 | 0% | 0% | 1 | 46.99% | 0% | 0% | 1 | 0 | 2 | 1.104% | 0% | 1.104% | 1 | 15.1% | 0% | 0% | 1 | 7.97% | 0% | 0% | 1 | 8.385% | 0% | 0% | 1 | 20.95% | 0% | 0% | 1 | 0% | 0% | 0% | 1 | 1.467% | 0% | 0% | 1 |  | 0% | 0% | 1 | 11.2346 | 0% | 0% | 1 | 49.02% | 0% | 0% | 1 | 0 | 2 | 0.7187% | 0% | 0.7187% | 1 | 15.96% | 0% | 0% | 1 | 6.143% | 0% | 0% | 1 | 6.992% | 0% | 0% | 1 | 19.97% | 0% | 0% | 1 | 0.1082% | 0% | 0% | 1 | 1.932% | 0% | 0% | 1
25 | Mendota | SPGE | 0 | 0 | 10 | 0% | 0% | 1 | 6.7728 | 0% | 0% | 1 | 48.34% | 0% | 0% | 1 | 0 | 2 | 14.66% | 0% | 14.66% | 1 | 0.05554% | 0% | 0% | 1 | 3.849% | 0% | 0% | 1 | 20.63% | 0% | 0% | 1 | 22.54% | 0% | 0% | 1 | 0% | 0% | 0% | 1 | 0.1953% | 0% | 0% | 1 |  | 0% | 0% | 1 | 7.0864 | 0% | 0% | 1 | 44.39% | 0% | 0% | 1 | 0 | 2 | 9.428% | 0% | 9.428% | 1 | 12.48% | 0% | 0% | 1 | 4.909% | 0% | 0% | 1 | 12.66% | 0% | 0% | 1 | 23.85% | 0% | 0% | 1 | 0.4519% | 0% | 0% | 1 | 2.586% | 0% | 0% | 1 |  | 0% | 0% | 1 | 7 | 0% | 0% | 1 | 35.7% | 0% | 0% | 1 | 0 | 2 | 12.93% | 0% | 12.93% | 1 | 31.42% | 0% | 0% | 1 | 8.459% | 0% | 0% | 1 | 17.95% | 0% | 0% | 1 | 40.75% | 0% | 0% | 1 | 3.295% | 0% | 0% | 1 | 4.796% | 0% | 0% | 1 |  | 0% | 0% | 1 | 7.0025 | 0% | 0% | 1 | 34.17% | 0% | 0% | 1 | 0 | 2 | 13.41% | 0% | 13.41% | 1 | 34.95% | 0% | 0% | 1 | 10.46% | 0% | 0% | 1 | 19.46% | 0% | 0% | 1 | 44.21% | 0% | 0% | 1 | 5.651% | 0% | 0% | 1 | 5.825% | 0% | 0% | 1
26 | Oro Loma | SPGE | 185 | 1850 | 5 | 6.435% | 0% | 1 | 7.1388 | 41.46% | 0% | 2 | 35.45% | 3.665% | 0% | 1 | 0 | 2 | 7.587% | 0% | 7.587% | 1 | 0% | 3.841% | 0% | 1 | 0% | 3.841% | 0% | 1 | 12.21% | 4.376% | 0% | 1 | 12.21% | 4.376% | 0% | 1 | 0% | 3.841% | 0% | 1 | 1.202% | 3.888% | 0% | 1 |  | 2.009% | 0% | 1 | 7.8374 | 14.16% | 0% | 1 | 35.37% | 0% | 0% | 1 | 0 | 2 | 13.53% | 0% | 13.53% | 1 | 10.71% | 1.196% | 0% | 1 | 1.002% | 1.079% | 0% | 1 | 6.429% | 1.141% | 0% | 1 | 14.44% | 1.248% | 0% | 1 | 3.571% | 1.107% | 0% | 1 | 2.811% | 1.099% | 0% | 1 |  | 1.542% | 0% | 1 | 7.716 | 2.801% | 0% | 1 | 39.96% | 0% | 0% | 1 | 0 | 2 | 21.56% | 0% | 21.56% | 2 | 31.53% | 0.713% | 0% | 1 | 1.87% | 0.4975% | 0% | 1 | 11.36% | 0.5507% | 0% | 1 | 37.37% | 0.7795% | 0% | 1 | 8.235% | 0.532% | 0% | 1 | 4.211% | 0.5096% | 0% | 1 |  | 1.136% | 0% | 1 | 7.2328 | 1.361% | 0% | 1 | 37.52% | 0% | 0% | 1 | 0 | 2 | 23.6% | 0.4548% | 24.05% | 2 | 40.92% | 0.4916% | 0% | 1 | 10.16% | 0.3233% | 0% | 1 | 17.89% | 0.3537% | 0% | 1 | 47.16% | 0.5496% | 0% | 1 | 11.43% | 0.3279% | 0% | 1 | 4.868% | 0.3053% | 0% | 1
27 | Panoche | SPGE | 140 | 1400 | 10 | 35.49% | 0% | 2 | 7.3283 | 54.09% | 0% | 2 | 75.71% | 18.47% | 0% | 3 | 0 | 2 | 2.758% | 0% | 2.758% | 1 | 12.11% | 3.423% | 0% | 1 | 10.31% | 3.354% | 0% | 1 | 24.73% | 3.997% | 0% | 1 | 30.99% | 4.359% | 0% | 1 | 2.039% | 3.071% | 0% | 1 | 0.7006% | 3.03% | 0% | 1 |  | 4.094% | 0% | 1 | 6.7778 | 8.14% | 0% | 1 | 59.74% | 3.546% | 0% | 2 | 0 | 2 | 9.524% | 0% | 9.524% | 1 | 17.03% | 1.105% | 0% | 1 | 8.734% | 1.005% | 0% | 1 | 23.25% | 1.195% | 0% | 1 | 30.24% | 1.314% | 0% | 1 | 5.86% | 0.974% | 0% | 1 | 0.3876% | 0.9205% | 0% | 1 |  | 1.366% | 0% | 1 | 6.5051 | 3.114% | 0% | 1 | 40.7% | 3.546% | 0% | 1 | 0 | 2 | 12.8% | 0.003166% | 12.8% | 2 | 27.07% | 0.6194% | 0% | 1 | 8.526% | 0.4938% | 0% | 1 | 21.44% | 0.575% | 0% | 1 | 37.26% | 0.7199% | 0% | 1 | 11.63% | 0.5112% | 0% | 1 | 1.071% | 0.4566% | 0% | 1 |  | 0.8359% | 0% | 1 | 6.4164 | 1.275% | 0% | 1 | 34.07% | 3.546% | 0% | 1 | 0 | 2 | 19.99% | 2.502% | 22.5% | 2 | 37.37% | 0.4042% | 0% | 1 | 8.517% | 0.2767% | 0% | 1 | 19.17% | 0.3132% | 0% | 1 | 44.37% | 0.4551% | 0% | 1 | 17.48% | 0.3068% | 0% | 1 | 2.652% | 0.2601% | 0% | 1
28 | Reedley | SPGE | 0 | 0 | 10 | 0% | 0% | 1 | 23.0398 | 0% | 0% | 3 | 49.21% | 0% | 0% | 1 | 0 | 2 | 0% | 0% | 0% | 1 | 2.395% | 0% | 0% | 1 | 12.17% | 0% | 0% | 1 | 23.69% | 0% | 0% | 1 | 23.69% | 0% | 0% | 1 | 1.039% | 0% | 0% | 1 | 1.137% | 0% | 0% | 1 |  | 0% | 0% | 1 | 19.3978 | 0% | 0% | 2 | 43.41% | 0% | 0% | 1 | 0 | 2 | 6.418% | 0% | 6.418% | 1 | 27.01% | 0% | 0% | 1 | 20.59% | 0% | 0% | 1 | 29.42% | 0% | 0% | 1 | 38.89% | 0% | 0% | 1 | 13.52% | 0% | 0% | 1 | 3.107% | 0% | 0% | 1 |  | 0% | 0% | 1 | 18 | 0% | 0% | 2 | 38.54% | 0% | 0% | 1 | 0 | 2 | 16.83% | 0% | 16.83% | 1 | 32.25% | 0% | 0% | 1 | 21.52% | 0% | 0% | 1 | 29.53% | 0% | 0% | 1 | 49.67% | 0% | 0% | 1 | 18.78% | 0% | 0% | 1 | 4.159% | 0% | 0% | 1 |  | 0% | 0% | 1 | 17.7778 | 0% | 0% | 2 | 35.25% | 0% | 0% | 1 | 0 | 2 | 25.4% | 0.2248% | 25.63% | 2 | 30.25% | 0% | 0% | 1 | 19.07% | 0% | 0% | 1 | 26.65% | 0% | 0% | 1 | 45.41% | 0% | 0% | 1 | 22.99% | 0% | 0% | 1 | 3.91% | 0% | 0% | 1
29 | Sanger | SPGE | 0 | 0 | 10 | 0% | 0% | 1 | 25.25 | 0% | 0% | 3 | 58.01% | 0% | 0% | 2 | 0 | 2 | 1.999% | 0% | 1.999% | 1 | 0% | 0% | 0% | 1 | 0% | 0% | 0% | 1 | 0% | 0% | 0% | 1 | 0% | 0% | 0% | 1 | 0% | 0% | 0% | 1 | 1.274% | 0% | 0% | 1 |  | 0% | 0% | 1 | 24.6778 | 0% | 0% | 3 | 58.27% | 0% | 0% | 2 | 0 | 2 | 12.88% | 0% | 12.88% | 1 | 10.67% | 0% | 0% | 1 | 14.17% | 0% | 0% | 1 | 17.61% | 0% | 0% | 1 | 19.56% | 0% | 0% | 1 | 2.748% | 0% | 0% | 1 | 5.568% | 0% | 0% | 1 |  | 0% | 0% | 1 | 22.7641 | 0% | 0% | 3 | 52.19% | 0% | 0% | 2 | 0 | 2 | 19.65% | 0% | 19.65% | 1 | 26.17% | 0% | 0% | 1 | 15.55% | 0% | 0% | 1 | 17.77% | 0% | 0% | 1 | 31.66% | 0% | 0% | 1 | 14.16% | 0% | 0% | 1 | 7.088% | 0% | 0% | 1 |  | 0% | 0% | 1 | 20.8 | 0% | 0% | 3 | 43.97% | 0% | 0% | 1 | 0 | 2 | 22.35% | 0% | 22.35% | 2 | 30.02% | 0% | 0% | 1 | 15.96% | 0% | 0% | 1 | 18.72% | 0% | 0% | 1 | 36.48% | 0% | 0% | 1 | 18.37% | 0% | 0% | 1 | 5.827% | 0% | 0% | 1
30 | Schindler | SPGE | 110 | 1100 | 10 | 3.098% | 0% | 1 | 5.9824 | 9.112% | 0% | 1 | 26.91% | 0% | 0% | 1 | 0 | 2 | 0% | 0% | 0% | 1 | 0% | 2.264% | 0% | 1 | 0% | 2.264% | 0% | 1 | 0% | 2.264% | 0% | 1 | 0% | 2.264% | 0% | 1 | 0% | 2.264% | 0% | 1 | 0.06636% | 2.265% | 0% | 1 |  | 1.254% | 0% | 1 | 6.098 | 2.38% | 0% | 1 | 45.76% | 1.168% | 0% | 1 | 0 | 2 | 0.4155% | 0% | 0.4155% | 1 | 8.935% | 0.6398% | 0% | 1 | 0.2479% | 0.5841% | 0% | 1 | 1.599% | 0.5921% | 0% | 1 | 10.53% | 0.6512% | 0% | 1 | 0% | 0.5826% | 0% | 1 | 0.4782% | 0.5854% | 0% | 1 |  | 0.8613% | 0% | 1 | 6.9464 | 1.107% | 0% | 1 | 49.79% | 1.168% | 0% | 1 | 0 | 2 | 5.234% | 0% | 5.234% | 1 | 19.35% | 0.3456% | 0% | 1 | 5.536% | 0.295% | 0% | 1 | 8.709% | 0.3053% | 0% | 1 | 23.9% | 0.3662% | 0% | 1 | 2.559% | 0.286% | 0% | 1 | 1.016% | 0.2816% | 0% | 1 |  | 0.5025% | 0% | 1 | 7.622 | 0.715% | 0% | 1 | 45.09% | 1.168% | 0% | 1 | 0 | 2 | 6.627% | 0.2213% | 6.848% | 2 | 25.18% | 0.2136% | 0% | 1 | 4.338% | 0.1671% | 0% | 1 | 9.053% | 0.1757% | 0% | 1 | 29.12% | 0.2255% | 0% | 1 | 5.203% | 0.1686% | 0% | 1 | 1.348% | 0.162% | 0% | 1
31 | Wahtoke | SPGE | 0 | 0 | 10 | 0% | 0% | 1 | 22.8312 | 0% | 0% | 3 | 72.78% | 0% | 0% | 2 | 0 | 2 | 0% | 0% | 0% | 1 | 0% | 0% | 0% | 1 | 0.004264% | 0% | 0% | 1 | 0.004264% | 0% | 0% | 1 | 0.004264% | 0% | 0% | 1 | 0% | 0% | 0% | 1 | 3.529% | 0% | 0% | 1 |  | 0% | 0% | 1 | 21.3046 | 0% | 0% | 3 | 55.57% | 0% | 0% | 2 | 0 | 2 | 4.546% | 0% | 4.546% | 1 | 12.13% | 0% | 0% | 1 | 17.08% | 0% | 0% | 1 | 22.48% | 0% | 0% | 1 | 23.52% | 0% | 0% | 1 | 3.395% | 0% | 0% | 1 | 3.912% | 0% | 0% | 1 |  | 0% | 0% | 1 | 19.4073 | 0% | 0% | 2 | 44.97% | 0% | 0% | 1 | 0 | 2 | 11.26% | 0% | 11.26% | 1 | 23.94% | 0% | 0% | 1 | 17.96% | 0% | 0% | 1 | 24.73% | 0% | 0% | 1 | 37.34% | 0% | 0% | 1 | 13.25% | 0% | 0% | 1 | 3.919% | 0% | 0% | 1 |  | 0% | 0% | 1 | 18.2 | 0% | 0% | 2 | 39.87% | 0% | 0% | 1 | 0 | 2 | 19.65% | 0% | 19.65% | 1 | 28.39% | 0% | 0% | 1 | 18.55% | 0% | 0% | 1 | 24.77% | 0% | 0% | 1 | 41.84% | 0% | 0% | 1 | 18.22% | 0% | 0% | 1 | 4.152% | 0% | 0% | 1
32 | West Fresno | SPGE | 0 | 0 | 10 | 0% | 0% | 1 | 23.5708 | 0% | 0% | 3 | 75.44% | 0% | 0% | 3 | 0 | 2 | 0% | 0% | 0% | 1 | 0% | 0% | 0% | 1 | 0% | 0% | 0% | 1 | 0% | 0% | 0% | 1 | 0% | 0% | 0% | 1 | 0% | 0% | 0% | 1 | 0.01921% | 0% | 0% | 1 |  | 0% | 0% | 1 | 21.514 | 0% | 0% | 3 | 70.19% | 0% | 0% | 2 | 0 | 2 | 0.329% | 0% | 0.329% | 1 | 0.2208% | 0% | 0% | 1 | 0.1585% | 0% | 0% | 1 | 0.1585% | 0% | 0% | 1 | 0.2208% | 0% | 0% | 1 | 0% | 0% | 0% | 1 | 0.2152% | 0% | 0% | 1 |  | 0% | 0% | 1 | 21.9293 | 0% | 0% | 3 | 63.45% | 0% | 0% | 2 | 0 | 2 | 4.555% | 0% | 4.555% | 1 | 6.379% | 0% | 0% | 1 | 6.697% | 0% | 0% | 1 | 6.51% | 0% | 0% | 1 | 10.67% | 0% | 0% | 1 | 0.005853% | 0% | 0% | 1 | 1.675% | 0% | 0% | 1 |  | 0% | 0% | 1 | 18.3521 | 0% | 0% | 2 | 52.09% | 0% | 0% | 2 | 0 | 2 | 14.9% | 0% | 14.9% | 1 | 15.75% | 0% | 0% | 1 | 18.43% | 0% | 0% | 1 | 18.87% | 0% | 0% | 1 | 27.91% | 0% | 0% | 1 | 6.995% | 0% | 0% | 1 | 6.873% | 0% | 0% | 1
33 | Glenn | NORTHERN CALIFORNIA | 0 | 0 | 10 | 0% | 0% | 1 | 17.0883 | 0% | 0% | 2 | 67.12% | 0% | 0% | 2 | 0 | 2 | 8.524% | 0% | 8.524% | 1 | 46.37% | 0% | 0% | 1 | 0% | 0% | 0% | 1 | 0% | 0% | 0% | 1 | 46.37% | 0% | 0% | 1 | 0.2105% | 0% | 0% | 1 | 13.46% | 0% | 0% | 1 |  | 0% | 0% | 1 | 11.1541 | 0% | 0% | 1 | 58.47% | 0% | 0% | 2 | 0 | 2 | 18.63% | 0% | 18.63% | 1 | 51.03% | 0% | 0% | 2 | 0.6067% | 0% | 0% | 1 | 1.008% | 0% | 0% | 1 | 51.53% | 0% | 0% | 2 | 2.605% | 0% | 0% | 1 | 15.24% | 0% | 0% | 1 |  | 0% | 0% | 1 | 10.099 | 0% | 0% | 1 | 48.49% | 0% | 0% | 1 | 0 | 2 | 30.53% | 0% | 30.53% | 2 | 50.69% | 0% | 0% | 2 | 3.429% | 0% | 0% | 1 | 6.44% | 0% | 0% | 1 | 55.48% | 0% | 0% | 2 | 10.74% | 0% | 0% | 1 | 15.63% | 0% | 0% | 1 |  | 0% | 0% | 1 | 9.1707 | 0% | 0% | 1 | 37.61% | 0% | 0% | 1 | 0 | 2 | 43.23% | 0.3786% | 43.6% | 2 | 46.24% | 0% | 0% | 1 | 4.545% | 0% | 0% | 1 | 8.161% | 0% | 0% | 1 | 51.51% | 0% | 0% | 2 | 25.01% | 0% | 0% | 1 | 14.42% | 0% | 0% | 1
34 | Bridgeville | NORTHERN CALIFORNIA | 0 | 0 | 10 | 0% | 0% | 1 | 6.7719 | 0% | 0% | 1 | 0% | 0% | 0% | 1 | 0 | 2 | 0% | 0% | 0% | 1 | 37.56% | 0% | 0% | 1 | 6.154% | 0% | 0% | 1 | 6.154% | 0% | 0% | 1 | 43.72% | 0% | 0% | 1 | 59.45% | 0% | 0% | 2 | 0.7929% | 0% | 0% | 1 |  | 0% | 0% | 1 | 6.0239 | 0% | 0% | 1 | 0% | 0% | 0% | 1 | 0 | 2 | 0% | 0% | 0% | 1 | 23.2% | 0% | 0% | 1 | 22.29% | 0% | 0% | 1 | 27.74% | 0% | 0% | 1 | 46.08% | 0% | 0% | 1 | 58.36% | 0% | 0% | 2 | 0.5757% | 0% | 0% | 1 |  | 0% | 0% | 1 | 6.0923 | 0% | 0% | 1 | 0% | 0% | 0% | 1 | 0 | 2 | 2.538% | 0% | 2.538% | 1 | 20.22% | 0% | 0% | 1 | 24.36% | 0% | 0% | 1 | 31.13% | 0% | 0% | 1 | 44.5% | 0% | 0% | 1 | 51.54% | 0% | 0% | 2 | 1.349% | 0% | 0% | 1 |  | 0% | 0% | 1 | 6.1718 | 0% | 0% | 1 | 0% | 0% | 0% | 1 | 0 | 2 | 5.832% | 0.4124% | 6.245% | 2 | 15.94% | 0% | 0% | 1 | 21.08% | 0% | 0% | 1 | 27.47% | 0% | 0% | 1 | 37.63% | 0% | 0% | 1 | 48.25% | 0% | 0% | 1 | 1.84% | 0% | 0% | 1
35 | Humboldt | NORTHERN CALIFORNIA | 0 | 0 | 10 | 0% | 0% | 1 | 35 | 0% | 0% | 4 | 0% | 0% | 0% | 1 | 0 | 2 | 0% | 0% | 0% | 1 | 0.839% | 0% | 0% | 1 | 57.15% | 0% | 0% | 2 | 63.87% | 0% | 0% | 2 | 64.71% | 0% | 0% | 2 | 6.921% | 0% | 0% | 1 | 7.111% | 0% | 0% | 1 |  | 0% | 0% | 1 | 11.6928 | 0% | 0% | 1 | 0% | 0% | 0% | 1 | 0 | 2 | 0% | 0% | 0% | 1 | 5.086% | 0% | 0% | 1 | 42.25% | 0% | 0% | 1 | 51.81% | 0% | 0% | 2 | 53.81% | 0% | 0% | 2 | 24.52% | 0% | 0% | 1 | 11.09% | 0% | 0% | 1 |  | 0% | 0% | 1 | 9 | 0% | 0% | 1 | 0% | 0% | 0% | 1 | 0 | 2 | 0% | 0% | 0% | 1 | 4.61% | 0% | 0% | 1 | 38.61% | 0% | 0% | 1 | 43.75% | 0% | 0% | 1 | 45.66% | 0% | 0% | 1 | 26.99% | 0% | 0% | 1 | 13.76% | 0% | 0% | 1 |  | 0% | 0% | 1 | 8.099 | 0% | 0% | 1 | 0% | 0% | 0% | 1 | 0 | 2 | 0.4358% | 0% | 0.4358% | 1 | 4.105% | 0% | 0% | 1 | 31.71% | 0% | 0% | 1 | 35.85% | 0% | 0% | 1 | 38.13% | 0% | 0% | 1 | 27.79% | 0% | 0% | 1 | 13.77% | 0% | 0% | 1
36 | El Centro | GREATER IMPERIAL | 0 | 0 | 0 | 0% | 0% | 1 | 12 | 0% | 0% | 2 | 79.19% | 0% | 0% | 3 | 0 | 2 | 0% | 0% | 0% | 1 | 0% | 0% | 0% | 1 | 0% | 0% | 0% | 1 | 0% | 0% | 0% | 1 | 0% | 0% | 0% | 1 | 0% | 0% | 0% | 1 | 4.325% | 0% | 0% | 1 |  | 0% | 0% | 1 | 10.1811 | 0% | 0% | 1 | 67.65% | 0% | 0% | 2 | 0 | 2 | 0% | 0% | 0% | 1 | 1.403% | 0% | 0% | 1 | 5.463% | 0% | 0% | 1 | 5.463% | 0% | 0% | 1 | 6.866% | 0% | 0% | 1 | 0.3894% | 0% | 0% | 1 | 7.412% | 0% | 0% | 1 |  | 0% | 0% | 1 | 9.4733 | 0% | 0% | 1 | 69.17% | 0% | 0% | 2 | 0 | 2 | 0% | 0% | 0% | 1 | 1.058% | 0% | 0% | 1 | 10.64% | 0% | 0% | 1 | 11.73% | 0% | 0% | 1 | 12.79% | 0% | 0% | 1 | 1.874% | 0% | 0% | 1 | 6.377% | 0% | 0% | 1 |  | 0% | 0% | 1 | 9.1496 | 0% | 0% | 1 | 66.86% | 0% | 0% | 2 | 0 | 2 | 0% | 0% | 0% | 1 | 1.001% | 0% | 0% | 1 | 14.19% | 0% | 0% | 1 | 13.16% | 0% | 0% | 1 | 16.01% | 0% | 0% | 1 | 5.458% | 0% | 0% | 1 | 5.645% | 0% | 0% | 1
37 | High Line | GREATER IMPERIAL | 0 | 0 | 0 | 0% | 0% | 1 | 7.0267 | 0% | 0% | 1 | 82.58% | 0% | 0% | 3 | 0 | 2 | 0% | 0% | 0% | 1 | 0% | 0% | 0% | 1 | 14.27% | 0% | 0% | 1 | 14.27% | 0% | 0% | 1 | 14.27% | 0% | 0% | 1 | 5.958% | 0% | 0% | 1 | 3.684% | 0% | 0% | 1 |  | 0% | 0% | 1 | 8.5492 | 0% | 0% | 1 | 70.07% | 0% | 0% | 2 | 0 | 2 | 0% | 0% | 0% | 1 | 0% | 0% | 0% | 1 | 27.56% | 0% | 0% | 1 | 27.56% | 0% | 0% | 1 | 27.56% | 0% | 0% | 1 | 6.197% | 0% | 0% | 1 | 6.308% | 0% | 0% | 1 |  | 0% | 0% | 1 | 8.5971 | 0% | 0% | 1 | 67.74% | 0% | 0% | 2 | 0 | 2 | 0% | 0% | 0% | 1 | 4.084% | 0% | 0% | 1 | 16.98% | 0% | 0% | 1 | 16.98% | 0% | 0% | 1 | 21.06% | 0% | 0% | 1 | 8.913% | 0% | 0% | 1 | 5.056% | 0% | 0% | 1 |  | 0% | 0% | 1 | 8.5255 | 0% | 0% | 1 | 61.44% | 0% | 0% | 2 | 0 | 2 | 0% | 0% | 0% | 1 | 4.49% | 0% | 0% | 1 | 11.51% | 0% | 0% | 1 | 11.54% | 0% | 0% | 1 | 15.95% | 0% | 0% | 1 | 10.36% | 0% | 0% | 1 | 5.577% | 0% | 0% | 1
38 | Imperial Valley | GREATER IMPERIAL | 107 | 1070 | 5 | 27.22% | 0% | 2 | 10.0833 | 964.2% | 4.025% | 3 | 59.99% | 0% | 0% | 2 | 0 | 2 | 0% | 0% | 0% | 1 | 0% | 4.394% | 0% | 1 | 37.17% | 6.994% | 0% | 1 | 37.17% | 6.994% | 0% | 1 | 37.17% | 6.994% | 0% | 1 | 2.537% | 4.509% | 0% | 1 | 10.43% | 4.906% | 0% | 1 |  | 5.223% | 0% | 1 | 10.3077 | 28.94% | 0% | 2 | 54.6% | 0% | 0% | 2 | 0 | 2 | 0% | 0% | 0% | 1 | 0% | 1.478% | 0% | 1 | 18.95% | 1.823% | 0% | 1 | 23.2% | 1.924% | 0% | 1 | 23.2% | 1.924% | 0% | 1 | 3.728% | 1.535% | 0% | 1 | 8.953% | 1.623% | 0% | 1 |  | 3.483% | 0% | 1 | 9.72 | 5.65% | 0% | 1 | 50.78% | 0% | 0% | 2 | 0 | 2 | 0% | 0% | 0% | 1 | 4.554% | 0.8523% | 0% | 1 | 10.43% | 0.9083% | 0% | 1 | 12.77% | 0.9326% | 0% | 1 | 17.33% | 0.984% | 0% | 1 | 15.06% | 0.9578% | 0% | 1 | 7.039% | 0.8751% | 0% | 1 |  | 2.067% | 0% | 1 | 9.5991 | 3.293% | 0% | 1 | 53.12% | 0% | 0% | 2 | 0 | 2 | 0% | 0% | 0% | 1 | 4.953% | 0.4859% | 0% | 1 | 8.166% | 0.5029% | 0% | 1 | 8.78% | 0.5062% | 0% | 1 | 14.52% | 0.5403% | 0% | 1 | 14.24% | 0.5385% | 0% | 1 | 6.437% | 0.4936% | 0% | 1
39 | El Segundo | GREATER LA METRO | 0 | 0 | 10 | 0% | 0% | 1 | 12.4431 | 0% | 0% | 2 | 0% | 0% | 0% | 1 | 0 | 2 | 0% | 0% | 0% | 1 | 0% | 0% | 0% | 1 | 58.01% | 0% | 0% | 2 | 65.37% | 0% | 0% | 2 | 65.37% | 0% | 0% | 2 | 0% | 0% | 0% | 1 | 0.01799% | 0% | 0% | 1 |  | 0% | 0% | 1 | 26.1591 | 0% | 0% | 3 | 0% | 0% | 0% | 1 | 0 | 2 | 0% | 0% | 0% | 1 | 3.967% | 0% | 0% | 1 | 39.74% | 0% | 0% | 1 | 68.85% | 0% | 0% | 2 | 72.82% | 0% | 0% | 3 | 0% | 0% | 0% | 1 | 0.007171% | 0% | 0% | 1 |  | 0% | 0% | 1 | 19.4658 | 0% | 0% | 2 | 0% | 0% | 0% | 1 | 0 | 2 | 2.472% | 28.04% | 30.51% | 4 | 10.1% | 0% | 0% | 1 | 4.315% | 0% | 0% | 1 | 57.62% | 0% | 0% | 2 | 67.72% | 0% | 0% | 2 | 4.46% | 0% | 0% | 1 | 6.853% | 0% | 0% | 1 |  | 0% | 0% | 1 | 22.1836 | 0% | 0% | 3 | 0% | 0% | 0% | 1 | 0 | 2 | 7.389% | 39.22% | 46.61% | 5 | 12.73% | 0% | 0% | 1 | 21.56% | 0% | 0% | 1 | 47.58% | 0% | 0% | 1 | 54.64% | 0% | 0% | 2 | 4.735% | 0% | 0% | 1 | 7.449% | 0% | 0% | 1
40 | Arco | SPGE | 1385 | 13850 | 10 | 1237% | 26.39% | 5 | 7.7321 | 208.3% | 17.46% | 3 | 33% | 281.7% | 54.85% | 5 | 0 | 2 | 40.09% | 0% | 40.09% | 2 | 78.67% | 131.6% | 8.56% | 4 | 0.2409% | 28.13% | 0% | 2 | 0.4153% | 28.18% | 0% | 2 | 78.67% | 131.6% | 8.56% | 4 | 14.68% | 32.89% | 0% | 2 | 0.2652% | 28.14% | 0% | 2 |  | 62.67% | 0% | 3 | 7.1975 | 45.78% | 0% | 2 | 33% | 48.88% | 0% | 2 | 0 | 2 | 33.4% | 0% | 33.4% | 2 | 67.68% | 24.14% | 0% | 2 | 4.947% | 8.206% | 0% | 1 | 11.34% | 8.797% | 0% | 1 | 70.99% | 26.89% | 0% | 3 | 12.67% | 8.931% | 0% | 1 | 1.764% | 7.94% | 0% | 1 |  | 20.1% | 0% | 2 | 6.9606 | 14.83% | 0% | 1 | 19.38% | 48.88% | 0% | 2 | 0 | 2 | 30.12% | 0% | 30.12% | 2 | 66.39% | 10.66% | 0% | 2 | 2.897% | 3.692% | 0% | 1 | 11.28% | 4.04% | 0% | 1 | 71.43% | 12.55% | 0% | 3 | 16.45% | 4.291% | 0% | 1 | 3.352% | 3.709% | 0% | 1 |  | 11.43% | 0% | 1 | 6.8278 | 6.501% | 0% | 1 | 15.15% | 48.88% | 0% | 2 | 0 | 2 | 31.65% | 0% | 31.65% | 2 | 65.12% | 6.107% | 0% | 2 | 4.613% | 2.233% | 0% | 1 | 14.15% | 2.481% | 0% | 1 | 71.17% | 7.388% | 0% | 3 | 20.28% | 2.672% | 0% | 1 | 3.013% | 2.196% | 0% | 1
41 | Bakersfield | SPGE | 760 | 7600 | 10 | 963.6% | 141.9% | 5 | 13.2247 | 999% | 160% | 5 | 6.692% | 6666% | 1821% | 5 | 0 | 2 | 0% | 0% | 0% | 1 | 79.18% | 653.1% | 145.5% | 5 | 6.629% | 145.6% | 642.9% | 5 | 29.96% | 194.2% | 220.1% | 5 | 79.18% | 653.1% | 145.5% | 5 | 0% | 136% | 999.9% | 5 | 0.7586% | 137% | 4845% | 5 |  | 40.08% | 0% | 2 | 20.9889 | 884.3% | 9.94% | 3 | 31.68% | 0% | 0% | 1 | 0 | 2 | 21.5% | 0% | 21.5% | 2 | 43.78% | 16.19% | 0% | 1 | 10.11% | 10.12% | 0% | 1 | 20.68% | 11.47% | 0% | 1 | 49.56% | 18.04% | 0% | 1 | 5.302% | 9.609% | 0% | 1 | 1.099% | 9.201% | 0% | 1 |  | 14.1% | 0% | 1 | 12.6429 | 23.19% | 0% | 2 | 40.91% | 0% | 0% | 1 | 0 | 2 | 28.02% | 0% | 28.02% | 2 | 38.86% | 4.278% | 0% | 1 | 13.64% | 3.028% | 0% | 1 | 28.24% | 3.644% | 0% | 1 | 49.49% | 5.177% | 0% | 1 | 13.93% | 3.038% | 0% | 1 | 4.125% | 2.728% | 0% | 1 |  | 9.273% | 0% | 1 | 9.4375 | 7.771% | 0% | 1 | 43.77% | 0% | 0% | 1 | 0 | 2 | 28.52% | 0.2709% | 28.79% | 2 | 39.73% | 2.271% | 0% | 1 | 22.05% | 1.756% | 0% | 1 | 35.36% | 2.117% | 0% | 1 | 55.07% | 3.046% | 0% | 2 | 17.42% | 1.657% | 0% | 1 | 4.17% | 1.428% | 0% | 1
42 | Charca | SPGE | 0 | 0 | 10 | 0% | 0% | 1 | 6 | 0% | 0% | 1 | 93.9% | 0% | 0% | 3 | 0 | 2 | 7.873% | 0% | 7.873% | 1 | 52.31% | 0% | 0% | 2 | 0% | 0% | 0% | 1 | 0.1526% | 0% | 0% | 1 | 52.31% | 0% | 0% | 2 | 0% | 0% | 0% | 1 | 0.7336% | 0% | 0% | 1 |  | 0% | 0% | 1 | 8.8611 | 0% | 0% | 1 | 78.85% | 0% | 0% | 3 | 0 | 2 | 3.452% | 0% | 3.452% | 1 | 27.2% | 0% | 0% | 1 | 0.06582% | 0% | 0% | 1 | 13.59% | 0% | 0% | 1 | 37.39% | 0% | 0% | 1 | 0.1275% | 0% | 0% | 1 | 0.7589% | 0% | 0% | 1 |  | 0% | 0% | 1 | 10 | 0% | 0% | 1 | 66.96% | 0% | 0% | 2 | 0 | 2 | 8.45% | 0% | 8.45% | 1 | 18.8% | 0% | 0% | 1 | 2.464% | 0% | 0% | 1 | 22.44% | 0% | 0% | 1 | 37.81% | 0% | 0% | 1 | 0.1623% | 0% | 0% | 1 | 3.862% | 0% | 0% | 1 |  | 0% | 0% | 1 | 10.3953 | 0% | 0% | 1 | 58.41% | 0% | 0% | 2 | 0 | 2 | 18.79% | 0% | 18.79% | 1 | 22.94% | 0% | 0% | 1 | 9.215% | 0% | 0% | 1 | 30.73% | 0% | 0% | 1 | 45.64% | 0% | 0% | 1 | 2.483% | 0% | 0% | 1 | 4.582% | 0% | 0% | 1
43 | Columbus | SPGE | 230 | 2300 | 10 | 121.7% | 3.225% | 4 | 16.7053 | 999% | 21.45% | 5 | 7.643% | 479.3% | 36.73% | 4 | 0 | 2 | 9.944% | 0% | 9.944% | 1 | 79.07% | 75.34% | 0% | 4 | 38.68% | 25.71% | 0% | 2 | 44.93% | 28.63% | 0% | 2 | 79.41% | 76.58% | 0% | 4 | 2.947% | 16.25% | 0% | 1 | 1.799% | 16.06% | 0% | 1 |  | 14.2% | 0% | 1 | 10.897 | 22.24% | 0% | 2 | 22.79% | 0% | 0% | 1 | 0 | 2 | 38.37% | 0% | 38.37% | 2 | 58.34% | 5.581% | 0% | 2 | 17.77% | 2.828% | 0% | 1 | 27.01% | 3.185% | 0% | 1 | 61.42% | 6.026% | 0% | 2 | 21.06% | 2.945% | 0% | 1 | 1.814% | 2.368% | 0% | 1 |  | 4.682% | 0% | 1 | 12.5483 | 5.377% | 0% | 2 | 32.84% | 0% | 0% | 1 | 0 | 2 | 38.11% | 0.007459% | 38.11% | 2 | 47.74% | 1.62% | 0% | 1 | 14.82% | 0.994% | 0% | 1 | 27.54% | 1.169% | 0% | 1 | 53.54% | 1.823% | 0% | 2 | 25.61% | 1.138% | 0% | 1 | 2.36% | 0.8672% | 0% | 1 |  | 3.237% | 0% | 1 | 9.25 | 2.394% | 0% | 1 | 38.4% | 0% | 0% | 1 | 0 | 2 | 34.21% | 2.158% | 36.37% | 2 | 47.01% | 0.844% | 0% | 1 | 21.78% | 0.5717% | 0% | 1 | 34.44% | 0.6821% | 0% | 1 | 58.05% | 1.066% | 0% | 2 | 24.23% | 0.5902% | 0% | 1 | 3.284% | 0.4624% | 0% | 1
44 | Elk Hills | SPGE | 0 | 0 | 10 | 0% | 0% | 1 | 4.9975 | 0% | 0% | 1 | 2.089% | 0% | 0% | 1 | 0 | 2 | 5.123% | 0% | 5.123% | 1 | 32.38% | 0% | 0% | 1 | 88.77% | 0% | 0% | 3 | 99.96% | 0% | 0% | 5 | 100% | 0% | 0% | 5 | 1.006% | 0% | 0% | 1 | 0.7273% | 0% | 0% | 1 |  | 0% | 0% | 1 | 5.3947 | 0% | 0% | 1 | 20.93% | 0% | 0% | 1 | 0 | 2 | 9.263% | 0% | 9.263% | 1 | 37.41% | 0% | 0% | 1 | 60.84% | 0% | 0% | 2 | 90.06% | 0% | 0% | 4 | 92.16% | 0% | 0% | 4 | 2.051% | 0% | 0% | 1 | 8.222% | 0% | 0% | 1 |  | 0% | 0% | 1 | 8.2 | 0% | 0% | 1 | 39.37% | 0% | 0% | 1 | 0 | 2 | 5.714% | 0% | 5.714% | 1 | 26.47% | 0% | 0% | 1 | 41.13% | 0% | 0% | 1 | 68.48% | 0% | 0% | 2 | 73.4% | 0% | 0% | 3 | 1.498% | 0% | 0% | 1 | 7.172% | 0% | 0% | 1 |  | 0% | 0% | 1 | 8.8095 | 0% | 0% | 1 | 43.56% | 0% | 0% | 1 | 0 | 2 | 5.293% | 0% | 5.293% | 1 | 19.34% | 0% | 0% | 1 | 30.64% | 0% | 0% | 1 | 56.99% | 0% | 0% | 2 | 61.78% | 0% | 0% | 2 | 4.345% | 0% | 0% | 1 | 5.088% | 0% | 0% | 1
45 | Goose Lake | SPGE | 0 | 0 | 10 | 0% | 0% | 1 | 8.5436 | 0% | 0% | 1 | 39.22% | 0% | 0% | 1 | 0 | 2 | 15.13% | 0% | 15.13% | 1 | 44.6% | 0% | 0% | 1 | 24.11% | 0% | 0% | 1 | 72.09% | 0% | 0% | 3 | 83.18% | 0% | 0% | 3 | 2.06% | 0% | 0% | 1 | 15.63% | 0% | 0% | 1 |  | 0% | 0% | 1 | 8.2795 | 0% | 0% | 1 | 49.36% | 0% | 0% | 1 | 0 | 2 | 17.18% | 0% | 17.18% | 1 | 38.6% | 0% | 0% | 1 | 14.12% | 0% | 0% | 1 | 48.72% | 0% | 0% | 1 | 68.67% | 0% | 0% | 2 | 1.186% | 0% | 0% | 1 | 7.257% | 0% | 0% | 1 |  | 0% | 0% | 1 | 7.9662 | 0% | 0% | 1 | 43.39% | 0% | 0% | 1 | 0 | 2 | 13.78% | 0% | 13.78% | 1 | 35.22% | 0% | 0% | 1 | 9.489% | 0% | 0% | 1 | 34.92% | 0% | 0% | 1 | 59.15% | 0% | 0% | 2 | 2.915% | 0% | 0% | 1 | 4.352% | 0% | 0% | 1 |  | 0% | 0% | 1 | 7.9778 | 0% | 0% | 1 | 42.02% | 0% | 0% | 1 | 0 | 2 | 13.21% | 0% | 13.21% | 1 | 36.93% | 0% | 0% | 1 | 7.309% | 0% | 0% | 1 | 27.52% | 0% | 0% | 1 | 56.43% | 0% | 0% | 2 | 4.816% | 0% | 0% | 1 | 4.786% | 0% | 0% | 1
46 | Kernridge | SPGE | 0 | 0 | 10 | 0% | 0% | 1 | 6.3442 | 0% | 0% | 1 | 15.92% | 0% | 0% | 1 | 0 | 2 | 0.1011% | 0% | 0.1011% | 1 | 40.61% | 0% | 0% | 1 | 2.193% | 0% | 0% | 1 | 26.69% | 0% | 0% | 1 | 67.3% | 0% | 0% | 2 | 11.09% | 0% | 0% | 1 | 0.03458% | 0% | 0% | 1 |  | 0% | 0% | 1 | 6.4107 | 0% | 0% | 1 | 28.96% | 0% | 0% | 1 | 0 | 2 | 14.91% | 0% | 14.91% | 1 | 51.56% | 0% | 0% | 2 | 8.281% | 0% | 0% | 1 | 28.24% | 0% | 0% | 1 | 69.84% | 0% | 0% | 2 | 15.21% | 0% | 0% | 1 | 0.4318% | 0% | 0% | 1 |  | 0% | 0% | 1 | 8.1481 | 0% | 0% | 1 | 23.57% | 0% | 0% | 1 | 0 | 2 | 16.45% | 0% | 16.45% | 1 | 51.99% | 0% | 0% | 2 | 14.56% | 0% | 0% | 1 | 34.87% | 0% | 0% | 1 | 72.1% | 0% | 0% | 3 | 21.12% | 0% | 0% | 1 | 3.139% | 0% | 0% | 1 |  | 0% | 0% | 1 | 8.6667 | 0% | 0% | 1 | 27.12% | 0% | 0% | 1 | 0 | 2 | 16.58% | 2.52e-05% | 16.58% | 2 | 44.72% | 0% | 0% | 1 | 13.5% | 0% | 0% | 1 | 37.06% | 0% | 0% | 1 | 69.24% | 0% | 0% | 2 | 19.09% | 0% | 0% | 1 | 3.933% | 0% | 0% | 1
47 | Lamont | SPGE | 0 | 0 | 10 | 0% | 0% | 1 | 11.5036 | 0% | 0% | 1 | 82.25% | 0% | 0% | 3 | 0 | 2 | 0.9294% | 0% | 0.9294% | 1 | 0.02175% | 0% | 0% | 1 | 0.841% | 0% | 0% | 1 | 9.805% | 0% | 0% | 1 | 9.805% | 0% | 0% | 1 | 0.01133% | 0% | 0% | 1 | 0.02387% | 0% | 0% | 1 |  | 0% | 0% | 1 | 10.4444 | 0% | 0% | 1 | 57.48% | 0% | 0% | 2 | 0 | 2 | 10.88% | 0% | 10.88% | 1 | 25.58% | 0% | 0% | 1 | 13.22% | 0% | 0% | 1 | 23.17% | 0% | 0% | 1 | 36.18% | 0% | 0% | 1 | 12.95% | 0% | 0% | 1 | 1.889% | 0% | 0% | 1 |  | 0% | 0% | 1 | 10.1279 | 0% | 0% | 1 | 44.12% | 0% | 0% | 1 | 0 | 2 | 26.91% | 0.694% | 27.6% | 2 | 43.08% | 0% | 0% | 1 | 20.85% | 0% | 0% | 1 | 31.63% | 0% | 0% | 1 | 53.82% | 0% | 0% | 2 | 22.8% | 0% | 0% | 1 | 1.665% | 0% | 0% | 1 |  | 0% | 0% | 1 | 11 | 0% | 0% | 1 | 41.33% | 0% | 0% | 1 | 0 | 2 | 28.67% | 3.924% | 32.59% | 2 | 42.03% | 0% | 0% | 1 | 20.97% | 0% | 0% | 1 | 32.14% | 0% | 0% | 1 | 54.05% | 0% | 0% | 2 | 22.24% | 0% | 0% | 1 | 2.603% | 0% | 0% | 1
48 | Lerdo | SPGE | 0 | 0 | 10 | 0% | 0% | 1 | 13.3314 | 0% | 0% | 2 | 72.47% | 0% | 0% | 2 | 0 | 2 | 4.466% | 0% | 4.466% | 1 | 24.9% | 0% | 0% | 1 | 0% | 0% | 0% | 1 | 0% | 0% | 0% | 1 | 24.9% | 0% | 0% | 1 | 0% | 0% | 0% | 1 | 1.898% | 0% | 0% | 1 |  | 0% | 0% | 1 | 12 | 0% | 0% | 2 | 62.37% | 0% | 0% | 2 | 0 | 2 | 21.12% | 0% | 21.12% | 2 | 29.29% | 0% | 0% | 1 | 0.9579% | 0% | 0% | 1 | 9.386% | 0% | 0% | 1 | 33.3% | 0% | 0% | 1 | 2.879% | 0% | 0% | 1 | 1.135% | 0% | 0% | 1 |  | 0% | 0% | 1 | 11.3579 | 0% | 0% | 1 | 52.95% | 0% | 0% | 2 | 0 | 2 | 29.84% | 0% | 29.84% | 2 | 36.89% | 0% | 0% | 1 | 9.289% | 0% | 0% | 1 | 21.8% | 0% | 0% | 1 | 47.87% | 0% | 0% | 1 | 5.144% | 0% | 0% | 1 | 4.479% | 0% | 0% | 1 |  | 0% | 0% | 1 | 10.5272 | 0% | 0% | 1 | 47.44% | 0% | 0% | 1 | 0 | 2 | 28.21% | 0% | 28.21% | 2 | 35.5% | 0% | 0% | 1 | 14.07% | 0% | 0% | 1 | 30.15% | 0% | 0% | 1 | 50.63% | 0% | 0% | 2 | 12.05% | 0% | 0% | 1 | 4.203% | 0% | 0% | 1
49 | Magunden | SPGE | 220 | 2200 | 10 | 45.25% | 0% | 2 | 14.405 | 999% | 16.3% | 3 | 58.95% | 0% | 0% | 2 | 0 | 2 | 6.635% | 0% | 6.635% | 1 | 11.71% | 14.87% | 0% | 1 | 6.139% | 13.98% | 0% | 1 | 9.122% | 14.44% | 0% | 1 | 12% | 14.92% | 0% | 1 | 1.213% | 13.29% | 0% | 1 | 0.1365% | 13.14% | 0% | 1 |  | 18.89% | 0% | 1 | 11.4592 | 36.43% | 0% | 2 | 39.14% | 0% | 0% | 1 | 0 | 2 | 22.61% | 0% | 22.61% | 2 | 45.43% | 4.137% | 0% | 1 | 17.59% | 2.74% | 0% | 1 | 29.3% | 3.193% | 0% | 1 | 53.67% | 4.873% | 0% | 2 | 14.39% | 2.637% | 0% | 1 | 0.8751% | 2.278% | 0% | 1 |  | 4.797% | 0% | 1 | 12.2139 | 5.827% | 0% | 2 | 37.48% | 0% | 0% | 1 | 0 | 2 | 30.44% | 0.01418% | 30.45% | 2 | 43.79% | 1.476% | 0% | 1 | 14.82% | 0.9737% | 0% | 1 | 27.8% | 1.149% | 0% | 1 | 51.57% | 1.712% | 0% | 2 | 23.21% | 1.08% | 0% | 1 | 2.215% | 0.8482% | 0% | 1 |  | 3.093% | 0% | 1 | 9.4711 | 2.364% | 0% | 1 | 39.23% | 0% | 0% | 1 | 0 | 2 | 31.69% | 2.082% | 33.77% | 2 | 44.5% | 0.7912% | 0% | 1 | 22.31% | 0.5653% | 0% | 1 | 34.48% | 0.6703% | 0% | 1 | 56.83% | 1.017% | 0% | 2 | 22.99% | 0.5703% | 0% | 1 | 3.351% | 0.4544% | 0% | 1
50 | Midway | SPGE | 0 | 0 | 15 | 0% | 0% | 1 | 10.7513 | 0% | 0% | 1 | 64.35% | 0% | 0% | 2 | 0 | 2 | 0.001248% | 0% | 0.001248% | 1 | 3.295% | 0% | 0% | 1 | 22.96% | 0% | 0% | 1 | 70.55% | 0% | 0% | 3 | 70.55% | 0% | 0% | 3 | 0.01985% | 0% | 0% | 1 | 4.027% | 0% | 0% | 1 |  | 0% | 0% | 1 | 9.5401 | 0% | 0% | 1 | 51.33% | 0% | 0% | 2 | 0 | 2 | 1.472% | 0% | 1.472% | 1 | 15.51% | 0% | 0% | 1 | 17.33% | 0% | 0% | 1 | 63.5% | 0% | 0% | 2 | 66.95% | 0% | 0% | 2 | 1.07% | 0% | 0% | 1 | 6.244% | 0% | 0% | 1 |  | 0% | 0% | 1 | 9.2026 | 0% | 0% | 1 | 49.54% | 0% | 0% | 1 | 0 | 2 | 3.094% | 0% | 3.094% | 1 | 18.74% | 0% | 0% | 1 | 22.26% | 0% | 0% | 1 | 56.95% | 0% | 0% | 2 | 60.41% | 0% | 0% | 2 | 0.8571% | 0% | 0% | 1 | 7.251% | 0% | 0% | 1 |  | 0% | 0% | 1 | 8.8272 | 0% | 0% | 1 | 48.35% | 0% | 0% | 1 | 0 | 2 | 6.616% | 0% | 6.616% | 1 | 29.42% | 0% | 0% | 1 | 23.09% | 0% | 0% | 1 | 49.64% | 0% | 0% | 1 | 63.87% | 0% | 0% | 2 | 2.133% | 0% | 0% | 1 | 5.64% | 0% | 0% | 1
51 | Norco | SPGE | 0 | 0 | 10 | 0% | 0% | 1 | 7 | 0% | 0% | 1 | 9.609% | 0% | 0% | 1 | 0 | 2 | 10.71% | 0% | 10.71% | 1 | 58.15% | 0% | 0% | 2 | 86.79% | 0% | 0% | 3 | 95.7% | 0% | 0% | 5 | 100% | 0% | 0% | 5 | 0.01398% | 0% | 0% | 1 | 29.07% | 0% | 0% | 1 |  | 0% | 0% | 1 | 9 | 0% | 0% | 1 | 35.74% | 0% | 0% | 1 | 0 | 2 | 8.074% | 0% | 8.074% | 1 | 29.67% | 0% | 0% | 1 | 54.81% | 0% | 0% | 2 | 85.57% | 0% | 0% | 3 | 86.58% | 0% | 0% | 3 | 0.9283% | 0% | 0% | 1 | 11.36% | 0% | 0% | 1 |  | 0% | 0% | 1 | 9.4708 | 0% | 0% | 1 | 44.69% | 0% | 0% | 1 | 0 | 2 | 4.9% | 0% | 4.9% | 1 | 20.01% | 0% | 0% | 1 | 34.72% | 0% | 0% | 1 | 61.08% | 0% | 0% | 2 | 62.4% | 0% | 0% | 2 | 0.8298% | 0% | 0% | 1 | 6.709% | 0% | 0% | 1 |  | 0% | 0% | 1 | 9.4444 | 0% | 0% | 1 | 51.26% | 0% | 0% | 2 | 0 | 2 | 4.084% | 0% | 4.084% | 1 | 17.54% | 0% | 0% | 1 | 27.01% | 0% | 0% | 1 | 51.93% | 0% | 0% | 2 | 56.83% | 0% | 0% | 2 | 1.013% | 0% | 0% | 1 | 4.97% | 0% | 0% | 1
52 | Rio Bravo | SPGE | 100 | 1000 | 10 | 11.22% | 0% | 1 | 13.4605 | 247.3% | 1.701% | 3 | 72.67% | 0% | 0% | 2 | 0 | 2 | 3.496% | 0% | 3.496% | 1 | 2.957% | 2.504% | 0% | 1 | 0.4958% | 2.442% | 0% | 1 | 18.12% | 2.968% | 0% | 1 | 18.75% | 2.991% | 0% | 1 | 0% | 2.43% | 0% | 1 | 0.531% | 2.443% | 0% | 1 |  | 5.685% | 0% | 1 | 13.2 | 6.365% | 0% | 2 | 66.3% | 1.771% | 0% | 2 | 0 | 2 | 4.093% | 0% | 4.093% | 1 | 16.99% | 0.7632% | 0% | 1 | 13.09% | 0.7289% | 0% | 1 | 35.29% | 0.979% | 0% | 1 | 40.87% | 1.071% | 0% | 1 | 0% | 0.6335% | 0% | 1 | 10.91% | 0.7111% | 0% | 1 |  | 2.378% | 0% | 1 | 11.5668 | 2.341% | 0% | 1 | 59.78% | 1.771% | 0% | 2 | 0 | 2 | 7.885% | 0% | 7.885% | 1 | 25.79% | 0.4146% | 0% | 1 | 17.16% | 0.3714% | 0% | 1 | 40.48% | 0.5169% | 0% | 1 | 53.71% | 0.6646% | 0% | 2 | 0.6385% | 0.3096% | 0% | 1 | 6.7% | 0.3298% | 0% | 1 |  | 1.265% | 0% | 1 | 10 | 1.049% | 0% | 1 | 53.02% | 1.771% | 0% | 2 | 0 | 2 | 13.74% | 0% | 13.74% | 1 | 27.76% | 0.2381% | 0% | 1 | 18.34% | 0.2107% | 0% | 1 | 39.1% | 0.2824% | 0% | 1 | 54.76% | 0.3802% | 0% | 2 | 2.332% | 0.1761% | 0% | 1 | 4.83% | 0.1807% | 0% | 1
53 | Rosedale | SPGE | 0 | 0 | 0 | 0% | 0% | 1 | 70.3365 | 0% | 0% | 4 | 46.81% | 0% | 0% | 1 | 0 | 2 | 0% | 0% | 0% | 1 | 97.88% | 0% | 0% | 5 | 11.66% | 0% | 0% | 1 | 12.13% | 0% | 0% | 1 | 97.88% | 0% | 0% | 5 | 0% | 0% | 0% | 1 | 0.6638% | 0% | 0% | 1 |  | 0% | 0% | 1 | 19.2036 | 0% | 0% | 2 | 46.27% | 0% | 0% | 1 | 0 | 2 | 5.726% | 0% | 5.726% | 1 | 34.79% | 0% | 0% | 1 | 13.58% | 0% | 0% | 1 | 32.56% | 0% | 0% | 1 | 49.09% | 0% | 0% | 1 | 0.2647% | 0% | 0% | 1 | 7.747% | 0% | 0% | 1 |  | 0% | 0% | 1 | 12.8801 | 0% | 0% | 2 | 46.34% | 0% | 0% | 1 | 0 | 2 | 18.3% | 0% | 18.3% | 1 | 31.71% | 0% | 0% | 1 | 15.96% | 0% | 0% | 1 | 29.11% | 0% | 0% | 1 | 47.46% | 0% | 0% | 1 | 3.8% | 0% | 0% | 1 | 5.939% | 0% | 0% | 1 |  | 0% | 0% | 1 | 9.6471 | 0% | 0% | 1 | 47.3% | 0% | 0% | 1 | 0 | 2 | 22.02% | 0% | 22.02% | 2 | 30.89% | 0% | 0% | 1 | 21.98% | 0% | 0% | 1 | 37.36% | 0% | 0% | 1 | 52.19% | 0% | 0% | 2 | 9.857% | 0% | 0% | 1 | 4.226% | 0% | 0% | 1
54 | Semitropic | SPGE | 95 | 950 | 10 | 9.785% | 0% | 1 | 8.7776 | 22.85% | 0% | 2 | 61.85% | 6.235% | 0% | 2 | 0 | 2 | 0% | 0% | 0% | 1 | 9.337% | 2.395% | 0% | 1 | 0% | 2.171% | 0% | 1 | 14.88% | 2.551% | 0% | 1 | 24.22% | 2.865% | 0% | 1 | 0% | 2.171% | 0% | 1 | 0.5083% | 2.182% | 0% | 1 |  | 4.957% | 0% | 1 | 8.5637 | 5.645% | 0% | 1 | 59.87% | 2.11% | 0% | 2 | 0 | 2 | 2.523% | 0% | 2.523% | 1 | 23.2% | 0.7935% | 0% | 1 | 3.162% | 0.6293% | 0% | 1 | 32.31% | 0.9002% | 0% | 1 | 50.92% | 1.242% | 0% | 2 | 0.2045% | 0.6106% | 0% | 1 | 5.595% | 0.6455% | 0% | 1 |  | 1.906% | 0% | 1 | 9.1364 | 2.574% | 0% | 1 | 60.96% | 2.11% | 0% | 2 | 0 | 2 | 7.541% | 0% | 7.541% | 1 | 25.41% | 0.3877% | 0% | 1 | 8.24% | 0.3152% | 0% | 1 | 34.63% | 0.4424% | 0% | 1 | 50.51% | 0.5844% | 0% | 2 | 0.6329% | 0.2911% | 0% | 1 | 4.943% | 0.3043% | 0% | 1 |  | 0.9797% | 0% | 1 | 9.4503 | 1.353% | 0% | 1 | 58.62% | 2.11% | 0% | 2 | 0 | 2 | 13.32% | 0% | 13.32% | 1 | 27.77% | 0.2222% | 0% | 1 | 8.973% | 0.1763% | 0% | 1 | 32.06% | 0.2362% | 0% | 1 | 50.78% | 0.3261% | 0% | 2 | 0.7113% | 0.1616% | 0% | 1 | 4.544% | 0.1681% | 0% | 1
55 | Shafter | SPGE | 100 | 1000 | 10 | 15.65% | 0% | 1 | 10.4523 | 29.06% | 0% | 2 | 82.53% | 2.707% | 0% | 3 | 0 | 2 | 1.515% | 0% | 1.515% | 1 | 0% | 2.418% | 0% | 1 | 0% | 2.418% | 0% | 1 | 5.753% | 2.566% | 0% | 1 | 5.753% | 2.566% | 0% | 1 | 0% | 2.418% | 0% | 1 | 0.1473% | 2.422% | 0% | 1 |  | 4.744% | 0% | 1 | 9.396 | 4.909% | 0% | 1 | 74.78% | 3.631% | 0% | 2 | 0 | 2 | 2.539% | 0% | 2.539% | 1 | 16.62% | 0.7029% | 0% | 1 | 1.686% | 0.5962% | 0% | 1 | 23.67% | 0.7679% | 0% | 1 | 37.22% | 0.9336% | 0% | 1 | 0% | 0.5861% | 0% | 1 | 2.627% | 0.602% | 0% | 1 |  | 2.144% | 0% | 1 | 10.6736 | 3.07% | 0% | 1 | 66.44% | 3.631% | 0% | 2 | 0 | 2 | 6.495% | 0% | 6.495% | 1 | 23.79% | 0.353% | 0% | 1 | 8.919% | 0.2953% | 0% | 1 | 33.07% | 0.4019% | 0% | 1 | 48.98% | 0.5272% | 0% | 1 | 0.06614% | 0.2692% | 0% | 1 | 6.77% | 0.2885% | 0% | 1 |  | 1.227% | 0% | 1 | 10.4902 | 1.26% | 0% | 1 | 54.28% | 3.631% | 0% | 2 | 0 | 2 | 13.84% | 0% | 13.84% | 1 | 27.94% | 0.2415% | 0% | 1 | 14.23% | 0.2029% | 0% | 1 | 38.44% | 0.2826% | 0% | 1 | 53.88% | 0.3773% | 0% | 2 | 1.868% | 0.1773% | 0% | 1 | 5.663% | 0.1844% | 0% | 1
56 | Smyrna | SPGE | 0 | 0 | 10 | 0% | 0% | 1 | 9.9826 | 0% | 0% | 1 | 15.76% | 0% | 0% | 1 | 0 | 2 | 5.685% | 0% | 5.685% | 1 | 26.18% | 0% | 0% | 1 | 0% | 0% | 0% | 1 | 39.12% | 0% | 0% | 1 | 65.3% | 0% | 0% | 2 | 0.803% | 0% | 0% | 1 | 3.996% | 0% | 0% | 1 |  | 0% | 0% | 1 | 9.6667 | 0% | 0% | 1 | 45.97% | 0% | 0% | 1 | 0 | 2 | 13.44% | 0% | 13.44% | 1 | 23.51% | 0% | 0% | 1 | 2.356% | 0% | 0% | 1 | 22.62% | 0% | 0% | 1 | 44.75% | 0% | 0% | 1 | 0.5702% | 0% | 0% | 1 | 4.149% | 0% | 0% | 1 |  | 0% | 0% | 1 | 9.5816 | 0% | 0% | 1 | 47.26% | 0% | 0% | 1 | 0 | 2 | 14.35% | 0% | 14.35% | 1 | 32.29% | 0% | 0% | 1 | 8.309% | 0% | 0% | 1 | 29.89% | 0% | 0% | 1 | 50.3% | 0% | 0% | 2 | 1.053% | 0% | 0% | 1 | 6.93% | 0% | 0% | 1 |  | 0% | 0% | 1 | 8.9932 | 0% | 0% | 1 | 49.42% | 0% | 0% | 1 | 0 | 2 | 13.57% | 0% | 13.57% | 1 | 31.88% | 0% | 0% | 1 | 6.144% | 0% | 0% | 1 | 25.68% | 0% | 0% | 1 | 48.56% | 0% | 0% | 1 | 0.7634% | 0% | 0% | 1 | 5.504% | 0% | 0% | 1
57 | Stockdale | SPGE | 100 | 1000 | 10 | 55.53% | 0% | 3 | 27.0435 | 999% | 19.96% | 3 | 73.34% | 2.412% | 0% | 2 | 0 | 2 | 0% | 0% | 0% | 1 | 6.15% | 12.96% | 0% | 1 | 0.3657% | 12.2% | 0% | 1 | 16.79% | 14.61% | 0% | 1 | 16.79% | 14.61% | 0% | 1 | 0% | 12.16% | 0% | 1 | 0% | 12.16% | 0% | 1 |  | 6.346% | 0% | 1 | 22.1789 | 13.89% | 0% | 3 | 55.79% | 0% | 0% | 2 | 0 | 2 | 2.356% | 0% | 2.356% | 1 | 21.93% | 1.429% | 0% | 1 | 16.67% | 1.338% | 0% | 1 | 41.54% | 1.908% | 0% | 1 | 44.77% | 2.019% | 0% | 1 | 0.008501% | 1.115% | 0% | 1 | 7.609% | 1.207% | 0% | 1 |  | 1.889% | 0% | 1 | 12.25 | 3.167% | 0% | 2 | 51.31% | 0% | 0% | 2 | 0 | 2 | 7.89% | 0% | 7.89% | 1 | 20.76% | 0.4285% | 0% | 1 | 23.92% | 0.4463% | 0% | 1 | 38.3% | 0.5503% | 0% | 1 | 46.57% | 0.6354% | 0% | 1 | 0.9395% | 0.3427% | 0% | 1 | 6.035% | 0.3613% | 0% | 1 |  | 1.13% | 0% | 1 | 9.5029 | 1.164% | 0% | 1 | 50.52% | 0% | 0% | 2 | 0 | 2 | 15.9% | 0% | 15.9% | 1 | 27.06% | 0.2355% | 0% | 1 | 23.05% | 0.2233% | 0% | 1 | 37.14% | 0.2733% | 0% | 1 | 50.26% | 0.3454% | 0% | 2 | 7.287% | 0.1853% | 0% | 1 | 4.082% | 0.1791% | 0% | 1
58 | Taft | SPGE | 0 | 0 | 10 | 0% | 0% | 1 | 3.8217 | 0% | 0% | 1 | 0% | 0% | 0% | 1 | 0 | 2 | 0% | 0% | 0% | 1 | 32.95% | 0% | 0% | 1 | 41.02% | 0% | 0% | 1 | 67.04% | 0% | 0% | 2 | 93.89% | 0% | 0% | 4 | 0.6951% | 0% | 0% | 1 | 2.854% | 0% | 0% | 1 |  | 0% | 0% | 1 | 5.2709 | 0% | 0% | 1 | 5.972% | 0% | 0% | 1 | 0 | 2 | 7.586% | 0% | 7.586% | 1 | 49.49% | 0% | 0% | 1 | 53.81% | 0% | 0% | 2 | 84.28% | 0% | 0% | 3 | 92.94% | 0% | 0% | 4 | 6.187% | 0% | 0% | 1 | 1.271% | 0% | 0% | 1 |  | 0% | 0% | 1 | 5.3622 | 0% | 0% | 1 | 21.27% | 0% | 0% | 1 | 0 | 2 | 6.937% | 0% | 6.937% | 1 | 30.96% | 0% | 0% | 1 | 43.05% | 0% | 0% | 1 | 66.09% | 0% | 0% | 2 | 76.03% | 0% | 0% | 3 | 12.56% | 0% | 0% | 1 | 1.849% | 0% | 0% | 1 |  | 0% | 0% | 1 | 6.1292 | 0% | 0% | 1 | 31.3% | 0% | 0% | 1 | 0 | 2 | 11.7% | 0% | 11.7% | 1 | 20.34% | 0% | 0% | 1 | 36.69% | 0% | 0% | 1 | 61.69% | 0% | 0% | 2 | 67.59% | 0% | 0% | 2 | 13.35% | 0% | 0% | 1 | 4.597% | 0% | 0% | 1
59 | Temblor | SPGE | 0 | 0 | 10 | 0% | 0% | 1 | 6.985 | 0% | 0% | 1 | 6.615% | 0% | 0% | 1 | 0 | 2 | 0% | 0% | 0% | 1 | 4.761% | 0% | 0% | 1 | 17.03% | 0% | 0% | 1 | 45.68% | 0% | 0% | 1 | 45.68% | 0% | 0% | 1 | 1.279% | 0% | 0% | 1 | 0.1499% | 0% | 0% | 1 |  | 0% | 0% | 1 | 6.5203 | 0% | 0% | 1 | 24.83% | 0% | 0% | 1 | 0 | 2 | 7.441% | 0% | 7.441% | 1 | 35.18% | 0% | 0% | 1 | 14.36% | 0% | 0% | 1 | 33.83% | 0% | 0% | 1 | 61.16% | 0% | 0% | 2 | 13.54% | 0% | 0% | 1 | 0.2458% | 0% | 0% | 1 |  | 0% | 0% | 1 | 8.3112 | 0% | 0% | 1 | 28.02% | 0% | 0% | 1 | 0 | 2 | 12.95% | 0% | 12.95% | 1 | 44.1% | 0% | 0% | 1 | 16.2% | 0% | 0% | 1 | 43.28% | 0% | 0% | 1 | 71.28% | 0% | 0% | 3 | 15.03% | 0% | 0% | 1 | 2.706% | 0% | 0% | 1 |  | 0% | 0% | 1 | 8.787 | 0% | 0% | 1 | 27.71% | 0% | 0% | 1 | 0 | 2 | 14.15% | 0% | 14.15% | 1 | 41.05% | 0% | 0% | 1 | 17.39% | 0% | 0% | 1 | 45.23% | 0% | 0% | 1 | 71.88% | 0% | 0% | 3 | 17.28% | 0% | 0% | 1 | 4.327% | 0% | 0% | 1
60 | Tupman | SPGE | 0 | 0 | 10 | 0% | 0% | 1 | 11.8913 | 0% | 0% | 1 | 39.46% | 0% | 0% | 1 | 0 | 2 | 11% | 0% | 11% | 1 | 39.2% | 0% | 0% | 1 | 44.52% | 0% | 0% | 1 | 82.41% | 0% | 0% | 3 | 85.91% | 0% | 0% | 3 | 0% | 0% | 0% | 1 | 32.26% | 0% | 0% | 1 |  | 0% | 0% | 1 | 12.3752 | 0% | 0% | 2 | 47.57% | 0% | 0% | 1 | 0 | 2 | 5.781% | 0% | 5.781% | 1 | 26.5% | 0% | 0% | 1 | 36.11% | 0% | 0% | 1 | 64.56% | 0% | 0% | 2 | 66.49% | 0% | 0% | 2 | 0.3604% | 0% | 0% | 1 | 12.63% | 0% | 0% | 1 |  | 0% | 0% | 1 | 11.0306 | 0% | 0% | 1 | 51.52% | 0% | 0% | 2 | 0 | 2 | 4.683% | 0% | 4.683% | 1 | 18.23% | 0% | 0% | 1 | 30.89% | 0% | 0% | 1 | 55.36% | 0% | 0% | 2 | 57.81% | 0% | 0% | 2 | 0.6979% | 0% | 0% | 1 | 6.597% | 0% | 0% | 1 |  | 0% | 0% | 1 | 9.9667 | 0% | 0% | 1 | 52.48% | 0% | 0% | 2 | 0 | 2 | 6.701% | 0% | 6.701% | 1 | 22.52% | 0% | 0% | 1 | 21.64% | 0% | 0% | 1 | 45.4% | 0% | 0% | 1 | 55.26% | 0% | 0% | 2 | 0.8775% | 0% | 0% | 1 | 4.928% | 0% | 0% | 1
61 | Westpark | SPGE | 0 | 0 | 10 | 0% | 0% | 1 | 19.3333 | 0% | 0% | 2 | 4.926% | 0% | 0% | 1 | 0 | 2 | 0% | 0% | 0% | 1 | 75.39% | 0% | 0% | 3 | 0% | 0% | 0% | 1 | 53.32% | 0% | 0% | 2 | 75.39% | 0% | 0% | 3 | 0% | 0% | 0% | 1 | 0.2806% | 0% | 0% | 1 |  | 0% | 0% | 1 | 21.233 | 0% | 0% | 3 | 41.93% | 0% | 0% | 1 | 0 | 2 | 7.916% | 0% | 7.916% | 1 | 38.33% | 0% | 0% | 1 | 12.44% | 0% | 0% | 1 | 27.86% | 0% | 0% | 1 | 48.96% | 0% | 0% | 1 | 1.653% | 0% | 0% | 1 | 4.767% | 0% | 0% | 1 |  | 0% | 0% | 1 | 12.6 | 0% | 0% | 2 | 44.49% | 0% | 0% | 1 | 0 | 2 | 22.01% | 0% | 22.01% | 2 | 33.74% | 0% | 0% | 1 | 15.61% | 0% | 0% | 1 | 28.89% | 0% | 0% | 1 | 47.44% | 0% | 0% | 1 | 7.823% | 0% | 0% | 1 | 5.217% | 0% | 0% | 1 |  | 0% | 0% | 1 | 9.5419 | 0% | 0% | 1 | 46.09% | 0% | 0% | 1 | 0 | 2 | 24.03% | 0% | 24.03% | 2 | 34.26% | 0% | 0% | 1 | 22.81% | 0% | 0% | 1 | 36.64% | 0% | 0% | 1 | 53.51% | 0% | 0% | 2 | 13.08% | 0% | 0% | 1 | 4.195% | 0% | 0% | 1
62 | Wheeler Ridge | SPGE | 90 | 900 | 10 | 38.97% | 0% | 2 | 7.9945 | 28.22% | 0% | 2 | 85.43% | 29.55% | 0% | 3 | 0 | 2 | 0% | 0% | 0% | 1 | 4.686% | 2.107% | 0% | 1 | 13.23% | 2.314% | 0% | 1 | 18.43% | 2.462% | 0% | 1 | 20.36% | 2.521% | 0% | 1 | 0% | 2.008% | 0% | 1 | 1.907% | 2.047% | 0% | 1 |  | 5.408% | 0% | 1 | 7.494 | 4.459% | 0% | 1 | 68.14% | 4.253% | 0% | 2 | 0 | 2 | 8.236% | 0% | 8.236% | 1 | 14.66% | 0.6261% | 0% | 1 | 22.61% | 0.6904% | 0% | 1 | 34.62% | 0.8172% | 0% | 1 | 38.52% | 0.869% | 0% | 1 | 2.471% | 0.5478% | 0% | 1 | 1.923% | 0.5448% | 0% | 1 |  | 2.613% | 0% | 1 | 7.7228 | 2.142% | 0% | 1 | 61.81% | 4.253% | 0% | 2 | 0 | 2 | 14.08% | 0.03012% | 14.11% | 2 | 20.33% | 0.3898% | 0% | 1 | 21.77% | 0.3969% | 0% | 1 | 34.3% | 0.4727% | 0% | 1 | 43.27% | 0.5474% | 0% | 1 | 5.516% | 0.3287% | 0% | 1 | 1.44% | 0.3151% | 0% | 1 |  | 1.766% | 0% | 1 | 9.4286 | 1.335% | 0% | 1 | 54.92% | 4.253% | 0% | 2 | 0 | 2 | 18.99% | 1.343% | 20.33% | 2 | 25.54% | 0.2806% | 0% | 1 | 24.01% | 0.275% | 0% | 1 | 36.09% | 0.327% | 0% | 1 | 49.05% | 0.4102% | 0% | 1 | 8.77% | 0.2291% | 0% | 1 | 1.598% | 0.2124% | 0% | 1
63 | Kern Oil | SPGE | 115 | 1150 | 10 | 35.68% | 0% | 2 | 13.1667 | 163.7% | 2.439% | 3 | 6.454% | 0% | 0% | 1 | 0 | 2 | 10.68% | 0% | 10.68% | 1 | 79.26% | 26.64% | 0% | 3 | 6.755% | 5.925% | 0% | 1 | 9.199% | 6.085% | 0% | 1 | 79.26% | 26.64% | 0% | 3 | 2.522% | 5.668% | 0% | 1 | 0.6198% | 5.56% | 0% | 1 |  | 4.585% | 0% | 1 | 13.7671 | 19.69% | 0% | 2 | 22.28% | 0% | 0% | 1 | 0 | 2 | 40.6% | 0% | 40.6% | 2 | 53.95% | 2.431% | 0% | 2 | 7.462% | 1.21% | 0% | 1 | 11.53% | 1.266% | 0% | 1 | 54% | 2.434% | 0% | 2 | 10.22% | 1.247% | 0% | 1 | 2.291% | 1.146% | 0% | 1 |  | 2.203% | 0% | 1 | 12.4208 | 2.91% | 0% | 2 | 37.18% | 0% | 0% | 1 | 0 | 2 | 39.1% | 0% | 39.1% | 2 | 47.61% | 0.7521% | 0% | 1 | 14.65% | 0.4617% | 0% | 1 | 28.55% | 0.5515% | 0% | 1 | 54.46% | 0.8654% | 0% | 2 | 18.14% | 0.4814% | 0% | 1 | 3.568% | 0.4087% | 0% | 1 |  | 1.373% | 0% | 1 | 9.6 | 1.16% | 0% | 1 | 41.77% | 0% | 0% | 1 | 0 | 2 | 34.66% | 0.348% | 35.01% | 2 | 42.98% | 0.3546% | 0% | 1 | 18.51% | 0.2481% | 0% | 1 | 32% | 0.2973% | 0% | 1 | 54.15% | 0.4409% | 0% | 2 | 20.88% | 0.2555% | 0% | 1 | 3.873% | 0.2103% | 0% | 1
64 | Inyokern | GREATER KRAMER | 31.8 | 318 | 10 | 7.702% | 0% | 1 | 30.59 | 177.9% | 1.774% | 5 | 0% | 0% | 0% | 1 | 0 | 2 | 0% | 0% | 0% | 1 | 72.04% | 5.61% | 0% | 3 | 41.6% | 2.686% | 0% | 1 | 7.04% | 1.688% | 0% | 1 | 78.09% | 7.161% | 0% | 3 | 30.08% | 2.244% | 0% | 1 | 0.02024% | 1.569% | 0% | 1 |  | 3.324% | 0% | 1 | 30.075 | 97.98% | 0% | 5 | 0% | 0% | 0% | 1 | 0 | 2 | 0% | 0% | 0% | 1 | 60.57% | 2.529% | 0% | 2 | 33.68% | 1.504% | 0% | 1 | 5.136% | 1.051% | 0% | 1 | 65.35% | 2.879% | 0% | 2 | 30.56% | 1.436% | 0% | 1 | 0.01356% | 0.9976% | 0% | 1 |  | 3.277% | 0% | 1 | 26.6 | 75.81% | 0% | 3 | 0% | 0% | 0% | 1 | 0 | 2 | 1.051% | 0% | 1.051% | 1 | 61.25% | 2.422% | 0% | 2 | 32.88% | 1.398% | 0% | 1 | 6.001% | 0.9982% | 0% | 1 | 66.92% | 2.837% | 0% | 2 | 29.77% | 1.336% | 0% | 1 | 0.1009% | 0.9393% | 0% | 1 |  | 3.1% | 0% | 1 | 24.5545 | 21.32% | 0% | 3 | 0% | 0% | 0% | 1 | 0 | 2 | 5.691% | 0% | 5.691% | 1 | 58.73% | 1.933% | 0% | 2 | 33.8% | 1.205% | 0% | 1 | 9.138% | 0.8781% | 0% | 1 | 67.19% | 2.432% | 0% | 2 | 33.24% | 1.195% | 0% | 1 | 0.3815% | 0.8009% | 0% | 1
65 | Pastoria | GREATER TEHACHAPI | 105 | 1050 | 10 | 427.9% | 3.317% | 4 | 4.8686 | 10.79% | 0% | 1 | 22.84% | 57.57% | 0% | 3 | 0 | 2 | 69.41% | 0.2777% | 69.69% | 3 | 88.29% | 36.58% | 0% | 3 | 44.19% | 7.678% | 0% | 1 | 41.75% | 7.355% | 0% | 1 | 89.11% | 39.35% | 0% | 3 | 28.17% | 5.966% | 0% | 1 | 2.324% | 4.387% | 0% | 1 |  | 67.93% | 0% | 3 | 6.7682 | 5.136% | 0% | 1 | 34.51% | 25.29% | 0% | 2 | 0 | 2 | 50.21% | 6.045% | 56.26% | 3 | 62.12% | 3.497% | 0% | 2 | 44.85% | 2.402% | 0% | 1 | 46.16% | 2.46% | 0% | 1 | 69.09% | 4.286% | 0% | 2 | 25.42% | 1.776% | 0% | 1 | 1.643% | 1.347% | 0% | 1 |  | 27.3% | 0% | 2 | 6.9705 | 2.27% | 0% | 1 | 35.72% | 25.29% | 0% | 2 | 0 | 2 | 46.61% | 6.062% | 52.67% | 3 | 51.38% | 1.18% | 0% | 2 | 42.79% | 1.003% | 0% | 1 | 48.14% | 1.107% | 0% | 1 | 69.3% | 1.869% | 0% | 2 | 28.25% | 0.7997% | 0% | 1 | 1.635% | 0.5834% | 0% | 1 |  | 3.681% | 0% | 1 | 10.5581 | 1.153% | 0% | 1 | 31.94% | 25.29% | 0% | 2 | 0 | 2 | 35.24% | 11.24% | 46.48% | 3 | 43.79% | 0.5257% | 0% | 1 | 33.98% | 0.4476% | 0% | 1 | 37.67% | 0.4741% | 0% | 1 | 66.34% | 0.8778% | 0% | 2 | 27.28% | 0.4064% | 0% | 1 | 2.146% | 0.302% | 0% | 1
66 | Ransburg | GREATER KRAMER | 0 | 0 | 10 | 0% | 0% | 1 | 4.8466 | 0% | 0% | 1 | 0% | 0% | 0% | 1 | 0 | 2 | 0% | 0% | 0% | 1 | 0% | 0% | 0% | 1 | 8.313% | 0% | 0% | 1 | 0% | 0% | 0% | 1 | 8.313% | 0% | 0% | 1 | 0% | 0% | 0% | 1 | 0% | 0% | 0% | 1 |  | 0% | 0% | 1 | 19.4072 | 0% | 0% | 2 | 0% | 0% | 0% | 1 | 0 | 2 | 0% | 0% | 0% | 1 | 48.25% | 0% | 0% | 1 | 0.007697% | 0% | 0% | 1 | 0% | 0% | 0% | 1 | 48.26% | 0% | 0% | 1 | 40.84% | 0% | 0% | 1 | 0.04996% | 0% | 0% | 1 |  | 0% | 0% | 1 | 63.5 | 0% | 0% | 4 | 0% | 0% | 0% | 1 | 0 | 2 | 0% | 0% | 0% | 1 | 51.05% | 0% | 0% | 2 | 19.08% | 0% | 0% | 1 | 3.312% | 0% | 0% | 1 | 67.79% | 0% | 0% | 2 | 56.51% | 0% | 0% | 2 | 0.2537% | 0% | 0% | 1 |  | 0% | 0% | 1 | 56.8875 | 0% | 0% | 4 | 0.002392% | 0% | 0% | 1 | 0 | 2 | 0% | 0% | 0% | 1 | 42.44% | 0% | 0% | 1 | 26.24% | 0% | 0% | 1 | 4.42% | 0% | 0% | 1 | 61.59% | 0% | 0% | 2 | 51.95% | 0% | 0% | 2 | 0.6144% | 0% | 0% | 1
67 | Sycamore | SPGE | 0 | 0 | 0 | 0% | 0% | 1 | 12.3722 | 0% | 0% | 2 | 0.1295% | 0% | 0% | 1 | 0 | 2 | 32.43% | 0% | 32.43% | 2 | 84.53% | 0% | 0% | 3 | 15.09% | 0% | 0% | 1 | 17.81% | 0% | 0% | 1 | 84.53% | 0% | 0% | 3 | 8.397% | 0% | 0% | 1 | 0.6515% | 0% | 0% | 1 |  | 0% | 0% | 1 | 12.7005 | 0% | 0% | 2 | 13.94% | 0% | 0% | 1 | 0 | 2 | 49.7% | 0% | 49.7% | 2 | 59.92% | 0% | 0% | 2 | 11.56% | 0% | 0% | 1 | 18.68% | 0% | 0% | 1 | 59.96% | 0% | 0% | 2 | 19.44% | 0% | 0% | 1 | 2.24% | 0% | 0% | 1 |  | 0% | 0% | 1 | 11.7208 | 0% | 0% | 1 | 32.7% | 0% | 0% | 1 | 0 | 2 | 43.78% | 0% | 43.78% | 2 | 53.32% | 0% | 0% | 2 | 15.84% | 0% | 0% | 1 | 28.64% | 0% | 0% | 1 | 58.01% | 0% | 0% | 2 | 23.42% | 0% | 0% | 1 | 2.384% | 0% | 0% | 1 |  | 0% | 0% | 1 | 9.5921 | 0% | 0% | 1 | 39.15% | 0% | 0% | 1 | 0 | 2 | 38.31% | 1.037% | 39.35% | 2 | 46.29% | 0% | 0% | 1 | 17.66% | 0% | 0% | 1 | 30.49% | 0% | 0% | 1 | 55.25% | 0% | 0% | 2 | 25.2% | 0% | 0% | 1 | 3.411% | 0% | 0% | 1
68 | Avenal | SPGE | 0 | 0 | 0 | 0% | 0% | 1 | 4.8715 | 0% | 0% | 1 | 6.364% | 0% | 0% | 1 | 0 | 2 | 35.65% | 0% | 35.65% | 2 | 38.83% | 0% | 0% | 1 | 0% | 0% | 0% | 1 | 31.86% | 0% | 0% | 1 | 67.73% | 0% | 0% | 2 | 21.01% | 0% | 0% | 1 | 0.4736% | 0% | 0% | 1 |  | 0% | 0% | 1 | 7.2094 | 0% | 0% | 1 | 16.39% | 0% | 0% | 1 | 0 | 2 | 36% | 0% | 36% | 2 | 50.57% | 0% | 0% | 2 | 0.7451% | 0% | 0% | 1 | 18.13% | 0% | 0% | 1 | 65.25% | 0% | 0% | 2 | 28.49% | 0% | 0% | 1 | 0.2942% | 0% | 0% | 1 |  | 0% | 0% | 1 | 6.7175 | 0% | 0% | 1 | 25.84% | 0% | 0% | 1 | 0 | 2 | 30.3% | 1.246% | 31.55% | 2 | 42.93% | 0% | 0% | 1 | 1.828% | 0% | 0% | 1 | 16.2% | 0% | 0% | 1 | 53.16% | 0% | 0% | 2 | 24.1% | 0% | 0% | 1 | 0.7443% | 0% | 0% | 1 |  | 0% | 0% | 1 | 6.5584 | 0% | 0% | 1 | 24.97% | 0% | 0% | 1 | 0 | 2 | 27.86% | 3.625% | 31.49% | 2 | 45.88% | 0% | 0% | 1 | 5.631% | 0% | 0% | 1 | 17.86% | 0% | 0% | 1 | 55.43% | 0% | 0% | 2 | 23.31% | 0% | 0% | 1 | 0.9577% | 0% | 0% | 1
69 | Corcoran | SPGE | 0 | 0 | 10 | 0% | 0% | 1 | 7.2222 | 0% | 0% | 1 | 35.51% | 0% | 0% | 1 | 0 | 2 | 0% | 0% | 0% | 1 | 15.72% | 0% | 0% | 1 | 7.343% | 0% | 0% | 1 | 24.48% | 0% | 0% | 1 | 37.8% | 0% | 0% | 1 | 2.642% | 0% | 0% | 1 | 12.35% | 0% | 0% | 1 |  | 0% | 0% | 1 | 6.914 | 0% | 0% | 1 | 36.36% | 0% | 0% | 1 | 0 | 2 | 0.0133% | 0% | 0.0133% | 1 | 8.927% | 0% | 0% | 1 | 2.356% | 0% | 0% | 1 | 11.45% | 0% | 0% | 1 | 19.16% | 0% | 0% | 1 | 0.6656% | 0% | 0% | 1 | 5.347% | 0% | 0% | 1 |  | 0% | 0% | 1 | 7.3 | 0% | 0% | 1 | 36.39% | 0% | 0% | 1 | 0 | 2 | 0.7635% | 0% | 0.7635% | 1 | 14.37% | 0% | 0% | 1 | 2.089% | 0% | 0% | 1 | 6.673% | 0% | 0% | 1 | 20.2% | 0% | 0% | 1 | 0.3118% | 0% | 0% | 1 | 3.261% | 0% | 0% | 1 |  | 0% | 0% | 1 | 8.9187 | 0% | 0% | 1 | 34.94% | 0% | 0% | 1 | 0 | 2 | 3.935% | 0% | 3.935% | 1 | 19.52% | 0% | 0% | 1 | 4.002% | 0% | 0% | 1 | 10.05% | 0% | 0% | 1 | 27.43% | 0% | 0% | 1 | 0.2879% | 0% | 0% | 1 | 3.597% | 0% | 0% | 1
70 | Henrietta | SPGE | 80 | 800 | 10 | 4.931% | 0% | 1 | 6.9194 | 17.41% | 0% | 1 | 25.91% | 4.099% | 0% | 1 | 0 | 2 | 5.855% | 0% | 5.855% | 1 | 24.12% | 3.213% | 0% | 1 | 0% | 2.438% | 0% | 1 | 0% | 2.438% | 0% | 1 | 24.12% | 3.213% | 0% | 1 | 0% | 2.438% | 0% | 1 | 2.438% | 2.499% | 0% | 1 |  | 1.119% | 0% | 1 | 8.9519 | 2.365% | 0% | 1 | 36.52% | 1.07% | 0% | 1 | 0 | 2 | 1.876% | 0% | 1.876% | 1 | 14.87% | 0.6155% | 0% | 1 | 2.253% | 0.536% | 0% | 1 | 3.19% | 0.5412% | 0% | 1 | 16.47% | 0.6273% | 0% | 1 | 0% | 0.524% | 0% | 1 | 2.682% | 0.5384% | 0% | 1 |  | 0.4845% | 0% | 1 | 8.8294 | 0.9377% | 0% | 1 | 44.97% | 1.07% | 0% | 1 | 0 | 2 | 1.754% | 0% | 1.754% | 1 | 10.34% | 0.233% | 0% | 1 | 2.706% | 0.2147% | 0% | 1 | 5.135% | 0.2202% | 0% | 1 | 14.42% | 0.2441% | 0% | 1 | 0% | 0.2089% | 0% | 1 | 1.813% | 0.2128% | 0% | 1 |  | 0.2615% | 0% | 1 | 8.7654 | 0.4965% | 0% | 1 | 40.84% | 1.07% | 0% | 1 | 0 | 2 | 1.343% | 0% | 1.343% | 1 | 11.41% | 0.1317% | 0% | 1 | 1.843% | 0.1189% | 0% | 1 | 6.807% | 0.1252% | 0% | 1 | 17.15% | 0.1409% | 0% | 1 | 0.472% | 0.1173% | 0% | 1 | 1.92% | 0.119% | 0% | 1
71 | Eagle Rock | NORTHERN CALIFORNIA | 0 | 0 | 10 | 0% | 0% | 1 | 8.99 | 0% | 0% | 1 | 0% | 0% | 0% | 1 | 0 | 2 | 25.31% | 67.78% | 93.09% | 5 | 77.72% | 0% | 0% | 3 | 77.97% | 0% | 0% | 3 | 82.17% | 0% | 0% | 3 | 100% | 0% | 0% | 5 | 19.13% | 0% | 0% | 1 | 1.602% | 0% | 0% | 1 |  | 0% | 0% | 1 | 10.0478 | 0% | 0% | 1 | 4.279% | 0% | 0% | 1 | 0 | 2 | 32.61% | 43.87% | 76.48% | 5 | 59.52% | 0% | 0% | 2 | 53.81% | 0% | 0% | 2 | 72.76% | 0% | 0% | 3 | 93.19% | 0% | 0% | 4 | 27.4% | 0% | 0% | 1 | 1.811% | 0% | 0% | 1 |  | 0% | 0% | 1 | 11.5 | 0% | 0% | 1 | 7.279% | 0% | 0% | 1 | 0 | 2 | 34.35% | 36% | 70.35% | 5 | 55.25% | 0% | 0% | 2 | 46.86% | 0% | 0% | 1 | 72.66% | 0% | 0% | 3 | 90.54% | 0% | 0% | 4 | 29.34% | 0% | 0% | 1 | 1.952% | 0% | 0% | 1 |  | 0% | 0% | 1 | 10.5829 | 0% | 0% | 1 | 6.694% | 0% | 0% | 1 | 0 | 2 | 35.39% | 32.92% | 68.3% | 5 | 57.07% | 0% | 0% | 2 | 38.87% | 0% | 0% | 1 | 65.9% | 0% | 0% | 2 | 86.4% | 0% | 0% | 3 | 35.57% | 0% | 0% | 1 | 1.934% | 0% | 0% | 1
72 | Leavitt | NORTHERN CALIFORNIA | 0 | 0 | 10 | 0% | 0% | 1 | 13.3154 | 0% | 0% | 2 | 0% | 0% | 0% | 1 | 0 | 2 | 89.6% | 0% | 89.6% | 5 | 26.11% | 0% | 0% | 1 | 57.96% | 0% | 0% | 2 | 52.76% | 0% | 0% | 2 | 74.14% | 0% | 0% | 3 | 26.54% | 0% | 0% | 1 | 14.64% | 0% | 0% | 1 |  | 0% | 0% | 1 | 13 | 0% | 0% | 2 | 0% | 0% | 0% | 1 | 0 | 2 | 85.69% | 0.3359% | 86.03% | 5 | 33.48% | 0% | 0% | 1 | 38.87% | 0% | 0% | 1 | 37.44% | 0% | 0% | 1 | 70.04% | 0% | 0% | 3 | 45.08% | 0% | 0% | 1 | 13.68% | 0% | 0% | 1 |  | 0% | 0% | 1 | 9.9903 | 0% | 0% | 1 | 0% | 0% | 0% | 1 | 0 | 2 | 78.75% | 0.3284% | 79.08% | 5 | 33.65% | 0% | 0% | 1 | 33.78% | 0% | 0% | 1 | 30.54% | 0% | 0% | 1 | 63.67% | 0% | 0% | 2 | 41.19% | 0% | 0% | 1 | 13.88% | 0% | 0% | 1 |  | 0% | 0% | 1 | 8.6471 | 0% | 0% | 1 | 0% | 0% | 0% | 1 | 0 | 2 | 72.82% | 0.7735% | 73.6% | 3 | 34.6% | 0% | 0% | 1 | 25.43% | 0% | 0% | 1 | 22.87% | 0% | 0% | 1 | 57.42% | 0% | 0% | 2 | 42.09% | 0% | 0% | 1 | 12.02% | 0% | 0% | 1
73 | Madeline | NORTHERN CALIFORNIA | 0 | 0 | 10 | 0% | 0% | 1 | 8.372 | 0% | 0% | 1 | 0% | 0% | 0% | 1 | 0 | 2 | 73.38% | 1.534% | 74.91% | 3 | 1.009% | 0% | 0% | 1 | 9.227% | 0% | 0% | 1 | 12.58% | 0% | 0% | 1 | 14.96% | 0% | 0% | 1 | 57.38% | 0% | 0% | 2 | 63.83% | 0% | 0% | 2 |  | 0% | 0% | 1 | 7.3702 | 0% | 0% | 1 | 0% | 0% | 0% | 1 | 0 | 2 | 71.12% | 18.2% | 89.33% | 5 | 12.87% | 0% | 0% | 1 | 5.191% | 0% | 0% | 1 | 6.579% | 0% | 0% | 1 | 20.79% | 0% | 0% | 1 | 75.45% | 0% | 0% | 3 | 32.36% | 0% | 0% | 1 |  | 0% | 0% | 1 | 5.5893 | 0% | 0% | 1 | 0% | 0% | 0% | 1 | 0 | 2 | 67.85% | 20.64% | 88.49% | 5 | 22.94% | 0% | 0% | 1 | 8.536% | 0% | 0% | 1 | 14.86% | 0% | 0% | 1 | 36.07% | 0% | 0% | 1 | 81.84% | 0% | 0% | 3 | 24.06% | 0% | 0% | 1 |  | 0% | 0% | 1 | 5.65 | 0% | 0% | 1 | 0.5517% | 0% | 0% | 1 | 0 | 2 | 65.82% | 22.06% | 87.89% | 5 | 36.1% | 0% | 0% | 1 | 15.06% | 0% | 0% | 1 | 17.44% | 0% | 0% | 1 | 49.38% | 0% | 0% | 1 | 78.97% | 0% | 0% | 3 | 19% | 0% | 0% | 1
74 | Antelope | GREATER TEHACHAPI | 0 | 0 | 10 | 0% | 0% | 1 | 64 | 0% | 0% | 4 | 0.7674% | 0% | 0% | 1 | 0 | 2 | 39.68% | 7.018% | 46.7% | 2 | 0% | 0% | 0% | 1 | 27.59% | 0% | 0% | 1 | 17.17% | 0% | 0% | 1 | 28.02% | 0% | 0% | 1 | 9.028% | 0% | 0% | 1 | 1.483% | 0% | 0% | 1 |  | 0% | 0% | 1 | 57.7933 | 0% | 0% | 4 | 1.152% | 0% | 0% | 1 | 0 | 2 | 17.56% | 14.29% | 31.84% | 3 | 1.802% | 0% | 0% | 1 | 32.25% | 0% | 0% | 1 | 33.42% | 0% | 0% | 1 | 40.32% | 0% | 0% | 1 | 18.59% | 0% | 0% | 1 | 3.197% | 0% | 0% | 1 |  | 0% | 0% | 1 | 50 | 0% | 0% | 4 | 1.688% | 0% | 0% | 1 | 0 | 2 | 16.79% | 13.57% | 30.36% | 3 | 10.6% | 0% | 0% | 1 | 27.32% | 0% | 0% | 1 | 21.75% | 0% | 0% | 1 | 41.64% | 0% | 0% | 1 | 18.59% | 0% | 0% | 1 | 3.9% | 0% | 0% | 1 |  | 0% | 0% | 1 | 44 | 0% | 0% | 4 | 3.642% | 0% | 0% | 1 | 0 | 2 | 14.98% | 12.67% | 27.66% | 3 | 11.85% | 0% | 0% | 1 | 28.58% | 0% | 0% | 1 | 18.9% | 0% | 0% | 1 | 42.45% | 0% | 0% | 1 | 20.16% | 0% | 0% | 1 | 3.17% | 0% | 0% | 1
75 | Arcogen | GREATER LA METRO | 486 | 4860 | 10 | 459.6% | 293.3% | 5 | 18.7588 | 999% | 299.2% | 5 | 0% | 0% | 0% | 1 | 0 | 2 | 0% | 0% | 0% | 1 | 0% | 206.5% | 999.9% | 5 | 0% | 206.5% | 999.9% | 5 | 54.03% | 449.1% | 297.1% | 5 | 54.03% | 449.1% | 297.1% | 5 | 0% | 206.5% | 999.9% | 5 | 0.246% | 207% | 43368% | 5 |  | 230.8% | 87.95% | 5 | 37.5 | 495% | 137.3% | 5 | 0% | 0% | 0% | 1 | 0 | 2 | 0% | 0% | 0% | 1 | 0.06126% | 92.85% | 0% | 4 | 2.729% | 95.4% | 0% | 4 | 58.34% | 222.8% | 87.65% | 5 | 58.4% | 223.1% | 87.67% | 5 | 0% | 92.8% | 0% | 4 | 0.1121% | 92.9% | 0% | 4 |  | 224.2% | 74.03% | 5 | 26.9857 | 470.1% | 133.4% | 5 | 0% | 0% | 0% | 1 | 0 | 2 | 0% | 0% | 0% | 1 | 0.1727% | 83.88% | 0% | 4 | 10.26% | 93.31% | 0% | 4 | 60.9% | 214.1% | 73.29% | 5 | 61.07% | 215.1% | 73.36% | 5 | 0% | 83.73% | 0% | 4 | 0.4431% | 84.11% | 0% | 4 |  | 223.8% | 41.65% | 5 | 57 | 449.7% | 131.3% | 5 | 0% | 0% | 0% | 1 | 0 | 2 | 0% | 0% | 0% | 1 | 0.1162% | 56.4% | 0% | 3 | 13.12% | 64.84% | 0% | 3 | 73.61% | 213.5% | 40.68% | 5 | 73.72% | 214.4% | 40.78% | 5 | 0% | 56.34% | 0% | 3 | 1.996% | 57.48% | 0% | 3
76 | Bailey | GREATER TEHACHAPI | 0 | 0 | 10 | 0% | 0% | 1 | 6.0202 | 0% | 0% | 1 | 0% | 0% | 0% | 1 | 0 | 2 | 62.19% | 31.31% | 93.5% | 5 | 65.59% | 0% | 0% | 2 | 66.52% | 0% | 0% | 2 | 69.11% | 0% | 0% | 2 | 100% | 0% | 0% | 5 | 56.22% | 0% | 0% | 2 | 2.74% | 0% | 0% | 1 |  | 0% | 0% | 1 | 6.9763 | 0% | 0% | 1 | 0.9662% | 0% | 0% | 1 | 0 | 2 | 49.48% | 39.08% | 88.57% | 5 | 58.65% | 0% | 0% | 2 | 56.95% | 0% | 0% | 2 | 51.75% | 0% | 0% | 2 | 94.72% | 0% | 0% | 4 | 59.21% | 0% | 0% | 2 | 2.655% | 0% | 0% | 1 |  | 0% | 0% | 1 | 8.9789 | 0% | 0% | 1 | 2.872% | 0% | 0% | 1 | 0 | 2 | 42.36% | 31.29% | 73.65% | 5 | 59.69% | 0% | 0% | 2 | 50.79% | 0% | 0% | 2 | 41.04% | 0% | 0% | 1 | 89.61% | 0% | 0% | 3 | 46.34% | 0% | 0% | 1 | 2.46% | 0% | 0% | 1 |  | 0% | 0% | 1 | 10.2737 | 0% | 0% | 1 | 8.07% | 0% | 0% | 1 | 0 | 2 | 35.33% | 23.1% | 58.42% | 4 | 51.74% | 0% | 0% | 2 | 36.81% | 0% | 0% | 1 | 33.55% | 0% | 0% | 1 | 74.14% | 0% | 0% | 3 | 38.91% | 0% | 0% | 1 | 2.779% | 0% | 0% | 1
77 | Center | GREATER LA METRO | 0 | 0 | 10 | 0% | 0% | 1 | 0 | 0% | 0% | 1 | 0% | 0% | 0% | 1 | 0 | 2 | 0% | 0% | 0% | 1 | 0% | 0% | 0% | 1 | 0% | 0% | 0% | 1 | 0% | 0% | 0% | 1 | 0% | 0% | 0% | 1 | 0% | 0% | 0% | 1 | 0% | 0% | 0% | 1 |  | 0% | 0% | 1 | 0 | 0% | 0% | 1 | 0% | 0% | 0% | 1 | 0 | 2 | 0% | 0% | 0% | 1 | 0% | 0% | 0% | 1 | 0% | 0% | 0% | 1 | 0% | 0% | 0% | 1 | 0% | 0% | 0% | 1 | 0% | 0% | 0% | 1 | 0% | 0% | 0% | 1 |  | 0% | 0% | 1 | 32 | 0% | 0% | 4 | 0% | 0% | 0% | 1 | 0 | 2 | 9.192% | 0% | 9.192% | 1 | 0.1516% | 0% | 0% | 1 | 10.06% | 0% | 0% | 1 | 40.37% | 0% | 0% | 1 | 40.52% | 0% | 0% | 1 | 6.35% | 0% | 0% | 1 | 3.78% | 0% | 0% | 1 |  | 0% | 0% | 1 | 52.1579 | 0% | 0% | 4 | 0% | 0% | 0% | 1 | 0 | 2 | 36.84% | 0.03386% | 36.88% | 2 | 25.47% | 0% | 0% | 1 | 4.894% | 0% | 0% | 1 | 41.28% | 0% | 0% | 1 | 66.75% | 0% | 0% | 2 | 19.21% | 0% | 0% | 1 | 7% | 0% | 0% | 1
78 | Del Amo | GREATER LA METRO | 0 | 0 | 10 | 0% | 0% | 1 | 0 | 0% | 0% | 1 | 0% | 0% | 0% | 1 | 0 | 2 | 0% | 0% | 0% | 1 | 0% | 0% | 0% | 1 | 0% | 0% | 0% | 1 | 0% | 0% | 0% | 1 | 0% | 0% | 0% | 1 | 0% | 0% | 0% | 1 | 0% | 0% | 0% | 1 |  | 0% | 0% | 1 | 35.7111 | 0% | 0% | 4 | 0% | 0% | 0% | 1 | 0 | 2 | 0% | 0% | 0% | 1 | 0% | 0% | 0% | 1 | 18.36% | 0% | 0% | 1 | 36.83% | 0% | 0% | 1 | 36.83% | 0% | 0% | 1 | 0% | 0% | 0% | 1 | 0.6802% | 0% | 0% | 1 |  | 0% | 0% | 1 | 66.625 | 0% | 0% | 4 | 0% | 0% | 0% | 1 | 0 | 2 | 0.544% | 0% | 0.544% | 1 | 0% | 0% | 0% | 1 | 7.132% | 0% | 0% | 1 | 68.39% | 0% | 0% | 2 | 68.39% | 0% | 0% | 2 | 0.1054% | 0% | 0% | 1 | 1.558% | 0% | 0% | 1 |  | 0% | 0% | 1 | 49 | 0% | 0% | 4 | 0% | 0% | 0% | 1 | 0 | 2 | 28.02% | 0% | 28.02% | 2 | 21.34% | 0% | 0% | 1 | 10.08% | 0% | 0% | 1 | 52.64% | 0% | 0% | 2 | 73.98% | 0% | 0% | 3 | 15.99% | 0% | 0% | 1 | 7.783% | 0% | 0% | 1
79 | El Nido | GREATER LA METRO | 0 | 0 | 10 | 0% | 0% | 1 | 26.1591 | 0% | 0% | 3 | 0% | 0% | 0% | 1 | 0 | 2 | 0% | 0% | 0% | 1 | 0% | 0% | 0% | 1 | 0% | 0% | 0% | 1 | 31.26% | 0% | 0% | 1 | 31.26% | 0% | 0% | 1 | 0% | 0% | 0% | 1 | 0% | 0% | 0% | 1 |  | 0% | 0% | 1 | 26.1591 | 0% | 0% | 3 | 0% | 0% | 0% | 1 | 0 | 2 | 0% | 0% | 0% | 1 | 3.885% | 0% | 0% | 1 | 38.91% | 0% | 0% | 1 | 67.42% | 0% | 0% | 2 | 71.3% | 0% | 0% | 3 | 0% | 0% | 0% | 1 | 0.2769% | 0% | 0% | 1 |  | 0% | 0% | 1 | 21.5456 | 0% | 0% | 3 | 0% | 0% | 0% | 1 | 0 | 2 | 0.7606% | 0.1084% | 0.869% | 2 | 0.2045% | 0% | 0% | 1 | 2.412% | 0% | 0% | 1 | 55.49% | 0% | 0% | 2 | 55.7% | 0% | 0% | 2 | 0% | 0% | 0% | 1 | 0.1343% | 0% | 0% | 1 |  | 0% | 0% | 1 | 26.9286 | 0% | 0% | 3 | 0% | 0% | 0% | 1 | 0 | 2 | 2.525% | 25.71% | 28.24% | 4 | 9.189% | 0% | 0% | 1 | 11.56% | 0% | 0% | 1 | 47.95% | 0% | 0% | 1 | 53.62% | 0% | 0% | 2 | 3.137% | 0% | 0% | 1 | 5.568% | 0% | 0% | 1
80 | Goodrich | GREATER LA METRO | 0 | 0 | 10 | 0% | 0% | 1 | 4.0347 | 0% | 0% | 1 | 0% | 0% | 0% | 1 | 0 | 2 | 24.09% | 75.91% | 100% | 5 | 0% | 0% | 0% | 1 | 0% | 0% | 0% | 1 | 100% | 0% | 0% | 5 | 100% | 0% | 0% | 5 | 100% | 0% | 0% | 5 | 0% | 0% | 0% | 1 |  | 0% | 0% | 1 | 4.9527 | 0% | 0% | 1 | 0% | 0% | 0% | 1 | 0 | 2 | 12.04% | 37.96% | 50% | 5 | 0% | 0% | 0% | 1 | 50% | 0% | 0% | 2 | 95.03% | 0% | 0% | 5 | 100% | 0% | 0% | 5 | 99.65% | 0% | 0% | 5 | 14.15% | 0% | 0% | 1 |  | 0% | 0% | 1 | 4.6283 | 0% | 0% | 1 | 0% | 0% | 0% | 1 | 0 | 2 | 20.87% | 13.53% | 34.4% | 3 | 0% | 0% | 0% | 1 | 6.346% | 0% | 0% | 1 | 10.36% | 0% | 0% | 1 | 10.8% | 0% | 0% | 1 | 30.67% | 0% | 0% | 1 | 25.47% | 0% | 0% | 1 |  | 0% | 0% | 1 | 14.2429 | 0% | 0% | 2 | 1.267% | 0% | 0% | 1 | 0 | 2 | 45.35% | 5.584% | 50.93% | 3 | 12.7% | 0% | 0% | 1 | 1.101% | 0% | 0% | 1 | 1.797% | 0% | 0% | 1 | 14.57% | 0% | 0% | 1 | 33.26% | 0% | 0% | 1 | 19.6% | 0% | 0% | 1
81 | Gould | GREATER LA METRO | 0 | 0 | 10 | 0% | 0% | 1 | 0 | 0% | 0% | 1 | 0% | 0% | 0% | 1 | 0 | 2 | 0% | 0% | 0% | 1 | 0% | 0% | 0% | 1 | 0% | 0% | 0% | 1 | 0% | 0% | 0% | 1 | 0% | 0% | 0% | 1 | 0% | 0% | 0% | 1 | 0% | 0% | 0% | 1 |  | 0% | 0% | 1 | 13.5395 | 0% | 0% | 2 | 0% | 0% | 0% | 1 | 0 | 2 | 23.9% | 10.03% | 33.94% | 3 | 0% | 0% | 0% | 1 | 0% | 0% | 0% | 1 | 4.084% | 0% | 0% | 1 | 4.084% | 0% | 0% | 1 | 21.82% | 0% | 0% | 1 | 24% | 0% | 0% | 1 |  | 0% | 0% | 1 | 10.7703 | 0% | 0% | 1 | 1.995% | 0% | 0% | 1 | 0 | 2 | 73.27% | 1.533% | 74.8% | 3 | 35.26% | 0% | 0% | 1 | 0% | 0% | 0% | 1 | 0.6239% | 0% | 0% | 1 | 35.88% | 0% | 0% | 1 | 42.92% | 0% | 0% | 1 | 9.444% | 0% | 0% | 1 |  | 0% | 0% | 1 | 30.9472 | 0% | 0% | 4 | 0.2292% | 0% | 0% | 1 | 0 | 2 | 53.43% | 1.359% | 54.79% | 3 | 29.7% | 0% | 0% | 1 | 0.08901% | 0% | 0% | 1 | 0.1453% | 0% | 0% | 1 | 29.86% | 0% | 0% | 1 | 27.85% | 0% | 0% | 1 | 5.014% | 0% | 0% | 1
82 | Harborgen | GREATER LA METRO | 0 | 0 | 10 | 0% | 0% | 1 | 10.7361 | 0% | 0% | 1 | 0% | 0% | 0% | 1 | 0 | 2 | 0% | 0% | 0% | 1 | 0% | 0% | 0% | 1 | 0% | 0% | 0% | 1 | 54.09% | 0% | 0% | 2 | 54.09% | 0% | 0% | 2 | 0% | 0% | 0% | 1 | 0.1264% | 0% | 0% | 1 |  | 0% | 0% | 1 | 27 | 0% | 0% | 3 | 0% | 0% | 0% | 1 | 0 | 2 | 0% | 0% | 0% | 1 | 0% | 0% | 0% | 1 | 7.043% | 0% | 0% | 1 | 60.17% | 0% | 0% | 2 | 60.17% | 0% | 0% | 2 | 0% | 0% | 0% | 1 | 0.3153% | 0% | 0% | 1 |  | 0% | 0% | 1 | 37.5 | 0% | 0% | 4 | 0% | 0% | 0% | 1 | 0 | 2 | 0% | 0% | 0% | 1 | 0.1459% | 0% | 0% | 1 | 8.666% | 0% | 0% | 1 | 66.99% | 0% | 0% | 2 | 67.13% | 0% | 0% | 2 | 0% | 0% | 0% | 1 | 0.4786% | 0% | 0% | 1 |  | 0% | 0% | 1 | 49 | 0% | 0% | 4 | 0% | 0% | 0% | 1 | 0 | 2 | 0% | 0% | 0% | 1 | 0.1072% | 0% | 0% | 1 | 16.1% | 0% | 0% | 1 | 75.68% | 0% | 0% | 3 | 75.79% | 0% | 0% | 3 | 0% | 0% | 0% | 1 | 3.542% | 0% | 0% | 1
83 | Hinson | GREATER LA METRO | 0 | 0 | 10 | 0% | 0% | 1 | 15.9026 | 0% | 0% | 2 | 0% | 0% | 0% | 1 | 0 | 2 | 0% | 0% | 0% | 1 | 0% | 0% | 0% | 1 | 0% | 0% | 0% | 1 | 44.97% | 0% | 0% | 1 | 44.97% | 0% | 0% | 1 | 0% | 0% | 0% | 1 | 0.2472% | 0% | 0% | 1 |  | 0% | 0% | 1 | 36.15 | 0% | 0% | 4 | 0% | 0% | 0% | 1 | 0 | 2 | 0% | 0% | 0% | 1 | 0% | 0% | 0% | 1 | 4.345% | 0% | 0% | 1 | 59.19% | 0% | 0% | 2 | 59.19% | 0% | 0% | 2 | 0% | 0% | 0% | 1 | 0.1646% | 0% | 0% | 1 |  | 0% | 0% | 1 | 29.5 | 0% | 0% | 3 | 0% | 0% | 0% | 1 | 0 | 2 | 0% | 0% | 0% | 1 | 0.1662% | 0% | 0% | 1 | 9.873% | 0% | 0% | 1 | 62.38% | 0% | 0% | 2 | 62.54% | 0% | 0% | 2 | 0% | 0% | 0% | 1 | 0.5452% | 0% | 0% | 1 |  | 0% | 0% | 1 | 57.3333 | 0% | 0% | 4 | 0% | 0% | 0% | 1 | 0 | 2 | 0% | 0% | 0% | 1 | 0.1114% | 0% | 0% | 1 | 16.7% | 0% | 0% | 1 | 74.72% | 0% | 0% | 3 | 74.84% | 0% | 0% | 3 | 0% | 0% | 0% | 1 | 2.848% | 0% | 0% | 1
84 | La Cienega | GREATER LA METRO | 0 | 0 | 10 | 0% | 0% | 1 | 36.7759 | 0% | 0% | 4 | 0% | 0% | 0% | 1 | 0 | 2 | 0% | 0% | 0% | 1 | 0% | 0% | 0% | 1 | 100% | 0% | 0% | 5 | 100% | 0% | 0% | 5 | 100% | 0% | 0% | 5 | 0% | 0% | 0% | 1 | 0% | 0% | 0% | 1 |  | 0% | 0% | 1 | 12.6702 | 0% | 0% | 2 | 0% | 0% | 0% | 1 | 0 | 2 | 10.35% | 63.13% | 73.47% | 5 | 0% | 0% | 0% | 1 | 20.51% | 0% | 0% | 1 | 21.42% | 0% | 0% | 1 | 21.42% | 0% | 0% | 1 | 3.382% | 0% | 0% | 1 | 12.12% | 0% | 0% | 1 |  | 0% | 0% | 1 | 24.3494 | 0% | 0% | 3 | 0% | 0% | 0% | 1 | 0 | 2 | 6.849% | 72.73% | 79.58% | 5 | 18.85% | 0% | 0% | 1 | 17.83% | 0% | 0% | 1 | 21.29% | 0% | 0% | 1 | 37.68% | 0% | 0% | 1 | 8.742% | 0% | 0% | 1 | 15.72% | 0% | 0% | 1 |  | 0% | 0% | 1 | 21.9625 | 0% | 0% | 3 | 0% | 0% | 0% | 1 | 0 | 2 | 18.61% | 41.01% | 59.62% | 5 | 12.64% | 0% | 0% | 1 | 27.83% | 0% | 0% | 1 | 47.81% | 0% | 0% | 1 | 54.82% | 0% | 0% | 2 | 10.4% | 0% | 0% | 1 | 9.26% | 0% | 0% | 1
85 | La Fresa | GREATER LA METRO | 0 | 0 | 10 | 0% | 0% | 1 | 26.1591 | 0% | 0% | 3 | 0% | 0% | 0% | 1 | 0 | 2 | 0% | 0% | 0% | 1 | 0% | 0% | 0% | 1 | 0% | 0% | 0% | 1 | 31.32% | 0% | 0% | 1 | 31.32% | 0% | 0% | 1 | 0% | 0% | 0% | 1 | 0% | 0% | 0% | 1 |  | 0% | 0% | 1 | 23.9818 | 0% | 0% | 3 | 0% | 0% | 0% | 1 | 0 | 2 | 0% | 0% | 0% | 1 | 0.4415% | 0% | 0% | 1 | 3.039% | 0% | 0% | 1 | 73.64% | 0% | 0% | 3 | 74.08% | 0% | 0% | 3 | 0% | 0% | 0% | 1 | 0.03147% | 0% | 0% | 1 |  | 0% | 0% | 1 | 26.9286 | 0% | 0% | 3 | 0% | 0% | 0% | 1 | 0 | 2 | 0% | 0% | 0% | 1 | 0.1961% | 0% | 0% | 1 | 3.089% | 0% | 0% | 1 | 55.64% | 0% | 0% | 2 | 55.84% | 0% | 0% | 2 | 0% | 0% | 0% | 1 | 0.1288% | 0% | 0% | 1 |  | 0% | 0% | 1 | 26.9286 | 0% | 0% | 3 | 0% | 0% | 0% | 1 | 0 | 2 | 1.881% | 9.216% | 11.1% | 2 | 1.561% | 0% | 0% | 1 | 10.04% | 0% | 0% | 1 | 53.01% | 0% | 0% | 2 | 54.57% | 0% | 0% | 2 | 1.77% | 0% | 0% | 1 | 3.354% | 0% | 0% | 1
86 | Laguna Bell | GREATER LA METRO | 0 | 0 | 10 | 0% | 0% | 1 | 0 | 0% | 0% | 1 | 0% | 0% | 0% | 1 | 0 | 2 | 0% | 0% | 0% | 1 | 0% | 0% | 0% | 1 | 0% | 0% | 0% | 1 | 0% | 0% | 0% | 1 | 0% | 0% | 0% | 1 | 0% | 0% | 0% | 1 | 0% | 0% | 0% | 1 |  | 0% | 0% | 1 | 0 | 0% | 0% | 1 | 0% | 0% | 0% | 1 | 0 | 2 | 0% | 0% | 0% | 1 | 0% | 0% | 0% | 1 | 0% | 0% | 0% | 1 | 0% | 0% | 0% | 1 | 0% | 0% | 0% | 1 | 0% | 0% | 0% | 1 | 0% | 0% | 0% | 1 |  | 0% | 0% | 1 | 48.2432 | 0% | 0% | 4 | 0% | 0% | 0% | 1 | 0 | 2 | 11.32% | 0% | 11.32% | 1 | 0% | 0% | 0% | 1 | 9.14% | 0% | 0% | 1 | 17.14% | 0% | 0% | 1 | 17.14% | 0% | 0% | 1 | 0% | 0% | 0% | 1 | 3.649% | 0% | 0% | 1 |  | 0% | 0% | 1 | 26.9571 | 0% | 0% | 3 | 0% | 0% | 0% | 1 | 0 | 2 | 24.81% | 0.1371% | 24.95% | 2 | 18.58% | 0% | 0% | 1 | 7.976% | 0% | 0% | 1 | 42.08% | 0% | 0% | 1 | 60.68% | 0% | 0% | 2 | 17.38% | 0% | 0% | 1 | 6.319% | 0% | 0% | 1
87 | Lighthipe | GREATER LA METRO | 0 | 0 | 10 | 0% | 0% | 1 | 0 | 0% | 0% | 1 | 0% | 0% | 0% | 1 | 0 | 2 | 0% | 0% | 0% | 1 | 0% | 0% | 0% | 1 | 0% | 0% | 0% | 1 | 0% | 0% | 0% | 1 | 0% | 0% | 0% | 1 | 0% | 0% | 0% | 1 | 0% | 0% | 0% | 1 |  | 0% | 0% | 1 | 48.3333 | 0% | 0% | 4 | 0% | 0% | 0% | 1 | 0 | 2 | 0% | 0% | 0% | 1 | 0% | 0% | 0% | 1 | 1.356% | 0% | 0% | 1 | 40.54% | 0% | 0% | 1 | 40.54% | 0% | 0% | 1 | 0% | 0% | 0% | 1 | 0.1898% | 0% | 0% | 1 |  | 0% | 0% | 1 | 27.3636 | 0% | 0% | 3 | 0% | 0% | 0% | 1 | 0 | 2 | 0% | 0% | 0% | 1 | 0.05628% | 0% | 0% | 1 | 10.45% | 0% | 0% | 1 | 61.62% | 0% | 0% | 2 | 61.68% | 0% | 0% | 2 | 0% | 0% | 0% | 1 | 0.4177% | 0% | 0% | 1 |  | 0% | 0% | 1 | 56 | 0% | 0% | 4 | 0% | 0% | 0% | 1 | 0 | 2 | 6.455% | 0% | 6.455% | 1 | 1.078% | 0% | 0% | 1 | 9.874% | 0% | 0% | 1 | 64.37% | 0% | 0% | 2 | 65.45% | 0% | 0% | 2 | 4.148% | 0% | 0% | 1 | 3.253% | 0% | 0% | 1
88 | Mesa (SCE) | GREATER LA METRO | 0 | 0 | 10 | 0% | 0% | 1 | 0 | 0% | 0% | 1 | 0% | 0% | 0% | 1 | 0 | 2 | 0% | 0% | 0% | 1 | 0% | 0% | 0% | 1 | 0% | 0% | 0% | 1 | 0% | 0% | 0% | 1 | 0% | 0% | 0% | 1 | 0% | 0% | 0% | 1 | 0% | 0% | 0% | 1 |  | 0% | 0% | 1 | 0 | 0% | 0% | 1 | 0% | 0% | 0% | 1 | 0 | 2 | 0% | 0% | 0% | 1 | 0% | 0% | 0% | 1 | 0% | 0% | 0% | 1 | 0% | 0% | 0% | 1 | 0% | 0% | 0% | 1 | 0% | 0% | 0% | 1 | 0% | 0% | 0% | 1 |  | 0% | 0% | 1 | 9.5579 | 0% | 0% | 1 | 0% | 0% | 0% | 1 | 0 | 2 | 28.41% | 5.144% | 33.56% | 2 | 0% | 0% | 0% | 1 | 6.776% | 0% | 0% | 1 | 12.88% | 0% | 0% | 1 | 13.55% | 0% | 0% | 1 | 13.5% | 0% | 0% | 1 | 9.954% | 0% | 0% | 1 |  | 0% | 0% | 1 | 51.5 | 0% | 0% | 4 | 0% | 0% | 0% | 1 | 0 | 2 | 68.31% | 1.94% | 70.25% | 3 | 44.18% | 0% | 0% | 1 | 1.956% | 0% | 0% | 1 | 6.491% | 0% | 0% | 1 | 50.7% | 0% | 0% | 2 | 41.79% | 0% | 0% | 1 | 15.22% | 0% | 0% | 1
89 | Olinda | GREATER LA METRO | 0 | 0 | 10 | 0% | 0% | 1 | 52.5 | 0% | 0% | 4 | 0% | 0% | 0% | 1 | 0 | 2 | 56.35% | 0% | 56.35% | 3 | 11.57% | 0% | 0% | 1 | 0% | 0% | 0% | 1 | 0% | 0% | 0% | 1 | 11.57% | 0% | 0% | 1 | 37.79% | 0% | 0% | 1 | 17.94% | 0% | 0% | 1 |  | 0% | 0% | 1 | 20.6667 | 0% | 0% | 3 | 0% | 0% | 0% | 1 | 0 | 2 | 89.93% | 0% | 89.93% | 5 | 61.61% | 0% | 0% | 2 | 0% | 0% | 0% | 1 | 0% | 0% | 0% | 1 | 61.61% | 0% | 0% | 2 | 45.18% | 0% | 0% | 1 | 15.55% | 0% | 0% | 1 |  | 0% | 0% | 1 | 14.5789 | 0% | 0% | 2 | 0% | 0% | 0% | 1 | 0 | 2 | 90.84% | 0% | 90.84% | 5 | 49.8% | 0% | 0% | 1 | 2.905% | 0% | 0% | 1 | 12.19% | 0% | 0% | 1 | 62.61% | 0% | 0% | 2 | 35.59% | 0% | 0% | 1 | 12.32% | 0% | 0% | 1 |  | 0% | 0% | 1 | 52.1867 | 0% | 0% | 4 | 6.066% | 0% | 0% | 1 | 0 | 2 | 42.97% | 18.5% | 61.47% | 3 | 29.71% | 0% | 0% | 1 | 8.331% | 0% | 0% | 1 | 28.36% | 0% | 0% | 1 | 55.38% | 0% | 0% | 2 | 32.53% | 0% | 0% | 1 | 7.878% | 0% | 0% | 1
90 | Pardee | GREATER LA METRO | 192 | 1920 | 10 | 94.33% | 0% | 4 | 64.5 | 160.4% | 13.06% | 5 | 1.167% | 22.16% | 0% | 2 | 0 | 2 | 66.6% | 1.004% | 67.61% | 3 | 0.2776% | 20.26% | 0% | 2 | 14.22% | 23.55% | 0% | 2 | 48.24% | 39.03% | 0% | 2 | 48.52% | 39.24% | 0% | 2 | 32.16% | 29.78% | 0% | 2 | 7.868% | 21.93% | 0% | 2 |  | 15.22% | 0% | 1 | 25.7236 | 7.901% | 0% | 3 | 2.04% | 0% | 0% | 1 | 0 | 2 | 50.71% | 38.13% | 88.84% | 5 | 42.14% | 5.011% | 0% | 1 | 2.313% | 2.968% | 0% | 1 | 13.46% | 3.351% | 0% | 1 | 52.6% | 6.117% | 0% | 2 | 44.67% | 5.241% | 0% | 1 | 9.571% | 3.207% | 0% | 1 |  | 11.27% | 0% | 1 | 20.75 | 3.864% | 0% | 3 | 3.348% | 0% | 0% | 1 | 0 | 2 | 46.27% | 41.16% | 87.42% | 5 | 53.01% | 3.402% | 0% | 2 | 2.738% | 1.644% | 0% | 1 | 8.666% | 1.75% | 0% | 1 | 59.15% | 3.914% | 0% | 2 | 44.44% | 2.878% | 0% | 1 | 11.54% | 1.807% | 0% | 1 |  | 6.367% | 0% | 1 | 20 | 3.027% | 0% | 3 | 3.673% | 0% | 0% | 1 | 0 | 2 | 42.56% | 39.59% | 82.15% | 5 | 49.22% | 2.047% | 0% | 1 | 4.894% | 1.093% | 0% | 1 | 10.54% | 1.162% | 0% | 1 | 58.05% | 2.478% | 0% | 2 | 43.26% | 1.832% | 0% | 1 | 10.44% | 1.161% | 0% | 1
91 | Rio Hondo | GREATER LA METRO | 0 | 0 | 10 | 0% | 0% | 1 | 9.522 | 0% | 0% | 1 | 0% | 0% | 0% | 1 | 0 | 2 | 0% | 0% | 0% | 1 | 0% | 0% | 0% | 1 | 100% | 0% | 0% | 5 | 90.06% | 0% | 0% | 4 | 100% | 0% | 0% | 5 | 99.3% | 0% | 0% | 5 | 28.31% | 0% | 0% | 1 |  | 0% | 0% | 1 | 2.7368 | 0% | 0% | 1 | 0% | 0% | 0% | 1 | 0 | 2 | 23.79% | 43.6% | 67.39% | 5 | 0% | 0% | 0% | 1 | 46.42% | 0% | 0% | 1 | 75.79% | 0% | 0% | 3 | 79.03% | 0% | 0% | 3 | 87.29% | 0% | 0% | 3 | 30.35% | 0% | 0% | 1 |  | 0% | 0% | 1 | 15.5292 | 0% | 0% | 2 | 0% | 0% | 0% | 1 | 0 | 2 | 82.35% | 3.618% | 85.97% | 5 | 49.75% | 0% | 0% | 1 | 1.958% | 0% | 0% | 1 | 0.8929% | 0% | 0% | 1 | 52.1% | 0% | 0% | 2 | 57.79% | 0% | 0% | 2 | 18.82% | 0% | 0% | 1 |  | 0% | 0% | 1 | 13.9351 | 0% | 0% | 2 | 0% | 0% | 0% | 1 | 0 | 2 | 78.74% | 12.14% | 90.87% | 5 | 56.33% | 0% | 0% | 2 | 5.786% | 0% | 0% | 1 | 1.087% | 0% | 0% | 1 | 59.28% | 0% | 0% | 2 | 43.53% | 0% | 0% | 1 | 16.49% | 0% | 0% | 1
92 | Saugus | GREATER LA METRO | 0 | 0 | 10 | 0% | 0% | 1 | 64 | 0% | 0% | 4 | 1.403% | 0% | 0% | 1 | 0 | 2 | 60% | 2.143% | 62.14% | 3 | 2.35% | 0% | 0% | 1 | 19.42% | 0% | 0% | 1 | 57.14% | 0% | 0% | 2 | 59.49% | 0% | 0% | 2 | 26.59% | 0% | 0% | 1 | 8.701% | 0% | 0% | 1 |  | 0% | 0% | 1 | 28.18 | 0% | 0% | 3 | 1.872% | 0% | 0% | 1 | 0 | 2 | 53.28% | 34.8% | 88.08% | 5 | 39.25% | 0% | 0% | 1 | 2.175% | 0% | 0% | 1 | 14.34% | 0% | 0% | 1 | 50.4% | 0% | 0% | 2 | 42.61% | 0% | 0% | 1 | 9.208% | 0% | 0% | 1 |  | 0% | 0% | 1 | 21 | 0% | 0% | 3 | 3.298% | 0% | 0% | 1 | 0 | 2 | 47.29% | 40.03% | 87.32% | 5 | 52.93% | 0% | 0% | 2 | 2.773% | 0% | 0% | 1 | 8.775% | 0% | 0% | 1 | 59.14% | 0% | 0% | 2 | 44.09% | 0% | 0% | 1 | 11.48% | 0% | 0% | 1 |  | 0% | 0% | 1 | 20.7042 | 0% | 0% | 3 | 3.667% | 0% | 0% | 1 | 0 | 2 | 44.56% | 38.25% | 82.81% | 5 | 50.1% | 0% | 0% | 2 | 3.822% | 0% | 0% | 1 | 9.744% | 0% | 0% | 1 | 58.04% | 0% | 0% | 2 | 42.5% | 0% | 0% | 1 | 10.8% | 0% | 0% | 1
93 | Vincent | GREATER LA METRO | 0 | 0 | 10 | 0% | 0% | 1 | 46.5 | 0% | 0% | 4 | 0.09738% | 0% | 0% | 1 | 0 | 2 | 27.78% | 0% | 27.78% | 2 | 0% | 0% | 0% | 1 | 21.73% | 0% | 0% | 1 | 12.87% | 0% | 0% | 1 | 21.73% | 0% | 0% | 1 | 14.4% | 0% | 0% | 1 | 1.835% | 0% | 0% | 1 |  | 0% | 0% | 1 | 35 | 0% | 0% | 4 | 1.933% | 0% | 0% | 1 | 0 | 2 | 39.79% | 2.968% | 42.76% | 2 | 10.2% | 0% | 0% | 1 | 35.16% | 0% | 0% | 1 | 23.02% | 0% | 0% | 1 | 45.36% | 0% | 0% | 1 | 28.33% | 0% | 0% | 1 | 1.996% | 0% | 0% | 1 |  | 0% | 0% | 1 | 40.2528 | 0% | 0% | 4 | 5.197% | 0% | 0% | 1 | 0 | 2 | 22.32% | 10.01% | 32.33% | 3 | 10.91% | 0% | 0% | 1 | 44.54% | 0% | 0% | 1 | 28.36% | 0% | 0% | 1 | 55.53% | 0% | 0% | 2 | 25.1% | 0% | 0% | 1 | 2.711% | 0% | 0% | 1 |  | 0% | 0% | 1 | 48.5 | 0% | 0% | 4 | 5.048% | 0% | 0% | 1 | 0 | 2 | 16.88% | 10.81% | 27.69% | 3 | 12.11% | 0% | 0% | 1 | 44.01% | 0% | 0% | 1 | 29.29% | 0% | 0% | 1 | 55.61% | 0% | 0% | 2 | 23.31% | 0% | 0% | 1 | 2.963% | 0% | 0% | 1
94 | Borden | SPGE | 0 | 0 | 10 | 0% | 0% | 1 | 13.9604 | 0% | 0% | 2 | 42.57% | 0% | 0% | 1 | 0 | 2 | 38.91% | 0% | 38.91% | 2 | 4.103% | 0% | 0% | 1 | 37.03% | 0% | 0% | 1 | 41.61% | 0% | 0% | 1 | 41.62% | 0% | 0% | 1 | 0.2193% | 0% | 0% | 1 | 5.342% | 0% | 0% | 1 |  | 0% | 0% | 1 | 17 | 0% | 0% | 2 | 47.08% | 0% | 0% | 1 | 0 | 2 | 36.25% | 0% | 36.25% | 2 | 26.55% | 0% | 0% | 1 | 34.95% | 0% | 0% | 1 | 39.6% | 0% | 0% | 1 | 53.56% | 0% | 0% | 2 | 8.894% | 0% | 0% | 1 | 15.15% | 0% | 0% | 1 |  | 0% | 0% | 1 | 16 | 0% | 0% | 2 | 39.8% | 0% | 0% | 1 | 0 | 2 | 40.19% | 0% | 40.19% | 2 | 32.11% | 0% | 0% | 1 | 35.14% | 0% | 0% | 1 | 37.42% | 0% | 0% | 1 | 55.79% | 0% | 0% | 2 | 16.86% | 0% | 0% | 1 | 17.57% | 0% | 0% | 1 |  | 0% | 0% | 1 | 13.5 | 0% | 0% | 2 | 29.8% | 0% | 0% | 1 | 0 | 2 | 40.72% | 0% | 40.72% | 2 | 40.86% | 0% | 0% | 1 | 32.86% | 0% | 0% | 1 | 33.18% | 0% | 0% | 1 | 59.42% | 0% | 0% | 2 | 20.76% | 0% | 0% | 1 | 16.46% | 0% | 0% | 1
95 | Dairyland | SPGE | 120 | 1200 | 10 | 4.518% | 0% | 1 | 12.6 | 50.08% | 0% | 2 | 29.14% | 4.114% | 0% | 1 | 0 | 2 | 18.2% | 0% | 18.2% | 1 | 6.858% | 2.83% | 0% | 1 | 4.729% | 2.767% | 0% | 1 | 7.883% | 2.862% | 0% | 1 | 14.74% | 3.092% | 0% | 1 | 0% | 2.636% | 0% | 1 | 2.762% | 2.711% | 0% | 1 |  | 1.886% | 0% | 1 | 9.2155 | 3.241% | 0% | 1 | 28.42% | 1.037% | 0% | 1 | 0 | 2 | 19.15% | 0% | 19.15% | 1 | 33.46% | 0.9747% | 0% | 1 | 10.18% | 0.7221% | 0% | 1 | 13.91% | 0.7533% | 0% | 1 | 42.75% | 1.133% | 0% | 1 | 0.3715% | 0.651% | 0% | 1 | 4.887% | 0.6819% | 0% | 1 |  | 1.26% | 0% | 1 | 8.9052 | 1.37% | 0% | 1 | 28.98% | 1.037% | 0% | 1 | 0 | 2 | 25.55% | 0% | 25.55% | 2 | 47.9% | 0.5576% | 0% | 1 | 22.88% | 0.3767% | 0% | 1 | 28.7% | 0.4074% | 0% | 1 | 60.08% | 0.7276% | 0% | 2 | 5.279% | 0.3067% | 0% | 1 | 13.06% | 0.3341% | 0% | 1 |  | 0.7343% | 0% | 1 | 9 | 0.8094% | 0% | 1 | 30.43% | 1.037% | 0% | 1 | 0 | 2 | 27.3% | 0% | 27.3% | 2 | 45.93% | 0.3228% | 0% | 1 | 24.59% | 0.2315% | 0% | 1 | 29.43% | 0.2473% | 0% | 1 | 57.77% | 0.4133% | 0% | 2 | 9.435% | 0.1927% | 0% | 1 | 12.64% | 0.1998% | 0% | 1
96 | Gregg | SPGE | 0 | 0 | 10 | 0% | 0% | 1 | 14.1312 | 0% | 0% | 2 | 47.59% | 0% | 0% | 1 | 0 | 2 | 19.93% | 0% | 19.93% | 1 | 21% | 0% | 0% | 1 | 11.23% | 0% | 0% | 1 | 11.23% | 0% | 0% | 1 | 31.06% | 0% | 0% | 1 | 0% | 0% | 0% | 1 | 4.094% | 0% | 0% | 1 |  | 0% | 0% | 1 | 19 | 0% | 0% | 2 | 57.01% | 0% | 0% | 2 | 0 | 2 | 22.88% | 0% | 22.88% | 2 | 15% | 0% | 0% | 1 | 26.6% | 0% | 0% | 1 | 27.85% | 0% | 0% | 1 | 37.79% | 0% | 0% | 1 | 4.662% | 0% | 0% | 1 | 8.953% | 0% | 0% | 1 |  | 0% | 0% | 1 | 17.4542 | 0% | 0% | 2 | 47.81% | 0% | 0% | 1 | 0 | 2 | 30.36% | 0% | 30.36% | 2 | 20.85% | 0% | 0% | 1 | 33.2% | 0% | 0% | 1 | 34.23% | 0% | 0% | 1 | 45.28% | 0% | 0% | 1 | 12.54% | 0% | 0% | 1 | 15.27% | 0% | 0% | 1 |  | 0% | 0% | 1 | 16.2727 | 0% | 0% | 2 | 36.45% | 0% | 0% | 1 | 0 | 2 | 33.15% | 0% | 33.15% | 2 | 30.98% | 0% | 0% | 1 | 30.1% | 0% | 0% | 1 | 30.43% | 0% | 0% | 1 | 49.59% | 0% | 0% | 1 | 17.46% | 0% | 0% | 1 | 13.93% | 0% | 0% | 1
97 | Newhall | SPGE | 0 | 0 | 10 | 0% | 0% | 1 | 4.6796 | 0% | 0% | 1 | 18.79% | 0% | 0% | 1 | 0 | 2 | 48.37% | 0% | 48.37% | 2 | 82.85% | 0% | 0% | 3 | 22.89% | 0% | 0% | 1 | 32.44% | 0% | 0% | 1 | 91.68% | 0% | 0% | 4 | 7.676% | 0% | 0% | 1 | 26.85% | 0% | 0% | 1 |  | 0% | 0% | 1 | 6.2673 | 0% | 0% | 1 | 19.54% | 0% | 0% | 1 | 0 | 2 | 24.27% | 0% | 24.27% | 2 | 59.02% | 0% | 0% | 2 | 16.51% | 0% | 0% | 1 | 23.41% | 0% | 0% | 1 | 66.81% | 0% | 0% | 2 | 6.5% | 0% | 0% | 1 | 17.24% | 0% | 0% | 1 |  | 0% | 0% | 1 | 7.6667 | 0% | 0% | 1 | 29.26% | 0% | 0% | 1 | 0 | 2 | 19.82% | 0% | 19.82% | 1 | 38.55% | 0% | 0% | 1 | 11.48% | 0% | 0% | 1 | 18.19% | 0% | 0% | 1 | 48.62% | 0% | 0% | 1 | 2.969% | 0% | 0% | 1 | 9.174% | 0% | 0% | 1 |  | 0% | 0% | 1 | 8.8475 | 0% | 0% | 1 | 36.02% | 0% | 0% | 1 | 0 | 2 | 14.93% | 0% | 14.93% | 1 | 29.96% | 0% | 0% | 1 | 10.67% | 0% | 0% | 1 | 16.1% | 0% | 0% | 1 | 40.72% | 0% | 0% | 1 | 1.71% | 0% | 0% | 1 | 6.371% | 0% | 0% | 1
98 | Ignacio | NORTHERN CALIFORNIA | 0 | 0 | 10 | 0% | 0% | 1 | 17.8319 | 0% | 0% | 2 | 0% | 0% | 0% | 1 | 0 | 2 | 24.38% | 0% | 24.38% | 2 | 13.76% | 0% | 0% | 1 | 28.31% | 0% | 0% | 1 | 36.16% | 0% | 0% | 1 | 45.54% | 0% | 0% | 1 | 21.45% | 0% | 0% | 1 | 18.57% | 0% | 0% | 1 |  | 0% | 0% | 1 | 14.1943 | 0% | 0% | 2 | 2.663% | 0% | 0% | 1 | 0 | 2 | 48.3% | 0% | 48.3% | 2 | 63.34% | 0% | 0% | 2 | 26.54% | 0% | 0% | 1 | 37.71% | 0% | 0% | 1 | 70.67% | 0% | 0% | 3 | 30.89% | 0% | 0% | 1 | 7.549% | 0% | 0% | 1 |  | 0% | 0% | 1 | 28.5 | 0% | 0% | 3 | 6.56% | 0% | 0% | 1 | 0 | 2 | 45.24% | 0% | 45.24% | 2 | 60.05% | 0% | 0% | 2 | 29.31% | 0% | 0% | 1 | 50.98% | 0% | 0% | 2 | 79.28% | 0% | 0% | 3 | 27.6% | 0% | 0% | 1 | 8.352% | 0% | 0% | 1 |  | 0% | 0% | 1 | 35.8524 | 0% | 0% | 4 | 6.474% | 0% | 0% | 1 | 0 | 2 | 45.84% | 0% | 45.84% | 2 | 57.18% | 0% | 0% | 2 | 28.97% | 0% | 0% | 1 | 55.88% | 0% | 0% | 2 | 82.63% | 0% | 0% | 3 | 30.17% | 0% | 0% | 1 | 7.462% | 0% | 0% | 1
99 | Calpella | NORTHERN CALIFORNIA | 0 | 0 | 10 | 0% | 0% | 1 | 13.3493 | 0% | 0% | 2 | 4.325% | 0% | 0% | 1 | 0 | 2 | 60.53% | 17.92% | 78.45% | 5 | 2.833% | 0% | 0% | 1 | 38.33% | 0% | 0% | 1 | 38.8% | 0% | 0% | 1 | 38.8% | 0% | 0% | 1 | 38.96% | 0% | 0% | 1 | 1.065% | 0% | 0% | 1 |  | 0% | 0% | 1 | 11.2608 | 0% | 0% | 1 | 7.768% | 0% | 0% | 1 | 0 | 2 | 63.02% | 7.534% | 70.56% | 3 | 21.84% | 0% | 0% | 1 | 37.72% | 0% | 0% | 1 | 45.7% | 0% | 0% | 1 | 62.69% | 0% | 0% | 2 | 49.54% | 0% | 0% | 1 | 1.662% | 0% | 0% | 1 |  | 0% | 0% | 1 | 10.4295 | 0% | 0% | 1 | 5.494% | 0% | 0% | 1 | 0 | 2 | 48.49% | 10.99% | 59.49% | 3 | 36.36% | 0% | 0% | 1 | 25.77% | 0% | 0% | 1 | 41.76% | 0% | 0% | 1 | 65.18% | 0% | 0% | 2 | 47.01% | 0% | 0% | 1 | 1.904% | 0% | 0% | 1 |  | 0% | 0% | 1 | 9.7856 | 0% | 0% | 1 | 4.444% | 0% | 0% | 1 | 0 | 2 | 40.96% | 11.68% | 52.63% | 3 | 34.67% | 0% | 0% | 1 | 25.83% | 0% | 0% | 1 | 44.72% | 0% | 0% | 1 | 67.36% | 0% | 0% | 2 | 39.31% | 0% | 0% | 1 | 1.944% | 0% | 0% | 1
100 | Hopland | NORTHERN CALIFORNIA | 0 | 0 | 10 | 0% | 0% | 1 | 9.7853 | 0% | 0% | 1 | 11.1% | 0% | 0% | 1 | 0 | 2 | 35.34% | 51.4% | 86.74% | 5 | 79.32% | 0% | 0% | 3 | 43.6% | 0% | 0% | 1 | 53.95% | 0% | 0% | 2 | 86.05% | 0% | 0% | 3 | 31.82% | 0% | 0% | 1 | 2.246% | 0% | 0% | 1 |  | 0% | 0% | 1 | 9.0833 | 0% | 0% | 1 | 5.644% | 0% | 0% | 1 | 0 | 2 | 44.23% | 49.2% | 93.43% | 5 | 70.75% | 0% | 0% | 3 | 28.38% | 0% | 0% | 1 | 40.69% | 0% | 0% | 1 | 78.21% | 0% | 0% | 3 | 43.32% | 0% | 0% | 1 | 1.546% | 0% | 0% | 1 |  | 0% | 0% | 1 | 9.5 | 0% | 0% | 1 | 6.233% | 0% | 0% | 1 | 0 | 2 | 47.66% | 41.85% | 89.51% | 5 | 54.89% | 0% | 0% | 2 | 31.88% | 0% | 0% | 1 | 45.47% | 0% | 0% | 1 | 77.17% | 0% | 0% | 3 | 43.97% | 0% | 0% | 1 | 1.377% | 0% | 0% | 1 |  | 0% | 0% | 1 | 9.408 | 0% | 0% | 1 | 5.591% | 0% | 0% | 1 | 0 | 2 | 46.9% | 31.37% | 78.27% | 5 | 47.18% | 0% | 0% | 1 | 32.12% | 0% | 0% | 1 | 46.76% | 0% | 0% | 1 | 73.28% | 0% | 0% | 3 | 43.32% | 0% | 0% | 1 | 1.622% | 0% | 0% | 1
101 | Mendocino | NORTHERN CALIFORNIA | 0 | 0 | 10 | 0% | 0% | 1 | 12.884 | 0% | 0% | 2 | 5.647% | 0% | 0% | 1 | 0 | 2 | 60.76% | 5.953% | 66.71% | 3 | 12.08% | 0% | 0% | 1 | 30.79% | 0% | 0% | 1 | 30.79% | 0% | 0% | 1 | 36.85% | 0% | 0% | 1 | 37.57% | 0% | 0% | 1 | 0.9999% | 0% | 0% | 1 |  | 0% | 0% | 1 | 11.6129 | 0% | 0% | 1 | 7.54% | 0% | 0% | 1 | 0 | 2 | 54.35% | 4.472% | 58.82% | 3 | 36.68% | 0% | 0% | 1 | 30.47% | 0% | 0% | 1 | 41.27% | 0% | 0% | 1 | 64.15% | 0% | 0% | 2 | 47.44% | 0% | 0% | 1 | 1.649% | 0% | 0% | 1 |  | 0% | 0% | 1 | 10.2637 | 0% | 0% | 1 | 4.858% | 0% | 0% | 1 | 0 | 2 | 46.4% | 4.917% | 51.31% | 3 | 37.22% | 0% | 0% | 1 | 26.12% | 0% | 0% | 1 | 41.39% | 0% | 0% | 1 | 66.88% | 0% | 0% | 2 | 45.02% | 0% | 0% | 1 | 2.025% | 0% | 0% | 1 |  | 0% | 0% | 1 | 9.7859 | 0% | 0% | 1 | 4.238% | 0% | 0% | 1 | 0 | 2 | 44.21% | 7.55% | 51.76% | 3 | 35.46% | 0% | 0% | 1 | 26.98% | 0% | 0% | 1 | 46.03% | 0% | 0% | 1 | 69.36% | 0% | 0% | 2 | 40.13% | 0% | 0% | 1 | 2.012% | 0% | 0% | 1
102 | Ukiah | NORTHERN CALIFORNIA | 0 | 0 | 10 | 0% | 0% | 1 | 14.5 | 0% | 0% | 2 | 16.88% | 0% | 0% | 1 | 0 | 2 | 53.46% | 20.84% | 74.3% | 4 | 0% | 0% | 0% | 1 | 70.32% | 0% | 0% | 3 | 77.54% | 0% | 0% | 3 | 77.54% | 0% | 0% | 3 | 40.56% | 0% | 0% | 1 | 2.848% | 0% | 0% | 1 |  | 0% | 0% | 1 | 11 | 0% | 0% | 1 | 6.108% | 0% | 0% | 1 | 0 | 2 | 65.39% | 14.38% | 79.77% | 5 | 16.64% | 0% | 0% | 1 | 40.17% | 0% | 0% | 1 | 50.65% | 0% | 0% | 2 | 61.76% | 0% | 0% | 2 | 50.7% | 0% | 0% | 2 | 1.705% | 0% | 0% | 1 |  | 0% | 0% | 1 | 10.4211 | 0% | 0% | 1 | 6.74% | 0% | 0% | 1 | 0 | 2 | 50.43% | 16.71% | 67.15% | 3 | 31.58% | 0% | 0% | 1 | 28.08% | 0% | 0% | 1 | 39.37% | 0% | 0% | 1 | 61.76% | 0% | 0% | 2 | 45.39% | 0% | 0% | 1 | 1.826% | 0% | 0% | 1 |  | 0% | 0% | 1 | 9.835 | 0% | 0% | 1 | 4.896% | 0% | 0% | 1 | 0 | 2 | 39.37% | 14.9% | 54.27% | 3 | 36.76% | 0% | 0% | 1 | 24.42% | 0% | 0% | 1 | 43.68% | 0% | 0% | 1 | 65.91% | 0% | 0% | 2 | 40.93% | 0% | 0% | 1 | 1.769% | 0% | 0% | 1
103 | Le Grand | SPGE | 0 | 0 | 10 | 0% | 0% | 1 | 9.5349 | 0% | 0% | 1 | 35.9% | 0% | 0% | 1 | 0 | 2 | 14.53% | 0% | 14.53% | 1 | 50.62% | 0% | 0% | 2 | 34.66% | 0% | 0% | 1 | 36.87% | 0% | 0% | 1 | 70.05% | 0% | 0% | 3 | 1.129% | 0% | 0% | 1 | 8.428% | 0% | 0% | 1 |  | 0% | 0% | 1 | 9.3284 | 0% | 0% | 1 | 30.23% | 0% | 0% | 1 | 0 | 2 | 31.88% | 0% | 31.88% | 2 | 44.83% | 0% | 0% | 1 | 40.18% | 0% | 0% | 1 | 42.38% | 0% | 0% | 1 | 60.7% | 0% | 0% | 2 | 13.63% | 0% | 0% | 1 | 16.28% | 0% | 0% | 1 |  | 0% | 0% | 1 | 8.8472 | 0% | 0% | 1 | 25.78% | 0% | 0% | 1 | 0 | 2 | 37.64% | 0% | 37.64% | 2 | 44.08% | 0% | 0% | 1 | 32.84% | 0% | 0% | 1 | 37.15% | 0% | 0% | 1 | 61.13% | 0% | 0% | 2 | 20.51% | 0% | 0% | 1 | 14.45% | 0% | 0% | 1 |  | 0% | 0% | 1 | 8.357 | 0% | 0% | 1 | 22.6% | 0% | 0% | 1 | 0 | 2 | 42.14% | 0% | 42.14% | 2 | 58.58% | 0% | 0% | 2 | 30.64% | 0% | 0% | 1 | 35.81% | 0% | 0% | 1 | 70.65% | 0% | 0% | 3 | 25.62% | 0% | 0% | 1 | 15.59% | 0% | 0% | 1
104 | Merced | SPGE | 0 | 0 | 10 | 0% | 0% | 1 | 12.4593 | 0% | 0% | 2 | 26.6% | 0% | 0% | 1 | 0 | 2 | 1.26e-07% | 0% | 1.26e-07% | 1 | 35.95% | 0% | 0% | 1 | 28.87% | 0% | 0% | 1 | 28.87% | 0% | 0% | 1 | 64.54% | 0% | 0% | 2 | 0% | 0% | 0% | 1 | 8.628% | 0% | 0% | 1 |  | 0% | 0% | 1 | 9.9258 | 0% | 0% | 1 | 30.27% | 0% | 0% | 1 | 0 | 2 | 8.586% | 0% | 8.586% | 1 | 50.04% | 0% | 0% | 2 | 39.59% | 0% | 0% | 1 | 47.64% | 0% | 0% | 1 | 73.48% | 0% | 0% | 3 | 3.831% | 0% | 0% | 1 | 15.08% | 0% | 0% | 1 |  | 0% | 0% | 1 | 9.4735 | 0% | 0% | 1 | 36.72% | 0% | 0% | 1 | 0 | 2 | 17.92% | 0% | 17.92% | 1 | 46.95% | 0% | 0% | 1 | 37.55% | 0% | 0% | 1 | 43.45% | 0% | 0% | 1 | 65.64% | 0% | 0% | 2 | 10.77% | 0% | 0% | 1 | 14.76% | 0% | 0% | 1 |  | 0% | 0% | 1 | 9.0773 | 0% | 0% | 1 | 37.53% | 0% | 0% | 1 | 0 | 2 | 20.78% | 0% | 20.78% | 2 | 43.05% | 0% | 0% | 1 | 30.7% | 0% | 0% | 1 | 36.12% | 0% | 0% | 1 | 58.2% | 0% | 0% | 2 | 13.32% | 0% | 0% | 1 | 12.37% | 0% | 0% | 1
105 | Wilson | SPGE | 0 | 0 | 10 | 0% | 0% | 1 | 15.7 | 0% | 0% | 2 | 58.42% | 0% | 0% | 2 | 0 | 2 | 10.8% | 0% | 10.8% | 1 | 11.49% | 0% | 0% | 1 | 20.82% | 0% | 0% | 1 | 22.94% | 0% | 0% | 1 | 32.74% | 0% | 0% | 1 | 1.496% | 0% | 0% | 1 | 7.996% | 0% | 0% | 1 |  | 0% | 0% | 1 | 9.932 | 0% | 0% | 1 | 27.07% | 0% | 0% | 1 | 0 | 2 | 24.55% | 0% | 24.55% | 2 | 55.2% | 0% | 0% | 2 | 49.86% | 0% | 0% | 1 | 52.82% | 0% | 0% | 2 | 79.24% | 0% | 0% | 3 | 16.53% | 0% | 0% | 1 | 21.41% | 0% | 0% | 1 |  | 0% | 0% | 1 | 8.3234 | 0% | 0% | 1 | 27.86% | 0% | 0% | 1 | 0 | 2 | 29.19% | 0% | 29.19% | 2 | 49.82% | 0% | 0% | 1 | 43.84% | 0% | 0% | 1 | 51.2% | 0% | 0% | 2 | 70.27% | 0% | 0% | 3 | 21.66% | 0% | 0% | 1 | 18.27% | 0% | 0% | 1 |  | 0% | 0% | 1 | 8.2203 | 0% | 0% | 1 | 30.21% | 0% | 0% | 1 | 0 | 2 | 32.14% | 0% | 32.14% | 2 | 51.65% | 0% | 0% | 2 | 32.65% | 0% | 0% | 1 | 37.7% | 0% | 0% | 1 | 65.84% | 0% | 0% | 2 | 22.39% | 0% | 0% | 1 | 13.52% | 0% | 0% | 1
106 | Los Banos | SPGE | 200.8 | 2008 | 10 | 56.18% | 0% | 3 | 9.4054 | 32.04% | 0% | 2 | 11.07% | 32.81% | 0% | 2 | 0 | 2 | 70.71% | 0% | 70.71% | 3 | 81.95% | 38.89% | 0% | 3 | 13.7% | 8.135% | 0% | 1 | 31.51% | 10.25% | 0% | 1 | 81.95% | 38.89% | 0% | 3 | 18.78% | 8.644% | 0% | 1 | 5.562% | 7.434% | 0% | 1 |  | 11.39% | 0% | 1 | 7.8165 | 4.623% | 0% | 1 | 17.73% | 9.231% | 0% | 1 | 0 | 2 | 57.42% | 2.276% | 59.69% | 3 | 65.64% | 4.738% | 0% | 2 | 15.71% | 1.931% | 0% | 1 | 32.8% | 2.423% | 0% | 1 | 66.18% | 4.813% | 0% | 2 | 36.79% | 2.575% | 0% | 1 | 7.719% | 1.764% | 0% | 1 |  | 7.196% | 0% | 1 | 6.4994 | 2.131% | 0% | 1 | 18.48% | 9.231% | 0% | 1 | 0 | 2 | 54.15% | 6.593% | 60.75% | 3 | 66.8% | 2.493% | 0% | 2 | 14.62% | 0.9693% | 0% | 1 | 27.48% | 1.141% | 0% | 1 | 70.46% | 2.802% | 0% | 3 | 42.75% | 1.446% | 0% | 1 | 7.92% | 0.8988% | 0% | 1 |  | 4.072% | 0% | 1 | 6 | 1.096% | 0% | 1 | 19.13% | 9.231% | 0% | 1 | 0 | 2 | 54.91% | 6.137% | 61.04% | 3 | 62.37% | 1.21% | 0% | 2 | 12.64% | 0.5212% | 0% | 1 | 21.15% | 0.5774% | 0% | 1 | 67.67% | 1.408% | 0% | 2 | 46.97% | 0.8585% | 0% | 1 | 6.324% | 0.486% | 0% | 1
107 | Coburn | SPGE | 0 | 0 | 10 | 0% | 0% | 1 | 5.7124 | 0% | 0% | 1 | 45.93% | 0% | 0% | 1 | 0 | 2 | 30.07% | 2.065% | 32.13% | 2 | 16.73% | 0% | 0% | 1 | 4.51% | 0% | 0% | 1 | 7.203% | 0% | 0% | 1 | 21.24% | 0% | 0% | 1 | 26.53% | 0% | 0% | 1 | 3.375% | 0% | 0% | 1 |  | 0% | 0% | 1 | 5.5086 | 0% | 0% | 1 | 25.16% | 0% | 0% | 1 | 0 | 2 | 42.41% | 16.59% | 58.99% | 3 | 33.2% | 0% | 0% | 1 | 1.736% | 0% | 0% | 1 | 10.98% | 0% | 0% | 1 | 39.04% | 0% | 0% | 1 | 40.9% | 0% | 0% | 1 | 3.018% | 0% | 0% | 1 |  | 0% | 0% | 1 | 5.4326 | 0% | 0% | 1 | 19.64% | 0% | 0% | 1 | 0 | 2 | 40.53% | 24.5% | 65.03% | 4 | 36.31% | 0% | 0% | 1 | 5.877% | 0% | 0% | 1 | 21.44% | 0% | 0% | 1 | 50.99% | 0% | 0% | 2 | 44.95% | 0% | 0% | 1 | 3.179% | 0% | 0% | 1 |  | 0% | 0% | 1 | 5.3556 | 0% | 0% | 1 | 16.47% | 0% | 0% | 1 | 0 | 2 | 35.21% | 34.97% | 70.17% | 5 | 42.94% | 0% | 0% | 1 | 11.29% | 0% | 0% | 1 | 23.62% | 0% | 0% | 1 | 56.17% | 0% | 0% | 2 | 49.96% | 0% | 0% | 1 | 3.574% | 0% | 0% | 1
108 | Tulucay | NORTHERN CALIFORNIA | 0 | 0 | 10 | 0% | 0% | 1 | 13.3604 | 0% | 0% | 2 | 26.6% | 0% | 0% | 1 | 0 | 2 | 25.06% | 0% | 25.06% | 2 | 75.21% | 0% | 0% | 3 | 6.644% | 0% | 0% | 1 | 29.56% | 0% | 0% | 1 | 87.43% | 0% | 0% | 3 | 25.4% | 0% | 0% | 1 | 5.752% | 0% | 0% | 1 |  | 0% | 0% | 1 | 22.2555 | 0% | 0% | 3 | 21.66% | 0% | 0% | 1 | 0 | 2 | 27.93% | 0% | 27.93% | 2 | 63.66% | 0% | 0% | 2 | 9.366% | 0% | 0% | 1 | 32.06% | 0% | 0% | 1 | 78.1% | 0% | 0% | 3 | 29.75% | 0% | 0% | 1 | 8.814% | 0% | 0% | 1 |  | 0% | 0% | 1 | 27 | 0% | 0% | 3 | 15.8% | 0% | 0% | 1 | 0 | 2 | 30.17% | 0% | 30.17% | 2 | 61.67% | 0% | 0% | 2 | 13.39% | 0% | 0% | 1 | 34.12% | 0% | 0% | 1 | 79.22% | 0% | 0% | 3 | 33.3% | 0% | 0% | 1 | 9.476% | 0% | 0% | 1 |  | 0% | 0% | 1 | 24.7893 | 0% | 0% | 3 | 12.79% | 0% | 0% | 1 | 0 | 2 | 39.01% | 0% | 39.01% | 2 | 61.62% | 0% | 0% | 2 | 18.73% | 0% | 0% | 1 | 36.93% | 0% | 0% | 1 | 80.2% | 0% | 0% | 3 | 31.69% | 0% | 0% | 1 | 10.25% | 0% | 0% | 1
109 | Brunswick | NORTHERN CALIFORNIA | 0 | 0 | 10 | 0% | 0% | 1 | 55.5 | 0% | 0% | 4 | 0.555% | 0% | 0% | 1 | 0 | 2 | 90.82% | 8.597% | 99.42% | 5 | 58.46% | 0% | 0% | 2 | 28.43% | 0% | 0% | 1 | 58.45% | 0% | 0% | 2 | 88.55% | 0% | 0% | 3 | 0.622% | 0% | 0% | 1 | 2.734% | 0% | 0% | 1 |  | 0% | 0% | 1 | 32.4186 | 0% | 0% | 4 | 0.7397% | 0% | 0% | 1 | 0 | 2 | 67.95% | 30.39% | 98.33% | 5 | 73.83% | 0% | 0% | 3 | 17.4% | 0% | 0% | 1 | 25.43% | 0% | 0% | 1 | 84.44% | 0% | 0% | 3 | 6.54% | 0% | 0% | 1 | 3.26% | 0% | 0% | 1 |  | 0% | 0% | 1 | 25.5436 | 0% | 0% | 3 | 0.5794% | 0% | 0% | 1 | 0 | 2 | 63.04% | 35.67% | 98.7% | 5 | 70.74% | 0% | 0% | 3 | 13.23% | 0% | 0% | 1 | 15.71% | 0% | 0% | 1 | 78.7% | 0% | 0% | 3 | 16.7% | 0% | 0% | 1 | 3.391% | 0% | 0% | 1 |  | 0% | 0% | 1 | 22.5 | 0% | 0% | 3 | 0.4065% | 0% | 0% | 1 | 0 | 2 | 58.81% | 36.98% | 95.79% | 5 | 65.22% | 0% | 0% | 2 | 9.751% | 0% | 0% | 1 | 15.89% | 0% | 0% | 1 | 72.9% | 0% | 0% | 3 | 20.38% | 0% | 0% | 1 | 3.304% | 0% | 0% | 1
110 | Higgins | NORTHERN CALIFORNIA | 0 | 0 | 10 | 0% | 0% | 1 | 40.4 | 0% | 0% | 4 | 1.547% | 0% | 0% | 1 | 0 | 2 | 94.73% | 0% | 94.73% | 5 | 93.43% | 0% | 0% | 4 | 0% | 0% | 0% | 1 | 0.6304% | 0% | 0% | 1 | 93.43% | 0% | 0% | 4 | 8.541% | 0% | 0% | 1 | 6.566% | 0% | 0% | 1 |  | 0% | 0% | 1 | 34 | 0% | 0% | 4 | 1.104% | 0% | 0% | 1 | 0 | 2 | 93.69% | 1.272% | 94.96% | 5 | 84.52% | 0% | 0% | 3 | 5.606% | 0% | 0% | 1 | 10.81% | 0% | 0% | 1 | 85.41% | 0% | 0% | 3 | 22.09% | 0% | 0% | 1 | 5.979% | 0% | 0% | 1 |  | 0% | 0% | 1 | 33.8122 | 0% | 0% | 4 | 1.815% | 0% | 0% | 1 | 0 | 2 | 82.59% | 6.52% | 89.11% | 5 | 81.11% | 0% | 0% | 3 | 6.181% | 0% | 0% | 1 | 10.54% | 0% | 0% | 1 | 82.56% | 0% | 0% | 3 | 20.05% | 0% | 0% | 1 | 8.709% | 0% | 0% | 1 |  | 0% | 0% | 1 | 28.4222 | 0% | 0% | 3 | 4.445% | 0% | 0% | 1 | 0 | 2 | 70.62% | 14.32% | 84.94% | 5 | 73.94% | 0% | 0% | 3 | 10.55% | 0% | 0% | 1 | 14.13% | 0% | 0% | 1 | 81.6% | 0% | 0% | 3 | 19.24% | 0% | 0% | 1 | 9.251% | 0% | 0% | 1
111 | Barre | GREATER LA METRO | 0 | 0 | 10 | 0% | 0% | 1 | 0 | 0% | 0% | 1 | 0% | 0% | 0% | 1 | 0 | 2 | 0% | 0% | 0% | 1 | 0% | 0% | 0% | 1 | 0% | 0% | 0% | 1 | 0% | 0% | 0% | 1 | 0% | 0% | 0% | 1 | 0% | 0% | 0% | 1 | 0% | 0% | 0% | 1 |  | 0% | 0% | 1 | 64 | 0% | 0% | 4 | 0% | 0% | 0% | 1 | 0 | 2 | 0% | 0% | 0% | 1 | 0% | 0% | 0% | 1 | 26.86% | 0% | 0% | 1 | 99.56% | 0% | 0% | 5 | 99.56% | 0% | 0% | 5 | 0% | 0% | 0% | 1 | 1.224% | 0% | 0% | 1 |  | 0% | 0% | 1 | 51.5 | 0% | 0% | 4 | 0% | 0% | 0% | 1 | 0 | 2 | 27.85% | 0% | 27.85% | 2 | 22.27% | 0% | 0% | 1 | 14.17% | 0% | 0% | 1 | 48.32% | 0% | 0% | 1 | 71.5% | 0% | 0% | 3 | 15.72% | 0% | 0% | 1 | 8.719% | 0% | 0% | 1 |  | 0% | 0% | 1 | 49 | 0% | 0% | 4 | 0.1646% | 0% | 0% | 1 | 0 | 2 | 36.16% | 12.52% | 48.67% | 3 | 26.2% | 0% | 0% | 1 | 10.96% | 0% | 0% | 1 | 48.08% | 0% | 0% | 1 | 72.06% | 0% | 0% | 3 | 25.36% | 0% | 0% | 1 | 7.545% | 0% | 0% | 1
112 | Ellis | GREATER LA METRO | 0 | 0 | 10 | 0% | 0% | 1 | 69 | 0% | 0% | 4 | 0% | 0% | 0% | 1 | 0 | 2 | 0% | 0% | 0% | 1 | 0% | 0% | 0% | 1 | 22.46% | 0% | 0% | 1 | 99.98% | 0% | 0% | 5 | 99.98% | 0% | 0% | 5 | 0% | 0% | 0% | 1 | 8.553% | 0% | 0% | 1 |  | 0% | 0% | 1 | 50.5 | 0% | 0% | 4 | 0% | 0% | 0% | 1 | 0 | 2 | 0% | 0% | 0% | 1 | 2.442% | 0% | 0% | 1 | 27.55% | 0% | 0% | 1 | 96.34% | 0% | 0% | 5 | 98.78% | 0% | 0% | 5 | 0.2644% | 0% | 0% | 1 | 7.048% | 0% | 0% | 1 |  | 0% | 0% | 1 | 51 | 0% | 0% | 4 | 0.4418% | 0% | 0% | 1 | 0 | 2 | 4.756% | 0% | 4.756% | 1 | 4.862% | 0% | 0% | 1 | 21.68% | 0% | 0% | 1 | 76.88% | 0% | 0% | 3 | 82.13% | 0% | 0% | 3 | 1.334% | 0% | 0% | 1 | 6.862% | 0% | 0% | 1 |  | 0% | 0% | 1 | 49 | 0% | 0% | 4 | 0.1923% | 0% | 0% | 1 | 0 | 2 | 16.66% | 21.84% | 38.49% | 4 | 18.84% | 0% | 0% | 1 | 23.12% | 0% | 0% | 1 | 60.97% | 0% | 0% | 2 | 77.85% | 0% | 0% | 3 | 25.21% | 0% | 0% | 1 | 7.673% | 0% | 0% | 1
113 | Johanna | GREATER LA METRO | 0 | 0 | 10 | 0% | 0% | 1 | 70.8369 | 0% | 0% | 4 | 0% | 0% | 0% | 1 | 0 | 2 | 0% | 0% | 0% | 1 | 0% | 0% | 0% | 1 | 100% | 0% | 0% | 5 | 100% | 0% | 0% | 5 | 100% | 0% | 0% | 5 | 0% | 0% | 0% | 1 | 36.86% | 0% | 0% | 1 |  | 0% | 0% | 1 | 52 | 0% | 0% | 4 | 0.606% | 0% | 0% | 1 | 0 | 2 | 6.615% | 0% | 6.615% | 1 | 6.252% | 0% | 0% | 1 | 17.36% | 0% | 0% | 1 | 75.87% | 0% | 0% | 3 | 83.07% | 0% | 0% | 3 | 1.901% | 0% | 0% | 1 | 8.3% | 0% | 0% | 1 |  | 0% | 0% | 1 | 49 | 0% | 0% | 4 | 0.2866% | 0% | 0% | 1 | 0 | 2 | 11.93% | 39.33% | 51.25% | 5 | 20.73% | 0% | 0% | 1 | 33.79% | 0% | 0% | 1 | 71.78% | 0% | 0% | 3 | 87.91% | 0% | 0% | 3 | 35.24% | 0% | 0% | 1 | 9.174% | 0% | 0% | 1 |  | 0% | 0% | 1 | 49 | 0% | 0% | 4 | 0.2631% | 0% | 0% | 1 | 0 | 2 | 39.76% | 32.04% | 71.8% | 5 | 34.16% | 0% | 0% | 1 | 24.98% | 0% | 0% | 1 | 53.89% | 0% | 0% | 2 | 78.63% | 0% | 0% | 3 | 40.22% | 0% | 0% | 1 | 11.23% | 0% | 0% | 1
114 | Lewis | GREATER LA METRO | 0 | 0 | 10 | 0% | 0% | 1 | 0 | 0% | 0% | 1 | 0% | 0% | 0% | 1 | 0 | 2 | 0% | 0% | 0% | 1 | 0% | 0% | 0% | 1 | 0% | 0% | 0% | 1 | 0% | 0% | 0% | 1 | 0% | 0% | 0% | 1 | 0% | 0% | 0% | 1 | 0% | 0% | 0% | 1 |  | 0% | 0% | 1 | 30.8867 | 0% | 0% | 4 | 0% | 0% | 0% | 1 | 0 | 2 | 36.9% | 0% | 36.9% | 2 | 0.5343% | 0% | 0% | 1 | 8.671% | 0% | 0% | 1 | 0% | 0% | 0% | 1 | 9.205% | 0% | 0% | 1 | 29.01% | 0% | 0% | 1 | 13.84% | 0% | 0% | 1 |  | 0% | 0% | 1 | 50 | 0% | 0% | 4 | 0.1981% | 0% | 0% | 1 | 0 | 2 | 44.94% | 14.14% | 59.08% | 3 | 34.12% | 0% | 0% | 1 | 11.52% | 0% | 0% | 1 | 44.62% | 0% | 0% | 1 | 76.54% | 0% | 0% | 3 | 31.37% | 0% | 0% | 1 | 9.747% | 0% | 0% | 1 |  | 0% | 0% | 1 | 48.3333 | 0% | 0% | 4 | 1.637% | 0% | 0% | 1 | 0 | 2 | 34.02% | 27.71% | 61.73% | 4 | 28.18% | 0% | 0% | 1 | 17.68% | 0% | 0% | 1 | 45.73% | 0% | 0% | 1 | 70.27% | 0% | 0% | 3 | 34.58% | 0% | 0% | 1 | 9.945% | 0% | 0% | 1
115 | Santiago | GREATER LA METRO | 0 | 0 | 10 | 0% | 0% | 1 | 68.1 | 0% | 0% | 4 | 3.19% | 0% | 0% | 1 | 0 | 2 | 12.46% | 0% | 12.46% | 1 | 24.35% | 0% | 0% | 1 | 0% | 0% | 0% | 1 | 7.499% | 0% | 0% | 1 | 31.85% | 0% | 0% | 1 | 8.602% | 0% | 0% | 1 | 8.208% | 0% | 0% | 1 |  | 0% | 0% | 1 | 46 | 0% | 0% | 4 | 0.7526% | 0% | 0% | 1 | 0 | 2 | 29.84% | 31.47% | 61.3% | 5 | 17.12% | 0% | 0% | 1 | 48.99% | 0% | 0% | 1 | 65.08% | 0% | 0% | 2 | 81.01% | 0% | 0% | 3 | 23.23% | 0% | 0% | 1 | 9.176% | 0% | 0% | 1 |  | 0% | 0% | 1 | 50 | 0% | 0% | 4 | 0.1811% | 0% | 0% | 1 | 0 | 2 | 25.65% | 44.31% | 69.96% | 5 | 34.56% | 0% | 0% | 1 | 36.5% | 0% | 0% | 1 | 70.8% | 0% | 0% | 3 | 87.53% | 0% | 0% | 3 | 45.54% | 0% | 0% | 1 | 11.3% | 0% | 0% | 1 |  | 0% | 0% | 1 | 47.6667 | 0% | 0% | 4 | 0.1458% | 0% | 0% | 1 | 0 | 2 | 28.27% | 48.74% | 77.01% | 5 | 38.95% | 0% | 0% | 1 | 35.17% | 0% | 0% | 1 | 58.52% | 0% | 0% | 2 | 82.44% | 0% | 0% | 3 | 50.24% | 0% | 0% | 2 | 9.016% | 0% | 0% | 1
116 | Serrano | GREATER LA METRO | 0 | 0 | 10 | 0% | 0% | 1 | 4.5962 | 0% | 0% | 1 | 0% | 0% | 0% | 1 | 0 | 2 | 41.25% | 0% | 41.25% | 2 | 0% | 0% | 0% | 1 | 53.33% | 0% | 0% | 2 | 13.72% | 0% | 0% | 1 | 53.33% | 0% | 0% | 2 | 19.83% | 0% | 0% | 1 | 2.094% | 0% | 0% | 1 |  | 0% | 0% | 1 | 10.4656 | 0% | 0% | 1 | 0.03256% | 0% | 0% | 1 | 0 | 2 | 62.37% | 29.5% | 91.88% | 5 | 50.14% | 0% | 0% | 2 | 8.219% | 0% | 0% | 1 | 26.25% | 0% | 0% | 1 | 71.35% | 0% | 0% | 3 | 50.95% | 0% | 0% | 2 | 11.46% | 0% | 0% | 1 |  | 0% | 0% | 1 | 19.0741 | 0% | 0% | 2 | 2.474% | 0% | 0% | 1 | 0 | 2 | 45.69% | 37.98% | 83.67% | 5 | 39.09% | 0% | 0% | 1 | 14.97% | 0% | 0% | 1 | 31.89% | 0% | 0% | 1 | 65.14% | 0% | 0% | 2 | 48.3% | 0% | 0% | 1 | 11.6% | 0% | 0% | 1 |  | 0% | 0% | 1 | 49 | 0% | 0% | 4 | 4.025% | 0% | 0% | 1 | 0 | 2 | 33.88% | 29.35% | 63.23% | 4 | 31.41% | 0% | 0% | 1 | 18.69% | 0% | 0% | 1 | 43.01% | 0% | 0% | 1 | 68.39% | 0% | 0% | 2 | 35.73% | 0% | 0% | 1 | 10.2% | 0% | 0% | 1
117 | Villa Park | GREATER LA METRO | 0 | 0 | 10 | 0% | 0% | 1 | 5.7468 | 0% | 0% | 1 | 0% | 0% | 0% | 1 | 0 | 2 | 0% | 0% | 0% | 1 | 0% | 0% | 0% | 1 | 0% | 0% | 0% | 1 | 0% | 0% | 0% | 1 | 0% | 0% | 0% | 1 | 0% | 0% | 0% | 1 | 0% | 0% | 0% | 1 |  | 0% | 0% | 1 | 12.6648 | 0% | 0% | 2 | 0.03986% | 0% | 0% | 1 | 0 | 2 | 71.42% | 11.85% | 83.27% | 5 | 65.84% | 0% | 0% | 2 | 3.016% | 0% | 0% | 1 | 5.34% | 0% | 0% | 1 | 73.24% | 0% | 0% | 3 | 45.54% | 0% | 0% | 1 | 13.56% | 0% | 0% | 1 |  | 0% | 0% | 1 | 50 | 0% | 0% | 4 | 1.281% | 0% | 0% | 1 | 0 | 2 | 44.74% | 24.99% | 69.72% | 4 | 34.45% | 0% | 0% | 1 | 16.17% | 0% | 0% | 1 | 44.83% | 0% | 0% | 1 | 75.46% | 0% | 0% | 3 | 39.52% | 0% | 0% | 1 | 10.58% | 0% | 0% | 1 |  | 0% | 0% | 1 | 49 | 0% | 0% | 4 | 4.232% | 0% | 0% | 1 | 0 | 2 | 31.47% | 30.91% | 62.39% | 5 | 29.69% | 0% | 0% | 1 | 16.09% | 0% | 0% | 1 | 42.93% | 0% | 0% | 1 | 66.87% | 0% | 0% | 2 | 35.96% | 0% | 0% | 1 | 9.855% | 0% | 0% | 1
118 | Capistrano | GREATER LA METRO | 0 | 0 | 10 | 0% | 0% | 1 | 72 | 0% | 0% | 4 | 0.03468% | 0% | 0% | 1 | 0 | 2 | 74.87% | 0% | 74.87% | 3 | 33.65% | 0% | 0% | 1 | 62.98% | 0% | 0% | 2 | 76.13% | 0% | 0% | 3 | 76.13% | 0% | 0% | 3 | 20.99% | 0% | 0% | 1 | 7.991% | 0% | 0% | 1 |  | 0% | 0% | 1 | 48.0909 | 0% | 0% | 4 | 0.0187% | 0% | 0% | 1 | 0 | 2 | 35.12% | 55.63% | 90.75% | 5 | 19.08% | 0% | 0% | 1 | 65.9% | 0% | 0% | 2 | 72.18% | 0% | 0% | 3 | 74.15% | 0% | 0% | 3 | 56.64% | 0% | 0% | 2 | 5.877% | 0% | 0% | 1 |  | 0% | 0% | 1 | 44 | 0% | 0% | 4 | 0.1965% | 0% | 0% | 1 | 0 | 2 | 26.72% | 62.18% | 88.9% | 5 | 29.12% | 0% | 0% | 1 | 57.71% | 0% | 0% | 2 | 66.24% | 0% | 0% | 2 | 79.66% | 0% | 0% | 3 | 55.45% | 0% | 0% | 2 | 7.203% | 0% | 0% | 1 |  | 0% | 0% | 1 | 42.5 | 0% | 0% | 4 | 0.1617% | 0% | 0% | 1 | 0 | 2 | 14.51% | 70.53% | 85.04% | 5 | 49.27% | 0% | 0% | 1 | 49.58% | 0% | 0% | 1 | 59.17% | 0% | 0% | 2 | 88.86% | 0% | 0% | 3 | 47.86% | 0% | 0% | 1 | 7.719% | 0% | 0% | 1
119 | Trabuco | GREATER LA METRO | 0 | 0 | 10 | 0% | 0% | 1 | 72.3333 | 0% | 0% | 4 | 0% | 0% | 0% | 1 | 0 | 2 | 83.98% | 0% | 83.98% | 5 | 19.93% | 0% | 0% | 1 | 65.79% | 0% | 0% | 2 | 65.88% | 0% | 0% | 2 | 66.69% | 0% | 0% | 2 | 8.046% | 0% | 0% | 1 | 11.33% | 0% | 0% | 1 |  | 0% | 0% | 1 | 58.9143 | 0% | 0% | 4 | 0.258% | 0% | 0% | 1 | 0 | 2 | 33.45% | 54.4% | 87.85% | 5 | 22.03% | 0% | 0% | 1 | 67.97% | 0% | 0% | 2 | 72.39% | 0% | 0% | 3 | 77.43% | 0% | 0% | 3 | 53.58% | 0% | 0% | 2 | 6.593% | 0% | 0% | 1 |  | 0% | 0% | 1 | 43.6154 | 0% | 0% | 4 | 0.1607% | 0% | 0% | 1 | 0 | 2 | 25.75% | 62.39% | 88.14% | 5 | 38.17% | 0% | 0% | 1 | 49.75% | 0% | 0% | 1 | 63.87% | 0% | 0% | 2 | 82.89% | 0% | 0% | 3 | 54.29% | 0% | 0% | 2 | 8.457% | 0% | 0% | 1 |  | 0% | 0% | 1 | 46 | 0% | 0% | 4 | 0.08125% | 0% | 0% | 1 | 0 | 2 | 14.94% | 68.96% | 83.9% | 5 | 45.98% | 0% | 0% | 1 | 46.92% | 0% | 0% | 1 | 59.73% | 0% | 0% | 2 | 87.31% | 0% | 0% | 3 | 51.84% | 0% | 0% | 2 | 8.008% | 0% | 0% | 1
120 | Pleasant Grove | NORTHERN CALIFORNIA | 0 | 0 | 10 | 0% | 0% | 1 | 65.5 | 0% | 0% | 4 | 6.154% | 0% | 0% | 1 | 0 | 2 | 55.39% | 0% | 55.39% | 3 | 58.59% | 0% | 0% | 2 | 0% | 0% | 0% | 1 | 0% | 0% | 0% | 1 | 58.59% | 0% | 0% | 2 | 9.835% | 0% | 0% | 1 | 57.98% | 0% | 0% | 2 |  | 0% | 0% | 1 | 52.8462 | 0% | 0% | 4 | 7.505% | 0% | 0% | 1 | 0 | 2 | 42.73% | 0% | 42.73% | 2 | 42.95% | 0% | 0% | 1 | 0% | 0% | 0% | 1 | 0.01068% | 0% | 0% | 1 | 42.96% | 0% | 0% | 1 | 6.011% | 0% | 0% | 1 | 34% | 0% | 0% | 1 |  | 0% | 0% | 1 | 26.6667 | 0% | 0% | 3 | 23.67% | 0% | 0% | 1 | 0 | 2 | 37.22% | 0.03014% | 37.25% | 2 | 39.61% | 0% | 0% | 1 | 2.951% | 0% | 0% | 1 | 20.87% | 0% | 0% | 1 | 59.79% | 0% | 0% | 2 | 10.21% | 0% | 0% | 1 | 19.07% | 0% | 0% | 1 |  | 0% | 0% | 1 | 28.4631 | 0% | 0% | 3 | 23% | 0% | 0% | 1 | 0 | 2 | 37.47% | 0.8268% | 38.29% | 2 | 53.83% | 0% | 0% | 2 | 9.697% | 0% | 0% | 1 | 27.41% | 0% | 0% | 1 | 71.93% | 0% | 0% | 3 | 12% | 0% | 0% | 1 | 15.81% | 0% | 0% | 1
121 | Summit | NORTHERN CALIFORNIA | 0 | 0 | 0 | 0% | 0% | 1 | 23 | 0% | 0% | 3 | 0% | 0% | 0% | 1 | 0 | 2 | 5.258% | 0% | 5.258% | 1 | 7.711% | 0% | 0% | 1 | 9.113% | 0% | 0% | 1 | 54.93% | 0% | 0% | 2 | 60.55% | 0% | 0% | 2 | 62.08% | 0% | 0% | 2 | 8.074% | 0% | 0% | 1 |  | 0% | 0% | 1 | 35 | 0% | 0% | 4 | 0% | 0% | 0% | 1 | 0 | 2 | 26.13% | 0% | 26.13% | 2 | 14.31% | 0% | 0% | 1 | 9.393% | 0% | 0% | 1 | 42.76% | 0% | 0% | 1 | 53.29% | 0% | 0% | 2 | 50.6% | 0% | 0% | 2 | 9.235% | 0% | 0% | 1 |  | 0% | 0% | 1 | 33.4 | 0% | 0% | 4 | 0% | 0% | 0% | 1 | 0 | 2 | 43.62% | 6.956% | 50.58% | 3 | 26.08% | 0% | 0% | 1 | 15.92% | 0% | 0% | 1 | 32.24% | 0% | 0% | 1 | 51.59% | 0% | 0% | 2 | 44.75% | 0% | 0% | 1 | 9.014% | 0% | 0% | 1 |  | 0% | 0% | 1 | 25.6179 | 0% | 0% | 3 | 0.0774% | 0% | 0% | 1 | 0 | 2 | 42.01% | 21% | 63.01% | 4 | 35.12% | 0% | 0% | 1 | 10.88% | 0% | 0% | 1 | 21.66% | 0% | 0% | 1 | 51.51% | 0% | 0% | 2 | 42.21% | 0% | 0% | 1 | 8.823% | 0% | 0% | 1
122 | Devers | RIVERSIDE | 180 | 1800 | 10 | 46.87% | 0% | 2 | 27.0537 | 374.6% | 23.16% | 5 | 0% | 0% | 0% | 1 | 0 | 2 | 0.9127% | 0% | 0.9127% | 1 | 26.98% | 16.32% | 0% | 1 | 71.38% | 41.64% | 0% | 3 | 59.68% | 29.56% | 0% | 2 | 73.2% | 44.46% | 0% | 3 | 9.174% | 13.12% | 0% | 1 | 0.03939% | 11.92% | 0% | 1 |  | 25.28% | 0% | 2 | 27.0537 | 121.6% | 2.841% | 3 | 0% | 0% | 0% | 1 | 0 | 2 | 12.12% | 1.161% | 13.28% | 2 | 32.7% | 9.688% | 0% | 1 | 55.3% | 14.59% | 0% | 2 | 43.5% | 11.54% | 0% | 1 | 63.64% | 17.93% | 0% | 2 | 23.7% | 8.546% | 0% | 1 | 0.1156% | 6.528% | 0% | 1 |  | 13.01% | 0% | 1 | 27.0537 | 20.89% | 0% | 3 | 0% | 0% | 0% | 1 | 0 | 2 | 19.24% | 16.86% | 36.09% | 3 | 29.86% | 4.458% | 0% | 1 | 40.38% | 5.245% | 0% | 1 | 41.75% | 5.369% | 0% | 1 | 57.97% | 7.44% | 0% | 2 | 36.25% | 4.905% | 0% | 1 | 0.9024% | 3.155% | 0% | 1 |  | 8.506% | 0% | 1 | 27.0537 | 7.195% | 0% | 3 | 0.01831% | 0% | 0% | 1 | 0 | 2 | 23.64% | 31.87% | 55.5% | 5 | 34.86% | 2.319% | 0% | 1 | 37.02% | 2.399% | 0% | 1 | 50.22% | 3.035% | 0% | 2 | 65.26% | 4.349% | 0% | 2 | 47.31% | 2.867% | 0% | 1 | 2.533% | 1.55% | 0% | 1
123 | Kern | RIVERSIDE | 0 | 0 | 0 | 0% | 0% | 1 | 3.925 | 0% | 0% | 1 | 0% | 0% | 0% | 1 | 0 | 2 | 0% | 0% | 0% | 1 | 12.05% | 0% | 0% | 1 | 43.52% | 0% | 0% | 1 | 0% | 0% | 0% | 1 | 55.57% | 0% | 0% | 2 | 67.31% | 0% | 0% | 2 | 0% | 0% | 0% | 1 |  | 0% | 0% | 1 | 4.6595 | 0% | 0% | 1 | 0% | 0% | 0% | 1 | 0 | 2 | 0% | 0% | 0% | 1 | 7.031% | 0% | 0% | 1 | 27.3% | 0% | 0% | 1 | 0.02338% | 0% | 0% | 1 | 34.22% | 0% | 0% | 1 | 49.51% | 0% | 0% | 1 | 0% | 0% | 0% | 1 |  | 0% | 0% | 1 | 5.1841 | 0% | 0% | 1 | 0% | 0% | 0% | 1 | 0 | 2 | 0% | 0% | 0% | 1 | 7.295% | 0% | 0% | 1 | 15.55% | 0% | 0% | 1 | 0.1184% | 0% | 0% | 1 | 22.67% | 0% | 0% | 1 | 46.8% | 0% | 0% | 1 | 0.6098% | 0% | 0% | 1 |  | 0% | 0% | 1 | 4.0623 | 0% | 0% | 1 | 0% | 0% | 0% | 1 | 0 | 2 | 0% | 0% | 0% | 1 | 24.39% | 0% | 0% | 1 | 12.64% | 0% | 0% | 1 | 1.961% | 0% | 0% | 1 | 35.15% | 0% | 0% | 1 | 48.48% | 0% | 0% | 1 | 1.386% | 0% | 0% | 1
124 | Mirage | RIVERSIDE | 0 | 0 | 10 | 0% | 0% | 1 | 27.0537 | 0% | 0% | 3 | 0% | 0% | 0% | 1 | 0 | 2 | 0% | 0% | 0% | 1 | 14.32% | 0% | 0% | 1 | 21.34% | 0% | 0% | 1 | 16.46% | 0% | 0% | 1 | 35.66% | 0% | 0% | 1 | 36.82% | 0% | 0% | 1 | 0.02611% | 0% | 0% | 1 |  | 0% | 0% | 1 | 30 | 0% | 0% | 4 | 0.5261% | 0% | 0% | 1 | 0 | 2 | 0% | 0% | 0% | 1 | 9.735% | 0% | 0% | 1 | 23% | 0% | 0% | 1 | 16.37% | 0% | 0% | 1 | 31.96% | 0% | 0% | 1 | 39.36% | 0% | 0% | 1 | 0.0102% | 0% | 0% | 1 |  | 0% | 0% | 1 | 27.5902 | 0% | 0% | 3 | 2.274% | 0% | 0% | 1 | 0 | 2 | 0.07791% | 0% | 0.07791% | 1 | 10.59% | 0% | 0% | 1 | 39.67% | 0% | 0% | 1 | 30.95% | 0% | 0% | 1 | 45.22% | 0% | 0% | 1 | 37.7% | 0% | 0% | 1 | 0.02298% | 0% | 0% | 1 |  | 0% | 0% | 1 | 25.2871 | 0% | 0% | 3 | 10.46% | 0% | 0% | 1 | 0 | 2 | 2.336% | 7.8% | 10.14% | 2 | 16.65% | 0% | 0% | 1 | 38.75% | 0% | 0% | 1 | 32.38% | 0% | 0% | 1 | 49.9% | 0% | 0% | 1 | 39.14% | 0% | 0% | 1 | 0.683% | 0% | 0% | 1
125 | Valley | RIVERSIDE | 300 | 3000 | 10 | 102.4% | 1.114% | 4 | 27.0537 | 999% | 119% | 5 | 1.189% | 103.1% | 64.18% | 5 | 0 | 2 | 80.85% | 0% | 80.85% | 5 | 0.05235% | 32.33% | 0% | 2 | 23.02% | 41.98% | 0% | 2 | 65.52% | 93.71% | 0% | 4 | 65.57% | 93.85% | 0% | 4 | 8.738% | 35.41% | 0% | 2 | 2.633% | 33.19% | 0% | 2 |  | 17.61% | 0% | 1 | 27.0537 | 0% | 19.2% | 3 | 4.215% | 0% | 0% | 1 | 0 | 2 | 79.37% | 0.000326% | 79.37% | 5 | 0.9839% | 7.479% | 0% | 1 | 30.44% | 10.65% | 0% | 1 | 49.52% | 14.67% | 0% | 1 | 50.42% | 14.94% | 0% | 2 | 7.709% | 8.024% | 0% | 1 | 6.196% | 7.895% | 0% | 1 |  | 10.11% | 0% | 1 | 27.0537 | 136.3% | 2.013% | 3 | 3.826% | 0% | 0% | 1 | 0 | 2 | 76.28% | 8.774% | 85.05% | 5 | 17.68% | 3.673% | 0% | 1 | 41.03% | 5.127% | 0% | 1 | 61.78% | 7.91% | 0% | 2 | 64.32% | 8.474% | 0% | 2 | 16.95% | 3.64% | 0% | 1 | 5.908% | 3.213% | 0% | 1 |  | 5.595% | 0% | 1 | 27.0537 | 26.08% | 0% | 3 | 2.935% | 0% | 0% | 1 | 0 | 2 | 61.72% | 26.5% | 88.22% | 5 | 24.99% | 1.831% | 0% | 1 | 37.6% | 2.201% | 0% | 1 | 56.43% | 3.152% | 0% | 2 | 68.01% | 4.294% | 0% | 2 | 23.84% | 1.803% | 0% | 1 | 5.407% | 1.452% | 0% | 1
126 | Gold Hill | NORTHERN CALIFORNIA | 150 | 1500 | 10 | 80.55% | 0% | 4 | 69 | 169.9% | 15.92% | 5 | 0% | 0% | 0% | 1 | 0 | 2 | 0% | 0% | 0% | 1 | 59.75% | 50.09% | 0% | 3 | 10.56% | 22.55% | 0% | 2 | 0% | 20.16% | 0% | 2 | 60.47% | 51.01% | 0% | 3 | 42.41% | 35.01% | 0% | 2 | 18.34% | 24.69% | 0% | 2 |  | 13.97% | 0% | 1 | 53.4964 | 23.36% | 0% | 4 | 0.199% | 0% | 0% | 1 | 0 | 2 | 39.04% | 3.164% | 42.2% | 2 | 48.25% | 6.077% | 0% | 1 | 22.21% | 4.042% | 0% | 1 | 19.1% | 3.887% | 0% | 1 | 58.02% | 7.49% | 0% | 2 | 48.76% | 6.137% | 0% | 1 | 18.03% | 3.836% | 0% | 1 |  | 6.855% | 0% | 1 | 44.6 | 17.69% | 0% | 4 | 1.971% | 0% | 0% | 1 | 0 | 2 | 58.43% | 2.599% | 61.03% | 3 | 64.16% | 3.434% | 0% | 2 | 20.58% | 1.549% | 0% | 1 | 18.57% | 1.511% | 0% | 1 | 70.04% | 4.107% | 0% | 3 | 35.02% | 1.894% | 0% | 1 | 15.35% | 1.454% | 0% | 1 |  | 3.188% | 0% | 1 | 42 | 8.145% | 0% | 4 | 3.168% | 0% | 0% | 1 | 0 | 2 | 61.79% | 2.086% | 63.88% | 3 | 66.11% | 1.675% | 0% | 2 | 15.83% | 0.6745% | 0% | 1 | 17.36% | 0.6869% | 0% | 1 | 71.67% | 2.004% | 0% | 3 | 31.82% | 0.8327% | 0% | 1 | 21.09% | 0.7194% | 0% | 1
127 | Grand Island | NORTHERN CALIFORNIA | 0 | 0 | 10 | 0% | 0% | 1 | 11.4076 | 0% | 0% | 1 | 49.39% | 0% | 0% | 1 | 0 | 2 | 0% | 0% | 0% | 1 | 0% | 0% | 0% | 1 | 7.528% | 0% | 0% | 1 | 7.528% | 0% | 0% | 1 | 7.528% | 0% | 0% | 1 | 0% | 0% | 0% | 1 | 5.06% | 0% | 0% | 1 |  | 0% | 0% | 1 | 9.7669 | 0% | 0% | 1 | 47.34% | 0% | 0% | 1 | 0 | 2 | 7.739% | 0% | 7.739% | 1 | 7.723% | 0% | 0% | 1 | 14.77% | 0% | 0% | 1 | 16.16% | 0% | 0% | 1 | 22.17% | 0% | 0% | 1 | 0.2816% | 0% | 0% | 1 | 8.904% | 0% | 0% | 1 |  | 0% | 0% | 1 | 9.8569 | 0% | 0% | 1 | 43.55% | 0% | 0% | 1 | 0 | 2 | 18.59% | 0% | 18.59% | 1 | 10.29% | 0% | 0% | 1 | 24.92% | 0% | 0% | 1 | 28.4% | 0% | 0% | 1 | 33.91% | 0% | 0% | 1 | 1.071% | 0% | 0% | 1 | 11.51% | 0% | 0% | 1 |  | 0% | 0% | 1 | 10.8546 | 0% | 0% | 1 | 45.17% | 0% | 0% | 1 | 0 | 2 | 16.59% | 0% | 16.59% | 1 | 11.63% | 0% | 0% | 1 | 24.16% | 0% | 0% | 1 | 28.31% | 0% | 0% | 1 | 35.85% | 0% | 0% | 1 | 1.082% | 0% | 0% | 1 | 11.66% | 0% | 0% | 1
128 | Chino | GREATER LA METRO | 0 | 0 | 10 | 0% | 0% | 1 | 44.06 | 0% | 0% | 4 | 21.93% | 0% | 0% | 1 | 0 | 2 | 20.14% | 0% | 20.14% | 2 | 0.2785% | 0% | 0% | 1 | 0% | 0% | 0% | 1 | 3.149% | 0% | 0% | 1 | 3.428% | 0% | 0% | 1 | 1.04% | 0% | 0% | 1 | 1.13% | 0% | 0% | 1 |  | 0% | 0% | 1 | 47.616 | 0% | 0% | 4 | 10.36% | 0% | 0% | 1 | 0 | 2 | 60.75% | 0.02244% | 60.77% | 3 | 32.94% | 0% | 0% | 1 | 3.015% | 0% | 0% | 1 | 10.72% | 0% | 0% | 1 | 43.3% | 0% | 0% | 1 | 20.14% | 0% | 0% | 1 | 6.88% | 0% | 0% | 1 |  | 0% | 0% | 1 | 28.9104 | 0% | 0% | 3 | 6.721% | 0% | 0% | 1 | 0 | 2 | 43.03% | 28.64% | 71.68% | 4 | 37.18% | 0% | 0% | 1 | 9.637% | 0% | 0% | 1 | 20.78% | 0% | 0% | 1 | 52.65% | 0% | 0% | 2 | 39.91% | 0% | 0% | 1 | 10.43% | 0% | 0% | 1 |  | 0% | 0% | 1 | 27.0537 | 0% | 0% | 3 | 4.668% | 0% | 0% | 1 | 0 | 2 | 40.72% | 36.54% | 77.26% | 5 | 42.61% | 0% | 0% | 1 | 21.29% | 0% | 0% | 1 | 34.79% | 0% | 0% | 1 | 66.48% | 0% | 0% | 2 | 40.94% | 0% | 0% | 1 | 11.32% | 0% | 0% | 1
129 | Kramer | GREATER KRAMER | 274 | 2740 | 10 | 999.9% | 999.9% | 5 | 40.2222 | 1678% | 87.8% | 5 | 0% | 0% | 0% | 1 | 0 | 2 | 0% | 0% | 0% | 1 | 100% | 999% | 37.65% | 5 | 55.54% | 84.69% | 0% | 4 | 0% | 37.65% | 0% | 2 | 100% | 999% | 37.65% | 5 | 24.79% | 50.06% | 0% | 3 | 1.19% | 38.11% | 0% | 2 |  | 280.8% | 7.489% | 4 | 30.7667 | 82.1% | 0% | 5 | 0% | 0% | 0% | 1 | 0 | 2 | 0% | 0% | 0% | 1 | 94.39% | 199.2% | 5.891% | 4 | 35.95% | 17.44% | 0% | 1 | 0% | 11.17% | 0% | 1 | 95.66% | 257.2% | 7.136% | 5 | 40.29% | 18.71% | 0% | 1 | 0.4485% | 11.22% | 0% | 1 |  | 32.21% | 0% | 2 | 27 | 29.26% | 0% | 3 | 0% | 0% | 0% | 1 | 0 | 2 | 0% | 0% | 0% | 1 | 50.5% | 7.237% | 0% | 2 | 37.6% | 5.742% | 0% | 1 | 7.341% | 3.867% | 0% | 1 | 76.31% | 15.12% | 0% | 3 | 49.11% | 7.04% | 0% | 1 | 1.268% | 3.629% | 0% | 1 |  | 6.93% | 0% | 1 | 40.5 | 23.23% | 0% | 4 | 0.004693% | 0% | 0% | 1 | 0 | 2 | 0% | 0% | 0% | 1 | 39.95% | 3.106% | 0% | 1 | 28.49% | 2.608% | 0% | 1 | 5.032% | 1.964% | 0% | 1 | 61.09% | 4.793% | 0% | 2 | 38.94% | 3.055% | 0% | 1 | 0.8095% | 1.88% | 0% | 1
130 | Lugo | GREATER KRAMER | 0 | 0 | 10 | 0% | 0% | 1 | 25.5 | 0% | 0% | 3 | 0% | 0% | 0% | 1 | 0 | 2 | 73.36% | 12.51% | 85.87% | 5 | 44.73% | 0% | 0% | 1 | 88.32% | 0% | 0% | 3 | 72.29% | 0% | 0% | 3 | 96.79% | 0% | 0% | 5 | 39.91% | 0% | 0% | 1 | 5.156% | 0% | 0% | 1 |  | 0% | 0% | 1 | 26.7254 | 0% | 0% | 3 | 0% | 0% | 0% | 1 | 0 | 2 | 47.96% | 13.98% | 61.94% | 3 | 45.75% | 0% | 0% | 1 | 70.27% | 0% | 0% | 3 | 61.04% | 0% | 0% | 2 | 86.59% | 0% | 0% | 3 | 34.73% | 0% | 0% | 1 | 3.707% | 0% | 0% | 1 |  | 0% | 0% | 1 | 36.0875 | 0% | 0% | 4 | 0.007088% | 0% | 0% | 1 | 0 | 2 | 29.08% | 18.05% | 47.13% | 3 | 49.26% | 0% | 0% | 1 | 59.74% | 0% | 0% | 2 | 51.32% | 0% | 0% | 2 | 83.28% | 0% | 0% | 3 | 23% | 0% | 0% | 1 | 3.015% | 0% | 0% | 1 |  | 0% | 0% | 1 | 38.6667 | 0% | 0% | 4 | 0.0214% | 0% | 0% | 1 | 0 | 2 | 17.16% | 15.66% | 32.82% | 3 | 44.7% | 0% | 0% | 1 | 51.38% | 0% | 0% | 2 | 35.98% | 0% | 0% | 1 | 74.23% | 0% | 0% | 3 | 22.1% | 0% | 0% | 1 | 2.104% | 0% | 0% | 1
131 | Mira Loma | GREATER LA METRO | 0 | 0 | 10 | 0% | 0% | 1 | 59.6667 | 0% | 0% | 4 | 22.31% | 0% | 0% | 1 | 0 | 2 | 7.335% | 0% | 7.335% | 1 | 0% | 0% | 0% | 1 | 0% | 0% | 0% | 1 | 0% | 0% | 0% | 1 | 0% | 0% | 0% | 1 | 0% | 0% | 0% | 1 | 0.1756% | 0% | 0% | 1 |  | 0% | 0% | 1 | 57.3333 | 0% | 0% | 4 | 19.33% | 0% | 0% | 1 | 0 | 2 | 28.68% | 0% | 28.68% | 2 | 3.44% | 0% | 0% | 1 | 4.986% | 0% | 0% | 1 | 19.32% | 0% | 0% | 1 | 22.76% | 0% | 0% | 1 | 1.744% | 0% | 0% | 1 | 1.495% | 0% | 0% | 1 |  | 0% | 0% | 1 | 29.75 | 0% | 0% | 3 | 6.62% | 0% | 0% | 1 | 0 | 2 | 41.25% | 30.4% | 71.66% | 5 | 35.53% | 0% | 0% | 1 | 15.15% | 0% | 0% | 1 | 32.98% | 0% | 0% | 1 | 59.77% | 0% | 0% | 2 | 35.95% | 0% | 0% | 1 | 9.01% | 0% | 0% | 1 |  | 0% | 0% | 1 | 28.5365 | 0% | 0% | 3 | 2.67% | 0% | 0% | 1 | 0 | 2 | 53.13% | 30.55% | 83.69% | 5 | 43.22% | 0% | 0% | 1 | 39.3% | 0% | 0% | 1 | 49.68% | 0% | 0% | 1 | 75.34% | 0% | 0% | 3 | 33.04% | 0% | 0% | 1 | 9.213% | 0% | 0% | 1
132 | Padua | GREATER LA METRO | 0 | 0 | 10 | 0% | 0% | 1 | 8.2603 | 0% | 0% | 1 | 0% | 0% | 0% | 1 | 0 | 2 | 0% | 99.84% | 99.84% | 5 | 100% | 0% | 0% | 5 | 60.47% | 0% | 0% | 2 | 0% | 0% | 0% | 1 | 100% | 0% | 0% | 5 | 77.8% | 0% | 0% | 3 | 22.2% | 0% | 0% | 1 |  | 0% | 0% | 1 | 43 | 0% | 0% | 4 | 13.82% | 0% | 0% | 1 | 0 | 2 | 5.218% | 37.9% | 43.12% | 5 | 34.73% | 0% | 0% | 1 | 21.11% | 0% | 0% | 1 | 17.92% | 0% | 0% | 1 | 37.61% | 0% | 0% | 1 | 24.37% | 0% | 0% | 1 | 10.83% | 0% | 0% | 1 |  | 0% | 0% | 1 | 33 | 0% | 0% | 4 | 5.794% | 0% | 0% | 1 | 0 | 2 | 39.04% | 36.9% | 75.94% | 5 | 61.49% | 0% | 0% | 2 | 32.52% | 0% | 0% | 1 | 30.14% | 0% | 0% | 1 | 68.18% | 0% | 0% | 2 | 27.61% | 0% | 0% | 1 | 9.404% | 0% | 0% | 1 |  | 0% | 0% | 1 | 27.2442 | 0% | 0% | 3 | 2.428% | 0% | 0% | 1 | 0 | 2 | 49.74% | 28.97% | 78.71% | 5 | 53.25% | 0% | 0% | 2 | 57.97% | 0% | 0% | 2 | 60.91% | 0% | 0% | 2 | 83.48% | 0% | 0% | 3 | 31.95% | 0% | 0% | 1 | 6.344% | 0% | 0% | 1
133 | Pisgah | GREATER KRAMER | 0 | 0 | 10 | 0% | 0% | 1 | 3.006 | 0% | 0% | 1 | 0% | 0% | 0% | 1 | 0 | 2 | 0% | 0% | 0% | 1 | 61.49% | 0% | 0% | 2 | 86.21% | 0% | 0% | 3 | 95.96% | 0% | 0% | 5 | 99.97% | 0% | 0% | 5 | 55.99% | 0% | 0% | 2 | 0.4346% | 0% | 0% | 1 |  | 0% | 0% | 1 | 2.8822 | 0% | 0% | 1 | 0% | 0% | 0% | 1 | 0 | 2 | 0% | 0% | 0% | 1 | 53.43% | 0% | 0% | 2 | 73.98% | 0% | 0% | 3 | 82.25% | 0% | 0% | 3 | 86.56% | 0% | 0% | 3 | 52.24% | 0% | 0% | 2 | 0.7044% | 0% | 0% | 1 |  | 0% | 0% | 1 | 9 | 0% | 0% | 1 | 0.02778% | 0% | 0% | 1 | 0 | 2 | 0% | 0% | 0% | 1 | 25.86% | 0% | 0% | 1 | 19.45% | 0% | 0% | 1 | 22.09% | 0% | 0% | 1 | 34.52% | 0% | 0% | 1 | 65.15% | 0% | 0% | 2 | 1.466% | 0% | 0% | 1 |  | 0% | 0% | 1 | 13.8333 | 0% | 0% | 2 | 0.5681% | 0% | 0% | 1 | 0 | 2 | 0% | 0% | 0% | 1 | 28.99% | 0% | 0% | 1 | 14.36% | 0% | 0% | 1 | 15.34% | 0% | 0% | 1 | 34.39% | 0% | 0% | 1 | 56.95% | 0% | 0% | 2 | 1.566% | 0% | 0% | 1
134 | Roadway | GREATER KRAMER | 0 | 0 | 10 | 0% | 0% | 1 | 52.453 | 0% | 0% | 4 | 0% | 0% | 0% | 1 | 0 | 2 | 0% | 0% | 0% | 1 | 47.34% | 0% | 0% | 1 | 75.78% | 0% | 0% | 3 | 6.107% | 0% | 0% | 1 | 88.34% | 0% | 0% | 3 | 7.59% | 0% | 0% | 1 | 0.6787% | 0% | 0% | 1 |  | 0% | 0% | 1 | 43.25 | 0% | 0% | 4 | 0% | 0% | 0% | 1 | 0 | 2 | 0% | 0% | 0% | 1 | 40.99% | 0% | 0% | 1 | 47.67% | 0% | 0% | 1 | 16.56% | 0% | 0% | 1 | 64.96% | 0% | 0% | 2 | 14.96% | 0% | 0% | 1 | 0.8565% | 0% | 0% | 1 |  | 0% | 0% | 1 | 41 | 0% | 0% | 4 | 0.02923% | 0% | 0% | 1 | 0 | 2 | 0.3614% | 0% | 0.3614% | 1 | 29.62% | 0% | 0% | 1 | 44.42% | 0% | 0% | 1 | 14.94% | 0% | 0% | 1 | 58.46% | 0% | 0% | 2 | 16.1% | 0% | 0% | 1 | 0.7893% | 0% | 0% | 1 |  | 0% | 0% | 1 | 39 | 0% | 0% | 4 | 0.584% | 0% | 0% | 1 | 0 | 2 | 9.951% | 1.138% | 11.09% | 2 | 43.67% | 0% | 0% | 1 | 46.96% | 0% | 0% | 1 | 21.17% | 0% | 0% | 1 | 68.8% | 0% | 0% | 2 | 24.05% | 0% | 0% | 1 | 1.371% | 0% | 0% | 1
135 | Tortilla | GREATER KRAMER | 0 | 0 | 10 | 0% | 0% | 1 | 29.4863 | 0% | 0% | 3 | 0% | 0% | 0% | 1 | 0 | 2 | 0% | 0% | 0% | 1 | 77.81% | 0% | 0% | 3 | 90.4% | 0% | 0% | 4 | 12.51% | 0% | 0% | 1 | 100% | 0% | 0% | 5 | 23.16% | 0% | 0% | 1 | 2.816% | 0% | 0% | 1 |  | 0% | 0% | 1 | 23.5357 | 0% | 0% | 3 | 0.07697% | 0% | 0% | 1 | 0 | 2 | 0% | 0% | 0% | 1 | 69.11% | 0% | 0% | 2 | 59.89% | 0% | 0% | 2 | 32.56% | 0% | 0% | 1 | 87.1% | 0% | 0% | 3 | 46.48% | 0% | 0% | 1 | 3.027% | 0% | 0% | 1 |  | 0% | 0% | 1 | 24.6841 | 0% | 0% | 3 | 0.07732% | 0% | 0% | 1 | 0 | 2 | 0% | 0% | 0% | 1 | 63.07% | 0% | 0% | 2 | 52.93% | 0% | 0% | 2 | 21.09% | 0% | 0% | 1 | 81.31% | 0% | 0% | 3 | 48.54% | 0% | 0% | 1 | 3.006% | 0% | 0% | 1 |  | 0% | 0% | 1 | 24.5 | 0% | 0% | 3 | 0.06445% | 0% | 0% | 1 | 0 | 2 | 0% | 0% | 0% | 1 | 59.32% | 0% | 0% | 2 | 43.38% | 0% | 0% | 1 | 20.2% | 0% | 0% | 1 | 76.13% | 0% | 0% | 3 | 44.09% | 0% | 0% | 1 | 3.532% | 0% | 0% | 1
136 | Victor | GREATER KRAMER | 0 | 0 | 10 | 0% | 0% | 1 | 60.2133 | 0% | 0% | 4 | 0% | 0% | 0% | 1 | 0 | 2 | 0% | 0% | 0% | 1 | 0% | 0% | 0% | 1 | 53.1% | 0% | 0% | 2 | 8.327% | 0% | 0% | 1 | 53.1% | 0% | 0% | 2 | 0% | 0% | 0% | 1 | 0% | 0% | 0% | 1 |  | 0% | 0% | 1 | 49.7095 | 0% | 0% | 4 | 0% | 0% | 0% | 1 | 0 | 2 | 0% | 0% | 0% | 1 | 38.86% | 0% | 0% | 1 | 49.45% | 0% | 0% | 1 | 16.67% | 0% | 0% | 1 | 65.72% | 0% | 0% | 2 | 9.311% | 0% | 0% | 1 | 0.4471% | 0% | 0% | 1 |  | 0% | 0% | 1 | 42 | 0% | 0% | 4 | 0.02616% | 0% | 0% | 1 | 0 | 2 | 13.74% | 1.757% | 15.5% | 2 | 30.95% | 0% | 0% | 1 | 56.96% | 0% | 0% | 2 | 28.77% | 0% | 0% | 1 | 67.16% | 0% | 0% | 2 | 17.21% | 0% | 0% | 1 | 1.32% | 0% | 0% | 1 |  | 0% | 0% | 1 | 37.5 | 0% | 0% | 4 | 0.6128% | 0% | 0% | 1 | 0 | 2 | 12.84% | 4.991% | 17.84% | 2 | 46.2% | 0% | 0% | 1 | 48.15% | 0% | 0% | 1 | 25.72% | 0% | 0% | 1 | 70.95% | 0% | 0% | 3 | 22.8% | 0% | 0% | 1 | 1.586% | 0% | 0% | 1
137 | Vista | RIVERSIDE | 0 | 0 | 10 | 0% | 0% | 1 | 27.0537 | 0% | 0% | 3 | 0% | 0% | 0% | 1 | 0 | 2 | 84.31% | 0% | 84.31% | 5 | 0.6101% | 0% | 0% | 1 | 92.75% | 0% | 0% | 4 | 92.82% | 0% | 0% | 4 | 93.43% | 0% | 0% | 4 | 42.78% | 0% | 0% | 1 | 2.69% | 0% | 0% | 1 |  | 0% | 0% | 1 | 27.0537 | 0% | 0% | 3 | 1.118% | 0% | 0% | 1 | 0 | 2 | 85.35% | 2.927% | 88.27% | 5 | 38.55% | 0% | 0% | 1 | 57.69% | 0% | 0% | 2 | 76.95% | 0% | 0% | 3 | 96.58% | 0% | 0% | 5 | 30.56% | 0% | 0% | 1 | 4.219% | 0% | 0% | 1 |  | 0% | 0% | 1 | 27.0537 | 0% | 0% | 3 | 1.537% | 0% | 0% | 1 | 0 | 2 | 54.43% | 37.53% | 91.95% | 5 | 40.98% | 0% | 0% | 1 | 45.1% | 0% | 0% | 1 | 59.66% | 0% | 0% | 2 | 81.23% | 0% | 0% | 3 | 38.33% | 0% | 0% | 1 | 5.285% | 0% | 0% | 1 |  | 0% | 0% | 1 | 27.0537 | 0% | 0% | 3 | 2.231% | 0% | 0% | 1 | 0 | 2 | 55.73% | 34.41% | 90.14% | 5 | 46.65% | 0% | 0% | 1 | 40.3% | 0% | 0% | 1 | 56.4% | 0% | 0% | 2 | 78.99% | 0% | 0% | 3 | 34.15% | 0% | 0% | 1 | 6.98% | 0% | 0% | 1
138 | Encina | SAN DIEGO | 20 | 200 | 10 | 2160% | 156.3% | 5 | 46.6154 | 8558% | 2131% | 5 | 0.1704% | 83114% | 85296% | 5 | 0 | 2 | 0% | 0% | 0% | 1 | 19.54% | 189.4% | 368% | 5 | 84.24% | 966.7% | 162.2% | 5 | 84.24% | 966.7% | 162.2% | 5 | 84.24% | 966.7% | 162.2% | 5 | 0% | 152.4% | 999.9% | 5 | 11.74% | 172.6% | 546.1% | 5 |  | 78.36% | 0% | 3 | 37.1429 | 195.1% | 120.2% | 5 | 1.019% | 72.05% | 0% | 3 | 0 | 2 | 5.867% | 0% | 5.867% | 1 | 24.49% | 16.19% | 0% | 1 | 55.21% | 27.3% | 0% | 2 | 56.44% | 28.07% | 0% | 2 | 69.93% | 40.66% | 0% | 2 | 4.74% | 12.84% | 0% | 1 | 18.24% | 14.96% | 0% | 1 |  | 9.355% | 0% | 1 | 37.1429 | 135.4% | 2.413% | 5 | 6.784% | 72.05% | 0% | 3 | 0 | 2 | 15.16% | 0% | 15.16% | 1 | 63.92% | 2.884% | 0% | 2 | 35.96% | 1.625% | 0% | 1 | 50.8% | 2.115% | 0% | 2 | 78.89% | 4.929% | 0% | 3 | 4.496% | 1.089% | 0% | 1 | 5.85% | 1.105% | 0% | 1 |  | 1.16% | 0% | 1 | 37.1429 | 120.5% | 0.4445% | 5 | 5.132% | 72.05% | 0% | 3 | 0 | 2 | 52.62% | 6.114% | 58.74% | 3 | 44.01% | 0.6732% | 0% | 1 | 18.42% | 0.4621% | 0% | 1 | 35.28% | 0.5824% | 0% | 1 | 56.08% | 0.8582% | 0% | 2 | 4.167% | 0.3933% | 0% | 1 | 7.189% | 0.4061% | 0% | 1
139 | Escondido | SAN DIEGO | 0 | 0 | 10 | 0% | 0% | 1 | 38.05 | 0% | 0% | 4 | 2.327% | 0% | 0% | 1 | 0 | 2 | 33.88% | 1.138% | 35.02% | 2 | 24.42% | 0% | 0% | 1 | 18.92% | 0% | 0% | 1 | 4.419% | 0% | 0% | 1 | 42.43% | 0% | 0% | 1 | 7.12% | 0% | 0% | 1 | 7.828% | 0% | 0% | 1 |  | 0% | 0% | 1 | 37.8911 | 0% | 0% | 4 | 2.95% | 0% | 0% | 1 | 0 | 2 | 47.05% | 26.71% | 73.76% | 4 | 48.71% | 0% | 0% | 1 | 15.02% | 0% | 0% | 1 | 28.58% | 0% | 0% | 1 | 59.01% | 0% | 0% | 2 | 14.17% | 0% | 0% | 1 | 7.122% | 0% | 0% | 1 |  | 0% | 0% | 1 | 34 | 0% | 0% | 4 | 3.946% | 0% | 0% | 1 | 0 | 2 | 41.86% | 37.49% | 79.35% | 5 | 45.77% | 0% | 0% | 1 | 21.88% | 0% | 0% | 1 | 29.29% | 0% | 0% | 1 | 55.9% | 0% | 0% | 2 | 24.77% | 0% | 0% | 1 | 6.756% | 0% | 0% | 1 |  | 0% | 0% | 1 | 30.3 | 0% | 0% | 4 | 3.316% | 0% | 0% | 1 | 0 | 2 | 33.74% | 51.7% | 85.44% | 5 | 52.88% | 0% | 0% | 2 | 18.35% | 0% | 0% | 1 | 29.31% | 0% | 0% | 1 | 62.09% | 0% | 0% | 2 | 31.05% | 0% | 0% | 1 | 7.002% | 0% | 0% | 1
140 | Kearny | SAN DIEGO | 0 | 0 | 0 | 0% | 0% | 1 | 2.0484 | 0% | 0% | 1 | 0% | 0% | 0% | 1 | 0 | 2 | 79.45% | 0% | 79.45% | 5 | 0% | 0% | 0% | 1 | 100% | 0% | 0% | 5 | 0% | 0% | 0% | 1 | 100% | 0% | 0% | 5 | 0% | 0% | 0% | 1 | 24.27% | 0% | 0% | 1 |  | 0% | 0% | 1 | 24.0753 | 0% | 0% | 3 | 0% | 0% | 0% | 1 | 0 | 2 | 26.09% | 0.02791% | 26.12% | 2 | 26.21% | 0% | 0% | 1 | 26.51% | 0% | 0% | 1 | 47.1% | 0% | 0% | 1 | 73.02% | 0% | 0% | 3 | 3.05% | 0% | 0% | 1 | 1.507% | 0% | 0% | 1 |  | 0% | 0% | 1 | 21.4091 | 0% | 0% | 3 | 0.07837% | 0% | 0% | 1 | 0 | 2 | 15.41% | 41.23% | 56.64% | 5 | 41.79% | 0% | 0% | 1 | 38.64% | 0% | 0% | 1 | 63.62% | 0% | 0% | 2 | 90.34% | 0% | 0% | 4 | 9.998% | 0% | 0% | 1 | 2.419% | 0% | 0% | 1 |  | 0% | 0% | 1 | 22.17 | 0% | 0% | 3 | 0.6303% | 0% | 0% | 1 | 0 | 2 | 37.86% | 43.79% | 81.65% | 5 | 49.47% | 0% | 0% | 1 | 52.78% | 0% | 0% | 2 | 71.07% | 0% | 0% | 3 | 89.19% | 0% | 0% | 3 | 19.48% | 0% | 0% | 1 | 4.267% | 0% | 0% | 1
141 | Miguel | SAN DIEGO | 0 | 0 | 10 | 0% | 0% | 1 | 54.3585 | 0% | 0% | 4 | 0% | 0% | 0% | 1 | 0 | 2 | 74.65% | 0% | 74.65% | 3 | 7.42% | 0% | 0% | 1 | 97.7% | 0% | 0% | 5 | 87.24% | 0% | 0% | 3 | 100% | 0% | 0% | 5 | 43.63% | 0% | 0% | 1 | 2.527% | 0% | 0% | 1 |  | 0% | 0% | 1 | 18.2105 | 0% | 0% | 2 | 0% | 0% | 0% | 1 | 0 | 2 | 64.21% | 9.649% | 73.86% | 3 | 10.22% | 0% | 0% | 1 | 83.74% | 0% | 0% | 3 | 92.69% | 0% | 0% | 4 | 95.22% | 0% | 0% | 5 | 39.34% | 0% | 0% | 1 | 7.294% | 0% | 0% | 1 |  | 0% | 0% | 1 | 21.8848 | 0% | 0% | 3 | 0.041% | 0% | 0% | 1 | 0 | 2 | 32.84% | 45.96% | 78.8% | 5 | 23.62% | 0% | 0% | 1 | 58.99% | 0% | 0% | 2 | 83.75% | 0% | 0% | 3 | 87.61% | 0% | 0% | 3 | 27.19% | 0% | 0% | 1 | 4.245% | 0% | 0% | 1 |  | 0% | 0% | 1 | 20.8675 | 0% | 0% | 3 | 0.1532% | 0% | 0% | 1 | 0 | 2 | 24.14% | 63.81% | 87.95% | 5 | 25.74% | 0% | 0% | 1 | 48.06% | 0% | 0% | 1 | 76.27% | 0% | 0% | 3 | 83.67% | 0% | 0% | 3 | 37.11% | 0% | 0% | 1 | 3.373% | 0% | 0% | 1
142 | Mission | SAN DIEGO | 0 | 0 | 10 | 0% | 0% | 1 | 6.38 | 0% | 0% | 1 | 0% | 0% | 0% | 1 | 0 | 2 | 0% | 0% | 0% | 1 | 7.592% | 0% | 0% | 1 | 10.04% | 0% | 0% | 1 | 83.98% | 0% | 0% | 3 | 83.98% | 0% | 0% | 3 | 0% | 0% | 0% | 1 | 0% | 0% | 0% | 1 |  | 0% | 0% | 1 | 23.5 | 0% | 0% | 3 | 0% | 0% | 0% | 1 | 0 | 2 | 13.02% | 0% | 13.02% | 1 | 13.84% | 0% | 0% | 1 | 26.15% | 0% | 0% | 1 | 68% | 0% | 0% | 2 | 81.42% | 0% | 0% | 3 | 1.042% | 0% | 0% | 1 | 1.865% | 0% | 0% | 1 |  | 0% | 0% | 1 | 21.4091 | 0% | 0% | 3 | 0.0374% | 0% | 0% | 1 | 0 | 2 | 20.29% | 16.27% | 36.56% | 3 | 31.62% | 0% | 0% | 1 | 41.32% | 0% | 0% | 1 | 63.68% | 0% | 0% | 2 | 85.89% | 0% | 0% | 3 | 10.67% | 0% | 0% | 1 | 2.332% | 0% | 0% | 1 |  | 0% | 0% | 1 | 21.5 | 0% | 0% | 3 | 0.2433% | 0% | 0% | 1 | 0 | 2 | 36.81% | 41.97% | 78.78% | 5 | 45.45% | 0% | 0% | 1 | 56.72% | 0% | 0% | 2 | 75% | 0% | 0% | 3 | 92.49% | 0% | 0% | 4 | 18.73% | 0% | 0% | 1 | 4.465% | 0% | 0% | 1
143 | Old Town | SAN DIEGO | 0 | 0 | 10 | 0% | 0% | 1 | 32 | 0% | 0% | 4 | 0% | 0% | 0% | 1 | 0 | 2 | 0% | 0% | 0% | 1 | 0.6065% | 0% | 0% | 1 | 4.682% | 0% | 0% | 1 | 69.58% | 0% | 0% | 2 | 69.58% | 0% | 0% | 2 | 0% | 0% | 0% | 1 | 0.009398% | 0% | 0% | 1 |  | 0% | 0% | 1 | 21.4091 | 0% | 0% | 3 | 0% | 0% | 0% | 1 | 0 | 2 | 0.1262% | 0% | 0.1262% | 1 | 0.9447% | 0% | 0% | 1 | 16.62% | 0% | 0% | 1 | 78.39% | 0% | 0% | 3 | 78.87% | 0% | 0% | 3 | 0% | 0% | 0% | 1 | 1.415% | 0% | 0% | 1 |  | 0% | 0% | 1 | 21.4091 | 0% | 0% | 3 | 0% | 0% | 0% | 1 | 0 | 2 | 12.82% | 0% | 12.82% | 1 | 13.38% | 0% | 0% | 1 | 28.21% | 0% | 0% | 1 | 69.03% | 0% | 0% | 2 | 81.97% | 0% | 0% | 3 | 1.144% | 0% | 0% | 1 | 2.205% | 0% | 0% | 1 |  | 0% | 0% | 1 | 21.4091 | 0% | 0% | 3 | 0.05285% | 0% | 0% | 1 | 0 | 2 | 34.54% | 26.03% | 60.57% | 4 | 31.93% | 0% | 0% | 1 | 58.82% | 0% | 0% | 2 | 74.64% | 0% | 0% | 3 | 93.69% | 0% | 0% | 4 | 19.3% | 0% | 0% | 1 | 4.862% | 0% | 0% | 1
144 | Penasquitos | SAN DIEGO | 0 | 0 | 10 | 0% | 0% | 1 | 22.5 | 0% | 0% | 3 | 0% | 0% | 0% | 1 | 0 | 2 | 0% | 0% | 0% | 1 | 13.66% | 0% | 0% | 1 | 40.01% | 0% | 0% | 1 | 87.82% | 0% | 0% | 3 | 87.82% | 0% | 0% | 3 | 0% | 0% | 0% | 1 | 12.4% | 0% | 0% | 1 |  | 0% | 0% | 1 | 15.2443 | 0% | 0% | 2 | 0.8201% | 0% | 0% | 1 | 0 | 2 | 10.49% | 0% | 10.49% | 1 | 24.56% | 0% | 0% | 1 | 57.73% | 0% | 0% | 2 | 66.05% | 0% | 0% | 2 | 81.33% | 0% | 0% | 3 | 0% | 0% | 0% | 1 | 5.464% | 0% | 0% | 1 |  | 0% | 0% | 1 | 20.3077 | 0% | 0% | 3 | 0.2154% | 0% | 0% | 1 | 0 | 2 | 28.41% | 29.78% | 58.19% | 4 | 44.51% | 0% | 0% | 1 | 39.39% | 0% | 0% | 1 | 36.82% | 0% | 0% | 1 | 74.44% | 0% | 0% | 3 | 8.182% | 0% | 0% | 1 | 4.573% | 0% | 0% | 1 |  | 0% | 0% | 1 | 23.5 | 0% | 0% | 3 | 1.623% | 0% | 0% | 1 | 0 | 2 | 33.07% | 38.42% | 71.49% | 5 | 55.95% | 0% | 0% | 2 | 53.53% | 0% | 0% | 2 | 65.75% | 0% | 0% | 2 | 89.71% | 0% | 0% | 3 | 12.28% | 0% | 0% | 1 | 4.027% | 0% | 0% | 1
145 | San Luis Rey | SAN DIEGO | 0 | 0 | 10 | 0% | 0% | 1 | 37.1429 | 0% | 0% | 4 | 0.03522% | 0% | 0% | 1 | 0 | 2 | 0% | 0% | 0% | 1 | 16.12% | 0% | 0% | 1 | 92.48% | 0% | 0% | 4 | 92.5% | 0% | 0% | 4 | 92.5% | 0% | 0% | 4 | 0% | 0% | 0% | 1 | 33.27% | 0% | 0% | 1 |  | 0% | 0% | 1 | 37.1429 | 0% | 0% | 4 | 4.871% | 0% | 0% | 1 | 0 | 2 | 1.588% | 0% | 1.588% | 1 | 52.73% | 0% | 0% | 2 | 49.71% | 0% | 0% | 1 | 64.76% | 0% | 0% | 2 | 73.51% | 0% | 0% | 3 | 2.992% | 0% | 0% | 1 | 6.398% | 0% | 0% | 1 |  | 0% | 0% | 1 | 37.75 | 0% | 0% | 4 | 5.953% | 0% | 0% | 1 | 0 | 2 | 33.47% | 1.635% | 35.1% | 2 | 61.9% | 0% | 0% | 2 | 24.56% | 0% | 0% | 1 | 53.38% | 0% | 0% | 2 | 75.02% | 0% | 0% | 3 | 3.365% | 0% | 0% | 1 | 6.589% | 0% | 0% | 1 |  | 0% | 0% | 1 | 37.1429 | 0% | 0% | 4 | 4.447% | 0% | 0% | 1 | 0 | 2 | 49.5% | 25.09% | 74.59% | 4 | 55.44% | 0% | 0% | 2 | 14.89% | 0% | 0% | 1 | 31.6% | 0% | 0% | 1 | 63.59% | 0% | 0% | 2 | 8.114% | 0% | 0% | 1 | 7.486% | 0% | 0% | 1
146 | Sycamore Canyon | SAN DIEGO | 0 | 0 | 10 | 0% | 0% | 1 | 22.3333 | 0% | 0% | 3 | 0.08062% | 0% | 0% | 1 | 0 | 2 | 29.41% | 70.17% | 99.57% | 5 | 92.22% | 0% | 0% | 4 | 65.45% | 0% | 0% | 2 | 43.21% | 0% | 0% | 1 | 99.53% | 0% | 0% | 5 | 20.95% | 0% | 0% | 1 | 2.21% | 0% | 0% | 1 |  | 0% | 0% | 1 | 29.16 | 0% | 0% | 3 | 0.3988% | 0% | 0% | 1 | 0 | 2 | 35.69% | 59.96% | 95.65% | 5 | 72.51% | 0% | 0% | 3 | 58.01% | 0% | 0% | 2 | 66.2% | 0% | 0% | 2 | 97.24% | 0% | 0% | 5 | 14.33% | 0% | 0% | 1 | 3.446% | 0% | 0% | 1 |  | 0% | 0% | 1 | 24 | 0% | 0% | 3 | 1.083% | 0% | 0% | 1 | 0 | 2 | 35.09% | 57.89% | 92.98% | 5 | 65.02% | 0% | 0% | 2 | 49.26% | 0% | 0% | 1 | 64.25% | 0% | 0% | 2 | 88.12% | 0% | 0% | 3 | 25.05% | 0% | 0% | 1 | 3.785% | 0% | 0% | 1 |  | 0% | 0% | 1 | 21.4091 | 0% | 0% | 3 | 0.6805% | 0% | 0% | 1 | 0 | 2 | 17.48% | 75.02% | 92.5% | 5 | 45.09% | 0% | 0% | 1 | 28.81% | 0% | 0% | 1 | 41.54% | 0% | 0% | 1 | 67.37% | 0% | 0% | 2 | 43.24% | 0% | 0% | 1 | 4.856% | 0% | 0% | 1
147 | Talega | GREATER LA METRO | 0 | 0 | 10 | 0% | 0% | 1 | 9.9052 | 0% | 0% | 1 | 0.02631% | 0% | 0% | 1 | 0 | 2 | 26.76% | 70.74% | 97.49% | 5 | 17.03% | 0% | 0% | 1 | 82.96% | 0% | 0% | 3 | 82.96% | 0% | 0% | 3 | 82.96% | 0% | 0% | 3 | 81.52% | 0% | 0% | 3 | 4.984% | 0% | 0% | 1 |  | 0% | 0% | 1 | 50.5714 | 0% | 0% | 4 | 0.0179% | 0% | 0% | 1 | 0 | 2 | 33.19% | 59.06% | 92.25% | 5 | 23.92% | 0% | 0% | 1 | 63.07% | 0% | 0% | 2 | 68.68% | 0% | 0% | 2 | 76.07% | 0% | 0% | 3 | 55.54% | 0% | 0% | 2 | 5.62% | 0% | 0% | 1 |  | 0% | 0% | 1 | 25.2667 | 0% | 0% | 3 | 0.2463% | 0% | 0% | 1 | 0 | 2 | 17.09% | 78.12% | 95.21% | 5 | 54.08% | 0% | 0% | 2 | 56.86% | 0% | 0% | 2 | 62.96% | 0% | 0% | 2 | 87.75% | 0% | 0% | 3 | 46.92% | 0% | 0% | 1 | 6.468% | 0% | 0% | 1 |  | 0% | 0% | 1 | 30.8571 | 0% | 0% | 4 | 0.5427% | 0% | 0% | 1 | 0 | 2 | 19.95% | 70.65% | 90.6% | 5 | 51.24% | 0% | 0% | 2 | 44.59% | 0% | 0% | 1 | 51.31% | 0% | 0% | 2 | 85.87% | 0% | 0% | 3 | 32.66% | 0% | 0% | 1 | 7.147% | 0% | 0% | 1
148 | Martin (San Francisco H) | NORTHERN CALIFORNIA | 0 | 0 | 10 | 0% | 0% | 1 | 16.6677 | 0% | 0% | 2 | 0% | 0% | 0% | 1 | 0 | 2 | 0% | 0% | 0% | 1 | 22.9% | 0% | 0% | 1 | 17.27% | 0% | 0% | 1 | 26.88% | 0% | 0% | 1 | 49.77% | 0% | 0% | 1 | 0% | 0% | 0% | 1 | 4.109% | 0% | 0% | 1 |  | 0% | 0% | 1 | 61 | 0% | 0% | 4 | 0% | 0% | 0% | 1 | 0 | 2 | 0% | 0% | 0% | 1 | 1.604% | 0% | 0% | 1 | 21.63% | 0% | 0% | 1 | 45.42% | 0% | 0% | 1 | 47.03% | 0% | 0% | 1 | 0.1423% | 0% | 0% | 1 | 3.328% | 0% | 0% | 1 |  | 0% | 0% | 1 | 53.5833 | 0% | 0% | 4 | 0.9042% | 0% | 0% | 1 | 0 | 2 | 0% | 0% | 0% | 1 | 10.59% | 0% | 0% | 1 | 33.27% | 0% | 0% | 1 | 56.25% | 0% | 0% | 2 | 62.19% | 0% | 0% | 2 | 9.062% | 0% | 0% | 1 | 5.319% | 0% | 0% | 1 |  | 0% | 0% | 1 | 50 | 0% | 0% | 4 | 0.499% | 0% | 0% | 1 | 0 | 2 | 20.27% | 0% | 20.27% | 2 | 38.46% | 0% | 0% | 1 | 45.28% | 0% | 0% | 1 | 66.15% | 0% | 0% | 2 | 73.93% | 0% | 0% | 3 | 20.22% | 0% | 0% | 1 | 8.79% | 0% | 0% | 1
149 | Bellota | NORTHERN CALIFORNIA | 0 | 0 | 10 | 0% | 0% | 1 | 12 | 0% | 0% | 2 | 30.23% | 0% | 0% | 1 | 0 | 2 | 14.13% | 0% | 14.13% | 1 | 13.71% | 0% | 0% | 1 | 16.37% | 0% | 0% | 1 | 64.7% | 0% | 0% | 2 | 64.8% | 0% | 0% | 2 | 22.08% | 0% | 0% | 1 | 19.92% | 0% | 0% | 1 |  | 0% | 0% | 1 | 12.0635 | 0% | 0% | 2 | 34.35% | 0% | 0% | 1 | 0 | 2 | 21.04% | 0% | 21.04% | 2 | 32.16% | 0% | 0% | 1 | 18.77% | 0% | 0% | 1 | 43.12% | 0% | 0% | 1 | 54.41% | 0% | 0% | 2 | 27.06% | 0% | 0% | 1 | 13.3% | 0% | 0% | 1 |  | 0% | 0% | 1 | 14.7222 | 0% | 0% | 2 | 28.14% | 0% | 0% | 1 | 0 | 2 | 25.3% | 0% | 25.3% | 2 | 41% | 0% | 0% | 1 | 16.94% | 0% | 0% | 1 | 37.19% | 0% | 0% | 1 | 58.29% | 0% | 0% | 2 | 24.33% | 0% | 0% | 1 | 9.778% | 0% | 0% | 1 |  | 0% | 0% | 1 | 15.9091 | 0% | 0% | 2 | 29.14% | 0% | 0% | 1 | 0 | 2 | 28.91% | 0.2153% | 29.12% | 2 | 44.45% | 0% | 0% | 1 | 15.38% | 0% | 0% | 1 | 35.41% | 0% | 0% | 1 | 59.86% | 0% | 0% | 2 | 25.46% | 0% | 0% | 1 | 9.75% | 0% | 0% | 1
150 | Ripon | NORTHERN CALIFORNIA | 0 | 0 | 10 | 0% | 0% | 1 | 24.7419 | 0% | 0% | 3 | 80.07% | 0% | 0% | 3 | 0 | 2 | 0.323% | 0% | 0.323% | 1 | 32.8% | 0% | 0% | 1 | 17.35% | 0% | 0% | 1 | 17.35% | 0% | 0% | 1 | 41.33% | 0% | 0% | 1 | 0% | 0% | 0% | 1 | 1.433% | 0% | 0% | 1 |  | 0% | 0% | 1 | 17.7659 | 0% | 0% | 2 | 62.21% | 0% | 0% | 2 | 0 | 2 | 0.4832% | 0% | 0.4832% | 1 | 39.74% | 0% | 0% | 1 | 16.95% | 0% | 0% | 1 | 19.14% | 0% | 0% | 1 | 47.52% | 0% | 0% | 1 | 0.00114% | 0% | 0% | 1 | 4.223% | 0% | 0% | 1 |  | 0% | 0% | 1 | 17.332 | 0% | 0% | 2 | 63.46% | 0% | 0% | 2 | 0 | 2 | 6.213% | 0% | 6.213% | 1 | 36.88% | 0% | 0% | 1 | 9.7% | 0% | 0% | 1 | 13.02% | 0% | 0% | 1 | 42.78% | 0% | 0% | 1 | 0.001612% | 0% | 0% | 1 | 3.444% | 0% | 0% | 1 |  | 0% | 0% | 1 | 16.2125 | 0% | 0% | 2 | 56.28% | 0% | 0% | 2 | 0 | 2 | 16.38% | 0.6072% | 16.99% | 2 | 40% | 0% | 0% | 1 | 10.3% | 0% | 0% | 1 | 15.88% | 0% | 0% | 1 | 47.13% | 0% | 0% | 1 | 7.45% | 0% | 0% | 1 | 4.424% | 0% | 0% | 1
151 | Lockeford | NORTHERN CALIFORNIA | 0 | 0 | 10 | 0% | 0% | 1 | 24 | 0% | 0% | 3 | 50.49% | 0% | 0% | 2 | 0 | 2 | 0.07936% | 0% | 0.07936% | 1 | 0% | 0% | 0% | 1 | 0% | 0% | 0% | 1 | 31.41% | 0% | 0% | 1 | 31.41% | 0% | 0% | 1 | 0% | 0% | 0% | 1 | 9.735% | 0% | 0% | 1 |  | 0% | 0% | 1 | 22 | 0% | 0% | 3 | 46.54% | 0% | 0% | 1 | 0 | 2 | 6.305% | 0% | 6.305% | 1 | 11.69% | 0% | 0% | 1 | 9.027% | 0% | 0% | 1 | 34.79% | 0% | 0% | 1 | 37.98% | 0% | 0% | 1 | 8.819% | 0% | 0% | 1 | 14.32% | 0% | 0% | 1 |  | 0% | 0% | 1 | 19.25 | 0% | 0% | 2 | 38.64% | 0% | 0% | 1 | 0 | 2 | 6.053% | 0% | 6.053% | 1 | 26.26% | 0% | 0% | 1 | 21.22% | 0% | 0% | 1 | 43.37% | 0% | 0% | 1 | 49.67% | 0% | 0% | 1 | 10.96% | 0% | 0% | 1 | 13.31% | 0% | 0% | 1 |  | 0% | 0% | 1 | 14.6667 | 0% | 0% | 2 | 38.71% | 0% | 0% | 1 | 0 | 2 | 12.55% | 0% | 12.55% | 1 | 34.66% | 0% | 0% | 1 | 22.31% | 0% | 0% | 1 | 39.02% | 0% | 0% | 1 | 51.45% | 0% | 0% | 2 | 15.3% | 0% | 0% | 1 | 12.97% | 0% | 0% | 1
152 | Stagg | NORTHERN CALIFORNIA | 0 | 0 | 10 | 0% | 0% | 1 | 11.8519 | 0% | 0% | 1 | 80.95% | 0% | 0% | 3 | 0 | 2 | 0% | 0% | 0% | 1 | 0% | 0% | 0% | 1 | 5.344% | 0% | 0% | 1 | 8.055% | 0% | 0% | 1 | 8.055% | 0% | 0% | 1 | 0% | 0% | 0% | 1 | 4.484% | 0% | 0% | 1 |  | 0% | 0% | 1 | 12.1942 | 0% | 0% | 2 | 75.41% | 0% | 0% | 3 | 0 | 2 | 0% | 0% | 0% | 1 | 10.46% | 0% | 0% | 1 | 19.31% | 0% | 0% | 1 | 22.39% | 0% | 0% | 1 | 27.8% | 0% | 0% | 1 | 0% | 0% | 0% | 1 | 5.102% | 0% | 0% | 1 |  | 0% | 0% | 1 | 15.5938 | 0% | 0% | 2 | 71.76% | 0% | 0% | 2 | 0 | 2 | 0.05558% | 0% | 0.05558% | 1 | 12.96% | 0% | 0% | 1 | 11.43% | 0% | 0% | 1 | 13.85% | 0% | 0% | 1 | 23.55% | 0% | 0% | 1 | 0% | 0% | 0% | 1 | 6.331% | 0% | 0% | 1 |  | 0% | 0% | 1 | 16.4444 | 0% | 0% | 2 | 59.58% | 0% | 0% | 2 | 0 | 2 | 3.376% | 0% | 3.376% | 1 | 11.01% | 0% | 0% | 1 | 12.73% | 0% | 0% | 1 | 21.51% | 0% | 0% | 1 | 30.04% | 0% | 0% | 1 | 1.426% | 0% | 0% | 1 | 8.105% | 0% | 0% | 1
153 | Weber | NORTHERN CALIFORNIA | 0 | 0 | 10 | 0% | 0% | 1 | 15.5766 | 0% | 0% | 2 | 42.16% | 0% | 0% | 1 | 0 | 2 | 0% | 0% | 0% | 1 | 0% | 0% | 0% | 1 | 0.1184% | 0% | 0% | 1 | 0.7481% | 0% | 0% | 1 | 0.7481% | 0% | 0% | 1 | 0% | 0% | 0% | 1 | 2.372% | 0% | 0% | 1 |  | 0% | 0% | 1 | 17.5279 | 0% | 0% | 2 | 70.72% | 0% | 0% | 2 | 0 | 2 | 0% | 0% | 0% | 1 | 0% | 0% | 0% | 1 | 0.9895% | 0% | 0% | 1 | 4.933% | 0% | 0% | 1 | 4.933% | 0% | 0% | 1 | 0% | 0% | 0% | 1 | 2.484% | 0% | 0% | 1 |  | 0% | 0% | 1 | 17.48 | 0% | 0% | 2 | 64.85% | 0% | 0% | 2 | 0 | 2 | 0.8875% | 0% | 0.8875% | 1 | 14.47% | 0% | 0% | 1 | 3.952% | 0% | 0% | 1 | 11.72% | 0% | 0% | 1 | 25.32% | 0% | 0% | 1 | 0.3181% | 0% | 0% | 1 | 5.237% | 0% | 0% | 1 |  | 0% | 0% | 1 | 17 | 0% | 0% | 2 | 58.85% | 0% | 0% | 2 | 0 | 2 | 8.214% | 0% | 8.214% | 1 | 23.86% | 0% | 0% | 1 | 12.71% | 0% | 0% | 1 | 22.33% | 0% | 0% | 1 | 38.34% | 0% | 0% | 1 | 5.62% | 0% | 0% | 1 | 7.513% | 0% | 0% | 1
154 | Carrizo Plains | SPGE | 0 | 0 | 10 | 0% | 0% | 1 | 5.1964 | 0% | 0% | 1 | 0.0659% | 0% | 0% | 1 | 0 | 2 | 60.28% | 5.418% | 65.7% | 3 | 0.8297% | 0% | 0% | 1 | 26.99% | 0% | 0% | 1 | 54.71% | 0% | 0% | 2 | 54.71% | 0% | 0% | 2 | 50.83% | 0% | 0% | 2 | 1.944% | 0% | 0% | 1 |  | 0% | 0% | 1 | 10 | 0% | 0% | 1 | 0.2099% | 0% | 0% | 1 | 0 | 2 | 58.84% | 12.54% | 71.38% | 3 | 40.83% | 0% | 0% | 1 | 22.47% | 0% | 0% | 1 | 35.06% | 0% | 0% | 1 | 66.76% | 0% | 0% | 2 | 63.84% | 0% | 0% | 2 | 5.523% | 0% | 0% | 1 |  | 0% | 0% | 1 | 8.2642 | 0% | 0% | 1 | 0.8273% | 0% | 0% | 1 | 0 | 2 | 41.53% | 13.34% | 54.87% | 3 | 52.53% | 0% | 0% | 2 | 18.93% | 0% | 0% | 1 | 28.34% | 0% | 0% | 1 | 71.8% | 0% | 0% | 3 | 57.97% | 0% | 0% | 2 | 3.474% | 0% | 0% | 1 |  | 0% | 0% | 1 | 6.8606 | 0% | 0% | 1 | 4.334% | 0% | 0% | 1 | 0 | 2 | 33.49% | 16.98% | 50.47% | 3 | 54.67% | 0% | 0% | 2 | 13.5% | 0% | 0% | 1 | 24.28% | 0% | 0% | 1 | 72.04% | 0% | 0% | 3 | 49.74% | 0% | 0% | 1 | 2.428% | 0% | 0% | 1
155 | Cholame | SPGE | 0 | 0 | 0 | 0% | 0% | 1 | 6.0686 | 0% | 0% | 1 | 6.447% | 0% | 0% | 1 | 0 | 2 | 65.37% | 0% | 65.37% | 3 | 68.02% | 0% | 0% | 2 | 32.35% | 0% | 0% | 1 | 42.55% | 0% | 0% | 1 | 79.92% | 0% | 0% | 3 | 43.05% | 0% | 0% | 1 | 1.006% | 0% | 0% | 1 |  | 0% | 0% | 1 | 4.8412 | 0% | 0% | 1 | 5.373% | 0% | 0% | 1 | 0 | 2 | 71.88% | 0.3392% | 72.22% | 3 | 40.7% | 0% | 0% | 1 | 14.96% | 0% | 0% | 1 | 30.07% | 0% | 0% | 1 | 52.33% | 0% | 0% | 2 | 46.18% | 0% | 0% | 1 | 1.104% | 0% | 0% | 1 |  | 0% | 0% | 1 | 6.3275 | 0% | 0% | 1 | 4.885% | 0% | 0% | 1 | 0 | 2 | 65.23% | 3.865% | 69.1% | 3 | 36.44% | 0% | 0% | 1 | 9.121% | 0% | 0% | 1 | 17.2% | 0% | 0% | 1 | 45.17% | 0% | 0% | 1 | 49.78% | 0% | 0% | 1 | 1.266% | 0% | 0% | 1 |  | 0% | 0% | 1 | 6.75 | 0% | 0% | 1 | 6.068% | 0% | 0% | 1 | 0 | 2 | 54.47% | 11.05% | 65.52% | 3 | 40.4% | 0% | 0% | 1 | 6.86% | 0% | 0% | 1 | 16.84% | 0% | 0% | 1 | 51.21% | 0% | 0% | 2 | 48.31% | 0% | 0% | 1 | 1.488% | 0% | 0% | 1
156 | Mesa | SPGE | 0 | 0 | 10 | 0% | 0% | 1 | 8.8857 | 0% | 0% | 1 | 31.15% | 0% | 0% | 1 | 0 | 2 | 33.36% | 0% | 33.36% | 2 | 9.15% | 0% | 0% | 1 | 0% | 0% | 0% | 1 | 0.04674% | 0% | 0% | 1 | 9.197% | 0% | 0% | 1 | 23.59% | 0% | 0% | 1 | 7.592% | 0% | 0% | 1 |  | 0% | 0% | 1 | 9.5153 | 0% | 0% | 1 | 25.63% | 0% | 0% | 1 | 0 | 2 | 36% | 1.222% | 37.22% | 2 | 5.285% | 0% | 0% | 1 | 3.571% | 0% | 0% | 1 | 12.29% | 0% | 0% | 1 | 17.04% | 0% | 0% | 1 | 28.77% | 0% | 0% | 1 | 7.027% | 0% | 0% | 1 |  | 0% | 0% | 1 | 8.5294 | 0% | 0% | 1 | 17.25% | 0% | 0% | 1 | 0 | 2 | 32.4% | 14.89% | 47.29% | 3 | 8.834% | 0% | 0% | 1 | 7.414% | 0% | 0% | 1 | 24.99% | 0% | 0% | 1 | 29.26% | 0% | 0% | 1 | 36.99% | 0% | 0% | 1 | 6.371% | 0% | 0% | 1 |  | 0% | 0% | 1 | 7.0778 | 0% | 0% | 1 | 14.48% | 0% | 0% | 1 | 0 | 2 | 31.68% | 18.44% | 50.13% | 3 | 16.99% | 0% | 0% | 1 | 6.858% | 0% | 0% | 1 | 30.97% | 0% | 0% | 1 | 39.3% | 0% | 0% | 1 | 40.37% | 0% | 0% | 1 | 5.747% | 0% | 0% | 1
157 | Oceano | SPGE | 100 | 1000 | 10 | 16.95% | 0% | 1 | 33.1732 | 6260% | 17.53% | 5 | 14.6% | 0% | 0% | 1 | 0 | 2 | 16.66% | 0% | 16.66% | 1 | 4.609% | 8.531% | 0% | 1 | 4.068% | 8.483% | 0% | 1 | 17.54% | 9.868% | 0% | 1 | 17.54% | 9.868% | 0% | 1 | 26.53% | 11.08% | 0% | 1 | 4.364% | 8.509% | 0% | 1 |  | 3.457% | 0% | 1 | 13.1138 | 12.93% | 0% | 2 | 20.56% | 0% | 0% | 1 | 0 | 2 | 45.68% | 0% | 45.68% | 2 | 9.084% | 1.387% | 0% | 1 | 2.819% | 1.297% | 0% | 1 | 21.72% | 1.611% | 0% | 1 | 25.76% | 1.698% | 0% | 1 | 22.18% | 1.62% | 0% | 1 | 8.114% | 1.372% | 0% | 1 |  | 2.113% | 0% | 1 | 9.369 | 2.278% | 0% | 1 | 16.09% | 0% | 0% | 1 | 0 | 2 | 47.05% | 11.29% | 58.33% | 3 | 11.98% | 0.6466% | 0% | 1 | 6.62% | 0.6095% | 0% | 1 | 30.09% | 0.8142% | 0% | 1 | 33.78% | 0.8595% | 0% | 1 | 38.51% | 0.9256% | 0% | 1 | 7.353% | 0.6143% | 0% | 1 |  | 1.608% | 0% | 1 | 7.7143 | 1.149% | 0% | 1 | 13.72% | 0% | 0% | 1 | 0 | 2 | 40.9% | 22.22% | 63.12% | 4 | 16.97% | 0.4227% | 0% | 1 | 10.32% | 0.3914% | 0% | 1 | 32.75% | 0.5219% | 0% | 1 | 40.24% | 0.5873% | 0% | 1 | 44.9% | 0.6369% | 0% | 1 | 7.484% | 0.3794% | 0% | 1
158 | San Luis Obispo | SPGE | 0 | 0 | 10 | 0% | 0% | 1 | 8.8084 | 0% | 0% | 1 | 12.4% | 0% | 0% | 1 | 0 | 2 | 78.92% | 0.5255% | 79.45% | 5 | 14.29% | 0% | 0% | 1 | 3.214% | 0% | 0% | 1 | 59.46% | 0% | 0% | 2 | 61.74% | 0% | 0% | 2 | 36.72% | 0% | 0% | 1 | 10.09% | 0% | 0% | 1 |  | 0% | 0% | 1 | 8.5612 | 0% | 0% | 1 | 6.927% | 0% | 0% | 1 | 0 | 2 | 76.94% | 7.749% | 84.69% | 5 | 33.78% | 0% | 0% | 1 | 28.29% | 0% | 0% | 1 | 60.32% | 0% | 0% | 2 | 69.89% | 0% | 0% | 2 | 47.07% | 0% | 0% | 1 | 10.54% | 0% | 0% | 1 |  | 0% | 0% | 1 | 8.8333 | 0% | 0% | 1 | 4.114% | 0% | 0% | 1 | 0 | 2 | 55.98% | 30.42% | 86.4% | 5 | 27.8% | 0% | 0% | 1 | 22.3% | 0% | 0% | 1 | 51.74% | 0% | 0% | 2 | 60.44% | 0% | 0% | 2 | 51.99% | 0% | 0% | 2 | 7.453% | 0% | 0% | 1 |  | 0% | 0% | 1 | 9.6417 | 0% | 0% | 1 | 5.803% | 0% | 0% | 1 | 0 | 2 | 51.27% | 30.46% | 81.73% | 5 | 24.33% | 0% | 0% | 1 | 17.22% | 0% | 0% | 1 | 41.03% | 0% | 0% | 1 | 51.7% | 0% | 0% | 2 | 46.57% | 0% | 0% | 1 | 6.36% | 0% | 0% | 1
159 | Templeton | SPGE | 0 | 0 | 10 | 0% | 0% | 1 | 20.355 | 0% | 0% | 3 | 8.19% | 0% | 0% | 1 | 0 | 2 | 19.57% | 0% | 19.57% | 1 | 0.7698% | 0% | 0% | 1 | 13.32% | 0% | 0% | 1 | 36.61% | 0% | 0% | 1 | 36.61% | 0% | 0% | 1 | 4.938% | 0% | 0% | 1 | 1.388% | 0% | 0% | 1 |  | 0% | 0% | 1 | 16 | 0% | 0% | 2 | 7.132% | 0% | 0% | 1 | 0 | 2 | 48.35% | 3.36% | 51.71% | 3 | 14.57% | 0% | 0% | 1 | 20.22% | 0% | 0% | 1 | 34.3% | 0% | 0% | 1 | 39.72% | 0% | 0% | 1 | 20.43% | 0% | 0% | 1 | 3.061% | 0% | 0% | 1 |  | 0% | 0% | 1 | 12.5027 | 0% | 0% | 2 | 6.907% | 0% | 0% | 1 | 0 | 2 | 51.93% | 7.926% | 59.85% | 3 | 23.46% | 0% | 0% | 1 | 16.28% | 0% | 0% | 1 | 29.86% | 0% | 0% | 1 | 42.78% | 0% | 0% | 1 | 32.97% | 0% | 0% | 1 | 4.277% | 0% | 0% | 1 |  | 0% | 0% | 1 | 10.9451 | 0% | 0% | 1 | 5.875% | 0% | 0% | 1 | 0 | 2 | 59.8% | 9.384% | 69.18% | 3 | 27.14% | 0% | 0% | 1 | 15.32% | 0% | 0% | 1 | 28.75% | 0% | 0% | 1 | 45.5% | 0% | 0% | 1 | 40.85% | 0% | 0% | 1 | 3.606% | 0% | 0% | 1
160 | Sisquoc | SPGE | 100 | 1000 | 10 | 9.556% | 0% | 1 | 9 | 11.34% | 0% | 1 | 29.8% | 0% | 0% | 1 | 0 | 2 | 1.721% | 0% | 1.721% | 1 | 1.635% | 2.609% | 0% | 1 | 15.78% | 3.048% | 0% | 1 | 30.94% | 3.717% | 0% | 1 | 30.94% | 3.717% | 0% | 1 | 7.948% | 2.788% | 0% | 1 | 5.767% | 2.724% | 0% | 1 |  | 3.516% | 0% | 1 | 7.0725 | 1.512% | 0% | 1 | 16.99% | 0% | 0% | 1 | 0 | 2 | 21.68% | 1.253% | 22.93% | 2 | 20.45% | 0.9688% | 0% | 1 | 8.808% | 0.8451% | 0% | 1 | 35.71% | 1.199% | 0% | 1 | 45.29% | 1.409% | 0% | 1 | 27.46% | 1.062% | 0% | 1 | 4.053% | 0.8033% | 0% | 1 |  | 2.224% | 0% | 1 | 6.64 | 0.7825% | 0% | 1 | 15.36% | 0% | 0% | 1 | 0 | 2 | 36.41% | 6.725% | 43.14% | 2 | 28.36% | 0.5437% | 0% | 1 | 4.85% | 0.4093% | 0% | 1 | 34.37% | 0.5934% | 0% | 1 | 48.9% | 0.7622% | 0% | 1 | 37.85% | 0.6266% | 0% | 1 | 3.875% | 0.4052% | 0% | 1 |  | 1.128% | 0% | 1 | 6.7477 | 0.5348% | 0% | 1 | 13.82% | 0% | 0% | 1 | 0 | 2 | 34.54% | 12.23% | 46.78% | 3 | 24.23% | 0.3303% | 0% | 1 | 5.404% | 0.2645% | 0% | 1 | 32.59% | 0.3712% | 0% | 1 | 44.66% | 0.4522% | 0% | 1 | 38.33% | 0.4057% | 0% | 1 | 4.577% | 0.2622% | 0% | 1
161 | Goleta | GREATER LA METRO | 0 | 0 | 10 | 0% | 0% | 1 | 9.98 | 0% | 0% | 1 | 4.759% | 0% | 0% | 1 | 0 | 2 | 83.79% | 1.676% | 85.47% | 5 | 14.35% | 0% | 0% | 1 | 0% | 0% | 0% | 1 | 4.818% | 0% | 0% | 1 | 19.17% | 0% | 0% | 1 | 48.46% | 0% | 0% | 1 | 7.481% | 0% | 0% | 1 |  | 0% | 0% | 1 | 6.8587 | 0% | 0% | 1 | 2.05% | 0% | 0% | 1 | 0 | 2 | 77.19% | 1.482% | 78.67% | 5 | 18.6% | 0% | 0% | 1 | 3.056% | 0% | 0% | 1 | 4.84% | 0% | 0% | 1 | 23.44% | 0% | 0% | 1 | 57.39% | 0% | 0% | 2 | 6.231% | 0% | 0% | 1 |  | 0% | 0% | 1 | 9.7235 | 0% | 0% | 1 | 2.871% | 0% | 0% | 1 | 0 | 2 | 66.91% | 14.89% | 81.8% | 5 | 22.25% | 0% | 0% | 1 | 2.603% | 0% | 0% | 1 | 3.801% | 0% | 0% | 1 | 26.47% | 0% | 0% | 1 | 58.42% | 0% | 0% | 2 | 5.839% | 0% | 0% | 1 |  | 0% | 0% | 1 | 9.3333 | 0% | 0% | 1 | 3.014% | 0% | 0% | 1 | 0 | 2 | 57.07% | 17.05% | 74.11% | 3 | 17.57% | 0% | 0% | 1 | 4.066% | 0% | 0% | 1 | 3.826% | 0% | 0% | 1 | 23.26% | 0% | 0% | 1 | 53.54% | 0% | 0% | 2 | 4.903% | 0% | 0% | 1
162 | Schulte Switching Station | NORTHERN CALIFORNIA | 40 | 400 | 10 | 999.9% | 999.9% | 5 | 0 | 999% | 999% | 5 | 0% | 0% | 0% | 1 | 0 | 2 | 0% | 0% | 0% | 1 | 0% | 999% | 999.9% | 5 | 0% | 999% | 999.9% | 5 | 0% | 999% | 999.9% | 5 | 0% | 999% | 999.9% | 5 | 0% | 999% | 999.9% | 5 | 0% | 999% | 999.9% | 5 |  | 36.38% | 0% | 2 | 8.0535 | 30.51% | 0% | 2 | 0.1017% | 0% | 0% | 1 | 0 | 2 | 91.34% | 0% | 91.34% | 5 | 6.729% | 6.621% | 0% | 1 | 24.34% | 8.162% | 0% | 1 | 29.56% | 8.767% | 0% | 1 | 29.56% | 8.767% | 0% | 1 | 58.46% | 14.86% | 0% | 2 | 12.64% | 7.068% | 0% | 1 |  | 13.26% | 0% | 1 | 10.1714 | 3.94% | 0% | 1 | 0.3673% | 0% | 0% | 1 | 0 | 2 | 74.83% | 0% | 74.83% | 3 | 60.51% | 2.88% | 0% | 2 | 35.67% | 1.768% | 0% | 1 | 54.14% | 2.48% | 0% | 2 | 69.09% | 3.68% | 0% | 2 | 55.7% | 2.567% | 0% | 2 | 6.307% | 1.214% | 0% | 1 |  | 5.859% | 0% | 1 | 15.9935 | 0.9831% | 0% | 2 | 0.6404% | 0% | 0% | 1 | 0 | 2 | 60.99% | 3.67% | 64.66% | 3 | 68.88% | 1.005% | 0% | 2 | 29.68% | 0.4448% | 0% | 1 | 54.2% | 0.683% | 0% | 2 | 83.95% | 1.948% | 0% | 3 | 53.27% | 0.6693% | 0% | 2 | 4.643% | 0.328% | 0% | 1
163 | Hicks | NORTHERN CALIFORNIA | 0 | 0 | 10 | 0% | 0% | 1 | 12.2893 | 0% | 0% | 2 | 0% | 0% | 0% | 1 | 0 | 2 | 89.66% | 0% | 89.66% | 5 | 100% | 0% | 0% | 5 | 0.5996% | 0% | 0% | 1 | 89.03% | 0% | 0% | 3 | 100% | 0% | 0% | 5 | 23.53% | 0% | 0% | 1 | 6.483% | 0% | 0% | 1 |  | 0% | 0% | 1 | 22.364 | 0% | 0% | 3 | 1.354% | 0% | 0% | 1 | 0 | 2 | 39.55% | 0% | 39.55% | 2 | 70.21% | 0% | 0% | 3 | 2.541% | 0% | 0% | 1 | 66.38% | 0% | 0% | 2 | 94.09% | 0% | 0% | 4 | 22.14% | 0% | 0% | 1 | 2.688% | 0% | 0% | 1 |  | 0% | 0% | 1 | 20.6564 | 0% | 0% | 3 | 1.13% | 0% | 0% | 1 | 0 | 2 | 47.48% | 0.04377% | 47.52% | 2 | 59.5% | 0% | 0% | 2 | 15.51% | 0% | 0% | 1 | 55.14% | 0% | 0% | 2 | 82.17% | 0% | 0% | 3 | 34.88% | 0% | 0% | 1 | 2.998% | 0% | 0% | 1 |  | 0% | 0% | 1 | 19 | 0% | 0% | 2 | 1.142% | 0% | 0% | 1 | 0 | 2 | 46.76% | 4.754% | 51.51% | 3 | 60.69% | 0% | 0% | 2 | 21.63% | 0% | 0% | 1 | 53.08% | 0% | 0% | 2 | 82.32% | 0% | 0% | 3 | 43.39% | 0% | 0% | 1 | 3.479% | 0% | 0% | 1
164 | Cottonwood | NORTHERN CALIFORNIA | 0 | 0 | 10 | 0% | 0% | 1 | 32 | 0% | 0% | 4 | 18.36% | 0% | 0% | 1 | 0 | 2 | 80.92% | 12.94% | 93.86% | 5 | 54.17% | 0% | 0% | 2 | 25.14% | 0% | 0% | 1 | 13.45% | 0% | 0% | 1 | 70.4% | 0% | 0% | 3 | 12.91% | 0% | 0% | 1 | 11.98% | 0% | 0% | 1 |  | 0% | 0% | 1 | 27 | 0% | 0% | 3 | 5.999% | 0% | 0% | 1 | 0 | 2 | 67.6% | 29.06% | 96.66% | 5 | 47.23% | 0% | 0% | 1 | 19.32% | 0% | 0% | 1 | 22.21% | 0% | 0% | 1 | 58.11% | 0% | 0% | 2 | 27.43% | 0% | 0% | 1 | 14.55% | 0% | 0% | 1 |  | 0% | 0% | 1 | 22.8906 | 0% | 0% | 3 | 2.882% | 0% | 0% | 1 | 0 | 2 | 67.12% | 29.99% | 97.11% | 5 | 50.42% | 0% | 0% | 2 | 13.44% | 0% | 0% | 1 | 16.53% | 0% | 0% | 1 | 59.88% | 0% | 0% | 2 | 42.8% | 0% | 0% | 1 | 12.57% | 0% | 0% | 1 |  | 0% | 0% | 1 | 18.6992 | 0% | 0% | 2 | 3.586% | 0% | 0% | 1 | 0 | 2 | 65.29% | 29.17% | 94.46% | 5 | 43.62% | 0% | 0% | 1 | 10.52% | 0% | 0% | 1 | 15.24% | 0% | 0% | 1 | 52.69% | 0% | 0% | 2 | 53.68% | 0% | 0% | 2 | 10.23% | 0% | 0% | 1
165 | Jessup | NORTHERN CALIFORNIA | 0 | 0 | 10 | 0% | 0% | 1 | 37 | 0% | 0% | 4 | 8.309% | 0% | 0% | 1 | 0 | 2 | 50.69% | 39.25% | 89.94% | 5 | 55.42% | 0% | 0% | 2 | 15.27% | 0% | 0% | 1 | 14.66% | 0% | 0% | 1 | 55.52% | 0% | 0% | 2 | 16.6% | 0% | 0% | 1 | 7.702% | 0% | 0% | 1 |  | 0% | 0% | 1 | 33 | 0% | 0% | 4 | 6.715% | 0% | 0% | 1 | 0 | 2 | 68.89% | 26.43% | 95.31% | 5 | 57.27% | 0% | 0% | 2 | 24.18% | 0% | 0% | 1 | 23.41% | 0% | 0% | 1 | 69.59% | 0% | 0% | 2 | 21.05% | 0% | 0% | 1 | 16.81% | 0% | 0% | 1 |  | 0% | 0% | 1 | 26 | 0% | 0% | 3 | 3.117% | 0% | 0% | 1 | 0 | 2 | 64.77% | 30.72% | 95.49% | 5 | 53.64% | 0% | 0% | 2 | 13.78% | 0% | 0% | 1 | 13.92% | 0% | 0% | 1 | 60.96% | 0% | 0% | 2 | 41.66% | 0% | 0% | 1 | 10.65% | 0% | 0% | 1 |  | 0% | 0% | 1 | 18.6667 | 0% | 0% | 2 | 1.87% | 0% | 0% | 1 | 0 | 2 | 62.44% | 34.08% | 96.52% | 5 | 44.11% | 0% | 0% | 1 | 11.49% | 0% | 0% | 1 | 16.03% | 0% | 0% | 1 | 53.02% | 0% | 0% | 2 | 54.41% | 0% | 0% | 2 | 9.168% | 0% | 0% | 1
166 | Round Mountain | NORTHERN CALIFORNIA | 0 | 0 | 10 | 0% | 0% | 1 | 9.5771 | 0% | 0% | 1 | 0.2564% | 0% | 0% | 1 | 0 | 2 | 71.18% | 28.07% | 99.25% | 5 | 85.51% | 0% | 0% | 3 | 30.16% | 0% | 0% | 1 | 47.29% | 0% | 0% | 1 | 91.34% | 0% | 0% | 4 | 26% | 0% | 0% | 1 | 5.898% | 0% | 0% | 1 |  | 0% | 0% | 1 | 6.3606 | 0% | 0% | 1 | 0.2445% | 0% | 0% | 1 | 0 | 2 | 76.43% | 20.76% | 97.18% | 5 | 78.17% | 0% | 0% | 3 | 16.36% | 0% | 0% | 1 | 25.74% | 0% | 0% | 1 | 84.25% | 0% | 0% | 3 | 32.84% | 0% | 0% | 1 | 6.227% | 0% | 0% | 1 |  | 0% | 0% | 1 | 5.5368 | 0% | 0% | 1 | 0.201% | 0% | 0% | 1 | 0 | 2 | 71.48% | 15.23% | 86.71% | 5 | 63.38% | 0% | 0% | 2 | 20.66% | 0% | 0% | 1 | 26.95% | 0% | 0% | 1 | 73.52% | 0% | 0% | 3 | 35.85% | 0% | 0% | 1 | 7.059% | 0% | 0% | 1 |  | 0% | 0% | 1 | 5.5561 | 0% | 0% | 1 | 0.2744% | 0% | 0% | 1 | 0 | 2 | 68.9% | 12.89% | 81.79% | 5 | 56.16% | 0% | 0% | 2 | 16.9% | 0% | 0% | 1 | 21.62% | 0% | 0% | 1 | 64.7% | 0% | 0% | 2 | 40.2% | 0% | 0% | 1 | 7.254% | 0% | 0% | 1
167 | Carquinez |  | 0 | 0 | 10 | 0% | 0% | 1 | 73.5 | 0% | 0% | 4 | 0% | 0% | 0% | 1 | 0 | 2 | 0.8915% | 0% | 0.8915% | 1 | 1.106% | 0% | 0% | 1 | 6.396% | 0% | 0% | 1 | 70.31% | 0% | 0% | 3 | 70.45% | 0% | 0% | 3 | 1.943% | 0% | 0% | 1 | 11.53% | 0% | 0% | 1 |  | 0% | 0% | 1 | 66.1479 | 0% | 0% | 4 | 1.76% | 0% | 0% | 1 | 0 | 2 | 38.28% | 0% | 38.28% | 2 | 23.63% | 0% | 0% | 1 | 32.37% | 0% | 0% | 1 | 46.21% | 0% | 0% | 1 | 74.46% | 0% | 0% | 3 | 16.43% | 0% | 0% | 1 | 9.885% | 0% | 0% | 1 |  | 0% | 0% | 1 | 46.125 | 0% | 0% | 4 | 11.38% | 0% | 0% | 1 | 0 | 2 | 28.26% | 0% | 28.26% | 2 | 41.55% | 0% | 0% | 1 | 26.17% | 0% | 0% | 1 | 39.34% | 0% | 0% | 1 | 73.72% | 0% | 0% | 3 | 16.15% | 0% | 0% | 1 | 11.73% | 0% | 0% | 1 |  | 0% | 0% | 1 | 29.3448 | 0% | 0% | 3 | 11.58% | 0% | 0% | 1 | 0 | 2 | 31.14% | 0% | 31.14% | 2 | 48.21% | 0% | 0% | 1 | 23.68% | 0% | 0% | 1 | 40.01% | 0% | 0% | 1 | 75.08% | 0% | 0% | 3 | 23.97% | 0% | 0% | 1 | 12.52% | 0% | 0% | 1
168 | Peabody | NORTHERN CALIFORNIA | 0 | 0 | 10 | 0% | 0% | 1 | 16.6316 | 0% | 0% | 2 | 15.22% | 0% | 0% | 1 | 0 | 2 | 57.93% | 0% | 57.93% | 3 | 24.36% | 0% | 0% | 1 | 35.96% | 0% | 0% | 1 | 74.91% | 0% | 0% | 3 | 98.33% | 0% | 0% | 5 | 11.57% | 0% | 0% | 1 | 20.35% | 0% | 0% | 1 |  | 0% | 0% | 1 | 10.8373 | 0% | 0% | 1 | 24.56% | 0% | 0% | 1 | 0 | 2 | 54.53% | 0% | 54.53% | 3 | 23.09% | 0% | 0% | 1 | 34.01% | 0% | 0% | 1 | 37.33% | 0% | 0% | 1 | 61.76% | 0% | 0% | 2 | 16.52% | 0% | 0% | 1 | 21.37% | 0% | 0% | 1 |  | 0% | 0% | 1 | 9.7641 | 0% | 0% | 1 | 23.54% | 0% | 0% | 1 | 0 | 2 | 54.3% | 0% | 54.3% | 3 | 35.4% | 0% | 0% | 1 | 20.87% | 0% | 0% | 1 | 23.26% | 0% | 0% | 1 | 55.38% | 0% | 0% | 2 | 17.89% | 0% | 0% | 1 | 16.03% | 0% | 0% | 1 |  | 0% | 0% | 1 | 15 | 0% | 0% | 2 | 33.48% | 0% | 0% | 1 | 0 | 2 | 41.22% | 0% | 41.22% | 2 | 30.69% | 0% | 0% | 1 | 16.83% | 0% | 0% | 1 | 20.61% | 0% | 0% | 1 | 47.81% | 0% | 0% | 1 | 14.06% | 0% | 0% | 1 | 13.2% | 0% | 0% | 1
169 | Vaca Dixon | NORTHERN CALIFORNIA | 470 | 4700 | 10 | 53.27% | 0% | 3 | 17.7416 | 999% | 25.47% | 5 | 46.52% | 40.19% | 0% | 2 | 0 | 2 | 17.34% | 0% | 17.34% | 1 | 21.32% | 21.2% | 0% | 2 | 1.992% | 17.02% | 0% | 1 | 2.128% | 17.04% | 0% | 1 | 23.45% | 21.79% | 0% | 2 | 0.06583% | 16.69% | 0% | 1 | 3.979% | 17.37% | 0% | 1 |  | 32.33% | 0% | 2 | 12.25 | 217.1% | 2.893% | 3 | 52.91% | 29.92% | 0% | 2 | 0 | 2 | 32.62% | 0% | 32.62% | 2 | 26.77% | 5.779% | 0% | 1 | 12.9% | 4.859% | 0% | 1 | 12.55% | 4.839% | 0% | 1 | 39.68% | 7.016% | 0% | 1 | 7.317% | 4.566% | 0% | 1 | 7.476% | 4.574% | 0% | 1 |  | 19.04% | 0% | 1 | 9.3683 | 20.41% | 0% | 2 | 46.46% | 29.92% | 0% | 2 | 0 | 2 | 37.68% | 0% | 37.68% | 2 | 29.86% | 2.657% | 0% | 1 | 15.33% | 2.201% | 0% | 1 | 16.78% | 2.239% | 0% | 1 | 45.53% | 3.421% | 0% | 1 | 14.07% | 2.168% | 0% | 1 | 11.43% | 2.104% | 0% | 1 |  | 9.613% | 0% | 1 | 9.4937 | 10.72% | 0% | 1 | 43.91% | 29.92% | 0% | 2 | 0 | 2 | 36.46% | 0% | 36.46% | 2 | 33.76% | 1.626% | 0% | 1 | 14.2% | 1.256% | 0% | 1 | 20.44% | 1.354% | 0% | 1 | 49.54% | 2.135% | 0% | 1 | 14.52% | 1.26% | 0% | 1 | 9.265% | 1.187% | 0% | 1
170 | Bellevue | NORTHERN CALIFORNIA | 0 | 0 | 10 | 0% | 0% | 1 | 32.3394 | 0% | 0% | 4 | 7.085% | 0% | 0% | 1 | 0 | 2 | 24.94% | 0% | 24.94% | 2 | 58.53% | 0% | 0% | 2 | 37.69% | 0% | 0% | 1 | 63.8% | 0% | 0% | 2 | 83.67% | 0% | 0% | 3 | 9.527% | 0% | 0% | 1 | 10.79% | 0% | 0% | 1 |  | 0% | 0% | 1 | 23.4216 | 0% | 0% | 3 | 8.684% | 0% | 0% | 1 | 0 | 2 | 48.39% | 0% | 48.39% | 2 | 46.05% | 0% | 0% | 1 | 38.31% | 0% | 0% | 1 | 69.17% | 0% | 0% | 2 | 80.61% | 0% | 0% | 3 | 19.9% | 0% | 0% | 1 | 6.109% | 0% | 0% | 1 |  | 0% | 0% | 1 | 17.6425 | 0% | 0% | 2 | 6.559% | 0% | 0% | 1 | 0 | 2 | 39.52% | 0% | 39.52% | 2 | 53.46% | 0% | 0% | 2 | 37.79% | 0% | 0% | 1 | 66.84% | 0% | 0% | 2 | 84.52% | 0% | 0% | 3 | 27.11% | 0% | 0% | 1 | 5.425% | 0% | 0% | 1 |  | 0% | 0% | 1 | 16 | 0% | 0% | 2 | 9.089% | 0% | 0% | 1 | 0 | 2 | 31.5% | 0% | 31.5% | 2 | 58.83% | 0% | 0% | 2 | 40.1% | 0% | 0% | 1 | 66.01% | 0% | 0% | 2 | 87.21% | 0% | 0% | 3 | 32.73% | 0% | 0% | 1 | 5.585% | 0% | 0% | 1
171 | Cloverdale | NORTHERN CALIFORNIA | 0 | 0 | 10 | 0% | 0% | 1 | 9.5636 | 0% | 0% | 1 | 3.48% | 0% | 0% | 1 | 0 | 2 | 57.81% | 10.59% | 68.4% | 3 | 53% | 0% | 0% | 2 | 26.68% | 0% | 0% | 1 | 49.24% | 0% | 0% | 1 | 86.04% | 0% | 0% | 3 | 46.5% | 0% | 0% | 1 | 1.764% | 0% | 0% | 1 |  | 0% | 0% | 1 | 7.7298 | 0% | 0% | 1 | 3.996% | 0% | 0% | 1 | 0 | 2 | 39.37% | 25.16% | 64.53% | 4 | 66.03% | 0% | 0% | 2 | 31.46% | 0% | 0% | 1 | 51.23% | 0% | 0% | 2 | 88.27% | 0% | 0% | 3 | 47.65% | 0% | 0% | 1 | 1.974% | 0% | 0% | 1 |  | 0% | 0% | 1 | 8.45 | 0% | 0% | 1 | 5.648% | 0% | 0% | 1 | 0 | 2 | 33.15% | 30.4% | 63.55% | 5 | 63.23% | 0% | 0% | 2 | 36.68% | 0% | 0% | 1 | 60.78% | 0% | 0% | 2 | 87.21% | 0% | 0% | 3 | 44.58% | 0% | 0% | 1 | 1.631% | 0% | 0% | 1 |  | 0% | 0% | 1 | 9.4034 | 0% | 0% | 1 | 6.153% | 0% | 0% | 1 | 0 | 2 | 31.57% | 23.08% | 54.65% | 4 | 51.1% | 0% | 0% | 2 | 35.69% | 0% | 0% | 1 | 63.42% | 0% | 0% | 2 | 85.45% | 0% | 0% | 3 | 42.46% | 0% | 0% | 1 | 1.606% | 0% | 0% | 1
172 | Fulton | NORTHERN CALIFORNIA | 0 | 0 | 10 | 0% | 0% | 1 | 29.5 | 0% | 0% | 3 | 25.76% | 0% | 0% | 1 | 0 | 2 | 10.69% | 0% | 10.69% | 1 | 38.12% | 0% | 0% | 1 | 55.95% | 0% | 0% | 2 | 97.17% | 0% | 0% | 5 | 97.17% | 0% | 0% | 5 | 6.896% | 0% | 0% | 1 | 4.606% | 0% | 0% | 1 |  | 0% | 0% | 1 | 21.9813 | 0% | 0% | 3 | 14.49% | 0% | 0% | 1 | 0 | 2 | 5.719% | 0% | 5.719% | 1 | 39.96% | 0% | 0% | 1 | 56.68% | 0% | 0% | 2 | 85.04% | 0% | 0% | 3 | 90.05% | 0% | 0% | 4 | 21.83% | 0% | 0% | 1 | 5.176% | 0% | 0% | 1 |  | 0% | 0% | 1 | 19.6 | 0% | 0% | 2 | 11.3% | 0% | 0% | 1 | 0 | 2 | 17.44% | 0% | 17.44% | 1 | 45.79% | 0% | 0% | 1 | 49.91% | 0% | 0% | 1 | 72.22% | 0% | 0% | 3 | 85.78% | 0% | 0% | 3 | 25.65% | 0% | 0% | 1 | 4.196% | 0% | 0% | 1 |  | 0% | 0% | 1 | 15.4814 | 0% | 0% | 2 | 8.558% | 0% | 0% | 1 | 0 | 2 | 28.06% | 0.005455% | 28.07% | 2 | 54.64% | 0% | 0% | 2 | 43.04% | 0% | 0% | 1 | 70.96% | 0% | 0% | 3 | 87.6% | 0% | 0% | 3 | 33.43% | 0% | 0% | 1 | 4.622% | 0% | 0% | 1
173 | Lakeville | NORTHERN CALIFORNIA | 0 | 0 | 10 | 0% | 0% | 1 | 10.159 | 0% | 0% | 1 | 5.425% | 0% | 0% | 1 | 0 | 2 | 67.65% | 0% | 67.65% | 3 | 96.83% | 0% | 0% | 5 | 25.83% | 0% | 0% | 1 | 61.4% | 0% | 0% | 2 | 98.07% | 0% | 0% | 5 | 29.98% | 0% | 0% | 1 | 3.996% | 0% | 0% | 1 |  | 0% | 0% | 1 | 13.9891 | 0% | 0% | 2 | 6.579% | 0% | 0% | 1 | 0 | 2 | 53.98% | 0% | 53.98% | 3 | 69.94% | 0% | 0% | 2 | 26.33% | 0% | 0% | 1 | 54.55% | 0% | 0% | 2 | 83.49% | 0% | 0% | 3 | 23.08% | 0% | 0% | 1 | 4.881% | 0% | 0% | 1 |  | 0% | 0% | 1 | 13.2686 | 0% | 0% | 2 | 7.711% | 0% | 0% | 1 | 0 | 2 | 47.2% | 0% | 47.2% | 2 | 62.61% | 0% | 0% | 2 | 25.25% | 0% | 0% | 1 | 51.69% | 0% | 0% | 2 | 81.99% | 0% | 0% | 3 | 31.15% | 0% | 0% | 1 | 6.724% | 0% | 0% | 1 |  | 0% | 0% | 1 | 16.9277 | 0% | 0% | 2 | 11.12% | 0% | 0% | 1 | 0 | 2 | 39.07% | 0% | 39.07% | 2 | 62.81% | 0% | 0% | 2 | 26.72% | 0% | 0% | 1 | 55.62% | 0% | 0% | 2 | 84.3% | 0% | 0% | 3 | 30.54% | 0% | 0% | 1 | 7.381% | 0% | 0% | 1
174 | Penngrove | NORTHERN CALIFORNIA | 0 | 0 | 10 | 0% | 0% | 1 | 23.8385 | 0% | 0% | 3 | 2.395% | 0% | 0% | 1 | 0 | 2 | 74.51% | 0% | 74.51% | 3 | 83.3% | 0% | 0% | 3 | 45.1% | 0% | 0% | 1 | 71.27% | 0% | 0% | 3 | 100% | 0% | 0% | 5 | 17.01% | 0% | 0% | 1 | 5.616% | 0% | 0% | 1 |  | 0% | 0% | 1 | 15.3333 | 0% | 0% | 2 | 3.12% | 0% | 0% | 1 | 0 | 2 | 68.17% | 0% | 68.17% | 3 | 57.27% | 0% | 0% | 2 | 34.19% | 0% | 0% | 1 | 64.82% | 0% | 0% | 2 | 82.32% | 0% | 0% | 3 | 25% | 0% | 0% | 1 | 5.778% | 0% | 0% | 1 |  | 0% | 0% | 1 | 14.8693 | 0% | 0% | 2 | 6.671% | 0% | 0% | 1 | 0 | 2 | 49.86% | 0% | 49.86% | 2 | 57.57% | 0% | 0% | 2 | 30.69% | 0% | 0% | 1 | 62.51% | 0% | 0% | 2 | 83.65% | 0% | 0% | 3 | 32.34% | 0% | 0% | 1 | 5.886% | 0% | 0% | 1 |  | 0% | 0% | 1 | 16.9217 | 0% | 0% | 2 | 9.892% | 0% | 0% | 1 | 0 | 2 | 32.21% | 0% | 32.21% | 2 | 59.47% | 0% | 0% | 2 | 36.23% | 0% | 0% | 1 | 60.8% | 0% | 0% | 2 | 85.02% | 0% | 0% | 3 | 30% | 0% | 0% | 1 | 6.226% | 0% | 0% | 1
175 | Warnerville | SPGE | 0 | 0 | 10 | 0% | 0% | 1 | 13.2 | 0% | 0% | 2 | 26.74% | 0% | 0% | 1 | 0 | 2 | 25.16% | 0% | 25.16% | 2 | 36.34% | 0% | 0% | 1 | 9.605% | 0% | 0% | 1 | 28.59% | 0% | 0% | 1 | 63.07% | 0% | 0% | 2 | 1.032% | 0% | 0% | 1 | 4.079% | 0% | 0% | 1 |  | 0% | 0% | 1 | 12.6083 | 0% | 0% | 2 | 24.54% | 0% | 0% | 1 | 0 | 2 | 36.45% | 0% | 36.45% | 2 | 60.1% | 0% | 0% | 2 | 11.58% | 0% | 0% | 1 | 29.77% | 0% | 0% | 1 | 71.44% | 0% | 0% | 3 | 12.55% | 0% | 0% | 1 | 6.644% | 0% | 0% | 1 |  | 0% | 0% | 1 | 11.6304 | 0% | 0% | 1 | 23.86% | 0% | 0% | 1 | 0 | 2 | 41.85% | 0% | 41.85% | 2 | 63.45% | 0% | 0% | 2 | 15.92% | 0% | 0% | 1 | 30.36% | 0% | 0% | 1 | 72.21% | 0% | 0% | 3 | 23.43% | 0% | 0% | 1 | 7.951% | 0% | 0% | 1 |  | 0% | 0% | 1 | 12.089 | 0% | 0% | 2 | 30.04% | 0% | 0% | 1 | 0 | 2 | 38.6% | 0% | 38.6% | 2 | 53.44% | 0% | 0% | 2 | 17.32% | 0% | 0% | 1 | 29.01% | 0% | 0% | 1 | 63.62% | 0% | 0% | 2 | 24.74% | 0% | 0% | 1 | 6.718% | 0% | 0% | 1
176 | Riverbank | SPGE | 0 | 0 | 10 | 0% | 0% | 1 | 27 | 0% | 0% | 3 | 20.99% | 0% | 0% | 1 | 0 | 2 | 57.06% | 0% | 57.06% | 3 | 9.761% | 0% | 0% | 1 | 12.36% | 0% | 0% | 1 | 19.78% | 0% | 0% | 1 | 27.15% | 0% | 0% | 1 | 0% | 0% | 0% | 1 | 1.2% | 0% | 0% | 1 |  | 0% | 0% | 1 | 16.4748 | 0% | 0% | 2 | 26.36% | 0% | 0% | 1 | 0 | 2 | 28.57% | 0% | 28.57% | 2 | 59.95% | 0% | 0% | 2 | 4.866% | 0% | 0% | 1 | 17.77% | 0% | 0% | 1 | 68.99% | 0% | 0% | 2 | 5.6% | 0% | 0% | 1 | 4.334% | 0% | 0% | 1 |  | 0% | 0% | 1 | 14.4743 | 0% | 0% | 2 | 36.31% | 0% | 0% | 1 | 0 | 2 | 28.3% | 0% | 28.3% | 2 | 54.37% | 0% | 0% | 2 | 9.225% | 0% | 0% | 1 | 23.65% | 0% | 0% | 1 | 63.76% | 0% | 0% | 2 | 15.21% | 0% | 0% | 1 | 5.578% | 0% | 0% | 1 |  | 0% | 0% | 1 | 13.7406 | 0% | 0% | 2 | 36.21% | 0% | 0% | 1 | 0 | 2 | 29.39% | 0% | 29.39% | 2 | 49.01% | 0% | 0% | 1 | 15.32% | 0% | 0% | 1 | 27.74% | 0% | 0% | 1 | 59.95% | 0% | 0% | 2 | 20.31% | 0% | 0% | 1 | 7.206% | 0% | 0% | 1
177 | Pease | NORTHERN CALIFORNIA | 0 | 0 | 10 | 0% | 0% | 1 | 20.3333 | 0% | 0% | 3 | 54.18% | 0% | 0% | 2 | 0 | 2 | 1.859% | 0% | 1.859% | 1 | 12.31% | 0% | 0% | 1 | 15.91% | 0% | 0% | 1 | 49.82% | 0% | 0% | 1 | 62.13% | 0% | 0% | 2 | 1.909% | 0% | 0% | 1 | 3.589% | 0% | 0% | 1 |  | 0% | 0% | 1 | 14.4461 | 0% | 0% | 2 | 47.8% | 0% | 0% | 1 | 0 | 2 | 14.78% | 0% | 14.78% | 1 | 41.17% | 0% | 0% | 1 | 11.03% | 0% | 0% | 1 | 27.96% | 0% | 0% | 1 | 65.34% | 0% | 0% | 2 | 7.281% | 0% | 0% | 1 | 5.592% | 0% | 0% | 1 |  | 0% | 0% | 1 | 12.4118 | 0% | 0% | 2 | 47.43% | 0% | 0% | 1 | 0 | 2 | 16.51% | 0% | 16.51% | 1 | 48.14% | 0% | 0% | 1 | 11.33% | 0% | 0% | 1 | 34.14% | 0% | 0% | 1 | 69.51% | 0% | 0% | 2 | 7.938% | 0% | 0% | 1 | 8.583% | 0% | 0% | 1 |  | 0% | 0% | 1 | 11.7451 | 0% | 0% | 1 | 45.9% | 0% | 0% | 1 | 0 | 2 | 17.61% | 0% | 17.61% | 1 | 50.93% | 0% | 0% | 2 | 10.69% | 0% | 0% | 1 | 38.39% | 0% | 0% | 1 | 71.73% | 0% | 0% | 3 | 6.783% | 0% | 0% | 1 | 8.507% | 0% | 0% | 1
178 | Rio Oso | NORTHERN CALIFORNIA | 0 | 0 | 10 | 0% | 0% | 1 | 10.535 | 0% | 0% | 1 | 50.16% | 0% | 0% | 2 | 0 | 2 | 4.788% | 0% | 4.788% | 1 | 25.04% | 0% | 0% | 1 | 0.626% | 0% | 0% | 1 | 14.62% | 0% | 0% | 1 | 33.64% | 0% | 0% | 1 | 0.9702% | 0% | 0% | 1 | 11.1% | 0% | 0% | 1 |  | 0% | 0% | 1 | 11.6154 | 0% | 0% | 1 | 41.29% | 0% | 0% | 1 | 0 | 2 | 18.51% | 0% | 18.51% | 1 | 45.46% | 0% | 0% | 1 | 4.73% | 0% | 0% | 1 | 23.04% | 0% | 0% | 1 | 59.52% | 0% | 0% | 2 | 3.252% | 0% | 0% | 1 | 18.04% | 0% | 0% | 1 |  | 0% | 0% | 1 | 17.75 | 0% | 0% | 2 | 39.55% | 0% | 0% | 1 | 0 | 2 | 18.35% | 0% | 18.35% | 1 | 40.65% | 0% | 0% | 1 | 3.681% | 0% | 0% | 1 | 33.62% | 0% | 0% | 1 | 65.66% | 0% | 0% | 2 | 4.93% | 0% | 0% | 1 | 15.94% | 0% | 0% | 1 |  | 0% | 0% | 1 | 16.0635 | 0% | 0% | 2 | 42.15% | 0% | 0% | 1 | 0 | 2 | 21.38% | 0% | 21.38% | 2 | 40.57% | 0% | 0% | 1 | 5.579% | 0% | 0% | 1 | 34.7% | 0% | 0% | 1 | 66.54% | 0% | 0% | 2 | 6.471% | 0% | 0% | 1 | 12.39% | 0% | 0% | 1
179 | Alpaugh | SPGE | 0 | 0 | 10 | 0% | 0% | 1 | 6.8761 | 0% | 0% | 1 | 37.95% | 0% | 0% | 1 | 0 | 2 | 7.432% | 0% | 7.432% | 1 | 52.73% | 0% | 0% | 2 | 0.06524% | 0% | 0% | 1 | 9.948% | 0% | 0% | 1 | 58.29% | 0% | 0% | 2 | 0.5242% | 0% | 0% | 1 | 4.697% | 0% | 0% | 1 |  | 0% | 0% | 1 | 7.7459 | 0% | 0% | 1 | 41.94% | 0% | 0% | 1 | 0 | 2 | 10.65% | 0% | 10.65% | 1 | 25.38% | 0% | 0% | 1 | 9.246% | 0% | 0% | 1 | 18.02% | 0% | 0% | 1 | 34.66% | 0% | 0% | 1 | 0.532% | 0% | 0% | 1 | 6.002% | 0% | 0% | 1 |  | 0% | 0% | 1 | 8.0717 | 0% | 0% | 1 | 44.67% | 0% | 0% | 1 | 0 | 2 | 7.732% | 0% | 7.732% | 1 | 27.51% | 0% | 0% | 1 | 8.589% | 0% | 0% | 1 | 17.06% | 0% | 0% | 1 | 37.84% | 0% | 0% | 1 | 0.5554% | 0% | 0% | 1 | 5.169% | 0% | 0% | 1 |  | 0% | 0% | 1 | 8.6667 | 0% | 0% | 1 | 42.75% | 0% | 0% | 1 | 0 | 2 | 6.38% | 0% | 6.38% | 1 | 27.22% | 0% | 0% | 1 | 5.084% | 0% | 0% | 1 | 15.78% | 0% | 0% | 1 | 38.47% | 0% | 0% | 1 | 0.5182% | 0% | 0% | 1 | 5.007% | 0% | 0% | 1
180 | Rector | GREATER TEHACHAPI | 170 | 1700 | 10 | 65.63% | 0% | 3 | 21.25 | 999% | 12.62% | 3 | 88.37% | 0% | 0% | 3 | 0 | 2 | 2.953% | 0% | 2.953% | 1 | 0% | 7.323% | 0% | 1 | 0% | 7.323% | 0% | 1 | 0% | 7.323% | 0% | 1 | 0% | 7.323% | 0% | 1 | 0% | 7.323% | 0% | 1 | 1.164% | 7.409% | 0% | 1 |  | 3.576% | 0% | 1 | 18 | 789.7% | 1.758% | 3 | 54.59% | 0% | 0% | 2 | 0 | 2 | 3.496% | 0% | 3.496% | 1 | 1.235% | 1.361% | 0% | 1 | 5.684% | 1.425% | 0% | 1 | 8.764% | 1.474% | 0% | 1 | 9.999% | 1.494% | 0% | 1 | 0.9042% | 1.357% | 0% | 1 | 1.608% | 1.366% | 0% | 1 |  | 2.044% | 0% | 1 | 14.3772 | 9.049% | 0% | 2 | 48.68% | 0% | 0% | 1 | 0 | 2 | 6.202% | 0% | 6.202% | 1 | 15.6% | 0.6178% | 0% | 1 | 15.75% | 0.619% | 0% | 1 | 20.63% | 0.6571% | 0% | 1 | 31.91% | 0.7659% | 0% | 1 | 8.374% | 0.5692% | 0% | 1 | 2.766% | 0.5363% | 0% | 1 |  | 1.196% | 0% | 1 | 12.4167 | 2.497% | 0% | 2 | 46.05% | 0% | 0% | 1 | 0 | 2 | 10.92% | 0% | 10.92% | 1 | 21.07% | 0.3703% | 0% | 1 | 12.15% | 0.3327% | 0% | 1 | 19.09% | 0.3612% | 0% | 1 | 35.25% | 0.4514% | 0% | 1 | 14.57% | 0.3421% | 0% | 1 | 2.914% | 0.3011% | 0% | 1
181 | Springville | GREATER TEHACHAPI | 0 | 0 | 10 | 0% | 0% | 1 | 18 | 0% | 0% | 2 | 7.699% | 0% | 0% | 1 | 0 | 2 | 29.83% | 0% | 29.83% | 2 | 64.78% | 0% | 0% | 2 | 24.75% | 0% | 0% | 1 | 40.03% | 0% | 0% | 1 | 79.76% | 0% | 0% | 3 | 54.64% | 0% | 0% | 2 | 8.428% | 0% | 0% | 1 |  | 0% | 0% | 1 | 18.8765 | 0% | 0% | 2 | 7.553% | 0% | 0% | 1 | 0 | 2 | 39.85% | 0.014% | 39.87% | 2 | 68.27% | 0% | 0% | 2 | 11.68% | 0% | 0% | 1 | 17.57% | 0% | 0% | 1 | 75.85% | 0% | 0% | 3 | 55.21% | 0% | 0% | 2 | 6.022% | 0% | 0% | 1 |  | 0% | 0% | 1 | 15 | 0% | 0% | 2 | 15.52% | 0% | 0% | 1 | 0 | 2 | 37.05% | 1.303% | 38.35% | 2 | 54.8% | 0% | 0% | 2 | 6.699% | 0% | 0% | 1 | 12.62% | 0% | 0% | 1 | 62.41% | 0% | 0% | 2 | 46.28% | 0% | 0% | 1 | 4.335% | 0% | 0% | 1 |  | 0% | 0% | 1 | 11.8808 | 0% | 0% | 1 | 23.61% | 0% | 0% | 1 | 0 | 2 | 32.14% | 2.46% | 34.6% | 2 | 47.2% | 0% | 0% | 1 | 7.052% | 0% | 0% | 1 | 12.46% | 0% | 0% | 1 | 54.85% | 0% | 0% | 2 | 37.11% | 0% | 0% | 1 | 3.347% | 0% | 0% | 1
182 | Vestal | GREATER TEHACHAPI | 142 | 1420 | 10 | 4.145% | 0% | 1 | 9.3289 | 97.87% | 0% | 3 | 25.57% | 0% | 0% | 1 | 0 | 2 | 32.21% | 0% | 32.21% | 2 | 0% | 2.948% | 0% | 1 | 0% | 2.948% | 0% | 1 | 11.16% | 3.318% | 0% | 1 | 11.16% | 3.318% | 0% | 1 | 0.2871% | 2.956% | 0% | 1 | 0.9718% | 2.976% | 0% | 1 |  | 1.654% | 0% | 1 | 10.3632 | 8.11% | 0% | 1 | 35.37% | 0% | 0% | 1 | 0 | 2 | 41.12% | 0% | 41.12% | 2 | 18.13% | 0.937% | 0% | 1 | 0.7992% | 0.7733% | 0% | 1 | 8.244% | 0.836% | 0% | 1 | 25.58% | 1.031% | 0% | 1 | 9.984% | 0.8522% | 0% | 1 | 1.243% | 0.7768% | 0% | 1 |  | 1.364% | 0% | 1 | 10.2 | 2.217% | 0% | 1 | 38.31% | 0% | 0% | 1 | 0 | 2 | 35.01% | 0% | 35.01% | 2 | 37.85% | 0.5896% | 0% | 1 | 7.58% | 0.3964% | 0% | 1 | 12.65% | 0.4194% | 0% | 1 | 45.36% | 0.6706% | 0% | 1 | 21.26% | 0.4653% | 0% | 1 | 2.071% | 0.3741% | 0% | 1 |  | 1.044% | 0% | 1 | 9.1956 | 1.151% | 0% | 1 | 40.11% | 0% | 0% | 1 | 0 | 2 | 36.71% | 0.04258% | 36.75% | 2 | 43.39% | 0.3905% | 0% | 1 | 8.53% | 0.2417% | 0% | 1 | 17.94% | 0.2694% | 0% | 1 | 52.02% | 0.4607% | 0% | 2 | 24.11% | 0.2913% | 0% | 1 | 2.19% | 0.226% | 0% | 1
183 | UltraPower Chinese Station | NORTHERN CALIFORNIA | 0 | 0 | 0 | 0% | 0% | 1 | 7.4521 | 0% | 0% | 1 | 0.1584% | 0% | 0% | 1 | 0 | 2 | 96.91% | 0% | 96.91% | 5 | 40.42% | 0% | 0% | 1 | 90.88% | 0% | 0% | 4 | 94.68% | 0% | 0% | 4 | 95.05% | 0% | 0% | 5 | 43.01% | 0% | 0% | 1 | 10.53% | 0% | 0% | 1 |  | 0% | 0% | 1 | 10.3291 | 0% | 0% | 1 | 0.02295% | 0% | 0% | 1 | 0 | 2 | 86.29% | 1.011% | 87.3% | 5 | 65.24% | 0% | 0% | 2 | 35.77% | 0% | 0% | 1 | 40.52% | 0% | 0% | 1 | 80.32% | 0% | 0% | 3 | 68.42% | 0% | 0% | 2 | 8.005% | 0% | 0% | 1 |  | 0% | 0% | 1 | 10.5907 | 0% | 0% | 1 | 1.361% | 0% | 0% | 1 | 0 | 2 | 80.19% | 3.052% | 83.24% | 5 | 74.99% | 0% | 0% | 3 | 30.72% | 0% | 0% | 1 | 36.35% | 0% | 0% | 1 | 84.04% | 0% | 0% | 3 | 62.18% | 0% | 0% | 2 | 8.675% | 0% | 0% | 1 |  | 0% | 0% | 1 | 10.9885 | 0% | 0% | 1 | 4.524% | 0% | 0% | 1 | 0 | 2 | 71.74% | 8.248% | 79.99% | 5 | 73.02% | 0% | 0% | 3 | 29.1% | 0% | 0% | 1 | 42.25% | 0% | 0% | 1 | 87.01% | 0% | 0% | 3 | 54.05% | 0% | 0% | 2 | 8.728% | 0% | 0% | 1
184 | Curtis | NORTHERN CALIFORNIA | 0 | 0 | 10 | 0% | 0% | 1 | 29.59 | 0% | 0% | 3 | 0.1582% | 0% | 0% | 1 | 0 | 2 | 99.37% | 0.1714% | 99.54% | 5 | 3.221% | 0% | 0% | 1 | 14.42% | 0% | 0% | 1 | 15.08% | 0% | 0% | 1 | 20.95% | 0% | 0% | 1 | 38.39% | 0% | 0% | 1 | 2.269% | 0% | 0% | 1 |  | 0% | 0% | 1 | 15.25 | 0% | 0% | 2 | 0.2062% | 0% | 0% | 1 | 0 | 2 | 75.85% | 20.47% | 96.33% | 5 | 42.25% | 0% | 0% | 1 | 36.29% | 0% | 0% | 1 | 44.49% | 0% | 0% | 1 | 70.63% | 0% | 0% | 3 | 47.09% | 0% | 0% | 1 | 2.655% | 0% | 0% | 1 |  | 0% | 0% | 1 | 13.699 | 0% | 0% | 2 | 0.1174% | 0% | 0% | 1 | 0 | 2 | 61.76% | 32.6% | 94.36% | 5 | 40.07% | 0% | 0% | 1 | 33.89% | 0% | 0% | 1 | 46.98% | 0% | 0% | 1 | 69.29% | 0% | 0% | 2 | 47.66% | 0% | 0% | 1 | 2.73% | 0% | 0% | 1 |  | 0% | 0% | 1 | 14.6344 | 0% | 0% | 2 | 0.06181% | 0% | 0% | 1 | 0 | 2 | 58.01% | 31.65% | 89.67% | 5 | 49.39% | 0% | 0% | 1 | 25.32% | 0% | 0% | 1 | 34.82% | 0% | 0% | 1 | 68.69% | 0% | 0% | 2 | 48.42% | 0% | 0% | 1 | 3.585% | 0% | 0% | 1
185 | Peoria | NORTHERN CALIFORNIA | 0 | 0 | 10 | 0% | 0% | 1 | 8.9944 | 0% | 0% | 1 | 0.1832% | 0% | 0% | 1 | 0 | 2 | 87.68% | 0% | 87.68% | 5 | 57.31% | 0% | 0% | 2 | 80.63% | 0% | 0% | 3 | 80.36% | 0% | 0% | 3 | 87.59% | 0% | 0% | 3 | 45.62% | 0% | 0% | 1 | 14.4% | 0% | 0% | 1 |  | 0% | 0% | 1 | 11.4633 | 0% | 0% | 1 | 0.1019% | 0% | 0% | 1 | 0 | 2 | 86.62% | 0.0914% | 86.71% | 5 | 63.52% | 0% | 0% | 2 | 41% | 0% | 0% | 1 | 43.42% | 0% | 0% | 1 | 80.55% | 0% | 0% | 3 | 66.97% | 0% | 0% | 2 | 8.508% | 0% | 0% | 1 |  | 0% | 0% | 1 | 10.0147 | 0% | 0% | 1 | 1.089% | 0% | 0% | 1 | 0 | 2 | 82.71% | 2.623% | 85.33% | 5 | 74.65% | 0% | 0% | 3 | 29.73% | 0% | 0% | 1 | 37.1% | 0% | 0% | 1 | 84.18% | 0% | 0% | 3 | 63.82% | 0% | 0% | 2 | 8.516% | 0% | 0% | 1 |  | 0% | 0% | 1 | 11.1994 | 0% | 0% | 1 | 3.813% | 0% | 0% | 1 | 0 | 2 | 70.71% | 8.775% | 79.49% | 5 | 71.79% | 0% | 0% | 3 | 26.4% | 0% | 0% | 1 | 40.21% | 0% | 0% | 1 | 86.41% | 0% | 0% | 3 | 55.64% | 0% | 0% | 2 | 8.65% | 0% | 0% | 1
186 | Moorpark | GREATER LA METRO | 0 | 0 | 10 | 0% | 0% | 1 | 16.712 | 0% | 0% | 2 | 33.47% | 0% | 0% | 1 | 0 | 2 | 9.092% | 0% | 9.092% | 1 | 15.78% | 0% | 0% | 1 | 0% | 0% | 0% | 1 | 20.33% | 0% | 0% | 1 | 36.11% | 0% | 0% | 1 | 12.61% | 0% | 0% | 1 | 4.854% | 0% | 0% | 1 |  | 0% | 0% | 1 | 13.6364 | 0% | 0% | 2 | 32.04% | 0% | 0% | 1 | 0 | 2 | 25.29% | 0% | 25.29% | 2 | 30.12% | 0% | 0% | 1 | 6.819% | 0% | 0% | 1 | 13.82% | 0% | 0% | 1 | 40.75% | 0% | 0% | 1 | 16.96% | 0% | 0% | 1 | 9.291% | 0% | 0% | 1 |  | 0% | 0% | 1 | 13.7073 | 0% | 0% | 2 | 27.83% | 0% | 0% | 1 | 0 | 2 | 24.99% | 2.683% | 27.67% | 2 | 37.39% | 0% | 0% | 1 | 6.752% | 0% | 0% | 1 | 19.33% | 0% | 0% | 1 | 50.56% | 0% | 0% | 2 | 22.01% | 0% | 0% | 1 | 8.933% | 0% | 0% | 1 |  | 0% | 0% | 1 | 16.1 | 0% | 0% | 2 | 21.45% | 0% | 0% | 1 | 0 | 2 | 24.14% | 5.723% | 29.87% | 2 | 40.05% | 0% | 0% | 1 | 8.248% | 0% | 0% | 1 | 19.84% | 0% | 0% | 1 | 54.57% | 0% | 0% | 2 | 27.4% | 0% | 0% | 1 | 9.16% | 0% | 0% | 1
187 | Santa Clara | GREATER LA METRO | 0 | 0 | 10 | 0% | 0% | 1 | 7.7135 | 0% | 0% | 1 | 19.82% | 0% | 0% | 1 | 0 | 2 | 0% | 0% | 0% | 1 | 4.615% | 0% | 0% | 1 | 9.088% | 0% | 0% | 1 | 9.088% | 0% | 0% | 1 | 13.7% | 0% | 0% | 1 | 49.77% | 0% | 0% | 1 | 4.945% | 0% | 0% | 1 |  | 0% | 0% | 1 | 14.8959 | 0% | 0% | 2 | 22.52% | 0% | 0% | 1 | 0 | 2 | 0% | 0% | 0% | 1 | 26.4% | 0% | 0% | 1 | 6.909% | 0% | 0% | 1 | 12% | 0% | 0% | 1 | 37.21% | 0% | 0% | 1 | 34.86% | 0% | 0% | 1 | 6.108% | 0% | 0% | 1 |  | 0% | 0% | 1 | 13.25 | 0% | 0% | 2 | 26.28% | 0% | 0% | 1 | 0 | 2 | 0.006023% | 0% | 0.006023% | 1 | 28.07% | 0% | 0% | 1 | 7.131% | 0% | 0% | 1 | 14.03% | 0% | 0% | 1 | 38.58% | 0% | 0% | 1 | 25.79% | 0% | 0% | 1 | 7.067% | 0% | 0% | 1 |  | 0% | 0% | 1 | 12.7811 | 0% | 0% | 2 | 24.4% | 0% | 0% | 1 | 0 | 2 | 3.964% | 0.6486% | 4.613% | 2 | 31.24% | 0% | 0% | 1 | 7.778% | 0% | 0% | 1 | 13.68% | 0% | 0% | 1 | 41.28% | 0% | 0% | 1 | 27.44% | 0% | 0% | 1 | 7.589% | 0% | 0% | 1
188 | Davis | NORTHERN CALIFORNIA | 0 | 0 | 10 | 0% | 0% | 1 | 9 | 0% | 0% | 1 | 74.02% | 0% | 0% | 2 | 0 | 2 | 0% | 0% | 0% | 1 | 44.11% | 0% | 0% | 1 | 48.95% | 0% | 0% | 1 | 60.06% | 0% | 0% | 2 | 84.9% | 0% | 0% | 3 | 0% | 0% | 0% | 1 | 2.466% | 0% | 0% | 1 |  | 0% | 0% | 1 | 8.6998 | 0% | 0% | 1 | 75.61% | 0% | 0% | 3 | 0 | 2 | 1.544% | 0% | 1.544% | 1 | 31.42% | 0% | 0% | 1 | 20.72% | 0% | 0% | 1 | 30.94% | 0% | 0% | 1 | 46.26% | 0% | 0% | 1 | 0% | 0% | 0% | 1 | 3.575% | 0% | 0% | 1 |  | 0% | 0% | 1 | 10.2056 | 0% | 0% | 1 | 65.63% | 0% | 0% | 2 | 0 | 2 | 7.829% | 0% | 7.829% | 1 | 33.69% | 0% | 0% | 1 | 13.54% | 0% | 0% | 1 | 22.3% | 0% | 0% | 1 | 45.19% | 0% | 0% | 1 | 0.3263% | 0% | 0% | 1 | 5.309% | 0% | 0% | 1 |  | 0% | 0% | 1 | 9.9664 | 0% | 0% | 1 | 56.21% | 0% | 0% | 2 | 0 | 2 | 16.6% | 0% | 16.6% | 1 | 34.53% | 0% | 0% | 1 | 15.99% | 0% | 0% | 1 | 27.17% | 0% | 0% | 1 | 54.33% | 0% | 0% | 2 | 3.876% | 0% | 0% | 1 | 6.702% | 0% | 0% | 1
189 | Putah Creek | NORTHERN CALIFORNIA | 0 | 0 | 5 | 0% | 0% | 1 | 11.3492 | 0% | 0% | 1 | 43.46% | 0% | 0% | 1 | 0 | 2 | 59.27% | 0% | 59.27% | 3 | 60.74% | 0% | 0% | 2 | 0.8639% | 0% | 0% | 1 | 0% | 0% | 0% | 1 | 60.74% | 0% | 0% | 2 | 16.2% | 0% | 0% | 1 | 4.048% | 0% | 0% | 1 |  | 0% | 0% | 1 | 10.8667 | 0% | 0% | 1 | 49.37% | 0% | 0% | 1 | 0 | 2 | 37.31% | 0% | 37.31% | 2 | 47.91% | 0% | 0% | 1 | 3.221% | 0% | 0% | 1 | 0.2946% | 0% | 0% | 1 | 49.19% | 0% | 0% | 1 | 16.15% | 0% | 0% | 1 | 3.777% | 0% | 0% | 1 |  | 0% | 0% | 1 | 10.4008 | 0% | 0% | 1 | 50.06% | 0% | 0% | 2 | 0 | 2 | 33.64% | 0% | 33.64% | 2 | 50.19% | 0% | 0% | 2 | 6.806% | 0% | 0% | 1 | 7.503% | 0% | 0% | 1 | 54.88% | 0% | 0% | 2 | 20.21% | 0% | 0% | 1 | 4.016% | 0% | 0% | 1 |  | 0% | 0% | 1 | 9.2351 | 0% | 0% | 1 | 44.79% | 0% | 0% | 1 | 0 | 2 | 38.29% | 1.643% | 39.94% | 2 | 51.67% | 0% | 0% | 2 | 12.36% | 0% | 0% | 1 | 17.1% | 0% | 0% | 1 | 61.28% | 0% | 0% | 2 | 23.52% | 0% | 0% | 1 | 5.459% | 0% | 0% | 1
190 | East Marysville | NORTHERN CALIFORNIA | 0 | 0 | 10 | 0% | 0% | 1 | 14.8736 | 0% | 0% | 2 | 61.7% | 0% | 0% | 2 | 0 | 2 | 0% | 0% | 0% | 1 | 41.41% | 0% | 0% | 1 | 0% | 0% | 0% | 1 | 0% | 0% | 0% | 1 | 41.41% | 0% | 0% | 1 | 0% | 0% | 0% | 1 | 10.48% | 0% | 0% | 1 |  | 0% | 0% | 1 | 14.9474 | 0% | 0% | 2 | 46.11% | 0% | 0% | 1 | 0 | 2 | 2.99% | 0% | 2.99% | 1 | 43.08% | 0% | 0% | 1 | 6.514% | 0% | 0% | 1 | 18.77% | 0% | 0% | 1 | 57.45% | 0% | 0% | 2 | 2.538% | 0% | 0% | 1 | 10.51% | 0% | 0% | 1 |  | 0% | 0% | 1 | 14.5 | 0% | 0% | 2 | 39.9% | 0% | 0% | 1 | 0 | 2 | 21.14% | 0% | 21.14% | 2 | 52.9% | 0% | 0% | 2 | 6.884% | 0% | 0% | 1 | 22.89% | 0% | 0% | 1 | 69.61% | 0% | 0% | 2 | 8.797% | 0% | 0% | 1 | 10.64% | 0% | 0% | 1 |  | 0% | 0% | 1 | 13.1667 | 0% | 0% | 2 | 38.41% | 0% | 0% | 1 | 0 | 2 | 28.99% | 0% | 28.99% | 2 | 57.65% | 0% | 0% | 2 | 8.74% | 0% | 0% | 1 | 28.71% | 0% | 0% | 1 | 74.57% | 0% | 0% | 3 | 12% | 0% | 0% | 1 | 9.557% | 0% | 0% | 1
191 | Olivehurst | NORTHERN CALIFORNIA | 0 | 0 | 10 | 0% | 0% | 1 | 14.0208 | 0% | 0% | 2 | 31.18% | 0% | 0% | 1 | 0 | 2 | 0.09609% | 0% | 0.09609% | 1 | 15.19% | 0% | 0% | 1 | 0% | 0% | 0% | 1 | 0% | 0% | 0% | 1 | 15.19% | 0% | 0% | 1 | 0% | 0% | 0% | 1 | 14.59% | 0% | 0% | 1 |  | 0% | 0% | 1 | 15.4868 | 0% | 0% | 2 | 53.95% | 0% | 0% | 2 | 0 | 2 | 3.271% | 0% | 3.271% | 1 | 36.15% | 0% | 0% | 1 | 0.7963% | 0% | 0% | 1 | 15.45% | 0% | 0% | 1 | 48.97% | 0% | 0% | 1 | 0.1224% | 0% | 0% | 1 | 11.05% | 0% | 0% | 1 |  | 0% | 0% | 1 | 12.875 | 0% | 0% | 2 | 44.99% | 0% | 0% | 1 | 0 | 2 | 13.73% | 0% | 13.73% | 1 | 44% | 0% | 0% | 1 | 7.351% | 0% | 0% | 1 | 29.42% | 0% | 0% | 1 | 63.92% | 0% | 0% | 2 | 5.306% | 0% | 0% | 1 | 10.36% | 0% | 0% | 1 |  | 0% | 0% | 1 | 12.0911 | 0% | 0% | 2 | 43.5% | 0% | 0% | 1 | 0 | 2 | 25.37% | 0% | 25.37% | 2 | 52.85% | 0% | 0% | 2 | 6.362% | 0% | 0% | 1 | 30.71% | 0% | 0% | 1 | 72.87% | 0% | 0% | 3 | 10.47% | 0% | 0% | 1 | 9.945% | 0% | 0% | 1
192 | Morro Bay |  | 150 | 1500 | 10 | 5933% | 19.11% | 5 | 32.3 | 248.9% | 14.65% | 5 | 1.762% | 492.9% | 876.6% | 5 | 0 | 2 | 87.77% | 0% | 87.77% | 5 | 7.103% | 20.86% | 0% | 2 | 25.49% | 26% | 0% | 2 | 43.62% | 34.36% | 0% | 2 | 50.71% | 39.3% | 0% | 2 | 45.93% | 35.83% | 0% | 2 | 7.624% | 20.97% | 0% | 2 |  | 247.7% | 1.863% | 4 | 9.8625 | 11.79% | 0% | 1 | 2.292% | 175.1% | 876.6% | 5 | 0 | 2 | 91.52% | 4.031% | 95.55% | 5 | 55.5% | 6.934% | 0% | 2 | 27.08% | 4.232% | 0% | 1 | 42.61% | 5.377% | 0% | 1 | 78.1% | 14.09% | 0% | 3 | 65.03% | 8.824% | 0% | 2 | 8.295% | 3.365% | 0% | 1 |  | 13.03% | 0% | 1 | 9.631 | 5.77% | 0% | 1 | 1.685% | 175.1% | 876.6% | 5 | 0 | 2 | 85% | 2.574% | 87.57% | 5 | 44.79% | 2.286% | 0% | 1 | 29.25% | 1.784% | 0% | 1 | 43.23% | 2.223% | 0% | 1 | 69.11% | 4.085% | 0% | 2 | 55.35% | 2.826% | 0% | 2 | 7.523% | 1.364% | 0% | 1 |  | 3.353% | 0% | 1 | 11.1387 | 4.13% | 0% | 1 | 3.202% | 175.1% | 876.6% | 5 | 0 | 2 | 73.25% | 6.897% | 80.15% | 5 | 35.24% | 0.9552% | 0% | 1 | 22.79% | 0.8011% | 0% | 1 | 41.4% | 1.055% | 0% | 1 | 60.8% | 1.578% | 0% | 2 | 47.96% | 1.189% | 0% | 1 | 6.085% | 0.6586% | 0% | 1
193 | Palomar | SAN DIEGO | 0 | 0 | 10 | 0% | 0% | 1 | 38.9362 | 0% | 0% | 4 | 0.2481% | 0% | 0% | 1 | 0 | 2 | 0% | 0% | 0% | 1 | 10.59% | 0% | 0% | 1 | 91.25% | 0% | 0% | 4 | 91.25% | 0% | 0% | 4 | 91.25% | 0% | 0% | 4 | 0% | 0% | 0% | 1 | 17.02% | 0% | 0% | 1 |  | 0% | 0% | 1 | 30.2286 | 0% | 0% | 4 | 2.915% | 0% | 0% | 1 | 0 | 2 | 29.57% | 0% | 29.57% | 2 | 41.8% | 0% | 0% | 1 | 24.42% | 0% | 0% | 1 | 14.74% | 0% | 0% | 1 | 60.28% | 0% | 0% | 2 | 10.74% | 0% | 0% | 1 | 7.893% | 0% | 0% | 1 |  | 0% | 0% | 1 | 37.1429 | 0% | 0% | 4 | 6.067% | 0% | 0% | 1 | 0 | 2 | 25.75% | 2.366% | 28.11% | 2 | 68.23% | 0% | 0% | 2 | 29.05% | 0% | 0% | 1 | 56.64% | 0% | 0% | 2 | 83.51% | 0% | 0% | 3 | 4.502% | 0% | 0% | 1 | 6.266% | 0% | 0% | 1 |  | 0% | 0% | 1 | 37.1429 | 0% | 0% | 4 | 4.954% | 0% | 0% | 1 | 0 | 2 | 52.88% | 17.67% | 70.55% | 3 | 42.93% | 0% | 0% | 1 | 18.05% | 0% | 0% | 1 | 30.03% | 0% | 0% | 1 | 53.48% | 0% | 0% | 2 | 9.733% | 0% | 0% | 1 | 7.097% | 0% | 0% | 1
194 | Margarita | GREATER LA METRO | 90 | 900 | 10 | 156.5% | 7.882% | 4 | 58.9143 | 1471% | 29.62% | 5 | 0.05409% | 519% | 12789% | 5 | 0 | 2 | 91.93% | 1.832% | 93.76% | 5 | 44.66% | 34.62% | 0% | 2 | 81.21% | 102% | 0.4526% | 4 | 81.21% | 102% | 0.4526% | 4 | 81.52% | 103.7% | 0.8346% | 4 | 39.16% | 31.5% | 0% | 2 | 9.861% | 21.26% | 0% | 2 |  | 46.69% | 0% | 2 | 49.2191 | 76.77% | 0% | 4 | 0.01539% | 0% | 0% | 1 | 0 | 2 | 28.91% | 63.31% | 92.22% | 5 | 27.47% | 7.519% | 0% | 1 | 62.55% | 14.56% | 0% | 2 | 65.97% | 16.03% | 0% | 2 | 78.01% | 24.81% | 0% | 3 | 53.62% | 11.76% | 0% | 2 | 7.214% | 5.878% | 0% | 1 |  | 37.48% | 0% | 2 | 31.3824 | 14.88% | 0% | 4 | 0.1398% | 0% | 0% | 1 | 0 | 2 | 22.5% | 65.92% | 88.42% | 5 | 48.3% | 6.126% | 0% | 1 | 47.89% | 6.077% | 0% | 1 | 58.54% | 7.64% | 0% | 2 | 85.17% | 21.36% | 0% | 3 | 57.23% | 7.405% | 0% | 2 | 8.374% | 3.457% | 0% | 1 |  | 15.84% | 0% | 1 | 32.3333 | 9.304% | 0% | 4 | 0.2587% | 0% | 0% | 1 | 0 | 2 | 13.9% | 73.86% | 87.76% | 5 | 45.95% | 2.771% | 0% | 1 | 46.42% | 2.795% | 0% | 1 | 55.94% | 3.399% | 0% | 2 | 84.47% | 9.641% | 0% | 3 | 42.89% | 2.623% | 0% | 1 | 7.866% | 1.626% | 0% | 1
195 | Huntington Beach |  | 0 | 0 | 10 | 0% | 0% | 1 | 57 | 0% | 0% | 4 | 0% | 0% | 0% | 1 | 0 | 2 | 0% | 0% | 0% | 1 | 0% | 0% | 0% | 1 | 20.08% | 0% | 0% | 1 | 99.45% | 0% | 0% | 5 | 99.45% | 0% | 0% | 5 | 0% | 0% | 0% | 1 | 7.485% | 0% | 0% | 1 |  | 0% | 0% | 1 | 50.5 | 0% | 0% | 4 | 0% | 0% | 0% | 1 | 0 | 2 | 0% | 0% | 0% | 1 | 0.4416% | 0% | 0% | 1 | 27.77% | 0% | 0% | 1 | 98.33% | 0% | 0% | 5 | 98.78% | 0% | 0% | 5 | 0% | 0% | 0% | 1 | 6.973% | 0% | 0% | 1 |  | 0% | 0% | 1 | 51.5 | 0% | 0% | 4 | 0.1976% | 0% | 0% | 1 | 0 | 2 | 1.104% | 0% | 1.104% | 1 | 1.937% | 0% | 0% | 1 | 21.87% | 0% | 0% | 1 | 79.24% | 0% | 0% | 3 | 81.14% | 0% | 0% | 3 | 0.2654% | 0% | 0% | 1 | 5.855% | 0% | 0% | 1 |  | 0% | 0% | 1 | 50 | 0% | 0% | 4 | 0.3041% | 0% | 0% | 1 | 0 | 2 | 5.218% | 0.1209% | 5.339% | 2 | 2.938% | 0% | 0% | 1 | 16.44% | 0% | 0% | 1 | 71% | 0% | 0% | 3 | 74.65% | 0% | 0% | 3 | 1.425% | 0% | 0% | 1 | 4.09% | 0% | 0% | 1
196 | Los Esteros | NORTHERN CALIFORNIA | 0 | 0 | 10 | 0% | 0% | 1 | 7.4225 | 0% | 0% | 1 | 0% | 0% | 0% | 1 | 0 | 2 | 70.65% | 0% | 70.65% | 3 | 0% | 0% | 0% | 1 | 0.03954% | 0% | 0% | 1 | 48.28% | 0% | 0% | 1 | 48.28% | 0% | 0% | 1 | 28.61% | 0% | 0% | 1 | 32.26% | 0% | 0% | 1 |  | 0% | 0% | 1 | 6.3551 | 0% | 0% | 1 | 0% | 0% | 0% | 1 | 0 | 2 | 96.44% | 0% | 96.44% | 5 | 43.36% | 0% | 0% | 1 | 39.99% | 0% | 0% | 1 | 45.94% | 0% | 0% | 1 | 52.93% | 0% | 0% | 2 | 59.94% | 0% | 0% | 2 | 8.438% | 0% | 0% | 1 |  | 0% | 0% | 1 | 7 | 0% | 0% | 1 | 0.4514% | 0% | 0% | 1 | 0 | 2 | 90.96% | 3.094% | 94.05% | 5 | 59.36% | 0% | 0% | 2 | 35.79% | 0% | 0% | 1 | 45.55% | 0% | 0% | 1 | 68.2% | 0% | 0% | 2 | 68.61% | 0% | 0% | 2 | 7.08% | 0% | 0% | 1 |  | 0% | 0% | 1 | 13.5 | 0% | 0% | 2 | 0.5226% | 0% | 0% | 1 | 0 | 2 | 72.12% | 7.746% | 79.87% | 5 | 71.94% | 0% | 0% | 3 | 35.44% | 0% | 0% | 1 | 49.98% | 0% | 0% | 1 | 83.54% | 0% | 0% | 3 | 62.62% | 0% | 0% | 2 | 5.593% | 0% | 0% | 1
197 | Birds Landing | NORTHERN CALIFORNIA | 0 | 0 | 10 | 0% | 0% | 1 | 6.1734 | 0% | 0% | 1 | 0% | 0% | 0% | 1 | 0 | 2 | 75.19% | 0% | 75.19% | 5 | 15.37% | 0% | 0% | 1 | 32.7% | 0% | 0% | 1 | 31.72% | 0% | 0% | 1 | 44.82% | 0% | 0% | 1 | 1.048% | 0% | 0% | 1 | 12.22% | 0% | 0% | 1 |  | 0% | 0% | 1 | 6.7496 | 0% | 0% | 1 | 4.32% | 0% | 0% | 1 | 0 | 2 | 63.13% | 0% | 63.13% | 3 | 12.93% | 0% | 0% | 1 | 36.67% | 0% | 0% | 1 | 34.53% | 0% | 0% | 1 | 47.07% | 0% | 0% | 1 | 3.853% | 0% | 0% | 1 | 26.5% | 0% | 0% | 1 |  | 0% | 0% | 1 | 7.2866 | 0% | 0% | 1 | 21.99% | 0% | 0% | 1 | 0 | 2 | 43.63% | 0% | 43.63% | 2 | 11.72% | 0% | 0% | 1 | 36.85% | 0% | 0% | 1 | 36.77% | 0% | 0% | 1 | 47.35% | 0% | 0% | 1 | 4.962% | 0% | 0% | 1 | 21.02% | 0% | 0% | 1 |  | 0% | 0% | 1 | 12 | 0% | 0% | 2 | 33.96% | 0% | 0% | 1 | 0 | 2 | 31.35% | 0% | 31.35% | 2 | 17.84% | 0% | 0% | 1 | 28.49% | 0% | 0% | 1 | 29.34% | 0% | 0% | 1 | 41.66% | 0% | 0% | 1 | 5.546% | 0% | 0% | 1 | 15.44% | 0% | 0% | 1
198 | Cayetano | NORTHERN CALIFORNIA | 0 | 0 | 10 | 0% | 0% | 1 | 17 | 0% | 0% | 2 | 0% | 0% | 0% | 1 | 0 | 2 | 95.06% | 2.994% | 98.05% | 5 | 30.08% | 0% | 0% | 1 | 57.04% | 0% | 0% | 2 | 79.9% | 0% | 0% | 3 | 79.9% | 0% | 0% | 3 | 25.82% | 0% | 0% | 1 | 8.056% | 0% | 0% | 1 |  | 0% | 0% | 1 | 12.1551 | 0% | 0% | 2 | 0.3612% | 0% | 0% | 1 | 0 | 2 | 95.92% | 1.287% | 97.2% | 5 | 65.28% | 0% | 0% | 2 | 55.66% | 0% | 0% | 2 | 70.18% | 0% | 0% | 3 | 88.35% | 0% | 0% | 3 | 33.18% | 0% | 0% | 1 | 6.922% | 0% | 0% | 1 |  | 0% | 0% | 1 | 13.862 | 0% | 0% | 2 | 9.872% | 0% | 0% | 1 | 0 | 2 | 81.71% | 2.653% | 84.36% | 5 | 61.76% | 0% | 0% | 2 | 58.43% | 0% | 0% | 2 | 66.55% | 0% | 0% | 2 | 85.2% | 0% | 0% | 3 | 35.16% | 0% | 0% | 1 | 6.614% | 0% | 0% | 1 |  | 0% | 0% | 1 | 12.4156 | 0% | 0% | 2 | 19.75% | 0% | 0% | 1 | 0 | 2 | 63.86% | 7.556% | 71.42% | 3 | 59.88% | 0% | 0% | 2 | 46.22% | 0% | 0% | 1 | 53.53% | 0% | 0% | 2 | 76.02% | 0% | 0% | 3 | 36.14% | 0% | 0% | 1 | 6.257% | 0% | 0% | 1
199 | Silvergate | SAN DIEGO | 60 | 600 | 10 | 67.09% | 0% | 3 | 23.5 | 25.89% | 0% | 3 | 0% | 0% | 0% | 1 | 0 | 2 | 0% | 0% | 0% | 1 | 0.9833% | 13.11% | 0% | 1 | 9.15% | 14.29% | 0% | 1 | 78.81% | 61.27% | 0% | 3 | 79.17% | 62.33% | 0% | 3 | 0% | 12.98% | 0% | 1 | 1.27% | 13.15% | 0% | 1 |  | 61% | 0% | 3 | 23 | 21.44% | 0% | 3 | 0% | 0% | 0% | 1 | 0 | 2 | 0.2505% | 0% | 0.2505% | 1 | 0.9266% | 11.21% | 0% | 1 | 18.67% | 13.66% | 0% | 1 | 79.66% | 54.61% | 0% | 3 | 79.96% | 55.45% | 0% | 3 | 0.1036% | 11.12% | 0% | 1 | 1.645% | 11.3% | 0% | 1 |  | 58.35% | 0% | 3 | 21.4091 | 19.11% | 0% | 3 | 0% | 0% | 0% | 1 | 0 | 2 | 40.05% | 0% | 40.05% | 2 | 8.643% | 5.152% | 0% | 1 | 62.62% | 12.59% | 0% | 2 | 82.74% | 27.27% | 0% | 3 | 91.08% | 52.78% | 0% | 4 | 19.11% | 5.819% | 0% | 1 | 5.875% | 5.001% | 0% | 1 |  | 29.76% | 0% | 2 | 21.4091 | 13.8% | 0% | 3 | 0.01389% | 0% | 0% | 1 | 0 | 2 | 45.82% | 20.84% | 66.66% | 4 | 26.93% | 3.418% | 0% | 1 | 66.31% | 7.413% | 0% | 2 | 81.53% | 13.53% | 0% | 3 | 90.83% | 27.22% | 0% | 4 | 26.6% | 3.403% | 0% | 1 | 5.664% | 2.648% | 0% | 1
200 | Richmond | NORTHERN CALIFORNIA | 0 | 0 | 10 | 0% | 0% | 1 | 15.5056 | 0% | 0% | 2 | 0% | 0% | 0% | 1 | 0 | 2 | 72.44% | 0% | 72.44% | 3 | 64.31% | 0% | 0% | 2 | 9.356% | 0% | 0% | 1 | 2.799% | 0% | 0% | 1 | 68.39% | 0% | 0% | 2 | 63.19% | 0% | 0% | 2 | 4.995% | 0% | 0% | 1 |  | 0% | 0% | 1 | 10.0824 | 0% | 0% | 1 | 0% | 0% | 0% | 1 | 0 | 2 | 62.89% | 0% | 62.89% | 3 | 43.35% | 0% | 0% | 1 | 18.78% | 0% | 0% | 1 | 14.88% | 0% | 0% | 1 | 56.3% | 0% | 0% | 2 | 41.76% | 0% | 0% | 1 | 9.199% | 0% | 0% | 1 |  | 0% | 0% | 1 | 9.6254 | 0% | 0% | 1 | 0% | 0% | 0% | 1 | 0 | 2 | 69.43% | 0.246% | 69.67% | 3 | 32.05% | 0% | 0% | 1 | 20.37% | 0% | 0% | 1 | 18.42% | 0% | 0% | 1 | 51.27% | 0% | 0% | 2 | 36.52% | 0% | 0% | 1 | 9.046% | 0% | 0% | 1 |  | 0% | 0% | 1 | 9.2053 | 0% | 0% | 1 | 0% | 0% | 0% | 1 | 0 | 2 | 64.32% | 1.505% | 65.83% | 3 | 26.51% | 0% | 0% | 1 | 21% | 0% | 0% | 1 | 22.77% | 0% | 0% | 1 | 49.94% | 0% | 0% | 1 | 34.3% | 0% | 0% | 1 | 11.22% | 0% | 0% | 1
201 | Rancho Vista | GREATER LA METRO | 0 | 0 | 10 | 0% | 0% | 1 | 75 | 0% | 0% | 4 | 0% | 0% | 0% | 1 | 0 | 2 | 38.23% | 61.77% | 100% | 5 | 100% | 0% | 0% | 5 | 100% | 0% | 0% | 5 | 100% | 0% | 0% | 5 | 100% | 0% | 0% | 5 | 0% | 0% | 0% | 1 | 0% | 0% | 0% | 1 |  | 0% | 0% | 1 | 57.3333 | 0% | 0% | 4 | 12.65% | 0% | 0% | 1 | 0 | 2 | 6.761% | 37.38% | 44.14% | 5 | 43.54% | 0% | 0% | 1 | 33.3% | 0% | 0% | 1 | 29.96% | 0% | 0% | 1 | 43.54% | 0% | 0% | 1 | 23.75% | 0% | 0% | 1 | 5.173% | 0% | 0% | 1 |  | 0% | 0% | 1 | 30 | 0% | 0% | 4 | 6.004% | 0% | 0% | 1 | 0 | 2 | 28.29% | 44.58% | 72.87% | 5 | 66.02% | 0% | 0% | 2 | 50.5% | 0% | 0% | 2 | 46.37% | 0% | 0% | 1 | 74.18% | 0% | 0% | 3 | 21.74% | 0% | 0% | 1 | 7.727% | 0% | 0% | 1 |  | 0% | 0% | 1 | 27.0537 | 0% | 0% | 3 | 2.202% | 0% | 0% | 1 | 0 | 2 | 54.57% | 30.1% | 84.67% | 5 | 50.82% | 0% | 0% | 2 | 52.84% | 0% | 0% | 2 | 60.08% | 0% | 0% | 2 | 85.48% | 0% | 0% | 3 | 35.26% | 0% | 0% | 1 | 6.867% | 0% | 0% | 1
202 | Hilltop | NORTHERN CALIFORNIA | 0 | 0 | 10 | 0% | 0% | 1 | 0 | 0% | 0% | 1 | 2.137% | 0% | 0% | 1 | 0 | 2 | 0% | 0% | 0% | 1 | 31.76% | 0% | 0% | 1 | 23.33% | 0% | 0% | 1 | 0.1602% | 0% | 0% | 1 | 55.09% | 0% | 0% | 2 | 58.28% | 0% | 0% | 2 | 6.469% | 0% | 0% | 1 |  | 0% | 0% | 1 | 0 | 0% | 0% | 1 | 5.088% | 0% | 0% | 1 | 0 | 2 | 8.323% | 0% | 8.323% | 1 | 35.78% | 0% | 0% | 1 | 23.18% | 0% | 0% | 1 | 11.56% | 0% | 0% | 1 | 54.74% | 0% | 0% | 2 | 59.96% | 0% | 0% | 2 | 11.29% | 0% | 0% | 1 |  | 0% | 0% | 1 | 0 | 0% | 0% | 1 | 4.399% | 0% | 0% | 1 | 0 | 2 | 20.75% | 0% | 20.75% | 2 | 43.72% | 0% | 0% | 1 | 20.52% | 0% | 0% | 1 | 11.47% | 0% | 0% | 1 | 60.45% | 0% | 0% | 2 | 68.83% | 0% | 0% | 2 | 11.25% | 0% | 0% | 1 |  | 0% | 0% | 1 | 0 | 0% | 0% | 1 | 3.873% | 0% | 0% | 1 | 0 | 2 | 34.02% | 0.9708% | 34.99% | 2 | 52.75% | 0% | 0% | 2 | 20.85% | 0% | 0% | 1 | 12.28% | 0% | 0% | 1 | 66.2% | 0% | 0% | 2 | 68.27% | 0% | 0% | 2 | 11.05% | 0% | 0% | 1
203 | Thermalito | NORTHERN CALIFORNIA | 0 | 0 | 0 | 0% | 0% | 1 | 8.3636 | 0% | 0% | 1 | 3.164% | 0% | 0% | 1 | 0 | 2 | 49.57% | 0% | 49.57% | 2 | 69.58% | 0% | 0% | 2 | 26.56% | 0% | 0% | 1 | 38.62% | 0% | 0% | 1 | 99.86% | 0% | 0% | 5 | 29.85% | 0% | 0% | 1 | 39.1% | 0% | 0% | 1 |  | 0% | 0% | 1 | 12.2643 | 0% | 0% | 2 | 6.735% | 0% | 0% | 1 | 0 | 2 | 36.94% | 0% | 36.94% | 2 | 65.82% | 0% | 0% | 2 | 18.15% | 0% | 0% | 1 | 51.19% | 0% | 0% | 2 | 89.51% | 0% | 0% | 3 | 16.54% | 0% | 0% | 1 | 19.13% | 0% | 0% | 1 |  | 0% | 0% | 1 | 13.2426 | 0% | 0% | 2 | 13.95% | 0% | 0% | 1 | 0 | 2 | 30.34% | 0.4358% | 30.78% | 2 | 61.56% | 0% | 0% | 2 | 14.76% | 0% | 0% | 1 | 47.96% | 0% | 0% | 1 | 83.36% | 0% | 0% | 3 | 18.86% | 0% | 0% | 1 | 12.9% | 0% | 0% | 1 |  | 0% | 0% | 1 | 13.2547 | 0% | 0% | 2 | 20.9% | 0% | 0% | 1 | 0 | 2 | 25.44% | 1.805% | 27.24% | 2 | 56.48% | 0% | 0% | 2 | 18.51% | 0% | 0% | 1 | 45.08% | 0% | 0% | 1 | 80.11% | 0% | 0% | 3 | 18.68% | 0% | 0% | 1 | 10.91% | 0% | 0% | 1
204 | Martinez | NORTHERN CALIFORNIA | 0 | 0 | 10 | 0% | 0% | 1 | 75 | 0% | 0% | 4 | 0.1379% | 0% | 0% | 1 | 0 | 2 | 45.56% | 0% | 45.56% | 2 | 1.363% | 0% | 0% | 1 | 40.78% | 0% | 0% | 1 | 50.41% | 0% | 0% | 2 | 61.77% | 0% | 0% | 2 | 6.919% | 0% | 0% | 1 | 4.678% | 0% | 0% | 1 |  | 0% | 0% | 1 | 73.3333 | 0% | 0% | 4 | 0.06979% | 0% | 0% | 1 | 0 | 2 | 39.82% | 0% | 39.82% | 2 | 21.09% | 0% | 0% | 1 | 49.27% | 0% | 0% | 1 | 56.27% | 0% | 0% | 2 | 75.34% | 0% | 0% | 3 | 13.61% | 0% | 0% | 1 | 15.4% | 0% | 0% | 1 |  | 0% | 0% | 1 | 55.0667 | 0% | 0% | 4 | 1.252% | 0% | 0% | 1 | 0 | 2 | 40.87% | 0% | 40.87% | 2 | 36.86% | 0% | 0% | 1 | 47.43% | 0% | 0% | 1 | 57.31% | 0% | 0% | 2 | 80.85% | 0% | 0% | 3 | 17.39% | 0% | 0% | 1 | 21.04% | 0% | 0% | 1 |  | 0% | 0% | 1 | 28 | 0% | 0% | 3 | 5.617% | 0% | 0% | 1 | 0 | 2 | 52.33% | 0.05508% | 52.38% | 3 | 38.28% | 0% | 0% | 1 | 38.01% | 0% | 0% | 1 | 48.34% | 0% | 0% | 1 | 71.59% | 0% | 0% | 3 | 17.93% | 0% | 0% | 1 | 14.75% | 0% | 0% | 1
205 | Lone Tree | NORTHERN CALIFORNIA | 0 | 0 | 10 | 0% | 0% | 1 | 13.6873 | 0% | 0% | 2 | 16.3% | 0% | 0% | 1 | 0 | 2 | 79.82% | 0% | 79.82% | 5 | 38.5% | 0% | 0% | 1 | 59.35% | 0% | 0% | 2 | 59.35% | 0% | 0% | 2 | 59.37% | 0% | 0% | 2 | 33.36% | 0% | 0% | 1 | 7.185% | 0% | 0% | 1 |  | 0% | 0% | 1 | 10.4959 | 0% | 0% | 1 | 20.72% | 0% | 0% | 1 | 0 | 2 | 49.97% | 0.2765% | 50.24% | 3 | 21.51% | 0% | 0% | 1 | 53.48% | 0% | 0% | 2 | 55.03% | 0% | 0% | 2 | 57.2% | 0% | 0% | 2 | 16.15% | 0% | 0% | 1 | 10.85% | 0% | 0% | 1 |  | 0% | 0% | 1 | 7.2469 | 0% | 0% | 1 | 26.98% | 0% | 0% | 1 | 0 | 2 | 41.3% | 0.5079% | 41.81% | 2 | 32.02% | 0% | 0% | 1 | 41.72% | 0% | 0% | 1 | 42.67% | 0% | 0% | 1 | 58.15% | 0% | 0% | 2 | 7.827% | 0% | 0% | 1 | 13.07% | 0% | 0% | 1 |  | 0% | 0% | 1 | 10 | 0% | 0% | 1 | 37.21% | 0% | 0% | 1 | 0 | 2 | 37.87% | 0.2536% | 38.12% | 2 | 29.32% | 0% | 0% | 1 | 33.03% | 0% | 0% | 1 | 35.46% | 0% | 0% | 1 | 50.72% | 0% | 0% | 2 | 6.722% | 0% | 0% | 1 | 11.31% | 0% | 0% | 1
206 | Delta Switching Yard | NORTHERN CALIFORNIA | 0 | 0 | 10 | 0% | 0% | 1 | 14.9285 | 0% | 0% | 2 | 18.1% | 0% | 0% | 1 | 0 | 2 | 76.51% | 0% | 76.51% | 5 | 71.9% | 0% | 0% | 3 | 59.36% | 0% | 0% | 2 | 68.67% | 0% | 0% | 2 | 91.32% | 0% | 0% | 4 | 8.574% | 0% | 0% | 1 | 9.727% | 0% | 0% | 1 |  | 0% | 0% | 1 | 12.929 | 0% | 0% | 2 | 36.65% | 0% | 0% | 1 | 0 | 2 | 50.73% | 0.1671% | 50.89% | 3 | 50.97% | 0% | 0% | 2 | 43.92% | 0% | 0% | 1 | 47.84% | 0% | 0% | 1 | 66.52% | 0% | 0% | 2 | 10.49% | 0% | 0% | 1 | 6.263% | 0% | 0% | 1 |  | 0% | 0% | 1 | 14.125 | 0% | 0% | 2 | 38.69% | 0% | 0% | 1 | 0 | 2 | 46.92% | 1.607% | 48.53% | 2 | 46.25% | 0% | 0% | 1 | 39.93% | 0% | 0% | 1 | 42.11% | 0% | 0% | 1 | 60.3% | 0% | 0% | 2 | 18.59% | 0% | 0% | 1 | 6.64% | 0% | 0% | 1 |  | 0% | 0% | 1 | 13.5244 | 0% | 0% | 2 | 39.89% | 0% | 0% | 1 | 0 | 2 | 39.67% | 4.574% | 44.24% | 2 | 43.94% | 0% | 0% | 1 | 36.4% | 0% | 0% | 1 | 38.21% | 0% | 0% | 1 | 58.56% | 0% | 0% | 2 | 21.21% | 0% | 0% | 1 | 7.116% | 0% | 0% | 1
207 | Green Ridge Midway | NORTHERN CALIFORNIA | 0 | 0 | 10 | 0% | 0% | 1 | 17.9951 | 0% | 0% | 2 | 6.371% | 0% | 0% | 1 | 0 | 2 | 85.78% | 0% | 85.78% | 5 | 82.71% | 0% | 0% | 3 | 70.96% | 0% | 0% | 3 | 81.32% | 0% | 0% | 3 | 98.43% | 0% | 0% | 5 | 22.94% | 0% | 0% | 1 | 4.085% | 0% | 0% | 1 |  | 0% | 0% | 1 | 15.7546 | 0% | 0% | 2 | 20.89% | 0% | 0% | 1 | 0 | 2 | 68.57% | 3.003% | 71.57% | 3 | 68.75% | 0% | 0% | 2 | 59.64% | 0% | 0% | 2 | 60.65% | 0% | 0% | 2 | 82% | 0% | 0% | 3 | 28.25% | 0% | 0% | 1 | 6.182% | 0% | 0% | 1 |  | 0% | 0% | 1 | 15.4811 | 0% | 0% | 2 | 33.57% | 0% | 0% | 1 | 0 | 2 | 50% | 7.178% | 57.18% | 3 | 53.49% | 0% | 0% | 2 | 40.3% | 0% | 0% | 1 | 42.33% | 0% | 0% | 1 | 65.89% | 0% | 0% | 2 | 28.72% | 0% | 0% | 1 | 5.321% | 0% | 0% | 1 |  | 0% | 0% | 1 | 13.3333 | 0% | 0% | 2 | 37% | 0% | 0% | 1 | 0 | 2 | 42.31% | 9.327% | 51.63% | 3 | 52.47% | 0% | 0% | 2 | 34.92% | 0% | 0% | 1 | 37.58% | 0% | 0% | 1 | 62.28% | 0% | 0% | 2 | 29.23% | 0% | 0% | 1 | 5.815% | 0% | 0% | 1
208 | Inyo | GREATER KRAMER | 0 | 0 | 0 | 0% | 0% | 1 | 2.9134 | 0% | 0% | 1 | 0% | 0% | 0% | 1 | 0 | 2 | 0% | 0% | 0% | 1 | 0% | 0% | 0% | 1 | 19.22% | 0% | 0% | 1 | 31.01% | 0% | 0% | 1 | 40.06% | 0% | 0% | 1 | 40.97% | 0% | 0% | 1 | 4.33% | 0% | 0% | 1 |  | 0% | 0% | 1 | 2.6478 | 0% | 0% | 1 | 0% | 0% | 0% | 1 | 0 | 2 | 6.391% | 0% | 6.391% | 1 | 0% | 0% | 0% | 1 | 24.23% | 0% | 0% | 1 | 39.98% | 0% | 0% | 1 | 41.63% | 0% | 0% | 1 | 74.09% | 0% | 0% | 3 | 9.316% | 0% | 0% | 1 |  | 0% | 0% | 1 | 2.1214 | 0% | 0% | 1 | 0% | 0% | 0% | 1 | 0 | 2 | 6.631% | 0% | 6.631% | 1 | 0% | 0% | 0% | 1 | 23.36% | 0% | 0% | 1 | 36.22% | 0% | 0% | 1 | 38.4% | 0% | 0% | 1 | 75.94% | 0% | 0% | 3 | 7.939% | 0% | 0% | 1 |  | 0% | 0% | 1 | 2.0949 | 0% | 0% | 1 | 0% | 0% | 0% | 1 | 0 | 2 | 19.54% | 0% | 19.54% | 1 | 0% | 0% | 0% | 1 | 23.56% | 0% | 0% | 1 | 27.3% | 0% | 0% | 1 | 33.95% | 0% | 0% | 1 | 73.12% | 0% | 0% | 3 | 6.753% | 0% | 0% | 1
209 | Control | GREATER KRAMER | 0 | 0 | 10 | 0% | 0% | 1 | 3.1655 | 0% | 0% | 1 | 0% | 0% | 0% | 1 | 0 | 2 | 0% | 0% | 0% | 1 | 0% | 0% | 0% | 1 | 11.65% | 0% | 0% | 1 | 49.17% | 0% | 0% | 1 | 53.63% | 0% | 0% | 2 | 62.9% | 0% | 0% | 2 | 8.171% | 0% | 0% | 1 |  | 0% | 0% | 1 | 2.9126 | 0% | 0% | 1 | 0% | 0% | 0% | 1 | 0 | 2 | 6.004% | 0% | 6.004% | 1 | 0% | 0% | 0% | 1 | 22.97% | 0% | 0% | 1 | 39.48% | 0% | 0% | 1 | 42.28% | 0% | 0% | 1 | 75.69% | 0% | 0% | 3 | 10.23% | 0% | 0% | 1 |  | 0% | 0% | 1 | 2.2681 | 0% | 0% | 1 | 0% | 0% | 0% | 1 | 0 | 2 | 3.766% | 0% | 3.766% | 1 | 0% | 0% | 0% | 1 | 20.53% | 0% | 0% | 1 | 34.46% | 0% | 0% | 1 | 36.35% | 0% | 0% | 1 | 76.01% | 0% | 0% | 3 | 8.405% | 0% | 0% | 1 |  | 0% | 0% | 1 | 2.1682 | 0% | 0% | 1 | 0% | 0% | 0% | 1 | 0 | 2 | 22.8% | 0% | 22.8% | 2 | 0% | 0% | 0% | 1 | 21.75% | 0% | 0% | 1 | 25.15% | 0% | 0% | 1 | 31.16% | 0% | 0% | 1 | 70.24% | 0% | 0% | 3 | 6.866% | 0% | 0% | 1
210 | Big Creek Hydro Facilities | SPGE | 192 | 1920 | 10 | 398.7% | 9.333% | 4 | 3.7051 | 15.7% | 0% | 1 | 0% | 0% | 0% | 1 | 0 | 2 | 9.56% | 0% | 9.56% | 1 | 38.35% | 19.6% | 0% | 1 | 93.05% | 173.9% | 5.516% | 4 | 20.07% | 15.11% | 0% | 1 | 93.17% | 176.9% | 5.638% | 4 | 48.41% | 23.42% | 0% | 2 | 5.813% | 12.83% | 0% | 1 |  | 116.7% | 0.4616% | 4 | 6.9759 | 4.224% | 0% | 1 | 0% | 1138% | 0% | 4 | 0 | 2 | 41.16% | 0% | 41.16% | 2 | 38.05% | 5.076% | 0% | 1 | 68.65% | 10.03% | 0% | 2 | 27.37% | 4.33% | 0% | 1 | 80.44% | 16.07% | 0% | 3 | 53.38% | 6.745% | 0% | 2 | 5.215% | 3.318% | 0% | 1 |  | 27.51% | 0% | 2 | 8.9501 | 1.914% | 0% | 1 | 0% | 1138% | 0% | 4 | 0 | 2 | 40.18% | 3.076% | 43.26% | 2 | 22.4% | 1.699% | 0% | 1 | 58.44% | 3.172% | 0% | 2 | 43.46% | 2.331% | 0% | 1 | 72.36% | 4.769% | 0% | 3 | 52.38% | 2.768% | 0% | 2 | 4.313% | 1.378% | 0% | 1 |  | 7.745% | 0% | 1 | 10.9087 | 1.214% | 0% | 1 | 0% | 1138% | 0% | 4 | 0 | 2 | 45.97% | 9.98% | 55.95% | 3 | 17.33% | 0.8974% | 0% | 1 | 47.46% | 1.412% | 0% | 1 | 39.31% | 1.223% | 0% | 1 | 63% | 2.005% | 0% | 2 | 53.45% | 1.594% | 0% | 2 | 4.258% | 0.7749% | 0% | 1
211 | Moss Landing |  | 0 | 0 | 10 | 0% | 0% | 1 | 12.3638 | 0% | 0% | 2 | 52.19% | 0% | 0% | 2 | 0 | 2 | 0% | 0% | 0% | 1 | 0.4143% | 0% | 0% | 1 | 61.54% | 0% | 0% | 2 | 63.32% | 0% | 0% | 2 | 63.74% | 0% | 0% | 2 | 0% | 0% | 0% | 1 | 8.932% | 0% | 0% | 1 |  | 0% | 0% | 1 | 19.8667 | 0% | 0% | 2 | 48.26% | 0% | 0% | 1 | 0 | 2 | 1.845% | 0% | 1.845% | 1 | 4.606% | 0% | 0% | 1 | 26.74% | 0% | 0% | 1 | 33.44% | 0% | 0% | 1 | 37.63% | 0% | 0% | 1 | 3.07% | 0% | 0% | 1 | 6.567% | 0% | 0% | 1 |  | 0% | 0% | 1 | 19.6667 | 0% | 0% | 2 | 32.45% | 0% | 0% | 1 | 0 | 2 | 24.32% | 0% | 24.32% | 2 | 29.2% | 0% | 0% | 1 | 20.72% | 0% | 0% | 1 | 32.45% | 0% | 0% | 1 | 56.21% | 0% | 0% | 2 | 19.17% | 0% | 0% | 1 | 6.113% | 0% | 0% | 1 |  | 0% | 0% | 1 | 20.4939 | 0% | 0% | 3 | 28.29% | 0% | 0% | 1 | 0 | 2 | 32.34% | 0.415% | 32.76% | 2 | 27.39% | 0% | 0% | 1 | 15.45% | 0% | 0% | 1 | 26.74% | 0% | 0% | 1 | 49.17% | 0% | 0% | 1 | 21.14% | 0% | 0% | 1 | 5.137% | 0% | 0% | 1
212 | Cal Ave | SPGE | 100 | 1000 | 10 | 70.61% | 0% | 3 | 28.3333 | 999% | 70.45% | 5 | 77.14% | 31.94% | 0% | 3 | 0 | 2 | 0% | 0% | 0% | 1 | 0% | 16.19% | 0% | 1 | 0% | 16.19% | 0% | 1 | 0% | 16.19% | 0% | 1 | 0% | 16.19% | 0% | 1 | 0% | 16.19% | 0% | 1 | 0.0432% | 16.19% | 0% | 1 |  | 3.661% | 0% | 1 | 25.4909 | 169.1% | 0.9856% | 3 | 67.83% | 0% | 0% | 2 | 0 | 2 | 2.195% | 0% | 2.195% | 1 | 0% | 1.166% | 0% | 1 | 0% | 1.166% | 0% | 1 | 0% | 1.166% | 0% | 1 | 0% | 1.166% | 0% | 1 | 0% | 1.166% | 0% | 1 | 0.2718% | 1.169% | 0% | 1 |  | 1.407% | 0% | 1 | 22.6667 | 38.5% | 0% | 3 | 61.64% | 0% | 0% | 2 | 0 | 2 | 9.28% | 0% | 9.28% | 1 | 10.71% | 0.4097% | 0% | 1 | 10.53% | 0.4089% | 0% | 1 | 10.49% | 0.4086% | 0% | 1 | 14.83% | 0.4295% | 0% | 1 | 1.8% | 0.3725% | 0% | 1 | 4.711% | 0.3839% | 0% | 1 |  | 0.709% | 0% | 1 | 19.54 | 2.397% | 0% | 2 | 50.74% | 0% | 0% | 2 | 0 | 2 | 18.01% | 0% | 18.01% | 1 | 17.73% | 0.2152% | 0% | 1 | 16.45% | 0.2119% | 0% | 1 | 16.75% | 0.2127% | 0% | 1 | 28.02% | 0.246% | 0% | 1 | 10.68% | 0.1982% | 0% | 1 | 6.908% | 0.1902% | 0% | 1
213 | Poso Mountain | SPGE | 250 | 2500 | 10 | 17.58% | 0% | 1 | 6.3596 | 16.45% | 0% | 1 | 0% | 0% | 0% | 1 | 0 | 2 | 90.78% | 0% | 90.78% | 5 | 63.54% | 14.27% | 0% | 2 | 0.6623% | 5.238% | 0% | 1 | 7.338% | 5.615% | 0% | 1 | 63.54% | 14.27% | 0% | 2 | 35.8% | 8.104% | 0% | 1 | 1.885% | 5.303% | 0% | 1 |  | 7.66% | 0% | 1 | 6.8856 | 5.432% | 0% | 1 | 6.6% | 0% | 0% | 1 | 0 | 2 | 68.63% | 0% | 68.63% | 3 | 73.92% | 5.492% | 0% | 3 | 22.36% | 1.844% | 0% | 1 | 34.59% | 2.189% | 0% | 1 | 75.89% | 5.939% | 0% | 3 | 37.12% | 2.277% | 0% | 1 | 1.599% | 1.455% | 0% | 1 |  | 5.094% | 0% | 1 | 7.9 | 3.022% | 0% | 1 | 21.55% | 0% | 0% | 1 | 0 | 2 | 62.01% | 0.828% | 62.84% | 3 | 63.09% | 2.052% | 0% | 2 | 17.95% | 0.9234% | 0% | 1 | 26.1% | 1.025% | 0% | 1 | 64.93% | 2.16% | 0% | 2 | 39.21% | 1.246% | 0% | 1 | 1.483% | 0.769% | 0% | 1 |  | 2.682% | 0% | 1 | 8.3363 | 1.881% | 0% | 1 | 29.52% | 0% | 0% | 1 | 0 | 2 | 50.43% | 3.306% | 53.74% | 3 | 50.47% | 0.9327% | 0% | 2 | 12.57% | 0.5284% | 0% | 1 | 21.74% | 0.5903% | 0% | 1 | 54.28% | 1.011% | 0% | 2 | 35.97% | 0.7215% | 0% | 1 | 1.478% | 0.4689% | 0% | 1
214 | Walnut | GREATER LA METRO | 0 | 0 | 10 | 0% | 0% | 1 | 0 | 0% | 0% | 1 | 0% | 0% | 0% | 1 | 0 | 2 | 0% | 0% | 0% | 1 | 0% | 0% | 0% | 1 | 0% | 0% | 0% | 1 | 0% | 0% | 0% | 1 | 0% | 0% | 0% | 1 | 0% | 0% | 0% | 1 | 0% | 0% | 0% | 1 |  | 0% | 0% | 1 | 17.6264 | 0% | 0% | 2 | 0% | 0% | 0% | 1 | 0 | 2 | 86.23% | 0% | 86.23% | 5 | 53.65% | 0% | 0% | 2 | 0% | 0% | 0% | 1 | 0% | 0% | 0% | 1 | 53.65% | 0% | 0% | 2 | 56.86% | 0% | 0% | 2 | 18.05% | 0% | 0% | 1 |  | 0% | 0% | 1 | 17.4252 | 0% | 0% | 2 | 0% | 0% | 0% | 1 | 0 | 2 | 90.3% | 1.074% | 91.38% | 5 | 55.75% | 0% | 0% | 2 | 0.321% | 0% | 0% | 1 | 0.2986% | 0% | 0% | 1 | 56.07% | 0% | 0% | 2 | 40.47% | 0% | 0% | 1 | 13.93% | 0% | 0% | 1 |  | 0% | 0% | 1 | 24.9478 | 0% | 0% | 3 | 7.664% | 0% | 0% | 1 | 0 | 2 | 64.23% | 2.94% | 67.16% | 3 | 34.13% | 0% | 0% | 1 | 5.054% | 0% | 0% | 1 | 11.81% | 0% | 0% | 1 | 46.53% | 0% | 0% | 1 | 24.41% | 0% | 0% | 1 | 8.632% | 0% | 0% | 1
215 | Chevmain | GREATER LA METRO | 0 | 0 | 10 | 0% | 0% | 1 | 26.1591 | 0% | 0% | 3 | 0% | 0% | 0% | 1 | 0 | 2 | 0% | 0% | 0% | 1 | 0% | 0% | 0% | 1 | 0.1021% | 0% | 0% | 1 | 28.89% | 0% | 0% | 1 | 28.89% | 0% | 0% | 1 | 0% | 0% | 0% | 1 | 0% | 0% | 0% | 1 |  | 0% | 0% | 1 | 26.1591 | 0% | 0% | 3 | 0% | 0% | 0% | 1 | 0 | 2 | 0% | 0% | 0% | 1 | 3.951% | 0% | 0% | 1 | 39.57% | 0% | 0% | 1 | 68.56% | 0% | 0% | 2 | 72.51% | 0% | 0% | 3 | 0% | 0% | 0% | 1 | 0.007141% | 0% | 0% | 1 |  | 0% | 0% | 1 | 19.8222 | 0% | 0% | 2 | 0% | 0% | 0% | 1 | 0 | 2 | 1.531% | 10.81% | 12.34% | 3 | 1.145% | 0% | 0% | 1 | 2.949% | 0% | 0% | 1 | 62.23% | 0% | 0% | 2 | 63.37% | 0% | 0% | 2 | 1.884% | 0% | 0% | 1 | 3.162% | 0% | 0% | 1 |  | 0% | 0% | 1 | 26.1875 | 0% | 0% | 3 | 0% | 0% | 0% | 1 | 0 | 2 | 3.21% | 34.58% | 37.79% | 5 | 13.34% | 0% | 0% | 1 | 17.88% | 0% | 0% | 1 | 49.13% | 0% | 0% | 1 | 56.89% | 0% | 0% | 2 | 4.218% | 0% | 0% | 1 | 6.726% | 0% | 0% | 1
216 | Long Beach |  | 0 | 0 | 0 | 0% | 0% | 1 | 10.6512 | 0% | 0% | 1 | 0% | 0% | 0% | 1 | 0 | 2 | 0% | 0% | 0% | 1 | 0% | 0% | 0% | 1 | 0% | 0% | 0% | 1 | 54.26% | 0% | 0% | 2 | 54.26% | 0% | 0% | 2 | 0% | 0% | 0% | 1 | 0.127% | 0% | 0% | 1 |  | 0% | 0% | 1 | 29 | 0% | 0% | 3 | 0% | 0% | 0% | 1 | 0 | 2 | 0% | 0% | 0% | 1 | 0% | 0% | 0% | 1 | 8.841% | 0% | 0% | 1 | 60.74% | 0% | 0% | 2 | 60.74% | 0% | 0% | 2 | 0% | 0% | 0% | 1 | 0.31% | 0% | 0% | 1 |  | 0% | 0% | 1 | 48.3333 | 0% | 0% | 4 | 0% | 0% | 0% | 1 | 0 | 2 | 0% | 0% | 0% | 1 | 0.1387% | 0% | 0% | 1 | 8.239% | 0% | 0% | 1 | 68.61% | 0% | 0% | 2 | 68.75% | 0% | 0% | 2 | 0% | 0% | 0% | 1 | 0.455% | 0% | 0% | 1 |  | 0% | 0% | 1 | 49 | 0% | 0% | 4 | 0% | 0% | 0% | 1 | 0 | 2 | 0% | 0% | 0% | 1 | 0.1045% | 0% | 0% | 1 | 15.68% | 0% | 0% | 1 | 76.32% | 0% | 0% | 3 | 76.42% | 0% | 0% | 3 | 0% | 0% | 0% | 1 | 3.452% | 0% | 0% | 1
217 | Pit 1 | NORTHERN CALIFORNIA | 0 | 0 | 10 | 0% | 0% | 1 | 8.7764 | 0% | 0% | 1 | 0% | 0% | 0% | 1 | 0 | 2 | 0% | 0% | 0% | 1 | 51.08% | 0% | 0% | 2 | 61.41% | 0% | 0% | 2 | 79.73% | 0% | 0% | 3 | 95.85% | 0% | 0% | 5 | 61.81% | 0% | 0% | 2 | 2.638% | 0% | 0% | 1 |  | 0% | 0% | 1 | 7.7646 | 0% | 0% | 1 | 0% | 0% | 0% | 1 | 0 | 2 | 4.578% | 0% | 4.578% | 1 | 23.81% | 0% | 0% | 1 | 38.98% | 0% | 0% | 1 | 42.38% | 0% | 0% | 1 | 57.06% | 0% | 0% | 2 | 36.26% | 0% | 0% | 1 | 8.421% | 0% | 0% | 1 |  | 0% | 0% | 1 | 6.1224 | 0% | 0% | 1 | 8.239e-05% | 0% | 0% | 1 | 0 | 2 | 18.83% | 0% | 18.83% | 1 | 28.25% | 0% | 0% | 1 | 19.59% | 0% | 0% | 1 | 18.54% | 0% | 0% | 1 | 43.33% | 0% | 0% | 1 | 38.09% | 0% | 0% | 1 | 7.076% | 0% | 0% | 1 |  | 0% | 0% | 1 | 5.656 | 0% | 0% | 1 | 0.08776% | 0% | 0% | 1 | 0 | 2 | 33.21% | 0.01697% | 33.23% | 2 | 35.38% | 0% | 0% | 1 | 13.79% | 0% | 0% | 1 | 11.59% | 0% | 0% | 1 | 45.51% | 0% | 0% | 1 | 37.25% | 0% | 0% | 1 | 6.459% | 0% | 0% | 1
218 | Cove Rd | NORTHERN CALIFORNIA | 0 | 0 | 10 | 0% | 0% | 1 | 7.292 | 0% | 0% | 1 | 0.1142% | 0% | 0% | 1 | 0 | 2 | 73.24% | 25.04% | 98.28% | 5 | 73.02% | 0% | 0% | 3 | 17.01% | 0% | 0% | 1 | 26.71% | 0% | 0% | 1 | 75.2% | 0% | 0% | 3 | 19.78% | 0% | 0% | 1 | 5.045% | 0% | 0% | 1 |  | 0% | 0% | 1 | 5.2056 | 0% | 0% | 1 | 0.1146% | 0% | 0% | 1 | 0 | 2 | 72.11% | 25.85% | 97.96% | 5 | 57.6% | 0% | 0% | 2 | 21.94% | 0% | 0% | 1 | 30.74% | 0% | 0% | 1 | 71.17% | 0% | 0% | 3 | 32.32% | 0% | 0% | 1 | 5.586% | 0% | 0% | 1 |  | 0% | 0% | 1 | 4.8688 | 0% | 0% | 1 | 0.1164% | 0% | 0% | 1 | 0 | 2 | 62.8% | 21.98% | 84.78% | 5 | 53.35% | 0% | 0% | 2 | 17.84% | 0% | 0% | 1 | 21.27% | 0% | 0% | 1 | 63.7% | 0% | 0% | 2 | 34.88% | 0% | 0% | 1 | 7.171% | 0% | 0% | 1 |  | 0% | 0% | 1 | 4.9932 | 0% | 0% | 1 | 0.1493% | 0% | 0% | 1 | 0 | 2 | 61.7% | 15.62% | 77.32% | 5 | 47.21% | 0% | 0% | 1 | 19.21% | 0% | 0% | 1 | 22.37% | 0% | 0% | 1 | 59.19% | 0% | 0% | 2 | 35.96% | 0% | 0% | 1 | 6.675% | 0% | 0% | 1
219 | Drum | NORTHERN CALIFORNIA | 0 | 0 | 10 | 0% | 0% | 1 | 10.7381 | 0% | 0% | 1 | 0% | 0% | 0% | 1 | 0 | 2 | 5.647% | 94.14% | 99.79% | 5 | 9.498% | 0% | 0% | 1 | 9.347% | 0% | 0% | 1 | 0.4648% | 0% | 0% | 1 | 18.85% | 0% | 0% | 1 | 13.81% | 0% | 0% | 1 | 0.7226% | 0% | 0% | 1 |  | 0% | 0% | 1 | 9.5171 | 0% | 0% | 1 | 0% | 0% | 0% | 1 | 0 | 2 | 24.41% | 74.81% | 99.22% | 5 | 19.99% | 0% | 0% | 1 | 13.92% | 0% | 0% | 1 | 7.114% | 0% | 0% | 1 | 34.58% | 0% | 0% | 1 | 20.81% | 0% | 0% | 1 | 1.355% | 0% | 0% | 1 |  | 0% | 0% | 1 | 12.1063 | 0% | 0% | 2 | 0.01789% | 0% | 0% | 1 | 0 | 2 | 38.48% | 57.75% | 96.23% | 5 | 27.66% | 0% | 0% | 1 | 15.73% | 0% | 0% | 1 | 18.04% | 0% | 0% | 1 | 47.77% | 0% | 0% | 1 | 22.4% | 0% | 0% | 1 | 2.752% | 0% | 0% | 1 |  | 0% | 0% | 1 | 14.5905 | 0% | 0% | 2 | 0.05019% | 0% | 0% | 1 | 0 | 2 | 36.95% | 49.46% | 86.41% | 5 | 28.2% | 0% | 0% | 1 | 12.62% | 0% | 0% | 1 | 19.34% | 0% | 0% | 1 | 46.61% | 0% | 0% | 1 | 24.63% | 0% | 0% | 1 | 3.133% | 0% | 0% | 1
220 | Vierra | NORTHERN CALIFORNIA | 0 | 0 | 10 | 0% | 0% | 1 | 46.8269 | 0% | 0% | 4 | 65.01% | 0% | 0% | 2 | 0 | 2 | 0% | 0% | 0% | 1 | 20.9% | 0% | 0% | 1 | 1.94% | 0% | 0% | 1 | 1.94% | 0% | 0% | 1 | 22.84% | 0% | 0% | 1 | 0% | 0% | 0% | 1 | 6.822% | 0% | 0% | 1 |  | 0% | 0% | 1 | 19.6667 | 0% | 0% | 2 | 67.98% | 0% | 0% | 2 | 0 | 2 | 0.04806% | 0% | 0.04806% | 1 | 19.33% | 0% | 0% | 1 | 12.57% | 0% | 0% | 1 | 12.57% | 0% | 0% | 1 | 24.69% | 0% | 0% | 1 | 0% | 0% | 0% | 1 | 5.176% | 0% | 0% | 1 |  | 0% | 0% | 1 | 17.3333 | 0% | 0% | 2 | 68.97% | 0% | 0% | 2 | 0 | 2 | 6.216% | 0% | 6.216% | 1 | 28.01% | 0% | 0% | 1 | 13.5% | 0% | 0% | 1 | 13.51% | 0% | 0% | 1 | 34.39% | 0% | 0% | 1 | 1.899% | 0% | 0% | 1 | 3.63% | 0% | 0% | 1 |  | 0% | 0% | 1 | 15.7952 | 0% | 0% | 2 | 59.31% | 0% | 0% | 2 | 0 | 2 | 16.99% | 0.8072% | 17.8% | 2 | 39.17% | 0% | 0% | 1 | 16.69% | 0% | 0% | 1 | 19.8% | 0% | 0% | 1 | 46.24% | 0% | 0% | 1 | 8.499% | 0% | 0% | 1 | 4.458% | 0% | 0% | 1
221 | Coyote | NORTHERN CALIFORNIA | 0 | 0 | 10 | 0% | 0% | 1 | 11.8167 | 0% | 0% | 1 | 5.889% | 0% | 0% | 1 | 0 | 2 | 89.77% | 0% | 89.77% | 5 | 100% | 0% | 0% | 5 | 45.05% | 0% | 0% | 1 | 54.93% | 0% | 0% | 2 | 100% | 0% | 0% | 5 | 31.86% | 0% | 0% | 1 | 4.255% | 0% | 0% | 1 |  | 0% | 0% | 1 | 10.9812 | 0% | 0% | 1 | 1.937% | 0% | 0% | 1 | 0 | 2 | 88.27% | 6.727% | 95% | 5 | 80.72% | 0% | 0% | 3 | 23.96% | 0% | 0% | 1 | 36.95% | 0% | 0% | 1 | 84.21% | 0% | 0% | 3 | 56.97% | 0% | 0% | 2 | 5.213% | 0% | 0% | 1 |  | 0% | 0% | 1 | 11.8474 | 0% | 0% | 1 | 1.331% | 0% | 0% | 1 | 0 | 2 | 62.1% | 22.01% | 84.11% | 5 | 69.24% | 0% | 0% | 2 | 23.41% | 0% | 0% | 1 | 39.89% | 0% | 0% | 1 | 76.62% | 0% | 0% | 3 | 61.71% | 0% | 0% | 2 | 3.88% | 0% | 0% | 1 |  | 0% | 0% | 1 | 15.0707 | 0% | 0% | 2 | 2.835% | 0% | 0% | 1 | 0 | 2 | 44.65% | 26.5% | 71.15% | 4 | 66.06% | 0% | 0% | 2 | 25.17% | 0% | 0% | 1 | 45% | 0% | 0% | 1 | 81.52% | 0% | 0% | 3 | 59.77% | 0% | 0% | 2 | 3.301% | 0% | 0% | 1
222 | Metcalf | NORTHERN CALIFORNIA | 0 | 0 | 10 | 0% | 0% | 1 | 10.7851 | 0% | 0% | 1 | 5.739% | 0% | 0% | 1 | 0 | 2 | 90% | 0% | 90% | 5 | 99.68% | 0% | 0% | 5 | 46.91% | 0% | 0% | 1 | 56.63% | 0% | 0% | 2 | 99.68% | 0% | 0% | 5 | 33.53% | 0% | 0% | 1 | 4.062% | 0% | 0% | 1 |  | 0% | 0% | 1 | 10.7119 | 0% | 0% | 1 | 1.883% | 0% | 0% | 1 | 0 | 2 | 87.16% | 8.015% | 95.17% | 5 | 80.57% | 0% | 0% | 3 | 23.87% | 0% | 0% | 1 | 36.12% | 0% | 0% | 1 | 84.12% | 0% | 0% | 3 | 57.79% | 0% | 0% | 2 | 5.085% | 0% | 0% | 1 |  | 0% | 0% | 1 | 11.0849 | 0% | 0% | 1 | 1.291% | 0% | 0% | 1 | 0 | 2 | 62.19% | 23.79% | 85.98% | 5 | 70.48% | 0% | 0% | 3 | 24.13% | 0% | 0% | 1 | 39.18% | 0% | 0% | 1 | 76.96% | 0% | 0% | 3 | 63.65% | 0% | 0% | 2 | 3.886% | 0% | 0% | 1 |  | 0% | 0% | 1 | 14.1065 | 0% | 0% | 2 | 2.769% | 0% | 0% | 1 | 0 | 2 | 44.6% | 27.41% | 72.01% | 4 | 66.08% | 0% | 0% | 2 | 25.47% | 0% | 0% | 1 | 44.73% | 0% | 0% | 1 | 81.34% | 0% | 0% | 3 | 60.31% | 0% | 0% | 2 | 3.311% | 0% | 0% | 1
223 | Diablo | SPGE | 0 | 0 | 10 | 0% | 0% | 1 | 4.0105 | 0% | 0% | 1 | 0% | 0% | 0% | 1 | 0 | 2 | 74.81% | 0% | 74.81% | 3 | 0.006258% | 0% | 0% | 1 | 5.926% | 0% | 0% | 1 | 54.09% | 0% | 0% | 2 | 54.09% | 0% | 0% | 2 | 62.52% | 0% | 0% | 2 | 7.044% | 0% | 0% | 1 |  | 0% | 0% | 1 | 7.9475 | 0% | 0% | 1 | 3.335% | 0% | 0% | 1 | 0 | 2 | 82.68% | 0% | 82.68% | 5 | 5.66% | 0% | 0% | 1 | 15.84% | 0% | 0% | 1 | 71.33% | 0% | 0% | 3 | 71.33% | 0% | 0% | 3 | 51.16% | 0% | 0% | 2 | 10.45% | 0% | 0% | 1 |  | 0% | 0% | 1 | 13 | 0% | 0% | 2 | 5.536% | 0% | 0% | 1 | 0 | 2 | 77.75% | 2.519% | 80.27% | 5 | 18.4% | 0% | 0% | 1 | 14.6% | 0% | 0% | 1 | 65.72% | 0% | 0% | 2 | 69.73% | 0% | 0% | 2 | 47.62% | 0% | 0% | 1 | 9.551% | 0% | 0% | 1 |  | 0% | 0% | 1 | 10.2208 | 0% | 0% | 1 | 6.183% | 0% | 0% | 1 | 0 | 2 | 78.78% | 2.894% | 81.68% | 5 | 36.68% | 0% | 0% | 1 | 23.61% | 0% | 0% | 1 | 49.23% | 0% | 0% | 1 | 65.38% | 0% | 0% | 2 | 48.92% | 0% | 0% | 1 | 9.475% | 0% | 0% | 1
224 | Coolwater | GREATER KRAMER | 0 | 0 | 10 | 0% | 0% | 1 | 23.4957 | 0% | 0% | 3 | 0.1923% | 0% | 0% | 1 | 0 | 2 | 0% | 0% | 0% | 1 | 99.16% | 0% | 0% | 5 | 82% | 0% | 0% | 3 | 55.62% | 0% | 0% | 2 | 99.16% | 0% | 0% | 5 | 35.32% | 0% | 0% | 1 | 2.928% | 0% | 0% | 1 |  | 0% | 0% | 1 | 21.3375 | 0% | 0% | 3 | 0.09111% | 0% | 0% | 1 | 0 | 2 | 0% | 0% | 0% | 1 | 84.23% | 0% | 0% | 3 | 35.37% | 0% | 0% | 1 | 24.58% | 0% | 0% | 1 | 86.03% | 0% | 0% | 3 | 43.83% | 0% | 0% | 1 | 3.614% | 0% | 0% | 1 |  | 0% | 0% | 1 | 25 | 0% | 0% | 3 | 0.7012% | 0% | 0% | 1 | 0 | 2 | 0% | 0% | 0% | 1 | 62.03% | 0% | 0% | 2 | 31.58% | 0% | 0% | 1 | 16.69% | 0% | 0% | 1 | 64.6% | 0% | 0% | 2 | 33.53% | 0% | 0% | 1 | 2.779% | 0% | 0% | 1 |  | 0% | 0% | 1 | 22.6722 | 0% | 0% | 3 | 0.4443% | 0% | 0% | 1 | 0 | 2 | 0% | 0% | 0% | 1 | 52.6% | 0% | 0% | 2 | 30.06% | 0% | 0% | 1 | 19.73% | 0% | 0% | 1 | 59.52% | 0% | 0% | 2 | 44.34% | 0% | 0% | 1 | 2.881% | 0% | 0% | 1
225 | San Onofre | GREATER LA METRO | 0 | 0 | 10 | 0% | 0% | 1 | 1.3604 | 0% | 0% | 1 | 0% | 0% | 0% | 1 | 0 | 2 | 6.34% | 0% | 6.34% | 1 | 0% | 0% | 0% | 1 | 73.53% | 0% | 0% | 3 | 87.95% | 0% | 0% | 3 | 87.95% | 0% | 0% | 3 | 0% | 0% | 0% | 1 | 5.858% | 0% | 0% | 1 |  | 0% | 0% | 1 | 2.611 | 0% | 0% | 1 | 0% | 0% | 0% | 1 | 0 | 2 | 18.23% | 77.06% | 95.29% | 5 | 7.428% | 0% | 0% | 1 | 74.87% | 0% | 0% | 3 | 75.51% | 0% | 0% | 3 | 75.51% | 0% | 0% | 3 | 82.42% | 0% | 0% | 3 | 5.462% | 0% | 0% | 1 |  | 0% | 0% | 1 | 33.225 | 0% | 0% | 4 | 0.2913% | 0% | 0% | 1 | 0 | 2 | 21.86% | 69.71% | 91.58% | 5 | 47.52% | 0% | 0% | 1 | 58.99% | 0% | 0% | 2 | 67.02% | 0% | 0% | 2 | 84.47% | 0% | 0% | 3 | 45.36% | 0% | 0% | 1 | 7.456% | 0% | 0% | 1 |  | 0% | 0% | 1 | 37.1429 | 0% | 0% | 4 | 0.9984% | 0% | 0% | 1 | 0 | 2 | 20.43% | 68.87% | 89.29% | 5 | 53.67% | 0% | 0% | 2 | 48.59% | 0% | 0% | 1 | 49.65% | 0% | 0% | 1 | 84.99% | 0% | 0% | 3 | 26.99% | 0% | 0% | 1 | 6.398% | 0% | 0% | 1
226 | Woodland | NORTHERN CALIFORNIA | 12 | 120 | 5 | 6.446% | 0% | 1 | 9.8593 | 3.305% | 0% | 1 | 66.82% | 2.275% | 0% | 2 | 0 | 2 | 0% | 0% | 0% | 1 | 57.3% | 0.9538% | 0% | 2 | 23.72% | 0.5339% | 0% | 1 | 26.38% | 0.5532% | 0% | 1 | 69% | 1.314% | 0% | 2 | 0% | 0.4073% | 0% | 1 | 7.355% | 0.4396% | 0% | 1 |  | 1.031% | 0% | 1 | 9.4053 | 0.7271% | 0% | 1 | 63.27% | 0.4209% | 0% | 2 | 0 | 2 | 3.002% | 0% | 3.002% | 1 | 47.63% | 0.1675% | 0% | 1 | 19.35% | 0.1088% | 0% | 1 | 30.1% | 0.1255% | 0% | 1 | 61.01% | 0.225% | 0% | 2 | 0.5329% | 0.08819% | 0% | 1 | 5.831% | 0.09316% | 0% | 1 |  | 0.8151% | 0% | 1 | 9.125 | 0.4113% | 0% | 1 | 65.92% | 0.4209% | 0% | 2 | 0 | 2 | 6.213% | 0% | 6.213% | 1 | 43.48% | 0.06846% | 0% | 1 | 13.54% | 0.04475% | 0% | 1 | 39.75% | 0.06422% | 0% | 1 | 68.34% | 0.1222% | 0% | 2 | 1.305% | 0.03921% | 0% | 1 | 4.548% | 0.04054% | 0% | 1 |  | 0.3856% | 0% | 1 | 9.0375 | 0.2109% | 0% | 1 | 59.43% | 0.4209% | 0% | 2 | 0 | 2 | 17.1% | 0.01329% | 17.12% | 2 | 45.71% | 0.0412% | 0% | 1 | 10.69% | 0.02504% | 0% | 1 | 38.8% | 0.03654% | 0% | 1 | 67.87% | 0.0696% | 0% | 2 | 7.229% | 0.02411% | 0% | 1 | 5.017% | 0.02355% | 0% | 1
227 | Donnells | NORTHERN CALIFORNIA | 0 | 0 | 0 | 0% | 0% | 1 | 4.7865 | 0% | 0% | 1 | 0% | 0% | 0% | 1 | 0 | 2 | 16.7% | 80.98% | 97.68% | 5 | 0% | 0% | 0% | 1 | 12.3% | 0% | 0% | 1 | 12.39% | 0% | 0% | 1 | 12.39% | 0% | 0% | 1 | 52.84% | 0% | 0% | 2 | 1.289% | 0% | 0% | 1 |  | 0% | 0% | 1 | 4.0176 | 0% | 0% | 1 | 0% | 0% | 0% | 1 | 0 | 2 | 19.37% | 70.07% | 89.43% | 5 | 2.205% | 0% | 0% | 1 | 5.294% | 0% | 0% | 1 | 16.3% | 0% | 0% | 1 | 18.75% | 0% | 0% | 1 | 40.61% | 0% | 0% | 1 | 2.429% | 0% | 0% | 1 |  | 0% | 0% | 1 | 6.15 | 0% | 0% | 1 | 0% | 0% | 0% | 1 | 0 | 2 | 20.86% | 58.86% | 79.72% | 5 | 9.075% | 0% | 0% | 1 | 6.857% | 0% | 0% | 1 | 18.44% | 0% | 0% | 1 | 25.8% | 0% | 0% | 1 | 39.62% | 0% | 0% | 1 | 2.487% | 0% | 0% | 1 |  | 0% | 0% | 1 | 10.2885 | 0% | 0% | 1 | 0% | 0% | 0% | 1 | 0 | 2 | 22.93% | 57.28% | 80.21% | 5 | 12.02% | 0% | 0% | 1 | 9.683% | 0% | 0% | 1 | 19.17% | 0% | 0% | 1 | 29.41% | 0% | 0% | 1 | 36.92% | 0% | 0% | 1 | 2.486% | 0% | 0% | 1
228 | Mandalay | GREATER LA METRO | 0 | 0 | 10 | 0% | 0% | 1 | 15.9894 | 0% | 0% | 2 | 60% | 0% | 0% | 2 | 0 | 2 | 0% | 0% | 0% | 1 | 0% | 0% | 0% | 1 | 0% | 0% | 0% | 1 | 95.06% | 0% | 0% | 5 | 95.06% | 0% | 0% | 5 | 0% | 0% | 0% | 1 | 2.224% | 0% | 0% | 1 |  | 0% | 0% | 1 | 15.9894 | 0% | 0% | 2 | 39.82% | 0% | 0% | 1 | 0 | 2 | 0% | 0% | 0% | 1 | 1.256% | 0% | 0% | 1 | 7.674% | 0% | 0% | 1 | 15.24% | 0% | 0% | 1 | 15.24% | 0% | 0% | 1 | 16.3% | 0% | 0% | 1 | 7.454% | 0% | 0% | 1 |  | 0% | 0% | 1 | 12.5765 | 0% | 0% | 2 | 28.07% | 0% | 0% | 1 | 0 | 2 | 0% | 0% | 0% | 1 | 18.9% | 0% | 0% | 1 | 8.225% | 0% | 0% | 1 | 14.03% | 0% | 0% | 1 | 29.83% | 0% | 0% | 1 | 30.21% | 0% | 0% | 1 | 7.001% | 0% | 0% | 1 |  | 0% | 0% | 1 | 13.4 | 0% | 0% | 2 | 24.45% | 0% | 0% | 1 | 0 | 2 | 0.3054% | 0% | 0.3054% | 1 | 27.68% | 0% | 0% | 1 | 5.776% | 0% | 0% | 1 | 12.98% | 0% | 0% | 1 | 37.55% | 0% | 0% | 1 | 26.53% | 0% | 0% | 1 | 6.988% | 0% | 0% | 1
229 | North Gila | ARIZONA MINOR | 0 | 0 | 0 | 0% | 0% | 1 | 7.1185 | 0% | 0% | 1 | 13.87% | 0% | 0% | 1 | 0 | 2 | 0% | 0% | 0% | 1 | 0% | 0% | 0% | 1 | 21.43% | 0% | 0% | 1 | 21.43% | 0% | 0% | 1 | 21.43% | 0% | 0% | 1 | 0% | 0% | 0% | 1 | 4.926% | 0% | 0% | 1 |  | 0% | 0% | 1 | 4.6749 | 0% | 0% | 1 | 18.16% | 0% | 0% | 1 | 0 | 2 | 0% | 0% | 0% | 1 | 0.5457% | 0% | 0% | 1 | 40.73% | 0% | 0% | 1 | 36.68% | 0% | 0% | 1 | 40.78% | 0% | 0% | 1 | 23.63% | 0% | 0% | 1 | 4.596% | 0% | 0% | 1 |  | 0% | 0% | 1 | 3.6816 | 0% | 0% | 1 | 11.97% | 0% | 0% | 1 | 0 | 2 | 0% | 0% | 0% | 1 | 0.3685% | 0% | 0% | 1 | 33.14% | 0% | 0% | 1 | 30.63% | 0% | 0% | 1 | 33.2% | 0% | 0% | 1 | 36.11% | 0% | 0% | 1 | 3.332% | 0% | 0% | 1 |  | 0% | 0% | 1 | 3.6776 | 0% | 0% | 1 | 9.371% | 0% | 0% | 1 | 0 | 2 | 0% | 0% | 0% | 1 | 0.3056% | 0% | 0% | 1 | 29.25% | 0% | 0% | 1 | 24.74% | 0% | 0% | 1 | 29.3% | 0% | 0% | 1 | 36.32% | 0% | 0% | 1 | 2.847% | 0% | 0% | 1
230 | Eight Mile | NORTHERN CALIFORNIA | 0 | 0 | 10 | 0% | 0% | 1 | 14.9231 | 0% | 0% | 2 | 66.48% | 0% | 0% | 2 | 0 | 2 | 0% | 0% | 0% | 1 | 0% | 0% | 0% | 1 | 38.23% | 0% | 0% | 1 | 47.14% | 0% | 0% | 1 | 47.14% | 0% | 0% | 1 | 0% | 0% | 0% | 1 | 4.719% | 0% | 0% | 1 |  | 0% | 0% | 1 | 12.835 | 0% | 0% | 2 | 72.64% | 0% | 0% | 2 | 0 | 2 | 0% | 0% | 0% | 1 | 12.98% | 0% | 0% | 1 | 23.41% | 0% | 0% | 1 | 26.05% | 0% | 0% | 1 | 31.58% | 0% | 0% | 1 | 0% | 0% | 0% | 1 | 6.286% | 0% | 0% | 1 |  | 0% | 0% | 1 | 13.8879 | 0% | 0% | 2 | 65.85% | 0% | 0% | 2 | 0 | 2 | 0.05616% | 0% | 0.05616% | 1 | 10.33% | 0% | 0% | 1 | 14.66% | 0% | 0% | 1 | 19.47% | 0% | 0% | 1 | 26.51% | 0% | 0% | 1 | 0% | 0% | 0% | 1 | 7.245% | 0% | 0% | 1 |  | 0% | 0% | 1 | 14 | 0% | 0% | 2 | 56.87% | 0% | 0% | 2 | 0 | 2 | 2.063% | 0% | 2.063% | 1 | 11.97% | 0% | 0% | 1 | 14.02% | 0% | 0% | 1 | 22.54% | 0% | 0% | 1 | 31.18% | 0% | 0% | 1 | 1.217% | 0% | 0% | 1 | 8.885% | 0% | 0% | 1
231 | Kern Power | SPGE | 210 | 2100 | 10 | 467.1% | 66.32% | 5 | 86.625 | 999% | 204.8% | 5 | 56.3% | 13524% | 99.78% | 5 | 0 | 2 | 0% | 0% | 0% | 1 | 63.51% | 195.9% | 55.09% | 5 | 21.25% | 90.76% | 0% | 4 | 25.84% | 96.39% | 0% | 4 | 63.51% | 195.9% | 55.09% | 5 | 0% | 71.48% | 0% | 3 | 2.655% | 73.43% | 0% | 3 |  | 13.33% | 0% | 1 | 18.2258 | 87.43% | 0% | 3 | 49.05% | 0% | 0% | 1 | 0 | 2 | 5.943% | 0% | 5.943% | 1 | 32.91% | 3.249% | 0% | 1 | 15.64% | 2.584% | 0% | 1 | 34.39% | 3.322% | 0% | 1 | 48.5% | 4.232% | 0% | 1 | 0.007912% | 2.18% | 0% | 1 | 8.947% | 2.394% | 0% | 1 |  | 3.951% | 0% | 1 | 12.8436 | 8.964% | 0% | 2 | 48.1% | 0% | 0% | 1 | 0 | 2 | 16.39% | 0% | 16.39% | 1 | 30.79% | 1.039% | 0% | 1 | 16.5% | 0.8612% | 0% | 1 | 30.72% | 1.038% | 0% | 1 | 48.21% | 1.389% | 0% | 1 | 2.808% | 0.7399% | 0% | 1 | 6.473% | 0.7689% | 0% | 1 |  | 2.285% | 0% | 1 | 9.8116 | 2.017% | 0% | 1 | 47.57% | 0% | 0% | 1 | 0 | 2 | 21.15% | 0% | 21.15% | 2 | 29.92% | 0.5095% | 0% | 1 | 21.56% | 0.4551% | 0% | 1 | 38.27% | 0.5783% | 0% | 1 | 52.92% | 0.7584% | 0% | 2 | 8.566% | 0.3905% | 0% | 1 | 4.339% | 0.3732% | 0% | 1
232 | Renfro | SPGE | 100 | 1000 | 10 | 83.21% | 0% | 4 | 30.5667 | 5000% | 5.546% | 5 | 64.71% | 24.84% | 0% | 2 | 0 | 2 | 0.4026% | 0% | 0.4026% | 1 | 43.06% | 7.741% | 0% | 1 | 20.67% | 5.556% | 0% | 1 | 56.38% | 10.11% | 0% | 2 | 62.24% | 11.67% | 0% | 2 | 0% | 4.408% | 0% | 1 | 14.42% | 5.151% | 0% | 1 |  | 6.222% | 0% | 1 | 18 | 13.76% | 0% | 2 | 53.89% | 0% | 0% | 2 | 0 | 2 | 6.388% | 0% | 6.388% | 1 | 26.73% | 1.233% | 0% | 1 | 23.31% | 1.178% | 0% | 1 | 41.73% | 1.551% | 0% | 1 | 48.05% | 1.74% | 0% | 1 | 0.006889% | 0.9038% | 0% | 1 | 12.32% | 1.031% | 0% | 1 |  | 2.046% | 0% | 1 | 12.25 | 2.684% | 0% | 2 | 52.68% | 0% | 0% | 2 | 0 | 2 | 10.22% | 0% | 10.22% | 1 | 26.03% | 0.4499% | 0% | 1 | 20.54% | 0.4188% | 0% | 1 | 37.12% | 0.5293% | 0% | 1 | 50.32% | 0.6698% | 0% | 2 | 1.566% | 0.3381% | 0% | 1 | 6.521% | 0.356% | 0% | 1 |  | 1.053% | 0% | 1 | 10 | 0.9653% | 0% | 1 | 48.21% | 0% | 0% | 1 | 0 | 2 | 17.06% | 0% | 17.06% | 1 | 26.82% | 0.2332% | 0% | 1 | 21.23% | 0.2166% | 0% | 1 | 39.36% | 0.2814% | 0% | 1 | 53.72% | 0.3687% | 0% | 2 | 4.096% | 0.1779% | 0% | 1 | 4.356% | 0.1784% | 0% | 1
233 | Highwind | GREATER TEHACHAPI | 0 | 0 | 0 | 0% | 0% | 1 | 17.4944 | 0% | 0% | 2 | 1.914% | 0% | 0% | 1 | 0 | 2 | 79.99% | 14.56% | 94.55% | 5 | 64.5% | 0% | 0% | 2 | 21.75% | 0% | 0% | 1 | 86.45% | 0% | 0% | 3 | 95.28% | 0% | 0% | 5 | 25.93% | 0% | 0% | 1 | 2.41% | 0% | 0% | 1 |  | 0% | 0% | 1 | 24.8 | 0% | 0% | 3 | 0.9324% | 0% | 0% | 1 | 0 | 2 | 31.78% | 28.66% | 60.45% | 4 | 41.95% | 0% | 0% | 1 | 19.72% | 0% | 0% | 1 | 47.92% | 0% | 0% | 1 | 69.63% | 0% | 0% | 2 | 27.38% | 0% | 0% | 1 | 1.48% | 0% | 0% | 1 |  | 0% | 0% | 1 | 28.7458 | 0% | 0% | 3 | 1.994% | 0% | 0% | 1 | 0 | 2 | 26.45% | 22.25% | 48.71% | 4 | 32.67% | 0% | 0% | 1 | 22.15% | 0% | 0% | 1 | 32.78% | 0% | 0% | 1 | 58.02% | 0% | 0% | 2 | 30.74% | 0% | 0% | 1 | 1.195% | 0% | 0% | 1 |  | 0% | 0% | 1 | 30 | 0% | 0% | 4 | 1.386% | 0% | 0% | 1 | 0 | 2 | 23.88% | 16.79% | 40.67% | 3 | 38.97% | 0% | 0% | 1 | 19.63% | 0% | 0% | 1 | 25.27% | 0% | 0% | 1 | 58.3% | 0% | 0% | 2 | 34.73% | 0% | 0% | 1 | 1.147% | 0% | 0% | 1
234 | Sylmar | GREATER LA METRO | 0 | 0 | 10 | 0% | 0% | 1 | 13.8569 | 0% | 0% | 2 | 0.2085% | 0% | 0% | 1 | 0 | 2 | 71.39% | 7.489% | 78.88% | 5 | 33.44% | 0% | 0% | 1 | 0% | 0% | 0% | 1 | 15.01% | 0% | 0% | 1 | 48.45% | 0% | 0% | 1 | 28.81% | 0% | 0% | 1 | 18.27% | 0% | 0% | 1 |  | 0% | 0% | 1 | 33.0833 | 0% | 0% | 4 | 0.05891% | 0% | 0% | 1 | 0 | 2 | 40.5% | 37.61% | 78.11% | 5 | 41.29% | 0% | 0% | 1 | 5.661% | 0% | 0% | 1 | 18.49% | 0% | 0% | 1 | 59.78% | 0% | 0% | 2 | 44.6% | 0% | 0% | 1 | 11.67% | 0% | 0% | 1 |  | 0% | 0% | 1 | 34.1556 | 0% | 0% | 4 | 1.541% | 0% | 0% | 1 | 0 | 2 | 59.12% | 23.37% | 82.49% | 5 | 41.28% | 0% | 0% | 1 | 3.514% | 0% | 0% | 1 | 16.83% | 0% | 0% | 1 | 54.61% | 0% | 0% | 2 | 38.21% | 0% | 0% | 1 | 10.6% | 0% | 0% | 1 |  | 0% | 0% | 1 | 24.2705 | 0% | 0% | 3 | 2.929% | 0% | 0% | 1 | 0 | 2 | 54.43% | 31.55% | 85.97% | 5 | 48.79% | 0% | 0% | 1 | 3.649% | 0% | 0% | 1 | 9.788% | 0% | 0% | 1 | 55.86% | 0% | 0% | 2 | 41.02% | 0% | 0% | 1 | 10.73% | 0% | 0% | 1
235 | Westley | SPGE | 0 | 0 | 10 | 0% | 0% | 1 | 11.1563 | 0% | 0% | 1 | 88.04% | 0% | 0% | 3 | 0 | 2 | 8.335% | 0% | 8.335% | 1 | 69.97% | 0% | 0% | 2 | 13.85% | 0% | 0% | 1 | 11.43% | 0% | 0% | 1 | 75.17% | 0% | 0% | 3 | 0.3286% | 0% | 0% | 1 | 3.529% | 0% | 0% | 1 |  | 0% | 0% | 1 | 11.875 | 0% | 0% | 1 | 62.39% | 0% | 0% | 2 | 0 | 2 | 23.5% | 3.273% | 26.78% | 2 | 67.83% | 0% | 0% | 2 | 23.48% | 0% | 0% | 1 | 26.88% | 0% | 0% | 1 | 74.91% | 0% | 0% | 3 | 17.18% | 0% | 0% | 1 | 3.884% | 0% | 0% | 1 |  | 0% | 0% | 1 | 13.3782 | 0% | 0% | 2 | 55.27% | 0% | 0% | 2 | 0 | 2 | 26.42% | 6.41% | 32.83% | 2 | 57.47% | 0% | 0% | 2 | 16.72% | 0% | 0% | 1 | 20.91% | 0% | 0% | 1 | 61.7% | 0% | 0% | 2 | 24.5% | 0% | 0% | 1 | 3.338% | 0% | 0% | 1 |  | 0% | 0% | 1 | 15.4194 | 0% | 0% | 2 | 48.7% | 0% | 0% | 1 | 0 | 2 | 24.21% | 11.23% | 35.44% | 3 | 52.17% | 0% | 0% | 2 | 16.68% | 0% | 0% | 1 | 20.98% | 0% | 0% | 1 | 57.06% | 0% | 0% | 2 | 27.91% | 0% | 0% | 1 | 3.065% | 0% | 0% | 1
236 | GWF Hanford Sw Sta | SPGE | 0 | 0 | 10 | 0% | 0% | 1 | 12 | 0% | 0% | 2 | 28.96% | 0% | 0% | 1 | 0 | 2 | 0% | 0% | 0% | 1 | 0% | 0% | 0% | 1 | 0% | 0% | 0% | 1 | 3.407% | 0% | 0% | 1 | 3.407% | 0% | 0% | 1 | 0% | 0% | 0% | 1 | 1.198% | 0% | 0% | 1 |  | 0% | 0% | 1 | 11.6343 | 0% | 0% | 1 | 35.6% | 0% | 0% | 1 | 0 | 2 | 0% | 0% | 0% | 1 | 0.5512% | 0% | 0% | 1 | 1.596% | 0% | 0% | 1 | 10.46% | 0% | 0% | 1 | 10.51% | 0% | 0% | 1 | 0.4076% | 0% | 0% | 1 | 4.134% | 0% | 0% | 1 |  | 0% | 0% | 1 | 11.6051 | 0% | 0% | 1 | 39.51% | 0% | 0% | 1 | 0 | 2 | 0.4246% | 0% | 0.4246% | 1 | 6.939% | 0% | 0% | 1 | 3.386% | 0% | 0% | 1 | 9.058% | 0% | 0% | 1 | 15.35% | 0% | 0% | 1 | 0.1788% | 0% | 0% | 1 | 3.249% | 0% | 0% | 1 |  | 0% | 0% | 1 | 11 | 0% | 0% | 1 | 41.14% | 0% | 0% | 1 | 0 | 2 | 0.7699% | 0% | 0.7699% | 1 | 8.925% | 0% | 0% | 1 | 4.759% | 0% | 0% | 1 | 8.709% | 0% | 0% | 1 | 16.67% | 0% | 0% | 1 | 0.1878% | 0% | 0% | 1 | 3.043% | 0% | 0% | 1
237 | Tevis | SPGE | 100 | 1000 | 10 | 50.07% | 0% | 3 | 27.9412 | 224.9% | 3.698% | 3 | 46.49% | 38.05% | 0% | 2 | 0 | 2 | 6.682% | 0% | 6.682% | 1 | 42.98% | 8.988% | 0% | 1 | 35.62% | 7.961% | 0% | 1 | 68.43% | 16.23% | 0% | 2 | 68.43% | 16.23% | 0% | 2 | 0.03907% | 5.127% | 0% | 1 | 20.34% | 6.434% | 0% | 1 |  | 7.675% | 0% | 1 | 18.8918 | 9.726% | 0% | 2 | 52.96% | 6.744% | 0% | 2 | 0 | 2 | 4.509% | 0% | 4.509% | 1 | 25.64% | 1.274% | 0% | 1 | 31.3% | 1.379% | 0% | 1 | 54.53% | 2.083% | 0% | 2 | 56.76% | 2.191% | 0% | 2 | 0.007221% | 0.9474% | 0% | 1 | 11.51% | 1.071% | 0% | 1 |  | 1.947% | 0% | 1 | 11.7333 | 2.033% | 0% | 1 | 48.15% | 6.744% | 0% | 1 | 0 | 2 | 5.075% | 0% | 5.075% | 1 | 19.11% | 0.4182% | 0% | 1 | 29.63% | 0.4807% | 0% | 1 | 45.07% | 0.6158% | 0% | 1 | 51.47% | 0.6971% | 0% | 2 | 0.1935% | 0.339% | 0% | 1 | 6.652% | 0.3624% | 0% | 1 |  | 1.139% | 0% | 1 | 9.8252 | 1.189% | 0% | 1 | 52.46% | 6.744% | 0% | 2 | 0 | 2 | 11.78% | 0% | 11.78% | 1 | 21.73% | 0.2209% | 0% | 1 | 21.13% | 0.2193% | 0% | 1 | 38.98% | 0.2834% | 0% | 1 | 49.46% | 0.3422% | 0% | 1 | 2.96% | 0.1782% | 0% | 1 | 4.278% | 0.1807% | 0% | 1
238 | Otay Mesa | SAN DIEGO | 0 | 0 | 10 | 0% | 0% | 1 | 28.5091 | 0% | 0% | 3 | 0% | 0% | 0% | 1 | 0 | 2 | 76.79% | 0.007104% | 76.8% | 5 | 4.989% | 0% | 0% | 1 | 91.62% | 0% | 0% | 4 | 97.61% | 0% | 0% | 5 | 97.9% | 0% | 0% | 5 | 25.93% | 0% | 0% | 1 | 11.12% | 0% | 0% | 1 |  | 0% | 0% | 1 | 20.1 | 0% | 0% | 3 | 0.1232% | 0% | 0% | 1 | 0 | 2 | 55.22% | 24.82% | 80.04% | 5 | 4.658% | 0% | 0% | 1 | 93.62% | 0% | 0% | 4 | 94.52% | 0% | 0% | 4 | 96.84% | 0% | 0% | 5 | 45.58% | 0% | 0% | 1 | 6.659% | 0% | 0% | 1 |  | 0% | 0% | 1 | 14.6375 | 0% | 0% | 2 | 0.1327% | 0% | 0% | 1 | 0 | 2 | 26.5% | 63.55% | 90.04% | 5 | 23.46% | 0% | 0% | 1 | 63.52% | 0% | 0% | 2 | 90.99% | 0% | 0% | 4 | 91.96% | 0% | 0% | 4 | 38.78% | 0% | 0% | 1 | 4.748% | 0% | 0% | 1 |  | 0% | 0% | 1 | 20.3478 | 0% | 0% | 3 | 0.1022% | 0% | 0% | 1 | 0 | 2 | 23.74% | 64.23% | 87.98% | 5 | 14.42% | 0% | 0% | 1 | 41.26% | 0% | 0% | 1 | 79.06% | 0% | 0% | 3 | 80.08% | 0% | 0% | 3 | 37.53% | 0% | 0% | 1 | 3.659% | 0% | 0% | 1
239 | Redondo | GREATER LA METRO | 0 | 0 | 10 | 0% | 0% | 1 | 26.9286 | 0% | 0% | 3 | 0% | 0% | 0% | 1 | 0 | 2 | 0% | 0% | 0% | 1 | 7.815% | 0% | 0% | 1 | 0% | 0% | 0% | 1 | 57.34% | 0% | 0% | 2 | 65.15% | 0% | 0% | 2 | 0% | 0% | 0% | 1 | 0% | 0% | 0% | 1 |  | 0% | 0% | 1 | 26 | 0% | 0% | 3 | 0% | 0% | 0% | 1 | 0 | 2 | 0% | 0% | 0% | 1 | 1.431% | 0% | 0% | 1 | 16.67% | 0% | 0% | 1 | 80.74% | 0% | 0% | 3 | 82.18% | 0% | 0% | 3 | 0% | 0% | 0% | 1 | 0.102% | 0% | 0% | 1 |  | 0% | 0% | 1 | 18.3067 | 0% | 0% | 2 | 0% | 0% | 0% | 1 | 0 | 2 | 0% | 0% | 0% | 1 | 0.2009% | 0% | 0% | 1 | 2.37% | 0% | 0% | 1 | 54.52% | 0% | 0% | 2 | 54.72% | 0% | 0% | 2 | 0% | 0% | 0% | 1 | 0.1319% | 0% | 0% | 1 |  | 0% | 0% | 1 | 25 | 0% | 0% | 3 | 0% | 0% | 0% | 1 | 0 | 2 | 1.007% | 15.26% | 16.27% | 3 | 5.153% | 0% | 0% | 1 | 6.108% | 0% | 0% | 1 | 49.29% | 0% | 0% | 1 | 54.44% | 0% | 0% | 2 | 1.827% | 0% | 0% | 1 | 3.602% | 0% | 0% | 1
240 | Arkansas | GREATER IMPERIAL | 0 | 0 | 0 | 0% | 0% | 1 | 7.3154 | 0% | 0% | 1 | 39.66% | 0% | 0% | 1 | 0 | 2 | 0% | 0% | 0% | 1 | 3.938% | 0% | 0% | 1 | 12.88% | 0% | 0% | 1 | 31.58% | 0% | 0% | 1 | 31.58% | 0% | 0% | 1 | 2.156% | 0% | 0% | 1 | 3.049% | 0% | 0% | 1 |  | 0% | 0% | 1 | 7.9193 | 0% | 0% | 1 | 49.14% | 0% | 0% | 1 | 0 | 2 | 0% | 0% | 0% | 1 | 6.21% | 0% | 0% | 1 | 27.55% | 0% | 0% | 1 | 41.17% | 0% | 0% | 1 | 42.3% | 0% | 0% | 1 | 8.098% | 0% | 0% | 1 | 6.54% | 0% | 0% | 1 |  | 0% | 0% | 1 | 8 | 0% | 0% | 1 | 53.53% | 0% | 0% | 2 | 0 | 2 | 0% | 0% | 0% | 1 | 5.528% | 0% | 0% | 1 | 28.64% | 0% | 0% | 1 | 35.35% | 0% | 0% | 1 | 39.71% | 0% | 0% | 1 | 9.634% | 0% | 0% | 1 | 6.176% | 0% | 0% | 1 |  | 0% | 0% | 1 | 7.9632 | 0% | 0% | 1 | 51.77% | 0% | 0% | 2 | 0 | 2 | 0% | 0% | 0% | 1 | 6.176% | 0% | 0% | 1 | 22.41% | 0% | 0% | 1 | 27.17% | 0% | 0% | 1 | 32.58% | 0% | 0% | 1 | 13.91% | 0% | 0% | 1 | 6.091% | 0% | 0% | 1
241 | California Water | SPGE | 0 | 0 | 0 | 0% | 0% | 1 | 13.6337 | 0% | 0% | 2 | 5.619% | 0% | 0% | 1 | 0 | 2 | 33.91% | 0% | 33.91% | 2 | 88.51% | 0% | 0% | 3 | 40.92% | 0% | 0% | 1 | 53.2% | 0% | 0% | 2 | 88.72% | 0% | 0% | 3 | 16.81% | 0% | 0% | 1 | 2.235% | 0% | 0% | 1 |  | 0% | 0% | 1 | 8.375 | 0% | 0% | 1 | 16.64% | 0% | 0% | 1 | 0 | 2 | 47.72% | 0% | 47.72% | 2 | 68.24% | 0% | 0% | 2 | 21.19% | 0% | 0% | 1 | 30.67% | 0% | 0% | 1 | 68.67% | 0% | 0% | 2 | 33.15% | 0% | 0% | 1 | 1.81% | 0% | 0% | 1 |  | 0% | 0% | 1 | 9.25 | 0% | 0% | 1 | 23.72% | 0% | 0% | 1 | 0 | 2 | 46.75% | 1.375% | 48.13% | 2 | 57.08% | 0% | 0% | 2 | 18.78% | 0% | 0% | 1 | 31.12% | 0% | 0% | 1 | 61.19% | 0% | 0% | 2 | 35.38% | 0% | 0% | 1 | 1.595% | 0% | 0% | 1 |  | 0% | 0% | 1 | 9.1735 | 0% | 0% | 1 | 33.58% | 0% | 0% | 1 | 0 | 2 | 39.05% | 4.132% | 43.18% | 2 | 51.64% | 0% | 0% | 2 | 18.75% | 0% | 0% | 1 | 31.18% | 0% | 0% | 1 | 59.51% | 0% | 0% | 2 | 30.76% | 0% | 0% | 1 | 2.704% | 0% | 0% | 1
242 | Grimway | SPGE | 0 | 0 | 10 | 0% | 0% | 1 | 10.4167 | 0% | 0% | 1 | 87.55% | 0% | 0% | 3 | 0 | 2 | 0% | 0% | 0% | 1 | 0.3864% | 0% | 0% | 1 | 0% | 0% | 0% | 1 | 15.37% | 0% | 0% | 1 | 15.75% | 0% | 0% | 1 | 0% | 0% | 0% | 1 | 0.09481% | 0% | 0% | 1 |  | 0% | 0% | 1 | 9.6099 | 0% | 0% | 1 | 63.38% | 0% | 0% | 2 | 0 | 2 | 8.314% | 0% | 8.314% | 1 | 18% | 0% | 0% | 1 | 13.52% | 0% | 0% | 1 | 22.24% | 0% | 0% | 1 | 31.54% | 0% | 0% | 1 | 7.904% | 0% | 0% | 1 | 1.437% | 0% | 0% | 1 |  | 0% | 0% | 1 | 10.6681 | 0% | 0% | 1 | 53.25% | 0% | 0% | 2 | 0 | 2 | 21.13% | 0.03022% | 21.16% | 2 | 32.49% | 0% | 0% | 1 | 21.21% | 0% | 0% | 1 | 30.18% | 0% | 0% | 1 | 45.69% | 0% | 0% | 1 | 16.56% | 0% | 0% | 1 | 1.76% | 0% | 0% | 1 |  | 0% | 0% | 1 | 10.434 | 0% | 0% | 1 | 44.1% | 0% | 0% | 1 | 0 | 2 | 26.1% | 3.471% | 29.57% | 2 | 40.28% | 0% | 0% | 1 | 21.2% | 0% | 0% | 1 | 32.94% | 0% | 0% | 1 | 54.62% | 0% | 0% | 2 | 18.82% | 0% | 0% | 1 | 2.254% | 0% | 0% | 1
243 | Viejo | GREATER LA METRO | 0 | 0 | 10 | 0% | 0% | 1 | 39 | 0% | 0% | 4 | 0.8565% | 0% | 0% | 1 | 0 | 2 | 30.23% | 61% | 91.23% | 5 | 14.92% | 0% | 0% | 1 | 64.06% | 0% | 0% | 2 | 79.75% | 0% | 0% | 3 | 92.75% | 0% | 0% | 4 | 45.82% | 0% | 0% | 1 | 10.9% | 0% | 0% | 1 |  | 0% | 0% | 1 | 31.8 | 0% | 0% | 4 | 0.2884% | 0% | 0% | 1 | 0 | 2 | 32.2% | 57.12% | 89.32% | 5 | 48.81% | 0% | 0% | 1 | 42.93% | 0% | 0% | 1 | 59.49% | 0% | 0% | 2 | 86.52% | 0% | 0% | 3 | 57.74% | 0% | 0% | 2 | 13.61% | 0% | 0% | 1 |  | 0% | 0% | 1 | 29.7143 | 0% | 0% | 3 | 0.1129% | 0% | 0% | 1 | 0 | 2 | 22.63% | 64.29% | 86.92% | 5 | 46.85% | 0% | 0% | 1 | 39.34% | 0% | 0% | 1 | 54.79% | 0% | 0% | 2 | 83.35% | 0% | 0% | 3 | 60.04% | 0% | 0% | 2 | 9.568% | 0% | 0% | 1 |  | 0% | 0% | 1 | 35.878 | 0% | 0% | 4 | 0.6871% | 0% | 0% | 1 | 0 | 2 | 35.06% | 48.83% | 83.89% | 5 | 34.89% | 0% | 0% | 1 | 43.51% | 0% | 0% | 1 | 57.24% | 0% | 0% | 2 | 81.59% | 0% | 0% | 3 | 40.8% | 0% | 0% | 1 | 8.348% | 0% | 0% | 1
244 | Kelso | NORTHERN CALIFORNIA | 0 | 0 | 10 | 0% | 0% | 1 | 20 | 0% | 0% | 3 | 24.39% | 0% | 0% | 1 | 0 | 2 | 65.98% | 0% | 65.98% | 3 | 67.11% | 0% | 0% | 2 | 55.62% | 0% | 0% | 2 | 60.59% | 0% | 0% | 2 | 85.47% | 0% | 0% | 3 | 7.312% | 0% | 0% | 1 | 9.437% | 0% | 0% | 1 |  | 0% | 0% | 1 | 14.1319 | 0% | 0% | 2 | 38.74% | 0% | 0% | 1 | 0 | 2 | 48.5% | 0% | 48.5% | 2 | 52.44% | 0% | 0% | 2 | 41.89% | 0% | 0% | 1 | 45.69% | 0% | 0% | 1 | 65.53% | 0% | 0% | 2 | 11.25% | 0% | 0% | 1 | 6.17% | 0% | 0% | 1 |  | 0% | 0% | 1 | 15.0212 | 0% | 0% | 2 | 41.15% | 0% | 0% | 1 | 0 | 2 | 44.19% | 1.823% | 46.02% | 2 | 44.69% | 0% | 0% | 1 | 37.11% | 0% | 0% | 1 | 39.4% | 0% | 0% | 1 | 57.65% | 0% | 0% | 2 | 17.99% | 0% | 0% | 1 | 6.347% | 0% | 0% | 1 |  | 0% | 0% | 1 | 13.4331 | 0% | 0% | 2 | 40.39% | 0% | 0% | 1 | 0 | 2 | 39.26% | 4.666% | 43.93% | 2 | 44.45% | 0% | 0% | 1 | 36.02% | 0% | 0% | 1 | 37.75% | 0% | 0% | 1 | 58.46% | 0% | 0% | 2 | 21.32% | 0% | 0% | 1 | 7.034% | 0% | 0% | 1
245 | BlytheSC 161 kV | RIVERSIDE | 160 | 1600 | 10 | 46.76% | 0% | 2 | 17.1635 | 285.3% | 3.458% | 3 | 66.09% | 21.26% | 0% | 2 | 0 | 2 | 0% | 0% | 0% | 1 | 39% | 7.065% | 0% | 1 | 45.75% | 7.945% | 0% | 1 | 28.27% | 6.008% | 0% | 1 | 66.52% | 12.87% | 0% | 2 | 2.007% | 4.398% | 0% | 1 | 1.463% | 4.374% | 0% | 1 |  | 5.328% | 0% | 1 | 13.3417 | 10.56% | 0% | 2 | 39.86% | 0% | 0% | 1 | 0 | 2 | 0% | 0% | 0% | 1 | 24.55% | 1.667% | 0% | 1 | 29.78% | 1.791% | 0% | 1 | 16.11% | 1.499% | 0% | 1 | 40.83% | 2.126% | 0% | 1 | 16.44% | 1.505% | 0% | 1 | 2.348% | 1.288% | 0% | 1 |  | 2.851% | 0% | 1 | 10.6201 | 2.922% | 0% | 1 | 27.1% | 0% | 0% | 1 | 0 | 2 | 0% | 0% | 0% | 1 | 28% | 0.9422% | 0% | 1 | 29.49% | 0.9621% | 0% | 1 | 20.13% | 0.8494% | 0% | 1 | 40.83% | 1.147% | 0% | 1 | 27.86% | 0.9404% | 0% | 1 | 2.454% | 0.6955% | 0% | 1 |  | 1.916% | 0% | 1 | 8.7 | 1.771% | 0% | 1 | 20.04% | 0% | 0% | 1 | 0 | 2 | 0% | 0% | 0% | 1 | 25.68% | 0.652% | 0% | 1 | 27.6% | 0.6693% | 0% | 1 | 20.63% | 0.6105% | 0% | 1 | 37.46% | 0.7748% | 0% | 1 | 33.07% | 0.724% | 0% | 1 | 2.904% | 0.4991% | 0% | 1
246 | Windhub | GREATER TEHACHAPI | 1173 | 11730 | 15 | 84.38% | 0% | 4 | 30.6333 | 15986% | 94.62% | 5 | 0% | 0% | 0% | 1 | 0 | 2 | 7.042% | 0% | 7.042% | 1 | 33.38% | 56.05% | 0% | 3 | 24.51% | 49.46% | 0% | 2 | 33.93% | 56.51% | 0% | 3 | 55.46% | 83.83% | 0% | 4 | 4.561% | 39.12% | 0% | 2 | 0.2975% | 37.45% | 0% | 2 |  | 30.84% | 0% | 2 | 32 | 381.1% | 20.35% | 5 | 1.46% | 0% | 0% | 1 | 0 | 2 | 21.03% | 2.691% | 23.72% | 2 | 30.15% | 15.8% | 0% | 1 | 29.79% | 15.72% | 0% | 1 | 37.26% | 17.59% | 0% | 1 | 60.32% | 27.81% | 0% | 2 | 15.38% | 13.04% | 0% | 1 | 0.641% | 11.11% | 0% | 1 |  | 13.94% | 0% | 1 | 33.6629 | 65.83% | 0% | 4 | 1.15% | 0% | 0% | 1 | 0 | 2 | 14.62% | 9.607% | 24.23% | 2 | 31.39% | 7.596% | 0% | 1 | 25.58% | 7.003% | 0% | 1 | 25.59% | 7.004% | 0% | 1 | 56.04% | 11.86% | 0% | 2 | 22.71% | 6.743% | 0% | 1 | 1.113% | 5.27% | 0% | 1 |  | 8.24% | 0% | 1 | 38 | 20.09% | 0% | 4 | 1.407% | 0% | 0% | 1 | 0 | 2 | 14.62% | 10.46% | 25.08% | 3 | 33.15% | 4.373% | 0% | 1 | 22.68% | 3.781% | 0% | 1 | 23.61% | 3.827% | 0% | 1 | 55.1% | 6.511% | 0% | 2 | 29.15% | 4.126% | 0% | 1 | 1.262% | 2.961% | 0% | 1
247 | Camanche | NORTHERN CALIFORNIA | 0 | 0 | 10 | 0% | 0% | 1 | 17.3069 | 0% | 0% | 2 | 7.399% | 0% | 0% | 1 | 0 | 2 | 16.72% | 0% | 16.72% | 1 | 81.13% | 0% | 0% | 3 | 60.43% | 0% | 0% | 2 | 84.23% | 0% | 0% | 3 | 84.99% | 0% | 0% | 3 | 36.26% | 0% | 0% | 1 | 27.38% | 0% | 0% | 1 |  | 0% | 0% | 1 | 18 | 0% | 0% | 2 | 14.66% | 0% | 0% | 1 | 0 | 2 | 13.78% | 0% | 13.78% | 1 | 60.71% | 0% | 0% | 2 | 39.77% | 0% | 0% | 1 | 68.03% | 0% | 0% | 2 | 78.47% | 0% | 0% | 3 | 23.51% | 0% | 0% | 1 | 19.99% | 0% | 0% | 1 |  | 0% | 0% | 1 | 17.4918 | 0% | 0% | 2 | 20.81% | 0% | 0% | 1 | 0 | 2 | 22.44% | 0% | 22.44% | 2 | 54.61% | 0% | 0% | 2 | 29.59% | 0% | 0% | 1 | 54.04% | 0% | 0% | 2 | 72.18% | 0% | 0% | 3 | 27.18% | 0% | 0% | 1 | 18.51% | 0% | 0% | 1 |  | 0% | 0% | 1 | 16.1667 | 0% | 0% | 2 | 22.13% | 0% | 0% | 1 | 0 | 2 | 31.95% | 0.2216% | 32.17% | 2 | 52.71% | 0% | 0% | 2 | 22.71% | 0% | 0% | 1 | 42.44% | 0% | 0% | 1 | 68.13% | 0% | 0% | 2 | 30.59% | 0% | 0% | 1 | 15.58% | 0% | 0% | 1
248 | Whirlwind | GREATER TEHACHAPI | 3705 | 37050 | 10 | 113.6% | 30.76% | 5 | 35.0353 | 11571% | 250.7% | 5 | 0.7177% | 944.6% | 1312% | 5 | 0 | 2 | 0% | 0% | 0% | 1 | 13.55% | 91.15% | 0% | 4 | 13.64% | 91.24% | 0% | 4 | 13.64% | 91.24% | 0% | 4 | 27.19% | 108.2% | 22.02% | 5 | 5.492% | 83.38% | 0% | 4 | 0.6727% | 79.33% | 0% | 4 |  | 53.81% | 0% | 3 | 38.5 | 285.5% | 48.1% | 5 | 1.663% | 0% | 0% | 1 | 0 | 2 | 7.816% | 0.1088% | 7.925% | 2 | 20.77% | 28.19% | 0% | 2 | 37.91% | 35.98% | 0% | 2 | 21.78% | 28.56% | 0% | 2 | 52.41% | 46.94% | 0% | 2 | 17% | 26.92% | 0% | 2 | 0.4841% | 22.45% | 0% | 2 |  | 31.75% | 0% | 2 | 38.2444 | 138.3% | 11.46% | 5 | 1.579% | 0% | 0% | 1 | 0 | 2 | 16.29% | 4.405% | 20.7% | 2 | 21.85% | 16.11% | 0% | 1 | 36.13% | 19.71% | 0% | 1 | 26.66% | 17.16% | 0% | 1 | 54.07% | 27.41% | 0% | 2 | 20.97% | 15.93% | 0% | 1 | 1.558% | 12.79% | 0% | 1 |  | 25.12% | 0% | 2 | 38 | 76.55% | 0% | 4 | 1.608% | 0% | 0% | 1 | 0 | 2 | 21.49% | 11.34% | 32.83% | 3 | 23.89% | 11.83% | 0% | 1 | 34.82% | 13.82% | 0% | 1 | 32.29% | 13.3% | 0% | 1 | 56.56% | 20.74% | 0% | 2 | 23.47% | 11.77% | 0% | 1 | 2.413% | 9.229% | 0% | 1
249 | El Casco | RIVERSIDE | 0 | 0 | 10 | 0% | 0% | 1 | 21.4348 | 0% | 0% | 3 | 0.02965% | 0% | 0% | 1 | 0 | 2 | 94.99% | 3.367% | 98.36% | 5 | 57.4% | 0% | 0% | 2 | 48% | 0% | 0% | 1 | 43.51% | 0% | 0% | 1 | 79.04% | 0% | 0% | 3 | 44.9% | 0% | 0% | 1 | 5.333% | 0% | 0% | 1 |  | 0% | 0% | 1 | 20.625 | 0% | 0% | 3 | 4.583% | 0% | 0% | 1 | 0 | 2 | 80.18% | 13.93% | 94.12% | 5 | 36.04% | 0% | 0% | 1 | 38.65% | 0% | 0% | 1 | 60.87% | 0% | 0% | 2 | 79.44% | 0% | 0% | 3 | 38.51% | 0% | 0% | 1 | 5.84% | 0% | 0% | 1 |  | 0% | 0% | 1 | 22.5821 | 0% | 0% | 3 | 2.864% | 0% | 0% | 1 | 0 | 2 | 67.87% | 23.09% | 90.97% | 5 | 32.17% | 0% | 0% | 1 | 33.89% | 0% | 0% | 1 | 55.39% | 0% | 0% | 2 | 72.75% | 0% | 0% | 3 | 39.21% | 0% | 0% | 1 | 5.691% | 0% | 0% | 1 |  | 0% | 0% | 1 | 25.4944 | 0% | 0% | 3 | 2.237% | 0% | 0% | 1 | 0 | 2 | 55.16% | 36.51% | 91.68% | 5 | 27.39% | 0% | 0% | 1 | 35.13% | 0% | 0% | 1 | 57.9% | 0% | 0% | 2 | 71.83% | 0% | 0% | 3 | 40.39% | 0% | 0% | 1 | 5.1% | 0% | 0% | 1
250 | Suncrest | SAN DIEGO | 0 | 0 | 10 | 0% | 0% | 1 | 13.35 | 0% | 0% | 2 | 0.01578% | 0% | 0% | 1 | 0 | 2 | 13.27% | 86.53% | 99.8% | 5 | 18.08% | 0% | 0% | 1 | 26.29% | 0% | 0% | 1 | 48.55% | 0% | 0% | 1 | 56.66% | 0% | 0% | 2 | 51.07% | 0% | 0% | 2 | 3.658% | 0% | 0% | 1 |  | 0% | 0% | 1 | 13 | 0% | 0% | 2 | 0.002858% | 0% | 0% | 1 | 0 | 2 | 9.139% | 90.61% | 99.75% | 5 | 18.76% | 0% | 0% | 1 | 29.23% | 0% | 0% | 1 | 58.01% | 0% | 0% | 2 | 64.2% | 0% | 0% | 2 | 55.5% | 0% | 0% | 2 | 3.849% | 0% | 0% | 1 |  | 0% | 0% | 1 | 10.5663 | 0% | 0% | 1 | 0.08456% | 0% | 0% | 1 | 0 | 2 | 8.434% | 91.31% | 99.75% | 5 | 20.39% | 0% | 0% | 1 | 35.38% | 0% | 0% | 1 | 59.55% | 0% | 0% | 2 | 72.29% | 0% | 0% | 3 | 54.34% | 0% | 0% | 2 | 4.289% | 0% | 0% | 1 |  | 0% | 0% | 1 | 12.122 | 0% | 0% | 2 | 0.1988% | 0% | 0% | 1 | 0 | 2 | 9.579% | 89.49% | 99.07% | 5 | 24.64% | 0% | 0% | 1 | 32.25% | 0% | 0% | 1 | 53.02% | 0% | 0% | 2 | 67.53% | 0% | 0% | 2 | 49.68% | 0% | 0% | 1 | 4.253% | 0% | 0% | 1
251 | Colorado River | RIVERSIDE | 800 | 8000 | 15 | 28018% | 25.19% | 5 | 4.3613 | 46.05% | 0% | 2 | 0.06249% | 14505% | 40139% | 5 | 0 | 2 | 0% | 0% | 0% | 1 | 77.27% | 111.1% | 3.271% | 4 | 88.38% | 217.3% | 15.43% | 5 | 85.3% | 171.8% | 12.38% | 5 | 97.22% | 907.8% | 23.12% | 5 | 73.48% | 95.22% | 0% | 4 | 0.1372% | 25.29% | 0% | 2 |  | 47.67% | 0% | 2 | 7.3267 | 21.06% | 0% | 2 | 16.97% | 0% | 0% | 1 | 0 | 2 | 0% | 0% | 0% | 1 | 39.23% | 12.99% | 0% | 1 | 44.48% | 14.22% | 0% | 1 | 38.53% | 12.84% | 0% | 1 | 57.08% | 18.39% | 0% | 2 | 48.63% | 15.36% | 0% | 1 | 0.6263% | 7.942% | 0% | 1 |  | 29.38% | 0% | 2 | 8.9161 | 13.09% | 0% | 1 | 28.1% | 0% | 0% | 1 | 0 | 2 | 0% | 0% | 0% | 1 | 36.92% | 6.4% | 0% | 1 | 39.28% | 6.648% | 0% | 1 | 31.25% | 5.872% | 0% | 1 | 55.64% | 9.102% | 0% | 2 | 40.34% | 6.767% | 0% | 1 | 1.07% | 4.081% | 0% | 1 |  | 23.14% | 0% | 2 | 8.0624 | 8.649% | 0% | 1 | 25.04% | 0% | 0% | 1 | 0 | 2 | 0% | 0% | 0% | 1 | 36.95% | 4.817% | 0% | 1 | 36.94% | 4.816% | 0% | 1 | 28.98% | 4.276% | 0% | 1 | 51.65% | 6.281% | 0% | 2 | 43.05% | 5.332% | 0% | 1 | 2.007% | 3.099% | 0% | 1
252 | Redbluff | RIVERSIDE | 175 | 1750 | 15 | 31.67% | 0% | 2 | 5.4025 | 16.63% | 0% | 1 | 0% | 0% | 0% | 1 | 0 | 2 | 0% | 0% | 0% | 1 | 24.29% | 10.03% | 0% | 1 | 0.4437% | 7.625% | 0% | 1 | 0% | 7.591% | 0% | 1 | 24.73% | 10.09% | 0% | 1 | 36.12% | 11.88% | 0% | 1 | 3.231% | 7.845% | 0% | 1 |  | 16.21% | 0% | 1 | 4.9046 | 6.561% | 0% | 1 | 0% | 0% | 0% | 1 | 0 | 2 | 0% | 0% | 0% | 1 | 32.12% | 5.23% | 0% | 1 | 0.2314% | 3.558% | 0% | 1 | 0% | 3.55% | 0% | 1 | 32.36% | 5.248% | 0% | 1 | 43.13% | 6.243% | 0% | 1 | 1.796% | 3.615% | 0% | 1 |  | 16.21% | 0% | 1 | 4.2997 | 5.675% | 0% | 1 | 0% | 0% | 0% | 1 | 0 | 2 | 0% | 0% | 0% | 1 | 40.99% | 4.992% | 0% | 1 | 9.601% | 3.259% | 0% | 1 | 9.37% | 3.25% | 0% | 1 | 41.24% | 5.013% | 0% | 1 | 46.25% | 5.481% | 0% | 1 | 1.49% | 2.99% | 0% | 1 |  | 15.13% | 0% | 1 | 3.7095 | 4.081% | 0% | 1 | 0% | 0% | 0% | 1 | 0 | 2 | 0% | 0% | 0% | 1 | 37.21% | 3.556% | 0% | 1 | 23.33% | 2.912% | 0% | 1 | 15.1% | 2.63% | 0% | 1 | 48.04% | 4.297% | 0% | 1 | 49.9% | 4.457% | 0% | 1 | 1.185% | 2.26% | 0% | 1
253 | Ocotillo | GREATER IMPERIAL | 0 | 0 | 10 | 0% | 0% | 1 | 7.079 | 0% | 0% | 1 | 0% | 0% | 0% | 1 | 0 | 2 | 0% | 0% | 0% | 1 | 31.87% | 0% | 0% | 1 | 27.59% | 0% | 0% | 1 | 16.7% | 0% | 0% | 1 | 59.52% | 0% | 0% | 2 | 30.23% | 0% | 0% | 1 | 0% | 0% | 0% | 1 |  | 0% | 0% | 1 | 4.8376 | 0% | 0% | 1 | 0% | 0% | 0% | 1 | 0 | 2 | 0% | 0% | 0% | 1 | 35.65% | 0% | 0% | 1 | 19.28% | 0% | 0% | 1 | 14.57% | 0% | 0% | 1 | 57.28% | 0% | 0% | 2 | 43.12% | 0% | 0% | 1 | 0.02637% | 0% | 0% | 1 |  | 0% | 0% | 1 | 6.189 | 0% | 0% | 1 | 0% | 0% | 0% | 1 | 0 | 2 | 17.94% | 0% | 17.94% | 1 | 17.06% | 0% | 0% | 1 | 18.86% | 0% | 0% | 1 | 20.35% | 0% | 0% | 1 | 42.18% | 0% | 0% | 1 | 51.43% | 0% | 0% | 2 | 0.7913% | 0% | 0% | 1 |  | 0% | 0% | 1 | 7.6762 | 0% | 0% | 1 | 8.448% | 0% | 0% | 1 | 0 | 2 | 18.32% | 18.46% | 36.78% | 3 | 10.96% | 0% | 0% | 1 | 15.81% | 0% | 0% | 1 | 26.68% | 0% | 0% | 1 | 39.41% | 0% | 0% | 1 | 40.2% | 0% | 0% | 1 | 3.76% | 0% | 0% | 1
254 | Ivanpah | SNV ELDORADO DESERT | 0 | 0 | 0 | 0% | 0% | 1 | 2.7076 | 0% | 0% | 1 | 0% | 0% | 0% | 1 | 0 | 2 | 0% | 0% | 0% | 1 | 99.55% | 0% | 0% | 5 | 79.09% | 0% | 0% | 3 | 0.5178% | 0% | 0% | 1 | 99.59% | 0% | 0% | 5 | 4.997% | 0% | 0% | 1 | 0% | 0% | 0% | 1 |  | 0% | 0% | 1 | 2.3895 | 0% | 0% | 1 | 0% | 0% | 0% | 1 | 0 | 2 | 0% | 0% | 0% | 1 | 73.43% | 0% | 0% | 3 | 67.05% | 0% | 0% | 2 | 9.072% | 0% | 0% | 1 | 82.01% | 0% | 0% | 3 | 12.52% | 0% | 0% | 1 | 0% | 0% | 0% | 1 |  | 0% | 0% | 1 | 2.3597 | 0% | 0% | 1 | 0% | 0% | 0% | 1 | 0 | 2 | 0% | 0% | 0% | 1 | 39.37% | 0% | 0% | 1 | 36.38% | 0% | 0% | 1 | 4.956% | 0% | 0% | 1 | 43.97% | 0% | 0% | 1 | 23.97% | 0% | 0% | 1 | 0% | 0% | 0% | 1 |  | 0% | 0% | 1 | 2.9995 | 0% | 0% | 1 | 0% | 0% | 0% | 1 | 0 | 2 | 0% | 0% | 0% | 1 | 23.39% | 0% | 0% | 1 | 22.84% | 0% | 0% | 1 | 3.821% | 0% | 0% | 1 | 27.35% | 0% | 0% | 1 | 23.98% | 0% | 0% | 1 | 0.3071% | 0% | 0% | 1
255 | Alamitos | GREATER LA METRO | 0 | 0 | 10 | 0% | 0% | 1 | 43.4 | 0% | 0% | 4 | 0% | 0% | 0% | 1 | 0 | 2 | 0% | 0% | 0% | 1 | 0% | 0% | 0% | 1 | 63.11% | 0% | 0% | 2 | 98.67% | 0% | 0% | 5 | 98.67% | 0% | 0% | 5 | 0% | 0% | 0% | 1 | 2.005% | 0% | 0% | 1 |  | 0% | 0% | 1 | 66.625 | 0% | 0% | 4 | 0% | 0% | 0% | 1 | 0 | 2 | 0% | 0% | 0% | 1 | 0% | 0% | 0% | 1 | 8.006% | 0% | 0% | 1 | 70.88% | 0% | 0% | 3 | 70.88% | 0% | 0% | 3 | 0% | 0% | 0% | 1 | 0.4564% | 0% | 0% | 1 |  | 0% | 0% | 1 | 51 | 0% | 0% | 4 | 0% | 0% | 0% | 1 | 0 | 2 | 0% | 0% | 0% | 1 | 0% | 0% | 0% | 1 | 14.72% | 0% | 0% | 1 | 77.44% | 0% | 0% | 3 | 77.44% | 0% | 0% | 3 | 0% | 0% | 0% | 1 | 3.53% | 0% | 0% | 1 |  | 0% | 0% | 1 | 49 | 0% | 0% | 4 | 0% | 0% | 0% | 1 | 0 | 2 | 5.285% | 0% | 5.285% | 1 | 1.467% | 0% | 0% | 1 | 12.98% | 0% | 0% | 1 | 69.63% | 0% | 0% | 2 | 71.1% | 0% | 0% | 3 | 3.511% | 0% | 0% | 1 | 4.955% | 0% | 0% | 1
256 | Shilo III | NORTHERN CALIFORNIA | 0 | 0 | 0 | 0% | 0% | 1 | 6.2346 | 0% | 0% | 1 | 0% | 0% | 0% | 1 | 0 | 2 | 90.56% | 0% | 90.56% | 5 | 6.785% | 0% | 0% | 1 | 37.32% | 0% | 0% | 1 | 40.15% | 0% | 0% | 1 | 51.35% | 0% | 0% | 2 | 3.024% | 0% | 0% | 1 | 18.31% | 0% | 0% | 1 |  | 0% | 0% | 1 | 6.4537 | 0% | 0% | 1 | 7.5% | 0% | 0% | 1 | 0 | 2 | 64.39% | 0% | 64.39% | 3 | 16.43% | 0% | 0% | 1 | 35% | 0% | 0% | 1 | 35.32% | 0% | 0% | 1 | 50.32% | 0% | 0% | 2 | 6.423% | 0% | 0% | 1 | 27.55% | 0% | 0% | 1 |  | 0% | 0% | 1 | 7.398 | 0% | 0% | 1 | 26.91% | 0% | 0% | 1 | 0 | 2 | 40.23% | 0% | 40.23% | 2 | 11.71% | 0% | 0% | 1 | 31.27% | 0% | 0% | 1 | 31.7% | 0% | 0% | 1 | 42.53% | 0% | 0% | 1 | 4.082% | 0% | 0% | 1 | 19.97% | 0% | 0% | 1 |  | 0% | 0% | 1 | 12.6087 | 0% | 0% | 2 | 33.22% | 0% | 0% | 1 | 0 | 2 | 33.62% | 0% | 33.62% | 2 | 17.47% | 0% | 0% | 1 | 24.33% | 0% | 0% | 1 | 25.85% | 0% | 0% | 1 | 40.6% | 0% | 0% | 1 | 6.693% | 0% | 0% | 1 | 14.49% | 0% | 0% | 1
257 | ECO | GREATER IMPERIAL | 0 | 0 | 10 | 0% | 0% | 1 | 12 | 0% | 0% | 2 | 0% | 0% | 0% | 1 | 0 | 2 | 0% | 0% | 0% | 1 | 0% | 0% | 0% | 1 | 22.48% | 0% | 0% | 1 | 31.83% | 0% | 0% | 1 | 38.2% | 0% | 0% | 1 | 18.97% | 0% | 0% | 1 | 4.436% | 0% | 0% | 1 |  | 0% | 0% | 1 | 8.6345 | 0% | 0% | 1 | 0% | 0% | 0% | 1 | 0 | 2 | 38.9% | 0% | 38.9% | 2 | 11.48% | 0% | 0% | 1 | 35.09% | 0% | 0% | 1 | 37.23% | 0% | 0% | 1 | 55.73% | 0% | 0% | 2 | 24.4% | 0% | 0% | 1 | 1.672% | 0% | 0% | 1 |  | 0% | 0% | 1 | 9.9571 | 0% | 0% | 1 | 0% | 0% | 0% | 1 | 0 | 2 | 34.09% | 24.52% | 58.61% | 4 | 20.41% | 0% | 0% | 1 | 15.22% | 0% | 0% | 1 | 31.99% | 0% | 0% | 1 | 54.11% | 0% | 0% | 2 | 25.86% | 0% | 0% | 1 | 1.085% | 0% | 0% | 1 |  | 0% | 0% | 1 | 8.6312 | 0% | 0% | 1 | 0.187% | 0% | 0% | 1 | 0 | 2 | 22.89% | 43.48% | 66.37% | 5 | 15.94% | 0% | 0% | 1 | 13.27% | 0% | 0% | 1 | 22.16% | 0% | 0% | 1 | 42.48% | 0% | 0% | 1 | 36.65% | 0% | 0% | 1 | 1.366% | 0% | 0% | 1
258 | IID System | GREATER IMPERIAL | 0 | 0 | 0 | 0% | 0% | 1 | 9.4823 | 0% | 0% | 1 | 34.27% | 0% | 0% | 1 | 0 | 2 | 0% | 0% | 0% | 1 | 0% | 0% | 0% | 1 | 74.49% | 0% | 0% | 3 | 85.24% | 0% | 0% | 3 | 85.24% | 0% | 0% | 3 | 0% | 0% | 0% | 1 | 11.46% | 0% | 0% | 1 |  | 0% | 0% | 1 | 7.575 | 0% | 0% | 1 | 39.4% | 0% | 0% | 1 | 0 | 2 | 0% | 0% | 0% | 1 | 1.414% | 0% | 0% | 1 | 43.47% | 0% | 0% | 1 | 54.23% | 0% | 0% | 2 | 54.54% | 0% | 0% | 2 | 8.573% | 0% | 0% | 1 | 7.954% | 0% | 0% | 1 |  | 0% | 0% | 1 | 8.1203 | 0% | 0% | 1 | 45.84% | 0% | 0% | 1 | 0 | 2 | 0% | 0% | 0% | 1 | 4.13% | 0% | 0% | 1 | 36.27% | 0% | 0% | 1 | 44.7% | 0% | 0% | 1 | 48.02% | 0% | 0% | 1 | 13.58% | 0% | 0% | 1 | 7.153% | 0% | 0% | 1 |  | 0% | 0% | 1 | 8 | 0% | 0% | 1 | 44.49% | 0% | 0% | 1 | 0 | 2 | 0% | 0% | 0% | 1 | 3.842% | 0% | 0% | 1 | 26.07% | 0% | 0% | 1 | 32.56% | 0% | 0% | 1 | 36.36% | 0% | 0% | 1 | 20.36% | 0% | 0% | 1 | 6.302% | 0% | 0% | 1
259 | Sonora | GREATER IMPERIAL | 0 | 0 | 0 | 0% | 0% | 1 | 7.0037 | 0% | 0% | 1 | 30.2% | 0% | 0% | 1 | 0 | 2 | 0% | 0% | 0% | 1 | 13.39% | 0% | 0% | 1 | 7.052% | 0% | 0% | 1 | 41.82% | 0% | 0% | 1 | 41.82% | 0% | 0% | 1 | 16.21% | 0% | 0% | 1 | 6.807% | 0% | 0% | 1 |  | 0% | 0% | 1 | 7.9214 | 0% | 0% | 1 | 41.77% | 0% | 0% | 1 | 0 | 2 | 0% | 0% | 0% | 1 | 7.847% | 0% | 0% | 1 | 31.34% | 0% | 0% | 1 | 49.09% | 0% | 0% | 1 | 49.5% | 0% | 0% | 1 | 10.57% | 0% | 0% | 1 | 7.53% | 0% | 0% | 1 |  | 0% | 0% | 1 | 7.8755 | 0% | 0% | 1 | 48.59% | 0% | 0% | 1 | 0 | 2 | 0% | 0% | 0% | 1 | 6.182% | 0% | 0% | 1 | 30.81% | 0% | 0% | 1 | 39.14% | 0% | 0% | 1 | 43.38% | 0% | 0% | 1 | 11.67% | 0% | 0% | 1 | 6.624% | 0% | 0% | 1 |  | 0% | 0% | 1 | 7.9167 | 0% | 0% | 1 | 50.33% | 0% | 0% | 2 | 0 | 2 | 0% | 0% | 0% | 1 | 5.554% | 0% | 0% | 1 | 25.47% | 0% | 0% | 1 | 31.08% | 0% | 0% | 1 | 35.75% | 0% | 0% | 1 | 14.44% | 0% | 0% | 1 | 6.279% | 0% | 0% | 1
260 | Caliente | SPGE | 0 | 0 | 10 | 0% | 0% | 1 | 8.3951 | 0% | 0% | 1 | 0% | 0% | 0% | 1 | 0 | 2 | 46.87% | 0% | 46.87% | 2 | 33.95% | 0% | 0% | 1 | 20.5% | 0% | 0% | 1 | 35.89% | 0% | 0% | 1 | 57.26% | 0% | 0% | 2 | 54.13% | 0% | 0% | 2 | 4.37% | 0% | 0% | 1 |  | 0% | 0% | 1 | 12.9872 | 0% | 0% | 2 | 0.01434% | 0% | 0% | 1 | 0 | 2 | 33.85% | 0.1721% | 34.02% | 2 | 50.86% | 0% | 0% | 2 | 18.32% | 0% | 0% | 1 | 33.97% | 0% | 0% | 1 | 69.79% | 0% | 0% | 2 | 46.13% | 0% | 0% | 1 | 6.153% | 0% | 0% | 1 |  | 0% | 0% | 1 | 8.75 | 0% | 0% | 1 | 3.121% | 0% | 0% | 1 | 0 | 2 | 28.64% | 4.602% | 33.25% | 2 | 54.16% | 0% | 0% | 2 | 13.01% | 0% | 0% | 1 | 26.29% | 0% | 0% | 1 | 70.99% | 0% | 0% | 3 | 42.73% | 0% | 0% | 1 | 2.91% | 0% | 0% | 1 |  | 0% | 0% | 1 | 7.358 | 0% | 0% | 1 | 12.89% | 0% | 0% | 1 | 0 | 2 | 29.74% | 8.346% | 38.09% | 2 | 53.09% | 0% | 0% | 2 | 14.48% | 0% | 0% | 1 | 25.52% | 0% | 0% | 1 | 70.58% | 0% | 0% | 3 | 39.95% | 0% | 0% | 1 | 2.093% | 0% | 0% | 1
261 | Regulus | SPGE | 0 | 0 | 0 | 0% | 0% | 1 | 11.6207 | 0% | 0% | 1 | 82.03% | 0% | 0% | 3 | 0 | 2 | 0.885% | 0% | 0.885% | 1 | 0.0005585% | 0% | 0% | 1 | 0.7683% | 0% | 0% | 1 | 9.486% | 0% | 0% | 1 | 9.486% | 0% | 0% | 1 | 0.0003416% | 0% | 0% | 1 | 0.02403% | 0% | 0% | 1 |  | 0% | 0% | 1 | 10.5 | 0% | 0% | 1 | 57.61% | 0% | 0% | 2 | 0 | 2 | 10.71% | 0% | 10.71% | 1 | 25.32% | 0% | 0% | 1 | 13.07% | 0% | 0% | 1 | 23.06% | 0% | 0% | 1 | 35.89% | 0% | 0% | 1 | 12.62% | 0% | 0% | 1 | 1.897% | 0% | 0% | 1 |  | 0% | 0% | 1 | 10.0802 | 0% | 0% | 1 | 44.25% | 0% | 0% | 1 | 0 | 2 | 26.77% | 0.6474% | 27.42% | 2 | 42.91% | 0% | 0% | 1 | 20.81% | 0% | 0% | 1 | 31.6% | 0% | 0% | 1 | 53.72% | 0% | 0% | 2 | 22.71% | 0% | 0% | 1 | 1.662% | 0% | 0% | 1 |  | 0% | 0% | 1 | 11 | 0% | 0% | 1 | 41.37% | 0% | 0% | 1 | 0 | 2 | 28.62% | 3.838% | 32.46% | 2 | 41.97% | 0% | 0% | 1 | 20.98% | 0% | 0% | 1 | 32.2% | 0% | 0% | 1 | 54.03% | 0% | 0% | 2 | 22.15% | 0% | 0% | 1 | 2.618% | 0% | 0% | 1
262 | Geysers | NORTHERN CALIFORNIA | 0 | 0 | 10 | 0% | 0% | 1 | 7.1989 | 0% | 0% | 1 | 0.3314% | 0% | 0% | 1 | 0 | 2 | 54.52% | 2.555% | 57.08% | 3 | 97.96% | 0% | 0% | 5 | 62.02% | 0% | 0% | 2 | 99.98% | 0% | 0% | 5 | 100% | 0% | 0% | 5 | 32.67% | 0% | 0% | 1 | 1.211% | 0% | 0% | 1 |  | 0% | 0% | 1 | 10.6938 | 0% | 0% | 1 | 6.417% | 0% | 0% | 1 | 0 | 2 | 48.63% | 13.42% | 62.04% | 3 | 64.43% | 0% | 0% | 2 | 60.57% | 0% | 0% | 2 | 83.78% | 0% | 0% | 3 | 95.24% | 0% | 0% | 5 | 35.2% | 0% | 0% | 1 | 2.669% | 0% | 0% | 1 |  | 0% | 0% | 1 | 11.6026 | 0% | 0% | 1 | 7.151% | 0% | 0% | 1 | 0 | 2 | 33.26% | 27.4% | 60.66% | 4 | 56.41% | 0% | 0% | 2 | 49.03% | 0% | 0% | 1 | 76.43% | 0% | 0% | 3 | 93.09% | 0% | 0% | 4 | 30.57% | 0% | 0% | 1 | 2.18% | 0% | 0% | 1 |  | 0% | 0% | 1 | 11.1884 | 0% | 0% | 1 | 7.255% | 0% | 0% | 1 | 0 | 2 | 29.1% | 29.38% | 58.48% | 4 | 58.58% | 0% | 0% | 2 | 43.36% | 0% | 0% | 1 | 73.98% | 0% | 0% | 3 | 91.46% | 0% | 0% | 4 | 36.49% | 0% | 0% | 1 | 2.342% | 0% | 0% | 1
263 | Solar SS | SPGE | 0 | 0 | 10 | 0% | 0% | 1 | 4.3051 | 0% | 0% | 1 | 0.2287% | 0% | 0% | 1 | 0 | 2 | 65.37% | 7.211% | 72.58% | 3 | 9.894% | 0% | 0% | 1 | 28.65% | 0% | 0% | 1 | 52.23% | 0% | 0% | 2 | 54.15% | 0% | 0% | 2 | 51.49% | 0% | 0% | 2 | 1.155% | 0% | 0% | 1 |  | 0% | 0% | 1 | 8.963 | 0% | 0% | 1 | 0.2068% | 0% | 0% | 1 | 0 | 2 | 61% | 14.55% | 75.55% | 5 | 40.24% | 0% | 0% | 1 | 21.09% | 0% | 0% | 1 | 34.92% | 0% | 0% | 1 | 68.13% | 0% | 0% | 2 | 64.89% | 0% | 0% | 2 | 4.673% | 0% | 0% | 1 |  | 0% | 0% | 1 | 8.25 | 0% | 0% | 1 | 0.9263% | 0% | 0% | 1 | 0 | 2 | 43.49% | 14.42% | 57.91% | 3 | 52.11% | 0% | 0% | 2 | 19.73% | 0% | 0% | 1 | 29.07% | 0% | 0% | 1 | 72.12% | 0% | 0% | 3 | 59.49% | 0% | 0% | 2 | 3.585% | 0% | 0% | 1 |  | 0% | 0% | 1 | 6.7929 | 0% | 0% | 1 | 3.314% | 0% | 0% | 1 | 0 | 2 | 34.95% | 18.83% | 53.78% | 3 | 54.32% | 0% | 0% | 2 | 13.74% | 0% | 0% | 1 | 26.09% | 0% | 0% | 1 | 72.86% | 0% | 0% | 3 | 51.93% | 0% | 0% | 2 | 2.527% | 0% | 0% | 1
264 | Olive | SPGE | 0 | 0 | 5 | 0% | 0% | 1 | 11.1176 | 0% | 0% | 1 | 23.06% | 0% | 0% | 1 | 0 | 2 | 35.83% | 0% | 35.83% | 2 | 42.27% | 0% | 0% | 1 | 6.465% | 0% | 0% | 1 | 31.37% | 0% | 0% | 1 | 52.59% | 0% | 0% | 2 | 0.7472% | 0% | 0% | 1 | 5.808% | 0% | 0% | 1 |  | 0% | 0% | 1 | 9.0822 | 0% | 0% | 1 | 36.16% | 0% | 0% | 1 | 0 | 2 | 16.44% | 0% | 16.44% | 1 | 31.39% | 0% | 0% | 1 | 10.21% | 0% | 0% | 1 | 24.27% | 0% | 0% | 1 | 44.73% | 0% | 0% | 1 | 0.2653% | 0% | 0% | 1 | 5.97% | 0% | 0% | 1 |  | 0% | 0% | 1 | 8.5069 | 0% | 0% | 1 | 42.42% | 0% | 0% | 1 | 0 | 2 | 8.898% | 0% | 8.898% | 1 | 30.98% | 0% | 0% | 1 | 8.758% | 0% | 0% | 1 | 19.46% | 0% | 0% | 1 | 42.61% | 0% | 0% | 1 | 0.6806% | 0% | 0% | 1 | 5.983% | 0% | 0% | 1 |  | 0% | 0% | 1 | 8.5926 | 0% | 0% | 1 | 43.83% | 0% | 0% | 1 | 0 | 2 | 8.268% | 0% | 8.268% | 1 | 30.04% | 0% | 0% | 1 | 5.744% | 0% | 0% | 1 | 16.45% | 0% | 0% | 1 | 41.36% | 0% | 0% | 1 | 0.8053% | 0% | 0% | 1 | 5.074% | 0% | 0% | 1
265 | 7th Standard | SPGE | 230 | 2300 | 10 | 49.42% | 0% | 2 | 23.4182 | 1940% | 10.29% | 3 | 73.49% | 0% | 0% | 2 | 0 | 2 | 0.7078% | 0% | 0.7078% | 1 | 12.6% | 10.63% | 0% | 1 | 0% | 9.289% | 0% | 1 | 2.95% | 9.571% | 0% | 1 | 12.68% | 10.64% | 0% | 1 | 0% | 9.289% | 0% | 1 | 2.307% | 9.508% | 0% | 1 |  | 9.99% | 0% | 1 | 14.9043 | 122.4% | 0.4109% | 3 | 52.27% | 0% | 0% | 2 | 0 | 2 | 15.12% | 0% | 15.12% | 1 | 35.5% | 3.039% | 0% | 1 | 7.496% | 2.119% | 0% | 1 | 19.81% | 2.444% | 0% | 1 | 43.96% | 3.498% | 0% | 1 | 1.484% | 1.99% | 0% | 1 | 6.174% | 2.089% | 0% | 1 |  | 4.332% | 0% | 1 | 12.25 | 7.138% | 0% | 2 | 49.46% | 0% | 0% | 1 | 0 | 2 | 23.09% | 0% | 23.09% | 2 | 35.78% | 1.167% | 0% | 1 | 13.85% | 0.8697% | 0% | 1 | 28.29% | 1.045% | 0% | 1 | 49.52% | 1.484% | 0% | 1 | 3.861% | 0.7793% | 0% | 1 | 6.247% | 0.7992% | 0% | 1 |  | 2.635% | 0% | 1 | 10.2 | 2.275% | 0% | 1 | 48.81% | 0% | 0% | 1 | 0 | 2 | 25.4% | 0% | 25.4% | 2 | 33.43% | 0.581% | 0% | 1 | 18.16% | 0.4727% | 0% | 1 | 35.38% | 0.5986% | 0% | 1 | 53.38% | 0.8297% | 0% | 2 | 10.16% | 0.4306% | 0% | 1 | 4.05% | 0.4031% | 0% | 1
266 | Delevan | NORTHERN CALIFORNIA | 0 | 0 | 10 | 0% | 0% | 1 | 5.8434 | 0% | 0% | 1 | 26.64% | 0% | 0% | 1 | 0 | 2 | 51.4% | 0% | 51.4% | 3 | 41.88% | 0% | 0% | 1 | 7.615% | 0% | 0% | 1 | 32.05% | 0% | 0% | 1 | 70.5% | 0% | 0% | 3 | 43.25% | 0% | 0% | 1 | 2.476% | 0% | 0% | 1 |  | 0% | 0% | 1 | 6.1242 | 0% | 0% | 1 | 24.66% | 0% | 0% | 1 | 0 | 2 | 36.69% | 12.66% | 49.35% | 3 | 32.17% | 0% | 0% | 1 | 10.87% | 0% | 0% | 1 | 32.66% | 0% | 0% | 1 | 60.48% | 0% | 0% | 2 | 45.9% | 0% | 0% | 1 | 2.956% | 0% | 0% | 1 |  | 0% | 0% | 1 | 7.2334 | 0% | 0% | 1 | 25.6% | 0% | 0% | 1 | 0 | 2 | 24.4% | 21.69% | 46.09% | 4 | 29.28% | 0% | 0% | 1 | 12.89% | 0% | 0% | 1 | 32.83% | 0% | 0% | 1 | 54.26% | 0% | 0% | 2 | 39.79% | 0% | 0% | 1 | 3.168% | 0% | 0% | 1 |  | 0% | 0% | 1 | 6.7983 | 0% | 0% | 1 | 28.64% | 0% | 0% | 1 | 0 | 2 | 23.28% | 22.87% | 46.14% | 4 | 29.87% | 0% | 0% | 1 | 12.86% | 0% | 0% | 1 | 31.21% | 0% | 0% | 1 | 54.03% | 0% | 0% | 2 | 37.05% | 0% | 0% | 1 | 4.171% | 0% | 0% | 1
267 | Mustang | SPGE | 0 | 0 | 10 | 0% | 0% | 1 | 6.5044 | 0% | 0% | 1 | 37.08% | 0% | 0% | 1 | 0 | 2 | 5.484% | 0% | 5.484% | 1 | 16.29% | 0% | 0% | 1 | 0% | 0% | 0% | 1 | 0% | 0% | 0% | 1 | 16.29% | 0% | 0% | 1 | 0% | 0% | 0% | 1 | 1.481% | 0% | 0% | 1 |  | 0% | 0% | 1 | 8.2753 | 0% | 0% | 1 | 38.99% | 0% | 0% | 1 | 0 | 2 | 2.329% | 0% | 2.329% | 1 | 13.84% | 0% | 0% | 1 | 3.205% | 0% | 0% | 1 | 4.546% | 0% | 0% | 1 | 17.21% | 0% | 0% | 1 | 0% | 0% | 0% | 1 | 2.124% | 0% | 0% | 1 |  | 0% | 0% | 1 | 8.9415 | 0% | 0% | 1 | 46.02% | 0% | 0% | 1 | 0 | 2 | 1.788% | 0% | 1.788% | 1 | 10.23% | 0% | 0% | 1 | 2.69% | 0% | 0% | 1 | 5.363% | 0% | 0% | 1 | 14.54% | 0% | 0% | 1 | 0% | 0% | 0% | 1 | 1.823% | 0% | 0% | 1 |  | 0% | 0% | 1 | 8.75 | 0% | 0% | 1 | 40.16% | 0% | 0% | 1 | 0 | 2 | 1.667% | 0% | 1.667% | 1 | 12.83% | 0% | 0% | 1 | 2.334% | 0% | 0% | 1 | 7.136% | 0% | 0% | 1 | 18.44% | 0% | 0% | 1 | 0.6269% | 0% | 0% | 1 | 1.701% | 0% | 0% | 1
268 | Tranquility | SPGE | 500 | 5000 | 10 | 19.11% | 0% | 1 | 8.03 | 132.5% | 2.746% | 3 | 28.81% | 18.11% | 0% | 1 | 0 | 2 | 3.63% | 0% | 3.63% | 1 | 27.28% | 13.97% | 0% | 1 | 0% | 10.16% | 0% | 1 | 8.297% | 11.08% | 0% | 1 | 29.5% | 14.41% | 0% | 1 | 0% | 10.16% | 0% | 1 | 0.2442% | 10.18% | 0% | 1 |  | 6.821% | 0% | 1 | 7.601 | 20.37% | 0% | 2 | 39.41% | 6.468% | 0% | 1 | 0 | 2 | 4.625% | 0% | 4.625% | 1 | 24.87% | 3.692% | 0% | 1 | 3.082% | 2.862% | 0% | 1 | 11.91% | 3.149% | 0% | 1 | 26.84% | 3.791% | 0% | 1 | 4.44% | 2.903% | 0% | 1 | 0.3961% | 2.785% | 0% | 1 |  | 4.475% | 0% | 1 | 6.8506 | 6.645% | 0% | 1 | 40.17% | 6.468% | 0% | 1 | 0 | 2 | 7.174% | 0% | 7.174% | 1 | 32.03% | 1.98% | 0% | 1 | 7.626% | 1.457% | 0% | 1 | 16.83% | 1.618% | 0% | 1 | 40% | 2.243% | 0% | 1 | 8.909% | 1.477% | 0% | 1 | 2.046% | 1.374% | 0% | 1 |  | 2.38% | 0% | 1 | 6.4755 | 3.574% | 0% | 1 | 33.76% | 6.468% | 0% | 1 | 0 | 2 | 12.37% | 0.3235% | 12.69% | 2 | 33.24% | 1.218% | 0% | 1 | 9.543% | 0.8988% | 0% | 1 | 16.42% | 0.9727% | 0% | 1 | 41.59% | 1.392% | 0% | 1 | 9.768% | 0.901% | 0% | 1 | 2.517% | 0.834% | 0% | 1
269 | Calcite | GREATER KRAMER | 106 | 1060 | 10 | 9.025% | 0% | 1 | 33.58 | 199651% | 17.74% | 5 | 0% | 0% | 0% | 1 | 0 | 2 | 0% | 0% | 0% | 1 | 52.59% | 8.218% | 0% | 2 | 20.73% | 4.915% | 0% | 1 | 11.31% | 4.392% | 0% | 1 | 53.68% | 8.412% | 0% | 2 | 14.1% | 4.536% | 0% | 1 | 1.599% | 3.959% | 0% | 1 |  | 3.687% | 0% | 1 | 38.6333 | 3273% | 7.142% | 5 | 0.06968% | 0% | 0% | 1 | 0 | 2 | 4.127e-06% | 0% | 4.127e-06% | 1 | 40.87% | 2.564% | 0% | 1 | 25.04% | 2.023% | 0% | 1 | 22.25% | 1.95% | 0% | 1 | 55.35% | 3.396% | 0% | 2 | 15.2% | 1.788% | 0% | 1 | 0.6433% | 1.526% | 0% | 1 |  | 2.846% | 0% | 1 | 39.1387 | 7.783% | 0% | 4 | 0.03917% | 0% | 0% | 1 | 0 | 2 | 3.156% | 2.722% | 5.877% | 2 | 40.53% | 1.433% | 0% | 1 | 27.26% | 1.172% | 0% | 1 | 25.03% | 1.137% | 0% | 1 | 58.54% | 2.056% | 0% | 2 | 25.99% | 1.152% | 0% | 1 | 0.4813% | 0.8566% | 0% | 1 |  | 2.423% | 0% | 1 | 29.4863 | 1.911% | 0% | 3 | 0.02498% | 0% | 0% | 1 | 0 | 2 | 4.451% | 10.02% | 14.47% | 3 | 29.53% | 0.7714% | 0% | 1 | 26.86% | 0.7433% | 0% | 1 | 27.56% | 0.7505% | 0% | 1 | 52.84% | 1.153% | 0% | 2 | 41.44% | 0.9283% | 0% | 1 | 0.4648% | 0.5462% | 0% | 1
270 | Trout Canyon (fka Crazy Eyes) | SNV ELDORADO DESERT | 0 | 0 | 0 | 0% | 0% | 1 | 0 | 0% | 0% | 1 | 0% | 0% | 0% | 1 | 0 | 2 | 0% | 0% | 0% | 1 | 0% | 0% | 0% | 1 | 0% | 0% | 0% | 1 | 0% | 0% | 0% | 1 | 0% | 0% | 0% | 1 | 0% | 0% | 0% | 1 | 0% | 0% | 0% | 1 |  | 0% | 0% | 1 | 0 | 0% | 0% | 1 | 0% | 0% | 0% | 1 | 0 | 2 | 0.009041% | 0% | 0.009041% | 1 | 0% | 0% | 0% | 1 | 0% | 0% | 0% | 1 | 0% | 0% | 0% | 1 | 0% | 0% | 0% | 1 | 0% | 0% | 0% | 1 | 0.03607% | 0% | 0% | 1 |  | 0% | 0% | 1 | 78 | 0% | 0% | 4 | 0% | 0% | 0% | 1 | 0 | 2 | 0.005636% | 0% | 0.005636% | 1 | 3.347% | 0% | 0% | 1 | 0.05398% | 0% | 0% | 1 | 21.54% | 0% | 0% | 1 | 23.26% | 0% | 0% | 1 | 15.39% | 0% | 0% | 1 | 0.04544% | 0% | 0% | 1 |  | 0% | 0% | 1 | 71.15 | 0% | 0% | 4 | 0% | 0% | 0% | 1 | 0 | 2 | 0.004428% | 0% | 0.004428% | 1 | 2.63% | 0% | 0% | 1 | 0.04241% | 0% | 0% | 1 | 18.03% | 0% | 0% | 1 | 19.38% | 0% | 0% | 1 | 14.02% | 0% | 0% | 1 | 0.08073% | 0% | 0% | 1
271 | Delaney | ARIZONA MINOR | 0 | 0 | 0 | 0% | 0% | 1 | 0 | 0% | 0% | 1 | 0% | 0% | 0% | 1 | 0 | 2 | 0% | 0% | 0% | 1 | 0% | 0% | 0% | 1 | 0% | 0% | 0% | 1 | 0% | 0% | 0% | 1 | 0% | 0% | 0% | 1 | 0% | 0% | 0% | 1 | 0% | 0% | 0% | 1 |  | 0% | 0% | 1 | 0 | 0% | 0% | 1 | 0% | 0% | 0% | 1 | 0 | 2 | 0% | 0% | 0% | 1 | 0% | 0% | 0% | 1 | 0% | 0% | 0% | 1 | 0% | 0% | 0% | 1 | 0% | 0% | 0% | 1 | 0% | 0% | 0% | 1 | 0% | 0% | 0% | 1 |  | 0% | 0% | 1 | 0 | 0% | 0% | 1 | 0% | 0% | 0% | 1 | 0 | 2 | 0% | 0% | 0% | 1 | 0% | 0% | 0% | 1 | 0% | 0% | 0% | 1 | 0% | 0% | 0% | 1 | 0% | 0% | 0% | 1 | 0% | 0% | 0% | 1 | 0% | 0% | 0% | 1 |  | 0% | 0% | 1 | 0 | 0% | 0% | 1 | 0% | 0% | 0% | 1 | 0 | 2 | 0% | 0% | 0% | 1 | 0% | 0% | 0% | 1 | 0% | 0% | 0% | 1 | 0% | 0% | 0% | 1 | 0% | 0% | 0% | 1 | 0% | 0% | 0% | 1 | 0% | 0% | 0% | 1
272 | Desert View | SNV ELDORADO DESERT | 0 | 0 | 0 | 0% | 0% | 1 | 0 | 0% | 0% | 1 | 0% | 0% | 0% | 1 | 0 | 2 | 14.62% | 0% | 14.62% | 1 | 0% | 0% | 0% | 1 | 0% | 0% | 0% | 1 | 0% | 0% | 0% | 1 | 0% | 0% | 0% | 1 | 0% | 0% | 0% | 1 | 0% | 0% | 0% | 1 |  | 0% | 0% | 1 | 0 | 0% | 0% | 1 | 0% | 0% | 0% | 1 | 0 | 2 | 11.13% | 0% | 11.13% | 1 | 0% | 0% | 0% | 1 | 0% | 0% | 0% | 1 | 0% | 0% | 0% | 1 | 0% | 0% | 0% | 1 | 0% | 0% | 0% | 1 | 0% | 0% | 0% | 1 |  | 0% | 0% | 1 | 0 | 0% | 0% | 1 | 0% | 0% | 0% | 1 | 0 | 2 | 17.46% | 0% | 17.46% | 1 | 0% | 0% | 0% | 1 | 0% | 0% | 0% | 1 | 0% | 0% | 0% | 1 | 0% | 0% | 0% | 1 | 0% | 0% | 0% | 1 | 0% | 0% | 0% | 1 |  | 0% | 0% | 1 | 0 | 0% | 0% | 1 | 0% | 0% | 0% | 1 | 0 | 2 | 28.92% | 0% | 28.92% | 2 | 0% | 0% | 0% | 1 | 0% | 0% | 0% | 1 | 0% | 0% | 0% | 1 | 0% | 0% | 0% | 1 | 0% | 0% | 0% | 1 | 0% | 0% | 0% | 1
273 | Carpenter Canyon (fka Gamebird) | SNV ELDORADO DESERT | 0 | 0 | 0 | 0% | 0% | 1 | 0 | 0% | 0% | 1 | 0% | 0% | 0% | 1 | 0 | 2 | 0% | 0% | 0% | 1 | 0% | 0% | 0% | 1 | 0% | 0% | 0% | 1 | 0% | 0% | 0% | 1 | 0% | 0% | 0% | 1 | 0% | 0% | 0% | 1 | 0% | 0% | 0% | 1 |  | 0% | 0% | 1 | 1.2452 | 0% | 0% | 1 | 0% | 0% | 0% | 1 | 0 | 2 | 0% | 0% | 0% | 1 | 2.184% | 0% | 0% | 1 | 0.06817% | 0% | 0% | 1 | 0.6879% | 0% | 0% | 1 | 2.253% | 0% | 0% | 1 | 5.847% | 0% | 0% | 1 | 0.01441% | 0% | 0% | 1 |  | 0% | 0% | 1 | 60.55 | 0% | 0% | 4 | 0% | 0% | 0% | 1 | 0 | 2 | 0% | 0% | 0% | 1 | 2.515% | 0% | 0% | 1 | 0.6524% | 0% | 0% | 1 | 14.71% | 0% | 0% | 1 | 16% | 0% | 0% | 1 | 10.71% | 0% | 0% | 1 | 0.1247% | 0% | 0% | 1 |  | 0% | 0% | 1 | 48.88 | 0% | 0% | 4 | 0% | 0% | 0% | 1 | 0 | 2 | 0.003856% | 0% | 0.003856% | 1 | 2.29% | 0% | 0% | 1 | 0.5939% | 0% | 0% | 1 | 16.84% | 0% | 0% | 1 | 18.02% | 0% | 0% | 1 | 11.84% | 0% | 0% | 1 | 0.1135% | 0% | 0% | 1
274 | Hassayampa | ARIZONA MINOR | 0 | 0 | 0 | 0% | 0% | 1 | 0 | 0% | 0% | 1 | 0% | 0% | 0% | 1 | 0 | 2 | 0% | 0% | 0% | 1 | 0% | 0% | 0% | 1 | 0% | 0% | 0% | 1 | 0% | 0% | 0% | 1 | 0% | 0% | 0% | 1 | 0% | 0% | 0% | 1 | 0% | 0% | 0% | 1 |  | 0% | 0% | 1 | 0 | 0% | 0% | 1 | 0% | 0% | 0% | 1 | 0 | 2 | 0% | 0% | 0% | 1 | 0% | 0% | 0% | 1 | 0% | 0% | 0% | 1 | 0% | 0% | 0% | 1 | 0% | 0% | 0% | 1 | 0% | 0% | 0% | 1 | 0% | 0% | 0% | 1 |  | 0% | 0% | 1 | 0 | 0% | 0% | 1 | 0% | 0% | 0% | 1 | 0 | 2 | 0% | 0% | 0% | 1 | 0% | 0% | 0% | 1 | 0% | 0% | 0% | 1 | 0% | 0% | 0% | 1 | 0% | 0% | 0% | 1 | 0% | 0% | 0% | 1 | 0% | 0% | 0% | 1 |  | 0% | 0% | 1 | 0 | 0% | 0% | 1 | 0% | 0% | 0% | 1 | 0 | 2 | 0% | 0% | 0% | 1 | 0% | 0% | 0% | 1 | 0% | 0% | 0% | 1 | 0% | 0% | 0% | 1 | 0% | 0% | 0% | 1 | 0% | 0% | 0% | 1 | 0% | 0% | 0% | 1
275 | Hoodoo Wash | ARIZONA MINOR | 0 | 0 | 0 | 0% | 0% | 1 | 0 | 0% | 0% | 1 | 0% | 0% | 0% | 1 | 0 | 2 | 0% | 0% | 0% | 1 | 0% | 0% | 0% | 1 | 0% | 0% | 0% | 1 | 0% | 0% | 0% | 1 | 0% | 0% | 0% | 1 | 0% | 0% | 0% | 1 | 0% | 0% | 0% | 1 |  | 0% | 0% | 1 | 0 | 0% | 0% | 1 | 0% | 0% | 0% | 1 | 0 | 2 | 0% | 0% | 0% | 1 | 0% | 0% | 0% | 1 | 0% | 0% | 0% | 1 | 0% | 0% | 0% | 1 | 0% | 0% | 0% | 1 | 0% | 0% | 0% | 1 | 0% | 0% | 0% | 1 |  | 0% | 0% | 1 | 0 | 0% | 0% | 1 | 0% | 0% | 0% | 1 | 0 | 2 | 0% | 0% | 0% | 1 | 0% | 0% | 0% | 1 | 0% | 0% | 0% | 1 | 0% | 0% | 0% | 1 | 0% | 0% | 0% | 1 | 0% | 0% | 0% | 1 | 0% | 0% | 0% | 1 |  | 0% | 0% | 1 | 0 | 0% | 0% | 1 | 0% | 0% | 0% | 1 | 0 | 2 | 0% | 0% | 0% | 1 | 0% | 0% | 0% | 1 | 0% | 0% | 0% | 1 | 0% | 0% | 0% | 1 | 0% | 0% | 0% | 1 | 0% | 0% | 0% | 1 | 0% | 0% | 0% | 1
276 | Innovation | SNV ELDORADO DESERT | 0 | 0 | 0 | 0% | 0% | 1 | 0 | 0% | 0% | 1 | 0% | 0% | 0% | 1 | 0 | 2 | 0% | 0% | 0% | 1 | 0% | 0% | 0% | 1 | 0% | 0% | 0% | 1 | 0% | 0% | 0% | 1 | 0% | 0% | 0% | 1 | 0% | 0% | 0% | 1 | 0% | 0% | 0% | 1 |  | 0% | 0% | 1 | 0 | 0% | 0% | 1 | 0% | 0% | 0% | 1 | 0 | 2 | 0% | 0% | 0% | 1 | 0% | 0% | 0% | 1 | 0% | 0% | 0% | 1 | 0% | 0% | 0% | 1 | 0% | 0% | 0% | 1 | 0% | 0% | 0% | 1 | 0% | 0% | 0% | 1 |  | 0% | 0% | 1 | 0 | 0% | 0% | 1 | 0% | 0% | 0% | 1 | 0 | 2 | 0% | 0% | 0% | 1 | 0% | 0% | 0% | 1 | 0% | 0% | 0% | 1 | 0% | 0% | 0% | 1 | 0% | 0% | 0% | 1 | 0% | 0% | 0% | 1 | 0% | 0% | 0% | 1 |  | 0% | 0% | 1 | 0 | 0% | 0% | 1 | 0% | 0% | 0% | 1 | 0 | 2 | 3.766% | 0% | 3.766% | 1 | 0% | 0% | 0% | 1 | 0% | 0% | 0% | 1 | 0% | 0% | 0% | 1 | 0% | 0% | 0% | 1 | 0% | 0% | 0% | 1 | 0% | 0% | 0% | 1
277 | Lathrop | SNV ELDORADO DESERT | 0 | 0 | 0 | 0% | 0% | 1 | 0 | 0% | 0% | 1 | 0% | 0% | 0% | 1 | 0 | 2 | 0% | 0% | 0% | 1 | 0% | 0% | 0% | 1 | 0% | 0% | 0% | 1 | 0% | 0% | 0% | 1 | 0% | 0% | 0% | 1 | 0% | 0% | 0% | 1 | 0% | 0% | 0% | 1 |  | 0% | 0% | 1 | 0 | 0% | 0% | 1 | 0% | 0% | 0% | 1 | 0 | 2 | 0% | 0% | 0% | 1 | 0% | 0% | 0% | 1 | 0% | 0% | 0% | 1 | 0% | 0% | 0% | 1 | 0% | 0% | 0% | 1 | 0% | 0% | 0% | 1 | 0% | 0% | 0% | 1 |  | 0% | 0% | 1 | 0 | 0% | 0% | 1 | 0% | 0% | 0% | 1 | 0 | 2 | 0% | 0% | 0% | 1 | 0% | 0% | 0% | 1 | 0% | 0% | 0% | 1 | 0% | 0% | 0% | 1 | 0% | 0% | 0% | 1 | 0% | 0% | 0% | 1 | 0.01209% | 0% | 0% | 1 |  | 0% | 0% | 1 | 1.0946 | 0% | 0% | 1 | 0% | 0% | 0% | 1 | 0 | 2 | 0% | 0% | 0% | 1 | 0% | 0% | 0% | 1 | 0% | 0% | 0% | 1 | 5.655e-05% | 0% | 0% | 1 | 5.655e-05% | 0% | 0% | 1 | 0.7977% | 0% | 0% | 1 | 0.01239% | 0% | 0% | 1
278 | Mohave | SNV ELDORADO DESERT | 0 | 0 | 0 | 0% | 0% | 1 | 0 | 0% | 0% | 1 | 0% | 0% | 0% | 1 | 0 | 2 | 0% | 0% | 0% | 1 | 0% | 0% | 0% | 1 | 0% | 0% | 0% | 1 | 0% | 0% | 0% | 1 | 0% | 0% | 0% | 1 | 0% | 0% | 0% | 1 | 0.01237% | 0% | 0% | 1 |  | 0% | 0% | 1 | 1.7358 | 0% | 0% | 1 | 0% | 0% | 0% | 1 | 0 | 2 | 0% | 0% | 0% | 1 | 0% | 0% | 0% | 1 | 1.087% | 0% | 0% | 1 | 0% | 0% | 0% | 1 | 1.087% | 0% | 0% | 1 | 0.9353% | 0% | 0% | 1 | 1.028% | 0% | 0% | 1 |  | 0% | 0% | 1 | 2.4157 | 0% | 0% | 1 | 0% | 0% | 0% | 1 | 0 | 2 | 0% | 0% | 0% | 1 | 1.472% | 0% | 0% | 1 | 9.365% | 0% | 0% | 1 | 0% | 0% | 0% | 1 | 9.365% | 0% | 0% | 1 | 1.668% | 0% | 0% | 1 | 2.283% | 0% | 0% | 1 |  | 0% | 0% | 1 | 4.7404 | 0% | 0% | 1 | 0% | 0% | 0% | 1 | 0 | 2 | 0% | 0% | 0% | 1 | 2.582% | 0% | 0% | 1 | 6.375% | 0% | 0% | 1 | 0% | 0% | 0% | 1 | 6.748% | 0% | 0% | 1 | 1.506% | 0% | 0% | 1 | 1.558% | 0% | 0% | 1
279 | Pahrump | SNV ELDORADO DESERT | 0 | 0 | 0 | 0% | 0% | 1 | 0 | 0% | 0% | 1 | 0% | 0% | 0% | 1 | 0 | 2 | 0% | 0% | 0% | 1 | 0% | 0% | 0% | 1 | 0% | 0% | 0% | 1 | 0% | 0% | 0% | 1 | 0% | 0% | 0% | 1 | 0% | 0% | 0% | 1 | 0% | 0% | 0% | 1 |  | 0% | 0% | 1 | 2.6601 | 0% | 0% | 1 | 0% | 0% | 0% | 1 | 0 | 2 | 0% | 0% | 0% | 1 | 0% | 0% | 0% | 1 | 1.249% | 0% | 0% | 1 | 1.431% | 0% | 0% | 1 | 1.431% | 0% | 0% | 1 | 2.324% | 0% | 0% | 1 | 0.1751% | 0% | 0% | 1 |  | 0% | 0% | 1 | 13.0226 | 0% | 0% | 2 | 0% | 0% | 0% | 1 | 0 | 2 | 0% | 0% | 0% | 1 | 2.688% | 0% | 0% | 1 | 0.6971% | 0% | 0% | 1 | 5.934% | 0% | 0% | 1 | 7.318% | 0% | 0% | 1 | 9.032% | 0% | 0% | 1 | 0.1059% | 0% | 0% | 1 |  | 0% | 0% | 1 | 46.65 | 0% | 0% | 4 | 0% | 0% | 0% | 1 | 0 | 2 | 0% | 0% | 0% | 1 | 2.29% | 0% | 0% | 1 | 0.5939% | 0% | 0% | 1 | 16.82% | 0% | 0% | 1 | 17.99% | 0% | 0% | 1 | 11.84% | 0% | 0% | 1 | 0.1163% | 0% | 0% | 1
280 | Palo Verde | ARIZONA MINOR | 0 | 0 | 10 | 0% | 0% | 1 | 0 | 0% | 0% | 1 | 0% | 0% | 0% | 1 | 0 | 2 | 0% | 0% | 0% | 1 | 0% | 0% | 0% | 1 | 0% | 0% | 0% | 1 | 0% | 0% | 0% | 1 | 0% | 0% | 0% | 1 | 0% | 0% | 0% | 1 | 0% | 0% | 0% | 1 |  | 0% | 0% | 1 | 0 | 0% | 0% | 1 | 0% | 0% | 0% | 1 | 0 | 2 | 0% | 0% | 0% | 1 | 0% | 0% | 0% | 1 | 0% | 0% | 0% | 1 | 0% | 0% | 0% | 1 | 0% | 0% | 0% | 1 | 0% | 0% | 0% | 1 | 0% | 0% | 0% | 1 |  | 0% | 0% | 1 | 0 | 0% | 0% | 1 | 0% | 0% | 0% | 1 | 0 | 2 | 0% | 0% | 0% | 1 | 0% | 0% | 0% | 1 | 0% | 0% | 0% | 1 | 0% | 0% | 0% | 1 | 0% | 0% | 0% | 1 | 0% | 0% | 0% | 1 | 0% | 0% | 0% | 1 |  | 0% | 0% | 1 | 0 | 0% | 0% | 1 | 0% | 0% | 0% | 1 | 0 | 2 | 0% | 0% | 0% | 1 | 0% | 0% | 0% | 1 | 0% | 0% | 0% | 1 | 0% | 0% | 0% | 1 | 0% | 0% | 0% | 1 | 0% | 0% | 0% | 1 | 0% | 0% | 0% | 1
281 | Primm | SNV ELDORADO DESERT | 0 | 0 | 0 | 0% | 0% | 1 | 3.2593 | 0% | 0% | 1 | 0% | 0% | 0% | 1 | 0 | 2 | 0% | 0% | 0% | 1 | 0.3432% | 0% | 0% | 1 | 0.3432% | 0% | 0% | 1 | 0% | 0% | 0% | 1 | 0.3432% | 0% | 0% | 1 | 0% | 0% | 0% | 1 | 0% | 0% | 0% | 1 |  | 0% | 0% | 1 | 2.4524 | 0% | 0% | 1 | 0% | 0% | 0% | 1 | 0 | 2 | 0% | 0% | 0% | 1 | 45.51% | 0% | 0% | 1 | 41.53% | 0% | 0% | 1 | 5.45% | 0% | 0% | 1 | 50.92% | 0% | 0% | 2 | 7.649% | 0% | 0% | 1 | 0% | 0% | 0% | 1 |  | 0% | 0% | 1 | 2.3178 | 0% | 0% | 1 | 0% | 0% | 0% | 1 | 0 | 2 | 0% | 0% | 0% | 1 | 34.94% | 0% | 0% | 1 | 31.89% | 0% | 0% | 1 | 4.28% | 0% | 0% | 1 | 39.04% | 0% | 0% | 1 | 7.827% | 0% | 0% | 1 | 0% | 0% | 0% | 1 |  | 0% | 0% | 1 | 2.4641 | 0% | 0% | 1 | 0% | 0% | 0% | 1 | 0 | 2 | 0.4457% | 0% | 0.4457% | 1 | 11.91% | 0% | 0% | 1 | 11.26% | 0% | 0% | 1 | 1.883% | 0% | 0% | 1 | 13.67% | 0% | 0% | 1 | 4.605% | 0% | 0% | 1 | 0.1645% | 0% | 0% | 1
282 | Sloan Canyon (fka Bob) | SNV ELDORADO DESERT | 0 | 0 | 0 | 0% | 0% | 1 | 0 | 0% | 0% | 1 | 0% | 0% | 0% | 1 | 0 | 2 | 0% | 0% | 0% | 1 | 0% | 0% | 0% | 1 | 0% | 0% | 0% | 1 | 0% | 0% | 0% | 1 | 0% | 0% | 0% | 1 | 0% | 0% | 0% | 1 | 0% | 0% | 0% | 1 |  | 0% | 0% | 1 | 0 | 0% | 0% | 1 | 0% | 0% | 0% | 1 | 0 | 2 | 0% | 0% | 0% | 1 | 0% | 0% | 0% | 1 | 0% | 0% | 0% | 1 | 0% | 0% | 0% | 1 | 0% | 0% | 0% | 1 | 0% | 0% | 0% | 1 | 0% | 0% | 0% | 1 |  | 0% | 0% | 1 | 0 | 0% | 0% | 1 | 0% | 0% | 0% | 1 | 0 | 2 | 0% | 0% | 0% | 1 | 0% | 0% | 0% | 1 | 0% | 0% | 0% | 1 | 0% | 0% | 0% | 1 | 0% | 0% | 0% | 1 | 0% | 0% | 0% | 1 | 0% | 0% | 0% | 1 |  | 0% | 0% | 1 | 0 | 0% | 0% | 1 | 0% | 0% | 0% | 1 | 0 | 2 | 0.1905% | 0% | 0.1905% | 1 | 0% | 0% | 0% | 1 | 0% | 0% | 0% | 1 | 0% | 0% | 0% | 1 | 0% | 0% | 0% | 1 | 0% | 0% | 0% | 1 | 0% | 0% | 0% | 1
283 | Valley (VEA) | SNV ELDORADO DESERT | 0 | 0 | 0 | 0% | 0% | 1 | 1.1327 | 0% | 0% | 1 | 0% | 0% | 0% | 1 | 0 | 2 | 0% | 0% | 0% | 1 | 0% | 0% | 0% | 1 | 0% | 0% | 0% | 1 | 0% | 0% | 0% | 1 | 0% | 0% | 0% | 1 | 2.189% | 0% | 0% | 1 | 5.055e-07% | 0% | 0% | 1 |  | 0% | 0% | 1 | 1.0946 | 0% | 0% | 1 | 0% | 0% | 0% | 1 | 0 | 2 | 0% | 0% | 0% | 1 | 0% | 0% | 0% | 1 | 0% | 0% | 0% | 1 | 0% | 0% | 0% | 1 | 0% | 0% | 0% | 1 | 2.48% | 0% | 0% | 1 | 0.03852% | 0% | 0% | 1 |  | 0% | 0% | 1 | 1.0946 | 0% | 0% | 1 | 0% | 0% | 0% | 1 | 0 | 2 | 0% | 0% | 0% | 1 | 0% | 0% | 0% | 1 | 0% | 0% | 0% | 1 | 0.000129% | 0% | 0% | 1 | 0.000129% | 0% | 0% | 1 | 1.819% | 0% | 0% | 1 | 0.02826% | 0% | 0% | 1 |  | 0% | 0% | 1 | 1.2417 | 0% | 0% | 1 | 0% | 0% | 0% | 1 | 0 | 2 | 0% | 0% | 0% | 1 | 0% | 0% | 0% | 1 | 0% | 0% | 0% | 1 | 0.1117% | 0% | 0% | 1 | 0.1117% | 0% | 0% | 1 | 1.419% | 0% | 0% | 1 | 0.02183% | 0% | 0% | 1
284 | Vista (VEA) | SNV ELDORADO DESERT | 0 | 0 | 0 | 0% | 0% | 1 | 0 | 0% | 0% | 1 | 0% | 0% | 0% | 1 | 0 | 2 | 0% | 0% | 0% | 1 | 0% | 0% | 0% | 1 | 0% | 0% | 0% | 1 | 0% | 0% | 0% | 1 | 0% | 0% | 0% | 1 | 0% | 0% | 0% | 1 | 0% | 0% | 0% | 1 |  | 0% | 0% | 1 | 0 | 0% | 0% | 1 | 0% | 0% | 0% | 1 | 0 | 2 | 0% | 0% | 0% | 1 | 0% | 0% | 0% | 1 | 0% | 0% | 0% | 1 | 0% | 0% | 0% | 1 | 0% | 0% | 0% | 1 | 0% | 0% | 0% | 1 | 0% | 0% | 0% | 1 |  | 0% | 0% | 1 | 2.6601 | 0% | 0% | 1 | 0% | 0% | 0% | 1 | 0 | 2 | 0% | 0% | 0% | 1 | 0% | 0% | 0% | 1 | 1.272% | 0% | 0% | 1 | 1.694% | 0% | 0% | 1 | 1.694% | 0% | 0% | 1 | 0.7893% | 0% | 0% | 1 | 0.1939% | 0% | 0% | 1 |  | 0% | 0% | 1 | 1.4752 | 0% | 0% | 1 | 0% | 0% | 0% | 1 | 0 | 2 | 1.291% | 0% | 1.291% | 1 | 0.5936% | 0% | 0% | 1 | 0.7646% | 0% | 0% | 1 | 1.518% | 0% | 0% | 1 | 2.112% | 0% | 0% | 1 | 3.886% | 0% | 0% | 1 | 0.1093% | 0% | 0% | 1
285 | Bay Boulevard | SAN DIEGO | 0 | 0 | 10 | 0% | 0% | 1 | 10.6933 | 0% | 0% | 1 | 0% | 0% | 0% | 1 | 0 | 2 | 0% | 0% | 0% | 1 | 6.032% | 0% | 0% | 1 | 60.74% | 0% | 0% | 2 | 71.65% | 0% | 0% | 3 | 71.65% | 0% | 0% | 3 | 0% | 0% | 0% | 1 | 8.908% | 0% | 0% | 1 |  | 0% | 0% | 1 | 23 | 0% | 0% | 3 | 0% | 0% | 0% | 1 | 0 | 2 | 25.41% | 0% | 25.41% | 2 | 1.083% | 0% | 0% | 1 | 54.49% | 0% | 0% | 2 | 91.59% | 0% | 0% | 4 | 91.77% | 0% | 0% | 4 | 8.813% | 0% | 0% | 1 | 6.807% | 0% | 0% | 1 |  | 0% | 0% | 1 | 21.4091 | 0% | 0% | 3 | 0% | 0% | 0% | 1 | 0 | 2 | 38.57% | 0.002442% | 38.57% | 2 | 4.919% | 0% | 0% | 1 | 62.06% | 0% | 0% | 2 | 88.7% | 0% | 0% | 3 | 90.84% | 0% | 0% | 4 | 21.76% | 0% | 0% | 1 | 6.159% | 0% | 0% | 1 |  | 0% | 0% | 1 | 21.4091 | 0% | 0% | 3 | 0.05646% | 0% | 0% | 1 | 0 | 2 | 39.14% | 29.71% | 68.84% | 4 | 24.68% | 0% | 0% | 1 | 65.56% | 0% | 0% | 2 | 87.62% | 0% | 0% | 3 | 91.99% | 0% | 0% | 4 | 27.49% | 0% | 0% | 1 | 5.387% | 0% | 0% | 1
286 | Beatty | SNV ELDORADO DESERT | 0 | 0 | 0 | 0% | 0% | 1 | 0 | 0% | 0% | 1 | 0% | 0% | 0% | 1 | 0 | 2 | 0% | 0% | 0% | 1 | 0% | 0% | 0% | 1 | 0% | 0% | 0% | 1 | 0% | 0% | 0% | 1 | 0% | 0% | 0% | 1 | 0% | 0% | 0% | 1 | 0% | 0% | 0% | 1 |  | 0% | 0% | 1 | 0 | 0% | 0% | 1 | 0% | 0% | 0% | 1 | 0 | 2 | 0% | 0% | 0% | 1 | 0% | 0% | 0% | 1 | 0% | 0% | 0% | 1 | 0% | 0% | 0% | 1 | 0% | 0% | 0% | 1 | 0% | 0% | 0% | 1 | 0.003063% | 0% | 0% | 1 |  | 0% | 0% | 1 | 0 | 0% | 0% | 1 | 0% | 0% | 0% | 1 | 0 | 2 | 0% | 0% | 0% | 1 | 0% | 0% | 0% | 1 | 0% | 0% | 0% | 1 | 0% | 0% | 0% | 1 | 0% | 0% | 0% | 1 | 0.001284% | 0% | 0% | 1 | 0.00105% | 0% | 0% | 1 |  | 0% | 0% | 1 | 0 | 0% | 0% | 1 | 0% | 0% | 0% | 1 | 0 | 2 | 0% | 0% | 0% | 1 | 0% | 0% | 0% | 1 | 0% | 0% | 0% | 1 | 0% | 0% | 0% | 1 | 0% | 0% | 0% | 1 | 0.0006418% | 0% | 0% | 1 | 0.0005247% | 0% | 0% | 1
287 | Lee Lake (Proposed) | RIVERSIDE | 0 | 0 | 0 | 0% | 0% | 1 | 31.5 | 0% | 0% | 4 | 0% | 0% | 0% | 1 | 0 | 2 | 64.24% | 2.096% | 66.34% | 3 | 48.56% | 0% | 0% | 1 | 28.28% | 0% | 0% | 1 | 51.61% | 0% | 0% | 2 | 77.24% | 0% | 0% | 3 | 37.78% | 0% | 0% | 1 | 10.38% | 0% | 0% | 1 |  | 0% | 0% | 1 | 30.4 | 0% | 0% | 4 | 0.3121% | 0% | 0% | 1 | 0 | 2 | 56.58% | 28.62% | 85.2% | 5 | 37.69% | 0% | 0% | 1 | 23.73% | 0% | 0% | 1 | 47.06% | 0% | 0% | 1 | 73.97% | 0% | 0% | 3 | 33.07% | 0% | 0% | 1 | 10.69% | 0% | 0% | 1 |  | 0% | 0% | 1 | 27.0537 | 0% | 0% | 3 | 0.2072% | 0% | 0% | 1 | 0 | 2 | 43.61% | 44.06% | 87.67% | 5 | 32.96% | 0% | 0% | 1 | 30.91% | 0% | 0% | 1 | 49.1% | 0% | 0% | 1 | 76.25% | 0% | 0% | 3 | 37.96% | 0% | 0% | 1 | 8.863% | 0% | 0% | 1 |  | 0% | 0% | 1 | 27.0537 | 0% | 0% | 3 | 1.762% | 0% | 0% | 1 | 0 | 2 | 40.14% | 45.08% | 85.23% | 5 | 28.94% | 0% | 0% | 1 | 42.34% | 0% | 0% | 1 | 54.92% | 0% | 0% | 2 | 72.91% | 0% | 0% | 3 | 31.55% | 0% | 0% | 1 | 6.596% | 0% | 0% | 1
288 | Leprino Jct | SPGE | 0 | 0 | 10 | 0% | 0% | 1 | 14.1667 | 0% | 0% | 2 | 0.2926% | 0% | 0% | 1 | 0 | 2 | 5.174% | 0% | 5.174% | 1 | 28.28% | 0% | 0% | 1 | 0% | 0% | 0% | 1 | 0% | 0% | 0% | 1 | 28.28% | 0% | 0% | 1 | 0% | 0% | 0% | 1 | 5.263% | 0% | 0% | 1 |  | 0% | 0% | 1 | 9.975 | 0% | 0% | 1 | 23.79% | 0% | 0% | 1 | 0 | 2 | 1.38% | 0% | 1.38% | 1 | 14.65% | 0% | 0% | 1 | 0.1935% | 0% | 0% | 1 | 1.116% | 0% | 0% | 1 | 14.65% | 0% | 0% | 1 | 0% | 0% | 0% | 1 | 2.582% | 0% | 0% | 1 |  | 0% | 0% | 1 | 9.4535 | 0% | 0% | 1 | 36.17% | 0% | 0% | 1 | 0 | 2 | 1.764% | 0% | 1.764% | 1 | 10.84% | 0% | 0% | 1 | 2.072% | 0% | 0% | 1 | 4.49% | 0% | 0% | 1 | 14.24% | 0% | 0% | 1 | 0.02559% | 0% | 0% | 1 | 2.027% | 0% | 0% | 1 |  | 0% | 0% | 1 | 9.3236 | 0% | 0% | 1 | 40.62% | 0% | 0% | 1 | 0 | 2 | 1.09% | 0% | 1.09% | 1 | 10.3% | 0% | 0% | 1 | 2.033% | 0% | 0% | 1 | 6.833% | 0% | 0% | 1 | 16.42% | 0% | 0% | 1 | 0.1524% | 0% | 0% | 1 | 1.99% | 0% | 0% | 1
289 | Mead | SNV ELDORADO DESERT | 0 | 0 | 0 | 0% | 0% | 1 | 0 | 0% | 0% | 1 | 0% | 0% | 0% | 1 | 0 | 2 | 0% | 0% | 0% | 1 | 0% | 0% | 0% | 1 | 0% | 0% | 0% | 1 | 0% | 0% | 0% | 1 | 0% | 0% | 0% | 1 | 0% | 0% | 0% | 1 | 0% | 0% | 0% | 1 |  | 0% | 0% | 1 | 0 | 0% | 0% | 1 | 0% | 0% | 0% | 1 | 0 | 2 | 0% | 0% | 0% | 1 | 0% | 0% | 0% | 1 | 0% | 0% | 0% | 1 | 0% | 0% | 0% | 1 | 0% | 0% | 0% | 1 | 0% | 0% | 0% | 1 | 0% | 0% | 0% | 1 |  | 0% | 0% | 1 | 0 | 0% | 0% | 1 | 0% | 0% | 0% | 1 | 0 | 2 | 0% | 0% | 0% | 1 | 0% | 0% | 0% | 1 | 0% | 0% | 0% | 1 | 0% | 0% | 0% | 1 | 0% | 0% | 0% | 1 | 0% | 0% | 0% | 1 | 0% | 0% | 0% | 1 |  | 0% | 0% | 1 | 0 | 0% | 0% | 1 | 0% | 0% | 0% | 1 | 0 | 2 | 0% | 0% | 0% | 1 | 0% | 0% | 0% | 1 | 0% | 0% | 0% | 1 | 0% | 0% | 0% | 1 | 0% | 0% | 0% | 1 | 0% | 0% | 0% | 1 | 0% | 0% | 0% | 1
290 | Quinto | SPGE | 370 | 3700 | 10 | 96.48% | 0% | 4 | 12.5107 | 53.07% | 0% | 2 | 30.07% | 95.56% | 0% | 3 | 0 | 2 | 57.31% | 0% | 57.31% | 3 | 54.06% | 33.72% | 0% | 2 | 0.1809% | 15.52% | 0% | 1 | 8.729% | 16.97% | 0% | 1 | 54.06% | 33.72% | 0% | 2 | 28.52% | 21.67% | 0% | 2 | 3.57% | 16.06% | 0% | 1 |  | 20.08% | 0% | 2 | 8.4602 | 13.22% | 0% | 1 | 21.82% | 15.7% | 0% | 1 | 0 | 2 | 47.1% | 2.429% | 49.53% | 2 | 53.24% | 8.03% | 0% | 2 | 10.03% | 4.173% | 0% | 1 | 20.66% | 4.732% | 0% | 1 | 58.45% | 9.037% | 0% | 2 | 25.36% | 5.03% | 0% | 1 | 9.084% | 4.13% | 0% | 1 |  | 15.07% | 0% | 1 | 6.6322 | 4.36% | 0% | 1 | 19.99% | 15.7% | 0% | 1 | 0 | 2 | 53.16% | 8.23% | 61.39% | 3 | 58.51% | 3.937% | 0% | 2 | 16.59% | 1.958% | 0% | 1 | 27.57% | 2.255% | 0% | 1 | 65.84% | 4.781% | 0% | 2 | 44.35% | 2.935% | 0% | 1 | 6.892% | 1.754% | 0% | 1 |  | 8.592% | 0% | 1 | 6.4 | 2.192% | 0% | 1 | 22.4% | 15.7% | 0% | 1 | 0 | 2 | 53.15% | 6.255% | 59.41% | 3 | 56.85% | 2.054% | 0% | 2 | 14.5% | 1.037% | 0% | 1 | 23.53% | 1.159% | 0% | 1 | 64.39% | 2.489% | 0% | 2 | 45.41% | 1.623% | 0% | 1 | 6.45% | 0.9474% | 0% | 1
291 | Sandy | SNV ELDORADO DESERT | 0 | 0 | 0 | 0% | 0% | 1 | 0 | 0% | 0% | 1 | 0% | 0% | 0% | 1 | 0 | 2 | 0.3159% | 0% | 0.3159% | 1 | 0% | 0% | 0% | 1 | 0% | 0% | 0% | 1 | 0% | 0% | 0% | 1 | 0% | 0% | 0% | 1 | 0% | 0% | 0% | 1 | 0% | 0% | 0% | 1 |  | 0% | 0% | 1 | 0 | 0% | 0% | 1 | 0% | 0% | 0% | 1 | 0 | 2 | 0.165% | 0% | 0.165% | 1 | 0% | 0% | 0% | 1 | 0% | 0% | 0% | 1 | 0% | 0% | 0% | 1 | 0% | 0% | 0% | 1 | 0% | 0% | 0% | 1 | 0% | 0% | 0% | 1 |  | 0% | 0% | 1 | 34.5455 | 0% | 0% | 4 | 0% | 0% | 0% | 1 | 0 | 2 | 0.01053% | 0% | 0.01053% | 1 | 0% | 0% | 0% | 1 | 0% | 0% | 0% | 1 | 14.89% | 0% | 0% | 1 | 14.89% | 0% | 0% | 1 | 6.829% | 0% | 0% | 1 | 0.2127% | 0% | 0% | 1 |  | 0% | 0% | 1 | 50.55 | 0% | 0% | 4 | 0% | 0% | 0% | 1 | 0 | 2 | 0.2177% | 0% | 0.2177% | 1 | 3.141% | 0% | 0% | 1 | 0.01581% | 0% | 0% | 1 | 21.3% | 0% | 0% | 1 | 22.92% | 0% | 0% | 1 | 16.02% | 0% | 0% | 1 | 0.1697% | 0% | 0% | 1
292 | Eldorado | SNV ELDORADO DESERT | 0 | 0 | 0 | 0% | 0% | 1 | 0 | 0% | 0% | 1 | 0% | 0% | 0% | 1 | 0 | 2 | 0% | 0% | 0% | 1 | 0% | 0% | 0% | 1 | 0% | 0% | 0% | 1 | 0% | 0% | 0% | 1 | 0% | 0% | 0% | 1 | 0% | 0% | 0% | 1 | 0% | 0% | 0% | 1 |  | 0% | 0% | 1 | 0 | 0% | 0% | 1 | 0% | 0% | 0% | 1 | 0 | 2 | 0% | 0% | 0% | 1 | 0% | 0% | 0% | 1 | 0% | 0% | 0% | 1 | 0% | 0% | 0% | 1 | 0% | 0% | 0% | 1 | 0% | 0% | 0% | 1 | 0% | 0% | 0% | 1 |  | 0% | 0% | 1 | 0 | 0% | 0% | 1 | 0% | 0% | 0% | 1 | 0 | 2 | 0% | 0% | 0% | 1 | 0% | 0% | 0% | 1 | 0% | 0% | 0% | 1 | 0% | 0% | 0% | 1 | 0% | 0% | 0% | 1 | 0% | 0% | 0% | 1 | 0% | 0% | 0% | 1 |  | 0% | 0% | 1 | 0 | 0% | 0% | 1 | 0% | 0% | 0% | 1 | 0 | 2 | 0.1189% | 0% | 0.1189% | 1 | 0% | 0% | 0% | 1 | 0% | 0% | 0% | 1 | 0% | 0% | 0% | 1 | 0% | 0% | 0% | 1 | 0% | 0% | 0% | 1 | 0% | 0% | 0% | 1
293 | Fink (Proposed) |  | 0 | 0 | 10 | 0% | 0% | 1 | 7.15 | 0% | 0% | 1 | 42.64% | 0% | 0% | 1 | 0 | 2 | 62.79% | 0% | 62.79% | 3 | 30.86% | 0% | 0% | 1 | 13.27% | 0% | 0% | 1 | 20.64% | 0% | 0% | 1 | 50.95% | 0% | 0% | 2 | 37.9% | 0% | 0% | 1 | 1.871% | 0% | 0% | 1 |  | 0% | 0% | 1 | 10.1917 | 0% | 0% | 1 | 39.93% | 0% | 0% | 1 | 0 | 2 | 47.15% | 3.739% | 50.89% | 3 | 48.19% | 0% | 0% | 1 | 13.06% | 0% | 0% | 1 | 20.86% | 0% | 0% | 1 | 59.46% | 0% | 0% | 2 | 36.35% | 0% | 0% | 1 | 3.295% | 0% | 0% | 1 |  | 0% | 0% | 1 | 11.0441 | 0% | 0% | 1 | 40.48% | 0% | 0% | 1 | 0 | 2 | 35.23% | 8.391% | 43.62% | 2 | 44.62% | 0% | 0% | 1 | 9.52% | 0% | 0% | 1 | 16.44% | 0% | 0% | 1 | 52.3% | 0% | 0% | 2 | 34.81% | 0% | 0% | 1 | 3.093% | 0% | 0% | 1 |  | 0% | 0% | 1 | 10.6364 | 0% | 0% | 1 | 40.69% | 0% | 0% | 1 | 0 | 2 | 29% | 12.53% | 41.53% | 3 | 45.26% | 0% | 0% | 1 | 12.46% | 0% | 0% | 1 | 18.46% | 0% | 0% | 1 | 52.66% | 0% | 0% | 2 | 33.2% | 0% | 0% | 1 | 4.226% | 0% | 0% | 1
294 | Gates-Midway (Proposed) | SPGE | 1810 | 18100 | 10 | 92.24% | 0% | 4 | 6.8496 | 153.8% | 18.55% | 3 | 22.58% | 89.45% | 0% | 3 | 0 | 2 | 36.23% | 0% | 36.23% | 2 | 29.86% | 52.37% | 0% | 3 | 8.885% | 40.31% | 0% | 2 | 12.32% | 41.89% | 0% | 2 | 36.03% | 57.42% | 0% | 3 | 2.061% | 37.5% | 0% | 2 | 6.526% | 39.29% | 0% | 2 |  | 43.19% | 0% | 2 | 7.0899 | 39.31% | 0% | 2 | 23.94% | 34.17% | 0% | 2 | 0 | 2 | 32.84% | 0% | 32.84% | 2 | 55.54% | 23.39% | 0% | 2 | 6.221% | 11.09% | 0% | 1 | 16.51% | 12.46% | 0% | 1 | 60.07% | 26.05% | 0% | 2 | 4.673% | 10.91% | 0% | 1 | 8.796% | 11.4% | 0% | 1 |  | 19.38% | 0% | 1 | 7.1386 | 15.99% | 0% | 1 | 20.71% | 34.17% | 0% | 2 | 0 | 2 | 28.84% | 0% | 28.84% | 2 | 60.27% | 12.55% | 0% | 2 | 6.404% | 5.325% | 0% | 1 | 13.11% | 5.736% | 0% | 1 | 63.55% | 13.67% | 0% | 2 | 6.465% | 5.328% | 0% | 1 | 5.089% | 5.251% | 0% | 1 |  | 9.793% | 0% | 1 | 7.0803 | 8.484% | 0% | 1 | 18.58% | 34.17% | 0% | 2 | 0 | 2 | 20.65% | 0% | 20.65% | 2 | 54.77% | 6.179% | 0% | 2 | 4.599% | 2.93% | 0% | 1 | 16.89% | 3.363% | 0% | 1 | 63.17% | 7.588% | 0% | 2 | 8.489% | 3.054% | 0% | 1 | 3.806% | 2.905% | 0% | 1
295 | Rancho Seco - Bellota (Proposed) | NORTHERN CALIFORNIA | 0 | 0 | 10 | 0% | 0% | 1 | 11.704 | 0% | 0% | 1 | 7.865% | 0% | 0% | 1 | 0 | 2 | 24.07% | 0% | 24.07% | 2 | 64.02% | 0% | 0% | 2 | 51.61% | 0% | 0% | 2 | 69.7% | 0% | 0% | 2 | 81.8% | 0% | 0% | 3 | 42.94% | 0% | 0% | 1 | 22.77% | 0% | 0% | 1 |  | 0% | 0% | 1 | 19.45 | 0% | 0% | 2 | 18.75% | 0% | 0% | 1 | 0 | 2 | 17.22% | 0% | 17.22% | 1 | 45.27% | 0% | 0% | 1 | 36.16% | 0% | 0% | 1 | 66.67% | 0% | 0% | 2 | 73.77% | 0% | 0% | 3 | 25.08% | 0% | 0% | 1 | 17.4% | 0% | 0% | 1 |  | 0% | 0% | 1 | 15.8497 | 0% | 0% | 2 | 25.87% | 0% | 0% | 1 | 0 | 2 | 25.07% | 0.2672% | 25.33% | 2 | 46.67% | 0% | 0% | 1 | 25.29% | 0% | 0% | 1 | 49.74% | 0% | 0% | 1 | 65.77% | 0% | 0% | 2 | 30.96% | 0% | 0% | 1 | 13.92% | 0% | 0% | 1 |  | 0% | 0% | 1 | 14.7467 | 0% | 0% | 2 | 23.47% | 0% | 0% | 1 | 0 | 2 | 30.83% | 0.2199% | 31.05% | 2 | 51.35% | 0% | 0% | 2 | 19.84% | 0% | 0% | 1 | 42.26% | 0% | 0% | 1 | 66.52% | 0% | 0% | 2 | 30.61% | 0% | 0% | 1 | 13.12% | 0% | 0% | 1
296 | Midway - Wheeler Ridge (Proposed) | SPGE | 1365 | 13650 | 10 | 141.5% | 10.59% | 5 | 5.7778 | 146.8% | 11.77% | 3 | 49.09% | 78.93% | 0% | 3 | 0 | 2 | 10.25% | 0% | 10.25% | 1 | 9.193% | 31.69% | 0% | 2 | 32.54% | 42.65% | 0% | 2 | 43.27% | 50.72% | 0% | 3 | 44.36% | 51.72% | 0% | 3 | 0% | 28.77% | 0% | 2 | 0.5038% | 28.92% | 0% | 2 |  | 68.25% | 0% | 3 | 6.3301 | 52.17% | 0% | 2 | 45.74% | 34.88% | 0% | 2 | 0 | 2 | 8.179% | 0% | 8.179% | 1 | 22.27% | 13.03% | 0% | 1 | 37.61% | 16.23% | 0% | 1 | 49.96% | 20.23% | 0% | 2 | 60.01% | 25.32% | 0% | 2 | 2.225% | 10.36% | 0% | 1 | 0.7569% | 10.2% | 0% | 1 |  | 47.4% | 0% | 2 | 7 | 21.61% | 0% | 2 | 41.94% | 34.88% | 0% | 2 | 0 | 2 | 6.56% | 0% | 6.56% | 1 | 22.43% | 6.911% | 0% | 1 | 38.13% | 8.665% | 0% | 1 | 56.91% | 12.44% | 0% | 2 | 63.67% | 14.76% | 0% | 2 | 4.962% | 5.641% | 0% | 1 | 5.231% | 5.657% | 0% | 1 |  | 29.78% | 0% | 2 | 8.3881 | 14.91% | 0% | 1 | 43.91% | 34.88% | 0% | 2 | 0 | 2 | 9.066% | 0.09151% | 9.158% | 2 | 21.9% | 4.459% | 0% | 1 | 30.14% | 4.984% | 0% | 1 | 54.24% | 7.61% | 0% | 2 | 60.49% | 8.812% | 0% | 2 | 6.976% | 3.743% | 0% | 1 | 5.257% | 3.675% | 0% | 1
297 | Suncrest - Ocotillo (Proposed) | GREATER IMPERIAL | 0 | 0 | 10 | 0% | 0% | 1 | 5.1961 | 0% | 0% | 1 | 0.06138% | 0% | 0% | 1 | 0 | 2 | 3.072% | 96.7% | 99.77% | 5 | 0.001208% | 0% | 0% | 1 | 31.96% | 0% | 0% | 1 | 41.8% | 0% | 0% | 1 | 53.31% | 0% | 0% | 2 | 71.7% | 0% | 0% | 3 | 2.807% | 0% | 0% | 1 |  | 0% | 0% | 1 | 6.4278 | 0% | 0% | 1 | 0.09642% | 0% | 0% | 1 | 0 | 2 | 5.311% | 94.08% | 99.4% | 5 | 7.443% | 0% | 0% | 1 | 28.67% | 0% | 0% | 1 | 41.18% | 0% | 0% | 1 | 53.01% | 0% | 0% | 2 | 56.3% | 0% | 0% | 2 | 3.379% | 0% | 0% | 1 |  | 0% | 0% | 1 | 8.0433 | 0% | 0% | 1 | 0.1289% | 0% | 0% | 1 | 0 | 2 | 16.17% | 81.3% | 97.47% | 5 | 9.726% | 0% | 0% | 1 | 26.27% | 0% | 0% | 1 | 42.97% | 0% | 0% | 1 | 56.46% | 0% | 0% | 2 | 47.25% | 0% | 0% | 1 | 3.094% | 0% | 0% | 1 |  | 0% | 0% | 1 | 10.3256 | 0% | 0% | 1 | 0.1156% | 0% | 0% | 1 | 0 | 2 | 16.27% | 78.79% | 95.06% | 5 | 11.8% | 0% | 0% | 1 | 24.55% | 0% | 0% | 1 | 46.49% | 0% | 0% | 1 | 58.12% | 0% | 0% | 2 | 46.25% | 0% | 0% | 1 | 3.616% | 0% | 0% | 1
298 | North Gila - IV (Proposed) | GREATER IMPERIAL | 0 | 0 | 10 | 0% | 0% | 1 | 4.0808 | 0% | 0% | 1 | 25.14% | 0% | 0% | 1 | 0 | 2 | 0% | 0% | 0% | 1 | 0% | 0% | 0% | 1 | 73.17% | 0% | 0% | 3 | 73.17% | 0% | 0% | 3 | 73.17% | 0% | 0% | 3 | 32.56% | 0% | 0% | 1 | 13.3% | 0% | 0% | 1 |  | 0% | 0% | 1 | 6.2089 | 0% | 0% | 1 | 60.41% | 0% | 0% | 2 | 0 | 2 | 0% | 0% | 0% | 1 | 0.6803% | 0% | 0% | 1 | 33.24% | 0% | 0% | 1 | 33.24% | 0% | 0% | 1 | 33.92% | 0% | 0% | 1 | 10.57% | 0% | 0% | 1 | 8.347% | 0% | 0% | 1 |  | 0% | 0% | 1 | 8.0911 | 0% | 0% | 1 | 64.57% | 0% | 0% | 2 | 0 | 2 | 0% | 0% | 0% | 1 | 3.74% | 0% | 0% | 1 | 20.29% | 0% | 0% | 1 | 20.29% | 0% | 0% | 1 | 24.03% | 0% | 0% | 1 | 10% | 0% | 0% | 1 | 5.793% | 0% | 0% | 1 |  | 0% | 0% | 1 | 8.3086 | 0% | 0% | 1 | 65.82% | 0% | 0% | 2 | 0 | 2 | 0% | 0% | 0% | 1 | 4.582% | 0% | 0% | 1 | 15.31% | 0% | 0% | 1 | 15.24% | 0% | 0% | 1 | 19.82% | 0% | 0% | 1 | 10.62% | 0% | 0% | 1 | 5.052% | 0% | 0% | 1
299 | Lugo - Pisgah (Proposed) | GREATER KRAMER | 0 | 0 | 10 | 0% | 0% | 1 | 63.6 | 0% | 0% | 4 | 0% | 0% | 0% | 1 | 0 | 2 | 0% | 0% | 0% | 1 | 0% | 0% | 0% | 1 | 7.581% | 0% | 0% | 1 | 9.524% | 0% | 0% | 1 | 11.91% | 0% | 0% | 1 | 67.84% | 0% | 0% | 2 | 0.0007967% | 0% | 0% | 1 |  | 0% | 0% | 1 | 40.5 | 0% | 0% | 4 | 0% | 0% | 0% | 1 | 0 | 2 | 0% | 0% | 0% | 1 | 14.55% | 0% | 0% | 1 | 4.255% | 0% | 0% | 1 | 7.985% | 0% | 0% | 1 | 22.88% | 0% | 0% | 1 | 74.02% | 0% | 0% | 3 | 0.05314% | 0% | 0% | 1 |  | 0% | 0% | 1 | 36 | 0% | 0% | 4 | 0.02667% | 0% | 0% | 1 | 0 | 2 | 6.745% | 1.335% | 8.08% | 2 | 22.11% | 0% | 0% | 1 | 11.06% | 0% | 0% | 1 | 16.84% | 0% | 0% | 1 | 36.29% | 0% | 0% | 1 | 62.28% | 0% | 0% | 2 | 0.1524% | 0% | 0% | 1 |  | 0% | 0% | 1 | 35.5 | 0% | 0% | 4 | 0.02277% | 0% | 0% | 1 | 0 | 2 | 6.559% | 5.589% | 12.15% | 2 | 25.38% | 0% | 0% | 1 | 17.07% | 0% | 0% | 1 | 22.58% | 0% | 0% | 1 | 44.15% | 0% | 0% | 1 | 52.71% | 0% | 0% | 2 | 0.4373% | 0% | 0% | 1
300 | Crow Creek | SPGE | 0 | 0 | 10 | 0% | 0% | 1 | 7.6725 | 0% | 0% | 1 | 46.97% | 0% | 0% | 1 | 0 | 2 | 58.47% | 0% | 58.47% | 3 | 28.21% | 0% | 0% | 1 | 12.56% | 0% | 0% | 1 | 18.84% | 0% | 0% | 1 | 46.93% | 0% | 0% | 1 | 33.96% | 0% | 0% | 1 | 1.826% | 0% | 0% | 1 |  | 0% | 0% | 1 | 10.3519 | 0% | 0% | 1 | 40.37% | 0% | 0% | 1 | 0 | 2 | 45.91% | 3.143% | 49.05% | 2 | 47.87% | 0% | 0% | 1 | 12.78% | 0% | 0% | 1 | 20.32% | 0% | 0% | 1 | 58.86% | 0% | 0% | 2 | 34.81% | 0% | 0% | 1 | 3.397% | 0% | 0% | 1 |  | 0% | 0% | 1 | 11.2444 | 0% | 0% | 1 | 41.59% | 0% | 0% | 1 | 0 | 2 | 34.24% | 8.105% | 42.34% | 2 | 44.3% | 0% | 0% | 1 | 9.373% | 0% | 0% | 1 | 16.24% | 0% | 0% | 1 | 51.93% | 0% | 0% | 2 | 33.65% | 0% | 0% | 1 | 3.111% | 0% | 0% | 1 |  | 0% | 0% | 1 | 10.812 | 0% | 0% | 1 | 41.39% | 0% | 0% | 1 | 0 | 2 | 28.89% | 11.81% | 40.7% | 3 | 44.74% | 0% | 0% | 1 | 12.28% | 0% | 0% | 1 | 18.24% | 0% | 0% | 1 | 52.14% | 0% | 0% | 2 | 32.41% | 0% | 0% | 1 | 4.212% | 0% | 0% | 1
301 | Harry Allen | NEVADA MAJOR | 0 | 0 | 0 | 0% | 0% | 1 | 0 | 0% | 0% | 1 | 0% | 0% | 0% | 1 | 0 | 2 | 0% | 0% | 0% | 1 | 0% | 0% | 0% | 1 | 0% | 0% | 0% | 1 | 0% | 0% | 0% | 1 | 0% | 0% | 0% | 1 | 0% | 0% | 0% | 1 | 0% | 0% | 0% | 1 |  | 0% | 0% | 1 | 0 | 0% | 0% | 1 | 0% | 0% | 0% | 1 | 0 | 2 | 0% | 0% | 0% | 1 | 0% | 0% | 0% | 1 | 0% | 0% | 0% | 1 | 0% | 0% | 0% | 1 | 0% | 0% | 0% | 1 | 0% | 0% | 0% | 1 | 0% | 0% | 0% | 1 |  | 0% | 0% | 1 | 0 | 0% | 0% | 1 | 0% | 0% | 0% | 1 | 0 | 2 | 0% | 0% | 0% | 1 | 0% | 0% | 0% | 1 | 0% | 0% | 0% | 1 | 0% | 0% | 0% | 1 | 0% | 0% | 0% | 1 | 0% | 0% | 0% | 1 | 0% | 0% | 0% | 1 |  | 0% | 0% | 1 | 0 | 0% | 0% | 1 | 0% | 0% | 0% | 1 | 0 | 2 | 0% | 0% | 0% | 1 | 0% | 0% | 0% | 1 | 0% | 0% | 0% | 1 | 0% | 0% | 0% | 1 | 0% | 0% | 0% | 1 | 0% | 0% | 0% | 1 | 0% | 0% | 0% | 1
302 | Kirker | NORTHERN CALIFORNIA | 0 | 0 | 10 | 0% | 0% | 1 | 6.5197 | 0% | 0% | 1 | 0% | 0% | 0% | 1 | 0 | 2 | 43.94% | 0% | 43.94% | 2 | 49.79% | 0% | 0% | 1 | 74.02% | 0% | 0% | 3 | 49.38% | 0% | 0% | 1 | 74.72% | 0% | 0% | 3 | 15.51% | 0% | 0% | 1 | 53.72% | 0% | 0% | 2 |  | 0% | 0% | 1 | 6.507 | 0% | 0% | 1 | 0.007243% | 0% | 0% | 1 | 0 | 2 | 62.64% | 0% | 62.64% | 3 | 24.78% | 0% | 0% | 1 | 48.16% | 0% | 0% | 1 | 38.78% | 0% | 0% | 1 | 55.43% | 0% | 0% | 2 | 8.918% | 0% | 0% | 1 | 26.53% | 0% | 0% | 1 |  | 0% | 0% | 1 | 16.6687 | 0% | 0% | 2 | 3.36% | 0% | 0% | 1 | 0 | 2 | 59.82% | 0.2569% | 60.08% | 3 | 19.81% | 0% | 0% | 1 | 47.23% | 0% | 0% | 1 | 45.16% | 0% | 0% | 1 | 58.83% | 0% | 0% | 2 | 11.19% | 0% | 0% | 1 | 18.9% | 0% | 0% | 1 |  | 0% | 0% | 1 | 19.6667 | 0% | 0% | 2 | 17.04% | 0% | 0% | 1 | 0 | 2 | 49.87% | 0.3499% | 50.22% | 3 | 22.58% | 0% | 0% | 1 | 39.78% | 0% | 0% | 1 | 45.15% | 0% | 0% | 1 | 58.54% | 0% | 0% | 2 | 11.06% | 0% | 0% | 1 | 16.38% | 0% | 0% | 1
303 | Oro Loma | SPGE | 185 | 1850 | 5 | 6.435% | 0% | 1 | 7.1388 | 41.46% | 0% | 2 | 35.45% | 3.665% | 0% | 1 | 0 | 2 | 7.587% | 0% | 7.587% | 1 | 0% | 3.841% | 0% | 1 | 0% | 3.841% | 0% | 1 | 12.21% | 4.376% | 0% | 1 | 12.21% | 4.376% | 0% | 1 | 0% | 3.841% | 0% | 1 | 1.202% | 3.888% | 0% | 1 |  | 2.009% | 0% | 1 | 7.8374 | 14.16% | 0% | 1 | 35.37% | 0% | 0% | 1 | 0 | 2 | 13.53% | 0% | 13.53% | 1 | 10.71% | 1.196% | 0% | 1 | 1.002% | 1.079% | 0% | 1 | 6.429% | 1.141% | 0% | 1 | 14.44% | 1.248% | 0% | 1 | 3.571% | 1.107% | 0% | 1 | 2.811% | 1.099% | 0% | 1 |  | 1.542% | 0% | 1 | 7.716 | 2.801% | 0% | 1 | 39.96% | 0% | 0% | 1 | 0 | 2 | 21.56% | 0% | 21.56% | 2 | 31.53% | 0.713% | 0% | 1 | 1.87% | 0.4975% | 0% | 1 | 11.36% | 0.5507% | 0% | 1 | 37.37% | 0.7795% | 0% | 1 | 8.235% | 0.532% | 0% | 1 | 4.211% | 0.5096% | 0% | 1 |  | 1.136% | 0% | 1 | 7.2328 | 1.361% | 0% | 1 | 37.52% | 0% | 0% | 1 | 0 | 2 | 23.6% | 0.4548% | 24.05% | 2 | 40.92% | 0.4916% | 0% | 1 | 10.16% | 0.3233% | 0% | 1 | 17.89% | 0.3537% | 0% | 1 | 47.16% | 0.5496% | 0% | 1 | 11.43% | 0.3279% | 0% | 1 | 4.868% | 0.3053% | 0% | 1
304 | Logan Creek | NORTHERN CALIFORNIA | 0 | 0 | 10 | 0% | 0% | 1 | 6.2906 | 0% | 0% | 1 | 53.49% | 0% | 0% | 2 | 0 | 2 | 25.36% | 0% | 25.36% | 2 | 13.69% | 0% | 0% | 1 | 0% | 0% | 0% | 1 | 0% | 0% | 0% | 1 | 13.69% | 0% | 0% | 1 | 16.28% | 0% | 0% | 1 | 2.277% | 0% | 0% | 1 |  | 0% | 0% | 1 | 5.6381 | 0% | 0% | 1 | 36.4% | 0% | 0% | 1 | 0 | 2 | 42.43% | 2.005% | 44.44% | 2 | 24.65% | 0% | 0% | 1 | 2.743% | 0% | 0% | 1 | 5.456% | 0% | 0% | 1 | 28.72% | 0% | 0% | 1 | 31.49% | 0% | 0% | 1 | 3.999% | 0% | 0% | 1 |  | 0% | 0% | 1 | 6.1661 | 0% | 0% | 1 | 31.31% | 0% | 0% | 1 | 0 | 2 | 36.45% | 11.32% | 47.77% | 3 | 32.13% | 0% | 0% | 1 | 5.191% | 0% | 0% | 1 | 10.18% | 0% | 0% | 1 | 39.18% | 0% | 0% | 1 | 35.34% | 0% | 0% | 1 | 3.575% | 0% | 0% | 1 |  | 0% | 0% | 1 | 7.0097 | 0% | 0% | 1 | 31.08% | 0% | 0% | 1 | 0 | 2 | 32.98% | 15.76% | 48.75% | 3 | 36.6% | 0% | 0% | 1 | 9.287% | 0% | 0% | 1 | 17.92% | 0% | 0% | 1 | 49.04% | 0% | 0% | 1 | 35.65% | 0% | 0% | 1 | 5.217% | 0% | 0% | 1
305 | Julian Hinds | RIVERSIDE | 0 | 0 | 10 | 0% | 0% | 1 | 1.8639 | 0% | 0% | 1 | 0% | 0% | 0% | 1 | 0 | 2 | 0% | 0% | 0% | 1 | 99.82% | 0% | 0% | 5 | 54.55% | 0% | 0% | 2 | 40.77% | 0% | 0% | 1 | 99.82% | 0% | 0% | 5 | 15.51% | 0% | 0% | 1 | 0% | 0% | 0% | 1 |  | 0% | 0% | 1 | 2.5754 | 0% | 0% | 1 | 0% | 0% | 0% | 1 | 0 | 2 | 0% | 0% | 0% | 1 | 97.94% | 0% | 0% | 5 | 28.89% | 0% | 0% | 1 | 21.59% | 0% | 0% | 1 | 97.96% | 0% | 0% | 5 | 31.5% | 0% | 0% | 1 | 0% | 0% | 0% | 1 |  | 0% | 0% | 1 | 6.4889 | 0% | 0% | 1 | 0% | 0% | 0% | 1 | 0 | 2 | 0% | 0% | 0% | 1 | 13.84% | 0% | 0% | 1 | 34.32% | 0% | 0% | 1 | 1.702% | 0% | 0% | 1 | 45.96% | 0% | 0% | 1 | 51.3% | 0% | 0% | 2 | 0% | 0% | 0% | 1 |  | 0% | 0% | 1 | 6.2236 | 0% | 0% | 1 | 0% | 0% | 0% | 1 | 0 | 2 | 0% | 0% | 0% | 1 | 8.697% | 0% | 0% | 1 | 17.61% | 0% | 0% | 1 | 5.326% | 0% | 0% | 1 | 27.11% | 0% | 0% | 1 | 48.1% | 0% | 0% | 1 | 0.4707% | 0% | 0% | 1
306 | Hollister | SPGE | 0 | 0 | 10 | 0% | 0% | 1 | 20.9444 | 0% | 0% | 3 | 27.44% | 0% | 0% | 1 | 0 | 2 | 36.24% | 0% | 36.24% | 2 | 9.758% | 0% | 0% | 1 | 19.24% | 0% | 0% | 1 | 25.31% | 0% | 0% | 1 | 33.55% | 0% | 0% | 1 | 15.98% | 0% | 0% | 1 | 6.912% | 0% | 0% | 1 |  | 0% | 0% | 1 | 11.4872 | 0% | 0% | 1 | 15.09% | 0% | 0% | 1 | 0 | 2 | 68.02% | 0.2334% | 68.25% | 3 | 44.65% | 0% | 0% | 1 | 15.52% | 0% | 0% | 1 | 26.24% | 0% | 0% | 1 | 60.03% | 0% | 0% | 2 | 43.22% | 0% | 0% | 1 | 4.452% | 0% | 0% | 1 |  | 0% | 0% | 1 | 9.1594 | 0% | 0% | 1 | 11.32% | 0% | 0% | 1 | 0 | 2 | 68.26% | 5.833% | 74.09% | 3 | 56.02% | 0% | 0% | 2 | 13.4% | 0% | 0% | 1 | 27.25% | 0% | 0% | 1 | 68.48% | 0% | 0% | 2 | 52.37% | 0% | 0% | 2 | 4.341% | 0% | 0% | 1 |  | 0% | 0% | 1 | 8.7538 | 0% | 0% | 1 | 13.79% | 0% | 0% | 1 | 0 | 2 | 59.57% | 13.09% | 72.66% | 3 | 59.93% | 0% | 0% | 2 | 12.59% | 0% | 0% | 1 | 24.67% | 0% | 0% | 1 | 69.43% | 0% | 0% | 2 | 53.51% | 0% | 0% | 2 | 3.711% | 0% | 0% | 1
307 | Boulevard | GREATER IMPERIAL | 47.4 | 474 | 10 | 4.412% | 0% | 1 | 13.6892 | 21.47% | 0% | 2 | 0% | 0% | 0% | 1 | 0 | 2 | 61.55% | 22.36% | 83.91% | 5 | 13.57% | 1.691% | 0% | 1 | 16.65% | 1.754% | 0% | 1 | 42.93% | 2.561% | 0% | 1 | 57.42% | 3.433% | 0% | 2 | 16.16% | 1.743% | 0% | 1 | 1.615% | 1.486% | 0% | 1 |  | 1.74% | 0% | 1 | 10.6333 | 2.915% | 0% | 1 | 0.1494% | 0% | 0% | 1 | 0 | 2 | 34.26% | 53.03% | 87.29% | 5 | 10.57% | 0.7321% | 0% | 1 | 10% | 0.7275% | 0% | 1 | 28.17% | 0.9115% | 0% | 1 | 39.48% | 1.082% | 0% | 1 | 29.38% | 0.9272% | 0% | 1 | 1.549% | 0.665% | 0% | 1 |  | 1.422% | 0% | 1 | 9.0795 | 1.431% | 0% | 1 | 0.1846% | 0% | 0% | 1 | 0 | 2 | 22.52% | 63.65% | 86.17% | 5 | 9.021% | 0.4656% | 0% | 1 | 19.06% | 0.5234% | 0% | 1 | 27.82% | 0.5869% | 0% | 1 | 45.51% | 0.7774% | 0% | 1 | 37.88% | 0.6819% | 0% | 1 | 2.054% | 0.4325% | 0% | 1 |  | 1.135% | 0% | 1 | 8.1178 | 0.8469% | 0% | 1 | 0.1286% | 0% | 0% | 1 | 0 | 2 | 16.82% | 64.12% | 80.94% | 5 | 12.78% | 0.326% | 0% | 1 | 22.46% | 0.3667% | 0% | 1 | 32.82% | 0.4232% | 0% | 1 | 52.74% | 0.6016% | 0% | 2 | 42.05% | 0.4906% | 0% | 1 | 2.538% | 0.2917% | 0% | 1
308 | Llagas | NORTHERN CALIFORNIA | 0 | 0 | 10 | 0% | 0% | 1 | 18.4127 | 0% | 0% | 2 | 26.4% | 0% | 0% | 1 | 0 | 2 | 54.53% | 0% | 54.53% | 3 | 53.35% | 0% | 0% | 2 | 0% | 0% | 0% | 1 | 3.514% | 0% | 0% | 1 | 53.35% | 0% | 0% | 2 | 33.3% | 0% | 0% | 1 | 2.4% | 0% | 0% | 1 |  | 0% | 0% | 1 | 14.7879 | 0% | 0% | 2 | 15.66% | 0% | 0% | 1 | 0 | 2 | 56.13% | 0% | 56.13% | 3 | 49.74% | 0% | 0% | 1 | 3.68% | 0% | 0% | 1 | 10.33% | 0% | 0% | 1 | 53.16% | 0% | 0% | 2 | 41.32% | 0% | 0% | 1 | 4.069% | 0% | 0% | 1 |  | 0% | 0% | 1 | 17.6065 | 0% | 0% | 2 | 15.8% | 0% | 0% | 1 | 0 | 2 | 54.14% | 1.785% | 55.93% | 3 | 51.73% | 0% | 0% | 2 | 7.618% | 0% | 0% | 1 | 13.46% | 0% | 0% | 1 | 58.25% | 0% | 0% | 2 | 40.42% | 0% | 0% | 1 | 4.593% | 0% | 0% | 1 |  | 0% | 0% | 1 | 15.3443 | 0% | 0% | 2 | 13.33% | 0% | 0% | 1 | 0 | 2 | 53.61% | 9.169% | 62.78% | 3 | 52.56% | 0% | 0% | 2 | 15.35% | 0% | 0% | 1 | 23.3% | 0% | 0% | 1 | 66.66% | 0% | 0% | 2 | 47.35% | 0% | 0% | 1 | 4.434% | 0% | 0% | 1
309 | Miller | SPGE | 0 | 0 | 10 | 0% | 0% | 1 | 6.9132 | 0% | 0% | 1 | 46.34% | 0% | 0% | 1 | 0 | 2 | 56.23% | 0% | 56.23% | 3 | 29.88% | 0% | 0% | 1 | 36.85% | 0% | 0% | 1 | 42.72% | 0% | 0% | 1 | 70.01% | 0% | 0% | 3 | 26.39% | 0% | 0% | 1 | 1.194% | 0% | 0% | 1 |  | 0% | 0% | 1 | 7.7214 | 0% | 0% | 1 | 35.67% | 0% | 0% | 1 | 0 | 2 | 51.88% | 0.03589% | 51.92% | 3 | 33.89% | 0% | 0% | 1 | 12.45% | 0% | 0% | 1 | 20.27% | 0% | 0% | 1 | 49.27% | 0% | 0% | 1 | 38.19% | 0% | 0% | 1 | 2.451% | 0% | 0% | 1 |  | 0% | 0% | 1 | 9 | 0% | 0% | 1 | 30.45% | 0% | 0% | 1 | 0 | 2 | 44.05% | 7.922% | 51.97% | 3 | 40.3% | 0% | 0% | 1 | 9.216% | 0% | 0% | 1 | 14.57% | 0% | 0% | 1 | 49.91% | 0% | 0% | 1 | 39.75% | 0% | 0% | 1 | 6.213% | 0% | 0% | 1 |  | 0% | 0% | 1 | 9.0185 | 0% | 0% | 1 | 29.34% | 0% | 0% | 1 | 0 | 2 | 37.59% | 11.63% | 49.23% | 3 | 46.8% | 0% | 0% | 1 | 11.21% | 0% | 0% | 1 | 18.47% | 0% | 0% | 1 | 54.15% | 0% | 0% | 2 | 37.46% | 0% | 0% | 1 | 5.509% | 0% | 0% | 1
310 | Madison | NORTHERN CALIFORNIA | 123 | 1230 | 5 | 35.44% | 0% | 2 | 8.5344 | 75.77% | 0% | 2 | 62% | 15.69% | 0% | 2 | 0 | 2 | 18.53% | 0% | 18.53% | 1 | 69.72% | 10.45% | 0% | 2 | 0% | 3.163% | 0% | 1 | 0% | 3.163% | 0% | 1 | 69.72% | 10.45% | 0% | 2 | 7.133% | 3.406% | 0% | 1 | 2.968% | 3.259% | 0% | 1 |  | 12.51% | 0% | 1 | 7.9336 | 8.427% | 0% | 1 | 50.56% | 5.291% | 0% | 2 | 0 | 2 | 36.24% | 0% | 36.24% | 2 | 64.24% | 2.294% | 0% | 2 | 2.259% | 0.8392% | 0% | 1 | 3.324% | 0.8484% | 0% | 1 | 65.71% | 2.392% | 0% | 2 | 19.61% | 1.02% | 0% | 1 | 2.33% | 0.8398% | 0% | 1 |  | 7.889% | 0% | 1 | 7.875 | 2.795% | 0% | 1 | 49.89% | 5.291% | 0% | 1 | 0 | 2 | 35.9% | 3.201% | 39.11% | 2 | 62.24% | 1.084% | 0% | 2 | 6.972% | 0.4402% | 0% | 1 | 15.07% | 0.4821% | 0% | 1 | 69.76% | 1.354% | 0% | 2 | 22.17% | 0.5262% | 0% | 1 | 3.104% | 0.4226% | 0% | 1 |  | 4.02% | 0% | 1 | 8.5918 | 1.529% | 0% | 1 | 50.16% | 5.291% | 0% | 2 | 0 | 2 | 27.86% | 8.078% | 35.93% | 2 | 57.56% | 0.5611% | 0% | 2 | 11.85% | 0.2702% | 0% | 1 | 25.3% | 0.3188% | 0% | 1 | 69.46% | 0.7799% | 0% | 2 | 21.59% | 0.3037% | 0% | 1 | 3.596% | 0.2471% | 0% | 1
311 | New Melones | NORTHERN CALIFORNIA | 0 | 0 | 10 | 0% | 0% | 1 | 18 | 0% | 0% | 2 | 0% | 0% | 0% | 1 | 0 | 2 | 75.22% | 0% | 75.22% | 5 | 45.23% | 0% | 0% | 1 | 47.45% | 0% | 0% | 1 | 46.05% | 0% | 0% | 1 | 62.41% | 0% | 0% | 2 | 58.05% | 0% | 0% | 2 | 7.546% | 0% | 0% | 1 |  | 0% | 0% | 1 | 13.6386 | 0% | 0% | 2 | 0.1438% | 0% | 0% | 1 | 0 | 2 | 85.6% | 0% | 85.6% | 5 | 64.29% | 0% | 0% | 2 | 43.94% | 0% | 0% | 1 | 52.13% | 0% | 0% | 2 | 82.87% | 0% | 0% | 3 | 62.54% | 0% | 0% | 2 | 8.65% | 0% | 0% | 1 |  | 0% | 0% | 1 | 10.836 | 0% | 0% | 1 | 0.7241% | 0% | 0% | 1 | 0 | 2 | 86.41% | 2.844% | 89.25% | 5 | 72.19% | 0% | 0% | 3 | 26.93% | 0% | 0% | 1 | 36.37% | 0% | 0% | 1 | 83.99% | 0% | 0% | 3 | 67.57% | 0% | 0% | 2 | 8.966% | 0% | 0% | 1 |  | 0% | 0% | 1 | 11.3527 | 0% | 0% | 1 | 2.744% | 0% | 0% | 1 | 0 | 2 | 69.5% | 8.502% | 78% | 5 | 70.6% | 0% | 0% | 3 | 22.91% | 0% | 0% | 1 | 37.78% | 0% | 0% | 1 | 84.75% | 0% | 0% | 3 | 57.51% | 0% | 0% | 2 | 8.37% | 0% | 0% | 1
312 | Waukena | SPGE | 0 | 0 | 10 | 0% | 0% | 1 | 7.4909 | 0% | 0% | 1 | 25.95% | 0% | 0% | 1 | 0 | 2 | 0% | 0% | 0% | 1 | 9.533% | 0% | 0% | 1 | 0.1788% | 0% | 0% | 1 | 28.08% | 0% | 0% | 1 | 35.48% | 0% | 0% | 1 | 1.731% | 0% | 0% | 1 | 9.461% | 0% | 0% | 1 |  | 0% | 0% | 1 | 7.1323 | 0% | 0% | 1 | 34.98% | 0% | 0% | 1 | 0 | 2 | 0% | 0% | 0% | 1 | 5.791% | 0% | 0% | 1 | 2.355% | 0% | 0% | 1 | 11.45% | 0% | 0% | 1 | 16.02% | 0% | 0% | 1 | 0.6653% | 0% | 0% | 1 | 5.258% | 0% | 0% | 1 |  | 0% | 0% | 1 | 7.7531 | 0% | 0% | 1 | 35.17% | 0% | 0% | 1 | 0 | 2 | 0.6196% | 0% | 0.6196% | 1 | 13.35% | 0% | 0% | 1 | 1.459% | 0% | 0% | 1 | 5.666% | 0% | 0% | 1 | 18.45% | 0% | 0% | 1 | 0.3079% | 0% | 0% | 1 | 3.336% | 0% | 0% | 1 |  | 0% | 0% | 1 | 8.9083 | 0% | 0% | 1 | 35.02% | 0% | 0% | 1 | 0 | 2 | 3.338% | 0% | 3.338% | 1 | 16.53% | 0% | 0% | 1 | 3.647% | 0% | 0% | 1 | 8.699% | 0% | 0% | 1 | 24.4% | 0% | 0% | 1 | 0.2252% | 0% | 0% | 1 | 2.726% | 0% | 0% | 1
313 | Colgate | NORTHERN CALIFORNIA | 0 | 0 | 10 | 0% | 0% | 1 | 17.3033 | 0% | 0% | 2 | 0.3151% | 0% | 0% | 1 | 0 | 2 | 62.52% | 36.21% | 98.73% | 5 | 97.43% | 0% | 0% | 5 | 1.344% | 0% | 0% | 1 | 16.85% | 0% | 0% | 1 | 97.43% | 0% | 0% | 5 | 24.27% | 0% | 0% | 1 | 2.539% | 0% | 0% | 1 |  | 0% | 0% | 1 | 20.3777 | 0% | 0% | 3 | 0.2118% | 0% | 0% | 1 | 0 | 2 | 62.45% | 33.93% | 96.37% | 5 | 87.2% | 0% | 0% | 3 | 10.94% | 0% | 0% | 1 | 22.54% | 0% | 0% | 1 | 92.71% | 0% | 0% | 4 | 25.91% | 0% | 0% | 1 | 2.637% | 0% | 0% | 1 |  | 0% | 0% | 1 | 21.3555 | 0% | 0% | 3 | 0.3211% | 0% | 0% | 1 | 0 | 2 | 60.4% | 32.32% | 92.72% | 5 | 77% | 0% | 0% | 3 | 13.46% | 0% | 0% | 1 | 21.69% | 0% | 0% | 1 | 84.78% | 0% | 0% | 3 | 26.07% | 0% | 0% | 1 | 3.544% | 0% | 0% | 1 |  | 0% | 0% | 1 | 20.4 | 0% | 0% | 3 | 1.928% | 0% | 0% | 1 | 0 | 2 | 52.93% | 31.1% | 84.02% | 5 | 68.22% | 0% | 0% | 2 | 13.39% | 0% | 0% | 1 | 18.77% | 0% | 0% | 1 | 78.63% | 0% | 0% | 3 | 22.58% | 0% | 0% | 1 | 5.475% | 0% | 0% | 1
314 | New Sub - Pit 1 - Cottonwood (Proposed) | NORTHERN CALIFORNIA | 0 | 0 | 10 | 0% | 0% | 1 | 4.786 | 0% | 0% | 1 | 0.2604% | 0% | 0% | 1 | 0 | 2 | 93.9% | 0% | 93.9% | 5 | 74.03% | 0% | 0% | 3 | 3.455% | 0% | 0% | 1 | 3.455% | 0% | 0% | 1 | 74.03% | 0% | 0% | 3 | 24.71% | 0% | 0% | 1 | 5.506% | 0% | 0% | 1 |  | 0% | 0% | 1 | 5.3154 | 0% | 0% | 1 | 0.1033% | 0% | 0% | 1 | 0 | 2 | 71.63% | 6.179% | 77.81% | 5 | 62.28% | 0% | 0% | 2 | 10.22% | 0% | 0% | 1 | 13.08% | 0% | 0% | 1 | 64.62% | 0% | 0% | 2 | 19.37% | 0% | 0% | 1 | 7.655% | 0% | 0% | 1 |  | 0% | 0% | 1 | 5.2874 | 0% | 0% | 1 | 0.1535% | 0% | 0% | 1 | 0 | 2 | 61.95% | 10.47% | 72.42% | 3 | 52.46% | 0% | 0% | 2 | 14.56% | 0% | 0% | 1 | 17.79% | 0% | 0% | 1 | 59.59% | 0% | 0% | 2 | 28.36% | 0% | 0% | 1 | 7.2% | 0% | 0% | 1 |  | 0% | 0% | 1 | 5.0687 | 0% | 0% | 1 | 0.1875% | 0% | 0% | 1 | 0 | 2 | 59.47% | 11.16% | 70.63% | 3 | 49.69% | 0% | 0% | 1 | 20.51% | 0% | 0% | 1 | 22.72% | 0% | 0% | 1 | 60.65% | 0% | 0% | 2 | 37.89% | 0% | 0% | 1 | 6.551% | 0% | 0% | 1
315 | Excelsior | SPGE | 0 | 0 | 10 | 0% | 0% | 1 | 6.2989 | 0% | 0% | 1 | 42.55% | 0% | 0% | 1 | 0 | 2 | 0.0888% | 0% | 0.0888% | 1 | 0% | 0% | 0% | 1 | 0% | 0% | 0% | 1 | 0% | 0% | 0% | 1 | 0% | 0% | 0% | 1 | 0% | 0% | 0% | 1 | 0.09934% | 0% | 0% | 1 |  | 0% | 0% | 1 | 6.1711 | 0% | 0% | 1 | 49.39% | 0% | 0% | 1 | 0 | 2 | 9.261% | 0% | 9.261% | 1 | 12.38% | 0% | 0% | 1 | 0.515% | 0% | 0% | 1 | 0.9383% | 0% | 0% | 1 | 12.38% | 0% | 0% | 1 | 4.722% | 0% | 0% | 1 | 0.2513% | 0% | 0% | 1 |  | 0% | 0% | 1 | 6.5321 | 0% | 0% | 1 | 43.51% | 0% | 0% | 1 | 0 | 2 | 9.625% | 0.3862% | 10.01% | 2 | 29.87% | 0% | 0% | 1 | 3.588% | 0% | 0% | 1 | 9.257% | 0% | 0% | 1 | 33.44% | 0% | 0% | 1 | 8.756% | 0% | 0% | 1 | 0.6953% | 0% | 0% | 1 |  | 0% | 0% | 1 | 6.7449 | 0% | 0% | 1 | 41.25% | 0% | 0% | 1 | 0 | 2 | 10.02% | 0.7461% | 10.77% | 2 | 30.31% | 0% | 0% | 1 | 5.351% | 0% | 0% | 1 | 12.68% | 0% | 0% | 1 | 35.42% | 0% | 0% | 1 | 9.477% | 0% | 0% | 1 | 1.185% | 0% | 0% | 1
316 | Cal Flats | SPGE | 0 | 0 | 10 | 0% | 0% | 1 | 4.8315 | 0% | 0% | 1 | 0% | 0% | 0% | 1 | 0 | 2 | 42.62% | 57.21% | 99.83% | 5 | 16.54% | 0% | 0% | 1 | 0% | 0% | 0% | 1 | 8.332% | 0% | 0% | 1 | 24.87% | 0% | 0% | 1 | 80.74% | 0% | 0% | 3 | 0.9172% | 0% | 0% | 1 |  | 0% | 0% | 1 | 4.5798 | 0% | 0% | 1 | 0.2903% | 0% | 0% | 1 | 0 | 2 | 65.88% | 33.1% | 98.99% | 5 | 45.26% | 0% | 0% | 1 | 2.997% | 0% | 0% | 1 | 7.125% | 0% | 0% | 1 | 49.52% | 0% | 0% | 1 | 78.44% | 0% | 0% | 3 | 0.8983% | 0% | 0% | 1 |  | 0% | 0% | 1 | 5.186 | 0% | 0% | 1 | 1.399% | 0% | 0% | 1 | 0 | 2 | 63.64% | 17.54% | 81.17% | 5 | 47.42% | 0% | 0% | 1 | 4.558% | 0% | 0% | 1 | 14.37% | 0% | 0% | 1 | 55.68% | 0% | 0% | 2 | 61.14% | 0% | 0% | 2 | 0.7777% | 0% | 0% | 1 |  | 0% | 0% | 1 | 5.8 | 0% | 0% | 1 | 6.35% | 0% | 0% | 1 | 0 | 2 | 48.25% | 14.26% | 62.51% | 3 | 48.67% | 0% | 0% | 1 | 6.633% | 0% | 0% | 1 | 20.45% | 0% | 0% | 1 | 57.41% | 0% | 0% | 2 | 49.91% | 0% | 0% | 1 | 1.133% | 0% | 0% | 1

## Land_OOS_Analysis_Solar_2036
Land-use and environmental criteria analysis for 2036 utility-scale solar resources mapped to Nevada or Arizona areas of the CAISO system for 5, 10, 15, and 20 mile radii from substations. This analysis uses the values from the "LandEnvData_SolarWind_OOS" tab to calculate criteria alignment. |  |  |  | Utility-scale Solar Resource Density Assumption
|  |  |  | 10 | Acres/MW
[6 empty] | 5 Mile Radius Analysis |  |  | 10 Mile Radius Analysis |  |  | 15 Mile Radius Analysis |  |  | 20 Mile Radius Analysis
[6 empty] | WECC Land-Use Screen |  |  | WECC Land-Use Screen |  |  | WECC Land-Use Screen |  |  | WECC Land-Use Screen
OBJECTID | IRP_Substation_Name | RESOLVE_Solar_Area | MWs Mapped | Acres of MWs Mapped | Distance from Substation Selected | Lower Implications Area used by MWs Mapped | High Implications Area used by MWs Mapped | Core Screen Criteria Alignment Level | Lower Implications Area used by MWs Mapped | High Implications Area used by MWs Mapped | Core Screen Criteria Alignment Level | Lower Implications Area used by MWs Mapped | High Implications Area used by MWs Mapped | Core Screen Criteria Alignment Level | Lower Implications Area used by MWs Mapped | High Implications Area used by MWs Mapped | Core Screen Criteria Alignment Level
1 | DELANEY | ARIZONA | 420 | 4200 | 10 | 13.64% | 0% | 1 | 2.99% | 0% | 1 | 1.51% | 0% | 1 | 0.9946% | 0% | 1
2 | GAMEBIRD | SNV | 730 | 7300 | 10 | 67.06% | 0% | 3 | 13.98% | 0% | 1 | 8.754% | 0% | 1 | 6.339% | 0% | 1
3 | MOHAVE | SNV | 1252 | 12520 | 10 | 352.7% | 4734% | 5 | 50.58% | 0% | 3 | 25.85% | 0% | 2 | 15.27% | 0% | 1
4 | HASSAYAMPA | ARIZONA | 5117.5 | 51175 | 10 | 158.3% | 999.9% | 5 | 47.32% | 0% | 2 | 24.71% | 0% | 2 | 14.39% | 0% | 1
5 | ELDORADO | SNV | 600 | 6000 | 10 | 228.6% | 1153% | 5 | 132.4% | 12.96% | 5 | 30.16% | 0% | 2 | 14.65% | 0% | 1
6 | NORTH GILA | ARIZONA | 2700 | 27000 | 10 | 2299% | 999.9% | 5 | 326.5% | 451% | 5 | 128.2% | 83.8% | 5 | 89.37% | 0% | 4
7 | LATHROP | SNV | 300 | 3000 | 10 | 41.95% | 0% | 2 | 6.949% | 0% | 1 | 2.869% | 0% | 1 | 2.26% | 0% | 1
8 | BEATTY | SNV | 500 | 5000 | 10 | 999.9% | 999.9% | 5 | 29.98% | 0% | 2 | 8.402% | 0% | 1 | 4.402% | 0% | 1
9 | VALLEY (VEA) | SNV | 0 | 0 | 10 | 0% | 0% | 1 | 0% | 0% | 1 | 0% | 0% | 1 | 0% | 0% | 1
10 | INNOVATION | SNV | 400 | 4000 | 10 | 16.2% | 0% | 1 | 6.274% | 0% | 1 | 3.663% | 0% | 1 | 2.693% | 0% | 1
11 | HOODOO WASH | ARIZONA | 6028.1 | 60281 | 10 | 144% | 1615% | 5 | 38.1% | 0% | 2 | 22.24% | 0% | 2 | 14.44% | 0% | 1
12 | VISTA (VEA) | SNV | 200 | 2000 | 10 | 6.496% | 0% | 1 | 3.343% | 0% | 1 | 1.963% | 0% | 1 | 1.204% | 0% | 1
13 | DESERT VIEW | SNV | 450 | 4500 | 10 | 73.95% | 0% | 3 | 65.24% | 0% | 3 | 21.79% | 0% | 2 | 13.03% | 0% | 1
14 | CIELO AZUL | ARIZONA | 2475 | 24750 | 10 | 66.88% | 0% | 3 | 20.23% | 0% | 2 | 10.74% | 0% | 1 | 7.114% | 0% | 1
15 | TROUT CANYON | SNV | 1766 | 17660 | 15 | 421.7% | 7412% | 5 | 52.23% | 0% | 3 | 23.26% | 0% | 2 | 17.45% | 0% | 1
16 | SLOAN CANYON | SNV | 0 | 0 | 10 | 0% | 0% | 1 | 0% | 0% | 1 | 0% | 0% | 1 | 0% | 0% | 1
17 | CHARLESTON PARK | SNV | 0 | 0 | 0 | 0% | 0% | 1 | 0% | 0% | 1 | 0% | 0% | 1 | 0% | 0% | 1
18 | JACKASS FLATS | SNV | 0 | 0 | 0 | 0% | 0% | 1 | 0% | 0% | 1 | 0% | 0% | 1 | 0% | 0% | 1
19 | MCCULLOUGH | SNV | 0 | 0 | 0 | 0% | 0% | 1 | 0% | 0% | 1 | 0% | 0% | 1 | 0% | 0% | 1
20 | MEAD | SNV | 0 | 0 | 0 | 0% | 0% | 1 | 0% | 0% | 1 | 0% | 0% | 1 | 0% | 0% | 1
21 | MERCURY | SNV | 0 | 0 | 10 | 0% | 0% | 1 | 0% | 0% | 1 | 0% | 0% | 1 | 0% | 0% | 1
22 | NORTHWEST (NVE) | SNV | 0 | 0 | 0 | 0% | 0% | 1 | 0% | 0% | 1 | 0% | 0% | 1 | 0% | 0% | 1
23 | PAHRUMP | SNV | 0 | 0 | 10 | 0% | 0% | 1 | 0% | 0% | 1 | 0% | 0% | 1 | 0% | 0% | 1
24 | PALO VERDE | ARIZONA | 0 | 0 | 10 | 0% | 0% | 1 | 0% | 0% | 1 | 0% | 0% | 1 | 0% | 0% | 1
25 | PRIMM | SNV | 0 | 0 | 10 | 0% | 0% | 1 | 0% | 0% | 1 | 0% | 0% | 1 | 0% | 0% | 1
26 | SANDY VALLEY | SNV | 0 | 0 | 10 | 0% | 0% | 1 | 0% | 0% | 1 | 0% | 0% | 1 | 0% | 0% | 1
27 | THOUSANDAIRE | SNV | 0 | 0 | 10 | 0% | 0% | 1 | 0% | 0% | 1 | 0% | 0% | 1 | 0% | 0% | 1
28 | VALLEY SWITCH | SNV | 0 | 0 | 10 | 0% | 0% | 1 | 0% | 0% | 1 | 0% | 0% | 1 | 0% | 0% | 1

## Land_EnvAnalysis_Wind_2036
Land-use and environmental criteria analysis for 2036 onshore wind resources mapped to in-California areas for 10, 15, 20 and 30 mile radii from substations. This analysis uses the values from the "LandEnv_Wind_Data_Xmi" 10 through 30 mile tabs to calculate criteria alignment. |  |  |  | Onshore Wind Resource Density Assumption
[9 empty] | Parcelizations, Cropland Index, and Overdrafted Groundwater Criteria are not applied for onshore wind | [78 empty] | 20 | [40 empty] | 30
|  |  |  | 40 | Acres/MW | 10-mile Radius From Substation Analysis | [40 empty] | 15-mile Radius From Substation Analysis | [40 empty] | 20-mile Radius From Substation Analysis | [40 empty] | 30-mile Radius From Substation Analysis
[6 empty] | 3. Land-use Feasibility Criteria Analysis | [16 empty] | 4. Environmental (Conservation and Biological) Impact Factors Criteria Analysis | [23 empty] | 3. Land-use Feasibility Criteria Analysis | [16 empty] | 4. Environmental (Conservation and Biological) Impact Factors Criteria Analysis | [23 empty] | 3. Land-use Feasibility Criteria Analysis | [16 empty] | 4. Environmental (Conservation and Biological) Impact Factors Criteria Analysis | [23 empty] | 3. Land-use Feasibility Criteria Analysis | [16 empty] | 4. Environmental (Conservation and Biological) Impact Factors Criteria Analysis
[6 empty] | CEC Core Land-Use Screen |  |  | CEC's Parcelization |  |  |  | CEC's Cropland Index |  |  |  | Criticially Overdrafted Groundwater Basin |  | Fire Threat |  |  |  | ACE Terrestrial Connectivity |  |  |  | ACE Biodiversity |  |  |  | ACE Irreplaceability |  |  |  | ACE Combined |  |  |  | Terrestrial Landscape Intactness |  |  |  | Wetlands |  |  |  | CEC Core Land-Use Screen |  |  | CEC's Parcelization |  |  |  | CEC's Cropland Index |  |  |  | Criticially Overdrafted Groundwater Basin |  | Fire Threat |  |  |  | ACE Terrestrial Connectivity |  |  |  | ACE Biodiversity |  |  |  | ACE Irreplaceability |  |  |  | ACE Combined |  |  |  | Terrestrial Landscape Intactness |  |  |  | Wetlands |  |  |  | CEC Core Land-Use Screen |  |  | CEC's Parcelization |  |  |  | CEC's Cropland Index |  |  |  | Criticially Overdrafted Groundwater Basin |  | Fire Threat |  |  |  | ACE Terrestrial Connectivity |  |  |  | ACE Biodiversity |  |  |  | ACE Irreplaceability |  |  |  | ACE Combined |  |  |  | Terrestrial Landscape Intactness |  |  |  | Wetlands |  |  |  | CEC Core Land-Use Screen |  |  | CEC's Parcelization |  |  |  | CEC's Cropland Index |  |  |  | Criticially Overdrafted Groundwater Basin |  | Fire Threat |  |  |  | ACE Terrestrial Connectivity |  |  |  | ACE Biodiversity |  |  |  | ACE Irreplaceability |  |  |  | ACE Combined |  |  |  | Terrestrial Landscape Intactness |  |  |  | Wetlands
OBJECTID | IRP_Substation_Name | RESOLVE_Wind_Area | MWs Mapped | Acres of MWs Mapped | Distance from Substation Selected | Lower Implications Area used by MWs Mapped | High Implications Area used by MWs Mapped | Core Screen Criteria Alignment Level | Substation's 10th Percentile Value Parcelization | Low Parcelization (P ≤ 6) Area used by MWs Mapped | Medium Parcelization (6 < P ≤ 30) Area used by MWs Mapped | Parcelization Criteria Alignment Level | Total Potential Area Percentage High Value Cropland | Low Value Cropland used by MWs Mapped | High Value Cropland used by MWs Mapped | Cropland Index Criteria Alignment Level | Majority of Area within Critically Overdrafted Basin | Overdrafted Basin Criteria Alignment Level | Total Potential Area Percentage Tier 2 | Total Potential Area Percentage Tier 3 | Total Potential Area Percentage Tier 2 or 3 | Fire Threat Criteria Alignment Level | Total Potential Area Percentage Higher Implications | Low Implications Area used by MWs Mapped | Higher Implications Area used by MWs Mapped | ACE Connectivity Criteria Alignment | Total Potential Area Percentage Higher Implications | Low Implications Area used by MWs Mapped | Higher Implications Area used by MWs Mapped | ACE Biodiversity Criteria Alignment | Total Potential Area Percentage Higher Implications | Low Implications Area used by MWs Mapped | Higher Implications Area used by MWs Mapped | ACE Irreplaceability Criteria Alignment | Total Potential Area Percentage Higher Implications | Low Implications Area used by MWs Mapped | Higher Implications Area used by MWs Mapped | All ACE Criteria Alignment | Total Potential Area Percentage Higher Implications | Low Implications Area used by MWs Mapped | Higher Implications Area used by MWs Mapped | Intactness Criteria Alignment | Total Potential Area Percentage Higher Implications | Low Implications Area used by MWs Mapped | Higher Implications Area used by MWs Mapped | Wetlands Criteria Alignment | Lower Implications Area used by MWs Mapped | High Implications Area used by MWs Mapped | Core Screen Criteria Alignment Level | Substation's 10th Percentile Value Parcelization | Low Parcelization (P ≤ 6) Area used by MWs Mapped | Medium Parcelization (6 < P ≤ 30) Area used by MWs Mapped | Parcelization Criteria Alignment Level | Total Potential Area Percentage High Value Cropland | Low Value Cropland used by MWs Mapped | High Value Cropland used by MWs Mapped | Cropland Index Criteria Alignment Level | Majority of Area within Critically Overdrafted Basin | Overdrafted Basin Criteria Alignment Level | Total Potential Area Percentage Tier 2 | Total Potential Area Percentage Tier 3 | Total Potential Area Percentage Tier 2 or 3 | Fire Threat Criteria Alignment Level | Total Potential Area Percentage Higher Implications | Low Implications Area used by MWs Mapped | Higher Implications Area used by MWs Mapped | ACE Connectivity Criteria Alignment | Total Potential Area Percentage Higher Implications | Low Implications Area used by MWs Mapped | Higher Implications Area used by MWs Mapped | ACE Biodiversity Criteria Alignment | Total Potential Area Percentage Higher Implications | Low Implications Area used by MWs Mapped | Higher Implications Area used by MWs Mapped | ACE Irreplaceability Criteria Alignment | Total Potential Area Percentage Higher Implications | Low Implications Area used by MWs Mapped | Higher Implications Area used by MWs Mapped | All ACE Criteria Alignment | Total Potential Area Percentage Higher Implications | Low Implications Area used by MWs Mapped | Higher Implications Area used by MWs Mapped | Intactness Criteria Alignment | Total Potential Area Percentage Higher Implications | Low Implications Area used by MWs Mapped | Higher Implications Area used by MWs Mapped | Wetlands Criteria Alignment | Lower Implications Area used by MWs Mapped | High Implications Area used by MWs Mapped | Core Screen Criteria Alignment Level | Substation's 10th Percentile Value Parcelization | Low Parcelization (P ≤ 6) Area used by MWs Mapped | Medium Parcelization (6 < P ≤ 30) Area used by MWs Mapped | Parcelization Criteria Alignment Level | Total Potential Area Percentage High Value Cropland | Low Value Cropland used by MWs Mapped | High Value Cropland used by MWs Mapped | Cropland Index Criteria Alignment Level | Majority of Area within Critically Overdrafted Basin | Overdrafted Basin Criteria Alignment Level | Total Potential Area Percentage Tier 2 | Total Potential Area Percentage Tier 3 | Total Potential Area Percentage Tier 2 or 3 | Fire Threat Criteria Alignment Level | Total Potential Area Percentage Higher Implications | Low Implications Area used by MWs Mapped | Higher Implications Area used by MWs Mapped | ACE Connectivity Criteria Alignment | Total Potential Area Percentage Higher Implications | Low Implications Area used by MWs Mapped | Higher Implications Area used by MWs Mapped | ACE Biodiversity Criteria Alignment | Total Potential Area Percentage Higher Implications | Low Implications Area used by MWs Mapped | Higher Implications Area used by MWs Mapped | ACE Irreplaceability Criteria Alignment | Total Potential Area Percentage Higher Implications | Low Implications Area used by MWs Mapped | Higher Implications Area used by MWs Mapped | All ACE Criteria Alignment | Total Potential Area Percentage Higher Implications | Low Implications Area used by MWs Mapped | Higher Implications Area used by MWs Mapped | Intactness Criteria Alignment | Total Potential Area Percentage Higher Implications | Low Implications Area used by MWs Mapped | Higher Implications Area used by MWs Mapped | Wetlands Criteria Alignment | Lower Implications Area used by MWs Mapped | High Implications Area used by MWs Mapped | Core Screen Criteria Alignment Level | Substation's 10th Percentile Value Parcelization | Low Parcelization (P ≤ 6) Area used by MWs Mapped | Medium Parcelization (6 < P ≤ 30) Area used by MWs Mapped | Parcelization Criteria Alignment Level | Total Potential Area Percentage High Value Cropland | Low Value Cropland used by MWs Mapped | High Value Cropland used by MWs Mapped | Cropland Index Criteria Alignment Level | Majority of Area within Critically Overdrafted Basin | Overdrafted Basin Criteria Alignment Level | Total Potential Area Percentage Tier 2 | Total Potential Area Percentage Tier 3 | Total Potential Area Percentage Tier 2 or 3 | Fire Threat Criteria Alignment Level | Total Potential Area Percentage Higher Implications | Low Implications Area used by MWs Mapped | Higher Implications Area used by MWs Mapped | ACE Connectivity Criteria Alignment | Total Potential Area Percentage Higher Implications | Low Implications Area used by MWs Mapped | Higher Implications Area used by MWs Mapped | ACE Biodiversity Criteria Alignment | Total Potential Area Percentage Higher Implications | Low Implications Area used by MWs Mapped | Higher Implications Area used by MWs Mapped | ACE Irreplaceability Criteria Alignment | Total Potential Area Percentage Higher Implications | Low Implications Area used by MWs Mapped | Higher Implications Area used by MWs Mapped | All ACE Criteria Alignment | Total Potential Area Percentage Higher Implications | Low Implications Area used by MWs Mapped | Higher Implications Area used by MWs Mapped | Intactness Criteria Alignment | Total Potential Area Percentage Higher Implications | Low Implications Area used by MWs Mapped | Higher Implications Area used by MWs Mapped | Wetlands Criteria Alignment
0 | East Shore | Solano | 0 | 0 | 0 | 0% | 0% | 1 |  |  |  |  | 0% | [5 empty] | 0% | 0% | 0% | 1 | 0% | 0% | 0% | 1 | 6.997% | 0% | 0% | 1 | 20.15% | 0% | 0% | 1 | 20.15% | 0% | 0% | 1 | 0% | 0% | 0% | 1 | 32.08% | 0% | 0% | 1 | 0% | 0% | 1 |  |  |  |  | 0% | [5 empty] | 10.28% | 0% | 10.28% | 1 | 10.28% | 0% | 0% | 1 | 16.23% | 0% | 0% | 1 | 23.66% | 0% | 0% | 1 | 33.94% | 0% | 0% | 1 | 10.28% | 0% | 0% | 1 | 20.59% | 0% | 0% | 1 | 0% | 0% | 1 |  |  |  |  | 0% | [5 empty] | 8.023% | 0% | 8.023% | 1 | 17.59% | 0% | 0% | 1 | 22.86% | 0% | 0% | 1 | 34.18% | 0% | 0% | 1 | 40.01% | 0% | 0% | 1 | 13.61% | 0% | 0% | 1 | 14.03% | 0% | 0% | 1 | 0% | 0% | 1 |  |  |  |  | 0.0001067% | [5 empty] | 89.1% | 1.864% | 90.96% | 5 | 76.56% | 0% | 0% | 3 | 55.33% | 0% | 0% | 2 | 76.49% | 0% | 0% | 3 | 93.36% | 0% | 0% | 4 | 32.01% | 0% | 0% | 1 | 3.958% | 0% | 0% | 1
1 | Newark | Solano | 0 | 0 | 0 | 0% | 0% | 1 |  |  |  |  | 0% | [5 empty] | 25.41% | 0% | 25.41% | 2 | 25.41% | 0% | 0% | 1 | 25.41% | 0% | 0% | 1 | 53.9% | 0% | 0% | 2 | 53.9% | 0% | 0% | 2 | 25.41% | 0% | 0% | 1 | 68.17% | 0% | 0% | 2 | 0% | 0% | 1 |  |  |  |  | 0% | [5 empty] | 53.57% | 0% | 53.57% | 3 | 53.57% | 0% | 0% | 2 | 54.02% | 0% | 0% | 2 | 63.5% | 0% | 0% | 2 | 63.5% | 0% | 0% | 2 | 53.35% | 0% | 0% | 2 | 29.62% | 0% | 0% | 1 | 0% | 0% | 1 |  |  |  |  | 0% | [5 empty] | 71.75% | 10.86% | 82.62% | 5 | 83.11% | 0% | 0% | 3 | 40.21% | 0% | 0% | 1 | 41.8% | 0% | 0% | 1 | 85.56% | 0% | 0% | 3 | 82.57% | 0% | 0% | 3 | 7.221% | 0% | 0% | 1 | 0% | 0% | 1 |  |  |  |  | 1.057% | [5 empty] | 87.5% | 5.742% | 93.25% | 5 | 88.3% | 0% | 0% | 3 | 66.98% | 0% | 0% | 2 | 80.04% | 0% | 0% | 3 | 97.81% | 0% | 0% | 5 | 41.72% | 0% | 0% | 1 | 3.28% | 0% | 0% | 1
2 | Tesla | Solano | -176.5 | -7060 | 0 | 999.9% | 0% | 4 |  |  |  |  | 2.713% | [5 empty] | 90.47% | 2.571% | 93.04% | 5 | 90.65% | -199.7% | 0% | 4 | 71.49% | -65.49% | 0% | 3 | 86.3% | -136.3% | 0% | 3 | 100% | -4107636% | 0% | 5 | 34.48% | -28.5% | 0% | 1 | 3.431% | -19.33% | 0% | 1 | -33369% | 0% | 1 |  |  |  |  | 2.54% | [5 empty] | 89.48% | 4.008% | 93.48% | 5 | 90.3% | -180.1% | 0% | 4 | 69.79% | -57.86% | 0% | 2 | 84.05% | -109.6% | 0% | 3 | 99.94% | -30706% | 0% | 5 | 36.9% | -27.7% | 0% | 1 | 3.277% | -18.07% | 0% | 1 | -7345% | 0% | 1 |  |  |  |  | 2.202% | [5 empty] | 86.73% | 7.614% | 94.35% | 5 | 89.69% | -146.9% | 0% | 3 | 67.33% | -46.37% | 0% | 2 | 80.76% | -78.76% | 0% | 3 | 99.44% | -2711% | 0% | 5 | 42.25% | -26.24% | 0% | 1 | 2.958% | -15.61% | 0% | 1 | -94.14% | 0% | 1 |  |  |  |  | 4.906% | [5 empty] | 61.84% | 7.954% | 69.79% | 3 | 62.46% | -23.99% | 0% | 2 | 60.61% | -22.86% | 0% | 2 | 67.92% | -28.07% | 0% | 2 | 83.86% | -55.79% | 0% | 3 | 32.63% | -13.37% | 0% | 1 | 7.465% | -9.733% | 0% | 1
3 | Cabrillo | Kern_Greater_Carrizo | 95.25 | 3810 | 10 | 573.9% | 55.88% | 5 |  |  |  |  | 0.01137% | [5 empty] | 83.41% | 0% | 83.41% | 5 | 50.63% | 122.6% | 22.04% | 5 | 0.5% | 60.84% | 0% | 3 | 0.7493% | 60.99% | 0% | 3 | 50.87% | 123.2% | 22.42% | 5 | 84.13% | 381.4% | 53.09% | 5 | 5.507% | 64.06% | 0% | 3 | 434.3% | 13.54% | 5 |  |  |  |  | 0.01752% | [5 empty] | 83.84% | 0% | 83.84% | 5 | 78.18% | 77.48% | 0% | 4 | 1.492% | 17.17% | 0% | 1 | 5.832% | 17.96% | 0% | 1 | 82.74% | 97.98% | 0% | 4 | 50.12% | 33.9% | 0% | 2 | 6.873% | 18.16% | 0% | 1 | 415.5% | 12.32% | 5 |  |  |  |  | 0.01618% | [5 empty] | 84.79% | 0% | 84.79% | 5 | 79.59% | 76.54% | 0% | 4 | 1.378% | 15.84% | 0% | 1 | 5.414% | 16.51% | 0% | 1 | 83.81% | 96.48% | 0% | 4 | 51.55% | 32.24% | 0% | 2 | 6.655% | 16.73% | 0% | 1 | 319.6% | 10.24% | 5 |  |  |  |  | 0.01475% | [5 empty] | 82.31% | 1.843% | 84.15% | 5 | 77.1% | 62.18% | 0% | 3 | 1.266% | 14.42% | 0% | 1 | 5.916% | 15.14% | 0% | 1 | 81.82% | 78.32% | 0% | 4 | 50.91% | 29.01% | 0% | 2 | 6.612% | 15.25% | 0% | 1
4 | Honcut | Northern_California | 0 | 0 | 0 | 0% | 0% | 1 |  |  |  |  | 0% | [5 empty] | 0% | 0% | 0% | 1 | 0% | 0% | 0% | 1 | 0% | 0% | 0% | 1 | 0% | 0% | 0% | 1 | 0% | 0% | 0% | 1 | 0% | 0% | 0% | 1 | 0% | 0% | 0% | 1 | 0% | 0% | 1 |  |  |  |  | 0% | [5 empty] | 100% | 0% | 100% | 5 | 96.69% | 0% | 0% | 5 | 75.63% | 0% | 0% | 3 | 75.63% | 0% | 0% | 3 | 97.04% | 0% | 0% | 5 | 99.35% | 0% | 0% | 5 | 0.2495% | 0% | 0% | 1 | 0% | 0% | 1 |  |  |  |  | 0% | [5 empty] | 100% | 0% | 100% | 5 | 96.68% | 0% | 0% | 5 | 65.04% | 0% | 0% | 2 | 65.04% | 0% | 0% | 2 | 97.91% | 0% | 0% | 5 | 82.01% | 0% | 0% | 3 | 0.3386% | 0% | 0% | 1 | 0% | 0% | 1 |  |  |  |  | 0% | [5 empty] | 98.68% | 0% | 98.68% | 5 | 95.41% | 0% | 0% | 5 | 65.49% | 0% | 0% | 2 | 65.5% | 0% | 0% | 2 | 97.94% | 0% | 0% | 5 | 82.25% | 0% | 0% | 3 | 0.3341% | 0% | 0% | 1
5 | Palermo | Northern_California | 0 | 0 | 0 | 0% | 0% | 1 |  |  |  |  | 0% | [5 empty] | 0% | 0% | 0% | 1 | 0% | 0% | 0% | 1 | 0% | 0% | 0% | 1 | 0% | 0% | 0% | 1 | 0% | 0% | 0% | 1 | 0% | 0% | 0% | 1 | 0% | 0% | 0% | 1 | 0% | 0% | 1 |  |  |  |  | 0% | [5 empty] | 0% | 0% | 0% | 1 | 0% | 0% | 0% | 1 | 0% | 0% | 0% | 1 | 0% | 0% | 0% | 1 | 0% | 0% | 0% | 1 | 0% | 0% | 0% | 1 | 0% | 0% | 0% | 1 | 0% | 0% | 1 |  |  |  |  | 0% | [5 empty] | 0% | 0% | 0% | 1 | 0% | 0% | 0% | 1 | 100% | 0% | 0% | 5 | 100% | 0% | 0% | 5 | 100% | 0% | 0% | 5 | 100% | 0% | 0% | 5 | 0% | 0% | 0% | 1 | 0% | 0% | 1 |  |  |  |  | 0% | [5 empty] | 41.92% | 5.886% | 47.8% | 2 | 48.58% | 0% | 0% | 1 | 65.37% | 0% | 0% | 2 | 85.15% | 0% | 0% | 3 | 98.03% | 0% | 0% | 5 | 75.51% | 0% | 0% | 3 | 0.7509% | 0% | 0% | 1
6 | Table Mountain | Northern_California | 0 | 0 | 0 | 0% | 0% | 1 |  |  |  |  | 0% | [5 empty] | 0% | 0% | 0% | 1 | 0% | 0% | 0% | 1 | 0% | 0% | 0% | 1 | 0% | 0% | 0% | 1 | 0% | 0% | 0% | 1 | 0% | 0% | 0% | 1 | 0% | 0% | 0% | 1 | 0% | 0% | 1 |  |  |  |  | 0% | [5 empty] | 0% | 0% | 0% | 1 | 0% | 0% | 0% | 1 | 0% | 0% | 0% | 1 | 0% | 0% | 0% | 1 | 0% | 0% | 0% | 1 | 0% | 0% | 0% | 1 | 0% | 0% | 0% | 1 | 0% | 0% | 1 |  |  |  |  | 0% | [5 empty] | 16.91% | 0% | 16.91% | 1 | 48.89% | 0% | 0% | 1 | 66.66% | 0% | 0% | 2 | 100% | 0% | 0% | 5 | 100% | 0% | 0% | 5 | 78.49% | 0% | 0% | 3 | 0.9045% | 0% | 0% | 1 | 0% | 0% | 1 |  |  |  |  | 0% | [5 empty] | 36.29% | 9.525% | 45.82% | 2 | 46.83% | 0% | 0% | 1 | 68.27% | 0% | 0% | 2 | 88.48% | 0% | 0% | 3 | 97.91% | 0% | 0% | 5 | 71.93% | 0% | 0% | 3 | 2.169% | 0% | 0% | 1
7 | Wyandotte | Northern_California | 0 | 0 | 0 | 0% | 0% | 1 |  |  |  |  | 0% | [5 empty] | 0% | 0% | 0% | 1 | 0% | 0% | 0% | 1 | 0% | 0% | 0% | 1 | 0% | 0% | 0% | 1 | 0% | 0% | 0% | 1 | 0% | 0% | 0% | 1 | 0% | 0% | 0% | 1 | 0% | 0% | 1 |  |  |  |  | 0% | [5 empty] | 0% | 0% | 0% | 1 | 0% | 0% | 0% | 1 | 0% | 0% | 0% | 1 | 0% | 0% | 0% | 1 | 0% | 0% | 0% | 1 | 0% | 0% | 0% | 1 | 0% | 0% | 0% | 1 | 0% | 0% | 1 |  |  |  |  | 0% | [5 empty] | 0% | 0% | 0% | 1 | 64.35% | 0% | 0% | 2 | 33.67% | 0% | 0% | 1 | 96.03% | 0% | 0% | 5 | 100% | 0% | 0% | 5 | 65.44% | 0% | 0% | 2 | 0% | 0% | 0% | 1 | 0% | 0% | 1 |  |  |  |  | 0% | [5 empty] | 33.75% | 7.684% | 41.43% | 2 | 43.62% | 0% | 0% | 1 | 70.89% | 0% | 0% | 3 | 88.27% | 0% | 0% | 3 | 98.44% | 0% | 0% | 5 | 71.84% | 0% | 0% | 3 | 2.117% | 0% | 0% | 1
8 | Cortina | Northern_California | 101 | 4040 | 0 | 10686% | 155.1% | 5 |  |  |  |  | 0% | [5 empty] | 6.663% | 93.34% | 100% | 5 | 11.78% | 174.9% | 560.8% | 5 | 15.27% | 182.1% | 455.4% | 5 | 16.64% | 185.1% | 426.2% | 5 | 22.13% | 198.1% | 345.3% | 5 | 97.77% | 6931% | 155.5% | 5 | 0% | 154.3% | 999.9% | 5 | 9761% | 47.84% | 5 |  |  |  |  | 0% | [5 empty] | 2.772% | 97.22% | 99.99% | 5 | 35.17% | 74.2% | 0% | 3 | 23.18% | 62.62% | 0% | 3 | 20.68% | 60.64% | 0% | 3 | 54.12% | 104.8% | 4.097% | 4 | 97.31% | 1786% | 46.66% | 5 | 0.3984% | 48.29% | 0% | 2 | 9357% | 21.29% | 5 |  |  |  |  | 0.01325% | [5 empty] | 3.846% | 96.11% | 99.96% | 5 | 47.51% | 40.91% | 0% | 2 | 15.92% | 25.54% | 0% | 2 | 22.62% | 27.75% | 0% | 2 | 64.88% | 61.14% | 0% | 3 | 97.49% | 854.1% | 19.45% | 5 | 0.3511% | 21.55% | 0% | 2 | 377.9% | 5.78% | 4 |  |  |  |  | 2.116% | [5 empty] | 38.63% | 57.93% | 96.56% | 5 | 68.8% | 24.68% | 0% | 2 | 12.88% | 8.838% | 0% | 1 | 21.83% | 9.849% | 0% | 1 | 77.07% | 33.58% | 0% | 3 | 82.21% | 43.29% | 0% | 3 | 0.7942% | 7.761% | 0% | 1
9 | Etiwanda | Greater_Kramer | 0 | 0 | 0 | 0% | 0% | 1 |  |  |  |  | 0% | [5 empty] | 0% | 100% | 100% | 5 | 100% | 0% | 0% | 5 | 0% | 0% | 0% | 1 | 9.427% | 0% | 0% | 1 | 100% | 0% | 0% | 5 | 68.53% | 0% | 0% | 2 | 0.1916% | 0% | 0% | 1 | 0% | 0% | 1 |  |  |  |  | 0% | [5 empty] | 22.04% | 76.11% | 98.16% | 5 | 100% | 0% | 0% | 5 | 39.88% | 0% | 0% | 1 | 29.08% | 0% | 0% | 1 | 100% | 0% | 0% | 5 | 48.28% | 0% | 0% | 1 | 0.1751% | 0% | 0% | 1 | 0% | 0% | 1 |  |  |  |  | 0% | [5 empty] | 49.84% | 37.5% | 87.35% | 5 | 62.13% | 0% | 0% | 2 | 62.65% | 0% | 0% | 2 | 59.76% | 0% | 0% | 2 | 98.72% | 0% | 0% | 5 | 46.52% | 0% | 0% | 1 | 0.6282% | 0% | 0% | 1 | 0% | 0% | 1 |  |  |  |  | 0% | [5 empty] | 39.64% | 34.29% | 73.92% | 5 | 58.34% | 0% | 0% | 2 | 51.42% | 0% | 0% | 2 | 55.48% | 0% | 0% | 2 | 92.58% | 0% | 0% | 4 | 48.83% | 0% | 0% | 1 | 0.5512% | 0% | 0% | 1
10 | Brentwood | Solano | 0 | 0 | 0 | 0% | 0% | 1 |  |  |  |  | 0.6555% | [5 empty] | 86.67% | 0.1052% | 86.77% | 5 | 62.94% | 0% | 0% | 2 | 62.7% | 0% | 0% | 2 | 72.59% | 0% | 0% | 3 | 95.71% | 0% | 0% | 5 | 31.95% | 0% | 0% | 1 | 6.404% | 0% | 0% | 1 | 0% | 0% | 1 |  |  |  |  | 6.724% | [5 empty] | 57.23% | 0.1948% | 57.43% | 3 | 43.41% | 0% | 0% | 1 | 56.78% | 0% | 0% | 2 | 63.44% | 0% | 0% | 2 | 74.64% | 0% | 0% | 3 | 10.88% | 0% | 0% | 1 | 9.876% | 0% | 0% | 1 | 0% | 0% | 1 |  |  |  |  | 6.953% | [5 empty] | 64.02% | 0.1003% | 64.12% | 3 | 43.13% | 0% | 0% | 1 | 50.83% | 0% | 0% | 2 | 55.61% | 0% | 0% | 2 | 65.62% | 0% | 0% | 2 | 13.24% | 0% | 0% | 1 | 11.46% | 0% | 0% | 1 | 0% | 0% | 1 |  |  |  |  | 14.6% | [5 empty] | 57.37% | 0.8744% | 58.24% | 3 | 34.08% | 0% | 0% | 1 | 43.77% | 0% | 0% | 1 | 45.73% | 0% | 0% | 1 | 60.97% | 0% | 0% | 2 | 13.53% | 0% | 0% | 1 | 17.92% | 0% | 0% | 1
11 | Clayton | Solano | 0 | 0 | 0 | 0% | 0% | 1 |  |  |  |  | 0% | [5 empty] | 57.98% | 0% | 57.98% | 3 | 69.03% | 0% | 0% | 2 | 85.25% | 0% | 0% | 3 | 65.91% | 0% | 0% | 2 | 90.42% | 0% | 0% | 4 | 28.13% | 0% | 0% | 1 | 42.15% | 0% | 0% | 1 | 0% | 0% | 1 |  |  |  |  | 0.007229% | [5 empty] | 54.81% | 0.3023% | 55.11% | 3 | 32.83% | 0% | 0% | 1 | 52.72% | 0% | 0% | 2 | 37.95% | 0% | 0% | 1 | 61.11% | 0% | 0% | 2 | 12.07% | 0% | 0% | 1 | 30.8% | 0% | 0% | 1 | 0% | 0% | 1 |  |  |  |  | 0.5721% | [5 empty] | 63.98% | 0.1372% | 64.12% | 3 | 25.55% | 0% | 0% | 1 | 44.61% | 0% | 0% | 1 | 43.14% | 0% | 0% | 1 | 61.88% | 0% | 0% | 2 | 10.64% | 0% | 0% | 1 | 18.98% | 0% | 0% | 1 | 0% | 0% | 1 |  |  |  |  | 12.39% | [5 empty] | 60% | 0.06015% | 60.06% | 3 | 34.54% | 0% | 0% | 1 | 43.33% | 0% | 0% | 1 | 46.11% | 0% | 0% | 1 | 63.66% | 0% | 0% | 2 | 13.41% | 0% | 0% | 1 | 17.54% | 0% | 0% | 1
12 | Contra Costa | Solano | 0 | 0 | 15 | 0% | 0% | 1 |  |  |  |  | 2.297% | [5 empty] | 55.85% | 0% | 55.85% | 3 | 23.48% | 0% | 0% | 1 | 46.99% | 0% | 0% | 1 | 40.87% | 0% | 0% | 1 | 50.69% | 0% | 0% | 2 | 7.808% | 0% | 0% | 1 | 19.02% | 0% | 0% | 1 | 0% | 0% | 1 |  |  |  |  | 6.856% | [5 empty] | 54.23% | 0.1321% | 54.36% | 3 | 18.44% | 0% | 0% | 1 | 41.32% | 0% | 0% | 1 | 39.61% | 0% | 0% | 1 | 52.14% | 0% | 0% | 2 | 4.582% | 0% | 0% | 1 | 18.35% | 0% | 0% | 1 | 0% | 0% | 1 |  |  |  |  | 11.7% | [5 empty] | 56.51% | 0.08509% | 56.59% | 3 | 26.07% | 0% | 0% | 1 | 40.05% | 0% | 0% | 1 | 40.74% | 0% | 0% | 1 | 57.33% | 0% | 0% | 2 | 6.746% | 0% | 0% | 1 | 20.68% | 0% | 0% | 1 | 0% | 0% | 1 |  |  |  |  | 16.66% | [5 empty] | 58.28% | 0.2583% | 58.54% | 3 | 33.07% | 0% | 0% | 1 | 40.28% | 0% | 0% | 1 | 43.72% | 0% | 0% | 1 | 59.32% | 0% | 0% | 2 | 13.14% | 0% | 0% | 1 | 17.12% | 0% | 0% | 1
13 | Pittsburg | Solano | 0 | 0 | 0 | 0% | 0% | 1 |  |  |  |  | 0.006869% | [5 empty] | 61.4% | 0% | 61.4% | 3 | 26.52% | 0% | 0% | 1 | 43.31% | 0% | 0% | 1 | 34.68% | 0% | 0% | 1 | 53.43% | 0% | 0% | 2 | 3.944% | 0% | 0% | 1 | 25.66% | 0% | 0% | 1 | 0% | 0% | 1 |  |  |  |  | 3.039% | [5 empty] | 61.61% | 0% | 61.61% | 3 | 18.54% | 0% | 0% | 1 | 44.61% | 0% | 0% | 1 | 41.31% | 0% | 0% | 1 | 56.2% | 0% | 0% | 2 | 7.021% | 0% | 0% | 1 | 23.28% | 0% | 0% | 1 | 0% | 0% | 1 |  |  |  |  | 11.12% | [5 empty] | 54.5% | 0.0864% | 54.58% | 3 | 19.62% | 0% | 0% | 1 | 40.85% | 0% | 0% | 1 | 39.53% | 0% | 0% | 1 | 56.14% | 0% | 0% | 2 | 8.059% | 0% | 0% | 1 | 22.02% | 0% | 0% | 1 | 0% | 0% | 1 |  |  |  |  | 16.91% | [5 empty] | 56.13% | 0.05344% | 56.18% | 3 | 31.23% | 0% | 0% | 1 | 36.33% | 0% | 0% | 1 | 39.99% | 0% | 0% | 1 | 58.01% | 0% | 0% | 2 | 11.57% | 0% | 0% | 1 | 17.49% | 0% | 0% | 1
14 | San Bernardino | Greater_Kramer | 0 | 0 | 0 | 0% | 0% | 1 |  |  |  |  | 0% | [5 empty] | 0.9504% | 99.05% | 100% | 5 | 100% | 0% | 0% | 5 | 93.39% | 0% | 0% | 4 | 100% | 0% | 0% | 5 | 100% | 0% | 0% | 5 | 9.668% | 0% | 0% | 1 | 0% | 0% | 0% | 1 | 0% | 0% | 1 |  |  |  |  | 0% | [5 empty] | 47.22% | 52.32% | 99.54% | 5 | 93.16% | 0% | 0% | 4 | 6.202% | 0% | 0% | 1 | 62.9% | 0% | 0% | 2 | 96.57% | 0% | 0% | 5 | 69.85% | 0% | 0% | 2 | 3.459% | 0% | 0% | 1 | 0% | 0% | 1 |  |  |  |  | 0% | [5 empty] | 32.18% | 65.05% | 97.23% | 5 | 81.17% | 0% | 0% | 3 | 30.8% | 0% | 0% | 1 | 46.5% | 0% | 0% | 1 | 92.6% | 0% | 0% | 4 | 69.74% | 0% | 0% | 2 | 0.8667% | 0% | 0% | 1 | 0% | 0% | 1 |  |  |  |  | 0% | [5 empty] | 30.56% | 33.07% | 63.63% | 5 | 39.01% | 0% | 0% | 1 | 47.94% | 0% | 0% | 1 | 59.53% | 0% | 0% | 2 | 83.48% | 0% | 0% | 3 | 43.29% | 0% | 0% | 1 | 0.3773% | 0% | 0% | 1
15 | Placerville | El_Dorado_Mariposa | 0 | 0 | 0 | 0% | 0% | 1 |  |  |  |  | 0% | [5 empty] | 0% | 0% | 0% | 1 | 0% | 0% | 0% | 1 | 0% | 0% | 0% | 1 | 0% | 0% | 0% | 1 | 0% | 0% | 0% | 1 | 0% | 0% | 0% | 1 | 0% | 0% | 0% | 1 | 0% | 0% | 1 |  |  |  |  | 0% | [5 empty] | 0% | 0% | 0% | 1 | 0% | 0% | 0% | 1 | 0% | 0% | 0% | 1 | 0% | 0% | 0% | 1 | 0% | 0% | 0% | 1 | 0% | 0% | 0% | 1 | 0% | 0% | 0% | 1 | 0% | 0% | 1 |  |  |  |  | 0% | [5 empty] | 0% | 0% | 0% | 1 | 0% | 0% | 0% | 1 | 0% | 0% | 0% | 1 | 0% | 0% | 0% | 1 | 0% | 0% | 0% | 1 | 0% | 0% | 0% | 1 | 0% | 0% | 0% | 1 | 0% | 0% | 1 |  |  |  |  | 0% | [5 empty] | 82.29% | 0% | 82.29% | 5 | 1.054% | 0% | 0% | 1 | 8.678% | 0% | 0% | 1 | 0% | 0% | 0% | 1 | 9.732% | 0% | 0% | 1 | 72.49% | 0% | 0% | 3 | 4.071% | 0% | 0% | 1
16 | Cantua | Central_Valley_North_Los_Banos | 0 | 0 | 0 | 0% | 0% | 1 |  |  |  |  | 0% | [5 empty] | 41.2% | 53.89% | 95.09% | 5 | 100% | 0% | 0% | 5 | 0% | 0% | 0% | 1 | 0% | 0% | 0% | 1 | 100% | 0% | 0% | 5 | 64.18% | 0% | 0% | 2 | 0% | 0% | 0% | 1 | 0% | 0% | 1 |  |  |  |  | 0% | [5 empty] | 64.6% | 28.63% | 93.23% | 5 | 100% | 0% | 0% | 5 | 0% | 0% | 0% | 1 | 10.12% | 0% | 0% | 1 | 100% | 0% | 0% | 5 | 73% | 0% | 0% | 3 | 0% | 0% | 0% | 1 | 0% | 0% | 1 |  |  |  |  | 0% | [5 empty] | 64.6% | 28.63% | 93.23% | 5 | 100% | 0% | 0% | 5 | 0% | 0% | 0% | 1 | 10.12% | 0% | 0% | 1 | 100% | 0% | 0% | 5 | 73% | 0% | 0% | 3 | 0% | 0% | 0% | 1 | 0% | 0% | 1 |  |  |  |  | 0% | [5 empty] | 34.39% | 62.01% | 96.39% | 5 | 84% | 0% | 0% | 3 | 15.7% | 0% | 0% | 1 | 21.38% | 0% | 0% | 1 | 100% | 0% | 0% | 5 | 85.63% | 0% | 0% | 3 | 0% | 0% | 0% | 1
17 | Cheney | Central_Valley_North_Los_Banos | 0 | 0 | 0 | 0% | 0% | 1 |  |  |  |  | 0% | [5 empty] | 0% | 0% | 0% | 1 | 0% | 0% | 0% | 1 | 0% | 0% | 0% | 1 | 0% | 0% | 0% | 1 | 0% | 0% | 0% | 1 | 0% | 0% | 0% | 1 | 0% | 0% | 0% | 1 | 0% | 0% | 1 |  |  |  |  | 0% | [5 empty] | 0% | 0% | 0% | 1 | 0% | 0% | 0% | 1 | 0% | 0% | 0% | 1 | 0% | 0% | 0% | 1 | 0% | 0% | 0% | 1 | 0% | 0% | 0% | 1 | 0% | 0% | 0% | 1 | 0% | 0% | 1 |  |  |  |  | 0% | [5 empty] | 0% | 0% | 0% | 1 | 0% | 0% | 0% | 1 | 0% | 0% | 0% | 1 | 0% | 0% | 0% | 1 | 0% | 0% | 0% | 1 | 0% | 0% | 0% | 1 | 0% | 0% | 0% | 1 | 0% | 0% | 1 |  |  |  |  | 0% | [5 empty] | 24.46% | 75.1% | 99.56% | 5 | 91.37% | 0% | 0% | 4 | 7.437% | 0% | 0% | 1 | 14.57% | 0% | 0% | 1 | 93.28% | 0% | 0% | 4 | 97.62% | 0% | 0% | 5 | 0.0309% | 0% | 0% | 1
18 | Gates | Central_Valley_North_Los_Banos | 0 | 0 | 0 | 0% | 0% | 1 |  |  |  |  | 0% | [5 empty] | 0% | 0% | 0% | 1 | 0% | 0% | 0% | 1 | 0% | 0% | 0% | 1 | 0% | 0% | 0% | 1 | 0% | 0% | 0% | 1 | 0% | 0% | 0% | 1 | 0% | 0% | 0% | 1 | 0% | 0% | 1 |  |  |  |  | 0% | [5 empty] | 79.59% | 0% | 79.59% | 5 | 100% | 0% | 0% | 5 | 0% | 0% | 0% | 1 | 36.28% | 0% | 0% | 1 | 100% | 0% | 0% | 5 | 65.64% | 0% | 0% | 2 | 0% | 0% | 0% | 1 | 0% | 0% | 1 |  |  |  |  | 0% | [5 empty] | 83.99% | 13.02% | 97.01% | 5 | 77.38% | 0% | 0% | 3 | 0% | 0% | 0% | 1 | 6.516% | 0% | 0% | 1 | 77.38% | 0% | 0% | 3 | 81.98% | 0% | 0% | 3 | 0.03332% | 0% | 0% | 1 | 0% | 0% | 1 |  |  |  |  | 0% | [5 empty] | 93.9% | 4.626% | 98.53% | 5 | 70.69% | 0% | 0% | 3 | 8.685% | 0% | 0% | 1 | 25.75% | 0% | 0% | 1 | 73.09% | 0% | 0% | 3 | 84.58% | 0% | 0% | 3 | 0.006728% | 0% | 0% | 1
19 | Helm | Central_Valley_North_Los_Banos | 0 | 0 | 0 | 0% | 0% | 1 |  |  |  |  | 0% | [5 empty] | 0% | 0% | 0% | 1 | 0% | 0% | 0% | 1 | 0% | 0% | 0% | 1 | 0% | 0% | 0% | 1 | 0% | 0% | 0% | 1 | 0% | 0% | 0% | 1 | 0% | 0% | 0% | 1 | 0% | 0% | 1 |  |  |  |  | 0% | [5 empty] | 0% | 0% | 0% | 1 | 0% | 0% | 0% | 1 | 0% | 0% | 0% | 1 | 0% | 0% | 0% | 1 | 0% | 0% | 0% | 1 | 0% | 0% | 0% | 1 | 0% | 0% | 0% | 1 | 0% | 0% | 1 |  |  |  |  | 0% | [5 empty] | 0% | 0% | 0% | 1 | 0% | 0% | 0% | 1 | 0% | 0% | 0% | 1 | 0% | 0% | 0% | 1 | 0% | 0% | 0% | 1 | 0% | 0% | 0% | 1 | 0% | 0% | 0% | 1 | 0% | 0% | 1 |  |  |  |  | 0% | [5 empty] | 64.6% | 28.63% | 93.23% | 5 | 100% | 0% | 0% | 5 | 0% | 0% | 0% | 1 | 10.12% | 0% | 0% | 1 | 100% | 0% | 0% | 5 | 73% | 0% | 0% | 3 | 0% | 0% | 0% | 1
20 | Kearney | Central_Valley_North_Los_Banos | 0 | 0 | 0 | 0% | 0% | 1 |  |  |  |  | 0% | [5 empty] | 0% | 0% | 0% | 1 | 0% | 0% | 0% | 1 | 0% | 0% | 0% | 1 | 0% | 0% | 0% | 1 | 0% | 0% | 0% | 1 | 0% | 0% | 0% | 1 | 0% | 0% | 0% | 1 | 0% | 0% | 1 |  |  |  |  | 0% | [5 empty] | 0% | 0% | 0% | 1 | 0% | 0% | 0% | 1 | 0% | 0% | 0% | 1 | 0% | 0% | 0% | 1 | 0% | 0% | 0% | 1 | 0% | 0% | 0% | 1 | 0% | 0% | 0% | 1 | 0% | 0% | 1 |  |  |  |  | 0% | [5 empty] | 0% | 0% | 0% | 1 | 0% | 0% | 0% | 1 | 0% | 0% | 0% | 1 | 0% | 0% | 0% | 1 | 0% | 0% | 0% | 1 | 0% | 0% | 0% | 1 | 0% | 0% | 0% | 1 | 0% | 0% | 1 |  |  |  |  | 0% | [5 empty] | 0% | 0% | 0% | 1 | 0% | 0% | 0% | 1 | 0% | 0% | 0% | 1 | 0% | 0% | 0% | 1 | 0% | 0% | 0% | 1 | 0% | 0% | 0% | 1 | 0% | 0% | 0% | 1
21 | Kingsburg | Central_Valley_North_Los_Banos | 0 | 0 | 0 | 0% | 0% | 1 |  |  |  |  | 0% | [5 empty] | 0% | 0% | 0% | 1 | 0% | 0% | 0% | 1 | 0% | 0% | 0% | 1 | 0% | 0% | 0% | 1 | 0% | 0% | 0% | 1 | 0% | 0% | 0% | 1 | 0% | 0% | 0% | 1 | 0% | 0% | 1 |  |  |  |  | 0% | [5 empty] | 0% | 0% | 0% | 1 | 0% | 0% | 0% | 1 | 0% | 0% | 0% | 1 | 0% | 0% | 0% | 1 | 0% | 0% | 0% | 1 | 0% | 0% | 0% | 1 | 0% | 0% | 0% | 1 | 0% | 0% | 1 |  |  |  |  | 0% | [5 empty] | 0% | 0% | 0% | 1 | 0% | 0% | 0% | 1 | 0% | 0% | 0% | 1 | 0% | 0% | 0% | 1 | 0% | 0% | 0% | 1 | 0% | 0% | 0% | 1 | 0% | 0% | 0% | 1 | 0% | 0% | 1 |  |  |  |  | 0% | [5 empty] | 0% | 0% | 0% | 1 | 0% | 0% | 0% | 1 | 0% | 0% | 0% | 1 | 0% | 0% | 0% | 1 | 0% | 0% | 0% | 1 | 0% | 0% | 0% | 1 | 0% | 0% | 0% | 1
22 | Malaga | Central_Valley_North_Los_Banos | 0 | 0 | 0 | 0% | 0% | 1 |  |  |  |  | 0% | [5 empty] | 0% | 0% | 0% | 1 | 0% | 0% | 0% | 1 | 0% | 0% | 0% | 1 | 0% | 0% | 0% | 1 | 0% | 0% | 0% | 1 | 0% | 0% | 0% | 1 | 0% | 0% | 0% | 1 | 0% | 0% | 1 |  |  |  |  | 0% | [5 empty] | 0% | 0% | 0% | 1 | 0% | 0% | 0% | 1 | 0% | 0% | 0% | 1 | 0% | 0% | 0% | 1 | 0% | 0% | 0% | 1 | 0% | 0% | 0% | 1 | 0% | 0% | 0% | 1 | 0% | 0% | 1 |  |  |  |  | 0% | [5 empty] | 0% | 0% | 0% | 1 | 0% | 0% | 0% | 1 | 0% | 0% | 0% | 1 | 0% | 0% | 0% | 1 | 0% | 0% | 0% | 1 | 0% | 0% | 0% | 1 | 0% | 0% | 0% | 1 | 0% | 0% | 1 |  |  |  |  | 0% | [5 empty] | 0% | 0% | 0% | 1 | 0% | 0% | 0% | 1 | 0% | 0% | 0% | 1 | 0% | 0% | 0% | 1 | 0% | 0% | 0% | 1 | 0% | 0% | 0% | 1 | 0% | 0% | 0% | 1
23 | McCall | Central_Valley_North_Los_Banos | 0 | 0 | 0 | 0% | 0% | 1 |  |  |  |  | 0% | [5 empty] | 0% | 0% | 0% | 1 | 0% | 0% | 0% | 1 | 0% | 0% | 0% | 1 | 0% | 0% | 0% | 1 | 0% | 0% | 0% | 1 | 0% | 0% | 0% | 1 | 0% | 0% | 0% | 1 | 0% | 0% | 1 |  |  |  |  | 0% | [5 empty] | 0% | 0% | 0% | 1 | 0% | 0% | 0% | 1 | 0% | 0% | 0% | 1 | 0% | 0% | 0% | 1 | 0% | 0% | 0% | 1 | 0% | 0% | 0% | 1 | 0% | 0% | 0% | 1 | 0% | 0% | 1 |  |  |  |  | 0% | [5 empty] | 0% | 0% | 0% | 1 | 0% | 0% | 0% | 1 | 0% | 0% | 0% | 1 | 0% | 0% | 0% | 1 | 0% | 0% | 0% | 1 | 0% | 0% | 0% | 1 | 0% | 0% | 0% | 1 | 0% | 0% | 1 |  |  |  |  | 0% | [5 empty] | 0% | 0% | 0% | 1 | 0% | 0% | 0% | 1 | 0% | 0% | 0% | 1 | 0% | 0% | 0% | 1 | 0% | 0% | 0% | 1 | 0% | 0% | 0% | 1 | 0% | 0% | 0% | 1
24 | Mc Mullin | Central_Valley_North_Los_Banos | 0 | 0 | 0 | 0% | 0% | 1 |  |  |  |  | 0% | [5 empty] | 0% | 0% | 0% | 1 | 0% | 0% | 0% | 1 | 0% | 0% | 0% | 1 | 0% | 0% | 0% | 1 | 0% | 0% | 0% | 1 | 0% | 0% | 0% | 1 | 0% | 0% | 0% | 1 | 0% | 0% | 1 |  |  |  |  | 0% | [5 empty] | 0% | 0% | 0% | 1 | 0% | 0% | 0% | 1 | 0% | 0% | 0% | 1 | 0% | 0% | 0% | 1 | 0% | 0% | 0% | 1 | 0% | 0% | 0% | 1 | 0% | 0% | 0% | 1 | 0% | 0% | 1 |  |  |  |  | 0% | [5 empty] | 0% | 0% | 0% | 1 | 0% | 0% | 0% | 1 | 0% | 0% | 0% | 1 | 0% | 0% | 0% | 1 | 0% | 0% | 0% | 1 | 0% | 0% | 0% | 1 | 0% | 0% | 0% | 1 | 0% | 0% | 1 |  |  |  |  | 0% | [5 empty] | 88.64% | 0% | 88.64% | 5 | 100% | 0% | 0% | 5 | 0% | 0% | 0% | 1 | 16.96% | 0% | 0% | 1 | 100% | 0% | 0% | 5 | 54.72% | 0% | 0% | 2 | 0% | 0% | 0% | 1
25 | Mendota | Central_Valley_North_Los_Banos | 0 | 0 | 0 | 0% | 0% | 1 |  |  |  |  | 0% | [5 empty] | 0% | 0% | 0% | 1 | 0% | 0% | 0% | 1 | 0% | 0% | 0% | 1 | 0% | 0% | 0% | 1 | 0% | 0% | 0% | 1 | 0% | 0% | 0% | 1 | 0% | 0% | 0% | 1 | 0% | 0% | 1 |  |  |  |  | 0% | [5 empty] | 0% | 0% | 0% | 1 | 0% | 0% | 0% | 1 | 0% | 0% | 0% | 1 | 0% | 0% | 0% | 1 | 0% | 0% | 0% | 1 | 0% | 0% | 0% | 1 | 0% | 0% | 0% | 1 | 0% | 0% | 1 |  |  |  |  | 0% | [5 empty] | 0% | 0% | 0% | 1 | 0% | 0% | 0% | 1 | 0% | 0% | 0% | 1 | 0% | 0% | 0% | 1 | 0% | 0% | 0% | 1 | 0% | 0% | 0% | 1 | 0% | 0% | 0% | 1 | 0% | 0% | 1 |  |  |  |  | 0% | [5 empty] | 32.2% | 67.58% | 99.78% | 5 | 91.4% | 0% | 0% | 4 | 0.1396% | 0% | 0% | 1 | 1.081% | 0% | 0% | 1 | 91.4% | 0% | 0% | 4 | 98.11% | 0% | 0% | 5 | 0.06145% | 0% | 0% | 1
26 | Oro Loma | Central_Valley_North_Los_Banos | 0 | 0 | 0 | 0% | 0% | 1 |  |  |  |  | 0% | [5 empty] | 0% | 0% | 0% | 1 | 0% | 0% | 0% | 1 | 0% | 0% | 0% | 1 | 0% | 0% | 0% | 1 | 0% | 0% | 0% | 1 | 0% | 0% | 0% | 1 | 0% | 0% | 0% | 1 | 0% | 0% | 1 |  |  |  |  | 0% | [5 empty] | 0% | 0% | 0% | 1 | 0% | 0% | 0% | 1 | 0% | 0% | 0% | 1 | 0% | 0% | 0% | 1 | 0% | 0% | 0% | 1 | 0% | 0% | 0% | 1 | 0% | 0% | 0% | 1 | 0% | 0% | 1 |  |  |  |  | 0% | [5 empty] | 50.56% | 49.44% | 100% | 5 | 85.22% | 0% | 0% | 3 | 0.3417% | 0% | 0% | 1 | 0.3417% | 0% | 0% | 1 | 85.22% | 0% | 0% | 3 | 100% | 0% | 0% | 5 | 0.1504% | 0% | 0% | 1 | 0% | 0% | 1 |  |  |  |  | 0% | [5 empty] | 46.47% | 53.41% | 99.88% | 5 | 95.87% | 0% | 0% | 5 | 0.1249% | 0% | 0% | 1 | 3.3% | 0% | 0% | 1 | 95.87% | 0% | 0% | 5 | 99.14% | 0% | 0% | 5 | 0.03966% | 0% | 0% | 1
27 | Panoche | Central_Valley_North_Los_Banos | 0 | 0 | 0 | 0% | 0% | 1 |  |  |  |  | 0% | [5 empty] | 0% | 0% | 0% | 1 | 0% | 0% | 0% | 1 | 0% | 0% | 0% | 1 | 0% | 0% | 0% | 1 | 0% | 0% | 0% | 1 | 0% | 0% | 0% | 1 | 0% | 0% | 0% | 1 | 0% | 0% | 1 |  |  |  |  | 0% | [5 empty] | 0% | 0% | 0% | 1 | 0% | 0% | 0% | 1 | 0% | 0% | 0% | 1 | 0% | 0% | 0% | 1 | 0% | 0% | 0% | 1 | 0% | 0% | 0% | 1 | 0% | 0% | 0% | 1 | 0% | 0% | 1 |  |  |  |  | 0% | [5 empty] | 76.92% | 23.08% | 100% | 5 | 100% | 0% | 0% | 5 | 2.343% | 0% | 0% | 1 | 2.343% | 0% | 0% | 1 | 100% | 0% | 0% | 5 | 100% | 0% | 0% | 5 | 0% | 0% | 0% | 1 | 0% | 0% | 1 |  |  |  |  | 0% | [5 empty] | 29% | 70.62% | 99.61% | 5 | 85.6% | 0% | 0% | 3 | 6.557% | 0% | 0% | 1 | 18.27% | 0% | 0% | 1 | 92.69% | 0% | 0% | 4 | 97.9% | 0% | 0% | 5 | 0.02724% | 0% | 0% | 1
28 | Reedley | Central_Valley_North_Los_Banos | 0 | 0 | 0 | 0% | 0% | 1 |  |  |  |  | 0% | [5 empty] | 0% | 0% | 0% | 1 | 0% | 0% | 0% | 1 | 0% | 0% | 0% | 1 | 0% | 0% | 0% | 1 | 0% | 0% | 0% | 1 | 0% | 0% | 0% | 1 | 0% | 0% | 0% | 1 | 0% | 0% | 1 |  |  |  |  | 0% | [5 empty] | 0% | 0% | 0% | 1 | 0% | 0% | 0% | 1 | 0% | 0% | 0% | 1 | 0% | 0% | 0% | 1 | 0% | 0% | 0% | 1 | 0% | 0% | 0% | 1 | 0% | 0% | 0% | 1 | 0% | 0% | 1 |  |  |  |  | 0% | [5 empty] | 0% | 0% | 0% | 1 | 0% | 0% | 0% | 1 | 0% | 0% | 0% | 1 | 0% | 0% | 0% | 1 | 0% | 0% | 0% | 1 | 0% | 0% | 0% | 1 | 0% | 0% | 0% | 1 | 0% | 0% | 1 |  |  |  |  | 0% | [5 empty] | 0% | 0% | 0% | 1 | 0% | 0% | 0% | 1 | 0% | 0% | 0% | 1 | 0% | 0% | 0% | 1 | 0% | 0% | 0% | 1 | 0% | 0% | 0% | 1 | 0% | 0% | 0% | 1
29 | Sanger | Central_Valley_North_Los_Banos | 0 | 0 | 0 | 0% | 0% | 1 |  |  |  |  | 0% | [5 empty] | 0% | 0% | 0% | 1 | 0% | 0% | 0% | 1 | 0% | 0% | 0% | 1 | 0% | 0% | 0% | 1 | 0% | 0% | 0% | 1 | 0% | 0% | 0% | 1 | 0% | 0% | 0% | 1 | 0% | 0% | 1 |  |  |  |  | 0% | [5 empty] | 0% | 0% | 0% | 1 | 0% | 0% | 0% | 1 | 0% | 0% | 0% | 1 | 0% | 0% | 0% | 1 | 0% | 0% | 0% | 1 | 0% | 0% | 0% | 1 | 0% | 0% | 0% | 1 | 0% | 0% | 1 |  |  |  |  | 0% | [5 empty] | 0% | 0% | 0% | 1 | 0% | 0% | 0% | 1 | 0% | 0% | 0% | 1 | 0% | 0% | 0% | 1 | 0% | 0% | 0% | 1 | 0% | 0% | 0% | 1 | 0% | 0% | 0% | 1 | 0% | 0% | 1 |  |  |  |  | 0% | [5 empty] | 0% | 0% | 0% | 1 | 0% | 0% | 0% | 1 | 0% | 0% | 0% | 1 | 0% | 0% | 0% | 1 | 0% | 0% | 0% | 1 | 0% | 0% | 0% | 1 | 0% | 0% | 0% | 1
30 | Schindler | Central_Valley_North_Los_Banos | 0 | 0 | 0 | 0% | 0% | 1 |  |  |  |  | 0% | [5 empty] | 0% | 0% | 0% | 1 | 0% | 0% | 0% | 1 | 0% | 0% | 0% | 1 | 0% | 0% | 0% | 1 | 0% | 0% | 0% | 1 | 0% | 0% | 0% | 1 | 0% | 0% | 0% | 1 | 0% | 0% | 1 |  |  |  |  | 0% | [5 empty] | 88.45% | 0% | 88.45% | 5 | 100% | 0% | 0% | 5 | 0% | 0% | 0% | 1 | 17.25% | 0% | 0% | 1 | 100% | 0% | 0% | 5 | 53.97% | 0% | 0% | 2 | 0% | 0% | 0% | 1 | 0% | 0% | 1 |  |  |  |  | 0% | [5 empty] | 64.6% | 28.63% | 93.23% | 5 | 100% | 0% | 0% | 5 | 0% | 0% | 0% | 1 | 10.12% | 0% | 0% | 1 | 100% | 0% | 0% | 5 | 73% | 0% | 0% | 3 | 0% | 0% | 0% | 1 | 0% | 0% | 1 |  |  |  |  | 0% | [5 empty] | 64.6% | 28.63% | 93.23% | 5 | 100% | 0% | 0% | 5 | 0% | 0% | 0% | 1 | 10.12% | 0% | 0% | 1 | 100% | 0% | 0% | 5 | 73% | 0% | 0% | 3 | 0% | 0% | 0% | 1
31 | Wahtoke | Central_Valley_North_Los_Banos | 0 | 0 | 0 | 0% | 0% | 1 |  |  |  |  | 0% | [5 empty] | 0% | 0% | 0% | 1 | 0% | 0% | 0% | 1 | 0% | 0% | 0% | 1 | 0% | 0% | 0% | 1 | 0% | 0% | 0% | 1 | 0% | 0% | 0% | 1 | 0% | 0% | 0% | 1 | 0% | 0% | 1 |  |  |  |  | 0% | [5 empty] | 0% | 0% | 0% | 1 | 0% | 0% | 0% | 1 | 0% | 0% | 0% | 1 | 0% | 0% | 0% | 1 | 0% | 0% | 0% | 1 | 0% | 0% | 0% | 1 | 0% | 0% | 0% | 1 | 0% | 0% | 1 |  |  |  |  | 0% | [5 empty] | 0% | 0% | 0% | 1 | 0% | 0% | 0% | 1 | 0% | 0% | 0% | 1 | 0% | 0% | 0% | 1 | 0% | 0% | 0% | 1 | 0% | 0% | 0% | 1 | 0% | 0% | 0% | 1 | 0% | 0% | 1 |  |  |  |  | 0% | [5 empty] | 0% | 0% | 0% | 1 | 0% | 0% | 0% | 1 | 0% | 0% | 0% | 1 | 0% | 0% | 0% | 1 | 0% | 0% | 0% | 1 | 0% | 0% | 0% | 1 | 0% | 0% | 0% | 1
32 | West Fresno | Central_Valley_North_Los_Banos | 0 | 0 | 0 | 0% | 0% | 1 |  |  |  |  | 0% | [5 empty] | 0% | 0% | 0% | 1 | 0% | 0% | 0% | 1 | 0% | 0% | 0% | 1 | 0% | 0% | 0% | 1 | 0% | 0% | 0% | 1 | 0% | 0% | 0% | 1 | 0% | 0% | 0% | 1 | 0% | 0% | 1 |  |  |  |  | 0% | [5 empty] | 0% | 0% | 0% | 1 | 0% | 0% | 0% | 1 | 0% | 0% | 0% | 1 | 0% | 0% | 0% | 1 | 0% | 0% | 0% | 1 | 0% | 0% | 0% | 1 | 0% | 0% | 0% | 1 | 0% | 0% | 1 |  |  |  |  | 0% | [5 empty] | 0% | 0% | 0% | 1 | 0% | 0% | 0% | 1 | 0% | 0% | 0% | 1 | 0% | 0% | 0% | 1 | 0% | 0% | 0% | 1 | 0% | 0% | 0% | 1 | 0% | 0% | 0% | 1 | 0% | 0% | 1 |  |  |  |  | 0% | [5 empty] | 0% | 0% | 0% | 1 | 0% | 0% | 0% | 1 | 0% | 0% | 0% | 1 | 0% | 0% | 0% | 1 | 0% | 0% | 0% | 1 | 0% | 0% | 0% | 1 | 0% | 0% | 0% | 1
33 | Glenn | Northern_California | 0 | 0 | 10 | 0% | 0% | 1 |  |  |  |  | 0% | [5 empty] | 100% | 0% | 100% | 5 | 100% | 0% | 0% | 5 | 0% | 0% | 0% | 1 | 0% | 0% | 0% | 1 | 100% | 0% | 0% | 5 | 100% | 0% | 0% | 5 | 0% | 0% | 0% | 1 | 0% | 0% | 1 |  |  |  |  | 1.001% | [5 empty] | 98.93% | 0% | 98.93% | 5 | 64.12% | 0% | 0% | 2 | 0% | 0% | 0% | 1 | 17.82% | 0% | 0% | 1 | 75.07% | 0% | 0% | 3 | 37.4% | 0% | 0% | 1 | 33.1% | 0% | 0% | 1 | 0% | 0% | 1 |  |  |  |  | 0.5431% | [5 empty] | 98.78% | 0% | 98.78% | 5 | 48.09% | 0% | 0% | 1 | 0.5341% | 0% | 0% | 1 | 11.98% | 0% | 0% | 1 | 57.61% | 0% | 0% | 2 | 55.67% | 0% | 0% | 2 | 25.99% | 0% | 0% | 1 | 0% | 0% | 1 |  |  |  |  | 0.4386% | [5 empty] | 95.39% | 3.629% | 99.02% | 5 | 49.67% | 0% | 0% | 1 | 0.4313% | 0% | 0% | 1 | 9.677% | 0% | 0% | 1 | 57.36% | 0% | 0% | 2 | 60.15% | 0% | 0% | 2 | 21.58% | 0% | 0% | 1
34 | Bridgeville | Humboldt | 0 | 0 | 0 | 0% | 0% | 1 |  |  |  |  | 0% | [5 empty] | 0% | 0% | 0% | 1 | 8.507% | 0% | 0% | 1 | 11.17% | 0% | 0% | 1 | 11.17% | 0% | 0% | 1 | 17.76% | 0% | 0% | 1 | 79.96% | 0% | 0% | 3 | 0.1879% | 0% | 0% | 1 | 0% | 0% | 1 |  |  |  |  | 0% | [5 empty] | 10.57% | 0% | 10.57% | 1 | 14.41% | 0% | 0% | 1 | 13.82% | 0% | 0% | 1 | 22.74% | 0% | 0% | 1 | 30.59% | 0% | 0% | 1 | 57.09% | 0% | 0% | 2 | 0.09908% | 0% | 0% | 1 | 0% | 0% | 1 |  |  |  |  | 0% | [5 empty] | 12.89% | 0.8176% | 13.71% | 2 | 12.55% | 0% | 0% | 1 | 11.31% | 0% | 0% | 1 | 22.21% | 0% | 0% | 1 | 29.23% | 0% | 0% | 1 | 53.94% | 0% | 0% | 2 | 0.2231% | 0% | 0% | 1 | 0% | 0% | 1 |  |  |  |  | 0% | [5 empty] | 6.327% | 3.395% | 9.722% | 2 | 7.629% | 0% | 0% | 1 | 9.042% | 0% | 0% | 1 | 14.9% | 0% | 0% | 1 | 19.51% | 0% | 0% | 1 | 64.63% | 0% | 0% | 2 | 1.508% | 0% | 0% | 1
35 | Humboldt | Humboldt | 170.7 | 6828 | 0 | 5937% | 2579% | 5 |  |  |  |  | 0% | [5 empty] | 0% | 0% | 0% | 1 | 31.11% | 2641% | 5627% | 5 | 25.46% | 2441% | 6854% | 5 | 34.6% | 2782% | 5069% | 5 | 47% | 3433% | 3758% | 5 | 0.004478% | 1819% | 38399860% | 5 | 35.66% | 2828% | 4921% | 5 | 1406% | 508.2% | 5 |  |  |  |  | 0% | [5 empty] | 0% | 0% | 0% | 1 | 15.67% | 467.1% | 1975% | 5 | 7.39% | 425.3% | 4077% | 5 | 9.37% | 434.6% | 3236% | 5 | 19.89% | 491.7% | 1577% | 5 | 37.74% | 632.6% | 878.7% | 5 | 13.88% | 457.3% | 2217% | 5 | 473.8% | 212.8% | 5 |  |  |  |  | 0% | [5 empty] | 8.156% | 0% | 8.156% | 1 | 7.105% | 185% | 1112% | 5 | 5.881% | 182.6% | 1322% | 5 | 7.091% | 185% | 1114% | 5 | 11.95% | 195.2% | 701.5% | 5 | 45.05% | 312.8% | 259.6% | 5 | 7.542% | 185.9% | 1053% | 5 | 121.4% | 4.93% | 4 |  |  |  |  | 0% | [5 empty] | 5.862% | 2.312% | 8.175% | 2 | 7.68% | 24.63% | 0% | 2 | 5.314% | 24.01% | 0% | 2 | 8.69% | 24.9% | 0% | 2 | 13.31% | 26.22% | 0% | 2 | 71.44% | 79.59% | 0% | 4 | 6.146% | 24.22% | 0% | 2
36 | El Centro | Greater_Imperial | 0 | 0 | 0 | 0% | 0% | 1 |  |  |  |  | 0.5858% | [5 empty] | 0% | 0% | 0% | 1 | 73.6% | 0% | 0% | 3 | 0% | 0% | 0% | 1 | 0% | 0% | 0% | 1 | 73.6% | 0% | 0% | 3 | 35.08% | 0% | 0% | 1 | 8.122% | 0% | 0% | 1 | 0% | 0% | 1 |  |  |  |  | 0.756% | [5 empty] | 0% | 0% | 0% | 1 | 30.23% | 0% | 0% | 1 | 2.912% | 0% | 0% | 1 | 2.912% | 0% | 0% | 1 | 33.14% | 0% | 0% | 1 | 43.17% | 0% | 0% | 1 | 9.568% | 0% | 0% | 1 | 0% | 0% | 1 |  |  |  |  | 0.3082% | [5 empty] | 0% | 0% | 0% | 1 | 11.09% | 0% | 0% | 1 | 9.376% | 0% | 0% | 1 | 9.947% | 0% | 0% | 1 | 21.04% | 0% | 0% | 1 | 69.36% | 0% | 0% | 2 | 4.229% | 0% | 0% | 1 | 0% | 0% | 1 |  |  |  |  | 0.07312% | [5 empty] | 0% | 0% | 0% | 1 | 27.16% | 0% | 0% | 1 | 11.55% | 0% | 0% | 1 | 12.31% | 0% | 0% | 1 | 38.36% | 0% | 0% | 1 | 72.02% | 0% | 0% | 3 | 3.189% | 0% | 0% | 1
37 | High Line | Greater_Imperial | 0 | 0 | 0 | 0% | 0% | 1 |  |  |  |  | 0% | [5 empty] | 0% | 0% | 0% | 1 | 0% | 0% | 0% | 1 | 73.69% | 0% | 0% | 3 | 73.69% | 0% | 0% | 3 | 73.69% | 0% | 0% | 3 | 64.94% | 0% | 0% | 2 | 2.626% | 0% | 0% | 1 | 0% | 0% | 1 |  |  |  |  | 0.05681% | [5 empty] | 0% | 0% | 0% | 1 | 9.707% | 0% | 0% | 1 | 55.13% | 0% | 0% | 2 | 55.13% | 0% | 0% | 2 | 64.84% | 0% | 0% | 2 | 65.23% | 0% | 0% | 2 | 2.003% | 0% | 0% | 1 | 0% | 0% | 1 |  |  |  |  | 0.03697% | [5 empty] | 0% | 0% | 0% | 1 | 19.47% | 0% | 0% | 1 | 35.88% | 0% | 0% | 1 | 35.88% | 0% | 0% | 1 | 55.35% | 0% | 0% | 2 | 76.64% | 0% | 0% | 3 | 1.743% | 0% | 0% | 1 | 0% | 0% | 1 |  |  |  |  | 0.0778% | [5 empty] | 0% | 0% | 0% | 1 | 28.02% | 0% | 0% | 1 | 20.39% | 0% | 0% | 1 | 16.46% | 0% | 0% | 1 | 47.73% | 0% | 0% | 1 | 66.98% | 0% | 0% | 2 | 2.729% | 0% | 0% | 1
38 | Imperial Valley | Greater_Imperial | 50 | 2000 | 0 | 203.6% | 71.74% | 5 |  |  |  |  | 0.631% | [5 empty] | 0% | 0% | 0% | 1 | 0% | 83.3% | 0% | 4 | 3.074% | 85.94% | 0% | 4 | 3.074% | 85.94% | 0% | 4 | 3.074% | 85.94% | 0% | 4 | 50.59% | 168.6% | 66.99% | 5 | 9.816% | 92.37% | 0% | 4 | 102.9% | 0.5261% | 4 |  |  |  |  | 0.1925% | [5 empty] | 0% | 0% | 0% | 1 | 29.87% | 22.63% | 0% | 2 | 0.5857% | 15.96% | 0% | 1 | 0.5857% | 15.96% | 0% | 1 | 30.45% | 22.82% | 0% | 2 | 68.25% | 49.98% | 0% | 2 | 2.627% | 16.3% | 0% | 1 | 57.52% | 0% | 3 |  |  |  |  | 0.09531% | [5 empty] | 0% | 0% | 0% | 1 | 29.53% | 9.741% | 0% | 1 | 1.53% | 6.971% | 0% | 1 | 0.6979% | 6.913% | 0% | 1 | 31.34% | 9.998% | 0% | 1 | 63.98% | 19.06% | 0% | 2 | 1.201% | 6.948% | 0% | 1 | 39.74% | 0% | 2 |  |  |  |  | 0.05951% | [5 empty] | 0.04733% | 0% | 0.04733% | 1 | 17.89% | 4.847% | 0% | 1 | 11.26% | 4.485% | 0% | 1 | 10.93% | 4.469% | 0% | 1 | 30.18% | 5.701% | 0% | 1 | 68.41% | 12.6% | 0% | 2 | 2.643% | 4.088% | 0% | 1
39 | El Segundo | Greater_LA | 0 | 0 | 0 | 0% | 0% | 1 |  |  |  |  | 0% | [5 empty] | 0% | 0% | 0% | 1 | 0% | 0% | 0% | 1 | 77.44% | 0% | 0% | 3 | 81.27% | 0% | 0% | 3 | 81.27% | 0% | 0% | 3 | 0% | 0% | 0% | 1 | 0% | 0% | 0% | 1 | 0% | 0% | 1 |  |  |  |  | 0% | [5 empty] | 0% | 0% | 0% | 1 | 0% | 0% | 0% | 1 | 32.78% | 0% | 0% | 1 | 72.29% | 0% | 0% | 3 | 72.29% | 0% | 0% | 3 | 0% | 0% | 0% | 1 | 0% | 0% | 0% | 1 | 0% | 0% | 1 |  |  |  |  | 0% | [5 empty] | 0.02177% | 0% | 0.02177% | 1 | 0.3152% | 0% | 0% | 1 | 9.648% | 0% | 0% | 1 | 48.16% | 0% | 0% | 1 | 48.47% | 0% | 0% | 1 | 0% | 0% | 0% | 1 | 0.01923% | 0% | 0% | 1 | 0% | 0% | 1 |  |  |  |  | 0% | [5 empty] | 23.42% | 0.08564% | 23.51% | 2 | 6.411% | 0% | 0% | 1 | 14.05% | 0% | 0% | 1 | 41.83% | 0% | 0% | 1 | 48.24% | 0% | 0% | 1 | 11.31% | 0% | 0% | 1 | 2.244% | 0% | 0% | 1
40 | Arco | Central_Valley_North_Los_Banos | 0 | 0 | 0 | 0% | 0% | 1 |  |  |  |  | 0% | [5 empty] | 0% | 0% | 0% | 1 | 0% | 0% | 0% | 1 | 0% | 0% | 0% | 1 | 0% | 0% | 0% | 1 | 0% | 0% | 0% | 1 | 0% | 0% | 0% | 1 | 0% | 0% | 0% | 1 | 0% | 0% | 1 |  |  |  |  | 0% | [5 empty] | 99.46% | 0% | 99.46% | 5 | 78.24% | 0% | 0% | 3 | 0% | 0% | 0% | 1 | 0% | 0% | 0% | 1 | 78.24% | 0% | 0% | 3 | 98.15% | 0% | 0% | 5 | 0% | 0% | 0% | 1 | 0% | 0% | 1 |  |  |  |  | 0% | [5 empty] | 87.94% | 0% | 87.94% | 5 | 66.51% | 0% | 0% | 2 | 6.308% | 0% | 0% | 1 | 15.5% | 0% | 0% | 1 | 68.47% | 0% | 0% | 2 | 74.47% | 0% | 0% | 3 | 1.029% | 0% | 0% | 1 | 0% | 0% | 1 |  |  |  |  | 0% | [5 empty] | 85.72% | 0.02187% | 85.75% | 5 | 72.09% | 0% | 0% | 3 | 3.94% | 0% | 0% | 1 | 18.82% | 0% | 0% | 1 | 75.85% | 0% | 0% | 3 | 65.97% | 0% | 0% | 2 | 0.6929% | 0% | 0% | 1
41 | Bakersfield | Central_Valley_North_Los_Banos | 0 | 0 | 0 | 0% | 0% | 1 |  |  |  |  | 0% | [5 empty] | 0% | 0% | 0% | 1 | 0% | 0% | 0% | 1 | 0% | 0% | 0% | 1 | 0% | 0% | 0% | 1 | 0% | 0% | 0% | 1 | 0% | 0% | 0% | 1 | 0% | 0% | 0% | 1 | 0% | 0% | 1 |  |  |  |  | 0% | [5 empty] | 0% | 0% | 0% | 1 | 0% | 0% | 0% | 1 | 0% | 0% | 0% | 1 | 0% | 0% | 0% | 1 | 0% | 0% | 0% | 1 | 0% | 0% | 0% | 1 | 0% | 0% | 0% | 1 | 0% | 0% | 1 |  |  |  |  | 0% | [5 empty] | 0% | 0% | 0% | 1 | 0% | 0% | 0% | 1 | 0% | 0% | 0% | 1 | 0% | 0% | 0% | 1 | 0% | 0% | 0% | 1 | 0% | 0% | 0% | 1 | 0% | 0% | 0% | 1 | 0% | 0% | 1 |  |  |  |  | 0% | [5 empty] | 9.888% | 90.11% | 100% | 5 | 41.62% | 0% | 0% | 1 | 25.65% | 0% | 0% | 1 | 40.47% | 0% | 0% | 1 | 61.64% | 0% | 0% | 2 | 72.42% | 0% | 0% | 3 | 1.1% | 0% | 0% | 1
42 | Charca | Central_Valley_North_Los_Banos | 0 | 0 | 0 | 0% | 0% | 1 |  |  |  |  | 0% | [5 empty] | 0% | 0% | 0% | 1 | 0% | 0% | 0% | 1 | 0% | 0% | 0% | 1 | 0% | 0% | 0% | 1 | 0% | 0% | 0% | 1 | 0% | 0% | 0% | 1 | 0% | 0% | 0% | 1 | 0% | 0% | 1 |  |  |  |  | 0% | [5 empty] | 0% | 0% | 0% | 1 | 0% | 0% | 0% | 1 | 0% | 0% | 0% | 1 | 0% | 0% | 0% | 1 | 0% | 0% | 0% | 1 | 0% | 0% | 0% | 1 | 0% | 0% | 0% | 1 | 0% | 0% | 1 |  |  |  |  | 0% | [5 empty] | 0% | 0% | 0% | 1 | 0% | 0% | 0% | 1 | 0% | 0% | 0% | 1 | 0% | 0% | 0% | 1 | 0% | 0% | 0% | 1 | 0% | 0% | 0% | 1 | 0% | 0% | 0% | 1 | 0% | 0% | 1 |  |  |  |  | 0% | [5 empty] | 0% | 0% | 0% | 1 | 0% | 0% | 0% | 1 | 0% | 0% | 0% | 1 | 0% | 0% | 0% | 1 | 0% | 0% | 0% | 1 | 0% | 0% | 0% | 1 | 0% | 0% | 0% | 1
43 | Columbus | Central_Valley_North_Los_Banos | 0 | 0 | 15 | 0% | 0% | 1 |  |  |  |  | 0% | [5 empty] | 0% | 0% | 0% | 1 | 0% | 0% | 0% | 1 | 0% | 0% | 0% | 1 | 0% | 0% | 0% | 1 | 0% | 0% | 0% | 1 | 0% | 0% | 0% | 1 | 0% | 0% | 0% | 1 | 0% | 0% | 1 |  |  |  |  | 0% | [5 empty] | 0% | 0% | 0% | 1 | 0% | 0% | 0% | 1 | 0% | 0% | 0% | 1 | 0% | 0% | 0% | 1 | 0% | 0% | 0% | 1 | 0% | 0% | 0% | 1 | 0% | 0% | 0% | 1 | 0% | 0% | 1 |  |  |  |  | 0% | [5 empty] | 0% | 100% | 100% | 5 | 54.1% | 0% | 0% | 2 | 34.24% | 0% | 0% | 1 | 73.8% | 0% | 0% | 3 | 78.99% | 0% | 0% | 3 | 100% | 0% | 0% | 5 | 0% | 0% | 0% | 1 | 0% | 0% | 1 |  |  |  |  | 0% | [5 empty] | 6.634% | 93.35% | 99.99% | 5 | 33.4% | 0% | 0% | 1 | 19.01% | 0% | 0% | 1 | 41.97% | 0% | 0% | 1 | 59.56% | 0% | 0% | 2 | 73.93% | 0% | 0% | 3 | 0.7912% | 0% | 0% | 1
44 | Elk Hills | Central_Valley_North_Los_Banos | 0 | 0 | 0 | 0% | 0% | 1 |  |  |  |  | 0% | [5 empty] | 0% | 0% | 0% | 1 | 0% | 0% | 0% | 1 | 0% | 0% | 0% | 1 | 0% | 0% | 0% | 1 | 0% | 0% | 0% | 1 | 0% | 0% | 0% | 1 | 0% | 0% | 0% | 1 | 0% | 0% | 1 |  |  |  |  | 0% | [5 empty] | 0% | 0% | 0% | 1 | 0% | 0% | 0% | 1 | 0% | 0% | 0% | 1 | 0% | 0% | 0% | 1 | 0% | 0% | 0% | 1 | 0% | 0% | 0% | 1 | 0% | 0% | 0% | 1 | 0% | 0% | 1 |  |  |  |  | 0% | [5 empty] | 0% | 0% | 0% | 1 | 0% | 0% | 0% | 1 | 0% | 0% | 0% | 1 | 0% | 0% | 0% | 1 | 0% | 0% | 0% | 1 | 0% | 0% | 0% | 1 | 0% | 0% | 0% | 1 | 0% | 0% | 1 |  |  |  |  | 0% | [5 empty] | 21.93% | 47.61% | 69.54% | 5 | 16.32% | 0% | 0% | 1 | 0% | 0% | 0% | 1 | 0% | 0% | 0% | 1 | 16.32% | 0% | 0% | 1 | 61.69% | 0% | 0% | 2 | 0% | 0% | 0% | 1
45 | Goose Lake | Central_Valley_North_Los_Banos | 0 | 0 | 0 | 0% | 0% | 1 |  |  |  |  | 0% | [5 empty] | 0% | 0% | 0% | 1 | 0% | 0% | 0% | 1 | 0% | 0% | 0% | 1 | 0% | 0% | 0% | 1 | 0% | 0% | 0% | 1 | 0% | 0% | 0% | 1 | 0% | 0% | 0% | 1 | 0% | 0% | 1 |  |  |  |  | 0% | [5 empty] | 0% | 0% | 0% | 1 | 0% | 0% | 0% | 1 | 0% | 0% | 0% | 1 | 0% | 0% | 0% | 1 | 0% | 0% | 0% | 1 | 0% | 0% | 0% | 1 | 0% | 0% | 0% | 1 | 0% | 0% | 1 |  |  |  |  | 0% | [5 empty] | 0% | 0% | 0% | 1 | 0% | 0% | 0% | 1 | 0% | 0% | 0% | 1 | 0% | 0% | 0% | 1 | 0% | 0% | 0% | 1 | 0% | 0% | 0% | 1 | 0% | 0% | 0% | 1 | 0% | 0% | 1 |  |  |  |  | 0% | [5 empty] | 59.9% | 0% | 59.9% | 3 | 73.35% | 0% | 0% | 3 | 0% | 0% | 0% | 1 | 15.72% | 0% | 0% | 1 | 73.35% | 0% | 0% | 3 | 61.76% | 0% | 0% | 2 | 0% | 0% | 0% | 1
46 | Kernridge | Central_Valley_North_Los_Banos | 0 | 0 | 0 | 0% | 0% | 1 |  |  |  |  | 0% | [5 empty] | 62% | 0% | 62% | 3 | 19.88% | 0% | 0% | 1 | 0% | 0% | 0% | 1 | 0% | 0% | 0% | 1 | 19.88% | 0% | 0% | 1 | 66.15% | 0% | 0% | 2 | 0% | 0% | 0% | 1 | 0% | 0% | 1 |  |  |  |  | 0% | [5 empty] | 82.47% | 0% | 82.47% | 5 | 55.81% | 0% | 0% | 2 | 0% | 0% | 0% | 1 | 30.36% | 0% | 0% | 1 | 55.81% | 0% | 0% | 2 | 58.47% | 0% | 0% | 2 | 0% | 0% | 0% | 1 | 0% | 0% | 1 |  |  |  |  | 0% | [5 empty] | 58.99% | 0% | 58.99% | 3 | 72.7% | 0% | 0% | 3 | 0% | 0% | 0% | 1 | 16.1% | 0% | 0% | 1 | 72.7% | 0% | 0% | 3 | 63.25% | 0% | 0% | 2 | 0% | 0% | 0% | 1 | 0% | 0% | 1 |  |  |  |  | 0% | [5 empty] | 55.86% | 23.08% | 78.95% | 5 | 63.74% | 0% | 0% | 2 | 0.3081% | 0% | 0% | 1 | 4.923% | 0% | 0% | 1 | 64.05% | 0% | 0% | 2 | 67.16% | 0% | 0% | 2 | 0.3689% | 0% | 0% | 1
47 | Lamont | Central_Valley_North_Los_Banos | 0 | 0 | 0 | 0% | 0% | 1 |  |  |  |  | 0% | [5 empty] | 0% | 0% | 0% | 1 | 0% | 0% | 0% | 1 | 0% | 0% | 0% | 1 | 0% | 0% | 0% | 1 | 0% | 0% | 0% | 1 | 0% | 0% | 0% | 1 | 0% | 0% | 0% | 1 | 0% | 0% | 1 |  |  |  |  | 0% | [5 empty] | 100% | 0% | 100% | 5 | 100% | 0% | 0% | 5 | 0% | 0% | 0% | 1 | 0% | 0% | 0% | 1 | 100% | 0% | 0% | 5 | 0% | 0% | 0% | 1 | 0% | 0% | 0% | 1 | 0% | 0% | 1 |  |  |  |  | 0% | [5 empty] | 16.75% | 83.25% | 100% | 5 | 51.68% | 0% | 0% | 2 | 42.4% | 0% | 0% | 1 | 47.94% | 0% | 0% | 1 | 87.64% | 0% | 0% | 3 | 87.79% | 0% | 0% | 3 | 0.1359% | 0% | 0% | 1 | 0% | 0% | 1 |  |  |  |  | 0.0003443% | [5 empty] | 40.69% | 59.1% | 99.79% | 5 | 59.81% | 0% | 0% | 2 | 17.68% | 0% | 0% | 1 | 46.45% | 0% | 0% | 1 | 76.98% | 0% | 0% | 3 | 76.81% | 0% | 0% | 3 | 0.9324% | 0% | 0% | 1
48 | Lerdo | Central_Valley_North_Los_Banos | 0 | 0 | 0 | 0% | 0% | 1 |  |  |  |  | 0% | [5 empty] | 0% | 0% | 0% | 1 | 0% | 0% | 0% | 1 | 0% | 0% | 0% | 1 | 0% | 0% | 0% | 1 | 0% | 0% | 0% | 1 | 0% | 0% | 0% | 1 | 0% | 0% | 0% | 1 | 0% | 0% | 1 |  |  |  |  | 0% | [5 empty] | 0% | 0% | 0% | 1 | 0% | 0% | 0% | 1 | 0% | 0% | 0% | 1 | 0% | 0% | 0% | 1 | 0% | 0% | 0% | 1 | 0% | 0% | 0% | 1 | 0% | 0% | 0% | 1 | 0% | 0% | 1 |  |  |  |  | 0% | [5 empty] | 0% | 0% | 0% | 1 | 0% | 0% | 0% | 1 | 0% | 0% | 0% | 1 | 0% | 0% | 0% | 1 | 0% | 0% | 0% | 1 | 0% | 0% | 0% | 1 | 0% | 0% | 0% | 1 | 0% | 0% | 1 |  |  |  |  | 0% | [5 empty] | 0% | 100% | 100% | 5 | 46.97% | 0% | 0% | 1 | 8.112% | 0% | 0% | 1 | 42.46% | 0% | 0% | 1 | 46.97% | 0% | 0% | 1 | 76.12% | 0% | 0% | 3 | 0.7387% | 0% | 0% | 1
49 | Magunden | Central_Valley_North_Los_Banos | 0 | 0 | 0 | 0% | 0% | 1 |  |  |  |  | 0% | [5 empty] | 0% | 0% | 0% | 1 | 0% | 0% | 0% | 1 | 0% | 0% | 0% | 1 | 0% | 0% | 0% | 1 | 0% | 0% | 0% | 1 | 0% | 0% | 0% | 1 | 0% | 0% | 0% | 1 | 0% | 0% | 1 |  |  |  |  | 0% | [5 empty] | 0% | 0% | 0% | 1 | 0% | 0% | 0% | 1 | 0% | 0% | 0% | 1 | 0% | 0% | 0% | 1 | 0% | 0% | 0% | 1 | 0% | 0% | 0% | 1 | 0% | 0% | 0% | 1 | 0% | 0% | 1 |  |  |  |  | 0% | [5 empty] | 0.2207% | 99.78% | 100% | 5 | 64.96% | 0% | 0% | 2 | 40.27% | 0% | 0% | 1 | 55.19% | 0% | 0% | 2 | 100% | 0% | 0% | 5 | 99.77% | 0% | 0% | 5 | 0% | 0% | 0% | 1 | 0% | 0% | 1 |  |  |  |  | 0.001346% | [5 empty] | 5.363% | 94.36% | 99.73% | 5 | 35.65% | 0% | 0% | 1 | 13.74% | 0% | 0% | 1 | 32.67% | 0% | 0% | 1 | 56.9% | 0% | 0% | 2 | 65.89% | 0% | 0% | 2 | 0.5796% | 0% | 0% | 1
50 | Midway | Central_Valley_North_Los_Banos | 0 | 0 | 20 | 0% | 0% | 1 |  |  |  |  | 0% | [5 empty] | 0% | 0% | 0% | 1 | 0% | 0% | 0% | 1 | 0% | 0% | 0% | 1 | 0% | 0% | 0% | 1 | 0% | 0% | 0% | 1 | 0% | 0% | 0% | 1 | 0% | 0% | 0% | 1 | 0% | 0% | 1 |  |  |  |  | 0% | [5 empty] | 0% | 0% | 0% | 1 | 0% | 0% | 0% | 1 | 0% | 0% | 0% | 1 | 0% | 0% | 0% | 1 | 0% | 0% | 0% | 1 | 0% | 0% | 0% | 1 | 0% | 0% | 0% | 1 | 0% | 0% | 1 |  |  |  |  | 0% | [5 empty] | 0% | 0% | 0% | 1 | 0% | 0% | 0% | 1 | 0% | 0% | 0% | 1 | 0% | 0% | 0% | 1 | 0% | 0% | 0% | 1 | 0% | 0% | 0% | 1 | 0% | 0% | 0% | 1 | 0% | 0% | 1 |  |  |  |  | 0% | [5 empty] | 82.13% | 0% | 82.13% | 5 | 54.24% | 0% | 0% | 2 | 0% | 0% | 0% | 1 | 31.44% | 0% | 0% | 1 | 54.24% | 0% | 0% | 2 | 56.99% | 0% | 0% | 2 | 0% | 0% | 0% | 1
51 | Norco | Central_Valley_North_Los_Banos | 0 | 0 | 15 | 0% | 0% | 1 |  |  |  |  | 0% | [5 empty] | 0% | 0% | 0% | 1 | 0% | 0% | 0% | 1 | 0% | 0% | 0% | 1 | 0% | 0% | 0% | 1 | 0% | 0% | 0% | 1 | 0% | 0% | 0% | 1 | 0% | 0% | 0% | 1 | 0% | 0% | 1 |  |  |  |  | 0% | [5 empty] | 0% | 0% | 0% | 1 | 0% | 0% | 0% | 1 | 0% | 0% | 0% | 1 | 0% | 0% | 0% | 1 | 0% | 0% | 0% | 1 | 0% | 0% | 0% | 1 | 0% | 0% | 0% | 1 | 0% | 0% | 1 |  |  |  |  | 0% | [5 empty] | 0% | 0% | 0% | 1 | 0% | 0% | 0% | 1 | 0% | 0% | 0% | 1 | 0% | 0% | 0% | 1 | 0% | 0% | 0% | 1 | 0% | 0% | 0% | 1 | 0% | 0% | 0% | 1 | 0% | 0% | 1 |  |  |  |  | 0% | [5 empty] | 0% | 0% | 0% | 1 | 0% | 0% | 0% | 1 | 0% | 0% | 0% | 1 | 0% | 0% | 0% | 1 | 0% | 0% | 0% | 1 | 0% | 0% | 0% | 1 | 0% | 0% | 0% | 1
52 | Rio Bravo | Central_Valley_North_Los_Banos | 0 | 0 | 0 | 0% | 0% | 1 |  |  |  |  | 0% | [5 empty] | 0% | 0% | 0% | 1 | 0% | 0% | 0% | 1 | 0% | 0% | 0% | 1 | 0% | 0% | 0% | 1 | 0% | 0% | 0% | 1 | 0% | 0% | 0% | 1 | 0% | 0% | 0% | 1 | 0% | 0% | 1 |  |  |  |  | 0% | [5 empty] | 0% | 0% | 0% | 1 | 0% | 0% | 0% | 1 | 0% | 0% | 0% | 1 | 0% | 0% | 0% | 1 | 0% | 0% | 0% | 1 | 0% | 0% | 0% | 1 | 0% | 0% | 0% | 1 | 0% | 0% | 1 |  |  |  |  | 0% | [5 empty] | 0% | 0% | 0% | 1 | 0% | 0% | 0% | 1 | 0% | 0% | 0% | 1 | 0% | 0% | 0% | 1 | 0% | 0% | 0% | 1 | 0% | 0% | 0% | 1 | 0% | 0% | 0% | 1 | 0% | 0% | 1 |  |  |  |  | 0% | [5 empty] | 0% | 0% | 0% | 1 | 0% | 0% | 0% | 1 | 0% | 0% | 0% | 1 | 0% | 0% | 0% | 1 | 0% | 0% | 0% | 1 | 0% | 0% | 0% | 1 | 0% | 0% | 0% | 1
53 | Rosedale | Central_Valley_North_Los_Banos | 0 | 0 | 0 | 0% | 0% | 1 |  |  |  |  | 0% | [5 empty] | 0% | 0% | 0% | 1 | 0% | 0% | 0% | 1 | 0% | 0% | 0% | 1 | 0% | 0% | 0% | 1 | 0% | 0% | 0% | 1 | 0% | 0% | 0% | 1 | 0% | 0% | 0% | 1 | 0% | 0% | 1 |  |  |  |  | 0% | [5 empty] | 0% | 0% | 0% | 1 | 0% | 0% | 0% | 1 | 0% | 0% | 0% | 1 | 0% | 0% | 0% | 1 | 0% | 0% | 0% | 1 | 0% | 0% | 0% | 1 | 0% | 0% | 0% | 1 | 0% | 0% | 1 |  |  |  |  | 0% | [5 empty] | 0% | 0% | 0% | 1 | 0% | 0% | 0% | 1 | 0% | 0% | 0% | 1 | 0% | 0% | 0% | 1 | 0% | 0% | 0% | 1 | 0% | 0% | 0% | 1 | 0% | 0% | 0% | 1 | 0% | 0% | 1 |  |  |  |  | 0% | [5 empty] | 12.62% | 87.38% | 100% | 5 | 50.94% | 0% | 0% | 2 | 46% | 0% | 0% | 1 | 54.19% | 0% | 0% | 2 | 84.2% | 0% | 0% | 3 | 83.98% | 0% | 0% | 3 | 1.75% | 0% | 0% | 1
54 | Semitropic | Central_Valley_North_Los_Banos | 0 | 0 | 0 | 0% | 0% | 1 |  |  |  |  | 0% | [5 empty] | 0% | 0% | 0% | 1 | 0% | 0% | 0% | 1 | 0% | 0% | 0% | 1 | 0% | 0% | 0% | 1 | 0% | 0% | 0% | 1 | 0% | 0% | 0% | 1 | 0% | 0% | 0% | 1 | 0% | 0% | 1 |  |  |  |  | 0% | [5 empty] | 0% | 0% | 0% | 1 | 0% | 0% | 0% | 1 | 0% | 0% | 0% | 1 | 0% | 0% | 0% | 1 | 0% | 0% | 0% | 1 | 0% | 0% | 0% | 1 | 0% | 0% | 0% | 1 | 0% | 0% | 1 |  |  |  |  | 0% | [5 empty] | 0% | 0% | 0% | 1 | 0% | 0% | 0% | 1 | 0% | 0% | 0% | 1 | 0% | 0% | 0% | 1 | 0% | 0% | 0% | 1 | 0% | 0% | 0% | 1 | 0% | 0% | 0% | 1 | 0% | 0% | 1 |  |  |  |  | 0% | [5 empty] | 65.53% | 0% | 65.53% | 3 | 24.44% | 0% | 0% | 1 | 0% | 0% | 0% | 1 | 0% | 0% | 0% | 1 | 24.44% | 0% | 0% | 1 | 65.08% | 0% | 0% | 2 | 0% | 0% | 0% | 1
55 | Shafter | Central_Valley_North_Los_Banos | 0 | 0 | 0 | 0% | 0% | 1 |  |  |  |  | 0% | [5 empty] | 0% | 0% | 0% | 1 | 0% | 0% | 0% | 1 | 0% | 0% | 0% | 1 | 0% | 0% | 0% | 1 | 0% | 0% | 0% | 1 | 0% | 0% | 0% | 1 | 0% | 0% | 0% | 1 | 0% | 0% | 1 |  |  |  |  | 0% | [5 empty] | 0% | 0% | 0% | 1 | 0% | 0% | 0% | 1 | 0% | 0% | 0% | 1 | 0% | 0% | 0% | 1 | 0% | 0% | 0% | 1 | 0% | 0% | 0% | 1 | 0% | 0% | 0% | 1 | 0% | 0% | 1 |  |  |  |  | 0% | [5 empty] | 0% | 0% | 0% | 1 | 0% | 0% | 0% | 1 | 0% | 0% | 0% | 1 | 0% | 0% | 0% | 1 | 0% | 0% | 0% | 1 | 0% | 0% | 0% | 1 | 0% | 0% | 0% | 1 | 0% | 0% | 1 |  |  |  |  | 0% | [5 empty] | 0% | 0% | 0% | 1 | 0% | 0% | 0% | 1 | 0% | 0% | 0% | 1 | 0% | 0% | 0% | 1 | 0% | 0% | 0% | 1 | 0% | 0% | 0% | 1 | 0% | 0% | 0% | 1
56 | Smyrna | Central_Valley_North_Los_Banos | 0 | 0 | 0 | 0% | 0% | 1 |  |  |  |  | 0% | [5 empty] | 0% | 0% | 0% | 1 | 0% | 0% | 0% | 1 | 0% | 0% | 0% | 1 | 0% | 0% | 0% | 1 | 0% | 0% | 0% | 1 | 0% | 0% | 0% | 1 | 0% | 0% | 0% | 1 | 0% | 0% | 1 |  |  |  |  | 0% | [5 empty] | 0% | 0% | 0% | 1 | 0% | 0% | 0% | 1 | 0% | 0% | 0% | 1 | 0% | 0% | 0% | 1 | 0% | 0% | 0% | 1 | 0% | 0% | 0% | 1 | 0% | 0% | 0% | 1 | 0% | 0% | 1 |  |  |  |  | 0% | [5 empty] | 0% | 0% | 0% | 1 | 0% | 0% | 0% | 1 | 0% | 0% | 0% | 1 | 0% | 0% | 0% | 1 | 0% | 0% | 0% | 1 | 0% | 0% | 0% | 1 | 0% | 0% | 0% | 1 | 0% | 0% | 1 |  |  |  |  | 0% | [5 empty] | 0% | 0% | 0% | 1 | 0% | 0% | 0% | 1 | 0% | 0% | 0% | 1 | 0% | 0% | 0% | 1 | 0% | 0% | 0% | 1 | 0% | 0% | 0% | 1 | 0% | 0% | 0% | 1
57 | Stockdale | Central_Valley_North_Los_Banos | 0 | 0 | 0 | 0% | 0% | 1 |  |  |  |  | 0% | [5 empty] | 0% | 0% | 0% | 1 | 0% | 0% | 0% | 1 | 0% | 0% | 0% | 1 | 0% | 0% | 0% | 1 | 0% | 0% | 0% | 1 | 0% | 0% | 0% | 1 | 0% | 0% | 0% | 1 | 0% | 0% | 1 |  |  |  |  | 0% | [5 empty] | 0% | 0% | 0% | 1 | 0% | 0% | 0% | 1 | 0% | 0% | 0% | 1 | 0% | 0% | 0% | 1 | 0% | 0% | 0% | 1 | 0% | 0% | 0% | 1 | 0% | 0% | 0% | 1 | 0% | 0% | 1 |  |  |  |  | 0% | [5 empty] | 0% | 0% | 0% | 1 | 0% | 0% | 0% | 1 | 0% | 0% | 0% | 1 | 0% | 0% | 0% | 1 | 0% | 0% | 0% | 1 | 0% | 0% | 0% | 1 | 0% | 0% | 0% | 1 | 0% | 0% | 1 |  |  |  |  | 0% | [5 empty] | 17.73% | 82.27% | 100% | 5 | 53.16% | 0% | 0% | 2 | 46.18% | 0% | 0% | 1 | 54.45% | 0% | 0% | 2 | 86.98% | 0% | 0% | 3 | 90.29% | 0% | 0% | 4 | 1.558% | 0% | 0% | 1
58 | Taft | Central_Valley_North_Los_Banos | 0 | 0 | 0 | 0% | 0% | 1 |  |  |  |  | 0% | [5 empty] | 0% | 0% | 0% | 1 | 0% | 0% | 0% | 1 | 0% | 0% | 0% | 1 | 0% | 0% | 0% | 1 | 0% | 0% | 0% | 1 | 0% | 0% | 0% | 1 | 0% | 0% | 0% | 1 | 0% | 0% | 1 |  |  |  |  | 0% | [5 empty] | 0% | 0% | 0% | 1 | 0% | 0% | 0% | 1 | 0% | 0% | 0% | 1 | 0% | 0% | 0% | 1 | 0% | 0% | 0% | 1 | 0% | 0% | 0% | 1 | 0% | 0% | 0% | 1 | 0% | 0% | 1 |  |  |  |  | 0% | [5 empty] | 0% | 0% | 0% | 1 | 0% | 0% | 0% | 1 | 0% | 0% | 0% | 1 | 0% | 0% | 0% | 1 | 0% | 0% | 0% | 1 | 0% | 0% | 0% | 1 | 0% | 0% | 0% | 1 | 0% | 0% | 1 |  |  |  |  | 0% | [5 empty] | 11.27% | 79.42% | 90.69% | 5 | 4.404% | 0% | 0% | 1 | 4.19% | 0% | 0% | 1 | 32.4% | 0% | 0% | 1 | 36.8% | 0% | 0% | 1 | 89.52% | 0% | 0% | 3 | 0% | 0% | 0% | 1
59 | Temblor | Central_Valley_North_Los_Banos | 0 | 0 | 0 | 0% | 0% | 1 |  |  |  |  | 0% | [5 empty] | 79.52% | 0% | 79.52% | 5 | 0% | 0% | 0% | 1 | 0% | 0% | 0% | 1 | 0% | 0% | 0% | 1 | 0% | 0% | 0% | 1 | 0% | 0% | 0% | 1 | 0% | 0% | 0% | 1 | 0% | 0% | 1 |  |  |  |  | 0% | [5 empty] | 77.96% | 0% | 77.96% | 5 | 51.57% | 0% | 0% | 2 | 0% | 0% | 0% | 1 | 33.36% | 0% | 0% | 1 | 51.57% | 0% | 0% | 2 | 43.48% | 0% | 0% | 1 | 0% | 0% | 0% | 1 | 0% | 0% | 1 |  |  |  |  | 0% | [5 empty] | 72.5% | 0% | 72.5% | 3 | 65.8% | 0% | 0% | 2 | 0% | 0% | 0% | 1 | 23.5% | 0% | 0% | 1 | 65.8% | 0% | 0% | 2 | 56.79% | 0% | 0% | 2 | 0% | 0% | 0% | 1 | 0% | 0% | 1 |  |  |  |  | 0% | [5 empty] | 31.84% | 41.13% | 72.97% | 5 | 52.56% | 0% | 0% | 2 | 4.995% | 0% | 0% | 1 | 11.35% | 0% | 0% | 1 | 57.56% | 0% | 0% | 2 | 68.41% | 0% | 0% | 2 | 0.2229% | 0% | 0% | 1
60 | Tupman | Central_Valley_North_Los_Banos | 0 | 0 | 0 | 0% | 0% | 1 |  |  |  |  | 0% | [5 empty] | 0% | 0% | 0% | 1 | 0% | 0% | 0% | 1 | 0% | 0% | 0% | 1 | 0% | 0% | 0% | 1 | 0% | 0% | 0% | 1 | 0% | 0% | 0% | 1 | 0% | 0% | 0% | 1 | 0% | 0% | 1 |  |  |  |  | 0% | [5 empty] | 0% | 0% | 0% | 1 | 0% | 0% | 0% | 1 | 0% | 0% | 0% | 1 | 0% | 0% | 0% | 1 | 0% | 0% | 0% | 1 | 0% | 0% | 0% | 1 | 0% | 0% | 0% | 1 | 0% | 0% | 1 |  |  |  |  | 0% | [5 empty] | 0% | 0% | 0% | 1 | 0% | 0% | 0% | 1 | 0% | 0% | 0% | 1 | 0% | 0% | 0% | 1 | 0% | 0% | 0% | 1 | 0% | 0% | 0% | 1 | 0% | 0% | 0% | 1 | 0% | 0% | 1 |  |  |  |  | 0% | [5 empty] | 0% | 0% | 0% | 1 | 0% | 0% | 0% | 1 | 0% | 0% | 0% | 1 | 0% | 0% | 0% | 1 | 0% | 0% | 0% | 1 | 0% | 0% | 0% | 1 | 0% | 0% | 0% | 1
61 | Westpark | Central_Valley_North_Los_Banos | 0 | 0 | 0 | 0% | 0% | 1 |  |  |  |  | 0% | [5 empty] | 0% | 0% | 0% | 1 | 0% | 0% | 0% | 1 | 0% | 0% | 0% | 1 | 0% | 0% | 0% | 1 | 0% | 0% | 0% | 1 | 0% | 0% | 0% | 1 | 0% | 0% | 0% | 1 | 0% | 0% | 1 |  |  |  |  | 0% | [5 empty] | 0% | 0% | 0% | 1 | 0% | 0% | 0% | 1 | 0% | 0% | 0% | 1 | 0% | 0% | 0% | 1 | 0% | 0% | 0% | 1 | 0% | 0% | 0% | 1 | 0% | 0% | 0% | 1 | 0% | 0% | 1 |  |  |  |  | 0% | [5 empty] | 0% | 0% | 0% | 1 | 0% | 0% | 0% | 1 | 0% | 0% | 0% | 1 | 0% | 0% | 0% | 1 | 0% | 0% | 0% | 1 | 0% | 0% | 0% | 1 | 0% | 0% | 0% | 1 | 0% | 0% | 1 |  |  |  |  | 0% | [5 empty] | 11.94% | 88.06% | 100% | 5 | 45.3% | 0% | 0% | 1 | 36.98% | 0% | 0% | 1 | 48.68% | 0% | 0% | 1 | 71.83% | 0% | 0% | 3 | 82.89% | 0% | 0% | 3 | 1.326% | 0% | 0% | 1
62 | Wheeler Ridge | Central_Valley_North_Los_Banos | 0 | 0 | 0 | 0% | 0% | 1 |  |  |  |  | 0% | [5 empty] | 0% | 0% | 0% | 1 | 0% | 0% | 0% | 1 | 0% | 0% | 0% | 1 | 0% | 0% | 0% | 1 | 0% | 0% | 0% | 1 | 0% | 0% | 0% | 1 | 0% | 0% | 0% | 1 | 0% | 0% | 1 |  |  |  |  | 0% | [5 empty] | 96.69% | 3.31% | 100% | 5 | 100% | 0% | 0% | 5 | 82.15% | 0% | 0% | 3 | 82.15% | 0% | 0% | 3 | 100% | 0% | 0% | 5 | 84.87% | 0% | 0% | 3 | 0.2245% | 0% | 0% | 1 | 0% | 0% | 1 |  |  |  |  | 0% | [5 empty] | 70.53% | 26.43% | 96.97% | 5 | 78.23% | 0% | 0% | 3 | 55.95% | 0% | 0% | 2 | 70.42% | 0% | 0% | 3 | 98.92% | 0% | 0% | 5 | 63.77% | 0% | 0% | 2 | 2.7% | 0% | 0% | 1 | 0% | 0% | 1 |  |  |  |  | 0.8839% | [5 empty] | 42.65% | 20.54% | 63.19% | 4 | 59.33% | 0% | 0% | 2 | 52.47% | 0% | 0% | 2 | 44.48% | 0% | 0% | 1 | 86% | 0% | 0% | 3 | 50.98% | 0% | 0% | 2 | 1.398% | 0% | 0% | 1
63 | Kern Oil | Central_Valley_North_Los_Banos | 0 | 0 | 0 | 0% | 0% | 1 |  |  |  |  | 0% | [5 empty] | 0% | 0% | 0% | 1 | 0% | 0% | 0% | 1 | 0% | 0% | 0% | 1 | 0% | 0% | 0% | 1 | 0% | 0% | 0% | 1 | 0% | 0% | 0% | 1 | 0% | 0% | 0% | 1 | 0% | 0% | 1 |  |  |  |  | 0% | [5 empty] | 0% | 0% | 0% | 1 | 0% | 0% | 0% | 1 | 0% | 0% | 0% | 1 | 0% | 0% | 0% | 1 | 0% | 0% | 0% | 1 | 0% | 0% | 0% | 1 | 0% | 0% | 0% | 1 | 0% | 0% | 1 |  |  |  |  | 0% | [5 empty] | 0% | 0% | 0% | 1 | 0% | 0% | 0% | 1 | 0% | 0% | 0% | 1 | 0% | 0% | 0% | 1 | 0% | 0% | 0% | 1 | 0% | 0% | 0% | 1 | 0% | 0% | 0% | 1 | 0% | 0% | 1 |  |  |  |  | 0% | [5 empty] | 9.772% | 90.21% | 99.98% | 5 | 31.55% | 0% | 0% | 1 | 25.99% | 0% | 0% | 1 | 45.82% | 0% | 0% | 1 | 61.87% | 0% | 0% | 2 | 67.04% | 0% | 0% | 2 | 1.166% | 0% | 0% | 1
64 | Inyokern | Greater_Kramer (Exclude) | 0 | 0 | 0 | 0% | 0% | 1 |  |  |  |  | 0% | [5 empty] | 0% | 0% | 0% | 1 | 58.45% | 0% | 0% | 2 | 24.65% | 0% | 0% | 1 | 10.19% | 0% | 0% | 1 | 63.16% | 0% | 0% | 2 | 45.68% | 0% | 0% | 1 | 0.002222% | 0% | 0% | 1 | 0% | 0% | 1 |  |  |  |  | 0% | [5 empty] | 0.9538% | 0% | 0.9538% | 1 | 59.93% | 0% | 0% | 2 | 22.95% | 0% | 0% | 1 | 10.46% | 0% | 0% | 1 | 65.47% | 0% | 0% | 2 | 43.35% | 0% | 0% | 1 | 0.001993% | 0% | 0% | 1 | 0% | 0% | 1 |  |  |  |  | 0% | [5 empty] | 0.8802% | 0% | 0.8802% | 1 | 63.76% | 0% | 0% | 2 | 25.22% | 0% | 0% | 1 | 10.47% | 0% | 0% | 1 | 68.81% | 0% | 0% | 2 | 42.76% | 0% | 0% | 1 | 0.01934% | 0% | 0% | 1 | 0% | 0% | 1 |  |  |  |  | 0.1446% | [5 empty] | 4.307% | 0.8962% | 5.203% | 2 | 20.97% | 0% | 0% | 1 | 25.69% | 0% | 0% | 1 | 11.9% | 0% | 0% | 1 | 42.67% | 0% | 0% | 1 | 57.6% | 0% | 0% | 2 | 0.5417% | 0% | 0% | 1
65 | Pastoria | Central_Valley_North_Los_Banos | 0 | 0 | 0 | 0% | 0% | 1 |  |  |  |  | 0% | [5 empty] | 75.59% | 21.67% | 97.26% | 5 | 82.58% | 0% | 0% | 3 | 66.45% | 0% | 0% | 2 | 81.57% | 0% | 0% | 3 | 100% | 0% | 0% | 5 | 67.34% | 0% | 0% | 2 | 2.593% | 0% | 0% | 1 | 0% | 0% | 1 |  |  |  |  | 1.521% | [5 empty] | 64.63% | 16.22% | 80.86% | 5 | 62.93% | 0% | 0% | 2 | 72.51% | 0% | 0% | 3 | 69.02% | 0% | 0% | 2 | 97.5% | 0% | 0% | 5 | 55.86% | 0% | 0% | 2 | 2.127% | 0% | 0% | 1 | 0% | 0% | 1 |  |  |  |  | 1.396% | [5 empty] | 39.55% | 17.73% | 57.27% | 3 | 53.12% | 0% | 0% | 2 | 54.47% | 0% | 0% | 2 | 40.54% | 0% | 0% | 1 | 84.48% | 0% | 0% | 3 | 45.88% | 0% | 0% | 1 | 1.203% | 0% | 0% | 1 | 0% | 0% | 1 |  |  |  |  | 0.7881% | [5 empty] | 25.12% | 14.39% | 39.51% | 3 | 41.66% | 0% | 0% | 1 | 40.41% | 0% | 0% | 1 | 34.84% | 0% | 0% | 1 | 71.29% | 0% | 0% | 3 | 36.68% | 0% | 0% | 1 | 1.167% | 0% | 0% | 1
66 | Ransburg | Greater_Kramer (Exclude) | 0 | 0 | 0 | 0% | 0% | 1 |  |  |  |  | 0% | [5 empty] | 0% | 0% | 0% | 1 | 46.63% | 0% | 0% | 1 | 0.01421% | 0% | 0% | 1 | 0% | 0% | 0% | 1 | 46.64% | 0% | 0% | 1 | 35.33% | 0% | 0% | 1 | 0% | 0% | 0% | 1 | 0% | 0% | 1 |  |  |  |  | 0% | [5 empty] | 0% | 0% | 0% | 1 | 48.49% | 0% | 0% | 1 | 14.7% | 0% | 0% | 1 | 6.401% | 0% | 0% | 1 | 59.49% | 0% | 0% | 2 | 70.35% | 0% | 0% | 3 | 0.04589% | 0% | 0% | 1 | 0% | 0% | 1 |  |  |  |  | 0% | [5 empty] | 0% | 0% | 0% | 1 | 50.15% | 0% | 0% | 2 | 27.08% | 0% | 0% | 1 | 8.314% | 0% | 0% | 1 | 71.55% | 0% | 0% | 3 | 62.82% | 0% | 0% | 2 | 0.4006% | 0% | 0% | 1 | 0% | 0% | 1 |  |  |  |  | 0% | [5 empty] | 1.604% | 0% | 1.604% | 1 | 48.56% | 0% | 0% | 1 | 22.07% | 0% | 0% | 1 | 9.17% | 0% | 0% | 1 | 63.92% | 0% | 0% | 2 | 58.88% | 0% | 0% | 2 | 0.3136% | 0% | 0% | 1
67 | Sycamore | Central_Valley_North_Los_Banos | 0 | 0 | 0 | 0% | 0% | 1 |  |  |  |  | 0% | [5 empty] | 0% | 0% | 0% | 1 | 0% | 0% | 0% | 1 | 0% | 0% | 0% | 1 | 0% | 0% | 0% | 1 | 0% | 0% | 0% | 1 | 0% | 0% | 0% | 1 | 0% | 0% | 0% | 1 | 0% | 0% | 1 |  |  |  |  | 0% | [5 empty] | 0% | 0% | 0% | 1 | 0% | 0% | 0% | 1 | 0% | 0% | 0% | 1 | 0% | 0% | 0% | 1 | 0% | 0% | 0% | 1 | 0% | 0% | 0% | 1 | 0% | 0% | 0% | 1 | 0% | 0% | 1 |  |  |  |  | 0% | [5 empty] | 0% | 100% | 100% | 5 | 100% | 0% | 0% | 5 | 0% | 0% | 0% | 1 | 100% | 0% | 0% | 5 | 100% | 0% | 0% | 5 | 100% | 0% | 1.351e-05% | 5 | 0% | 0% | 0% | 1 | 0% | 0% | 1 |  |  |  |  | 0% | [5 empty] | 8.402% | 91.58% | 99.98% | 5 | 32.71% | 0% | 0% | 1 | 22.72% | 0% | 0% | 1 | 51.51% | 0% | 0% | 2 | 67.01% | 0% | 0% | 2 | 66.34% | 0% | 0% | 2 | 1.084% | 0% | 0% | 1
68 | Avenal | Central_Valley_North_Los_Banos | 0 | 0 | 0 | 0% | 0% | 1 |  |  |  |  | 0% | [5 empty] | 100% | 0% | 100% | 5 | 59.93% | 0% | 0% | 2 | 0% | 0% | 0% | 1 | 0% | 0% | 0% | 1 | 59.93% | 0% | 0% | 2 | 86.73% | 0% | 0% | 3 | 0.09205% | 0% | 0% | 1 | 0% | 0% | 1 |  |  |  |  | 0% | [5 empty] | 98.51% | 0.1305% | 98.64% | 5 | 80.64% | 0% | 0% | 3 | 0% | 0% | 0% | 1 | 31.96% | 0% | 0% | 1 | 80.64% | 0% | 0% | 3 | 75.7% | 0% | 0% | 3 | 0.0152% | 0% | 0% | 1 | 0% | 0% | 1 |  |  |  |  | 0% | [5 empty] | 98.47% | 0.05805% | 98.52% | 5 | 63.31% | 0% | 0% | 2 | 10.46% | 0% | 0% | 1 | 25.17% | 0% | 0% | 1 | 65.71% | 0% | 0% | 2 | 81.97% | 0% | 0% | 3 | 0.006766% | 0% | 0% | 1 | 0% | 0% | 1 |  |  |  |  | 0% | [5 empty] | 90.81% | 2.081% | 92.89% | 5 | 71.73% | 0% | 0% | 3 | 4.678% | 0% | 0% | 1 | 20.16% | 0% | 0% | 1 | 76.98% | 0% | 0% | 3 | 67.86% | 0% | 0% | 2 | 0.8226% | 0% | 0% | 1
69 | Corcoran | Central_Valley_North_Los_Banos | 0 | 0 | 0 | 0% | 0% | 1 |  |  |  |  | 0% | [5 empty] | 0% | 0% | 0% | 1 | 0% | 0% | 0% | 1 | 0% | 0% | 0% | 1 | 0% | 0% | 0% | 1 | 0% | 0% | 0% | 1 | 0% | 0% | 0% | 1 | 0% | 0% | 0% | 1 | 0% | 0% | 1 |  |  |  |  | 0% | [5 empty] | 0% | 0% | 0% | 1 | 0% | 0% | 0% | 1 | 0% | 0% | 0% | 1 | 0% | 0% | 0% | 1 | 0% | 0% | 0% | 1 | 0% | 0% | 0% | 1 | 0% | 0% | 0% | 1 | 0% | 0% | 1 |  |  |  |  | 0% | [5 empty] | 0% | 0% | 0% | 1 | 0% | 0% | 0% | 1 | 0% | 0% | 0% | 1 | 0% | 0% | 0% | 1 | 0% | 0% | 0% | 1 | 0% | 0% | 0% | 1 | 0% | 0% | 0% | 1 | 0% | 0% | 1 |  |  |  |  | 0% | [5 empty] | 0% | 0% | 0% | 1 | 0% | 0% | 0% | 1 | 0% | 0% | 0% | 1 | 0% | 0% | 0% | 1 | 0% | 0% | 0% | 1 | 0% | 0% | 0% | 1 | 0% | 0% | 0% | 1
70 | Henrietta | Central_Valley_North_Los_Banos | 0 | 0 | 0 | 0% | 0% | 1 |  |  |  |  | 0% | [5 empty] | 0% | 0% | 0% | 1 | 0% | 0% | 0% | 1 | 0% | 0% | 0% | 1 | 0% | 0% | 0% | 1 | 0% | 0% | 0% | 1 | 0% | 0% | 0% | 1 | 0% | 0% | 0% | 1 | 0% | 0% | 1 |  |  |  |  | 0% | [5 empty] | 0% | 0% | 0% | 1 | 0% | 0% | 0% | 1 | 0% | 0% | 0% | 1 | 0% | 0% | 0% | 1 | 0% | 0% | 0% | 1 | 0% | 0% | 0% | 1 | 0% | 0% | 0% | 1 | 0% | 0% | 1 |  |  |  |  | 0% | [5 empty] | 0% | 0% | 0% | 1 | 0% | 0% | 0% | 1 | 0% | 0% | 0% | 1 | 0% | 0% | 0% | 1 | 0% | 0% | 0% | 1 | 0% | 0% | 0% | 1 | 0% | 0% | 0% | 1 | 0% | 0% | 1 |  |  |  |  | 0% | [5 empty] | 71.88% | 22.74% | 94.62% | 5 | 100% | 0% | 0% | 5 | 0% | 0% | 0% | 1 | 8.034% | 0% | 0% | 1 | 100% | 0% | 0% | 5 | 78.56% | 0% | 0% | 3 | 0% | 0% | 0% | 1
71 | Eagle Rock | Mendocino_Marin | 0 | 0 | 0 | 0% | 0% | 1 |  |  |  |  | 0.001323% | [5 empty] | 45.32% | 41.16% | 86.48% | 5 | 92.47% | 0% | 0% | 4 | 52.69% | 0% | 0% | 2 | 69.89% | 0% | 0% | 2 | 100% | 0% | 0% | 5 | 34.42% | 0% | 0% | 1 | 0.00985% | 0% | 0% | 1 | 0% | 0% | 1 |  |  |  |  | 0.1167% | [5 empty] | 43.87% | 44.05% | 87.92% | 5 | 92.47% | 0% | 0% | 4 | 48.43% | 0% | 0% | 1 | 65.89% | 0% | 0% | 2 | 99.99% | 0% | 0% | 5 | 37.37% | 0% | 0% | 1 | 0.1063% | 0% | 0% | 1 | 0% | 0% | 1 |  |  |  |  | 0.1427% | [5 empty] | 29.69% | 56.88% | 86.57% | 5 | 88.46% | 0% | 0% | 3 | 33.32% | 0% | 0% | 1 | 72.36% | 0% | 0% | 3 | 95.22% | 0% | 0% | 5 | 48.86% | 0% | 0% | 1 | 0.7603% | 0% | 0% | 1 | 0% | 0% | 1 |  |  |  |  | 0.1051% | [5 empty] | 26.37% | 57.25% | 83.62% | 5 | 58.93% | 0% | 0% | 2 | 26.6% | 0% | 0% | 1 | 57.25% | 0% | 0% | 2 | 77.71% | 0% | 0% | 3 | 67.89% | 0% | 0% | 2 | 0.6018% | 0% | 0% | 1
72 | Leavitt | Northern_California | 0 | 0 | 20 | 0% | 0% | 1 |  |  |  |  | 0% | [5 empty] | 96.53% | 2.197% | 98.72% | 5 | 46.02% | 0% | 0% | 1 | 18.57% | 0% | 0% | 1 | 15.45% | 0% | 0% | 1 | 51.53% | 0% | 0% | 2 | 82.33% | 0% | 0% | 3 | 7.076% | 0% | 0% | 1 | 0% | 0% | 1 |  |  |  |  | 0% | [5 empty] | 82.71% | 1.843% | 84.55% | 5 | 51.44% | 0% | 0% | 2 | 21% | 0% | 0% | 1 | 20.61% | 0% | 0% | 1 | 60.81% | 0% | 0% | 2 | 65.14% | 0% | 0% | 2 | 11.71% | 0% | 0% | 1 | 0% | 0% | 1 |  |  |  |  | 0% | [5 empty] | 77.2% | 4.119% | 81.32% | 5 | 52.36% | 0% | 0% | 2 | 15.23% | 0% | 0% | 1 | 17.91% | 0% | 0% | 1 | 60.16% | 0% | 0% | 2 | 67.09% | 0% | 0% | 2 | 11.77% | 0% | 0% | 1 | 0% | 0% | 1 |  |  |  |  | 0% | [5 empty] | 58.81% | 27.58% | 86.39% | 5 | 46.29% | 0% | 0% | 1 | 9.516% | 0% | 0% | 1 | 16.35% | 0% | 0% | 1 | 54.48% | 0% | 0% | 2 | 77.73% | 0% | 0% | 3 | 8.856% | 0% | 0% | 1
73 | Madeline | Northern_California | 0 | 0 | 20 | 0% | 0% | 1 |  |  |  |  | 0% | [5 empty] | 69.43% | 18.85% | 88.28% | 5 | 13.31% | 0% | 0% | 1 | 4.888% | 0% | 0% | 1 | 7.569% | 0% | 0% | 1 | 21.76% | 0% | 0% | 1 | 74.31% | 0% | 0% | 3 | 31.81% | 0% | 0% | 1 | 0% | 0% | 1 |  |  |  |  | 0% | [5 empty] | 64.91% | 23.77% | 88.68% | 5 | 18.74% | 0% | 0% | 1 | 6.517% | 0% | 0% | 1 | 11.89% | 0% | 0% | 1 | 29.64% | 0% | 0% | 1 | 81.53% | 0% | 0% | 3 | 23.19% | 0% | 0% | 1 | 0% | 0% | 1 |  |  |  |  | 0.4737% | [5 empty] | 57.1% | 31.58% | 88.68% | 5 | 28.37% | 0% | 0% | 1 | 8.369% | 0% | 0% | 1 | 10.91% | 0% | 0% | 1 | 38.6% | 0% | 0% | 1 | 82.44% | 0% | 0% | 3 | 20.52% | 0% | 0% | 1 | 0% | 0% | 1 |  |  |  |  | 2.268% | [5 empty] | 55.22% | 22.1% | 77.32% | 5 | 39.4% | 0% | 0% | 1 | 13.86% | 0% | 0% | 1 | 8.99% | 0% | 0% | 1 | 49.61% | 0% | 0% | 1 | 80.79% | 0% | 0% | 3 | 14.78% | 0% | 0% | 1
74 | Antelope | Tehachapi | 0 | 0 | 0 | 0% | 0% | 1 |  |  |  |  | 0.8142% | [5 empty] | 20.05% | 18.96% | 39.01% | 3 | 2.256% | 0% | 0% | 1 | 37.81% | 0% | 0% | 1 | 38.49% | 0% | 0% | 1 | 44.31% | 0% | 0% | 1 | 28.28% | 0% | 0% | 1 | 2.494% | 0% | 0% | 1 | 0% | 0% | 1 |  |  |  |  | 0.7984% | [5 empty] | 18.88% | 13.37% | 32.25% | 3 | 10.85% | 0% | 0% | 1 | 30.83% | 0% | 0% | 1 | 24.34% | 0% | 0% | 1 | 43.58% | 0% | 0% | 1 | 23.99% | 0% | 0% | 1 | 2.283% | 0% | 0% | 1 | 0% | 0% | 1 |  |  |  |  | 0.9076% | [5 empty] | 14.44% | 10.28% | 24.72% | 3 | 14.06% | 0% | 0% | 1 | 33.78% | 0% | 0% | 1 | 24.05% | 0% | 0% | 1 | 48.79% | 0% | 0% | 1 | 23.2% | 0% | 0% | 1 | 1.404% | 0% | 0% | 1 | 0% | 0% | 1 |  |  |  |  | 0.8087% | [5 empty] | 21.97% | 11.76% | 33.73% | 3 | 30.44% | 0% | 0% | 1 | 35.49% | 0% | 0% | 1 | 29.42% | 0% | 0% | 1 | 60.33% | 0% | 0% | 2 | 30.26% | 0% | 0% | 1 | 1.29% | 0% | 0% | 1
75 | Arcogen | Greater_LA | 0 | 0 | 0 | 0% | 0% | 1 |  |  |  |  | 0% | [5 empty] | 0% | 0% | 0% | 1 | 0% | 0% | 0% | 1 | 3.782% | 0% | 0% | 1 | 48.52% | 0% | 0% | 1 | 48.52% | 0% | 0% | 1 | 0% | 0% | 0% | 1 | 0% | 0% | 0% | 1 | 0% | 0% | 1 |  |  |  |  | 0% | [5 empty] | 0% | 0% | 0% | 1 | 0% | 0% | 0% | 1 | 14.11% | 0% | 0% | 1 | 53.24% | 0% | 0% | 2 | 53.24% | 0% | 0% | 2 | 0% | 0% | 0% | 1 | 0.5146% | 0% | 0% | 1 | 0% | 0% | 1 |  |  |  |  | 0% | [5 empty] | 0% | 0% | 0% | 1 | 0% | 0% | 0% | 1 | 20.31% | 0% | 0% | 1 | 56.88% | 0% | 0% | 2 | 56.88% | 0% | 0% | 2 | 0% | 0% | 0% | 1 | 0.5905% | 0% | 0% | 1 | 0% | 0% | 1 |  |  |  |  | 0% | [5 empty] | 0.01494% | 0% | 0.01494% | 1 | 0.9257% | 0% | 0% | 1 | 20.3% | 0% | 0% | 1 | 61.53% | 0% | 0% | 2 | 62.46% | 0% | 0% | 2 | 0% | 0% | 0% | 1 | 2.463% | 0% | 0% | 1
76 | Bailey | Tehachapi | 0 | 0 | 0 | 0% | 0% | 1 |  |  |  |  | 1.683% | [5 empty] | 50.94% | 31.03% | 81.97% | 5 | 53.27% | 0% | 0% | 2 | 59.85% | 0% | 0% | 2 | 50.98% | 0% | 0% | 2 | 92.72% | 0% | 0% | 4 | 54.28% | 0% | 0% | 2 | 1.864% | 0% | 0% | 1 | 0% | 0% | 1 |  |  |  |  | 1.789% | [5 empty] | 35.87% | 24.37% | 60.24% | 4 | 48.52% | 0% | 0% | 1 | 55.68% | 0% | 0% | 2 | 39.46% | 0% | 0% | 1 | 85.17% | 0% | 0% | 3 | 42.8% | 0% | 0% | 1 | 1.389% | 0% | 0% | 1 | 0% | 0% | 1 |  |  |  |  | 1.114% | [5 empty] | 27.55% | 15.89% | 43.44% | 3 | 44.12% | 0% | 0% | 1 | 42.47% | 0% | 0% | 1 | 29.62% | 0% | 0% | 1 | 71.67% | 0% | 0% | 3 | 37.91% | 0% | 0% | 1 | 1.217% | 0% | 0% | 1 | 0% | 0% | 1 |  |  |  |  | 0.919% | [5 empty] | 24.39% | 16.36% | 40.75% | 3 | 36.43% | 0% | 0% | 1 | 39.33% | 0% | 0% | 1 | 32.49% | 0% | 0% | 1 | 66.55% | 0% | 0% | 2 | 35.34% | 0% | 0% | 1 | 1.248% | 0% | 0% | 1
77 | Center | Greater_LA | 0 | 0 | 0 | 0% | 0% | 1 |  |  |  |  | 0% | [5 empty] | 0% | 0% | 0% | 1 | 0% | 0% | 0% | 1 | 0% | 0% | 0% | 1 | 0% | 0% | 0% | 1 | 0% | 0% | 0% | 1 | 0% | 0% | 0% | 1 | 0% | 0% | 0% | 1 | 0% | 0% | 1 |  |  |  |  | 0% | [5 empty] | 0% | 0% | 0% | 1 | 0% | 0% | 0% | 1 | 21.16% | 0% | 0% | 1 | 40.43% | 0% | 0% | 1 | 40.43% | 0% | 0% | 1 | 0% | 0% | 0% | 1 | 0.8102% | 0% | 0% | 1 | 0% | 0% | 1 |  |  |  |  | 0% | [5 empty] | 0% | 0% | 0% | 1 | 0% | 0% | 0% | 1 | 15.63% | 0% | 0% | 1 | 55.28% | 0% | 0% | 2 | 55.28% | 0% | 0% | 2 | 0% | 0% | 0% | 1 | 0.5493% | 0% | 0% | 1 | 0% | 0% | 1 |  |  |  |  | 0% | [5 empty] | 0% | 0% | 0% | 1 | 0.7199% | 0% | 0% | 1 | 20.61% | 0% | 0% | 1 | 62.45% | 0% | 0% | 2 | 63.17% | 0% | 0% | 2 | 0% | 0% | 0% | 1 | 2.5% | 0% | 0% | 1
78 | Del Amo | Greater_LA | 0 | 0 | 0 | 0% | 0% | 1 |  |  |  |  | 0% | [5 empty] | 0% | 0% | 0% | 1 | 0% | 0% | 0% | 1 | 25.69% | 0% | 0% | 1 | 32.9% | 0% | 0% | 1 | 32.9% | 0% | 0% | 1 | 0% | 0% | 0% | 1 | 0.9597% | 0% | 0% | 1 | 0% | 0% | 1 |  |  |  |  | 0% | [5 empty] | 0% | 0% | 0% | 1 | 0% | 0% | 0% | 1 | 14.35% | 0% | 0% | 1 | 55.08% | 0% | 0% | 2 | 55.08% | 0% | 0% | 2 | 0% | 0% | 0% | 1 | 0.5771% | 0% | 0% | 1 | 0% | 0% | 1 |  |  |  |  | 0% | [5 empty] | 0% | 0% | 0% | 1 | 0% | 0% | 0% | 1 | 16.79% | 0% | 0% | 1 | 60.4% | 0% | 0% | 2 | 60.4% | 0% | 0% | 2 | 0% | 0% | 0% | 1 | 2.853% | 0% | 0% | 1 | 0% | 0% | 1 |  |  |  |  | 0% | [5 empty] | 0% | 0% | 0% | 1 | 0.714% | 0% | 0% | 1 | 20.75% | 0% | 0% | 1 | 62.26% | 0% | 0% | 2 | 62.97% | 0% | 0% | 2 | 0% | 0% | 0% | 1 | 2.479% | 0% | 0% | 1
79 | El Nido | Greater_LA | 0 | 0 | 0 | 0% | 0% | 1 |  |  |  |  | 0% | [5 empty] | 0% | 0% | 0% | 1 | 0% | 0% | 0% | 1 | 75.2% | 0% | 0% | 3 | 78.91% | 0% | 0% | 3 | 78.91% | 0% | 0% | 3 | 0% | 0% | 0% | 1 | 0% | 0% | 0% | 1 | 0% | 0% | 1 |  |  |  |  | 0% | [5 empty] | 0% | 0% | 0% | 1 | 0% | 0% | 0% | 1 | 9.727% | 0% | 0% | 1 | 52.04% | 0% | 0% | 2 | 52.04% | 0% | 0% | 2 | 0% | 0% | 0% | 1 | 0% | 0% | 0% | 1 | 0% | 0% | 1 |  |  |  |  | 0% | [5 empty] | 0.02004% | 0% | 0.02004% | 1 | 0.2611% | 0% | 0% | 1 | 14.46% | 0% | 0% | 1 | 52.26% | 0% | 0% | 2 | 52.52% | 0% | 0% | 2 | 0% | 0% | 0% | 1 | 0.005075% | 0% | 0% | 1 | 0% | 0% | 1 |  |  |  |  | 0% | [5 empty] | 0.01755% | 0% | 0.01755% | 1 | 0.7861% | 0% | 0% | 1 | 21.23% | 0% | 0% | 1 | 55.16% | 0% | 0% | 2 | 55.94% | 0% | 0% | 2 | 0.01003% | 0% | 0% | 1 | 2.269% | 0% | 0% | 1
80 | Goodrich | Greater_LA | 0 | 0 | 0 | 0% | 0% | 1 |  |  |  |  | 0% | [5 empty] | 0% | 0% | 0% | 1 | 0% | 0% | 0% | 1 | 0% | 0% | 0% | 1 | 0% | 0% | 0% | 1 | 0% | 0% | 0% | 1 | 0% | 0% | 0% | 1 | 0% | 0% | 0% | 1 | 0% | 0% | 1 |  |  |  |  | 0% | [5 empty] | 0% | 0% | 0% | 1 | 0% | 0% | 0% | 1 | 0% | 0% | 0% | 1 | 0% | 0% | 0% | 1 | 0% | 0% | 0% | 1 | 0% | 0% | 0% | 1 | 0% | 0% | 0% | 1 | 0% | 0% | 1 |  |  |  |  | 0% | [5 empty] | 0% | 0% | 0% | 1 | 0% | 0% | 0% | 1 | 0% | 0% | 0% | 1 | 0% | 0% | 0% | 1 | 0% | 0% | 0% | 1 | 0% | 0% | 0% | 1 | 0% | 0% | 0% | 1 | 0% | 0% | 1 |  |  |  |  | 0% | [5 empty] | 41.84% | 6.43% | 48.26% | 2 | 8.279% | 0% | 0% | 1 | 28.67% | 0% | 0% | 1 | 20.65% | 0% | 0% | 1 | 39.06% | 0% | 0% | 1 | 38.6% | 0% | 0% | 1 | 0.7678% | 0% | 0% | 1
81 | Gould | Greater_LA | 0 | 0 | 0 | 0% | 0% | 1 |  |  |  |  | 0% | [5 empty] | 0% | 0% | 0% | 1 | 0% | 0% | 0% | 1 | 0% | 0% | 0% | 1 | 0% | 0% | 0% | 1 | 0% | 0% | 0% | 1 | 0% | 0% | 0% | 1 | 0% | 0% | 0% | 1 | 0% | 0% | 1 |  |  |  |  | 0% | [5 empty] | 100% | 0% | 100% | 5 | 100% | 0% | 0% | 5 | 0% | 0% | 0% | 1 | 0% | 0% | 0% | 1 | 100% | 0% | 0% | 5 | 100% | 0% | 0% | 5 | 0% | 0% | 0% | 1 | 0% | 0% | 1 |  |  |  |  | 0% | [5 empty] | 56.01% | 0% | 56.01% | 3 | 2.836% | 0% | 0% | 1 | 0% | 0% | 0% | 1 | 0% | 0% | 0% | 1 | 2.836% | 0% | 0% | 1 | 37.37% | 0% | 0% | 1 | 0.2028% | 0% | 0% | 1 | 0% | 0% | 1 |  |  |  |  | 0.03541% | [5 empty] | 36.86% | 38.86% | 75.72% | 5 | 12.41% | 0% | 0% | 1 | 13.91% | 0% | 0% | 1 | 8.672% | 0% | 0% | 1 | 27.55% | 0% | 0% | 1 | 43.77% | 0% | 0% | 1 | 2.418% | 0% | 0% | 1
82 | Harborgen | Greater_LA | 0 | 0 | 0 | 0% | 0% | 1 |  |  |  |  | 0% | [5 empty] | 0% | 0% | 0% | 1 | 0% | 0% | 0% | 1 | 10.65% | 0% | 0% | 1 | 52.12% | 0% | 0% | 2 | 52.12% | 0% | 0% | 2 | 0% | 0% | 0% | 1 | 0.551% | 0% | 0% | 1 | 0% | 0% | 1 |  |  |  |  | 0% | [5 empty] | 0% | 0% | 0% | 1 | 0% | 0% | 0% | 1 | 14.01% | 0% | 0% | 1 | 53.6% | 0% | 0% | 2 | 53.6% | 0% | 0% | 2 | 0% | 0% | 0% | 1 | 0.5497% | 0% | 0% | 1 | 0% | 0% | 1 |  |  |  |  | 0% | [5 empty] | 0% | 0% | 0% | 1 | 0% | 0% | 0% | 1 | 22.22% | 0% | 0% | 1 | 58.72% | 0% | 0% | 2 | 58.72% | 0% | 0% | 2 | 0% | 0% | 0% | 1 | 2.439% | 0% | 0% | 1 | 0% | 0% | 1 |  |  |  |  | 0% | [5 empty] | 0% | 0% | 0% | 1 | 0.7157% | 0% | 0% | 1 | 20.49% | 0% | 0% | 1 | 62.09% | 0% | 0% | 2 | 62.81% | 0% | 0% | 2 | 0% | 0% | 0% | 1 | 2.485% | 0% | 0% | 1
83 | Hinson | Greater_LA | 0 | 0 | 0 | 0% | 0% | 1 |  |  |  |  | 0% | [5 empty] | 0% | 0% | 0% | 1 | 0% | 0% | 0% | 1 | 8.498% | 0% | 0% | 1 | 51.42% | 0% | 0% | 2 | 51.42% | 0% | 0% | 2 | 0% | 0% | 0% | 1 | 0.3043% | 0% | 0% | 1 | 0% | 0% | 1 |  |  |  |  | 0% | [5 empty] | 0% | 0% | 0% | 1 | 0% | 0% | 0% | 1 | 14.04% | 0% | 0% | 1 | 53.48% | 0% | 0% | 2 | 53.48% | 0% | 0% | 2 | 0% | 0% | 0% | 1 | 0.551% | 0% | 0% | 1 | 0% | 0% | 1 |  |  |  |  | 0% | [5 empty] | 0% | 0% | 0% | 1 | 0% | 0% | 0% | 1 | 22.37% | 0% | 0% | 1 | 58.06% | 0% | 0% | 2 | 58.06% | 0% | 0% | 2 | 0% | 0% | 0% | 1 | 2.211% | 0% | 0% | 1 | 0% | 0% | 1 |  |  |  |  | 0% | [5 empty] | 0.01496% | 0% | 0.01496% | 1 | 0.8262% | 0% | 0% | 1 | 20.32% | 0% | 0% | 1 | 61.58% | 0% | 0% | 2 | 62.4% | 0% | 0% | 2 | 0% | 0% | 0% | 1 | 2.465% | 0% | 0% | 1
84 | La Cienega | Greater_LA | 0 | 0 | 0 | 0% | 0% | 1 |  |  |  |  | 0% | [5 empty] | 0% | 0% | 0% | 1 | 0% | 0% | 0% | 1 | 93.9% | 0% | 0% | 4 | 93.9% | 0% | 0% | 4 | 93.9% | 0% | 0% | 4 | 0% | 0% | 0% | 1 | 0% | 0% | 0% | 1 | 0% | 0% | 1 |  |  |  |  | 0% | [5 empty] | 0% | 0% | 0% | 1 | 0% | 0% | 0% | 1 | 76.28% | 0% | 0% | 3 | 80.05% | 0% | 0% | 3 | 80.05% | 0% | 0% | 3 | 0% | 0% | 0% | 1 | 0% | 0% | 0% | 1 | 0% | 0% | 1 |  |  |  |  | 0% | [5 empty] | 0.03204% | 0% | 0.03204% | 1 | 0.4639% | 0% | 0% | 1 | 12.97% | 0% | 0% | 1 | 53.27% | 0% | 0% | 2 | 53.74% | 0% | 0% | 2 | 0% | 0% | 0% | 1 | 0.01368% | 0% | 0% | 1 | 0% | 0% | 1 |  |  |  |  | 0% | [5 empty] | 20.49% | 33.86% | 54.35% | 5 | 33.24% | 0% | 0% | 1 | 8.418% | 0% | 0% | 1 | 24.95% | 0% | 0% | 1 | 58.19% | 0% | 0% | 2 | 39.85% | 0% | 0% | 1 | 2.268% | 0% | 0% | 1
85 | La Fresa | Greater_LA | 0 | 0 | 0 | 0% | 0% | 1 |  |  |  |  | 0% | [5 empty] | 0% | 0% | 0% | 1 | 0% | 0% | 0% | 1 | 15.35% | 0% | 0% | 1 | 63.4% | 0% | 0% | 2 | 63.4% | 0% | 0% | 2 | 0% | 0% | 0% | 1 | 0% | 0% | 0% | 1 | 0% | 0% | 1 |  |  |  |  | 0% | [5 empty] | 0% | 0% | 0% | 1 | 0% | 0% | 0% | 1 | 11.35% | 0% | 0% | 1 | 51.09% | 0% | 0% | 2 | 51.09% | 0% | 0% | 2 | 0% | 0% | 0% | 1 | 0% | 0% | 0% | 1 | 0% | 0% | 1 |  |  |  |  | 0% | [5 empty] | 0% | 0% | 0% | 1 | 0% | 0% | 0% | 1 | 20.36% | 0% | 0% | 1 | 56.28% | 0% | 0% | 2 | 56.28% | 0% | 0% | 2 | 0% | 0% | 0% | 1 | 0.4725% | 0% | 0% | 1 | 0% | 0% | 1 |  |  |  |  | 0% | [5 empty] | 0.01647% | 0% | 0.01647% | 1 | 0.5362% | 0% | 0% | 1 | 20.08% | 0% | 0% | 1 | 58.17% | 0% | 0% | 2 | 58.71% | 0% | 0% | 2 | 0% | 0% | 0% | 1 | 2.378% | 0% | 0% | 1
86 | Laguna Bell | Greater_LA | 0 | 0 | 0 | 0% | 0% | 1 |  |  |  |  | 0% | [5 empty] | 0% | 0% | 0% | 1 | 0% | 0% | 0% | 1 | 0% | 0% | 0% | 1 | 0% | 0% | 0% | 1 | 0% | 0% | 0% | 1 | 0% | 0% | 0% | 1 | 0% | 0% | 0% | 1 | 0% | 0% | 1 |  |  |  |  | 0% | [5 empty] | 0% | 0% | 0% | 1 | 0% | 0% | 0% | 1 | 31.15% | 0% | 0% | 1 | 37.59% | 0% | 0% | 1 | 37.59% | 0% | 0% | 1 | 0% | 0% | 0% | 1 | 0% | 0% | 0% | 1 | 0% | 0% | 1 |  |  |  |  | 0% | [5 empty] | 0% | 0% | 0% | 1 | 0% | 0% | 0% | 1 | 20.81% | 0% | 0% | 1 | 57.45% | 0% | 0% | 2 | 57.45% | 0% | 0% | 2 | 0% | 0% | 0% | 1 | 0.4905% | 0% | 0% | 1 | 0% | 0% | 1 |  |  |  |  | 0% | [5 empty] | 0.01532% | 0% | 0.01532% | 1 | 0% | 0% | 0% | 1 | 20.81% | 0% | 0% | 1 | 62.77% | 0% | 0% | 2 | 62.77% | 0% | 0% | 2 | 0% | 0% | 0% | 1 | 2.525% | 0% | 0% | 1
87 | Lighthipe | Greater_LA | 0 | 0 | 0 | 0% | 0% | 1 |  |  |  |  | 0% | [5 empty] | 0% | 0% | 0% | 1 | 0% | 0% | 0% | 1 | 5.625% | 0% | 0% | 1 | 26.04% | 0% | 0% | 1 | 26.04% | 0% | 0% | 1 | 0% | 0% | 0% | 1 | 0% | 0% | 0% | 1 | 0% | 0% | 1 |  |  |  |  | 0% | [5 empty] | 0% | 0% | 0% | 1 | 0% | 0% | 0% | 1 | 14.35% | 0% | 0% | 1 | 54.14% | 0% | 0% | 2 | 54.14% | 0% | 0% | 2 | 0% | 0% | 0% | 1 | 0.5233% | 0% | 0% | 1 | 0% | 0% | 1 |  |  |  |  | 0% | [5 empty] | 0% | 0% | 0% | 1 | 0% | 0% | 0% | 1 | 20.25% | 0% | 0% | 1 | 56.89% | 0% | 0% | 2 | 56.89% | 0% | 0% | 2 | 0% | 0% | 0% | 1 | 0.506% | 0% | 0% | 1 | 0% | 0% | 1 |  |  |  |  | 0% | [5 empty] | 0.01505% | 0% | 0.01505% | 1 | 0.7145% | 0% | 0% | 1 | 20.45% | 0% | 0% | 1 | 61.98% | 0% | 0% | 2 | 62.7% | 0% | 0% | 2 | 0% | 0% | 0% | 1 | 2.481% | 0% | 0% | 1
88 | Mesa (SCE) | Greater_LA | 0 | 0 | 0 | 0% | 0% | 1 |  |  |  |  | 0% | [5 empty] | 0% | 0% | 0% | 1 | 0% | 0% | 0% | 1 | 0% | 0% | 0% | 1 | 0% | 0% | 0% | 1 | 0% | 0% | 0% | 1 | 0% | 0% | 0% | 1 | 0% | 0% | 0% | 1 | 0% | 0% | 1 |  |  |  |  | 0% | [5 empty] | 0% | 0% | 0% | 1 | 0% | 0% | 0% | 1 | 0% | 0% | 0% | 1 | 0% | 0% | 0% | 1 | 0% | 0% | 0% | 1 | 0% | 0% | 0% | 1 | 0% | 0% | 0% | 1 | 0% | 0% | 1 |  |  |  |  | 0% | [5 empty] | 0% | 0% | 0% | 1 | 0% | 0% | 0% | 1 | 33.79% | 0% | 0% | 1 | 48.81% | 0% | 0% | 1 | 48.81% | 0% | 0% | 1 | 0% | 0% | 0% | 1 | 0% | 0% | 0% | 1 | 0% | 0% | 1 |  |  |  |  | 0% | [5 empty] | 7.508% | 0% | 7.508% | 1 | 0.3011% | 0% | 0% | 1 | 15.31% | 0% | 0% | 1 | 37.07% | 0% | 0% | 1 | 37.37% | 0% | 0% | 1 | 31.03% | 0% | 0% | 1 | 1.811% | 0% | 0% | 1
89 | Olinda | Greater_LA | 0 | 0 | 0 | 0% | 0% | 1 |  |  |  |  | 0% | [5 empty] | 0% | 0% | 0% | 1 | 0% | 0% | 0% | 1 | 0% | 0% | 0% | 1 | 0% | 0% | 0% | 1 | 0% | 0% | 0% | 1 | 0% | 0% | 0% | 1 | 0% | 0% | 0% | 1 | 0% | 0% | 1 |  |  |  |  | 0% | [5 empty] | 0% | 0% | 0% | 1 | 0% | 0% | 0% | 1 | 0% | 0% | 0% | 1 | 0% | 0% | 0% | 1 | 0% | 0% | 0% | 1 | 0% | 0% | 0% | 1 | 0% | 0% | 0% | 1 | 0% | 0% | 1 |  |  |  |  | 0% | [5 empty] | 0% | 0% | 0% | 1 | 0% | 0% | 0% | 1 | 76.13% | 0% | 0% | 3 | 94.45% | 0% | 0% | 4 | 94.45% | 0% | 0% | 4 | 0% | 0% | 0% | 1 | 3.061% | 0% | 0% | 1 | 0% | 0% | 1 |  |  |  |  | 0% | [5 empty] | 0% | 14.67% | 14.67% | 3 | 15.33% | 0% | 0% | 1 | 14.17% | 0% | 0% | 1 | 54.4% | 0% | 0% | 2 | 67.64% | 0% | 0% | 2 | 14.43% | 0% | 0% | 1 | 2.321% | 0% | 0% | 1
90 | Pardee | Tehachapi | 0 | 0 | 0 | 0% | 0% | 1 |  |  |  |  | 0% | [5 empty] | 42.71% | 55.78% | 98.49% | 5 | 68.94% | 0% | 0% | 2 | 3.432% | 0% | 0% | 1 | 4.404% | 0% | 0% | 1 | 70.24% | 0% | 0% | 3 | 64.24% | 0% | 0% | 2 | 2.102% | 0% | 0% | 1 | 0% | 0% | 1 |  |  |  |  | 0% | [5 empty] | 33.39% | 64.47% | 97.86% | 5 | 56.09% | 0% | 0% | 2 | 2.13% | 0% | 0% | 1 | 1.788% | 0% | 0% | 1 | 56.7% | 0% | 0% | 2 | 68% | 0% | 0% | 2 | 2.122% | 0% | 0% | 1 | 0% | 0% | 1 |  |  |  |  | 0.00548% | [5 empty] | 20.98% | 54.25% | 75.23% | 5 | 31.93% | 0% | 0% | 1 | 15.31% | 0% | 0% | 1 | 20.67% | 0% | 0% | 1 | 52.69% | 0% | 0% | 2 | 53.54% | 0% | 0% | 2 | 3.639% | 0% | 0% | 1 | 0% | 0% | 1 |  |  |  |  | 1.141% | [5 empty] | 24.86% | 19.66% | 44.52% | 3 | 23.96% | 0% | 0% | 1 | 38.47% | 0% | 0% | 1 | 26.58% | 0% | 0% | 1 | 58.57% | 0% | 0% | 2 | 30.69% | 0% | 0% | 1 | 1.555% | 0% | 0% | 1
91 | Rio Hondo | Greater_LA | 0 | 0 | 0 | 0% | 0% | 1 |  |  |  |  | 0% | [5 empty] | 0% | 0% | 0% | 1 | 0% | 0% | 0% | 1 | 0% | 0% | 0% | 1 | 0% | 0% | 0% | 1 | 0% | 0% | 0% | 1 | 0% | 0% | 0% | 1 | 0% | 0% | 0% | 1 | 0% | 0% | 1 |  |  |  |  | 0% | [5 empty] | 0% | 0% | 0% | 1 | 0% | 0% | 0% | 1 | 0% | 0% | 0% | 1 | 0% | 0% | 0% | 1 | 0% | 0% | 0% | 1 | 0% | 0% | 0% | 1 | 0% | 0% | 0% | 1 | 0% | 0% | 1 |  |  |  |  | 0% | [5 empty] | 0% | 0% | 0% | 1 | 0% | 0% | 0% | 1 | 0% | 0% | 0% | 1 | 0% | 0% | 0% | 1 | 0% | 0% | 0% | 1 | 0% | 0% | 0% | 1 | 0% | 0% | 0% | 1 | 0% | 0% | 1 |  |  |  |  | 0% | [5 empty] | 16.61% | 8.024% | 24.64% | 2 | 13.12% | 0% | 0% | 1 | 44.78% | 0% | 0% | 1 | 33.93% | 0% | 0% | 1 | 59.85% | 0% | 0% | 2 | 39.49% | 0% | 0% | 1 | 0.7241% | 0% | 0% | 1
92 | Saugus | Tehachapi | 0 | 0 | 0 | 0% | 0% | 1 |  |  |  |  | 0% | [5 empty] | 56.7% | 41.44% | 98.14% | 5 | 70.22% | 0% | 0% | 3 | 0% | 0% | 0% | 1 | 5.409% | 0% | 0% | 1 | 71.82% | 0% | 0% | 3 | 55.99% | 0% | 0% | 2 | 2.408% | 0% | 0% | 1 | 0% | 0% | 1 |  |  |  |  | 0% | [5 empty] | 33.65% | 64.95% | 98.6% | 5 | 58.21% | 0% | 0% | 2 | 2.267% | 0% | 0% | 1 | 1.903% | 0% | 0% | 1 | 58.85% | 0% | 0% | 2 | 67.27% | 0% | 0% | 2 | 2.04% | 0% | 0% | 1 | 0% | 0% | 1 |  |  |  |  | 0.007118% | [5 empty] | 25.06% | 53.34% | 78.41% | 5 | 35.02% | 0% | 0% | 1 | 11.33% | 0% | 0% | 1 | 18.45% | 0% | 0% | 1 | 53.11% | 0% | 0% | 2 | 51.56% | 0% | 0% | 2 | 3.859% | 0% | 0% | 1 | 0% | 0% | 1 |  |  |  |  | 1.206% | [5 empty] | 25.3% | 20.14% | 45.44% | 4 | 21.78% | 0% | 0% | 1 | 38.33% | 0% | 0% | 1 | 25.47% | 0% | 0% | 1 | 57.81% | 0% | 0% | 2 | 30.39% | 0% | 0% | 1 | 1.607% | 0% | 0% | 1
93 | Vincent | Tehachapi | 0 | 0 | 0 | 0% | 0% | 1 |  |  |  |  | 0% | [5 empty] | 48.52% | 10.74% | 59.26% | 3 | 1.93% | 0% | 0% | 1 | 22.91% | 0% | 0% | 1 | 10.91% | 0% | 0% | 1 | 24.84% | 0% | 0% | 1 | 36.23% | 0% | 0% | 1 | 0.8282% | 0% | 0% | 1 | 0% | 0% | 1 |  |  |  |  | 0.04506% | [5 empty] | 43.77% | 28.67% | 72.43% | 4 | 7.995% | 0% | 0% | 1 | 16.27% | 0% | 0% | 1 | 7.864% | 0% | 0% | 1 | 24.27% | 0% | 0% | 1 | 34.5% | 0% | 0% | 1 | 2.286% | 0% | 0% | 1 | 0% | 0% | 1 |  |  |  |  | 0.7847% | [5 empty] | 40.86% | 36.52% | 77.38% | 5 | 7.391% | 0% | 0% | 1 | 24.16% | 0% | 0% | 1 | 16.55% | 0% | 0% | 1 | 35.21% | 0% | 0% | 1 | 38.74% | 0% | 0% | 1 | 2.613% | 0% | 0% | 1 | 0% | 0% | 1 |  |  |  |  | 0.731% | [5 empty] | 19.64% | 14.36% | 34% | 3 | 10.69% | 0% | 0% | 1 | 32.73% | 0% | 0% | 1 | 25.82% | 0% | 0% | 1 | 45.21% | 0% | 0% | 1 | 28.16% | 0% | 0% | 1 | 2.245% | 0% | 0% | 1
94 | Borden | Central_Valley_North_Los_Banos | 0 | 0 | 0 | 0% | 0% | 1 |  |  |  |  | 0% | [5 empty] | 0% | 0% | 0% | 1 | 0% | 0% | 0% | 1 | 0% | 0% | 0% | 1 | 0% | 0% | 0% | 1 | 0% | 0% | 0% | 1 | 0% | 0% | 0% | 1 | 0% | 0% | 0% | 1 | 0% | 0% | 1 |  |  |  |  | 0% | [5 empty] | 0% | 0% | 0% | 1 | 0% | 0% | 0% | 1 | 0% | 0% | 0% | 1 | 0% | 0% | 0% | 1 | 0% | 0% | 0% | 1 | 0% | 0% | 0% | 1 | 0% | 0% | 0% | 1 | 0% | 0% | 1 |  |  |  |  | 0% | [5 empty] | 0% | 0% | 0% | 1 | 0% | 0% | 0% | 1 | 0% | 0% | 0% | 1 | 0% | 0% | 0% | 1 | 0% | 0% | 0% | 1 | 0% | 0% | 0% | 1 | 0% | 0% | 0% | 1 | 0% | 0% | 1 |  |  |  |  | 0% | [5 empty] | 0% | 0% | 0% | 1 | 0% | 0% | 0% | 1 | 0% | 0% | 0% | 1 | 0% | 0% | 0% | 1 | 0% | 0% | 0% | 1 | 0% | 0% | 0% | 1 | 0% | 0% | 0% | 1
95 | Dairyland | Central_Valley_North_Los_Banos | 0 | 0 | 0 | 0% | 0% | 1 |  |  |  |  | 0% | [5 empty] | 0% | 0% | 0% | 1 | 0% | 0% | 0% | 1 | 0% | 0% | 0% | 1 | 0% | 0% | 0% | 1 | 0% | 0% | 0% | 1 | 0% | 0% | 0% | 1 | 0% | 0% | 0% | 1 | 0% | 0% | 1 |  |  |  |  | 0% | [5 empty] | 0% | 0% | 0% | 1 | 0% | 0% | 0% | 1 | 0% | 0% | 0% | 1 | 0% | 0% | 0% | 1 | 0% | 0% | 0% | 1 | 0% | 0% | 0% | 1 | 0% | 0% | 0% | 1 | 0% | 0% | 1 |  |  |  |  | 0% | [5 empty] | 0% | 0% | 0% | 1 | 0% | 0% | 0% | 1 | 0% | 0% | 0% | 1 | 0% | 0% | 0% | 1 | 0% | 0% | 0% | 1 | 0% | 0% | 0% | 1 | 0% | 0% | 0% | 1 | 0% | 0% | 1 |  |  |  |  | 0% | [5 empty] | 0% | 0% | 0% | 1 | 0% | 0% | 0% | 1 | 0% | 0% | 0% | 1 | 0% | 0% | 0% | 1 | 0% | 0% | 0% | 1 | 0% | 0% | 0% | 1 | 0% | 0% | 0% | 1
96 | Gregg | Central_Valley_North_Los_Banos | 0 | 0 | 10 | 0% | 0% | 1 |  |  |  |  | 0% | [5 empty] | 0% | 0% | 0% | 1 | 0% | 0% | 0% | 1 | 0% | 0% | 0% | 1 | 0% | 0% | 0% | 1 | 0% | 0% | 0% | 1 | 0% | 0% | 0% | 1 | 0% | 0% | 0% | 1 | 0% | 0% | 1 |  |  |  |  | 0% | [5 empty] | 0% | 0% | 0% | 1 | 0% | 0% | 0% | 1 | 0% | 0% | 0% | 1 | 0% | 0% | 0% | 1 | 0% | 0% | 0% | 1 | 0% | 0% | 0% | 1 | 0% | 0% | 0% | 1 | 0% | 0% | 1 |  |  |  |  | 0% | [5 empty] | 0% | 0% | 0% | 1 | 0% | 0% | 0% | 1 | 0% | 0% | 0% | 1 | 0% | 0% | 0% | 1 | 0% | 0% | 0% | 1 | 0% | 0% | 0% | 1 | 0% | 0% | 0% | 1 | 0% | 0% | 1 |  |  |  |  | 0% | [5 empty] | 0% | 0% | 0% | 1 | 0% | 0% | 0% | 1 | 0% | 0% | 0% | 1 | 0% | 0% | 0% | 1 | 0% | 0% | 0% | 1 | 0% | 0% | 0% | 1 | 0% | 0% | 0% | 1
97 | Newhall | Central_Valley_North_Los_Banos | 0 | 0 | 0 | 0% | 0% | 1 |  |  |  |  | 0% | [5 empty] | 0% | 0% | 0% | 1 | 0% | 0% | 0% | 1 | 0% | 0% | 0% | 1 | 0% | 0% | 0% | 1 | 0% | 0% | 0% | 1 | 0% | 0% | 0% | 1 | 0% | 0% | 0% | 1 | 0% | 0% | 1 |  |  |  |  | 0% | [5 empty] | 0% | 0% | 0% | 1 | 0% | 0% | 0% | 1 | 0% | 0% | 0% | 1 | 0% | 0% | 0% | 1 | 0% | 0% | 0% | 1 | 0% | 0% | 0% | 1 | 0% | 0% | 0% | 1 | 0% | 0% | 1 |  |  |  |  | 0% | [5 empty] | 0% | 0% | 0% | 1 | 0% | 0% | 0% | 1 | 0% | 0% | 0% | 1 | 0% | 0% | 0% | 1 | 0% | 0% | 0% | 1 | 0% | 0% | 0% | 1 | 0% | 0% | 0% | 1 | 0% | 0% | 1 |  |  |  |  | 0% | [5 empty] | 0% | 0% | 0% | 1 | 0% | 0% | 0% | 1 | 0% | 0% | 0% | 1 | 0% | 0% | 0% | 1 | 0% | 0% | 0% | 1 | 0% | 0% | 0% | 1 | 0% | 0% | 0% | 1
98 | Ignacio | Mendocino_Marin | 0 | 0 | 0 | 0% | 0% | 1 |  |  |  |  | 0% | [5 empty] | 82.09% | 0% | 82.09% | 5 | 70.47% | 0% | 0% | 3 | 34.51% | 0% | 0% | 1 | 46.07% | 0% | 0% | 1 | 77.04% | 0% | 0% | 3 | 72.94% | 0% | 0% | 3 | 5.386% | 0% | 0% | 1 | 0% | 0% | 1 |  |  |  |  | 0% | [5 empty] | 72.46% | 0% | 72.46% | 3 | 66.31% | 0% | 0% | 2 | 32.99% | 0% | 0% | 1 | 55.03% | 0% | 0% | 2 | 82.34% | 0% | 0% | 3 | 63.34% | 0% | 0% | 2 | 9.765% | 0% | 0% | 1 | 0% | 0% | 1 |  |  |  |  | 0% | [5 empty] | 71.09% | 0% | 71.09% | 3 | 57.71% | 0% | 0% | 2 | 33.23% | 0% | 0% | 1 | 52.85% | 0% | 0% | 2 | 79.63% | 0% | 0% | 3 | 63.41% | 0% | 0% | 2 | 6.228% | 0% | 0% | 1 | 0% | 0% | 1 |  |  |  |  | 0.06644% | [5 empty] | 59.66% | 0% | 59.66% | 3 | 67.07% | 0% | 0% | 2 | 27.04% | 0% | 0% | 1 | 38.83% | 0% | 0% | 1 | 86.79% | 0% | 0% | 3 | 59.97% | 0% | 0% | 2 | 7.588% | 0% | 0% | 1
99 | Calpella | Mendocino_Marin | 100 | 4000 | 0 | 999.9% | 999.9% | 5 |  |  |  |  | 0% | [5 empty] | 100% | 0% | 100% | 5 | 0% | 5654% | 999.9% | 5 | 39.75% | 9384% | 14073% | 5 | 92.51% | 75464% | 6104% | 5 | 92.51% | 75464% | 6104% | 5 | 100% | 999% | 5654% | 5 | 0% | 5654% | 999.9% | 5 | 55586% | 1217% | 5 |  |  |  |  | 0% | [5 empty] | 55.4% | 27.44% | 82.84% | 5 | 28.67% | 1673% | 3914% | 5 | 25.29% | 1597% | 4423% | 5 | 45.56% | 2192% | 2500% | 5 | 65.09% | 3418% | 1780% | 5 | 87.98% | 9932% | 1343% | 5 | 0% | 1193% | 999.9% | 5 | 864.8% | 102.2% | 5 |  |  |  |  | 0% | [5 empty] | 33.05% | 64.62% | 97.66% | 5 | 52.34% | 214% | 103.8% | 5 | 24.28% | 134.7% | 108.1% | 5 | 32.08% | 150.1% | 106.1% | 5 | 73.04% | 378.2% | 102.7% | 5 | 79.48% | 496.9% | 102.5% | 5 | 0% | 102% | 999.9% | 5 | 193.4% | 16.52% | 5 |  |  |  |  | 0.1296% | [5 empty] | 25.09% | 36.1% | 61.19% | 5 | 46.08% | 53.89% | 0% | 3 | 7.932% | 31.56% | 0% | 2 | 18.63% | 35.71% | 0% | 2 | 57.66% | 68.64% | 0% | 3 | 62% | 76.47% | 0% | 4 | 0.5571% | 29.22% | 0% | 2
100 | Hopland | Mendocino_Marin | 0 | 0 | 0 | 0% | 0% | 1 |  |  |  |  | 0.2741% | [5 empty] | 16.1% | 83.72% | 99.83% | 5 | 80.79% | 0% | 0% | 3 | 8.891% | 0% | 0% | 1 | 15.03% | 0% | 0% | 1 | 82.45% | 0% | 0% | 3 | 79.75% | 0% | 0% | 3 | 0.2314% | 0% | 0% | 1 | 0% | 0% | 1 |  |  |  |  | 0.1349% | [5 empty] | 31.04% | 65.2% | 96.24% | 5 | 67.63% | 0% | 0% | 2 | 13.83% | 0% | 0% | 1 | 20.06% | 0% | 0% | 1 | 78.15% | 0% | 0% | 3 | 65.02% | 0% | 0% | 2 | 0.1494% | 0% | 0% | 1 | 0% | 0% | 1 |  |  |  |  | 0.2145% | [5 empty] | 40.37% | 47.22% | 87.58% | 5 | 64.78% | 0% | 0% | 2 | 21.3% | 0% | 0% | 1 | 36.35% | 0% | 0% | 1 | 77.62% | 0% | 0% | 3 | 65.33% | 0% | 0% | 2 | 0.09302% | 0% | 0% | 1 | 0% | 0% | 1 |  |  |  |  | 0.1542% | [5 empty] | 35.4% | 29.21% | 64.61% | 4 | 59.82% | 0% | 0% | 2 | 24.99% | 0% | 0% | 1 | 46.98% | 0% | 0% | 1 | 74.42% | 0% | 0% | 3 | 58.98% | 0% | 0% | 2 | 0.163% | 0% | 0% | 1
101 | Mendocino | Mendocino_Marin | 0 | 0 | 0 | 0% | 0% | 1 |  |  |  |  | 0% | [5 empty] | 100% | 0% | 100% | 5 | 0% | 0% | 0% | 1 | 48.24% | 0% | 0% | 1 | 90.91% | 0% | 0% | 4 | 90.91% | 0% | 0% | 4 | 100% | 0% | 0% | 5 | 0% | 0% | 0% | 1 | 0% | 0% | 1 |  |  |  |  | 0% | [5 empty] | 43.27% | 32.87% | 76.14% | 5 | 31.25% | 0% | 0% | 1 | 23.67% | 0% | 0% | 1 | 51.85% | 0% | 0% | 2 | 70.39% | 0% | 0% | 3 | 83.3% | 0% | 0% | 3 | 0% | 0% | 0% | 1 | 0% | 0% | 1 |  |  |  |  | 0% | [5 empty] | 39.91% | 50.06% | 89.97% | 5 | 40.1% | 0% | 0% | 1 | 32.2% | 0% | 0% | 1 | 44.05% | 0% | 0% | 1 | 78.81% | 0% | 0% | 3 | 92.98% | 0% | 0% | 4 | 0% | 0% | 0% | 1 | 0% | 0% | 1 |  |  |  |  | 0.1754% | [5 empty] | 22.05% | 32.65% | 54.7% | 5 | 41.67% | 0% | 0% | 1 | 10.66% | 0% | 0% | 1 | 19.72% | 0% | 0% | 1 | 55.11% | 0% | 0% | 2 | 65.43% | 0% | 0% | 2 | 0.2952% | 0% | 0% | 1
102 | Ukiah | Mendocino_Marin | 0 | 0 | 0 | 0% | 0% | 1 |  |  |  |  | 0% | [5 empty] | 71.5% | 28.5% | 100% | 5 | 8.309% | 0% | 0% | 1 | 39.79% | 0% | 0% | 1 | 59.27% | 0% | 0% | 2 | 67.57% | 0% | 0% | 2 | 100% | 0% | 0% | 5 | 0% | 0% | 0% | 1 | 0% | 0% | 1 |  |  |  |  | 0% | [5 empty] | 31.56% | 68.27% | 99.83% | 5 | 50.46% | 0% | 0% | 2 | 18.81% | 0% | 0% | 1 | 26.69% | 0% | 0% | 1 | 69.04% | 0% | 0% | 2 | 82.52% | 0% | 0% | 3 | 0% | 0% | 0% | 1 | 0% | 0% | 1 |  |  |  |  | 0% | [5 empty] | 31.53% | 54.51% | 86.04% | 5 | 48.96% | 0% | 0% | 1 | 21.26% | 0% | 0% | 1 | 31.76% | 0% | 0% | 1 | 69.66% | 0% | 0% | 2 | 77.56% | 0% | 0% | 3 | 0.02482% | 0% | 0% | 1 | 0% | 0% | 1 |  |  |  |  | 0.3864% | [5 empty] | 23.63% | 32.06% | 55.7% | 5 | 54.58% | 0% | 0% | 2 | 10.07% | 0% | 0% | 1 | 30.11% | 0% | 0% | 1 | 65.64% | 0% | 0% | 2 | 52.59% | 0% | 0% | 2 | 2.793% | 0% | 0% | 1
103 | Le Grand | Central_Valley_North_Los_Banos | 0 | 0 | 0 | 0% | 0% | 1 |  |  |  |  | 0% | [5 empty] | 0% | 0% | 0% | 1 | 0% | 0% | 0% | 1 | 0% | 0% | 0% | 1 | 0% | 0% | 0% | 1 | 0% | 0% | 0% | 1 | 0% | 0% | 0% | 1 | 0% | 0% | 0% | 1 | 0% | 0% | 1 |  |  |  |  | 0% | [5 empty] | 0% | 0% | 0% | 1 | 0% | 0% | 0% | 1 | 0% | 0% | 0% | 1 | 0% | 0% | 0% | 1 | 0% | 0% | 0% | 1 | 0% | 0% | 0% | 1 | 0% | 0% | 0% | 1 | 0% | 0% | 1 |  |  |  |  | 0% | [5 empty] | 0% | 0% | 0% | 1 | 0% | 0% | 0% | 1 | 0% | 0% | 0% | 1 | 0% | 0% | 0% | 1 | 0% | 0% | 0% | 1 | 0% | 0% | 0% | 1 | 0% | 0% | 0% | 1 | 0% | 0% | 1 |  |  |  |  | 0% | [5 empty] | 0% | 0% | 0% | 1 | 0% | 0% | 0% | 1 | 0% | 0% | 0% | 1 | 0% | 0% | 0% | 1 | 0% | 0% | 0% | 1 | 0% | 0% | 0% | 1 | 0% | 0% | 0% | 1
104 | Merced | Central_Valley_North_Los_Banos | 0 | 0 | 0 | 0% | 0% | 1 |  |  |  |  | 0% | [5 empty] | 0% | 0% | 0% | 1 | 0% | 0% | 0% | 1 | 0% | 0% | 0% | 1 | 0% | 0% | 0% | 1 | 0% | 0% | 0% | 1 | 0% | 0% | 0% | 1 | 0% | 0% | 0% | 1 | 0% | 0% | 1 |  |  |  |  | 0% | [5 empty] | 0% | 0% | 0% | 1 | 0% | 0% | 0% | 1 | 0% | 0% | 0% | 1 | 0% | 0% | 0% | 1 | 0% | 0% | 0% | 1 | 0% | 0% | 0% | 1 | 0% | 0% | 0% | 1 | 0% | 0% | 1 |  |  |  |  | 0% | [5 empty] | 0% | 0% | 0% | 1 | 0% | 0% | 0% | 1 | 0% | 0% | 0% | 1 | 0% | 0% | 0% | 1 | 0% | 0% | 0% | 1 | 0% | 0% | 0% | 1 | 0% | 0% | 0% | 1 | 0% | 0% | 1 |  |  |  |  | 0% | [5 empty] | 0% | 0% | 0% | 1 | 0% | 0% | 0% | 1 | 0% | 0% | 0% | 1 | 0% | 0% | 0% | 1 | 0% | 0% | 0% | 1 | 0% | 0% | 0% | 1 | 0% | 0% | 0% | 1
105 | Wilson | Central_Valley_North_Los_Banos | 0 | 0 | 0 | 0% | 0% | 1 |  |  |  |  | 0% | [5 empty] | 0% | 0% | 0% | 1 | 0% | 0% | 0% | 1 | 0% | 0% | 0% | 1 | 0% | 0% | 0% | 1 | 0% | 0% | 0% | 1 | 0% | 0% | 0% | 1 | 0% | 0% | 0% | 1 | 0% | 0% | 1 |  |  |  |  | 0% | [5 empty] | 0% | 0% | 0% | 1 | 0% | 0% | 0% | 1 | 0% | 0% | 0% | 1 | 0% | 0% | 0% | 1 | 0% | 0% | 0% | 1 | 0% | 0% | 0% | 1 | 0% | 0% | 0% | 1 | 0% | 0% | 1 |  |  |  |  | 0% | [5 empty] | 0% | 0% | 0% | 1 | 0% | 0% | 0% | 1 | 0% | 0% | 0% | 1 | 0% | 0% | 0% | 1 | 0% | 0% | 0% | 1 | 0% | 0% | 0% | 1 | 0% | 0% | 0% | 1 | 0% | 0% | 1 |  |  |  |  | 0% | [5 empty] | 0% | 0% | 0% | 1 | 0% | 0% | 0% | 1 | 0% | 0% | 0% | 1 | 0% | 0% | 0% | 1 | 0% | 0% | 0% | 1 | 0% | 0% | 0% | 1 | 0% | 0% | 0% | 1
106 | Los Banos | Central_Valley_North_Los_Banos | 8.8 | 352 | 15 | 999.9% | 999.9% | 5 |  |  |  |  | 0% | [5 empty] | 79.45% | 20.19% | 99.64% | 5 | 100% | 999% | 21.29% | 5 | 0% | 21.29% | 0% | 2 | 10.31% | 23.74% | 0% | 2 | 100% | 999% | 21.29% | 5 | 89.65% | 205.8% | 12.2% | 5 | 0.06847% | 21.3% | 0% | 2 | 999.9% | 999.9% | 5 |  |  |  |  | 0% | [5 empty] | 49.95% | 49.92% | 99.87% | 5 | 99.62% | 1995% | 7.178% | 5 | 4.322% | 7.869% | 0% | 1 | 8.347% | 8.214% | 0% | 1 | 100% | 999% | 7.529% | 5 | 94.54% | 138% | 2.193% | 4 | 0.2017% | 7.544% | 0% | 1 | 999.9% | 999.9% | 5 |  |  |  |  | 0% | [5 empty] | 54.37% | 45.53% | 99.9% | 5 | 95.28% | 101.7% | 0.08612% | 5 | 3.676% | 4.986% | 0% | 1 | 6.243% | 5.122% | 0% | 1 | 96.44% | 134.8% | 1.287% | 5 | 96.48% | 136.6% | 1.332% | 5 | 0.1888% | 4.812% | 0% | 1 | 999.9% | 999.9% | 5 |  |  |  |  | 0% | [5 empty] | 45.89% | 54.04% | 99.93% | 5 | 94.33% | 58.78% | 0% | 4 | 4.585% | 3.494% | 0% | 1 | 8.858% | 3.658% | 0% | 1 | 95.8% | 79.41% | 0% | 5 | 97.38% | 127.4% | 0.7353% | 5 | 0.1456% | 3.339% | 0% | 1
107 | Coburn | Peninsula_Monterey | 0 | 0 | 10 | 0% | 0% | 1 |  |  |  |  | 8.27% | [5 empty] | 34.41% | 50.09% | 84.51% | 5 | 52.86% | 0% | 0% | 2 | 0% | 0% | 0% | 1 | 6.818% | 0% | 0% | 1 | 52.86% | 0% | 0% | 2 | 48.56% | 0% | 0% | 1 | 0.04085% | 0% | 0% | 1 | 0% | 0% | 1 |  |  |  |  | 20.62% | [5 empty] | 30.17% | 38.58% | 68.75% | 5 | 44.78% | 0% | 0% | 1 | 1.244% | 0% | 0% | 1 | 14.13% | 0% | 0% | 1 | 53.12% | 0% | 0% | 2 | 40.69% | 0% | 0% | 1 | 2.479% | 0% | 0% | 1 | 0% | 0% | 1 |  |  |  |  | 30.59% | [5 empty] | 19.99% | 35.98% | 55.96% | 5 | 36.19% | 0% | 0% | 1 | 7.837% | 0% | 0% | 1 | 19.53% | 0% | 0% | 1 | 46.48% | 0% | 0% | 1 | 38.04% | 0% | 0% | 1 | 5.167% | 0% | 0% | 1 | 0% | 0% | 1 |  |  |  |  | 33.57% | [5 empty] | 15% | 41.14% | 56.15% | 5 | 34.77% | 0% | 0% | 1 | 6.659% | 0% | 0% | 1 | 17.94% | 0% | 0% | 1 | 44.21% | 0% | 0% | 1 | 37.25% | 0% | 0% | 1 | 3.01% | 0% | 0% | 1
108 | Tulucay | Northern_California | 0 | 0 | 0 | 0% | 0% | 1 |  |  |  |  | 0% | [5 empty] | 85.1% | 0% | 85.1% | 5 | 94.27% | 0% | 0% | 4 | 1.742% | 0% | 0% | 1 | 20.89% | 0% | 0% | 1 | 94.72% | 0% | 0% | 4 | 73.44% | 0% | 0% | 3 | 4.377% | 0% | 0% | 1 | 0% | 0% | 1 |  |  |  |  | 0.1221% | [5 empty] | 63.24% | 0% | 63.24% | 3 | 76.42% | 0% | 0% | 3 | 22.82% | 0% | 0% | 1 | 23.8% | 0% | 0% | 1 | 90.7% | 0% | 0% | 4 | 64.02% | 0% | 0% | 2 | 8.191% | 0% | 0% | 1 | 0% | 0% | 1 |  |  |  |  | 0.07945% | [5 empty] | 57.79% | 0% | 57.79% | 3 | 69.34% | 0% | 0% | 2 | 28.21% | 0% | 0% | 1 | 26.81% | 0% | 0% | 1 | 87.67% | 0% | 0% | 3 | 52.08% | 0% | 0% | 2 | 16.1% | 0% | 0% | 1 | 0% | 0% | 1 |  |  |  |  | 6.464% | [5 empty] | 70.56% | 0.05416% | 70.62% | 3 | 36.74% | 0% | 0% | 1 | 32.15% | 0% | 0% | 1 | 32.48% | 0% | 0% | 1 | 64.53% | 0% | 0% | 2 | 24.27% | 0% | 0% | 1 | 19.98% | 0% | 0% | 1
109 | Brunswick | Northern_California | 0 | 0 | 0 | 0% | 0% | 1 |  |  |  |  | 0% | [5 empty] | 0% | 0% | 0% | 1 | 0% | 0% | 0% | 1 | 0% | 0% | 0% | 1 | 0% | 0% | 0% | 1 | 0% | 0% | 0% | 1 | 0% | 0% | 0% | 1 | 0% | 0% | 0% | 1 | 0% | 0% | 1 |  |  |  |  | 0% | [5 empty] | 0% | 0% | 0% | 1 | 0% | 0% | 0% | 1 | 0% | 0% | 0% | 1 | 0% | 0% | 0% | 1 | 0% | 0% | 0% | 1 | 0% | 0% | 0% | 1 | 0% | 0% | 0% | 1 | 0% | 0% | 1 |  |  |  |  | 0% | [5 empty] | 0% | 100% | 100% | 5 | 0% | 0% | 0% | 1 | 0.3223% | 0% | 0% | 1 | 0% | 0% | 0% | 1 | 0.3223% | 0% | 0% | 1 | 68.08% | 0% | 0% | 2 | 0% | 0% | 0% | 1 | 0% | 0% | 1 |  |  |  |  | 0% | [5 empty] | 69.6% | 5.181% | 74.78% | 3 | 22.43% | 0% | 0% | 1 | 5.17% | 0% | 0% | 1 | 12.8% | 0% | 0% | 1 | 33.04% | 0% | 0% | 1 | 50.98% | 0% | 0% | 2 | 2.544% | 0% | 0% | 1
110 | Higgins | Northern_California | 0 | 0 | 0 | 0% | 0% | 1 |  |  |  |  | 0% | [5 empty] | 0% | 0% | 0% | 1 | 0% | 0% | 0% | 1 | 0% | 0% | 0% | 1 | 0% | 0% | 0% | 1 | 0% | 0% | 0% | 1 | 0% | 0% | 0% | 1 | 0% | 0% | 0% | 1 | 0% | 0% | 1 |  |  |  |  | 0% | [5 empty] | 0% | 0% | 0% | 1 | 0% | 0% | 0% | 1 | 0% | 0% | 0% | 1 | 0% | 0% | 0% | 1 | 0% | 0% | 0% | 1 | 0% | 0% | 0% | 1 | 0% | 0% | 0% | 1 | 0% | 0% | 1 |  |  |  |  | 0% | [5 empty] | 0% | 0% | 0% | 1 | 0% | 0% | 0% | 1 | 0% | 0% | 0% | 1 | 0% | 0% | 0% | 1 | 0% | 0% | 0% | 1 | 0% | 0% | 0% | 1 | 0% | 0% | 0% | 1 | 0% | 0% | 1 |  |  |  |  | 0% | [5 empty] | 0% | 100% | 100% | 5 | 7.875% | 0% | 0% | 1 | 0.297% | 0% | 0% | 1 | 0% | 0% | 0% | 1 | 8.172% | 0% | 0% | 1 | 70.6% | 0% | 0% | 3 | 0% | 0% | 0% | 1
111 | Barre | Greater_LA | 0 | 0 | 0 | 0% | 0% | 1 |  |  |  |  | 0% | [5 empty] | 0% | 0% | 0% | 1 | 0% | 0% | 0% | 1 | 78.15% | 0% | 0% | 3 | 96.96% | 0% | 0% | 5 | 96.96% | 0% | 0% | 5 | 0% | 0% | 0% | 1 | 3.143% | 0% | 0% | 1 | 0% | 0% | 1 |  |  |  |  | 0% | [5 empty] | 0% | 0% | 0% | 1 | 0% | 0% | 0% | 1 | 25.77% | 0% | 0% | 1 | 51% | 0% | 0% | 2 | 51% | 0% | 0% | 2 | 0% | 0% | 0% | 1 | 4.454% | 0% | 0% | 1 | 0% | 0% | 1 |  |  |  |  | 0% | [5 empty] | 0% | 0% | 0% | 1 | 0.796% | 0% | 0% | 1 | 15.99% | 0% | 0% | 1 | 61.66% | 0% | 0% | 2 | 62.45% | 0% | 0% | 2 | 0% | 0% | 0% | 1 | 2.764% | 0% | 0% | 1 | 0% | 0% | 1 |  |  |  |  | 0% | [5 empty] | 0% | 0% | 0% | 1 | 0.6866% | 0% | 0% | 1 | 20.83% | 0% | 0% | 1 | 62.24% | 0% | 0% | 2 | 62.93% | 0% | 0% | 2 | 0% | 0% | 0% | 1 | 2.384% | 0% | 0% | 1
112 | Ellis | Greater_LA | 0 | 0 | 0 | 0% | 0% | 1 |  |  |  |  | 0% | [5 empty] | 0% | 0% | 0% | 1 | 2.482% | 0% | 0% | 1 | 43.52% | 0% | 0% | 1 | 89.26% | 0% | 0% | 3 | 91.74% | 0% | 0% | 4 | 0% | 0% | 0% | 1 | 8.617% | 0% | 0% | 1 | 0% | 0% | 1 |  |  |  |  | 0% | [5 empty] | 0% | 0% | 0% | 1 | 1.826% | 0% | 0% | 1 | 37.18% | 0% | 0% | 1 | 75.58% | 0% | 0% | 3 | 77.41% | 0% | 0% | 3 | 0% | 0% | 0% | 1 | 6.342% | 0% | 0% | 1 | 0% | 0% | 1 |  |  |  |  | 0% | [5 empty] | 0% | 0% | 0% | 1 | 0.7793% | 0% | 0% | 1 | 16.99% | 0% | 0% | 1 | 62.02% | 0% | 0% | 2 | 62.8% | 0% | 0% | 2 | 0% | 0% | 0% | 1 | 2.706% | 0% | 0% | 1 | 0% | 0% | 1 |  |  |  |  | 0% | [5 empty] | 0% | 0% | 0% | 1 | 0.7119% | 0% | 0% | 1 | 16.66% | 0% | 0% | 1 | 59.61% | 0% | 0% | 2 | 60.32% | 0% | 0% | 2 | 0% | 0% | 0% | 1 | 2.472% | 0% | 0% | 1
113 | Johanna | Greater_LA | 0 | 0 | 0 | 0% | 0% | 1 |  |  |  |  | 0% | [5 empty] | 0% | 0% | 0% | 1 | 3.632% | 0% | 0% | 1 | 22.14% | 0% | 0% | 1 | 86.26% | 0% | 0% | 3 | 89.9% | 0% | 0% | 3 | 0% | 0% | 0% | 1 | 10.57% | 0% | 0% | 1 | 0% | 0% | 1 |  |  |  |  | 0% | [5 empty] | 0% | 0% | 0% | 1 | 2.389% | 0% | 0% | 1 | 43.05% | 0% | 0% | 1 | 87.4% | 0% | 0% | 3 | 89.78% | 0% | 0% | 3 | 0% | 0% | 0% | 1 | 8.296% | 0% | 0% | 1 | 0% | 0% | 1 |  |  |  |  | 0% | [5 empty] | 0% | 0% | 0% | 1 | 1.536% | 0% | 0% | 1 | 33.49% | 0% | 0% | 1 | 69.15% | 0% | 0% | 2 | 70.68% | 0% | 0% | 3 | 0% | 0% | 0% | 1 | 5.334% | 0% | 0% | 1 | 0% | 0% | 1 |  |  |  |  | 0% | [5 empty] | 0.005586% | 0% | 0.005586% | 1 | 0.7255% | 0% | 0% | 1 | 17.19% | 0% | 0% | 1 | 60.65% | 0% | 0% | 2 | 61.38% | 0% | 0% | 2 | 0% | 0% | 0% | 1 | 2.519% | 0% | 0% | 1
114 | Lewis | Greater_LA | 0 | 0 | 0 | 0% | 0% | 1 |  |  |  |  | 0% | [5 empty] | 0% | 0% | 0% | 1 | 0% | 0% | 0% | 1 | 0% | 0% | 0% | 1 | 0% | 0% | 0% | 1 | 0% | 0% | 0% | 1 | 0% | 0% | 0% | 1 | 0% | 0% | 0% | 1 | 0% | 0% | 1 |  |  |  |  | 0% | [5 empty] | 0% | 0% | 0% | 1 | 1.348% | 0% | 0% | 1 | 45.14% | 0% | 0% | 1 | 92.37% | 0% | 0% | 4 | 93.72% | 0% | 0% | 4 | 0% | 0% | 0% | 1 | 7.801% | 0% | 0% | 1 | 0% | 0% | 1 |  |  |  |  | 0% | [5 empty] | 0% | 0% | 0% | 1 | 1.168% | 0% | 0% | 1 | 23.51% | 0% | 0% | 1 | 50.35% | 0% | 0% | 2 | 51.52% | 0% | 0% | 2 | 0% | 0% | 0% | 1 | 4.054% | 0% | 0% | 1 | 0% | 0% | 1 |  |  |  |  | 0% | [5 empty] | 0% | 0% | 0% | 1 | 0.7273% | 0% | 0% | 1 | 16.11% | 0% | 0% | 1 | 59.97% | 0% | 0% | 2 | 60.7% | 0% | 0% | 2 | 0% | 0% | 0% | 1 | 2.525% | 0% | 0% | 1
115 | Santiago | Greater_LA | 0 | 0 | 0 | 0% | 0% | 1 |  |  |  |  | 0% | [5 empty] | 0% | 0% | 0% | 1 | 4.317% | 0% | 0% | 1 | 14.59% | 0% | 0% | 1 | 80.21% | 0% | 0% | 3 | 84.53% | 0% | 0% | 3 | 0% | 0% | 0% | 1 | 2.818% | 0% | 0% | 1 | 0% | 0% | 1 |  |  |  |  | 0% | [5 empty] | 0% | 0% | 0% | 1 | 2.844% | 0% | 0% | 1 | 22.2% | 0% | 0% | 1 | 79.17% | 0% | 0% | 3 | 82.02% | 0% | 0% | 3 | 0% | 0% | 0% | 1 | 8.274% | 0% | 0% | 1 | 0% | 0% | 1 |  |  |  |  | 0% | [5 empty] | 0% | 0% | 0% | 1 | 2.026% | 0% | 0% | 1 | 39.35% | 0% | 0% | 1 | 81.03% | 0% | 0% | 3 | 83.05% | 0% | 0% | 3 | 0% | 0% | 0% | 1 | 7.034% | 0% | 0% | 1 | 0% | 0% | 1 |  |  |  |  | 0% | [5 empty] | 0.1296% | 0% | 0.1296% | 1 | 0.7345% | 0% | 0% | 1 | 17.23% | 0% | 0% | 1 | 60.78% | 0% | 0% | 2 | 61.51% | 0% | 0% | 2 | 0% | 0% | 0% | 1 | 2.551% | 0% | 0% | 1
116 | Serrano | Greater_LA | 0 | 0 | 0 | 0% | 0% | 1 |  |  |  |  | 0% | [5 empty] | 0% | 0% | 0% | 1 | 0% | 0% | 0% | 1 | 0% | 0% | 0% | 1 | 0% | 0% | 0% | 1 | 0% | 0% | 0% | 1 | 0% | 0% | 0% | 1 | 0% | 0% | 0% | 1 | 0% | 0% | 1 |  |  |  |  | 0% | [5 empty] | 0% | 0% | 0% | 1 | 0% | 0% | 0% | 1 | 100% | 0% | 0% | 5 | 100% | 0% | 0% | 5 | 100% | 0% | 0% | 5 | 0% | 0% | 0% | 1 | 63.77% | 0% | 0% | 2 | 0% | 0% | 1 |  |  |  |  | 0% | [5 empty] | 0% | 0% | 0% | 1 | 2.23% | 0% | 0% | 1 | 44.09% | 0% | 0% | 1 | 88.89% | 0% | 0% | 3 | 91.12% | 0% | 0% | 4 | 0% | 0% | 0% | 1 | 7.742% | 0% | 0% | 1 | 0% | 0% | 1 |  |  |  |  | 0% | [5 empty] | 0% | 0.05481% | 0.05481% | 2 | 0.8028% | 0% | 0% | 1 | 16.47% | 0% | 0% | 1 | 60.82% | 0% | 0% | 2 | 61.57% | 0% | 0% | 2 | 0.05481% | 0% | 0% | 1 | 2.597% | 0% | 0% | 1
117 | Villa Park | Greater_LA | 0 | 0 | 0 | 0% | 0% | 1 |  |  |  |  | 0% | [5 empty] | 0% | 0% | 0% | 1 | 0% | 0% | 0% | 1 | 0% | 0% | 0% | 1 | 0% | 0% | 0% | 1 | 0% | 0% | 0% | 1 | 0% | 0% | 0% | 1 | 0% | 0% | 0% | 1 | 0% | 0% | 1 |  |  |  |  | 0% | [5 empty] | 0% | 0% | 0% | 1 | 0% | 0% | 0% | 1 | 43.62% | 0% | 0% | 1 | 99.93% | 0% | 0% | 5 | 99.93% | 0% | 0% | 5 | 0% | 0% | 0% | 1 | 12.45% | 0% | 0% | 1 | 0% | 0% | 1 |  |  |  |  | 0% | [5 empty] | 0% | 0% | 0% | 1 | 2.154% | 0% | 0% | 1 | 43.39% | 0% | 0% | 1 | 88.68% | 0% | 0% | 3 | 90.84% | 0% | 0% | 4 | 0% | 0% | 0% | 1 | 7.481% | 0% | 0% | 1 | 0% | 0% | 1 |  |  |  |  | 0% | [5 empty] | 0% | 0% | 0% | 1 | 0.7413% | 0% | 0% | 1 | 16.26% | 0% | 0% | 1 | 60.68% | 0% | 0% | 2 | 61.42% | 0% | 0% | 2 | 0% | 0% | 0% | 1 | 2.574% | 0% | 0% | 1
118 | Capistrano | Greater_LA | 0 | 0 | 0 | 0% | 0% | 1 |  |  |  |  | 0% | [5 empty] | 0% | 0% | 0% | 1 | 0% | 0% | 0% | 1 | 28.84% | 0% | 0% | 1 | 50.12% | 0% | 0% | 2 | 50.12% | 0% | 0% | 2 | 0% | 0% | 0% | 1 | 0% | 0% | 0% | 1 | 0% | 0% | 1 |  |  |  |  | 0% | [5 empty] | 0.04147% | 0% | 0.04147% | 1 | 5.386% | 0% | 0% | 1 | 18.95% | 0% | 0% | 1 | 54.01% | 0% | 0% | 2 | 59.4% | 0% | 0% | 2 | 0% | 0% | 0% | 1 | 1.316% | 0% | 0% | 1 | 0% | 0% | 1 |  |  |  |  | 0% | [5 empty] | 0.7795% | 0% | 0.7795% | 1 | 2.541% | 0% | 0% | 1 | 25.17% | 0% | 0% | 1 | 75.36% | 0% | 0% | 3 | 77.9% | 0% | 0% | 3 | 0% | 0% | 0% | 1 | 7.395% | 0% | 0% | 1 | 0% | 0% | 1 |  |  |  |  | 0% | [5 empty] | 0.4362% | 0% | 0.4362% | 1 | 6.758% | 0% | 0% | 1 | 50.52% | 0% | 0% | 2 | 80.16% | 0% | 0% | 3 | 81.59% | 0% | 0% | 3 | 0% | 0% | 0% | 1 | 9.688% | 0% | 0% | 1
119 | Trabuco | Greater_LA | 0 | 0 | 0 | 0% | 0% | 1 |  |  |  |  | 0% | [5 empty] | 0% | 0% | 0% | 1 | 0% | 0% | 0% | 1 | 20.03% | 0% | 0% | 1 | 45.73% | 0% | 0% | 1 | 45.73% | 0% | 0% | 1 | 0% | 0% | 0% | 1 | 0% | 0% | 0% | 1 | 0% | 0% | 1 |  |  |  |  | 0% | [5 empty] | 0% | 0% | 0% | 1 | 3.228% | 0% | 0% | 1 | 19.72% | 0% | 0% | 1 | 69.05% | 0% | 0% | 2 | 72.28% | 0% | 0% | 3 | 0% | 0% | 0% | 1 | 2.106% | 0% | 0% | 1 | 0% | 0% | 1 |  |  |  |  | 0% | [5 empty] | 0.1755% | 0% | 0.1755% | 1 | 2.569% | 0% | 0% | 1 | 24.02% | 0% | 0% | 1 | 75.09% | 0% | 0% | 3 | 77.66% | 0% | 0% | 3 | 0% | 0% | 0% | 1 | 7.475% | 0% | 0% | 1 | 0% | 0% | 1 |  |  |  |  | 0% | [5 empty] | 0.4216% | 0% | 0.4216% | 1 | 5.84% | 0% | 0% | 1 | 50.96% | 0% | 0% | 2 | 83.12% | 0% | 0% | 3 | 84.49% | 0% | 0% | 3 | 0% | 0% | 0% | 1 | 9.364% | 0% | 0% | 1
120 | Pleasant Grove | Northern_California | 0 | 0 | 0 | 0% | 0% | 1 |  |  |  |  | 0% | [5 empty] | 0% | 0% | 0% | 1 | 0% | 0% | 0% | 1 | 0% | 0% | 0% | 1 | 0% | 0% | 0% | 1 | 0% | 0% | 0% | 1 | 0% | 0% | 0% | 1 | 0% | 0% | 0% | 1 | 0% | 0% | 1 |  |  |  |  | 0% | [5 empty] | 0% | 0% | 0% | 1 | 0% | 0% | 0% | 1 | 0% | 0% | 0% | 1 | 0% | 0% | 0% | 1 | 0% | 0% | 0% | 1 | 0% | 0% | 0% | 1 | 0% | 0% | 0% | 1 | 0% | 0% | 1 |  |  |  |  | 0% | [5 empty] | 0% | 0% | 0% | 1 | 0% | 0% | 0% | 1 | 0% | 0% | 0% | 1 | 0% | 0% | 0% | 1 | 0% | 0% | 0% | 1 | 0% | 0% | 0% | 1 | 0% | 0% | 0% | 1 | 0% | 0% | 1 |  |  |  |  | 0% | [5 empty] | 0% | 0% | 0% | 1 | 0% | 0% | 0% | 1 | 0% | 0% | 0% | 1 | 0% | 0% | 0% | 1 | 0% | 0% | 0% | 1 | 0% | 0% | 0% | 1 | 0% | 0% | 0% | 1
121 | Summit | Northern_California | 0 | 0 | 0 | 0% | 0% | 1 |  |  |  |  | 0% | [5 empty] | 7.755% | 0% | 7.755% | 1 | 5.677% | 0% | 0% | 1 | 16.05% | 0% | 0% | 1 | 66.99% | 0% | 0% | 2 | 69.06% | 0% | 0% | 2 | 62.58% | 0% | 0% | 2 | 8.257% | 0% | 0% | 1 | 0% | 0% | 1 |  |  |  |  | 0% | [5 empty] | 10.62% | 0.07438% | 10.7% | 2 | 12.84% | 0% | 0% | 1 | 17.59% | 0% | 0% | 1 | 53.89% | 0% | 0% | 2 | 61.91% | 0% | 0% | 2 | 54.82% | 0% | 0% | 2 | 6.827% | 0% | 0% | 1 | 0% | 0% | 1 |  |  |  |  | 0% | [5 empty] | 15.71% | 4.114% | 19.82% | 2 | 20.54% | 0% | 0% | 1 | 11% | 0% | 0% | 1 | 33.43% | 0% | 0% | 1 | 50.86% | 0% | 0% | 2 | 51.56% | 0% | 0% | 2 | 6.365% | 0% | 0% | 1 | 0% | 0% | 1 |  |  |  |  | 0% | [5 empty] | 18.36% | 9.987% | 28.34% | 2 | 25.22% | 0% | 0% | 1 | 11.84% | 0% | 0% | 1 | 29.49% | 0% | 0% | 1 | 52.2% | 0% | 0% | 2 | 57.16% | 0% | 0% | 2 | 7.115% | 0% | 0% | 1
122 | Devers | Riverside | 173 | 6920 | 20 | 381.7% | 51.74% | 5 |  |  |  |  | 0% | [5 empty] | 27.19% | 2.421% | 29.62% | 2 | 52.42% | 124.5% | 22.21% | 5 | 50.42% | 119.5% | 19.13% | 5 | 46.59% | 110.9% | 12.48% | 5 | 66.72% | 178% | 38.89% | 5 | 38.36% | 96.09% | 0% | 4 | 0.1483% | 59.32% | 0% | 3 | 93.21% | 0% | 4 |  |  |  |  | 0% | [5 empty] | 25.07% | 11.69% | 36.75% | 3 | 31.97% | 34.37% | 0% | 2 | 34.2% | 35.53% | 0% | 2 | 37.5% | 37.41% | 0% | 2 | 50.17% | 46.92% | 0% | 2 | 43.36% | 41.28% | 0% | 2 | 0.2722% | 23.45% | 0% | 2 | 69.74% | 0% | 3 |  |  |  |  | 0% | [5 empty] | 27.09% | 13.65% | 40.74% | 3 | 31.98% | 24.83% | 0% | 2 | 30.47% | 24.29% | 0% | 2 | 36.69% | 26.67% | 0% | 2 | 51.55% | 34.86% | 0% | 2 | 48.28% | 32.65% | 0% | 2 | 0.282% | 16.94% | 0% | 1 | 22.49% | 0% | 2 |  |  |  |  | 0% | [5 empty] | 11.28% | 14.32% | 25.6% | 3 | 24.29% | 8.42% | 0% | 1 | 20.9% | 8.059% | 0% | 1 | 25.8% | 8.591% | 0% | 1 | 44.97% | 11.58% | 0% | 1 | 50.34% | 12.84% | 0% | 2 | 0.1407% | 6.384% | 0% | 1
123 | Kern | Riverside (Exclude) | 0 | 0 | 0 | 0% | 0% | 1 |  |  |  |  | 0% | [5 empty] | 0% | 0% | 0% | 1 | 8% | 0% | 0% | 1 | 31.4% | 0% | 0% | 1 | 0% | 0% | 0% | 1 | 39.31% | 0% | 0% | 1 | 54.15% | 0% | 0% | 2 | 0% | 0% | 0% | 1 | 0% | 0% | 1 |  |  |  |  | 0% | [5 empty] | 0% | 0% | 0% | 1 | 7.833% | 0% | 0% | 1 | 20.2% | 0% | 0% | 1 | 0% | 0% | 0% | 1 | 27.97% | 0% | 0% | 1 | 52.45% | 0% | 0% | 2 | 0.4828% | 0% | 0% | 1 | 0% | 0% | 1 |  |  |  |  | 0% | [5 empty] | 0% | 0% | 0% | 1 | 24.53% | 0% | 0% | 1 | 14.53% | 0% | 0% | 1 | 1.111% | 0% | 0% | 1 | 38.1% | 0% | 0% | 1 | 52.95% | 0% | 0% | 2 | 1.057% | 0% | 0% | 1 | 0% | 0% | 1 |  |  |  |  | 0% | [5 empty] | 0% | 0% | 0% | 1 | 36.23% | 0% | 0% | 1 | 21.89% | 0% | 0% | 1 | 11.74% | 0% | 0% | 1 | 48.98% | 0% | 0% | 1 | 57.61% | 0% | 0% | 2 | 0.8182% | 0% | 0% | 1
124 | Mirage | Riverside | 0 | 0 | 0 | 0% | 0% | 1 |  |  |  |  | 0% | [5 empty] | 0% | 0% | 0% | 1 | 9.986% | 0% | 0% | 1 | 19.48% | 0% | 0% | 1 | 17.35% | 0% | 0% | 1 | 29.39% | 0% | 0% | 1 | 47.65% | 0% | 0% | 1 | 0.01341% | 0% | 0% | 1 | 0% | 0% | 1 |  |  |  |  | 0% | [5 empty] | 0.01395% | 0% | 0.01395% | 1 | 10.38% | 0% | 0% | 1 | 30.99% | 0% | 0% | 1 | 23.24% | 0% | 0% | 1 | 38.11% | 0% | 0% | 1 | 53.83% | 0% | 0% | 2 | 0.00922% | 0% | 0% | 1 | 0% | 0% | 1 |  |  |  |  | 0% | [5 empty] | 1.291% | 6.504% | 7.795% | 2 | 14.91% | 0% | 0% | 1 | 29.89% | 0% | 0% | 1 | 25.81% | 0% | 0% | 1 | 42.71% | 0% | 0% | 1 | 59.03% | 0% | 0% | 2 | 0.02152% | 0% | 0% | 1 | 0% | 0% | 1 |  |  |  |  | 0.08293% | [5 empty] | 10.4% | 16.52% | 26.92% | 3 | 17.82% | 0% | 0% | 1 | 25.64% | 0% | 0% | 1 | 25.74% | 0% | 0% | 1 | 41.64% | 0% | 0% | 1 | 55.12% | 0% | 0% | 2 | 0.1288% | 0% | 0% | 1
125 | Valley | Riverside (Exclude) | 0 | 0 | 0 | 0% | 0% | 1 |  |  |  |  | 0% | [5 empty] | 0% | 0% | 0% | 1 | 0% | 0% | 0% | 1 | 0% | 0% | 0% | 1 | 0% | 0% | 0% | 1 | 0% | 0% | 0% | 1 | 0% | 0% | 0% | 1 | 0% | 0% | 0% | 1 | 0% | 0% | 1 |  |  |  |  | 0% | [5 empty] | 0% | 0% | 0% | 1 | 0% | 0% | 0% | 1 | 0% | 0% | 0% | 1 | 0% | 0% | 0% | 1 | 0% | 0% | 0% | 1 | 0% | 0% | 0% | 1 | 0% | 0% | 0% | 1 | 0% | 0% | 1 |  |  |  |  | 0% | [5 empty] | 12.09% | 87.91% | 100% | 5 | 1.3% | 0% | 0% | 1 | 13.42% | 0% | 0% | 1 | 13.42% | 0% | 0% | 1 | 13.42% | 0% | 0% | 1 | 21.26% | 0% | 0% | 1 | 0% | 0% | 0% | 1 | 0% | 0% | 1 |  |  |  |  | 0% | [5 empty] | 54.28% | 39.55% | 93.83% | 5 | 39.54% | 0% | 0% | 1 | 44.56% | 0% | 0% | 1 | 60.1% | 0% | 0% | 2 | 66.96% | 0% | 0% | 2 | 51.84% | 0% | 0% | 2 | 0.6687% | 0% | 0% | 1
126 | Gold Hill | Solano | 0 | 0 | 0 | 0% | 0% | 1 |  |  |  |  | 0% | [5 empty] | 0% | 0% | 0% | 1 | 0% | 0% | 0% | 1 | 0% | 0% | 0% | 1 | 0% | 0% | 0% | 1 | 0% | 0% | 0% | 1 | 0% | 0% | 0% | 1 | 0% | 0% | 0% | 1 | 0% | 0% | 1 |  |  |  |  | 0% | [5 empty] | 0% | 0% | 0% | 1 | 0% | 0% | 0% | 1 | 0% | 0% | 0% | 1 | 0% | 0% | 0% | 1 | 0% | 0% | 0% | 1 | 0% | 0% | 0% | 1 | 0% | 0% | 0% | 1 | 0% | 0% | 1 |  |  |  |  | 0% | [5 empty] | 0% | 0% | 0% | 1 | 0% | 0% | 0% | 1 | 0% | 0% | 0% | 1 | 0% | 0% | 0% | 1 | 0% | 0% | 0% | 1 | 0% | 0% | 0% | 1 | 0% | 0% | 0% | 1 | 0% | 0% | 1 |  |  |  |  | 0% | [5 empty] | 0% | 0% | 0% | 1 | 0% | 0% | 0% | 1 | 0% | 0% | 0% | 1 | 0% | 0% | 0% | 1 | 0% | 0% | 0% | 1 | 0% | 0% | 0% | 1 | 0% | 0% | 0% | 1
127 | Grand Island | Solano | 0 | 0 | 0 | 0% | 0% | 1 |  |  |  |  | 41.69% | [5 empty] | 10.17% | 0% | 10.17% | 1 | 18.29% | 0% | 0% | 1 | 10.39% | 0% | 0% | 1 | 11.31% | 0% | 0% | 1 | 28.66% | 0% | 0% | 1 | 0.9165% | 0% | 0% | 1 | 16.42% | 0% | 0% | 1 | 0% | 0% | 1 |  |  |  |  | 27.42% | [5 empty] | 45.59% | 0% | 45.59% | 2 | 11.32% | 0% | 0% | 1 | 23.69% | 0% | 0% | 1 | 29.04% | 0% | 0% | 1 | 38.1% | 0% | 0% | 1 | 2.538% | 0% | 0% | 1 | 17.98% | 0% | 0% | 1 | 0% | 0% | 1 |  |  |  |  | 23.63% | [5 empty] | 48.32% | 0% | 48.32% | 2 | 11.72% | 0% | 0% | 1 | 29.86% | 0% | 0% | 1 | 31.65% | 0% | 0% | 1 | 42.59% | 0% | 0% | 1 | 2.825% | 0% | 0% | 1 | 19.33% | 0% | 0% | 1 | 0% | 0% | 1 |  |  |  |  | 21.59% | [5 empty] | 48.54% | 0% | 48.54% | 2 | 17.76% | 0% | 0% | 1 | 33.05% | 0% | 0% | 1 | 32.62% | 0% | 0% | 1 | 47.54% | 0% | 0% | 1 | 5.751% | 0% | 0% | 1 | 21.33% | 0% | 0% | 1
128 | Chino | Greater_Kramer | 0 | 0 | 10 | 0% | 0% | 1 |  |  |  |  | 0% | [5 empty] | 0% | 0% | 0% | 1 | 0% | 0% | 0% | 1 | 0% | 0% | 0% | 1 | 0% | 0% | 0% | 1 | 0% | 0% | 0% | 1 | 0% | 0% | 0% | 1 | 0% | 0% | 0% | 1 | 0% | 0% | 1 |  |  |  |  | 0% | [5 empty] | 0% | 0% | 0% | 1 | 0% | 0% | 0% | 1 | 0% | 0% | 0% | 1 | 0% | 0% | 0% | 1 | 0% | 0% | 0% | 1 | 0% | 0% | 0% | 1 | 0% | 0% | 0% | 1 | 0% | 0% | 1 |  |  |  |  | 0% | [5 empty] | 0% | 100% | 100% | 5 | 100% | 0% | 0% | 5 | 0% | 0% | 0% | 1 | 7.75% | 0% | 0% | 1 | 100% | 0% | 0% | 5 | 74.48% | 0% | 0% | 3 | 0.1554% | 0% | 0% | 1 | 0% | 0% | 1 |  |  |  |  | 0% | [5 empty] | 45.33% | 36.44% | 81.77% | 5 | 58.22% | 0% | 0% | 2 | 66.18% | 0% | 0% | 2 | 60.62% | 0% | 0% | 2 | 98.8% | 0% | 0% | 5 | 41.26% | 0% | 0% | 1 | 0.4973% | 0% | 0% | 1
129 | Kramer | Greater_Kramer (Exclude) | 0 | 0 | 0 | 0% | 0% | 1 |  |  |  |  | 0% | [5 empty] | 0% | 0% | 0% | 1 | 96.9% | 0% | 0% | 5 | 10.81% | 0% | 0% | 1 | 0% | 0% | 0% | 1 | 96.9% | 0% | 0% | 5 | 60.72% | 0% | 0% | 2 | 0% | 0% | 0% | 1 | 0% | 0% | 1 |  |  |  |  | 0% | [5 empty] | 0% | 0% | 0% | 1 | 82.24% | 0% | 0% | 3 | 8.279% | 0% | 0% | 1 | 0.03572% | 0% | 0% | 1 | 83.8% | 0% | 0% | 3 | 67.78% | 0% | 0% | 2 | 0.08086% | 0% | 0% | 1 | 0% | 0% | 1 |  |  |  |  | 0.0008622% | [5 empty] | 0% | 0% | 0% | 1 | 73.36% | 0% | 0% | 3 | 10.86% | 0% | 0% | 1 | 1.676% | 0% | 0% | 1 | 78.09% | 0% | 0% | 3 | 61.43% | 0% | 0% | 2 | 0.1716% | 0% | 0% | 1 | 0% | 0% | 1 |  |  |  |  | 0.0004279% | [5 empty] | 0% | 0% | 0% | 1 | 55.32% | 0% | 0% | 2 | 22.39% | 0% | 0% | 1 | 5.322% | 0% | 0% | 1 | 68.19% | 0% | 0% | 2 | 59.93% | 0% | 0% | 2 | 0.3948% | 0% | 0% | 1
130 | Lugo | Greater_Kramer | 0 | 0 | 0 | 0% | 0% | 1 |  |  |  |  | 0% | [5 empty] | 48.03% | 28.25% | 76.28% | 5 | 55.28% | 0% | 0% | 2 | 57.52% | 0% | 0% | 2 | 56.95% | 0% | 0% | 2 | 93.52% | 0% | 0% | 4 | 46.51% | 0% | 0% | 1 | 0.7136% | 0% | 0% | 1 | 0% | 0% | 1 |  |  |  |  | 0% | [5 empty] | 33.52% | 26.28% | 59.8% | 4 | 67.47% | 0% | 0% | 2 | 52.52% | 0% | 0% | 2 | 51.03% | 0% | 0% | 2 | 94.87% | 0% | 0% | 4 | 39.52% | 0% | 0% | 1 | 0.4955% | 0% | 0% | 1 | 0% | 0% | 1 |  |  |  |  | 0% | [5 empty] | 20.67% | 17.73% | 38.39% | 3 | 63.31% | 0% | 0% | 2 | 46.41% | 0% | 0% | 1 | 41.94% | 0% | 0% | 1 | 86.36% | 0% | 0% | 3 | 47.31% | 0% | 0% | 1 | 0.2532% | 0% | 0% | 1 | 0% | 0% | 1 |  |  |  |  | 0% | [5 empty] | 12.47% | 12.94% | 25.4% | 3 | 49.09% | 0% | 0% | 1 | 44.27% | 0% | 0% | 1 | 38.03% | 0% | 0% | 1 | 76.9% | 0% | 0% | 3 | 47.9% | 0% | 0% | 1 | 0.2162% | 0% | 0% | 1
131 | Mira Loma | Greater_Kramer | 0 | 0 | 0 | 0% | 0% | 1 |  |  |  |  | 0% | [5 empty] | 0% | 0% | 0% | 1 | 0% | 0% | 0% | 1 | 0% | 0% | 0% | 1 | 0% | 0% | 0% | 1 | 0% | 0% | 0% | 1 | 0% | 0% | 0% | 1 | 0% | 0% | 0% | 1 | 0% | 0% | 1 |  |  |  |  | 0% | [5 empty] | 0% | 100% | 100% | 5 | 100% | 0% | 0% | 5 | 0% | 0% | 0% | 1 | 9.427% | 0% | 0% | 1 | 100% | 0% | 0% | 5 | 68.53% | 0% | 0% | 2 | 0.1916% | 0% | 0% | 1 | 0% | 0% | 1 |  |  |  |  | 0% | [5 empty] | 20.45% | 77.25% | 97.7% | 5 | 100% | 0% | 0% | 5 | 48.32% | 0% | 0% | 1 | 15.36% | 0% | 0% | 1 | 100% | 0% | 0% | 5 | 56.81% | 0% | 0% | 2 | 0.0816% | 0% | 0% | 1 | 0% | 0% | 1 |  |  |  |  | 0% | [5 empty] | 44.2% | 36.19% | 80.39% | 5 | 60.99% | 0% | 0% | 2 | 55.22% | 0% | 0% | 2 | 54.82% | 0% | 0% | 2 | 94.19% | 0% | 0% | 4 | 47.64% | 0% | 0% | 1 | 0.65% | 0% | 0% | 1
132 | Padua | Greater_Kramer | 0 | 0 | 0 | 0% | 0% | 1 |  |  |  |  | 0% | [5 empty] | 0% | 100% | 100% | 5 | 100% | 0% | 0% | 5 | 0% | 0% | 0% | 1 | 13.59% | 0% | 0% | 1 | 100% | 0% | 0% | 5 | 66.1% | 0% | 0% | 2 | 0.2761% | 0% | 0% | 1 | 0% | 0% | 1 |  |  |  |  | 0% | [5 empty] | 20.58% | 77.55% | 98.13% | 5 | 100% | 0% | 0% | 5 | 45.38% | 0% | 0% | 1 | 21.06% | 0% | 0% | 1 | 100% | 0% | 0% | 5 | 56.5% | 0% | 0% | 2 | 0.07599% | 0% | 0% | 1 | 0% | 0% | 1 |  |  |  |  | 0% | [5 empty] | 42.88% | 42.2% | 85.08% | 5 | 56.64% | 0% | 0% | 2 | 67.48% | 0% | 0% | 2 | 66.68% | 0% | 0% | 2 | 98.38% | 0% | 0% | 5 | 39.27% | 0% | 0% | 1 | 0.06505% | 0% | 0% | 1 | 0% | 0% | 1 |  |  |  |  | 0% | [5 empty] | 38.81% | 30.55% | 69.36% | 5 | 55.52% | 0% | 0% | 2 | 53.63% | 0% | 0% | 2 | 54.79% | 0% | 0% | 2 | 91.13% | 0% | 0% | 4 | 50.41% | 0% | 0% | 2 | 0.5487% | 0% | 0% | 1
133 | Pisgah | Greater_Kramer | 0 | 0 | 0 | 0% | 0% | 1 |  |  |  |  | 0% | [5 empty] | 0% | 0% | 0% | 1 | 54.44% | 0% | 0% | 2 | 72.27% | 0% | 0% | 3 | 80.82% | 0% | 0% | 3 | 85.64% | 0% | 0% | 3 | 54.13% | 0% | 0% | 2 | 0.5279% | 0% | 0% | 1 | 0% | 0% | 1 |  |  |  |  | 0.003344% | [5 empty] | 0% | 0% | 0% | 1 | 26.46% | 0% | 0% | 1 | 22.78% | 0% | 0% | 1 | 25.8% | 0% | 0% | 1 | 36.26% | 0% | 0% | 1 | 66.17% | 0% | 0% | 2 | 0.7514% | 0% | 0% | 1 | 0% | 0% | 1 |  |  |  |  | 0.7601% | [5 empty] | 0% | 0% | 0% | 1 | 25.44% | 0% | 0% | 1 | 14.61% | 0% | 0% | 1 | 14.23% | 0% | 0% | 1 | 29.99% | 0% | 0% | 1 | 56.83% | 0% | 0% | 2 | 0.9127% | 0% | 0% | 1 | 0% | 0% | 1 |  |  |  |  | 0.3862% | [5 empty] | 0% | 0% | 0% | 1 | 34.31% | 0% | 0% | 1 | 13.83% | 0% | 0% | 1 | 13.97% | 0% | 0% | 1 | 39.31% | 0% | 0% | 1 | 69.58% | 0% | 0% | 2 | 1.227% | 0% | 0% | 1
134 | Roadway | Greater_Kramer | 0 | 0 | 0 | 0% | 0% | 1 |  |  |  |  | 0% | [5 empty] | 0% | 0% | 0% | 1 | 83.92% | 0% | 0% | 3 | 75.15% | 0% | 0% | 3 | 50.56% | 0% | 0% | 2 | 91.32% | 0% | 0% | 4 | 48.96% | 0% | 0% | 1 | 0.2577% | 0% | 0% | 1 | 0% | 0% | 1 |  |  |  |  | 0% | [5 empty] | 0.1354% | 0% | 0.1354% | 1 | 58.12% | 0% | 0% | 2 | 63.86% | 0% | 0% | 2 | 32.55% | 0% | 0% | 1 | 78.22% | 0% | 0% | 3 | 49.17% | 0% | 0% | 1 | 0.2674% | 0% | 0% | 1 | 0% | 0% | 1 |  |  |  |  | 0.000986% | [5 empty] | 7.829% | 3.381% | 11.21% | 2 | 50.45% | 0% | 0% | 2 | 39.71% | 0% | 0% | 1 | 22.42% | 0% | 0% | 1 | 67.17% | 0% | 0% | 2 | 52.27% | 0% | 0% | 2 | 0.2328% | 0% | 0% | 1 | 0% | 0% | 1 |  |  |  |  | 0.000532% | [5 empty] | 10.13% | 8.603% | 18.73% | 2 | 53.8% | 0% | 0% | 2 | 38.62% | 0% | 0% | 1 | 27.31% | 0% | 0% | 1 | 74.83% | 0% | 0% | 3 | 51.46% | 0% | 0% | 2 | 0.4003% | 0% | 0% | 1
135 | Tortilla | Greater_Kramer | 0 | 0 | 0 | 0% | 0% | 1 |  |  |  |  | 0% | [5 empty] | 0% | 0% | 0% | 1 | 84.61% | 0% | 0% | 3 | 45.53% | 0% | 0% | 1 | 26.27% | 0% | 0% | 1 | 89.14% | 0% | 0% | 3 | 65.08% | 0% | 0% | 2 | 1.504% | 0% | 0% | 1 | 0% | 0% | 1 |  |  |  |  | 0.0009614% | [5 empty] | 0% | 0% | 0% | 1 | 71.78% | 0% | 0% | 3 | 34.32% | 0% | 0% | 1 | 10.73% | 0% | 0% | 1 | 81.05% | 0% | 0% | 3 | 68.96% | 0% | 0% | 2 | 0.7901% | 0% | 0% | 1 | 0% | 0% | 1 |  |  |  |  | 0.02099% | [5 empty] | 0% | 0% | 0% | 1 | 65.16% | 0% | 0% | 2 | 25.54% | 0% | 0% | 1 | 11.31% | 0% | 0% | 1 | 71.93% | 0% | 0% | 3 | 60.56% | 0% | 0% | 2 | 1.887% | 0% | 0% | 1 | 0% | 0% | 1 |  |  |  |  | 0.4756% | [5 empty] | 0% | 0% | 0% | 1 | 46.81% | 0% | 0% | 1 | 23.03% | 0% | 0% | 1 | 11.08% | 0% | 0% | 1 | 51.3% | 0% | 0% | 2 | 55.57% | 0% | 0% | 2 | 1.305% | 0% | 0% | 1
136 | Victor | Greater_Kramer | 0 | 0 | 0 | 0% | 0% | 1 |  |  |  |  | 0% | [5 empty] | 0% | 0% | 0% | 1 | 69.92% | 0% | 0% | 2 | 89.31% | 0% | 0% | 3 | 61.05% | 0% | 0% | 2 | 89.32% | 0% | 0% | 3 | 48.21% | 0% | 0% | 1 | 0% | 0% | 0% | 1 | 0% | 0% | 1 |  |  |  |  | 0% | [5 empty] | 18.76% | 7.924% | 26.68% | 2 | 57.9% | 0% | 0% | 2 | 70.47% | 0% | 0% | 3 | 46.12% | 0% | 0% | 1 | 87.93% | 0% | 0% | 3 | 43.38% | 0% | 0% | 1 | 0.1393% | 0% | 0% | 1 | 0% | 0% | 1 |  |  |  |  | 0% | [5 empty] | 13.07% | 8.389% | 21.46% | 2 | 56.91% | 0% | 0% | 2 | 40.26% | 0% | 0% | 1 | 27.86% | 0% | 0% | 1 | 71.27% | 0% | 0% | 3 | 46.6% | 0% | 0% | 1 | 0.2961% | 0% | 0% | 1 | 0% | 0% | 1 |  |  |  |  | 0.0005139% | [5 empty] | 10.4% | 10.61% | 21.01% | 3 | 51.77% | 0% | 0% | 2 | 40.11% | 0% | 0% | 1 | 32.27% | 0% | 0% | 1 | 76.14% | 0% | 0% | 3 | 51.01% | 0% | 0% | 2 | 0.3685% | 0% | 0% | 1
137 | Vista | Greater_Kramer | 0 | 0 | 0 | 0% | 0% | 1 |  |  |  |  | 0% | [5 empty] | 0% | 0% | 0% | 1 | 0% | 0% | 0% | 1 | 0% | 0% | 0% | 1 | 0% | 0% | 0% | 1 | 0% | 0% | 0% | 1 | 0% | 0% | 0% | 1 | 0% | 0% | 0% | 1 | 0% | 0% | 1 |  |  |  |  | 0% | [5 empty] | 0.4467% | 99.55% | 100% | 5 | 100% | 0% | 0% | 5 | 26.32% | 0% | 0% | 1 | 88.03% | 0% | 0% | 3 | 100% | 0% | 0% | 5 | 37.32% | 0% | 0% | 1 | 0% | 0% | 0% | 1 | 0% | 0% | 1 |  |  |  |  | 0% | [5 empty] | 29.76% | 67.61% | 97.36% | 5 | 95.71% | 0% | 0% | 5 | 21.36% | 0% | 0% | 1 | 32.38% | 0% | 0% | 1 | 96.86% | 0% | 0% | 5 | 65.12% | 0% | 0% | 2 | 1.216% | 0% | 0% | 1 | 0% | 0% | 1 |  |  |  |  | 0% | [5 empty] | 29.58% | 39.17% | 68.75% | 5 | 51.33% | 0% | 0% | 2 | 39.9% | 0% | 0% | 1 | 53.06% | 0% | 0% | 2 | 86.12% | 0% | 0% | 3 | 44.84% | 0% | 0% | 1 | 0.3822% | 0% | 0% | 1
138 | Encina | Greater_SD | 0 | 0 | 0 | 0% | 0% | 1 |  |  |  |  | 0% | [5 empty] | 0% | 0% | 0% | 1 | 17.48% | 0% | 0% | 1 | 76.76% | 0% | 0% | 3 | 79.78% | 0% | 0% | 3 | 79.78% | 0% | 0% | 3 | 0% | 0% | 0% | 1 | 16.54% | 0% | 0% | 1 | 0% | 0% | 1 |  |  |  |  | 0% | [5 empty] | 0.9947% | 0% | 0.9947% | 1 | 15.65% | 0% | 0% | 1 | 79% | 0% | 0% | 3 | 81.7% | 0% | 0% | 3 | 81.7% | 0% | 0% | 3 | 0% | 0% | 0% | 1 | 14.98% | 0% | 0% | 1 | 0% | 0% | 1 |  |  |  |  | 0% | [5 empty] | 1.238% | 0% | 1.238% | 1 | 15.54% | 0% | 0% | 1 | 78.42% | 0% | 0% | 3 | 81.81% | 0% | 0% | 3 | 81.81% | 0% | 0% | 3 | 0% | 0% | 0% | 1 | 14.87% | 0% | 0% | 1 | 0% | 0% | 1 |  |  |  |  | 0% | [5 empty] | 0.6965% | 0% | 0.6965% | 1 | 8.521% | 0% | 0% | 1 | 52.02% | 0% | 0% | 2 | 63.13% | 0% | 0% | 2 | 63.13% | 0% | 0% | 2 | 0% | 0% | 0% | 1 | 8.156% | 0% | 0% | 1
139 | Escondido | Greater_SD | 0 | 0 | 0 | 0% | 0% | 1 |  |  |  |  | 0% | [5 empty] | 0% | 0% | 0% | 1 | 0% | 0% | 0% | 1 | 0% | 0% | 0% | 1 | 0% | 0% | 0% | 1 | 0% | 0% | 0% | 1 | 0% | 0% | 0% | 1 | 0% | 0% | 0% | 1 | 0% | 0% | 1 |  |  |  |  | 0% | [5 empty] | 0% | 0% | 0% | 1 | 0% | 0% | 0% | 1 | 75.75% | 0% | 0% | 3 | 86.61% | 0% | 0% | 3 | 86.61% | 0% | 0% | 3 | 0% | 0% | 0% | 1 | 4.255% | 0% | 0% | 1 | 0% | 0% | 1 |  |  |  |  | 0% | [5 empty] | 0% | 0% | 0% | 1 | 16.71% | 0% | 0% | 1 | 77.58% | 0% | 0% | 3 | 80.47% | 0% | 0% | 3 | 80.47% | 0% | 0% | 3 | 0% | 0% | 0% | 1 | 15.81% | 0% | 0% | 1 | 0% | 0% | 1 |  |  |  |  | 0% | [5 empty] | 0.2754% | 52.39% | 52.66% | 5 | 55.6% | 0% | 0% | 2 | 20.11% | 0% | 0% | 1 | 29.16% | 0% | 0% | 1 | 80.8% | 0% | 0% | 3 | 15.12% | 0% | 0% | 1 | 39.81% | 0% | 0% | 1
140 | Kearny | Greater_SD | 0 | 0 | 0 | 0% | 0% | 1 |  |  |  |  | 0% | [5 empty] | 0% | 0% | 0% | 1 | 0% | 0% | 0% | 1 | 5.415% | 0% | 0% | 1 | 39.29% | 0% | 0% | 1 | 39.29% | 0% | 0% | 1 | 0% | 0% | 0% | 1 | 0.2196% | 0% | 0% | 1 | 0% | 0% | 1 |  |  |  |  | 0% | [5 empty] | 0% | 0% | 0% | 1 | 2.569% | 0% | 0% | 1 | 20.89% | 0% | 0% | 1 | 54.89% | 0% | 0% | 2 | 55.88% | 0% | 0% | 2 | 0% | 0% | 0% | 1 | 4.989% | 0% | 0% | 1 | 0% | 0% | 1 |  |  |  |  | 0% | [5 empty] | 0% | 0% | 0% | 1 | 2.423% | 0% | 0% | 1 | 22.47% | 0% | 0% | 1 | 56.1% | 0% | 0% | 2 | 57.03% | 0% | 0% | 2 | 0% | 0% | 0% | 1 | 5.154% | 0% | 0% | 1 | 0% | 0% | 1 |  |  |  |  | 0% | [5 empty] | 0% | 0% | 0% | 1 | 8.714% | 0% | 0% | 1 | 41.55% | 0% | 0% | 1 | 67.48% | 0% | 0% | 2 | 68.09% | 0% | 0% | 2 | 1.383% | 0% | 0% | 1 | 7.741% | 0% | 0% | 1
141 | Miguel | Greater_SD | 0 | 0 | 0 | 0% | 0% | 1 |  |  |  |  | 0% | [5 empty] | 0% | 0% | 0% | 1 | 7.715% | 0% | 0% | 1 | 44.34% | 0% | 0% | 1 | 83.9% | 0% | 0% | 3 | 83.9% | 0% | 0% | 3 | 0% | 0% | 0% | 1 | 7.992% | 0% | 0% | 1 | 0% | 0% | 1 |  |  |  |  | 0% | [5 empty] | 0% | 0% | 0% | 1 | 7.881% | 0% | 0% | 1 | 37.35% | 0% | 0% | 1 | 68.06% | 0% | 0% | 2 | 68.85% | 0% | 0% | 2 | 0.3703% | 0% | 0% | 1 | 7.653% | 0% | 0% | 1 | 0% | 0% | 1 |  |  |  |  | 0% | [5 empty] | 0% | 0% | 0% | 1 | 6.663% | 0% | 0% | 1 | 37.7% | 0% | 0% | 1 | 69.57% | 0% | 0% | 2 | 70.23% | 0% | 0% | 3 | 4.192% | 0% | 0% | 1 | 8.028% | 0% | 0% | 1 | 0% | 0% | 1 |  |  |  |  | 0% | [5 empty] | 0% | 0% | 0% | 1 | 6.667% | 0% | 0% | 1 | 32.74% | 0% | 0% | 1 | 63.64% | 0% | 0% | 2 | 65.38% | 0% | 0% | 2 | 3.444% | 0% | 0% | 1 | 6.809% | 0% | 0% | 1
142 | Mission | Greater_SD | 0 | 0 | 0 | 0% | 0% | 1 |  |  |  |  | 0% | [5 empty] | 0% | 0% | 0% | 1 | 2.888% | 0% | 0% | 1 | 14.92% | 0% | 0% | 1 | 48.89% | 0% | 0% | 1 | 50.01% | 0% | 0% | 2 | 0% | 0% | 0% | 1 | 4.976% | 0% | 0% | 1 | 0% | 0% | 1 |  |  |  |  | 0% | [5 empty] | 0% | 0% | 0% | 1 | 2.534% | 0% | 0% | 1 | 20.37% | 0% | 0% | 1 | 54.52% | 0% | 0% | 2 | 55.49% | 0% | 0% | 2 | 0% | 0% | 0% | 1 | 5.103% | 0% | 0% | 1 | 0% | 0% | 1 |  |  |  |  | 0% | [5 empty] | 0% | 0% | 0% | 1 | 5.607% | 0% | 0% | 1 | 34.98% | 0% | 0% | 1 | 65.35% | 0% | 0% | 2 | 66.08% | 0% | 0% | 2 | 0% | 0% | 0% | 1 | 6.61% | 0% | 0% | 1 | 0% | 0% | 1 |  |  |  |  | 0% | [5 empty] | 0% | 0% | 0% | 1 | 6.145% | 0% | 0% | 1 | 39.3% | 0% | 0% | 1 | 69.06% | 0% | 0% | 2 | 69.68% | 0% | 0% | 2 | 3.866% | 0% | 0% | 1 | 7.658% | 0% | 0% | 1
143 | Old Town | Greater_SD | 0 | 0 | 0 | 0% | 0% | 1 |  |  |  |  | 0% | [5 empty] | 0% | 0% | 0% | 1 | 2.888% | 0% | 0% | 1 | 15.84% | 0% | 0% | 1 | 49.36% | 0% | 0% | 1 | 50.47% | 0% | 0% | 2 | 0% | 0% | 0% | 1 | 5.281% | 0% | 0% | 1 | 0% | 0% | 1 |  |  |  |  | 0% | [5 empty] | 0% | 0% | 0% | 1 | 2.534% | 0% | 0% | 1 | 20.37% | 0% | 0% | 1 | 54.52% | 0% | 0% | 2 | 55.49% | 0% | 0% | 2 | 0% | 0% | 0% | 1 | 5.103% | 0% | 0% | 1 | 0% | 0% | 1 |  |  |  |  | 0% | [5 empty] | 0% | 0% | 0% | 1 | 5.811% | 0% | 0% | 1 | 36.25% | 0% | 0% | 1 | 64.08% | 0% | 0% | 2 | 64.84% | 0% | 0% | 2 | 0% | 0% | 0% | 1 | 6.85% | 0% | 0% | 1 | 0% | 0% | 1 |  |  |  |  | 0% | [5 empty] | 0% | 0% | 0% | 1 | 6.46% | 0% | 0% | 1 | 39.86% | 0% | 0% | 1 | 67.55% | 0% | 0% | 2 | 68.2% | 0% | 0% | 2 | 0.6303% | 0% | 0% | 1 | 8.05% | 0% | 0% | 1
144 | Penasquitos | Greater_SD | 0 | 0 | 10 | 0% | 0% | 1 |  |  |  |  | 0% | [5 empty] | 0% | 0% | 0% | 1 | 0% | 0% | 0% | 1 | 26.77% | 0% | 0% | 1 | 59.51% | 0% | 0% | 2 | 59.51% | 0% | 0% | 2 | 0% | 0% | 0% | 1 | 2.776% | 0% | 0% | 1 | 0% | 0% | 1 |  |  |  |  | 0% | [5 empty] | 0% | 0% | 0% | 1 | 0% | 0% | 0% | 1 | 20.61% | 0% | 0% | 1 | 41.2% | 0% | 0% | 1 | 41.2% | 0% | 0% | 1 | 0% | 0% | 0% | 1 | 0.828% | 0% | 0% | 1 | 0% | 0% | 1 |  |  |  |  | 0% | [5 empty] | 0% | 0% | 0% | 1 | 2.515% | 0% | 0% | 1 | 21.22% | 0% | 0% | 1 | 52.69% | 0% | 0% | 2 | 53.7% | 0% | 0% | 2 | 0% | 0% | 0% | 1 | 5.085% | 0% | 0% | 1 | 0% | 0% | 1 |  |  |  |  | 0% | [5 empty] | 0% | 0% | 0% | 1 | 8.076% | 0% | 0% | 1 | 44.21% | 0% | 0% | 1 | 68.32% | 0% | 0% | 2 | 68.9% | 0% | 0% | 2 | 0% | 0% | 0% | 1 | 8.545% | 0% | 0% | 1
145 | San Luis Rey | Greater_SD | 0 | 0 | 0 | 0% | 0% | 1 |  |  |  |  | 0% | [5 empty] | 0% | 0% | 0% | 1 | 18.08% | 0% | 0% | 1 | 80.05% | 0% | 0% | 3 | 80.08% | 0% | 0% | 3 | 80.08% | 0% | 0% | 3 | 0% | 0% | 0% | 1 | 16.44% | 0% | 0% | 1 | 0% | 0% | 1 |  |  |  |  | 0% | [5 empty] | 1.309% | 0% | 1.309% | 1 | 16.42% | 0% | 0% | 1 | 77.4% | 0% | 0% | 3 | 80.98% | 0% | 0% | 3 | 80.98% | 0% | 0% | 3 | 0% | 0% | 0% | 1 | 15.72% | 0% | 0% | 1 | 0% | 0% | 1 |  |  |  |  | 0% | [5 empty] | 1.178% | 0% | 1.178% | 1 | 14.41% | 0% | 0% | 1 | 76.87% | 0% | 0% | 3 | 80.01% | 0% | 0% | 3 | 80.01% | 0% | 0% | 3 | 0% | 0% | 0% | 1 | 13.79% | 0% | 0% | 1 | 0% | 0% | 1 |  |  |  |  | 0% | [5 empty] | 0.8094% | 0% | 0.8094% | 1 | 9.901% | 0% | 0% | 1 | 57.23% | 0% | 0% | 2 | 69.35% | 0% | 0% | 2 | 69.35% | 0% | 0% | 2 | 0% | 0% | 0% | 1 | 9.477% | 0% | 0% | 1
146 | Sycamore Canyon | Greater_SD | 0 | 0 | 0 | 0% | 0% | 1 |  |  |  |  | 0% | [5 empty] | 0% | 0% | 0% | 1 | 0% | 0% | 0% | 1 | 0% | 0% | 0% | 1 | 0% | 0% | 0% | 1 | 0% | 0% | 0% | 1 | 0% | 0% | 0% | 1 | 0% | 0% | 0% | 1 | 0% | 0% | 1 |  |  |  |  | 0% | [5 empty] | 0% | 0% | 0% | 1 | 0% | 0% | 0% | 1 | 70.44% | 0% | 0% | 3 | 77.12% | 0% | 0% | 3 | 77.12% | 0% | 0% | 3 | 0% | 0% | 0% | 1 | 0% | 0% | 0% | 1 | 0% | 0% | 1 |  |  |  |  | 0% | [5 empty] | 0% | 0% | 0% | 1 | 2.875% | 0% | 0% | 1 | 17.53% | 0% | 0% | 1 | 52.05% | 0% | 0% | 2 | 53.16% | 0% | 0% | 2 | 0% | 0% | 0% | 1 | 5.271% | 0% | 0% | 1 | 0% | 0% | 1 |  |  |  |  | 0% | [5 empty] | 3.585% | 66.3% | 69.88% | 5 | 67.02% | 0% | 0% | 2 | 55.7% | 0% | 0% | 2 | 72.88% | 0% | 0% | 3 | 90.79% | 0% | 0% | 4 | 20.97% | 0% | 0% | 1 | 28.22% | 0% | 0% | 1
147 | Talega | Greater_SD | 0 | 0 | 0 | 0% | 0% | 1 |  |  |  |  | 0% | [5 empty] | 0.6826% | 0% | 0.6826% | 1 | 0% | 0% | 0% | 1 | 27.09% | 0% | 0% | 1 | 50.71% | 0% | 0% | 2 | 50.71% | 0% | 0% | 2 | 0% | 0% | 0% | 1 | 0% | 0% | 0% | 1 | 0% | 0% | 1 |  |  |  |  | 0% | [5 empty] | 2.54% | 0% | 2.54% | 1 | 0% | 0% | 0% | 1 | 36.88% | 0% | 0% | 1 | 56.46% | 0% | 0% | 2 | 56.46% | 0% | 0% | 2 | 0% | 0% | 0% | 1 | 0.3344% | 0% | 0% | 1 | 0% | 0% | 1 |  |  |  |  | 0% | [5 empty] | 1.197% | 0% | 1.197% | 1 | 8.05% | 0% | 0% | 1 | 60.09% | 0% | 0% | 2 | 69.34% | 0% | 0% | 2 | 70.9% | 0% | 0% | 3 | 0% | 0% | 0% | 1 | 12.21% | 0% | 0% | 1 | 0% | 0% | 1 |  |  |  |  | 0% | [5 empty] | 0.5109% | 0% | 0.5109% | 1 | 7.916% | 0% | 0% | 1 | 43.65% | 0% | 0% | 1 | 77% | 0% | 0% | 3 | 78.67% | 0% | 0% | 3 | 0% | 0% | 0% | 1 | 10.53% | 0% | 0% | 1
148 | Martin (San Francisco H) | Peninsula_Monterey | 0 | 0 | 0 | 0% | 0% | 1 |  |  |  |  | 0% | [5 empty] | 0% | 0% | 0% | 1 | 4.796% | 0% | 0% | 1 | 12.68% | 0% | 0% | 1 | 42.08% | 0% | 0% | 1 | 46.88% | 0% | 0% | 1 | 0% | 0% | 0% | 1 | 4.887% | 0% | 0% | 1 | 0% | 0% | 1 |  |  |  |  | 0% | [5 empty] | 0% | 0% | 0% | 1 | 7.121% | 0% | 0% | 1 | 19.73% | 0% | 0% | 1 | 49.71% | 0% | 0% | 1 | 51.86% | 0% | 0% | 2 | 7.826% | 0% | 0% | 1 | 5.545% | 0% | 0% | 1 | 0% | 0% | 1 |  |  |  |  | 0% | [5 empty] | 0.03314% | 0% | 0.03314% | 1 | 9.347% | 0% | 0% | 1 | 26.49% | 0% | 0% | 1 | 52.16% | 0% | 0% | 2 | 53.83% | 0% | 0% | 2 | 6.742% | 0% | 0% | 1 | 8.391% | 0% | 0% | 1 | 0% | 0% | 1 |  |  |  |  | 0.0005161% | [5 empty] | 36.76% | 0% | 36.76% | 2 | 8.92% | 0% | 0% | 1 | 31.06% | 0% | 0% | 1 | 56.96% | 0% | 0% | 2 | 62.19% | 0% | 0% | 2 | 18.03% | 0% | 0% | 1 | 7.25% | 0% | 0% | 1
149 | Bellota | Solano | 0 | 0 | 15 | 0% | 0% | 1 |  |  |  |  | 0% | [5 empty] | 0% | 0% | 0% | 1 | 0% | 0% | 0% | 1 | 0% | 0% | 0% | 1 | 0% | 0% | 0% | 1 | 0% | 0% | 0% | 1 | 0% | 0% | 0% | 1 | 0% | 0% | 0% | 1 | 0% | 0% | 1 |  |  |  |  | 0% | [5 empty] | 0% | 0% | 0% | 1 | 0% | 0% | 0% | 1 | 0% | 0% | 0% | 1 | 0% | 0% | 0% | 1 | 0% | 0% | 0% | 1 | 0% | 0% | 0% | 1 | 0% | 0% | 0% | 1 | 0% | 0% | 1 |  |  |  |  | 0% | [5 empty] | 0% | 0% | 0% | 1 | 0% | 0% | 0% | 1 | 0% | 0% | 0% | 1 | 0% | 0% | 0% | 1 | 0% | 0% | 0% | 1 | 0% | 0% | 0% | 1 | 0% | 0% | 0% | 1 | 0% | 0% | 1 |  |  |  |  | 0.7766% | [5 empty] | 0% | 0% | 0% | 1 | 5.077% | 0% | 0% | 1 | 0% | 0% | 0% | 1 | 0% | 0% | 0% | 1 | 5.077% | 0% | 0% | 1 | 0% | 0% | 0% | 1 | 4.987% | 0% | 0% | 1
150 | Ripon | Solano | 0 | 0 | 0 | 0% | 0% | 1 |  |  |  |  | 0% | [5 empty] | 0% | 0% | 0% | 1 | 0% | 0% | 0% | 1 | 0% | 0% | 0% | 1 | 0% | 0% | 0% | 1 | 0% | 0% | 0% | 1 | 0% | 0% | 0% | 1 | 0% | 0% | 0% | 1 | 0% | 0% | 1 |  |  |  |  | 0% | [5 empty] | 0% | 0% | 0% | 1 | 0% | 0% | 0% | 1 | 0% | 0% | 0% | 1 | 0% | 0% | 0% | 1 | 0% | 0% | 0% | 1 | 0% | 0% | 0% | 1 | 0% | 0% | 0% | 1 | 0% | 0% | 1 |  |  |  |  | 0% | [5 empty] | 83.84% | 16.16% | 100% | 5 | 100% | 0% | 0% | 5 | 38.96% | 0% | 0% | 1 | 53.91% | 0% | 0% | 2 | 100% | 0% | 0% | 5 | 100% | 0% | 0% | 5 | 0.03389% | 0% | 0% | 1 | 0% | 0% | 1 |  |  |  |  | 2.423% | [5 empty] | 82.18% | 11.6% | 93.79% | 5 | 93.39% | 0% | 0% | 4 | 64.78% | 0% | 0% | 2 | 79.86% | 0% | 0% | 3 | 99.99% | 0% | 0% | 5 | 44.63% | 0% | 0% | 1 | 2.861% | 0% | 0% | 1
151 | Lockeford | Solano | 0 | 0 | 0 | 0% | 0% | 1 |  |  |  |  | 0% | [5 empty] | 0% | 0% | 0% | 1 | 0% | 0% | 0% | 1 | 0% | 0% | 0% | 1 | 0% | 0% | 0% | 1 | 0% | 0% | 0% | 1 | 0% | 0% | 0% | 1 | 0% | 0% | 0% | 1 | 0% | 0% | 1 |  |  |  |  | 0% | [5 empty] | 0% | 0% | 0% | 1 | 0% | 0% | 0% | 1 | 0% | 0% | 0% | 1 | 0% | 0% | 0% | 1 | 0% | 0% | 0% | 1 | 0% | 0% | 0% | 1 | 0% | 0% | 0% | 1 | 0% | 0% | 1 |  |  |  |  | 0% | [5 empty] | 0% | 0% | 0% | 1 | 0% | 0% | 0% | 1 | 0% | 0% | 0% | 1 | 0% | 0% | 0% | 1 | 0% | 0% | 0% | 1 | 0% | 0% | 0% | 1 | 0% | 0% | 0% | 1 | 0% | 0% | 1 |  |  |  |  | 51.41% | [5 empty] | 0.9761% | 0% | 0.9761% | 1 | 0.9568% | 0% | 0% | 1 | 27.61% | 0% | 0% | 1 | 27.61% | 0% | 0% | 1 | 28.47% | 0% | 0% | 1 | 0% | 0% | 0% | 1 | 8.083% | 0% | 0% | 1
152 | Stagg | Solano | 0 | 0 | 0 | 0% | 0% | 1 |  |  |  |  | 0% | [5 empty] | 0% | 0% | 0% | 1 | 0% | 0% | 0% | 1 | 0% | 0% | 0% | 1 | 0% | 0% | 0% | 1 | 0% | 0% | 0% | 1 | 0% | 0% | 0% | 1 | 0% | 0% | 0% | 1 | 0% | 0% | 1 |  |  |  |  | 0.5003% | [5 empty] | 0% | 0% | 0% | 1 | 3.131% | 0% | 0% | 1 | 66.3% | 0% | 0% | 2 | 66.3% | 0% | 0% | 2 | 67.37% | 0% | 0% | 2 | 0% | 0% | 0% | 1 | 12.33% | 0% | 0% | 1 | 0% | 0% | 1 |  |  |  |  | 28.61% | [5 empty] | 9.492% | 0% | 9.492% | 1 | 5.867% | 0% | 0% | 1 | 64.84% | 0% | 0% | 2 | 63.89% | 0% | 0% | 2 | 64.95% | 0% | 0% | 2 | 0.2516% | 0% | 0% | 1 | 7.987% | 0% | 0% | 1 | 0% | 0% | 1 |  |  |  |  | 15.45% | [5 empty] | 56.31% | 0.6786% | 56.98% | 3 | 39.39% | 0% | 0% | 1 | 37.8% | 0% | 0% | 1 | 42.86% | 0% | 0% | 1 | 55.65% | 0% | 0% | 2 | 12.91% | 0% | 0% | 1 | 12.35% | 0% | 0% | 1
153 | Weber | Solano | 0 | 0 | 0 | 0% | 0% | 1 |  |  |  |  | 0% | [5 empty] | 0% | 0% | 0% | 1 | 0% | 0% | 0% | 1 | 0% | 0% | 0% | 1 | 0% | 0% | 0% | 1 | 0% | 0% | 0% | 1 | 0% | 0% | 0% | 1 | 0% | 0% | 0% | 1 | 0% | 0% | 1 |  |  |  |  | 0% | [5 empty] | 0% | 0% | 0% | 1 | 0% | 0% | 0% | 1 | 0% | 0% | 0% | 1 | 0% | 0% | 0% | 1 | 0% | 0% | 0% | 1 | 0% | 0% | 0% | 1 | 0% | 0% | 0% | 1 | 0% | 0% | 1 |  |  |  |  | 35.23% | [5 empty] | 0.3236% | 0% | 0.3236% | 1 | 16.87% | 0% | 0% | 1 | 66.16% | 0% | 0% | 2 | 46.02% | 0% | 0% | 1 | 68.64% | 0% | 0% | 2 | 0% | 0% | 0% | 1 | 2.437% | 0% | 0% | 1 | 0% | 0% | 1 |  |  |  |  | 12.8% | [5 empty] | 59.14% | 2.496% | 61.63% | 3 | 59.49% | 0% | 0% | 2 | 60.99% | 0% | 0% | 2 | 70.57% | 0% | 0% | 3 | 81.49% | 0% | 0% | 3 | 25% | 0% | 0% | 1 | 5.588% | 0% | 0% | 1
154 | Carrizo Plains | Kern_Greater_Carrizo | 0 | 0 | 0 | 0% | 0% | 1 |  |  |  |  | 0% | [5 empty] | 62.25% | 0% | 62.25% | 3 | 77.57% | 0% | 0% | 3 | 0% | 0% | 0% | 1 | 16.6% | 0% | 0% | 1 | 77.57% | 0% | 0% | 3 | 61.02% | 0% | 0% | 2 | 0% | 0% | 0% | 1 | 0% | 0% | 1 |  |  |  |  | 0% | [5 empty] | 34.17% | 33.88% | 68.04% | 5 | 55.59% | 0% | 0% | 2 | 0.3327% | 0% | 0% | 1 | 7.868% | 0% | 0% | 1 | 55.93% | 0% | 0% | 2 | 66.8% | 0% | 0% | 2 | 0.2031% | 0% | 0% | 1 | 0% | 0% | 1 |  |  |  |  | 0% | [5 empty] | 51.86% | 30.61% | 82.47% | 5 | 59.87% | 0% | 0% | 2 | 2.537% | 0% | 0% | 1 | 13.43% | 0% | 0% | 1 | 66.65% | 0% | 0% | 2 | 66.85% | 0% | 0% | 2 | 0.3834% | 0% | 0% | 1 | 0% | 0% | 1 |  |  |  |  | 0% | [5 empty] | 46.19% | 45.84% | 92.03% | 5 | 40.16% | 0% | 0% | 1 | 4.039% | 0% | 0% | 1 | 16.22% | 0% | 0% | 1 | 49.24% | 0% | 0% | 1 | 69.17% | 0% | 0% | 2 | 0.7911% | 0% | 0% | 1
155 | Cholame | Kern_Greater_Carrizo | 0 | 0 | 0 | 0% | 0% | 1 |  |  |  |  | 0% | [5 empty] | 95.52% | 0% | 95.52% | 5 | 60.59% | 0% | 0% | 2 | 8.665% | 0% | 0% | 1 | 27.66% | 0% | 0% | 1 | 68.87% | 0% | 0% | 2 | 55.84% | 0% | 0% | 2 | 1.518% | 0% | 0% | 1 | 0% | 0% | 1 |  |  |  |  | 0% | [5 empty] | 94.27% | 0% | 94.27% | 5 | 70.07% | 0% | 0% | 3 | 5.096% | 0% | 0% | 1 | 20.61% | 0% | 0% | 1 | 74.94% | 0% | 0% | 3 | 65.97% | 0% | 0% | 2 | 0.8962% | 0% | 0% | 1 | 0% | 0% | 1 |  |  |  |  | 0% | [5 empty] | 80.93% | 10.48% | 91.41% | 5 | 63.88% | 0% | 0% | 2 | 4.717% | 0% | 0% | 1 | 19.61% | 0% | 0% | 1 | 69.93% | 0% | 0% | 2 | 63.97% | 0% | 0% | 2 | 0.7032% | 0% | 0% | 1 | 0% | 0% | 1 |  |  |  |  | 0% | [5 empty] | 73.05% | 18.07% | 91.13% | 5 | 63.09% | 0% | 0% | 2 | 10.55% | 0% | 0% | 1 | 29.18% | 0% | 0% | 1 | 70.86% | 0% | 0% | 3 | 58.14% | 0% | 0% | 2 | 0.9411% | 0% | 0% | 1
156 | Mesa | Kern_Greater_Carrizo | 0 | 0 | 0 | 0% | 0% | 1 |  |  |  |  | 0% | [5 empty] | 88.34% | 0.3478% | 88.69% | 5 | 0% | 0% | 0% | 1 | 0% | 0% | 0% | 1 | 0% | 0% | 0% | 1 | 0% | 0% | 0% | 1 | 86.05% | 0% | 0% | 3 | 0.1245% | 0% | 0% | 1 | 0% | 0% | 1 |  |  |  |  | 0% | [5 empty] | 24.58% | 66.9% | 91.48% | 5 | 4.4% | 0% | 0% | 1 | 1.628% | 0% | 0% | 1 | 19.89% | 0% | 0% | 1 | 21.28% | 0% | 0% | 1 | 82.55% | 0% | 0% | 3 | 3.566% | 0% | 0% | 1 | 0% | 0% | 1 |  |  |  |  | 0% | [5 empty] | 35.45% | 60.4% | 95.85% | 5 | 18.21% | 0% | 0% | 1 | 1.016% | 0% | 0% | 1 | 11.37% | 0% | 0% | 1 | 26.68% | 0% | 0% | 1 | 89.58% | 0% | 0% | 3 | 2.711% | 0% | 0% | 1 | 0% | 0% | 1 |  |  |  |  | 0% | [5 empty] | 31.68% | 57.93% | 89.61% | 5 | 17.74% | 0% | 0% | 1 | 4.865% | 0% | 0% | 1 | 26.81% | 0% | 0% | 1 | 37.67% | 0% | 0% | 1 | 74.41% | 0% | 0% | 3 | 1.767% | 0% | 0% | 1
157 | Oceano | Kern_Greater_Carrizo | 0 | 0 | 0 | 0% | 0% | 1 |  |  |  |  | 0% | [5 empty] | 87.84% | 0% | 87.84% | 5 | 3.118% | 0% | 0% | 1 | 2.197% | 0% | 0% | 1 | 8.428% | 0% | 0% | 1 | 8.428% | 0% | 0% | 1 | 81.26% | 0% | 0% | 3 | 6.263% | 0% | 0% | 1 | 0% | 0% | 1 |  |  |  |  | 0% | [5 empty] | 81.06% | 0.6808% | 81.74% | 5 | 35.67% | 0% | 0% | 1 | 1.842% | 0% | 0% | 1 | 20.65% | 0% | 0% | 1 | 45.18% | 0% | 0% | 1 | 83.67% | 0% | 0% | 3 | 4.256% | 0% | 0% | 1 | 0% | 0% | 1 |  |  |  |  | 0% | [5 empty] | 66.85% | 16.47% | 83.32% | 5 | 26.21% | 0% | 0% | 1 | 4.213% | 0% | 0% | 1 | 38.63% | 0% | 0% | 1 | 51.93% | 0% | 0% | 2 | 77.36% | 0% | 0% | 3 | 2.748% | 0% | 0% | 1 | 0% | 0% | 1 |  |  |  |  | 0% | [5 empty] | 41.43% | 50.55% | 91.98% | 5 | 25.66% | 0% | 0% | 1 | 7.9% | 0% | 0% | 1 | 30.25% | 0% | 0% | 1 | 43.8% | 0% | 0% | 1 | 68.9% | 0% | 0% | 2 | 1.981% | 0% | 0% | 1
158 | San Luis Obispo | Kern_Greater_Carrizo | 0 | 0 | 0 | 0% | 0% | 1 |  |  |  |  | 0% | [5 empty] | 89.09% | 1.436% | 90.53% | 5 | 54.55% | 0% | 0% | 2 | 9.485% | 0% | 0% | 1 | 37.78% | 0% | 0% | 1 | 64.85% | 0% | 0% | 2 | 88.74% | 0% | 0% | 3 | 2.561% | 0% | 0% | 1 | 0% | 0% | 1 |  |  |  |  | 0% | [5 empty] | 70.07% | 15.7% | 85.77% | 5 | 38.28% | 0% | 0% | 1 | 10.57% | 0% | 0% | 1 | 47.55% | 0% | 0% | 1 | 63.47% | 0% | 0% | 2 | 66.05% | 0% | 0% | 2 | 1.953% | 0% | 0% | 1 | 0% | 0% | 1 |  |  |  |  | 0% | [5 empty] | 64.87% | 25.4% | 90.27% | 5 | 39.44% | 0% | 0% | 1 | 11.65% | 0% | 0% | 1 | 40.4% | 0% | 0% | 1 | 60.71% | 0% | 0% | 2 | 61.33% | 0% | 0% | 2 | 1.965% | 0% | 0% | 1 | 0% | 0% | 1 |  |  |  |  | 0% | [5 empty] | 58.95% | 32.75% | 91.71% | 5 | 37.21% | 0% | 0% | 1 | 9.083% | 0% | 0% | 1 | 29.64% | 0% | 0% | 1 | 53.68% | 0% | 0% | 2 | 67.71% | 0% | 0% | 2 | 1.906% | 0% | 0% | 1
159 | Templeton | Kern_Greater_Carrizo | 0 | 0 | 10 | 0% | 0% | 1 |  |  |  |  | 0% | [5 empty] | 98.09% | 1.906% | 100% | 5 | 74.65% | 0% | 0% | 3 | 33.82% | 0% | 0% | 1 | 33.82% | 0% | 0% | 1 | 74.65% | 0% | 0% | 3 | 50.86% | 0% | 0% | 2 | 2.859% | 0% | 0% | 1 | 0% | 0% | 1 |  |  |  |  | 0% | [5 empty] | 92.45% | 7.268% | 99.72% | 5 | 74.72% | 0% | 0% | 3 | 21.76% | 0% | 0% | 1 | 31.7% | 0% | 0% | 1 | 77.44% | 0% | 0% | 3 | 67.71% | 0% | 0% | 2 | 1.925% | 0% | 0% | 1 | 0% | 0% | 1 |  |  |  |  | 0% | [5 empty] | 74.09% | 23.4% | 97.49% | 5 | 60.37% | 0% | 0% | 2 | 14.44% | 0% | 0% | 1 | 28.9% | 0% | 0% | 1 | 67.14% | 0% | 0% | 2 | 63.74% | 0% | 0% | 2 | 1.304% | 0% | 0% | 1 | 0% | 0% | 1 |  |  |  |  | 0% | [5 empty] | 77.51% | 15.06% | 92.57% | 5 | 54.9% | 0% | 0% | 2 | 9.535% | 0% | 0% | 1 | 29.77% | 0% | 0% | 1 | 68.78% | 0% | 0% | 2 | 62.21% | 0% | 0% | 2 | 1.48% | 0% | 0% | 1
160 | Sisquoc | Kern_Greater_Carrizo | 0 | 0 | 0 | 0% | 0% | 1 |  |  |  |  | 0% | [5 empty] | 78.75% | 3.145% | 81.9% | 5 | 0% | 0% | 0% | 1 | 0% | 0% | 0% | 1 | 0% | 0% | 0% | 1 | 0% | 0% | 0% | 1 | 96.85% | 0% | 0% | 5 | 0% | 0% | 0% | 1 | 0% | 0% | 1 |  |  |  |  | 0% | [5 empty] | 32.34% | 65.84% | 98.18% | 5 | 13.01% | 0% | 0% | 1 | 0% | 0% | 0% | 1 | 21.39% | 0% | 0% | 1 | 34.4% | 0% | 0% | 1 | 84.74% | 0% | 0% | 3 | 0.8279% | 0% | 0% | 1 | 0% | 0% | 1 |  |  |  |  | 0% | [5 empty] | 11.23% | 80.93% | 92.17% | 5 | 7.181% | 0% | 0% | 1 | 0.6675% | 0% | 0% | 1 | 11.59% | 0% | 0% | 1 | 16.57% | 0% | 0% | 1 | 84.32% | 0% | 0% | 3 | 2.721% | 0% | 0% | 1 | 0% | 0% | 1 |  |  |  |  | 0.01165% | [5 empty] | 68.01% | 20.63% | 88.64% | 5 | 62.08% | 0% | 0% | 2 | 1.805% | 0% | 0% | 1 | 7.422% | 0% | 0% | 1 | 68.39% | 0% | 0% | 2 | 61.2% | 0% | 0% | 2 | 5.385% | 0% | 0% | 1
161 | Goleta | Kern_Greater_Carrizo | 0 | 0 | 0 | 0% | 0% | 1 |  |  |  |  | 0% | [5 empty] | 41.47% | 0% | 41.47% | 2 | 8.926% | 0% | 0% | 1 | 0% | 0% | 0% | 1 | 3.158% | 0% | 0% | 1 | 12.08% | 0% | 0% | 1 | 8.926% | 0% | 0% | 1 | 1.833% | 0% | 0% | 1 | 0% | 0% | 1 |  |  |  |  | 0% | [5 empty] | 73.07% | 2.24% | 75.31% | 5 | 81.47% | 0% | 0% | 3 | 0% | 0% | 0% | 1 | 0.5483% | 0% | 0% | 1 | 82.02% | 0% | 0% | 3 | 35.07% | 0% | 0% | 1 | 3.092% | 0% | 0% | 1 | 0% | 0% | 1 |  |  |  |  | 0% | [5 empty] | 75.34% | 9.683% | 85.02% | 5 | 80.34% | 0% | 0% | 3 | 0% | 0% | 0% | 1 | 2.871% | 0% | 0% | 1 | 83.22% | 0% | 0% | 3 | 56.53% | 0% | 0% | 2 | 2.841% | 0% | 0% | 1 | 0% | 0% | 1 |  |  |  |  | 0.01297% | [5 empty] | 84.48% | 4.887% | 89.37% | 5 | 80.4% | 0% | 0% | 3 | 0.3056% | 0% | 0% | 1 | 1.646% | 0% | 0% | 1 | 81.91% | 0% | 0% | 3 | 54.32% | 0% | 0% | 2 | 6.322% | 0% | 0% | 1
162 | Schulte Switching Station | Peninsula_Monterey | 0 | 0 | 0 | 0% | 0% | 1 |  |  |  |  | 0% | [5 empty] | 0% | 0% | 0% | 1 | 0% | 0% | 0% | 1 | 0% | 0% | 0% | 1 | 13.32% | 0% | 0% | 1 | 13.32% | 0% | 0% | 1 | 0% | 0% | 0% | 1 | 99.15% | 0% | 0% | 5 | 0% | 0% | 1 |  |  |  |  | 0% | [5 empty] | 81.84% | 0% | 81.84% | 5 | 83.33% | 0% | 0% | 3 | 71.78% | 0% | 0% | 3 | 75.3% | 0% | 0% | 3 | 86.85% | 0% | 0% | 3 | 81.71% | 0% | 0% | 3 | 10.92% | 0% | 0% | 1 | 0% | 0% | 1 |  |  |  |  | 0% | [5 empty] | 84.68% | 9.188% | 93.87% | 5 | 84.11% | 0% | 0% | 3 | 29.99% | 0% | 0% | 1 | 31.41% | 0% | 0% | 1 | 85.68% | 0% | 0% | 3 | 90.95% | 0% | 0% | 4 | 3.776% | 0% | 0% | 1 | 0% | 0% | 1 |  |  |  |  | 0.01299% | [5 empty] | 80.25% | 15.7% | 95.95% | 5 | 93.01% | 0% | 0% | 4 | 57.66% | 0% | 0% | 2 | 69.71% | 0% | 0% | 2 | 96.67% | 0% | 0% | 5 | 58.92% | 0% | 0% | 2 | 3.133% | 0% | 0% | 1
163 | Hicks | Peninsula_Monterey | 0 | 0 | 0 | 0% | 0% | 1 |  |  |  |  | 0% | [5 empty] | 65.62% | 0% | 65.62% | 3 | 65.62% | 0% | 0% | 2 | 0% | 0% | 0% | 1 | 12.69% | 0% | 0% | 1 | 65.62% | 0% | 0% | 2 | 32.92% | 0% | 0% | 1 | 1.274% | 0% | 0% | 1 | 0% | 0% | 1 |  |  |  |  | 0% | [5 empty] | 67.64% | 0% | 67.64% | 3 | 67.65% | 0% | 0% | 2 | 0% | 0% | 0% | 1 | 11.94% | 0% | 0% | 1 | 67.65% | 0% | 0% | 2 | 36.86% | 0% | 0% | 1 | 1.199% | 0% | 0% | 1 | 0% | 0% | 1 |  |  |  |  | 0% | [5 empty] | 82.9% | 9.068% | 91.97% | 5 | 72.37% | 0% | 0% | 3 | 36.25% | 0% | 0% | 1 | 37.48% | 0% | 0% | 1 | 78% | 0% | 0% | 3 | 87.11% | 0% | 0% | 3 | 3.417% | 0% | 0% | 1 | 0% | 0% | 1 |  |  |  |  | 0.161% | [5 empty] | 42.43% | 47.48% | 89.9% | 5 | 81.63% | 0% | 0% | 3 | 39.64% | 0% | 0% | 1 | 43.77% | 0% | 0% | 1 | 91.2% | 0% | 0% | 4 | 87.08% | 0% | 0% | 3 | 2.633% | 0% | 0% | 1
164 | Cottonwood | Northern_California | 0 | 0 | 0 | 0% | 0% | 1 |  |  |  |  | 0% | [5 empty] | 0% | 0% | 0% | 1 | 0% | 0% | 0% | 1 | 0% | 0% | 0% | 1 | 0% | 0% | 0% | 1 | 0% | 0% | 0% | 1 | 0% | 0% | 0% | 1 | 0% | 0% | 0% | 1 | 0% | 0% | 1 |  |  |  |  | 0% | [5 empty] | 0% | 0% | 0% | 1 | 0% | 0% | 0% | 1 | 0% | 0% | 0% | 1 | 0% | 0% | 0% | 1 | 0% | 0% | 0% | 1 | 0% | 0% | 0% | 1 | 0% | 0% | 0% | 1 | 0% | 0% | 1 |  |  |  |  | 0% | [5 empty] | 47.37% | 0% | 47.37% | 2 | 53.72% | 0% | 0% | 2 | 13% | 0% | 0% | 1 | 13% | 0% | 0% | 1 | 66.71% | 0% | 0% | 2 | 50.17% | 0% | 0% | 2 | 0% | 0% | 0% | 1 | 0% | 0% | 1 |  |  |  |  | 0.05521% | [5 empty] | 82.53% | 13.21% | 95.74% | 5 | 33.01% | 0% | 0% | 1 | 3.095% | 0% | 0% | 1 | 14.58% | 0% | 0% | 1 | 42.26% | 0% | 0% | 1 | 68.56% | 0% | 0% | 2 | 16.72% | 0% | 0% | 1
165 | Jessup | Northern_California | 0 | 0 | 0 | 0% | 0% | 1 |  |  |  |  | 0% | [5 empty] | 0% | 0% | 0% | 1 | 0% | 0% | 0% | 1 | 0% | 0% | 0% | 1 | 0% | 0% | 0% | 1 | 0% | 0% | 0% | 1 | 0% | 0% | 0% | 1 | 0% | 0% | 0% | 1 | 0% | 0% | 1 |  |  |  |  | 0% | [5 empty] | 24.46% | 0% | 24.46% | 2 | 33.57% | 0% | 0% | 1 | 18.65% | 0% | 0% | 1 | 18.65% | 0% | 0% | 1 | 52.22% | 0% | 0% | 2 | 60.81% | 0% | 0% | 2 | 0% | 0% | 0% | 1 | 0% | 0% | 1 |  |  |  |  | 0% | [5 empty] | 74.41% | 0.01276% | 74.42% | 3 | 51.59% | 0% | 0% | 2 | 12.91% | 0% | 0% | 1 | 47.38% | 0% | 0% | 1 | 56.89% | 0% | 0% | 2 | 82.34% | 0% | 0% | 3 | 0% | 0% | 0% | 1 | 0% | 0% | 1 |  |  |  |  | 0% | [5 empty] | 42.24% | 36.74% | 78.97% | 5 | 20.82% | 0% | 0% | 1 | 6.663% | 0% | 0% | 1 | 14.75% | 0% | 0% | 1 | 26.83% | 0% | 0% | 1 | 63.51% | 0% | 0% | 2 | 1.84% | 0% | 0% | 1
166 | Round Mountain | Northern_California | 0 | 0 | 10 | 0% | 0% | 1 |  |  |  |  | 0% | [5 empty] | 89.04% | 2.181% | 91.22% | 5 | 79.94% | 0% | 0% | 3 | 1.557% | 0% | 0% | 1 | 2.025% | 0% | 0% | 1 | 81.36% | 0% | 0% | 3 | 31.99% | 0% | 0% | 1 | 1.648% | 0% | 0% | 1 | 0% | 0% | 1 |  |  |  |  | 0% | [5 empty] | 83.56% | 7.447% | 91% | 5 | 67.92% | 0% | 0% | 2 | 14.81% | 0% | 0% | 1 | 16.44% | 0% | 0% | 1 | 82.68% | 0% | 0% | 3 | 40.29% | 0% | 0% | 1 | 1.512% | 0% | 0% | 1 | 0% | 0% | 1 |  |  |  |  | 0% | [5 empty] | 72.79% | 10.14% | 82.93% | 5 | 59.77% | 0% | 0% | 2 | 15.53% | 0% | 0% | 1 | 17.1% | 0% | 0% | 1 | 74.37% | 0% | 0% | 3 | 47.22% | 0% | 0% | 1 | 1.227% | 0% | 0% | 1 | 0% | 0% | 1 |  |  |  |  | 0% | [5 empty] | 61.41% | 18.11% | 79.52% | 5 | 42.93% | 0% | 0% | 1 | 19.68% | 0% | 0% | 1 | 19.9% | 0% | 0% | 1 | 64.19% | 0% | 0% | 2 | 51.54% | 0% | 0% | 2 | 1.012% | 0% | 0% | 1
167 | Carquinez | Solano | 0 | 0 | 0 | 0% | 0% | 1 |  |  |  |  | 0% | [5 empty] | 59.7% | 0% | 59.7% | 3 | 36.37% | 0% | 0% | 1 | 38.38% | 0% | 0% | 1 | 33.54% | 0% | 0% | 1 | 81.18% | 0% | 0% | 3 | 33.96% | 0% | 0% | 1 | 11.33% | 0% | 0% | 1 | 0% | 0% | 1 |  |  |  |  | 0% | [5 empty] | 55.82% | 0% | 55.82% | 3 | 53.14% | 0% | 0% | 2 | 33.25% | 0% | 0% | 1 | 28.24% | 0% | 0% | 1 | 84.24% | 0% | 0% | 3 | 37.92% | 0% | 0% | 1 | 21.55% | 0% | 0% | 1 | 0% | 0% | 1 |  |  |  |  | 0% | [5 empty] | 49.58% | 0% | 49.58% | 2 | 58.51% | 0% | 0% | 2 | 35.77% | 0% | 0% | 1 | 29.31% | 0% | 0% | 1 | 85.72% | 0% | 0% | 3 | 38.21% | 0% | 0% | 1 | 29.4% | 0% | 0% | 1 | 0% | 0% | 1 |  |  |  |  | 3.95% | [5 empty] | 69.6% | 0% | 69.6% | 3 | 31.25% | 0% | 0% | 1 | 40.18% | 0% | 0% | 1 | 40.48% | 0% | 0% | 1 | 64.21% | 0% | 0% | 2 | 20.59% | 0% | 0% | 1 | 21.94% | 0% | 0% | 1
168 | Peabody | Solano | 0 | 0 | 0 | 0% | 0% | 1 |  |  |  |  | 9.061% | [5 empty] | 77.86% | 0% | 77.86% | 5 | 11.41% | 0% | 0% | 1 | 65.07% | 0% | 0% | 2 | 62.37% | 0% | 0% | 2 | 83.62% | 0% | 0% | 3 | 16.92% | 0% | 0% | 1 | 34.09% | 0% | 0% | 1 | 0% | 0% | 1 |  |  |  |  | 10.66% | [5 empty] | 68.14% | 0% | 68.14% | 3 | 29.01% | 0% | 0% | 1 | 34.72% | 0% | 0% | 1 | 34.9% | 0% | 0% | 1 | 61.76% | 0% | 0% | 2 | 14.87% | 0% | 0% | 1 | 23.89% | 0% | 0% | 1 | 0% | 0% | 1 |  |  |  |  | 19.41% | [5 empty] | 55.26% | 0% | 55.26% | 3 | 26.32% | 0% | 0% | 1 | 25.88% | 0% | 0% | 1 | 25.81% | 0% | 0% | 1 | 49.89% | 0% | 0% | 1 | 12.13% | 0% | 0% | 1 | 20.51% | 0% | 0% | 1 | 0% | 0% | 1 |  |  |  |  | 18.26% | [5 empty] | 53.92% | 0.06152% | 53.98% | 3 | 27.53% | 0% | 0% | 1 | 29.51% | 0% | 0% | 1 | 30.3% | 0% | 0% | 1 | 54.17% | 0% | 0% | 2 | 15.91% | 0% | 0% | 1 | 18.24% | 0% | 0% | 1
169 | Vaca Dixon | Solano | 20 | 800 | 0 | 40.07% | 0% | 2 |  |  |  |  | 33.51% | [5 empty] | 54.28% | 0% | 54.28% | 3 | 26.61% | 9.857% | 0% | 1 | 53.82% | 15.66% | 0% | 2 | 49.98% | 14.46% | 0% | 1 | 76.82% | 31.21% | 0% | 3 | 21.04% | 9.161% | 0% | 1 | 15.97% | 8.608% | 0% | 1 | 16.84% | 0% | 1 |  |  |  |  | 21.47% | [5 empty] | 66.22% | 0% | 66.22% | 3 | 30.11% | 1.779% | 0% | 1 | 27.81% | 1.722% | 0% | 1 | 30.35% | 1.785% | 0% | 1 | 60.58% | 3.154% | 0% | 2 | 18.36% | 1.523% | 0% | 1 | 23.45% | 1.624% | 0% | 1 | 4.983% | 0% | 1 |  |  |  |  | 21.84% | [5 empty] | 63.11% | 0% | 63.11% | 3 | 29.07% | 0.9662% | 0% | 1 | 22.86% | 0.8885% | 0% | 1 | 27.03% | 0.9392% | 0% | 1 | 54.02% | 1.49% | 0% | 2 | 17.97% | 0.8355% | 0% | 1 | 16.92% | 0.8249% | 0% | 1 | 2.509% | 0% | 1 |  |  |  |  | 17.73% | [5 empty] | 54.76% | 1.636% | 56.4% | 3 | 32.09% | 0.633% | 0% | 1 | 25.72% | 0.5787% | 0% | 1 | 26.02% | 0.5811% | 0% | 1 | 55.81% | 0.9728% | 0% | 2 | 19.97% | 0.5371% | 0% | 1 | 17.25% | 0.5195% | 0% | 1
170 | Bellevue | Mendocino_Marin | 0 | 0 | 0 | 0% | 0% | 1 |  |  |  |  | 0% | [5 empty] | 100% | 0% | 100% | 5 | 100% | 0% | 0% | 5 | 98.89% | 0% | 0% | 5 | 98.89% | 0% | 0% | 5 | 100% | 0% | 0% | 5 | 96.13% | 0% | 0% | 5 | 0.3042% | 0% | 0% | 1 | 0% | 0% | 1 |  |  |  |  | 0% | [5 empty] | 71.65% | 0% | 71.65% | 3 | 80.42% | 0% | 0% | 3 | 28.55% | 0% | 0% | 1 | 62.53% | 0% | 0% | 2 | 93.85% | 0% | 0% | 4 | 80.98% | 0% | 0% | 3 | 0.7034% | 0% | 0% | 1 | 0% | 0% | 1 |  |  |  |  | 0% | [5 empty] | 46.16% | 0% | 46.16% | 2 | 87.18% | 0% | 0% | 3 | 33.57% | 0% | 0% | 1 | 55.32% | 0% | 0% | 2 | 95.57% | 0% | 0% | 5 | 71.38% | 0% | 0% | 3 | 3.782% | 0% | 0% | 1 | 0% | 0% | 1 |  |  |  |  | 0.07751% | [5 empty] | 54.14% | 0.2442% | 54.39% | 3 | 85.46% | 0% | 0% | 3 | 30.36% | 0% | 0% | 1 | 60.3% | 0% | 0% | 2 | 94.84% | 0% | 0% | 4 | 74.29% | 0% | 0% | 3 | 3.415% | 0% | 0% | 1
171 | Cloverdale | Mendocino_Marin | 0 | 0 | 0 | 0% | 0% | 1 |  |  |  |  | 0.5212% | [5 empty] | 36% | 57.82% | 93.82% | 5 | 95.35% | 0% | 0% | 5 | 21.28% | 0% | 0% | 1 | 30.75% | 0% | 0% | 1 | 99.23% | 0% | 0% | 5 | 55.04% | 0% | 0% | 2 | 0.2128% | 0% | 0% | 1 | 0% | 0% | 1 |  |  |  |  | 0.2271% | [5 empty] | 41.92% | 38.38% | 80.3% | 5 | 84.63% | 0% | 0% | 3 | 29.52% | 0% | 0% | 1 | 54.68% | 0% | 0% | 2 | 90.1% | 0% | 0% | 4 | 59.63% | 0% | 0% | 2 | 0.09193% | 0% | 0% | 1 | 0% | 0% | 1 |  |  |  |  | 0.1564% | [5 empty] | 44.07% | 33.98% | 78.05% | 5 | 71.42% | 0% | 0% | 3 | 30.72% | 0% | 0% | 1 | 55.23% | 0% | 0% | 2 | 86.1% | 0% | 0% | 3 | 60.99% | 0% | 0% | 2 | 0.07276% | 0% | 0% | 1 | 0% | 0% | 1 |  |  |  |  | 0.1082% | [5 empty] | 33.33% | 39.78% | 73.11% | 5 | 67.4% | 0% | 0% | 2 | 24.57% | 0% | 0% | 1 | 57.97% | 0% | 0% | 2 | 82.25% | 0% | 0% | 3 | 59.4% | 0% | 0% | 2 | 0.4637% | 0% | 0% | 1
172 | Fulton | Mendocino_Marin | 0 | 0 | 0 | 0% | 0% | 1 |  |  |  |  | 0% | [5 empty] | 0% | 0% | 0% | 1 | 0% | 0% | 0% | 1 | 0% | 0% | 0% | 1 | 0% | 0% | 0% | 1 | 0% | 0% | 0% | 1 | 0% | 0% | 0% | 1 | 0% | 0% | 0% | 1 | 0% | 0% | 1 |  |  |  |  | 0% | [5 empty] | 29.07% | 0% | 29.07% | 2 | 85.48% | 0% | 0% | 3 | 4.811% | 0% | 0% | 1 | 49.99% | 0% | 0% | 1 | 100% | 0% | 0% | 5 | 90.85% | 0% | 0% | 4 | 0% | 0% | 0% | 1 | 0% | 0% | 1 |  |  |  |  | 0% | [5 empty] | 29.03% | 0% | 29.03% | 2 | 90.3% | 0% | 0% | 4 | 43.61% | 0% | 0% | 1 | 66.76% | 0% | 0% | 2 | 97.13% | 0% | 0% | 5 | 67.42% | 0% | 0% | 2 | 3.045% | 0% | 0% | 1 | 0% | 0% | 1 |  |  |  |  | 0.1676% | [5 empty] | 45.26% | 15.69% | 60.95% | 3 | 84.73% | 0% | 0% | 3 | 32.18% | 0% | 0% | 1 | 60.16% | 0% | 0% | 2 | 95.15% | 0% | 0% | 5 | 63.26% | 0% | 0% | 2 | 2.308% | 0% | 0% | 1
173 | Lakeville | Mendocino_Marin | 0 | 0 | 0 | 0% | 0% | 1 |  |  |  |  | 0% | [5 empty] | 97.24% | 0% | 97.24% | 5 | 91.67% | 0% | 0% | 4 | 48.24% | 0% | 0% | 1 | 66.75% | 0% | 0% | 2 | 93.28% | 0% | 0% | 4 | 79.65% | 0% | 0% | 3 | 1.28% | 0% | 0% | 1 | 0% | 0% | 1 |  |  |  |  | 0% | [5 empty] | 85.53% | 0% | 85.53% | 5 | 76.23% | 0% | 0% | 3 | 32.44% | 0% | 0% | 1 | 55.26% | 0% | 0% | 2 | 87.04% | 0% | 0% | 3 | 82.43% | 0% | 0% | 3 | 4.569% | 0% | 0% | 1 | 0% | 0% | 1 |  |  |  |  | 0% | [5 empty] | 69.71% | 0% | 69.71% | 3 | 81.49% | 0% | 0% | 3 | 31.21% | 0% | 0% | 1 | 52.84% | 0% | 0% | 2 | 91.03% | 0% | 0% | 4 | 79.64% | 0% | 0% | 3 | 4.759% | 0% | 0% | 1 | 0% | 0% | 1 |  |  |  |  | 0.05967% | [5 empty] | 57.63% | 0.188% | 57.82% | 3 | 73.74% | 0% | 0% | 3 | 29.07% | 0% | 0% | 1 | 39.21% | 0% | 0% | 1 | 89.37% | 0% | 0% | 3 | 62.02% | 0% | 0% | 2 | 5.79% | 0% | 0% | 1
174 | Penngrove | Mendocino_Marin | 0 | 0 | 0 | 0% | 0% | 1 |  |  |  |  | 0% | [5 empty] | 100% | 0% | 100% | 5 | 81.71% | 0% | 0% | 3 | 52.08% | 0% | 0% | 2 | 61.24% | 0% | 0% | 2 | 86.7% | 0% | 0% | 3 | 76.78% | 0% | 0% | 3 | 0.5546% | 0% | 0% | 1 | 0% | 0% | 1 |  |  |  |  | 0% | [5 empty] | 75.72% | 0% | 75.72% | 5 | 85.11% | 0% | 0% | 3 | 32.88% | 0% | 0% | 1 | 57.48% | 0% | 0% | 2 | 93.8% | 0% | 0% | 4 | 86.11% | 0% | 0% | 3 | 0.9572% | 0% | 0% | 1 | 0% | 0% | 1 |  |  |  |  | 0% | [5 empty] | 47.49% | 0% | 47.49% | 2 | 85.46% | 0% | 0% | 3 | 32.11% | 0% | 0% | 1 | 52.32% | 0% | 0% | 2 | 93.62% | 0% | 0% | 4 | 70.42% | 0% | 0% | 3 | 5.225% | 0% | 0% | 1 | 0% | 0% | 1 |  |  |  |  | 0.07805% | [5 empty] | 60.5% | 0.2459% | 60.75% | 3 | 86.04% | 0% | 0% | 3 | 22.49% | 0% | 0% | 1 | 46.14% | 0% | 0% | 1 | 93.02% | 0% | 0% | 4 | 73.77% | 0% | 0% | 3 | 4.361% | 0% | 0% | 1
175 | Warnerville | Central_Valley_North_Los_Banos | 0 | 0 | 0 | 0% | 0% | 1 |  |  |  |  | 0% | [5 empty] | 0% | 0% | 0% | 1 | 0% | 0% | 0% | 1 | 0% | 0% | 0% | 1 | 0% | 0% | 0% | 1 | 0% | 0% | 0% | 1 | 0% | 0% | 0% | 1 | 0% | 0% | 0% | 1 | 0% | 0% | 1 |  |  |  |  | 0% | [5 empty] | 0% | 0% | 0% | 1 | 0% | 0% | 0% | 1 | 0% | 0% | 0% | 1 | 0% | 0% | 0% | 1 | 0% | 0% | 0% | 1 | 0% | 0% | 0% | 1 | 0% | 0% | 0% | 1 | 0% | 0% | 1 |  |  |  |  | 0% | [5 empty] | 0% | 0% | 0% | 1 | 0% | 0% | 0% | 1 | 0% | 0% | 0% | 1 | 0% | 0% | 0% | 1 | 0% | 0% | 0% | 1 | 0% | 0% | 0% | 1 | 0% | 0% | 0% | 1 | 0% | 0% | 1 |  |  |  |  | 0% | [5 empty] | 100% | 0% | 100% | 5 | 100% | 0% | 0% | 5 | 52.41% | 0% | 0% | 2 | 52.41% | 0% | 0% | 2 | 100% | 0% | 0% | 5 | 100% | 0% | 0% | 5 | 0% | 0% | 0% | 1
176 | Riverbank | Central_Valley_North_Los_Banos | 0 | 0 | 0 | 0% | 0% | 1 |  |  |  |  | 0% | [5 empty] | 0% | 0% | 0% | 1 | 0% | 0% | 0% | 1 | 0% | 0% | 0% | 1 | 0% | 0% | 0% | 1 | 0% | 0% | 0% | 1 | 0% | 0% | 0% | 1 | 0% | 0% | 0% | 1 | 0% | 0% | 1 |  |  |  |  | 0% | [5 empty] | 0% | 0% | 0% | 1 | 0% | 0% | 0% | 1 | 0% | 0% | 0% | 1 | 0% | 0% | 0% | 1 | 0% | 0% | 0% | 1 | 0% | 0% | 0% | 1 | 0% | 0% | 0% | 1 | 0% | 0% | 1 |  |  |  |  | 0% | [5 empty] | 0% | 0% | 0% | 1 | 0% | 0% | 0% | 1 | 0% | 0% | 0% | 1 | 0% | 0% | 0% | 1 | 0% | 0% | 0% | 1 | 0% | 0% | 0% | 1 | 0% | 0% | 0% | 1 | 0% | 0% | 1 |  |  |  |  | 0% | [5 empty] | 77.41% | 22.59% | 100% | 5 | 100% | 0% | 0% | 5 | 15.76% | 0% | 0% | 1 | 47.26% | 0% | 0% | 1 | 100% | 0% | 0% | 5 | 100% | 0% | 0% | 5 | 0% | 0% | 0% | 1
177 | Pease | Northern_California | 0 | 0 | 0 | 0% | 0% | 1 |  |  |  |  | 0% | [5 empty] | 100% | 0% | 100% | 5 | 96.69% | 0% | 0% | 5 | 72.98% | 0% | 0% | 3 | 72.98% | 0% | 0% | 3 | 97.04% | 0% | 0% | 5 | 96.7% | 0% | 0% | 5 | 0.2494% | 0% | 0% | 1 | 0% | 0% | 1 |  |  |  |  | 0% | [5 empty] | 100% | 0% | 100% | 5 | 96.68% | 0% | 0% | 5 | 65.04% | 0% | 0% | 2 | 65.04% | 0% | 0% | 2 | 97.91% | 0% | 0% | 5 | 82.01% | 0% | 0% | 3 | 0.3386% | 0% | 0% | 1 | 0% | 0% | 1 |  |  |  |  | 0% | [5 empty] | 100% | 0% | 100% | 5 | 96.68% | 0% | 0% | 5 | 65.04% | 0% | 0% | 2 | 65.04% | 0% | 0% | 2 | 97.91% | 0% | 0% | 5 | 82.01% | 0% | 0% | 3 | 0.3386% | 0% | 0% | 1 | 0% | 0% | 1 |  |  |  |  | 0% | [5 empty] | 100% | 0% | 100% | 5 | 97.51% | 0% | 0% | 5 | 48.83% | 0% | 0% | 1 | 50.71% | 0% | 0% | 2 | 98.43% | 0% | 0% | 5 | 85.88% | 0% | 0% | 3 | 0.2542% | 0% | 0% | 1
178 | Rio Oso | Northern_California | 0 | 0 | 0 | 0% | 0% | 1 |  |  |  |  | 0% | [5 empty] | 0% | 0% | 0% | 1 | 0% | 0% | 0% | 1 | 0% | 0% | 0% | 1 | 0% | 0% | 0% | 1 | 0% | 0% | 0% | 1 | 0% | 0% | 0% | 1 | 0% | 0% | 0% | 1 | 0% | 0% | 1 |  |  |  |  | 0% | [5 empty] | 0% | 0% | 0% | 1 | 0% | 0% | 0% | 1 | 0% | 0% | 0% | 1 | 0% | 0% | 0% | 1 | 0% | 0% | 0% | 1 | 0% | 0% | 0% | 1 | 0% | 0% | 0% | 1 | 0% | 0% | 1 |  |  |  |  | 0% | [5 empty] | 0% | 0% | 0% | 1 | 0% | 0% | 0% | 1 | 0% | 0% | 0% | 1 | 0% | 0% | 0% | 1 | 0% | 0% | 0% | 1 | 0% | 0% | 0% | 1 | 0% | 0% | 0% | 1 | 0% | 0% | 1 |  |  |  |  | 0.002556% | [5 empty] | 100% | 0% | 100% | 5 | 97.44% | 0% | 0% | 5 | 50.15% | 0% | 0% | 2 | 50.15% | 0% | 0% | 2 | 98.39% | 0% | 0% | 5 | 86.13% | 0% | 0% | 3 | 0.2611% | 0% | 0% | 1
179 | Alpaugh | Central_Valley_North_Los_Banos | 0 | 0 | 10 | 0% | 0% | 1 |  |  |  |  | 0% | [5 empty] | 0% | 0% | 0% | 1 | 0% | 0% | 0% | 1 | 0% | 0% | 0% | 1 | 0% | 0% | 0% | 1 | 0% | 0% | 0% | 1 | 0% | 0% | 0% | 1 | 0% | 0% | 0% | 1 | 0% | 0% | 1 |  |  |  |  | 0% | [5 empty] | 0% | 0% | 0% | 1 | 0% | 0% | 0% | 1 | 0% | 0% | 0% | 1 | 0% | 0% | 0% | 1 | 0% | 0% | 0% | 1 | 0% | 0% | 0% | 1 | 0% | 0% | 0% | 1 | 0% | 0% | 1 |  |  |  |  | 0% | [5 empty] | 0% | 0% | 0% | 1 | 0% | 0% | 0% | 1 | 0% | 0% | 0% | 1 | 0% | 0% | 0% | 1 | 0% | 0% | 0% | 1 | 0% | 0% | 0% | 1 | 0% | 0% | 0% | 1 | 0% | 0% | 1 |  |  |  |  | 0% | [5 empty] | 0% | 0% | 0% | 1 | 0% | 0% | 0% | 1 | 0% | 0% | 0% | 1 | 0% | 0% | 0% | 1 | 0% | 0% | 0% | 1 | 0% | 0% | 0% | 1 | 0% | 0% | 0% | 1
180 | Rector | Central_Valley_North_Los_Banos | 0 | 0 | 0 | 0% | 0% | 1 |  |  |  |  | 0% | [5 empty] | 0% | 0% | 0% | 1 | 0% | 0% | 0% | 1 | 0% | 0% | 0% | 1 | 0% | 0% | 0% | 1 | 0% | 0% | 0% | 1 | 0% | 0% | 0% | 1 | 0% | 0% | 0% | 1 | 0% | 0% | 1 |  |  |  |  | 0% | [5 empty] | 0% | 0% | 0% | 1 | 0% | 0% | 0% | 1 | 0% | 0% | 0% | 1 | 0% | 0% | 0% | 1 | 0% | 0% | 0% | 1 | 0% | 0% | 0% | 1 | 0% | 0% | 0% | 1 | 0% | 0% | 1 |  |  |  |  | 0% | [5 empty] | 0% | 0% | 0% | 1 | 0% | 0% | 0% | 1 | 0% | 0% | 0% | 1 | 0% | 0% | 0% | 1 | 0% | 0% | 0% | 1 | 0% | 0% | 0% | 1 | 0% | 0% | 0% | 1 | 0% | 0% | 1 |  |  |  |  | 0% | [5 empty] | 0% | 0% | 0% | 1 | 0% | 0% | 0% | 1 | 0% | 0% | 0% | 1 | 0% | 0% | 0% | 1 | 0% | 0% | 0% | 1 | 0% | 0% | 0% | 1 | 0% | 0% | 0% | 1
181 | Springville | Central_Valley_North_Los_Banos | 0 | 0 | 0 | 0% | 0% | 1 |  |  |  |  | 0% | [5 empty] | 0% | 0% | 0% | 1 | 0% | 0% | 0% | 1 | 0% | 0% | 0% | 1 | 0% | 0% | 0% | 1 | 0% | 0% | 0% | 1 | 0% | 0% | 0% | 1 | 0% | 0% | 0% | 1 | 0% | 0% | 1 |  |  |  |  | 0% | [5 empty] | 0% | 0% | 0% | 1 | 0% | 0% | 0% | 1 | 0% | 0% | 0% | 1 | 0% | 0% | 0% | 1 | 0% | 0% | 0% | 1 | 0% | 0% | 0% | 1 | 0% | 0% | 0% | 1 | 0% | 0% | 1 |  |  |  |  | 0% | [5 empty] | 0% | 0% | 0% | 1 | 0% | 0% | 0% | 1 | 0% | 0% | 0% | 1 | 0% | 0% | 0% | 1 | 0% | 0% | 0% | 1 | 0% | 0% | 0% | 1 | 0% | 0% | 0% | 1 | 0% | 0% | 1 |  |  |  |  | 0% | [5 empty] | 38.46% | 61.54% | 100% | 5 | 0% | 0% | 0% | 1 | 37.41% | 0% | 0% | 1 | 68.34% | 0% | 0% | 2 | 68.34% | 0% | 0% | 2 | 91.2% | 0% | 0% | 4 | 4.305% | 0% | 0% | 1
182 | Vestal | Central_Valley_North_Los_Banos | 0 | 0 | 0 | 0% | 0% | 1 |  |  |  |  | 0% | [5 empty] | 0% | 0% | 0% | 1 | 0% | 0% | 0% | 1 | 0% | 0% | 0% | 1 | 0% | 0% | 0% | 1 | 0% | 0% | 0% | 1 | 0% | 0% | 0% | 1 | 0% | 0% | 0% | 1 | 0% | 0% | 1 |  |  |  |  | 0% | [5 empty] | 0% | 0% | 0% | 1 | 0% | 0% | 0% | 1 | 0% | 0% | 0% | 1 | 0% | 0% | 0% | 1 | 0% | 0% | 0% | 1 | 0% | 0% | 0% | 1 | 0% | 0% | 0% | 1 | 0% | 0% | 1 |  |  |  |  | 0% | [5 empty] | 0% | 0% | 0% | 1 | 0% | 0% | 0% | 1 | 0% | 0% | 0% | 1 | 0% | 0% | 0% | 1 | 0% | 0% | 0% | 1 | 0% | 0% | 0% | 1 | 0% | 0% | 0% | 1 | 0% | 0% | 1 |  |  |  |  | 0% | [5 empty] | 22.64% | 77.36% | 100% | 5 | 6.259% | 0% | 0% | 1 | 5.037% | 0% | 0% | 1 | 36.47% | 0% | 0% | 1 | 36.47% | 0% | 0% | 1 | 80.32% | 0% | 0% | 3 | 0.1007% | 0% | 0% | 1
183 | UltraPower Chinese Station | El_Dorado_Mariposa | 0 | 0 | 0 | 0% | 0% | 1 |  |  |  |  | 0% | [5 empty] | 0% | 0% | 0% | 1 | 0% | 0% | 0% | 1 | 0% | 0% | 0% | 1 | 0% | 0% | 0% | 1 | 0% | 0% | 0% | 1 | 0% | 0% | 0% | 1 | 0% | 0% | 0% | 1 | 0% | 0% | 1 |  |  |  |  | 0% | [5 empty] | 0% | 0% | 0% | 1 | 0% | 0% | 0% | 1 | 0% | 0% | 0% | 1 | 0% | 0% | 0% | 1 | 0% | 0% | 0% | 1 | 0% | 0% | 0% | 1 | 0% | 0% | 0% | 1 | 0% | 0% | 1 |  |  |  |  | 0% | [5 empty] | 0% | 0% | 0% | 1 | 0% | 0% | 0% | 1 | 0% | 0% | 0% | 1 | 0% | 0% | 0% | 1 | 0% | 0% | 0% | 1 | 0% | 0% | 0% | 1 | 0% | 0% | 0% | 1 | 0% | 0% | 1 |  |  |  |  | 0% | [5 empty] | 0% | 0% | 0% | 1 | 0% | 0% | 0% | 1 | 0% | 0% | 0% | 1 | 0% | 0% | 0% | 1 | 0% | 0% | 0% | 1 | 0% | 0% | 0% | 1 | 0% | 0% | 0% | 1
184 | Curtis | El_Dorado_Mariposa | 0 | 0 | 0 | 0% | 0% | 1 |  |  |  |  | 0% | [5 empty] | 0% | 0% | 0% | 1 | 0% | 0% | 0% | 1 | 0% | 0% | 0% | 1 | 0% | 0% | 0% | 1 | 0% | 0% | 0% | 1 | 0% | 0% | 0% | 1 | 0% | 0% | 0% | 1 | 0% | 0% | 1 |  |  |  |  | 0% | [5 empty] | 0% | 0% | 0% | 1 | 0% | 0% | 0% | 1 | 0% | 0% | 0% | 1 | 0% | 0% | 0% | 1 | 0% | 0% | 0% | 1 | 0% | 0% | 0% | 1 | 0% | 0% | 0% | 1 | 0% | 0% | 1 |  |  |  |  | 0% | [5 empty] | 0% | 0% | 0% | 1 | 0% | 0% | 0% | 1 | 0% | 0% | 0% | 1 | 0% | 0% | 0% | 1 | 0% | 0% | 0% | 1 | 0% | 0% | 0% | 1 | 0% | 0% | 0% | 1 | 0% | 0% | 1 |  |  |  |  | 0% | [5 empty] | 54.62% | 3.63% | 58.25% | 3 | 0% | 0% | 0% | 1 | 0% | 0% | 0% | 1 | 12.17% | 0% | 0% | 1 | 12.17% | 0% | 0% | 1 | 73.95% | 0% | 0% | 3 | 10.69% | 0% | 0% | 1
185 | Peoria | El_Dorado_Mariposa | 0 | 0 | 15 | 0% | 0% | 1 |  |  |  |  | 0% | [5 empty] | 0% | 0% | 0% | 1 | 0% | 0% | 0% | 1 | 0% | 0% | 0% | 1 | 0% | 0% | 0% | 1 | 0% | 0% | 0% | 1 | 0% | 0% | 0% | 1 | 0% | 0% | 0% | 1 | 0% | 0% | 1 |  |  |  |  | 0% | [5 empty] | 0% | 0% | 0% | 1 | 0% | 0% | 0% | 1 | 0% | 0% | 0% | 1 | 0% | 0% | 0% | 1 | 0% | 0% | 0% | 1 | 0% | 0% | 0% | 1 | 0% | 0% | 0% | 1 | 0% | 0% | 1 |  |  |  |  | 0% | [5 empty] | 0% | 0% | 0% | 1 | 0% | 0% | 0% | 1 | 0% | 0% | 0% | 1 | 0% | 0% | 0% | 1 | 0% | 0% | 0% | 1 | 0% | 0% | 0% | 1 | 0% | 0% | 0% | 1 | 0% | 0% | 1 |  |  |  |  | 0% | [5 empty] | 0% | 0% | 0% | 1 | 0% | 0% | 0% | 1 | 0% | 0% | 0% | 1 | 0% | 0% | 0% | 1 | 0% | 0% | 0% | 1 | 0% | 0% | 0% | 1 | 0% | 0% | 0% | 1
186 | Moorpark | Greater_LA | 0 | 0 | 0 | 0% | 0% | 1 |  |  |  |  | 0% | [5 empty] | 100% | 0% | 100% | 5 | 19.52% | 0% | 0% | 1 | 0% | 0% | 0% | 1 | 0% | 0% | 0% | 1 | 19.52% | 0% | 0% | 1 | 52.92% | 0% | 0% | 2 | 6.724% | 0% | 0% | 1 | 0% | 0% | 1 |  |  |  |  | 0% | [5 empty] | 83.63% | 7.549% | 91.18% | 5 | 67.53% | 0% | 0% | 2 | 0% | 0% | 0% | 1 | 0% | 0% | 0% | 1 | 67.53% | 0% | 0% | 2 | 38.47% | 0% | 0% | 1 | 3.327% | 0% | 0% | 1 | 0% | 0% | 1 |  |  |  |  | 0% | [5 empty] | 57.56% | 28.09% | 85.65% | 5 | 60.34% | 0% | 0% | 2 | 9.914% | 0% | 0% | 1 | 8.293% | 0% | 0% | 1 | 65.06% | 0% | 0% | 2 | 48.76% | 0% | 0% | 1 | 4.686% | 0% | 0% | 1 | 0% | 0% | 1 |  |  |  |  | 0% | [5 empty] | 21.95% | 71.72% | 93.67% | 5 | 74.72% | 0% | 0% | 3 | 3.479% | 0% | 0% | 1 | 3.782% | 0% | 0% | 1 | 77.25% | 0% | 0% | 3 | 59.29% | 0% | 0% | 2 | 2.2% | 0% | 0% | 1
187 | Santa Clara | Greater_LA | 0 | 0 | 0 | 0% | 0% | 1 |  |  |  |  | 0% | [5 empty] | 0% | 0% | 0% | 1 | 0% | 0% | 0% | 1 | 0% | 0% | 0% | 1 | 81.23% | 0% | 0% | 3 | 81.23% | 0% | 0% | 3 | 0% | 0% | 0% | 1 | 0.2626% | 0% | 0% | 1 | 0% | 0% | 1 |  |  |  |  | 0% | [5 empty] | 0.948% | 0% | 0.948% | 1 | 13.82% | 0% | 0% | 1 | 57.74% | 0% | 0% | 2 | 72.14% | 0% | 0% | 3 | 73.09% | 0% | 0% | 3 | 0.948% | 0% | 0% | 1 | 17.95% | 0% | 0% | 1 | 0% | 0% | 1 |  |  |  |  | 0% | [5 empty] | 0.5979% | 3.119% | 3.717% | 2 | 33.07% | 0% | 0% | 1 | 36.72% | 0% | 0% | 1 | 45.8% | 0% | 0% | 1 | 70.75% | 0% | 0% | 3 | 11.12% | 0% | 0% | 1 | 11.49% | 0% | 0% | 1 | 0% | 0% | 1 |  |  |  |  | 0% | [5 empty] | 45.05% | 40.95% | 86% | 5 | 78.41% | 0% | 0% | 3 | 6.872% | 0% | 0% | 1 | 9.65% | 0% | 0% | 1 | 83.41% | 0% | 0% | 3 | 62.73% | 0% | 0% | 2 | 3.387% | 0% | 0% | 1
188 | Davis | Solano | 0 | 0 | 0 | 0% | 0% | 1 |  |  |  |  | 80.24% | [5 empty] | 26.36% | 0% | 26.36% | 2 | 0% | 0% | 0% | 1 | 12.54% | 0% | 0% | 1 | 12.54% | 0% | 0% | 1 | 12.54% | 0% | 0% | 1 | 0% | 0% | 0% | 1 | 0.4243% | 0% | 0% | 1 | 0% | 0% | 1 |  |  |  |  | 40.75% | [5 empty] | 58.01% | 0% | 58.01% | 3 | 17.23% | 0% | 0% | 1 | 1.488% | 0% | 0% | 1 | 14.29% | 0% | 0% | 1 | 27.63% | 0% | 0% | 1 | 0.8812% | 0% | 0% | 1 | 15.89% | 0% | 0% | 1 | 0% | 0% | 1 |  |  |  |  | 37.19% | [5 empty] | 47.38% | 0% | 47.38% | 2 | 28.98% | 0% | 0% | 1 | 17.64% | 0% | 0% | 1 | 21.59% | 0% | 0% | 1 | 49.2% | 0% | 0% | 1 | 13.37% | 0% | 0% | 1 | 15.38% | 0% | 0% | 1 | 0% | 0% | 1 |  |  |  |  | 21.13% | [5 empty] | 59.96% | 4.23% | 64.19% | 3 | 34.54% | 0% | 0% | 1 | 18.57% | 0% | 0% | 1 | 21.27% | 0% | 0% | 1 | 54.47% | 0% | 0% | 2 | 24.01% | 0% | 0% | 1 | 13.6% | 0% | 0% | 1
189 | Putah Creek | Solano | 0 | 0 | 0 | 0% | 0% | 1 |  |  |  |  | 7.663% | [5 empty] | 89.41% | 0% | 89.41% | 5 | 87.25% | 0% | 0% | 3 | 7.239% | 0% | 0% | 1 | 0% | 0% | 0% | 1 | 87.65% | 0% | 0% | 3 | 60.52% | 0% | 0% | 2 | 1.167% | 0% | 0% | 1 | 0% | 0% | 1 |  |  |  |  | 10.67% | [5 empty] | 79.74% | 0% | 79.74% | 5 | 80.19% | 0% | 0% | 3 | 14.41% | 0% | 0% | 1 | 8.309% | 0% | 0% | 1 | 84.45% | 0% | 0% | 3 | 61.29% | 0% | 0% | 2 | 1.355% | 0% | 0% | 1 | 0% | 0% | 1 |  |  |  |  | 21.47% | [5 empty] | 77.17% | 3.96% | 81.13% | 5 | 56.66% | 0% | 0% | 2 | 19.54% | 0% | 0% | 1 | 20.08% | 0% | 0% | 1 | 71.84% | 0% | 0% | 3 | 48.55% | 0% | 0% | 1 | 6.354% | 0% | 0% | 1 | 0% | 0% | 1 |  |  |  |  | 16.86% | [5 empty] | 60.61% | 9.133% | 69.74% | 3 | 41.73% | 0% | 0% | 1 | 19.62% | 0% | 0% | 1 | 21.47% | 0% | 0% | 1 | 60.91% | 0% | 0% | 2 | 32.47% | 0% | 0% | 1 | 14.51% | 0% | 0% | 1
190 | East Marysville | Northern_California | 0 | 0 | 0 | 0% | 0% | 1 |  |  |  |  | 0% | [5 empty] | 0% | 0% | 0% | 1 | 0% | 0% | 0% | 1 | 0% | 0% | 0% | 1 | 0% | 0% | 0% | 1 | 0% | 0% | 0% | 1 | 0% | 0% | 0% | 1 | 0% | 0% | 0% | 1 | 0% | 0% | 1 |  |  |  |  | 0% | [5 empty] | 100% | 0% | 100% | 5 | 96.41% | 0% | 0% | 5 | 73.63% | 0% | 0% | 3 | 73.63% | 0% | 0% | 3 | 96.8% | 0% | 0% | 5 | 99.3% | 0% | 0% | 5 | 0.27% | 0% | 0% | 1 | 0% | 0% | 1 |  |  |  |  | 0% | [5 empty] | 100% | 0% | 100% | 5 | 96.68% | 0% | 0% | 5 | 65.04% | 0% | 0% | 2 | 65.04% | 0% | 0% | 2 | 97.91% | 0% | 0% | 5 | 82.01% | 0% | 0% | 3 | 0.3386% | 0% | 0% | 1 | 0% | 0% | 1 |  |  |  |  | 0% | [5 empty] | 100% | 0% | 100% | 5 | 96.68% | 0% | 0% | 5 | 65.04% | 0% | 0% | 2 | 65.04% | 0% | 0% | 2 | 97.91% | 0% | 0% | 5 | 82.01% | 0% | 0% | 3 | 0.3386% | 0% | 0% | 1
191 | Olivehurst | Northern_California | 0 | 0 | 0 | 0% | 0% | 1 |  |  |  |  | 0% | [5 empty] | 0% | 0% | 0% | 1 | 0% | 0% | 0% | 1 | 0% | 0% | 0% | 1 | 0% | 0% | 0% | 1 | 0% | 0% | 0% | 1 | 0% | 0% | 0% | 1 | 0% | 0% | 0% | 1 | 0% | 0% | 1 |  |  |  |  | 0% | [5 empty] | 100% | 0% | 100% | 5 | 83.44% | 0% | 0% | 3 | 59.45% | 0% | 0% | 2 | 59.45% | 0% | 0% | 2 | 83.44% | 0% | 0% | 3 | 99.7% | 0% | 0% | 5 | 0% | 0% | 0% | 1 | 0% | 0% | 1 |  |  |  |  | 0% | [5 empty] | 100% | 0% | 100% | 5 | 96.68% | 0% | 0% | 5 | 65.04% | 0% | 0% | 2 | 65.04% | 0% | 0% | 2 | 97.91% | 0% | 0% | 5 | 82.01% | 0% | 0% | 3 | 0.3386% | 0% | 0% | 1 | 0% | 0% | 1 |  |  |  |  | 0% | [5 empty] | 100% | 0% | 100% | 5 | 96.85% | 0% | 0% | 5 | 61.56% | 0% | 0% | 2 | 61.56% | 0% | 0% | 2 | 98.02% | 0% | 0% | 5 | 82.97% | 0% | 0% | 3 | 0.3205% | 0% | 0% | 1
192 | Morro Bay | Kern_Greater_Carrizo | 0 | 0 | 0 | 0% | 0% | 1 |  |  |  |  | 0% | [5 empty] | 85.65% | 5.251% | 90.9% | 5 | 71.01% | 0% | 0% | 3 | 20.51% | 0% | 0% | 1 | 41.04% | 0% | 0% | 1 | 86.87% | 0% | 0% | 3 | 65.24% | 0% | 0% | 2 | 2.428% | 0% | 0% | 1 | 0% | 0% | 1 |  |  |  |  | 0% | [5 empty] | 83.85% | 3.771% | 87.62% | 5 | 56.51% | 0% | 0% | 2 | 17.24% | 0% | 0% | 1 | 40.41% | 0% | 0% | 1 | 75.41% | 0% | 0% | 3 | 67.24% | 0% | 0% | 2 | 2.113% | 0% | 0% | 1 | 0% | 0% | 1 |  |  |  |  | 0% | [5 empty] | 85.39% | 3.225% | 88.61% | 5 | 56.41% | 0% | 0% | 2 | 13.21% | 0% | 0% | 1 | 36.59% | 0% | 0% | 1 | 72.33% | 0% | 0% | 3 | 69.97% | 0% | 0% | 2 | 2.068% | 0% | 0% | 1 | 0% | 0% | 1 |  |  |  |  | 0% | [5 empty] | 72.7% | 18.39% | 91.09% | 5 | 47.9% | 0% | 0% | 1 | 10.21% | 0% | 0% | 1 | 32.44% | 0% | 0% | 1 | 64.07% | 0% | 0% | 2 | 66.53% | 0% | 0% | 2 | 1.544% | 0% | 0% | 1
193 | Palomar | Greater_SD | 0 | 0 | 0 | 0% | 0% | 1 |  |  |  |  | 0% | [5 empty] | 0% | 0% | 0% | 1 | 25.2% | 0% | 0% | 1 | 69.76% | 0% | 0% | 2 | 74.11% | 0% | 0% | 3 | 74.11% | 0% | 0% | 3 | 0% | 0% | 0% | 1 | 3.1% | 0% | 0% | 1 | 0% | 0% | 1 |  |  |  |  | 0% | [5 empty] | 0% | 0% | 0% | 1 | 15.92% | 0% | 0% | 1 | 78.64% | 0% | 0% | 3 | 81.39% | 0% | 0% | 3 | 81.39% | 0% | 0% | 3 | 0% | 0% | 0% | 1 | 15.23% | 0% | 0% | 1 | 0% | 0% | 1 |  |  |  |  | 0% | [5 empty] | 1.178% | 0% | 1.178% | 1 | 14.78% | 0% | 0% | 1 | 74.58% | 0% | 0% | 3 | 78.13% | 0% | 0% | 3 | 78.13% | 0% | 0% | 3 | 0% | 0% | 0% | 1 | 14.15% | 0% | 0% | 1 | 0% | 0% | 1 |  |  |  |  | 0% | [5 empty] | 0.5214% | 0% | 0.5214% | 1 | 6.378% | 0% | 0% | 1 | 44.28% | 0% | 0% | 1 | 56.85% | 0% | 0% | 2 | 56.85% | 0% | 0% | 2 | 0% | 0% | 0% | 1 | 6.216% | 0% | 0% | 1
194 | Margarita | Greater_LA | 0 | 0 | 0 | 0% | 0% | 1 |  |  |  |  | 0% | [5 empty] | 0% | 0% | 0% | 1 | 0% | 0% | 0% | 1 | 24.04% | 0% | 0% | 1 | 49.34% | 0% | 0% | 1 | 49.34% | 0% | 0% | 1 | 0% | 0% | 0% | 1 | 0% | 0% | 0% | 1 | 0% | 0% | 1 |  |  |  |  | 0% | [5 empty] | 0.05864% | 0% | 0.05864% | 1 | 7.615% | 0% | 0% | 1 | 24.76% | 0% | 0% | 1 | 42.03% | 0% | 0% | 1 | 49.64% | 0% | 0% | 1 | 0% | 0% | 0% | 1 | 0% | 0% | 0% | 1 | 0% | 0% | 1 |  |  |  |  | 0% | [5 empty] | 0.8235% | 0% | 0.8235% | 1 | 2.685% | 0% | 0% | 1 | 20.94% | 0% | 0% | 1 | 73.97% | 0% | 0% | 3 | 76.65% | 0% | 0% | 3 | 0% | 0% | 0% | 1 | 4.611% | 0% | 0% | 1 | 0% | 0% | 1 |  |  |  |  | 0% | [5 empty] | 0.4441% | 0% | 0.4441% | 1 | 6.881% | 0% | 0% | 1 | 50.06% | 0% | 0% | 2 | 80.1% | 0% | 0% | 3 | 81.55% | 0% | 0% | 3 | 0% | 0% | 0% | 1 | 9.864% | 0% | 0% | 1
195 | Huntington Beach | Greater_LA | 0 | 0 | 0 | 0% | 0% | 1 |  |  |  |  | 0% | [5 empty] | 0% | 0% | 0% | 1 | 2.479% | 0% | 0% | 1 | 43.48% | 0% | 0% | 1 | 89.27% | 0% | 0% | 3 | 91.75% | 0% | 0% | 4 | 0% | 0% | 0% | 1 | 8.608% | 0% | 0% | 1 | 0% | 0% | 1 |  |  |  |  | 0% | [5 empty] | 0% | 0% | 0% | 1 | 1.521% | 0% | 0% | 1 | 31.2% | 0% | 0% | 1 | 63.18% | 0% | 0% | 2 | 64.7% | 0% | 0% | 2 | 0% | 0% | 0% | 1 | 5.283% | 0% | 0% | 1 | 0% | 0% | 1 |  |  |  |  | 0% | [5 empty] | 0% | 0% | 0% | 1 | 0.7726% | 0% | 0% | 1 | 16.84% | 0% | 0% | 1 | 61.94% | 0% | 0% | 2 | 62.71% | 0% | 0% | 2 | 0% | 0% | 0% | 1 | 2.683% | 0% | 0% | 1 | 0% | 0% | 1 |  |  |  |  | 0% | [5 empty] | 0% | 0% | 0% | 1 | 0.7099% | 0% | 0% | 1 | 16.71% | 0% | 0% | 1 | 59.53% | 0% | 0% | 2 | 60.24% | 0% | 0% | 2 | 0% | 0% | 0% | 1 | 2.465% | 0% | 0% | 1
196 | Los Esteros | Peninsula_Monterey | 0 | 0 | 0 | 0% | 0% | 1 |  |  |  |  | 0% | [5 empty] | 0% | 0% | 0% | 1 | 0% | 0% | 0% | 1 | 0% | 0% | 0% | 1 | 13.32% | 0% | 0% | 1 | 13.32% | 0% | 0% | 1 | 0% | 0% | 0% | 1 | 99.15% | 0% | 0% | 5 | 0% | 0% | 1 |  |  |  |  | 0% | [5 empty] | 89.59% | 4.369% | 93.96% | 5 | 93.96% | 0% | 0% | 4 | 65.05% | 0% | 0% | 2 | 67.23% | 0% | 0% | 2 | 96.14% | 0% | 0% | 5 | 93.89% | 0% | 0% | 4 | 7.053% | 0% | 0% | 1 | 0% | 0% | 1 |  |  |  |  | 0% | [5 empty] | 83.77% | 9.911% | 93.68% | 5 | 83.8% | 0% | 0% | 3 | 30.43% | 0% | 0% | 1 | 31.86% | 0% | 0% | 1 | 85.46% | 0% | 0% | 3 | 92.01% | 0% | 0% | 4 | 3.786% | 0% | 0% | 1 | 0% | 0% | 1 |  |  |  |  | 0.1104% | [5 empty] | 87.44% | 10.05% | 97.49% | 5 | 94.18% | 0% | 0% | 4 | 62.06% | 0% | 0% | 2 | 77.37% | 0% | 0% | 3 | 98.44% | 0% | 0% | 5 | 47.5% | 0% | 0% | 1 | 3.139% | 0% | 0% | 1
197 | Birds Landing | Solano | -90.8 | -3632 | 15 | -13.41% | 0% | 1 |  |  |  |  | 3.07% | [5 empty] | 64.26% | 0% | 64.26% | 3 | 15.46% | -5.823% | 0% | 1 | 38.2% | -7.967% | 0% | 1 | 36.02% | -7.695% | 0% | 1 | 50.21% | -9.887% | 0% | 2 | 3.525% | -5.103% | 0% | 1 | 27.85% | -6.823% | 0% | 1 | -12.85% | 0% | 1 |  |  |  |  | 15.75% | [5 empty] | 49.95% | 0% | 49.95% | 2 | 15.35% | -3.795% | 0% | 1 | 38.9% | -5.257% | 0% | 1 | 36.98% | -5.097% | 0% | 1 | 51.3% | -6.596% | 0% | 2 | 4.271% | -3.356% | 0% | 1 | 24.1% | -4.233% | 0% | 1 | -12.11% | 0% | 1 |  |  |  |  | 20.51% | [5 empty] | 48.33% | 0% | 48.33% | 2 | 17.72% | -3.039% | 0% | 1 | 33.54% | -3.763% | 0% | 1 | 32.44% | -3.701% | 0% | 1 | 47.66% | -4.777% | 0% | 1 | 6.369% | -2.671% | 0% | 1 | 21.56% | -3.188% | 0% | 1 | -11.42% | 0% | 1 |  |  |  |  | 18.07% | [5 empty] | 54.82% | 0.05607% | 54.88% | 3 | 28.42% | -2.802% | 0% | 1 | 33.74% | -3.028% | 0% | 1 | 36.75% | -3.172% | 0% | 1 | 55.67% | -4.525% | 0% | 2 | 11.08% | -2.256% | 0% | 1 | 18.04% | -2.448% | 0% | 1
198 | Cayetano | Solano | 0 | 0 | 0 | 0% | 0% | 1 |  |  |  |  | 0% | [5 empty] | 99.23% | 0.5424% | 99.77% | 5 | 93.25% | 0% | 0% | 4 | 43.26% | 0% | 0% | 1 | 74.52% | 0% | 0% | 3 | 99.88% | 0% | 0% | 5 | 21.44% | 0% | 0% | 1 | 4.085% | 0% | 0% | 1 | 0% | 0% | 1 |  |  |  |  | 2.488% | [5 empty] | 92.25% | 1.367% | 93.61% | 5 | 87.86% | 0% | 0% | 3 | 73.42% | 0% | 0% | 3 | 86.87% | 0% | 0% | 3 | 99.37% | 0% | 0% | 5 | 33.79% | 0% | 0% | 1 | 3.352% | 0% | 0% | 1 | 0% | 0% | 1 |  |  |  |  | 2.29% | [5 empty] | 90.83% | 3.236% | 94.06% | 5 | 87.37% | 0% | 0% | 3 | 73.09% | 0% | 0% | 3 | 85.65% | 0% | 0% | 3 | 99.39% | 0% | 0% | 5 | 38.17% | 0% | 0% | 1 | 3.232% | 0% | 0% | 1 | 0% | 0% | 1 |  |  |  |  | 5.252% | [5 empty] | 63.66% | 3.611% | 67.27% | 3 | 49.44% | 0% | 0% | 1 | 53.08% | 0% | 0% | 2 | 56.56% | 0% | 0% | 2 | 71.97% | 0% | 0% | 3 | 21.05% | 0% | 0% | 1 | 12.4% | 0% | 0% | 1
199 | Silvergate | Greater_SD | 0 | 0 | 0 | 0% | 0% | 1 |  |  |  |  | 0% | [5 empty] | 0% | 0% | 0% | 1 | 2.69% | 0% | 0% | 1 | 21.41% | 0% | 0% | 1 | 55.93% | 0% | 0% | 2 | 56.96% | 0% | 0% | 2 | 0% | 0% | 0% | 1 | 5.416% | 0% | 0% | 1 | 0% | 0% | 1 |  |  |  |  | 0% | [5 empty] | 0% | 0% | 0% | 1 | 5.835% | 0% | 0% | 1 | 34.44% | 0% | 0% | 1 | 64.08% | 0% | 0% | 2 | 64.84% | 0% | 0% | 2 | 0% | 0% | 0% | 1 | 6.651% | 0% | 0% | 1 | 0% | 0% | 1 |  |  |  |  | 0% | [5 empty] | 0% | 0% | 0% | 1 | 7.249% | 0% | 0% | 1 | 34.54% | 0% | 0% | 1 | 64.78% | 0% | 0% | 2 | 65.5% | 0% | 0% | 2 | 0% | 0% | 0% | 1 | 6.52% | 0% | 0% | 1 | 0% | 0% | 1 |  |  |  |  | 0% | [5 empty] | 0% | 0% | 0% | 1 | 6.113% | 0% | 0% | 1 | 36.87% | 0% | 0% | 1 | 69.47% | 0% | 0% | 2 | 70.09% | 0% | 0% | 3 | 3.846% | 0% | 0% | 1 | 7.619% | 0% | 0% | 1
200 | Richmond | Northern_California | 0 | 0 | 0 | 0% | 0% | 1 |  |  |  |  | 0% | [5 empty] | 59.27% | 0% | 59.27% | 3 | 44.42% | 0% | 0% | 1 | 24.71% | 0% | 0% | 1 | 20.11% | 0% | 0% | 1 | 48.41% | 0% | 0% | 1 | 42.57% | 0% | 0% | 1 | 11.81% | 0% | 0% | 1 | 0% | 0% | 1 |  |  |  |  | 0% | [5 empty] | 79.22% | 1.635% | 80.86% | 5 | 45.55% | 0% | 0% | 1 | 15.59% | 0% | 0% | 1 | 12.51% | 0% | 0% | 1 | 52.23% | 0% | 0% | 2 | 60.95% | 0% | 0% | 2 | 8.026% | 0% | 0% | 1 | 0% | 0% | 1 |  |  |  |  | 0% | [5 empty] | 72.94% | 5.533% | 78.47% | 5 | 48.43% | 0% | 0% | 1 | 13.25% | 0% | 0% | 1 | 17.17% | 0% | 0% | 1 | 55.78% | 0% | 0% | 2 | 64.7% | 0% | 0% | 2 | 10.8% | 0% | 0% | 1 | 0% | 0% | 1 |  |  |  |  | 0% | [5 empty] | 61.48% | 22.67% | 84.15% | 5 | 48.09% | 0% | 0% | 1 | 10.4% | 0% | 0% | 1 | 13.4% | 0% | 0% | 1 | 54.99% | 0% | 0% | 2 | 73.95% | 0% | 0% | 3 | 10.62% | 0% | 0% | 1
201 | Rancho Vista | Greater_Kramer | 0 | 0 | 0 | 0% | 0% | 1 |  |  |  |  | 0% | [5 empty] | 0% | 100% | 100% | 5 | 100% | 0% | 0% | 5 | 0% | 0% | 0% | 1 | 9.427% | 0% | 0% | 1 | 100% | 0% | 0% | 5 | 68.53% | 0% | 0% | 2 | 0.1916% | 0% | 0% | 1 | 0% | 0% | 1 |  |  |  |  | 0% | [5 empty] | 23.39% | 74.5% | 97.89% | 5 | 100% | 0% | 0% | 5 | 43.28% | 0% | 0% | 1 | 20.1% | 0% | 0% | 1 | 100% | 0% | 0% | 5 | 48.89% | 0% | 0% | 1 | 0.1768% | 0% | 0% | 1 | 0% | 0% | 1 |  |  |  |  | 0% | [5 empty] | 48.86% | 38.63% | 87.5% | 5 | 61.48% | 0% | 0% | 2 | 64.06% | 0% | 0% | 2 | 60.75% | 0% | 0% | 2 | 98.68% | 0% | 0% | 5 | 45.32% | 0% | 0% | 1 | 0.1383% | 0% | 0% | 1 | 0% | 0% | 1 |  |  |  |  | 0% | [5 empty] | 40.21% | 33.56% | 73.77% | 5 | 58.61% | 0% | 0% | 2 | 52.8% | 0% | 0% | 2 | 56.2% | 0% | 0% | 2 | 93.77% | 0% | 0% | 4 | 48.21% | 0% | 0% | 1 | 0.566% | 0% | 0% | 1
202 | Hilltop | Northern_California | 0 | 0 | 20 | 0% | 0% | 1 |  |  |  |  | 5.847% | [5 empty] | 5.047% | 0% | 5.047% | 1 | 47.65% | 0% | 0% | 1 | 31.42% | 0% | 0% | 1 | 17.52% | 0% | 0% | 1 | 72.92% | 0% | 0% | 3 | 60.81% | 0% | 0% | 2 | 10.46% | 0% | 0% | 1 | 0% | 0% | 1 |  |  |  |  | 6.717% | [5 empty] | 13.47% | 0% | 13.47% | 1 | 53.51% | 0% | 0% | 2 | 25.2% | 0% | 0% | 1 | 10.96% | 0% | 0% | 1 | 73.93% | 0% | 0% | 3 | 66.41% | 0% | 0% | 2 | 9.361% | 0% | 0% | 1 | 0% | 0% | 1 |  |  |  |  | 7.171% | [5 empty] | 22.23% | 0% | 22.23% | 2 | 61.12% | 0% | 0% | 2 | 25.13% | 0% | 0% | 1 | 10.64% | 0% | 0% | 1 | 77.69% | 0% | 0% | 3 | 69.14% | 0% | 0% | 2 | 10.41% | 0% | 0% | 1 | 0% | 0% | 1 |  |  |  |  | 4.843% | [5 empty] | 25.83% | 0% | 25.83% | 2 | 66.37% | 0% | 0% | 2 | 24.7% | 0% | 0% | 1 | 15.34% | 0% | 0% | 1 | 79.79% | 0% | 0% | 3 | 76.12% | 0% | 0% | 3 | 9.032% | 0% | 0% | 1
203 | Thermalito | Northern_California | 0 | 0 | 0 | 0% | 0% | 1 |  |  |  |  | 0% | [5 empty] | 0% | 0% | 0% | 1 | 0% | 0% | 0% | 1 | 0% | 0% | 0% | 1 | 0% | 0% | 0% | 1 | 0% | 0% | 0% | 1 | 0% | 0% | 0% | 1 | 0% | 0% | 0% | 1 | 0% | 0% | 1 |  |  |  |  | 0% | [5 empty] | 0% | 0% | 0% | 1 | 0% | 0% | 0% | 1 | 0% | 0% | 0% | 1 | 0% | 0% | 0% | 1 | 0% | 0% | 0% | 1 | 0% | 0% | 0% | 1 | 0% | 0% | 0% | 1 | 0% | 0% | 1 |  |  |  |  | 0% | [5 empty] | 0% | 0% | 0% | 1 | 69.74% | 0% | 0% | 2 | 23.37% | 0% | 0% | 1 | 100% | 0% | 0% | 5 | 100% | 0% | 0% | 5 | 64.58% | 0% | 0% | 2 | 0% | 0% | 0% | 1 | 0% | 0% | 1 |  |  |  |  | 0% | [5 empty] | 41.55% | 9.991% | 51.54% | 3 | 51.26% | 0% | 0% | 2 | 63.33% | 0% | 0% | 2 | 89.23% | 0% | 0% | 3 | 98.06% | 0% | 0% | 5 | 77.53% | 0% | 0% | 3 | 1.144% | 0% | 0% | 1
204 | Martinez | Solano | 0 | 0 | 0 | 0% | 0% | 1 |  |  |  |  | 0% | [5 empty] | 35.38% | 0% | 35.38% | 2 | 33.1% | 0% | 0% | 1 | 51.19% | 0% | 0% | 2 | 31.76% | 0% | 0% | 1 | 79.4% | 0% | 0% | 3 | 21.9% | 0% | 0% | 1 | 36.42% | 0% | 0% | 1 | 0% | 0% | 1 |  |  |  |  | 0% | [5 empty] | 35.03% | 0% | 35.03% | 2 | 51.9% | 0% | 0% | 2 | 57.5% | 0% | 0% | 2 | 39% | 0% | 0% | 1 | 86.42% | 0% | 0% | 3 | 20.03% | 0% | 0% | 1 | 45.89% | 0% | 0% | 1 | 0% | 0% | 1 |  |  |  |  | 0% | [5 empty] | 66.8% | 0% | 66.8% | 3 | 31.73% | 0% | 0% | 1 | 43.27% | 0% | 0% | 1 | 40.32% | 0% | 0% | 1 | 66.04% | 0% | 0% | 2 | 15.88% | 0% | 0% | 1 | 21.58% | 0% | 0% | 1 | 0% | 0% | 1 |  |  |  |  | 10.99% | [5 empty] | 56.54% | 0.07192% | 56.61% | 3 | 27.49% | 0% | 0% | 1 | 39.07% | 0% | 0% | 1 | 38.94% | 0% | 0% | 1 | 60.3% | 0% | 0% | 2 | 13.91% | 0% | 0% | 1 | 19.74% | 0% | 0% | 1
205 | Lone Tree | Solano | 0 | 0 | 0 | 0% | 0% | 1 |  |  |  |  | 0.1639% | [5 empty] | 56.94% | 0.409% | 57.34% | 3 | 31.68% | 0% | 0% | 1 | 63.88% | 0% | 0% | 2 | 63.05% | 0% | 0% | 2 | 66.29% | 0% | 0% | 2 | 25.09% | 0% | 0% | 1 | 16.39% | 0% | 0% | 1 | 0% | 0% | 1 |  |  |  |  | 6.001% | [5 empty] | 55.23% | 0.1617% | 55.4% | 3 | 29.62% | 0% | 0% | 1 | 43.96% | 0% | 0% | 1 | 45.11% | 0% | 0% | 1 | 56.97% | 0% | 0% | 2 | 7.773% | 0% | 0% | 1 | 15.56% | 0% | 0% | 1 | 0% | 0% | 1 |  |  |  |  | 6.962% | [5 empty] | 63.3% | 0.09304% | 63.39% | 3 | 32.84% | 0% | 0% | 1 | 44.29% | 0% | 0% | 1 | 47.61% | 0% | 0% | 1 | 61.04% | 0% | 0% | 2 | 7.467% | 0% | 0% | 1 | 16.29% | 0% | 0% | 1 | 0% | 0% | 1 |  |  |  |  | 15.78% | [5 empty] | 56.94% | 0.6305% | 57.57% | 3 | 32.96% | 0% | 0% | 1 | 42.3% | 0% | 0% | 1 | 44.58% | 0% | 0% | 1 | 59.49% | 0% | 0% | 2 | 12.6% | 0% | 0% | 1 | 17.65% | 0% | 0% | 1
206 | Delta Switching Yard | Solano | 0 | 0 | 0 | 0% | 0% | 1 |  |  |  |  | 3.176% | [5 empty] | 91.64% | 0.2131% | 91.85% | 5 | 88.34% | 0% | 0% | 3 | 67.98% | 0% | 0% | 2 | 85.14% | 0% | 0% | 3 | 100% | 0% | 0% | 5 | 23.34% | 0% | 0% | 1 | 3.722% | 0% | 0% | 1 | 0% | 0% | 1 |  |  |  |  | 2.43% | [5 empty] | 92.08% | 1.686% | 93.76% | 5 | 88.76% | 0% | 0% | 3 | 74.08% | 0% | 0% | 3 | 87.24% | 0% | 0% | 3 | 99.39% | 0% | 0% | 5 | 35.65% | 0% | 0% | 1 | 3.28% | 0% | 0% | 1 | 0% | 0% | 1 |  |  |  |  | 3.271% | [5 empty] | 82.49% | 2.666% | 85.16% | 5 | 78.49% | 0% | 0% | 3 | 74.32% | 0% | 0% | 3 | 85.88% | 0% | 0% | 3 | 98.03% | 0% | 0% | 5 | 33.8% | 0% | 0% | 1 | 5.393% | 0% | 0% | 1 | 0% | 0% | 1 |  |  |  |  | 7.256% | [5 empty] | 63.14% | 3.758% | 66.9% | 3 | 45.46% | 0% | 0% | 1 | 48.84% | 0% | 0% | 1 | 53.02% | 0% | 0% | 2 | 67.83% | 0% | 0% | 2 | 19.62% | 0% | 0% | 1 | 11.98% | 0% | 0% | 1
207 | Green Ridge Midway | Solano | -5 | -200 | 10 | 999.9% | 0% | 4 |  |  |  |  | 2.735% | [5 empty] | 91.26% | 1.725% | 92.98% | 5 | 90.58% | -5.657% | 0% | 4 | 72.05% | -1.908% | 0% | 3 | 86.9% | -4.071% | 0% | 3 | 100% | -116364% | 0% | 5 | 33.78% | -0.8051% | 0% | 1 | 3.444% | -0.5521% | 0% | 1 | -945.3% | 0% | 1 |  |  |  |  | 2.567% | [5 empty] | 90.07% | 3.342% | 93.42% | 5 | 90.19% | -5.102% | 0% | 4 | 70.71% | -1.708% | 0% | 3 | 85.12% | -3.363% | 0% | 3 | 99.94% | -869.9% | 0% | 5 | 36.23% | -0.7847% | 0% | 1 | 3.323% | -0.5176% | 0% | 1 | -208.1% | 0% | 1 |  |  |  |  | 2.197% | [5 empty] | 88.19% | 6.175% | 94.36% | 5 | 89.68% | -4.151% | 0% | 3 | 69.22% | -1.392% | 0% | 2 | 81.93% | -2.37% | 0% | 3 | 99.44% | -76.81% | 0% | 5 | 41.7% | -0.7347% | 0% | 1 | 3.019% | -0.4416% | 0% | 1 | -1.466% | 0% | 1 |  |  |  |  | 6.201% | [5 empty] | 61.59% | 6.625% | 68.21% | 3 | 58% | -0.5357% | 0% | 2 | 56.04% | -0.5118% | 0% | 2 | 61.71% | -0.5876% | 0% | 2 | 76.87% | -0.9726% | 0% | 3 | 28.45% | -0.3145% | 0% | 1 | 8.857% | -0.2469% | 0% | 1
208 | Inyo | Greater_Kramer (Exclude) | 0 | 0 | 0 | 0% | 0% | 1 |  |  |  |  | 0% | [5 empty] | 0% | 0% | 0% | 1 | 0% | 0% | 0% | 1 | 0% | 0% | 0% | 1 | 24.21% | 0% | 0% | 1 | 24.21% | 0% | 0% | 1 | 88.75% | 0% | 0% | 3 | 21.35% | 0% | 0% | 1 | 0% | 0% | 1 |  |  |  |  | 0% | [5 empty] | 0.765% | 0% | 0.765% | 1 | 0% | 0% | 0% | 1 | 2.461% | 0% | 0% | 1 | 53.81% | 0% | 0% | 2 | 53.81% | 0% | 0% | 2 | 92.7% | 0% | 0% | 4 | 24.72% | 0% | 0% | 1 | 0% | 0% | 1 |  |  |  |  | 0% | [5 empty] | 4.089% | 0% | 4.089% | 1 | 0% | 0% | 0% | 1 | 21.99% | 0% | 0% | 1 | 50.85% | 0% | 0% | 2 | 65.98% | 0% | 0% | 2 | 94.94% | 0% | 0% | 4 | 16.84% | 0% | 0% | 1 | 0% | 0% | 1 |  |  |  |  | 0% | [5 empty] | 2.874% | 0% | 2.874% | 1 | 0% | 0% | 0% | 1 | 62.82% | 0% | 0% | 2 | 14.23% | 0% | 0% | 1 | 74.61% | 0% | 0% | 3 | 91.53% | 0% | 0% | 4 | 6.195% | 0% | 0% | 1
209 | Control | Greater_Kramer (Exclude) | 0 | 0 | 0 | 0% | 0% | 1 |  |  |  |  | 0% | [5 empty] | 0% | 0% | 0% | 1 | 0% | 0% | 0% | 1 | 0% | 0% | 0% | 1 | 37.03% | 0% | 0% | 1 | 37.03% | 0% | 0% | 1 | 90.37% | 0% | 0% | 4 | 20.4% | 0% | 0% | 1 | 0% | 0% | 1 |  |  |  |  | 0% | [5 empty] | 0% | 0% | 0% | 1 | 0% | 0% | 0% | 1 | 0% | 0% | 0% | 1 | 53.59% | 0% | 0% | 2 | 53.59% | 0% | 0% | 2 | 92.93% | 0% | 0% | 4 | 25.8% | 0% | 0% | 1 | 0% | 0% | 1 |  |  |  |  | 0% | [5 empty] | 2.308% | 0% | 2.308% | 1 | 0% | 0% | 0% | 1 | 17.98% | 0% | 0% | 1 | 49.9% | 0% | 0% | 1 | 59.03% | 0% | 0% | 2 | 93.41% | 0% | 0% | 4 | 20.14% | 0% | 0% | 1 | 0% | 0% | 1 |  |  |  |  | 0% | [5 empty] | 2.911% | 0% | 2.911% | 1 | 0% | 0% | 0% | 1 | 62.96% | 0% | 0% | 2 | 14% | 0% | 0% | 1 | 74.9% | 0% | 0% | 3 | 92.18% | 0% | 0% | 4 | 6.569% | 0% | 0% | 1
210 | Big Creek Hydro Facilities | Central_Valley_North_Los_Banos | 0 | 0 | 0 | 0% | 0% | 1 |  |  |  |  | 0% | [5 empty] | 100% | 0% | 100% | 5 | 0% | 0% | 0% | 1 | 0% | 0% | 0% | 1 | 100% | 0% | 0% | 5 | 100% | 0% | 0% | 5 | 100% | 0% | 0% | 5 | 0% | 0% | 0% | 1 | 0% | 0% | 1 |  |  |  |  | 0% | [5 empty] | 100% | 0% | 100% | 5 | 0% | 0% | 0% | 1 | 0% | 0% | 0% | 1 | 100% | 0% | 0% | 5 | 100% | 0% | 0% | 5 | 100% | 0% | 0% | 5 | 0% | 0% | 0% | 1 | 0% | 0% | 1 |  |  |  |  | 0% | [5 empty] | 100% | 0% | 100% | 5 | 0% | 0% | 0% | 1 | 0% | 0% | 0% | 1 | 100% | 0% | 0% | 5 | 100% | 0% | 0% | 5 | 100% | 0% | 0% | 5 | 0% | 0% | 0% | 1 | 0% | 0% | 1 |  |  |  |  | 0% | [5 empty] | 50.98% | 0% | 50.98% | 3 | 0% | 0% | 0% | 1 | 25.11% | 0% | 0% | 1 | 100% | 0% | 0% | 5 | 100% | 0% | 0% | 5 | 81.43% | 0% | 0% | 3 | 1.498% | 0% | 0% | 1
211 | Moss Landing | Peninsula_Monterey | 0 | 0 | 0 | 0% | 0% | 1 |  |  |  |  | 0.9218% | [5 empty] | 0% | 0% | 0% | 1 | 10.17% | 0% | 0% | 1 | 63.72% | 0% | 0% | 2 | 65.17% | 0% | 0% | 2 | 75.33% | 0% | 0% | 3 | 0% | 0% | 0% | 1 | 27.97% | 0% | 0% | 1 | 0% | 0% | 1 |  |  |  |  | 0.7148% | [5 empty] | 0% | 0% | 0% | 1 | 7.884% | 0% | 0% | 1 | 60.45% | 0% | 0% | 2 | 61.95% | 0% | 0% | 2 | 69.83% | 0% | 0% | 2 | 0% | 0% | 0% | 1 | 21.69% | 0% | 0% | 1 | 0% | 0% | 1 |  |  |  |  | 1.339% | [5 empty] | 0% | 0% | 0% | 1 | 4.749% | 0% | 0% | 1 | 57.5% | 0% | 0% | 2 | 60.5% | 0% | 0% | 2 | 65.24% | 0% | 0% | 2 | 0% | 0% | 0% | 1 | 13.13% | 0% | 0% | 1 | 0% | 0% | 1 |  |  |  |  | 64.07% | [5 empty] | 9.053% | 1.259% | 10.31% | 2 | 8.691% | 0% | 0% | 1 | 6.177% | 0% | 0% | 1 | 12.41% | 0% | 0% | 1 | 20.84% | 0% | 0% | 1 | 13.28% | 0% | 0% | 1 | 2.118% | 0% | 0% | 1
212 | Cal Ave | Central_Valley_North_Los_Banos | 0 | 0 | 10 | 0% | 0% | 1 |  |  |  |  | 0% | [5 empty] | 0% | 0% | 0% | 1 | 0% | 0% | 0% | 1 | 0% | 0% | 0% | 1 | 0% | 0% | 0% | 1 | 0% | 0% | 0% | 1 | 0% | 0% | 0% | 1 | 0% | 0% | 0% | 1 | 0% | 0% | 1 |  |  |  |  | 0% | [5 empty] | 0% | 0% | 0% | 1 | 0% | 0% | 0% | 1 | 0% | 0% | 0% | 1 | 0% | 0% | 0% | 1 | 0% | 0% | 0% | 1 | 0% | 0% | 0% | 1 | 0% | 0% | 0% | 1 | 0% | 0% | 1 |  |  |  |  | 0% | [5 empty] | 0% | 0% | 0% | 1 | 0% | 0% | 0% | 1 | 0% | 0% | 0% | 1 | 0% | 0% | 0% | 1 | 0% | 0% | 0% | 1 | 0% | 0% | 0% | 1 | 0% | 0% | 0% | 1 | 0% | 0% | 1 |  |  |  |  | 0% | [5 empty] | 0% | 0% | 0% | 1 | 0% | 0% | 0% | 1 | 0% | 0% | 0% | 1 | 0% | 0% | 0% | 1 | 0% | 0% | 0% | 1 | 0% | 0% | 0% | 1 | 0% | 0% | 0% | 1
213 | Poso Mountain | Central_Valley_North_Los_Banos | 0 | 0 | 0 | 0% | 0% | 1 |  |  |  |  | 0% | [5 empty] | 0% | 0% | 0% | 1 | 0% | 0% | 0% | 1 | 0% | 0% | 0% | 1 | 0% | 0% | 0% | 1 | 0% | 0% | 0% | 1 | 0% | 0% | 0% | 1 | 0% | 0% | 0% | 1 | 0% | 0% | 1 |  |  |  |  | 0% | [5 empty] | 0% | 0% | 0% | 1 | 0% | 0% | 0% | 1 | 0% | 0% | 0% | 1 | 0% | 0% | 0% | 1 | 0% | 0% | 0% | 1 | 0% | 0% | 0% | 1 | 0% | 0% | 0% | 1 | 0% | 0% | 1 |  |  |  |  | 0% | [5 empty] | 0% | 100% | 100% | 5 | 22.24% | 0% | 0% | 1 | 8.154e-08% | 0% | 0% | 1 | 24.47% | 0% | 0% | 1 | 24.47% | 0% | 0% | 1 | 71.86% | 0% | 0% | 3 | 0.6627% | 0% | 0% | 1 | 0% | 0% | 1 |  |  |  |  | 0% | [5 empty] | 22.06% | 77.93% | 99.99% | 5 | 16.64% | 0% | 0% | 1 | 28.96% | 0% | 0% | 1 | 62.65% | 0% | 0% | 2 | 68.69% | 0% | 0% | 2 | 62.24% | 0% | 0% | 2 | 0.9354% | 0% | 0% | 1
214 | Walnut | Greater_LA | 0 | 0 | 0 | 0% | 0% | 1 |  |  |  |  | 0% | [5 empty] | 0% | 0% | 0% | 1 | 0% | 0% | 0% | 1 | 0% | 0% | 0% | 1 | 0% | 0% | 0% | 1 | 0% | 0% | 0% | 1 | 0% | 0% | 0% | 1 | 0% | 0% | 0% | 1 | 0% | 0% | 1 |  |  |  |  | 0% | [5 empty] | 0% | 0% | 0% | 1 | 0% | 0% | 0% | 1 | 0% | 0% | 0% | 1 | 0% | 0% | 0% | 1 | 0% | 0% | 0% | 1 | 0% | 0% | 0% | 1 | 0% | 0% | 0% | 1 | 0% | 0% | 1 |  |  |  |  | 0% | [5 empty] | 0% | 0% | 0% | 1 | 0% | 0% | 0% | 1 | 94.15% | 0% | 0% | 4 | 100% | 0% | 0% | 5 | 100% | 0% | 0% | 5 | 0% | 0% | 0% | 1 | 0% | 0% | 0% | 1 | 0% | 0% | 1 |  |  |  |  | 0% | [5 empty] | 0.01544% | 26.09% | 26.11% | 4 | 26.32% | 0% | 0% | 1 | 16.06% | 0% | 0% | 1 | 49.09% | 0% | 0% | 1 | 69.18% | 0% | 0% | 2 | 29.42% | 0% | 0% | 1 | 1.613% | 0% | 0% | 1
215 | Chevmain | Greater_LA | 0 | 0 | 0 | 0% | 0% | 1 |  |  |  |  | 0% | [5 empty] | 0% | 0% | 0% | 1 | 0% | 0% | 0% | 1 | 76.18% | 0% | 0% | 3 | 79.94% | 0% | 0% | 3 | 79.94% | 0% | 0% | 3 | 0% | 0% | 0% | 1 | 0% | 0% | 0% | 1 | 0% | 0% | 1 |  |  |  |  | 0% | [5 empty] | 0% | 0% | 0% | 1 | 0% | 0% | 0% | 1 | 13.44% | 0% | 0% | 1 | 67.01% | 0% | 0% | 2 | 67.01% | 0% | 0% | 2 | 0% | 0% | 0% | 1 | 0% | 0% | 0% | 1 | 0% | 0% | 1 |  |  |  |  | 0% | [5 empty] | 0.02091% | 0% | 0.02091% | 1 | 0.3028% | 0% | 0% | 1 | 11% | 0% | 0% | 1 | 50.36% | 0% | 0% | 2 | 50.67% | 0% | 0% | 2 | 0% | 0% | 0% | 1 | 0.00893% | 0% | 0% | 1 | 0% | 0% | 1 |  |  |  |  | 0% | [5 empty] | 7.23% | 0% | 7.23% | 1 | 3.455% | 0% | 0% | 1 | 17.09% | 0% | 0% | 1 | 50.98% | 0% | 0% | 2 | 54.43% | 0% | 0% | 2 | 2.287% | 0% | 0% | 1 | 0.825% | 0% | 0% | 1
216 | Long Beach | Greater_LA | 0 | 0 | 0 | 0% | 0% | 1 |  |  |  |  | 0% | [5 empty] | 0% | 0% | 0% | 1 | 0% | 0% | 0% | 1 | 12.12% | 0% | 0% | 1 | 52.9% | 0% | 0% | 2 | 52.9% | 0% | 0% | 2 | 0% | 0% | 0% | 1 | 0.5419% | 0% | 0% | 1 | 0% | 0% | 1 |  |  |  |  | 0% | [5 empty] | 0% | 0% | 0% | 1 | 0% | 0% | 0% | 1 | 13.99% | 0% | 0% | 1 | 53.63% | 0% | 0% | 2 | 53.63% | 0% | 0% | 2 | 0% | 0% | 0% | 1 | 0.5493% | 0% | 0% | 1 | 0% | 0% | 1 |  |  |  |  | 0% | [5 empty] | 0% | 0% | 0% | 1 | 0% | 0% | 0% | 1 | 21.8% | 0% | 0% | 1 | 59.6% | 0% | 0% | 2 | 59.6% | 0% | 0% | 2 | 0% | 0% | 0% | 1 | 2.393% | 0% | 0% | 1 | 0% | 0% | 1 |  |  |  |  | 0% | [5 empty] | 0% | 0% | 0% | 1 | 0.7166% | 0% | 0% | 1 | 20.51% | 0% | 0% | 1 | 62.16% | 0% | 0% | 2 | 62.88% | 0% | 0% | 2 | 0% | 0% | 0% | 1 | 2.488% | 0% | 0% | 1
217 | Pit 1 | Northern_California | 0 | 0 | 0 | 0% | 0% | 1 |  |  |  |  | 0% | [5 empty] | 0% | 0% | 0% | 1 | 25.38% | 0% | 0% | 1 | 25.38% | 0% | 0% | 1 | 25.38% | 0% | 0% | 1 | 25.38% | 0% | 0% | 1 | 100% | 0% | 0% | 5 | 0% | 0% | 0% | 1 | 0% | 0% | 1 |  |  |  |  | 0% | [5 empty] | 2.883% | 0% | 2.883% | 1 | 60.96% | 0% | 0% | 2 | 3.792% | 0% | 0% | 1 | 3.792% | 0% | 0% | 1 | 60.96% | 0% | 0% | 2 | 90.61% | 0% | 0% | 4 | 0% | 0% | 0% | 1 | 0% | 0% | 1 |  |  |  |  | 0% | [5 empty] | 67.4% | 0% | 67.4% | 3 | 56.13% | 0% | 0% | 2 | 21.49% | 0% | 0% | 1 | 11.63% | 0% | 0% | 1 | 76.46% | 0% | 0% | 3 | 40.85% | 0% | 0% | 1 | 1.292% | 0% | 0% | 1 | 0% | 0% | 1 |  |  |  |  | 0% | [5 empty] | 64.21% | 1.9% | 66.11% | 3 | 54.55% | 0% | 0% | 2 | 11.77% | 0% | 0% | 1 | 10.18% | 0% | 0% | 1 | 67.01% | 0% | 0% | 2 | 49.71% | 0% | 0% | 1 | 0.9162% | 0% | 0% | 1
218 | Cove Rd | Northern_California | 0 | 0 | 0 | 0% | 0% | 1 |  |  |  |  | 0% | [5 empty] | 94.55% | 3.107% | 97.65% | 5 | 69.74% | 0% | 0% | 2 | 12.44% | 0% | 0% | 1 | 13.74% | 0% | 0% | 1 | 82.41% | 0% | 0% | 3 | 35.08% | 0% | 0% | 1 | 1.862% | 0% | 0% | 1 | 0% | 0% | 1 |  |  |  |  | 0% | [5 empty] | 82.38% | 8.988% | 91.37% | 5 | 67.14% | 0% | 0% | 2 | 14.48% | 0% | 0% | 1 | 15.84% | 0% | 0% | 1 | 81.74% | 0% | 0% | 3 | 42.05% | 0% | 0% | 1 | 1.451% | 0% | 0% | 1 | 0% | 0% | 1 |  |  |  |  | 0% | [5 empty] | 74.62% | 12.18% | 86.8% | 5 | 57.21% | 0% | 0% | 2 | 17.93% | 0% | 0% | 1 | 16.34% | 0% | 0% | 1 | 74.54% | 0% | 0% | 3 | 45.97% | 0% | 0% | 1 | 1.218% | 0% | 0% | 1 | 0% | 0% | 1 |  |  |  |  | 0% | [5 empty] | 59.97% | 20.88% | 80.85% | 5 | 41.78% | 0% | 0% | 1 | 19.15% | 0% | 0% | 1 | 18.77% | 0% | 0% | 1 | 61.8% | 0% | 0% | 2 | 50.77% | 0% | 0% | 2 | 0.9646% | 0% | 0% | 1
219 | Drum | Northern_California | 0 | 0 | 0 | 0% | 0% | 1 |  |  |  |  | 0% | [5 empty] | 48.88% | 51.12% | 100% | 5 | 2.668% | 0% | 0% | 1 | 0.1006% | 0% | 0% | 1 | 0% | 0% | 0% | 1 | 2.769% | 0% | 0% | 1 | 81.06% | 0% | 0% | 3 | 0% | 0% | 0% | 1 | 0% | 0% | 1 |  |  |  |  | 0% | [5 empty] | 57.77% | 6.476% | 64.25% | 3 | 37.31% | 0% | 0% | 1 | 10.2% | 0% | 0% | 1 | 10.59% | 0% | 0% | 1 | 47.51% | 0% | 0% | 1 | 61.75% | 0% | 0% | 2 | 4.186% | 0% | 0% | 1 | 0% | 0% | 1 |  |  |  |  | 0% | [5 empty] | 34.18% | 2.418% | 36.6% | 2 | 11.93% | 0% | 0% | 1 | 2.703% | 0% | 0% | 1 | 33.43% | 0% | 0% | 1 | 44.5% | 0% | 0% | 1 | 53.73% | 0% | 0% | 2 | 4.445% | 0% | 0% | 1 | 0% | 0% | 1 |  |  |  |  | 0% | [5 empty] | 20.96% | 0.6769% | 21.63% | 2 | 16.37% | 0% | 0% | 1 | 13.83% | 0% | 0% | 1 | 34.94% | 0% | 0% | 1 | 48.97% | 0% | 0% | 1 | 47.83% | 0% | 0% | 1 | 7.007% | 0% | 0% | 1
220 | Vierra | Solano | 0 | 0 | 0 | 0% | 0% | 1 |  |  |  |  | 0% | [5 empty] | 0% | 0% | 0% | 1 | 0% | 0% | 0% | 1 | 0% | 0% | 0% | 1 | 0% | 0% | 0% | 1 | 0% | 0% | 0% | 1 | 0% | 0% | 0% | 1 | 0% | 0% | 0% | 1 | 0% | 0% | 1 |  |  |  |  | 4.976% | [5 empty] | 12.61% | 0% | 12.61% | 1 | 24.1% | 0% | 0% | 1 | 100% | 0% | 0% | 5 | 89.69% | 0% | 0% | 3 | 100% | 0% | 0% | 5 | 3.899% | 0% | 0% | 1 | 1.978% | 0% | 0% | 1 | 0% | 0% | 1 |  |  |  |  | 3.903% | [5 empty] | 87.98% | 2.14% | 90.12% | 5 | 89.95% | 0% | 0% | 3 | 85.49% | 0% | 0% | 3 | 92.75% | 0% | 0% | 4 | 100% | 0% | 0% | 5 | 40.51% | 0% | 0% | 1 | 3.212% | 0% | 0% | 1 | 0% | 0% | 1 |  |  |  |  | 4.49% | [5 empty] | 70.55% | 9.027% | 79.57% | 5 | 76.24% | 0% | 0% | 3 | 66.65% | 0% | 0% | 2 | 79.72% | 0% | 0% | 3 | 95.15% | 0% | 0% | 5 | 37.01% | 0% | 0% | 1 | 4.53% | 0% | 0% | 1
221 | Coyote | Peninsula_Monterey | 0 | 0 | 0 | 0% | 0% | 1 |  |  |  |  | 0% | [5 empty] | 98.64% | 1.362% | 100% | 5 | 82.78% | 0% | 0% | 3 | 20.64% | 0% | 0% | 1 | 20.64% | 0% | 0% | 1 | 100% | 0% | 0% | 5 | 42.9% | 0% | 0% | 1 | 1.421% | 0% | 0% | 1 | 0% | 0% | 1 |  |  |  |  | 0% | [5 empty] | 78.88% | 21.12% | 100% | 5 | 71.65% | 0% | 0% | 3 | 40.32% | 0% | 0% | 1 | 41.3% | 0% | 0% | 1 | 81.21% | 0% | 0% | 3 | 94.29% | 0% | 0% | 4 | 0.685% | 0% | 0% | 1 | 0% | 0% | 1 |  |  |  |  | 0% | [5 empty] | 72.43% | 26.11% | 98.54% | 5 | 85.82% | 0% | 0% | 3 | 33.99% | 0% | 0% | 1 | 34.45% | 0% | 0% | 1 | 90.37% | 0% | 0% | 4 | 95.94% | 0% | 0% | 5 | 0.8661% | 0% | 0% | 1 | 0% | 0% | 1 |  |  |  |  | 0.0694% | [5 empty] | 41.8% | 54.67% | 96.47% | 5 | 90.72% | 0% | 0% | 4 | 34.29% | 0% | 0% | 1 | 44.61% | 0% | 0% | 1 | 95.63% | 0% | 0% | 5 | 93.29% | 0% | 0% | 4 | 1.516% | 0% | 0% | 1
222 | Metcalf | Peninsula_Monterey | 0 | 0 | 0 | 0% | 0% | 1 |  |  |  |  | 0% | [5 empty] | 78.75% | 21.25% | 100% | 5 | 93.35% | 0% | 0% | 4 | 12.4% | 0% | 0% | 1 | 12.4% | 0% | 0% | 1 | 100% | 0% | 0% | 5 | 73.51% | 0% | 0% | 3 | 0.5484% | 0% | 0% | 1 | 0% | 0% | 1 |  |  |  |  | 0% | [5 empty] | 80.25% | 19.75% | 100% | 5 | 73.5% | 0% | 0% | 3 | 42.14% | 0% | 0% | 1 | 43.06% | 0% | 0% | 1 | 82.43% | 0% | 0% | 3 | 94.65% | 0% | 0% | 4 | 0.7012% | 0% | 0% | 1 | 0% | 0% | 1 |  |  |  |  | 0% | [5 empty] | 69.94% | 28.84% | 98.78% | 5 | 86.41% | 0% | 0% | 3 | 32.91% | 0% | 0% | 1 | 33.36% | 0% | 0% | 1 | 90.7% | 0% | 0% | 4 | 96.26% | 0% | 0% | 5 | 0.8362% | 0% | 0% | 1 | 0% | 0% | 1 |  |  |  |  | 0.06827% | [5 empty] | 42.8% | 53.79% | 96.59% | 5 | 90.81% | 0% | 0% | 4 | 34.58% | 0% | 0% | 1 | 45.2% | 0% | 0% | 1 | 95.72% | 0% | 0% | 5 | 93.47% | 0% | 0% | 4 | 1.498% | 0% | 0% | 1
223 | Diablo | Kern_Greater_Carrizo | 0 | 0 | 0 | 0% | 0% | 1 |  |  |  |  | 0% | [5 empty] | 62.59% | 0% | 62.59% | 3 | 0.002441% | 0% | 0% | 1 | 2.193% | 0% | 0% | 1 | 59.34% | 0% | 0% | 2 | 59.34% | 0% | 0% | 2 | 58.36% | 0% | 0% | 2 | 2.384% | 0% | 0% | 1 | 0% | 0% | 1 |  |  |  |  | 0% | [5 empty] | 63.41% | 6.449% | 69.86% | 3 | 15.75% | 0% | 0% | 1 | 4.058% | 0% | 0% | 1 | 58.55% | 0% | 0% | 2 | 63.1% | 0% | 0% | 2 | 63.17% | 0% | 0% | 2 | 2.601% | 0% | 0% | 1 | 0% | 0% | 1 |  |  |  |  | 0% | [5 empty] | 83.3% | 3.876% | 87.17% | 5 | 52.44% | 0% | 0% | 2 | 11.88% | 0% | 0% | 1 | 40.14% | 0% | 0% | 1 | 71.77% | 0% | 0% | 3 | 71.71% | 0% | 0% | 3 | 2.507% | 0% | 0% | 1 | 0% | 0% | 1 |  |  |  |  | 0% | [5 empty] | 72.39% | 17.33% | 89.72% | 5 | 47.14% | 0% | 0% | 1 | 10.59% | 0% | 0% | 1 | 33.74% | 0% | 0% | 1 | 63.56% | 0% | 0% | 2 | 65.56% | 0% | 0% | 2 | 2.015% | 0% | 0% | 1
224 | Coolwater | Greater_Kramer | 0 | 0 | 0 | 0% | 0% | 1 |  |  |  |  | 0.03686% | [5 empty] | 0% | 0% | 0% | 1 | 78.02% | 0% | 0% | 3 | 23.07% | 0% | 0% | 1 | 13.42% | 0% | 0% | 1 | 80.2% | 0% | 0% | 3 | 54.92% | 0% | 0% | 2 | 2.805% | 0% | 0% | 1 | 0% | 0% | 1 |  |  |  |  | 0.9898% | [5 empty] | 0% | 0% | 0% | 1 | 54.88% | 0% | 0% | 2 | 20.79% | 0% | 0% | 1 | 9.988% | 0% | 0% | 1 | 56.8% | 0% | 0% | 2 | 38.77% | 0% | 0% | 1 | 1.921% | 0% | 0% | 1 | 0% | 0% | 1 |  |  |  |  | 0.6821% | [5 empty] | 0% | 0% | 0% | 1 | 47.65% | 0% | 0% | 1 | 17.04% | 0% | 0% | 1 | 9.426% | 0% | 0% | 1 | 49.4% | 0% | 0% | 1 | 51.4% | 0% | 0% | 2 | 1.749% | 0% | 0% | 1 | 0% | 0% | 1 |  |  |  |  | 0.3525% | [5 empty] | 0% | 0% | 0% | 1 | 39.1% | 0% | 0% | 1 | 19.74% | 0% | 0% | 1 | 12.9% | 0% | 0% | 1 | 45.51% | 0% | 0% | 1 | 65.76% | 0% | 0% | 2 | 0.9802% | 0% | 0% | 1
225 | San Onofre | Greater_SD | 0 | 0 | 0 | 0% | 0% | 1 |  |  |  |  | 0% | [5 empty] | 5.581% | 0% | 5.581% | 1 | 0% | 0% | 0% | 1 | 49.93% | 0% | 0% | 1 | 53.69% | 0% | 0% | 2 | 53.69% | 0% | 0% | 2 | 0% | 0% | 0% | 1 | 0.7348% | 0% | 0% | 1 | 0% | 0% | 1 |  |  |  |  | 0% | [5 empty] | 1.203% | 0% | 1.203% | 1 | 12.53% | 0% | 0% | 1 | 64.52% | 0% | 0% | 2 | 73.82% | 0% | 0% | 3 | 73.82% | 0% | 0% | 3 | 0% | 0% | 0% | 1 | 13.1% | 0% | 0% | 1 | 0% | 0% | 1 |  |  |  |  | 0% | [5 empty] | 0.9878% | 0% | 0.9878% | 1 | 12.08% | 0% | 0% | 1 | 61.31% | 0% | 0% | 2 | 68.94% | 0% | 0% | 2 | 68.94% | 0% | 0% | 2 | 0% | 0% | 0% | 1 | 10.76% | 0% | 0% | 1 | 0% | 0% | 1 |  |  |  |  | 0% | [5 empty] | 0.5067% | 0% | 0.5067% | 1 | 7.851% | 0% | 0% | 1 | 43.11% | 0% | 0% | 1 | 76.81% | 0% | 0% | 3 | 78.46% | 0% | 0% | 3 | 0% | 0% | 0% | 1 | 9.676% | 0% | 0% | 1
226 | Woodland | Solano | 0 | 0 | 0 | 0% | 0% | 1 |  |  |  |  | 0% | [5 empty] | 0% | 0% | 0% | 1 | 0% | 0% | 0% | 1 | 0% | 0% | 0% | 1 | 0% | 0% | 0% | 1 | 0% | 0% | 0% | 1 | 0% | 0% | 0% | 1 | 0% | 0% | 0% | 1 | 0% | 0% | 1 |  |  |  |  | 0% | [5 empty] | 100% | 0% | 100% | 5 | 100% | 0% | 0% | 5 | 0% | 0% | 0% | 1 | 0% | 0% | 0% | 1 | 100% | 0% | 0% | 5 | 71.4% | 0% | 0% | 3 | 0% | 0% | 0% | 1 | 0% | 0% | 1 |  |  |  |  | 17.12% | [5 empty] | 93.02% | 0.2388% | 93.26% | 5 | 74.76% | 0% | 0% | 3 | 2.511% | 0% | 0% | 1 | 2.667% | 0% | 0% | 1 | 75.99% | 0% | 0% | 3 | 54.5% | 0% | 0% | 2 | 0.9709% | 0% | 0% | 1 | 0% | 0% | 1 |  |  |  |  | 23.02% | [5 empty] | 50.76% | 15.03% | 65.79% | 3 | 51.21% | 0% | 0% | 2 | 14.56% | 0% | 0% | 1 | 15.22% | 0% | 0% | 1 | 63.98% | 0% | 0% | 2 | 41.03% | 0% | 0% | 1 | 10.52% | 0% | 0% | 1
227 | Donnells | El_Dorado_Mariposa | 0 | 0 | 0 | 0% | 0% | 1 |  |  |  |  | 0% | [5 empty] | 50.14% | 0% | 50.14% | 3 | 0% | 0% | 0% | 1 | 0% | 0% | 0% | 1 | 24.06% | 0% | 0% | 1 | 24.06% | 0% | 0% | 1 | 79.85% | 0% | 0% | 3 | 11.33% | 0% | 0% | 1 | 0% | 0% | 1 |  |  |  |  | 0% | [5 empty] | 44.92% | 0% | 44.92% | 2 | 0% | 0% | 0% | 1 | 0.4417% | 0% | 0% | 1 | 21.45% | 0% | 0% | 1 | 21.89% | 0% | 0% | 1 | 75.97% | 0% | 0% | 3 | 10.16% | 0% | 0% | 1 | 0% | 0% | 1 |  |  |  |  | 0% | [5 empty] | 40.3% | 9.532% | 49.83% | 2 | 0% | 0% | 0% | 1 | 18.9% | 0% | 0% | 1 | 31.09% | 0% | 0% | 1 | 36.17% | 0% | 0% | 1 | 60.58% | 0% | 0% | 2 | 7.766% | 0% | 0% | 1 | 0% | 0% | 1 |  |  |  |  | 0% | [5 empty] | 11.28% | 1.904% | 13.19% | 2 | 6.955% | 0% | 0% | 1 | 11.85% | 0% | 0% | 1 | 33.31% | 0% | 0% | 1 | 47.7% | 0% | 0% | 1 | 81.64% | 0% | 0% | 3 | 13.32% | 0% | 0% | 1
228 | Mandalay | Greater_LA | 0 | 0 | 0 | 0% | 0% | 1 |  |  |  |  | 0% | [5 empty] | 0% | 0% | 0% | 1 | 5.48% | 0% | 0% | 1 | 18% | 0% | 0% | 1 | 49.95% | 0% | 0% | 1 | 49.95% | 0% | 0% | 1 | 0% | 0% | 0% | 1 | 4.511% | 0% | 0% | 1 | 0% | 0% | 1 |  |  |  |  | 0% | [5 empty] | 0% | 0% | 0% | 1 | 12.86% | 0% | 0% | 1 | 57.92% | 0% | 0% | 2 | 72.31% | 0% | 0% | 3 | 72.31% | 0% | 0% | 3 | 0% | 0% | 0% | 1 | 18.14% | 0% | 0% | 1 | 0% | 0% | 1 |  |  |  |  | 0% | [5 empty] | 0% | 0% | 0% | 1 | 38.94% | 0% | 0% | 1 | 36.57% | 0% | 0% | 1 | 45.62% | 0% | 0% | 1 | 76.48% | 0% | 0% | 3 | 4.445% | 0% | 0% | 1 | 11.47% | 0% | 0% | 1 | 0% | 0% | 1 |  |  |  |  | 0% | [5 empty] | 51.36% | 8.719% | 60.08% | 3 | 48.19% | 0% | 0% | 1 | 11.02% | 0% | 0% | 1 | 20.01% | 0% | 0% | 1 | 59.9% | 0% | 0% | 2 | 52.5% | 0% | 0% | 2 | 5.298% | 0% | 0% | 1
229 | North Gila | Arizona | 0 | 0 | 0 | 0% | 0% | 1 |  |  |  |  | 0% | [5 empty] | 0% | 0% | 0% | 1 | 3.336% | 0% | 0% | 1 | 63.2% | 0% | 0% | 2 | 63.51% | 0% | 0% | 2 | 63.51% | 0% | 0% | 2 | 98% | 0% | 0% | 5 | 1.259% | 0% | 0% | 1 | 0% | 0% | 1 |  |  |  |  | 0% | [5 empty] | 0% | 0% | 0% | 1 | 1.24% | 0% | 0% | 1 | 29.39% | 0% | 0% | 1 | 29.49% | 0% | 0% | 1 | 29.61% | 0% | 0% | 1 | 96.34% | 0% | 0% | 5 | 0.4257% | 0% | 0% | 1 | 0% | 0% | 1 |  |  |  |  | 0% | [5 empty] | 0% | 0% | 0% | 1 | 0.8738% | 0% | 0% | 1 | 28.72% | 0% | 0% | 1 | 22.34% | 0% | 0% | 1 | 28.87% | 0% | 0% | 1 | 88.01% | 0% | 0% | 3 | 0.2894% | 0% | 0% | 1 | 0% | 0% | 1 |  |  |  |  | 0% | [5 empty] | 0% | 0% | 0% | 1 | 1.059% | 0% | 0% | 1 | 28.64% | 0% | 0% | 1 | 22.22% | 0% | 0% | 1 | 28.79% | 0% | 0% | 1 | 87.73% | 0% | 0% | 3 | 0.2867% | 0% | 0% | 1
230 | Eight Mile | Solano | 0 | 0 | 0 | 0% | 0% | 1 |  |  |  |  | 1.057% | [5 empty] | 0% | 0% | 0% | 1 | 4.999% | 0% | 0% | 1 | 0% | 0% | 0% | 1 | 0% | 0% | 0% | 1 | 4.999% | 0% | 0% | 1 | 0% | 0% | 0% | 1 | 4.842% | 0% | 0% | 1 | 0% | 0% | 1 |  |  |  |  | 21.71% | [5 empty] | 0% | 0% | 0% | 1 | 0.8495% | 0% | 0% | 1 | 60.51% | 0% | 0% | 2 | 60.51% | 0% | 0% | 2 | 60.8% | 0% | 0% | 2 | 0% | 0% | 0% | 1 | 11.34% | 0% | 0% | 1 | 0% | 0% | 1 |  |  |  |  | 42.52% | [5 empty] | 2.477% | 0% | 2.477% | 1 | 0.2004% | 0% | 0% | 1 | 38.73% | 0% | 0% | 1 | 38.73% | 0% | 0% | 1 | 38.8% | 0% | 0% | 1 | 0% | 0% | 0% | 1 | 8.27% | 0% | 0% | 1 | 0% | 0% | 1 |  |  |  |  | 17.9% | [5 empty] | 59% | 0.06065% | 59.06% | 3 | 30.41% | 0% | 0% | 1 | 39.46% | 0% | 0% | 1 | 43.98% | 0% | 0% | 1 | 55.71% | 0% | 0% | 2 | 9.683% | 0% | 0% | 1 | 16% | 0% | 0% | 1
231 | Kern Power | Central_Valley_North_Los_Banos | 0 | 0 | 0 | 0% | 0% | 1 |  |  |  |  | 0% | [5 empty] | 0% | 0% | 0% | 1 | 0% | 0% | 0% | 1 | 0% | 0% | 0% | 1 | 0% | 0% | 0% | 1 | 0% | 0% | 0% | 1 | 0% | 0% | 0% | 1 | 0% | 0% | 0% | 1 | 0% | 0% | 1 |  |  |  |  | 0% | [5 empty] | 0% | 0% | 0% | 1 | 0% | 0% | 0% | 1 | 0% | 0% | 0% | 1 | 0% | 0% | 0% | 1 | 0% | 0% | 0% | 1 | 0% | 0% | 0% | 1 | 0% | 0% | 0% | 1 | 0% | 0% | 1 |  |  |  |  | 0% | [5 empty] | 0% | 0% | 0% | 1 | 0% | 0% | 0% | 1 | 0% | 0% | 0% | 1 | 0% | 0% | 0% | 1 | 0% | 0% | 0% | 1 | 0% | 0% | 0% | 1 | 0% | 0% | 0% | 1 | 0% | 0% | 1 |  |  |  |  | 0% | [5 empty] | 12.31% | 87.69% | 100% | 5 | 53.44% | 0% | 0% | 2 | 44.52% | 0% | 0% | 1 | 55.84% | 0% | 0% | 2 | 92.21% | 0% | 0% | 4 | 89.41% | 0% | 0% | 3 | 0.1461% | 0% | 0% | 1
232 | Renfro | Central_Valley_North_Los_Banos | 0 | 0 | 0 | 0% | 0% | 1 |  |  |  |  | 0% | [5 empty] | 0% | 0% | 0% | 1 | 0% | 0% | 0% | 1 | 0% | 0% | 0% | 1 | 0% | 0% | 0% | 1 | 0% | 0% | 0% | 1 | 0% | 0% | 0% | 1 | 0% | 0% | 0% | 1 | 0% | 0% | 1 |  |  |  |  | 0% | [5 empty] | 0% | 0% | 0% | 1 | 0% | 0% | 0% | 1 | 0% | 0% | 0% | 1 | 0% | 0% | 0% | 1 | 0% | 0% | 0% | 1 | 0% | 0% | 0% | 1 | 0% | 0% | 0% | 1 | 0% | 0% | 1 |  |  |  |  | 0% | [5 empty] | 0% | 0% | 0% | 1 | 0% | 0% | 0% | 1 | 0% | 0% | 0% | 1 | 0% | 0% | 0% | 1 | 0% | 0% | 0% | 1 | 0% | 0% | 0% | 1 | 0% | 0% | 0% | 1 | 0% | 0% | 1 |  |  |  |  | 0% | [5 empty] | 0% | 100% | 100% | 5 | 100% | 0% | 0% | 5 | 0% | 0% | 0% | 1 | 100% | 0% | 0% | 5 | 100% | 0% | 0% | 5 | 100% | 0% | 0% | 5 | 0% | 0% | 0% | 1
233 | Highwind | Tehachapi | 0 | 0 | 0 | 0% | 0% | 1 |  |  |  |  | 0.0001716% | [5 empty] | 25.76% | 17.93% | 43.69% | 3 | 47.12% | 0% | 0% | 1 | 21.83% | 0% | 0% | 1 | 45.57% | 0% | 0% | 1 | 73.37% | 0% | 0% | 3 | 30.57% | 0% | 0% | 1 | 0.6485% | 0% | 0% | 1 | 0% | 0% | 1 |  |  |  |  | 8.361e-05% | [5 empty] | 24.3% | 12.58% | 36.88% | 3 | 39.05% | 0% | 0% | 1 | 23.56% | 0% | 0% | 1 | 35.55% | 0% | 0% | 1 | 63.28% | 0% | 0% | 2 | 34.73% | 0% | 0% | 1 | 0.5507% | 0% | 0% | 1 | 0% | 0% | 1 |  |  |  |  | 0.1843% | [5 empty] | 22.62% | 9.632% | 32.25% | 2 | 43.13% | 0% | 0% | 1 | 20.58% | 0% | 0% | 1 | 30.81% | 0% | 0% | 1 | 62.98% | 0% | 0% | 2 | 41.55% | 0% | 0% | 1 | 0.5999% | 0% | 0% | 1 | 0% | 0% | 1 |  |  |  |  | 0.6731% | [5 empty] | 20.59% | 8.732% | 29.32% | 2 | 33.1% | 0% | 0% | 1 | 33.81% | 0% | 0% | 1 | 31.33% | 0% | 0% | 1 | 65.7% | 0% | 0% | 2 | 37.38% | 0% | 0% | 1 | 0.9006% | 0% | 0% | 1
234 | Sylmar | Tehachapi | 0 | 0 | 0 | 0% | 0% | 1 |  |  |  |  | 0% | [5 empty] | 30.97% | 65.36% | 96.33% | 5 | 50.08% | 0% | 0% | 2 | 0% | 0% | 0% | 1 | 3.149% | 0% | 0% | 1 | 53.23% | 0% | 0% | 2 | 74.28% | 0% | 0% | 3 | 3.575% | 0% | 0% | 1 | 0% | 0% | 1 |  |  |  |  | 0% | [5 empty] | 58.96% | 38.19% | 97.15% | 5 | 63.94% | 0% | 0% | 2 | 0% | 0% | 0% | 1 | 4.531% | 0% | 0% | 1 | 65.28% | 0% | 0% | 2 | 51.67% | 0% | 0% | 2 | 3.335% | 0% | 0% | 1 | 0% | 0% | 1 |  |  |  |  | 0% | [5 empty] | 56.52% | 41.77% | 98.3% | 5 | 43.63% | 0% | 0% | 1 | 1.676% | 0% | 0% | 1 | 1.689% | 0% | 0% | 1 | 44.13% | 0% | 0% | 1 | 61.94% | 0% | 0% | 2 | 1.834% | 0% | 0% | 1 | 0% | 0% | 1 |  |  |  |  | 0.3768% | [5 empty] | 30.02% | 33.09% | 63.11% | 5 | 16.38% | 0% | 0% | 1 | 31.67% | 0% | 0% | 1 | 27.81% | 0% | 0% | 1 | 50.86% | 0% | 0% | 2 | 40.42% | 0% | 0% | 1 | 2.901% | 0% | 0% | 1
235 | Westley | Central_Valley_North_Los_Banos | 0 | 0 | 0 | 0% | 0% | 1 |  |  |  |  | 0% | [5 empty] | 68.63% | 31.37% | 100% | 5 | 100% | 0% | 0% | 5 | 15.64% | 0% | 0% | 1 | 48.56% | 0% | 0% | 1 | 100% | 0% | 0% | 5 | 100% | 0% | 0% | 5 | 0.04311% | 0% | 0% | 1 | 0% | 0% | 1 |  |  |  |  | 0% | [5 empty] | 50.71% | 49.29% | 100% | 5 | 100% | 0% | 0% | 5 | 21.64% | 0% | 0% | 1 | 55.35% | 0% | 0% | 2 | 100% | 0% | 0% | 5 | 100% | 0% | 0% | 5 | 0.01848% | 0% | 0% | 1 | 0% | 0% | 1 |  |  |  |  | 0.1737% | [5 empty] | 60.26% | 39.43% | 99.7% | 5 | 98.41% | 0% | 0% | 5 | 53.28% | 0% | 0% | 2 | 65.91% | 0% | 0% | 2 | 99.49% | 0% | 0% | 5 | 95.36% | 0% | 0% | 5 | 0.653% | 0% | 0% | 1 | 0% | 0% | 1 |  |  |  |  | 2.197% | [5 empty] | 80.74% | 13.63% | 94.37% | 5 | 92.86% | 0% | 0% | 4 | 61.6% | 0% | 0% | 2 | 75.29% | 0% | 0% | 3 | 99.32% | 0% | 0% | 5 | 50.1% | 0% | 0% | 2 | 2.661% | 0% | 0% | 1
236 | GWF Hanford Sw Sta | Central_Valley_North_Los_Banos | 0 | 0 | 0 | 0% | 0% | 1 |  |  |  |  | 0% | [5 empty] | 0% | 0% | 0% | 1 | 0% | 0% | 0% | 1 | 0% | 0% | 0% | 1 | 0% | 0% | 0% | 1 | 0% | 0% | 0% | 1 | 0% | 0% | 0% | 1 | 0% | 0% | 0% | 1 | 0% | 0% | 1 |  |  |  |  | 0% | [5 empty] | 0% | 0% | 0% | 1 | 0% | 0% | 0% | 1 | 0% | 0% | 0% | 1 | 0% | 0% | 0% | 1 | 0% | 0% | 0% | 1 | 0% | 0% | 0% | 1 | 0% | 0% | 0% | 1 | 0% | 0% | 1 |  |  |  |  | 0% | [5 empty] | 0% | 0% | 0% | 1 | 0% | 0% | 0% | 1 | 0% | 0% | 0% | 1 | 0% | 0% | 0% | 1 | 0% | 0% | 0% | 1 | 0% | 0% | 0% | 1 | 0% | 0% | 0% | 1 | 0% | 0% | 1 |  |  |  |  | 0% | [5 empty] | 0% | 0% | 0% | 1 | 0% | 0% | 0% | 1 | 0% | 0% | 0% | 1 | 0% | 0% | 0% | 1 | 0% | 0% | 0% | 1 | 0% | 0% | 0% | 1 | 0% | 0% | 0% | 1
237 | Tevis | Central_Valley_North_Los_Banos | 0 | 0 | 0 | 0% | 0% | 1 |  |  |  |  | 0% | [5 empty] | 0% | 0% | 0% | 1 | 0% | 0% | 0% | 1 | 0% | 0% | 0% | 1 | 0% | 0% | 0% | 1 | 0% | 0% | 0% | 1 | 0% | 0% | 0% | 1 | 0% | 0% | 0% | 1 | 0% | 0% | 1 |  |  |  |  | 0% | [5 empty] | 0% | 0% | 0% | 1 | 0% | 0% | 0% | 1 | 0% | 0% | 0% | 1 | 0% | 0% | 0% | 1 | 0% | 0% | 0% | 1 | 0% | 0% | 0% | 1 | 0% | 0% | 0% | 1 | 0% | 0% | 1 |  |  |  |  | 0% | [5 empty] | 0% | 0% | 0% | 1 | 0% | 0% | 0% | 1 | 0% | 0% | 0% | 1 | 0% | 0% | 0% | 1 | 0% | 0% | 0% | 1 | 0% | 0% | 0% | 1 | 0% | 0% | 0% | 1 | 0% | 0% | 1 |  |  |  |  | 0% | [5 empty] | 57.66% | 42.34% | 100% | 5 | 100% | 0% | 0% | 5 | 27.21% | 0% | 0% | 1 | 27.21% | 0% | 0% | 1 | 100% | 0% | 0% | 5 | 52.46% | 0% | 0% | 2 | 0% | 0% | 0% | 1
238 | Otay Mesa | Greater_SD | 0 | 0 | 0 | 0% | 0% | 1 |  |  |  |  | 0% | [5 empty] | 0% | 0% | 0% | 1 | 20.51% | 0% | 0% | 1 | 75.82% | 0% | 0% | 3 | 94.23% | 0% | 0% | 4 | 94.23% | 0% | 0% | 4 | 1.312% | 0% | 0% | 1 | 18.8% | 0% | 0% | 1 | 0% | 0% | 1 |  |  |  |  | 0% | [5 empty] | 0% | 0% | 0% | 1 | 12.1% | 0% | 0% | 1 | 60.24% | 0% | 0% | 2 | 91.31% | 0% | 0% | 4 | 91.31% | 0% | 0% | 4 | 8.457% | 0% | 0% | 1 | 10.42% | 0% | 0% | 1 | 0% | 0% | 1 |  |  |  |  | 0% | [5 empty] | 0% | 0% | 0% | 1 | 6.921% | 0% | 0% | 1 | 32.45% | 0% | 0% | 1 | 67.93% | 0% | 0% | 2 | 68.62% | 0% | 0% | 2 | 4.354% | 0% | 0% | 1 | 8.138% | 0% | 0% | 1 | 0% | 0% | 1 |  |  |  |  | 0% | [5 empty] | 0% | 2.757% | 2.757% | 2 | 6.467% | 0% | 0% | 1 | 33.57% | 0% | 0% | 1 | 61.3% | 0% | 0% | 2 | 65.14% | 0% | 0% | 2 | 6.085% | 0% | 0% | 1 | 6.423% | 0% | 0% | 1
239 | Redondo | Greater_LA | 0 | 0 | 0 | 0% | 0% | 1 |  |  |  |  | 0% | [5 empty] | 0% | 0% | 0% | 1 | 0% | 0% | 0% | 1 | 44.65% | 0% | 0% | 1 | 81.59% | 0% | 0% | 3 | 81.59% | 0% | 0% | 3 | 0% | 0% | 0% | 1 | 0% | 0% | 0% | 1 | 0% | 0% | 1 |  |  |  |  | 0% | [5 empty] | 0% | 0% | 0% | 1 | 0% | 0% | 0% | 1 | 9.16% | 0% | 0% | 1 | 49% | 0% | 0% | 1 | 49% | 0% | 0% | 1 | 0% | 0% | 0% | 1 | 0% | 0% | 0% | 1 | 0% | 0% | 1 |  |  |  |  | 0% | [5 empty] | 0.01975% | 0% | 0.01975% | 1 | 0% | 0% | 0% | 1 | 16.5% | 0% | 0% | 1 | 53.76% | 0% | 0% | 2 | 53.76% | 0% | 0% | 2 | 0% | 0% | 0% | 1 | 0.4901% | 0% | 0% | 1 | 0% | 0% | 1 |  |  |  |  | 0% | [5 empty] | 0.01737% | 0% | 0.01737% | 1 | 0.5658% | 0% | 0% | 1 | 21.18% | 0% | 0% | 1 | 55.98% | 0% | 0% | 2 | 56.55% | 0% | 0% | 2 | 0% | 0% | 0% | 1 | 2.509% | 0% | 0% | 1
240 | Arkansas | Greater_Imperial (Exclude) | 0 | 0 | 0 | 0% | 0% | 1 |  |  |  |  | 0.1916% | [5 empty] | 0% | 0% | 0% | 1 | 62.98% | 0% | 0% | 2 | 34.78% | 0% | 0% | 1 | 77.01% | 0% | 0% | 3 | 80.78% | 0% | 0% | 3 | 72.63% | 0% | 0% | 3 | 31.4% | 0% | 0% | 1 | 0% | 0% | 1 |  |  |  |  | 0.03785% | [5 empty] | 0% | 0% | 0% | 1 | 30.29% | 0% | 0% | 1 | 15.95% | 0% | 0% | 1 | 36.28% | 0% | 0% | 1 | 53.01% | 0% | 0% | 2 | 49.39% | 0% | 0% | 1 | 8.972% | 0% | 0% | 1 | 0% | 0% | 1 |  |  |  |  | 0.04519% | [5 empty] | 0% | 0% | 0% | 1 | 20.62% | 0% | 0% | 1 | 7.857% | 0% | 0% | 1 | 15.91% | 0% | 0% | 1 | 32.88% | 0% | 0% | 1 | 51.38% | 0% | 0% | 2 | 3.676% | 0% | 0% | 1 | 0% | 0% | 1 |  |  |  |  | 0.05568% | [5 empty] | 0% | 0% | 0% | 1 | 21.93% | 0% | 0% | 1 | 4.765% | 0% | 0% | 1 | 9.812% | 0% | 0% | 1 | 29.97% | 0% | 0% | 1 | 56.86% | 0% | 0% | 2 | 2.637% | 0% | 0% | 1
241 | California Water | Central_Valley_North_Los_Banos | 0 | 0 | 0 | 0% | 0% | 1 |  |  |  |  | 0% | [5 empty] | 0% | 0% | 0% | 1 | 0% | 0% | 0% | 1 | 0% | 0% | 0% | 1 | 0% | 0% | 0% | 1 | 0% | 0% | 0% | 1 | 0% | 0% | 0% | 1 | 0% | 0% | 0% | 1 | 0% | 0% | 1 |  |  |  |  | 0% | [5 empty] | 0% | 0% | 0% | 1 | 0% | 0% | 0% | 1 | 0% | 0% | 0% | 1 | 0% | 0% | 0% | 1 | 0% | 0% | 0% | 1 | 0% | 0% | 0% | 1 | 0% | 0% | 0% | 1 | 0% | 0% | 1 |  |  |  |  | 0% | [5 empty] | 0% | 100% | 100% | 5 | 46.09% | 0% | 0% | 1 | 53.61% | 0% | 0% | 2 | 65.31% | 0% | 0% | 2 | 85.07% | 0% | 0% | 3 | 92.66% | 0% | 0% | 4 | 2.018% | 0% | 0% | 1 | 0% | 0% | 1 |  |  |  |  | 0% | [5 empty] | 7.848% | 92.15% | 99.99% | 5 | 27.53% | 0% | 0% | 1 | 16.28% | 0% | 0% | 1 | 51.82% | 0% | 0% | 2 | 69.24% | 0% | 0% | 2 | 70.46% | 0% | 0% | 3 | 0.6051% | 0% | 0% | 1
242 | Grimway | Central_Valley_North_Los_Banos | 0 | 0 | 0 | 0% | 0% | 1 |  |  |  |  | 0% | [5 empty] | 0% | 0% | 0% | 1 | 0% | 0% | 0% | 1 | 0% | 0% | 0% | 1 | 0% | 0% | 0% | 1 | 0% | 0% | 0% | 1 | 0% | 0% | 0% | 1 | 0% | 0% | 0% | 1 | 0% | 0% | 1 |  |  |  |  | 0% | [5 empty] | 97.81% | 2.19% | 100% | 5 | 100% | 0% | 0% | 5 | 0% | 0% | 0% | 1 | 0% | 0% | 0% | 1 | 100% | 0% | 0% | 5 | 20.01% | 0% | 0% | 1 | 0% | 0% | 0% | 1 | 0% | 0% | 1 |  |  |  |  | 0% | [5 empty] | 18.94% | 81.06% | 100% | 5 | 55.98% | 0% | 0% | 2 | 3.035% | 0% | 0% | 1 | 9.045% | 0% | 0% | 1 | 55.98% | 0% | 0% | 2 | 86.73% | 0% | 0% | 3 | 0% | 0% | 0% | 1 | 0% | 0% | 1 |  |  |  |  | 0.0001787% | [5 empty] | 53.95% | 35.49% | 89.44% | 5 | 73% | 0% | 0% | 3 | 38.14% | 0% | 0% | 1 | 53.66% | 0% | 0% | 2 | 87.94% | 0% | 0% | 3 | 70.48% | 0% | 0% | 3 | 1.607% | 0% | 0% | 1
243 | Viejo | Greater_LA | 0 | 0 | 0 | 0% | 0% | 1 |  |  |  |  | 0% | [5 empty] | 0% | 0% | 0% | 1 | 0% | 0% | 0% | 1 | 0% | 0% | 0% | 1 | 0% | 0% | 0% | 1 | 0% | 0% | 0% | 1 | 0% | 0% | 0% | 1 | 0% | 0% | 0% | 1 | 0% | 0% | 1 |  |  |  |  | 0% | [5 empty] | 0% | 0% | 0% | 1 | 7.687% | 0% | 0% | 1 | 29.55% | 0% | 0% | 1 | 58.49% | 0% | 0% | 2 | 66.17% | 0% | 0% | 2 | 0% | 0% | 0% | 1 | 2.671% | 0% | 0% | 1 | 0% | 0% | 1 |  |  |  |  | 0% | [5 empty] | 0% | 0% | 0% | 1 | 2.657% | 0% | 0% | 1 | 24.1% | 0% | 0% | 1 | 76.13% | 0% | 0% | 3 | 78.79% | 0% | 0% | 3 | 0% | 0% | 0% | 1 | 7.732% | 0% | 0% | 1 | 0% | 0% | 1 |  |  |  |  | 0% | [5 empty] | 0.5272% | 0% | 0.5272% | 1 | 1.719% | 0% | 0% | 1 | 42.19% | 0% | 0% | 1 | 82.4% | 0% | 0% | 3 | 84.11% | 0% | 0% | 3 | 0% | 0% | 0% | 1 | 6.039% | 0% | 0% | 1
244 | Kelso | Solano | -80.8 | -3232 | 10 | 999.9% | 0% | 4 |  |  |  |  | 3.081% | [5 empty] | 92.1% | 0% | 92.1% | 5 | 89.41% | -91.69% | 0% | 3 | 68.95% | -31.25% | 0% | 2 | 85.59% | -67.37% | 0% | 3 | 100% | -1880436% | 0% | 5 | 26.57% | -13.22% | 0% | 1 | 3.722% | -10.08% | 0% | 1 | -3362% | 0% | 1 |  |  |  |  | 2.483% | [5 empty] | 91.81% | 1.822% | 93.63% | 5 | 88.63% | -68.76% | 0% | 3 | 73.22% | -29.2% | 0% | 3 | 86.86% | -59.51% | 0% | 3 | 99.38% | -1252% | 0% | 5 | 34.98% | -12.03% | 0% | 1 | 3.262% | -8.085% | 0% | 1 | -792.8% | 0% | 1 |  |  |  |  | 3.126% | [5 empty] | 83.75% | 2.723% | 86.47% | 5 | 79.98% | -32.9% | 0% | 3 | 73.66% | -25.01% | 0% | 3 | 85.4% | -45.12% | 0% | 3 | 98.3% | -387.3% | 0% | 5 | 34.81% | -10.11% | 0% | 1 | 5.07% | -6.94% | 0% | 1 | -12.8% | 0% | 1 |  |  |  |  | 7.146% | [5 empty] | 62.73% | 3.884% | 66.61% | 3 | 46.7% | -5.08% | 0% | 1 | 49.37% | -5.348% | 0% | 1 | 53.94% | -5.879% | 0% | 2 | 68.28% | -8.537% | 0% | 2 | 20.22% | -3.394% | 0% | 1 | 11.55% | -3.061% | 0% | 1
245 | BlytheSC 161 kV | Riverside (Exclude) | 0 | 0 | 0 | 0% | 0% | 1 |  |  |  |  | 0.0139% | [5 empty] | 0% | 0% | 0% | 1 | 22.03% | 0% | 0% | 1 | 25.67% | 0% | 0% | 1 | 18.52% | 0% | 0% | 1 | 41.19% | 0% | 0% | 1 | 62.92% | 0% | 0% | 2 | 0.2447% | 0% | 0% | 1 | 0% | 0% | 1 |  |  |  |  | 0.007808% | [5 empty] | 0% | 0% | 0% | 1 | 41.3% | 0% | 0% | 1 | 29.51% | 0% | 0% | 1 | 26.23% | 0% | 0% | 1 | 48.85% | 0% | 0% | 1 | 73.17% | 0% | 0% | 3 | 0.2052% | 0% | 0% | 1 | 0% | 0% | 1 |  |  |  |  | 0.004913% | [5 empty] | 0% | 0% | 0% | 1 | 35.78% | 0% | 0% | 1 | 27.58% | 0% | 0% | 1 | 25.43% | 0% | 0% | 1 | 44.75% | 0% | 0% | 1 | 80.57% | 0% | 0% | 3 | 0.1291% | 0% | 0% | 1 | 0% | 0% | 1 |  |  |  |  | 0.004144% | [5 empty] | 0% | 0% | 0% | 1 | 40.48% | 0% | 0% | 1 | 32.06% | 0% | 0% | 1 | 30.1% | 0% | 0% | 1 | 50.72% | 0% | 0% | 2 | 79.52% | 0% | 0% | 3 | 0.1498% | 0% | 0% | 1
246 | Windhub | Tehachapi | 82.65 | 3306 | 10 | 19.56% | 0% | 1 |  |  |  |  | 0% | [5 empty] | 21.25% | 1.455% | 22.71% | 2 | 39% | 9.116% | 0% | 1 | 26.74% | 7.592% | 0% | 1 | 40.44% | 9.338% | 0% | 1 | 66.6% | 16.65% | 0% | 2 | 22.28% | 7.156% | 0% | 1 | 0.4482% | 5.586% | 0% | 1 | 8.701% | 0% | 1 |  |  |  |  | 0.3452% | [5 empty] | 17.77% | 8.094% | 25.86% | 2 | 37% | 4.536% | 0% | 1 | 23.16% | 3.719% | 0% | 1 | 29.91% | 4.077% | 0% | 1 | 60.31% | 7.2% | 0% | 2 | 28.79% | 4.013% | 0% | 1 | 0.5932% | 2.875% | 0% | 1 | 5.306% | 0% | 1 |  |  |  |  | 0.2461% | [5 empty] | 18.76% | 6.997% | 25.76% | 2 | 39.91% | 2.775% | 0% | 1 | 20.83% | 2.106% | 0% | 1 | 27.46% | 2.299% | 0% | 1 | 59.64% | 4.132% | 0% | 2 | 36.24% | 2.616% | 0% | 1 | 0.6898% | 1.679% | 0% | 1 | 3.673% | 0% | 1 |  |  |  |  | 0.6487% | [5 empty] | 20.49% | 9.277% | 29.77% | 2 | 30.95% | 1.391% | 0% | 1 | 33.43% | 1.443% | 0% | 1 | 29.93% | 1.371% | 0% | 1 | 63.34% | 2.621% | 0% | 2 | 36.93% | 1.523% | 0% | 1 | 1.074% | 0.9711% | 0% | 1
247 | Camanche | Solano | 0 | 0 | 0 | 0% | 0% | 1 |  |  |  |  | 0% | [5 empty] | 0% | 0% | 0% | 1 | 0% | 0% | 0% | 1 | 0% | 0% | 0% | 1 | 0% | 0% | 0% | 1 | 0% | 0% | 0% | 1 | 0% | 0% | 0% | 1 | 0% | 0% | 0% | 1 | 0% | 0% | 1 |  |  |  |  | 0% | [5 empty] | 0% | 0% | 0% | 1 | 0% | 0% | 0% | 1 | 0% | 0% | 0% | 1 | 0% | 0% | 0% | 1 | 0% | 0% | 0% | 1 | 0% | 0% | 0% | 1 | 0% | 0% | 0% | 1 | 0% | 0% | 1 |  |  |  |  | 0% | [5 empty] | 0% | 0% | 0% | 1 | 0% | 0% | 0% | 1 | 0% | 0% | 0% | 1 | 0% | 0% | 0% | 1 | 0% | 0% | 0% | 1 | 0% | 0% | 0% | 1 | 0% | 0% | 0% | 1 | 0% | 0% | 1 |  |  |  |  | 0% | [5 empty] | 0% | 0% | 0% | 1 | 0% | 0% | 0% | 1 | 0% | 0% | 0% | 1 | 0% | 0% | 0% | 1 | 0% | 0% | 0% | 1 | 0% | 0% | 0% | 1 | 0% | 0% | 0% | 1
248 | Whirlwind | Tehachapi | 0 | 0 | 10 | 0% | 0% | 1 |  |  |  |  | 0.9536% | [5 empty] | 11.07% | 0.1546% | 11.22% | 2 | 28.73% | 0% | 0% | 1 | 37.47% | 0% | 0% | 1 | 24.18% | 0% | 0% | 1 | 57.73% | 0% | 0% | 2 | 22.96% | 0% | 0% | 1 | 0.3553% | 0% | 0% | 1 | 0% | 0% | 1 |  |  |  |  | 1.132% | [5 empty] | 19.47% | 4.618% | 24.09% | 2 | 28.42% | 0% | 0% | 1 | 39.26% | 0% | 0% | 1 | 30.07% | 0% | 0% | 1 | 61.96% | 0% | 0% | 2 | 26.49% | 0% | 0% | 1 | 1.109% | 0% | 0% | 1 | 0% | 0% | 1 |  |  |  |  | 0.9324% | [5 empty] | 21.44% | 8.552% | 30% | 2 | 29.24% | 0% | 0% | 1 | 37% | 0% | 0% | 1 | 32.92% | 0% | 0% | 1 | 61.29% | 0% | 0% | 2 | 27.64% | 0% | 0% | 1 | 1.248% | 0% | 0% | 1 | 0% | 0% | 1 |  |  |  |  | 0.7254% | [5 empty] | 23.74% | 14.11% | 37.84% | 3 | 33.22% | 0% | 0% | 1 | 33.49% | 0% | 0% | 1 | 30.63% | 0% | 0% | 1 | 61.45% | 0% | 0% | 2 | 33.09% | 0% | 0% | 1 | 1.268% | 0% | 0% | 1
249 | El Casco | Riverside (Exclude) | 0 | 0 | 0 | 0% | 0% | 1 |  |  |  |  | 0% | [5 empty] | 100% | 0% | 100% | 5 | 0% | 0% | 0% | 1 | 0% | 0% | 0% | 1 | 100% | 0% | 0% | 5 | 100% | 0% | 0% | 5 | 0% | 0% | 0% | 1 | 0% | 0% | 0% | 1 | 0% | 0% | 1 |  |  |  |  | 0% | [5 empty] | 22.72% | 73.91% | 96.63% | 5 | 39.84% | 0% | 0% | 1 | 21.03% | 0% | 0% | 1 | 27.98% | 0% | 0% | 1 | 49.36% | 0% | 0% | 1 | 47.57% | 0% | 0% | 1 | 1.019% | 0% | 0% | 1 | 0% | 0% | 1 |  |  |  |  | 0% | [5 empty] | 52.47% | 41.93% | 94.4% | 5 | 33.38% | 0% | 0% | 1 | 42.28% | 0% | 0% | 1 | 56.38% | 0% | 0% | 2 | 61.84% | 0% | 0% | 2 | 51.31% | 0% | 0% | 2 | 0.7244% | 0% | 0% | 1 | 0% | 0% | 1 |  |  |  |  | 0% | [5 empty] | 43.33% | 38.44% | 81.77% | 5 | 40.98% | 0% | 0% | 1 | 45.73% | 0% | 0% | 1 | 71.1% | 0% | 0% | 3 | 83.39% | 0% | 0% | 3 | 51.54% | 0% | 0% | 2 | 0.518% | 0% | 0% | 1
250 | Suncrest | Greater_SD | 0 | 0 | 0 | 0% | 0% | 1 |  |  |  |  | 0% | [5 empty] | 0% | 0% | 0% | 1 | 0% | 0% | 0% | 1 | 0% | 0% | 0% | 1 | 0% | 0% | 0% | 1 | 0% | 0% | 0% | 1 | 0% | 0% | 0% | 1 | 0% | 0% | 0% | 1 | 0% | 0% | 1 |  |  |  |  | 0% | [5 empty] | 3.183% | 95.39% | 98.57% | 5 | 10.13% | 0% | 0% | 1 | 86.12% | 0% | 0% | 3 | 85.44% | 0% | 0% | 3 | 89.73% | 0% | 0% | 3 | 40.4% | 0% | 0% | 1 | 5.589% | 0% | 0% | 1 | 0% | 0% | 1 |  |  |  |  | 0% | [5 empty] | 5.959% | 91.41% | 97.37% | 5 | 10.88% | 0% | 0% | 1 | 34.11% | 0% | 0% | 1 | 50.02% | 0% | 0% | 2 | 50.97% | 0% | 0% | 2 | 51.19% | 0% | 0% | 2 | 2.836% | 0% | 0% | 1 | 0% | 0% | 1 |  |  |  |  | 0% | [5 empty] | 40.4% | 50.43% | 90.83% | 5 | 15.24% | 0% | 0% | 1 | 20.11% | 0% | 0% | 1 | 46.57% | 0% | 0% | 1 | 56.17% | 0% | 0% | 2 | 29.76% | 0% | 0% | 1 | 2.999% | 0% | 0% | 1
251 | Colorado River | Riverside (Exclude) | 0 | 0 | 0 | 0% | 0% | 1 |  |  |  |  | 0.007041% | [5 empty] | 0% | 0% | 0% | 1 | 55.28% | 0% | 0% | 2 | 51.86% | 0% | 0% | 2 | 48.6% | 0% | 0% | 1 | 69.55% | 0% | 0% | 2 | 69.69% | 0% | 0% | 2 | 0.245% | 0% | 0% | 1 | 0% | 0% | 1 |  |  |  |  | 0.004718% | [5 empty] | 0% | 0% | 0% | 1 | 51.5% | 0% | 0% | 2 | 39.45% | 0% | 0% | 1 | 37.34% | 0% | 0% | 1 | 62.88% | 0% | 0% | 2 | 73.77% | 0% | 0% | 3 | 0.217% | 0% | 0% | 1 | 0% | 0% | 1 |  |  |  |  | 0.00456% | [5 empty] | 0% | 0% | 0% | 1 | 44.66% | 0% | 0% | 1 | 31.78% | 0% | 0% | 1 | 29.87% | 0% | 0% | 1 | 52.58% | 0% | 0% | 2 | 77.31% | 0% | 0% | 3 | 0.1649% | 0% | 0% | 1 | 0% | 0% | 1 |  |  |  |  | 0.003465% | [5 empty] | 0% | 0% | 0% | 1 | 42.92% | 0% | 0% | 1 | 27.35% | 0% | 0% | 1 | 25.84% | 0% | 0% | 1 | 51.36% | 0% | 0% | 2 | 76.79% | 0% | 0% | 3 | 0.4463% | 0% | 0% | 1
252 | Redbluff | Riverside (Exclude) | 0 | 0 | 0 | 0% | 0% | 1 |  |  |  |  | 0% | [5 empty] | 0% | 0% | 0% | 1 | 37.52% | 0% | 0% | 1 | 0.139% | 0% | 0% | 1 | 0% | 0% | 0% | 1 | 37.66% | 0% | 0% | 1 | 48.47% | 0% | 0% | 1 | 1.433% | 0% | 0% | 1 | 0% | 0% | 1 |  |  |  |  | 0% | [5 empty] | 0% | 0% | 0% | 1 | 46.36% | 0% | 0% | 1 | 10.68% | 0% | 0% | 1 | 10.52% | 0% | 0% | 1 | 46.55% | 0% | 0% | 1 | 50.91% | 0% | 0% | 2 | 1.151% | 0% | 0% | 1 | 0% | 0% | 1 |  |  |  |  | 0% | [5 empty] | 0% | 0% | 0% | 1 | 39.27% | 0% | 0% | 1 | 25.4% | 0% | 0% | 1 | 15.47% | 0% | 0% | 1 | 52% | 0% | 0% | 2 | 54.04% | 0% | 0% | 2 | 0.9053% | 0% | 0% | 1 | 0% | 0% | 1 |  |  |  |  | 0% | [5 empty] | 0% | 0% | 0% | 1 | 49.86% | 0% | 0% | 1 | 32.35% | 0% | 0% | 1 | 26.34% | 0% | 0% | 1 | 61.16% | 0% | 0% | 2 | 67.87% | 0% | 0% | 2 | 0.7282% | 0% | 0% | 1
253 | Ocotillo | Greater_Imperial | 130 | 5200 | 0 | 270.8% | 17.81% | 5 |  |  |  |  | 0% | [5 empty] | 0% | 0% | 0% | 1 | 37.63% | 41% | 0% | 2 | 16.87% | 30.77% | 0% | 2 | 17.42% | 30.97% | 0% | 2 | 56.65% | 58.99% | 0% | 3 | 46.77% | 48.04% | 0% | 2 | 0% | 25.58% | 0% | 2 | 133.7% | 3.724% | 4 |  |  |  |  | 0% | [5 empty] | 19.48% | 0% | 19.48% | 1 | 20.6% | 16.77% | 0% | 1 | 20.18% | 16.68% | 0% | 1 | 25.72% | 17.93% | 0% | 1 | 48.88% | 26.05% | 0% | 2 | 52.6% | 28.1% | 0% | 2 | 0.5717% | 13.39% | 0% | 1 | 33.36% | 0% | 2 |  |  |  |  | 0.008837% | [5 empty] | 25.67% | 20.83% | 46.49% | 4 | 15.48% | 9.088% | 0% | 1 | 11.84% | 8.712% | 0% | 1 | 24.48% | 10.17% | 0% | 1 | 41.5% | 13.13% | 0% | 1 | 43.57% | 13.61% | 0% | 1 | 2.2% | 7.853% | 0% | 1 | 28.86% | 0% | 2 |  |  |  |  | 0.02833% | [5 empty] | 18.78% | 21.2% | 39.98% | 4 | 12.74% | 6.253% | 0% | 1 | 11.82% | 6.188% | 0% | 1 | 22.08% | 7.002% | 0% | 1 | 36.18% | 8.55% | 0% | 1 | 53.4% | 11.71% | 0% | 2 | 1.756% | 5.554% | 0% | 1
254 | Ivanpah | Southern_NV_Eldorado | 0 | 0 | 0 | 0% | 0% | 1 |  |  |  |  | 0% | [5 empty] | 0% | 0% | 0% | 1 | 87.55% | 0% | 0% | 3 | 78.96% | 0% | 0% | 3 | 11.85% | 0% | 0% | 1 | 99.16% | 0% | 0% | 5 | 16.9% | 0% | 0% | 1 | 0% | 0% | 0% | 1 | 0% | 0% | 1 |  |  |  |  | 0% | [5 empty] | 0% | 0% | 0% | 1 | 87.04% | 0% | 0% | 3 | 79.15% | 0% | 0% | 3 | 12.68% | 0% | 0% | 1 | 99.17% | 0% | 0% | 5 | 17.09% | 0% | 0% | 1 | 0% | 0% | 0% | 1 | 0% | 0% | 1 |  |  |  |  | 0% | [5 empty] | 0% | 0% | 0% | 1 | 61.12% | 0% | 0% | 2 | 58.33% | 0% | 0% | 2 | 11.65% | 0% | 0% | 1 | 72.38% | 0% | 0% | 3 | 33.06% | 0% | 0% | 1 | 0.6221% | 0% | 0% | 1 | 0% | 0% | 1 |  |  |  |  | 0% | [5 empty] | 0% | 0% | 0% | 1 | 28.32% | 0% | 0% | 1 | 41.68% | 0% | 0% | 1 | 16.61% | 0% | 0% | 1 | 54.03% | 0% | 0% | 2 | 62.31% | 0% | 0% | 2 | 0.3966% | 0% | 0% | 1
255 | Alamitos | Greater_LA | 0 | 0 | 0 | 0% | 0% | 1 |  |  |  |  | 0% | [5 empty] | 0% | 0% | 0% | 1 | 0% | 0% | 0% | 1 | 16.21% | 0% | 0% | 1 | 52.22% | 0% | 0% | 2 | 52.22% | 0% | 0% | 2 | 0% | 0% | 0% | 1 | 0.6517% | 0% | 0% | 1 | 0% | 0% | 1 |  |  |  |  | 0% | [5 empty] | 0% | 0% | 0% | 1 | 0% | 0% | 0% | 1 | 15.79% | 0% | 0% | 1 | 59.53% | 0% | 0% | 2 | 59.53% | 0% | 0% | 2 | 0% | 0% | 0% | 1 | 2.591% | 0% | 0% | 1 | 0% | 0% | 1 |  |  |  |  | 0% | [5 empty] | 0% | 0% | 0% | 1 | 0.7701% | 0% | 0% | 1 | 15.74% | 0% | 0% | 1 | 60.5% | 0% | 0% | 2 | 61.27% | 0% | 0% | 2 | 0% | 0% | 0% | 1 | 2.674% | 0% | 0% | 1 | 0% | 0% | 1 |  |  |  |  | 0% | [5 empty] | 0% | 0% | 0% | 1 | 0.7044% | 0% | 0% | 1 | 21.37% | 0% | 0% | 1 | 62.63% | 0% | 0% | 2 | 63.33% | 0% | 0% | 2 | 0% | 0% | 0% | 1 | 2.446% | 0% | 0% | 1
256 | Shilo III | Solano | 0 | 0 | 0 | 0% | 0% | 1 |  |  |  |  | 5.289% | [5 empty] | 65.9% | 0% | 65.9% | 3 | 19.32% | 0% | 0% | 1 | 36.41% | 0% | 0% | 1 | 34.7% | 0% | 0% | 1 | 52.56% | 0% | 0% | 2 | 4.883% | 0% | 0% | 1 | 28.07% | 0% | 0% | 1 | 0% | 0% | 1 |  |  |  |  | 18.73% | [5 empty] | 47.77% | 0% | 47.77% | 2 | 15% | 0% | 0% | 1 | 35.19% | 0% | 0% | 1 | 33.37% | 0% | 0% | 1 | 47.89% | 0% | 0% | 1 | 3.487% | 0% | 0% | 1 | 23.74% | 0% | 0% | 1 | 0% | 0% | 1 |  |  |  |  | 20.56% | [5 empty] | 49.35% | 0% | 49.35% | 2 | 19.21% | 0% | 0% | 1 | 31.65% | 0% | 0% | 1 | 31.48% | 0% | 0% | 1 | 48.53% | 0% | 0% | 1 | 7.619% | 0% | 0% | 1 | 20.84% | 0% | 0% | 1 | 0% | 0% | 1 |  |  |  |  | 18.32% | [5 empty] | 54.14% | 0.05738% | 54.2% | 3 | 27.33% | 0% | 0% | 1 | 31.76% | 0% | 0% | 1 | 32.61% | 0% | 0% | 1 | 54.64% | 0% | 0% | 2 | 13% | 0% | 0% | 1 | 18.29% | 0% | 0% | 1
257 | ECO | Greater_Imperial | 0 | 0 | 0 | 0% | 0% | 1 |  |  |  |  | 0% | [5 empty] | 44.93% | 0% | 44.93% | 2 | 10.7% | 0% | 0% | 1 | 40.49% | 0% | 0% | 1 | 46.64% | 0% | 0% | 1 | 63.12% | 0% | 0% | 2 | 26.71% | 0% | 0% | 1 | 1.097% | 0% | 0% | 1 | 0% | 0% | 1 |  |  |  |  | 0% | [5 empty] | 36.26% | 19.94% | 56.2% | 3 | 21.11% | 0% | 0% | 1 | 16.6% | 0% | 0% | 1 | 34.18% | 0% | 0% | 1 | 57.39% | 0% | 0% | 2 | 28.13% | 0% | 0% | 1 | 0.9493% | 0% | 0% | 1 | 0% | 0% | 1 |  |  |  |  | 0% | [5 empty] | 29.75% | 24.59% | 54.35% | 4 | 17.95% | 0% | 0% | 1 | 13.55% | 0% | 0% | 1 | 28.11% | 0% | 0% | 1 | 47.79% | 0% | 0% | 1 | 36.19% | 0% | 0% | 1 | 0.8421% | 0% | 0% | 1 | 0% | 0% | 1 |  |  |  |  | 0.01935% | [5 empty] | 22.86% | 25.75% | 48.62% | 4 | 13.4% | 0% | 0% | 1 | 13.87% | 0% | 0% | 1 | 26.58% | 0% | 0% | 1 | 41.44% | 0% | 0% | 1 | 47.15% | 0% | 0% | 1 | 1.973% | 0% | 0% | 1
258 | IID System | Greater_Imperial (Exclude) | 0 | 0 | 0 | 0% | 0% | 1 |  |  |  |  | 0% | [5 empty] | 0% | 0% | 0% | 1 | 0% | 0% | 0% | 1 | 14.99% | 0% | 0% | 1 | 23.98% | 0% | 0% | 1 | 23.98% | 0% | 0% | 1 | 0.8372% | 0% | 0% | 1 | 1.42% | 0% | 0% | 1 | 0% | 0% | 1 |  |  |  |  | 0.05049% | [5 empty] | 0% | 0% | 0% | 1 | 5.232% | 0% | 0% | 1 | 13% | 0% | 0% | 1 | 26.31% | 0% | 0% | 1 | 26.31% | 0% | 0% | 1 | 24.92% | 0% | 0% | 1 | 5.36% | 0% | 0% | 1 | 0% | 0% | 1 |  |  |  |  | 0.06355% | [5 empty] | 0% | 0% | 0% | 1 | 8.269% | 0% | 0% | 1 | 8.233% | 0% | 0% | 1 | 16.68% | 0% | 0% | 1 | 21.88% | 0% | 0% | 1 | 46.14% | 0% | 0% | 1 | 3.929% | 0% | 0% | 1 | 0% | 0% | 1 |  |  |  |  | 0.05399% | [5 empty] | 0% | 0% | 0% | 1 | 13.72% | 0% | 0% | 1 | 5.44% | 0% | 0% | 1 | 9.516% | 0% | 0% | 1 | 22.33% | 0% | 0% | 1 | 63.42% | 0% | 0% | 2 | 4.046% | 0% | 0% | 1
259 | Sonora | Greater_Imperial (Exclude) | 0 | 0 | 0 | 0% | 0% | 1 |  |  |  |  | 0.1378% | [5 empty] | 0% | 0% | 0% | 1 | 65.93% | 0% | 0% | 2 | 31.57% | 0% | 0% | 1 | 61.95% | 0% | 0% | 2 | 85.28% | 0% | 0% | 3 | 73.98% | 0% | 0% | 3 | 25.79% | 0% | 0% | 1 | 0% | 0% | 1 |  |  |  |  | 0.03864% | [5 empty] | 0% | 0% | 0% | 1 | 25.59% | 0% | 0% | 1 | 22.02% | 0% | 0% | 1 | 42.77% | 0% | 0% | 1 | 54.52% | 0% | 0% | 2 | 36.85% | 0% | 0% | 1 | 9.094% | 0% | 0% | 1 | 0% | 0% | 1 |  |  |  |  | 0.02292% | [5 empty] | 0% | 0% | 0% | 1 | 19.5% | 0% | 0% | 1 | 8.713% | 0% | 0% | 1 | 18.17% | 0% | 0% | 1 | 33.62% | 0% | 0% | 1 | 51.49% | 0% | 0% | 2 | 3.337% | 0% | 0% | 1 | 0% | 0% | 1 |  |  |  |  | 0.05187% | [5 empty] | 0% | 0% | 0% | 1 | 23.82% | 0% | 0% | 1 | 4.966% | 0% | 0% | 1 | 10.22% | 0% | 0% | 1 | 32.2% | 0% | 0% | 1 | 54.97% | 0% | 0% | 2 | 2.633% | 0% | 0% | 1
260 | Caliente | Kern_Greater_Carrizo | 0 | 0 | 10 | 0% | 0% | 1 |  |  |  |  | 0% | [5 empty] | 71.54% | 0% | 71.54% | 3 | 65.17% | 0% | 0% | 2 | 0% | 0% | 0% | 1 | 23.93% | 0% | 0% | 1 | 65.17% | 0% | 0% | 2 | 57.77% | 0% | 0% | 2 | 0% | 0% | 0% | 1 | 0% | 0% | 1 |  |  |  |  | 0% | [5 empty] | 59.08% | 0% | 59.08% | 3 | 74.48% | 0% | 0% | 3 | 0% | 0% | 0% | 1 | 15.05% | 0% | 0% | 1 | 74.48% | 0% | 0% | 3 | 59.32% | 0% | 0% | 2 | 0% | 0% | 0% | 1 | 0% | 0% | 1 |  |  |  |  | 0% | [5 empty] | 35.3% | 34.97% | 70.28% | 5 | 57.95% | 0% | 0% | 2 | 0.4668% | 0% | 0% | 1 | 7.458% | 0% | 0% | 1 | 58.42% | 0% | 0% | 2 | 65.94% | 0% | 0% | 2 | 0.1885% | 0% | 0% | 1 | 0% | 0% | 1 |  |  |  |  | 0% | [5 empty] | 40.73% | 50.3% | 91.03% | 5 | 36.98% | 0% | 0% | 1 | 2.775% | 0% | 0% | 1 | 14.07% | 0% | 0% | 1 | 46.71% | 0% | 0% | 1 | 67.94% | 0% | 0% | 2 | 0.8531% | 0% | 0% | 1
261 | Regulus | Central_Valley_North_Los_Banos | 0 | 0 | 0 | 0% | 0% | 1 |  |  |  |  | 0% | [5 empty] | 0% | 0% | 0% | 1 | 0% | 0% | 0% | 1 | 0% | 0% | 0% | 1 | 0% | 0% | 0% | 1 | 0% | 0% | 0% | 1 | 0% | 0% | 0% | 1 | 0% | 0% | 0% | 1 | 0% | 0% | 1 |  |  |  |  | 0% | [5 empty] | 100% | 0% | 100% | 5 | 100% | 0% | 0% | 5 | 0% | 0% | 0% | 1 | 0% | 0% | 0% | 1 | 100% | 0% | 0% | 5 | 0% | 0% | 0% | 1 | 0% | 0% | 0% | 1 | 0% | 0% | 1 |  |  |  |  | 0% | [5 empty] | 17.13% | 82.87% | 100% | 5 | 52.4% | 0% | 0% | 2 | 41.36% | 0% | 0% | 1 | 47.01% | 0% | 0% | 1 | 87.37% | 0% | 0% | 3 | 87.52% | 0% | 0% | 3 | 0.1389% | 0% | 0% | 1 | 0% | 0% | 1 |  |  |  |  | 0.0003552% | [5 empty] | 39.85% | 59.99% | 99.83% | 5 | 59.97% | 0% | 0% | 2 | 17.5% | 0% | 0% | 1 | 46.18% | 0% | 0% | 1 | 76.85% | 0% | 0% | 3 | 76.79% | 0% | 0% | 3 | 0.9207% | 0% | 0% | 1
262 | Geysers | Mendocino_Marin | 0 | 0 | 0 | 0% | 0% | 1 |  |  |  |  | 0% | [5 empty] | 54.44% | 29.82% | 84.26% | 5 | 91.54% | 0% | 0% | 4 | 62.38% | 0% | 0% | 2 | 80.77% | 0% | 0% | 3 | 100% | 0% | 0% | 5 | 41.16% | 0% | 0% | 1 | 0.003375% | 0% | 0% | 1 | 0% | 0% | 1 |  |  |  |  | 0.1203% | [5 empty] | 46.22% | 41.33% | 87.54% | 5 | 92.63% | 0% | 0% | 4 | 50.13% | 0% | 0% | 2 | 68.35% | 0% | 0% | 2 | 100% | 0% | 0% | 5 | 36.39% | 0% | 0% | 1 | 0.1096% | 0% | 0% | 1 | 0% | 0% | 1 |  |  |  |  | 0.1819% | [5 empty] | 27.45% | 57.3% | 84.76% | 5 | 90.13% | 0% | 0% | 4 | 36.96% | 0% | 0% | 1 | 76.09% | 0% | 0% | 3 | 97.51% | 0% | 0% | 5 | 49.16% | 0% | 0% | 1 | 0.9766% | 0% | 0% | 1 | 0% | 0% | 1 |  |  |  |  | 0.09218% | [5 empty] | 33.12% | 54.42% | 87.54% | 5 | 69.62% | 0% | 0% | 2 | 25.02% | 0% | 0% | 1 | 48.19% | 0% | 0% | 1 | 81.77% | 0% | 0% | 3 | 73.61% | 0% | 0% | 3 | 0.7284% | 0% | 0% | 1
263 | Solar SS | Kern_Greater_Carrizo | 0 | 0 | 0 | 0% | 0% | 1 |  |  |  |  | 0% | [5 empty] | 62.73% | 0% | 62.73% | 3 | 82.81% | 0% | 0% | 3 | 0% | 0% | 0% | 1 | 17.29% | 0% | 0% | 1 | 82.81% | 0% | 0% | 3 | 57.39% | 0% | 0% | 2 | 0% | 0% | 0% | 1 | 0% | 0% | 1 |  |  |  |  | 0% | [5 empty] | 35.85% | 33.19% | 69.03% | 5 | 56.6% | 0% | 0% | 2 | 0.3775% | 0% | 0% | 1 | 7.662% | 0% | 0% | 1 | 56.97% | 0% | 0% | 2 | 64.61% | 0% | 0% | 2 | 0.2071% | 0% | 0% | 1 | 0% | 0% | 1 |  |  |  |  | 0% | [5 empty] | 52.61% | 31.49% | 84.11% | 5 | 58.8% | 0% | 0% | 2 | 2.212% | 0% | 0% | 1 | 16.54% | 0% | 0% | 1 | 67.2% | 0% | 0% | 2 | 64.91% | 0% | 0% | 2 | 0.3478% | 0% | 0% | 1 | 0% | 0% | 1 |  |  |  |  | 0% | [5 empty] | 47.78% | 44.37% | 92.15% | 5 | 40.77% | 0% | 0% | 1 | 3.903% | 0% | 0% | 1 | 16.34% | 0% | 0% | 1 | 49.55% | 0% | 0% | 1 | 70.19% | 0% | 0% | 3 | 0.8611% | 0% | 0% | 1
264 | Olive | Central_Valley_North_Los_Banos | 0 | 0 | 0 | 0% | 0% | 1 |  |  |  |  | 0% | [5 empty] | 0% | 0% | 0% | 1 | 0% | 0% | 0% | 1 | 0% | 0% | 0% | 1 | 0% | 0% | 0% | 1 | 0% | 0% | 0% | 1 | 0% | 0% | 0% | 1 | 0% | 0% | 0% | 1 | 0% | 0% | 1 |  |  |  |  | 0% | [5 empty] | 0% | 0% | 0% | 1 | 0% | 0% | 0% | 1 | 0% | 0% | 0% | 1 | 0% | 0% | 0% | 1 | 0% | 0% | 0% | 1 | 0% | 0% | 0% | 1 | 0% | 0% | 0% | 1 | 0% | 0% | 1 |  |  |  |  | 0% | [5 empty] | 0% | 0% | 0% | 1 | 0% | 0% | 0% | 1 | 0% | 0% | 0% | 1 | 0% | 0% | 0% | 1 | 0% | 0% | 0% | 1 | 0% | 0% | 0% | 1 | 0% | 0% | 0% | 1 | 0% | 0% | 1 |  |  |  |  | 0% | [5 empty] | 0% | 0% | 0% | 1 | 0% | 0% | 0% | 1 | 0% | 0% | 0% | 1 | 0% | 0% | 0% | 1 | 0% | 0% | 0% | 1 | 0% | 0% | 0% | 1 | 0% | 0% | 0% | 1
265 | 7th Standard | Central_Valley_North_Los_Banos | 0 | 0 | 0 | 0% | 0% | 1 |  |  |  |  | 0% | [5 empty] | 0% | 0% | 0% | 1 | 0% | 0% | 0% | 1 | 0% | 0% | 0% | 1 | 0% | 0% | 0% | 1 | 0% | 0% | 0% | 1 | 0% | 0% | 0% | 1 | 0% | 0% | 0% | 1 | 0% | 0% | 1 |  |  |  |  | 0% | [5 empty] | 0% | 0% | 0% | 1 | 0% | 0% | 0% | 1 | 0% | 0% | 0% | 1 | 0% | 0% | 0% | 1 | 0% | 0% | 0% | 1 | 0% | 0% | 0% | 1 | 0% | 0% | 0% | 1 | 0% | 0% | 1 |  |  |  |  | 0% | [5 empty] | 0% | 0% | 0% | 1 | 0% | 0% | 0% | 1 | 0% | 0% | 0% | 1 | 0% | 0% | 0% | 1 | 0% | 0% | 0% | 1 | 0% | 0% | 0% | 1 | 0% | 0% | 0% | 1 | 0% | 0% | 1 |  |  |  |  | 0% | [5 empty] | 0% | 100% | 100% | 5 | 57.52% | 0% | 0% | 2 | 14.29% | 0% | 0% | 1 | 56.36% | 0% | 0% | 2 | 61.88% | 0% | 0% | 2 | 88.08% | 0% | 0% | 3 | 0.03479% | 0% | 0% | 1
266 | Delevan | Northern_California | 0 | 0 | 0 | 0% | 0% | 1 |  |  |  |  | 0% | [5 empty] | 12.75% | 87.25% | 100% | 5 | 1.974% | 0% | 0% | 1 | 10.74% | 0% | 0% | 1 | 21.39% | 0% | 0% | 1 | 23.37% | 0% | 0% | 1 | 100% | 0% | 0% | 5 | 0% | 0% | 0% | 1 | 0% | 0% | 1 |  |  |  |  | 0% | [5 empty] | 10.12% | 89.88% | 100% | 5 | 50.42% | 0% | 0% | 2 | 4.922% | 0% | 0% | 1 | 11.37% | 0% | 0% | 1 | 61.44% | 0% | 0% | 2 | 100% | 0% | 0% | 5 | 0.003627% | 0% | 0% | 1 | 0% | 0% | 1 |  |  |  |  | 0% | [5 empty] | 3.068% | 96.88% | 99.95% | 5 | 31.24% | 0% | 0% | 1 | 33.15% | 0% | 0% | 1 | 58.67% | 0% | 0% | 2 | 84.46% | 0% | 0% | 3 | 97.96% | 0% | 0% | 5 | 0.5678% | 0% | 0% | 1 | 0% | 0% | 1 |  |  |  |  | 0% | [5 empty] | 20.53% | 67.49% | 88.01% | 5 | 32.7% | 0% | 0% | 1 | 22.42% | 0% | 0% | 1 | 31.56% | 0% | 0% | 1 | 52.69% | 0% | 0% | 2 | 87.36% | 0% | 0% | 3 | 0.4324% | 0% | 0% | 1
267 | Mustang | Central_Valley_North_Los_Banos | 0 | 0 | 0 | 0% | 0% | 1 |  |  |  |  | 0% | [5 empty] | 0% | 0% | 0% | 1 | 0% | 0% | 0% | 1 | 0% | 0% | 0% | 1 | 0% | 0% | 0% | 1 | 0% | 0% | 0% | 1 | 0% | 0% | 0% | 1 | 0% | 0% | 0% | 1 | 0% | 0% | 1 |  |  |  |  | 0% | [5 empty] | 0% | 0% | 0% | 1 | 0% | 0% | 0% | 1 | 0% | 0% | 0% | 1 | 0% | 0% | 0% | 1 | 0% | 0% | 0% | 1 | 0% | 0% | 0% | 1 | 0% | 0% | 0% | 1 | 0% | 0% | 1 |  |  |  |  | 0% | [5 empty] | 0% | 0% | 0% | 1 | 0% | 0% | 0% | 1 | 0% | 0% | 0% | 1 | 0% | 0% | 0% | 1 | 0% | 0% | 0% | 1 | 0% | 0% | 0% | 1 | 0% | 0% | 0% | 1 | 0% | 0% | 1 |  |  |  |  | 0% | [5 empty] | 77.02% | 18.59% | 95.6% | 5 | 95.2% | 0% | 0% | 5 | 0% | 0% | 0% | 1 | 6.568% | 0% | 0% | 1 | 95.2% | 0% | 0% | 5 | 82.47% | 0% | 0% | 3 | 0% | 0% | 0% | 1
268 | Tranquility | Central_Valley_North_Los_Banos | 0 | 0 | 0 | 0% | 0% | 1 |  |  |  |  | 0% | [5 empty] | 0% | 0% | 0% | 1 | 0% | 0% | 0% | 1 | 0% | 0% | 0% | 1 | 0% | 0% | 0% | 1 | 0% | 0% | 0% | 1 | 0% | 0% | 0% | 1 | 0% | 0% | 0% | 1 | 0% | 0% | 1 |  |  |  |  | 0% | [5 empty] | 0% | 0% | 0% | 1 | 0% | 0% | 0% | 1 | 0% | 0% | 0% | 1 | 0% | 0% | 0% | 1 | 0% | 0% | 0% | 1 | 0% | 0% | 0% | 1 | 0% | 0% | 0% | 1 | 0% | 0% | 1 |  |  |  |  | 0% | [5 empty] | 0% | 100% | 100% | 5 | 100% | 0% | 0% | 5 | 0% | 0% | 0% | 1 | 0% | 0% | 0% | 1 | 100% | 0% | 0% | 5 | 100% | 0% | 0% | 5 | 0% | 0% | 0% | 1 | 0% | 0% | 1 |  |  |  |  | 0% | [5 empty] | 28.38% | 69.27% | 97.65% | 5 | 89.76% | 0% | 0% | 3 | 10.24% | 0% | 0% | 1 | 13.76% | 0% | 0% | 1 | 100% | 0% | 0% | 5 | 90.62% | 0% | 0% | 4 | 0% | 0% | 0% | 1
269 | Calcite | Greater_Kramer | 0 | 0 | 0 | 0% | 0% | 1 |  |  |  |  | 0% | [5 empty] | 2.505e-05% | 0% | 2.505e-05% | 1 | 64.35% | 0% | 0% | 2 | 48.85% | 0% | 0% | 1 | 33.62% | 0% | 0% | 1 | 88.47% | 0% | 0% | 3 | 38.94% | 0% | 0% | 1 | 0.003463% | 0% | 0% | 1 | 0% | 0% | 1 |  |  |  |  | 0% | [5 empty] | 5.988% | 4.996% | 10.98% | 2 | 42.26% | 0% | 0% | 1 | 33.25% | 0% | 0% | 1 | 32.73% | 0% | 0% | 1 | 66.77% | 0% | 0% | 2 | 52.89% | 0% | 0% | 2 | 0.1066% | 0% | 0% | 1 | 0% | 0% | 1 |  |  |  |  | 0% | [5 empty] | 4.676% | 5.331% | 10.01% | 2 | 25.05% | 0% | 0% | 1 | 20.75% | 0% | 0% | 1 | 22.94% | 0% | 0% | 1 | 44.17% | 0% | 0% | 1 | 70.64% | 0% | 0% | 3 | 0.0541% | 0% | 0% | 1 | 0% | 0% | 1 |  |  |  |  | 0.2222% | [5 empty] | 4.866% | 3.814% | 8.68% | 2 | 36.62% | 0% | 0% | 1 | 19.4% | 0% | 0% | 1 | 18.47% | 0% | 0% | 1 | 48.27% | 0% | 0% | 1 | 62.71% | 0% | 0% | 2 | 0.7928% | 0% | 0% | 1
270 | Trout Canyon (fka Crazy Eyes) | Southern_NV_Eldorado | 0 | 0 | 0 | 0% | 0% | 1 |  |  |  |  | 0% | [5 empty] | 0% | 0% | 0% | 1 | 0% | 0% | 0% | 1 | 0% | 0% | 0% | 1 | 0% | 0% | 0% | 1 | 0% | 0% | 0% | 1 | 0% | 0% | 0% | 1 | 0% | 0% | 0% | 1 | 0% | 0% | 1 |  |  |  |  | 0% | [5 empty] | 0% | 0% | 0% | 1 | 23.79% | 0% | 0% | 1 | 0.388% | 0% | 0% | 1 | 38.19% | 0% | 0% | 1 | 50.58% | 0% | 0% | 2 | 85.18% | 0% | 0% | 3 | 0% | 0% | 0% | 1 | 0% | 0% | 1 |  |  |  |  | 0% | [5 empty] | 0% | 0% | 0% | 1 | 19.49% | 0% | 0% | 1 | 0.3178% | 0% | 0% | 1 | 38.89% | 0% | 0% | 1 | 49.05% | 0% | 0% | 1 | 82.13% | 0% | 0% | 3 | 0.1219% | 0% | 0% | 1 | 0% | 0% | 1 |  |  |  |  | 0% | [5 empty] | 3.755% | 0% | 3.755% | 1 | 13.71% | 0% | 0% | 1 | 3.662% | 0% | 0% | 1 | 36% | 0% | 0% | 1 | 43.14% | 0% | 0% | 1 | 67.61% | 0% | 0% | 2 | 0.757% | 0% | 0% | 1
271 | Delaney | Arizona | 0 | 0 | 0 | 0% | 0% | 1 |  |  |  |  | 0% | [5 empty] | 0% | 0% | 0% | 1 | 0% | 0% | 0% | 1 | 0% | 0% | 0% | 1 | 0% | 0% | 0% | 1 | 0% | 0% | 0% | 1 | 0% | 0% | 0% | 1 | 0% | 0% | 0% | 1 | 0% | 0% | 1 |  |  |  |  | 0% | [5 empty] | 0% | 0% | 0% | 1 | 0% | 0% | 0% | 1 | 0% | 0% | 0% | 1 | 0% | 0% | 0% | 1 | 0% | 0% | 0% | 1 | 0% | 0% | 0% | 1 | 0% | 0% | 0% | 1 | 0% | 0% | 1 |  |  |  |  | 0% | [5 empty] | 0% | 0% | 0% | 1 | 0% | 0% | 0% | 1 | 0% | 0% | 0% | 1 | 0% | 0% | 0% | 1 | 0% | 0% | 0% | 1 | 0% | 0% | 0% | 1 | 0% | 0% | 0% | 1 | 0% | 0% | 1 |  |  |  |  | 0% | [5 empty] | 0% | 0% | 0% | 1 | 0% | 0% | 0% | 1 | 0% | 0% | 0% | 1 | 0% | 0% | 0% | 1 | 0% | 0% | 0% | 1 | 0% | 0% | 0% | 1 | 0% | 0% | 0% | 1
272 | Desert View | Southern_NV_Eldorado | 0 | 0 | 0 | 0% | 0% | 1 |  |  |  |  | 0% | [5 empty] | 25.68% | 0% | 25.68% | 2 | 0% | 0% | 0% | 1 | 0% | 0% | 0% | 1 | 0% | 0% | 0% | 1 | 0% | 0% | 0% | 1 | 0% | 0% | 0% | 1 | 0% | 0% | 0% | 1 | 0% | 0% | 1 |  |  |  |  | 0% | [5 empty] | 25.68% | 0% | 25.68% | 2 | 0% | 0% | 0% | 1 | 0% | 0% | 0% | 1 | 0% | 0% | 0% | 1 | 0% | 0% | 0% | 1 | 0% | 0% | 0% | 1 | 0% | 0% | 0% | 1 | 0% | 0% | 1 |  |  |  |  | 0% | [5 empty] | 25.68% | 0% | 25.68% | 2 | 0% | 0% | 0% | 1 | 0% | 0% | 0% | 1 | 0% | 0% | 0% | 1 | 0% | 0% | 0% | 1 | 0% | 0% | 0% | 1 | 0% | 0% | 0% | 1 | 0% | 0% | 1 |  |  |  |  | 0% | [5 empty] | 25.68% | 0% | 25.68% | 2 | 0% | 0% | 0% | 1 | 0% | 0% | 0% | 1 | 0% | 0% | 0% | 1 | 0% | 0% | 0% | 1 | 0% | 0% | 0% | 1 | 0% | 0% | 0% | 1
273 | Carpenter Canyon (fka Gamebird) | Southern_NV_Eldorado | 0 | 0 | 0 | 0% | 0% | 1 |  |  |  |  | 0% | [5 empty] | 0% | 0% | 0% | 1 | 35.9% | 0% | 0% | 1 | 1.121% | 0% | 0% | 1 | 11.28% | 0% | 0% | 1 | 37.02% | 0% | 0% | 1 | 96.19% | 0% | 0% | 5 | 0% | 0% | 0% | 1 | 0% | 0% | 1 |  |  |  |  | 0% | [5 empty] | 0% | 0% | 0% | 1 | 21.68% | 0% | 0% | 1 | 4.513% | 0% | 0% | 1 | 42.3% | 0% | 0% | 1 | 53.59% | 0% | 0% | 2 | 80.74% | 0% | 0% | 3 | 0.773% | 0% | 0% | 1 | 0% | 0% | 1 |  |  |  |  | 0% | [5 empty] | 0% | 0% | 0% | 1 | 19.41% | 0% | 0% | 1 | 4.041% | 0% | 0% | 1 | 47.32% | 0% | 0% | 1 | 57.43% | 0% | 0% | 2 | 79.71% | 0% | 0% | 3 | 0.6922% | 0% | 0% | 1 | 0% | 0% | 1 |  |  |  |  | 0% | [5 empty] | 0% | 0% | 0% | 1 | 15.26% | 0% | 0% | 1 | 3.177% | 0% | 0% | 1 | 39.16% | 0% | 0% | 1 | 47.11% | 0% | 0% | 1 | 70.96% | 0% | 0% | 3 | 0.6771% | 0% | 0% | 1
274 | Hassayampa | Arizona | 0 | 0 | 0 | 0% | 0% | 1 |  |  |  |  | 0% | [5 empty] | 0% | 0% | 0% | 1 | 0% | 0% | 0% | 1 | 0% | 0% | 0% | 1 | 0% | 0% | 0% | 1 | 0% | 0% | 0% | 1 | 0% | 0% | 0% | 1 | 0% | 0% | 0% | 1 | 0% | 0% | 1 |  |  |  |  | 0% | [5 empty] | 0% | 0% | 0% | 1 | 0% | 0% | 0% | 1 | 0% | 0% | 0% | 1 | 0% | 0% | 0% | 1 | 0% | 0% | 0% | 1 | 0% | 0% | 0% | 1 | 0% | 0% | 0% | 1 | 0% | 0% | 1 |  |  |  |  | 0% | [5 empty] | 0% | 0% | 0% | 1 | 0% | 0% | 0% | 1 | 0% | 0% | 0% | 1 | 0% | 0% | 0% | 1 | 0% | 0% | 0% | 1 | 0% | 0% | 0% | 1 | 0% | 0% | 0% | 1 | 0% | 0% | 1 |  |  |  |  | 0% | [5 empty] | 0% | 0% | 0% | 1 | 0% | 0% | 0% | 1 | 0% | 0% | 0% | 1 | 0% | 0% | 0% | 1 | 0% | 0% | 0% | 1 | 0% | 0% | 0% | 1 | 0% | 0% | 0% | 1
275 | Hoodoo Wash | Arizona | 0 | 0 | 0 | 0% | 0% | 1 |  |  |  |  | 0% | [5 empty] | 0% | 0% | 0% | 1 | 0% | 0% | 0% | 1 | 0% | 0% | 0% | 1 | 0% | 0% | 0% | 1 | 0% | 0% | 0% | 1 | 0% | 0% | 0% | 1 | 0% | 0% | 0% | 1 | 0% | 0% | 1 |  |  |  |  | 0% | [5 empty] | 0% | 0% | 0% | 1 | 0% | 0% | 0% | 1 | 0% | 0% | 0% | 1 | 0% | 0% | 0% | 1 | 0% | 0% | 0% | 1 | 0% | 0% | 0% | 1 | 0% | 0% | 0% | 1 | 0% | 0% | 1 |  |  |  |  | 0% | [5 empty] | 0% | 0% | 0% | 1 | 0% | 0% | 0% | 1 | 0% | 0% | 0% | 1 | 0% | 0% | 0% | 1 | 0% | 0% | 0% | 1 | 0% | 0% | 0% | 1 | 0% | 0% | 0% | 1 | 0% | 0% | 1 |  |  |  |  | 0% | [5 empty] | 0% | 0% | 0% | 1 | 0% | 0% | 0% | 1 | 0% | 0% | 0% | 1 | 0% | 0% | 0% | 1 | 0% | 0% | 0% | 1 | 0% | 0% | 0% | 1 | 0% | 0% | 0% | 1
276 | Innovation | Southern_NV_Eldorado | 0 | 0 | 0 | 0% | 0% | 1 |  |  |  |  | 0% | [5 empty] | 0% | 0% | 0% | 1 | 0% | 0% | 0% | 1 | 0% | 0% | 0% | 1 | 0% | 0% | 0% | 1 | 0% | 0% | 0% | 1 | 0% | 0% | 0% | 1 | 0% | 0% | 0% | 1 | 0% | 0% | 1 |  |  |  |  | 0% | [5 empty] | 0% | 0% | 0% | 1 | 0% | 0% | 0% | 1 | 0% | 0% | 0% | 1 | 0% | 0% | 0% | 1 | 0% | 0% | 0% | 1 | 0% | 0% | 0% | 1 | 0% | 0% | 0% | 1 | 0% | 0% | 1 |  |  |  |  | 0% | [5 empty] | 0% | 0% | 0% | 1 | 0% | 0% | 0% | 1 | 0% | 0% | 0% | 1 | 0% | 0% | 0% | 1 | 0% | 0% | 0% | 1 | 0% | 0% | 0% | 1 | 0% | 0% | 0% | 1 | 0% | 0% | 1 |  |  |  |  | 0% | [5 empty] | 0% | 0% | 0% | 1 | 0% | 0% | 0% | 1 | 0.08675% | 0% | 0% | 1 | 0.0961% | 0% | 0% | 1 | 0.0961% | 0% | 0% | 1 | 0.07127% | 0% | 0% | 1 | 0.002902% | 0% | 0% | 1
277 | Lathrop | Southern_NV_Eldorado | 0 | 0 | 0 | 0% | 0% | 1 |  |  |  |  | 0% | [5 empty] | 0% | 0% | 0% | 1 | 0% | 0% | 0% | 1 | 0% | 0% | 0% | 1 | 0% | 0% | 0% | 1 | 0% | 0% | 0% | 1 | 0% | 0% | 0% | 1 | 0% | 0% | 0% | 1 | 0% | 0% | 1 |  |  |  |  | 0% | [5 empty] | 0% | 0% | 0% | 1 | 0% | 0% | 0% | 1 | 0% | 0% | 0% | 1 | 0% | 0% | 0% | 1 | 0% | 0% | 0% | 1 | 0% | 0% | 0% | 1 | 0% | 0% | 0% | 1 | 0% | 0% | 1 |  |  |  |  | 0% | [5 empty] | 0% | 0% | 0% | 1 | 0% | 0% | 0% | 1 | 0% | 0% | 0% | 1 | 0% | 0% | 0% | 1 | 0% | 0% | 0% | 1 | 2.327% | 0% | 0% | 1 | 0.009351% | 0% | 0% | 1 | 0% | 0% | 1 |  |  |  |  | 0% | [5 empty] | 0% | 0% | 0% | 1 | 0% | 0% | 0% | 1 | 0% | 0% | 0% | 1 | 0% | 0% | 0% | 1 | 0% | 0% | 0% | 1 | 2.169% | 0% | 0% | 1 | 0.008715% | 0% | 0% | 1
278 | Mohave | Southern_NV_Eldorado | 0 | 0 | 0 | 0% | 0% | 1 |  |  |  |  | 0% | [5 empty] | 0% | 0% | 0% | 1 | 0% | 0% | 0% | 1 | 0% | 0% | 0% | 1 | 0% | 0% | 0% | 1 | 0% | 0% | 0% | 1 | 0% | 0% | 0% | 1 | 0% | 0% | 0% | 1 | 0% | 0% | 1 |  |  |  |  | 0% | [5 empty] | 0% | 0% | 0% | 1 | 0% | 0% | 0% | 1 | 0% | 0% | 0% | 1 | 0% | 0% | 0% | 1 | 0% | 0% | 0% | 1 | 0.1076% | 0% | 0% | 1 | 0% | 0% | 0% | 1 | 0% | 0% | 1 |  |  |  |  | 0% | [5 empty] | 0% | 0% | 0% | 1 | 7.299% | 0% | 0% | 1 | 2.088% | 0% | 0% | 1 | 0% | 0% | 0% | 1 | 7.353% | 0% | 0% | 1 | 6.69% | 0% | 0% | 1 | 0% | 0% | 0% | 1 | 0% | 0% | 1 |  |  |  |  | 0% | [5 empty] | 0% | 0% | 0% | 1 | 7.867% | 0% | 0% | 1 | 14.83% | 0% | 0% | 1 | 13.01% | 0% | 0% | 1 | 24.9% | 0% | 0% | 1 | 27.25% | 0% | 0% | 1 | 0% | 0% | 0% | 1
279 | Pahrump | Southern_NV_Eldorado | 0 | 0 | 0 | 0% | 0% | 1 |  |  |  |  | 0% | [5 empty] | 0% | 0% | 0% | 1 | 0% | 0% | 0% | 1 | 34.14% | 0% | 0% | 1 | 39.34% | 0% | 0% | 1 | 39.34% | 0% | 0% | 1 | 76.59% | 0% | 0% | 3 | 5.923% | 0% | 0% | 1 | 0% | 0% | 1 |  |  |  |  | 0% | [5 empty] | 0% | 0% | 0% | 1 | 24.87% | 0% | 0% | 1 | 5.178% | 0% | 0% | 1 | 33.7% | 0% | 0% | 1 | 46.65% | 0% | 0% | 1 | 79.58% | 0% | 0% | 3 | 0.8869% | 0% | 0% | 1 | 0% | 0% | 1 |  |  |  |  | 0% | [5 empty] | 0% | 0% | 0% | 1 | 18.89% | 0% | 0% | 1 | 3.933% | 0% | 0% | 1 | 46.02% | 0% | 0% | 1 | 55.86% | 0% | 0% | 2 | 77.96% | 0% | 0% | 3 | 0.6964% | 0% | 0% | 1 | 0% | 0% | 1 |  |  |  |  | 0% | [5 empty] | 0% | 0% | 0% | 1 | 15.82% | 0% | 0% | 1 | 3.293% | 0% | 0% | 1 | 40.59% | 0% | 0% | 1 | 48.83% | 0% | 0% | 1 | 71.88% | 0% | 0% | 3 | 0.6479% | 0% | 0% | 1
280 | Palo Verde | Arizona | 0 | 0 | 0 | 0% | 0% | 1 |  |  |  |  | 0% | [5 empty] | 0% | 0% | 0% | 1 | 0% | 0% | 0% | 1 | 0% | 0% | 0% | 1 | 0% | 0% | 0% | 1 | 0% | 0% | 0% | 1 | 0% | 0% | 0% | 1 | 0% | 0% | 0% | 1 | 0% | 0% | 1 |  |  |  |  | 0% | [5 empty] | 0% | 0% | 0% | 1 | 0% | 0% | 0% | 1 | 0% | 0% | 0% | 1 | 0% | 0% | 0% | 1 | 0% | 0% | 0% | 1 | 0% | 0% | 0% | 1 | 0% | 0% | 0% | 1 | 0% | 0% | 1 |  |  |  |  | 0% | [5 empty] | 0% | 0% | 0% | 1 | 0% | 0% | 0% | 1 | 0% | 0% | 0% | 1 | 0% | 0% | 0% | 1 | 0% | 0% | 0% | 1 | 0% | 0% | 0% | 1 | 0% | 0% | 0% | 1 | 0% | 0% | 1 |  |  |  |  | 0% | [5 empty] | 0% | 0% | 0% | 1 | 0% | 0% | 0% | 1 | 0% | 0% | 0% | 1 | 0% | 0% | 0% | 1 | 0% | 0% | 0% | 1 | 0% | 0% | 0% | 1 | 0% | 0% | 0% | 1
281 | Primm | Southern_NV_Eldorado | 0 | 0 | 0 | 0% | 0% | 1 |  |  |  |  | 0% | [5 empty] | 0% | 0% | 0% | 1 | 87.6% | 0% | 0% | 3 | 79.02% | 0% | 0% | 3 | 11.8% | 0% | 0% | 1 | 99.31% | 0% | 0% | 5 | 16.56% | 0% | 0% | 1 | 0% | 0% | 0% | 1 | 0% | 0% | 1 |  |  |  |  | 0% | [5 empty] | 0% | 0% | 0% | 1 | 86.89% | 0% | 0% | 3 | 78.32% | 0% | 0% | 3 | 11.67% | 0% | 0% | 1 | 98.46% | 0% | 0% | 5 | 16.58% | 0% | 0% | 1 | 0% | 0% | 0% | 1 | 0% | 0% | 1 |  |  |  |  | 0% | [5 empty] | 0% | 0% | 0% | 1 | 70.15% | 0% | 0% | 3 | 65.83% | 0% | 0% | 2 | 12.26% | 0% | 0% | 1 | 81.96% | 0% | 0% | 3 | 22.32% | 0% | 0% | 1 | 0.712% | 0% | 0% | 1 | 0% | 0% | 1 |  |  |  |  | 0% | [5 empty] | 0% | 0% | 0% | 1 | 34.83% | 0% | 0% | 1 | 46.41% | 0% | 0% | 1 | 15.49% | 0% | 0% | 1 | 54.41% | 0% | 0% | 2 | 47.47% | 0% | 0% | 1 | 0.5207% | 0% | 0% | 1
282 | Sloan Canyon (fka Bob) | Southern_NV_Eldorado | 0 | 0 | 0 | 0% | 0% | 1 |  |  |  |  | 0% | [5 empty] | 0% | 0% | 0% | 1 | 0% | 0% | 0% | 1 | 0% | 0% | 0% | 1 | 0% | 0% | 0% | 1 | 0% | 0% | 0% | 1 | 0% | 0% | 0% | 1 | 0% | 0% | 0% | 1 | 0% | 0% | 1 |  |  |  |  | 0% | [5 empty] | 0% | 0% | 0% | 1 | 0% | 0% | 0% | 1 | 0% | 0% | 0% | 1 | 0% | 0% | 0% | 1 | 0% | 0% | 0% | 1 | 0% | 0% | 0% | 1 | 0% | 0% | 0% | 1 | 0% | 0% | 1 |  |  |  |  | 0% | [5 empty] | 0% | 0% | 0% | 1 | 0% | 0% | 0% | 1 | 0% | 0% | 0% | 1 | 0% | 0% | 0% | 1 | 0% | 0% | 0% | 1 | 0% | 0% | 0% | 1 | 0% | 0% | 0% | 1 | 0% | 0% | 1 |  |  |  |  | 0% | [5 empty] | 0% | 0% | 0% | 1 | 3.215% | 0% | 0% | 1 | 2.422% | 0% | 0% | 1 | 0% | 0% | 0% | 1 | 3.215% | 0% | 0% | 1 | 0.004019% | 0% | 0% | 1 | 0% | 0% | 0% | 1
283 | Valley (VEA) | Southern_NV_Eldorado | 0 | 0 | 0 | 0% | 0% | 1 |  |  |  |  | 0% | [5 empty] | 0% | 0% | 0% | 1 | 0% | 0% | 0% | 1 | 0% | 0% | 0% | 1 | 0% | 0% | 0% | 1 | 0% | 0% | 0% | 1 | 99.55% | 0% | 0% | 5 | 0.4% | 0% | 0% | 1 | 0% | 0% | 1 |  |  |  |  | 0% | [5 empty] | 0% | 0% | 0% | 1 | 0% | 0% | 0% | 1 | 0% | 0% | 0% | 1 | 0% | 0% | 0% | 1 | 0% | 0% | 0% | 1 | 47.25% | 0% | 0% | 1 | 0.1899% | 0% | 0% | 1 | 0% | 0% | 1 |  |  |  |  | 0% | [5 empty] | 0% | 0% | 0% | 1 | 0% | 0% | 0% | 1 | 0% | 0% | 0% | 1 | 0% | 0% | 0% | 1 | 0% | 0% | 0% | 1 | 9.452% | 0% | 0% | 1 | 0.03798% | 0% | 0% | 1 | 0% | 0% | 1 |  |  |  |  | 0% | [5 empty] | 0% | 0% | 0% | 1 | 0% | 0% | 0% | 1 | 0% | 0% | 0% | 1 | 0% | 0% | 0% | 1 | 0% | 0% | 0% | 1 | 2.485% | 0% | 0% | 1 | 0.01068% | 0% | 0% | 1
284 | Vista (VEA) | Southern_NV_Eldorado | 0 | 0 | 0 | 0% | 0% | 1 |  |  |  |  | 0% | [5 empty] | 0% | 0% | 0% | 1 | 0% | 0% | 0% | 1 | 0% | 0% | 0% | 1 | 0% | 0% | 0% | 1 | 0% | 0% | 0% | 1 | 0% | 0% | 0% | 1 | 0% | 0% | 0% | 1 | 0% | 0% | 1 |  |  |  |  | 0% | [5 empty] | 0% | 0% | 0% | 1 | 0% | 0% | 0% | 1 | 43.63% | 0% | 0% | 1 | 60.82% | 0% | 0% | 2 | 60.82% | 0% | 0% | 2 | 29.57% | 0% | 0% | 1 | 8.108% | 0% | 0% | 1 | 0% | 0% | 1 |  |  |  |  | 0% | [5 empty] | 0% | 0% | 0% | 1 | 10.02% | 0% | 0% | 1 | 10.24% | 0% | 0% | 1 | 22.55% | 0% | 0% | 1 | 32.57% | 0% | 0% | 1 | 64.5% | 0% | 0% | 2 | 1.755% | 0% | 0% | 1 | 0% | 0% | 1 |  |  |  |  | 0% | [5 empty] | 0% | 0% | 0% | 1 | 5.156% | 0% | 0% | 1 | 1.073% | 0% | 0% | 1 | 12.92% | 0% | 0% | 1 | 15.61% | 0% | 0% | 1 | 25.18% | 0% | 0% | 1 | 0.2159% | 0% | 0% | 1
285 | Bay Boulevard | Greater_SD | 0 | 0 | 0 | 0% | 0% | 1 |  |  |  |  | 0% | [5 empty] | 0% | 0% | 0% | 1 | 7.197% | 0% | 0% | 1 | 35.77% | 0% | 0% | 1 | 71.05% | 0% | 0% | 3 | 72% | 0% | 0% | 3 | 0% | 0% | 0% | 1 | 8.161% | 0% | 0% | 1 | 0% | 0% | 1 |  |  |  |  | 0% | [5 empty] | 0% | 0% | 0% | 1 | 7.639% | 0% | 0% | 1 | 36.23% | 0% | 0% | 1 | 66.01% | 0% | 0% | 2 | 66.78% | 0% | 0% | 2 | 0% | 0% | 0% | 1 | 6.871% | 0% | 0% | 1 | 0% | 0% | 1 |  |  |  |  | 0% | [5 empty] | 0% | 0% | 0% | 1 | 7.03% | 0% | 0% | 1 | 36.22% | 0% | 0% | 1 | 65.61% | 0% | 0% | 2 | 66.31% | 0% | 0% | 2 | 0.3303% | 0% | 0% | 1 | 7.63% | 0% | 0% | 1 | 0% | 0% | 1 |  |  |  |  | 0% | [5 empty] | 0% | 0% | 0% | 1 | 5.823% | 0% | 0% | 1 | 34.41% | 0% | 0% | 1 | 67.28% | 0% | 0% | 2 | 67.87% | 0% | 0% | 2 | 3.664% | 0% | 0% | 1 | 7.244% | 0% | 0% | 1
286 | Beatty | Southern_NV_Eldorado | 0 | 0 | 0 | 0% | 0% | 1 |  |  |  |  | 0% | [5 empty] | 0% | 0% | 0% | 1 | 0% | 0% | 0% | 1 | 0% | 0% | 0% | 1 | 0% | 0% | 0% | 1 | 0% | 0% | 0% | 1 | 0% | 0% | 0% | 1 | 0% | 0% | 0% | 1 | 0% | 0% | 1 |  |  |  |  | 0% | [5 empty] | 0% | 0% | 0% | 1 | 0% | 0% | 0% | 1 | 0% | 0% | 0% | 1 | 0% | 0% | 0% | 1 | 0% | 0% | 0% | 1 | 0% | 0% | 0% | 1 | 0% | 0% | 0% | 1 | 0% | 0% | 1 |  |  |  |  | 0% | [5 empty] | 0% | 0% | 0% | 1 | 0% | 0% | 0% | 1 | 0% | 0% | 0% | 1 | 0% | 0% | 0% | 1 | 0% | 0% | 0% | 1 | 0% | 0% | 0% | 1 | 0% | 0% | 0% | 1 | 0% | 0% | 1 |  |  |  |  | 0% | [5 empty] | 0% | 0% | 0% | 1 | 0% | 0% | 0% | 1 | 0% | 0% | 0% | 1 | 0% | 0% | 0% | 1 | 0% | 0% | 0% | 1 | 0% | 0% | 0% | 1 | 0% | 0% | 0% | 1
287 | Lee Lake (Proposed) | Riverside (Exclude) | 0 | 0 | 0 | 0% | 0% | 1 |  |  |  |  | 0% | [5 empty] | 0% | 0% | 0% | 1 | 0% | 0% | 0% | 1 | 0% | 0% | 0% | 1 | 0% | 0% | 0% | 1 | 0% | 0% | 0% | 1 | 0% | 0% | 0% | 1 | 0% | 0% | 0% | 1 | 0% | 0% | 1 |  |  |  |  | 0% | [5 empty] | 0% | 0% | 0% | 1 | 0% | 0% | 0% | 1 | 0% | 0% | 0% | 1 | 0% | 0% | 0% | 1 | 0% | 0% | 0% | 1 | 0% | 0% | 0% | 1 | 0% | 0% | 0% | 1 | 0% | 0% | 1 |  |  |  |  | 0% | [5 empty] | 0% | 0% | 0% | 1 | 0% | 0% | 0% | 1 | 0% | 0% | 0% | 1 | 0% | 0% | 0% | 1 | 0% | 0% | 0% | 1 | 0% | 0% | 0% | 1 | 0% | 0% | 0% | 1 | 0% | 0% | 1 |  |  |  |  | 0% | [5 empty] | 0.1968% | 0% | 0.1968% | 1 | 2.882% | 0% | 0% | 1 | 19.37% | 0% | 0% | 1 | 72.1% | 0% | 0% | 3 | 74.98% | 0% | 0% | 3 | 0% | 0% | 0% | 1 | 2.923% | 0% | 0% | 1
288 | Leprino Jct | Central_Valley_North_Los_Banos | 0 | 0 | 0 | 0% | 0% | 1 |  |  |  |  | 0% | [5 empty] | 0% | 0% | 0% | 1 | 0% | 0% | 0% | 1 | 0% | 0% | 0% | 1 | 0% | 0% | 0% | 1 | 0% | 0% | 0% | 1 | 0% | 0% | 0% | 1 | 0% | 0% | 0% | 1 | 0% | 0% | 1 |  |  |  |  | 0% | [5 empty] | 0% | 0% | 0% | 1 | 0% | 0% | 0% | 1 | 0% | 0% | 0% | 1 | 0% | 0% | 0% | 1 | 0% | 0% | 0% | 1 | 0% | 0% | 0% | 1 | 0% | 0% | 0% | 1 | 0% | 0% | 1 |  |  |  |  | 0% | [5 empty] | 0% | 0% | 0% | 1 | 0% | 0% | 0% | 1 | 0% | 0% | 0% | 1 | 0% | 0% | 0% | 1 | 0% | 0% | 0% | 1 | 0% | 0% | 0% | 1 | 0% | 0% | 0% | 1 | 0% | 0% | 1 |  |  |  |  | 0% | [5 empty] | 90.88% | 0% | 90.88% | 5 | 100% | 0% | 0% | 5 | 0% | 0% | 0% | 1 | 13.62% | 0% | 0% | 1 | 100% | 0% | 0% | 5 | 63.65% | 0% | 0% | 2 | 0% | 0% | 0% | 1
289 | Mead | Southern_NV_Eldorado | 0 | 0 | 0 | 0% | 0% | 1 |  |  |  |  | 0% | [5 empty] | 0% | 0% | 0% | 1 | 0% | 0% | 0% | 1 | 0% | 0% | 0% | 1 | 0% | 0% | 0% | 1 | 0% | 0% | 0% | 1 | 0% | 0% | 0% | 1 | 0% | 0% | 0% | 1 | 0% | 0% | 1 |  |  |  |  | 0% | [5 empty] | 0% | 0% | 0% | 1 | 0% | 0% | 0% | 1 | 0% | 0% | 0% | 1 | 0% | 0% | 0% | 1 | 0% | 0% | 0% | 1 | 0% | 0% | 0% | 1 | 0% | 0% | 0% | 1 | 0% | 0% | 1 |  |  |  |  | 0% | [5 empty] | 0% | 0% | 0% | 1 | 0% | 0% | 0% | 1 | 0% | 0% | 0% | 1 | 0% | 0% | 0% | 1 | 0% | 0% | 0% | 1 | 0% | 0% | 0% | 1 | 0% | 0% | 0% | 1 | 0% | 0% | 1 |  |  |  |  | 0% | [5 empty] | 0% | 0% | 0% | 1 | 0% | 0% | 0% | 1 | 0% | 0% | 0% | 1 | 0% | 0% | 0% | 1 | 0% | 0% | 0% | 1 | 0% | 0% | 0% | 1 | 0% | 0% | 0% | 1
290 | Quinto | Central_Valley_North_Los_Banos | 0 | 0 | 0 | 0% | 0% | 1 |  |  |  |  | 0% | [5 empty] | 82.79% | 16.96% | 99.75% | 5 | 99.28% | 0% | 0% | 5 | 8.284% | 0% | 0% | 1 | 16% | 0% | 0% | 1 | 100% | 0% | 0% | 5 | 89.56% | 0% | 0% | 3 | 0.04641% | 0% | 0% | 1 | 0% | 0% | 1 |  |  |  |  | 0% | [5 empty] | 58.61% | 41.25% | 99.86% | 5 | 97.66% | 0% | 0% | 5 | 6.117% | 0% | 0% | 1 | 10.39% | 0% | 0% | 1 | 99.59% | 0% | 0% | 5 | 94.2% | 0% | 0% | 4 | 0.2856% | 0% | 0% | 1 | 0% | 0% | 1 |  |  |  |  | 0% | [5 empty] | 50.71% | 49.16% | 99.87% | 5 | 94.94% | 0% | 0% | 4 | 4.704% | 0% | 0% | 1 | 8.267% | 0% | 0% | 1 | 96.7% | 0% | 0% | 5 | 95.5% | 0% | 0% | 5 | 0.2196% | 0% | 0% | 1 | 0% | 0% | 1 |  |  |  |  | 0% | [5 empty] | 43.85% | 56.09% | 99.94% | 5 | 95.51% | 0% | 0% | 5 | 10.72% | 0% | 0% | 1 | 20.38% | 0% | 0% | 1 | 97.27% | 0% | 0% | 5 | 97.9% | 0% | 0% | 5 | 0.132% | 0% | 0% | 1
291 | Sandy | Southern_NV_Eldorado | 0 | 0 | 0 | 0% | 0% | 1 |  |  |  |  | 0% | [5 empty] | 0% | 0% | 0% | 1 | 0% | 0% | 0% | 1 | 0% | 0% | 0% | 1 | 0% | 0% | 0% | 1 | 0% | 0% | 0% | 1 | 0% | 0% | 0% | 1 | 0% | 0% | 0% | 1 | 0% | 0% | 1 |  |  |  |  | 0% | [5 empty] | 0% | 0% | 0% | 1 | 0% | 0% | 0% | 1 | 0% | 0% | 0% | 1 | 2.068% | 0% | 0% | 1 | 2.068% | 0% | 0% | 1 | 58.5% | 0% | 0% | 2 | 1.128% | 0% | 0% | 1 | 0% | 0% | 1 |  |  |  |  | 0% | [5 empty] | 0% | 0% | 0% | 1 | 19.88% | 0% | 0% | 1 | 0.1012% | 0% | 0% | 1 | 38.18% | 0% | 0% | 1 | 48.54% | 0% | 0% | 1 | 78.98% | 0% | 0% | 3 | 0.3885% | 0% | 0% | 1 | 0% | 0% | 1 |  |  |  |  | 0% | [5 empty] | 3.722% | 0% | 3.722% | 1 | 13.7% | 0% | 0% | 1 | 5.076% | 0% | 0% | 1 | 34.06% | 0% | 0% | 1 | 41.14% | 0% | 0% | 1 | 68.71% | 0% | 0% | 2 | 0.5209% | 0% | 0% | 1
292 | Eldorado | Southern_NV_Eldorado | 0 | 0 | 0 | 0% | 0% | 1 |  |  |  |  | 0% | [5 empty] | 0% | 0% | 0% | 1 | 0% | 0% | 0% | 1 | 0% | 0% | 0% | 1 | 0% | 0% | 0% | 1 | 0% | 0% | 0% | 1 | 0% | 0% | 0% | 1 | 0% | 0% | 0% | 1 | 0% | 0% | 1 |  |  |  |  | 0% | [5 empty] | 0% | 0% | 0% | 1 | 0% | 0% | 0% | 1 | 0% | 0% | 0% | 1 | 0% | 0% | 0% | 1 | 0% | 0% | 0% | 1 | 0% | 0% | 0% | 1 | 0% | 0% | 0% | 1 | 0% | 0% | 1 |  |  |  |  | 0% | [5 empty] | 0% | 0% | 0% | 1 | 0% | 0% | 0% | 1 | 0% | 0% | 0% | 1 | 0% | 0% | 0% | 1 | 0% | 0% | 0% | 1 | 0% | 0% | 0% | 1 | 0% | 0% | 0% | 1 | 0% | 0% | 1 |  |  |  |  | 0% | [5 empty] | 0% | 0% | 0% | 1 | 16.31% | 0% | 0% | 1 | 9.622% | 0% | 0% | 1 | 2.038% | 0% | 0% | 1 | 18.35% | 0% | 0% | 1 | 3.093% | 0% | 0% | 1 | 0% | 0% | 0% | 1
293 | Fink (Proposed) |  | 0 | 0 | 0 | 0% | 0% | 1 |  |  |  |  | 0% | [5 empty] | 52.37% | 47.63% | 100% | 5 | 94.97% | 0% | 0% | 4 | 21.98% | 0% | 0% | 1 | 56.04% | 0% | 0% | 2 | 97.59% | 0% | 0% | 5 | 100% | 0% | 0% | 5 | 0% | 0% | 0% | 1 | 0% | 0% | 1 |  |  |  |  | 0% | [5 empty] | 45.96% | 54.04% | 100% | 5 | 95.78% | 0% | 0% | 5 | 18.55% | 0% | 0% | 1 | 41.6% | 0% | 0% | 1 | 98.09% | 0% | 0% | 5 | 100% | 0% | 0% | 5 | 0.01721% | 0% | 0% | 1 | 0% | 0% | 1 |  |  |  |  | 0% | [5 empty] | 37.94% | 62.06% | 100% | 5 | 96.84% | 0% | 0% | 5 | 22.05% | 0% | 0% | 1 | 44.17% | 0% | 0% | 1 | 98.73% | 0% | 0% | 5 | 99.73% | 0% | 0% | 5 | 0.01229% | 0% | 0% | 1 | 0% | 0% | 1 |  |  |  |  | 0% | [5 empty] | 55.36% | 44.6% | 99.97% | 5 | 96.5% | 0% | 0% | 5 | 35.36% | 0% | 0% | 1 | 45.63% | 0% | 0% | 1 | 98.23% | 0% | 0% | 5 | 95.79% | 0% | 0% | 5 | 0.3994% | 0% | 0% | 1
294 | Gates-Midway (Proposed) | Central_Valley_North_Los_Banos | 0 | 0 | 0 | 0% | 0% | 1 |  |  |  |  | 0% | [5 empty] | 0% | 0% | 0% | 1 | 0% | 0% | 0% | 1 | 0% | 0% | 0% | 1 | 0% | 0% | 0% | 1 | 0% | 0% | 0% | 1 | 0% | 0% | 0% | 1 | 0% | 0% | 0% | 1 | 0% | 0% | 1 |  |  |  |  | 0% | [5 empty] | 0% | 0% | 0% | 1 | 0% | 0% | 0% | 1 | 0% | 0% | 0% | 1 | 0% | 0% | 0% | 1 | 0% | 0% | 0% | 1 | 0% | 0% | 0% | 1 | 0% | 0% | 0% | 1 | 0% | 0% | 1 |  |  |  |  | 0% | [5 empty] | 0% | 0% | 0% | 1 | 0% | 0% | 0% | 1 | 0% | 0% | 0% | 1 | 0% | 0% | 0% | 1 | 0% | 0% | 0% | 1 | 0% | 0% | 0% | 1 | 0% | 0% | 0% | 1 | 0% | 0% | 1 |  |  |  |  | 0% | [5 empty] | 85.08% | 0% | 85.08% | 5 | 70.44% | 0% | 0% | 3 | 4.205% | 0% | 0% | 1 | 18% | 0% | 0% | 1 | 74.46% | 0% | 0% | 3 | 64.05% | 0% | 0% | 2 | 0.7394% | 0% | 0% | 1
295 | Rancho Seco - Bellota (Proposed) | Solano | 0 | 0 | 0 | 0% | 0% | 1 |  |  |  |  | 0% | [5 empty] | 0% | 0% | 0% | 1 | 0% | 0% | 0% | 1 | 0% | 0% | 0% | 1 | 0% | 0% | 0% | 1 | 0% | 0% | 0% | 1 | 0% | 0% | 0% | 1 | 0% | 0% | 0% | 1 | 0% | 0% | 1 |  |  |  |  | 0% | [5 empty] | 0% | 0% | 0% | 1 | 0% | 0% | 0% | 1 | 0% | 0% | 0% | 1 | 0% | 0% | 0% | 1 | 0% | 0% | 0% | 1 | 0% | 0% | 0% | 1 | 0% | 0% | 0% | 1 | 0% | 0% | 1 |  |  |  |  | 0% | [5 empty] | 0% | 0% | 0% | 1 | 0% | 0% | 0% | 1 | 0% | 0% | 0% | 1 | 0% | 0% | 0% | 1 | 0% | 0% | 0% | 1 | 0% | 0% | 0% | 1 | 0% | 0% | 0% | 1 | 0% | 0% | 1 |  |  |  |  | 0% | [5 empty] | 0% | 0% | 0% | 1 | 0% | 0% | 0% | 1 | 0% | 0% | 0% | 1 | 0% | 0% | 0% | 1 | 0% | 0% | 0% | 1 | 0% | 0% | 0% | 1 | 0% | 0% | 0% | 1
296 | Midway - Wheeler Ridge (Proposed) | Central_Valley_North_Los_Banos | 0 | 0 | 0 | 0% | 0% | 1 |  |  |  |  | 0% | [5 empty] | 0% | 0% | 0% | 1 | 0% | 0% | 0% | 1 | 0% | 0% | 0% | 1 | 0% | 0% | 0% | 1 | 0% | 0% | 0% | 1 | 0% | 0% | 0% | 1 | 0% | 0% | 0% | 1 | 0% | 0% | 1 |  |  |  |  | 0% | [5 empty] | 0% | 0% | 0% | 1 | 0% | 0% | 0% | 1 | 0% | 0% | 0% | 1 | 0% | 0% | 0% | 1 | 0% | 0% | 0% | 1 | 0% | 0% | 0% | 1 | 0% | 0% | 0% | 1 | 0% | 0% | 1 |  |  |  |  | 0% | [5 empty] | 0% | 0% | 0% | 1 | 0% | 0% | 0% | 1 | 0% | 0% | 0% | 1 | 0% | 0% | 0% | 1 | 0% | 0% | 0% | 1 | 0% | 0% | 0% | 1 | 0% | 0% | 0% | 1 | 0% | 0% | 1 |  |  |  |  | 0% | [5 empty] | 44.1% | 52.65% | 96.75% | 5 | 82% | 0% | 0% | 3 | 60.44% | 0% | 0% | 2 | 62.11% | 0% | 0% | 2 | 92.24% | 0% | 0% | 4 | 64.79% | 0% | 0% | 2 | 2.328% | 0% | 0% | 1
297 | Suncrest - Ocotillo (Proposed) | Greater_Imperial | 280 | 11200 | 20 | 191.9% | 35.91% | 5 |  |  |  |  | 0% | [5 empty] | 11.06% | 87.57% | 98.64% | 5 | 0% | 53.91% | 0% | 3 | 13.78% | 62.53% | 0% | 3 | 38.11% | 87.11% | 0% | 4 | 38.6% | 87.81% | 0% | 4 | 46.55% | 100.9% | 0.9903% | 4 | 1.093% | 54.51% | 0% | 3 | 107.4% | 2.914% | 4 |  |  |  |  | 0% | [5 empty] | 40.81% | 54.75% | 95.56% | 5 | 5.558% | 32.05% | 0% | 2 | 18.28% | 37.04% | 0% | 2 | 46.18% | 56.24% | 0% | 3 | 52.06% | 63.14% | 0% | 3 | 31.39% | 44.11% | 0% | 2 | 1.328% | 30.67% | 0% | 2 | 88.81% | 0% | 4 |  |  |  |  | 0% | [5 empty] | 42.08% | 49.45% | 91.52% | 5 | 9.166% | 28.63% | 0% | 2 | 19.5% | 32.31% | 0% | 2 | 42.93% | 45.57% | 0% | 2 | 51.44% | 53.56% | 0% | 3 | 31.05% | 37.72% | 0% | 2 | 1.73% | 26.47% | 0% | 2 | 75.25% | 0% | 3 |  |  |  |  | 0% | [5 empty] | 26.21% | 32.08% | 58.29% | 5 | 19.82% | 18.51% | 0% | 1 | 17.1% | 17.9% | 0% | 1 | 34.49% | 22.65% | 0% | 2 | 51.24% | 30.43% | 0% | 2 | 40.61% | 24.99% | 0% | 2 | 1.85% | 15.12% | 0% | 1
298 | North Gila - IV (Proposed) | Greater_Imperial | 0 | 0 | 0 | 0% | 0% | 1 |  |  |  |  | 0% | [5 empty] | 0% | 0% | 0% | 1 | 0% | 0% | 0% | 1 | 71.4% | 0% | 0% | 3 | 71.4% | 0% | 0% | 3 | 71.4% | 0% | 0% | 3 | 63.01% | 0% | 0% | 2 | 2.513% | 0% | 0% | 1 | 0% | 0% | 1 |  |  |  |  | 0.0344% | [5 empty] | 0% | 0% | 0% | 1 | 0% | 0% | 0% | 1 | 70.68% | 0% | 0% | 3 | 70.68% | 0% | 0% | 3 | 70.68% | 0% | 0% | 3 | 62.18% | 0% | 0% | 2 | 2.522% | 0% | 0% | 1 | 0% | 0% | 1 |  |  |  |  | 0.0388% | [5 empty] | 0% | 0% | 0% | 1 | 18.84% | 0% | 0% | 1 | 37.66% | 0% | 0% | 1 | 37.66% | 0% | 0% | 1 | 56.5% | 0% | 0% | 2 | 75.64% | 0% | 0% | 3 | 1.587% | 0% | 0% | 1 | 0% | 0% | 1 |  |  |  |  | 0.04737% | [5 empty] | 0% | 0% | 0% | 1 | 23.39% | 0% | 0% | 1 | 21.19% | 0% | 0% | 1 | 16.38% | 0% | 0% | 1 | 43.39% | 0% | 0% | 1 | 71.15% | 0% | 0% | 3 | 1.352% | 0% | 0% | 1
299 | Lugo - Pisgah (Proposed) | Greater_Kramer | 0 | 0 | 15 | 0% | 0% | 1 |  |  |  |  | 0% | [5 empty] | 0% | 0% | 0% | 1 | 11.23% | 0% | 0% | 1 | 3.717% | 0% | 0% | 1 | 8.671% | 0% | 0% | 1 | 19.98% | 0% | 0% | 1 | 82.5% | 0% | 0% | 3 | 0.033% | 0% | 0% | 1 | 0% | 0% | 1 |  |  |  |  | 0% | [5 empty] | 3.339% | 0.2757% | 3.615% | 2 | 22.13% | 0% | 0% | 1 | 5.282% | 0% | 0% | 1 | 9.684% | 0% | 0% | 1 | 29.87% | 0% | 0% | 1 | 77.25% | 0% | 0% | 3 | 0.0402% | 0% | 0% | 1 | 0% | 0% | 1 |  |  |  |  | 0% | [5 empty] | 4.444% | 1.855% | 6.299% | 2 | 24.62% | 0% | 0% | 1 | 8.891% | 0% | 0% | 1 | 13.83% | 0% | 0% | 1 | 36.1% | 0% | 0% | 1 | 73.34% | 0% | 0% | 3 | 0.04926% | 0% | 0% | 1 | 0% | 0% | 1 |  |  |  |  | 0% | [5 empty] | 4.746% | 3.751% | 8.497% | 2 | 28.2% | 0% | 0% | 1 | 16.88% | 0% | 0% | 1 | 20.16% | 0% | 0% | 1 | 42.97% | 0% | 0% | 1 | 63.32% | 0% | 0% | 2 | 0.176% | 0% | 0% | 1
300 | Crow Creek | Central_Valley_North_Los_Banos | 0 | 0 | 0 | 0% | 0% | 1 |  |  |  |  | 0% | [5 empty] | 56.92% | 43.08% | 100% | 5 | 94.21% | 0% | 0% | 4 | 25.3% | 0% | 0% | 1 | 62.48% | 0% | 0% | 2 | 97.23% | 0% | 0% | 5 | 100% | 0% | 1.162e-05% | 5 | 0% | 0% | 0% | 1 | 0% | 0% | 1 |  |  |  |  | 0% | [5 empty] | 46.36% | 53.64% | 100% | 5 | 95.58% | 0% | 0% | 5 | 19.12% | 0% | 0% | 1 | 43.15% | 0% | 0% | 1 | 98% | 0% | 0% | 5 | 100% | 0% | 0% | 5 | 0.01802% | 0% | 0% | 1 | 0% | 0% | 1 |  |  |  |  | 0% | [5 empty] | 38.13% | 61.87% | 100% | 5 | 96.8% | 0% | 0% | 5 | 22.09% | 0% | 0% | 1 | 44.51% | 0% | 0% | 1 | 98.71% | 0% | 0% | 5 | 99.88% | 0% | 0% | 5 | 0.01245% | 0% | 0% | 1 | 0% | 0% | 1 |  |  |  |  | 0% | [5 empty] | 55.41% | 44.56% | 99.97% | 5 | 96.5% | 0% | 0% | 5 | 35.44% | 0% | 0% | 1 | 45.73% | 0% | 0% | 1 | 98.23% | 0% | 0% | 5 | 95.8% | 0% | 0% | 5 | 0.3988% | 0% | 0% | 1
301 | Harry Allen | Nevada | 0 | 0 | 0 | 0% | 0% | 1 |  |  |  |  | 0% | [5 empty] | 0% | 0% | 0% | 1 | 0% | 0% | 0% | 1 | 0% | 0% | 0% | 1 | 0% | 0% | 0% | 1 | 0% | 0% | 0% | 1 | 0% | 0% | 0% | 1 | 0% | 0% | 0% | 1 | 0% | 0% | 1 |  |  |  |  | 0% | [5 empty] | 0% | 0% | 0% | 1 | 0% | 0% | 0% | 1 | 0% | 0% | 0% | 1 | 0% | 0% | 0% | 1 | 0% | 0% | 0% | 1 | 0% | 0% | 0% | 1 | 0% | 0% | 0% | 1 | 0% | 0% | 1 |  |  |  |  | 0% | [5 empty] | 0% | 0% | 0% | 1 | 0% | 0% | 0% | 1 | 0% | 0% | 0% | 1 | 0% | 0% | 0% | 1 | 0% | 0% | 0% | 1 | 0% | 0% | 0% | 1 | 0% | 0% | 0% | 1 | 0% | 0% | 1 |  |  |  |  | 0% | [5 empty] | 25.68% | 0% | 25.68% | 2 | 0% | 0% | 0% | 1 | 0% | 0% | 0% | 1 | 0% | 0% | 0% | 1 | 0% | 0% | 0% | 1 | 0% | 0% | 0% | 1 | 0% | 0% | 0% | 1
302 | Kirker | Solano | 0 | 0 | 0 | 0% | 0% | 1 |  |  |  |  | 0% | [5 empty] | 58.42% | 0% | 58.42% | 3 | 27.23% | 0% | 0% | 1 | 42.01% | 0% | 0% | 1 | 32.13% | 0% | 0% | 1 | 50.98% | 0% | 0% | 2 | 5.447% | 0% | 0% | 1 | 29.53% | 0% | 0% | 1 | 0% | 0% | 1 |  |  |  |  | 1.415% | [5 empty] | 62.57% | 0% | 62.57% | 3 | 20.26% | 0% | 0% | 1 | 44.31% | 0% | 0% | 1 | 40.99% | 0% | 0% | 1 | 57.21% | 0% | 0% | 2 | 7.646% | 0% | 0% | 1 | 21.59% | 0% | 0% | 1 | 0% | 0% | 1 |  |  |  |  | 8.519% | [5 empty] | 57.2% | 0.09326% | 57.3% | 3 | 19.61% | 0% | 0% | 1 | 40.89% | 0% | 0% | 1 | 39.82% | 0% | 0% | 1 | 55.93% | 0% | 0% | 2 | 8.175% | 0% | 0% | 1 | 22.42% | 0% | 0% | 1 | 0% | 0% | 1 |  |  |  |  | 16.82% | [5 empty] | 56.46% | 0.05312% | 56.51% | 3 | 31.62% | 0% | 0% | 1 | 36.81% | 0% | 0% | 1 | 40.42% | 0% | 0% | 1 | 58.28% | 0% | 0% | 2 | 11.63% | 0% | 0% | 1 | 17.39% | 0% | 0% | 1
303 | Logan Creek | Northern_California | 0 | 0 | 0 | 0% | 0% | 1 |  |  |  |  | 0% | [5 empty] | 0% | 0% | 0% | 1 | 0% | 0% | 0% | 1 | 0% | 0% | 0% | 1 | 0% | 0% | 0% | 1 | 0% | 0% | 0% | 1 | 0% | 0% | 0% | 1 | 0% | 0% | 0% | 1 | 0% | 0% | 1 |  |  |  |  | 0% | [5 empty] | 31.76% | 68.24% | 100% | 5 | 31.76% | 0% | 0% | 1 | 0% | 0% | 0% | 1 | 0% | 0% | 0% | 1 | 31.76% | 0% | 0% | 1 | 100% | 0% | 0% | 5 | 0% | 0% | 0% | 1 | 0% | 0% | 1 |  |  |  |  | 0% | [5 empty] | 71.17% | 28.37% | 99.54% | 5 | 65.32% | 0% | 0% | 2 | 3.796% | 0% | 0% | 1 | 5.098% | 0% | 0% | 1 | 70.41% | 0% | 0% | 3 | 89.1% | 0% | 0% | 3 | 0% | 0% | 0% | 1 | 0% | 0% | 1 |  |  |  |  | 0.4701% | [5 empty] | 61.44% | 31.86% | 93.29% | 5 | 46.24% | 0% | 0% | 1 | 10.21% | 0% | 0% | 1 | 27.69% | 0% | 0% | 1 | 69.22% | 0% | 0% | 2 | 64.72% | 0% | 0% | 2 | 14.33% | 0% | 0% | 1
304 | Julian Hinds | Riverside (Exclude) | 0 | 0 | 20 | 0% | 0% | 1 |  |  |  |  | 0% | [5 empty] | 0% | 0% | 0% | 1 | 99.96% | 0% | 0% | 5 | 0.04072% | 0% | 0% | 1 | 0.04072% | 0% | 0% | 1 | 100% | 0% | 0% | 5 | 45.49% | 0% | 0% | 1 | 0% | 0% | 0% | 1 | 0% | 0% | 1 |  |  |  |  | 0% | [5 empty] | 0% | 0% | 0% | 1 | 10.7% | 0% | 0% | 1 | 37.32% | 0% | 0% | 1 | 0.001811% | 0% | 0% | 1 | 47.89% | 0% | 0% | 1 | 55.2% | 0% | 0% | 2 | 0% | 0% | 0% | 1 | 0% | 0% | 1 |  |  |  |  | 0% | [5 empty] | 0% | 0% | 0% | 1 | 9.638% | 0% | 0% | 1 | 20.14% | 0% | 0% | 1 | 0.5462% | 0% | 0% | 1 | 30.27% | 0% | 0% | 1 | 49.91% | 0% | 0% | 1 | 0.106% | 0% | 0% | 1 | 0% | 0% | 1 |  |  |  |  | 0.09397% | [5 empty] | 0% | 0% | 0% | 1 | 23.84% | 0% | 0% | 1 | 14.45% | 0% | 0% | 1 | 6.313% | 0% | 0% | 1 | 38.26% | 0% | 0% | 1 | 51.01% | 0% | 0% | 2 | 0.9002% | 0% | 0% | 1
305 | Hollister | Peninsula_Monterey | 0 | 0 | 0 | 0% | 0% | 1 |  |  |  |  | 0% | [5 empty] | 33.79% | 66.21% | 100% | 5 | 8.029% | 0% | 0% | 1 | 0% | 0% | 0% | 1 | 0% | 0% | 0% | 1 | 8.029% | 0% | 0% | 1 | 100% | 0% | 0% | 5 | 0% | 0% | 0% | 1 | 0% | 0% | 1 |  |  |  |  | 0% | [5 empty] | 26.41% | 73.53% | 99.94% | 5 | 95.35% | 0% | 0% | 5 | 0% | 0% | 0% | 1 | 0% | 0% | 0% | 1 | 95.35% | 0% | 0% | 5 | 99.9% | 0% | 0% | 5 | 0.4474% | 0% | 0% | 1 | 0% | 0% | 1 |  |  |  |  | 0% | [5 empty] | 48.55% | 51.3% | 99.85% | 5 | 97.72% | 0% | 0% | 5 | 0.1201% | 0% | 0% | 1 | 1.89% | 0% | 0% | 1 | 97.84% | 0% | 0% | 5 | 95.04% | 0% | 0% | 5 | 0.3459% | 0% | 0% | 1 | 0% | 0% | 1 |  |  |  |  | 20.37% | [5 empty] | 36.06% | 40.11% | 76.16% | 5 | 67.25% | 0% | 0% | 2 | 9.14% | 0% | 0% | 1 | 13.79% | 0% | 0% | 1 | 73.4% | 0% | 0% | 3 | 72.91% | 0% | 0% | 3 | 0.7164% | 0% | 0% | 1
306 | Boulevard | Greater_Imperial | 180 | 7200 | 10 | 57.35% | 0% | 3 |  |  |  |  | 0% | [5 empty] | 49.49% | 39.52% | 89.01% | 5 | 8.062% | 22.3% | 0% | 2 | 13.26% | 23.64% | 0% | 2 | 37.46% | 32.79% | 0% | 2 | 47.44% | 39.01% | 0% | 2 | 25.07% | 27.36% | 0% | 2 | 1.394% | 20.79% | 0% | 2 | 56.74% | 0% | 3 |  |  |  |  | 0% | [5 empty] | 39.53% | 38.82% | 78.35% | 5 | 6.443% | 17.51% | 0% | 1 | 17.54% | 19.86% | 0% | 1 | 38.84% | 26.78% | 0% | 2 | 47.1% | 30.96% | 0% | 2 | 30.45% | 23.55% | 0% | 2 | 1.113% | 16.56% | 0% | 1 | 50.41% | 0% | 3 |  |  |  |  | 0% | [5 empty] | 30.68% | 33.08% | 63.76% | 5 | 15.62% | 14.64% | 0% | 1 | 17.09% | 14.9% | 0% | 1 | 33.86% | 18.68% | 0% | 1 | 51.45% | 25.45% | 0% | 2 | 34.21% | 18.78% | 0% | 1 | 0.8701% | 12.46% | 0% | 1 | 47.45% | 0% | 2 |  |  |  |  | 0% | [5 empty] | 23.91% | 27.34% | 51.25% | 4 | 14.3% | 11.22% | 0% | 1 | 14.9% | 11.3% | 0% | 1 | 28.15% | 13.38% | 0% | 1 | 43.69% | 17.07% | 0% | 1 | 45.69% | 17.7% | 0% | 1 | 1.935% | 9.804% | 0% | 1
307 | Llagas | Peninsula_Monterey | 0 | 0 | 0 | 0% | 0% | 1 |  |  |  |  | 0% | [5 empty] | 0% | 0% | 0% | 1 | 0% | 0% | 0% | 1 | 0% | 0% | 0% | 1 | 0% | 0% | 0% | 1 | 0% | 0% | 0% | 1 | 0% | 0% | 0% | 1 | 0% | 0% | 0% | 1 | 0% | 0% | 1 |  |  |  |  | 0% | [5 empty] | 78.22% | 21.78% | 100% | 5 | 100% | 0% | 0% | 5 | 8.03% | 0% | 0% | 1 | 8.03% | 0% | 0% | 1 | 100% | 0% | 0% | 5 | 100% | 0% | 0% | 5 | 1.789% | 0% | 0% | 1 | 0% | 0% | 1 |  |  |  |  | 0.1179% | [5 empty] | 30.14% | 59.53% | 89.67% | 5 | 83.5% | 0% | 0% | 3 | 16.63% | 0% | 0% | 1 | 16.63% | 0% | 0% | 1 | 98.7% | 0% | 0% | 5 | 83.44% | 0% | 0% | 3 | 4.313% | 0% | 0% | 1 | 0% | 0% | 1 |  |  |  |  | 0.06273% | [5 empty] | 48.12% | 49.02% | 97.14% | 5 | 90.57% | 0% | 0% | 4 | 13.68% | 0% | 0% | 1 | 16.07% | 0% | 0% | 1 | 94.73% | 0% | 0% | 4 | 93.89% | 0% | 0% | 4 | 0.8195% | 0% | 0% | 1
308 | Miller | Central_Valley_North_Los_Banos | 0 | 0 | 0 | 0% | 0% | 1 |  |  |  |  | 0% | [5 empty] | 100% | 0% | 100% | 5 | 87.52% | 0% | 0% | 3 | 25.34% | 0% | 0% | 1 | 28.49% | 0% | 0% | 1 | 97% | 0% | 0% | 5 | 100% | 0% | 0% | 5 | 0% | 0% | 0% | 1 | 0% | 0% | 1 |  |  |  |  | 0% | [5 empty] | 66.52% | 33.48% | 100% | 5 | 90.07% | 0% | 0% | 4 | 21.05% | 0% | 0% | 1 | 24% | 0% | 0% | 1 | 95.5% | 0% | 0% | 5 | 94.23% | 0% | 0% | 4 | 0% | 0% | 0% | 1 | 0% | 0% | 1 |  |  |  |  | 0% | [5 empty] | 47.39% | 52.53% | 99.91% | 5 | 97.18% | 0% | 0% | 5 | 12.15% | 0% | 0% | 1 | 28.3% | 0% | 0% | 1 | 98.8% | 0% | 0% | 5 | 96.35% | 0% | 0% | 5 | 0.1902% | 0% | 0% | 1 | 0% | 0% | 1 |  |  |  |  | 0% | [5 empty] | 43.88% | 56.07% | 99.95% | 5 | 95.29% | 0% | 0% | 5 | 13.88% | 0% | 0% | 1 | 26.3% | 0% | 0% | 1 | 96.9% | 0% | 0% | 5 | 98% | 0% | 0% | 5 | 0.1285% | 0% | 0% | 1
309 | Madison | Solano | 95 | 3800 | 20 | 2660% | 29.49% | 5 |  |  |  |  | 7.368% | [5 empty] | 97.63% | 0% | 97.63% | 5 | 92.61% | 409.8% | 24.73% | 5 | 2.357% | 31.03% | 0% | 2 | 2.342% | 31.02% | 0% | 2 | 92.61% | 409.8% | 24.73% | 5 | 72.45% | 110% | 3.784% | 4 | 0.5409% | 30.46% | 0% | 2 | 305.8% | 7.646% | 4 |  |  |  |  | 6.121% | [5 empty] | 79.96% | 17.8% | 97.75% | 5 | 88.86% | 98.36% | 0% | 4 | 2.073% | 11.19% | 0% | 1 | 1.049% | 11.07% | 0% | 1 | 88.86% | 98.36% | 0% | 4 | 74.71% | 43.31% | 0% | 3 | 0.8793% | 11.05% | 0% | 1 | 233.1% | 4.743% | 4 |  |  |  |  | 4.483% | [5 empty] | 65.61% | 29.52% | 95.12% | 5 | 84.42% | 51.51% | 0% | 3 | 6.4% | 8.571% | 0% | 1 | 3.866% | 8.345% | 0% | 1 | 85.34% | 54.72% | 0% | 3 | 76.87% | 34.68% | 0% | 3 | 0.7884% | 8.086% | 0% | 1 | 131% | 0.938% | 4 |  |  |  |  | 15.74% | [5 empty] | 55.13% | 21.53% | 76.65% | 5 | 54.99% | 8.551% | 0% | 2 | 16.58% | 4.614% | 0% | 1 | 18.53% | 4.724% | 0% | 1 | 68.45% | 12.2% | 0% | 2 | 52.99% | 8.188% | 0% | 2 | 8.752% | 4.218% | 0% | 1
310 | New Melones | El_Dorado_Mariposa | 0 | 0 | 0 | 0% | 0% | 1 |  |  |  |  | 0% | [5 empty] | 0% | 0% | 0% | 1 | 0% | 0% | 0% | 1 | 0% | 0% | 0% | 1 | 0% | 0% | 0% | 1 | 0% | 0% | 0% | 1 | 0% | 0% | 0% | 1 | 0% | 0% | 0% | 1 | 0% | 0% | 1 |  |  |  |  | 0% | [5 empty] | 0% | 0% | 0% | 1 | 0% | 0% | 0% | 1 | 0% | 0% | 0% | 1 | 0% | 0% | 0% | 1 | 0% | 0% | 0% | 1 | 0% | 0% | 0% | 1 | 0% | 0% | 0% | 1 | 0% | 0% | 1 |  |  |  |  | 0% | [5 empty] | 0% | 0% | 0% | 1 | 0% | 0% | 0% | 1 | 0% | 0% | 0% | 1 | 0% | 0% | 0% | 1 | 0% | 0% | 0% | 1 | 0% | 0% | 0% | 1 | 0% | 0% | 0% | 1 | 0% | 0% | 1 |  |  |  |  | 0% | [5 empty] | 0% | 100% | 100% | 5 | 0% | 0% | 0% | 1 | 0% | 0% | 0% | 1 | 0% | 0% | 0% | 1 | 0% | 0% | 0% | 1 | 7.834% | 0% | 0% | 1 | 0% | 0% | 0% | 1
311 | Waukena | Central_Valley_North_Los_Banos | 0 | 0 | 0 | 0% | 0% | 1 |  |  |  |  | 0% | [5 empty] | 0% | 0% | 0% | 1 | 0% | 0% | 0% | 1 | 0% | 0% | 0% | 1 | 0% | 0% | 0% | 1 | 0% | 0% | 0% | 1 | 0% | 0% | 0% | 1 | 0% | 0% | 0% | 1 | 0% | 0% | 1 |  |  |  |  | 0% | [5 empty] | 0% | 0% | 0% | 1 | 0% | 0% | 0% | 1 | 0% | 0% | 0% | 1 | 0% | 0% | 0% | 1 | 0% | 0% | 0% | 1 | 0% | 0% | 0% | 1 | 0% | 0% | 0% | 1 | 0% | 0% | 1 |  |  |  |  | 0% | [5 empty] | 0% | 0% | 0% | 1 | 0% | 0% | 0% | 1 | 0% | 0% | 0% | 1 | 0% | 0% | 0% | 1 | 0% | 0% | 0% | 1 | 0% | 0% | 0% | 1 | 0% | 0% | 0% | 1 | 0% | 0% | 1 |  |  |  |  | 0% | [5 empty] | 0% | 0% | 0% | 1 | 0% | 0% | 0% | 1 | 0% | 0% | 0% | 1 | 0% | 0% | 0% | 1 | 0% | 0% | 0% | 1 | 0% | 0% | 0% | 1 | 0% | 0% | 0% | 1
312 | Excelsior | Central_Valley_North_Los_Banos | 0 | 0 | 0 | 0% | 0% | 1 |  |  |  |  | 0% | [5 empty] | 83.48% | 0% | 83.48% | 5 | 100% | 0% | 0% | 5 | 0% | 0% | 0% | 1 | 24.54% | 0% | 0% | 1 | 100% | 0% | 0% | 5 | 34.15% | 0% | 0% | 1 | 0% | 0% | 0% | 1 | 0% | 0% | 1 |  |  |  |  | 0% | [5 empty] | 64.6% | 28.63% | 93.23% | 5 | 100% | 0% | 0% | 5 | 0% | 0% | 0% | 1 | 10.12% | 0% | 0% | 1 | 100% | 0% | 0% | 5 | 73% | 0% | 0% | 3 | 0% | 0% | 0% | 1 | 0% | 0% | 1 |  |  |  |  | 0% | [5 empty] | 64.6% | 28.63% | 93.23% | 5 | 100% | 0% | 0% | 5 | 0% | 0% | 0% | 1 | 10.12% | 0% | 0% | 1 | 100% | 0% | 0% | 5 | 73% | 0% | 0% | 3 | 0% | 0% | 0% | 1 | 0% | 0% | 1 |  |  |  |  | 0% | [5 empty] | 60.97% | 32.64% | 93.61% | 5 | 100% | 0% | 0% | 5 | 0% | 0% | 0% | 1 | 9.548% | 0% | 0% | 1 | 100% | 0% | 0% | 5 | 74.52% | 0% | 0% | 3 | 0% | 0% | 0% | 1
313 | Colgate | Northern_California | 0 | 0 | 0 | 0% | 0% | 1 |  |  |  |  | 0% | [5 empty] | 0% | 0% | 0% | 1 | 0% | 0% | 0% | 1 | 0% | 0% | 0% | 1 | 0% | 0% | 0% | 1 | 0% | 0% | 0% | 1 | 0% | 0% | 0% | 1 | 0% | 0% | 0% | 1 | 0% | 0% | 1 |  |  |  |  | 0% | [5 empty] | 0% | 0% | 0% | 1 | 0% | 0% | 0% | 1 | 0% | 0% | 0% | 1 | 0% | 0% | 0% | 1 | 0% | 0% | 0% | 1 | 0% | 0% | 0% | 1 | 0% | 0% | 0% | 1 | 0% | 0% | 1 |  |  |  |  | 0% | [5 empty] | 0% | 0% | 0% | 1 | 0% | 0% | 0% | 1 | 0% | 0% | 0% | 1 | 0% | 0% | 0% | 1 | 0% | 0% | 0% | 1 | 0% | 0% | 0% | 1 | 0% | 0% | 0% | 1 | 0% | 0% | 1 |  |  |  |  | 0% | [5 empty] | 40.94% | 15.26% | 56.2% | 3 | 0% | 0% | 0% | 1 | 38.81% | 0% | 0% | 1 | 27.86% | 0% | 0% | 1 | 44.37% | 0% | 0% | 1 | 32.56% | 0% | 0% | 1 | 1.805% | 0% | 0% | 1
314 | New Sub - Pit 1 - Cottonwood (Proposed) | Northern_California | 0 | 0 | 15 | 0% | 0% | 1 |  |  |  |  | 0% | [5 empty] | 87.2% | 0.9356% | 88.14% | 5 | 72.39% | 0% | 0% | 3 | 9.759% | 0% | 0% | 1 | 9.619% | 0% | 0% | 1 | 81.49% | 0% | 0% | 3 | 34.35% | 0% | 0% | 1 | 1.643% | 0% | 0% | 1 | 0% | 0% | 1 |  |  |  |  | 0% | [5 empty] | 80.88% | 2.47% | 83.35% | 5 | 66.08% | 0% | 0% | 2 | 11.08% | 0% | 0% | 1 | 11.21% | 0% | 0% | 1 | 76.36% | 0% | 0% | 3 | 39.14% | 0% | 0% | 1 | 1.481% | 0% | 0% | 1 | 0% | 0% | 1 |  |  |  |  | 0% | [5 empty] | 75.34% | 6.419% | 81.75% | 5 | 56.32% | 0% | 0% | 2 | 16.69% | 0% | 0% | 1 | 12.98% | 0% | 0% | 1 | 72.97% | 0% | 0% | 3 | 44.88% | 0% | 0% | 1 | 1.221% | 0% | 0% | 1 | 0% | 0% | 1 |  |  |  |  | 0% | [5 empty] | 61.52% | 12.05% | 73.57% | 3 | 44.63% | 0% | 0% | 1 | 18.64% | 0% | 0% | 1 | 18.1% | 0% | 0% | 1 | 65.31% | 0% | 0% | 2 | 53.46% | 0% | 0% | 2 | 1.068% | 0% | 0% | 1
315 | Cal Flats |  | 0 | 0 | 0 | 0% | 0% | 1 |  |  |  |  | 0% | [5 empty] | 98.62% | 0.1254% | 98.74% | 5 | 79.25% | 0% | 0% | 3 | 7.46% | 0% | 0% | 1 | 39.24% | 0% | 0% | 1 | 79.25% | 0% | 0% | 3 | 76.84% | 0% | 0% | 3 | 0.01461% | 0% | 0% | 1 | 0% | 0% | 1 |  |  |  |  | 0% | [5 empty] | 96.48% | 1.707% | 98.18% | 5 | 61.77% | 0% | 0% | 2 | 9.957% | 0% | 0% | 1 | 25.62% | 0% | 0% | 1 | 65.7% | 0% | 0% | 2 | 81.62% | 0% | 0% | 3 | 0.2389% | 0% | 0% | 1 | 0% | 0% | 1 |  |  |  |  | 0% | [5 empty] | 95.65% | 0.9854% | 96.63% | 5 | 66.35% | 0% | 0% | 2 | 5.749% | 0% | 0% | 1 | 24.39% | 0% | 0% | 1 | 72.8% | 0% | 0% | 3 | 66.94% | 0% | 0% | 2 | 1.011% | 0% | 0% | 1 | 0% | 0% | 1 |  |  |  |  | 0% | [5 empty] | 84.08% | 6.627% | 90.71% | 5 | 68.24% | 0% | 0% | 2 | 4.416% | 0% | 0% | 1 | 19.92% | 0% | 0% | 1 | 73.85% | 0% | 0% | 3 | 62.5% | 0% | 0% | 2 | 0.6687% | 0% | 0% | 1

## Land_OOS_Analysis_Wind_2036
Land-use and environmental criteria analysis for 2036 onshore wind resources mapped to Nevada or Arizona areas of the CAISO system for 5, 10, 15, and 20 mile radii from substations. This analysis uses the values from the "LandEnvData_SolarWind_OOS" tab to calculate criteria alignment. |  |  |  | Onshore Wind Resource Density Assumption
|  |  |  | 40 | Acres/MW
[6 empty] | 5 Mile Radius Analysis |  |  | 10 Mile Radius Analysis |  |  | 15 Mile Radius Analysis |  |  | 20 Mile Radius Analysis
[6 empty] | WECC Land-Use Screen |  |  | WECC Land-Use Screen |  |  | WECC Land-Use Screen |  |  | WECC Land-Use Screen
OBJECTID | IRP_Substation_Name | RESOLVE_Solar_Area | MWs Mapped | Acres of MWs Mapped | Distance from Substation Selected | Lower Implications Area used by MWs Mapped | High Implications Area used by MWs Mapped | Core Screen Criteria Alignment Level | Lower Implications Area used by MWs Mapped | High Implications Area used by MWs Mapped | Core Screen Criteria Alignment Level | Lower Implications Area used by MWs Mapped | High Implications Area used by MWs Mapped | Core Screen Criteria Alignment Level | Lower Implications Area used by MWs Mapped | High Implications Area used by MWs Mapped | Core Screen Criteria Alignment Level
1 | DELANEY | ARIZONA | 0 | 0 | 0 | 0% | 0% | 1 | 0% | 0% | 1 | 0% | 0% | 1 | 0% | 0% | 1
2 | GAMEBIRD | SNV | 0 | 0 | 0 | 0% | 0% | 1 | 0% | 0% | 1 | 0% | 0% | 1 | 0% | 0% | 1
3 | MOHAVE | SNV | 0 | 0 | 20 | 0% | 0% | 1 | 0% | 0% | 1 | 0% | 0% | 1 | 0% | 0% | 1
4 | HASSAYAMPA | ARIZONA | 0 | 0 | 0 | 0% | 0% | 1 | 0% | 0% | 1 | 0% | 0% | 1 | 0% | 0% | 1
5 | ELDORADO | SNV | 0 | 0 | 0 | 0% | 0% | 1 | 0% | 0% | 1 | 0% | 0% | 1 | 0% | 0% | 1
6 | NORTH GILA | ARIZONA | 0 | 0 | 0 | 0% | 0% | 1 | 0% | 0% | 1 | 0% | 0% | 1 | 0% | 0% | 1
7 | LATHROP | SNV | 0 | 0 | 15 | 0% | 0% | 1 | 0% | 0% | 1 | 0% | 0% | 1 | 0% | 0% | 1
8 | BEATTY | SNV | 0 | 0 | 0 | 0% | 0% | 1 | 0% | 0% | 1 | 0% | 0% | 1 | 0% | 0% | 1
9 | VALLEY (VEA) | SNV | 0 | 0 | 0 | 0% | 0% | 1 | 0% | 0% | 1 | 0% | 0% | 1 | 0% | 0% | 1
10 | INNOVATION | SNV | 0 | 0 | 0 | 0% | 0% | 1 | 0% | 0% | 1 | 0% | 0% | 1 | 0% | 0% | 1
11 | HOODOO WASH | ARIZONA | 0 | 0 | 0 | 0% | 0% | 1 | 0% | 0% | 1 | 0% | 0% | 1 | 0% | 0% | 1
12 | VISTA (VEA) | SNV | 0 | 0 | 0 | 0% | 0% | 1 | 0% | 0% | 1 | 0% | 0% | 1 | 0% | 0% | 1
13 | DESERT VIEW | SNV | 0 | 0 | 0 | 0% | 0% | 1 | 0% | 0% | 1 | 0% | 0% | 1 | 0% | 0% | 1
14 | CIELO AZUL | ARIZONA | 0 | 0 | 0 | 0% | 0% | 1 | 0% | 0% | 1 | 0% | 0% | 1 | 0% | 0% | 1
15 | TROUT CANYON | SNV | 0 | 0 | 20 | 0% | 0% | 1 | 0% | 0% | 1 | 0% | 0% | 1 | 0% | 0% | 1
16 | SLOAN CANYON | SNV | 321 | 12840 | 20 | 840.6% | 2903% | 5 | 374.9% | 241.6% | 5 | 113.7% | 7.701% | 4 | 45.28% | 0% | 2
17 | CHARLESTON PARK | SNV | 0 | 0 | 0 | 0% | 0% | 1 | 0% | 0% | 1 | 0% | 0% | 1 | 0% | 0% | 1
18 | JACKASS FLATS | SNV | 0 | 0 | 0 | 0% | 0% | 1 | 0% | 0% | 1 | 0% | 0% | 1 | 0% | 0% | 1
19 | MCCULLOUGH | SNV | 0 | 0 | 0 | 0% | 0% | 1 | 0% | 0% | 1 | 0% | 0% | 1 | 0% | 0% | 1
20 | MEAD | SNV | 0 | 0 | 0 | 0% | 0% | 1 | 0% | 0% | 1 | 0% | 0% | 1 | 0% | 0% | 1
21 | MERCURY | SNV | 0 | 0 | 0 | 0% | 0% | 1 | 0% | 0% | 1 | 0% | 0% | 1 | 0% | 0% | 1
22 | NORTHWEST (NVE) | SNV | 0 | 0 | 0 | 0% | 0% | 1 | 0% | 0% | 1 | 0% | 0% | 1 | 0% | 0% | 1
23 | PAHRUMP | SNV | 0 | 0 | 0 | 0% | 0% | 1 | 0% | 0% | 1 | 0% | 0% | 1 | 0% | 0% | 1
24 | PALO VERDE | ARIZONA | 0 | 0 | 0 | 0% | 0% | 1 | 0% | 0% | 1 | 0% | 0% | 1 | 0% | 0% | 1
25 | PRIMM | SNV | 0 | 0 | 0 | 0% | 0% | 1 | 0% | 0% | 1 | 0% | 0% | 1 | 0% | 0% | 1
26 | SANDY VALLEY | SNV | 0 | 0 | 0 | 0% | 0% | 1 | 0% | 0% | 1 | 0% | 0% | 1 | 0% | 0% | 1
27 | THOUSANDAIRE | SNV | 0 | 0 | 0 | 0% | 0% | 1 | 0% | 0% | 1 | 0% | 0% | 1 | 0% | 0% | 1
28 | VALLEY SWITCH | SNV | 0 | 0 | 0 | 0% | 0% | 1 | 0% | 0% | 1 | 0% | 0% | 1 | 0% | 0% | 1

## Land_EnvAnalysis_Solar_2041
Land-use and environmental criteria analysis for 2041 utility-scale solar resources mapped to in-California areas for 5, 10, 15, and 20 mile radii from substations. This analysis uses the values from the "LandEnv_Solar_Data_Xmi" 5 through 20 mile tabs to calculate criteria alignment. |  |  |  | Utility-scale Solar Resource Density Assumption
[47 empty] | <-5 mi | [41 empty] | <-10 mi | [41 empty] | <-15 mi | [41 empty] | 20 mi
|  |  |  | 10 | Acres/MW | 5-mile Radius From Substation Analysis | [41 empty] | 10-mile Radius From Substation Analysis | [41 empty] | 15-mile Radius From Substation Analysis | [41 empty] | 20-mile Radius From Substation Analysis
[6 empty] | 3. Land-use Feasibility Criteria Analysis | [16 empty] | 4. Environmental (Conservation and Biological) Impact Factors Criteria Analysis | [24 empty] | 3. Land-use Feasibility Criteria Analysis | [16 empty] | 4. Environmental (Conservation and Biological) Impact Factors Criteria Analysis | [24 empty] | 3. Land-use Feasibility Criteria Analysis | [16 empty] | 4. Environmental (Conservation and Biological) Impact Factors Criteria Analysis | [24 empty] | 3. Land-use Feasibility Criteria Analysis | [16 empty] | 4. Environmental (Conservation and Biological) Impact Factors Criteria Analysis
[6 empty] | CEC Core Land-Use Screen |  |  | CEC's Parcelization |  |  |  | CEC's Cropland Index |  |  |  | Criticially Overdrafted Groundwater Basin |  | Fire Threat |  |  |  | ACE Terrestrial Connectivity |  |  |  | ACE Biodiversity |  |  |  | ACE Irreplaceability |  |  |  | ACE Combined |  |  |  | Terrestrial Landscape Intactness |  |  |  | Wetlands |  |  |  |  | CEC Core Land-Use Screen |  |  | CEC's Parcelization |  |  |  | CEC's Cropland Index |  |  |  | Criticially Overdrafted Groundwater Basin |  | Fire Threat |  |  |  | ACE Terrestrial Connectivity |  |  |  | ACE Biodiversity |  |  |  | ACE Irreplaceability |  |  |  | ACE Combined |  |  |  | Terrestrial Landscape Intactness |  |  |  | Wetlands |  |  |  |  | CEC Core Land-Use Screen |  |  | CEC's Parcelization |  |  |  | CEC's Cropland Index |  |  |  | Criticially Overdrafted Groundwater Basin |  | Fire Threat |  |  |  | ACE Terrestrial Connectivity |  |  |  | ACE Biodiversity |  |  |  | ACE Irreplaceability |  |  |  | ACE Combined |  |  |  | Terrestrial Landscape Intactness |  |  |  | Wetlands |  |  |  |  | CEC Core Land-Use Screen |  |  | CEC's Parcelization |  |  |  | CEC's Cropland Index |  |  |  | Criticially Overdrafted Groundwater Basin |  | Fire Threat |  |  |  | ACE Terrestrial Connectivity |  |  |  | ACE Biodiversity |  |  |  | ACE Irreplaceability |  |  |  | ACE Combined |  |  |  | Terrestrial Landscape Intactness |  |  |  | Wetlands
OBJECTID | IRP_Substation_Name | RESOLVE_Solar_Area | MWs Mapped | Acres of MWs Mapped | Distance from Substation Selected | Lower Implications Area used by MWs Mapped | High Implications Area used by MWs Mapped | Core Screen Criteria Alignment Level | Substation's 10th Percentile Value Parcelization | Low Parcelization (P ≤ 6) Area used by MWs Mapped | Medium Parcelization (6 < P ≤ 30) Area used by MWs Mapped | Parcelization Criteria Alignment Level | Total Potential Area Percentage High Value Cropland | Low Value Cropland used by MWs Mapped | High Value Cropland used by MWs Mapped | Cropland Index Criteria Alignment Level | Majority of Area within Critically Overdrafted Basin | Overdrafted Basin Criteria Alignment Level | Total Potential Area Percentage Tier 2 | Total Potential Area Percentage Tier 3 | Total Potential Area Percentage Tier 2 or 3 | Fire Threat Criteria Alignment Level | Total Potential Area Percentage Higher Implications | Low Implications Area used by MWs Mapped | Higher Implications Area used by MWs Mapped | ACE Connectivity Criteria Alignment | Total Potential Area Percentage Higher Implications | Low Implications Area used by MWs Mapped | Higher Implications Area used by MWs Mapped | ACE Biodiversity Criteria Alignment | Total Potential Area Percentage Higher Implications | Low Implications Area used by MWs Mapped | Higher Implications Area used by MWs Mapped | ACE Irreplaceability Criteria Alignment | Total Potential Area Percentage Higher Implications | Low Implications Area used by MWs Mapped | Higher Implications Area used by MWs Mapped | All ACE Criteria Alignment | Total Potential Area Percentage Higher Implications | Low Implications Area used by MWs Mapped | Higher Implications Area used by MWs Mapped | Intactness Criteria Alignment | Total Potential Area Percentage Higher Implications | Low Implications Area used by MWs Mapped | Higher Implications Area used by MWs Mapped | Wetlands Criteria Alignment |  | Lower Implications Area used by MWs Mapped | High Implications Area used by MWs Mapped | Core Screen Criteria Alignment Level | Substation's 10th Percentile Value Parcelization | Low Parcelization (P ≤ 6) Area used by MWs Mapped | Medium Parcelization (6 < P ≤ 30) Area used by MWs Mapped | Parcelization Criteria Alignment Level | Total Potential Area Percentage High Value Cropland | Low Value Cropland used by MWs Mapped | High Value Cropland used by MWs Mapped | Cropland Index Criteria Alignment Level | Majority of Area within Critically Overdrafted Basin | Overdrafted Basin Criteria Alignment Level | Total Potential Area Percentage Tier 2 | Total Potential Area Percentage Tier 3 | Total Potential Area Percentage Tier 2 or 3 | Fire Threat Criteria Alignment Level | Total Potential Area Percentage Higher Implications | Low Implications Area used by MWs Mapped | Higher Implications Area used by MWs Mapped | ACE Connectivity Criteria Alignment | Total Potential Area Percentage Higher Implications | Low Implications Area used by MWs Mapped | Higher Implications Area used by MWs Mapped | ACE Biodiversity Criteria Alignment | Total Potential Area Percentage Higher Implications | Low Implications Area used by MWs Mapped | Higher Implications Area used by MWs Mapped | ACE Irreplaceability Criteria Alignment | Total Potential Area Percentage Higher Implications | Low Implications Area used by MWs Mapped | Higher Implications Area used by MWs Mapped | All ACE Criteria Alignment | Total Potential Area Percentage Higher Implications | Low Implications Area used by MWs Mapped | Higher Implications Area used by MWs Mapped | Intactness Criteria Alignment | Total Potential Area Percentage Higher Implications | Low Implications Area used by MWs Mapped | Higher Implications Area used by MWs Mapped | Wetlands Criteria Alignment |  | Lower Implications Area used by MWs Mapped | High Implications Area used by MWs Mapped | Core Screen Criteria Alignment Level | Substation's 10th Percentile Value Parcelization | Low Parcelization (P ≤ 6) Area used by MWs Mapped | Medium Parcelization (6 < P ≤ 30) Area used by MWs Mapped | Parcelization Criteria Alignment Level | Total Potential Area Percentage High Value Cropland | Low Value Cropland used by MWs Mapped | High Value Cropland used by MWs Mapped | Cropland Index Criteria Alignment Level | Majority of Area within Critically Overdrafted Basin | Overdrafted Basin Criteria Alignment Level | Total Potential Area Percentage Tier 2 | Total Potential Area Percentage Tier 3 | Total Potential Area Percentage Tier 2 or 3 | Fire Threat Criteria Alignment Level | Total Potential Area Percentage Higher Implications | Low Implications Area used by MWs Mapped | Higher Implications Area used by MWs Mapped | ACE Connectivity Criteria Alignment | Total Potential Area Percentage Higher Implications | Low Implications Area used by MWs Mapped | Higher Implications Area used by MWs Mapped | ACE Biodiversity Criteria Alignment | Total Potential Area Percentage Higher Implications | Low Implications Area used by MWs Mapped | Higher Implications Area used by MWs Mapped | ACE Irreplaceability Criteria Alignment | Total Potential Area Percentage Higher Implications | Low Implications Area used by MWs Mapped | Higher Implications Area used by MWs Mapped | All ACE Criteria Alignment | Total Potential Area Percentage Higher Implications | Low Implications Area used by MWs Mapped | Higher Implications Area used by MWs Mapped | Intactness Criteria Alignment | Total Potential Area Percentage Higher Implications | Low Implications Area used by MWs Mapped | Higher Implications Area used by MWs Mapped | Wetlands Criteria Alignment |  | Lower Implications Area used by MWs Mapped | High Implications Area used by MWs Mapped | Core Screen Criteria Alignment Level | Substation's 10th Percentile Value Parcelization | Low Parcelization (P ≤ 6) Area used by MWs Mapped | Medium Parcelization (6 < P ≤ 30) Area used by MWs Mapped | Parcelization Criteria Alignment Level | Total Potential Area Percentage High Value Cropland | Low Value Cropland used by MWs Mapped | High Value Cropland used by MWs Mapped | Cropland Index Criteria Alignment Level | Majority of Area within Critically Overdrafted Basin | Overdrafted Basin Criteria Alignment Level | Total Potential Area Percentage Tier 2 | Total Potential Area Percentage Tier 3 | Total Potential Area Percentage Tier 2 or 3 | Fire Threat Criteria Alignment Level | Total Potential Area Percentage Higher Implications | Low Implications Area used by MWs Mapped | Higher Implications Area used by MWs Mapped | ACE Connectivity Criteria Alignment | Total Potential Area Percentage Higher Implications | Low Implications Area used by MWs Mapped | Higher Implications Area used by MWs Mapped | ACE Biodiversity Criteria Alignment | Total Potential Area Percentage Higher Implications | Low Implications Area used by MWs Mapped | Higher Implications Area used by MWs Mapped | ACE Irreplaceability Criteria Alignment | Total Potential Area Percentage Higher Implications | Low Implications Area used by MWs Mapped | Higher Implications Area used by MWs Mapped | All ACE Criteria Alignment | Total Potential Area Percentage Higher Implications | Low Implications Area used by MWs Mapped | Higher Implications Area used by MWs Mapped | Intactness Criteria Alignment | Total Potential Area Percentage Higher Implications | Low Implications Area used by MWs Mapped | Higher Implications Area used by MWs Mapped | Wetlands Criteria Alignment
0 | East Shore | NORTHERN CALIFORNIA | 130 | 1300 | 10 | 2931% | 817.3% | 5 | 3.9732 | 1604% | 1469% | 5 | 0% | 0% | 0% | 1 | 0 | 2 | 0% | 0% | 0% | 1 | 0% | 656.6% | 999.9% | 5 | 0% | 656.6% | 999.9% | 5 | 39.34% | 1082% | 1515% | 5 | 39.34% | 1082% | 1515% | 5 | 0% | 656.6% | 999.9% | 5 | 71.88% | 2335% | 874.3% | 5 |  | 79.48% | 0% | 3 | 71 | 136.1% | 3.109% | 5 | 0% | 0% | 0% | 1 | 0 | 2 | 62.28% | 0% | 62.28% | 3 | 46.76% | 15.74% | 0% | 1 | 19.84% | 10.45% | 0% | 1 | 66.33% | 24.89% | 0% | 2 | 83.34% | 50.29% | 0% | 3 | 39.99% | 13.96% | 0% | 1 | 8.716% | 9.18% | 0% | 1 |  | 40.3% | 0% | 2 | 51.5 | 28.24% | 0% | 4 | 0.2576% | 0% | 0% | 1 | 0 | 2 | 71.85% | 0% | 71.85% | 3 | 65.6% | 9.618% | 0% | 2 | 28.51% | 4.628% | 0% | 1 | 66.04% | 9.742% | 0% | 2 | 86.56% | 24.62% | 0% | 3 | 38.07% | 5.342% | 0% | 1 | 8.452% | 3.614% | 0% | 1 |  | 17.03% | 0% | 1 | 28 | 8.319% | 0% | 3 | 0.2545% | 0% | 0% | 1 | 0 | 2 | 70.13% | 0.2655% | 70.4% | 3 | 54.91% | 3.598% | 0% | 2 | 37.39% | 2.591% | 0% | 1 | 62.59% | 4.336% | 0% | 2 | 80.77% | 8.437% | 0% | 3 | 43.55% | 2.874% | 0% | 1 | 7.77% | 1.759% | 0% | 1
1 | Newark | NORTHERN CALIFORNIA | 0 | 0 | 10 | 0% | 0% | 1 | 4.8464 | 0% | 0% | 1 | 0% | 0% | 0% | 1 | 0 | 2 | 19% | 0% | 19% | 1 | 0.3715% | 0% | 0% | 1 | 8.618% | 0% | 0% | 1 | 30.62% | 0% | 0% | 1 | 30.62% | 0% | 0% | 1 | 1.533% | 0% | 0% | 1 | 80.02% | 0% | 0% | 3 |  | 0% | 0% | 1 | 10.3359 | 0% | 0% | 1 | 0.6724% | 0% | 0% | 1 | 0 | 2 | 93.46% | 0% | 93.46% | 5 | 62.35% | 0% | 0% | 2 | 45.55% | 0% | 0% | 1 | 69.57% | 0% | 0% | 2 | 83.12% | 0% | 0% | 3 | 45.65% | 0% | 0% | 1 | 9.961% | 0% | 0% | 1 |  | 0% | 0% | 1 | 14.3406 | 0% | 0% | 2 | 0.2164% | 0% | 0% | 1 | 0 | 2 | 93.69% | 0.6057% | 94.3% | 5 | 57.48% | 0% | 0% | 2 | 38.42% | 0% | 0% | 1 | 53.98% | 0% | 0% | 2 | 70.41% | 0% | 0% | 3 | 61.6% | 0% | 0% | 2 | 7.742% | 0% | 0% | 1 |  | 0% | 0% | 1 | 20.4382 | 0% | 0% | 3 | 0.3204% | 0% | 0% | 1 | 0 | 2 | 78.86% | 4.381% | 83.24% | 5 | 63.87% | 0% | 0% | 2 | 38.03% | 0% | 0% | 1 | 52.36% | 0% | 0% | 2 | 81.12% | 0% | 0% | 3 | 59.36% | 0% | 0% | 2 | 6.989% | 0% | 0% | 1
2 | Tesla | NORTHERN CALIFORNIA | 0 | 0 | 10 | 0% | 0% | 1 | 22.75 | 0% | 0% | 3 | 7.265% | 0% | 0% | 1 | 0 | 2 | 86.09% | 0% | 86.09% | 5 | 78.96% | 0% | 0% | 3 | 75.4% | 0% | 0% | 3 | 80.32% | 0% | 0% | 3 | 92.81% | 0% | 0% | 4 | 31.01% | 0% | 0% | 1 | 3.466% | 0% | 0% | 1 |  | 0% | 0% | 1 | 16 | 0% | 0% | 2 | 20.7% | 0% | 0% | 1 | 0 | 2 | 66.43% | 5.386% | 71.82% | 3 | 71.56% | 0% | 0% | 3 | 56% | 0% | 0% | 2 | 57.78% | 0% | 0% | 2 | 82.25% | 0% | 0% | 3 | 31.79% | 0% | 0% | 1 | 5.137% | 0% | 0% | 1 |  | 0% | 0% | 1 | 14.9395 | 0% | 0% | 2 | 33.03% | 0% | 0% | 1 | 0 | 2 | 49.21% | 8.553% | 57.76% | 3 | 56.3% | 0% | 0% | 2 | 39.7% | 0% | 0% | 1 | 41.83% | 0% | 0% | 1 | 67.73% | 0% | 0% | 2 | 30.07% | 0% | 0% | 1 | 5.245% | 0% | 0% | 1 |  | 0% | 0% | 1 | 13.4242 | 0% | 0% | 2 | 37.38% | 0% | 0% | 1 | 0 | 2 | 41.15% | 10.65% | 51.8% | 3 | 53.01% | 0% | 0% | 2 | 34.01% | 0% | 0% | 1 | 37.06% | 0% | 0% | 1 | 62.96% | 0% | 0% | 2 | 30.43% | 0% | 0% | 1 | 5.407% | 0% | 0% | 1
3 | Cabrillo | SPGE | 175.25 | 1752.5 | 10 | 132.4% | 2.228% | 4 | 6.4271 | 19.9% | 0% | 1 | 22.06% | 125.8% | 7.938% | 4 | 0 | 2 | 9.089% | 0% | 9.089% | 1 | 16.61% | 10.23% | 0% | 1 | 3.395% | 8.827% | 0% | 1 | 56.3% | 19.51% | 0% | 2 | 67.29% | 26.07% | 0% | 2 | 41.05% | 14.47% | 0% | 1 | 8.526% | 9.323% | 0% | 1 |  | 35.21% | 0% | 2 | 5.1605 | 4.716% | 0% | 1 | 13.47% | 32.04% | 0% | 2 | 0 | 2 | 32.5% | 0% | 32.5% | 2 | 43.4% | 4.116% | 0% | 1 | 4.96% | 2.451% | 0% | 1 | 53.39% | 4.998% | 0% | 2 | 76.18% | 9.778% | 0% | 3 | 48.82% | 4.552% | 0% | 1 | 4.963% | 2.451% | 0% | 1 |  | 12.13% | 0% | 1 | 5.6857 | 2.066% | 0% | 1 | 8.941% | 32.04% | 0% | 2 | 0 | 2 | 36.78% | 0% | 36.78% | 2 | 49.5% | 2.16% | 0% | 1 | 5.828% | 1.158% | 0% | 1 | 50.96% | 2.224% | 0% | 2 | 77.96% | 4.948% | 0% | 3 | 38.4% | 1.77% | 0% | 1 | 3.98% | 1.136% | 0% | 1 |  | 3.491% | 0% | 1 | 6.5981 | 1.361% | 0% | 1 | 10.84% | 32.04% | 0% | 2 | 0 | 2 | 38.42% | 0.02862% | 38.45% | 2 | 41.12% | 1.121% | 0% | 1 | 5.836% | 0.701% | 0% | 1 | 39.65% | 1.094% | 0% | 1 | 64.95% | 1.883% | 0% | 2 | 33.98% | 0.9998% | 0% | 1 | 3.576% | 0.6845% | 0% | 1
4 | Honcut | NORTHERN CALIFORNIA | 0 | 0 | 10 | 0% | 0% | 1 | 13 | 0% | 0% | 2 | 55.58% | 0% | 0% | 2 | 0 | 2 | 16.68% | 0% | 16.68% | 1 | 90.33% | 0% | 0% | 4 | 0% | 0% | 0% | 1 | 1.598% | 0% | 0% | 1 | 90.33% | 0% | 0% | 4 | 3.384% | 0% | 0% | 1 | 20.37% | 0% | 0% | 1 |  | 0% | 0% | 1 | 16.2 | 0% | 0% | 2 | 36.18% | 0% | 0% | 1 | 0 | 2 | 24.11% | 0% | 24.11% | 2 | 78.52% | 0% | 0% | 3 | 7.303% | 0% | 0% | 1 | 20.64% | 0% | 0% | 1 | 84.07% | 0% | 0% | 3 | 8.656% | 0% | 0% | 1 | 12.72% | 0% | 0% | 1 |  | 0% | 0% | 1 | 15.7295 | 0% | 0% | 2 | 24.97% | 0% | 0% | 1 | 0 | 2 | 32.14% | 0% | 32.14% | 2 | 63.68% | 0% | 0% | 2 | 11.33% | 0% | 0% | 1 | 30.4% | 0% | 0% | 1 | 81.5% | 0% | 0% | 3 | 15.46% | 0% | 0% | 1 | 9.873% | 0% | 0% | 1 |  | 0% | 0% | 1 | 13.273 | 0% | 0% | 2 | 21.73% | 0% | 0% | 1 | 0 | 2 | 34.16% | 1.858% | 36.01% | 2 | 57.4% | 0% | 0% | 2 | 13.03% | 0% | 0% | 1 | 32.06% | 0% | 0% | 1 | 77.47% | 0% | 0% | 3 | 14.55% | 0% | 0% | 1 | 9.531% | 0% | 0% | 1
5 | Palermo | NORTHERN CALIFORNIA | 0 | 0 | 10 | 0% | 0% | 1 | 35.3354 | 0% | 0% | 4 | 4.937% | 0% | 0% | 1 | 0 | 2 | 79.24% | 0% | 79.24% | 5 | 85.01% | 0% | 0% | 3 | 11.13% | 0% | 0% | 1 | 0% | 0% | 0% | 1 | 94.74% | 0% | 0% | 4 | 11.05% | 0% | 0% | 1 | 17.82% | 0% | 0% | 1 |  | 0% | 0% | 1 | 17 | 0% | 0% | 2 | 9.338% | 0% | 0% | 1 | 0 | 2 | 65.32% | 2.586% | 67.91% | 3 | 86.79% | 0% | 0% | 3 | 11.67% | 0% | 0% | 1 | 12.86% | 0% | 0% | 1 | 93.21% | 0% | 0% | 4 | 29.7% | 0% | 0% | 1 | 18.59% | 0% | 0% | 1 |  | 0% | 0% | 1 | 16.6475 | 0% | 0% | 2 | 12.62% | 0% | 0% | 1 | 0 | 2 | 38.99% | 5.277% | 44.26% | 2 | 74.12% | 0% | 0% | 3 | 11.01% | 0% | 0% | 1 | 30.13% | 0% | 0% | 1 | 86.22% | 0% | 0% | 3 | 20.89% | 0% | 0% | 1 | 13.27% | 0% | 0% | 1 |  | 0% | 0% | 1 | 14.2748 | 0% | 0% | 2 | 13.73% | 0% | 0% | 1 | 0 | 2 | 32.84% | 6.523% | 39.36% | 2 | 65.71% | 0% | 0% | 2 | 16.22% | 0% | 0% | 1 | 39.2% | 0% | 0% | 1 | 84.56% | 0% | 0% | 3 | 21.22% | 0% | 0% | 1 | 10.06% | 0% | 0% | 1
6 | Table Mountain | NORTHERN CALIFORNIA | 0 | 0 | 10 | 0% | 0% | 1 | 7.7979 | 0% | 0% | 1 | 7.361% | 0% | 0% | 1 | 0 | 2 | 50.28% | 0% | 50.28% | 3 | 79.04% | 0% | 0% | 3 | 36.14% | 0% | 0% | 1 | 41.81% | 0% | 0% | 1 | 99.9% | 0% | 0% | 5 | 30.18% | 0% | 0% | 1 | 38.21% | 0% | 0% | 1 |  | 0% | 0% | 1 | 10.7619 | 0% | 0% | 1 | 7.038% | 0% | 0% | 1 | 0 | 2 | 38.99% | 0% | 38.99% | 2 | 70.47% | 0% | 0% | 3 | 22.52% | 0% | 0% | 1 | 59.21% | 0% | 0% | 2 | 90.81% | 0% | 0% | 4 | 25.4% | 0% | 0% | 1 | 19.4% | 0% | 0% | 1 |  | 0% | 0% | 1 | 13.6866 | 0% | 0% | 2 | 14.22% | 0% | 0% | 1 | 0 | 2 | 27.58% | 0.0008793% | 27.58% | 2 | 56.39% | 0% | 0% | 2 | 17.23% | 0% | 0% | 1 | 51.77% | 0% | 0% | 2 | 79.64% | 0% | 0% | 3 | 19.52% | 0% | 0% | 1 | 12.35% | 0% | 0% | 1 |  | 0% | 0% | 1 | 12.8232 | 0% | 0% | 2 | 20.83% | 0% | 0% | 1 | 0 | 2 | 24.27% | 1.418% | 25.69% | 2 | 53.31% | 0% | 0% | 2 | 20.78% | 0% | 0% | 1 | 49.65% | 0% | 0% | 1 | 80.06% | 0% | 0% | 3 | 20.55% | 0% | 0% | 1 | 11.24% | 0% | 0% | 1
7 | Wyandotte | NORTHERN CALIFORNIA | 0 | 0 | 10 | 0% | 0% | 1 | 38.9 | 0% | 0% | 4 | 1.672% | 0% | 0% | 1 | 0 | 2 | 80.37% | 0% | 80.37% | 5 | 66.39% | 0% | 0% | 2 | 27.36% | 0% | 0% | 1 | 7.668% | 0% | 0% | 1 | 88.77% | 0% | 0% | 3 | 11.8% | 0% | 0% | 1 | 20.28% | 0% | 0% | 1 |  | 0% | 0% | 1 | 15.1468 | 0% | 0% | 2 | 6.312% | 0% | 0% | 1 | 0 | 2 | 61.94% | 1.258% | 63.2% | 3 | 80.4% | 0% | 0% | 3 | 17.33% | 0% | 0% | 1 | 22.63% | 0% | 0% | 1 | 93.05% | 0% | 0% | 4 | 28.54% | 0% | 0% | 1 | 21.02% | 0% | 0% | 1 |  | 0% | 0% | 1 | 15.8214 | 0% | 0% | 2 | 10.17% | 0% | 0% | 1 | 0 | 2 | 37.62% | 3.346% | 40.96% | 2 | 71.44% | 0% | 0% | 3 | 12.2% | 0% | 0% | 1 | 36.9% | 0% | 0% | 1 | 86.27% | 0% | 0% | 3 | 22.55% | 0% | 0% | 1 | 13.27% | 0% | 0% | 1 |  | 0% | 0% | 1 | 14.5408 | 0% | 0% | 2 | 13.99% | 0% | 0% | 1 | 0 | 2 | 29.67% | 5.461% | 35.13% | 2 | 62.64% | 0% | 0% | 2 | 17.43% | 0% | 0% | 1 | 42.18% | 0% | 0% | 1 | 83.64% | 0% | 0% | 3 | 21.05% | 0% | 0% | 1 | 10.07% | 0% | 0% | 1
8 | Cortina | NORTHERN CALIFORNIA | 0 | 0 | 10 | 0% | 0% | 1 | 8.1661 | 0% | 0% | 1 | 48.31% | 0% | 0% | 1 | 0 | 2 | 21.37% | 21.83% | 43.2% | 4 | 41.69% | 0% | 0% | 1 | 6.234% | 0% | 0% | 1 | 29.37% | 0% | 0% | 1 | 70.08% | 0% | 0% | 3 | 26.96% | 0% | 0% | 1 | 0.9832% | 0% | 0% | 1 |  | 0% | 0% | 1 | 6.6268 | 0% | 0% | 1 | 37.91% | 0% | 0% | 1 | 0 | 2 | 15.18% | 30.41% | 45.59% | 5 | 37.03% | 0% | 0% | 1 | 12.4% | 0% | 0% | 1 | 45.61% | 0% | 0% | 1 | 73.36% | 0% | 0% | 3 | 34.87% | 0% | 0% | 1 | 1.155% | 0% | 0% | 1 |  | 0% | 0% | 1 | 7.0966 | 0% | 0% | 1 | 36.24% | 0% | 0% | 1 | 0 | 2 | 12.95% | 32.13% | 45.08% | 5 | 40.82% | 0% | 0% | 1 | 10.86% | 0% | 0% | 1 | 44.62% | 0% | 0% | 1 | 73.38% | 0% | 0% | 3 | 36.18% | 0% | 0% | 1 | 1.927% | 0% | 0% | 1 |  | 0% | 0% | 1 | 7.2332 | 0% | 0% | 1 | 36.13% | 0% | 0% | 1 | 0 | 2 | 15.21% | 30.46% | 45.67% | 5 | 42.19% | 0% | 0% | 1 | 14.46% | 0% | 0% | 1 | 41.23% | 0% | 0% | 1 | 69.97% | 0% | 0% | 2 | 35.52% | 0% | 0% | 1 | 2.981% | 0% | 0% | 1
9 | Etiwanda | GREATER LA METRO | 0 | 0 | 10 | 0% | 0% | 1 | 75 | 0% | 0% | 4 | 0% | 0% | 0% | 1 | 0 | 2 | 33.43% | 66.57% | 100% | 5 | 100% | 0% | 0% | 5 | 100% | 0% | 0% | 5 | 100% | 0% | 0% | 5 | 100% | 0% | 0% | 5 | 0% | 0% | 0% | 1 | 1.4% | 0% | 0% | 1 |  | 0% | 0% | 1 | 56 | 0% | 0% | 4 | 11.9% | 0% | 0% | 1 | 0 | 2 | 8.613% | 38.66% | 47.28% | 5 | 46.86% | 0% | 0% | 1 | 38.17% | 0% | 0% | 1 | 35.02% | 0% | 0% | 1 | 46.86% | 0% | 0% | 1 | 23.47% | 0% | 0% | 1 | 5.062% | 0% | 0% | 1 |  | 0% | 0% | 1 | 29.4863 | 0% | 0% | 3 | 5.936% | 0% | 0% | 1 | 0 | 2 | 27.72% | 45.41% | 73.13% | 5 | 66.73% | 0% | 0% | 2 | 51.18% | 0% | 0% | 2 | 47.4% | 0% | 0% | 1 | 74.95% | 0% | 0% | 3 | 22.01% | 0% | 0% | 1 | 7.516% | 0% | 0% | 1 |  | 0% | 0% | 1 | 27.0537 | 0% | 0% | 3 | 2.129% | 0% | 0% | 1 | 0 | 2 | 55.35% | 29.4% | 84.76% | 5 | 51.24% | 0% | 0% | 2 | 52.65% | 0% | 0% | 2 | 60.25% | 0% | 0% | 2 | 85.9% | 0% | 0% | 3 | 35.4% | 0% | 0% | 1 | 6.82% | 0% | 0% | 1
10 | Brentwood | NORTHERN CALIFORNIA | 50 | 500 | 10 | 297.8% | 2.387% | 4 | 21.2065 | 36.37% | 0% | 3 | 51.2% | 22.51% | 0% | 2 | 0 | 2 | 19.46% | 0% | 19.46% | 1 | 6.683% | 3.805% | 0% | 1 | 36.84% | 5.621% | 0% | 1 | 42.69% | 6.195% | 0% | 1 | 42.7% | 6.197% | 0% | 1 | 1.241% | 3.595% | 0% | 1 | 6% | 3.777% | 0% | 1 |  | 24.83% | 0% | 2 | 7.332 | 2.009% | 0% | 1 | 41.96% | 4.973% | 0% | 1 | 0 | 2 | 31.3% | 0.01068% | 31.31% | 2 | 37.58% | 1.002% | 0% | 1 | 34.25% | 0.9511% | 0% | 1 | 34.74% | 0.9582% | 0% | 1 | 56.66% | 1.443% | 0% | 2 | 8.141% | 0.6808% | 0% | 1 | 11.34% | 0.7053% | 0% | 1 |  | 3.894% | 0% | 1 | 9.6516 | 0.7615% | 0% | 1 | 43.01% | 4.973% | 0% | 1 | 0 | 2 | 30.96% | 0.3891% | 31.35% | 2 | 33.77% | 0.3316% | 0% | 1 | 37.98% | 0.3541% | 0% | 1 | 40.03% | 0.3662% | 0% | 1 | 55.52% | 0.4938% | 0% | 2 | 6.427% | 0.2347% | 0% | 1 | 9.639% | 0.2431% | 0% | 1 |  | 1.467% | 0% | 1 | 12.1425 | 0.5353% | 0% | 2 | 42.9% | 4.973% | 0% | 1 | 0 | 2 | 33.56% | 0.2261% | 33.79% | 2 | 29.86% | 0.182% | 0% | 1 | 34.87% | 0.196% | 0% | 1 | 36.52% | 0.2011% | 0% | 1 | 49.37% | 0.2521% | 0% | 1 | 7.817% | 0.1385% | 0% | 1 | 8.942% | 0.1402% | 0% | 1
11 | Clayton | NORTHERN CALIFORNIA | 0 | 0 | 10 | 0% | 0% | 1 | 6.656 | 0% | 0% | 1 | 0% | 0% | 0% | 1 | 0 | 2 | 97.82% | 0% | 97.82% | 5 | 14.73% | 0% | 0% | 1 | 62.32% | 0% | 0% | 2 | 62.32% | 0% | 0% | 2 | 62.32% | 0% | 0% | 2 | 37.37% | 0% | 0% | 1 | 5.353% | 0% | 0% | 1 |  | 0% | 0% | 1 | 7.8611 | 0% | 0% | 1 | 1.541e-06% | 0% | 0% | 1 | 0 | 2 | 77.39% | 0% | 77.39% | 5 | 50.27% | 0% | 0% | 2 | 76.36% | 0% | 0% | 3 | 67.91% | 0% | 0% | 2 | 81.9% | 0% | 0% | 3 | 29.12% | 0% | 0% | 1 | 23.19% | 0% | 0% | 1 |  | 0% | 0% | 1 | 19.2927 | 0% | 0% | 2 | 0.4678% | 0% | 0% | 1 | 0 | 2 | 67.26% | 0.9848% | 68.24% | 3 | 39.49% | 0% | 0% | 1 | 55.77% | 0% | 0% | 2 | 57.03% | 0% | 0% | 2 | 74.5% | 0% | 0% | 3 | 21.78% | 0% | 0% | 1 | 16.84% | 0% | 0% | 1 |  | 0% | 0% | 1 | 25.2667 | 0% | 0% | 3 | 4.343% | 0% | 0% | 1 | 0 | 2 | 62.57% | 0.4885% | 63.06% | 3 | 30.16% | 0% | 0% | 1 | 45.21% | 0% | 0% | 1 | 56.48% | 0% | 0% | 2 | 70.52% | 0% | 0% | 3 | 17.7% | 0% | 0% | 1 | 13.13% | 0% | 0% | 1
12 | Contra Costa | NORTHERN CALIFORNIA | 0 | 0 | 10 | 0% | 0% | 1 | 7.0605 | 0% | 0% | 1 | 2.551% | 0% | 0% | 1 | 0 | 2 | 34.93% | 0% | 34.93% | 2 | 2.02% | 0% | 0% | 1 | 58.07% | 0% | 0% | 2 | 57.64% | 0% | 0% | 2 | 58.08% | 0% | 0% | 2 | 0% | 0% | 0% | 1 | 31.58% | 0% | 0% | 1 |  | 0% | 0% | 1 | 8.691 | 0% | 0% | 1 | 10.07% | 0% | 0% | 1 | 0 | 2 | 53.55% | 0% | 53.55% | 3 | 21.5% | 0% | 0% | 1 | 49.62% | 0% | 0% | 1 | 46.71% | 0% | 0% | 1 | 52.52% | 0% | 0% | 2 | 10.83% | 0% | 0% | 1 | 14.63% | 0% | 0% | 1 |  | 0% | 0% | 1 | 7.7524 | 0% | 0% | 1 | 23.83% | 0% | 0% | 1 | 0 | 2 | 40.23% | 0.5194% | 40.75% | 2 | 22.29% | 0% | 0% | 1 | 39.75% | 0% | 0% | 1 | 38.9% | 0% | 0% | 1 | 51.88% | 0% | 0% | 2 | 5.312% | 0% | 0% | 1 | 15.23% | 0% | 0% | 1 |  | 0% | 0% | 1 | 8.5 | 0% | 0% | 1 | 35.35% | 0% | 0% | 1 | 0 | 2 | 35.68% | 0.2597% | 35.94% | 2 | 24.92% | 0% | 0% | 1 | 33.5% | 0% | 0% | 1 | 34.95% | 0% | 0% | 1 | 49.73% | 0% | 0% | 1 | 6.406% | 0% | 0% | 1 | 14.29% | 0% | 0% | 1
13 | Pittsburg | NORTHERN CALIFORNIA | 0 | 0 | 10 | 0% | 0% | 1 | 6.9363 | 0% | 0% | 1 | 0% | 0% | 0% | 1 | 0 | 2 | 34.43% | 0% | 34.43% | 2 | 53.38% | 0% | 0% | 2 | 66.84% | 0% | 0% | 2 | 42.96% | 0% | 0% | 1 | 70.39% | 0% | 0% | 3 | 9.443% | 0% | 0% | 1 | 57.62% | 0% | 0% | 2 |  | 0% | 0% | 1 | 6.1461 | 0% | 0% | 1 | 0.01312% | 0% | 0% | 1 | 0 | 2 | 63% | 0% | 63% | 3 | 24.16% | 0% | 0% | 1 | 47.48% | 0% | 0% | 1 | 38.57% | 0% | 0% | 1 | 56.2% | 0% | 0% | 2 | 6.063% | 0% | 0% | 1 | 24.18% | 0% | 0% | 1 |  | 0% | 0% | 1 | 14.8235 | 0% | 0% | 2 | 4.254% | 0% | 0% | 1 | 0 | 2 | 59.73% | 0.001816% | 59.73% | 3 | 18.19% | 0% | 0% | 1 | 46.67% | 0% | 0% | 1 | 43.82% | 0% | 0% | 1 | 56.75% | 0% | 0% | 2 | 10.15% | 0% | 0% | 1 | 20.63% | 0% | 0% | 1 |  | 0% | 0% | 1 | 17.8 | 0% | 0% | 2 | 20.05% | 0% | 0% | 1 | 0 | 2 | 46.91% | 0.3384% | 47.25% | 2 | 20.93% | 0% | 0% | 1 | 39.36% | 0% | 0% | 1 | 43.25% | 0% | 0% | 1 | 56.62% | 0% | 0% | 2 | 9.94% | 0% | 0% | 1 | 16.61% | 0% | 0% | 1
14 | San Bernardino | RIVERSIDE | 0 | 0 | 10 | 0% | 0% | 1 | 27.5189 | 0% | 0% | 3 | 2.056% | 0% | 0% | 1 | 0 | 2 | 71.75% | 0% | 71.75% | 3 | 0% | 0% | 0% | 1 | 63.86% | 0% | 0% | 2 | 100% | 0% | 0% | 5 | 100% | 0% | 0% | 5 | 48.41% | 0% | 0% | 1 | 1.538% | 0% | 0% | 1 |  | 0% | 0% | 1 | 27.0537 | 0% | 0% | 3 | 1.63% | 0% | 0% | 1 | 0 | 2 | 54.05% | 40.77% | 94.82% | 5 | 33.61% | 0% | 0% | 1 | 42.78% | 0% | 0% | 1 | 54.42% | 0% | 0% | 2 | 80.34% | 0% | 0% | 3 | 45.24% | 0% | 0% | 1 | 5.548% | 0% | 0% | 1 |  | 0% | 0% | 1 | 26 | 0% | 0% | 3 | 0.7873% | 0% | 0% | 1 | 0 | 2 | 48.73% | 46.82% | 95.54% | 5 | 47.23% | 0% | 0% | 1 | 35.29% | 0% | 0% | 1 | 54.63% | 0% | 0% | 2 | 79.49% | 0% | 0% | 3 | 39.34% | 0% | 0% | 1 | 5.18% | 0% | 0% | 1 |  | 0% | 0% | 1 | 21 | 0% | 0% | 3 | 1.852% | 0% | 0% | 1 | 0 | 2 | 52.41% | 40.53% | 92.94% | 5 | 47.37% | 0% | 0% | 1 | 39.87% | 0% | 0% | 1 | 61.55% | 0% | 0% | 2 | 81.75% | 0% | 0% | 3 | 43.01% | 0% | 0% | 1 | 6.17% | 0% | 0% | 1
15 | Placerville | NORTHERN CALIFORNIA | 0 | 0 | 0 | 0% | 0% | 1 | 36 | 0% | 0% | 4 | 2.636% | 0% | 0% | 1 | 0 | 2 | 93.57% | 3.14% | 96.71% | 5 | 79.41% | 0% | 0% | 3 | 25.58% | 0% | 0% | 1 | 59.27% | 0% | 0% | 2 | 95.31% | 0% | 0% | 5 | 7.842% | 0% | 0% | 1 | 3.766% | 0% | 0% | 1 |  | 0% | 0% | 1 | 34.8 | 0% | 0% | 4 | 1.168% | 0% | 0% | 1 | 0 | 2 | 72.19% | 24.41% | 96.6% | 5 | 85.98% | 0% | 0% | 3 | 26.27% | 0% | 0% | 1 | 35.46% | 0% | 0% | 1 | 92.79% | 0% | 0% | 4 | 14.63% | 0% | 0% | 1 | 3.392% | 0% | 0% | 1 |  | 0% | 0% | 1 | 28.1859 | 0% | 0% | 3 | 1.502% | 0% | 0% | 1 | 0 | 2 | 62.96% | 29.28% | 92.24% | 5 | 81.61% | 0% | 0% | 3 | 27.2% | 0% | 0% | 1 | 30.55% | 0% | 0% | 1 | 89.76% | 0% | 0% | 3 | 24.85% | 0% | 0% | 1 | 3.261% | 0% | 0% | 1 |  | 0% | 0% | 1 | 26.2 | 0% | 0% | 3 | 1.105% | 0% | 0% | 1 | 0 | 2 | 58.42% | 31.88% | 90.3% | 5 | 74.37% | 0% | 0% | 3 | 20.39% | 0% | 0% | 1 | 23.18% | 0% | 0% | 1 | 84.12% | 0% | 0% | 3 | 34.81% | 0% | 0% | 1 | 3.524% | 0% | 0% | 1
16 | Cantua | SPGE | 200 | 2000 | 10 | 76.48% | 0% | 3 | 6.5556 | 20.37% | 0% | 2 | 80.14% | 71.07% | 0% | 3 | 0 | 2 | 7.473% | 0% | 7.473% | 1 | 19.79% | 5.205% | 0% | 1 | 0% | 4.175% | 0% | 1 | 0% | 4.175% | 0% | 1 | 19.79% | 5.205% | 0% | 1 | 7.161% | 4.497% | 0% | 1 | 0.618% | 4.201% | 0% | 1 |  | 4.287% | 0% | 1 | 5.7382 | 3.454% | 0% | 1 | 42.44% | 4.177% | 0% | 1 | 0 | 2 | 15.74% | 0.7199% | 16.46% | 2 | 35.4% | 1.787% | 0% | 1 | 6.358e-05% | 1.155% | 0% | 1 | 7.682% | 1.251% | 0% | 1 | 37.16% | 1.837% | 0% | 1 | 17.87% | 1.406% | 0% | 1 | 0.3871% | 1.159% | 0% | 1 |  | 1.713% | 0% | 1 | 6.4444 | 1.845% | 0% | 1 | 34.32% | 4.177% | 0% | 1 | 0 | 2 | 13.75% | 1.043% | 14.79% | 2 | 34.35% | 0.8767% | 0% | 1 | 2.039% | 0.5876% | 0% | 1 | 8.339% | 0.6279% | 0% | 1 | 35.23% | 0.8886% | 0% | 1 | 15.18% | 0.6786% | 0% | 1 | 0.4544% | 0.5782% | 0% | 1 |  | 1.096% | 0% | 1 | 6.3948 | 1.223% | 0% | 1 | 35.35% | 4.177% | 0% | 1 | 0 | 2 | 14.49% | 2.228% | 16.71% | 2 | 34.96% | 0.5116% | 0% | 1 | 5.532% | 0.3522% | 0% | 1 | 14.62% | 0.3897% | 0% | 1 | 39.49% | 0.5499% | 0% | 1 | 14.6% | 0.3896% | 0% | 1 | 0.9261% | 0.3359% | 0% | 1
17 | Cheney | SPGE | 0 | 0 | 0 | 0% | 0% | 1 | 7.9948 | 0% | 0% | 1 | 75.05% | 0% | 0% | 3 | 0 | 2 | 1.673% | 0% | 1.673% | 1 | 8.748% | 0% | 0% | 1 | 5.123% | 0% | 0% | 1 | 13.24% | 0% | 0% | 1 | 16.83% | 0% | 0% | 1 | 0% | 0% | 0% | 1 | 0.2788% | 0% | 0% | 1 |  | 0% | 0% | 1 | 6.7616 | 0% | 0% | 1 | 52.01% | 0% | 0% | 2 | 0 | 2 | 8.013% | 0% | 8.013% | 1 | 21.94% | 0% | 0% | 1 | 7.57% | 0% | 0% | 1 | 23.13% | 0% | 0% | 1 | 33.74% | 0% | 0% | 1 | 6.937% | 0% | 0% | 1 | 0.3579% | 0% | 0% | 1 |  | 0% | 0% | 1 | 6.6864 | 0% | 0% | 1 | 40.51% | 0% | 0% | 1 | 0 | 2 | 10.23% | 0.03286% | 10.26% | 2 | 26.27% | 0% | 0% | 1 | 6.819% | 0% | 0% | 1 | 17.87% | 0% | 0% | 1 | 34.59% | 0% | 0% | 1 | 10.07% | 0% | 0% | 1 | 1.158% | 0% | 0% | 1 |  | 0% | 0% | 1 | 6.4321 | 0% | 0% | 1 | 36.37% | 0% | 0% | 1 | 0 | 2 | 17.83% | 1.241% | 19.07% | 2 | 36.55% | 0% | 0% | 1 | 8.673% | 0% | 0% | 1 | 18.44% | 0% | 0% | 1 | 43.9% | 0% | 0% | 1 | 14.42% | 0% | 0% | 1 | 2.832% | 0% | 0% | 1
18 | Gates | SPGE | 500 | 5000 | 15 | 114.3% | 1.597% | 4 | 7.7058 | 169% | 5.129% | 3 | 79.11% | 115.7% | 1.816% | 4 | 0 | 2 | 0% | 0% | 0% | 1 | 9.389% | 12.69% | 0% | 1 | 0.2652% | 11.53% | 0% | 1 | 12.32% | 13.11% | 0% | 1 | 21.71% | 14.69% | 0% | 1 | 0% | 11.5% | 0% | 1 | 0.6822% | 11.58% | 0% | 1 |  | 22.36% | 0% | 2 | 7 | 14.64% | 0% | 1 | 67.58% | 13.41% | 0% | 2 | 0 | 2 | 2.368% | 0% | 2.368% | 1 | 17.09% | 3.64% | 0% | 1 | 8.3% | 3.291% | 0% | 1 | 16.69% | 3.623% | 0% | 1 | 28.86% | 4.243% | 0% | 1 | 3.345% | 3.123% | 0% | 1 | 0.9181% | 3.046% | 0% | 1 |  | 5.816% | 0% | 1 | 7.5111 | 4.607% | 0% | 1 | 47.13% | 13.41% | 0% | 1 | 0 | 2 | 12.14% | 0% | 12.14% | 1 | 24.5% | 1.797% | 0% | 1 | 5.492% | 1.436% | 0% | 1 | 18.53% | 1.666% | 0% | 1 | 35.13% | 2.092% | 0% | 1 | 8.408% | 1.482% | 0% | 1 | 0.703% | 1.367% | 0% | 1 |  | 2.971% | 0% | 1 | 6.809 | 2.311% | 0% | 1 | 33.23% | 13.41% | 0% | 1 | 0 | 2 | 20.22% | 0.6224% | 20.85% | 2 | 34.23% | 1.228% | 0% | 1 | 4.091% | 0.8421% | 0% | 1 | 15.81% | 0.9593% | 0% | 1 | 42.28% | 1.399% | 0% | 1 | 16.11% | 0.9628% | 0% | 1 | 0.9286% | 0.8152% | 0% | 1
19 | Helm | SPGE | 185 | 1850 | 10 | 18.66% | 0% | 1 | 7.56 | 37.86% | 0% | 2 | 17.41% | 6.072% | 0% | 1 | 0 | 2 | 1.227% | 0% | 1.227% | 1 | 67.28% | 13.81% | 0% | 2 | 21.06% | 5.723% | 0% | 1 | 21.06% | 5.723% | 0% | 1 | 73.25% | 16.89% | 0% | 3 | 0% | 4.518% | 0% | 1 | 0.6572% | 4.548% | 0% | 1 |  | 2.032% | 0% | 1 | 6.9886 | 4.503% | 0% | 1 | 19.09% | 1.425% | 0% | 1 | 0 | 2 | 2.233% | 0% | 2.233% | 1 | 26.77% | 1.416% | 0% | 1 | 13.08% | 1.193% | 0% | 1 | 13.98% | 1.205% | 0% | 1 | 35.64% | 1.611% | 0% | 1 | 0% | 1.037% | 0% | 1 | 2.841% | 1.067% | 0% | 1 |  | 1.003% | 0% | 1 | 7.4467 | 2.433% | 0% | 1 | 33.1% | 1.425% | 0% | 1 | 0 | 2 | 2.1% | 0% | 2.1% | 1 | 21.56% | 0.5809% | 0% | 1 | 10.06% | 0.5066% | 0% | 1 | 12.1% | 0.5183% | 0% | 1 | 28.59% | 0.638% | 0% | 1 | 0.2989% | 0.457% | 0% | 1 | 2.585% | 0.4677% | 0% | 1 |  | 0.7165% | 0% | 1 | 8.1136 | 1.522% | 0% | 1 | 43.84% | 1.425% | 0% | 1 | 0 | 2 | 4.369% | 0% | 4.369% | 1 | 22.52% | 0.3281% | 0% | 1 | 7.126% | 0.2737% | 0% | 1 | 10.29% | 0.2834% | 0% | 1 | 28.42% | 0.3551% | 0% | 1 | 2.545% | 0.2609% | 0% | 1 | 2.341% | 0.2603% | 0% | 1
20 | Kearney | SPGE | 30 | 300 | 10 | 3.156% | 0% | 1 | 17 | 21.34% | 0% | 2 | 67.42% | 0% | 0% | 2 | 0 | 2 | 0% | 0% | 0% | 1 | 0% | 1.027% | 0% | 1 | 0% | 1.027% | 0% | 1 | 0% | 1.027% | 0% | 1 | 0% | 1.027% | 0% | 1 | 0% | 1.027% | 0% | 1 | 0.05184% | 1.027% | 0% | 1 |  | 0.8415% | 0% | 1 | 18.6667 | 10.98% | 0% | 2 | 68.7% | 0% | 0% | 2 | 0 | 2 | 0.2181% | 0% | 0.2181% | 1 | 2.186% | 0.264% | 0% | 1 | 0.3924% | 0.2593% | 0% | 1 | 0.3924% | 0.2593% | 0% | 1 | 2.578% | 0.2651% | 0% | 1 | 0% | 0.2582% | 0% | 1 | 0.3447% | 0.2591% | 0% | 1 |  | 0.3212% | 0% | 1 | 18 | 1.558% | 0% | 2 | 61.89% | 0% | 0% | 2 | 0 | 2 | 2.877% | 0% | 2.877% | 1 | 6.566% | 0.1061% | 0% | 1 | 8.272% | 0.1081% | 0% | 1 | 8.272% | 0.1081% | 0% | 1 | 12.93% | 0.1139% | 0% | 1 | 0% | 0.09914% | 0% | 1 | 1.434% | 0.1006% | 0% | 1 |  | 0.1865% | 0% | 1 | 16.7778 | 0.8041% | 0% | 2 | 51.06% | 0% | 0% | 2 | 0 | 2 | 9.154% | 0% | 9.154% | 1 | 16.34% | 0.06209% | 0% | 1 | 15.67% | 0.06159% | 0% | 1 | 16.31% | 0.06207% | 0% | 1 | 27.69% | 0.07184% | 0% | 1 | 2.786% | 0.05343% | 0% | 1 | 5.214% | 0.0548% | 0% | 1
21 | Kingsburg | SPGE | 0 | 0 | 10 | 0% | 0% | 1 | 17.5 | 0% | 0% | 2 | 68.78% | 0% | 0% | 2 | 0 | 2 | 0% | 0% | 0% | 1 | 0% | 0% | 0% | 1 | 0% | 0% | 0% | 1 | 0% | 0% | 0% | 1 | 0% | 0% | 0% | 1 | 0% | 0% | 0% | 1 | 3.243% | 0% | 0% | 1 |  | 0% | 0% | 1 | 17.513 | 0% | 0% | 2 | 60.1% | 0% | 0% | 2 | 0 | 2 | 0% | 0% | 0% | 1 | 0% | 0% | 0% | 1 | 6.356% | 0% | 0% | 1 | 9.439% | 0% | 0% | 1 | 9.439% | 0% | 0% | 1 | 0% | 0% | 0% | 1 | 2.188% | 0% | 0% | 1 |  | 0% | 0% | 1 | 18 | 0% | 0% | 2 | 61.26% | 0% | 0% | 2 | 0 | 2 | 0% | 0% | 0% | 1 | 0% | 0% | 0% | 1 | 7.119% | 0% | 0% | 1 | 9.304% | 0% | 0% | 1 | 9.304% | 0% | 0% | 1 | 0.09287% | 0% | 0% | 1 | 2.101% | 0% | 0% | 1 |  | 0% | 0% | 1 | 17.3371 | 0% | 0% | 2 | 56.99% | 0% | 0% | 2 | 0 | 2 | 0.7561% | 0% | 0.7561% | 1 | 4.206% | 0% | 0% | 1 | 10.35% | 0% | 0% | 1 | 14.82% | 0% | 0% | 1 | 16.2% | 0% | 0% | 1 | 0.5535% | 0% | 0% | 1 | 2.325% | 0% | 0% | 1
22 | Malaga | SPGE | 0 | 0 | 10 | 0% | 0% | 1 | 27.0083 | 0% | 0% | 3 | 66.48% | 0% | 0% | 2 | 0 | 2 | 0% | 0% | 0% | 1 | 0% | 0% | 0% | 1 | 0% | 0% | 0% | 1 | 0% | 0% | 0% | 1 | 0% | 0% | 0% | 1 | 0% | 0% | 0% | 1 | 0.1408% | 0% | 0% | 1 |  | 0% | 0% | 1 | 25.4545 | 0% | 0% | 3 | 70.38% | 0% | 0% | 2 | 0 | 2 | 2.103% | 0% | 2.103% | 1 | 0% | 0% | 0% | 1 | 0% | 0% | 0% | 1 | 0% | 0% | 0% | 1 | 0% | 0% | 0% | 1 | 0% | 0% | 0% | 1 | 0.4404% | 0% | 0% | 1 |  | 0% | 0% | 1 | 21.514 | 0% | 0% | 3 | 63.99% | 0% | 0% | 2 | 0 | 2 | 6.363% | 0% | 6.363% | 1 | 6.884% | 0% | 0% | 1 | 9.646% | 0% | 0% | 1 | 10.47% | 0% | 0% | 1 | 11.57% | 0% | 0% | 1 | 1.291% | 0% | 0% | 1 | 4.188% | 0% | 0% | 1 |  | 0% | 0% | 1 | 20.0625 | 0% | 0% | 3 | 52.53% | 0% | 0% | 2 | 0 | 2 | 15.79% | 0% | 15.79% | 1 | 17.86% | 0% | 0% | 1 | 12.57% | 0% | 0% | 1 | 13.35% | 0% | 0% | 1 | 24.09% | 0% | 0% | 1 | 10.04% | 0% | 0% | 1 | 6% | 0% | 0% | 1
23 | McCall | SPGE | 313 | 3130 | 10 | 43.23% | 0% | 2 | 23.4634 | 999% | 17.62% | 3 | 79.58% | 11.35% | 0% | 3 | 0 | 2 | 0% | 0% | 0% | 1 | 0% | 8.709% | 0% | 1 | 0% | 8.709% | 0% | 1 | 0% | 8.709% | 0% | 1 | 0% | 8.709% | 0% | 1 | 0% | 8.709% | 0% | 1 | 0.2137% | 8.727% | 0% | 1 |  | 9.178% | 0% | 1 | 22.0533 | 45156% | 4.165% | 3 | 74.32% | 0% | 0% | 2 | 0 | 2 | 0% | 0% | 0% | 1 | 0% | 2.227% | 0% | 1 | 0% | 2.227% | 0% | 1 | 0% | 2.227% | 0% | 1 | 0% | 2.227% | 0% | 1 | 0% | 2.227% | 0% | 1 | 1.587% | 2.263% | 0% | 1 |  | 3.313% | 0% | 1 | 22 | 480.2% | 1.401% | 3 | 65.31% | 0% | 0% | 2 | 0 | 2 | 2.412% | 0% | 2.412% | 1 | 1.533% | 1.01% | 0% | 1 | 3.027% | 1.025% | 0% | 1 | 4.246% | 1.038% | 0% | 1 | 4.592% | 1.042% | 0% | 1 | 0.5847% | 0.9999% | 0% | 1 | 2.395% | 1.018% | 0% | 1 |  | 2.005% | 0% | 1 | 18.6667 | 14.65% | 0% | 2 | 53.81% | 0% | 0% | 2 | 0 | 2 | 8.199% | 0% | 8.199% | 1 | 11.62% | 0.6243% | 0% | 1 | 12.75% | 0.6324% | 0% | 1 | 16.13% | 0.6579% | 0% | 1 | 20.86% | 0.6972% | 0% | 1 | 5.421% | 0.5834% | 0% | 1 | 4.062% | 0.5751% | 0% | 1
24 | Mc Mullin | SPGE | 100 | 1000 | 10 | 3.187% | 0% | 1 | 6.9972 | 9.337% | 0% | 1 | 30.98% | 0% | 0% | 1 | 0 | 2 | 0% | 0% | 0% | 1 | 0.8548% | 2.149% | 0% | 1 | 0.5396% | 2.142% | 0% | 1 | 0.5396% | 2.142% | 0% | 1 | 1.197% | 2.157% | 0% | 1 | 0% | 2.131% | 0% | 1 | 1.883% | 2.172% | 0% | 1 |  | 1.443% | 0% | 1 | 9.2318 | 4.063% | 0% | 1 | 48.39% | 1.237% | 0% | 1 | 0 | 2 | 0% | 0% | 0% | 1 | 14.68% | 0.6485% | 0% | 1 | 7.542% | 0.5984% | 0% | 1 | 7.542% | 0.5984% | 0% | 1 | 17.74% | 0.6726% | 0% | 1 | 0% | 0.5533% | 0% | 1 | 1.429% | 0.5613% | 0% | 1 |  | 0.705% | 0% | 1 | 11.5556 | 2.193% | 0% | 1 | 46.99% | 1.237% | 0% | 1 | 0 | 2 | 1.104% | 0% | 1.104% | 1 | 15.1% | 0.3068% | 0% | 1 | 7.97% | 0.283% | 0% | 1 | 8.385% | 0.2843% | 0% | 1 | 20.95% | 0.3295% | 0% | 1 | 0% | 0.2604% | 0% | 1 | 1.467% | 0.2643% | 0% | 1 |  | 0.4288% | 0% | 1 | 11.2346 | 1.332% | 0% | 1 | 49.02% | 1.237% | 0% | 1 | 0 | 2 | 0.7187% | 0% | 0.7187% | 1 | 15.96% | 0.1854% | 0% | 1 | 6.143% | 0.166% | 0% | 1 | 6.992% | 0.1675% | 0% | 1 | 19.97% | 0.1947% | 0% | 1 | 0.1082% | 0.156% | 0% | 1 | 1.932% | 0.1589% | 0% | 1
25 | Mendota | SPGE | 0 | 0 | 10 | 0% | 0% | 1 | 6.7728 | 0% | 0% | 1 | 48.34% | 0% | 0% | 1 | 0 | 2 | 14.66% | 0% | 14.66% | 1 | 0.05554% | 0% | 0% | 1 | 3.849% | 0% | 0% | 1 | 20.63% | 0% | 0% | 1 | 22.54% | 0% | 0% | 1 | 0% | 0% | 0% | 1 | 0.1953% | 0% | 0% | 1 |  | 0% | 0% | 1 | 7.0864 | 0% | 0% | 1 | 44.39% | 0% | 0% | 1 | 0 | 2 | 9.428% | 0% | 9.428% | 1 | 12.48% | 0% | 0% | 1 | 4.909% | 0% | 0% | 1 | 12.66% | 0% | 0% | 1 | 23.85% | 0% | 0% | 1 | 0.4519% | 0% | 0% | 1 | 2.586% | 0% | 0% | 1 |  | 0% | 0% | 1 | 7 | 0% | 0% | 1 | 35.7% | 0% | 0% | 1 | 0 | 2 | 12.93% | 0% | 12.93% | 1 | 31.42% | 0% | 0% | 1 | 8.459% | 0% | 0% | 1 | 17.95% | 0% | 0% | 1 | 40.75% | 0% | 0% | 1 | 3.295% | 0% | 0% | 1 | 4.796% | 0% | 0% | 1 |  | 0% | 0% | 1 | 7.0025 | 0% | 0% | 1 | 34.17% | 0% | 0% | 1 | 0 | 2 | 13.41% | 0% | 13.41% | 1 | 34.95% | 0% | 0% | 1 | 10.46% | 0% | 0% | 1 | 19.46% | 0% | 0% | 1 | 44.21% | 0% | 0% | 1 | 5.651% | 0% | 0% | 1 | 5.825% | 0% | 0% | 1
26 | Oro Loma | SPGE | 185 | 1850 | 5 | 6.435% | 0% | 1 | 7.1388 | 41.46% | 0% | 2 | 35.45% | 3.665% | 0% | 1 | 0 | 2 | 7.587% | 0% | 7.587% | 1 | 0% | 3.841% | 0% | 1 | 0% | 3.841% | 0% | 1 | 12.21% | 4.376% | 0% | 1 | 12.21% | 4.376% | 0% | 1 | 0% | 3.841% | 0% | 1 | 1.202% | 3.888% | 0% | 1 |  | 2.009% | 0% | 1 | 7.8374 | 14.16% | 0% | 1 | 35.37% | 0% | 0% | 1 | 0 | 2 | 13.53% | 0% | 13.53% | 1 | 10.71% | 1.196% | 0% | 1 | 1.002% | 1.079% | 0% | 1 | 6.429% | 1.141% | 0% | 1 | 14.44% | 1.248% | 0% | 1 | 3.571% | 1.107% | 0% | 1 | 2.811% | 1.099% | 0% | 1 |  | 1.542% | 0% | 1 | 7.716 | 2.801% | 0% | 1 | 39.96% | 0% | 0% | 1 | 0 | 2 | 21.56% | 0% | 21.56% | 2 | 31.53% | 0.713% | 0% | 1 | 1.87% | 0.4975% | 0% | 1 | 11.36% | 0.5507% | 0% | 1 | 37.37% | 0.7795% | 0% | 1 | 8.235% | 0.532% | 0% | 1 | 4.211% | 0.5096% | 0% | 1 |  | 1.136% | 0% | 1 | 7.2328 | 1.361% | 0% | 1 | 37.52% | 0% | 0% | 1 | 0 | 2 | 23.6% | 0.4548% | 24.05% | 2 | 40.92% | 0.4916% | 0% | 1 | 10.16% | 0.3233% | 0% | 1 | 17.89% | 0.3537% | 0% | 1 | 47.16% | 0.5496% | 0% | 1 | 11.43% | 0.3279% | 0% | 1 | 4.868% | 0.3053% | 0% | 1
27 | Panoche | SPGE | 230 | 2300 | 15 | 58.31% | 0% | 3 | 7.3283 | 88.86% | 0% | 3 | 75.71% | 30.35% | 0% | 3 | 0 | 2 | 2.758% | 0% | 2.758% | 1 | 12.11% | 5.623% | 0% | 1 | 10.31% | 5.51% | 0% | 1 | 24.73% | 6.566% | 0% | 1 | 30.99% | 7.161% | 0% | 1 | 2.039% | 5.045% | 0% | 1 | 0.7006% | 4.977% | 0% | 1 |  | 6.726% | 0% | 1 | 6.7778 | 13.37% | 0% | 1 | 59.74% | 5.826% | 0% | 2 | 0 | 2 | 9.524% | 0% | 9.524% | 1 | 17.03% | 1.816% | 0% | 1 | 8.734% | 1.651% | 0% | 1 | 23.25% | 1.963% | 0% | 1 | 30.24% | 2.159% | 0% | 1 | 5.86% | 1.6% | 0% | 1 | 0.3876% | 1.512% | 0% | 1 |  | 2.245% | 0% | 1 | 6.5051 | 5.116% | 0% | 1 | 40.7% | 5.826% | 0% | 1 | 0 | 2 | 12.8% | 0.003166% | 12.8% | 2 | 27.07% | 1.018% | 0% | 1 | 8.526% | 0.8113% | 0% | 1 | 21.44% | 0.9447% | 0% | 1 | 37.26% | 1.183% | 0% | 1 | 11.63% | 0.8398% | 0% | 1 | 1.071% | 0.7501% | 0% | 1 |  | 1.373% | 0% | 1 | 6.4164 | 2.095% | 0% | 1 | 34.07% | 5.826% | 0% | 1 | 0 | 2 | 19.99% | 2.502% | 22.5% | 2 | 37.37% | 0.6641% | 0% | 1 | 8.517% | 0.4546% | 0% | 1 | 19.17% | 0.5146% | 0% | 1 | 44.37% | 0.7477% | 0% | 1 | 17.48% | 0.504% | 0% | 1 | 2.652% | 0.4273% | 0% | 1
28 | Reedley | SPGE | 0 | 0 | 10 | 0% | 0% | 1 | 23.0398 | 0% | 0% | 3 | 49.21% | 0% | 0% | 1 | 0 | 2 | 0% | 0% | 0% | 1 | 2.395% | 0% | 0% | 1 | 12.17% | 0% | 0% | 1 | 23.69% | 0% | 0% | 1 | 23.69% | 0% | 0% | 1 | 1.039% | 0% | 0% | 1 | 1.137% | 0% | 0% | 1 |  | 0% | 0% | 1 | 19.3978 | 0% | 0% | 2 | 43.41% | 0% | 0% | 1 | 0 | 2 | 6.418% | 0% | 6.418% | 1 | 27.01% | 0% | 0% | 1 | 20.59% | 0% | 0% | 1 | 29.42% | 0% | 0% | 1 | 38.89% | 0% | 0% | 1 | 13.52% | 0% | 0% | 1 | 3.107% | 0% | 0% | 1 |  | 0% | 0% | 1 | 18 | 0% | 0% | 2 | 38.54% | 0% | 0% | 1 | 0 | 2 | 16.83% | 0% | 16.83% | 1 | 32.25% | 0% | 0% | 1 | 21.52% | 0% | 0% | 1 | 29.53% | 0% | 0% | 1 | 49.67% | 0% | 0% | 1 | 18.78% | 0% | 0% | 1 | 4.159% | 0% | 0% | 1 |  | 0% | 0% | 1 | 17.7778 | 0% | 0% | 2 | 35.25% | 0% | 0% | 1 | 0 | 2 | 25.4% | 0.2248% | 25.63% | 2 | 30.25% | 0% | 0% | 1 | 19.07% | 0% | 0% | 1 | 26.65% | 0% | 0% | 1 | 45.41% | 0% | 0% | 1 | 22.99% | 0% | 0% | 1 | 3.91% | 0% | 0% | 1
29 | Sanger | SPGE | 0 | 0 | 10 | 0% | 0% | 1 | 25.25 | 0% | 0% | 3 | 58.01% | 0% | 0% | 2 | 0 | 2 | 1.999% | 0% | 1.999% | 1 | 0% | 0% | 0% | 1 | 0% | 0% | 0% | 1 | 0% | 0% | 0% | 1 | 0% | 0% | 0% | 1 | 0% | 0% | 0% | 1 | 1.274% | 0% | 0% | 1 |  | 0% | 0% | 1 | 24.6778 | 0% | 0% | 3 | 58.27% | 0% | 0% | 2 | 0 | 2 | 12.88% | 0% | 12.88% | 1 | 10.67% | 0% | 0% | 1 | 14.17% | 0% | 0% | 1 | 17.61% | 0% | 0% | 1 | 19.56% | 0% | 0% | 1 | 2.748% | 0% | 0% | 1 | 5.568% | 0% | 0% | 1 |  | 0% | 0% | 1 | 22.7641 | 0% | 0% | 3 | 52.19% | 0% | 0% | 2 | 0 | 2 | 19.65% | 0% | 19.65% | 1 | 26.17% | 0% | 0% | 1 | 15.55% | 0% | 0% | 1 | 17.77% | 0% | 0% | 1 | 31.66% | 0% | 0% | 1 | 14.16% | 0% | 0% | 1 | 7.088% | 0% | 0% | 1 |  | 0% | 0% | 1 | 20.8 | 0% | 0% | 3 | 43.97% | 0% | 0% | 1 | 0 | 2 | 22.35% | 0% | 22.35% | 2 | 30.02% | 0% | 0% | 1 | 15.96% | 0% | 0% | 1 | 18.72% | 0% | 0% | 1 | 36.48% | 0% | 0% | 1 | 18.37% | 0% | 0% | 1 | 5.827% | 0% | 0% | 1
30 | Schindler | SPGE | 110 | 1100 | 10 | 3.098% | 0% | 1 | 5.9824 | 9.112% | 0% | 1 | 26.91% | 0% | 0% | 1 | 0 | 2 | 0% | 0% | 0% | 1 | 0% | 2.264% | 0% | 1 | 0% | 2.264% | 0% | 1 | 0% | 2.264% | 0% | 1 | 0% | 2.264% | 0% | 1 | 0% | 2.264% | 0% | 1 | 0.06636% | 2.265% | 0% | 1 |  | 1.254% | 0% | 1 | 6.098 | 2.38% | 0% | 1 | 45.76% | 1.168% | 0% | 1 | 0 | 2 | 0.4155% | 0% | 0.4155% | 1 | 8.935% | 0.6398% | 0% | 1 | 0.2479% | 0.5841% | 0% | 1 | 1.599% | 0.5921% | 0% | 1 | 10.53% | 0.6512% | 0% | 1 | 0% | 0.5826% | 0% | 1 | 0.4782% | 0.5854% | 0% | 1 |  | 0.8613% | 0% | 1 | 6.9464 | 1.107% | 0% | 1 | 49.79% | 1.168% | 0% | 1 | 0 | 2 | 5.234% | 0% | 5.234% | 1 | 19.35% | 0.3456% | 0% | 1 | 5.536% | 0.295% | 0% | 1 | 8.709% | 0.3053% | 0% | 1 | 23.9% | 0.3662% | 0% | 1 | 2.559% | 0.286% | 0% | 1 | 1.016% | 0.2816% | 0% | 1 |  | 0.5025% | 0% | 1 | 7.622 | 0.715% | 0% | 1 | 45.09% | 1.168% | 0% | 1 | 0 | 2 | 6.627% | 0.2213% | 6.848% | 2 | 25.18% | 0.2136% | 0% | 1 | 4.338% | 0.1671% | 0% | 1 | 9.053% | 0.1757% | 0% | 1 | 29.12% | 0.2255% | 0% | 1 | 5.203% | 0.1686% | 0% | 1 | 1.348% | 0.162% | 0% | 1
31 | Wahtoke | SPGE | 0 | 0 | 10 | 0% | 0% | 1 | 22.8312 | 0% | 0% | 3 | 72.78% | 0% | 0% | 2 | 0 | 2 | 0% | 0% | 0% | 1 | 0% | 0% | 0% | 1 | 0.004264% | 0% | 0% | 1 | 0.004264% | 0% | 0% | 1 | 0.004264% | 0% | 0% | 1 | 0% | 0% | 0% | 1 | 3.529% | 0% | 0% | 1 |  | 0% | 0% | 1 | 21.3046 | 0% | 0% | 3 | 55.57% | 0% | 0% | 2 | 0 | 2 | 4.546% | 0% | 4.546% | 1 | 12.13% | 0% | 0% | 1 | 17.08% | 0% | 0% | 1 | 22.48% | 0% | 0% | 1 | 23.52% | 0% | 0% | 1 | 3.395% | 0% | 0% | 1 | 3.912% | 0% | 0% | 1 |  | 0% | 0% | 1 | 19.4073 | 0% | 0% | 2 | 44.97% | 0% | 0% | 1 | 0 | 2 | 11.26% | 0% | 11.26% | 1 | 23.94% | 0% | 0% | 1 | 17.96% | 0% | 0% | 1 | 24.73% | 0% | 0% | 1 | 37.34% | 0% | 0% | 1 | 13.25% | 0% | 0% | 1 | 3.919% | 0% | 0% | 1 |  | 0% | 0% | 1 | 18.2 | 0% | 0% | 2 | 39.87% | 0% | 0% | 1 | 0 | 2 | 19.65% | 0% | 19.65% | 1 | 28.39% | 0% | 0% | 1 | 18.55% | 0% | 0% | 1 | 24.77% | 0% | 0% | 1 | 41.84% | 0% | 0% | 1 | 18.22% | 0% | 0% | 1 | 4.152% | 0% | 0% | 1
32 | West Fresno | SPGE | 67 | 670 | 10 | 19.62% | 0% | 1 | 23.5708 | 999% | 11.57% | 3 | 75.44% | 0% | 0% | 3 | 0 | 2 | 0% | 0% | 0% | 1 | 0% | 4.822% | 0% | 1 | 0% | 4.822% | 0% | 1 | 0% | 4.822% | 0% | 1 | 0% | 4.822% | 0% | 1 | 0% | 4.822% | 0% | 1 | 0.01921% | 4.823% | 0% | 1 |  | 2.484% | 0% | 1 | 21.514 | 35.47% | 0% | 3 | 70.19% | 0% | 0% | 2 | 0 | 2 | 0.329% | 0% | 0.329% | 1 | 0.2208% | 0.7337% | 0% | 1 | 0.1585% | 0.7332% | 0% | 1 | 0.1585% | 0.7332% | 0% | 1 | 0.2208% | 0.7337% | 0% | 1 | 0% | 0.7321% | 0% | 1 | 0.2152% | 0.7336% | 0% | 1 |  | 0.8102% | 0% | 1 | 21.9293 | 7.417% | 0% | 3 | 63.45% | 0% | 0% | 2 | 0 | 2 | 4.555% | 0% | 4.555% | 1 | 6.379% | 0.2584% | 0% | 1 | 6.697% | 0.2593% | 0% | 1 | 6.51% | 0.2588% | 0% | 1 | 10.67% | 0.2708% | 0% | 1 | 0.005853% | 0.2419% | 0% | 1 | 1.675% | 0.2461% | 0% | 1 |  | 0.4598% | 0% | 1 | 18.3521 | 1.682% | 0% | 2 | 52.09% | 0% | 0% | 2 | 0 | 2 | 14.9% | 0% | 14.9% | 1 | 15.75% | 0.1379% | 0% | 1 | 18.43% | 0.1424% | 0% | 1 | 18.87% | 0.1432% | 0% | 1 | 27.91% | 0.1612% | 0% | 1 | 6.995% | 0.1249% | 0% | 1 | 6.873% | 0.1248% | 0% | 1
33 | Glenn | NORTHERN CALIFORNIA | 0 | 0 | 10 | 0% | 0% | 1 | 17.0883 | 0% | 0% | 2 | 67.12% | 0% | 0% | 2 | 0 | 2 | 8.524% | 0% | 8.524% | 1 | 46.37% | 0% | 0% | 1 | 0% | 0% | 0% | 1 | 0% | 0% | 0% | 1 | 46.37% | 0% | 0% | 1 | 0.2105% | 0% | 0% | 1 | 13.46% | 0% | 0% | 1 |  | 0% | 0% | 1 | 11.1541 | 0% | 0% | 1 | 58.47% | 0% | 0% | 2 | 0 | 2 | 18.63% | 0% | 18.63% | 1 | 51.03% | 0% | 0% | 2 | 0.6067% | 0% | 0% | 1 | 1.008% | 0% | 0% | 1 | 51.53% | 0% | 0% | 2 | 2.605% | 0% | 0% | 1 | 15.24% | 0% | 0% | 1 |  | 0% | 0% | 1 | 10.099 | 0% | 0% | 1 | 48.49% | 0% | 0% | 1 | 0 | 2 | 30.53% | 0% | 30.53% | 2 | 50.69% | 0% | 0% | 2 | 3.429% | 0% | 0% | 1 | 6.44% | 0% | 0% | 1 | 55.48% | 0% | 0% | 2 | 10.74% | 0% | 0% | 1 | 15.63% | 0% | 0% | 1 |  | 0% | 0% | 1 | 9.1707 | 0% | 0% | 1 | 37.61% | 0% | 0% | 1 | 0 | 2 | 43.23% | 0.3786% | 43.6% | 2 | 46.24% | 0% | 0% | 1 | 4.545% | 0% | 0% | 1 | 8.161% | 0% | 0% | 1 | 51.51% | 0% | 0% | 2 | 25.01% | 0% | 0% | 1 | 14.42% | 0% | 0% | 1
34 | Bridgeville | NORTHERN CALIFORNIA | 0 | 0 | 10 | 0% | 0% | 1 | 6.7719 | 0% | 0% | 1 | 0% | 0% | 0% | 1 | 0 | 2 | 0% | 0% | 0% | 1 | 37.56% | 0% | 0% | 1 | 6.154% | 0% | 0% | 1 | 6.154% | 0% | 0% | 1 | 43.72% | 0% | 0% | 1 | 59.45% | 0% | 0% | 2 | 0.7929% | 0% | 0% | 1 |  | 0% | 0% | 1 | 6.0239 | 0% | 0% | 1 | 0% | 0% | 0% | 1 | 0 | 2 | 0% | 0% | 0% | 1 | 23.2% | 0% | 0% | 1 | 22.29% | 0% | 0% | 1 | 27.74% | 0% | 0% | 1 | 46.08% | 0% | 0% | 1 | 58.36% | 0% | 0% | 2 | 0.5757% | 0% | 0% | 1 |  | 0% | 0% | 1 | 6.0923 | 0% | 0% | 1 | 0% | 0% | 0% | 1 | 0 | 2 | 2.538% | 0% | 2.538% | 1 | 20.22% | 0% | 0% | 1 | 24.36% | 0% | 0% | 1 | 31.13% | 0% | 0% | 1 | 44.5% | 0% | 0% | 1 | 51.54% | 0% | 0% | 2 | 1.349% | 0% | 0% | 1 |  | 0% | 0% | 1 | 6.1718 | 0% | 0% | 1 | 0% | 0% | 0% | 1 | 0 | 2 | 5.832% | 0.4124% | 6.245% | 2 | 15.94% | 0% | 0% | 1 | 21.08% | 0% | 0% | 1 | 27.47% | 0% | 0% | 1 | 37.63% | 0% | 0% | 1 | 48.25% | 0% | 0% | 1 | 1.84% | 0% | 0% | 1
35 | Humboldt | NORTHERN CALIFORNIA | 0 | 0 | 10 | 0% | 0% | 1 | 35 | 0% | 0% | 4 | 0% | 0% | 0% | 1 | 0 | 2 | 0% | 0% | 0% | 1 | 0.839% | 0% | 0% | 1 | 57.15% | 0% | 0% | 2 | 63.87% | 0% | 0% | 2 | 64.71% | 0% | 0% | 2 | 6.921% | 0% | 0% | 1 | 7.111% | 0% | 0% | 1 |  | 0% | 0% | 1 | 11.6928 | 0% | 0% | 1 | 0% | 0% | 0% | 1 | 0 | 2 | 0% | 0% | 0% | 1 | 5.086% | 0% | 0% | 1 | 42.25% | 0% | 0% | 1 | 51.81% | 0% | 0% | 2 | 53.81% | 0% | 0% | 2 | 24.52% | 0% | 0% | 1 | 11.09% | 0% | 0% | 1 |  | 0% | 0% | 1 | 9 | 0% | 0% | 1 | 0% | 0% | 0% | 1 | 0 | 2 | 0% | 0% | 0% | 1 | 4.61% | 0% | 0% | 1 | 38.61% | 0% | 0% | 1 | 43.75% | 0% | 0% | 1 | 45.66% | 0% | 0% | 1 | 26.99% | 0% | 0% | 1 | 13.76% | 0% | 0% | 1 |  | 0% | 0% | 1 | 8.099 | 0% | 0% | 1 | 0% | 0% | 0% | 1 | 0 | 2 | 0.4358% | 0% | 0.4358% | 1 | 4.105% | 0% | 0% | 1 | 31.71% | 0% | 0% | 1 | 35.85% | 0% | 0% | 1 | 38.13% | 0% | 0% | 1 | 27.79% | 0% | 0% | 1 | 13.77% | 0% | 0% | 1
36 | El Centro | GREATER IMPERIAL | 0 | 0 | 0 | 0% | 0% | 1 | 12 | 0% | 0% | 2 | 79.19% | 0% | 0% | 3 | 0 | 2 | 0% | 0% | 0% | 1 | 0% | 0% | 0% | 1 | 0% | 0% | 0% | 1 | 0% | 0% | 0% | 1 | 0% | 0% | 0% | 1 | 0% | 0% | 0% | 1 | 4.325% | 0% | 0% | 1 |  | 0% | 0% | 1 | 10.1811 | 0% | 0% | 1 | 67.65% | 0% | 0% | 2 | 0 | 2 | 0% | 0% | 0% | 1 | 1.403% | 0% | 0% | 1 | 5.463% | 0% | 0% | 1 | 5.463% | 0% | 0% | 1 | 6.866% | 0% | 0% | 1 | 0.3894% | 0% | 0% | 1 | 7.412% | 0% | 0% | 1 |  | 0% | 0% | 1 | 9.4733 | 0% | 0% | 1 | 69.17% | 0% | 0% | 2 | 0 | 2 | 0% | 0% | 0% | 1 | 1.058% | 0% | 0% | 1 | 10.64% | 0% | 0% | 1 | 11.73% | 0% | 0% | 1 | 12.79% | 0% | 0% | 1 | 1.874% | 0% | 0% | 1 | 6.377% | 0% | 0% | 1 |  | 0% | 0% | 1 | 9.1496 | 0% | 0% | 1 | 66.86% | 0% | 0% | 2 | 0 | 2 | 0% | 0% | 0% | 1 | 1.001% | 0% | 0% | 1 | 14.19% | 0% | 0% | 1 | 13.16% | 0% | 0% | 1 | 16.01% | 0% | 0% | 1 | 5.458% | 0% | 0% | 1 | 5.645% | 0% | 0% | 1
37 | High Line | GREATER IMPERIAL | 0 | 0 | 0 | 0% | 0% | 1 | 7.0267 | 0% | 0% | 1 | 82.58% | 0% | 0% | 3 | 0 | 2 | 0% | 0% | 0% | 1 | 0% | 0% | 0% | 1 | 14.27% | 0% | 0% | 1 | 14.27% | 0% | 0% | 1 | 14.27% | 0% | 0% | 1 | 5.958% | 0% | 0% | 1 | 3.684% | 0% | 0% | 1 |  | 0% | 0% | 1 | 8.5492 | 0% | 0% | 1 | 70.07% | 0% | 0% | 2 | 0 | 2 | 0% | 0% | 0% | 1 | 0% | 0% | 0% | 1 | 27.56% | 0% | 0% | 1 | 27.56% | 0% | 0% | 1 | 27.56% | 0% | 0% | 1 | 6.197% | 0% | 0% | 1 | 6.308% | 0% | 0% | 1 |  | 0% | 0% | 1 | 8.5971 | 0% | 0% | 1 | 67.74% | 0% | 0% | 2 | 0 | 2 | 0% | 0% | 0% | 1 | 4.084% | 0% | 0% | 1 | 16.98% | 0% | 0% | 1 | 16.98% | 0% | 0% | 1 | 21.06% | 0% | 0% | 1 | 8.913% | 0% | 0% | 1 | 5.056% | 0% | 0% | 1 |  | 0% | 0% | 1 | 8.5255 | 0% | 0% | 1 | 61.44% | 0% | 0% | 2 | 0 | 2 | 0% | 0% | 0% | 1 | 4.49% | 0% | 0% | 1 | 11.51% | 0% | 0% | 1 | 11.54% | 0% | 0% | 1 | 15.95% | 0% | 0% | 1 | 10.36% | 0% | 0% | 1 | 5.577% | 0% | 0% | 1
38 | Imperial Valley | GREATER IMPERIAL | 107 | 1070 | 15 | 27.22% | 0% | 2 | 10.0833 | 964.2% | 4.025% | 3 | 59.99% | 0% | 0% | 2 | 0 | 2 | 0% | 0% | 0% | 1 | 0% | 4.394% | 0% | 1 | 37.17% | 6.994% | 0% | 1 | 37.17% | 6.994% | 0% | 1 | 37.17% | 6.994% | 0% | 1 | 2.537% | 4.509% | 0% | 1 | 10.43% | 4.906% | 0% | 1 |  | 5.223% | 0% | 1 | 10.3077 | 28.94% | 0% | 2 | 54.6% | 0% | 0% | 2 | 0 | 2 | 0% | 0% | 0% | 1 | 0% | 1.478% | 0% | 1 | 18.95% | 1.823% | 0% | 1 | 23.2% | 1.924% | 0% | 1 | 23.2% | 1.924% | 0% | 1 | 3.728% | 1.535% | 0% | 1 | 8.953% | 1.623% | 0% | 1 |  | 3.483% | 0% | 1 | 9.72 | 5.65% | 0% | 1 | 50.78% | 0% | 0% | 2 | 0 | 2 | 0% | 0% | 0% | 1 | 4.554% | 0.8523% | 0% | 1 | 10.43% | 0.9083% | 0% | 1 | 12.77% | 0.9326% | 0% | 1 | 17.33% | 0.984% | 0% | 1 | 15.06% | 0.9578% | 0% | 1 | 7.039% | 0.8751% | 0% | 1 |  | 2.067% | 0% | 1 | 9.5991 | 3.293% | 0% | 1 | 53.12% | 0% | 0% | 2 | 0 | 2 | 0% | 0% | 0% | 1 | 4.953% | 0.4859% | 0% | 1 | 8.166% | 0.5029% | 0% | 1 | 8.78% | 0.5062% | 0% | 1 | 14.52% | 0.5403% | 0% | 1 | 14.24% | 0.5385% | 0% | 1 | 6.437% | 0.4936% | 0% | 1
39 | El Segundo | GREATER LA METRO | 0 | 0 | 10 | 0% | 0% | 1 | 12.4431 | 0% | 0% | 2 | 0% | 0% | 0% | 1 | 0 | 2 | 0% | 0% | 0% | 1 | 0% | 0% | 0% | 1 | 58.01% | 0% | 0% | 2 | 65.37% | 0% | 0% | 2 | 65.37% | 0% | 0% | 2 | 0% | 0% | 0% | 1 | 0.01799% | 0% | 0% | 1 |  | 0% | 0% | 1 | 26.1591 | 0% | 0% | 3 | 0% | 0% | 0% | 1 | 0 | 2 | 0% | 0% | 0% | 1 | 3.967% | 0% | 0% | 1 | 39.74% | 0% | 0% | 1 | 68.85% | 0% | 0% | 2 | 72.82% | 0% | 0% | 3 | 0% | 0% | 0% | 1 | 0.007171% | 0% | 0% | 1 |  | 0% | 0% | 1 | 19.4658 | 0% | 0% | 2 | 0% | 0% | 0% | 1 | 0 | 2 | 2.472% | 28.04% | 30.51% | 4 | 10.1% | 0% | 0% | 1 | 4.315% | 0% | 0% | 1 | 57.62% | 0% | 0% | 2 | 67.72% | 0% | 0% | 2 | 4.46% | 0% | 0% | 1 | 6.853% | 0% | 0% | 1 |  | 0% | 0% | 1 | 22.1836 | 0% | 0% | 3 | 0% | 0% | 0% | 1 | 0 | 2 | 7.389% | 39.22% | 46.61% | 5 | 12.73% | 0% | 0% | 1 | 21.56% | 0% | 0% | 1 | 47.58% | 0% | 0% | 1 | 54.64% | 0% | 0% | 2 | 4.735% | 0% | 0% | 1 | 7.449% | 0% | 0% | 1
40 | Arco | SPGE | 1385 | 13850 | 15 | 1237% | 26.39% | 5 | 7.7321 | 208.3% | 17.46% | 3 | 33% | 281.7% | 54.85% | 5 | 0 | 2 | 40.09% | 0% | 40.09% | 2 | 78.67% | 131.6% | 8.56% | 4 | 0.2409% | 28.13% | 0% | 2 | 0.4153% | 28.18% | 0% | 2 | 78.67% | 131.6% | 8.56% | 4 | 14.68% | 32.89% | 0% | 2 | 0.2652% | 28.14% | 0% | 2 |  | 62.67% | 0% | 3 | 7.1975 | 45.78% | 0% | 2 | 33% | 48.88% | 0% | 2 | 0 | 2 | 33.4% | 0% | 33.4% | 2 | 67.68% | 24.14% | 0% | 2 | 4.947% | 8.206% | 0% | 1 | 11.34% | 8.797% | 0% | 1 | 70.99% | 26.89% | 0% | 3 | 12.67% | 8.931% | 0% | 1 | 1.764% | 7.94% | 0% | 1 |  | 20.1% | 0% | 2 | 6.9606 | 14.83% | 0% | 1 | 19.38% | 48.88% | 0% | 2 | 0 | 2 | 30.12% | 0% | 30.12% | 2 | 66.39% | 10.66% | 0% | 2 | 2.897% | 3.692% | 0% | 1 | 11.28% | 4.04% | 0% | 1 | 71.43% | 12.55% | 0% | 3 | 16.45% | 4.291% | 0% | 1 | 3.352% | 3.709% | 0% | 1 |  | 11.43% | 0% | 1 | 6.8278 | 6.501% | 0% | 1 | 15.15% | 48.88% | 0% | 2 | 0 | 2 | 31.65% | 0% | 31.65% | 2 | 65.12% | 6.107% | 0% | 2 | 4.613% | 2.233% | 0% | 1 | 14.15% | 2.481% | 0% | 1 | 71.17% | 7.388% | 0% | 3 | 20.28% | 2.672% | 0% | 1 | 3.013% | 2.196% | 0% | 1
41 | Bakersfield | SPGE | 760 | 7600 | 10 | 963.6% | 141.9% | 5 | 13.2247 | 999% | 160% | 5 | 6.692% | 6666% | 1821% | 5 | 0 | 2 | 0% | 0% | 0% | 1 | 79.18% | 653.1% | 145.5% | 5 | 6.629% | 145.6% | 642.9% | 5 | 29.96% | 194.2% | 220.1% | 5 | 79.18% | 653.1% | 145.5% | 5 | 0% | 136% | 999.9% | 5 | 0.7586% | 137% | 4845% | 5 |  | 40.08% | 0% | 2 | 20.9889 | 884.3% | 9.94% | 3 | 31.68% | 0% | 0% | 1 | 0 | 2 | 21.5% | 0% | 21.5% | 2 | 43.78% | 16.19% | 0% | 1 | 10.11% | 10.12% | 0% | 1 | 20.68% | 11.47% | 0% | 1 | 49.56% | 18.04% | 0% | 1 | 5.302% | 9.609% | 0% | 1 | 1.099% | 9.201% | 0% | 1 |  | 14.1% | 0% | 1 | 12.6429 | 23.19% | 0% | 2 | 40.91% | 0% | 0% | 1 | 0 | 2 | 28.02% | 0% | 28.02% | 2 | 38.86% | 4.278% | 0% | 1 | 13.64% | 3.028% | 0% | 1 | 28.24% | 3.644% | 0% | 1 | 49.49% | 5.177% | 0% | 1 | 13.93% | 3.038% | 0% | 1 | 4.125% | 2.728% | 0% | 1 |  | 9.273% | 0% | 1 | 9.4375 | 7.771% | 0% | 1 | 43.77% | 0% | 0% | 1 | 0 | 2 | 28.52% | 0.2709% | 28.79% | 2 | 39.73% | 2.271% | 0% | 1 | 22.05% | 1.756% | 0% | 1 | 35.36% | 2.117% | 0% | 1 | 55.07% | 3.046% | 0% | 2 | 17.42% | 1.657% | 0% | 1 | 4.17% | 1.428% | 0% | 1
42 | Charca | SPGE | 0 | 0 | 10 | 0% | 0% | 1 | 6 | 0% | 0% | 1 | 93.9% | 0% | 0% | 3 | 0 | 2 | 7.873% | 0% | 7.873% | 1 | 52.31% | 0% | 0% | 2 | 0% | 0% | 0% | 1 | 0.1526% | 0% | 0% | 1 | 52.31% | 0% | 0% | 2 | 0% | 0% | 0% | 1 | 0.7336% | 0% | 0% | 1 |  | 0% | 0% | 1 | 8.8611 | 0% | 0% | 1 | 78.85% | 0% | 0% | 3 | 0 | 2 | 3.452% | 0% | 3.452% | 1 | 27.2% | 0% | 0% | 1 | 0.06582% | 0% | 0% | 1 | 13.59% | 0% | 0% | 1 | 37.39% | 0% | 0% | 1 | 0.1275% | 0% | 0% | 1 | 0.7589% | 0% | 0% | 1 |  | 0% | 0% | 1 | 10 | 0% | 0% | 1 | 66.96% | 0% | 0% | 2 | 0 | 2 | 8.45% | 0% | 8.45% | 1 | 18.8% | 0% | 0% | 1 | 2.464% | 0% | 0% | 1 | 22.44% | 0% | 0% | 1 | 37.81% | 0% | 0% | 1 | 0.1623% | 0% | 0% | 1 | 3.862% | 0% | 0% | 1 |  | 0% | 0% | 1 | 10.3953 | 0% | 0% | 1 | 58.41% | 0% | 0% | 2 | 0 | 2 | 18.79% | 0% | 18.79% | 1 | 22.94% | 0% | 0% | 1 | 9.215% | 0% | 0% | 1 | 30.73% | 0% | 0% | 1 | 45.64% | 0% | 0% | 1 | 2.483% | 0% | 0% | 1 | 4.582% | 0% | 0% | 1
43 | Columbus | SPGE | 230 | 2300 | 10 | 121.7% | 3.225% | 4 | 16.7053 | 999% | 21.45% | 5 | 7.643% | 479.3% | 36.73% | 4 | 0 | 2 | 9.944% | 0% | 9.944% | 1 | 79.07% | 75.34% | 0% | 4 | 38.68% | 25.71% | 0% | 2 | 44.93% | 28.63% | 0% | 2 | 79.41% | 76.58% | 0% | 4 | 2.947% | 16.25% | 0% | 1 | 1.799% | 16.06% | 0% | 1 |  | 14.2% | 0% | 1 | 10.897 | 22.24% | 0% | 2 | 22.79% | 0% | 0% | 1 | 0 | 2 | 38.37% | 0% | 38.37% | 2 | 58.34% | 5.581% | 0% | 2 | 17.77% | 2.828% | 0% | 1 | 27.01% | 3.185% | 0% | 1 | 61.42% | 6.026% | 0% | 2 | 21.06% | 2.945% | 0% | 1 | 1.814% | 2.368% | 0% | 1 |  | 4.682% | 0% | 1 | 12.5483 | 5.377% | 0% | 2 | 32.84% | 0% | 0% | 1 | 0 | 2 | 38.11% | 0.007459% | 38.11% | 2 | 47.74% | 1.62% | 0% | 1 | 14.82% | 0.994% | 0% | 1 | 27.54% | 1.169% | 0% | 1 | 53.54% | 1.823% | 0% | 2 | 25.61% | 1.138% | 0% | 1 | 2.36% | 0.8672% | 0% | 1 |  | 3.237% | 0% | 1 | 9.25 | 2.394% | 0% | 1 | 38.4% | 0% | 0% | 1 | 0 | 2 | 34.21% | 2.158% | 36.37% | 2 | 47.01% | 0.844% | 0% | 1 | 21.78% | 0.5717% | 0% | 1 | 34.44% | 0.6821% | 0% | 1 | 58.05% | 1.066% | 0% | 2 | 24.23% | 0.5902% | 0% | 1 | 3.284% | 0.4624% | 0% | 1
44 | Elk Hills | SPGE | 0 | 0 | 10 | 0% | 0% | 1 | 4.9975 | 0% | 0% | 1 | 2.089% | 0% | 0% | 1 | 0 | 2 | 5.123% | 0% | 5.123% | 1 | 32.38% | 0% | 0% | 1 | 88.77% | 0% | 0% | 3 | 99.96% | 0% | 0% | 5 | 100% | 0% | 0% | 5 | 1.006% | 0% | 0% | 1 | 0.7273% | 0% | 0% | 1 |  | 0% | 0% | 1 | 5.3947 | 0% | 0% | 1 | 20.93% | 0% | 0% | 1 | 0 | 2 | 9.263% | 0% | 9.263% | 1 | 37.41% | 0% | 0% | 1 | 60.84% | 0% | 0% | 2 | 90.06% | 0% | 0% | 4 | 92.16% | 0% | 0% | 4 | 2.051% | 0% | 0% | 1 | 8.222% | 0% | 0% | 1 |  | 0% | 0% | 1 | 8.2 | 0% | 0% | 1 | 39.37% | 0% | 0% | 1 | 0 | 2 | 5.714% | 0% | 5.714% | 1 | 26.47% | 0% | 0% | 1 | 41.13% | 0% | 0% | 1 | 68.48% | 0% | 0% | 2 | 73.4% | 0% | 0% | 3 | 1.498% | 0% | 0% | 1 | 7.172% | 0% | 0% | 1 |  | 0% | 0% | 1 | 8.8095 | 0% | 0% | 1 | 43.56% | 0% | 0% | 1 | 0 | 2 | 5.293% | 0% | 5.293% | 1 | 19.34% | 0% | 0% | 1 | 30.64% | 0% | 0% | 1 | 56.99% | 0% | 0% | 2 | 61.78% | 0% | 0% | 2 | 4.345% | 0% | 0% | 1 | 5.088% | 0% | 0% | 1
45 | Goose Lake | SPGE | 0 | 0 | 10 | 0% | 0% | 1 | 8.5436 | 0% | 0% | 1 | 39.22% | 0% | 0% | 1 | 0 | 2 | 15.13% | 0% | 15.13% | 1 | 44.6% | 0% | 0% | 1 | 24.11% | 0% | 0% | 1 | 72.09% | 0% | 0% | 3 | 83.18% | 0% | 0% | 3 | 2.06% | 0% | 0% | 1 | 15.63% | 0% | 0% | 1 |  | 0% | 0% | 1 | 8.2795 | 0% | 0% | 1 | 49.36% | 0% | 0% | 1 | 0 | 2 | 17.18% | 0% | 17.18% | 1 | 38.6% | 0% | 0% | 1 | 14.12% | 0% | 0% | 1 | 48.72% | 0% | 0% | 1 | 68.67% | 0% | 0% | 2 | 1.186% | 0% | 0% | 1 | 7.257% | 0% | 0% | 1 |  | 0% | 0% | 1 | 7.9662 | 0% | 0% | 1 | 43.39% | 0% | 0% | 1 | 0 | 2 | 13.78% | 0% | 13.78% | 1 | 35.22% | 0% | 0% | 1 | 9.489% | 0% | 0% | 1 | 34.92% | 0% | 0% | 1 | 59.15% | 0% | 0% | 2 | 2.915% | 0% | 0% | 1 | 4.352% | 0% | 0% | 1 |  | 0% | 0% | 1 | 7.9778 | 0% | 0% | 1 | 42.02% | 0% | 0% | 1 | 0 | 2 | 13.21% | 0% | 13.21% | 1 | 36.93% | 0% | 0% | 1 | 7.309% | 0% | 0% | 1 | 27.52% | 0% | 0% | 1 | 56.43% | 0% | 0% | 2 | 4.816% | 0% | 0% | 1 | 4.786% | 0% | 0% | 1
46 | Kernridge | SPGE | 0 | 0 | 10 | 0% | 0% | 1 | 6.3442 | 0% | 0% | 1 | 15.92% | 0% | 0% | 1 | 0 | 2 | 0.1011% | 0% | 0.1011% | 1 | 40.61% | 0% | 0% | 1 | 2.193% | 0% | 0% | 1 | 26.69% | 0% | 0% | 1 | 67.3% | 0% | 0% | 2 | 11.09% | 0% | 0% | 1 | 0.03458% | 0% | 0% | 1 |  | 0% | 0% | 1 | 6.4107 | 0% | 0% | 1 | 28.96% | 0% | 0% | 1 | 0 | 2 | 14.91% | 0% | 14.91% | 1 | 51.56% | 0% | 0% | 2 | 8.281% | 0% | 0% | 1 | 28.24% | 0% | 0% | 1 | 69.84% | 0% | 0% | 2 | 15.21% | 0% | 0% | 1 | 0.4318% | 0% | 0% | 1 |  | 0% | 0% | 1 | 8.1481 | 0% | 0% | 1 | 23.57% | 0% | 0% | 1 | 0 | 2 | 16.45% | 0% | 16.45% | 1 | 51.99% | 0% | 0% | 2 | 14.56% | 0% | 0% | 1 | 34.87% | 0% | 0% | 1 | 72.1% | 0% | 0% | 3 | 21.12% | 0% | 0% | 1 | 3.139% | 0% | 0% | 1 |  | 0% | 0% | 1 | 8.6667 | 0% | 0% | 1 | 27.12% | 0% | 0% | 1 | 0 | 2 | 16.58% | 2.52e-05% | 16.58% | 2 | 44.72% | 0% | 0% | 1 | 13.5% | 0% | 0% | 1 | 37.06% | 0% | 0% | 1 | 69.24% | 0% | 0% | 2 | 19.09% | 0% | 0% | 1 | 3.933% | 0% | 0% | 1
47 | Lamont | SPGE | 0 | 0 | 10 | 0% | 0% | 1 | 11.5036 | 0% | 0% | 1 | 82.25% | 0% | 0% | 3 | 0 | 2 | 0.9294% | 0% | 0.9294% | 1 | 0.02175% | 0% | 0% | 1 | 0.841% | 0% | 0% | 1 | 9.805% | 0% | 0% | 1 | 9.805% | 0% | 0% | 1 | 0.01133% | 0% | 0% | 1 | 0.02387% | 0% | 0% | 1 |  | 0% | 0% | 1 | 10.4444 | 0% | 0% | 1 | 57.48% | 0% | 0% | 2 | 0 | 2 | 10.88% | 0% | 10.88% | 1 | 25.58% | 0% | 0% | 1 | 13.22% | 0% | 0% | 1 | 23.17% | 0% | 0% | 1 | 36.18% | 0% | 0% | 1 | 12.95% | 0% | 0% | 1 | 1.889% | 0% | 0% | 1 |  | 0% | 0% | 1 | 10.1279 | 0% | 0% | 1 | 44.12% | 0% | 0% | 1 | 0 | 2 | 26.91% | 0.694% | 27.6% | 2 | 43.08% | 0% | 0% | 1 | 20.85% | 0% | 0% | 1 | 31.63% | 0% | 0% | 1 | 53.82% | 0% | 0% | 2 | 22.8% | 0% | 0% | 1 | 1.665% | 0% | 0% | 1 |  | 0% | 0% | 1 | 11 | 0% | 0% | 1 | 41.33% | 0% | 0% | 1 | 0 | 2 | 28.67% | 3.924% | 32.59% | 2 | 42.03% | 0% | 0% | 1 | 20.97% | 0% | 0% | 1 | 32.14% | 0% | 0% | 1 | 54.05% | 0% | 0% | 2 | 22.24% | 0% | 0% | 1 | 2.603% | 0% | 0% | 1
48 | Lerdo | SPGE | 0 | 0 | 10 | 0% | 0% | 1 | 13.3314 | 0% | 0% | 2 | 72.47% | 0% | 0% | 2 | 0 | 2 | 4.466% | 0% | 4.466% | 1 | 24.9% | 0% | 0% | 1 | 0% | 0% | 0% | 1 | 0% | 0% | 0% | 1 | 24.9% | 0% | 0% | 1 | 0% | 0% | 0% | 1 | 1.898% | 0% | 0% | 1 |  | 0% | 0% | 1 | 12 | 0% | 0% | 2 | 62.37% | 0% | 0% | 2 | 0 | 2 | 21.12% | 0% | 21.12% | 2 | 29.29% | 0% | 0% | 1 | 0.9579% | 0% | 0% | 1 | 9.386% | 0% | 0% | 1 | 33.3% | 0% | 0% | 1 | 2.879% | 0% | 0% | 1 | 1.135% | 0% | 0% | 1 |  | 0% | 0% | 1 | 11.3579 | 0% | 0% | 1 | 52.95% | 0% | 0% | 2 | 0 | 2 | 29.84% | 0% | 29.84% | 2 | 36.89% | 0% | 0% | 1 | 9.289% | 0% | 0% | 1 | 21.8% | 0% | 0% | 1 | 47.87% | 0% | 0% | 1 | 5.144% | 0% | 0% | 1 | 4.479% | 0% | 0% | 1 |  | 0% | 0% | 1 | 10.5272 | 0% | 0% | 1 | 47.44% | 0% | 0% | 1 | 0 | 2 | 28.21% | 0% | 28.21% | 2 | 35.5% | 0% | 0% | 1 | 14.07% | 0% | 0% | 1 | 30.15% | 0% | 0% | 1 | 50.63% | 0% | 0% | 2 | 12.05% | 0% | 0% | 1 | 4.203% | 0% | 0% | 1
49 | Magunden | SPGE | 220 | 2200 | 10 | 45.25% | 0% | 2 | 14.405 | 999% | 16.3% | 3 | 58.95% | 0% | 0% | 2 | 0 | 2 | 6.635% | 0% | 6.635% | 1 | 11.71% | 14.87% | 0% | 1 | 6.139% | 13.98% | 0% | 1 | 9.122% | 14.44% | 0% | 1 | 12% | 14.92% | 0% | 1 | 1.213% | 13.29% | 0% | 1 | 0.1365% | 13.14% | 0% | 1 |  | 18.89% | 0% | 1 | 11.4592 | 36.43% | 0% | 2 | 39.14% | 0% | 0% | 1 | 0 | 2 | 22.61% | 0% | 22.61% | 2 | 45.43% | 4.137% | 0% | 1 | 17.59% | 2.74% | 0% | 1 | 29.3% | 3.193% | 0% | 1 | 53.67% | 4.873% | 0% | 2 | 14.39% | 2.637% | 0% | 1 | 0.8751% | 2.278% | 0% | 1 |  | 4.797% | 0% | 1 | 12.2139 | 5.827% | 0% | 2 | 37.48% | 0% | 0% | 1 | 0 | 2 | 30.44% | 0.01418% | 30.45% | 2 | 43.79% | 1.476% | 0% | 1 | 14.82% | 0.9737% | 0% | 1 | 27.8% | 1.149% | 0% | 1 | 51.57% | 1.712% | 0% | 2 | 23.21% | 1.08% | 0% | 1 | 2.215% | 0.8482% | 0% | 1 |  | 3.093% | 0% | 1 | 9.4711 | 2.364% | 0% | 1 | 39.23% | 0% | 0% | 1 | 0 | 2 | 31.69% | 2.082% | 33.77% | 2 | 44.5% | 0.7912% | 0% | 1 | 22.31% | 0.5653% | 0% | 1 | 34.48% | 0.6703% | 0% | 1 | 56.83% | 1.017% | 0% | 2 | 22.99% | 0.5703% | 0% | 1 | 3.351% | 0.4544% | 0% | 1
50 | Midway | SPGE | 0 | 0 | 15 | 0% | 0% | 1 | 10.7513 | 0% | 0% | 1 | 64.35% | 0% | 0% | 2 | 0 | 2 | 0.001248% | 0% | 0.001248% | 1 | 3.295% | 0% | 0% | 1 | 22.96% | 0% | 0% | 1 | 70.55% | 0% | 0% | 3 | 70.55% | 0% | 0% | 3 | 0.01985% | 0% | 0% | 1 | 4.027% | 0% | 0% | 1 |  | 0% | 0% | 1 | 9.5401 | 0% | 0% | 1 | 51.33% | 0% | 0% | 2 | 0 | 2 | 1.472% | 0% | 1.472% | 1 | 15.51% | 0% | 0% | 1 | 17.33% | 0% | 0% | 1 | 63.5% | 0% | 0% | 2 | 66.95% | 0% | 0% | 2 | 1.07% | 0% | 0% | 1 | 6.244% | 0% | 0% | 1 |  | 0% | 0% | 1 | 9.2026 | 0% | 0% | 1 | 49.54% | 0% | 0% | 1 | 0 | 2 | 3.094% | 0% | 3.094% | 1 | 18.74% | 0% | 0% | 1 | 22.26% | 0% | 0% | 1 | 56.95% | 0% | 0% | 2 | 60.41% | 0% | 0% | 2 | 0.8571% | 0% | 0% | 1 | 7.251% | 0% | 0% | 1 |  | 0% | 0% | 1 | 8.8272 | 0% | 0% | 1 | 48.35% | 0% | 0% | 1 | 0 | 2 | 6.616% | 0% | 6.616% | 1 | 29.42% | 0% | 0% | 1 | 23.09% | 0% | 0% | 1 | 49.64% | 0% | 0% | 1 | 63.87% | 0% | 0% | 2 | 2.133% | 0% | 0% | 1 | 5.64% | 0% | 0% | 1
51 | Norco | SPGE | 0 | 0 | 10 | 0% | 0% | 1 | 7 | 0% | 0% | 1 | 9.609% | 0% | 0% | 1 | 0 | 2 | 10.71% | 0% | 10.71% | 1 | 58.15% | 0% | 0% | 2 | 86.79% | 0% | 0% | 3 | 95.7% | 0% | 0% | 5 | 100% | 0% | 0% | 5 | 0.01398% | 0% | 0% | 1 | 29.07% | 0% | 0% | 1 |  | 0% | 0% | 1 | 9 | 0% | 0% | 1 | 35.74% | 0% | 0% | 1 | 0 | 2 | 8.074% | 0% | 8.074% | 1 | 29.67% | 0% | 0% | 1 | 54.81% | 0% | 0% | 2 | 85.57% | 0% | 0% | 3 | 86.58% | 0% | 0% | 3 | 0.9283% | 0% | 0% | 1 | 11.36% | 0% | 0% | 1 |  | 0% | 0% | 1 | 9.4708 | 0% | 0% | 1 | 44.69% | 0% | 0% | 1 | 0 | 2 | 4.9% | 0% | 4.9% | 1 | 20.01% | 0% | 0% | 1 | 34.72% | 0% | 0% | 1 | 61.08% | 0% | 0% | 2 | 62.4% | 0% | 0% | 2 | 0.8298% | 0% | 0% | 1 | 6.709% | 0% | 0% | 1 |  | 0% | 0% | 1 | 9.4444 | 0% | 0% | 1 | 51.26% | 0% | 0% | 2 | 0 | 2 | 4.084% | 0% | 4.084% | 1 | 17.54% | 0% | 0% | 1 | 27.01% | 0% | 0% | 1 | 51.93% | 0% | 0% | 2 | 56.83% | 0% | 0% | 2 | 1.013% | 0% | 0% | 1 | 4.97% | 0% | 0% | 1
52 | Rio Bravo | SPGE | 100 | 1000 | 10 | 11.22% | 0% | 1 | 13.4605 | 247.3% | 1.701% | 3 | 72.67% | 0% | 0% | 2 | 0 | 2 | 3.496% | 0% | 3.496% | 1 | 2.957% | 2.504% | 0% | 1 | 0.4958% | 2.442% | 0% | 1 | 18.12% | 2.968% | 0% | 1 | 18.75% | 2.991% | 0% | 1 | 0% | 2.43% | 0% | 1 | 0.531% | 2.443% | 0% | 1 |  | 5.685% | 0% | 1 | 13.2 | 6.365% | 0% | 2 | 66.3% | 1.771% | 0% | 2 | 0 | 2 | 4.093% | 0% | 4.093% | 1 | 16.99% | 0.7632% | 0% | 1 | 13.09% | 0.7289% | 0% | 1 | 35.29% | 0.979% | 0% | 1 | 40.87% | 1.071% | 0% | 1 | 0% | 0.6335% | 0% | 1 | 10.91% | 0.7111% | 0% | 1 |  | 2.378% | 0% | 1 | 11.5668 | 2.341% | 0% | 1 | 59.78% | 1.771% | 0% | 2 | 0 | 2 | 7.885% | 0% | 7.885% | 1 | 25.79% | 0.4146% | 0% | 1 | 17.16% | 0.3714% | 0% | 1 | 40.48% | 0.5169% | 0% | 1 | 53.71% | 0.6646% | 0% | 2 | 0.6385% | 0.3096% | 0% | 1 | 6.7% | 0.3298% | 0% | 1 |  | 1.265% | 0% | 1 | 10 | 1.049% | 0% | 1 | 53.02% | 1.771% | 0% | 2 | 0 | 2 | 13.74% | 0% | 13.74% | 1 | 27.76% | 0.2381% | 0% | 1 | 18.34% | 0.2107% | 0% | 1 | 39.1% | 0.2824% | 0% | 1 | 54.76% | 0.3802% | 0% | 2 | 2.332% | 0.1761% | 0% | 1 | 4.83% | 0.1807% | 0% | 1
53 | Rosedale | SPGE | 0 | 0 | 0 | 0% | 0% | 1 | 70.3365 | 0% | 0% | 4 | 46.81% | 0% | 0% | 1 | 0 | 2 | 0% | 0% | 0% | 1 | 97.88% | 0% | 0% | 5 | 11.66% | 0% | 0% | 1 | 12.13% | 0% | 0% | 1 | 97.88% | 0% | 0% | 5 | 0% | 0% | 0% | 1 | 0.6638% | 0% | 0% | 1 |  | 0% | 0% | 1 | 19.2036 | 0% | 0% | 2 | 46.27% | 0% | 0% | 1 | 0 | 2 | 5.726% | 0% | 5.726% | 1 | 34.79% | 0% | 0% | 1 | 13.58% | 0% | 0% | 1 | 32.56% | 0% | 0% | 1 | 49.09% | 0% | 0% | 1 | 0.2647% | 0% | 0% | 1 | 7.747% | 0% | 0% | 1 |  | 0% | 0% | 1 | 12.8801 | 0% | 0% | 2 | 46.34% | 0% | 0% | 1 | 0 | 2 | 18.3% | 0% | 18.3% | 1 | 31.71% | 0% | 0% | 1 | 15.96% | 0% | 0% | 1 | 29.11% | 0% | 0% | 1 | 47.46% | 0% | 0% | 1 | 3.8% | 0% | 0% | 1 | 5.939% | 0% | 0% | 1 |  | 0% | 0% | 1 | 9.6471 | 0% | 0% | 1 | 47.3% | 0% | 0% | 1 | 0 | 2 | 22.02% | 0% | 22.02% | 2 | 30.89% | 0% | 0% | 1 | 21.98% | 0% | 0% | 1 | 37.36% | 0% | 0% | 1 | 52.19% | 0% | 0% | 2 | 9.857% | 0% | 0% | 1 | 4.226% | 0% | 0% | 1
54 | Semitropic | SPGE | 95 | 950 | 10 | 9.785% | 0% | 1 | 8.7776 | 22.85% | 0% | 2 | 61.85% | 6.235% | 0% | 2 | 0 | 2 | 0% | 0% | 0% | 1 | 9.337% | 2.395% | 0% | 1 | 0% | 2.171% | 0% | 1 | 14.88% | 2.551% | 0% | 1 | 24.22% | 2.865% | 0% | 1 | 0% | 2.171% | 0% | 1 | 0.5083% | 2.182% | 0% | 1 |  | 4.957% | 0% | 1 | 8.5637 | 5.645% | 0% | 1 | 59.87% | 2.11% | 0% | 2 | 0 | 2 | 2.523% | 0% | 2.523% | 1 | 23.2% | 0.7935% | 0% | 1 | 3.162% | 0.6293% | 0% | 1 | 32.31% | 0.9002% | 0% | 1 | 50.92% | 1.242% | 0% | 2 | 0.2045% | 0.6106% | 0% | 1 | 5.595% | 0.6455% | 0% | 1 |  | 1.906% | 0% | 1 | 9.1364 | 2.574% | 0% | 1 | 60.96% | 2.11% | 0% | 2 | 0 | 2 | 7.541% | 0% | 7.541% | 1 | 25.41% | 0.3877% | 0% | 1 | 8.24% | 0.3152% | 0% | 1 | 34.63% | 0.4424% | 0% | 1 | 50.51% | 0.5844% | 0% | 2 | 0.6329% | 0.2911% | 0% | 1 | 4.943% | 0.3043% | 0% | 1 |  | 0.9797% | 0% | 1 | 9.4503 | 1.353% | 0% | 1 | 58.62% | 2.11% | 0% | 2 | 0 | 2 | 13.32% | 0% | 13.32% | 1 | 27.77% | 0.2222% | 0% | 1 | 8.973% | 0.1763% | 0% | 1 | 32.06% | 0.2362% | 0% | 1 | 50.78% | 0.3261% | 0% | 2 | 0.7113% | 0.1616% | 0% | 1 | 4.544% | 0.1681% | 0% | 1
55 | Shafter | SPGE | 100 | 1000 | 10 | 15.65% | 0% | 1 | 10.4523 | 29.06% | 0% | 2 | 82.53% | 2.707% | 0% | 3 | 0 | 2 | 1.515% | 0% | 1.515% | 1 | 0% | 2.418% | 0% | 1 | 0% | 2.418% | 0% | 1 | 5.753% | 2.566% | 0% | 1 | 5.753% | 2.566% | 0% | 1 | 0% | 2.418% | 0% | 1 | 0.1473% | 2.422% | 0% | 1 |  | 4.744% | 0% | 1 | 9.396 | 4.909% | 0% | 1 | 74.78% | 3.631% | 0% | 2 | 0 | 2 | 2.539% | 0% | 2.539% | 1 | 16.62% | 0.7029% | 0% | 1 | 1.686% | 0.5962% | 0% | 1 | 23.67% | 0.7679% | 0% | 1 | 37.22% | 0.9336% | 0% | 1 | 0% | 0.5861% | 0% | 1 | 2.627% | 0.602% | 0% | 1 |  | 2.144% | 0% | 1 | 10.6736 | 3.07% | 0% | 1 | 66.44% | 3.631% | 0% | 2 | 0 | 2 | 6.495% | 0% | 6.495% | 1 | 23.79% | 0.353% | 0% | 1 | 8.919% | 0.2953% | 0% | 1 | 33.07% | 0.4019% | 0% | 1 | 48.98% | 0.5272% | 0% | 1 | 0.06614% | 0.2692% | 0% | 1 | 6.77% | 0.2885% | 0% | 1 |  | 1.227% | 0% | 1 | 10.4902 | 1.26% | 0% | 1 | 54.28% | 3.631% | 0% | 2 | 0 | 2 | 13.84% | 0% | 13.84% | 1 | 27.94% | 0.2415% | 0% | 1 | 14.23% | 0.2029% | 0% | 1 | 38.44% | 0.2826% | 0% | 1 | 53.88% | 0.3773% | 0% | 2 | 1.868% | 0.1773% | 0% | 1 | 5.663% | 0.1844% | 0% | 1
56 | Smyrna | SPGE | 0 | 0 | 10 | 0% | 0% | 1 | 9.9826 | 0% | 0% | 1 | 15.76% | 0% | 0% | 1 | 0 | 2 | 5.685% | 0% | 5.685% | 1 | 26.18% | 0% | 0% | 1 | 0% | 0% | 0% | 1 | 39.12% | 0% | 0% | 1 | 65.3% | 0% | 0% | 2 | 0.803% | 0% | 0% | 1 | 3.996% | 0% | 0% | 1 |  | 0% | 0% | 1 | 9.6667 | 0% | 0% | 1 | 45.97% | 0% | 0% | 1 | 0 | 2 | 13.44% | 0% | 13.44% | 1 | 23.51% | 0% | 0% | 1 | 2.356% | 0% | 0% | 1 | 22.62% | 0% | 0% | 1 | 44.75% | 0% | 0% | 1 | 0.5702% | 0% | 0% | 1 | 4.149% | 0% | 0% | 1 |  | 0% | 0% | 1 | 9.5816 | 0% | 0% | 1 | 47.26% | 0% | 0% | 1 | 0 | 2 | 14.35% | 0% | 14.35% | 1 | 32.29% | 0% | 0% | 1 | 8.309% | 0% | 0% | 1 | 29.89% | 0% | 0% | 1 | 50.3% | 0% | 0% | 2 | 1.053% | 0% | 0% | 1 | 6.93% | 0% | 0% | 1 |  | 0% | 0% | 1 | 8.9932 | 0% | 0% | 1 | 49.42% | 0% | 0% | 1 | 0 | 2 | 13.57% | 0% | 13.57% | 1 | 31.88% | 0% | 0% | 1 | 6.144% | 0% | 0% | 1 | 25.68% | 0% | 0% | 1 | 48.56% | 0% | 0% | 1 | 0.7634% | 0% | 0% | 1 | 5.504% | 0% | 0% | 1
57 | Stockdale | SPGE | 100 | 1000 | 10 | 55.53% | 0% | 3 | 27.0435 | 999% | 19.96% | 3 | 73.34% | 2.412% | 0% | 2 | 0 | 2 | 0% | 0% | 0% | 1 | 6.15% | 12.96% | 0% | 1 | 0.3657% | 12.2% | 0% | 1 | 16.79% | 14.61% | 0% | 1 | 16.79% | 14.61% | 0% | 1 | 0% | 12.16% | 0% | 1 | 0% | 12.16% | 0% | 1 |  | 6.346% | 0% | 1 | 22.1789 | 13.89% | 0% | 3 | 55.79% | 0% | 0% | 2 | 0 | 2 | 2.356% | 0% | 2.356% | 1 | 21.93% | 1.429% | 0% | 1 | 16.67% | 1.338% | 0% | 1 | 41.54% | 1.908% | 0% | 1 | 44.77% | 2.019% | 0% | 1 | 0.008501% | 1.115% | 0% | 1 | 7.609% | 1.207% | 0% | 1 |  | 1.889% | 0% | 1 | 12.25 | 3.167% | 0% | 2 | 51.31% | 0% | 0% | 2 | 0 | 2 | 7.89% | 0% | 7.89% | 1 | 20.76% | 0.4285% | 0% | 1 | 23.92% | 0.4463% | 0% | 1 | 38.3% | 0.5503% | 0% | 1 | 46.57% | 0.6354% | 0% | 1 | 0.9395% | 0.3427% | 0% | 1 | 6.035% | 0.3613% | 0% | 1 |  | 1.13% | 0% | 1 | 9.5029 | 1.164% | 0% | 1 | 50.52% | 0% | 0% | 2 | 0 | 2 | 15.9% | 0% | 15.9% | 1 | 27.06% | 0.2355% | 0% | 1 | 23.05% | 0.2233% | 0% | 1 | 37.14% | 0.2733% | 0% | 1 | 50.26% | 0.3454% | 0% | 2 | 7.287% | 0.1853% | 0% | 1 | 4.082% | 0.1791% | 0% | 1
58 | Taft | SPGE | 0 | 0 | 10 | 0% | 0% | 1 | 3.8217 | 0% | 0% | 1 | 0% | 0% | 0% | 1 | 0 | 2 | 0% | 0% | 0% | 1 | 32.95% | 0% | 0% | 1 | 41.02% | 0% | 0% | 1 | 67.04% | 0% | 0% | 2 | 93.89% | 0% | 0% | 4 | 0.6951% | 0% | 0% | 1 | 2.854% | 0% | 0% | 1 |  | 0% | 0% | 1 | 5.2709 | 0% | 0% | 1 | 5.972% | 0% | 0% | 1 | 0 | 2 | 7.586% | 0% | 7.586% | 1 | 49.49% | 0% | 0% | 1 | 53.81% | 0% | 0% | 2 | 84.28% | 0% | 0% | 3 | 92.94% | 0% | 0% | 4 | 6.187% | 0% | 0% | 1 | 1.271% | 0% | 0% | 1 |  | 0% | 0% | 1 | 5.3622 | 0% | 0% | 1 | 21.27% | 0% | 0% | 1 | 0 | 2 | 6.937% | 0% | 6.937% | 1 | 30.96% | 0% | 0% | 1 | 43.05% | 0% | 0% | 1 | 66.09% | 0% | 0% | 2 | 76.03% | 0% | 0% | 3 | 12.56% | 0% | 0% | 1 | 1.849% | 0% | 0% | 1 |  | 0% | 0% | 1 | 6.1292 | 0% | 0% | 1 | 31.3% | 0% | 0% | 1 | 0 | 2 | 11.7% | 0% | 11.7% | 1 | 20.34% | 0% | 0% | 1 | 36.69% | 0% | 0% | 1 | 61.69% | 0% | 0% | 2 | 67.59% | 0% | 0% | 2 | 13.35% | 0% | 0% | 1 | 4.597% | 0% | 0% | 1
59 | Temblor | SPGE | 0 | 0 | 10 | 0% | 0% | 1 | 6.985 | 0% | 0% | 1 | 6.615% | 0% | 0% | 1 | 0 | 2 | 0% | 0% | 0% | 1 | 4.761% | 0% | 0% | 1 | 17.03% | 0% | 0% | 1 | 45.68% | 0% | 0% | 1 | 45.68% | 0% | 0% | 1 | 1.279% | 0% | 0% | 1 | 0.1499% | 0% | 0% | 1 |  | 0% | 0% | 1 | 6.5203 | 0% | 0% | 1 | 24.83% | 0% | 0% | 1 | 0 | 2 | 7.441% | 0% | 7.441% | 1 | 35.18% | 0% | 0% | 1 | 14.36% | 0% | 0% | 1 | 33.83% | 0% | 0% | 1 | 61.16% | 0% | 0% | 2 | 13.54% | 0% | 0% | 1 | 0.2458% | 0% | 0% | 1 |  | 0% | 0% | 1 | 8.3112 | 0% | 0% | 1 | 28.02% | 0% | 0% | 1 | 0 | 2 | 12.95% | 0% | 12.95% | 1 | 44.1% | 0% | 0% | 1 | 16.2% | 0% | 0% | 1 | 43.28% | 0% | 0% | 1 | 71.28% | 0% | 0% | 3 | 15.03% | 0% | 0% | 1 | 2.706% | 0% | 0% | 1 |  | 0% | 0% | 1 | 8.787 | 0% | 0% | 1 | 27.71% | 0% | 0% | 1 | 0 | 2 | 14.15% | 0% | 14.15% | 1 | 41.05% | 0% | 0% | 1 | 17.39% | 0% | 0% | 1 | 45.23% | 0% | 0% | 1 | 71.88% | 0% | 0% | 3 | 17.28% | 0% | 0% | 1 | 4.327% | 0% | 0% | 1
60 | Tupman | SPGE | 0 | 0 | 10 | 0% | 0% | 1 | 11.8913 | 0% | 0% | 1 | 39.46% | 0% | 0% | 1 | 0 | 2 | 11% | 0% | 11% | 1 | 39.2% | 0% | 0% | 1 | 44.52% | 0% | 0% | 1 | 82.41% | 0% | 0% | 3 | 85.91% | 0% | 0% | 3 | 0% | 0% | 0% | 1 | 32.26% | 0% | 0% | 1 |  | 0% | 0% | 1 | 12.3752 | 0% | 0% | 2 | 47.57% | 0% | 0% | 1 | 0 | 2 | 5.781% | 0% | 5.781% | 1 | 26.5% | 0% | 0% | 1 | 36.11% | 0% | 0% | 1 | 64.56% | 0% | 0% | 2 | 66.49% | 0% | 0% | 2 | 0.3604% | 0% | 0% | 1 | 12.63% | 0% | 0% | 1 |  | 0% | 0% | 1 | 11.0306 | 0% | 0% | 1 | 51.52% | 0% | 0% | 2 | 0 | 2 | 4.683% | 0% | 4.683% | 1 | 18.23% | 0% | 0% | 1 | 30.89% | 0% | 0% | 1 | 55.36% | 0% | 0% | 2 | 57.81% | 0% | 0% | 2 | 0.6979% | 0% | 0% | 1 | 6.597% | 0% | 0% | 1 |  | 0% | 0% | 1 | 9.9667 | 0% | 0% | 1 | 52.48% | 0% | 0% | 2 | 0 | 2 | 6.701% | 0% | 6.701% | 1 | 22.52% | 0% | 0% | 1 | 21.64% | 0% | 0% | 1 | 45.4% | 0% | 0% | 1 | 55.26% | 0% | 0% | 2 | 0.8775% | 0% | 0% | 1 | 4.928% | 0% | 0% | 1
61 | Westpark | SPGE | 0 | 0 | 10 | 0% | 0% | 1 | 19.3333 | 0% | 0% | 2 | 4.926% | 0% | 0% | 1 | 0 | 2 | 0% | 0% | 0% | 1 | 75.39% | 0% | 0% | 3 | 0% | 0% | 0% | 1 | 53.32% | 0% | 0% | 2 | 75.39% | 0% | 0% | 3 | 0% | 0% | 0% | 1 | 0.2806% | 0% | 0% | 1 |  | 0% | 0% | 1 | 21.233 | 0% | 0% | 3 | 41.93% | 0% | 0% | 1 | 0 | 2 | 7.916% | 0% | 7.916% | 1 | 38.33% | 0% | 0% | 1 | 12.44% | 0% | 0% | 1 | 27.86% | 0% | 0% | 1 | 48.96% | 0% | 0% | 1 | 1.653% | 0% | 0% | 1 | 4.767% | 0% | 0% | 1 |  | 0% | 0% | 1 | 12.6 | 0% | 0% | 2 | 44.49% | 0% | 0% | 1 | 0 | 2 | 22.01% | 0% | 22.01% | 2 | 33.74% | 0% | 0% | 1 | 15.61% | 0% | 0% | 1 | 28.89% | 0% | 0% | 1 | 47.44% | 0% | 0% | 1 | 7.823% | 0% | 0% | 1 | 5.217% | 0% | 0% | 1 |  | 0% | 0% | 1 | 9.5419 | 0% | 0% | 1 | 46.09% | 0% | 0% | 1 | 0 | 2 | 24.03% | 0% | 24.03% | 2 | 34.26% | 0% | 0% | 1 | 22.81% | 0% | 0% | 1 | 36.64% | 0% | 0% | 1 | 53.51% | 0% | 0% | 2 | 13.08% | 0% | 0% | 1 | 4.195% | 0% | 0% | 1
62 | Wheeler Ridge | SPGE | 90 | 900 | 10 | 38.97% | 0% | 2 | 7.9945 | 28.22% | 0% | 2 | 85.43% | 29.55% | 0% | 3 | 0 | 2 | 0% | 0% | 0% | 1 | 4.686% | 2.107% | 0% | 1 | 13.23% | 2.314% | 0% | 1 | 18.43% | 2.462% | 0% | 1 | 20.36% | 2.521% | 0% | 1 | 0% | 2.008% | 0% | 1 | 1.907% | 2.047% | 0% | 1 |  | 5.408% | 0% | 1 | 7.494 | 4.459% | 0% | 1 | 68.14% | 4.253% | 0% | 2 | 0 | 2 | 8.236% | 0% | 8.236% | 1 | 14.66% | 0.6261% | 0% | 1 | 22.61% | 0.6904% | 0% | 1 | 34.62% | 0.8172% | 0% | 1 | 38.52% | 0.869% | 0% | 1 | 2.471% | 0.5478% | 0% | 1 | 1.923% | 0.5448% | 0% | 1 |  | 2.613% | 0% | 1 | 7.7228 | 2.142% | 0% | 1 | 61.81% | 4.253% | 0% | 2 | 0 | 2 | 14.08% | 0.03012% | 14.11% | 2 | 20.33% | 0.3898% | 0% | 1 | 21.77% | 0.3969% | 0% | 1 | 34.3% | 0.4727% | 0% | 1 | 43.27% | 0.5474% | 0% | 1 | 5.516% | 0.3287% | 0% | 1 | 1.44% | 0.3151% | 0% | 1 |  | 1.766% | 0% | 1 | 9.4286 | 1.335% | 0% | 1 | 54.92% | 4.253% | 0% | 2 | 0 | 2 | 18.99% | 1.343% | 20.33% | 2 | 25.54% | 0.2806% | 0% | 1 | 24.01% | 0.275% | 0% | 1 | 36.09% | 0.327% | 0% | 1 | 49.05% | 0.4102% | 0% | 1 | 8.77% | 0.2291% | 0% | 1 | 1.598% | 0.2124% | 0% | 1
63 | Kern Oil | SPGE | 115 | 1150 | 10 | 35.68% | 0% | 2 | 13.1667 | 163.7% | 2.439% | 3 | 6.454% | 0% | 0% | 1 | 0 | 2 | 10.68% | 0% | 10.68% | 1 | 79.26% | 26.64% | 0% | 3 | 6.755% | 5.925% | 0% | 1 | 9.199% | 6.085% | 0% | 1 | 79.26% | 26.64% | 0% | 3 | 2.522% | 5.668% | 0% | 1 | 0.6198% | 5.56% | 0% | 1 |  | 4.585% | 0% | 1 | 13.7671 | 19.69% | 0% | 2 | 22.28% | 0% | 0% | 1 | 0 | 2 | 40.6% | 0% | 40.6% | 2 | 53.95% | 2.431% | 0% | 2 | 7.462% | 1.21% | 0% | 1 | 11.53% | 1.266% | 0% | 1 | 54% | 2.434% | 0% | 2 | 10.22% | 1.247% | 0% | 1 | 2.291% | 1.146% | 0% | 1 |  | 2.203% | 0% | 1 | 12.4208 | 2.91% | 0% | 2 | 37.18% | 0% | 0% | 1 | 0 | 2 | 39.1% | 0% | 39.1% | 2 | 47.61% | 0.7521% | 0% | 1 | 14.65% | 0.4617% | 0% | 1 | 28.55% | 0.5515% | 0% | 1 | 54.46% | 0.8654% | 0% | 2 | 18.14% | 0.4814% | 0% | 1 | 3.568% | 0.4087% | 0% | 1 |  | 1.373% | 0% | 1 | 9.6 | 1.16% | 0% | 1 | 41.77% | 0% | 0% | 1 | 0 | 2 | 34.66% | 0.348% | 35.01% | 2 | 42.98% | 0.3546% | 0% | 1 | 18.51% | 0.2481% | 0% | 1 | 32% | 0.2973% | 0% | 1 | 54.15% | 0.4409% | 0% | 2 | 20.88% | 0.2555% | 0% | 1 | 3.873% | 0.2103% | 0% | 1
64 | Inyokern | GREATER KRAMER | 31.8 | 318 | 10 | 7.702% | 0% | 1 | 30.59 | 177.9% | 1.774% | 5 | 0% | 0% | 0% | 1 | 0 | 2 | 0% | 0% | 0% | 1 | 72.04% | 5.61% | 0% | 3 | 41.6% | 2.686% | 0% | 1 | 7.04% | 1.688% | 0% | 1 | 78.09% | 7.161% | 0% | 3 | 30.08% | 2.244% | 0% | 1 | 0.02024% | 1.569% | 0% | 1 |  | 3.324% | 0% | 1 | 30.075 | 97.98% | 0% | 5 | 0% | 0% | 0% | 1 | 0 | 2 | 0% | 0% | 0% | 1 | 60.57% | 2.529% | 0% | 2 | 33.68% | 1.504% | 0% | 1 | 5.136% | 1.051% | 0% | 1 | 65.35% | 2.879% | 0% | 2 | 30.56% | 1.436% | 0% | 1 | 0.01356% | 0.9976% | 0% | 1 |  | 3.277% | 0% | 1 | 26.6 | 75.81% | 0% | 3 | 0% | 0% | 0% | 1 | 0 | 2 | 1.051% | 0% | 1.051% | 1 | 61.25% | 2.422% | 0% | 2 | 32.88% | 1.398% | 0% | 1 | 6.001% | 0.9982% | 0% | 1 | 66.92% | 2.837% | 0% | 2 | 29.77% | 1.336% | 0% | 1 | 0.1009% | 0.9393% | 0% | 1 |  | 3.1% | 0% | 1 | 24.5545 | 21.32% | 0% | 3 | 0% | 0% | 0% | 1 | 0 | 2 | 5.691% | 0% | 5.691% | 1 | 58.73% | 1.933% | 0% | 2 | 33.8% | 1.205% | 0% | 1 | 9.138% | 0.8781% | 0% | 1 | 67.19% | 2.432% | 0% | 2 | 33.24% | 1.195% | 0% | 1 | 0.3815% | 0.8009% | 0% | 1
65 | Pastoria | GREATER TEHACHAPI | 105 | 1050 | 10 | 427.9% | 3.317% | 4 | 4.8686 | 10.79% | 0% | 1 | 22.84% | 57.57% | 0% | 3 | 0 | 2 | 69.41% | 0.2777% | 69.69% | 3 | 88.29% | 36.58% | 0% | 3 | 44.19% | 7.678% | 0% | 1 | 41.75% | 7.355% | 0% | 1 | 89.11% | 39.35% | 0% | 3 | 28.17% | 5.966% | 0% | 1 | 2.324% | 4.387% | 0% | 1 |  | 67.93% | 0% | 3 | 6.7682 | 5.136% | 0% | 1 | 34.51% | 25.29% | 0% | 2 | 0 | 2 | 50.21% | 6.045% | 56.26% | 3 | 62.12% | 3.497% | 0% | 2 | 44.85% | 2.402% | 0% | 1 | 46.16% | 2.46% | 0% | 1 | 69.09% | 4.286% | 0% | 2 | 25.42% | 1.776% | 0% | 1 | 1.643% | 1.347% | 0% | 1 |  | 27.3% | 0% | 2 | 6.9705 | 2.27% | 0% | 1 | 35.72% | 25.29% | 0% | 2 | 0 | 2 | 46.61% | 6.062% | 52.67% | 3 | 51.38% | 1.18% | 0% | 2 | 42.79% | 1.003% | 0% | 1 | 48.14% | 1.107% | 0% | 1 | 69.3% | 1.869% | 0% | 2 | 28.25% | 0.7997% | 0% | 1 | 1.635% | 0.5834% | 0% | 1 |  | 3.681% | 0% | 1 | 10.5581 | 1.153% | 0% | 1 | 31.94% | 25.29% | 0% | 2 | 0 | 2 | 35.24% | 11.24% | 46.48% | 3 | 43.79% | 0.5257% | 0% | 1 | 33.98% | 0.4476% | 0% | 1 | 37.67% | 0.4741% | 0% | 1 | 66.34% | 0.8778% | 0% | 2 | 27.28% | 0.4064% | 0% | 1 | 2.146% | 0.302% | 0% | 1
66 | Ransburg | GREATER KRAMER | 0 | 0 | 10 | 0% | 0% | 1 | 4.8466 | 0% | 0% | 1 | 0% | 0% | 0% | 1 | 0 | 2 | 0% | 0% | 0% | 1 | 0% | 0% | 0% | 1 | 8.313% | 0% | 0% | 1 | 0% | 0% | 0% | 1 | 8.313% | 0% | 0% | 1 | 0% | 0% | 0% | 1 | 0% | 0% | 0% | 1 |  | 0% | 0% | 1 | 19.4072 | 0% | 0% | 2 | 0% | 0% | 0% | 1 | 0 | 2 | 0% | 0% | 0% | 1 | 48.25% | 0% | 0% | 1 | 0.007697% | 0% | 0% | 1 | 0% | 0% | 0% | 1 | 48.26% | 0% | 0% | 1 | 40.84% | 0% | 0% | 1 | 0.04996% | 0% | 0% | 1 |  | 0% | 0% | 1 | 63.5 | 0% | 0% | 4 | 0% | 0% | 0% | 1 | 0 | 2 | 0% | 0% | 0% | 1 | 51.05% | 0% | 0% | 2 | 19.08% | 0% | 0% | 1 | 3.312% | 0% | 0% | 1 | 67.79% | 0% | 0% | 2 | 56.51% | 0% | 0% | 2 | 0.2537% | 0% | 0% | 1 |  | 0% | 0% | 1 | 56.8875 | 0% | 0% | 4 | 0.002392% | 0% | 0% | 1 | 0 | 2 | 0% | 0% | 0% | 1 | 42.44% | 0% | 0% | 1 | 26.24% | 0% | 0% | 1 | 4.42% | 0% | 0% | 1 | 61.59% | 0% | 0% | 2 | 51.95% | 0% | 0% | 2 | 0.6144% | 0% | 0% | 1
67 | Sycamore | SPGE | 0 | 0 | 0 | 0% | 0% | 1 | 12.3722 | 0% | 0% | 2 | 0.1295% | 0% | 0% | 1 | 0 | 2 | 32.43% | 0% | 32.43% | 2 | 84.53% | 0% | 0% | 3 | 15.09% | 0% | 0% | 1 | 17.81% | 0% | 0% | 1 | 84.53% | 0% | 0% | 3 | 8.397% | 0% | 0% | 1 | 0.6515% | 0% | 0% | 1 |  | 0% | 0% | 1 | 12.7005 | 0% | 0% | 2 | 13.94% | 0% | 0% | 1 | 0 | 2 | 49.7% | 0% | 49.7% | 2 | 59.92% | 0% | 0% | 2 | 11.56% | 0% | 0% | 1 | 18.68% | 0% | 0% | 1 | 59.96% | 0% | 0% | 2 | 19.44% | 0% | 0% | 1 | 2.24% | 0% | 0% | 1 |  | 0% | 0% | 1 | 11.7208 | 0% | 0% | 1 | 32.7% | 0% | 0% | 1 | 0 | 2 | 43.78% | 0% | 43.78% | 2 | 53.32% | 0% | 0% | 2 | 15.84% | 0% | 0% | 1 | 28.64% | 0% | 0% | 1 | 58.01% | 0% | 0% | 2 | 23.42% | 0% | 0% | 1 | 2.384% | 0% | 0% | 1 |  | 0% | 0% | 1 | 9.5921 | 0% | 0% | 1 | 39.15% | 0% | 0% | 1 | 0 | 2 | 38.31% | 1.037% | 39.35% | 2 | 46.29% | 0% | 0% | 1 | 17.66% | 0% | 0% | 1 | 30.49% | 0% | 0% | 1 | 55.25% | 0% | 0% | 2 | 25.2% | 0% | 0% | 1 | 3.411% | 0% | 0% | 1
68 | Avenal | SPGE | 240 | 2400 | 10 | 32.54% | 0% | 2 | 4.8715 | 14.02% | 0% | 1 | 6.364% | 22.17% | 0% | 2 | 0 | 2 | 35.65% | 0% | 35.65% | 2 | 38.83% | 12.42% | 0% | 1 | 0% | 7.596% | 0% | 1 | 31.86% | 11.15% | 0% | 1 | 67.73% | 23.53% | 0% | 2 | 21.01% | 9.616% | 0% | 1 | 0.4736% | 7.632% | 0% | 1 |  | 9.819% | 0% | 1 | 7.2094 | 4.051% | 0% | 1 | 16.39% | 8.501% | 0% | 1 | 0 | 2 | 36% | 0% | 36% | 2 | 50.57% | 3.496% | 0% | 2 | 0.7451% | 1.741% | 0% | 1 | 18.13% | 2.111% | 0% | 1 | 65.25% | 4.974% | 0% | 2 | 28.49% | 2.417% | 0% | 1 | 0.2942% | 1.733% | 0% | 1 |  | 3.448% | 0% | 1 | 6.7175 | 2.017% | 0% | 1 | 25.84% | 8.501% | 0% | 1 | 0 | 2 | 30.3% | 1.246% | 31.55% | 2 | 42.93% | 1.301% | 0% | 1 | 1.828% | 0.7564% | 0% | 1 | 16.2% | 0.8861% | 0% | 1 | 53.16% | 1.585% | 0% | 2 | 24.1% | 0.9784% | 0% | 1 | 0.7443% | 0.7482% | 0% | 1 |  | 1.994% | 0% | 1 | 6.5584 | 1.25% | 0% | 1 | 24.97% | 8.501% | 0% | 1 | 0 | 2 | 27.86% | 3.625% | 31.49% | 2 | 45.88% | 0.7605% | 0% | 1 | 5.631% | 0.4361% | 0% | 1 | 17.86% | 0.5011% | 0% | 1 | 55.43% | 0.9235% | 0% | 2 | 23.31% | 0.5367% | 0% | 1 | 0.9577% | 0.4156% | 0% | 1
69 | Corcoran | SPGE | 0 | 0 | 10 | 0% | 0% | 1 | 7.2222 | 0% | 0% | 1 | 35.51% | 0% | 0% | 1 | 0 | 2 | 0% | 0% | 0% | 1 | 15.72% | 0% | 0% | 1 | 7.343% | 0% | 0% | 1 | 24.48% | 0% | 0% | 1 | 37.8% | 0% | 0% | 1 | 2.642% | 0% | 0% | 1 | 12.35% | 0% | 0% | 1 |  | 0% | 0% | 1 | 6.914 | 0% | 0% | 1 | 36.36% | 0% | 0% | 1 | 0 | 2 | 0.0133% | 0% | 0.0133% | 1 | 8.927% | 0% | 0% | 1 | 2.356% | 0% | 0% | 1 | 11.45% | 0% | 0% | 1 | 19.16% | 0% | 0% | 1 | 0.6656% | 0% | 0% | 1 | 5.347% | 0% | 0% | 1 |  | 0% | 0% | 1 | 7.3 | 0% | 0% | 1 | 36.39% | 0% | 0% | 1 | 0 | 2 | 0.7635% | 0% | 0.7635% | 1 | 14.37% | 0% | 0% | 1 | 2.089% | 0% | 0% | 1 | 6.673% | 0% | 0% | 1 | 20.2% | 0% | 0% | 1 | 0.3118% | 0% | 0% | 1 | 3.261% | 0% | 0% | 1 |  | 0% | 0% | 1 | 8.9187 | 0% | 0% | 1 | 34.94% | 0% | 0% | 1 | 0 | 2 | 3.935% | 0% | 3.935% | 1 | 19.52% | 0% | 0% | 1 | 4.002% | 0% | 0% | 1 | 10.05% | 0% | 0% | 1 | 27.43% | 0% | 0% | 1 | 0.2879% | 0% | 0% | 1 | 3.597% | 0% | 0% | 1
70 | Henrietta | SPGE | 620 | 6200 | 10 | 38.21% | 0% | 2 | 6.9194 | 134.9% | 5.966% | 3 | 25.91% | 37.67% | 0% | 2 | 0 | 2 | 5.855% | 0% | 5.855% | 1 | 24.12% | 24.9% | 0% | 2 | 0% | 18.9% | 0% | 1 | 0% | 18.9% | 0% | 1 | 24.12% | 24.9% | 0% | 2 | 0% | 18.9% | 0% | 1 | 2.438% | 19.37% | 0% | 1 |  | 8.673% | 0% | 1 | 8.9519 | 18.33% | 0% | 1 | 36.52% | 8.292% | 0% | 1 | 0 | 2 | 1.876% | 0% | 1.876% | 1 | 14.87% | 4.77% | 0% | 1 | 2.253% | 4.154% | 0% | 1 | 3.19% | 4.195% | 0% | 1 | 16.47% | 4.861% | 0% | 1 | 0% | 4.061% | 0% | 1 | 2.682% | 4.173% | 0% | 1 |  | 3.755% | 0% | 1 | 8.8294 | 7.267% | 0% | 1 | 44.97% | 8.292% | 0% | 1 | 0 | 2 | 1.754% | 0% | 1.754% | 1 | 10.34% | 1.806% | 0% | 1 | 2.706% | 1.664% | 0% | 1 | 5.135% | 1.707% | 0% | 1 | 14.42% | 1.892% | 0% | 1 | 0% | 1.619% | 0% | 1 | 1.813% | 1.649% | 0% | 1 |  | 2.026% | 0% | 1 | 8.7654 | 3.848% | 0% | 1 | 40.84% | 8.292% | 0% | 1 | 0 | 2 | 1.343% | 0% | 1.343% | 1 | 11.41% | 1.021% | 0% | 1 | 1.843% | 0.9215% | 0% | 1 | 6.807% | 0.9706% | 0% | 1 | 17.15% | 1.092% | 0% | 1 | 0.472% | 0.9088% | 0% | 1 | 1.92% | 0.9222% | 0% | 1
71 | Eagle Rock | NORTHERN CALIFORNIA | 0 | 0 | 10 | 0% | 0% | 1 | 8.99 | 0% | 0% | 1 | 0% | 0% | 0% | 1 | 0 | 2 | 25.31% | 67.78% | 93.09% | 5 | 77.72% | 0% | 0% | 3 | 77.97% | 0% | 0% | 3 | 82.17% | 0% | 0% | 3 | 100% | 0% | 0% | 5 | 19.13% | 0% | 0% | 1 | 1.602% | 0% | 0% | 1 |  | 0% | 0% | 1 | 10.0478 | 0% | 0% | 1 | 4.279% | 0% | 0% | 1 | 0 | 2 | 32.61% | 43.87% | 76.48% | 5 | 59.52% | 0% | 0% | 2 | 53.81% | 0% | 0% | 2 | 72.76% | 0% | 0% | 3 | 93.19% | 0% | 0% | 4 | 27.4% | 0% | 0% | 1 | 1.811% | 0% | 0% | 1 |  | 0% | 0% | 1 | 11.5 | 0% | 0% | 1 | 7.279% | 0% | 0% | 1 | 0 | 2 | 34.35% | 36% | 70.35% | 5 | 55.25% | 0% | 0% | 2 | 46.86% | 0% | 0% | 1 | 72.66% | 0% | 0% | 3 | 90.54% | 0% | 0% | 4 | 29.34% | 0% | 0% | 1 | 1.952% | 0% | 0% | 1 |  | 0% | 0% | 1 | 10.5829 | 0% | 0% | 1 | 6.694% | 0% | 0% | 1 | 0 | 2 | 35.39% | 32.92% | 68.3% | 5 | 57.07% | 0% | 0% | 2 | 38.87% | 0% | 0% | 1 | 65.9% | 0% | 0% | 2 | 86.4% | 0% | 0% | 3 | 35.57% | 0% | 0% | 1 | 1.934% | 0% | 0% | 1
72 | Leavitt | NORTHERN CALIFORNIA | 0 | 0 | 10 | 0% | 0% | 1 | 13.3154 | 0% | 0% | 2 | 0% | 0% | 0% | 1 | 0 | 2 | 89.6% | 0% | 89.6% | 5 | 26.11% | 0% | 0% | 1 | 57.96% | 0% | 0% | 2 | 52.76% | 0% | 0% | 2 | 74.14% | 0% | 0% | 3 | 26.54% | 0% | 0% | 1 | 14.64% | 0% | 0% | 1 |  | 0% | 0% | 1 | 13 | 0% | 0% | 2 | 0% | 0% | 0% | 1 | 0 | 2 | 85.69% | 0.3359% | 86.03% | 5 | 33.48% | 0% | 0% | 1 | 38.87% | 0% | 0% | 1 | 37.44% | 0% | 0% | 1 | 70.04% | 0% | 0% | 3 | 45.08% | 0% | 0% | 1 | 13.68% | 0% | 0% | 1 |  | 0% | 0% | 1 | 9.9903 | 0% | 0% | 1 | 0% | 0% | 0% | 1 | 0 | 2 | 78.75% | 0.3284% | 79.08% | 5 | 33.65% | 0% | 0% | 1 | 33.78% | 0% | 0% | 1 | 30.54% | 0% | 0% | 1 | 63.67% | 0% | 0% | 2 | 41.19% | 0% | 0% | 1 | 13.88% | 0% | 0% | 1 |  | 0% | 0% | 1 | 8.6471 | 0% | 0% | 1 | 0% | 0% | 0% | 1 | 0 | 2 | 72.82% | 0.7735% | 73.6% | 3 | 34.6% | 0% | 0% | 1 | 25.43% | 0% | 0% | 1 | 22.87% | 0% | 0% | 1 | 57.42% | 0% | 0% | 2 | 42.09% | 0% | 0% | 1 | 12.02% | 0% | 0% | 1
73 | Madeline | NORTHERN CALIFORNIA | 0 | 0 | 10 | 0% | 0% | 1 | 8.372 | 0% | 0% | 1 | 0% | 0% | 0% | 1 | 0 | 2 | 73.38% | 1.534% | 74.91% | 3 | 1.009% | 0% | 0% | 1 | 9.227% | 0% | 0% | 1 | 12.58% | 0% | 0% | 1 | 14.96% | 0% | 0% | 1 | 57.38% | 0% | 0% | 2 | 63.83% | 0% | 0% | 2 |  | 0% | 0% | 1 | 7.3702 | 0% | 0% | 1 | 0% | 0% | 0% | 1 | 0 | 2 | 71.12% | 18.2% | 89.33% | 5 | 12.87% | 0% | 0% | 1 | 5.191% | 0% | 0% | 1 | 6.579% | 0% | 0% | 1 | 20.79% | 0% | 0% | 1 | 75.45% | 0% | 0% | 3 | 32.36% | 0% | 0% | 1 |  | 0% | 0% | 1 | 5.5893 | 0% | 0% | 1 | 0% | 0% | 0% | 1 | 0 | 2 | 67.85% | 20.64% | 88.49% | 5 | 22.94% | 0% | 0% | 1 | 8.536% | 0% | 0% | 1 | 14.86% | 0% | 0% | 1 | 36.07% | 0% | 0% | 1 | 81.84% | 0% | 0% | 3 | 24.06% | 0% | 0% | 1 |  | 0% | 0% | 1 | 5.65 | 0% | 0% | 1 | 0.5517% | 0% | 0% | 1 | 0 | 2 | 65.82% | 22.06% | 87.89% | 5 | 36.1% | 0% | 0% | 1 | 15.06% | 0% | 0% | 1 | 17.44% | 0% | 0% | 1 | 49.38% | 0% | 0% | 1 | 78.97% | 0% | 0% | 3 | 19% | 0% | 0% | 1
74 | Antelope | GREATER TEHACHAPI | 930 | 9300 | 10 | 41.47% | 0% | 2 | 64 | 999% | 441.2% | 5 | 0.7674% | 0% | 0% | 1 | 0 | 2 | 39.68% | 7.018% | 46.7% | 2 | 0% | 27.4% | 0% | 2 | 27.59% | 37.84% | 0% | 2 | 17.17% | 33.08% | 0% | 2 | 28.02% | 38.07% | 0% | 2 | 9.028% | 30.12% | 0% | 2 | 1.483% | 27.82% | 0% | 2 |  | 16.72% | 0% | 1 | 57.7933 | 169.6% | 14.01% | 5 | 1.152% | 0% | 0% | 1 | 0 | 2 | 17.56% | 14.29% | 31.84% | 3 | 1.802% | 7.966% | 0% | 1 | 32.25% | 11.55% | 0% | 1 | 33.42% | 11.75% | 0% | 1 | 40.32% | 13.11% | 0% | 1 | 18.59% | 9.609% | 0% | 1 | 3.197% | 8.081% | 0% | 1 |  | 8.844% | 0% | 1 | 50 | 56.8% | 0% | 4 | 1.688% | 0% | 0% | 1 | 0 | 2 | 16.79% | 13.57% | 30.36% | 3 | 10.6% | 4.543% | 0% | 1 | 27.32% | 5.588% | 0% | 1 | 21.75% | 5.19% | 0% | 1 | 41.64% | 6.959% | 0% | 1 | 18.59% | 4.989% | 0% | 1 | 3.9% | 4.226% | 0% | 1 |  | 5.377% | 0% | 1 | 44 | 26.63% | 0% | 4 | 3.642% | 0% | 0% | 1 | 0 | 2 | 14.98% | 12.67% | 27.66% | 3 | 11.85% | 2.6% | 0% | 1 | 28.58% | 3.209% | 0% | 1 | 18.9% | 2.827% | 0% | 1 | 42.45% | 3.983% | 0% | 1 | 20.16% | 2.871% | 0% | 1 | 3.17% | 2.367% | 0% | 1
75 | Arcogen | GREATER LA METRO | 486 | 4860 | 10 | 459.6% | 293.3% | 5 | 18.7588 | 999% | 299.2% | 5 | 0% | 0% | 0% | 1 | 0 | 2 | 0% | 0% | 0% | 1 | 0% | 206.5% | 999.9% | 5 | 0% | 206.5% | 999.9% | 5 | 54.03% | 449.1% | 297.1% | 5 | 54.03% | 449.1% | 297.1% | 5 | 0% | 206.5% | 999.9% | 5 | 0.246% | 207% | 43368% | 5 |  | 230.8% | 87.95% | 5 | 37.5 | 495% | 137.3% | 5 | 0% | 0% | 0% | 1 | 0 | 2 | 0% | 0% | 0% | 1 | 0.06126% | 92.85% | 0% | 4 | 2.729% | 95.4% | 0% | 4 | 58.34% | 222.8% | 87.65% | 5 | 58.4% | 223.1% | 87.67% | 5 | 0% | 92.8% | 0% | 4 | 0.1121% | 92.9% | 0% | 4 |  | 224.2% | 74.03% | 5 | 26.9857 | 470.1% | 133.4% | 5 | 0% | 0% | 0% | 1 | 0 | 2 | 0% | 0% | 0% | 1 | 0.1727% | 83.88% | 0% | 4 | 10.26% | 93.31% | 0% | 4 | 60.9% | 214.1% | 73.29% | 5 | 61.07% | 215.1% | 73.36% | 5 | 0% | 83.73% | 0% | 4 | 0.4431% | 84.11% | 0% | 4 |  | 223.8% | 41.65% | 5 | 57 | 449.7% | 131.3% | 5 | 0% | 0% | 0% | 1 | 0 | 2 | 0% | 0% | 0% | 1 | 0.1162% | 56.4% | 0% | 3 | 13.12% | 64.84% | 0% | 3 | 73.61% | 213.5% | 40.68% | 5 | 73.72% | 214.4% | 40.78% | 5 | 0% | 56.34% | 0% | 3 | 1.996% | 57.48% | 0% | 3
76 | Bailey | GREATER TEHACHAPI | 0 | 0 | 10 | 0% | 0% | 1 | 6.0202 | 0% | 0% | 1 | 0% | 0% | 0% | 1 | 0 | 2 | 62.19% | 31.31% | 93.5% | 5 | 65.59% | 0% | 0% | 2 | 66.52% | 0% | 0% | 2 | 69.11% | 0% | 0% | 2 | 100% | 0% | 0% | 5 | 56.22% | 0% | 0% | 2 | 2.74% | 0% | 0% | 1 |  | 0% | 0% | 1 | 6.9763 | 0% | 0% | 1 | 0.9662% | 0% | 0% | 1 | 0 | 2 | 49.48% | 39.08% | 88.57% | 5 | 58.65% | 0% | 0% | 2 | 56.95% | 0% | 0% | 2 | 51.75% | 0% | 0% | 2 | 94.72% | 0% | 0% | 4 | 59.21% | 0% | 0% | 2 | 2.655% | 0% | 0% | 1 |  | 0% | 0% | 1 | 8.9789 | 0% | 0% | 1 | 2.872% | 0% | 0% | 1 | 0 | 2 | 42.36% | 31.29% | 73.65% | 5 | 59.69% | 0% | 0% | 2 | 50.79% | 0% | 0% | 2 | 41.04% | 0% | 0% | 1 | 89.61% | 0% | 0% | 3 | 46.34% | 0% | 0% | 1 | 2.46% | 0% | 0% | 1 |  | 0% | 0% | 1 | 10.2737 | 0% | 0% | 1 | 8.07% | 0% | 0% | 1 | 0 | 2 | 35.33% | 23.1% | 58.42% | 4 | 51.74% | 0% | 0% | 2 | 36.81% | 0% | 0% | 1 | 33.55% | 0% | 0% | 1 | 74.14% | 0% | 0% | 3 | 38.91% | 0% | 0% | 1 | 2.779% | 0% | 0% | 1
77 | Center | GREATER LA METRO | 0 | 0 | 10 | 0% | 0% | 1 | 0 | 0% | 0% | 1 | 0% | 0% | 0% | 1 | 0 | 2 | 0% | 0% | 0% | 1 | 0% | 0% | 0% | 1 | 0% | 0% | 0% | 1 | 0% | 0% | 0% | 1 | 0% | 0% | 0% | 1 | 0% | 0% | 0% | 1 | 0% | 0% | 0% | 1 |  | 0% | 0% | 1 | 0 | 0% | 0% | 1 | 0% | 0% | 0% | 1 | 0 | 2 | 0% | 0% | 0% | 1 | 0% | 0% | 0% | 1 | 0% | 0% | 0% | 1 | 0% | 0% | 0% | 1 | 0% | 0% | 0% | 1 | 0% | 0% | 0% | 1 | 0% | 0% | 0% | 1 |  | 0% | 0% | 1 | 32 | 0% | 0% | 4 | 0% | 0% | 0% | 1 | 0 | 2 | 9.192% | 0% | 9.192% | 1 | 0.1516% | 0% | 0% | 1 | 10.06% | 0% | 0% | 1 | 40.37% | 0% | 0% | 1 | 40.52% | 0% | 0% | 1 | 6.35% | 0% | 0% | 1 | 3.78% | 0% | 0% | 1 |  | 0% | 0% | 1 | 52.1579 | 0% | 0% | 4 | 0% | 0% | 0% | 1 | 0 | 2 | 36.84% | 0.03386% | 36.88% | 2 | 25.47% | 0% | 0% | 1 | 4.894% | 0% | 0% | 1 | 41.28% | 0% | 0% | 1 | 66.75% | 0% | 0% | 2 | 19.21% | 0% | 0% | 1 | 7% | 0% | 0% | 1
78 | Del Amo | GREATER LA METRO | 400 | 4000 | 10 | 999.9% | 999.9% | 5 | 0 | 999% | 999% | 5 | 0% | 0% | 0% | 1 | 0 | 2 | 0% | 0% | 0% | 1 | 0% | 999% | 999.9% | 5 | 0% | 999% | 999.9% | 5 | 0% | 999% | 999.9% | 5 | 0% | 999% | 999.9% | 5 | 0% | 999% | 999.9% | 5 | 0% | 999% | 999.9% | 5 |  | 215.3% | 187.3% | 5 | 35.7111 | 1290% | 246.9% | 5 | 0% | 0% | 0% | 1 | 0 | 2 | 0% | 0% | 0% | 1 | 0% | 133.3% | 999.9% | 5 | 18.36% | 163.2% | 281.1% | 5 | 36.83% | 211% | 190.3% | 5 | 36.83% | 211% | 190.3% | 5 | 0% | 133.3% | 999.9% | 5 | 0.6802% | 134.2% | 4989% | 5 |  | 192.9% | 31.96% | 5 | 66.625 | 383.5% | 98.08% | 5 | 0% | 0% | 0% | 1 | 0 | 2 | 0.544% | 0% | 0.544% | 1 | 0% | 49.38% | 0% | 2 | 7.132% | 53.18% | 0% | 3 | 68.39% | 156.2% | 25.98% | 5 | 68.39% | 156.2% | 25.98% | 5 | 0.1054% | 49.43% | 0% | 2 | 1.558% | 50.16% | 0% | 3 |  | 167.9% | 13.28% | 5 | 49 | 317.5% | 41.75% | 5 | 0% | 0% | 0% | 1 | 0 | 2 | 28.02% | 0% | 28.02% | 2 | 21.34% | 34.9% | 0% | 2 | 10.08% | 30.53% | 0% | 2 | 52.64% | 57.96% | 0% | 3 | 73.98% | 105.5% | 1.93% | 4 | 15.99% | 32.68% | 0% | 2 | 7.783% | 29.77% | 0% | 2
79 | El Nido | GREATER LA METRO | 0 | 0 | 10 | 0% | 0% | 1 | 26.1591 | 0% | 0% | 3 | 0% | 0% | 0% | 1 | 0 | 2 | 0% | 0% | 0% | 1 | 0% | 0% | 0% | 1 | 0% | 0% | 0% | 1 | 31.26% | 0% | 0% | 1 | 31.26% | 0% | 0% | 1 | 0% | 0% | 0% | 1 | 0% | 0% | 0% | 1 |  | 0% | 0% | 1 | 26.1591 | 0% | 0% | 3 | 0% | 0% | 0% | 1 | 0 | 2 | 0% | 0% | 0% | 1 | 3.885% | 0% | 0% | 1 | 38.91% | 0% | 0% | 1 | 67.42% | 0% | 0% | 2 | 71.3% | 0% | 0% | 3 | 0% | 0% | 0% | 1 | 0.2769% | 0% | 0% | 1 |  | 0% | 0% | 1 | 21.5456 | 0% | 0% | 3 | 0% | 0% | 0% | 1 | 0 | 2 | 0.7606% | 0.1084% | 0.869% | 2 | 0.2045% | 0% | 0% | 1 | 2.412% | 0% | 0% | 1 | 55.49% | 0% | 0% | 2 | 55.7% | 0% | 0% | 2 | 0% | 0% | 0% | 1 | 0.1343% | 0% | 0% | 1 |  | 0% | 0% | 1 | 26.9286 | 0% | 0% | 3 | 0% | 0% | 0% | 1 | 0 | 2 | 2.525% | 25.71% | 28.24% | 4 | 9.189% | 0% | 0% | 1 | 11.56% | 0% | 0% | 1 | 47.95% | 0% | 0% | 1 | 53.62% | 0% | 0% | 2 | 3.137% | 0% | 0% | 1 | 5.568% | 0% | 0% | 1
80 | Goodrich | GREATER LA METRO | 0 | 0 | 10 | 0% | 0% | 1 | 4.0347 | 0% | 0% | 1 | 0% | 0% | 0% | 1 | 0 | 2 | 24.09% | 75.91% | 100% | 5 | 0% | 0% | 0% | 1 | 0% | 0% | 0% | 1 | 100% | 0% | 0% | 5 | 100% | 0% | 0% | 5 | 100% | 0% | 0% | 5 | 0% | 0% | 0% | 1 |  | 0% | 0% | 1 | 4.9527 | 0% | 0% | 1 | 0% | 0% | 0% | 1 | 0 | 2 | 12.04% | 37.96% | 50% | 5 | 0% | 0% | 0% | 1 | 50% | 0% | 0% | 2 | 95.03% | 0% | 0% | 5 | 100% | 0% | 0% | 5 | 99.65% | 0% | 0% | 5 | 14.15% | 0% | 0% | 1 |  | 0% | 0% | 1 | 4.6283 | 0% | 0% | 1 | 0% | 0% | 0% | 1 | 0 | 2 | 20.87% | 13.53% | 34.4% | 3 | 0% | 0% | 0% | 1 | 6.346% | 0% | 0% | 1 | 10.36% | 0% | 0% | 1 | 10.8% | 0% | 0% | 1 | 30.67% | 0% | 0% | 1 | 25.47% | 0% | 0% | 1 |  | 0% | 0% | 1 | 14.2429 | 0% | 0% | 2 | 1.267% | 0% | 0% | 1 | 0 | 2 | 45.35% | 5.584% | 50.93% | 3 | 12.7% | 0% | 0% | 1 | 1.101% | 0% | 0% | 1 | 1.797% | 0% | 0% | 1 | 14.57% | 0% | 0% | 1 | 33.26% | 0% | 0% | 1 | 19.6% | 0% | 0% | 1
81 | Gould | GREATER LA METRO | 0 | 0 | 10 | 0% | 0% | 1 | 0 | 0% | 0% | 1 | 0% | 0% | 0% | 1 | 0 | 2 | 0% | 0% | 0% | 1 | 0% | 0% | 0% | 1 | 0% | 0% | 0% | 1 | 0% | 0% | 0% | 1 | 0% | 0% | 0% | 1 | 0% | 0% | 0% | 1 | 0% | 0% | 0% | 1 |  | 0% | 0% | 1 | 13.5395 | 0% | 0% | 2 | 0% | 0% | 0% | 1 | 0 | 2 | 23.9% | 10.03% | 33.94% | 3 | 0% | 0% | 0% | 1 | 0% | 0% | 0% | 1 | 4.084% | 0% | 0% | 1 | 4.084% | 0% | 0% | 1 | 21.82% | 0% | 0% | 1 | 24% | 0% | 0% | 1 |  | 0% | 0% | 1 | 10.7703 | 0% | 0% | 1 | 1.995% | 0% | 0% | 1 | 0 | 2 | 73.27% | 1.533% | 74.8% | 3 | 35.26% | 0% | 0% | 1 | 0% | 0% | 0% | 1 | 0.6239% | 0% | 0% | 1 | 35.88% | 0% | 0% | 1 | 42.92% | 0% | 0% | 1 | 9.444% | 0% | 0% | 1 |  | 0% | 0% | 1 | 30.9472 | 0% | 0% | 4 | 0.2292% | 0% | 0% | 1 | 0 | 2 | 53.43% | 1.359% | 54.79% | 3 | 29.7% | 0% | 0% | 1 | 0.08901% | 0% | 0% | 1 | 0.1453% | 0% | 0% | 1 | 29.86% | 0% | 0% | 1 | 27.85% | 0% | 0% | 1 | 5.014% | 0% | 0% | 1
82 | Harborgen | GREATER LA METRO | 0 | 0 | 10 | 0% | 0% | 1 | 10.7361 | 0% | 0% | 1 | 0% | 0% | 0% | 1 | 0 | 2 | 0% | 0% | 0% | 1 | 0% | 0% | 0% | 1 | 0% | 0% | 0% | 1 | 54.09% | 0% | 0% | 2 | 54.09% | 0% | 0% | 2 | 0% | 0% | 0% | 1 | 0.1264% | 0% | 0% | 1 |  | 0% | 0% | 1 | 27 | 0% | 0% | 3 | 0% | 0% | 0% | 1 | 0 | 2 | 0% | 0% | 0% | 1 | 0% | 0% | 0% | 1 | 7.043% | 0% | 0% | 1 | 60.17% | 0% | 0% | 2 | 60.17% | 0% | 0% | 2 | 0% | 0% | 0% | 1 | 0.3153% | 0% | 0% | 1 |  | 0% | 0% | 1 | 37.5 | 0% | 0% | 4 | 0% | 0% | 0% | 1 | 0 | 2 | 0% | 0% | 0% | 1 | 0.1459% | 0% | 0% | 1 | 8.666% | 0% | 0% | 1 | 66.99% | 0% | 0% | 2 | 67.13% | 0% | 0% | 2 | 0% | 0% | 0% | 1 | 0.4786% | 0% | 0% | 1 |  | 0% | 0% | 1 | 49 | 0% | 0% | 4 | 0% | 0% | 0% | 1 | 0 | 2 | 0% | 0% | 0% | 1 | 0.1072% | 0% | 0% | 1 | 16.1% | 0% | 0% | 1 | 75.68% | 0% | 0% | 3 | 75.79% | 0% | 0% | 3 | 0% | 0% | 0% | 1 | 3.542% | 0% | 0% | 1
83 | Hinson | GREATER LA METRO | 0 | 0 | 10 | 0% | 0% | 1 | 15.9026 | 0% | 0% | 2 | 0% | 0% | 0% | 1 | 0 | 2 | 0% | 0% | 0% | 1 | 0% | 0% | 0% | 1 | 0% | 0% | 0% | 1 | 44.97% | 0% | 0% | 1 | 44.97% | 0% | 0% | 1 | 0% | 0% | 0% | 1 | 0.2472% | 0% | 0% | 1 |  | 0% | 0% | 1 | 36.15 | 0% | 0% | 4 | 0% | 0% | 0% | 1 | 0 | 2 | 0% | 0% | 0% | 1 | 0% | 0% | 0% | 1 | 4.345% | 0% | 0% | 1 | 59.19% | 0% | 0% | 2 | 59.19% | 0% | 0% | 2 | 0% | 0% | 0% | 1 | 0.1646% | 0% | 0% | 1 |  | 0% | 0% | 1 | 29.5 | 0% | 0% | 3 | 0% | 0% | 0% | 1 | 0 | 2 | 0% | 0% | 0% | 1 | 0.1662% | 0% | 0% | 1 | 9.873% | 0% | 0% | 1 | 62.38% | 0% | 0% | 2 | 62.54% | 0% | 0% | 2 | 0% | 0% | 0% | 1 | 0.5452% | 0% | 0% | 1 |  | 0% | 0% | 1 | 57.3333 | 0% | 0% | 4 | 0% | 0% | 0% | 1 | 0 | 2 | 0% | 0% | 0% | 1 | 0.1114% | 0% | 0% | 1 | 16.7% | 0% | 0% | 1 | 74.72% | 0% | 0% | 3 | 74.84% | 0% | 0% | 3 | 0% | 0% | 0% | 1 | 2.848% | 0% | 0% | 1
84 | La Cienega | GREATER LA METRO | 0 | 0 | 10 | 0% | 0% | 1 | 36.7759 | 0% | 0% | 4 | 0% | 0% | 0% | 1 | 0 | 2 | 0% | 0% | 0% | 1 | 0% | 0% | 0% | 1 | 100% | 0% | 0% | 5 | 100% | 0% | 0% | 5 | 100% | 0% | 0% | 5 | 0% | 0% | 0% | 1 | 0% | 0% | 0% | 1 |  | 0% | 0% | 1 | 12.6702 | 0% | 0% | 2 | 0% | 0% | 0% | 1 | 0 | 2 | 10.35% | 63.13% | 73.47% | 5 | 0% | 0% | 0% | 1 | 20.51% | 0% | 0% | 1 | 21.42% | 0% | 0% | 1 | 21.42% | 0% | 0% | 1 | 3.382% | 0% | 0% | 1 | 12.12% | 0% | 0% | 1 |  | 0% | 0% | 1 | 24.3494 | 0% | 0% | 3 | 0% | 0% | 0% | 1 | 0 | 2 | 6.849% | 72.73% | 79.58% | 5 | 18.85% | 0% | 0% | 1 | 17.83% | 0% | 0% | 1 | 21.29% | 0% | 0% | 1 | 37.68% | 0% | 0% | 1 | 8.742% | 0% | 0% | 1 | 15.72% | 0% | 0% | 1 |  | 0% | 0% | 1 | 21.9625 | 0% | 0% | 3 | 0% | 0% | 0% | 1 | 0 | 2 | 18.61% | 41.01% | 59.62% | 5 | 12.64% | 0% | 0% | 1 | 27.83% | 0% | 0% | 1 | 47.81% | 0% | 0% | 1 | 54.82% | 0% | 0% | 2 | 10.4% | 0% | 0% | 1 | 9.26% | 0% | 0% | 1
85 | La Fresa | GREATER LA METRO | 0 | 0 | 10 | 0% | 0% | 1 | 26.1591 | 0% | 0% | 3 | 0% | 0% | 0% | 1 | 0 | 2 | 0% | 0% | 0% | 1 | 0% | 0% | 0% | 1 | 0% | 0% | 0% | 1 | 31.32% | 0% | 0% | 1 | 31.32% | 0% | 0% | 1 | 0% | 0% | 0% | 1 | 0% | 0% | 0% | 1 |  | 0% | 0% | 1 | 23.9818 | 0% | 0% | 3 | 0% | 0% | 0% | 1 | 0 | 2 | 0% | 0% | 0% | 1 | 0.4415% | 0% | 0% | 1 | 3.039% | 0% | 0% | 1 | 73.64% | 0% | 0% | 3 | 74.08% | 0% | 0% | 3 | 0% | 0% | 0% | 1 | 0.03147% | 0% | 0% | 1 |  | 0% | 0% | 1 | 26.9286 | 0% | 0% | 3 | 0% | 0% | 0% | 1 | 0 | 2 | 0% | 0% | 0% | 1 | 0.1961% | 0% | 0% | 1 | 3.089% | 0% | 0% | 1 | 55.64% | 0% | 0% | 2 | 55.84% | 0% | 0% | 2 | 0% | 0% | 0% | 1 | 0.1288% | 0% | 0% | 1 |  | 0% | 0% | 1 | 26.9286 | 0% | 0% | 3 | 0% | 0% | 0% | 1 | 0 | 2 | 1.881% | 9.216% | 11.1% | 2 | 1.561% | 0% | 0% | 1 | 10.04% | 0% | 0% | 1 | 53.01% | 0% | 0% | 2 | 54.57% | 0% | 0% | 2 | 1.77% | 0% | 0% | 1 | 3.354% | 0% | 0% | 1
86 | Laguna Bell | GREATER LA METRO | 0 | 0 | 10 | 0% | 0% | 1 | 0 | 0% | 0% | 1 | 0% | 0% | 0% | 1 | 0 | 2 | 0% | 0% | 0% | 1 | 0% | 0% | 0% | 1 | 0% | 0% | 0% | 1 | 0% | 0% | 0% | 1 | 0% | 0% | 0% | 1 | 0% | 0% | 0% | 1 | 0% | 0% | 0% | 1 |  | 0% | 0% | 1 | 0 | 0% | 0% | 1 | 0% | 0% | 0% | 1 | 0 | 2 | 0% | 0% | 0% | 1 | 0% | 0% | 0% | 1 | 0% | 0% | 0% | 1 | 0% | 0% | 0% | 1 | 0% | 0% | 0% | 1 | 0% | 0% | 0% | 1 | 0% | 0% | 0% | 1 |  | 0% | 0% | 1 | 48.2432 | 0% | 0% | 4 | 0% | 0% | 0% | 1 | 0 | 2 | 11.32% | 0% | 11.32% | 1 | 0% | 0% | 0% | 1 | 9.14% | 0% | 0% | 1 | 17.14% | 0% | 0% | 1 | 17.14% | 0% | 0% | 1 | 0% | 0% | 0% | 1 | 3.649% | 0% | 0% | 1 |  | 0% | 0% | 1 | 26.9571 | 0% | 0% | 3 | 0% | 0% | 0% | 1 | 0 | 2 | 24.81% | 0.1371% | 24.95% | 2 | 18.58% | 0% | 0% | 1 | 7.976% | 0% | 0% | 1 | 42.08% | 0% | 0% | 1 | 60.68% | 0% | 0% | 2 | 17.38% | 0% | 0% | 1 | 6.319% | 0% | 0% | 1
87 | Lighthipe | GREATER LA METRO | 0 | 0 | 10 | 0% | 0% | 1 | 0 | 0% | 0% | 1 | 0% | 0% | 0% | 1 | 0 | 2 | 0% | 0% | 0% | 1 | 0% | 0% | 0% | 1 | 0% | 0% | 0% | 1 | 0% | 0% | 0% | 1 | 0% | 0% | 0% | 1 | 0% | 0% | 0% | 1 | 0% | 0% | 0% | 1 |  | 0% | 0% | 1 | 48.3333 | 0% | 0% | 4 | 0% | 0% | 0% | 1 | 0 | 2 | 0% | 0% | 0% | 1 | 0% | 0% | 0% | 1 | 1.356% | 0% | 0% | 1 | 40.54% | 0% | 0% | 1 | 40.54% | 0% | 0% | 1 | 0% | 0% | 0% | 1 | 0.1898% | 0% | 0% | 1 |  | 0% | 0% | 1 | 27.3636 | 0% | 0% | 3 | 0% | 0% | 0% | 1 | 0 | 2 | 0% | 0% | 0% | 1 | 0.05628% | 0% | 0% | 1 | 10.45% | 0% | 0% | 1 | 61.62% | 0% | 0% | 2 | 61.68% | 0% | 0% | 2 | 0% | 0% | 0% | 1 | 0.4177% | 0% | 0% | 1 |  | 0% | 0% | 1 | 56 | 0% | 0% | 4 | 0% | 0% | 0% | 1 | 0 | 2 | 6.455% | 0% | 6.455% | 1 | 1.078% | 0% | 0% | 1 | 9.874% | 0% | 0% | 1 | 64.37% | 0% | 0% | 2 | 65.45% | 0% | 0% | 2 | 4.148% | 0% | 0% | 1 | 3.253% | 0% | 0% | 1
88 | Mesa (SCE) | GREATER LA METRO | 0 | 0 | 10 | 0% | 0% | 1 | 0 | 0% | 0% | 1 | 0% | 0% | 0% | 1 | 0 | 2 | 0% | 0% | 0% | 1 | 0% | 0% | 0% | 1 | 0% | 0% | 0% | 1 | 0% | 0% | 0% | 1 | 0% | 0% | 0% | 1 | 0% | 0% | 0% | 1 | 0% | 0% | 0% | 1 |  | 0% | 0% | 1 | 0 | 0% | 0% | 1 | 0% | 0% | 0% | 1 | 0 | 2 | 0% | 0% | 0% | 1 | 0% | 0% | 0% | 1 | 0% | 0% | 0% | 1 | 0% | 0% | 0% | 1 | 0% | 0% | 0% | 1 | 0% | 0% | 0% | 1 | 0% | 0% | 0% | 1 |  | 0% | 0% | 1 | 9.5579 | 0% | 0% | 1 | 0% | 0% | 0% | 1 | 0 | 2 | 28.41% | 5.144% | 33.56% | 2 | 0% | 0% | 0% | 1 | 6.776% | 0% | 0% | 1 | 12.88% | 0% | 0% | 1 | 13.55% | 0% | 0% | 1 | 13.5% | 0% | 0% | 1 | 9.954% | 0% | 0% | 1 |  | 0% | 0% | 1 | 51.5 | 0% | 0% | 4 | 0% | 0% | 0% | 1 | 0 | 2 | 68.31% | 1.94% | 70.25% | 3 | 44.18% | 0% | 0% | 1 | 1.956% | 0% | 0% | 1 | 6.491% | 0% | 0% | 1 | 50.7% | 0% | 0% | 2 | 41.79% | 0% | 0% | 1 | 15.22% | 0% | 0% | 1
89 | Olinda | GREATER LA METRO | 0 | 0 | 10 | 0% | 0% | 1 | 52.5 | 0% | 0% | 4 | 0% | 0% | 0% | 1 | 0 | 2 | 56.35% | 0% | 56.35% | 3 | 11.57% | 0% | 0% | 1 | 0% | 0% | 0% | 1 | 0% | 0% | 0% | 1 | 11.57% | 0% | 0% | 1 | 37.79% | 0% | 0% | 1 | 17.94% | 0% | 0% | 1 |  | 0% | 0% | 1 | 20.6667 | 0% | 0% | 3 | 0% | 0% | 0% | 1 | 0 | 2 | 89.93% | 0% | 89.93% | 5 | 61.61% | 0% | 0% | 2 | 0% | 0% | 0% | 1 | 0% | 0% | 0% | 1 | 61.61% | 0% | 0% | 2 | 45.18% | 0% | 0% | 1 | 15.55% | 0% | 0% | 1 |  | 0% | 0% | 1 | 14.5789 | 0% | 0% | 2 | 0% | 0% | 0% | 1 | 0 | 2 | 90.84% | 0% | 90.84% | 5 | 49.8% | 0% | 0% | 1 | 2.905% | 0% | 0% | 1 | 12.19% | 0% | 0% | 1 | 62.61% | 0% | 0% | 2 | 35.59% | 0% | 0% | 1 | 12.32% | 0% | 0% | 1 |  | 0% | 0% | 1 | 52.1867 | 0% | 0% | 4 | 6.066% | 0% | 0% | 1 | 0 | 2 | 42.97% | 18.5% | 61.47% | 3 | 29.71% | 0% | 0% | 1 | 8.331% | 0% | 0% | 1 | 28.36% | 0% | 0% | 1 | 55.38% | 0% | 0% | 2 | 32.53% | 0% | 0% | 1 | 7.878% | 0% | 0% | 1
90 | Pardee | GREATER LA METRO | 192 | 1920 | 10 | 94.33% | 0% | 4 | 64.5 | 160.4% | 13.06% | 5 | 1.167% | 22.16% | 0% | 2 | 0 | 2 | 66.6% | 1.004% | 67.61% | 3 | 0.2776% | 20.26% | 0% | 2 | 14.22% | 23.55% | 0% | 2 | 48.24% | 39.03% | 0% | 2 | 48.52% | 39.24% | 0% | 2 | 32.16% | 29.78% | 0% | 2 | 7.868% | 21.93% | 0% | 2 |  | 15.22% | 0% | 1 | 25.7236 | 7.901% | 0% | 3 | 2.04% | 0% | 0% | 1 | 0 | 2 | 50.71% | 38.13% | 88.84% | 5 | 42.14% | 5.011% | 0% | 1 | 2.313% | 2.968% | 0% | 1 | 13.46% | 3.351% | 0% | 1 | 52.6% | 6.117% | 0% | 2 | 44.67% | 5.241% | 0% | 1 | 9.571% | 3.207% | 0% | 1 |  | 11.27% | 0% | 1 | 20.75 | 3.864% | 0% | 3 | 3.348% | 0% | 0% | 1 | 0 | 2 | 46.27% | 41.16% | 87.42% | 5 | 53.01% | 3.402% | 0% | 2 | 2.738% | 1.644% | 0% | 1 | 8.666% | 1.75% | 0% | 1 | 59.15% | 3.914% | 0% | 2 | 44.44% | 2.878% | 0% | 1 | 11.54% | 1.807% | 0% | 1 |  | 6.367% | 0% | 1 | 20 | 3.027% | 0% | 3 | 3.673% | 0% | 0% | 1 | 0 | 2 | 42.56% | 39.59% | 82.15% | 5 | 49.22% | 2.047% | 0% | 1 | 4.894% | 1.093% | 0% | 1 | 10.54% | 1.162% | 0% | 1 | 58.05% | 2.478% | 0% | 2 | 43.26% | 1.832% | 0% | 1 | 10.44% | 1.161% | 0% | 1
91 | Rio Hondo | GREATER LA METRO | 0 | 0 | 10 | 0% | 0% | 1 | 9.522 | 0% | 0% | 1 | 0% | 0% | 0% | 1 | 0 | 2 | 0% | 0% | 0% | 1 | 0% | 0% | 0% | 1 | 100% | 0% | 0% | 5 | 90.06% | 0% | 0% | 4 | 100% | 0% | 0% | 5 | 99.3% | 0% | 0% | 5 | 28.31% | 0% | 0% | 1 |  | 0% | 0% | 1 | 2.7368 | 0% | 0% | 1 | 0% | 0% | 0% | 1 | 0 | 2 | 23.79% | 43.6% | 67.39% | 5 | 0% | 0% | 0% | 1 | 46.42% | 0% | 0% | 1 | 75.79% | 0% | 0% | 3 | 79.03% | 0% | 0% | 3 | 87.29% | 0% | 0% | 3 | 30.35% | 0% | 0% | 1 |  | 0% | 0% | 1 | 15.5292 | 0% | 0% | 2 | 0% | 0% | 0% | 1 | 0 | 2 | 82.35% | 3.618% | 85.97% | 5 | 49.75% | 0% | 0% | 1 | 1.958% | 0% | 0% | 1 | 0.8929% | 0% | 0% | 1 | 52.1% | 0% | 0% | 2 | 57.79% | 0% | 0% | 2 | 18.82% | 0% | 0% | 1 |  | 0% | 0% | 1 | 13.9351 | 0% | 0% | 2 | 0% | 0% | 0% | 1 | 0 | 2 | 78.74% | 12.14% | 90.87% | 5 | 56.33% | 0% | 0% | 2 | 5.786% | 0% | 0% | 1 | 1.087% | 0% | 0% | 1 | 59.28% | 0% | 0% | 2 | 43.53% | 0% | 0% | 1 | 16.49% | 0% | 0% | 1
92 | Saugus | GREATER LA METRO | 0 | 0 | 10 | 0% | 0% | 1 | 64 | 0% | 0% | 4 | 1.403% | 0% | 0% | 1 | 0 | 2 | 60% | 2.143% | 62.14% | 3 | 2.35% | 0% | 0% | 1 | 19.42% | 0% | 0% | 1 | 57.14% | 0% | 0% | 2 | 59.49% | 0% | 0% | 2 | 26.59% | 0% | 0% | 1 | 8.701% | 0% | 0% | 1 |  | 0% | 0% | 1 | 28.18 | 0% | 0% | 3 | 1.872% | 0% | 0% | 1 | 0 | 2 | 53.28% | 34.8% | 88.08% | 5 | 39.25% | 0% | 0% | 1 | 2.175% | 0% | 0% | 1 | 14.34% | 0% | 0% | 1 | 50.4% | 0% | 0% | 2 | 42.61% | 0% | 0% | 1 | 9.208% | 0% | 0% | 1 |  | 0% | 0% | 1 | 21 | 0% | 0% | 3 | 3.298% | 0% | 0% | 1 | 0 | 2 | 47.29% | 40.03% | 87.32% | 5 | 52.93% | 0% | 0% | 2 | 2.773% | 0% | 0% | 1 | 8.775% | 0% | 0% | 1 | 59.14% | 0% | 0% | 2 | 44.09% | 0% | 0% | 1 | 11.48% | 0% | 0% | 1 |  | 0% | 0% | 1 | 20.7042 | 0% | 0% | 3 | 3.667% | 0% | 0% | 1 | 0 | 2 | 44.56% | 38.25% | 82.81% | 5 | 50.1% | 0% | 0% | 2 | 3.822% | 0% | 0% | 1 | 9.744% | 0% | 0% | 1 | 58.04% | 0% | 0% | 2 | 42.5% | 0% | 0% | 1 | 10.8% | 0% | 0% | 1
93 | Vincent | GREATER LA METRO | 0 | 0 | 15 | 0% | 0% | 1 | 46.5 | 0% | 0% | 4 | 0.09738% | 0% | 0% | 1 | 0 | 2 | 27.78% | 0% | 27.78% | 2 | 0% | 0% | 0% | 1 | 21.73% | 0% | 0% | 1 | 12.87% | 0% | 0% | 1 | 21.73% | 0% | 0% | 1 | 14.4% | 0% | 0% | 1 | 1.835% | 0% | 0% | 1 |  | 0% | 0% | 1 | 35 | 0% | 0% | 4 | 1.933% | 0% | 0% | 1 | 0 | 2 | 39.79% | 2.968% | 42.76% | 2 | 10.2% | 0% | 0% | 1 | 35.16% | 0% | 0% | 1 | 23.02% | 0% | 0% | 1 | 45.36% | 0% | 0% | 1 | 28.33% | 0% | 0% | 1 | 1.996% | 0% | 0% | 1 |  | 0% | 0% | 1 | 40.2528 | 0% | 0% | 4 | 5.197% | 0% | 0% | 1 | 0 | 2 | 22.32% | 10.01% | 32.33% | 3 | 10.91% | 0% | 0% | 1 | 44.54% | 0% | 0% | 1 | 28.36% | 0% | 0% | 1 | 55.53% | 0% | 0% | 2 | 25.1% | 0% | 0% | 1 | 2.711% | 0% | 0% | 1 |  | 0% | 0% | 1 | 48.5 | 0% | 0% | 4 | 5.048% | 0% | 0% | 1 | 0 | 2 | 16.88% | 10.81% | 27.69% | 3 | 12.11% | 0% | 0% | 1 | 44.01% | 0% | 0% | 1 | 29.29% | 0% | 0% | 1 | 55.61% | 0% | 0% | 2 | 23.31% | 0% | 0% | 1 | 2.963% | 0% | 0% | 1
94 | Borden | SPGE | 0 | 0 | 10 | 0% | 0% | 1 | 13.9604 | 0% | 0% | 2 | 42.57% | 0% | 0% | 1 | 0 | 2 | 38.91% | 0% | 38.91% | 2 | 4.103% | 0% | 0% | 1 | 37.03% | 0% | 0% | 1 | 41.61% | 0% | 0% | 1 | 41.62% | 0% | 0% | 1 | 0.2193% | 0% | 0% | 1 | 5.342% | 0% | 0% | 1 |  | 0% | 0% | 1 | 17 | 0% | 0% | 2 | 47.08% | 0% | 0% | 1 | 0 | 2 | 36.25% | 0% | 36.25% | 2 | 26.55% | 0% | 0% | 1 | 34.95% | 0% | 0% | 1 | 39.6% | 0% | 0% | 1 | 53.56% | 0% | 0% | 2 | 8.894% | 0% | 0% | 1 | 15.15% | 0% | 0% | 1 |  | 0% | 0% | 1 | 16 | 0% | 0% | 2 | 39.8% | 0% | 0% | 1 | 0 | 2 | 40.19% | 0% | 40.19% | 2 | 32.11% | 0% | 0% | 1 | 35.14% | 0% | 0% | 1 | 37.42% | 0% | 0% | 1 | 55.79% | 0% | 0% | 2 | 16.86% | 0% | 0% | 1 | 17.57% | 0% | 0% | 1 |  | 0% | 0% | 1 | 13.5 | 0% | 0% | 2 | 29.8% | 0% | 0% | 1 | 0 | 2 | 40.72% | 0% | 40.72% | 2 | 40.86% | 0% | 0% | 1 | 32.86% | 0% | 0% | 1 | 33.18% | 0% | 0% | 1 | 59.42% | 0% | 0% | 2 | 20.76% | 0% | 0% | 1 | 16.46% | 0% | 0% | 1
95 | Dairyland | SPGE | 120 | 1200 | 10 | 4.518% | 0% | 1 | 12.6 | 50.08% | 0% | 2 | 29.14% | 4.114% | 0% | 1 | 0 | 2 | 18.2% | 0% | 18.2% | 1 | 6.858% | 2.83% | 0% | 1 | 4.729% | 2.767% | 0% | 1 | 7.883% | 2.862% | 0% | 1 | 14.74% | 3.092% | 0% | 1 | 0% | 2.636% | 0% | 1 | 2.762% | 2.711% | 0% | 1 |  | 1.886% | 0% | 1 | 9.2155 | 3.241% | 0% | 1 | 28.42% | 1.037% | 0% | 1 | 0 | 2 | 19.15% | 0% | 19.15% | 1 | 33.46% | 0.9747% | 0% | 1 | 10.18% | 0.7221% | 0% | 1 | 13.91% | 0.7533% | 0% | 1 | 42.75% | 1.133% | 0% | 1 | 0.3715% | 0.651% | 0% | 1 | 4.887% | 0.6819% | 0% | 1 |  | 1.26% | 0% | 1 | 8.9052 | 1.37% | 0% | 1 | 28.98% | 1.037% | 0% | 1 | 0 | 2 | 25.55% | 0% | 25.55% | 2 | 47.9% | 0.5576% | 0% | 1 | 22.88% | 0.3767% | 0% | 1 | 28.7% | 0.4074% | 0% | 1 | 60.08% | 0.7276% | 0% | 2 | 5.279% | 0.3067% | 0% | 1 | 13.06% | 0.3341% | 0% | 1 |  | 0.7343% | 0% | 1 | 9 | 0.8094% | 0% | 1 | 30.43% | 1.037% | 0% | 1 | 0 | 2 | 27.3% | 0% | 27.3% | 2 | 45.93% | 0.3228% | 0% | 1 | 24.59% | 0.2315% | 0% | 1 | 29.43% | 0.2473% | 0% | 1 | 57.77% | 0.4133% | 0% | 2 | 9.435% | 0.1927% | 0% | 1 | 12.64% | 0.1998% | 0% | 1
96 | Gregg | SPGE | 100 | 1000 | 10 | 8.41% | 0% | 1 | 14.1312 | 85625% | 3.6% | 3 | 47.59% | 6.83% | 0% | 1 | 0 | 2 | 19.93% | 0% | 19.93% | 1 | 21% | 3.862% | 0% | 1 | 11.23% | 3.437% | 0% | 1 | 11.23% | 3.437% | 0% | 1 | 31.06% | 4.425% | 0% | 1 | 0% | 3.051% | 0% | 1 | 4.094% | 3.181% | 0% | 1 |  | 4.918% | 0% | 1 | 19 | 28.82% | 0% | 2 | 57.01% | 2.933% | 0% | 2 | 0 | 2 | 22.88% | 0% | 22.88% | 2 | 15% | 0.9853% | 0% | 1 | 26.6% | 1.141% | 0% | 1 | 27.85% | 1.161% | 0% | 1 | 37.79% | 1.346% | 0% | 1 | 4.662% | 0.8785% | 0% | 1 | 8.953% | 0.9199% | 0% | 1 |  | 2.249% | 0% | 1 | 17.4542 | 3.46% | 0% | 2 | 47.81% | 2.933% | 0% | 1 | 0 | 2 | 30.36% | 0% | 30.36% | 2 | 20.85% | 0.4547% | 0% | 1 | 33.2% | 0.5387% | 0% | 1 | 34.23% | 0.5472% | 0% | 1 | 45.28% | 0.6577% | 0% | 1 | 12.54% | 0.4115% | 0% | 1 | 15.27% | 0.4247% | 0% | 1 |  | 0.875% | 0% | 1 | 16.2727 | 1.16% | 0% | 2 | 36.45% | 2.933% | 0% | 1 | 0 | 2 | 33.15% | 0% | 33.15% | 2 | 30.98% | 0.257% | 0% | 1 | 30.1% | 0.2538% | 0% | 1 | 30.43% | 0.255% | 0% | 1 | 49.59% | 0.3519% | 0% | 1 | 17.46% | 0.2149% | 0% | 1 | 13.93% | 0.2061% | 0% | 1
97 | Newhall | SPGE | 0 | 0 | 10 | 0% | 0% | 1 | 4.6796 | 0% | 0% | 1 | 18.79% | 0% | 0% | 1 | 0 | 2 | 48.37% | 0% | 48.37% | 2 | 82.85% | 0% | 0% | 3 | 22.89% | 0% | 0% | 1 | 32.44% | 0% | 0% | 1 | 91.68% | 0% | 0% | 4 | 7.676% | 0% | 0% | 1 | 26.85% | 0% | 0% | 1 |  | 0% | 0% | 1 | 6.2673 | 0% | 0% | 1 | 19.54% | 0% | 0% | 1 | 0 | 2 | 24.27% | 0% | 24.27% | 2 | 59.02% | 0% | 0% | 2 | 16.51% | 0% | 0% | 1 | 23.41% | 0% | 0% | 1 | 66.81% | 0% | 0% | 2 | 6.5% | 0% | 0% | 1 | 17.24% | 0% | 0% | 1 |  | 0% | 0% | 1 | 7.6667 | 0% | 0% | 1 | 29.26% | 0% | 0% | 1 | 0 | 2 | 19.82% | 0% | 19.82% | 1 | 38.55% | 0% | 0% | 1 | 11.48% | 0% | 0% | 1 | 18.19% | 0% | 0% | 1 | 48.62% | 0% | 0% | 1 | 2.969% | 0% | 0% | 1 | 9.174% | 0% | 0% | 1 |  | 0% | 0% | 1 | 8.8475 | 0% | 0% | 1 | 36.02% | 0% | 0% | 1 | 0 | 2 | 14.93% | 0% | 14.93% | 1 | 29.96% | 0% | 0% | 1 | 10.67% | 0% | 0% | 1 | 16.1% | 0% | 0% | 1 | 40.72% | 0% | 0% | 1 | 1.71% | 0% | 0% | 1 | 6.371% | 0% | 0% | 1
98 | Ignacio | NORTHERN CALIFORNIA | 0 | 0 | 10 | 0% | 0% | 1 | 17.8319 | 0% | 0% | 2 | 0% | 0% | 0% | 1 | 0 | 2 | 24.38% | 0% | 24.38% | 2 | 13.76% | 0% | 0% | 1 | 28.31% | 0% | 0% | 1 | 36.16% | 0% | 0% | 1 | 45.54% | 0% | 0% | 1 | 21.45% | 0% | 0% | 1 | 18.57% | 0% | 0% | 1 |  | 0% | 0% | 1 | 14.1943 | 0% | 0% | 2 | 2.663% | 0% | 0% | 1 | 0 | 2 | 48.3% | 0% | 48.3% | 2 | 63.34% | 0% | 0% | 2 | 26.54% | 0% | 0% | 1 | 37.71% | 0% | 0% | 1 | 70.67% | 0% | 0% | 3 | 30.89% | 0% | 0% | 1 | 7.549% | 0% | 0% | 1 |  | 0% | 0% | 1 | 28.5 | 0% | 0% | 3 | 6.56% | 0% | 0% | 1 | 0 | 2 | 45.24% | 0% | 45.24% | 2 | 60.05% | 0% | 0% | 2 | 29.31% | 0% | 0% | 1 | 50.98% | 0% | 0% | 2 | 79.28% | 0% | 0% | 3 | 27.6% | 0% | 0% | 1 | 8.352% | 0% | 0% | 1 |  | 0% | 0% | 1 | 35.8524 | 0% | 0% | 4 | 6.474% | 0% | 0% | 1 | 0 | 2 | 45.84% | 0% | 45.84% | 2 | 57.18% | 0% | 0% | 2 | 28.97% | 0% | 0% | 1 | 55.88% | 0% | 0% | 2 | 82.63% | 0% | 0% | 3 | 30.17% | 0% | 0% | 1 | 7.462% | 0% | 0% | 1
99 | Calpella | NORTHERN CALIFORNIA | 0 | 0 | 10 | 0% | 0% | 1 | 13.3493 | 0% | 0% | 2 | 4.325% | 0% | 0% | 1 | 0 | 2 | 60.53% | 17.92% | 78.45% | 5 | 2.833% | 0% | 0% | 1 | 38.33% | 0% | 0% | 1 | 38.8% | 0% | 0% | 1 | 38.8% | 0% | 0% | 1 | 38.96% | 0% | 0% | 1 | 1.065% | 0% | 0% | 1 |  | 0% | 0% | 1 | 11.2608 | 0% | 0% | 1 | 7.768% | 0% | 0% | 1 | 0 | 2 | 63.02% | 7.534% | 70.56% | 3 | 21.84% | 0% | 0% | 1 | 37.72% | 0% | 0% | 1 | 45.7% | 0% | 0% | 1 | 62.69% | 0% | 0% | 2 | 49.54% | 0% | 0% | 1 | 1.662% | 0% | 0% | 1 |  | 0% | 0% | 1 | 10.4295 | 0% | 0% | 1 | 5.494% | 0% | 0% | 1 | 0 | 2 | 48.49% | 10.99% | 59.49% | 3 | 36.36% | 0% | 0% | 1 | 25.77% | 0% | 0% | 1 | 41.76% | 0% | 0% | 1 | 65.18% | 0% | 0% | 2 | 47.01% | 0% | 0% | 1 | 1.904% | 0% | 0% | 1 |  | 0% | 0% | 1 | 9.7856 | 0% | 0% | 1 | 4.444% | 0% | 0% | 1 | 0 | 2 | 40.96% | 11.68% | 52.63% | 3 | 34.67% | 0% | 0% | 1 | 25.83% | 0% | 0% | 1 | 44.72% | 0% | 0% | 1 | 67.36% | 0% | 0% | 2 | 39.31% | 0% | 0% | 1 | 1.944% | 0% | 0% | 1
100 | Hopland | NORTHERN CALIFORNIA | 0 | 0 | 10 | 0% | 0% | 1 | 9.7853 | 0% | 0% | 1 | 11.1% | 0% | 0% | 1 | 0 | 2 | 35.34% | 51.4% | 86.74% | 5 | 79.32% | 0% | 0% | 3 | 43.6% | 0% | 0% | 1 | 53.95% | 0% | 0% | 2 | 86.05% | 0% | 0% | 3 | 31.82% | 0% | 0% | 1 | 2.246% | 0% | 0% | 1 |  | 0% | 0% | 1 | 9.0833 | 0% | 0% | 1 | 5.644% | 0% | 0% | 1 | 0 | 2 | 44.23% | 49.2% | 93.43% | 5 | 70.75% | 0% | 0% | 3 | 28.38% | 0% | 0% | 1 | 40.69% | 0% | 0% | 1 | 78.21% | 0% | 0% | 3 | 43.32% | 0% | 0% | 1 | 1.546% | 0% | 0% | 1 |  | 0% | 0% | 1 | 9.5 | 0% | 0% | 1 | 6.233% | 0% | 0% | 1 | 0 | 2 | 47.66% | 41.85% | 89.51% | 5 | 54.89% | 0% | 0% | 2 | 31.88% | 0% | 0% | 1 | 45.47% | 0% | 0% | 1 | 77.17% | 0% | 0% | 3 | 43.97% | 0% | 0% | 1 | 1.377% | 0% | 0% | 1 |  | 0% | 0% | 1 | 9.408 | 0% | 0% | 1 | 5.591% | 0% | 0% | 1 | 0 | 2 | 46.9% | 31.37% | 78.27% | 5 | 47.18% | 0% | 0% | 1 | 32.12% | 0% | 0% | 1 | 46.76% | 0% | 0% | 1 | 73.28% | 0% | 0% | 3 | 43.32% | 0% | 0% | 1 | 1.622% | 0% | 0% | 1
101 | Mendocino | NORTHERN CALIFORNIA | 0 | 0 | 10 | 0% | 0% | 1 | 12.884 | 0% | 0% | 2 | 5.647% | 0% | 0% | 1 | 0 | 2 | 60.76% | 5.953% | 66.71% | 3 | 12.08% | 0% | 0% | 1 | 30.79% | 0% | 0% | 1 | 30.79% | 0% | 0% | 1 | 36.85% | 0% | 0% | 1 | 37.57% | 0% | 0% | 1 | 0.9999% | 0% | 0% | 1 |  | 0% | 0% | 1 | 11.6129 | 0% | 0% | 1 | 7.54% | 0% | 0% | 1 | 0 | 2 | 54.35% | 4.472% | 58.82% | 3 | 36.68% | 0% | 0% | 1 | 30.47% | 0% | 0% | 1 | 41.27% | 0% | 0% | 1 | 64.15% | 0% | 0% | 2 | 47.44% | 0% | 0% | 1 | 1.649% | 0% | 0% | 1 |  | 0% | 0% | 1 | 10.2637 | 0% | 0% | 1 | 4.858% | 0% | 0% | 1 | 0 | 2 | 46.4% | 4.917% | 51.31% | 3 | 37.22% | 0% | 0% | 1 | 26.12% | 0% | 0% | 1 | 41.39% | 0% | 0% | 1 | 66.88% | 0% | 0% | 2 | 45.02% | 0% | 0% | 1 | 2.025% | 0% | 0% | 1 |  | 0% | 0% | 1 | 9.7859 | 0% | 0% | 1 | 4.238% | 0% | 0% | 1 | 0 | 2 | 44.21% | 7.55% | 51.76% | 3 | 35.46% | 0% | 0% | 1 | 26.98% | 0% | 0% | 1 | 46.03% | 0% | 0% | 1 | 69.36% | 0% | 0% | 2 | 40.13% | 0% | 0% | 1 | 2.012% | 0% | 0% | 1
102 | Ukiah | NORTHERN CALIFORNIA | 0 | 0 | 10 | 0% | 0% | 1 | 14.5 | 0% | 0% | 2 | 16.88% | 0% | 0% | 1 | 0 | 2 | 53.46% | 20.84% | 74.3% | 4 | 0% | 0% | 0% | 1 | 70.32% | 0% | 0% | 3 | 77.54% | 0% | 0% | 3 | 77.54% | 0% | 0% | 3 | 40.56% | 0% | 0% | 1 | 2.848% | 0% | 0% | 1 |  | 0% | 0% | 1 | 11 | 0% | 0% | 1 | 6.108% | 0% | 0% | 1 | 0 | 2 | 65.39% | 14.38% | 79.77% | 5 | 16.64% | 0% | 0% | 1 | 40.17% | 0% | 0% | 1 | 50.65% | 0% | 0% | 2 | 61.76% | 0% | 0% | 2 | 50.7% | 0% | 0% | 2 | 1.705% | 0% | 0% | 1 |  | 0% | 0% | 1 | 10.4211 | 0% | 0% | 1 | 6.74% | 0% | 0% | 1 | 0 | 2 | 50.43% | 16.71% | 67.15% | 3 | 31.58% | 0% | 0% | 1 | 28.08% | 0% | 0% | 1 | 39.37% | 0% | 0% | 1 | 61.76% | 0% | 0% | 2 | 45.39% | 0% | 0% | 1 | 1.826% | 0% | 0% | 1 |  | 0% | 0% | 1 | 9.835 | 0% | 0% | 1 | 4.896% | 0% | 0% | 1 | 0 | 2 | 39.37% | 14.9% | 54.27% | 3 | 36.76% | 0% | 0% | 1 | 24.42% | 0% | 0% | 1 | 43.68% | 0% | 0% | 1 | 65.91% | 0% | 0% | 2 | 40.93% | 0% | 0% | 1 | 1.769% | 0% | 0% | 1
103 | Le Grand | SPGE | 0 | 0 | 10 | 0% | 0% | 1 | 9.5349 | 0% | 0% | 1 | 35.9% | 0% | 0% | 1 | 0 | 2 | 14.53% | 0% | 14.53% | 1 | 50.62% | 0% | 0% | 2 | 34.66% | 0% | 0% | 1 | 36.87% | 0% | 0% | 1 | 70.05% | 0% | 0% | 3 | 1.129% | 0% | 0% | 1 | 8.428% | 0% | 0% | 1 |  | 0% | 0% | 1 | 9.3284 | 0% | 0% | 1 | 30.23% | 0% | 0% | 1 | 0 | 2 | 31.88% | 0% | 31.88% | 2 | 44.83% | 0% | 0% | 1 | 40.18% | 0% | 0% | 1 | 42.38% | 0% | 0% | 1 | 60.7% | 0% | 0% | 2 | 13.63% | 0% | 0% | 1 | 16.28% | 0% | 0% | 1 |  | 0% | 0% | 1 | 8.8472 | 0% | 0% | 1 | 25.78% | 0% | 0% | 1 | 0 | 2 | 37.64% | 0% | 37.64% | 2 | 44.08% | 0% | 0% | 1 | 32.84% | 0% | 0% | 1 | 37.15% | 0% | 0% | 1 | 61.13% | 0% | 0% | 2 | 20.51% | 0% | 0% | 1 | 14.45% | 0% | 0% | 1 |  | 0% | 0% | 1 | 8.357 | 0% | 0% | 1 | 22.6% | 0% | 0% | 1 | 0 | 2 | 42.14% | 0% | 42.14% | 2 | 58.58% | 0% | 0% | 2 | 30.64% | 0% | 0% | 1 | 35.81% | 0% | 0% | 1 | 70.65% | 0% | 0% | 3 | 25.62% | 0% | 0% | 1 | 15.59% | 0% | 0% | 1
104 | Merced | SPGE | 0 | 0 | 10 | 0% | 0% | 1 | 12.4593 | 0% | 0% | 2 | 26.6% | 0% | 0% | 1 | 0 | 2 | 1.26e-07% | 0% | 1.26e-07% | 1 | 35.95% | 0% | 0% | 1 | 28.87% | 0% | 0% | 1 | 28.87% | 0% | 0% | 1 | 64.54% | 0% | 0% | 2 | 0% | 0% | 0% | 1 | 8.628% | 0% | 0% | 1 |  | 0% | 0% | 1 | 9.9258 | 0% | 0% | 1 | 30.27% | 0% | 0% | 1 | 0 | 2 | 8.586% | 0% | 8.586% | 1 | 50.04% | 0% | 0% | 2 | 39.59% | 0% | 0% | 1 | 47.64% | 0% | 0% | 1 | 73.48% | 0% | 0% | 3 | 3.831% | 0% | 0% | 1 | 15.08% | 0% | 0% | 1 |  | 0% | 0% | 1 | 9.4735 | 0% | 0% | 1 | 36.72% | 0% | 0% | 1 | 0 | 2 | 17.92% | 0% | 17.92% | 1 | 46.95% | 0% | 0% | 1 | 37.55% | 0% | 0% | 1 | 43.45% | 0% | 0% | 1 | 65.64% | 0% | 0% | 2 | 10.77% | 0% | 0% | 1 | 14.76% | 0% | 0% | 1 |  | 0% | 0% | 1 | 9.0773 | 0% | 0% | 1 | 37.53% | 0% | 0% | 1 | 0 | 2 | 20.78% | 0% | 20.78% | 2 | 43.05% | 0% | 0% | 1 | 30.7% | 0% | 0% | 1 | 36.12% | 0% | 0% | 1 | 58.2% | 0% | 0% | 2 | 13.32% | 0% | 0% | 1 | 12.37% | 0% | 0% | 1
105 | Wilson | SPGE | 0 | 0 | 10 | 0% | 0% | 1 | 15.7 | 0% | 0% | 2 | 58.42% | 0% | 0% | 2 | 0 | 2 | 10.8% | 0% | 10.8% | 1 | 11.49% | 0% | 0% | 1 | 20.82% | 0% | 0% | 1 | 22.94% | 0% | 0% | 1 | 32.74% | 0% | 0% | 1 | 1.496% | 0% | 0% | 1 | 7.996% | 0% | 0% | 1 |  | 0% | 0% | 1 | 9.932 | 0% | 0% | 1 | 27.07% | 0% | 0% | 1 | 0 | 2 | 24.55% | 0% | 24.55% | 2 | 55.2% | 0% | 0% | 2 | 49.86% | 0% | 0% | 1 | 52.82% | 0% | 0% | 2 | 79.24% | 0% | 0% | 3 | 16.53% | 0% | 0% | 1 | 21.41% | 0% | 0% | 1 |  | 0% | 0% | 1 | 8.3234 | 0% | 0% | 1 | 27.86% | 0% | 0% | 1 | 0 | 2 | 29.19% | 0% | 29.19% | 2 | 49.82% | 0% | 0% | 1 | 43.84% | 0% | 0% | 1 | 51.2% | 0% | 0% | 2 | 70.27% | 0% | 0% | 3 | 21.66% | 0% | 0% | 1 | 18.27% | 0% | 0% | 1 |  | 0% | 0% | 1 | 8.2203 | 0% | 0% | 1 | 30.21% | 0% | 0% | 1 | 0 | 2 | 32.14% | 0% | 32.14% | 2 | 51.65% | 0% | 0% | 2 | 32.65% | 0% | 0% | 1 | 37.7% | 0% | 0% | 1 | 65.84% | 0% | 0% | 2 | 22.39% | 0% | 0% | 1 | 13.52% | 0% | 0% | 1
106 | Los Banos | SPGE | 200.8 | 2008 | 15 | 56.18% | 0% | 3 | 9.4054 | 32.04% | 0% | 2 | 11.07% | 32.81% | 0% | 2 | 0 | 2 | 70.71% | 0% | 70.71% | 3 | 81.95% | 38.89% | 0% | 3 | 13.7% | 8.135% | 0% | 1 | 31.51% | 10.25% | 0% | 1 | 81.95% | 38.89% | 0% | 3 | 18.78% | 8.644% | 0% | 1 | 5.562% | 7.434% | 0% | 1 |  | 11.39% | 0% | 1 | 7.8165 | 4.623% | 0% | 1 | 17.73% | 9.231% | 0% | 1 | 0 | 2 | 57.42% | 2.276% | 59.69% | 3 | 65.64% | 4.738% | 0% | 2 | 15.71% | 1.931% | 0% | 1 | 32.8% | 2.423% | 0% | 1 | 66.18% | 4.813% | 0% | 2 | 36.79% | 2.575% | 0% | 1 | 7.719% | 1.764% | 0% | 1 |  | 7.196% | 0% | 1 | 6.4994 | 2.131% | 0% | 1 | 18.48% | 9.231% | 0% | 1 | 0 | 2 | 54.15% | 6.593% | 60.75% | 3 | 66.8% | 2.493% | 0% | 2 | 14.62% | 0.9693% | 0% | 1 | 27.48% | 1.141% | 0% | 1 | 70.46% | 2.802% | 0% | 3 | 42.75% | 1.446% | 0% | 1 | 7.92% | 0.8988% | 0% | 1 |  | 4.072% | 0% | 1 | 6 | 1.096% | 0% | 1 | 19.13% | 9.231% | 0% | 1 | 0 | 2 | 54.91% | 6.137% | 61.04% | 3 | 62.37% | 1.21% | 0% | 2 | 12.64% | 0.5212% | 0% | 1 | 21.15% | 0.5774% | 0% | 1 | 67.67% | 1.408% | 0% | 2 | 46.97% | 0.8585% | 0% | 1 | 6.324% | 0.486% | 0% | 1
107 | Coburn | SPGE | 0 | 0 | 10 | 0% | 0% | 1 | 5.7124 | 0% | 0% | 1 | 45.93% | 0% | 0% | 1 | 0 | 2 | 30.07% | 2.065% | 32.13% | 2 | 16.73% | 0% | 0% | 1 | 4.51% | 0% | 0% | 1 | 7.203% | 0% | 0% | 1 | 21.24% | 0% | 0% | 1 | 26.53% | 0% | 0% | 1 | 3.375% | 0% | 0% | 1 |  | 0% | 0% | 1 | 5.5086 | 0% | 0% | 1 | 25.16% | 0% | 0% | 1 | 0 | 2 | 42.41% | 16.59% | 58.99% | 3 | 33.2% | 0% | 0% | 1 | 1.736% | 0% | 0% | 1 | 10.98% | 0% | 0% | 1 | 39.04% | 0% | 0% | 1 | 40.9% | 0% | 0% | 1 | 3.018% | 0% | 0% | 1 |  | 0% | 0% | 1 | 5.4326 | 0% | 0% | 1 | 19.64% | 0% | 0% | 1 | 0 | 2 | 40.53% | 24.5% | 65.03% | 4 | 36.31% | 0% | 0% | 1 | 5.877% | 0% | 0% | 1 | 21.44% | 0% | 0% | 1 | 50.99% | 0% | 0% | 2 | 44.95% | 0% | 0% | 1 | 3.179% | 0% | 0% | 1 |  | 0% | 0% | 1 | 5.3556 | 0% | 0% | 1 | 16.47% | 0% | 0% | 1 | 0 | 2 | 35.21% | 34.97% | 70.17% | 5 | 42.94% | 0% | 0% | 1 | 11.29% | 0% | 0% | 1 | 23.62% | 0% | 0% | 1 | 56.17% | 0% | 0% | 2 | 49.96% | 0% | 0% | 1 | 3.574% | 0% | 0% | 1
108 | Tulucay | NORTHERN CALIFORNIA | 0 | 0 | 10 | 0% | 0% | 1 | 13.3604 | 0% | 0% | 2 | 26.6% | 0% | 0% | 1 | 0 | 2 | 25.06% | 0% | 25.06% | 2 | 75.21% | 0% | 0% | 3 | 6.644% | 0% | 0% | 1 | 29.56% | 0% | 0% | 1 | 87.43% | 0% | 0% | 3 | 25.4% | 0% | 0% | 1 | 5.752% | 0% | 0% | 1 |  | 0% | 0% | 1 | 22.2555 | 0% | 0% | 3 | 21.66% | 0% | 0% | 1 | 0 | 2 | 27.93% | 0% | 27.93% | 2 | 63.66% | 0% | 0% | 2 | 9.366% | 0% | 0% | 1 | 32.06% | 0% | 0% | 1 | 78.1% | 0% | 0% | 3 | 29.75% | 0% | 0% | 1 | 8.814% | 0% | 0% | 1 |  | 0% | 0% | 1 | 27 | 0% | 0% | 3 | 15.8% | 0% | 0% | 1 | 0 | 2 | 30.17% | 0% | 30.17% | 2 | 61.67% | 0% | 0% | 2 | 13.39% | 0% | 0% | 1 | 34.12% | 0% | 0% | 1 | 79.22% | 0% | 0% | 3 | 33.3% | 0% | 0% | 1 | 9.476% | 0% | 0% | 1 |  | 0% | 0% | 1 | 24.7893 | 0% | 0% | 3 | 12.79% | 0% | 0% | 1 | 0 | 2 | 39.01% | 0% | 39.01% | 2 | 61.62% | 0% | 0% | 2 | 18.73% | 0% | 0% | 1 | 36.93% | 0% | 0% | 1 | 80.2% | 0% | 0% | 3 | 31.69% | 0% | 0% | 1 | 10.25% | 0% | 0% | 1
109 | Brunswick | NORTHERN CALIFORNIA | 0 | 0 | 10 | 0% | 0% | 1 | 55.5 | 0% | 0% | 4 | 0.555% | 0% | 0% | 1 | 0 | 2 | 90.82% | 8.597% | 99.42% | 5 | 58.46% | 0% | 0% | 2 | 28.43% | 0% | 0% | 1 | 58.45% | 0% | 0% | 2 | 88.55% | 0% | 0% | 3 | 0.622% | 0% | 0% | 1 | 2.734% | 0% | 0% | 1 |  | 0% | 0% | 1 | 32.4186 | 0% | 0% | 4 | 0.7397% | 0% | 0% | 1 | 0 | 2 | 67.95% | 30.39% | 98.33% | 5 | 73.83% | 0% | 0% | 3 | 17.4% | 0% | 0% | 1 | 25.43% | 0% | 0% | 1 | 84.44% | 0% | 0% | 3 | 6.54% | 0% | 0% | 1 | 3.26% | 0% | 0% | 1 |  | 0% | 0% | 1 | 25.5436 | 0% | 0% | 3 | 0.5794% | 0% | 0% | 1 | 0 | 2 | 63.04% | 35.67% | 98.7% | 5 | 70.74% | 0% | 0% | 3 | 13.23% | 0% | 0% | 1 | 15.71% | 0% | 0% | 1 | 78.7% | 0% | 0% | 3 | 16.7% | 0% | 0% | 1 | 3.391% | 0% | 0% | 1 |  | 0% | 0% | 1 | 22.5 | 0% | 0% | 3 | 0.4065% | 0% | 0% | 1 | 0 | 2 | 58.81% | 36.98% | 95.79% | 5 | 65.22% | 0% | 0% | 2 | 9.751% | 0% | 0% | 1 | 15.89% | 0% | 0% | 1 | 72.9% | 0% | 0% | 3 | 20.38% | 0% | 0% | 1 | 3.304% | 0% | 0% | 1
110 | Higgins | NORTHERN CALIFORNIA | 0 | 0 | 10 | 0% | 0% | 1 | 40.4 | 0% | 0% | 4 | 1.547% | 0% | 0% | 1 | 0 | 2 | 94.73% | 0% | 94.73% | 5 | 93.43% | 0% | 0% | 4 | 0% | 0% | 0% | 1 | 0.6304% | 0% | 0% | 1 | 93.43% | 0% | 0% | 4 | 8.541% | 0% | 0% | 1 | 6.566% | 0% | 0% | 1 |  | 0% | 0% | 1 | 34 | 0% | 0% | 4 | 1.104% | 0% | 0% | 1 | 0 | 2 | 93.69% | 1.272% | 94.96% | 5 | 84.52% | 0% | 0% | 3 | 5.606% | 0% | 0% | 1 | 10.81% | 0% | 0% | 1 | 85.41% | 0% | 0% | 3 | 22.09% | 0% | 0% | 1 | 5.979% | 0% | 0% | 1 |  | 0% | 0% | 1 | 33.8122 | 0% | 0% | 4 | 1.815% | 0% | 0% | 1 | 0 | 2 | 82.59% | 6.52% | 89.11% | 5 | 81.11% | 0% | 0% | 3 | 6.181% | 0% | 0% | 1 | 10.54% | 0% | 0% | 1 | 82.56% | 0% | 0% | 3 | 20.05% | 0% | 0% | 1 | 8.709% | 0% | 0% | 1 |  | 0% | 0% | 1 | 28.4222 | 0% | 0% | 3 | 4.445% | 0% | 0% | 1 | 0 | 2 | 70.62% | 14.32% | 84.94% | 5 | 73.94% | 0% | 0% | 3 | 10.55% | 0% | 0% | 1 | 14.13% | 0% | 0% | 1 | 81.6% | 0% | 0% | 3 | 19.24% | 0% | 0% | 1 | 9.251% | 0% | 0% | 1
111 | Barre | GREATER LA METRO | 0 | 0 | 10 | 0% | 0% | 1 | 0 | 0% | 0% | 1 | 0% | 0% | 0% | 1 | 0 | 2 | 0% | 0% | 0% | 1 | 0% | 0% | 0% | 1 | 0% | 0% | 0% | 1 | 0% | 0% | 0% | 1 | 0% | 0% | 0% | 1 | 0% | 0% | 0% | 1 | 0% | 0% | 0% | 1 |  | 0% | 0% | 1 | 64 | 0% | 0% | 4 | 0% | 0% | 0% | 1 | 0 | 2 | 0% | 0% | 0% | 1 | 0% | 0% | 0% | 1 | 26.86% | 0% | 0% | 1 | 99.56% | 0% | 0% | 5 | 99.56% | 0% | 0% | 5 | 0% | 0% | 0% | 1 | 1.224% | 0% | 0% | 1 |  | 0% | 0% | 1 | 51.5 | 0% | 0% | 4 | 0% | 0% | 0% | 1 | 0 | 2 | 27.85% | 0% | 27.85% | 2 | 22.27% | 0% | 0% | 1 | 14.17% | 0% | 0% | 1 | 48.32% | 0% | 0% | 1 | 71.5% | 0% | 0% | 3 | 15.72% | 0% | 0% | 1 | 8.719% | 0% | 0% | 1 |  | 0% | 0% | 1 | 49 | 0% | 0% | 4 | 0.1646% | 0% | 0% | 1 | 0 | 2 | 36.16% | 12.52% | 48.67% | 3 | 26.2% | 0% | 0% | 1 | 10.96% | 0% | 0% | 1 | 48.08% | 0% | 0% | 1 | 72.06% | 0% | 0% | 3 | 25.36% | 0% | 0% | 1 | 7.545% | 0% | 0% | 1
112 | Ellis | GREATER LA METRO | 0 | 0 | 10 | 0% | 0% | 1 | 69 | 0% | 0% | 4 | 0% | 0% | 0% | 1 | 0 | 2 | 0% | 0% | 0% | 1 | 0% | 0% | 0% | 1 | 22.46% | 0% | 0% | 1 | 99.98% | 0% | 0% | 5 | 99.98% | 0% | 0% | 5 | 0% | 0% | 0% | 1 | 8.553% | 0% | 0% | 1 |  | 0% | 0% | 1 | 50.5 | 0% | 0% | 4 | 0% | 0% | 0% | 1 | 0 | 2 | 0% | 0% | 0% | 1 | 2.442% | 0% | 0% | 1 | 27.55% | 0% | 0% | 1 | 96.34% | 0% | 0% | 5 | 98.78% | 0% | 0% | 5 | 0.2644% | 0% | 0% | 1 | 7.048% | 0% | 0% | 1 |  | 0% | 0% | 1 | 51 | 0% | 0% | 4 | 0.4418% | 0% | 0% | 1 | 0 | 2 | 4.756% | 0% | 4.756% | 1 | 4.862% | 0% | 0% | 1 | 21.68% | 0% | 0% | 1 | 76.88% | 0% | 0% | 3 | 82.13% | 0% | 0% | 3 | 1.334% | 0% | 0% | 1 | 6.862% | 0% | 0% | 1 |  | 0% | 0% | 1 | 49 | 0% | 0% | 4 | 0.1923% | 0% | 0% | 1 | 0 | 2 | 16.66% | 21.84% | 38.49% | 4 | 18.84% | 0% | 0% | 1 | 23.12% | 0% | 0% | 1 | 60.97% | 0% | 0% | 2 | 77.85% | 0% | 0% | 3 | 25.21% | 0% | 0% | 1 | 7.673% | 0% | 0% | 1
113 | Johanna | GREATER LA METRO | 0 | 0 | 10 | 0% | 0% | 1 | 70.8369 | 0% | 0% | 4 | 0% | 0% | 0% | 1 | 0 | 2 | 0% | 0% | 0% | 1 | 0% | 0% | 0% | 1 | 100% | 0% | 0% | 5 | 100% | 0% | 0% | 5 | 100% | 0% | 0% | 5 | 0% | 0% | 0% | 1 | 36.86% | 0% | 0% | 1 |  | 0% | 0% | 1 | 52 | 0% | 0% | 4 | 0.606% | 0% | 0% | 1 | 0 | 2 | 6.615% | 0% | 6.615% | 1 | 6.252% | 0% | 0% | 1 | 17.36% | 0% | 0% | 1 | 75.87% | 0% | 0% | 3 | 83.07% | 0% | 0% | 3 | 1.901% | 0% | 0% | 1 | 8.3% | 0% | 0% | 1 |  | 0% | 0% | 1 | 49 | 0% | 0% | 4 | 0.2866% | 0% | 0% | 1 | 0 | 2 | 11.93% | 39.33% | 51.25% | 5 | 20.73% | 0% | 0% | 1 | 33.79% | 0% | 0% | 1 | 71.78% | 0% | 0% | 3 | 87.91% | 0% | 0% | 3 | 35.24% | 0% | 0% | 1 | 9.174% | 0% | 0% | 1 |  | 0% | 0% | 1 | 49 | 0% | 0% | 4 | 0.2631% | 0% | 0% | 1 | 0 | 2 | 39.76% | 32.04% | 71.8% | 5 | 34.16% | 0% | 0% | 1 | 24.98% | 0% | 0% | 1 | 53.89% | 0% | 0% | 2 | 78.63% | 0% | 0% | 3 | 40.22% | 0% | 0% | 1 | 11.23% | 0% | 0% | 1
114 | Lewis | GREATER LA METRO | 0 | 0 | 10 | 0% | 0% | 1 | 0 | 0% | 0% | 1 | 0% | 0% | 0% | 1 | 0 | 2 | 0% | 0% | 0% | 1 | 0% | 0% | 0% | 1 | 0% | 0% | 0% | 1 | 0% | 0% | 0% | 1 | 0% | 0% | 0% | 1 | 0% | 0% | 0% | 1 | 0% | 0% | 0% | 1 |  | 0% | 0% | 1 | 30.8867 | 0% | 0% | 4 | 0% | 0% | 0% | 1 | 0 | 2 | 36.9% | 0% | 36.9% | 2 | 0.5343% | 0% | 0% | 1 | 8.671% | 0% | 0% | 1 | 0% | 0% | 0% | 1 | 9.205% | 0% | 0% | 1 | 29.01% | 0% | 0% | 1 | 13.84% | 0% | 0% | 1 |  | 0% | 0% | 1 | 50 | 0% | 0% | 4 | 0.1981% | 0% | 0% | 1 | 0 | 2 | 44.94% | 14.14% | 59.08% | 3 | 34.12% | 0% | 0% | 1 | 11.52% | 0% | 0% | 1 | 44.62% | 0% | 0% | 1 | 76.54% | 0% | 0% | 3 | 31.37% | 0% | 0% | 1 | 9.747% | 0% | 0% | 1 |  | 0% | 0% | 1 | 48.3333 | 0% | 0% | 4 | 1.637% | 0% | 0% | 1 | 0 | 2 | 34.02% | 27.71% | 61.73% | 4 | 28.18% | 0% | 0% | 1 | 17.68% | 0% | 0% | 1 | 45.73% | 0% | 0% | 1 | 70.27% | 0% | 0% | 3 | 34.58% | 0% | 0% | 1 | 9.945% | 0% | 0% | 1
115 | Santiago | GREATER LA METRO | 0 | 0 | 10 | 0% | 0% | 1 | 68.1 | 0% | 0% | 4 | 3.19% | 0% | 0% | 1 | 0 | 2 | 12.46% | 0% | 12.46% | 1 | 24.35% | 0% | 0% | 1 | 0% | 0% | 0% | 1 | 7.499% | 0% | 0% | 1 | 31.85% | 0% | 0% | 1 | 8.602% | 0% | 0% | 1 | 8.208% | 0% | 0% | 1 |  | 0% | 0% | 1 | 46 | 0% | 0% | 4 | 0.7526% | 0% | 0% | 1 | 0 | 2 | 29.84% | 31.47% | 61.3% | 5 | 17.12% | 0% | 0% | 1 | 48.99% | 0% | 0% | 1 | 65.08% | 0% | 0% | 2 | 81.01% | 0% | 0% | 3 | 23.23% | 0% | 0% | 1 | 9.176% | 0% | 0% | 1 |  | 0% | 0% | 1 | 50 | 0% | 0% | 4 | 0.1811% | 0% | 0% | 1 | 0 | 2 | 25.65% | 44.31% | 69.96% | 5 | 34.56% | 0% | 0% | 1 | 36.5% | 0% | 0% | 1 | 70.8% | 0% | 0% | 3 | 87.53% | 0% | 0% | 3 | 45.54% | 0% | 0% | 1 | 11.3% | 0% | 0% | 1 |  | 0% | 0% | 1 | 47.6667 | 0% | 0% | 4 | 0.1458% | 0% | 0% | 1 | 0 | 2 | 28.27% | 48.74% | 77.01% | 5 | 38.95% | 0% | 0% | 1 | 35.17% | 0% | 0% | 1 | 58.52% | 0% | 0% | 2 | 82.44% | 0% | 0% | 3 | 50.24% | 0% | 0% | 2 | 9.016% | 0% | 0% | 1
116 | Serrano | GREATER LA METRO | 0 | 0 | 10 | 0% | 0% | 1 | 4.5962 | 0% | 0% | 1 | 0% | 0% | 0% | 1 | 0 | 2 | 41.25% | 0% | 41.25% | 2 | 0% | 0% | 0% | 1 | 53.33% | 0% | 0% | 2 | 13.72% | 0% | 0% | 1 | 53.33% | 0% | 0% | 2 | 19.83% | 0% | 0% | 1 | 2.094% | 0% | 0% | 1 |  | 0% | 0% | 1 | 10.4656 | 0% | 0% | 1 | 0.03256% | 0% | 0% | 1 | 0 | 2 | 62.37% | 29.5% | 91.88% | 5 | 50.14% | 0% | 0% | 2 | 8.219% | 0% | 0% | 1 | 26.25% | 0% | 0% | 1 | 71.35% | 0% | 0% | 3 | 50.95% | 0% | 0% | 2 | 11.46% | 0% | 0% | 1 |  | 0% | 0% | 1 | 19.0741 | 0% | 0% | 2 | 2.474% | 0% | 0% | 1 | 0 | 2 | 45.69% | 37.98% | 83.67% | 5 | 39.09% | 0% | 0% | 1 | 14.97% | 0% | 0% | 1 | 31.89% | 0% | 0% | 1 | 65.14% | 0% | 0% | 2 | 48.3% | 0% | 0% | 1 | 11.6% | 0% | 0% | 1 |  | 0% | 0% | 1 | 49 | 0% | 0% | 4 | 4.025% | 0% | 0% | 1 | 0 | 2 | 33.88% | 29.35% | 63.23% | 4 | 31.41% | 0% | 0% | 1 | 18.69% | 0% | 0% | 1 | 43.01% | 0% | 0% | 1 | 68.39% | 0% | 0% | 2 | 35.73% | 0% | 0% | 1 | 10.2% | 0% | 0% | 1
117 | Villa Park | GREATER LA METRO | 0 | 0 | 10 | 0% | 0% | 1 | 5.7468 | 0% | 0% | 1 | 0% | 0% | 0% | 1 | 0 | 2 | 0% | 0% | 0% | 1 | 0% | 0% | 0% | 1 | 0% | 0% | 0% | 1 | 0% | 0% | 0% | 1 | 0% | 0% | 0% | 1 | 0% | 0% | 0% | 1 | 0% | 0% | 0% | 1 |  | 0% | 0% | 1 | 12.6648 | 0% | 0% | 2 | 0.03986% | 0% | 0% | 1 | 0 | 2 | 71.42% | 11.85% | 83.27% | 5 | 65.84% | 0% | 0% | 2 | 3.016% | 0% | 0% | 1 | 5.34% | 0% | 0% | 1 | 73.24% | 0% | 0% | 3 | 45.54% | 0% | 0% | 1 | 13.56% | 0% | 0% | 1 |  | 0% | 0% | 1 | 50 | 0% | 0% | 4 | 1.281% | 0% | 0% | 1 | 0 | 2 | 44.74% | 24.99% | 69.72% | 4 | 34.45% | 0% | 0% | 1 | 16.17% | 0% | 0% | 1 | 44.83% | 0% | 0% | 1 | 75.46% | 0% | 0% | 3 | 39.52% | 0% | 0% | 1 | 10.58% | 0% | 0% | 1 |  | 0% | 0% | 1 | 49 | 0% | 0% | 4 | 4.232% | 0% | 0% | 1 | 0 | 2 | 31.47% | 30.91% | 62.39% | 5 | 29.69% | 0% | 0% | 1 | 16.09% | 0% | 0% | 1 | 42.93% | 0% | 0% | 1 | 66.87% | 0% | 0% | 2 | 35.96% | 0% | 0% | 1 | 9.855% | 0% | 0% | 1
118 | Capistrano | GREATER LA METRO | 0 | 0 | 10 | 0% | 0% | 1 | 72 | 0% | 0% | 4 | 0.03468% | 0% | 0% | 1 | 0 | 2 | 74.87% | 0% | 74.87% | 3 | 33.65% | 0% | 0% | 1 | 62.98% | 0% | 0% | 2 | 76.13% | 0% | 0% | 3 | 76.13% | 0% | 0% | 3 | 20.99% | 0% | 0% | 1 | 7.991% | 0% | 0% | 1 |  | 0% | 0% | 1 | 48.0909 | 0% | 0% | 4 | 0.0187% | 0% | 0% | 1 | 0 | 2 | 35.12% | 55.63% | 90.75% | 5 | 19.08% | 0% | 0% | 1 | 65.9% | 0% | 0% | 2 | 72.18% | 0% | 0% | 3 | 74.15% | 0% | 0% | 3 | 56.64% | 0% | 0% | 2 | 5.877% | 0% | 0% | 1 |  | 0% | 0% | 1 | 44 | 0% | 0% | 4 | 0.1965% | 0% | 0% | 1 | 0 | 2 | 26.72% | 62.18% | 88.9% | 5 | 29.12% | 0% | 0% | 1 | 57.71% | 0% | 0% | 2 | 66.24% | 0% | 0% | 2 | 79.66% | 0% | 0% | 3 | 55.45% | 0% | 0% | 2 | 7.203% | 0% | 0% | 1 |  | 0% | 0% | 1 | 42.5 | 0% | 0% | 4 | 0.1617% | 0% | 0% | 1 | 0 | 2 | 14.51% | 70.53% | 85.04% | 5 | 49.27% | 0% | 0% | 1 | 49.58% | 0% | 0% | 1 | 59.17% | 0% | 0% | 2 | 88.86% | 0% | 0% | 3 | 47.86% | 0% | 0% | 1 | 7.719% | 0% | 0% | 1
119 | Trabuco | GREATER LA METRO | 0 | 0 | 10 | 0% | 0% | 1 | 72.3333 | 0% | 0% | 4 | 0% | 0% | 0% | 1 | 0 | 2 | 83.98% | 0% | 83.98% | 5 | 19.93% | 0% | 0% | 1 | 65.79% | 0% | 0% | 2 | 65.88% | 0% | 0% | 2 | 66.69% | 0% | 0% | 2 | 8.046% | 0% | 0% | 1 | 11.33% | 0% | 0% | 1 |  | 0% | 0% | 1 | 58.9143 | 0% | 0% | 4 | 0.258% | 0% | 0% | 1 | 0 | 2 | 33.45% | 54.4% | 87.85% | 5 | 22.03% | 0% | 0% | 1 | 67.97% | 0% | 0% | 2 | 72.39% | 0% | 0% | 3 | 77.43% | 0% | 0% | 3 | 53.58% | 0% | 0% | 2 | 6.593% | 0% | 0% | 1 |  | 0% | 0% | 1 | 43.6154 | 0% | 0% | 4 | 0.1607% | 0% | 0% | 1 | 0 | 2 | 25.75% | 62.39% | 88.14% | 5 | 38.17% | 0% | 0% | 1 | 49.75% | 0% | 0% | 1 | 63.87% | 0% | 0% | 2 | 82.89% | 0% | 0% | 3 | 54.29% | 0% | 0% | 2 | 8.457% | 0% | 0% | 1 |  | 0% | 0% | 1 | 46 | 0% | 0% | 4 | 0.08125% | 0% | 0% | 1 | 0 | 2 | 14.94% | 68.96% | 83.9% | 5 | 45.98% | 0% | 0% | 1 | 46.92% | 0% | 0% | 1 | 59.73% | 0% | 0% | 2 | 87.31% | 0% | 0% | 3 | 51.84% | 0% | 0% | 2 | 8.008% | 0% | 0% | 1
120 | Pleasant Grove | NORTHERN CALIFORNIA | 0 | 0 | 10 | 0% | 0% | 1 | 65.5 | 0% | 0% | 4 | 6.154% | 0% | 0% | 1 | 0 | 2 | 55.39% | 0% | 55.39% | 3 | 58.59% | 0% | 0% | 2 | 0% | 0% | 0% | 1 | 0% | 0% | 0% | 1 | 58.59% | 0% | 0% | 2 | 9.835% | 0% | 0% | 1 | 57.98% | 0% | 0% | 2 |  | 0% | 0% | 1 | 52.8462 | 0% | 0% | 4 | 7.505% | 0% | 0% | 1 | 0 | 2 | 42.73% | 0% | 42.73% | 2 | 42.95% | 0% | 0% | 1 | 0% | 0% | 0% | 1 | 0.01068% | 0% | 0% | 1 | 42.96% | 0% | 0% | 1 | 6.011% | 0% | 0% | 1 | 34% | 0% | 0% | 1 |  | 0% | 0% | 1 | 26.6667 | 0% | 0% | 3 | 23.67% | 0% | 0% | 1 | 0 | 2 | 37.22% | 0.03014% | 37.25% | 2 | 39.61% | 0% | 0% | 1 | 2.951% | 0% | 0% | 1 | 20.87% | 0% | 0% | 1 | 59.79% | 0% | 0% | 2 | 10.21% | 0% | 0% | 1 | 19.07% | 0% | 0% | 1 |  | 0% | 0% | 1 | 28.4631 | 0% | 0% | 3 | 23% | 0% | 0% | 1 | 0 | 2 | 37.47% | 0.8268% | 38.29% | 2 | 53.83% | 0% | 0% | 2 | 9.697% | 0% | 0% | 1 | 27.41% | 0% | 0% | 1 | 71.93% | 0% | 0% | 3 | 12% | 0% | 0% | 1 | 15.81% | 0% | 0% | 1
121 | Summit | NORTHERN CALIFORNIA | 0 | 0 | 0 | 0% | 0% | 1 | 23 | 0% | 0% | 3 | 0% | 0% | 0% | 1 | 0 | 2 | 5.258% | 0% | 5.258% | 1 | 7.711% | 0% | 0% | 1 | 9.113% | 0% | 0% | 1 | 54.93% | 0% | 0% | 2 | 60.55% | 0% | 0% | 2 | 62.08% | 0% | 0% | 2 | 8.074% | 0% | 0% | 1 |  | 0% | 0% | 1 | 35 | 0% | 0% | 4 | 0% | 0% | 0% | 1 | 0 | 2 | 26.13% | 0% | 26.13% | 2 | 14.31% | 0% | 0% | 1 | 9.393% | 0% | 0% | 1 | 42.76% | 0% | 0% | 1 | 53.29% | 0% | 0% | 2 | 50.6% | 0% | 0% | 2 | 9.235% | 0% | 0% | 1 |  | 0% | 0% | 1 | 33.4 | 0% | 0% | 4 | 0% | 0% | 0% | 1 | 0 | 2 | 43.62% | 6.956% | 50.58% | 3 | 26.08% | 0% | 0% | 1 | 15.92% | 0% | 0% | 1 | 32.24% | 0% | 0% | 1 | 51.59% | 0% | 0% | 2 | 44.75% | 0% | 0% | 1 | 9.014% | 0% | 0% | 1 |  | 0% | 0% | 1 | 25.6179 | 0% | 0% | 3 | 0.0774% | 0% | 0% | 1 | 0 | 2 | 42.01% | 21% | 63.01% | 4 | 35.12% | 0% | 0% | 1 | 10.88% | 0% | 0% | 1 | 21.66% | 0% | 0% | 1 | 51.51% | 0% | 0% | 2 | 42.21% | 0% | 0% | 1 | 8.823% | 0% | 0% | 1
122 | Devers | RIVERSIDE | 1510 | 15100 | 10 | 393.2% | 99.96% | 5 | 27.0537 | 3143% | 256.6% | 5 | 0% | 0% | 0% | 1 | 0 | 2 | 0.9127% | 0% | 0.9127% | 1 | 26.98% | 136.9% | 99.89% | 5 | 71.38% | 349.3% | 99.96% | 5 | 59.68% | 247.9% | 99.95% | 5 | 73.2% | 373% | 99.96% | 5 | 9.174% | 110.1% | 99.68% | 5 | 0.03939% | 100% | 26.36% | 5 |  | 212.1% | 38.96% | 5 | 27.0537 | 1020% | 121% | 5 | 0% | 21673% | 0% | 4 | 0 | 2 | 12.12% | 1.161% | 13.28% | 2 | 32.7% | 81.27% | 0% | 4 | 55.3% | 122.4% | 18.09% | 5 | 43.5% | 96.82% | 0% | 4 | 63.64% | 150.4% | 28.82% | 5 | 23.7% | 71.69% | 0% | 3 | 0.1156% | 54.76% | 0% | 3 |  | 109.1% | 2.882% | 4 | 27.0537 | 175.3% | 28.84% | 5 | 0% | 21673% | 0% | 4 | 0 | 2 | 19.24% | 16.86% | 36.09% | 3 | 29.86% | 37.4% | 0% | 2 | 40.38% | 44% | 0% | 2 | 41.75% | 45.04% | 0% | 2 | 57.97% | 62.41% | 0% | 3 | 36.25% | 41.15% | 0% | 2 | 0.9024% | 26.47% | 0% | 2 |  | 71.35% | 0% | 3 | 27.0537 | 60.36% | 0% | 3 | 0.01831% | 21673% | 0% | 4 | 0 | 2 | 23.64% | 31.87% | 55.5% | 5 | 34.86% | 19.46% | 0% | 1 | 37.02% | 20.12% | 0% | 2 | 50.22% | 25.46% | 0% | 2 | 65.26% | 36.48% | 0% | 2 | 47.31% | 24.05% | 0% | 2 | 2.533% | 13% | 0% | 1
123 | Kern | RIVERSIDE | 0 | 0 | 0 | 0% | 0% | 1 | 3.925 | 0% | 0% | 1 | 0% | 0% | 0% | 1 | 0 | 2 | 0% | 0% | 0% | 1 | 12.05% | 0% | 0% | 1 | 43.52% | 0% | 0% | 1 | 0% | 0% | 0% | 1 | 55.57% | 0% | 0% | 2 | 67.31% | 0% | 0% | 2 | 0% | 0% | 0% | 1 |  | 0% | 0% | 1 | 4.6595 | 0% | 0% | 1 | 0% | 0% | 0% | 1 | 0 | 2 | 0% | 0% | 0% | 1 | 7.031% | 0% | 0% | 1 | 27.3% | 0% | 0% | 1 | 0.02338% | 0% | 0% | 1 | 34.22% | 0% | 0% | 1 | 49.51% | 0% | 0% | 1 | 0% | 0% | 0% | 1 |  | 0% | 0% | 1 | 5.1841 | 0% | 0% | 1 | 0% | 0% | 0% | 1 | 0 | 2 | 0% | 0% | 0% | 1 | 7.295% | 0% | 0% | 1 | 15.55% | 0% | 0% | 1 | 0.1184% | 0% | 0% | 1 | 22.67% | 0% | 0% | 1 | 46.8% | 0% | 0% | 1 | 0.6098% | 0% | 0% | 1 |  | 0% | 0% | 1 | 4.0623 | 0% | 0% | 1 | 0% | 0% | 0% | 1 | 0 | 2 | 0% | 0% | 0% | 1 | 24.39% | 0% | 0% | 1 | 12.64% | 0% | 0% | 1 | 1.961% | 0% | 0% | 1 | 35.15% | 0% | 0% | 1 | 48.48% | 0% | 0% | 1 | 1.386% | 0% | 0% | 1
124 | Mirage | RIVERSIDE | 0 | 0 | 10 | 0% | 0% | 1 | 27.0537 | 0% | 0% | 3 | 0% | 0% | 0% | 1 | 0 | 2 | 0% | 0% | 0% | 1 | 14.32% | 0% | 0% | 1 | 21.34% | 0% | 0% | 1 | 16.46% | 0% | 0% | 1 | 35.66% | 0% | 0% | 1 | 36.82% | 0% | 0% | 1 | 0.02611% | 0% | 0% | 1 |  | 0% | 0% | 1 | 30 | 0% | 0% | 4 | 0.5261% | 0% | 0% | 1 | 0 | 2 | 0% | 0% | 0% | 1 | 9.735% | 0% | 0% | 1 | 23% | 0% | 0% | 1 | 16.37% | 0% | 0% | 1 | 31.96% | 0% | 0% | 1 | 39.36% | 0% | 0% | 1 | 0.0102% | 0% | 0% | 1 |  | 0% | 0% | 1 | 27.5902 | 0% | 0% | 3 | 2.274% | 0% | 0% | 1 | 0 | 2 | 0.07791% | 0% | 0.07791% | 1 | 10.59% | 0% | 0% | 1 | 39.67% | 0% | 0% | 1 | 30.95% | 0% | 0% | 1 | 45.22% | 0% | 0% | 1 | 37.7% | 0% | 0% | 1 | 0.02298% | 0% | 0% | 1 |  | 0% | 0% | 1 | 25.2871 | 0% | 0% | 3 | 10.46% | 0% | 0% | 1 | 0 | 2 | 2.336% | 7.8% | 10.14% | 2 | 16.65% | 0% | 0% | 1 | 38.75% | 0% | 0% | 1 | 32.38% | 0% | 0% | 1 | 49.9% | 0% | 0% | 1 | 39.14% | 0% | 0% | 1 | 0.683% | 0% | 0% | 1
125 | Valley | RIVERSIDE | 300 | 3000 | 10 | 102.4% | 1.114% | 4 | 27.0537 | 999% | 119% | 5 | 1.189% | 103.1% | 64.18% | 5 | 0 | 2 | 80.85% | 0% | 80.85% | 5 | 0.05235% | 32.33% | 0% | 2 | 23.02% | 41.98% | 0% | 2 | 65.52% | 93.71% | 0% | 4 | 65.57% | 93.85% | 0% | 4 | 8.738% | 35.41% | 0% | 2 | 2.633% | 33.19% | 0% | 2 |  | 17.61% | 0% | 1 | 27.0537 | 0% | 19.2% | 3 | 4.215% | 0% | 0% | 1 | 0 | 2 | 79.37% | 0.000326% | 79.37% | 5 | 0.9839% | 7.479% | 0% | 1 | 30.44% | 10.65% | 0% | 1 | 49.52% | 14.67% | 0% | 1 | 50.42% | 14.94% | 0% | 2 | 7.709% | 8.024% | 0% | 1 | 6.196% | 7.895% | 0% | 1 |  | 10.11% | 0% | 1 | 27.0537 | 136.3% | 2.013% | 3 | 3.826% | 0% | 0% | 1 | 0 | 2 | 76.28% | 8.774% | 85.05% | 5 | 17.68% | 3.673% | 0% | 1 | 41.03% | 5.127% | 0% | 1 | 61.78% | 7.91% | 0% | 2 | 64.32% | 8.474% | 0% | 2 | 16.95% | 3.64% | 0% | 1 | 5.908% | 3.213% | 0% | 1 |  | 5.595% | 0% | 1 | 27.0537 | 26.08% | 0% | 3 | 2.935% | 0% | 0% | 1 | 0 | 2 | 61.72% | 26.5% | 88.22% | 5 | 24.99% | 1.831% | 0% | 1 | 37.6% | 2.201% | 0% | 1 | 56.43% | 3.152% | 0% | 2 | 68.01% | 4.294% | 0% | 2 | 23.84% | 1.803% | 0% | 1 | 5.407% | 1.452% | 0% | 1
126 | Gold Hill | NORTHERN CALIFORNIA | 150 | 1500 | 10 | 80.55% | 0% | 4 | 69 | 169.9% | 15.92% | 5 | 0% | 0% | 0% | 1 | 0 | 2 | 0% | 0% | 0% | 1 | 59.75% | 50.09% | 0% | 3 | 10.56% | 22.55% | 0% | 2 | 0% | 20.16% | 0% | 2 | 60.47% | 51.01% | 0% | 3 | 42.41% | 35.01% | 0% | 2 | 18.34% | 24.69% | 0% | 2 |  | 13.97% | 0% | 1 | 53.4964 | 23.36% | 0% | 4 | 0.199% | 0% | 0% | 1 | 0 | 2 | 39.04% | 3.164% | 42.2% | 2 | 48.25% | 6.077% | 0% | 1 | 22.21% | 4.042% | 0% | 1 | 19.1% | 3.887% | 0% | 1 | 58.02% | 7.49% | 0% | 2 | 48.76% | 6.137% | 0% | 1 | 18.03% | 3.836% | 0% | 1 |  | 6.855% | 0% | 1 | 44.6 | 17.69% | 0% | 4 | 1.971% | 0% | 0% | 1 | 0 | 2 | 58.43% | 2.599% | 61.03% | 3 | 64.16% | 3.434% | 0% | 2 | 20.58% | 1.549% | 0% | 1 | 18.57% | 1.511% | 0% | 1 | 70.04% | 4.107% | 0% | 3 | 35.02% | 1.894% | 0% | 1 | 15.35% | 1.454% | 0% | 1 |  | 3.188% | 0% | 1 | 42 | 8.145% | 0% | 4 | 3.168% | 0% | 0% | 1 | 0 | 2 | 61.79% | 2.086% | 63.88% | 3 | 66.11% | 1.675% | 0% | 2 | 15.83% | 0.6745% | 0% | 1 | 17.36% | 0.6869% | 0% | 1 | 71.67% | 2.004% | 0% | 3 | 31.82% | 0.8327% | 0% | 1 | 21.09% | 0.7194% | 0% | 1
127 | Grand Island | NORTHERN CALIFORNIA | 0 | 0 | 10 | 0% | 0% | 1 | 11.4076 | 0% | 0% | 1 | 49.39% | 0% | 0% | 1 | 0 | 2 | 0% | 0% | 0% | 1 | 0% | 0% | 0% | 1 | 7.528% | 0% | 0% | 1 | 7.528% | 0% | 0% | 1 | 7.528% | 0% | 0% | 1 | 0% | 0% | 0% | 1 | 5.06% | 0% | 0% | 1 |  | 0% | 0% | 1 | 9.7669 | 0% | 0% | 1 | 47.34% | 0% | 0% | 1 | 0 | 2 | 7.739% | 0% | 7.739% | 1 | 7.723% | 0% | 0% | 1 | 14.77% | 0% | 0% | 1 | 16.16% | 0% | 0% | 1 | 22.17% | 0% | 0% | 1 | 0.2816% | 0% | 0% | 1 | 8.904% | 0% | 0% | 1 |  | 0% | 0% | 1 | 9.8569 | 0% | 0% | 1 | 43.55% | 0% | 0% | 1 | 0 | 2 | 18.59% | 0% | 18.59% | 1 | 10.29% | 0% | 0% | 1 | 24.92% | 0% | 0% | 1 | 28.4% | 0% | 0% | 1 | 33.91% | 0% | 0% | 1 | 1.071% | 0% | 0% | 1 | 11.51% | 0% | 0% | 1 |  | 0% | 0% | 1 | 10.8546 | 0% | 0% | 1 | 45.17% | 0% | 0% | 1 | 0 | 2 | 16.59% | 0% | 16.59% | 1 | 11.63% | 0% | 0% | 1 | 24.16% | 0% | 0% | 1 | 28.31% | 0% | 0% | 1 | 35.85% | 0% | 0% | 1 | 1.082% | 0% | 0% | 1 | 11.66% | 0% | 0% | 1
128 | Chino | GREATER LA METRO | 0 | 0 | 10 | 0% | 0% | 1 | 44.06 | 0% | 0% | 4 | 21.93% | 0% | 0% | 1 | 0 | 2 | 20.14% | 0% | 20.14% | 2 | 0.2785% | 0% | 0% | 1 | 0% | 0% | 0% | 1 | 3.149% | 0% | 0% | 1 | 3.428% | 0% | 0% | 1 | 1.04% | 0% | 0% | 1 | 1.13% | 0% | 0% | 1 |  | 0% | 0% | 1 | 47.616 | 0% | 0% | 4 | 10.36% | 0% | 0% | 1 | 0 | 2 | 60.75% | 0.02244% | 60.77% | 3 | 32.94% | 0% | 0% | 1 | 3.015% | 0% | 0% | 1 | 10.72% | 0% | 0% | 1 | 43.3% | 0% | 0% | 1 | 20.14% | 0% | 0% | 1 | 6.88% | 0% | 0% | 1 |  | 0% | 0% | 1 | 28.9104 | 0% | 0% | 3 | 6.721% | 0% | 0% | 1 | 0 | 2 | 43.03% | 28.64% | 71.68% | 4 | 37.18% | 0% | 0% | 1 | 9.637% | 0% | 0% | 1 | 20.78% | 0% | 0% | 1 | 52.65% | 0% | 0% | 2 | 39.91% | 0% | 0% | 1 | 10.43% | 0% | 0% | 1 |  | 0% | 0% | 1 | 27.0537 | 0% | 0% | 3 | 4.668% | 0% | 0% | 1 | 0 | 2 | 40.72% | 36.54% | 77.26% | 5 | 42.61% | 0% | 0% | 1 | 21.29% | 0% | 0% | 1 | 34.79% | 0% | 0% | 1 | 66.48% | 0% | 0% | 2 | 40.94% | 0% | 0% | 1 | 11.32% | 0% | 0% | 1
129 | Kramer | GREATER KRAMER | 274 | 2740 | 10 | 999.9% | 999.9% | 5 | 40.2222 | 1678% | 87.8% | 5 | 0% | 0% | 0% | 1 | 0 | 2 | 0% | 0% | 0% | 1 | 100% | 999% | 37.65% | 5 | 55.54% | 84.69% | 0% | 4 | 0% | 37.65% | 0% | 2 | 100% | 999% | 37.65% | 5 | 24.79% | 50.06% | 0% | 3 | 1.19% | 38.11% | 0% | 2 |  | 280.8% | 7.489% | 4 | 30.7667 | 82.1% | 0% | 5 | 0% | 0% | 0% | 1 | 0 | 2 | 0% | 0% | 0% | 1 | 94.39% | 199.2% | 5.891% | 4 | 35.95% | 17.44% | 0% | 1 | 0% | 11.17% | 0% | 1 | 95.66% | 257.2% | 7.136% | 5 | 40.29% | 18.71% | 0% | 1 | 0.4485% | 11.22% | 0% | 1 |  | 32.21% | 0% | 2 | 27 | 29.26% | 0% | 3 | 0% | 0% | 0% | 1 | 0 | 2 | 0% | 0% | 0% | 1 | 50.5% | 7.237% | 0% | 2 | 37.6% | 5.742% | 0% | 1 | 7.341% | 3.867% | 0% | 1 | 76.31% | 15.12% | 0% | 3 | 49.11% | 7.04% | 0% | 1 | 1.268% | 3.629% | 0% | 1 |  | 6.93% | 0% | 1 | 40.5 | 23.23% | 0% | 4 | 0.004693% | 0% | 0% | 1 | 0 | 2 | 0% | 0% | 0% | 1 | 39.95% | 3.106% | 0% | 1 | 28.49% | 2.608% | 0% | 1 | 5.032% | 1.964% | 0% | 1 | 61.09% | 4.793% | 0% | 2 | 38.94% | 3.055% | 0% | 1 | 0.8095% | 1.88% | 0% | 1
130 | Lugo | GREATER KRAMER | 0 | 0 | 10 | 0% | 0% | 1 | 25.5 | 0% | 0% | 3 | 0% | 0% | 0% | 1 | 0 | 2 | 73.36% | 12.51% | 85.87% | 5 | 44.73% | 0% | 0% | 1 | 88.32% | 0% | 0% | 3 | 72.29% | 0% | 0% | 3 | 96.79% | 0% | 0% | 5 | 39.91% | 0% | 0% | 1 | 5.156% | 0% | 0% | 1 |  | 0% | 0% | 1 | 26.7254 | 0% | 0% | 3 | 0% | 0% | 0% | 1 | 0 | 2 | 47.96% | 13.98% | 61.94% | 3 | 45.75% | 0% | 0% | 1 | 70.27% | 0% | 0% | 3 | 61.04% | 0% | 0% | 2 | 86.59% | 0% | 0% | 3 | 34.73% | 0% | 0% | 1 | 3.707% | 0% | 0% | 1 |  | 0% | 0% | 1 | 36.0875 | 0% | 0% | 4 | 0.007088% | 0% | 0% | 1 | 0 | 2 | 29.08% | 18.05% | 47.13% | 3 | 49.26% | 0% | 0% | 1 | 59.74% | 0% | 0% | 2 | 51.32% | 0% | 0% | 2 | 83.28% | 0% | 0% | 3 | 23% | 0% | 0% | 1 | 3.015% | 0% | 0% | 1 |  | 0% | 0% | 1 | 38.6667 | 0% | 0% | 4 | 0.0214% | 0% | 0% | 1 | 0 | 2 | 17.16% | 15.66% | 32.82% | 3 | 44.7% | 0% | 0% | 1 | 51.38% | 0% | 0% | 2 | 35.98% | 0% | 0% | 1 | 74.23% | 0% | 0% | 3 | 22.1% | 0% | 0% | 1 | 2.104% | 0% | 0% | 1
131 | Mira Loma | GREATER LA METRO | 0 | 0 | 10 | 0% | 0% | 1 | 59.6667 | 0% | 0% | 4 | 22.31% | 0% | 0% | 1 | 0 | 2 | 7.335% | 0% | 7.335% | 1 | 0% | 0% | 0% | 1 | 0% | 0% | 0% | 1 | 0% | 0% | 0% | 1 | 0% | 0% | 0% | 1 | 0% | 0% | 0% | 1 | 0.1756% | 0% | 0% | 1 |  | 0% | 0% | 1 | 57.3333 | 0% | 0% | 4 | 19.33% | 0% | 0% | 1 | 0 | 2 | 28.68% | 0% | 28.68% | 2 | 3.44% | 0% | 0% | 1 | 4.986% | 0% | 0% | 1 | 19.32% | 0% | 0% | 1 | 22.76% | 0% | 0% | 1 | 1.744% | 0% | 0% | 1 | 1.495% | 0% | 0% | 1 |  | 0% | 0% | 1 | 29.75 | 0% | 0% | 3 | 6.62% | 0% | 0% | 1 | 0 | 2 | 41.25% | 30.4% | 71.66% | 5 | 35.53% | 0% | 0% | 1 | 15.15% | 0% | 0% | 1 | 32.98% | 0% | 0% | 1 | 59.77% | 0% | 0% | 2 | 35.95% | 0% | 0% | 1 | 9.01% | 0% | 0% | 1 |  | 0% | 0% | 1 | 28.5365 | 0% | 0% | 3 | 2.67% | 0% | 0% | 1 | 0 | 2 | 53.13% | 30.55% | 83.69% | 5 | 43.22% | 0% | 0% | 1 | 39.3% | 0% | 0% | 1 | 49.68% | 0% | 0% | 1 | 75.34% | 0% | 0% | 3 | 33.04% | 0% | 0% | 1 | 9.213% | 0% | 0% | 1
132 | Padua | GREATER LA METRO | 0 | 0 | 10 | 0% | 0% | 1 | 8.2603 | 0% | 0% | 1 | 0% | 0% | 0% | 1 | 0 | 2 | 0% | 99.84% | 99.84% | 5 | 100% | 0% | 0% | 5 | 60.47% | 0% | 0% | 2 | 0% | 0% | 0% | 1 | 100% | 0% | 0% | 5 | 77.8% | 0% | 0% | 3 | 22.2% | 0% | 0% | 1 |  | 0% | 0% | 1 | 43 | 0% | 0% | 4 | 13.82% | 0% | 0% | 1 | 0 | 2 | 5.218% | 37.9% | 43.12% | 5 | 34.73% | 0% | 0% | 1 | 21.11% | 0% | 0% | 1 | 17.92% | 0% | 0% | 1 | 37.61% | 0% | 0% | 1 | 24.37% | 0% | 0% | 1 | 10.83% | 0% | 0% | 1 |  | 0% | 0% | 1 | 33 | 0% | 0% | 4 | 5.794% | 0% | 0% | 1 | 0 | 2 | 39.04% | 36.9% | 75.94% | 5 | 61.49% | 0% | 0% | 2 | 32.52% | 0% | 0% | 1 | 30.14% | 0% | 0% | 1 | 68.18% | 0% | 0% | 2 | 27.61% | 0% | 0% | 1 | 9.404% | 0% | 0% | 1 |  | 0% | 0% | 1 | 27.2442 | 0% | 0% | 3 | 2.428% | 0% | 0% | 1 | 0 | 2 | 49.74% | 28.97% | 78.71% | 5 | 53.25% | 0% | 0% | 2 | 57.97% | 0% | 0% | 2 | 60.91% | 0% | 0% | 2 | 83.48% | 0% | 0% | 3 | 31.95% | 0% | 0% | 1 | 6.344% | 0% | 0% | 1
133 | Pisgah | GREATER KRAMER | 0 | 0 | 15 | 0% | 0% | 1 | 3.006 | 0% | 0% | 1 | 0% | 0% | 0% | 1 | 0 | 2 | 0% | 0% | 0% | 1 | 61.49% | 0% | 0% | 2 | 86.21% | 0% | 0% | 3 | 95.96% | 0% | 0% | 5 | 99.97% | 0% | 0% | 5 | 55.99% | 0% | 0% | 2 | 0.4346% | 0% | 0% | 1 |  | 0% | 0% | 1 | 2.8822 | 0% | 0% | 1 | 0% | 0% | 0% | 1 | 0 | 2 | 0% | 0% | 0% | 1 | 53.43% | 0% | 0% | 2 | 73.98% | 0% | 0% | 3 | 82.25% | 0% | 0% | 3 | 86.56% | 0% | 0% | 3 | 52.24% | 0% | 0% | 2 | 0.7044% | 0% | 0% | 1 |  | 0% | 0% | 1 | 9 | 0% | 0% | 1 | 0.02778% | 0% | 0% | 1 | 0 | 2 | 0% | 0% | 0% | 1 | 25.86% | 0% | 0% | 1 | 19.45% | 0% | 0% | 1 | 22.09% | 0% | 0% | 1 | 34.52% | 0% | 0% | 1 | 65.15% | 0% | 0% | 2 | 1.466% | 0% | 0% | 1 |  | 0% | 0% | 1 | 13.8333 | 0% | 0% | 2 | 0.5681% | 0% | 0% | 1 | 0 | 2 | 0% | 0% | 0% | 1 | 28.99% | 0% | 0% | 1 | 14.36% | 0% | 0% | 1 | 15.34% | 0% | 0% | 1 | 34.39% | 0% | 0% | 1 | 56.95% | 0% | 0% | 2 | 1.566% | 0% | 0% | 1
134 | Roadway | GREATER KRAMER | 0 | 0 | 10 | 0% | 0% | 1 | 52.453 | 0% | 0% | 4 | 0% | 0% | 0% | 1 | 0 | 2 | 0% | 0% | 0% | 1 | 47.34% | 0% | 0% | 1 | 75.78% | 0% | 0% | 3 | 6.107% | 0% | 0% | 1 | 88.34% | 0% | 0% | 3 | 7.59% | 0% | 0% | 1 | 0.6787% | 0% | 0% | 1 |  | 0% | 0% | 1 | 43.25 | 0% | 0% | 4 | 0% | 0% | 0% | 1 | 0 | 2 | 0% | 0% | 0% | 1 | 40.99% | 0% | 0% | 1 | 47.67% | 0% | 0% | 1 | 16.56% | 0% | 0% | 1 | 64.96% | 0% | 0% | 2 | 14.96% | 0% | 0% | 1 | 0.8565% | 0% | 0% | 1 |  | 0% | 0% | 1 | 41 | 0% | 0% | 4 | 0.02923% | 0% | 0% | 1 | 0 | 2 | 0.3614% | 0% | 0.3614% | 1 | 29.62% | 0% | 0% | 1 | 44.42% | 0% | 0% | 1 | 14.94% | 0% | 0% | 1 | 58.46% | 0% | 0% | 2 | 16.1% | 0% | 0% | 1 | 0.7893% | 0% | 0% | 1 |  | 0% | 0% | 1 | 39 | 0% | 0% | 4 | 0.584% | 0% | 0% | 1 | 0 | 2 | 9.951% | 1.138% | 11.09% | 2 | 43.67% | 0% | 0% | 1 | 46.96% | 0% | 0% | 1 | 21.17% | 0% | 0% | 1 | 68.8% | 0% | 0% | 2 | 24.05% | 0% | 0% | 1 | 1.371% | 0% | 0% | 1
135 | Tortilla | GREATER KRAMER | 0 | 0 | 10 | 0% | 0% | 1 | 29.4863 | 0% | 0% | 3 | 0% | 0% | 0% | 1 | 0 | 2 | 0% | 0% | 0% | 1 | 77.81% | 0% | 0% | 3 | 90.4% | 0% | 0% | 4 | 12.51% | 0% | 0% | 1 | 100% | 0% | 0% | 5 | 23.16% | 0% | 0% | 1 | 2.816% | 0% | 0% | 1 |  | 0% | 0% | 1 | 23.5357 | 0% | 0% | 3 | 0.07697% | 0% | 0% | 1 | 0 | 2 | 0% | 0% | 0% | 1 | 69.11% | 0% | 0% | 2 | 59.89% | 0% | 0% | 2 | 32.56% | 0% | 0% | 1 | 87.1% | 0% | 0% | 3 | 46.48% | 0% | 0% | 1 | 3.027% | 0% | 0% | 1 |  | 0% | 0% | 1 | 24.6841 | 0% | 0% | 3 | 0.07732% | 0% | 0% | 1 | 0 | 2 | 0% | 0% | 0% | 1 | 63.07% | 0% | 0% | 2 | 52.93% | 0% | 0% | 2 | 21.09% | 0% | 0% | 1 | 81.31% | 0% | 0% | 3 | 48.54% | 0% | 0% | 1 | 3.006% | 0% | 0% | 1 |  | 0% | 0% | 1 | 24.5 | 0% | 0% | 3 | 0.06445% | 0% | 0% | 1 | 0 | 2 | 0% | 0% | 0% | 1 | 59.32% | 0% | 0% | 2 | 43.38% | 0% | 0% | 1 | 20.2% | 0% | 0% | 1 | 76.13% | 0% | 0% | 3 | 44.09% | 0% | 0% | 1 | 3.532% | 0% | 0% | 1
136 | Victor | GREATER KRAMER | 0 | 0 | 10 | 0% | 0% | 1 | 60.2133 | 0% | 0% | 4 | 0% | 0% | 0% | 1 | 0 | 2 | 0% | 0% | 0% | 1 | 0% | 0% | 0% | 1 | 53.1% | 0% | 0% | 2 | 8.327% | 0% | 0% | 1 | 53.1% | 0% | 0% | 2 | 0% | 0% | 0% | 1 | 0% | 0% | 0% | 1 |  | 0% | 0% | 1 | 49.7095 | 0% | 0% | 4 | 0% | 0% | 0% | 1 | 0 | 2 | 0% | 0% | 0% | 1 | 38.86% | 0% | 0% | 1 | 49.45% | 0% | 0% | 1 | 16.67% | 0% | 0% | 1 | 65.72% | 0% | 0% | 2 | 9.311% | 0% | 0% | 1 | 0.4471% | 0% | 0% | 1 |  | 0% | 0% | 1 | 42 | 0% | 0% | 4 | 0.02616% | 0% | 0% | 1 | 0 | 2 | 13.74% | 1.757% | 15.5% | 2 | 30.95% | 0% | 0% | 1 | 56.96% | 0% | 0% | 2 | 28.77% | 0% | 0% | 1 | 67.16% | 0% | 0% | 2 | 17.21% | 0% | 0% | 1 | 1.32% | 0% | 0% | 1 |  | 0% | 0% | 1 | 37.5 | 0% | 0% | 4 | 0.6128% | 0% | 0% | 1 | 0 | 2 | 12.84% | 4.991% | 17.84% | 2 | 46.2% | 0% | 0% | 1 | 48.15% | 0% | 0% | 1 | 25.72% | 0% | 0% | 1 | 70.95% | 0% | 0% | 3 | 22.8% | 0% | 0% | 1 | 1.586% | 0% | 0% | 1
137 | Vista | RIVERSIDE | 0 | 0 | 10 | 0% | 0% | 1 | 27.0537 | 0% | 0% | 3 | 0% | 0% | 0% | 1 | 0 | 2 | 84.31% | 0% | 84.31% | 5 | 0.6101% | 0% | 0% | 1 | 92.75% | 0% | 0% | 4 | 92.82% | 0% | 0% | 4 | 93.43% | 0% | 0% | 4 | 42.78% | 0% | 0% | 1 | 2.69% | 0% | 0% | 1 |  | 0% | 0% | 1 | 27.0537 | 0% | 0% | 3 | 1.118% | 0% | 0% | 1 | 0 | 2 | 85.35% | 2.927% | 88.27% | 5 | 38.55% | 0% | 0% | 1 | 57.69% | 0% | 0% | 2 | 76.95% | 0% | 0% | 3 | 96.58% | 0% | 0% | 5 | 30.56% | 0% | 0% | 1 | 4.219% | 0% | 0% | 1 |  | 0% | 0% | 1 | 27.0537 | 0% | 0% | 3 | 1.537% | 0% | 0% | 1 | 0 | 2 | 54.43% | 37.53% | 91.95% | 5 | 40.98% | 0% | 0% | 1 | 45.1% | 0% | 0% | 1 | 59.66% | 0% | 0% | 2 | 81.23% | 0% | 0% | 3 | 38.33% | 0% | 0% | 1 | 5.285% | 0% | 0% | 1 |  | 0% | 0% | 1 | 27.0537 | 0% | 0% | 3 | 2.231% | 0% | 0% | 1 | 0 | 2 | 55.73% | 34.41% | 90.14% | 5 | 46.65% | 0% | 0% | 1 | 40.3% | 0% | 0% | 1 | 56.4% | 0% | 0% | 2 | 78.99% | 0% | 0% | 3 | 34.15% | 0% | 0% | 1 | 6.98% | 0% | 0% | 1
138 | Encina | SAN DIEGO | 20 | 200 | 10 | 2160% | 156.3% | 5 | 46.6154 | 8558% | 2131% | 5 | 0.1704% | 83114% | 85296% | 5 | 0 | 2 | 0% | 0% | 0% | 1 | 19.54% | 189.4% | 368% | 5 | 84.24% | 966.7% | 162.2% | 5 | 84.24% | 966.7% | 162.2% | 5 | 84.24% | 966.7% | 162.2% | 5 | 0% | 152.4% | 999.9% | 5 | 11.74% | 172.6% | 546.1% | 5 |  | 78.36% | 0% | 3 | 37.1429 | 195.1% | 120.2% | 5 | 1.019% | 72.05% | 0% | 3 | 0 | 2 | 5.867% | 0% | 5.867% | 1 | 24.49% | 16.19% | 0% | 1 | 55.21% | 27.3% | 0% | 2 | 56.44% | 28.07% | 0% | 2 | 69.93% | 40.66% | 0% | 2 | 4.74% | 12.84% | 0% | 1 | 18.24% | 14.96% | 0% | 1 |  | 9.355% | 0% | 1 | 37.1429 | 135.4% | 2.413% | 5 | 6.784% | 72.05% | 0% | 3 | 0 | 2 | 15.16% | 0% | 15.16% | 1 | 63.92% | 2.884% | 0% | 2 | 35.96% | 1.625% | 0% | 1 | 50.8% | 2.115% | 0% | 2 | 78.89% | 4.929% | 0% | 3 | 4.496% | 1.089% | 0% | 1 | 5.85% | 1.105% | 0% | 1 |  | 1.16% | 0% | 1 | 37.1429 | 120.5% | 0.4445% | 5 | 5.132% | 72.05% | 0% | 3 | 0 | 2 | 52.62% | 6.114% | 58.74% | 3 | 44.01% | 0.6732% | 0% | 1 | 18.42% | 0.4621% | 0% | 1 | 35.28% | 0.5824% | 0% | 1 | 56.08% | 0.8582% | 0% | 2 | 4.167% | 0.3933% | 0% | 1 | 7.189% | 0.4061% | 0% | 1
139 | Escondido | SAN DIEGO | 0 | 0 | 10 | 0% | 0% | 1 | 38.05 | 0% | 0% | 4 | 2.327% | 0% | 0% | 1 | 0 | 2 | 33.88% | 1.138% | 35.02% | 2 | 24.42% | 0% | 0% | 1 | 18.92% | 0% | 0% | 1 | 4.419% | 0% | 0% | 1 | 42.43% | 0% | 0% | 1 | 7.12% | 0% | 0% | 1 | 7.828% | 0% | 0% | 1 |  | 0% | 0% | 1 | 37.8911 | 0% | 0% | 4 | 2.95% | 0% | 0% | 1 | 0 | 2 | 47.05% | 26.71% | 73.76% | 4 | 48.71% | 0% | 0% | 1 | 15.02% | 0% | 0% | 1 | 28.58% | 0% | 0% | 1 | 59.01% | 0% | 0% | 2 | 14.17% | 0% | 0% | 1 | 7.122% | 0% | 0% | 1 |  | 0% | 0% | 1 | 34 | 0% | 0% | 4 | 3.946% | 0% | 0% | 1 | 0 | 2 | 41.86% | 37.49% | 79.35% | 5 | 45.77% | 0% | 0% | 1 | 21.88% | 0% | 0% | 1 | 29.29% | 0% | 0% | 1 | 55.9% | 0% | 0% | 2 | 24.77% | 0% | 0% | 1 | 6.756% | 0% | 0% | 1 |  | 0% | 0% | 1 | 30.3 | 0% | 0% | 4 | 3.316% | 0% | 0% | 1 | 0 | 2 | 33.74% | 51.7% | 85.44% | 5 | 52.88% | 0% | 0% | 2 | 18.35% | 0% | 0% | 1 | 29.31% | 0% | 0% | 1 | 62.09% | 0% | 0% | 2 | 31.05% | 0% | 0% | 1 | 7.002% | 0% | 0% | 1
140 | Kearny | SAN DIEGO | 0 | 0 | 0 | 0% | 0% | 1 | 2.0484 | 0% | 0% | 1 | 0% | 0% | 0% | 1 | 0 | 2 | 79.45% | 0% | 79.45% | 5 | 0% | 0% | 0% | 1 | 100% | 0% | 0% | 5 | 0% | 0% | 0% | 1 | 100% | 0% | 0% | 5 | 0% | 0% | 0% | 1 | 24.27% | 0% | 0% | 1 |  | 0% | 0% | 1 | 24.0753 | 0% | 0% | 3 | 0% | 0% | 0% | 1 | 0 | 2 | 26.09% | 0.02791% | 26.12% | 2 | 26.21% | 0% | 0% | 1 | 26.51% | 0% | 0% | 1 | 47.1% | 0% | 0% | 1 | 73.02% | 0% | 0% | 3 | 3.05% | 0% | 0% | 1 | 1.507% | 0% | 0% | 1 |  | 0% | 0% | 1 | 21.4091 | 0% | 0% | 3 | 0.07837% | 0% | 0% | 1 | 0 | 2 | 15.41% | 41.23% | 56.64% | 5 | 41.79% | 0% | 0% | 1 | 38.64% | 0% | 0% | 1 | 63.62% | 0% | 0% | 2 | 90.34% | 0% | 0% | 4 | 9.998% | 0% | 0% | 1 | 2.419% | 0% | 0% | 1 |  | 0% | 0% | 1 | 22.17 | 0% | 0% | 3 | 0.6303% | 0% | 0% | 1 | 0 | 2 | 37.86% | 43.79% | 81.65% | 5 | 49.47% | 0% | 0% | 1 | 52.78% | 0% | 0% | 2 | 71.07% | 0% | 0% | 3 | 89.19% | 0% | 0% | 3 | 19.48% | 0% | 0% | 1 | 4.267% | 0% | 0% | 1
141 | Miguel | SAN DIEGO | 0 | 0 | 10 | 0% | 0% | 1 | 54.3585 | 0% | 0% | 4 | 0% | 0% | 0% | 1 | 0 | 2 | 74.65% | 0% | 74.65% | 3 | 7.42% | 0% | 0% | 1 | 97.7% | 0% | 0% | 5 | 87.24% | 0% | 0% | 3 | 100% | 0% | 0% | 5 | 43.63% | 0% | 0% | 1 | 2.527% | 0% | 0% | 1 |  | 0% | 0% | 1 | 18.2105 | 0% | 0% | 2 | 0% | 0% | 0% | 1 | 0 | 2 | 64.21% | 9.649% | 73.86% | 3 | 10.22% | 0% | 0% | 1 | 83.74% | 0% | 0% | 3 | 92.69% | 0% | 0% | 4 | 95.22% | 0% | 0% | 5 | 39.34% | 0% | 0% | 1 | 7.294% | 0% | 0% | 1 |  | 0% | 0% | 1 | 21.8848 | 0% | 0% | 3 | 0.041% | 0% | 0% | 1 | 0 | 2 | 32.84% | 45.96% | 78.8% | 5 | 23.62% | 0% | 0% | 1 | 58.99% | 0% | 0% | 2 | 83.75% | 0% | 0% | 3 | 87.61% | 0% | 0% | 3 | 27.19% | 0% | 0% | 1 | 4.245% | 0% | 0% | 1 |  | 0% | 0% | 1 | 20.8675 | 0% | 0% | 3 | 0.1532% | 0% | 0% | 1 | 0 | 2 | 24.14% | 63.81% | 87.95% | 5 | 25.74% | 0% | 0% | 1 | 48.06% | 0% | 0% | 1 | 76.27% | 0% | 0% | 3 | 83.67% | 0% | 0% | 3 | 37.11% | 0% | 0% | 1 | 3.373% | 0% | 0% | 1
142 | Mission | SAN DIEGO | 0 | 0 | 10 | 0% | 0% | 1 | 6.38 | 0% | 0% | 1 | 0% | 0% | 0% | 1 | 0 | 2 | 0% | 0% | 0% | 1 | 7.592% | 0% | 0% | 1 | 10.04% | 0% | 0% | 1 | 83.98% | 0% | 0% | 3 | 83.98% | 0% | 0% | 3 | 0% | 0% | 0% | 1 | 0% | 0% | 0% | 1 |  | 0% | 0% | 1 | 23.5 | 0% | 0% | 3 | 0% | 0% | 0% | 1 | 0 | 2 | 13.02% | 0% | 13.02% | 1 | 13.84% | 0% | 0% | 1 | 26.15% | 0% | 0% | 1 | 68% | 0% | 0% | 2 | 81.42% | 0% | 0% | 3 | 1.042% | 0% | 0% | 1 | 1.865% | 0% | 0% | 1 |  | 0% | 0% | 1 | 21.4091 | 0% | 0% | 3 | 0.0374% | 0% | 0% | 1 | 0 | 2 | 20.29% | 16.27% | 36.56% | 3 | 31.62% | 0% | 0% | 1 | 41.32% | 0% | 0% | 1 | 63.68% | 0% | 0% | 2 | 85.89% | 0% | 0% | 3 | 10.67% | 0% | 0% | 1 | 2.332% | 0% | 0% | 1 |  | 0% | 0% | 1 | 21.5 | 0% | 0% | 3 | 0.2433% | 0% | 0% | 1 | 0 | 2 | 36.81% | 41.97% | 78.78% | 5 | 45.45% | 0% | 0% | 1 | 56.72% | 0% | 0% | 2 | 75% | 0% | 0% | 3 | 92.49% | 0% | 0% | 4 | 18.73% | 0% | 0% | 1 | 4.465% | 0% | 0% | 1
143 | Old Town | SAN DIEGO | 0 | 0 | 10 | 0% | 0% | 1 | 32 | 0% | 0% | 4 | 0% | 0% | 0% | 1 | 0 | 2 | 0% | 0% | 0% | 1 | 0.6065% | 0% | 0% | 1 | 4.682% | 0% | 0% | 1 | 69.58% | 0% | 0% | 2 | 69.58% | 0% | 0% | 2 | 0% | 0% | 0% | 1 | 0.009398% | 0% | 0% | 1 |  | 0% | 0% | 1 | 21.4091 | 0% | 0% | 3 | 0% | 0% | 0% | 1 | 0 | 2 | 0.1262% | 0% | 0.1262% | 1 | 0.9447% | 0% | 0% | 1 | 16.62% | 0% | 0% | 1 | 78.39% | 0% | 0% | 3 | 78.87% | 0% | 0% | 3 | 0% | 0% | 0% | 1 | 1.415% | 0% | 0% | 1 |  | 0% | 0% | 1 | 21.4091 | 0% | 0% | 3 | 0% | 0% | 0% | 1 | 0 | 2 | 12.82% | 0% | 12.82% | 1 | 13.38% | 0% | 0% | 1 | 28.21% | 0% | 0% | 1 | 69.03% | 0% | 0% | 2 | 81.97% | 0% | 0% | 3 | 1.144% | 0% | 0% | 1 | 2.205% | 0% | 0% | 1 |  | 0% | 0% | 1 | 21.4091 | 0% | 0% | 3 | 0.05285% | 0% | 0% | 1 | 0 | 2 | 34.54% | 26.03% | 60.57% | 4 | 31.93% | 0% | 0% | 1 | 58.82% | 0% | 0% | 2 | 74.64% | 0% | 0% | 3 | 93.69% | 0% | 0% | 4 | 19.3% | 0% | 0% | 1 | 4.862% | 0% | 0% | 1
144 | Penasquitos | SAN DIEGO | 0 | 0 | 10 | 0% | 0% | 1 | 22.5 | 0% | 0% | 3 | 0% | 0% | 0% | 1 | 0 | 2 | 0% | 0% | 0% | 1 | 13.66% | 0% | 0% | 1 | 40.01% | 0% | 0% | 1 | 87.82% | 0% | 0% | 3 | 87.82% | 0% | 0% | 3 | 0% | 0% | 0% | 1 | 12.4% | 0% | 0% | 1 |  | 0% | 0% | 1 | 15.2443 | 0% | 0% | 2 | 0.8201% | 0% | 0% | 1 | 0 | 2 | 10.49% | 0% | 10.49% | 1 | 24.56% | 0% | 0% | 1 | 57.73% | 0% | 0% | 2 | 66.05% | 0% | 0% | 2 | 81.33% | 0% | 0% | 3 | 0% | 0% | 0% | 1 | 5.464% | 0% | 0% | 1 |  | 0% | 0% | 1 | 20.3077 | 0% | 0% | 3 | 0.2154% | 0% | 0% | 1 | 0 | 2 | 28.41% | 29.78% | 58.19% | 4 | 44.51% | 0% | 0% | 1 | 39.39% | 0% | 0% | 1 | 36.82% | 0% | 0% | 1 | 74.44% | 0% | 0% | 3 | 8.182% | 0% | 0% | 1 | 4.573% | 0% | 0% | 1 |  | 0% | 0% | 1 | 23.5 | 0% | 0% | 3 | 1.623% | 0% | 0% | 1 | 0 | 2 | 33.07% | 38.42% | 71.49% | 5 | 55.95% | 0% | 0% | 2 | 53.53% | 0% | 0% | 2 | 65.75% | 0% | 0% | 2 | 89.71% | 0% | 0% | 3 | 12.28% | 0% | 0% | 1 | 4.027% | 0% | 0% | 1
145 | San Luis Rey | SAN DIEGO | 0 | 0 | 10 | 0% | 0% | 1 | 37.1429 | 0% | 0% | 4 | 0.03522% | 0% | 0% | 1 | 0 | 2 | 0% | 0% | 0% | 1 | 16.12% | 0% | 0% | 1 | 92.48% | 0% | 0% | 4 | 92.5% | 0% | 0% | 4 | 92.5% | 0% | 0% | 4 | 0% | 0% | 0% | 1 | 33.27% | 0% | 0% | 1 |  | 0% | 0% | 1 | 37.1429 | 0% | 0% | 4 | 4.871% | 0% | 0% | 1 | 0 | 2 | 1.588% | 0% | 1.588% | 1 | 52.73% | 0% | 0% | 2 | 49.71% | 0% | 0% | 1 | 64.76% | 0% | 0% | 2 | 73.51% | 0% | 0% | 3 | 2.992% | 0% | 0% | 1 | 6.398% | 0% | 0% | 1 |  | 0% | 0% | 1 | 37.75 | 0% | 0% | 4 | 5.953% | 0% | 0% | 1 | 0 | 2 | 33.47% | 1.635% | 35.1% | 2 | 61.9% | 0% | 0% | 2 | 24.56% | 0% | 0% | 1 | 53.38% | 0% | 0% | 2 | 75.02% | 0% | 0% | 3 | 3.365% | 0% | 0% | 1 | 6.589% | 0% | 0% | 1 |  | 0% | 0% | 1 | 37.1429 | 0% | 0% | 4 | 4.447% | 0% | 0% | 1 | 0 | 2 | 49.5% | 25.09% | 74.59% | 4 | 55.44% | 0% | 0% | 2 | 14.89% | 0% | 0% | 1 | 31.6% | 0% | 0% | 1 | 63.59% | 0% | 0% | 2 | 8.114% | 0% | 0% | 1 | 7.486% | 0% | 0% | 1
146 | Sycamore Canyon | SAN DIEGO | 0 | 0 | 10 | 0% | 0% | 1 | 22.3333 | 0% | 0% | 3 | 0.08062% | 0% | 0% | 1 | 0 | 2 | 29.41% | 70.17% | 99.57% | 5 | 92.22% | 0% | 0% | 4 | 65.45% | 0% | 0% | 2 | 43.21% | 0% | 0% | 1 | 99.53% | 0% | 0% | 5 | 20.95% | 0% | 0% | 1 | 2.21% | 0% | 0% | 1 |  | 0% | 0% | 1 | 29.16 | 0% | 0% | 3 | 0.3988% | 0% | 0% | 1 | 0 | 2 | 35.69% | 59.96% | 95.65% | 5 | 72.51% | 0% | 0% | 3 | 58.01% | 0% | 0% | 2 | 66.2% | 0% | 0% | 2 | 97.24% | 0% | 0% | 5 | 14.33% | 0% | 0% | 1 | 3.446% | 0% | 0% | 1 |  | 0% | 0% | 1 | 24 | 0% | 0% | 3 | 1.083% | 0% | 0% | 1 | 0 | 2 | 35.09% | 57.89% | 92.98% | 5 | 65.02% | 0% | 0% | 2 | 49.26% | 0% | 0% | 1 | 64.25% | 0% | 0% | 2 | 88.12% | 0% | 0% | 3 | 25.05% | 0% | 0% | 1 | 3.785% | 0% | 0% | 1 |  | 0% | 0% | 1 | 21.4091 | 0% | 0% | 3 | 0.6805% | 0% | 0% | 1 | 0 | 2 | 17.48% | 75.02% | 92.5% | 5 | 45.09% | 0% | 0% | 1 | 28.81% | 0% | 0% | 1 | 41.54% | 0% | 0% | 1 | 67.37% | 0% | 0% | 2 | 43.24% | 0% | 0% | 1 | 4.856% | 0% | 0% | 1
147 | Talega | GREATER LA METRO | 0 | 0 | 10 | 0% | 0% | 1 | 9.9052 | 0% | 0% | 1 | 0.02631% | 0% | 0% | 1 | 0 | 2 | 26.76% | 70.74% | 97.49% | 5 | 17.03% | 0% | 0% | 1 | 82.96% | 0% | 0% | 3 | 82.96% | 0% | 0% | 3 | 82.96% | 0% | 0% | 3 | 81.52% | 0% | 0% | 3 | 4.984% | 0% | 0% | 1 |  | 0% | 0% | 1 | 50.5714 | 0% | 0% | 4 | 0.0179% | 0% | 0% | 1 | 0 | 2 | 33.19% | 59.06% | 92.25% | 5 | 23.92% | 0% | 0% | 1 | 63.07% | 0% | 0% | 2 | 68.68% | 0% | 0% | 2 | 76.07% | 0% | 0% | 3 | 55.54% | 0% | 0% | 2 | 5.62% | 0% | 0% | 1 |  | 0% | 0% | 1 | 25.2667 | 0% | 0% | 3 | 0.2463% | 0% | 0% | 1 | 0 | 2 | 17.09% | 78.12% | 95.21% | 5 | 54.08% | 0% | 0% | 2 | 56.86% | 0% | 0% | 2 | 62.96% | 0% | 0% | 2 | 87.75% | 0% | 0% | 3 | 46.92% | 0% | 0% | 1 | 6.468% | 0% | 0% | 1 |  | 0% | 0% | 1 | 30.8571 | 0% | 0% | 4 | 0.5427% | 0% | 0% | 1 | 0 | 2 | 19.95% | 70.65% | 90.6% | 5 | 51.24% | 0% | 0% | 2 | 44.59% | 0% | 0% | 1 | 51.31% | 0% | 0% | 2 | 85.87% | 0% | 0% | 3 | 32.66% | 0% | 0% | 1 | 7.147% | 0% | 0% | 1
148 | Martin (San Francisco H) | NORTHERN CALIFORNIA | 0 | 0 | 10 | 0% | 0% | 1 | 16.6677 | 0% | 0% | 2 | 0% | 0% | 0% | 1 | 0 | 2 | 0% | 0% | 0% | 1 | 22.9% | 0% | 0% | 1 | 17.27% | 0% | 0% | 1 | 26.88% | 0% | 0% | 1 | 49.77% | 0% | 0% | 1 | 0% | 0% | 0% | 1 | 4.109% | 0% | 0% | 1 |  | 0% | 0% | 1 | 61 | 0% | 0% | 4 | 0% | 0% | 0% | 1 | 0 | 2 | 0% | 0% | 0% | 1 | 1.604% | 0% | 0% | 1 | 21.63% | 0% | 0% | 1 | 45.42% | 0% | 0% | 1 | 47.03% | 0% | 0% | 1 | 0.1423% | 0% | 0% | 1 | 3.328% | 0% | 0% | 1 |  | 0% | 0% | 1 | 53.5833 | 0% | 0% | 4 | 0.9042% | 0% | 0% | 1 | 0 | 2 | 0% | 0% | 0% | 1 | 10.59% | 0% | 0% | 1 | 33.27% | 0% | 0% | 1 | 56.25% | 0% | 0% | 2 | 62.19% | 0% | 0% | 2 | 9.062% | 0% | 0% | 1 | 5.319% | 0% | 0% | 1 |  | 0% | 0% | 1 | 50 | 0% | 0% | 4 | 0.499% | 0% | 0% | 1 | 0 | 2 | 20.27% | 0% | 20.27% | 2 | 38.46% | 0% | 0% | 1 | 45.28% | 0% | 0% | 1 | 66.15% | 0% | 0% | 2 | 73.93% | 0% | 0% | 3 | 20.22% | 0% | 0% | 1 | 8.79% | 0% | 0% | 1
149 | Bellota | NORTHERN CALIFORNIA | 0 | 0 | 10 | 0% | 0% | 1 | 12 | 0% | 0% | 2 | 30.23% | 0% | 0% | 1 | 0 | 2 | 14.13% | 0% | 14.13% | 1 | 13.71% | 0% | 0% | 1 | 16.37% | 0% | 0% | 1 | 64.7% | 0% | 0% | 2 | 64.8% | 0% | 0% | 2 | 22.08% | 0% | 0% | 1 | 19.92% | 0% | 0% | 1 |  | 0% | 0% | 1 | 12.0635 | 0% | 0% | 2 | 34.35% | 0% | 0% | 1 | 0 | 2 | 21.04% | 0% | 21.04% | 2 | 32.16% | 0% | 0% | 1 | 18.77% | 0% | 0% | 1 | 43.12% | 0% | 0% | 1 | 54.41% | 0% | 0% | 2 | 27.06% | 0% | 0% | 1 | 13.3% | 0% | 0% | 1 |  | 0% | 0% | 1 | 14.7222 | 0% | 0% | 2 | 28.14% | 0% | 0% | 1 | 0 | 2 | 25.3% | 0% | 25.3% | 2 | 41% | 0% | 0% | 1 | 16.94% | 0% | 0% | 1 | 37.19% | 0% | 0% | 1 | 58.29% | 0% | 0% | 2 | 24.33% | 0% | 0% | 1 | 9.778% | 0% | 0% | 1 |  | 0% | 0% | 1 | 15.9091 | 0% | 0% | 2 | 29.14% | 0% | 0% | 1 | 0 | 2 | 28.91% | 0.2153% | 29.12% | 2 | 44.45% | 0% | 0% | 1 | 15.38% | 0% | 0% | 1 | 35.41% | 0% | 0% | 1 | 59.86% | 0% | 0% | 2 | 25.46% | 0% | 0% | 1 | 9.75% | 0% | 0% | 1
150 | Ripon | NORTHERN CALIFORNIA | 0 | 0 | 10 | 0% | 0% | 1 | 24.7419 | 0% | 0% | 3 | 80.07% | 0% | 0% | 3 | 0 | 2 | 0.323% | 0% | 0.323% | 1 | 32.8% | 0% | 0% | 1 | 17.35% | 0% | 0% | 1 | 17.35% | 0% | 0% | 1 | 41.33% | 0% | 0% | 1 | 0% | 0% | 0% | 1 | 1.433% | 0% | 0% | 1 |  | 0% | 0% | 1 | 17.7659 | 0% | 0% | 2 | 62.21% | 0% | 0% | 2 | 0 | 2 | 0.4832% | 0% | 0.4832% | 1 | 39.74% | 0% | 0% | 1 | 16.95% | 0% | 0% | 1 | 19.14% | 0% | 0% | 1 | 47.52% | 0% | 0% | 1 | 0.00114% | 0% | 0% | 1 | 4.223% | 0% | 0% | 1 |  | 0% | 0% | 1 | 17.332 | 0% | 0% | 2 | 63.46% | 0% | 0% | 2 | 0 | 2 | 6.213% | 0% | 6.213% | 1 | 36.88% | 0% | 0% | 1 | 9.7% | 0% | 0% | 1 | 13.02% | 0% | 0% | 1 | 42.78% | 0% | 0% | 1 | 0.001612% | 0% | 0% | 1 | 3.444% | 0% | 0% | 1 |  | 0% | 0% | 1 | 16.2125 | 0% | 0% | 2 | 56.28% | 0% | 0% | 2 | 0 | 2 | 16.38% | 0.6072% | 16.99% | 2 | 40% | 0% | 0% | 1 | 10.3% | 0% | 0% | 1 | 15.88% | 0% | 0% | 1 | 47.13% | 0% | 0% | 1 | 7.45% | 0% | 0% | 1 | 4.424% | 0% | 0% | 1
151 | Lockeford | NORTHERN CALIFORNIA | 0 | 0 | 10 | 0% | 0% | 1 | 24 | 0% | 0% | 3 | 50.49% | 0% | 0% | 2 | 0 | 2 | 0.07936% | 0% | 0.07936% | 1 | 0% | 0% | 0% | 1 | 0% | 0% | 0% | 1 | 31.41% | 0% | 0% | 1 | 31.41% | 0% | 0% | 1 | 0% | 0% | 0% | 1 | 9.735% | 0% | 0% | 1 |  | 0% | 0% | 1 | 22 | 0% | 0% | 3 | 46.54% | 0% | 0% | 1 | 0 | 2 | 6.305% | 0% | 6.305% | 1 | 11.69% | 0% | 0% | 1 | 9.027% | 0% | 0% | 1 | 34.79% | 0% | 0% | 1 | 37.98% | 0% | 0% | 1 | 8.819% | 0% | 0% | 1 | 14.32% | 0% | 0% | 1 |  | 0% | 0% | 1 | 19.25 | 0% | 0% | 2 | 38.64% | 0% | 0% | 1 | 0 | 2 | 6.053% | 0% | 6.053% | 1 | 26.26% | 0% | 0% | 1 | 21.22% | 0% | 0% | 1 | 43.37% | 0% | 0% | 1 | 49.67% | 0% | 0% | 1 | 10.96% | 0% | 0% | 1 | 13.31% | 0% | 0% | 1 |  | 0% | 0% | 1 | 14.6667 | 0% | 0% | 2 | 38.71% | 0% | 0% | 1 | 0 | 2 | 12.55% | 0% | 12.55% | 1 | 34.66% | 0% | 0% | 1 | 22.31% | 0% | 0% | 1 | 39.02% | 0% | 0% | 1 | 51.45% | 0% | 0% | 2 | 15.3% | 0% | 0% | 1 | 12.97% | 0% | 0% | 1
152 | Stagg | NORTHERN CALIFORNIA | 0 | 0 | 10 | 0% | 0% | 1 | 11.8519 | 0% | 0% | 1 | 80.95% | 0% | 0% | 3 | 0 | 2 | 0% | 0% | 0% | 1 | 0% | 0% | 0% | 1 | 5.344% | 0% | 0% | 1 | 8.055% | 0% | 0% | 1 | 8.055% | 0% | 0% | 1 | 0% | 0% | 0% | 1 | 4.484% | 0% | 0% | 1 |  | 0% | 0% | 1 | 12.1942 | 0% | 0% | 2 | 75.41% | 0% | 0% | 3 | 0 | 2 | 0% | 0% | 0% | 1 | 10.46% | 0% | 0% | 1 | 19.31% | 0% | 0% | 1 | 22.39% | 0% | 0% | 1 | 27.8% | 0% | 0% | 1 | 0% | 0% | 0% | 1 | 5.102% | 0% | 0% | 1 |  | 0% | 0% | 1 | 15.5938 | 0% | 0% | 2 | 71.76% | 0% | 0% | 2 | 0 | 2 | 0.05558% | 0% | 0.05558% | 1 | 12.96% | 0% | 0% | 1 | 11.43% | 0% | 0% | 1 | 13.85% | 0% | 0% | 1 | 23.55% | 0% | 0% | 1 | 0% | 0% | 0% | 1 | 6.331% | 0% | 0% | 1 |  | 0% | 0% | 1 | 16.4444 | 0% | 0% | 2 | 59.58% | 0% | 0% | 2 | 0 | 2 | 3.376% | 0% | 3.376% | 1 | 11.01% | 0% | 0% | 1 | 12.73% | 0% | 0% | 1 | 21.51% | 0% | 0% | 1 | 30.04% | 0% | 0% | 1 | 1.426% | 0% | 0% | 1 | 8.105% | 0% | 0% | 1
153 | Weber | NORTHERN CALIFORNIA | 0 | 0 | 10 | 0% | 0% | 1 | 15.5766 | 0% | 0% | 2 | 42.16% | 0% | 0% | 1 | 0 | 2 | 0% | 0% | 0% | 1 | 0% | 0% | 0% | 1 | 0.1184% | 0% | 0% | 1 | 0.7481% | 0% | 0% | 1 | 0.7481% | 0% | 0% | 1 | 0% | 0% | 0% | 1 | 2.372% | 0% | 0% | 1 |  | 0% | 0% | 1 | 17.5279 | 0% | 0% | 2 | 70.72% | 0% | 0% | 2 | 0 | 2 | 0% | 0% | 0% | 1 | 0% | 0% | 0% | 1 | 0.9895% | 0% | 0% | 1 | 4.933% | 0% | 0% | 1 | 4.933% | 0% | 0% | 1 | 0% | 0% | 0% | 1 | 2.484% | 0% | 0% | 1 |  | 0% | 0% | 1 | 17.48 | 0% | 0% | 2 | 64.85% | 0% | 0% | 2 | 0 | 2 | 0.8875% | 0% | 0.8875% | 1 | 14.47% | 0% | 0% | 1 | 3.952% | 0% | 0% | 1 | 11.72% | 0% | 0% | 1 | 25.32% | 0% | 0% | 1 | 0.3181% | 0% | 0% | 1 | 5.237% | 0% | 0% | 1 |  | 0% | 0% | 1 | 17 | 0% | 0% | 2 | 58.85% | 0% | 0% | 2 | 0 | 2 | 8.214% | 0% | 8.214% | 1 | 23.86% | 0% | 0% | 1 | 12.71% | 0% | 0% | 1 | 22.33% | 0% | 0% | 1 | 38.34% | 0% | 0% | 1 | 5.62% | 0% | 0% | 1 | 7.513% | 0% | 0% | 1
154 | Carrizo Plains | SPGE | 0 | 0 | 10 | 0% | 0% | 1 | 5.1964 | 0% | 0% | 1 | 0.0659% | 0% | 0% | 1 | 0 | 2 | 60.28% | 5.418% | 65.7% | 3 | 0.8297% | 0% | 0% | 1 | 26.99% | 0% | 0% | 1 | 54.71% | 0% | 0% | 2 | 54.71% | 0% | 0% | 2 | 50.83% | 0% | 0% | 2 | 1.944% | 0% | 0% | 1 |  | 0% | 0% | 1 | 10 | 0% | 0% | 1 | 0.2099% | 0% | 0% | 1 | 0 | 2 | 58.84% | 12.54% | 71.38% | 3 | 40.83% | 0% | 0% | 1 | 22.47% | 0% | 0% | 1 | 35.06% | 0% | 0% | 1 | 66.76% | 0% | 0% | 2 | 63.84% | 0% | 0% | 2 | 5.523% | 0% | 0% | 1 |  | 0% | 0% | 1 | 8.2642 | 0% | 0% | 1 | 0.8273% | 0% | 0% | 1 | 0 | 2 | 41.53% | 13.34% | 54.87% | 3 | 52.53% | 0% | 0% | 2 | 18.93% | 0% | 0% | 1 | 28.34% | 0% | 0% | 1 | 71.8% | 0% | 0% | 3 | 57.97% | 0% | 0% | 2 | 3.474% | 0% | 0% | 1 |  | 0% | 0% | 1 | 6.8606 | 0% | 0% | 1 | 4.334% | 0% | 0% | 1 | 0 | 2 | 33.49% | 16.98% | 50.47% | 3 | 54.67% | 0% | 0% | 2 | 13.5% | 0% | 0% | 1 | 24.28% | 0% | 0% | 1 | 72.04% | 0% | 0% | 3 | 49.74% | 0% | 0% | 1 | 2.428% | 0% | 0% | 1
155 | Cholame | SPGE | 0 | 0 | 0 | 0% | 0% | 1 | 6.0686 | 0% | 0% | 1 | 6.447% | 0% | 0% | 1 | 0 | 2 | 65.37% | 0% | 65.37% | 3 | 68.02% | 0% | 0% | 2 | 32.35% | 0% | 0% | 1 | 42.55% | 0% | 0% | 1 | 79.92% | 0% | 0% | 3 | 43.05% | 0% | 0% | 1 | 1.006% | 0% | 0% | 1 |  | 0% | 0% | 1 | 4.8412 | 0% | 0% | 1 | 5.373% | 0% | 0% | 1 | 0 | 2 | 71.88% | 0.3392% | 72.22% | 3 | 40.7% | 0% | 0% | 1 | 14.96% | 0% | 0% | 1 | 30.07% | 0% | 0% | 1 | 52.33% | 0% | 0% | 2 | 46.18% | 0% | 0% | 1 | 1.104% | 0% | 0% | 1 |  | 0% | 0% | 1 | 6.3275 | 0% | 0% | 1 | 4.885% | 0% | 0% | 1 | 0 | 2 | 65.23% | 3.865% | 69.1% | 3 | 36.44% | 0% | 0% | 1 | 9.121% | 0% | 0% | 1 | 17.2% | 0% | 0% | 1 | 45.17% | 0% | 0% | 1 | 49.78% | 0% | 0% | 1 | 1.266% | 0% | 0% | 1 |  | 0% | 0% | 1 | 6.75 | 0% | 0% | 1 | 6.068% | 0% | 0% | 1 | 0 | 2 | 54.47% | 11.05% | 65.52% | 3 | 40.4% | 0% | 0% | 1 | 6.86% | 0% | 0% | 1 | 16.84% | 0% | 0% | 1 | 51.21% | 0% | 0% | 2 | 48.31% | 0% | 0% | 1 | 1.488% | 0% | 0% | 1
156 | Mesa | SPGE | 0 | 0 | 10 | 0% | 0% | 1 | 8.8857 | 0% | 0% | 1 | 31.15% | 0% | 0% | 1 | 0 | 2 | 33.36% | 0% | 33.36% | 2 | 9.15% | 0% | 0% | 1 | 0% | 0% | 0% | 1 | 0.04674% | 0% | 0% | 1 | 9.197% | 0% | 0% | 1 | 23.59% | 0% | 0% | 1 | 7.592% | 0% | 0% | 1 |  | 0% | 0% | 1 | 9.5153 | 0% | 0% | 1 | 25.63% | 0% | 0% | 1 | 0 | 2 | 36% | 1.222% | 37.22% | 2 | 5.285% | 0% | 0% | 1 | 3.571% | 0% | 0% | 1 | 12.29% | 0% | 0% | 1 | 17.04% | 0% | 0% | 1 | 28.77% | 0% | 0% | 1 | 7.027% | 0% | 0% | 1 |  | 0% | 0% | 1 | 8.5294 | 0% | 0% | 1 | 17.25% | 0% | 0% | 1 | 0 | 2 | 32.4% | 14.89% | 47.29% | 3 | 8.834% | 0% | 0% | 1 | 7.414% | 0% | 0% | 1 | 24.99% | 0% | 0% | 1 | 29.26% | 0% | 0% | 1 | 36.99% | 0% | 0% | 1 | 6.371% | 0% | 0% | 1 |  | 0% | 0% | 1 | 7.0778 | 0% | 0% | 1 | 14.48% | 0% | 0% | 1 | 0 | 2 | 31.68% | 18.44% | 50.13% | 3 | 16.99% | 0% | 0% | 1 | 6.858% | 0% | 0% | 1 | 30.97% | 0% | 0% | 1 | 39.3% | 0% | 0% | 1 | 40.37% | 0% | 0% | 1 | 5.747% | 0% | 0% | 1
157 | Oceano | SPGE | 100 | 1000 | 10 | 16.95% | 0% | 1 | 33.1732 | 6260% | 17.53% | 5 | 14.6% | 0% | 0% | 1 | 0 | 2 | 16.66% | 0% | 16.66% | 1 | 4.609% | 8.531% | 0% | 1 | 4.068% | 8.483% | 0% | 1 | 17.54% | 9.868% | 0% | 1 | 17.54% | 9.868% | 0% | 1 | 26.53% | 11.08% | 0% | 1 | 4.364% | 8.509% | 0% | 1 |  | 3.457% | 0% | 1 | 13.1138 | 12.93% | 0% | 2 | 20.56% | 0% | 0% | 1 | 0 | 2 | 45.68% | 0% | 45.68% | 2 | 9.084% | 1.387% | 0% | 1 | 2.819% | 1.297% | 0% | 1 | 21.72% | 1.611% | 0% | 1 | 25.76% | 1.698% | 0% | 1 | 22.18% | 1.62% | 0% | 1 | 8.114% | 1.372% | 0% | 1 |  | 2.113% | 0% | 1 | 9.369 | 2.278% | 0% | 1 | 16.09% | 0% | 0% | 1 | 0 | 2 | 47.05% | 11.29% | 58.33% | 3 | 11.98% | 0.6466% | 0% | 1 | 6.62% | 0.6095% | 0% | 1 | 30.09% | 0.8142% | 0% | 1 | 33.78% | 0.8595% | 0% | 1 | 38.51% | 0.9256% | 0% | 1 | 7.353% | 0.6143% | 0% | 1 |  | 1.608% | 0% | 1 | 7.7143 | 1.149% | 0% | 1 | 13.72% | 0% | 0% | 1 | 0 | 2 | 40.9% | 22.22% | 63.12% | 4 | 16.97% | 0.4227% | 0% | 1 | 10.32% | 0.3914% | 0% | 1 | 32.75% | 0.5219% | 0% | 1 | 40.24% | 0.5873% | 0% | 1 | 44.9% | 0.6369% | 0% | 1 | 7.484% | 0.3794% | 0% | 1
158 | San Luis Obispo | SPGE | 0 | 0 | 10 | 0% | 0% | 1 | 8.8084 | 0% | 0% | 1 | 12.4% | 0% | 0% | 1 | 0 | 2 | 78.92% | 0.5255% | 79.45% | 5 | 14.29% | 0% | 0% | 1 | 3.214% | 0% | 0% | 1 | 59.46% | 0% | 0% | 2 | 61.74% | 0% | 0% | 2 | 36.72% | 0% | 0% | 1 | 10.09% | 0% | 0% | 1 |  | 0% | 0% | 1 | 8.5612 | 0% | 0% | 1 | 6.927% | 0% | 0% | 1 | 0 | 2 | 76.94% | 7.749% | 84.69% | 5 | 33.78% | 0% | 0% | 1 | 28.29% | 0% | 0% | 1 | 60.32% | 0% | 0% | 2 | 69.89% | 0% | 0% | 2 | 47.07% | 0% | 0% | 1 | 10.54% | 0% | 0% | 1 |  | 0% | 0% | 1 | 8.8333 | 0% | 0% | 1 | 4.114% | 0% | 0% | 1 | 0 | 2 | 55.98% | 30.42% | 86.4% | 5 | 27.8% | 0% | 0% | 1 | 22.3% | 0% | 0% | 1 | 51.74% | 0% | 0% | 2 | 60.44% | 0% | 0% | 2 | 51.99% | 0% | 0% | 2 | 7.453% | 0% | 0% | 1 |  | 0% | 0% | 1 | 9.6417 | 0% | 0% | 1 | 5.803% | 0% | 0% | 1 | 0 | 2 | 51.27% | 30.46% | 81.73% | 5 | 24.33% | 0% | 0% | 1 | 17.22% | 0% | 0% | 1 | 41.03% | 0% | 0% | 1 | 51.7% | 0% | 0% | 2 | 46.57% | 0% | 0% | 1 | 6.36% | 0% | 0% | 1
159 | Templeton | SPGE | 0 | 0 | 10 | 0% | 0% | 1 | 20.355 | 0% | 0% | 3 | 8.19% | 0% | 0% | 1 | 0 | 2 | 19.57% | 0% | 19.57% | 1 | 0.7698% | 0% | 0% | 1 | 13.32% | 0% | 0% | 1 | 36.61% | 0% | 0% | 1 | 36.61% | 0% | 0% | 1 | 4.938% | 0% | 0% | 1 | 1.388% | 0% | 0% | 1 |  | 0% | 0% | 1 | 16 | 0% | 0% | 2 | 7.132% | 0% | 0% | 1 | 0 | 2 | 48.35% | 3.36% | 51.71% | 3 | 14.57% | 0% | 0% | 1 | 20.22% | 0% | 0% | 1 | 34.3% | 0% | 0% | 1 | 39.72% | 0% | 0% | 1 | 20.43% | 0% | 0% | 1 | 3.061% | 0% | 0% | 1 |  | 0% | 0% | 1 | 12.5027 | 0% | 0% | 2 | 6.907% | 0% | 0% | 1 | 0 | 2 | 51.93% | 7.926% | 59.85% | 3 | 23.46% | 0% | 0% | 1 | 16.28% | 0% | 0% | 1 | 29.86% | 0% | 0% | 1 | 42.78% | 0% | 0% | 1 | 32.97% | 0% | 0% | 1 | 4.277% | 0% | 0% | 1 |  | 0% | 0% | 1 | 10.9451 | 0% | 0% | 1 | 5.875% | 0% | 0% | 1 | 0 | 2 | 59.8% | 9.384% | 69.18% | 3 | 27.14% | 0% | 0% | 1 | 15.32% | 0% | 0% | 1 | 28.75% | 0% | 0% | 1 | 45.5% | 0% | 0% | 1 | 40.85% | 0% | 0% | 1 | 3.606% | 0% | 0% | 1
160 | Sisquoc | SPGE | 100 | 1000 | 10 | 9.556% | 0% | 1 | 9 | 11.34% | 0% | 1 | 29.8% | 0% | 0% | 1 | 0 | 2 | 1.721% | 0% | 1.721% | 1 | 1.635% | 2.609% | 0% | 1 | 15.78% | 3.048% | 0% | 1 | 30.94% | 3.717% | 0% | 1 | 30.94% | 3.717% | 0% | 1 | 7.948% | 2.788% | 0% | 1 | 5.767% | 2.724% | 0% | 1 |  | 3.516% | 0% | 1 | 7.0725 | 1.512% | 0% | 1 | 16.99% | 0% | 0% | 1 | 0 | 2 | 21.68% | 1.253% | 22.93% | 2 | 20.45% | 0.9688% | 0% | 1 | 8.808% | 0.8451% | 0% | 1 | 35.71% | 1.199% | 0% | 1 | 45.29% | 1.409% | 0% | 1 | 27.46% | 1.062% | 0% | 1 | 4.053% | 0.8033% | 0% | 1 |  | 2.224% | 0% | 1 | 6.64 | 0.7825% | 0% | 1 | 15.36% | 0% | 0% | 1 | 0 | 2 | 36.41% | 6.725% | 43.14% | 2 | 28.36% | 0.5437% | 0% | 1 | 4.85% | 0.4093% | 0% | 1 | 34.37% | 0.5934% | 0% | 1 | 48.9% | 0.7622% | 0% | 1 | 37.85% | 0.6266% | 0% | 1 | 3.875% | 0.4052% | 0% | 1 |  | 1.128% | 0% | 1 | 6.7477 | 0.5348% | 0% | 1 | 13.82% | 0% | 0% | 1 | 0 | 2 | 34.54% | 12.23% | 46.78% | 3 | 24.23% | 0.3303% | 0% | 1 | 5.404% | 0.2645% | 0% | 1 | 32.59% | 0.3712% | 0% | 1 | 44.66% | 0.4522% | 0% | 1 | 38.33% | 0.4057% | 0% | 1 | 4.577% | 0.2622% | 0% | 1
161 | Goleta | GREATER LA METRO | 0 | 0 | 10 | 0% | 0% | 1 | 9.98 | 0% | 0% | 1 | 4.759% | 0% | 0% | 1 | 0 | 2 | 83.79% | 1.676% | 85.47% | 5 | 14.35% | 0% | 0% | 1 | 0% | 0% | 0% | 1 | 4.818% | 0% | 0% | 1 | 19.17% | 0% | 0% | 1 | 48.46% | 0% | 0% | 1 | 7.481% | 0% | 0% | 1 |  | 0% | 0% | 1 | 6.8587 | 0% | 0% | 1 | 2.05% | 0% | 0% | 1 | 0 | 2 | 77.19% | 1.482% | 78.67% | 5 | 18.6% | 0% | 0% | 1 | 3.056% | 0% | 0% | 1 | 4.84% | 0% | 0% | 1 | 23.44% | 0% | 0% | 1 | 57.39% | 0% | 0% | 2 | 6.231% | 0% | 0% | 1 |  | 0% | 0% | 1 | 9.7235 | 0% | 0% | 1 | 2.871% | 0% | 0% | 1 | 0 | 2 | 66.91% | 14.89% | 81.8% | 5 | 22.25% | 0% | 0% | 1 | 2.603% | 0% | 0% | 1 | 3.801% | 0% | 0% | 1 | 26.47% | 0% | 0% | 1 | 58.42% | 0% | 0% | 2 | 5.839% | 0% | 0% | 1 |  | 0% | 0% | 1 | 9.3333 | 0% | 0% | 1 | 3.014% | 0% | 0% | 1 | 0 | 2 | 57.07% | 17.05% | 74.11% | 3 | 17.57% | 0% | 0% | 1 | 4.066% | 0% | 0% | 1 | 3.826% | 0% | 0% | 1 | 23.26% | 0% | 0% | 1 | 53.54% | 0% | 0% | 2 | 4.903% | 0% | 0% | 1
162 | Schulte Switching Station | NORTHERN CALIFORNIA | 40 | 400 | 10 | 999.9% | 999.9% | 5 | 0 | 999% | 999% | 5 | 0% | 0% | 0% | 1 | 0 | 2 | 0% | 0% | 0% | 1 | 0% | 999% | 999.9% | 5 | 0% | 999% | 999.9% | 5 | 0% | 999% | 999.9% | 5 | 0% | 999% | 999.9% | 5 | 0% | 999% | 999.9% | 5 | 0% | 999% | 999.9% | 5 |  | 36.38% | 0% | 2 | 8.0535 | 30.51% | 0% | 2 | 0.1017% | 0% | 0% | 1 | 0 | 2 | 91.34% | 0% | 91.34% | 5 | 6.729% | 6.621% | 0% | 1 | 24.34% | 8.162% | 0% | 1 | 29.56% | 8.767% | 0% | 1 | 29.56% | 8.767% | 0% | 1 | 58.46% | 14.86% | 0% | 2 | 12.64% | 7.068% | 0% | 1 |  | 13.26% | 0% | 1 | 10.1714 | 3.94% | 0% | 1 | 0.3673% | 0% | 0% | 1 | 0 | 2 | 74.83% | 0% | 74.83% | 3 | 60.51% | 2.88% | 0% | 2 | 35.67% | 1.768% | 0% | 1 | 54.14% | 2.48% | 0% | 2 | 69.09% | 3.68% | 0% | 2 | 55.7% | 2.567% | 0% | 2 | 6.307% | 1.214% | 0% | 1 |  | 5.859% | 0% | 1 | 15.9935 | 0.9831% | 0% | 2 | 0.6404% | 0% | 0% | 1 | 0 | 2 | 60.99% | 3.67% | 64.66% | 3 | 68.88% | 1.005% | 0% | 2 | 29.68% | 0.4448% | 0% | 1 | 54.2% | 0.683% | 0% | 2 | 83.95% | 1.948% | 0% | 3 | 53.27% | 0.6693% | 0% | 2 | 4.643% | 0.328% | 0% | 1
163 | Hicks | NORTHERN CALIFORNIA | 0 | 0 | 10 | 0% | 0% | 1 | 12.2893 | 0% | 0% | 2 | 0% | 0% | 0% | 1 | 0 | 2 | 89.66% | 0% | 89.66% | 5 | 100% | 0% | 0% | 5 | 0.5996% | 0% | 0% | 1 | 89.03% | 0% | 0% | 3 | 100% | 0% | 0% | 5 | 23.53% | 0% | 0% | 1 | 6.483% | 0% | 0% | 1 |  | 0% | 0% | 1 | 22.364 | 0% | 0% | 3 | 1.354% | 0% | 0% | 1 | 0 | 2 | 39.55% | 0% | 39.55% | 2 | 70.21% | 0% | 0% | 3 | 2.541% | 0% | 0% | 1 | 66.38% | 0% | 0% | 2 | 94.09% | 0% | 0% | 4 | 22.14% | 0% | 0% | 1 | 2.688% | 0% | 0% | 1 |  | 0% | 0% | 1 | 20.6564 | 0% | 0% | 3 | 1.13% | 0% | 0% | 1 | 0 | 2 | 47.48% | 0.04377% | 47.52% | 2 | 59.5% | 0% | 0% | 2 | 15.51% | 0% | 0% | 1 | 55.14% | 0% | 0% | 2 | 82.17% | 0% | 0% | 3 | 34.88% | 0% | 0% | 1 | 2.998% | 0% | 0% | 1 |  | 0% | 0% | 1 | 19 | 0% | 0% | 2 | 1.142% | 0% | 0% | 1 | 0 | 2 | 46.76% | 4.754% | 51.51% | 3 | 60.69% | 0% | 0% | 2 | 21.63% | 0% | 0% | 1 | 53.08% | 0% | 0% | 2 | 82.32% | 0% | 0% | 3 | 43.39% | 0% | 0% | 1 | 3.479% | 0% | 0% | 1
164 | Cottonwood | NORTHERN CALIFORNIA | 0 | 0 | 10 | 0% | 0% | 1 | 32 | 0% | 0% | 4 | 18.36% | 0% | 0% | 1 | 0 | 2 | 80.92% | 12.94% | 93.86% | 5 | 54.17% | 0% | 0% | 2 | 25.14% | 0% | 0% | 1 | 13.45% | 0% | 0% | 1 | 70.4% | 0% | 0% | 3 | 12.91% | 0% | 0% | 1 | 11.98% | 0% | 0% | 1 |  | 0% | 0% | 1 | 27 | 0% | 0% | 3 | 5.999% | 0% | 0% | 1 | 0 | 2 | 67.6% | 29.06% | 96.66% | 5 | 47.23% | 0% | 0% | 1 | 19.32% | 0% | 0% | 1 | 22.21% | 0% | 0% | 1 | 58.11% | 0% | 0% | 2 | 27.43% | 0% | 0% | 1 | 14.55% | 0% | 0% | 1 |  | 0% | 0% | 1 | 22.8906 | 0% | 0% | 3 | 2.882% | 0% | 0% | 1 | 0 | 2 | 67.12% | 29.99% | 97.11% | 5 | 50.42% | 0% | 0% | 2 | 13.44% | 0% | 0% | 1 | 16.53% | 0% | 0% | 1 | 59.88% | 0% | 0% | 2 | 42.8% | 0% | 0% | 1 | 12.57% | 0% | 0% | 1 |  | 0% | 0% | 1 | 18.6992 | 0% | 0% | 2 | 3.586% | 0% | 0% | 1 | 0 | 2 | 65.29% | 29.17% | 94.46% | 5 | 43.62% | 0% | 0% | 1 | 10.52% | 0% | 0% | 1 | 15.24% | 0% | 0% | 1 | 52.69% | 0% | 0% | 2 | 53.68% | 0% | 0% | 2 | 10.23% | 0% | 0% | 1
165 | Jessup | NORTHERN CALIFORNIA | 0 | 0 | 10 | 0% | 0% | 1 | 37 | 0% | 0% | 4 | 8.309% | 0% | 0% | 1 | 0 | 2 | 50.69% | 39.25% | 89.94% | 5 | 55.42% | 0% | 0% | 2 | 15.27% | 0% | 0% | 1 | 14.66% | 0% | 0% | 1 | 55.52% | 0% | 0% | 2 | 16.6% | 0% | 0% | 1 | 7.702% | 0% | 0% | 1 |  | 0% | 0% | 1 | 33 | 0% | 0% | 4 | 6.715% | 0% | 0% | 1 | 0 | 2 | 68.89% | 26.43% | 95.31% | 5 | 57.27% | 0% | 0% | 2 | 24.18% | 0% | 0% | 1 | 23.41% | 0% | 0% | 1 | 69.59% | 0% | 0% | 2 | 21.05% | 0% | 0% | 1 | 16.81% | 0% | 0% | 1 |  | 0% | 0% | 1 | 26 | 0% | 0% | 3 | 3.117% | 0% | 0% | 1 | 0 | 2 | 64.77% | 30.72% | 95.49% | 5 | 53.64% | 0% | 0% | 2 | 13.78% | 0% | 0% | 1 | 13.92% | 0% | 0% | 1 | 60.96% | 0% | 0% | 2 | 41.66% | 0% | 0% | 1 | 10.65% | 0% | 0% | 1 |  | 0% | 0% | 1 | 18.6667 | 0% | 0% | 2 | 1.87% | 0% | 0% | 1 | 0 | 2 | 62.44% | 34.08% | 96.52% | 5 | 44.11% | 0% | 0% | 1 | 11.49% | 0% | 0% | 1 | 16.03% | 0% | 0% | 1 | 53.02% | 0% | 0% | 2 | 54.41% | 0% | 0% | 2 | 9.168% | 0% | 0% | 1
166 | Round Mountain | NORTHERN CALIFORNIA | 0 | 0 | 10 | 0% | 0% | 1 | 9.5771 | 0% | 0% | 1 | 0.2564% | 0% | 0% | 1 | 0 | 2 | 71.18% | 28.07% | 99.25% | 5 | 85.51% | 0% | 0% | 3 | 30.16% | 0% | 0% | 1 | 47.29% | 0% | 0% | 1 | 91.34% | 0% | 0% | 4 | 26% | 0% | 0% | 1 | 5.898% | 0% | 0% | 1 |  | 0% | 0% | 1 | 6.3606 | 0% | 0% | 1 | 0.2445% | 0% | 0% | 1 | 0 | 2 | 76.43% | 20.76% | 97.18% | 5 | 78.17% | 0% | 0% | 3 | 16.36% | 0% | 0% | 1 | 25.74% | 0% | 0% | 1 | 84.25% | 0% | 0% | 3 | 32.84% | 0% | 0% | 1 | 6.227% | 0% | 0% | 1 |  | 0% | 0% | 1 | 5.5368 | 0% | 0% | 1 | 0.201% | 0% | 0% | 1 | 0 | 2 | 71.48% | 15.23% | 86.71% | 5 | 63.38% | 0% | 0% | 2 | 20.66% | 0% | 0% | 1 | 26.95% | 0% | 0% | 1 | 73.52% | 0% | 0% | 3 | 35.85% | 0% | 0% | 1 | 7.059% | 0% | 0% | 1 |  | 0% | 0% | 1 | 5.5561 | 0% | 0% | 1 | 0.2744% | 0% | 0% | 1 | 0 | 2 | 68.9% | 12.89% | 81.79% | 5 | 56.16% | 0% | 0% | 2 | 16.9% | 0% | 0% | 1 | 21.62% | 0% | 0% | 1 | 64.7% | 0% | 0% | 2 | 40.2% | 0% | 0% | 1 | 7.254% | 0% | 0% | 1
167 | Carquinez |  | 0 | 0 | 10 | 0% | 0% | 1 | 73.5 | 0% | 0% | 4 | 0% | 0% | 0% | 1 | 0 | 2 | 0.8915% | 0% | 0.8915% | 1 | 1.106% | 0% | 0% | 1 | 6.396% | 0% | 0% | 1 | 70.31% | 0% | 0% | 3 | 70.45% | 0% | 0% | 3 | 1.943% | 0% | 0% | 1 | 11.53% | 0% | 0% | 1 |  | 0% | 0% | 1 | 66.1479 | 0% | 0% | 4 | 1.76% | 0% | 0% | 1 | 0 | 2 | 38.28% | 0% | 38.28% | 2 | 23.63% | 0% | 0% | 1 | 32.37% | 0% | 0% | 1 | 46.21% | 0% | 0% | 1 | 74.46% | 0% | 0% | 3 | 16.43% | 0% | 0% | 1 | 9.885% | 0% | 0% | 1 |  | 0% | 0% | 1 | 46.125 | 0% | 0% | 4 | 11.38% | 0% | 0% | 1 | 0 | 2 | 28.26% | 0% | 28.26% | 2 | 41.55% | 0% | 0% | 1 | 26.17% | 0% | 0% | 1 | 39.34% | 0% | 0% | 1 | 73.72% | 0% | 0% | 3 | 16.15% | 0% | 0% | 1 | 11.73% | 0% | 0% | 1 |  | 0% | 0% | 1 | 29.3448 | 0% | 0% | 3 | 11.58% | 0% | 0% | 1 | 0 | 2 | 31.14% | 0% | 31.14% | 2 | 48.21% | 0% | 0% | 1 | 23.68% | 0% | 0% | 1 | 40.01% | 0% | 0% | 1 | 75.08% | 0% | 0% | 3 | 23.97% | 0% | 0% | 1 | 12.52% | 0% | 0% | 1
168 | Peabody | NORTHERN CALIFORNIA | 0 | 0 | 10 | 0% | 0% | 1 | 16.6316 | 0% | 0% | 2 | 15.22% | 0% | 0% | 1 | 0 | 2 | 57.93% | 0% | 57.93% | 3 | 24.36% | 0% | 0% | 1 | 35.96% | 0% | 0% | 1 | 74.91% | 0% | 0% | 3 | 98.33% | 0% | 0% | 5 | 11.57% | 0% | 0% | 1 | 20.35% | 0% | 0% | 1 |  | 0% | 0% | 1 | 10.8373 | 0% | 0% | 1 | 24.56% | 0% | 0% | 1 | 0 | 2 | 54.53% | 0% | 54.53% | 3 | 23.09% | 0% | 0% | 1 | 34.01% | 0% | 0% | 1 | 37.33% | 0% | 0% | 1 | 61.76% | 0% | 0% | 2 | 16.52% | 0% | 0% | 1 | 21.37% | 0% | 0% | 1 |  | 0% | 0% | 1 | 9.7641 | 0% | 0% | 1 | 23.54% | 0% | 0% | 1 | 0 | 2 | 54.3% | 0% | 54.3% | 3 | 35.4% | 0% | 0% | 1 | 20.87% | 0% | 0% | 1 | 23.26% | 0% | 0% | 1 | 55.38% | 0% | 0% | 2 | 17.89% | 0% | 0% | 1 | 16.03% | 0% | 0% | 1 |  | 0% | 0% | 1 | 15 | 0% | 0% | 2 | 33.48% | 0% | 0% | 1 | 0 | 2 | 41.22% | 0% | 41.22% | 2 | 30.69% | 0% | 0% | 1 | 16.83% | 0% | 0% | 1 | 20.61% | 0% | 0% | 1 | 47.81% | 0% | 0% | 1 | 14.06% | 0% | 0% | 1 | 13.2% | 0% | 0% | 1
169 | Vaca Dixon | NORTHERN CALIFORNIA | 470 | 4700 | 10 | 53.27% | 0% | 3 | 17.7416 | 999% | 25.47% | 5 | 46.52% | 40.19% | 0% | 2 | 0 | 2 | 17.34% | 0% | 17.34% | 1 | 21.32% | 21.2% | 0% | 2 | 1.992% | 17.02% | 0% | 1 | 2.128% | 17.04% | 0% | 1 | 23.45% | 21.79% | 0% | 2 | 0.06583% | 16.69% | 0% | 1 | 3.979% | 17.37% | 0% | 1 |  | 32.33% | 0% | 2 | 12.25 | 217.1% | 2.893% | 3 | 52.91% | 29.92% | 0% | 2 | 0 | 2 | 32.62% | 0% | 32.62% | 2 | 26.77% | 5.779% | 0% | 1 | 12.9% | 4.859% | 0% | 1 | 12.55% | 4.839% | 0% | 1 | 39.68% | 7.016% | 0% | 1 | 7.317% | 4.566% | 0% | 1 | 7.476% | 4.574% | 0% | 1 |  | 19.04% | 0% | 1 | 9.3683 | 20.41% | 0% | 2 | 46.46% | 29.92% | 0% | 2 | 0 | 2 | 37.68% | 0% | 37.68% | 2 | 29.86% | 2.657% | 0% | 1 | 15.33% | 2.201% | 0% | 1 | 16.78% | 2.239% | 0% | 1 | 45.53% | 3.421% | 0% | 1 | 14.07% | 2.168% | 0% | 1 | 11.43% | 2.104% | 0% | 1 |  | 9.613% | 0% | 1 | 9.4937 | 10.72% | 0% | 1 | 43.91% | 29.92% | 0% | 2 | 0 | 2 | 36.46% | 0% | 36.46% | 2 | 33.76% | 1.626% | 0% | 1 | 14.2% | 1.256% | 0% | 1 | 20.44% | 1.354% | 0% | 1 | 49.54% | 2.135% | 0% | 1 | 14.52% | 1.26% | 0% | 1 | 9.265% | 1.187% | 0% | 1
170 | Bellevue | NORTHERN CALIFORNIA | 0 | 0 | 10 | 0% | 0% | 1 | 32.3394 | 0% | 0% | 4 | 7.085% | 0% | 0% | 1 | 0 | 2 | 24.94% | 0% | 24.94% | 2 | 58.53% | 0% | 0% | 2 | 37.69% | 0% | 0% | 1 | 63.8% | 0% | 0% | 2 | 83.67% | 0% | 0% | 3 | 9.527% | 0% | 0% | 1 | 10.79% | 0% | 0% | 1 |  | 0% | 0% | 1 | 23.4216 | 0% | 0% | 3 | 8.684% | 0% | 0% | 1 | 0 | 2 | 48.39% | 0% | 48.39% | 2 | 46.05% | 0% | 0% | 1 | 38.31% | 0% | 0% | 1 | 69.17% | 0% | 0% | 2 | 80.61% | 0% | 0% | 3 | 19.9% | 0% | 0% | 1 | 6.109% | 0% | 0% | 1 |  | 0% | 0% | 1 | 17.6425 | 0% | 0% | 2 | 6.559% | 0% | 0% | 1 | 0 | 2 | 39.52% | 0% | 39.52% | 2 | 53.46% | 0% | 0% | 2 | 37.79% | 0% | 0% | 1 | 66.84% | 0% | 0% | 2 | 84.52% | 0% | 0% | 3 | 27.11% | 0% | 0% | 1 | 5.425% | 0% | 0% | 1 |  | 0% | 0% | 1 | 16 | 0% | 0% | 2 | 9.089% | 0% | 0% | 1 | 0 | 2 | 31.5% | 0% | 31.5% | 2 | 58.83% | 0% | 0% | 2 | 40.1% | 0% | 0% | 1 | 66.01% | 0% | 0% | 2 | 87.21% | 0% | 0% | 3 | 32.73% | 0% | 0% | 1 | 5.585% | 0% | 0% | 1
171 | Cloverdale | NORTHERN CALIFORNIA | 0 | 0 | 10 | 0% | 0% | 1 | 9.5636 | 0% | 0% | 1 | 3.48% | 0% | 0% | 1 | 0 | 2 | 57.81% | 10.59% | 68.4% | 3 | 53% | 0% | 0% | 2 | 26.68% | 0% | 0% | 1 | 49.24% | 0% | 0% | 1 | 86.04% | 0% | 0% | 3 | 46.5% | 0% | 0% | 1 | 1.764% | 0% | 0% | 1 |  | 0% | 0% | 1 | 7.7298 | 0% | 0% | 1 | 3.996% | 0% | 0% | 1 | 0 | 2 | 39.37% | 25.16% | 64.53% | 4 | 66.03% | 0% | 0% | 2 | 31.46% | 0% | 0% | 1 | 51.23% | 0% | 0% | 2 | 88.27% | 0% | 0% | 3 | 47.65% | 0% | 0% | 1 | 1.974% | 0% | 0% | 1 |  | 0% | 0% | 1 | 8.45 | 0% | 0% | 1 | 5.648% | 0% | 0% | 1 | 0 | 2 | 33.15% | 30.4% | 63.55% | 5 | 63.23% | 0% | 0% | 2 | 36.68% | 0% | 0% | 1 | 60.78% | 0% | 0% | 2 | 87.21% | 0% | 0% | 3 | 44.58% | 0% | 0% | 1 | 1.631% | 0% | 0% | 1 |  | 0% | 0% | 1 | 9.4034 | 0% | 0% | 1 | 6.153% | 0% | 0% | 1 | 0 | 2 | 31.57% | 23.08% | 54.65% | 4 | 51.1% | 0% | 0% | 2 | 35.69% | 0% | 0% | 1 | 63.42% | 0% | 0% | 2 | 85.45% | 0% | 0% | 3 | 42.46% | 0% | 0% | 1 | 1.606% | 0% | 0% | 1
172 | Fulton | NORTHERN CALIFORNIA | 0 | 0 | 10 | 0% | 0% | 1 | 29.5 | 0% | 0% | 3 | 25.76% | 0% | 0% | 1 | 0 | 2 | 10.69% | 0% | 10.69% | 1 | 38.12% | 0% | 0% | 1 | 55.95% | 0% | 0% | 2 | 97.17% | 0% | 0% | 5 | 97.17% | 0% | 0% | 5 | 6.896% | 0% | 0% | 1 | 4.606% | 0% | 0% | 1 |  | 0% | 0% | 1 | 21.9813 | 0% | 0% | 3 | 14.49% | 0% | 0% | 1 | 0 | 2 | 5.719% | 0% | 5.719% | 1 | 39.96% | 0% | 0% | 1 | 56.68% | 0% | 0% | 2 | 85.04% | 0% | 0% | 3 | 90.05% | 0% | 0% | 4 | 21.83% | 0% | 0% | 1 | 5.176% | 0% | 0% | 1 |  | 0% | 0% | 1 | 19.6 | 0% | 0% | 2 | 11.3% | 0% | 0% | 1 | 0 | 2 | 17.44% | 0% | 17.44% | 1 | 45.79% | 0% | 0% | 1 | 49.91% | 0% | 0% | 1 | 72.22% | 0% | 0% | 3 | 85.78% | 0% | 0% | 3 | 25.65% | 0% | 0% | 1 | 4.196% | 0% | 0% | 1 |  | 0% | 0% | 1 | 15.4814 | 0% | 0% | 2 | 8.558% | 0% | 0% | 1 | 0 | 2 | 28.06% | 0.005455% | 28.07% | 2 | 54.64% | 0% | 0% | 2 | 43.04% | 0% | 0% | 1 | 70.96% | 0% | 0% | 3 | 87.6% | 0% | 0% | 3 | 33.43% | 0% | 0% | 1 | 4.622% | 0% | 0% | 1
173 | Lakeville | NORTHERN CALIFORNIA | 0 | 0 | 10 | 0% | 0% | 1 | 10.159 | 0% | 0% | 1 | 5.425% | 0% | 0% | 1 | 0 | 2 | 67.65% | 0% | 67.65% | 3 | 96.83% | 0% | 0% | 5 | 25.83% | 0% | 0% | 1 | 61.4% | 0% | 0% | 2 | 98.07% | 0% | 0% | 5 | 29.98% | 0% | 0% | 1 | 3.996% | 0% | 0% | 1 |  | 0% | 0% | 1 | 13.9891 | 0% | 0% | 2 | 6.579% | 0% | 0% | 1 | 0 | 2 | 53.98% | 0% | 53.98% | 3 | 69.94% | 0% | 0% | 2 | 26.33% | 0% | 0% | 1 | 54.55% | 0% | 0% | 2 | 83.49% | 0% | 0% | 3 | 23.08% | 0% | 0% | 1 | 4.881% | 0% | 0% | 1 |  | 0% | 0% | 1 | 13.2686 | 0% | 0% | 2 | 7.711% | 0% | 0% | 1 | 0 | 2 | 47.2% | 0% | 47.2% | 2 | 62.61% | 0% | 0% | 2 | 25.25% | 0% | 0% | 1 | 51.69% | 0% | 0% | 2 | 81.99% | 0% | 0% | 3 | 31.15% | 0% | 0% | 1 | 6.724% | 0% | 0% | 1 |  | 0% | 0% | 1 | 16.9277 | 0% | 0% | 2 | 11.12% | 0% | 0% | 1 | 0 | 2 | 39.07% | 0% | 39.07% | 2 | 62.81% | 0% | 0% | 2 | 26.72% | 0% | 0% | 1 | 55.62% | 0% | 0% | 2 | 84.3% | 0% | 0% | 3 | 30.54% | 0% | 0% | 1 | 7.381% | 0% | 0% | 1
174 | Penngrove | NORTHERN CALIFORNIA | 0 | 0 | 10 | 0% | 0% | 1 | 23.8385 | 0% | 0% | 3 | 2.395% | 0% | 0% | 1 | 0 | 2 | 74.51% | 0% | 74.51% | 3 | 83.3% | 0% | 0% | 3 | 45.1% | 0% | 0% | 1 | 71.27% | 0% | 0% | 3 | 100% | 0% | 0% | 5 | 17.01% | 0% | 0% | 1 | 5.616% | 0% | 0% | 1 |  | 0% | 0% | 1 | 15.3333 | 0% | 0% | 2 | 3.12% | 0% | 0% | 1 | 0 | 2 | 68.17% | 0% | 68.17% | 3 | 57.27% | 0% | 0% | 2 | 34.19% | 0% | 0% | 1 | 64.82% | 0% | 0% | 2 | 82.32% | 0% | 0% | 3 | 25% | 0% | 0% | 1 | 5.778% | 0% | 0% | 1 |  | 0% | 0% | 1 | 14.8693 | 0% | 0% | 2 | 6.671% | 0% | 0% | 1 | 0 | 2 | 49.86% | 0% | 49.86% | 2 | 57.57% | 0% | 0% | 2 | 30.69% | 0% | 0% | 1 | 62.51% | 0% | 0% | 2 | 83.65% | 0% | 0% | 3 | 32.34% | 0% | 0% | 1 | 5.886% | 0% | 0% | 1 |  | 0% | 0% | 1 | 16.9217 | 0% | 0% | 2 | 9.892% | 0% | 0% | 1 | 0 | 2 | 32.21% | 0% | 32.21% | 2 | 59.47% | 0% | 0% | 2 | 36.23% | 0% | 0% | 1 | 60.8% | 0% | 0% | 2 | 85.02% | 0% | 0% | 3 | 30% | 0% | 0% | 1 | 6.226% | 0% | 0% | 1
175 | Warnerville | SPGE | 0 | 0 | 10 | 0% | 0% | 1 | 13.2 | 0% | 0% | 2 | 26.74% | 0% | 0% | 1 | 0 | 2 | 25.16% | 0% | 25.16% | 2 | 36.34% | 0% | 0% | 1 | 9.605% | 0% | 0% | 1 | 28.59% | 0% | 0% | 1 | 63.07% | 0% | 0% | 2 | 1.032% | 0% | 0% | 1 | 4.079% | 0% | 0% | 1 |  | 0% | 0% | 1 | 12.6083 | 0% | 0% | 2 | 24.54% | 0% | 0% | 1 | 0 | 2 | 36.45% | 0% | 36.45% | 2 | 60.1% | 0% | 0% | 2 | 11.58% | 0% | 0% | 1 | 29.77% | 0% | 0% | 1 | 71.44% | 0% | 0% | 3 | 12.55% | 0% | 0% | 1 | 6.644% | 0% | 0% | 1 |  | 0% | 0% | 1 | 11.6304 | 0% | 0% | 1 | 23.86% | 0% | 0% | 1 | 0 | 2 | 41.85% | 0% | 41.85% | 2 | 63.45% | 0% | 0% | 2 | 15.92% | 0% | 0% | 1 | 30.36% | 0% | 0% | 1 | 72.21% | 0% | 0% | 3 | 23.43% | 0% | 0% | 1 | 7.951% | 0% | 0% | 1 |  | 0% | 0% | 1 | 12.089 | 0% | 0% | 2 | 30.04% | 0% | 0% | 1 | 0 | 2 | 38.6% | 0% | 38.6% | 2 | 53.44% | 0% | 0% | 2 | 17.32% | 0% | 0% | 1 | 29.01% | 0% | 0% | 1 | 63.62% | 0% | 0% | 2 | 24.74% | 0% | 0% | 1 | 6.718% | 0% | 0% | 1
176 | Riverbank | SPGE | 0 | 0 | 10 | 0% | 0% | 1 | 27 | 0% | 0% | 3 | 20.99% | 0% | 0% | 1 | 0 | 2 | 57.06% | 0% | 57.06% | 3 | 9.761% | 0% | 0% | 1 | 12.36% | 0% | 0% | 1 | 19.78% | 0% | 0% | 1 | 27.15% | 0% | 0% | 1 | 0% | 0% | 0% | 1 | 1.2% | 0% | 0% | 1 |  | 0% | 0% | 1 | 16.4748 | 0% | 0% | 2 | 26.36% | 0% | 0% | 1 | 0 | 2 | 28.57% | 0% | 28.57% | 2 | 59.95% | 0% | 0% | 2 | 4.866% | 0% | 0% | 1 | 17.77% | 0% | 0% | 1 | 68.99% | 0% | 0% | 2 | 5.6% | 0% | 0% | 1 | 4.334% | 0% | 0% | 1 |  | 0% | 0% | 1 | 14.4743 | 0% | 0% | 2 | 36.31% | 0% | 0% | 1 | 0 | 2 | 28.3% | 0% | 28.3% | 2 | 54.37% | 0% | 0% | 2 | 9.225% | 0% | 0% | 1 | 23.65% | 0% | 0% | 1 | 63.76% | 0% | 0% | 2 | 15.21% | 0% | 0% | 1 | 5.578% | 0% | 0% | 1 |  | 0% | 0% | 1 | 13.7406 | 0% | 0% | 2 | 36.21% | 0% | 0% | 1 | 0 | 2 | 29.39% | 0% | 29.39% | 2 | 49.01% | 0% | 0% | 1 | 15.32% | 0% | 0% | 1 | 27.74% | 0% | 0% | 1 | 59.95% | 0% | 0% | 2 | 20.31% | 0% | 0% | 1 | 7.206% | 0% | 0% | 1
177 | Pease | NORTHERN CALIFORNIA | 0 | 0 | 10 | 0% | 0% | 1 | 20.3333 | 0% | 0% | 3 | 54.18% | 0% | 0% | 2 | 0 | 2 | 1.859% | 0% | 1.859% | 1 | 12.31% | 0% | 0% | 1 | 15.91% | 0% | 0% | 1 | 49.82% | 0% | 0% | 1 | 62.13% | 0% | 0% | 2 | 1.909% | 0% | 0% | 1 | 3.589% | 0% | 0% | 1 |  | 0% | 0% | 1 | 14.4461 | 0% | 0% | 2 | 47.8% | 0% | 0% | 1 | 0 | 2 | 14.78% | 0% | 14.78% | 1 | 41.17% | 0% | 0% | 1 | 11.03% | 0% | 0% | 1 | 27.96% | 0% | 0% | 1 | 65.34% | 0% | 0% | 2 | 7.281% | 0% | 0% | 1 | 5.592% | 0% | 0% | 1 |  | 0% | 0% | 1 | 12.4118 | 0% | 0% | 2 | 47.43% | 0% | 0% | 1 | 0 | 2 | 16.51% | 0% | 16.51% | 1 | 48.14% | 0% | 0% | 1 | 11.33% | 0% | 0% | 1 | 34.14% | 0% | 0% | 1 | 69.51% | 0% | 0% | 2 | 7.938% | 0% | 0% | 1 | 8.583% | 0% | 0% | 1 |  | 0% | 0% | 1 | 11.7451 | 0% | 0% | 1 | 45.9% | 0% | 0% | 1 | 0 | 2 | 17.61% | 0% | 17.61% | 1 | 50.93% | 0% | 0% | 2 | 10.69% | 0% | 0% | 1 | 38.39% | 0% | 0% | 1 | 71.73% | 0% | 0% | 3 | 6.783% | 0% | 0% | 1 | 8.507% | 0% | 0% | 1
178 | Rio Oso | NORTHERN CALIFORNIA | 0 | 0 | 10 | 0% | 0% | 1 | 10.535 | 0% | 0% | 1 | 50.16% | 0% | 0% | 2 | 0 | 2 | 4.788% | 0% | 4.788% | 1 | 25.04% | 0% | 0% | 1 | 0.626% | 0% | 0% | 1 | 14.62% | 0% | 0% | 1 | 33.64% | 0% | 0% | 1 | 0.9702% | 0% | 0% | 1 | 11.1% | 0% | 0% | 1 |  | 0% | 0% | 1 | 11.6154 | 0% | 0% | 1 | 41.29% | 0% | 0% | 1 | 0 | 2 | 18.51% | 0% | 18.51% | 1 | 45.46% | 0% | 0% | 1 | 4.73% | 0% | 0% | 1 | 23.04% | 0% | 0% | 1 | 59.52% | 0% | 0% | 2 | 3.252% | 0% | 0% | 1 | 18.04% | 0% | 0% | 1 |  | 0% | 0% | 1 | 17.75 | 0% | 0% | 2 | 39.55% | 0% | 0% | 1 | 0 | 2 | 18.35% | 0% | 18.35% | 1 | 40.65% | 0% | 0% | 1 | 3.681% | 0% | 0% | 1 | 33.62% | 0% | 0% | 1 | 65.66% | 0% | 0% | 2 | 4.93% | 0% | 0% | 1 | 15.94% | 0% | 0% | 1 |  | 0% | 0% | 1 | 16.0635 | 0% | 0% | 2 | 42.15% | 0% | 0% | 1 | 0 | 2 | 21.38% | 0% | 21.38% | 2 | 40.57% | 0% | 0% | 1 | 5.579% | 0% | 0% | 1 | 34.7% | 0% | 0% | 1 | 66.54% | 0% | 0% | 2 | 6.471% | 0% | 0% | 1 | 12.39% | 0% | 0% | 1
179 | Alpaugh | SPGE | 0 | 0 | 10 | 0% | 0% | 1 | 6.8761 | 0% | 0% | 1 | 37.95% | 0% | 0% | 1 | 0 | 2 | 7.432% | 0% | 7.432% | 1 | 52.73% | 0% | 0% | 2 | 0.06524% | 0% | 0% | 1 | 9.948% | 0% | 0% | 1 | 58.29% | 0% | 0% | 2 | 0.5242% | 0% | 0% | 1 | 4.697% | 0% | 0% | 1 |  | 0% | 0% | 1 | 7.7459 | 0% | 0% | 1 | 41.94% | 0% | 0% | 1 | 0 | 2 | 10.65% | 0% | 10.65% | 1 | 25.38% | 0% | 0% | 1 | 9.246% | 0% | 0% | 1 | 18.02% | 0% | 0% | 1 | 34.66% | 0% | 0% | 1 | 0.532% | 0% | 0% | 1 | 6.002% | 0% | 0% | 1 |  | 0% | 0% | 1 | 8.0717 | 0% | 0% | 1 | 44.67% | 0% | 0% | 1 | 0 | 2 | 7.732% | 0% | 7.732% | 1 | 27.51% | 0% | 0% | 1 | 8.589% | 0% | 0% | 1 | 17.06% | 0% | 0% | 1 | 37.84% | 0% | 0% | 1 | 0.5554% | 0% | 0% | 1 | 5.169% | 0% | 0% | 1 |  | 0% | 0% | 1 | 8.6667 | 0% | 0% | 1 | 42.75% | 0% | 0% | 1 | 0 | 2 | 6.38% | 0% | 6.38% | 1 | 27.22% | 0% | 0% | 1 | 5.084% | 0% | 0% | 1 | 15.78% | 0% | 0% | 1 | 38.47% | 0% | 0% | 1 | 0.5182% | 0% | 0% | 1 | 5.007% | 0% | 0% | 1
180 | Rector | GREATER TEHACHAPI | 170 | 1700 | 10 | 65.63% | 0% | 3 | 21.25 | 999% | 12.62% | 3 | 88.37% | 0% | 0% | 3 | 0 | 2 | 2.953% | 0% | 2.953% | 1 | 0% | 7.323% | 0% | 1 | 0% | 7.323% | 0% | 1 | 0% | 7.323% | 0% | 1 | 0% | 7.323% | 0% | 1 | 0% | 7.323% | 0% | 1 | 1.164% | 7.409% | 0% | 1 |  | 3.576% | 0% | 1 | 18 | 789.7% | 1.758% | 3 | 54.59% | 0% | 0% | 2 | 0 | 2 | 3.496% | 0% | 3.496% | 1 | 1.235% | 1.361% | 0% | 1 | 5.684% | 1.425% | 0% | 1 | 8.764% | 1.474% | 0% | 1 | 9.999% | 1.494% | 0% | 1 | 0.9042% | 1.357% | 0% | 1 | 1.608% | 1.366% | 0% | 1 |  | 2.044% | 0% | 1 | 14.3772 | 9.049% | 0% | 2 | 48.68% | 0% | 0% | 1 | 0 | 2 | 6.202% | 0% | 6.202% | 1 | 15.6% | 0.6178% | 0% | 1 | 15.75% | 0.619% | 0% | 1 | 20.63% | 0.6571% | 0% | 1 | 31.91% | 0.7659% | 0% | 1 | 8.374% | 0.5692% | 0% | 1 | 2.766% | 0.5363% | 0% | 1 |  | 1.196% | 0% | 1 | 12.4167 | 2.497% | 0% | 2 | 46.05% | 0% | 0% | 1 | 0 | 2 | 10.92% | 0% | 10.92% | 1 | 21.07% | 0.3703% | 0% | 1 | 12.15% | 0.3327% | 0% | 1 | 19.09% | 0.3612% | 0% | 1 | 35.25% | 0.4514% | 0% | 1 | 14.57% | 0.3421% | 0% | 1 | 2.914% | 0.3011% | 0% | 1
181 | Springville | GREATER TEHACHAPI | 0 | 0 | 10 | 0% | 0% | 1 | 18 | 0% | 0% | 2 | 7.699% | 0% | 0% | 1 | 0 | 2 | 29.83% | 0% | 29.83% | 2 | 64.78% | 0% | 0% | 2 | 24.75% | 0% | 0% | 1 | 40.03% | 0% | 0% | 1 | 79.76% | 0% | 0% | 3 | 54.64% | 0% | 0% | 2 | 8.428% | 0% | 0% | 1 |  | 0% | 0% | 1 | 18.8765 | 0% | 0% | 2 | 7.553% | 0% | 0% | 1 | 0 | 2 | 39.85% | 0.014% | 39.87% | 2 | 68.27% | 0% | 0% | 2 | 11.68% | 0% | 0% | 1 | 17.57% | 0% | 0% | 1 | 75.85% | 0% | 0% | 3 | 55.21% | 0% | 0% | 2 | 6.022% | 0% | 0% | 1 |  | 0% | 0% | 1 | 15 | 0% | 0% | 2 | 15.52% | 0% | 0% | 1 | 0 | 2 | 37.05% | 1.303% | 38.35% | 2 | 54.8% | 0% | 0% | 2 | 6.699% | 0% | 0% | 1 | 12.62% | 0% | 0% | 1 | 62.41% | 0% | 0% | 2 | 46.28% | 0% | 0% | 1 | 4.335% | 0% | 0% | 1 |  | 0% | 0% | 1 | 11.8808 | 0% | 0% | 1 | 23.61% | 0% | 0% | 1 | 0 | 2 | 32.14% | 2.46% | 34.6% | 2 | 47.2% | 0% | 0% | 1 | 7.052% | 0% | 0% | 1 | 12.46% | 0% | 0% | 1 | 54.85% | 0% | 0% | 2 | 37.11% | 0% | 0% | 1 | 3.347% | 0% | 0% | 1
182 | Vestal | GREATER TEHACHAPI | 142 | 1420 | 10 | 4.145% | 0% | 1 | 9.3289 | 97.87% | 0% | 3 | 25.57% | 0% | 0% | 1 | 0 | 2 | 32.21% | 0% | 32.21% | 2 | 0% | 2.948% | 0% | 1 | 0% | 2.948% | 0% | 1 | 11.16% | 3.318% | 0% | 1 | 11.16% | 3.318% | 0% | 1 | 0.2871% | 2.956% | 0% | 1 | 0.9718% | 2.976% | 0% | 1 |  | 1.654% | 0% | 1 | 10.3632 | 8.11% | 0% | 1 | 35.37% | 0% | 0% | 1 | 0 | 2 | 41.12% | 0% | 41.12% | 2 | 18.13% | 0.937% | 0% | 1 | 0.7992% | 0.7733% | 0% | 1 | 8.244% | 0.836% | 0% | 1 | 25.58% | 1.031% | 0% | 1 | 9.984% | 0.8522% | 0% | 1 | 1.243% | 0.7768% | 0% | 1 |  | 1.364% | 0% | 1 | 10.2 | 2.217% | 0% | 1 | 38.31% | 0% | 0% | 1 | 0 | 2 | 35.01% | 0% | 35.01% | 2 | 37.85% | 0.5896% | 0% | 1 | 7.58% | 0.3964% | 0% | 1 | 12.65% | 0.4194% | 0% | 1 | 45.36% | 0.6706% | 0% | 1 | 21.26% | 0.4653% | 0% | 1 | 2.071% | 0.3741% | 0% | 1 |  | 1.044% | 0% | 1 | 9.1956 | 1.151% | 0% | 1 | 40.11% | 0% | 0% | 1 | 0 | 2 | 36.71% | 0.04258% | 36.75% | 2 | 43.39% | 0.3905% | 0% | 1 | 8.53% | 0.2417% | 0% | 1 | 17.94% | 0.2694% | 0% | 1 | 52.02% | 0.4607% | 0% | 2 | 24.11% | 0.2913% | 0% | 1 | 2.19% | 0.226% | 0% | 1
183 | UltraPower Chinese Station | NORTHERN CALIFORNIA | 0 | 0 | 0 | 0% | 0% | 1 | 7.4521 | 0% | 0% | 1 | 0.1584% | 0% | 0% | 1 | 0 | 2 | 96.91% | 0% | 96.91% | 5 | 40.42% | 0% | 0% | 1 | 90.88% | 0% | 0% | 4 | 94.68% | 0% | 0% | 4 | 95.05% | 0% | 0% | 5 | 43.01% | 0% | 0% | 1 | 10.53% | 0% | 0% | 1 |  | 0% | 0% | 1 | 10.3291 | 0% | 0% | 1 | 0.02295% | 0% | 0% | 1 | 0 | 2 | 86.29% | 1.011% | 87.3% | 5 | 65.24% | 0% | 0% | 2 | 35.77% | 0% | 0% | 1 | 40.52% | 0% | 0% | 1 | 80.32% | 0% | 0% | 3 | 68.42% | 0% | 0% | 2 | 8.005% | 0% | 0% | 1 |  | 0% | 0% | 1 | 10.5907 | 0% | 0% | 1 | 1.361% | 0% | 0% | 1 | 0 | 2 | 80.19% | 3.052% | 83.24% | 5 | 74.99% | 0% | 0% | 3 | 30.72% | 0% | 0% | 1 | 36.35% | 0% | 0% | 1 | 84.04% | 0% | 0% | 3 | 62.18% | 0% | 0% | 2 | 8.675% | 0% | 0% | 1 |  | 0% | 0% | 1 | 10.9885 | 0% | 0% | 1 | 4.524% | 0% | 0% | 1 | 0 | 2 | 71.74% | 8.248% | 79.99% | 5 | 73.02% | 0% | 0% | 3 | 29.1% | 0% | 0% | 1 | 42.25% | 0% | 0% | 1 | 87.01% | 0% | 0% | 3 | 54.05% | 0% | 0% | 2 | 8.728% | 0% | 0% | 1
184 | Curtis | NORTHERN CALIFORNIA | 0 | 0 | 10 | 0% | 0% | 1 | 29.59 | 0% | 0% | 3 | 0.1582% | 0% | 0% | 1 | 0 | 2 | 99.37% | 0.1714% | 99.54% | 5 | 3.221% | 0% | 0% | 1 | 14.42% | 0% | 0% | 1 | 15.08% | 0% | 0% | 1 | 20.95% | 0% | 0% | 1 | 38.39% | 0% | 0% | 1 | 2.269% | 0% | 0% | 1 |  | 0% | 0% | 1 | 15.25 | 0% | 0% | 2 | 0.2062% | 0% | 0% | 1 | 0 | 2 | 75.85% | 20.47% | 96.33% | 5 | 42.25% | 0% | 0% | 1 | 36.29% | 0% | 0% | 1 | 44.49% | 0% | 0% | 1 | 70.63% | 0% | 0% | 3 | 47.09% | 0% | 0% | 1 | 2.655% | 0% | 0% | 1 |  | 0% | 0% | 1 | 13.699 | 0% | 0% | 2 | 0.1174% | 0% | 0% | 1 | 0 | 2 | 61.76% | 32.6% | 94.36% | 5 | 40.07% | 0% | 0% | 1 | 33.89% | 0% | 0% | 1 | 46.98% | 0% | 0% | 1 | 69.29% | 0% | 0% | 2 | 47.66% | 0% | 0% | 1 | 2.73% | 0% | 0% | 1 |  | 0% | 0% | 1 | 14.6344 | 0% | 0% | 2 | 0.06181% | 0% | 0% | 1 | 0 | 2 | 58.01% | 31.65% | 89.67% | 5 | 49.39% | 0% | 0% | 1 | 25.32% | 0% | 0% | 1 | 34.82% | 0% | 0% | 1 | 68.69% | 0% | 0% | 2 | 48.42% | 0% | 0% | 1 | 3.585% | 0% | 0% | 1
185 | Peoria | NORTHERN CALIFORNIA | 0 | 0 | 10 | 0% | 0% | 1 | 8.9944 | 0% | 0% | 1 | 0.1832% | 0% | 0% | 1 | 0 | 2 | 87.68% | 0% | 87.68% | 5 | 57.31% | 0% | 0% | 2 | 80.63% | 0% | 0% | 3 | 80.36% | 0% | 0% | 3 | 87.59% | 0% | 0% | 3 | 45.62% | 0% | 0% | 1 | 14.4% | 0% | 0% | 1 |  | 0% | 0% | 1 | 11.4633 | 0% | 0% | 1 | 0.1019% | 0% | 0% | 1 | 0 | 2 | 86.62% | 0.0914% | 86.71% | 5 | 63.52% | 0% | 0% | 2 | 41% | 0% | 0% | 1 | 43.42% | 0% | 0% | 1 | 80.55% | 0% | 0% | 3 | 66.97% | 0% | 0% | 2 | 8.508% | 0% | 0% | 1 |  | 0% | 0% | 1 | 10.0147 | 0% | 0% | 1 | 1.089% | 0% | 0% | 1 | 0 | 2 | 82.71% | 2.623% | 85.33% | 5 | 74.65% | 0% | 0% | 3 | 29.73% | 0% | 0% | 1 | 37.1% | 0% | 0% | 1 | 84.18% | 0% | 0% | 3 | 63.82% | 0% | 0% | 2 | 8.516% | 0% | 0% | 1 |  | 0% | 0% | 1 | 11.1994 | 0% | 0% | 1 | 3.813% | 0% | 0% | 1 | 0 | 2 | 70.71% | 8.775% | 79.49% | 5 | 71.79% | 0% | 0% | 3 | 26.4% | 0% | 0% | 1 | 40.21% | 0% | 0% | 1 | 86.41% | 0% | 0% | 3 | 55.64% | 0% | 0% | 2 | 8.65% | 0% | 0% | 1
186 | Moorpark | GREATER LA METRO | 0 | 0 | 10 | 0% | 0% | 1 | 16.712 | 0% | 0% | 2 | 33.47% | 0% | 0% | 1 | 0 | 2 | 9.092% | 0% | 9.092% | 1 | 15.78% | 0% | 0% | 1 | 0% | 0% | 0% | 1 | 20.33% | 0% | 0% | 1 | 36.11% | 0% | 0% | 1 | 12.61% | 0% | 0% | 1 | 4.854% | 0% | 0% | 1 |  | 0% | 0% | 1 | 13.6364 | 0% | 0% | 2 | 32.04% | 0% | 0% | 1 | 0 | 2 | 25.29% | 0% | 25.29% | 2 | 30.12% | 0% | 0% | 1 | 6.819% | 0% | 0% | 1 | 13.82% | 0% | 0% | 1 | 40.75% | 0% | 0% | 1 | 16.96% | 0% | 0% | 1 | 9.291% | 0% | 0% | 1 |  | 0% | 0% | 1 | 13.7073 | 0% | 0% | 2 | 27.83% | 0% | 0% | 1 | 0 | 2 | 24.99% | 2.683% | 27.67% | 2 | 37.39% | 0% | 0% | 1 | 6.752% | 0% | 0% | 1 | 19.33% | 0% | 0% | 1 | 50.56% | 0% | 0% | 2 | 22.01% | 0% | 0% | 1 | 8.933% | 0% | 0% | 1 |  | 0% | 0% | 1 | 16.1 | 0% | 0% | 2 | 21.45% | 0% | 0% | 1 | 0 | 2 | 24.14% | 5.723% | 29.87% | 2 | 40.05% | 0% | 0% | 1 | 8.248% | 0% | 0% | 1 | 19.84% | 0% | 0% | 1 | 54.57% | 0% | 0% | 2 | 27.4% | 0% | 0% | 1 | 9.16% | 0% | 0% | 1
187 | Santa Clara | GREATER LA METRO | 0 | 0 | 10 | 0% | 0% | 1 | 7.7135 | 0% | 0% | 1 | 19.82% | 0% | 0% | 1 | 0 | 2 | 0% | 0% | 0% | 1 | 4.615% | 0% | 0% | 1 | 9.088% | 0% | 0% | 1 | 9.088% | 0% | 0% | 1 | 13.7% | 0% | 0% | 1 | 49.77% | 0% | 0% | 1 | 4.945% | 0% | 0% | 1 |  | 0% | 0% | 1 | 14.8959 | 0% | 0% | 2 | 22.52% | 0% | 0% | 1 | 0 | 2 | 0% | 0% | 0% | 1 | 26.4% | 0% | 0% | 1 | 6.909% | 0% | 0% | 1 | 12% | 0% | 0% | 1 | 37.21% | 0% | 0% | 1 | 34.86% | 0% | 0% | 1 | 6.108% | 0% | 0% | 1 |  | 0% | 0% | 1 | 13.25 | 0% | 0% | 2 | 26.28% | 0% | 0% | 1 | 0 | 2 | 0.006023% | 0% | 0.006023% | 1 | 28.07% | 0% | 0% | 1 | 7.131% | 0% | 0% | 1 | 14.03% | 0% | 0% | 1 | 38.58% | 0% | 0% | 1 | 25.79% | 0% | 0% | 1 | 7.067% | 0% | 0% | 1 |  | 0% | 0% | 1 | 12.7811 | 0% | 0% | 2 | 24.4% | 0% | 0% | 1 | 0 | 2 | 3.964% | 0.6486% | 4.613% | 2 | 31.24% | 0% | 0% | 1 | 7.778% | 0% | 0% | 1 | 13.68% | 0% | 0% | 1 | 41.28% | 0% | 0% | 1 | 27.44% | 0% | 0% | 1 | 7.589% | 0% | 0% | 1
188 | Davis | NORTHERN CALIFORNIA | 0 | 0 | 10 | 0% | 0% | 1 | 9 | 0% | 0% | 1 | 74.02% | 0% | 0% | 2 | 0 | 2 | 0% | 0% | 0% | 1 | 44.11% | 0% | 0% | 1 | 48.95% | 0% | 0% | 1 | 60.06% | 0% | 0% | 2 | 84.9% | 0% | 0% | 3 | 0% | 0% | 0% | 1 | 2.466% | 0% | 0% | 1 |  | 0% | 0% | 1 | 8.6998 | 0% | 0% | 1 | 75.61% | 0% | 0% | 3 | 0 | 2 | 1.544% | 0% | 1.544% | 1 | 31.42% | 0% | 0% | 1 | 20.72% | 0% | 0% | 1 | 30.94% | 0% | 0% | 1 | 46.26% | 0% | 0% | 1 | 0% | 0% | 0% | 1 | 3.575% | 0% | 0% | 1 |  | 0% | 0% | 1 | 10.2056 | 0% | 0% | 1 | 65.63% | 0% | 0% | 2 | 0 | 2 | 7.829% | 0% | 7.829% | 1 | 33.69% | 0% | 0% | 1 | 13.54% | 0% | 0% | 1 | 22.3% | 0% | 0% | 1 | 45.19% | 0% | 0% | 1 | 0.3263% | 0% | 0% | 1 | 5.309% | 0% | 0% | 1 |  | 0% | 0% | 1 | 9.9664 | 0% | 0% | 1 | 56.21% | 0% | 0% | 2 | 0 | 2 | 16.6% | 0% | 16.6% | 1 | 34.53% | 0% | 0% | 1 | 15.99% | 0% | 0% | 1 | 27.17% | 0% | 0% | 1 | 54.33% | 0% | 0% | 2 | 3.876% | 0% | 0% | 1 | 6.702% | 0% | 0% | 1
189 | Putah Creek | NORTHERN CALIFORNIA | 0 | 0 | 5 | 0% | 0% | 1 | 11.3492 | 0% | 0% | 1 | 43.46% | 0% | 0% | 1 | 0 | 2 | 59.27% | 0% | 59.27% | 3 | 60.74% | 0% | 0% | 2 | 0.8639% | 0% | 0% | 1 | 0% | 0% | 0% | 1 | 60.74% | 0% | 0% | 2 | 16.2% | 0% | 0% | 1 | 4.048% | 0% | 0% | 1 |  | 0% | 0% | 1 | 10.8667 | 0% | 0% | 1 | 49.37% | 0% | 0% | 1 | 0 | 2 | 37.31% | 0% | 37.31% | 2 | 47.91% | 0% | 0% | 1 | 3.221% | 0% | 0% | 1 | 0.2946% | 0% | 0% | 1 | 49.19% | 0% | 0% | 1 | 16.15% | 0% | 0% | 1 | 3.777% | 0% | 0% | 1 |  | 0% | 0% | 1 | 10.4008 | 0% | 0% | 1 | 50.06% | 0% | 0% | 2 | 0 | 2 | 33.64% | 0% | 33.64% | 2 | 50.19% | 0% | 0% | 2 | 6.806% | 0% | 0% | 1 | 7.503% | 0% | 0% | 1 | 54.88% | 0% | 0% | 2 | 20.21% | 0% | 0% | 1 | 4.016% | 0% | 0% | 1 |  | 0% | 0% | 1 | 9.2351 | 0% | 0% | 1 | 44.79% | 0% | 0% | 1 | 0 | 2 | 38.29% | 1.643% | 39.94% | 2 | 51.67% | 0% | 0% | 2 | 12.36% | 0% | 0% | 1 | 17.1% | 0% | 0% | 1 | 61.28% | 0% | 0% | 2 | 23.52% | 0% | 0% | 1 | 5.459% | 0% | 0% | 1
190 | East Marysville | NORTHERN CALIFORNIA | 0 | 0 | 10 | 0% | 0% | 1 | 14.8736 | 0% | 0% | 2 | 61.7% | 0% | 0% | 2 | 0 | 2 | 0% | 0% | 0% | 1 | 41.41% | 0% | 0% | 1 | 0% | 0% | 0% | 1 | 0% | 0% | 0% | 1 | 41.41% | 0% | 0% | 1 | 0% | 0% | 0% | 1 | 10.48% | 0% | 0% | 1 |  | 0% | 0% | 1 | 14.9474 | 0% | 0% | 2 | 46.11% | 0% | 0% | 1 | 0 | 2 | 2.99% | 0% | 2.99% | 1 | 43.08% | 0% | 0% | 1 | 6.514% | 0% | 0% | 1 | 18.77% | 0% | 0% | 1 | 57.45% | 0% | 0% | 2 | 2.538% | 0% | 0% | 1 | 10.51% | 0% | 0% | 1 |  | 0% | 0% | 1 | 14.5 | 0% | 0% | 2 | 39.9% | 0% | 0% | 1 | 0 | 2 | 21.14% | 0% | 21.14% | 2 | 52.9% | 0% | 0% | 2 | 6.884% | 0% | 0% | 1 | 22.89% | 0% | 0% | 1 | 69.61% | 0% | 0% | 2 | 8.797% | 0% | 0% | 1 | 10.64% | 0% | 0% | 1 |  | 0% | 0% | 1 | 13.1667 | 0% | 0% | 2 | 38.41% | 0% | 0% | 1 | 0 | 2 | 28.99% | 0% | 28.99% | 2 | 57.65% | 0% | 0% | 2 | 8.74% | 0% | 0% | 1 | 28.71% | 0% | 0% | 1 | 74.57% | 0% | 0% | 3 | 12% | 0% | 0% | 1 | 9.557% | 0% | 0% | 1
191 | Olivehurst | NORTHERN CALIFORNIA | 0 | 0 | 10 | 0% | 0% | 1 | 14.0208 | 0% | 0% | 2 | 31.18% | 0% | 0% | 1 | 0 | 2 | 0.09609% | 0% | 0.09609% | 1 | 15.19% | 0% | 0% | 1 | 0% | 0% | 0% | 1 | 0% | 0% | 0% | 1 | 15.19% | 0% | 0% | 1 | 0% | 0% | 0% | 1 | 14.59% | 0% | 0% | 1 |  | 0% | 0% | 1 | 15.4868 | 0% | 0% | 2 | 53.95% | 0% | 0% | 2 | 0 | 2 | 3.271% | 0% | 3.271% | 1 | 36.15% | 0% | 0% | 1 | 0.7963% | 0% | 0% | 1 | 15.45% | 0% | 0% | 1 | 48.97% | 0% | 0% | 1 | 0.1224% | 0% | 0% | 1 | 11.05% | 0% | 0% | 1 |  | 0% | 0% | 1 | 12.875 | 0% | 0% | 2 | 44.99% | 0% | 0% | 1 | 0 | 2 | 13.73% | 0% | 13.73% | 1 | 44% | 0% | 0% | 1 | 7.351% | 0% | 0% | 1 | 29.42% | 0% | 0% | 1 | 63.92% | 0% | 0% | 2 | 5.306% | 0% | 0% | 1 | 10.36% | 0% | 0% | 1 |  | 0% | 0% | 1 | 12.0911 | 0% | 0% | 2 | 43.5% | 0% | 0% | 1 | 0 | 2 | 25.37% | 0% | 25.37% | 2 | 52.85% | 0% | 0% | 2 | 6.362% | 0% | 0% | 1 | 30.71% | 0% | 0% | 1 | 72.87% | 0% | 0% | 3 | 10.47% | 0% | 0% | 1 | 9.945% | 0% | 0% | 1
192 | Morro Bay |  | 150 | 1500 | 10 | 5933% | 19.11% | 5 | 32.3 | 248.9% | 14.65% | 5 | 1.762% | 492.9% | 876.6% | 5 | 0 | 2 | 87.77% | 0% | 87.77% | 5 | 7.103% | 20.86% | 0% | 2 | 25.49% | 26% | 0% | 2 | 43.62% | 34.36% | 0% | 2 | 50.71% | 39.3% | 0% | 2 | 45.93% | 35.83% | 0% | 2 | 7.624% | 20.97% | 0% | 2 |  | 247.7% | 1.863% | 4 | 9.8625 | 11.79% | 0% | 1 | 2.292% | 175.1% | 876.6% | 5 | 0 | 2 | 91.52% | 4.031% | 95.55% | 5 | 55.5% | 6.934% | 0% | 2 | 27.08% | 4.232% | 0% | 1 | 42.61% | 5.377% | 0% | 1 | 78.1% | 14.09% | 0% | 3 | 65.03% | 8.824% | 0% | 2 | 8.295% | 3.365% | 0% | 1 |  | 13.03% | 0% | 1 | 9.631 | 5.77% | 0% | 1 | 1.685% | 175.1% | 876.6% | 5 | 0 | 2 | 85% | 2.574% | 87.57% | 5 | 44.79% | 2.286% | 0% | 1 | 29.25% | 1.784% | 0% | 1 | 43.23% | 2.223% | 0% | 1 | 69.11% | 4.085% | 0% | 2 | 55.35% | 2.826% | 0% | 2 | 7.523% | 1.364% | 0% | 1 |  | 3.353% | 0% | 1 | 11.1387 | 4.13% | 0% | 1 | 3.202% | 175.1% | 876.6% | 5 | 0 | 2 | 73.25% | 6.897% | 80.15% | 5 | 35.24% | 0.9552% | 0% | 1 | 22.79% | 0.8011% | 0% | 1 | 41.4% | 1.055% | 0% | 1 | 60.8% | 1.578% | 0% | 2 | 47.96% | 1.189% | 0% | 1 | 6.085% | 0.6586% | 0% | 1
193 | Palomar | SAN DIEGO | 0 | 0 | 10 | 0% | 0% | 1 | 38.9362 | 0% | 0% | 4 | 0.2481% | 0% | 0% | 1 | 0 | 2 | 0% | 0% | 0% | 1 | 10.59% | 0% | 0% | 1 | 91.25% | 0% | 0% | 4 | 91.25% | 0% | 0% | 4 | 91.25% | 0% | 0% | 4 | 0% | 0% | 0% | 1 | 17.02% | 0% | 0% | 1 |  | 0% | 0% | 1 | 30.2286 | 0% | 0% | 4 | 2.915% | 0% | 0% | 1 | 0 | 2 | 29.57% | 0% | 29.57% | 2 | 41.8% | 0% | 0% | 1 | 24.42% | 0% | 0% | 1 | 14.74% | 0% | 0% | 1 | 60.28% | 0% | 0% | 2 | 10.74% | 0% | 0% | 1 | 7.893% | 0% | 0% | 1 |  | 0% | 0% | 1 | 37.1429 | 0% | 0% | 4 | 6.067% | 0% | 0% | 1 | 0 | 2 | 25.75% | 2.366% | 28.11% | 2 | 68.23% | 0% | 0% | 2 | 29.05% | 0% | 0% | 1 | 56.64% | 0% | 0% | 2 | 83.51% | 0% | 0% | 3 | 4.502% | 0% | 0% | 1 | 6.266% | 0% | 0% | 1 |  | 0% | 0% | 1 | 37.1429 | 0% | 0% | 4 | 4.954% | 0% | 0% | 1 | 0 | 2 | 52.88% | 17.67% | 70.55% | 3 | 42.93% | 0% | 0% | 1 | 18.05% | 0% | 0% | 1 | 30.03% | 0% | 0% | 1 | 53.48% | 0% | 0% | 2 | 9.733% | 0% | 0% | 1 | 7.097% | 0% | 0% | 1
194 | Margarita | GREATER LA METRO | 90 | 900 | 10 | 156.5% | 7.882% | 4 | 58.9143 | 1471% | 29.62% | 5 | 0.05409% | 519% | 12789% | 5 | 0 | 2 | 91.93% | 1.832% | 93.76% | 5 | 44.66% | 34.62% | 0% | 2 | 81.21% | 102% | 0.4526% | 4 | 81.21% | 102% | 0.4526% | 4 | 81.52% | 103.7% | 0.8346% | 4 | 39.16% | 31.5% | 0% | 2 | 9.861% | 21.26% | 0% | 2 |  | 46.69% | 0% | 2 | 49.2191 | 76.77% | 0% | 4 | 0.01539% | 0% | 0% | 1 | 0 | 2 | 28.91% | 63.31% | 92.22% | 5 | 27.47% | 7.519% | 0% | 1 | 62.55% | 14.56% | 0% | 2 | 65.97% | 16.03% | 0% | 2 | 78.01% | 24.81% | 0% | 3 | 53.62% | 11.76% | 0% | 2 | 7.214% | 5.878% | 0% | 1 |  | 37.48% | 0% | 2 | 31.3824 | 14.88% | 0% | 4 | 0.1398% | 0% | 0% | 1 | 0 | 2 | 22.5% | 65.92% | 88.42% | 5 | 48.3% | 6.126% | 0% | 1 | 47.89% | 6.077% | 0% | 1 | 58.54% | 7.64% | 0% | 2 | 85.17% | 21.36% | 0% | 3 | 57.23% | 7.405% | 0% | 2 | 8.374% | 3.457% | 0% | 1 |  | 15.84% | 0% | 1 | 32.3333 | 9.304% | 0% | 4 | 0.2587% | 0% | 0% | 1 | 0 | 2 | 13.9% | 73.86% | 87.76% | 5 | 45.95% | 2.771% | 0% | 1 | 46.42% | 2.795% | 0% | 1 | 55.94% | 3.399% | 0% | 2 | 84.47% | 9.641% | 0% | 3 | 42.89% | 2.623% | 0% | 1 | 7.866% | 1.626% | 0% | 1
195 | Huntington Beach |  | 0 | 0 | 10 | 0% | 0% | 1 | 57 | 0% | 0% | 4 | 0% | 0% | 0% | 1 | 0 | 2 | 0% | 0% | 0% | 1 | 0% | 0% | 0% | 1 | 20.08% | 0% | 0% | 1 | 99.45% | 0% | 0% | 5 | 99.45% | 0% | 0% | 5 | 0% | 0% | 0% | 1 | 7.485% | 0% | 0% | 1 |  | 0% | 0% | 1 | 50.5 | 0% | 0% | 4 | 0% | 0% | 0% | 1 | 0 | 2 | 0% | 0% | 0% | 1 | 0.4416% | 0% | 0% | 1 | 27.77% | 0% | 0% | 1 | 98.33% | 0% | 0% | 5 | 98.78% | 0% | 0% | 5 | 0% | 0% | 0% | 1 | 6.973% | 0% | 0% | 1 |  | 0% | 0% | 1 | 51.5 | 0% | 0% | 4 | 0.1976% | 0% | 0% | 1 | 0 | 2 | 1.104% | 0% | 1.104% | 1 | 1.937% | 0% | 0% | 1 | 21.87% | 0% | 0% | 1 | 79.24% | 0% | 0% | 3 | 81.14% | 0% | 0% | 3 | 0.2654% | 0% | 0% | 1 | 5.855% | 0% | 0% | 1 |  | 0% | 0% | 1 | 50 | 0% | 0% | 4 | 0.3041% | 0% | 0% | 1 | 0 | 2 | 5.218% | 0.1209% | 5.339% | 2 | 2.938% | 0% | 0% | 1 | 16.44% | 0% | 0% | 1 | 71% | 0% | 0% | 3 | 74.65% | 0% | 0% | 3 | 1.425% | 0% | 0% | 1 | 4.09% | 0% | 0% | 1
196 | Los Esteros | NORTHERN CALIFORNIA | 0 | 0 | 10 | 0% | 0% | 1 | 7.4225 | 0% | 0% | 1 | 0% | 0% | 0% | 1 | 0 | 2 | 70.65% | 0% | 70.65% | 3 | 0% | 0% | 0% | 1 | 0.03954% | 0% | 0% | 1 | 48.28% | 0% | 0% | 1 | 48.28% | 0% | 0% | 1 | 28.61% | 0% | 0% | 1 | 32.26% | 0% | 0% | 1 |  | 0% | 0% | 1 | 6.3551 | 0% | 0% | 1 | 0% | 0% | 0% | 1 | 0 | 2 | 96.44% | 0% | 96.44% | 5 | 43.36% | 0% | 0% | 1 | 39.99% | 0% | 0% | 1 | 45.94% | 0% | 0% | 1 | 52.93% | 0% | 0% | 2 | 59.94% | 0% | 0% | 2 | 8.438% | 0% | 0% | 1 |  | 0% | 0% | 1 | 7 | 0% | 0% | 1 | 0.4514% | 0% | 0% | 1 | 0 | 2 | 90.96% | 3.094% | 94.05% | 5 | 59.36% | 0% | 0% | 2 | 35.79% | 0% | 0% | 1 | 45.55% | 0% | 0% | 1 | 68.2% | 0% | 0% | 2 | 68.61% | 0% | 0% | 2 | 7.08% | 0% | 0% | 1 |  | 0% | 0% | 1 | 13.5 | 0% | 0% | 2 | 0.5226% | 0% | 0% | 1 | 0 | 2 | 72.12% | 7.746% | 79.87% | 5 | 71.94% | 0% | 0% | 3 | 35.44% | 0% | 0% | 1 | 49.98% | 0% | 0% | 1 | 83.54% | 0% | 0% | 3 | 62.62% | 0% | 0% | 2 | 5.593% | 0% | 0% | 1
197 | Birds Landing | NORTHERN CALIFORNIA | 0 | 0 | 10 | 0% | 0% | 1 | 6.1734 | 0% | 0% | 1 | 0% | 0% | 0% | 1 | 0 | 2 | 75.19% | 0% | 75.19% | 5 | 15.37% | 0% | 0% | 1 | 32.7% | 0% | 0% | 1 | 31.72% | 0% | 0% | 1 | 44.82% | 0% | 0% | 1 | 1.048% | 0% | 0% | 1 | 12.22% | 0% | 0% | 1 |  | 0% | 0% | 1 | 6.7496 | 0% | 0% | 1 | 4.32% | 0% | 0% | 1 | 0 | 2 | 63.13% | 0% | 63.13% | 3 | 12.93% | 0% | 0% | 1 | 36.67% | 0% | 0% | 1 | 34.53% | 0% | 0% | 1 | 47.07% | 0% | 0% | 1 | 3.853% | 0% | 0% | 1 | 26.5% | 0% | 0% | 1 |  | 0% | 0% | 1 | 7.2866 | 0% | 0% | 1 | 21.99% | 0% | 0% | 1 | 0 | 2 | 43.63% | 0% | 43.63% | 2 | 11.72% | 0% | 0% | 1 | 36.85% | 0% | 0% | 1 | 36.77% | 0% | 0% | 1 | 47.35% | 0% | 0% | 1 | 4.962% | 0% | 0% | 1 | 21.02% | 0% | 0% | 1 |  | 0% | 0% | 1 | 12 | 0% | 0% | 2 | 33.96% | 0% | 0% | 1 | 0 | 2 | 31.35% | 0% | 31.35% | 2 | 17.84% | 0% | 0% | 1 | 28.49% | 0% | 0% | 1 | 29.34% | 0% | 0% | 1 | 41.66% | 0% | 0% | 1 | 5.546% | 0% | 0% | 1 | 15.44% | 0% | 0% | 1
198 | Cayetano | NORTHERN CALIFORNIA | 0 | 0 | 10 | 0% | 0% | 1 | 17 | 0% | 0% | 2 | 0% | 0% | 0% | 1 | 0 | 2 | 95.06% | 2.994% | 98.05% | 5 | 30.08% | 0% | 0% | 1 | 57.04% | 0% | 0% | 2 | 79.9% | 0% | 0% | 3 | 79.9% | 0% | 0% | 3 | 25.82% | 0% | 0% | 1 | 8.056% | 0% | 0% | 1 |  | 0% | 0% | 1 | 12.1551 | 0% | 0% | 2 | 0.3612% | 0% | 0% | 1 | 0 | 2 | 95.92% | 1.287% | 97.2% | 5 | 65.28% | 0% | 0% | 2 | 55.66% | 0% | 0% | 2 | 70.18% | 0% | 0% | 3 | 88.35% | 0% | 0% | 3 | 33.18% | 0% | 0% | 1 | 6.922% | 0% | 0% | 1 |  | 0% | 0% | 1 | 13.862 | 0% | 0% | 2 | 9.872% | 0% | 0% | 1 | 0 | 2 | 81.71% | 2.653% | 84.36% | 5 | 61.76% | 0% | 0% | 2 | 58.43% | 0% | 0% | 2 | 66.55% | 0% | 0% | 2 | 85.2% | 0% | 0% | 3 | 35.16% | 0% | 0% | 1 | 6.614% | 0% | 0% | 1 |  | 0% | 0% | 1 | 12.4156 | 0% | 0% | 2 | 19.75% | 0% | 0% | 1 | 0 | 2 | 63.86% | 7.556% | 71.42% | 3 | 59.88% | 0% | 0% | 2 | 46.22% | 0% | 0% | 1 | 53.53% | 0% | 0% | 2 | 76.02% | 0% | 0% | 3 | 36.14% | 0% | 0% | 1 | 6.257% | 0% | 0% | 1
199 | Silvergate | SAN DIEGO | 60 | 600 | 10 | 67.09% | 0% | 3 | 23.5 | 25.89% | 0% | 3 | 0% | 0% | 0% | 1 | 0 | 2 | 0% | 0% | 0% | 1 | 0.9833% | 13.11% | 0% | 1 | 9.15% | 14.29% | 0% | 1 | 78.81% | 61.27% | 0% | 3 | 79.17% | 62.33% | 0% | 3 | 0% | 12.98% | 0% | 1 | 1.27% | 13.15% | 0% | 1 |  | 61% | 0% | 3 | 23 | 21.44% | 0% | 3 | 0% | 0% | 0% | 1 | 0 | 2 | 0.2505% | 0% | 0.2505% | 1 | 0.9266% | 11.21% | 0% | 1 | 18.67% | 13.66% | 0% | 1 | 79.66% | 54.61% | 0% | 3 | 79.96% | 55.45% | 0% | 3 | 0.1036% | 11.12% | 0% | 1 | 1.645% | 11.3% | 0% | 1 |  | 58.35% | 0% | 3 | 21.4091 | 19.11% | 0% | 3 | 0% | 0% | 0% | 1 | 0 | 2 | 40.05% | 0% | 40.05% | 2 | 8.643% | 5.152% | 0% | 1 | 62.62% | 12.59% | 0% | 2 | 82.74% | 27.27% | 0% | 3 | 91.08% | 52.78% | 0% | 4 | 19.11% | 5.819% | 0% | 1 | 5.875% | 5.001% | 0% | 1 |  | 29.76% | 0% | 2 | 21.4091 | 13.8% | 0% | 3 | 0.01389% | 0% | 0% | 1 | 0 | 2 | 45.82% | 20.84% | 66.66% | 4 | 26.93% | 3.418% | 0% | 1 | 66.31% | 7.413% | 0% | 2 | 81.53% | 13.53% | 0% | 3 | 90.83% | 27.22% | 0% | 4 | 26.6% | 3.403% | 0% | 1 | 5.664% | 2.648% | 0% | 1
200 | Richmond | NORTHERN CALIFORNIA | 0 | 0 | 10 | 0% | 0% | 1 | 15.5056 | 0% | 0% | 2 | 0% | 0% | 0% | 1 | 0 | 2 | 72.44% | 0% | 72.44% | 3 | 64.31% | 0% | 0% | 2 | 9.356% | 0% | 0% | 1 | 2.799% | 0% | 0% | 1 | 68.39% | 0% | 0% | 2 | 63.19% | 0% | 0% | 2 | 4.995% | 0% | 0% | 1 |  | 0% | 0% | 1 | 10.0824 | 0% | 0% | 1 | 0% | 0% | 0% | 1 | 0 | 2 | 62.89% | 0% | 62.89% | 3 | 43.35% | 0% | 0% | 1 | 18.78% | 0% | 0% | 1 | 14.88% | 0% | 0% | 1 | 56.3% | 0% | 0% | 2 | 41.76% | 0% | 0% | 1 | 9.199% | 0% | 0% | 1 |  | 0% | 0% | 1 | 9.6254 | 0% | 0% | 1 | 0% | 0% | 0% | 1 | 0 | 2 | 69.43% | 0.246% | 69.67% | 3 | 32.05% | 0% | 0% | 1 | 20.37% | 0% | 0% | 1 | 18.42% | 0% | 0% | 1 | 51.27% | 0% | 0% | 2 | 36.52% | 0% | 0% | 1 | 9.046% | 0% | 0% | 1 |  | 0% | 0% | 1 | 9.2053 | 0% | 0% | 1 | 0% | 0% | 0% | 1 | 0 | 2 | 64.32% | 1.505% | 65.83% | 3 | 26.51% | 0% | 0% | 1 | 21% | 0% | 0% | 1 | 22.77% | 0% | 0% | 1 | 49.94% | 0% | 0% | 1 | 34.3% | 0% | 0% | 1 | 11.22% | 0% | 0% | 1
201 | Rancho Vista | GREATER LA METRO | 0 | 0 | 10 | 0% | 0% | 1 | 75 | 0% | 0% | 4 | 0% | 0% | 0% | 1 | 0 | 2 | 38.23% | 61.77% | 100% | 5 | 100% | 0% | 0% | 5 | 100% | 0% | 0% | 5 | 100% | 0% | 0% | 5 | 100% | 0% | 0% | 5 | 0% | 0% | 0% | 1 | 0% | 0% | 0% | 1 |  | 0% | 0% | 1 | 57.3333 | 0% | 0% | 4 | 12.65% | 0% | 0% | 1 | 0 | 2 | 6.761% | 37.38% | 44.14% | 5 | 43.54% | 0% | 0% | 1 | 33.3% | 0% | 0% | 1 | 29.96% | 0% | 0% | 1 | 43.54% | 0% | 0% | 1 | 23.75% | 0% | 0% | 1 | 5.173% | 0% | 0% | 1 |  | 0% | 0% | 1 | 30 | 0% | 0% | 4 | 6.004% | 0% | 0% | 1 | 0 | 2 | 28.29% | 44.58% | 72.87% | 5 | 66.02% | 0% | 0% | 2 | 50.5% | 0% | 0% | 2 | 46.37% | 0% | 0% | 1 | 74.18% | 0% | 0% | 3 | 21.74% | 0% | 0% | 1 | 7.727% | 0% | 0% | 1 |  | 0% | 0% | 1 | 27.0537 | 0% | 0% | 3 | 2.202% | 0% | 0% | 1 | 0 | 2 | 54.57% | 30.1% | 84.67% | 5 | 50.82% | 0% | 0% | 2 | 52.84% | 0% | 0% | 2 | 60.08% | 0% | 0% | 2 | 85.48% | 0% | 0% | 3 | 35.26% | 0% | 0% | 1 | 6.867% | 0% | 0% | 1
202 | Hilltop | NORTHERN CALIFORNIA | 0 | 0 | 10 | 0% | 0% | 1 | 0 | 0% | 0% | 1 | 2.137% | 0% | 0% | 1 | 0 | 2 | 0% | 0% | 0% | 1 | 31.76% | 0% | 0% | 1 | 23.33% | 0% | 0% | 1 | 0.1602% | 0% | 0% | 1 | 55.09% | 0% | 0% | 2 | 58.28% | 0% | 0% | 2 | 6.469% | 0% | 0% | 1 |  | 0% | 0% | 1 | 0 | 0% | 0% | 1 | 5.088% | 0% | 0% | 1 | 0 | 2 | 8.323% | 0% | 8.323% | 1 | 35.78% | 0% | 0% | 1 | 23.18% | 0% | 0% | 1 | 11.56% | 0% | 0% | 1 | 54.74% | 0% | 0% | 2 | 59.96% | 0% | 0% | 2 | 11.29% | 0% | 0% | 1 |  | 0% | 0% | 1 | 0 | 0% | 0% | 1 | 4.399% | 0% | 0% | 1 | 0 | 2 | 20.75% | 0% | 20.75% | 2 | 43.72% | 0% | 0% | 1 | 20.52% | 0% | 0% | 1 | 11.47% | 0% | 0% | 1 | 60.45% | 0% | 0% | 2 | 68.83% | 0% | 0% | 2 | 11.25% | 0% | 0% | 1 |  | 0% | 0% | 1 | 0 | 0% | 0% | 1 | 3.873% | 0% | 0% | 1 | 0 | 2 | 34.02% | 0.9708% | 34.99% | 2 | 52.75% | 0% | 0% | 2 | 20.85% | 0% | 0% | 1 | 12.28% | 0% | 0% | 1 | 66.2% | 0% | 0% | 2 | 68.27% | 0% | 0% | 2 | 11.05% | 0% | 0% | 1
203 | Thermalito | NORTHERN CALIFORNIA | 0 | 0 | 0 | 0% | 0% | 1 | 8.3636 | 0% | 0% | 1 | 3.164% | 0% | 0% | 1 | 0 | 2 | 49.57% | 0% | 49.57% | 2 | 69.58% | 0% | 0% | 2 | 26.56% | 0% | 0% | 1 | 38.62% | 0% | 0% | 1 | 99.86% | 0% | 0% | 5 | 29.85% | 0% | 0% | 1 | 39.1% | 0% | 0% | 1 |  | 0% | 0% | 1 | 12.2643 | 0% | 0% | 2 | 6.735% | 0% | 0% | 1 | 0 | 2 | 36.94% | 0% | 36.94% | 2 | 65.82% | 0% | 0% | 2 | 18.15% | 0% | 0% | 1 | 51.19% | 0% | 0% | 2 | 89.51% | 0% | 0% | 3 | 16.54% | 0% | 0% | 1 | 19.13% | 0% | 0% | 1 |  | 0% | 0% | 1 | 13.2426 | 0% | 0% | 2 | 13.95% | 0% | 0% | 1 | 0 | 2 | 30.34% | 0.4358% | 30.78% | 2 | 61.56% | 0% | 0% | 2 | 14.76% | 0% | 0% | 1 | 47.96% | 0% | 0% | 1 | 83.36% | 0% | 0% | 3 | 18.86% | 0% | 0% | 1 | 12.9% | 0% | 0% | 1 |  | 0% | 0% | 1 | 13.2547 | 0% | 0% | 2 | 20.9% | 0% | 0% | 1 | 0 | 2 | 25.44% | 1.805% | 27.24% | 2 | 56.48% | 0% | 0% | 2 | 18.51% | 0% | 0% | 1 | 45.08% | 0% | 0% | 1 | 80.11% | 0% | 0% | 3 | 18.68% | 0% | 0% | 1 | 10.91% | 0% | 0% | 1
204 | Martinez | NORTHERN CALIFORNIA | 0 | 0 | 10 | 0% | 0% | 1 | 75 | 0% | 0% | 4 | 0.1379% | 0% | 0% | 1 | 0 | 2 | 45.56% | 0% | 45.56% | 2 | 1.363% | 0% | 0% | 1 | 40.78% | 0% | 0% | 1 | 50.41% | 0% | 0% | 2 | 61.77% | 0% | 0% | 2 | 6.919% | 0% | 0% | 1 | 4.678% | 0% | 0% | 1 |  | 0% | 0% | 1 | 73.3333 | 0% | 0% | 4 | 0.06979% | 0% | 0% | 1 | 0 | 2 | 39.82% | 0% | 39.82% | 2 | 21.09% | 0% | 0% | 1 | 49.27% | 0% | 0% | 1 | 56.27% | 0% | 0% | 2 | 75.34% | 0% | 0% | 3 | 13.61% | 0% | 0% | 1 | 15.4% | 0% | 0% | 1 |  | 0% | 0% | 1 | 55.0667 | 0% | 0% | 4 | 1.252% | 0% | 0% | 1 | 0 | 2 | 40.87% | 0% | 40.87% | 2 | 36.86% | 0% | 0% | 1 | 47.43% | 0% | 0% | 1 | 57.31% | 0% | 0% | 2 | 80.85% | 0% | 0% | 3 | 17.39% | 0% | 0% | 1 | 21.04% | 0% | 0% | 1 |  | 0% | 0% | 1 | 28 | 0% | 0% | 3 | 5.617% | 0% | 0% | 1 | 0 | 2 | 52.33% | 0.05508% | 52.38% | 3 | 38.28% | 0% | 0% | 1 | 38.01% | 0% | 0% | 1 | 48.34% | 0% | 0% | 1 | 71.59% | 0% | 0% | 3 | 17.93% | 0% | 0% | 1 | 14.75% | 0% | 0% | 1
205 | Lone Tree | NORTHERN CALIFORNIA | 0 | 0 | 10 | 0% | 0% | 1 | 13.6873 | 0% | 0% | 2 | 16.3% | 0% | 0% | 1 | 0 | 2 | 79.82% | 0% | 79.82% | 5 | 38.5% | 0% | 0% | 1 | 59.35% | 0% | 0% | 2 | 59.35% | 0% | 0% | 2 | 59.37% | 0% | 0% | 2 | 33.36% | 0% | 0% | 1 | 7.185% | 0% | 0% | 1 |  | 0% | 0% | 1 | 10.4959 | 0% | 0% | 1 | 20.72% | 0% | 0% | 1 | 0 | 2 | 49.97% | 0.2765% | 50.24% | 3 | 21.51% | 0% | 0% | 1 | 53.48% | 0% | 0% | 2 | 55.03% | 0% | 0% | 2 | 57.2% | 0% | 0% | 2 | 16.15% | 0% | 0% | 1 | 10.85% | 0% | 0% | 1 |  | 0% | 0% | 1 | 7.2469 | 0% | 0% | 1 | 26.98% | 0% | 0% | 1 | 0 | 2 | 41.3% | 0.5079% | 41.81% | 2 | 32.02% | 0% | 0% | 1 | 41.72% | 0% | 0% | 1 | 42.67% | 0% | 0% | 1 | 58.15% | 0% | 0% | 2 | 7.827% | 0% | 0% | 1 | 13.07% | 0% | 0% | 1 |  | 0% | 0% | 1 | 10 | 0% | 0% | 1 | 37.21% | 0% | 0% | 1 | 0 | 2 | 37.87% | 0.2536% | 38.12% | 2 | 29.32% | 0% | 0% | 1 | 33.03% | 0% | 0% | 1 | 35.46% | 0% | 0% | 1 | 50.72% | 0% | 0% | 2 | 6.722% | 0% | 0% | 1 | 11.31% | 0% | 0% | 1
206 | Delta Switching Yard | NORTHERN CALIFORNIA | 0 | 0 | 10 | 0% | 0% | 1 | 14.9285 | 0% | 0% | 2 | 18.1% | 0% | 0% | 1 | 0 | 2 | 76.51% | 0% | 76.51% | 5 | 71.9% | 0% | 0% | 3 | 59.36% | 0% | 0% | 2 | 68.67% | 0% | 0% | 2 | 91.32% | 0% | 0% | 4 | 8.574% | 0% | 0% | 1 | 9.727% | 0% | 0% | 1 |  | 0% | 0% | 1 | 12.929 | 0% | 0% | 2 | 36.65% | 0% | 0% | 1 | 0 | 2 | 50.73% | 0.1671% | 50.89% | 3 | 50.97% | 0% | 0% | 2 | 43.92% | 0% | 0% | 1 | 47.84% | 0% | 0% | 1 | 66.52% | 0% | 0% | 2 | 10.49% | 0% | 0% | 1 | 6.263% | 0% | 0% | 1 |  | 0% | 0% | 1 | 14.125 | 0% | 0% | 2 | 38.69% | 0% | 0% | 1 | 0 | 2 | 46.92% | 1.607% | 48.53% | 2 | 46.25% | 0% | 0% | 1 | 39.93% | 0% | 0% | 1 | 42.11% | 0% | 0% | 1 | 60.3% | 0% | 0% | 2 | 18.59% | 0% | 0% | 1 | 6.64% | 0% | 0% | 1 |  | 0% | 0% | 1 | 13.5244 | 0% | 0% | 2 | 39.89% | 0% | 0% | 1 | 0 | 2 | 39.67% | 4.574% | 44.24% | 2 | 43.94% | 0% | 0% | 1 | 36.4% | 0% | 0% | 1 | 38.21% | 0% | 0% | 1 | 58.56% | 0% | 0% | 2 | 21.21% | 0% | 0% | 1 | 7.116% | 0% | 0% | 1
207 | Green Ridge Midway | NORTHERN CALIFORNIA | 0 | 0 | 10 | 0% | 0% | 1 | 17.9951 | 0% | 0% | 2 | 6.371% | 0% | 0% | 1 | 0 | 2 | 85.78% | 0% | 85.78% | 5 | 82.71% | 0% | 0% | 3 | 70.96% | 0% | 0% | 3 | 81.32% | 0% | 0% | 3 | 98.43% | 0% | 0% | 5 | 22.94% | 0% | 0% | 1 | 4.085% | 0% | 0% | 1 |  | 0% | 0% | 1 | 15.7546 | 0% | 0% | 2 | 20.89% | 0% | 0% | 1 | 0 | 2 | 68.57% | 3.003% | 71.57% | 3 | 68.75% | 0% | 0% | 2 | 59.64% | 0% | 0% | 2 | 60.65% | 0% | 0% | 2 | 82% | 0% | 0% | 3 | 28.25% | 0% | 0% | 1 | 6.182% | 0% | 0% | 1 |  | 0% | 0% | 1 | 15.4811 | 0% | 0% | 2 | 33.57% | 0% | 0% | 1 | 0 | 2 | 50% | 7.178% | 57.18% | 3 | 53.49% | 0% | 0% | 2 | 40.3% | 0% | 0% | 1 | 42.33% | 0% | 0% | 1 | 65.89% | 0% | 0% | 2 | 28.72% | 0% | 0% | 1 | 5.321% | 0% | 0% | 1 |  | 0% | 0% | 1 | 13.3333 | 0% | 0% | 2 | 37% | 0% | 0% | 1 | 0 | 2 | 42.31% | 9.327% | 51.63% | 3 | 52.47% | 0% | 0% | 2 | 34.92% | 0% | 0% | 1 | 37.58% | 0% | 0% | 1 | 62.28% | 0% | 0% | 2 | 29.23% | 0% | 0% | 1 | 5.815% | 0% | 0% | 1
208 | Inyo | GREATER KRAMER | 0 | 0 | 0 | 0% | 0% | 1 | 2.9134 | 0% | 0% | 1 | 0% | 0% | 0% | 1 | 0 | 2 | 0% | 0% | 0% | 1 | 0% | 0% | 0% | 1 | 19.22% | 0% | 0% | 1 | 31.01% | 0% | 0% | 1 | 40.06% | 0% | 0% | 1 | 40.97% | 0% | 0% | 1 | 4.33% | 0% | 0% | 1 |  | 0% | 0% | 1 | 2.6478 | 0% | 0% | 1 | 0% | 0% | 0% | 1 | 0 | 2 | 6.391% | 0% | 6.391% | 1 | 0% | 0% | 0% | 1 | 24.23% | 0% | 0% | 1 | 39.98% | 0% | 0% | 1 | 41.63% | 0% | 0% | 1 | 74.09% | 0% | 0% | 3 | 9.316% | 0% | 0% | 1 |  | 0% | 0% | 1 | 2.1214 | 0% | 0% | 1 | 0% | 0% | 0% | 1 | 0 | 2 | 6.631% | 0% | 6.631% | 1 | 0% | 0% | 0% | 1 | 23.36% | 0% | 0% | 1 | 36.22% | 0% | 0% | 1 | 38.4% | 0% | 0% | 1 | 75.94% | 0% | 0% | 3 | 7.939% | 0% | 0% | 1 |  | 0% | 0% | 1 | 2.0949 | 0% | 0% | 1 | 0% | 0% | 0% | 1 | 0 | 2 | 19.54% | 0% | 19.54% | 1 | 0% | 0% | 0% | 1 | 23.56% | 0% | 0% | 1 | 27.3% | 0% | 0% | 1 | 33.95% | 0% | 0% | 1 | 73.12% | 0% | 0% | 3 | 6.753% | 0% | 0% | 1
209 | Control | GREATER KRAMER | 0 | 0 | 10 | 0% | 0% | 1 | 3.1655 | 0% | 0% | 1 | 0% | 0% | 0% | 1 | 0 | 2 | 0% | 0% | 0% | 1 | 0% | 0% | 0% | 1 | 11.65% | 0% | 0% | 1 | 49.17% | 0% | 0% | 1 | 53.63% | 0% | 0% | 2 | 62.9% | 0% | 0% | 2 | 8.171% | 0% | 0% | 1 |  | 0% | 0% | 1 | 2.9126 | 0% | 0% | 1 | 0% | 0% | 0% | 1 | 0 | 2 | 6.004% | 0% | 6.004% | 1 | 0% | 0% | 0% | 1 | 22.97% | 0% | 0% | 1 | 39.48% | 0% | 0% | 1 | 42.28% | 0% | 0% | 1 | 75.69% | 0% | 0% | 3 | 10.23% | 0% | 0% | 1 |  | 0% | 0% | 1 | 2.2681 | 0% | 0% | 1 | 0% | 0% | 0% | 1 | 0 | 2 | 3.766% | 0% | 3.766% | 1 | 0% | 0% | 0% | 1 | 20.53% | 0% | 0% | 1 | 34.46% | 0% | 0% | 1 | 36.35% | 0% | 0% | 1 | 76.01% | 0% | 0% | 3 | 8.405% | 0% | 0% | 1 |  | 0% | 0% | 1 | 2.1682 | 0% | 0% | 1 | 0% | 0% | 0% | 1 | 0 | 2 | 22.8% | 0% | 22.8% | 2 | 0% | 0% | 0% | 1 | 21.75% | 0% | 0% | 1 | 25.15% | 0% | 0% | 1 | 31.16% | 0% | 0% | 1 | 70.24% | 0% | 0% | 3 | 6.866% | 0% | 0% | 1
210 | Big Creek Hydro Facilities | SPGE | 192 | 1920 | 10 | 398.7% | 9.333% | 4 | 3.7051 | 15.7% | 0% | 1 | 0% | 0% | 0% | 1 | 0 | 2 | 9.56% | 0% | 9.56% | 1 | 38.35% | 19.6% | 0% | 1 | 93.05% | 173.9% | 5.516% | 4 | 20.07% | 15.11% | 0% | 1 | 93.17% | 176.9% | 5.638% | 4 | 48.41% | 23.42% | 0% | 2 | 5.813% | 12.83% | 0% | 1 |  | 116.7% | 0.4616% | 4 | 6.9759 | 4.224% | 0% | 1 | 0% | 1138% | 0% | 4 | 0 | 2 | 41.16% | 0% | 41.16% | 2 | 38.05% | 5.076% | 0% | 1 | 68.65% | 10.03% | 0% | 2 | 27.37% | 4.33% | 0% | 1 | 80.44% | 16.07% | 0% | 3 | 53.38% | 6.745% | 0% | 2 | 5.215% | 3.318% | 0% | 1 |  | 27.51% | 0% | 2 | 8.9501 | 1.914% | 0% | 1 | 0% | 1138% | 0% | 4 | 0 | 2 | 40.18% | 3.076% | 43.26% | 2 | 22.4% | 1.699% | 0% | 1 | 58.44% | 3.172% | 0% | 2 | 43.46% | 2.331% | 0% | 1 | 72.36% | 4.769% | 0% | 3 | 52.38% | 2.768% | 0% | 2 | 4.313% | 1.378% | 0% | 1 |  | 7.745% | 0% | 1 | 10.9087 | 1.214% | 0% | 1 | 0% | 1138% | 0% | 4 | 0 | 2 | 45.97% | 9.98% | 55.95% | 3 | 17.33% | 0.8974% | 0% | 1 | 47.46% | 1.412% | 0% | 1 | 39.31% | 1.223% | 0% | 1 | 63% | 2.005% | 0% | 2 | 53.45% | 1.594% | 0% | 2 | 4.258% | 0.7749% | 0% | 1
211 | Moss Landing |  | 0 | 0 | 10 | 0% | 0% | 1 | 12.3638 | 0% | 0% | 2 | 52.19% | 0% | 0% | 2 | 0 | 2 | 0% | 0% | 0% | 1 | 0.4143% | 0% | 0% | 1 | 61.54% | 0% | 0% | 2 | 63.32% | 0% | 0% | 2 | 63.74% | 0% | 0% | 2 | 0% | 0% | 0% | 1 | 8.932% | 0% | 0% | 1 |  | 0% | 0% | 1 | 19.8667 | 0% | 0% | 2 | 48.26% | 0% | 0% | 1 | 0 | 2 | 1.845% | 0% | 1.845% | 1 | 4.606% | 0% | 0% | 1 | 26.74% | 0% | 0% | 1 | 33.44% | 0% | 0% | 1 | 37.63% | 0% | 0% | 1 | 3.07% | 0% | 0% | 1 | 6.567% | 0% | 0% | 1 |  | 0% | 0% | 1 | 19.6667 | 0% | 0% | 2 | 32.45% | 0% | 0% | 1 | 0 | 2 | 24.32% | 0% | 24.32% | 2 | 29.2% | 0% | 0% | 1 | 20.72% | 0% | 0% | 1 | 32.45% | 0% | 0% | 1 | 56.21% | 0% | 0% | 2 | 19.17% | 0% | 0% | 1 | 6.113% | 0% | 0% | 1 |  | 0% | 0% | 1 | 20.4939 | 0% | 0% | 3 | 28.29% | 0% | 0% | 1 | 0 | 2 | 32.34% | 0.415% | 32.76% | 2 | 27.39% | 0% | 0% | 1 | 15.45% | 0% | 0% | 1 | 26.74% | 0% | 0% | 1 | 49.17% | 0% | 0% | 1 | 21.14% | 0% | 0% | 1 | 5.137% | 0% | 0% | 1
212 | Cal Ave | SPGE | 100 | 1000 | 10 | 70.61% | 0% | 3 | 28.3333 | 999% | 70.45% | 5 | 77.14% | 31.94% | 0% | 3 | 0 | 2 | 0% | 0% | 0% | 1 | 0% | 16.19% | 0% | 1 | 0% | 16.19% | 0% | 1 | 0% | 16.19% | 0% | 1 | 0% | 16.19% | 0% | 1 | 0% | 16.19% | 0% | 1 | 0.0432% | 16.19% | 0% | 1 |  | 3.661% | 0% | 1 | 25.4909 | 169.1% | 0.9856% | 3 | 67.83% | 0% | 0% | 2 | 0 | 2 | 2.195% | 0% | 2.195% | 1 | 0% | 1.166% | 0% | 1 | 0% | 1.166% | 0% | 1 | 0% | 1.166% | 0% | 1 | 0% | 1.166% | 0% | 1 | 0% | 1.166% | 0% | 1 | 0.2718% | 1.169% | 0% | 1 |  | 1.407% | 0% | 1 | 22.6667 | 38.5% | 0% | 3 | 61.64% | 0% | 0% | 2 | 0 | 2 | 9.28% | 0% | 9.28% | 1 | 10.71% | 0.4097% | 0% | 1 | 10.53% | 0.4089% | 0% | 1 | 10.49% | 0.4086% | 0% | 1 | 14.83% | 0.4295% | 0% | 1 | 1.8% | 0.3725% | 0% | 1 | 4.711% | 0.3839% | 0% | 1 |  | 0.709% | 0% | 1 | 19.54 | 2.397% | 0% | 2 | 50.74% | 0% | 0% | 2 | 0 | 2 | 18.01% | 0% | 18.01% | 1 | 17.73% | 0.2152% | 0% | 1 | 16.45% | 0.2119% | 0% | 1 | 16.75% | 0.2127% | 0% | 1 | 28.02% | 0.246% | 0% | 1 | 10.68% | 0.1982% | 0% | 1 | 6.908% | 0.1902% | 0% | 1
213 | Poso Mountain | SPGE | 250 | 2500 | 10 | 17.58% | 0% | 1 | 6.3596 | 16.45% | 0% | 1 | 0% | 0% | 0% | 1 | 0 | 2 | 90.78% | 0% | 90.78% | 5 | 63.54% | 14.27% | 0% | 2 | 0.6623% | 5.238% | 0% | 1 | 7.338% | 5.615% | 0% | 1 | 63.54% | 14.27% | 0% | 2 | 35.8% | 8.104% | 0% | 1 | 1.885% | 5.303% | 0% | 1 |  | 7.66% | 0% | 1 | 6.8856 | 5.432% | 0% | 1 | 6.6% | 0% | 0% | 1 | 0 | 2 | 68.63% | 0% | 68.63% | 3 | 73.92% | 5.492% | 0% | 3 | 22.36% | 1.844% | 0% | 1 | 34.59% | 2.189% | 0% | 1 | 75.89% | 5.939% | 0% | 3 | 37.12% | 2.277% | 0% | 1 | 1.599% | 1.455% | 0% | 1 |  | 5.094% | 0% | 1 | 7.9 | 3.022% | 0% | 1 | 21.55% | 0% | 0% | 1 | 0 | 2 | 62.01% | 0.828% | 62.84% | 3 | 63.09% | 2.052% | 0% | 2 | 17.95% | 0.9234% | 0% | 1 | 26.1% | 1.025% | 0% | 1 | 64.93% | 2.16% | 0% | 2 | 39.21% | 1.246% | 0% | 1 | 1.483% | 0.769% | 0% | 1 |  | 2.682% | 0% | 1 | 8.3363 | 1.881% | 0% | 1 | 29.52% | 0% | 0% | 1 | 0 | 2 | 50.43% | 3.306% | 53.74% | 3 | 50.47% | 0.9327% | 0% | 2 | 12.57% | 0.5284% | 0% | 1 | 21.74% | 0.5903% | 0% | 1 | 54.28% | 1.011% | 0% | 2 | 35.97% | 0.7215% | 0% | 1 | 1.478% | 0.4689% | 0% | 1
214 | Walnut | GREATER LA METRO | 0 | 0 | 10 | 0% | 0% | 1 | 0 | 0% | 0% | 1 | 0% | 0% | 0% | 1 | 0 | 2 | 0% | 0% | 0% | 1 | 0% | 0% | 0% | 1 | 0% | 0% | 0% | 1 | 0% | 0% | 0% | 1 | 0% | 0% | 0% | 1 | 0% | 0% | 0% | 1 | 0% | 0% | 0% | 1 |  | 0% | 0% | 1 | 17.6264 | 0% | 0% | 2 | 0% | 0% | 0% | 1 | 0 | 2 | 86.23% | 0% | 86.23% | 5 | 53.65% | 0% | 0% | 2 | 0% | 0% | 0% | 1 | 0% | 0% | 0% | 1 | 53.65% | 0% | 0% | 2 | 56.86% | 0% | 0% | 2 | 18.05% | 0% | 0% | 1 |  | 0% | 0% | 1 | 17.4252 | 0% | 0% | 2 | 0% | 0% | 0% | 1 | 0 | 2 | 90.3% | 1.074% | 91.38% | 5 | 55.75% | 0% | 0% | 2 | 0.321% | 0% | 0% | 1 | 0.2986% | 0% | 0% | 1 | 56.07% | 0% | 0% | 2 | 40.47% | 0% | 0% | 1 | 13.93% | 0% | 0% | 1 |  | 0% | 0% | 1 | 24.9478 | 0% | 0% | 3 | 7.664% | 0% | 0% | 1 | 0 | 2 | 64.23% | 2.94% | 67.16% | 3 | 34.13% | 0% | 0% | 1 | 5.054% | 0% | 0% | 1 | 11.81% | 0% | 0% | 1 | 46.53% | 0% | 0% | 1 | 24.41% | 0% | 0% | 1 | 8.632% | 0% | 0% | 1
215 | Chevmain | GREATER LA METRO | 0 | 0 | 10 | 0% | 0% | 1 | 26.1591 | 0% | 0% | 3 | 0% | 0% | 0% | 1 | 0 | 2 | 0% | 0% | 0% | 1 | 0% | 0% | 0% | 1 | 0.1021% | 0% | 0% | 1 | 28.89% | 0% | 0% | 1 | 28.89% | 0% | 0% | 1 | 0% | 0% | 0% | 1 | 0% | 0% | 0% | 1 |  | 0% | 0% | 1 | 26.1591 | 0% | 0% | 3 | 0% | 0% | 0% | 1 | 0 | 2 | 0% | 0% | 0% | 1 | 3.951% | 0% | 0% | 1 | 39.57% | 0% | 0% | 1 | 68.56% | 0% | 0% | 2 | 72.51% | 0% | 0% | 3 | 0% | 0% | 0% | 1 | 0.007141% | 0% | 0% | 1 |  | 0% | 0% | 1 | 19.8222 | 0% | 0% | 2 | 0% | 0% | 0% | 1 | 0 | 2 | 1.531% | 10.81% | 12.34% | 3 | 1.145% | 0% | 0% | 1 | 2.949% | 0% | 0% | 1 | 62.23% | 0% | 0% | 2 | 63.37% | 0% | 0% | 2 | 1.884% | 0% | 0% | 1 | 3.162% | 0% | 0% | 1 |  | 0% | 0% | 1 | 26.1875 | 0% | 0% | 3 | 0% | 0% | 0% | 1 | 0 | 2 | 3.21% | 34.58% | 37.79% | 5 | 13.34% | 0% | 0% | 1 | 17.88% | 0% | 0% | 1 | 49.13% | 0% | 0% | 1 | 56.89% | 0% | 0% | 2 | 4.218% | 0% | 0% | 1 | 6.726% | 0% | 0% | 1
216 | Long Beach |  | 0 | 0 | 0 | 0% | 0% | 1 | 10.6512 | 0% | 0% | 1 | 0% | 0% | 0% | 1 | 0 | 2 | 0% | 0% | 0% | 1 | 0% | 0% | 0% | 1 | 0% | 0% | 0% | 1 | 54.26% | 0% | 0% | 2 | 54.26% | 0% | 0% | 2 | 0% | 0% | 0% | 1 | 0.127% | 0% | 0% | 1 |  | 0% | 0% | 1 | 29 | 0% | 0% | 3 | 0% | 0% | 0% | 1 | 0 | 2 | 0% | 0% | 0% | 1 | 0% | 0% | 0% | 1 | 8.841% | 0% | 0% | 1 | 60.74% | 0% | 0% | 2 | 60.74% | 0% | 0% | 2 | 0% | 0% | 0% | 1 | 0.31% | 0% | 0% | 1 |  | 0% | 0% | 1 | 48.3333 | 0% | 0% | 4 | 0% | 0% | 0% | 1 | 0 | 2 | 0% | 0% | 0% | 1 | 0.1387% | 0% | 0% | 1 | 8.239% | 0% | 0% | 1 | 68.61% | 0% | 0% | 2 | 68.75% | 0% | 0% | 2 | 0% | 0% | 0% | 1 | 0.455% | 0% | 0% | 1 |  | 0% | 0% | 1 | 49 | 0% | 0% | 4 | 0% | 0% | 0% | 1 | 0 | 2 | 0% | 0% | 0% | 1 | 0.1045% | 0% | 0% | 1 | 15.68% | 0% | 0% | 1 | 76.32% | 0% | 0% | 3 | 76.42% | 0% | 0% | 3 | 0% | 0% | 0% | 1 | 3.452% | 0% | 0% | 1
217 | Pit 1 | NORTHERN CALIFORNIA | 0 | 0 | 10 | 0% | 0% | 1 | 8.7764 | 0% | 0% | 1 | 0% | 0% | 0% | 1 | 0 | 2 | 0% | 0% | 0% | 1 | 51.08% | 0% | 0% | 2 | 61.41% | 0% | 0% | 2 | 79.73% | 0% | 0% | 3 | 95.85% | 0% | 0% | 5 | 61.81% | 0% | 0% | 2 | 2.638% | 0% | 0% | 1 |  | 0% | 0% | 1 | 7.7646 | 0% | 0% | 1 | 0% | 0% | 0% | 1 | 0 | 2 | 4.578% | 0% | 4.578% | 1 | 23.81% | 0% | 0% | 1 | 38.98% | 0% | 0% | 1 | 42.38% | 0% | 0% | 1 | 57.06% | 0% | 0% | 2 | 36.26% | 0% | 0% | 1 | 8.421% | 0% | 0% | 1 |  | 0% | 0% | 1 | 6.1224 | 0% | 0% | 1 | 8.239e-05% | 0% | 0% | 1 | 0 | 2 | 18.83% | 0% | 18.83% | 1 | 28.25% | 0% | 0% | 1 | 19.59% | 0% | 0% | 1 | 18.54% | 0% | 0% | 1 | 43.33% | 0% | 0% | 1 | 38.09% | 0% | 0% | 1 | 7.076% | 0% | 0% | 1 |  | 0% | 0% | 1 | 5.656 | 0% | 0% | 1 | 0.08776% | 0% | 0% | 1 | 0 | 2 | 33.21% | 0.01697% | 33.23% | 2 | 35.38% | 0% | 0% | 1 | 13.79% | 0% | 0% | 1 | 11.59% | 0% | 0% | 1 | 45.51% | 0% | 0% | 1 | 37.25% | 0% | 0% | 1 | 6.459% | 0% | 0% | 1
218 | Cove Rd | NORTHERN CALIFORNIA | 0 | 0 | 10 | 0% | 0% | 1 | 7.292 | 0% | 0% | 1 | 0.1142% | 0% | 0% | 1 | 0 | 2 | 73.24% | 25.04% | 98.28% | 5 | 73.02% | 0% | 0% | 3 | 17.01% | 0% | 0% | 1 | 26.71% | 0% | 0% | 1 | 75.2% | 0% | 0% | 3 | 19.78% | 0% | 0% | 1 | 5.045% | 0% | 0% | 1 |  | 0% | 0% | 1 | 5.2056 | 0% | 0% | 1 | 0.1146% | 0% | 0% | 1 | 0 | 2 | 72.11% | 25.85% | 97.96% | 5 | 57.6% | 0% | 0% | 2 | 21.94% | 0% | 0% | 1 | 30.74% | 0% | 0% | 1 | 71.17% | 0% | 0% | 3 | 32.32% | 0% | 0% | 1 | 5.586% | 0% | 0% | 1 |  | 0% | 0% | 1 | 4.8688 | 0% | 0% | 1 | 0.1164% | 0% | 0% | 1 | 0 | 2 | 62.8% | 21.98% | 84.78% | 5 | 53.35% | 0% | 0% | 2 | 17.84% | 0% | 0% | 1 | 21.27% | 0% | 0% | 1 | 63.7% | 0% | 0% | 2 | 34.88% | 0% | 0% | 1 | 7.171% | 0% | 0% | 1 |  | 0% | 0% | 1 | 4.9932 | 0% | 0% | 1 | 0.1493% | 0% | 0% | 1 | 0 | 2 | 61.7% | 15.62% | 77.32% | 5 | 47.21% | 0% | 0% | 1 | 19.21% | 0% | 0% | 1 | 22.37% | 0% | 0% | 1 | 59.19% | 0% | 0% | 2 | 35.96% | 0% | 0% | 1 | 6.675% | 0% | 0% | 1
219 | Drum | NORTHERN CALIFORNIA | 0 | 0 | 10 | 0% | 0% | 1 | 10.7381 | 0% | 0% | 1 | 0% | 0% | 0% | 1 | 0 | 2 | 5.647% | 94.14% | 99.79% | 5 | 9.498% | 0% | 0% | 1 | 9.347% | 0% | 0% | 1 | 0.4648% | 0% | 0% | 1 | 18.85% | 0% | 0% | 1 | 13.81% | 0% | 0% | 1 | 0.7226% | 0% | 0% | 1 |  | 0% | 0% | 1 | 9.5171 | 0% | 0% | 1 | 0% | 0% | 0% | 1 | 0 | 2 | 24.41% | 74.81% | 99.22% | 5 | 19.99% | 0% | 0% | 1 | 13.92% | 0% | 0% | 1 | 7.114% | 0% | 0% | 1 | 34.58% | 0% | 0% | 1 | 20.81% | 0% | 0% | 1 | 1.355% | 0% | 0% | 1 |  | 0% | 0% | 1 | 12.1063 | 0% | 0% | 2 | 0.01789% | 0% | 0% | 1 | 0 | 2 | 38.48% | 57.75% | 96.23% | 5 | 27.66% | 0% | 0% | 1 | 15.73% | 0% | 0% | 1 | 18.04% | 0% | 0% | 1 | 47.77% | 0% | 0% | 1 | 22.4% | 0% | 0% | 1 | 2.752% | 0% | 0% | 1 |  | 0% | 0% | 1 | 14.5905 | 0% | 0% | 2 | 0.05019% | 0% | 0% | 1 | 0 | 2 | 36.95% | 49.46% | 86.41% | 5 | 28.2% | 0% | 0% | 1 | 12.62% | 0% | 0% | 1 | 19.34% | 0% | 0% | 1 | 46.61% | 0% | 0% | 1 | 24.63% | 0% | 0% | 1 | 3.133% | 0% | 0% | 1
220 | Vierra | NORTHERN CALIFORNIA | 0 | 0 | 10 | 0% | 0% | 1 | 46.8269 | 0% | 0% | 4 | 65.01% | 0% | 0% | 2 | 0 | 2 | 0% | 0% | 0% | 1 | 20.9% | 0% | 0% | 1 | 1.94% | 0% | 0% | 1 | 1.94% | 0% | 0% | 1 | 22.84% | 0% | 0% | 1 | 0% | 0% | 0% | 1 | 6.822% | 0% | 0% | 1 |  | 0% | 0% | 1 | 19.6667 | 0% | 0% | 2 | 67.98% | 0% | 0% | 2 | 0 | 2 | 0.04806% | 0% | 0.04806% | 1 | 19.33% | 0% | 0% | 1 | 12.57% | 0% | 0% | 1 | 12.57% | 0% | 0% | 1 | 24.69% | 0% | 0% | 1 | 0% | 0% | 0% | 1 | 5.176% | 0% | 0% | 1 |  | 0% | 0% | 1 | 17.3333 | 0% | 0% | 2 | 68.97% | 0% | 0% | 2 | 0 | 2 | 6.216% | 0% | 6.216% | 1 | 28.01% | 0% | 0% | 1 | 13.5% | 0% | 0% | 1 | 13.51% | 0% | 0% | 1 | 34.39% | 0% | 0% | 1 | 1.899% | 0% | 0% | 1 | 3.63% | 0% | 0% | 1 |  | 0% | 0% | 1 | 15.7952 | 0% | 0% | 2 | 59.31% | 0% | 0% | 2 | 0 | 2 | 16.99% | 0.8072% | 17.8% | 2 | 39.17% | 0% | 0% | 1 | 16.69% | 0% | 0% | 1 | 19.8% | 0% | 0% | 1 | 46.24% | 0% | 0% | 1 | 8.499% | 0% | 0% | 1 | 4.458% | 0% | 0% | 1
221 | Coyote | NORTHERN CALIFORNIA | 0 | 0 | 10 | 0% | 0% | 1 | 11.8167 | 0% | 0% | 1 | 5.889% | 0% | 0% | 1 | 0 | 2 | 89.77% | 0% | 89.77% | 5 | 100% | 0% | 0% | 5 | 45.05% | 0% | 0% | 1 | 54.93% | 0% | 0% | 2 | 100% | 0% | 0% | 5 | 31.86% | 0% | 0% | 1 | 4.255% | 0% | 0% | 1 |  | 0% | 0% | 1 | 10.9812 | 0% | 0% | 1 | 1.937% | 0% | 0% | 1 | 0 | 2 | 88.27% | 6.727% | 95% | 5 | 80.72% | 0% | 0% | 3 | 23.96% | 0% | 0% | 1 | 36.95% | 0% | 0% | 1 | 84.21% | 0% | 0% | 3 | 56.97% | 0% | 0% | 2 | 5.213% | 0% | 0% | 1 |  | 0% | 0% | 1 | 11.8474 | 0% | 0% | 1 | 1.331% | 0% | 0% | 1 | 0 | 2 | 62.1% | 22.01% | 84.11% | 5 | 69.24% | 0% | 0% | 2 | 23.41% | 0% | 0% | 1 | 39.89% | 0% | 0% | 1 | 76.62% | 0% | 0% | 3 | 61.71% | 0% | 0% | 2 | 3.88% | 0% | 0% | 1 |  | 0% | 0% | 1 | 15.0707 | 0% | 0% | 2 | 2.835% | 0% | 0% | 1 | 0 | 2 | 44.65% | 26.5% | 71.15% | 4 | 66.06% | 0% | 0% | 2 | 25.17% | 0% | 0% | 1 | 45% | 0% | 0% | 1 | 81.52% | 0% | 0% | 3 | 59.77% | 0% | 0% | 2 | 3.301% | 0% | 0% | 1
222 | Metcalf | NORTHERN CALIFORNIA | 0 | 0 | 10 | 0% | 0% | 1 | 10.7851 | 0% | 0% | 1 | 5.739% | 0% | 0% | 1 | 0 | 2 | 90% | 0% | 90% | 5 | 99.68% | 0% | 0% | 5 | 46.91% | 0% | 0% | 1 | 56.63% | 0% | 0% | 2 | 99.68% | 0% | 0% | 5 | 33.53% | 0% | 0% | 1 | 4.062% | 0% | 0% | 1 |  | 0% | 0% | 1 | 10.7119 | 0% | 0% | 1 | 1.883% | 0% | 0% | 1 | 0 | 2 | 87.16% | 8.015% | 95.17% | 5 | 80.57% | 0% | 0% | 3 | 23.87% | 0% | 0% | 1 | 36.12% | 0% | 0% | 1 | 84.12% | 0% | 0% | 3 | 57.79% | 0% | 0% | 2 | 5.085% | 0% | 0% | 1 |  | 0% | 0% | 1 | 11.0849 | 0% | 0% | 1 | 1.291% | 0% | 0% | 1 | 0 | 2 | 62.19% | 23.79% | 85.98% | 5 | 70.48% | 0% | 0% | 3 | 24.13% | 0% | 0% | 1 | 39.18% | 0% | 0% | 1 | 76.96% | 0% | 0% | 3 | 63.65% | 0% | 0% | 2 | 3.886% | 0% | 0% | 1 |  | 0% | 0% | 1 | 14.1065 | 0% | 0% | 2 | 2.769% | 0% | 0% | 1 | 0 | 2 | 44.6% | 27.41% | 72.01% | 4 | 66.08% | 0% | 0% | 2 | 25.47% | 0% | 0% | 1 | 44.73% | 0% | 0% | 1 | 81.34% | 0% | 0% | 3 | 60.31% | 0% | 0% | 2 | 3.311% | 0% | 0% | 1
223 | Diablo | SPGE | 0 | 0 | 10 | 0% | 0% | 1 | 4.0105 | 0% | 0% | 1 | 0% | 0% | 0% | 1 | 0 | 2 | 74.81% | 0% | 74.81% | 3 | 0.006258% | 0% | 0% | 1 | 5.926% | 0% | 0% | 1 | 54.09% | 0% | 0% | 2 | 54.09% | 0% | 0% | 2 | 62.52% | 0% | 0% | 2 | 7.044% | 0% | 0% | 1 |  | 0% | 0% | 1 | 7.9475 | 0% | 0% | 1 | 3.335% | 0% | 0% | 1 | 0 | 2 | 82.68% | 0% | 82.68% | 5 | 5.66% | 0% | 0% | 1 | 15.84% | 0% | 0% | 1 | 71.33% | 0% | 0% | 3 | 71.33% | 0% | 0% | 3 | 51.16% | 0% | 0% | 2 | 10.45% | 0% | 0% | 1 |  | 0% | 0% | 1 | 13 | 0% | 0% | 2 | 5.536% | 0% | 0% | 1 | 0 | 2 | 77.75% | 2.519% | 80.27% | 5 | 18.4% | 0% | 0% | 1 | 14.6% | 0% | 0% | 1 | 65.72% | 0% | 0% | 2 | 69.73% | 0% | 0% | 2 | 47.62% | 0% | 0% | 1 | 9.551% | 0% | 0% | 1 |  | 0% | 0% | 1 | 10.2208 | 0% | 0% | 1 | 6.183% | 0% | 0% | 1 | 0 | 2 | 78.78% | 2.894% | 81.68% | 5 | 36.68% | 0% | 0% | 1 | 23.61% | 0% | 0% | 1 | 49.23% | 0% | 0% | 1 | 65.38% | 0% | 0% | 2 | 48.92% | 0% | 0% | 1 | 9.475% | 0% | 0% | 1
224 | Coolwater | GREATER KRAMER | 0 | 0 | 10 | 0% | 0% | 1 | 23.4957 | 0% | 0% | 3 | 0.1923% | 0% | 0% | 1 | 0 | 2 | 0% | 0% | 0% | 1 | 99.16% | 0% | 0% | 5 | 82% | 0% | 0% | 3 | 55.62% | 0% | 0% | 2 | 99.16% | 0% | 0% | 5 | 35.32% | 0% | 0% | 1 | 2.928% | 0% | 0% | 1 |  | 0% | 0% | 1 | 21.3375 | 0% | 0% | 3 | 0.09111% | 0% | 0% | 1 | 0 | 2 | 0% | 0% | 0% | 1 | 84.23% | 0% | 0% | 3 | 35.37% | 0% | 0% | 1 | 24.58% | 0% | 0% | 1 | 86.03% | 0% | 0% | 3 | 43.83% | 0% | 0% | 1 | 3.614% | 0% | 0% | 1 |  | 0% | 0% | 1 | 25 | 0% | 0% | 3 | 0.7012% | 0% | 0% | 1 | 0 | 2 | 0% | 0% | 0% | 1 | 62.03% | 0% | 0% | 2 | 31.58% | 0% | 0% | 1 | 16.69% | 0% | 0% | 1 | 64.6% | 0% | 0% | 2 | 33.53% | 0% | 0% | 1 | 2.779% | 0% | 0% | 1 |  | 0% | 0% | 1 | 22.6722 | 0% | 0% | 3 | 0.4443% | 0% | 0% | 1 | 0 | 2 | 0% | 0% | 0% | 1 | 52.6% | 0% | 0% | 2 | 30.06% | 0% | 0% | 1 | 19.73% | 0% | 0% | 1 | 59.52% | 0% | 0% | 2 | 44.34% | 0% | 0% | 1 | 2.881% | 0% | 0% | 1
225 | San Onofre | GREATER LA METRO | 0 | 0 | 10 | 0% | 0% | 1 | 1.3604 | 0% | 0% | 1 | 0% | 0% | 0% | 1 | 0 | 2 | 6.34% | 0% | 6.34% | 1 | 0% | 0% | 0% | 1 | 73.53% | 0% | 0% | 3 | 87.95% | 0% | 0% | 3 | 87.95% | 0% | 0% | 3 | 0% | 0% | 0% | 1 | 5.858% | 0% | 0% | 1 |  | 0% | 0% | 1 | 2.611 | 0% | 0% | 1 | 0% | 0% | 0% | 1 | 0 | 2 | 18.23% | 77.06% | 95.29% | 5 | 7.428% | 0% | 0% | 1 | 74.87% | 0% | 0% | 3 | 75.51% | 0% | 0% | 3 | 75.51% | 0% | 0% | 3 | 82.42% | 0% | 0% | 3 | 5.462% | 0% | 0% | 1 |  | 0% | 0% | 1 | 33.225 | 0% | 0% | 4 | 0.2913% | 0% | 0% | 1 | 0 | 2 | 21.86% | 69.71% | 91.58% | 5 | 47.52% | 0% | 0% | 1 | 58.99% | 0% | 0% | 2 | 67.02% | 0% | 0% | 2 | 84.47% | 0% | 0% | 3 | 45.36% | 0% | 0% | 1 | 7.456% | 0% | 0% | 1 |  | 0% | 0% | 1 | 37.1429 | 0% | 0% | 4 | 0.9984% | 0% | 0% | 1 | 0 | 2 | 20.43% | 68.87% | 89.29% | 5 | 53.67% | 0% | 0% | 2 | 48.59% | 0% | 0% | 1 | 49.65% | 0% | 0% | 1 | 84.99% | 0% | 0% | 3 | 26.99% | 0% | 0% | 1 | 6.398% | 0% | 0% | 1
226 | Woodland | NORTHERN CALIFORNIA | 12 | 120 | 5 | 6.446% | 0% | 1 | 9.8593 | 3.305% | 0% | 1 | 66.82% | 2.275% | 0% | 2 | 0 | 2 | 0% | 0% | 0% | 1 | 57.3% | 0.9538% | 0% | 2 | 23.72% | 0.5339% | 0% | 1 | 26.38% | 0.5532% | 0% | 1 | 69% | 1.314% | 0% | 2 | 0% | 0.4073% | 0% | 1 | 7.355% | 0.4396% | 0% | 1 |  | 1.031% | 0% | 1 | 9.4053 | 0.7271% | 0% | 1 | 63.27% | 0.4209% | 0% | 2 | 0 | 2 | 3.002% | 0% | 3.002% | 1 | 47.63% | 0.1675% | 0% | 1 | 19.35% | 0.1088% | 0% | 1 | 30.1% | 0.1255% | 0% | 1 | 61.01% | 0.225% | 0% | 2 | 0.5329% | 0.08819% | 0% | 1 | 5.831% | 0.09316% | 0% | 1 |  | 0.8151% | 0% | 1 | 9.125 | 0.4113% | 0% | 1 | 65.92% | 0.4209% | 0% | 2 | 0 | 2 | 6.213% | 0% | 6.213% | 1 | 43.48% | 0.06846% | 0% | 1 | 13.54% | 0.04475% | 0% | 1 | 39.75% | 0.06422% | 0% | 1 | 68.34% | 0.1222% | 0% | 2 | 1.305% | 0.03921% | 0% | 1 | 4.548% | 0.04054% | 0% | 1 |  | 0.3856% | 0% | 1 | 9.0375 | 0.2109% | 0% | 1 | 59.43% | 0.4209% | 0% | 2 | 0 | 2 | 17.1% | 0.01329% | 17.12% | 2 | 45.71% | 0.0412% | 0% | 1 | 10.69% | 0.02504% | 0% | 1 | 38.8% | 0.03654% | 0% | 1 | 67.87% | 0.0696% | 0% | 2 | 7.229% | 0.02411% | 0% | 1 | 5.017% | 0.02355% | 0% | 1
227 | Donnells | NORTHERN CALIFORNIA | 0 | 0 | 0 | 0% | 0% | 1 | 4.7865 | 0% | 0% | 1 | 0% | 0% | 0% | 1 | 0 | 2 | 16.7% | 80.98% | 97.68% | 5 | 0% | 0% | 0% | 1 | 12.3% | 0% | 0% | 1 | 12.39% | 0% | 0% | 1 | 12.39% | 0% | 0% | 1 | 52.84% | 0% | 0% | 2 | 1.289% | 0% | 0% | 1 |  | 0% | 0% | 1 | 4.0176 | 0% | 0% | 1 | 0% | 0% | 0% | 1 | 0 | 2 | 19.37% | 70.07% | 89.43% | 5 | 2.205% | 0% | 0% | 1 | 5.294% | 0% | 0% | 1 | 16.3% | 0% | 0% | 1 | 18.75% | 0% | 0% | 1 | 40.61% | 0% | 0% | 1 | 2.429% | 0% | 0% | 1 |  | 0% | 0% | 1 | 6.15 | 0% | 0% | 1 | 0% | 0% | 0% | 1 | 0 | 2 | 20.86% | 58.86% | 79.72% | 5 | 9.075% | 0% | 0% | 1 | 6.857% | 0% | 0% | 1 | 18.44% | 0% | 0% | 1 | 25.8% | 0% | 0% | 1 | 39.62% | 0% | 0% | 1 | 2.487% | 0% | 0% | 1 |  | 0% | 0% | 1 | 10.2885 | 0% | 0% | 1 | 0% | 0% | 0% | 1 | 0 | 2 | 22.93% | 57.28% | 80.21% | 5 | 12.02% | 0% | 0% | 1 | 9.683% | 0% | 0% | 1 | 19.17% | 0% | 0% | 1 | 29.41% | 0% | 0% | 1 | 36.92% | 0% | 0% | 1 | 2.486% | 0% | 0% | 1
228 | Mandalay | GREATER LA METRO | 0 | 0 | 10 | 0% | 0% | 1 | 15.9894 | 0% | 0% | 2 | 60% | 0% | 0% | 2 | 0 | 2 | 0% | 0% | 0% | 1 | 0% | 0% | 0% | 1 | 0% | 0% | 0% | 1 | 95.06% | 0% | 0% | 5 | 95.06% | 0% | 0% | 5 | 0% | 0% | 0% | 1 | 2.224% | 0% | 0% | 1 |  | 0% | 0% | 1 | 15.9894 | 0% | 0% | 2 | 39.82% | 0% | 0% | 1 | 0 | 2 | 0% | 0% | 0% | 1 | 1.256% | 0% | 0% | 1 | 7.674% | 0% | 0% | 1 | 15.24% | 0% | 0% | 1 | 15.24% | 0% | 0% | 1 | 16.3% | 0% | 0% | 1 | 7.454% | 0% | 0% | 1 |  | 0% | 0% | 1 | 12.5765 | 0% | 0% | 2 | 28.07% | 0% | 0% | 1 | 0 | 2 | 0% | 0% | 0% | 1 | 18.9% | 0% | 0% | 1 | 8.225% | 0% | 0% | 1 | 14.03% | 0% | 0% | 1 | 29.83% | 0% | 0% | 1 | 30.21% | 0% | 0% | 1 | 7.001% | 0% | 0% | 1 |  | 0% | 0% | 1 | 13.4 | 0% | 0% | 2 | 24.45% | 0% | 0% | 1 | 0 | 2 | 0.3054% | 0% | 0.3054% | 1 | 27.68% | 0% | 0% | 1 | 5.776% | 0% | 0% | 1 | 12.98% | 0% | 0% | 1 | 37.55% | 0% | 0% | 1 | 26.53% | 0% | 0% | 1 | 6.988% | 0% | 0% | 1
229 | North Gila | ARIZONA MINOR | 0 | 0 | 0 | 0% | 0% | 1 | 7.1185 | 0% | 0% | 1 | 13.87% | 0% | 0% | 1 | 0 | 2 | 0% | 0% | 0% | 1 | 0% | 0% | 0% | 1 | 21.43% | 0% | 0% | 1 | 21.43% | 0% | 0% | 1 | 21.43% | 0% | 0% | 1 | 0% | 0% | 0% | 1 | 4.926% | 0% | 0% | 1 |  | 0% | 0% | 1 | 4.6749 | 0% | 0% | 1 | 18.16% | 0% | 0% | 1 | 0 | 2 | 0% | 0% | 0% | 1 | 0.5457% | 0% | 0% | 1 | 40.73% | 0% | 0% | 1 | 36.68% | 0% | 0% | 1 | 40.78% | 0% | 0% | 1 | 23.63% | 0% | 0% | 1 | 4.596% | 0% | 0% | 1 |  | 0% | 0% | 1 | 3.6816 | 0% | 0% | 1 | 11.97% | 0% | 0% | 1 | 0 | 2 | 0% | 0% | 0% | 1 | 0.3685% | 0% | 0% | 1 | 33.14% | 0% | 0% | 1 | 30.63% | 0% | 0% | 1 | 33.2% | 0% | 0% | 1 | 36.11% | 0% | 0% | 1 | 3.332% | 0% | 0% | 1 |  | 0% | 0% | 1 | 3.6776 | 0% | 0% | 1 | 9.371% | 0% | 0% | 1 | 0 | 2 | 0% | 0% | 0% | 1 | 0.3056% | 0% | 0% | 1 | 29.25% | 0% | 0% | 1 | 24.74% | 0% | 0% | 1 | 29.3% | 0% | 0% | 1 | 36.32% | 0% | 0% | 1 | 2.847% | 0% | 0% | 1
230 | Eight Mile | NORTHERN CALIFORNIA | 0 | 0 | 10 | 0% | 0% | 1 | 14.9231 | 0% | 0% | 2 | 66.48% | 0% | 0% | 2 | 0 | 2 | 0% | 0% | 0% | 1 | 0% | 0% | 0% | 1 | 38.23% | 0% | 0% | 1 | 47.14% | 0% | 0% | 1 | 47.14% | 0% | 0% | 1 | 0% | 0% | 0% | 1 | 4.719% | 0% | 0% | 1 |  | 0% | 0% | 1 | 12.835 | 0% | 0% | 2 | 72.64% | 0% | 0% | 2 | 0 | 2 | 0% | 0% | 0% | 1 | 12.98% | 0% | 0% | 1 | 23.41% | 0% | 0% | 1 | 26.05% | 0% | 0% | 1 | 31.58% | 0% | 0% | 1 | 0% | 0% | 0% | 1 | 6.286% | 0% | 0% | 1 |  | 0% | 0% | 1 | 13.8879 | 0% | 0% | 2 | 65.85% | 0% | 0% | 2 | 0 | 2 | 0.05616% | 0% | 0.05616% | 1 | 10.33% | 0% | 0% | 1 | 14.66% | 0% | 0% | 1 | 19.47% | 0% | 0% | 1 | 26.51% | 0% | 0% | 1 | 0% | 0% | 0% | 1 | 7.245% | 0% | 0% | 1 |  | 0% | 0% | 1 | 14 | 0% | 0% | 2 | 56.87% | 0% | 0% | 2 | 0 | 2 | 2.063% | 0% | 2.063% | 1 | 11.97% | 0% | 0% | 1 | 14.02% | 0% | 0% | 1 | 22.54% | 0% | 0% | 1 | 31.18% | 0% | 0% | 1 | 1.217% | 0% | 0% | 1 | 8.885% | 0% | 0% | 1
231 | Kern Power | SPGE | 210 | 2100 | 10 | 467.1% | 66.32% | 5 | 86.625 | 999% | 204.8% | 5 | 56.3% | 13524% | 99.78% | 5 | 0 | 2 | 0% | 0% | 0% | 1 | 63.51% | 195.9% | 55.09% | 5 | 21.25% | 90.76% | 0% | 4 | 25.84% | 96.39% | 0% | 4 | 63.51% | 195.9% | 55.09% | 5 | 0% | 71.48% | 0% | 3 | 2.655% | 73.43% | 0% | 3 |  | 13.33% | 0% | 1 | 18.2258 | 87.43% | 0% | 3 | 49.05% | 0% | 0% | 1 | 0 | 2 | 5.943% | 0% | 5.943% | 1 | 32.91% | 3.249% | 0% | 1 | 15.64% | 2.584% | 0% | 1 | 34.39% | 3.322% | 0% | 1 | 48.5% | 4.232% | 0% | 1 | 0.007912% | 2.18% | 0% | 1 | 8.947% | 2.394% | 0% | 1 |  | 3.951% | 0% | 1 | 12.8436 | 8.964% | 0% | 2 | 48.1% | 0% | 0% | 1 | 0 | 2 | 16.39% | 0% | 16.39% | 1 | 30.79% | 1.039% | 0% | 1 | 16.5% | 0.8612% | 0% | 1 | 30.72% | 1.038% | 0% | 1 | 48.21% | 1.389% | 0% | 1 | 2.808% | 0.7399% | 0% | 1 | 6.473% | 0.7689% | 0% | 1 |  | 2.285% | 0% | 1 | 9.8116 | 2.017% | 0% | 1 | 47.57% | 0% | 0% | 1 | 0 | 2 | 21.15% | 0% | 21.15% | 2 | 29.92% | 0.5095% | 0% | 1 | 21.56% | 0.4551% | 0% | 1 | 38.27% | 0.5783% | 0% | 1 | 52.92% | 0.7584% | 0% | 2 | 8.566% | 0.3905% | 0% | 1 | 4.339% | 0.3732% | 0% | 1
232 | Renfro | SPGE | 100 | 1000 | 10 | 83.21% | 0% | 4 | 30.5667 | 5000% | 5.546% | 5 | 64.71% | 24.84% | 0% | 2 | 0 | 2 | 0.4026% | 0% | 0.4026% | 1 | 43.06% | 7.741% | 0% | 1 | 20.67% | 5.556% | 0% | 1 | 56.38% | 10.11% | 0% | 2 | 62.24% | 11.67% | 0% | 2 | 0% | 4.408% | 0% | 1 | 14.42% | 5.151% | 0% | 1 |  | 6.222% | 0% | 1 | 18 | 13.76% | 0% | 2 | 53.89% | 0% | 0% | 2 | 0 | 2 | 6.388% | 0% | 6.388% | 1 | 26.73% | 1.233% | 0% | 1 | 23.31% | 1.178% | 0% | 1 | 41.73% | 1.551% | 0% | 1 | 48.05% | 1.74% | 0% | 1 | 0.006889% | 0.9038% | 0% | 1 | 12.32% | 1.031% | 0% | 1 |  | 2.046% | 0% | 1 | 12.25 | 2.684% | 0% | 2 | 52.68% | 0% | 0% | 2 | 0 | 2 | 10.22% | 0% | 10.22% | 1 | 26.03% | 0.4499% | 0% | 1 | 20.54% | 0.4188% | 0% | 1 | 37.12% | 0.5293% | 0% | 1 | 50.32% | 0.6698% | 0% | 2 | 1.566% | 0.3381% | 0% | 1 | 6.521% | 0.356% | 0% | 1 |  | 1.053% | 0% | 1 | 10 | 0.9653% | 0% | 1 | 48.21% | 0% | 0% | 1 | 0 | 2 | 17.06% | 0% | 17.06% | 1 | 26.82% | 0.2332% | 0% | 1 | 21.23% | 0.2166% | 0% | 1 | 39.36% | 0.2814% | 0% | 1 | 53.72% | 0.3687% | 0% | 2 | 4.096% | 0.1779% | 0% | 1 | 4.356% | 0.1784% | 0% | 1
233 | Highwind | GREATER TEHACHAPI | 0 | 0 | 0 | 0% | 0% | 1 | 17.4944 | 0% | 0% | 2 | 1.914% | 0% | 0% | 1 | 0 | 2 | 79.99% | 14.56% | 94.55% | 5 | 64.5% | 0% | 0% | 2 | 21.75% | 0% | 0% | 1 | 86.45% | 0% | 0% | 3 | 95.28% | 0% | 0% | 5 | 25.93% | 0% | 0% | 1 | 2.41% | 0% | 0% | 1 |  | 0% | 0% | 1 | 24.8 | 0% | 0% | 3 | 0.9324% | 0% | 0% | 1 | 0 | 2 | 31.78% | 28.66% | 60.45% | 4 | 41.95% | 0% | 0% | 1 | 19.72% | 0% | 0% | 1 | 47.92% | 0% | 0% | 1 | 69.63% | 0% | 0% | 2 | 27.38% | 0% | 0% | 1 | 1.48% | 0% | 0% | 1 |  | 0% | 0% | 1 | 28.7458 | 0% | 0% | 3 | 1.994% | 0% | 0% | 1 | 0 | 2 | 26.45% | 22.25% | 48.71% | 4 | 32.67% | 0% | 0% | 1 | 22.15% | 0% | 0% | 1 | 32.78% | 0% | 0% | 1 | 58.02% | 0% | 0% | 2 | 30.74% | 0% | 0% | 1 | 1.195% | 0% | 0% | 1 |  | 0% | 0% | 1 | 30 | 0% | 0% | 4 | 1.386% | 0% | 0% | 1 | 0 | 2 | 23.88% | 16.79% | 40.67% | 3 | 38.97% | 0% | 0% | 1 | 19.63% | 0% | 0% | 1 | 25.27% | 0% | 0% | 1 | 58.3% | 0% | 0% | 2 | 34.73% | 0% | 0% | 1 | 1.147% | 0% | 0% | 1
234 | Sylmar | GREATER LA METRO | 0 | 0 | 10 | 0% | 0% | 1 | 13.8569 | 0% | 0% | 2 | 0.2085% | 0% | 0% | 1 | 0 | 2 | 71.39% | 7.489% | 78.88% | 5 | 33.44% | 0% | 0% | 1 | 0% | 0% | 0% | 1 | 15.01% | 0% | 0% | 1 | 48.45% | 0% | 0% | 1 | 28.81% | 0% | 0% | 1 | 18.27% | 0% | 0% | 1 |  | 0% | 0% | 1 | 33.0833 | 0% | 0% | 4 | 0.05891% | 0% | 0% | 1 | 0 | 2 | 40.5% | 37.61% | 78.11% | 5 | 41.29% | 0% | 0% | 1 | 5.661% | 0% | 0% | 1 | 18.49% | 0% | 0% | 1 | 59.78% | 0% | 0% | 2 | 44.6% | 0% | 0% | 1 | 11.67% | 0% | 0% | 1 |  | 0% | 0% | 1 | 34.1556 | 0% | 0% | 4 | 1.541% | 0% | 0% | 1 | 0 | 2 | 59.12% | 23.37% | 82.49% | 5 | 41.28% | 0% | 0% | 1 | 3.514% | 0% | 0% | 1 | 16.83% | 0% | 0% | 1 | 54.61% | 0% | 0% | 2 | 38.21% | 0% | 0% | 1 | 10.6% | 0% | 0% | 1 |  | 0% | 0% | 1 | 24.2705 | 0% | 0% | 3 | 2.929% | 0% | 0% | 1 | 0 | 2 | 54.43% | 31.55% | 85.97% | 5 | 48.79% | 0% | 0% | 1 | 3.649% | 0% | 0% | 1 | 9.788% | 0% | 0% | 1 | 55.86% | 0% | 0% | 2 | 41.02% | 0% | 0% | 1 | 10.73% | 0% | 0% | 1
235 | Westley | SPGE | 155 | 1550 | 10 | 419.9% | 3.36% | 4 | 11.1563 | 370.9% | 3.509% | 3 | 88.04% | 129.8% | 1.139% | 4 | 0 | 2 | 8.335% | 0% | 8.335% | 1 | 69.97% | 14.54% | 0% | 2 | 13.85% | 5.066% | 0% | 1 | 11.43% | 4.928% | 0% | 1 | 75.17% | 17.58% | 0% | 3 | 0.3286% | 4.379% | 0% | 1 | 3.529% | 4.524% | 0% | 1 |  | 46.23% | 0% | 2 | 11.875 | 8.92% | 0% | 1 | 62.39% | 13.2% | 0% | 2 | 0 | 2 | 23.5% | 3.273% | 26.78% | 2 | 67.83% | 3.258% | 0% | 2 | 23.48% | 1.37% | 0% | 1 | 26.88% | 1.433% | 0% | 1 | 74.91% | 4.177% | 0% | 3 | 17.18% | 1.265% | 0% | 1 | 3.884% | 1.09% | 0% | 1 |  | 10.27% | 0% | 1 | 13.3782 | 2.636% | 0% | 2 | 55.27% | 13.2% | 0% | 2 | 0 | 2 | 26.42% | 6.41% | 32.83% | 2 | 57.47% | 1.231% | 0% | 2 | 16.72% | 0.6287% | 0% | 1 | 20.91% | 0.662% | 0% | 1 | 61.7% | 1.367% | 0% | 2 | 24.5% | 0.6935% | 0% | 1 | 3.338% | 0.5416% | 0% | 1 |  | 3.441% | 0% | 1 | 15.4194 | 1.49% | 0% | 2 | 48.7% | 13.2% | 0% | 1 | 0 | 2 | 24.21% | 11.23% | 35.44% | 3 | 52.17% | 0.642% | 0% | 2 | 16.68% | 0.3686% | 0% | 1 | 20.98% | 0.3886% | 0% | 1 | 57.06% | 0.7152% | 0% | 2 | 27.91% | 0.426% | 0% | 1 | 3.065% | 0.3168% | 0% | 1
236 | GWF Hanford Sw Sta | SPGE | 0 | 0 | 10 | 0% | 0% | 1 | 12 | 0% | 0% | 2 | 28.96% | 0% | 0% | 1 | 0 | 2 | 0% | 0% | 0% | 1 | 0% | 0% | 0% | 1 | 0% | 0% | 0% | 1 | 3.407% | 0% | 0% | 1 | 3.407% | 0% | 0% | 1 | 0% | 0% | 0% | 1 | 1.198% | 0% | 0% | 1 |  | 0% | 0% | 1 | 11.6343 | 0% | 0% | 1 | 35.6% | 0% | 0% | 1 | 0 | 2 | 0% | 0% | 0% | 1 | 0.5512% | 0% | 0% | 1 | 1.596% | 0% | 0% | 1 | 10.46% | 0% | 0% | 1 | 10.51% | 0% | 0% | 1 | 0.4076% | 0% | 0% | 1 | 4.134% | 0% | 0% | 1 |  | 0% | 0% | 1 | 11.6051 | 0% | 0% | 1 | 39.51% | 0% | 0% | 1 | 0 | 2 | 0.4246% | 0% | 0.4246% | 1 | 6.939% | 0% | 0% | 1 | 3.386% | 0% | 0% | 1 | 9.058% | 0% | 0% | 1 | 15.35% | 0% | 0% | 1 | 0.1788% | 0% | 0% | 1 | 3.249% | 0% | 0% | 1 |  | 0% | 0% | 1 | 11 | 0% | 0% | 1 | 41.14% | 0% | 0% | 1 | 0 | 2 | 0.7699% | 0% | 0.7699% | 1 | 8.925% | 0% | 0% | 1 | 4.759% | 0% | 0% | 1 | 8.709% | 0% | 0% | 1 | 16.67% | 0% | 0% | 1 | 0.1878% | 0% | 0% | 1 | 3.043% | 0% | 0% | 1
237 | Tevis | SPGE | 100 | 1000 | 10 | 50.07% | 0% | 3 | 27.9412 | 224.9% | 3.698% | 3 | 46.49% | 38.05% | 0% | 2 | 0 | 2 | 6.682% | 0% | 6.682% | 1 | 42.98% | 8.988% | 0% | 1 | 35.62% | 7.961% | 0% | 1 | 68.43% | 16.23% | 0% | 2 | 68.43% | 16.23% | 0% | 2 | 0.03907% | 5.127% | 0% | 1 | 20.34% | 6.434% | 0% | 1 |  | 7.675% | 0% | 1 | 18.8918 | 9.726% | 0% | 2 | 52.96% | 6.744% | 0% | 2 | 0 | 2 | 4.509% | 0% | 4.509% | 1 | 25.64% | 1.274% | 0% | 1 | 31.3% | 1.379% | 0% | 1 | 54.53% | 2.083% | 0% | 2 | 56.76% | 2.191% | 0% | 2 | 0.007221% | 0.9474% | 0% | 1 | 11.51% | 1.071% | 0% | 1 |  | 1.947% | 0% | 1 | 11.7333 | 2.033% | 0% | 1 | 48.15% | 6.744% | 0% | 1 | 0 | 2 | 5.075% | 0% | 5.075% | 1 | 19.11% | 0.4182% | 0% | 1 | 29.63% | 0.4807% | 0% | 1 | 45.07% | 0.6158% | 0% | 1 | 51.47% | 0.6971% | 0% | 2 | 0.1935% | 0.339% | 0% | 1 | 6.652% | 0.3624% | 0% | 1 |  | 1.139% | 0% | 1 | 9.8252 | 1.189% | 0% | 1 | 52.46% | 6.744% | 0% | 2 | 0 | 2 | 11.78% | 0% | 11.78% | 1 | 21.73% | 0.2209% | 0% | 1 | 21.13% | 0.2193% | 0% | 1 | 38.98% | 0.2834% | 0% | 1 | 49.46% | 0.3422% | 0% | 1 | 2.96% | 0.1782% | 0% | 1 | 4.278% | 0.1807% | 0% | 1
238 | Otay Mesa | SAN DIEGO | 0 | 0 | 10 | 0% | 0% | 1 | 28.5091 | 0% | 0% | 3 | 0% | 0% | 0% | 1 | 0 | 2 | 76.79% | 0.007104% | 76.8% | 5 | 4.989% | 0% | 0% | 1 | 91.62% | 0% | 0% | 4 | 97.61% | 0% | 0% | 5 | 97.9% | 0% | 0% | 5 | 25.93% | 0% | 0% | 1 | 11.12% | 0% | 0% | 1 |  | 0% | 0% | 1 | 20.1 | 0% | 0% | 3 | 0.1232% | 0% | 0% | 1 | 0 | 2 | 55.22% | 24.82% | 80.04% | 5 | 4.658% | 0% | 0% | 1 | 93.62% | 0% | 0% | 4 | 94.52% | 0% | 0% | 4 | 96.84% | 0% | 0% | 5 | 45.58% | 0% | 0% | 1 | 6.659% | 0% | 0% | 1 |  | 0% | 0% | 1 | 14.6375 | 0% | 0% | 2 | 0.1327% | 0% | 0% | 1 | 0 | 2 | 26.5% | 63.55% | 90.04% | 5 | 23.46% | 0% | 0% | 1 | 63.52% | 0% | 0% | 2 | 90.99% | 0% | 0% | 4 | 91.96% | 0% | 0% | 4 | 38.78% | 0% | 0% | 1 | 4.748% | 0% | 0% | 1 |  | 0% | 0% | 1 | 20.3478 | 0% | 0% | 3 | 0.1022% | 0% | 0% | 1 | 0 | 2 | 23.74% | 64.23% | 87.98% | 5 | 14.42% | 0% | 0% | 1 | 41.26% | 0% | 0% | 1 | 79.06% | 0% | 0% | 3 | 80.08% | 0% | 0% | 3 | 37.53% | 0% | 0% | 1 | 3.659% | 0% | 0% | 1
239 | Redondo | GREATER LA METRO | 0 | 0 | 10 | 0% | 0% | 1 | 26.9286 | 0% | 0% | 3 | 0% | 0% | 0% | 1 | 0 | 2 | 0% | 0% | 0% | 1 | 7.815% | 0% | 0% | 1 | 0% | 0% | 0% | 1 | 57.34% | 0% | 0% | 2 | 65.15% | 0% | 0% | 2 | 0% | 0% | 0% | 1 | 0% | 0% | 0% | 1 |  | 0% | 0% | 1 | 26 | 0% | 0% | 3 | 0% | 0% | 0% | 1 | 0 | 2 | 0% | 0% | 0% | 1 | 1.431% | 0% | 0% | 1 | 16.67% | 0% | 0% | 1 | 80.74% | 0% | 0% | 3 | 82.18% | 0% | 0% | 3 | 0% | 0% | 0% | 1 | 0.102% | 0% | 0% | 1 |  | 0% | 0% | 1 | 18.3067 | 0% | 0% | 2 | 0% | 0% | 0% | 1 | 0 | 2 | 0% | 0% | 0% | 1 | 0.2009% | 0% | 0% | 1 | 2.37% | 0% | 0% | 1 | 54.52% | 0% | 0% | 2 | 54.72% | 0% | 0% | 2 | 0% | 0% | 0% | 1 | 0.1319% | 0% | 0% | 1 |  | 0% | 0% | 1 | 25 | 0% | 0% | 3 | 0% | 0% | 0% | 1 | 0 | 2 | 1.007% | 15.26% | 16.27% | 3 | 5.153% | 0% | 0% | 1 | 6.108% | 0% | 0% | 1 | 49.29% | 0% | 0% | 1 | 54.44% | 0% | 0% | 2 | 1.827% | 0% | 0% | 1 | 3.602% | 0% | 0% | 1
240 | Arkansas | GREATER IMPERIAL | 0 | 0 | 0 | 0% | 0% | 1 | 7.3154 | 0% | 0% | 1 | 39.66% | 0% | 0% | 1 | 0 | 2 | 0% | 0% | 0% | 1 | 3.938% | 0% | 0% | 1 | 12.88% | 0% | 0% | 1 | 31.58% | 0% | 0% | 1 | 31.58% | 0% | 0% | 1 | 2.156% | 0% | 0% | 1 | 3.049% | 0% | 0% | 1 |  | 0% | 0% | 1 | 7.9193 | 0% | 0% | 1 | 49.14% | 0% | 0% | 1 | 0 | 2 | 0% | 0% | 0% | 1 | 6.21% | 0% | 0% | 1 | 27.55% | 0% | 0% | 1 | 41.17% | 0% | 0% | 1 | 42.3% | 0% | 0% | 1 | 8.098% | 0% | 0% | 1 | 6.54% | 0% | 0% | 1 |  | 0% | 0% | 1 | 8 | 0% | 0% | 1 | 53.53% | 0% | 0% | 2 | 0 | 2 | 0% | 0% | 0% | 1 | 5.528% | 0% | 0% | 1 | 28.64% | 0% | 0% | 1 | 35.35% | 0% | 0% | 1 | 39.71% | 0% | 0% | 1 | 9.634% | 0% | 0% | 1 | 6.176% | 0% | 0% | 1 |  | 0% | 0% | 1 | 7.9632 | 0% | 0% | 1 | 51.77% | 0% | 0% | 2 | 0 | 2 | 0% | 0% | 0% | 1 | 6.176% | 0% | 0% | 1 | 22.41% | 0% | 0% | 1 | 27.17% | 0% | 0% | 1 | 32.58% | 0% | 0% | 1 | 13.91% | 0% | 0% | 1 | 6.091% | 0% | 0% | 1
241 | California Water | SPGE | 0 | 0 | 0 | 0% | 0% | 1 | 13.6337 | 0% | 0% | 2 | 5.619% | 0% | 0% | 1 | 0 | 2 | 33.91% | 0% | 33.91% | 2 | 88.51% | 0% | 0% | 3 | 40.92% | 0% | 0% | 1 | 53.2% | 0% | 0% | 2 | 88.72% | 0% | 0% | 3 | 16.81% | 0% | 0% | 1 | 2.235% | 0% | 0% | 1 |  | 0% | 0% | 1 | 8.375 | 0% | 0% | 1 | 16.64% | 0% | 0% | 1 | 0 | 2 | 47.72% | 0% | 47.72% | 2 | 68.24% | 0% | 0% | 2 | 21.19% | 0% | 0% | 1 | 30.67% | 0% | 0% | 1 | 68.67% | 0% | 0% | 2 | 33.15% | 0% | 0% | 1 | 1.81% | 0% | 0% | 1 |  | 0% | 0% | 1 | 9.25 | 0% | 0% | 1 | 23.72% | 0% | 0% | 1 | 0 | 2 | 46.75% | 1.375% | 48.13% | 2 | 57.08% | 0% | 0% | 2 | 18.78% | 0% | 0% | 1 | 31.12% | 0% | 0% | 1 | 61.19% | 0% | 0% | 2 | 35.38% | 0% | 0% | 1 | 1.595% | 0% | 0% | 1 |  | 0% | 0% | 1 | 9.1735 | 0% | 0% | 1 | 33.58% | 0% | 0% | 1 | 0 | 2 | 39.05% | 4.132% | 43.18% | 2 | 51.64% | 0% | 0% | 2 | 18.75% | 0% | 0% | 1 | 31.18% | 0% | 0% | 1 | 59.51% | 0% | 0% | 2 | 30.76% | 0% | 0% | 1 | 2.704% | 0% | 0% | 1
242 | Grimway | SPGE | 75 | 750 | 10 | 19.71% | 0% | 1 | 10.4167 | 999% | 2.318% | 3 | 87.55% | 0% | 0% | 3 | 0 | 2 | 0% | 0% | 0% | 1 | 0.3864% | 2.191% | 0% | 1 | 0% | 2.183% | 0% | 1 | 15.37% | 2.579% | 0% | 1 | 15.75% | 2.591% | 0% | 1 | 0% | 2.183% | 0% | 1 | 0.09481% | 2.185% | 0% | 1 |  | 3.343% | 0% | 1 | 9.6099 | 8.705% | 0% | 1 | 63.38% | 0% | 0% | 2 | 0 | 2 | 8.314% | 0% | 8.314% | 1 | 18% | 0.6972% | 0% | 1 | 13.52% | 0.6611% | 0% | 1 | 22.24% | 0.7352% | 0% | 1 | 31.54% | 0.8351% | 0% | 1 | 7.904% | 0.6208% | 0% | 1 | 1.437% | 0.58% | 0% | 1 |  | 2.436% | 0% | 1 | 10.6681 | 1.875% | 0% | 1 | 53.25% | 0% | 0% | 2 | 0 | 2 | 21.13% | 0.03022% | 21.16% | 2 | 32.49% | 0.4173% | 0% | 1 | 21.21% | 0.3575% | 0% | 1 | 30.18% | 0.4034% | 0% | 1 | 45.69% | 0.5187% | 0% | 1 | 16.56% | 0.3376% | 0% | 1 | 1.76% | 0.2867% | 0% | 1 |  | 1.448% | 0% | 1 | 10.434 | 0.9838% | 0% | 1 | 44.1% | 0% | 0% | 1 | 0 | 2 | 26.1% | 3.471% | 29.57% | 2 | 40.28% | 0.2773% | 0% | 1 | 21.2% | 0.2101% | 0% | 1 | 32.94% | 0.2469% | 0% | 1 | 54.62% | 0.3649% | 0% | 2 | 18.82% | 0.204% | 0% | 1 | 2.254% | 0.1694% | 0% | 1
243 | Viejo | GREATER LA METRO | 0 | 0 | 10 | 0% | 0% | 1 | 39 | 0% | 0% | 4 | 0.8565% | 0% | 0% | 1 | 0 | 2 | 30.23% | 61% | 91.23% | 5 | 14.92% | 0% | 0% | 1 | 64.06% | 0% | 0% | 2 | 79.75% | 0% | 0% | 3 | 92.75% | 0% | 0% | 4 | 45.82% | 0% | 0% | 1 | 10.9% | 0% | 0% | 1 |  | 0% | 0% | 1 | 31.8 | 0% | 0% | 4 | 0.2884% | 0% | 0% | 1 | 0 | 2 | 32.2% | 57.12% | 89.32% | 5 | 48.81% | 0% | 0% | 1 | 42.93% | 0% | 0% | 1 | 59.49% | 0% | 0% | 2 | 86.52% | 0% | 0% | 3 | 57.74% | 0% | 0% | 2 | 13.61% | 0% | 0% | 1 |  | 0% | 0% | 1 | 29.7143 | 0% | 0% | 3 | 0.1129% | 0% | 0% | 1 | 0 | 2 | 22.63% | 64.29% | 86.92% | 5 | 46.85% | 0% | 0% | 1 | 39.34% | 0% | 0% | 1 | 54.79% | 0% | 0% | 2 | 83.35% | 0% | 0% | 3 | 60.04% | 0% | 0% | 2 | 9.568% | 0% | 0% | 1 |  | 0% | 0% | 1 | 35.878 | 0% | 0% | 4 | 0.6871% | 0% | 0% | 1 | 0 | 2 | 35.06% | 48.83% | 83.89% | 5 | 34.89% | 0% | 0% | 1 | 43.51% | 0% | 0% | 1 | 57.24% | 0% | 0% | 2 | 81.59% | 0% | 0% | 3 | 40.8% | 0% | 0% | 1 | 8.348% | 0% | 0% | 1
244 | Kelso | NORTHERN CALIFORNIA | 0 | 0 | 10 | 0% | 0% | 1 | 20 | 0% | 0% | 3 | 24.39% | 0% | 0% | 1 | 0 | 2 | 65.98% | 0% | 65.98% | 3 | 67.11% | 0% | 0% | 2 | 55.62% | 0% | 0% | 2 | 60.59% | 0% | 0% | 2 | 85.47% | 0% | 0% | 3 | 7.312% | 0% | 0% | 1 | 9.437% | 0% | 0% | 1 |  | 0% | 0% | 1 | 14.1319 | 0% | 0% | 2 | 38.74% | 0% | 0% | 1 | 0 | 2 | 48.5% | 0% | 48.5% | 2 | 52.44% | 0% | 0% | 2 | 41.89% | 0% | 0% | 1 | 45.69% | 0% | 0% | 1 | 65.53% | 0% | 0% | 2 | 11.25% | 0% | 0% | 1 | 6.17% | 0% | 0% | 1 |  | 0% | 0% | 1 | 15.0212 | 0% | 0% | 2 | 41.15% | 0% | 0% | 1 | 0 | 2 | 44.19% | 1.823% | 46.02% | 2 | 44.69% | 0% | 0% | 1 | 37.11% | 0% | 0% | 1 | 39.4% | 0% | 0% | 1 | 57.65% | 0% | 0% | 2 | 17.99% | 0% | 0% | 1 | 6.347% | 0% | 0% | 1 |  | 0% | 0% | 1 | 13.4331 | 0% | 0% | 2 | 40.39% | 0% | 0% | 1 | 0 | 2 | 39.26% | 4.666% | 43.93% | 2 | 44.45% | 0% | 0% | 1 | 36.02% | 0% | 0% | 1 | 37.75% | 0% | 0% | 1 | 58.46% | 0% | 0% | 2 | 21.32% | 0% | 0% | 1 | 7.034% | 0% | 0% | 1
245 | BlytheSC 161 kV | RIVERSIDE | 160 | 1600 | 10 | 46.76% | 0% | 2 | 17.1635 | 285.3% | 3.458% | 3 | 66.09% | 21.26% | 0% | 2 | 0 | 2 | 0% | 0% | 0% | 1 | 39% | 7.065% | 0% | 1 | 45.75% | 7.945% | 0% | 1 | 28.27% | 6.008% | 0% | 1 | 66.52% | 12.87% | 0% | 2 | 2.007% | 4.398% | 0% | 1 | 1.463% | 4.374% | 0% | 1 |  | 5.328% | 0% | 1 | 13.3417 | 10.56% | 0% | 2 | 39.86% | 0% | 0% | 1 | 0 | 2 | 0% | 0% | 0% | 1 | 24.55% | 1.667% | 0% | 1 | 29.78% | 1.791% | 0% | 1 | 16.11% | 1.499% | 0% | 1 | 40.83% | 2.126% | 0% | 1 | 16.44% | 1.505% | 0% | 1 | 2.348% | 1.288% | 0% | 1 |  | 2.851% | 0% | 1 | 10.6201 | 2.922% | 0% | 1 | 27.1% | 0% | 0% | 1 | 0 | 2 | 0% | 0% | 0% | 1 | 28% | 0.9422% | 0% | 1 | 29.49% | 0.9621% | 0% | 1 | 20.13% | 0.8494% | 0% | 1 | 40.83% | 1.147% | 0% | 1 | 27.86% | 0.9404% | 0% | 1 | 2.454% | 0.6955% | 0% | 1 |  | 1.916% | 0% | 1 | 8.7 | 1.771% | 0% | 1 | 20.04% | 0% | 0% | 1 | 0 | 2 | 0% | 0% | 0% | 1 | 25.68% | 0.652% | 0% | 1 | 27.6% | 0.6693% | 0% | 1 | 20.63% | 0.6105% | 0% | 1 | 37.46% | 0.7748% | 0% | 1 | 33.07% | 0.724% | 0% | 1 | 2.904% | 0.4991% | 0% | 1
246 | Windhub | GREATER TEHACHAPI | 1255.65 | 12556.5 | 15 | 90.32% | 0% | 4 | 30.6333 | 17112% | 101.3% | 5 | 0% | 0% | 0% | 1 | 0 | 2 | 7.042% | 0% | 7.042% | 1 | 33.38% | 60% | 0% | 3 | 24.51% | 52.94% | 0% | 3 | 33.93% | 60.5% | 0% | 3 | 55.46% | 89.73% | 0% | 4 | 4.561% | 41.88% | 0% | 2 | 0.2975% | 40.09% | 0% | 2 |  | 33.02% | 0% | 2 | 32 | 408% | 22.3% | 5 | 1.46% | 0% | 0% | 1 | 0 | 2 | 21.03% | 2.691% | 23.72% | 2 | 30.15% | 16.91% | 0% | 1 | 29.79% | 16.82% | 0% | 1 | 37.26% | 18.83% | 0% | 1 | 60.32% | 29.77% | 0% | 2 | 15.38% | 13.96% | 0% | 1 | 0.641% | 11.89% | 0% | 1 |  | 14.92% | 0% | 1 | 33.6629 | 70.47% | 0% | 4 | 1.15% | 0% | 0% | 1 | 0 | 2 | 14.62% | 9.607% | 24.23% | 2 | 31.39% | 8.131% | 0% | 1 | 25.58% | 7.497% | 0% | 1 | 25.59% | 7.497% | 0% | 1 | 56.04% | 12.69% | 0% | 2 | 22.71% | 7.218% | 0% | 1 | 1.113% | 5.642% | 0% | 1 |  | 8.821% | 0% | 1 | 38 | 21.51% | 0% | 4 | 1.407% | 0% | 0% | 1 | 0 | 2 | 14.62% | 10.46% | 25.08% | 3 | 33.15% | 4.681% | 0% | 1 | 22.68% | 4.047% | 0% | 1 | 23.61% | 4.097% | 0% | 1 | 55.1% | 6.97% | 0% | 2 | 29.15% | 4.417% | 0% | 1 | 1.262% | 3.169% | 0% | 1
247 | Camanche | NORTHERN CALIFORNIA | 0 | 0 | 10 | 0% | 0% | 1 | 17.3069 | 0% | 0% | 2 | 7.399% | 0% | 0% | 1 | 0 | 2 | 16.72% | 0% | 16.72% | 1 | 81.13% | 0% | 0% | 3 | 60.43% | 0% | 0% | 2 | 84.23% | 0% | 0% | 3 | 84.99% | 0% | 0% | 3 | 36.26% | 0% | 0% | 1 | 27.38% | 0% | 0% | 1 |  | 0% | 0% | 1 | 18 | 0% | 0% | 2 | 14.66% | 0% | 0% | 1 | 0 | 2 | 13.78% | 0% | 13.78% | 1 | 60.71% | 0% | 0% | 2 | 39.77% | 0% | 0% | 1 | 68.03% | 0% | 0% | 2 | 78.47% | 0% | 0% | 3 | 23.51% | 0% | 0% | 1 | 19.99% | 0% | 0% | 1 |  | 0% | 0% | 1 | 17.4918 | 0% | 0% | 2 | 20.81% | 0% | 0% | 1 | 0 | 2 | 22.44% | 0% | 22.44% | 2 | 54.61% | 0% | 0% | 2 | 29.59% | 0% | 0% | 1 | 54.04% | 0% | 0% | 2 | 72.18% | 0% | 0% | 3 | 27.18% | 0% | 0% | 1 | 18.51% | 0% | 0% | 1 |  | 0% | 0% | 1 | 16.1667 | 0% | 0% | 2 | 22.13% | 0% | 0% | 1 | 0 | 2 | 31.95% | 0.2216% | 32.17% | 2 | 52.71% | 0% | 0% | 2 | 22.71% | 0% | 0% | 1 | 42.44% | 0% | 0% | 1 | 68.13% | 0% | 0% | 2 | 30.59% | 0% | 0% | 1 | 15.58% | 0% | 0% | 1
248 | Whirlwind | GREATER TEHACHAPI | 3705 | 37050 | 10 | 113.6% | 30.76% | 5 | 35.0353 | 11571% | 250.7% | 5 | 0.7177% | 944.6% | 1312% | 5 | 0 | 2 | 0% | 0% | 0% | 1 | 13.55% | 91.15% | 0% | 4 | 13.64% | 91.24% | 0% | 4 | 13.64% | 91.24% | 0% | 4 | 27.19% | 108.2% | 22.02% | 5 | 5.492% | 83.38% | 0% | 4 | 0.6727% | 79.33% | 0% | 4 |  | 53.81% | 0% | 3 | 38.5 | 285.5% | 48.1% | 5 | 1.663% | 0% | 0% | 1 | 0 | 2 | 7.816% | 0.1088% | 7.925% | 2 | 20.77% | 28.19% | 0% | 2 | 37.91% | 35.98% | 0% | 2 | 21.78% | 28.56% | 0% | 2 | 52.41% | 46.94% | 0% | 2 | 17% | 26.92% | 0% | 2 | 0.4841% | 22.45% | 0% | 2 |  | 31.75% | 0% | 2 | 38.2444 | 138.3% | 11.46% | 5 | 1.579% | 0% | 0% | 1 | 0 | 2 | 16.29% | 4.405% | 20.7% | 2 | 21.85% | 16.11% | 0% | 1 | 36.13% | 19.71% | 0% | 1 | 26.66% | 17.16% | 0% | 1 | 54.07% | 27.41% | 0% | 2 | 20.97% | 15.93% | 0% | 1 | 1.558% | 12.79% | 0% | 1 |  | 25.12% | 0% | 2 | 38 | 76.55% | 0% | 4 | 1.608% | 0% | 0% | 1 | 0 | 2 | 21.49% | 11.34% | 32.83% | 3 | 23.89% | 11.83% | 0% | 1 | 34.82% | 13.82% | 0% | 1 | 32.29% | 13.3% | 0% | 1 | 56.56% | 20.74% | 0% | 2 | 23.47% | 11.77% | 0% | 1 | 2.413% | 9.229% | 0% | 1
249 | El Casco | RIVERSIDE | 0 | 0 | 10 | 0% | 0% | 1 | 21.4348 | 0% | 0% | 3 | 0.02965% | 0% | 0% | 1 | 0 | 2 | 94.99% | 3.367% | 98.36% | 5 | 57.4% | 0% | 0% | 2 | 48% | 0% | 0% | 1 | 43.51% | 0% | 0% | 1 | 79.04% | 0% | 0% | 3 | 44.9% | 0% | 0% | 1 | 5.333% | 0% | 0% | 1 |  | 0% | 0% | 1 | 20.625 | 0% | 0% | 3 | 4.583% | 0% | 0% | 1 | 0 | 2 | 80.18% | 13.93% | 94.12% | 5 | 36.04% | 0% | 0% | 1 | 38.65% | 0% | 0% | 1 | 60.87% | 0% | 0% | 2 | 79.44% | 0% | 0% | 3 | 38.51% | 0% | 0% | 1 | 5.84% | 0% | 0% | 1 |  | 0% | 0% | 1 | 22.5821 | 0% | 0% | 3 | 2.864% | 0% | 0% | 1 | 0 | 2 | 67.87% | 23.09% | 90.97% | 5 | 32.17% | 0% | 0% | 1 | 33.89% | 0% | 0% | 1 | 55.39% | 0% | 0% | 2 | 72.75% | 0% | 0% | 3 | 39.21% | 0% | 0% | 1 | 5.691% | 0% | 0% | 1 |  | 0% | 0% | 1 | 25.4944 | 0% | 0% | 3 | 2.237% | 0% | 0% | 1 | 0 | 2 | 55.16% | 36.51% | 91.68% | 5 | 27.39% | 0% | 0% | 1 | 35.13% | 0% | 0% | 1 | 57.9% | 0% | 0% | 2 | 71.83% | 0% | 0% | 3 | 40.39% | 0% | 0% | 1 | 5.1% | 0% | 0% | 1
250 | Suncrest | SAN DIEGO | 0 | 0 | 10 | 0% | 0% | 1 | 13.35 | 0% | 0% | 2 | 0.01578% | 0% | 0% | 1 | 0 | 2 | 13.27% | 86.53% | 99.8% | 5 | 18.08% | 0% | 0% | 1 | 26.29% | 0% | 0% | 1 | 48.55% | 0% | 0% | 1 | 56.66% | 0% | 0% | 2 | 51.07% | 0% | 0% | 2 | 3.658% | 0% | 0% | 1 |  | 0% | 0% | 1 | 13 | 0% | 0% | 2 | 0.002858% | 0% | 0% | 1 | 0 | 2 | 9.139% | 90.61% | 99.75% | 5 | 18.76% | 0% | 0% | 1 | 29.23% | 0% | 0% | 1 | 58.01% | 0% | 0% | 2 | 64.2% | 0% | 0% | 2 | 55.5% | 0% | 0% | 2 | 3.849% | 0% | 0% | 1 |  | 0% | 0% | 1 | 10.5663 | 0% | 0% | 1 | 0.08456% | 0% | 0% | 1 | 0 | 2 | 8.434% | 91.31% | 99.75% | 5 | 20.39% | 0% | 0% | 1 | 35.38% | 0% | 0% | 1 | 59.55% | 0% | 0% | 2 | 72.29% | 0% | 0% | 3 | 54.34% | 0% | 0% | 2 | 4.289% | 0% | 0% | 1 |  | 0% | 0% | 1 | 12.122 | 0% | 0% | 2 | 0.1988% | 0% | 0% | 1 | 0 | 2 | 9.579% | 89.49% | 99.07% | 5 | 24.64% | 0% | 0% | 1 | 32.25% | 0% | 0% | 1 | 53.02% | 0% | 0% | 2 | 67.53% | 0% | 0% | 2 | 49.68% | 0% | 0% | 1 | 4.253% | 0% | 0% | 1
251 | Colorado River | RIVERSIDE | 800 | 8000 | 15 | 28018% | 25.19% | 5 | 4.3613 | 46.05% | 0% | 2 | 0.06249% | 14505% | 40139% | 5 | 0 | 2 | 0% | 0% | 0% | 1 | 77.27% | 111.1% | 3.271% | 4 | 88.38% | 217.3% | 15.43% | 5 | 85.3% | 171.8% | 12.38% | 5 | 97.22% | 907.8% | 23.12% | 5 | 73.48% | 95.22% | 0% | 4 | 0.1372% | 25.29% | 0% | 2 |  | 47.67% | 0% | 2 | 7.3267 | 21.06% | 0% | 2 | 16.97% | 0% | 0% | 1 | 0 | 2 | 0% | 0% | 0% | 1 | 39.23% | 12.99% | 0% | 1 | 44.48% | 14.22% | 0% | 1 | 38.53% | 12.84% | 0% | 1 | 57.08% | 18.39% | 0% | 2 | 48.63% | 15.36% | 0% | 1 | 0.6263% | 7.942% | 0% | 1 |  | 29.38% | 0% | 2 | 8.9161 | 13.09% | 0% | 1 | 28.1% | 0% | 0% | 1 | 0 | 2 | 0% | 0% | 0% | 1 | 36.92% | 6.4% | 0% | 1 | 39.28% | 6.648% | 0% | 1 | 31.25% | 5.872% | 0% | 1 | 55.64% | 9.102% | 0% | 2 | 40.34% | 6.767% | 0% | 1 | 1.07% | 4.081% | 0% | 1 |  | 23.14% | 0% | 2 | 8.0624 | 8.649% | 0% | 1 | 25.04% | 0% | 0% | 1 | 0 | 2 | 0% | 0% | 0% | 1 | 36.95% | 4.817% | 0% | 1 | 36.94% | 4.816% | 0% | 1 | 28.98% | 4.276% | 0% | 1 | 51.65% | 6.281% | 0% | 2 | 43.05% | 5.332% | 0% | 1 | 2.007% | 3.099% | 0% | 1
252 | Redbluff | RIVERSIDE | 175 | 1750 | 15 | 31.67% | 0% | 2 | 5.4025 | 16.63% | 0% | 1 | 0% | 0% | 0% | 1 | 0 | 2 | 0% | 0% | 0% | 1 | 24.29% | 10.03% | 0% | 1 | 0.4437% | 7.625% | 0% | 1 | 0% | 7.591% | 0% | 1 | 24.73% | 10.09% | 0% | 1 | 36.12% | 11.88% | 0% | 1 | 3.231% | 7.845% | 0% | 1 |  | 16.21% | 0% | 1 | 4.9046 | 6.561% | 0% | 1 | 0% | 0% | 0% | 1 | 0 | 2 | 0% | 0% | 0% | 1 | 32.12% | 5.23% | 0% | 1 | 0.2314% | 3.558% | 0% | 1 | 0% | 3.55% | 0% | 1 | 32.36% | 5.248% | 0% | 1 | 43.13% | 6.243% | 0% | 1 | 1.796% | 3.615% | 0% | 1 |  | 16.21% | 0% | 1 | 4.2997 | 5.675% | 0% | 1 | 0% | 0% | 0% | 1 | 0 | 2 | 0% | 0% | 0% | 1 | 40.99% | 4.992% | 0% | 1 | 9.601% | 3.259% | 0% | 1 | 9.37% | 3.25% | 0% | 1 | 41.24% | 5.013% | 0% | 1 | 46.25% | 5.481% | 0% | 1 | 1.49% | 2.99% | 0% | 1 |  | 15.13% | 0% | 1 | 3.7095 | 4.081% | 0% | 1 | 0% | 0% | 0% | 1 | 0 | 2 | 0% | 0% | 0% | 1 | 37.21% | 3.556% | 0% | 1 | 23.33% | 2.912% | 0% | 1 | 15.1% | 2.63% | 0% | 1 | 48.04% | 4.297% | 0% | 1 | 49.9% | 4.457% | 0% | 1 | 1.185% | 2.26% | 0% | 1
253 | Ocotillo | GREATER IMPERIAL | 0 | 0 | 10 | 0% | 0% | 1 | 7.079 | 0% | 0% | 1 | 0% | 0% | 0% | 1 | 0 | 2 | 0% | 0% | 0% | 1 | 31.87% | 0% | 0% | 1 | 27.59% | 0% | 0% | 1 | 16.7% | 0% | 0% | 1 | 59.52% | 0% | 0% | 2 | 30.23% | 0% | 0% | 1 | 0% | 0% | 0% | 1 |  | 0% | 0% | 1 | 4.8376 | 0% | 0% | 1 | 0% | 0% | 0% | 1 | 0 | 2 | 0% | 0% | 0% | 1 | 35.65% | 0% | 0% | 1 | 19.28% | 0% | 0% | 1 | 14.57% | 0% | 0% | 1 | 57.28% | 0% | 0% | 2 | 43.12% | 0% | 0% | 1 | 0.02637% | 0% | 0% | 1 |  | 0% | 0% | 1 | 6.189 | 0% | 0% | 1 | 0% | 0% | 0% | 1 | 0 | 2 | 17.94% | 0% | 17.94% | 1 | 17.06% | 0% | 0% | 1 | 18.86% | 0% | 0% | 1 | 20.35% | 0% | 0% | 1 | 42.18% | 0% | 0% | 1 | 51.43% | 0% | 0% | 2 | 0.7913% | 0% | 0% | 1 |  | 0% | 0% | 1 | 7.6762 | 0% | 0% | 1 | 8.448% | 0% | 0% | 1 | 0 | 2 | 18.32% | 18.46% | 36.78% | 3 | 10.96% | 0% | 0% | 1 | 15.81% | 0% | 0% | 1 | 26.68% | 0% | 0% | 1 | 39.41% | 0% | 0% | 1 | 40.2% | 0% | 0% | 1 | 3.76% | 0% | 0% | 1
254 | Ivanpah | SNV ELDORADO DESERT | 0 | 0 | 0 | 0% | 0% | 1 | 2.7076 | 0% | 0% | 1 | 0% | 0% | 0% | 1 | 0 | 2 | 0% | 0% | 0% | 1 | 99.55% | 0% | 0% | 5 | 79.09% | 0% | 0% | 3 | 0.5178% | 0% | 0% | 1 | 99.59% | 0% | 0% | 5 | 4.997% | 0% | 0% | 1 | 0% | 0% | 0% | 1 |  | 0% | 0% | 1 | 2.3895 | 0% | 0% | 1 | 0% | 0% | 0% | 1 | 0 | 2 | 0% | 0% | 0% | 1 | 73.43% | 0% | 0% | 3 | 67.05% | 0% | 0% | 2 | 9.072% | 0% | 0% | 1 | 82.01% | 0% | 0% | 3 | 12.52% | 0% | 0% | 1 | 0% | 0% | 0% | 1 |  | 0% | 0% | 1 | 2.3597 | 0% | 0% | 1 | 0% | 0% | 0% | 1 | 0 | 2 | 0% | 0% | 0% | 1 | 39.37% | 0% | 0% | 1 | 36.38% | 0% | 0% | 1 | 4.956% | 0% | 0% | 1 | 43.97% | 0% | 0% | 1 | 23.97% | 0% | 0% | 1 | 0% | 0% | 0% | 1 |  | 0% | 0% | 1 | 2.9995 | 0% | 0% | 1 | 0% | 0% | 0% | 1 | 0 | 2 | 0% | 0% | 0% | 1 | 23.39% | 0% | 0% | 1 | 22.84% | 0% | 0% | 1 | 3.821% | 0% | 0% | 1 | 27.35% | 0% | 0% | 1 | 23.98% | 0% | 0% | 1 | 0.3071% | 0% | 0% | 1
255 | Alamitos | GREATER LA METRO | 0 | 0 | 10 | 0% | 0% | 1 | 43.4 | 0% | 0% | 4 | 0% | 0% | 0% | 1 | 0 | 2 | 0% | 0% | 0% | 1 | 0% | 0% | 0% | 1 | 63.11% | 0% | 0% | 2 | 98.67% | 0% | 0% | 5 | 98.67% | 0% | 0% | 5 | 0% | 0% | 0% | 1 | 2.005% | 0% | 0% | 1 |  | 0% | 0% | 1 | 66.625 | 0% | 0% | 4 | 0% | 0% | 0% | 1 | 0 | 2 | 0% | 0% | 0% | 1 | 0% | 0% | 0% | 1 | 8.006% | 0% | 0% | 1 | 70.88% | 0% | 0% | 3 | 70.88% | 0% | 0% | 3 | 0% | 0% | 0% | 1 | 0.4564% | 0% | 0% | 1 |  | 0% | 0% | 1 | 51 | 0% | 0% | 4 | 0% | 0% | 0% | 1 | 0 | 2 | 0% | 0% | 0% | 1 | 0% | 0% | 0% | 1 | 14.72% | 0% | 0% | 1 | 77.44% | 0% | 0% | 3 | 77.44% | 0% | 0% | 3 | 0% | 0% | 0% | 1 | 3.53% | 0% | 0% | 1 |  | 0% | 0% | 1 | 49 | 0% | 0% | 4 | 0% | 0% | 0% | 1 | 0 | 2 | 5.285% | 0% | 5.285% | 1 | 1.467% | 0% | 0% | 1 | 12.98% | 0% | 0% | 1 | 69.63% | 0% | 0% | 2 | 71.1% | 0% | 0% | 3 | 3.511% | 0% | 0% | 1 | 4.955% | 0% | 0% | 1
256 | Shilo III | NORTHERN CALIFORNIA | 0 | 0 | 0 | 0% | 0% | 1 | 6.2346 | 0% | 0% | 1 | 0% | 0% | 0% | 1 | 0 | 2 | 90.56% | 0% | 90.56% | 5 | 6.785% | 0% | 0% | 1 | 37.32% | 0% | 0% | 1 | 40.15% | 0% | 0% | 1 | 51.35% | 0% | 0% | 2 | 3.024% | 0% | 0% | 1 | 18.31% | 0% | 0% | 1 |  | 0% | 0% | 1 | 6.4537 | 0% | 0% | 1 | 7.5% | 0% | 0% | 1 | 0 | 2 | 64.39% | 0% | 64.39% | 3 | 16.43% | 0% | 0% | 1 | 35% | 0% | 0% | 1 | 35.32% | 0% | 0% | 1 | 50.32% | 0% | 0% | 2 | 6.423% | 0% | 0% | 1 | 27.55% | 0% | 0% | 1 |  | 0% | 0% | 1 | 7.398 | 0% | 0% | 1 | 26.91% | 0% | 0% | 1 | 0 | 2 | 40.23% | 0% | 40.23% | 2 | 11.71% | 0% | 0% | 1 | 31.27% | 0% | 0% | 1 | 31.7% | 0% | 0% | 1 | 42.53% | 0% | 0% | 1 | 4.082% | 0% | 0% | 1 | 19.97% | 0% | 0% | 1 |  | 0% | 0% | 1 | 12.6087 | 0% | 0% | 2 | 33.22% | 0% | 0% | 1 | 0 | 2 | 33.62% | 0% | 33.62% | 2 | 17.47% | 0% | 0% | 1 | 24.33% | 0% | 0% | 1 | 25.85% | 0% | 0% | 1 | 40.6% | 0% | 0% | 1 | 6.693% | 0% | 0% | 1 | 14.49% | 0% | 0% | 1
257 | ECO | GREATER IMPERIAL | 0 | 0 | 10 | 0% | 0% | 1 | 12 | 0% | 0% | 2 | 0% | 0% | 0% | 1 | 0 | 2 | 0% | 0% | 0% | 1 | 0% | 0% | 0% | 1 | 22.48% | 0% | 0% | 1 | 31.83% | 0% | 0% | 1 | 38.2% | 0% | 0% | 1 | 18.97% | 0% | 0% | 1 | 4.436% | 0% | 0% | 1 |  | 0% | 0% | 1 | 8.6345 | 0% | 0% | 1 | 0% | 0% | 0% | 1 | 0 | 2 | 38.9% | 0% | 38.9% | 2 | 11.48% | 0% | 0% | 1 | 35.09% | 0% | 0% | 1 | 37.23% | 0% | 0% | 1 | 55.73% | 0% | 0% | 2 | 24.4% | 0% | 0% | 1 | 1.672% | 0% | 0% | 1 |  | 0% | 0% | 1 | 9.9571 | 0% | 0% | 1 | 0% | 0% | 0% | 1 | 0 | 2 | 34.09% | 24.52% | 58.61% | 4 | 20.41% | 0% | 0% | 1 | 15.22% | 0% | 0% | 1 | 31.99% | 0% | 0% | 1 | 54.11% | 0% | 0% | 2 | 25.86% | 0% | 0% | 1 | 1.085% | 0% | 0% | 1 |  | 0% | 0% | 1 | 8.6312 | 0% | 0% | 1 | 0.187% | 0% | 0% | 1 | 0 | 2 | 22.89% | 43.48% | 66.37% | 5 | 15.94% | 0% | 0% | 1 | 13.27% | 0% | 0% | 1 | 22.16% | 0% | 0% | 1 | 42.48% | 0% | 0% | 1 | 36.65% | 0% | 0% | 1 | 1.366% | 0% | 0% | 1
258 | IID System | GREATER IMPERIAL | 0 | 0 | 0 | 0% | 0% | 1 | 9.4823 | 0% | 0% | 1 | 34.27% | 0% | 0% | 1 | 0 | 2 | 0% | 0% | 0% | 1 | 0% | 0% | 0% | 1 | 74.49% | 0% | 0% | 3 | 85.24% | 0% | 0% | 3 | 85.24% | 0% | 0% | 3 | 0% | 0% | 0% | 1 | 11.46% | 0% | 0% | 1 |  | 0% | 0% | 1 | 7.575 | 0% | 0% | 1 | 39.4% | 0% | 0% | 1 | 0 | 2 | 0% | 0% | 0% | 1 | 1.414% | 0% | 0% | 1 | 43.47% | 0% | 0% | 1 | 54.23% | 0% | 0% | 2 | 54.54% | 0% | 0% | 2 | 8.573% | 0% | 0% | 1 | 7.954% | 0% | 0% | 1 |  | 0% | 0% | 1 | 8.1203 | 0% | 0% | 1 | 45.84% | 0% | 0% | 1 | 0 | 2 | 0% | 0% | 0% | 1 | 4.13% | 0% | 0% | 1 | 36.27% | 0% | 0% | 1 | 44.7% | 0% | 0% | 1 | 48.02% | 0% | 0% | 1 | 13.58% | 0% | 0% | 1 | 7.153% | 0% | 0% | 1 |  | 0% | 0% | 1 | 8 | 0% | 0% | 1 | 44.49% | 0% | 0% | 1 | 0 | 2 | 0% | 0% | 0% | 1 | 3.842% | 0% | 0% | 1 | 26.07% | 0% | 0% | 1 | 32.56% | 0% | 0% | 1 | 36.36% | 0% | 0% | 1 | 20.36% | 0% | 0% | 1 | 6.302% | 0% | 0% | 1
259 | Sonora | GREATER IMPERIAL | 0 | 0 | 0 | 0% | 0% | 1 | 7.0037 | 0% | 0% | 1 | 30.2% | 0% | 0% | 1 | 0 | 2 | 0% | 0% | 0% | 1 | 13.39% | 0% | 0% | 1 | 7.052% | 0% | 0% | 1 | 41.82% | 0% | 0% | 1 | 41.82% | 0% | 0% | 1 | 16.21% | 0% | 0% | 1 | 6.807% | 0% | 0% | 1 |  | 0% | 0% | 1 | 7.9214 | 0% | 0% | 1 | 41.77% | 0% | 0% | 1 | 0 | 2 | 0% | 0% | 0% | 1 | 7.847% | 0% | 0% | 1 | 31.34% | 0% | 0% | 1 | 49.09% | 0% | 0% | 1 | 49.5% | 0% | 0% | 1 | 10.57% | 0% | 0% | 1 | 7.53% | 0% | 0% | 1 |  | 0% | 0% | 1 | 7.8755 | 0% | 0% | 1 | 48.59% | 0% | 0% | 1 | 0 | 2 | 0% | 0% | 0% | 1 | 6.182% | 0% | 0% | 1 | 30.81% | 0% | 0% | 1 | 39.14% | 0% | 0% | 1 | 43.38% | 0% | 0% | 1 | 11.67% | 0% | 0% | 1 | 6.624% | 0% | 0% | 1 |  | 0% | 0% | 1 | 7.9167 | 0% | 0% | 1 | 50.33% | 0% | 0% | 2 | 0 | 2 | 0% | 0% | 0% | 1 | 5.554% | 0% | 0% | 1 | 25.47% | 0% | 0% | 1 | 31.08% | 0% | 0% | 1 | 35.75% | 0% | 0% | 1 | 14.44% | 0% | 0% | 1 | 6.279% | 0% | 0% | 1
260 | Caliente | SPGE | 0 | 0 | 10 | 0% | 0% | 1 | 8.3951 | 0% | 0% | 1 | 0% | 0% | 0% | 1 | 0 | 2 | 46.87% | 0% | 46.87% | 2 | 33.95% | 0% | 0% | 1 | 20.5% | 0% | 0% | 1 | 35.89% | 0% | 0% | 1 | 57.26% | 0% | 0% | 2 | 54.13% | 0% | 0% | 2 | 4.37% | 0% | 0% | 1 |  | 0% | 0% | 1 | 12.9872 | 0% | 0% | 2 | 0.01434% | 0% | 0% | 1 | 0 | 2 | 33.85% | 0.1721% | 34.02% | 2 | 50.86% | 0% | 0% | 2 | 18.32% | 0% | 0% | 1 | 33.97% | 0% | 0% | 1 | 69.79% | 0% | 0% | 2 | 46.13% | 0% | 0% | 1 | 6.153% | 0% | 0% | 1 |  | 0% | 0% | 1 | 8.75 | 0% | 0% | 1 | 3.121% | 0% | 0% | 1 | 0 | 2 | 28.64% | 4.602% | 33.25% | 2 | 54.16% | 0% | 0% | 2 | 13.01% | 0% | 0% | 1 | 26.29% | 0% | 0% | 1 | 70.99% | 0% | 0% | 3 | 42.73% | 0% | 0% | 1 | 2.91% | 0% | 0% | 1 |  | 0% | 0% | 1 | 7.358 | 0% | 0% | 1 | 12.89% | 0% | 0% | 1 | 0 | 2 | 29.74% | 8.346% | 38.09% | 2 | 53.09% | 0% | 0% | 2 | 14.48% | 0% | 0% | 1 | 25.52% | 0% | 0% | 1 | 70.58% | 0% | 0% | 3 | 39.95% | 0% | 0% | 1 | 2.093% | 0% | 0% | 1
261 | Regulus | SPGE | 0 | 0 | 0 | 0% | 0% | 1 | 11.6207 | 0% | 0% | 1 | 82.03% | 0% | 0% | 3 | 0 | 2 | 0.885% | 0% | 0.885% | 1 | 0.0005585% | 0% | 0% | 1 | 0.7683% | 0% | 0% | 1 | 9.486% | 0% | 0% | 1 | 9.486% | 0% | 0% | 1 | 0.0003416% | 0% | 0% | 1 | 0.02403% | 0% | 0% | 1 |  | 0% | 0% | 1 | 10.5 | 0% | 0% | 1 | 57.61% | 0% | 0% | 2 | 0 | 2 | 10.71% | 0% | 10.71% | 1 | 25.32% | 0% | 0% | 1 | 13.07% | 0% | 0% | 1 | 23.06% | 0% | 0% | 1 | 35.89% | 0% | 0% | 1 | 12.62% | 0% | 0% | 1 | 1.897% | 0% | 0% | 1 |  | 0% | 0% | 1 | 10.0802 | 0% | 0% | 1 | 44.25% | 0% | 0% | 1 | 0 | 2 | 26.77% | 0.6474% | 27.42% | 2 | 42.91% | 0% | 0% | 1 | 20.81% | 0% | 0% | 1 | 31.6% | 0% | 0% | 1 | 53.72% | 0% | 0% | 2 | 22.71% | 0% | 0% | 1 | 1.662% | 0% | 0% | 1 |  | 0% | 0% | 1 | 11 | 0% | 0% | 1 | 41.37% | 0% | 0% | 1 | 0 | 2 | 28.62% | 3.838% | 32.46% | 2 | 41.97% | 0% | 0% | 1 | 20.98% | 0% | 0% | 1 | 32.2% | 0% | 0% | 1 | 54.03% | 0% | 0% | 2 | 22.15% | 0% | 0% | 1 | 2.618% | 0% | 0% | 1
262 | Geysers | NORTHERN CALIFORNIA | 0 | 0 | 10 | 0% | 0% | 1 | 7.1989 | 0% | 0% | 1 | 0.3314% | 0% | 0% | 1 | 0 | 2 | 54.52% | 2.555% | 57.08% | 3 | 97.96% | 0% | 0% | 5 | 62.02% | 0% | 0% | 2 | 99.98% | 0% | 0% | 5 | 100% | 0% | 0% | 5 | 32.67% | 0% | 0% | 1 | 1.211% | 0% | 0% | 1 |  | 0% | 0% | 1 | 10.6938 | 0% | 0% | 1 | 6.417% | 0% | 0% | 1 | 0 | 2 | 48.63% | 13.42% | 62.04% | 3 | 64.43% | 0% | 0% | 2 | 60.57% | 0% | 0% | 2 | 83.78% | 0% | 0% | 3 | 95.24% | 0% | 0% | 5 | 35.2% | 0% | 0% | 1 | 2.669% | 0% | 0% | 1 |  | 0% | 0% | 1 | 11.6026 | 0% | 0% | 1 | 7.151% | 0% | 0% | 1 | 0 | 2 | 33.26% | 27.4% | 60.66% | 4 | 56.41% | 0% | 0% | 2 | 49.03% | 0% | 0% | 1 | 76.43% | 0% | 0% | 3 | 93.09% | 0% | 0% | 4 | 30.57% | 0% | 0% | 1 | 2.18% | 0% | 0% | 1 |  | 0% | 0% | 1 | 11.1884 | 0% | 0% | 1 | 7.255% | 0% | 0% | 1 | 0 | 2 | 29.1% | 29.38% | 58.48% | 4 | 58.58% | 0% | 0% | 2 | 43.36% | 0% | 0% | 1 | 73.98% | 0% | 0% | 3 | 91.46% | 0% | 0% | 4 | 36.49% | 0% | 0% | 1 | 2.342% | 0% | 0% | 1
263 | Solar SS | SPGE | 0 | 0 | 10 | 0% | 0% | 1 | 4.3051 | 0% | 0% | 1 | 0.2287% | 0% | 0% | 1 | 0 | 2 | 65.37% | 7.211% | 72.58% | 3 | 9.894% | 0% | 0% | 1 | 28.65% | 0% | 0% | 1 | 52.23% | 0% | 0% | 2 | 54.15% | 0% | 0% | 2 | 51.49% | 0% | 0% | 2 | 1.155% | 0% | 0% | 1 |  | 0% | 0% | 1 | 8.963 | 0% | 0% | 1 | 0.2068% | 0% | 0% | 1 | 0 | 2 | 61% | 14.55% | 75.55% | 5 | 40.24% | 0% | 0% | 1 | 21.09% | 0% | 0% | 1 | 34.92% | 0% | 0% | 1 | 68.13% | 0% | 0% | 2 | 64.89% | 0% | 0% | 2 | 4.673% | 0% | 0% | 1 |  | 0% | 0% | 1 | 8.25 | 0% | 0% | 1 | 0.9263% | 0% | 0% | 1 | 0 | 2 | 43.49% | 14.42% | 57.91% | 3 | 52.11% | 0% | 0% | 2 | 19.73% | 0% | 0% | 1 | 29.07% | 0% | 0% | 1 | 72.12% | 0% | 0% | 3 | 59.49% | 0% | 0% | 2 | 3.585% | 0% | 0% | 1 |  | 0% | 0% | 1 | 6.7929 | 0% | 0% | 1 | 3.314% | 0% | 0% | 1 | 0 | 2 | 34.95% | 18.83% | 53.78% | 3 | 54.32% | 0% | 0% | 2 | 13.74% | 0% | 0% | 1 | 26.09% | 0% | 0% | 1 | 72.86% | 0% | 0% | 3 | 51.93% | 0% | 0% | 2 | 2.527% | 0% | 0% | 1
264 | Olive | SPGE | 0 | 0 | 5 | 0% | 0% | 1 | 11.1176 | 0% | 0% | 1 | 23.06% | 0% | 0% | 1 | 0 | 2 | 35.83% | 0% | 35.83% | 2 | 42.27% | 0% | 0% | 1 | 6.465% | 0% | 0% | 1 | 31.37% | 0% | 0% | 1 | 52.59% | 0% | 0% | 2 | 0.7472% | 0% | 0% | 1 | 5.808% | 0% | 0% | 1 |  | 0% | 0% | 1 | 9.0822 | 0% | 0% | 1 | 36.16% | 0% | 0% | 1 | 0 | 2 | 16.44% | 0% | 16.44% | 1 | 31.39% | 0% | 0% | 1 | 10.21% | 0% | 0% | 1 | 24.27% | 0% | 0% | 1 | 44.73% | 0% | 0% | 1 | 0.2653% | 0% | 0% | 1 | 5.97% | 0% | 0% | 1 |  | 0% | 0% | 1 | 8.5069 | 0% | 0% | 1 | 42.42% | 0% | 0% | 1 | 0 | 2 | 8.898% | 0% | 8.898% | 1 | 30.98% | 0% | 0% | 1 | 8.758% | 0% | 0% | 1 | 19.46% | 0% | 0% | 1 | 42.61% | 0% | 0% | 1 | 0.6806% | 0% | 0% | 1 | 5.983% | 0% | 0% | 1 |  | 0% | 0% | 1 | 8.5926 | 0% | 0% | 1 | 43.83% | 0% | 0% | 1 | 0 | 2 | 8.268% | 0% | 8.268% | 1 | 30.04% | 0% | 0% | 1 | 5.744% | 0% | 0% | 1 | 16.45% | 0% | 0% | 1 | 41.36% | 0% | 0% | 1 | 0.8053% | 0% | 0% | 1 | 5.074% | 0% | 0% | 1
265 | 7th Standard | SPGE | 230 | 2300 | 10 | 49.42% | 0% | 2 | 23.4182 | 1940% | 10.29% | 3 | 73.49% | 0% | 0% | 2 | 0 | 2 | 0.7078% | 0% | 0.7078% | 1 | 12.6% | 10.63% | 0% | 1 | 0% | 9.289% | 0% | 1 | 2.95% | 9.571% | 0% | 1 | 12.68% | 10.64% | 0% | 1 | 0% | 9.289% | 0% | 1 | 2.307% | 9.508% | 0% | 1 |  | 9.99% | 0% | 1 | 14.9043 | 122.4% | 0.4109% | 3 | 52.27% | 0% | 0% | 2 | 0 | 2 | 15.12% | 0% | 15.12% | 1 | 35.5% | 3.039% | 0% | 1 | 7.496% | 2.119% | 0% | 1 | 19.81% | 2.444% | 0% | 1 | 43.96% | 3.498% | 0% | 1 | 1.484% | 1.99% | 0% | 1 | 6.174% | 2.089% | 0% | 1 |  | 4.332% | 0% | 1 | 12.25 | 7.138% | 0% | 2 | 49.46% | 0% | 0% | 1 | 0 | 2 | 23.09% | 0% | 23.09% | 2 | 35.78% | 1.167% | 0% | 1 | 13.85% | 0.8697% | 0% | 1 | 28.29% | 1.045% | 0% | 1 | 49.52% | 1.484% | 0% | 1 | 3.861% | 0.7793% | 0% | 1 | 6.247% | 0.7992% | 0% | 1 |  | 2.635% | 0% | 1 | 10.2 | 2.275% | 0% | 1 | 48.81% | 0% | 0% | 1 | 0 | 2 | 25.4% | 0% | 25.4% | 2 | 33.43% | 0.581% | 0% | 1 | 18.16% | 0.4727% | 0% | 1 | 35.38% | 0.5986% | 0% | 1 | 53.38% | 0.8297% | 0% | 2 | 10.16% | 0.4306% | 0% | 1 | 4.05% | 0.4031% | 0% | 1
266 | Delevan | NORTHERN CALIFORNIA | 0 | 0 | 10 | 0% | 0% | 1 | 5.8434 | 0% | 0% | 1 | 26.64% | 0% | 0% | 1 | 0 | 2 | 51.4% | 0% | 51.4% | 3 | 41.88% | 0% | 0% | 1 | 7.615% | 0% | 0% | 1 | 32.05% | 0% | 0% | 1 | 70.5% | 0% | 0% | 3 | 43.25% | 0% | 0% | 1 | 2.476% | 0% | 0% | 1 |  | 0% | 0% | 1 | 6.1242 | 0% | 0% | 1 | 24.66% | 0% | 0% | 1 | 0 | 2 | 36.69% | 12.66% | 49.35% | 3 | 32.17% | 0% | 0% | 1 | 10.87% | 0% | 0% | 1 | 32.66% | 0% | 0% | 1 | 60.48% | 0% | 0% | 2 | 45.9% | 0% | 0% | 1 | 2.956% | 0% | 0% | 1 |  | 0% | 0% | 1 | 7.2334 | 0% | 0% | 1 | 25.6% | 0% | 0% | 1 | 0 | 2 | 24.4% | 21.69% | 46.09% | 4 | 29.28% | 0% | 0% | 1 | 12.89% | 0% | 0% | 1 | 32.83% | 0% | 0% | 1 | 54.26% | 0% | 0% | 2 | 39.79% | 0% | 0% | 1 | 3.168% | 0% | 0% | 1 |  | 0% | 0% | 1 | 6.7983 | 0% | 0% | 1 | 28.64% | 0% | 0% | 1 | 0 | 2 | 23.28% | 22.87% | 46.14% | 4 | 29.87% | 0% | 0% | 1 | 12.86% | 0% | 0% | 1 | 31.21% | 0% | 0% | 1 | 54.03% | 0% | 0% | 2 | 37.05% | 0% | 0% | 1 | 4.171% | 0% | 0% | 1
267 | Mustang | SPGE | 0 | 0 | 10 | 0% | 0% | 1 | 6.5044 | 0% | 0% | 1 | 37.08% | 0% | 0% | 1 | 0 | 2 | 5.484% | 0% | 5.484% | 1 | 16.29% | 0% | 0% | 1 | 0% | 0% | 0% | 1 | 0% | 0% | 0% | 1 | 16.29% | 0% | 0% | 1 | 0% | 0% | 0% | 1 | 1.481% | 0% | 0% | 1 |  | 0% | 0% | 1 | 8.2753 | 0% | 0% | 1 | 38.99% | 0% | 0% | 1 | 0 | 2 | 2.329% | 0% | 2.329% | 1 | 13.84% | 0% | 0% | 1 | 3.205% | 0% | 0% | 1 | 4.546% | 0% | 0% | 1 | 17.21% | 0% | 0% | 1 | 0% | 0% | 0% | 1 | 2.124% | 0% | 0% | 1 |  | 0% | 0% | 1 | 8.9415 | 0% | 0% | 1 | 46.02% | 0% | 0% | 1 | 0 | 2 | 1.788% | 0% | 1.788% | 1 | 10.23% | 0% | 0% | 1 | 2.69% | 0% | 0% | 1 | 5.363% | 0% | 0% | 1 | 14.54% | 0% | 0% | 1 | 0% | 0% | 0% | 1 | 1.823% | 0% | 0% | 1 |  | 0% | 0% | 1 | 8.75 | 0% | 0% | 1 | 40.16% | 0% | 0% | 1 | 0 | 2 | 1.667% | 0% | 1.667% | 1 | 12.83% | 0% | 0% | 1 | 2.334% | 0% | 0% | 1 | 7.136% | 0% | 0% | 1 | 18.44% | 0% | 0% | 1 | 0.6269% | 0% | 0% | 1 | 1.701% | 0% | 0% | 1
268 | Tranquility | SPGE | 610 | 6100 | 10 | 23.32% | 0% | 2 | 8.03 | 161.6% | 5.209% | 3 | 28.81% | 22.1% | 0% | 2 | 0 | 2 | 3.63% | 0% | 3.63% | 1 | 27.28% | 17.04% | 0% | 1 | 0% | 12.39% | 0% | 1 | 8.297% | 13.51% | 0% | 1 | 29.5% | 17.58% | 0% | 1 | 0% | 12.39% | 0% | 1 | 0.2442% | 12.42% | 0% | 1 |  | 8.322% | 0% | 1 | 7.601 | 24.85% | 0% | 2 | 39.41% | 7.891% | 0% | 1 | 0 | 2 | 4.625% | 0% | 4.625% | 1 | 24.87% | 4.504% | 0% | 1 | 3.082% | 3.492% | 0% | 1 | 11.91% | 3.842% | 0% | 1 | 26.84% | 4.625% | 0% | 1 | 4.44% | 3.541% | 0% | 1 | 0.3961% | 3.397% | 0% | 1 |  | 5.46% | 0% | 1 | 6.8506 | 8.107% | 0% | 1 | 40.17% | 7.891% | 0% | 1 | 0 | 2 | 7.174% | 0% | 7.174% | 1 | 32.03% | 2.415% | 0% | 1 | 7.626% | 1.777% | 0% | 1 | 16.83% | 1.974% | 0% | 1 | 40% | 2.736% | 0% | 1 | 8.909% | 1.802% | 0% | 1 | 2.046% | 1.676% | 0% | 1 |  | 2.904% | 0% | 1 | 6.4755 | 4.36% | 0% | 1 | 33.76% | 7.891% | 0% | 1 | 0 | 2 | 12.37% | 0.3235% | 12.69% | 2 | 33.24% | 1.486% | 0% | 1 | 9.543% | 1.096% | 0% | 1 | 16.42% | 1.187% | 0% | 1 | 41.59% | 1.698% | 0% | 1 | 9.768% | 1.099% | 0% | 1 | 2.517% | 1.017% | 0% | 1
269 | Calcite | GREATER KRAMER | 106 | 1060 | 10 | 9.025% | 0% | 1 | 33.58 | 199651% | 17.74% | 5 | 0% | 0% | 0% | 1 | 0 | 2 | 0% | 0% | 0% | 1 | 52.59% | 8.218% | 0% | 2 | 20.73% | 4.915% | 0% | 1 | 11.31% | 4.392% | 0% | 1 | 53.68% | 8.412% | 0% | 2 | 14.1% | 4.536% | 0% | 1 | 1.599% | 3.959% | 0% | 1 |  | 3.687% | 0% | 1 | 38.6333 | 3273% | 7.142% | 5 | 0.06968% | 0% | 0% | 1 | 0 | 2 | 4.127e-06% | 0% | 4.127e-06% | 1 | 40.87% | 2.564% | 0% | 1 | 25.04% | 2.023% | 0% | 1 | 22.25% | 1.95% | 0% | 1 | 55.35% | 3.396% | 0% | 2 | 15.2% | 1.788% | 0% | 1 | 0.6433% | 1.526% | 0% | 1 |  | 2.846% | 0% | 1 | 39.1387 | 7.783% | 0% | 4 | 0.03917% | 0% | 0% | 1 | 0 | 2 | 3.156% | 2.722% | 5.877% | 2 | 40.53% | 1.433% | 0% | 1 | 27.26% | 1.172% | 0% | 1 | 25.03% | 1.137% | 0% | 1 | 58.54% | 2.056% | 0% | 2 | 25.99% | 1.152% | 0% | 1 | 0.4813% | 0.8566% | 0% | 1 |  | 2.423% | 0% | 1 | 29.4863 | 1.911% | 0% | 3 | 0.02498% | 0% | 0% | 1 | 0 | 2 | 4.451% | 10.02% | 14.47% | 3 | 29.53% | 0.7714% | 0% | 1 | 26.86% | 0.7433% | 0% | 1 | 27.56% | 0.7505% | 0% | 1 | 52.84% | 1.153% | 0% | 2 | 41.44% | 0.9283% | 0% | 1 | 0.4648% | 0.5462% | 0% | 1
270 | Trout Canyon (fka Crazy Eyes) | SNV ELDORADO DESERT | 0 | 0 | 0 | 0% | 0% | 1 | 0 | 0% | 0% | 1 | 0% | 0% | 0% | 1 | 0 | 2 | 0% | 0% | 0% | 1 | 0% | 0% | 0% | 1 | 0% | 0% | 0% | 1 | 0% | 0% | 0% | 1 | 0% | 0% | 0% | 1 | 0% | 0% | 0% | 1 | 0% | 0% | 0% | 1 |  | 0% | 0% | 1 | 0 | 0% | 0% | 1 | 0% | 0% | 0% | 1 | 0 | 2 | 0.009041% | 0% | 0.009041% | 1 | 0% | 0% | 0% | 1 | 0% | 0% | 0% | 1 | 0% | 0% | 0% | 1 | 0% | 0% | 0% | 1 | 0% | 0% | 0% | 1 | 0.03607% | 0% | 0% | 1 |  | 0% | 0% | 1 | 78 | 0% | 0% | 4 | 0% | 0% | 0% | 1 | 0 | 2 | 0.005636% | 0% | 0.005636% | 1 | 3.347% | 0% | 0% | 1 | 0.05398% | 0% | 0% | 1 | 21.54% | 0% | 0% | 1 | 23.26% | 0% | 0% | 1 | 15.39% | 0% | 0% | 1 | 0.04544% | 0% | 0% | 1 |  | 0% | 0% | 1 | 71.15 | 0% | 0% | 4 | 0% | 0% | 0% | 1 | 0 | 2 | 0.004428% | 0% | 0.004428% | 1 | 2.63% | 0% | 0% | 1 | 0.04241% | 0% | 0% | 1 | 18.03% | 0% | 0% | 1 | 19.38% | 0% | 0% | 1 | 14.02% | 0% | 0% | 1 | 0.08073% | 0% | 0% | 1
271 | Delaney | ARIZONA MINOR | 0 | 0 | 0 | 0% | 0% | 1 | 0 | 0% | 0% | 1 | 0% | 0% | 0% | 1 | 0 | 2 | 0% | 0% | 0% | 1 | 0% | 0% | 0% | 1 | 0% | 0% | 0% | 1 | 0% | 0% | 0% | 1 | 0% | 0% | 0% | 1 | 0% | 0% | 0% | 1 | 0% | 0% | 0% | 1 |  | 0% | 0% | 1 | 0 | 0% | 0% | 1 | 0% | 0% | 0% | 1 | 0 | 2 | 0% | 0% | 0% | 1 | 0% | 0% | 0% | 1 | 0% | 0% | 0% | 1 | 0% | 0% | 0% | 1 | 0% | 0% | 0% | 1 | 0% | 0% | 0% | 1 | 0% | 0% | 0% | 1 |  | 0% | 0% | 1 | 0 | 0% | 0% | 1 | 0% | 0% | 0% | 1 | 0 | 2 | 0% | 0% | 0% | 1 | 0% | 0% | 0% | 1 | 0% | 0% | 0% | 1 | 0% | 0% | 0% | 1 | 0% | 0% | 0% | 1 | 0% | 0% | 0% | 1 | 0% | 0% | 0% | 1 |  | 0% | 0% | 1 | 0 | 0% | 0% | 1 | 0% | 0% | 0% | 1 | 0 | 2 | 0% | 0% | 0% | 1 | 0% | 0% | 0% | 1 | 0% | 0% | 0% | 1 | 0% | 0% | 0% | 1 | 0% | 0% | 0% | 1 | 0% | 0% | 0% | 1 | 0% | 0% | 0% | 1
272 | Desert View | SNV ELDORADO DESERT | 0 | 0 | 0 | 0% | 0% | 1 | 0 | 0% | 0% | 1 | 0% | 0% | 0% | 1 | 0 | 2 | 14.62% | 0% | 14.62% | 1 | 0% | 0% | 0% | 1 | 0% | 0% | 0% | 1 | 0% | 0% | 0% | 1 | 0% | 0% | 0% | 1 | 0% | 0% | 0% | 1 | 0% | 0% | 0% | 1 |  | 0% | 0% | 1 | 0 | 0% | 0% | 1 | 0% | 0% | 0% | 1 | 0 | 2 | 11.13% | 0% | 11.13% | 1 | 0% | 0% | 0% | 1 | 0% | 0% | 0% | 1 | 0% | 0% | 0% | 1 | 0% | 0% | 0% | 1 | 0% | 0% | 0% | 1 | 0% | 0% | 0% | 1 |  | 0% | 0% | 1 | 0 | 0% | 0% | 1 | 0% | 0% | 0% | 1 | 0 | 2 | 17.46% | 0% | 17.46% | 1 | 0% | 0% | 0% | 1 | 0% | 0% | 0% | 1 | 0% | 0% | 0% | 1 | 0% | 0% | 0% | 1 | 0% | 0% | 0% | 1 | 0% | 0% | 0% | 1 |  | 0% | 0% | 1 | 0 | 0% | 0% | 1 | 0% | 0% | 0% | 1 | 0 | 2 | 28.92% | 0% | 28.92% | 2 | 0% | 0% | 0% | 1 | 0% | 0% | 0% | 1 | 0% | 0% | 0% | 1 | 0% | 0% | 0% | 1 | 0% | 0% | 0% | 1 | 0% | 0% | 0% | 1
273 | Carpenter Canyon (fka Gamebird) | SNV ELDORADO DESERT | 0 | 0 | 0 | 0% | 0% | 1 | 0 | 0% | 0% | 1 | 0% | 0% | 0% | 1 | 0 | 2 | 0% | 0% | 0% | 1 | 0% | 0% | 0% | 1 | 0% | 0% | 0% | 1 | 0% | 0% | 0% | 1 | 0% | 0% | 0% | 1 | 0% | 0% | 0% | 1 | 0% | 0% | 0% | 1 |  | 0% | 0% | 1 | 1.2452 | 0% | 0% | 1 | 0% | 0% | 0% | 1 | 0 | 2 | 0% | 0% | 0% | 1 | 2.184% | 0% | 0% | 1 | 0.06817% | 0% | 0% | 1 | 0.6879% | 0% | 0% | 1 | 2.253% | 0% | 0% | 1 | 5.847% | 0% | 0% | 1 | 0.01441% | 0% | 0% | 1 |  | 0% | 0% | 1 | 60.55 | 0% | 0% | 4 | 0% | 0% | 0% | 1 | 0 | 2 | 0% | 0% | 0% | 1 | 2.515% | 0% | 0% | 1 | 0.6524% | 0% | 0% | 1 | 14.71% | 0% | 0% | 1 | 16% | 0% | 0% | 1 | 10.71% | 0% | 0% | 1 | 0.1247% | 0% | 0% | 1 |  | 0% | 0% | 1 | 48.88 | 0% | 0% | 4 | 0% | 0% | 0% | 1 | 0 | 2 | 0.003856% | 0% | 0.003856% | 1 | 2.29% | 0% | 0% | 1 | 0.5939% | 0% | 0% | 1 | 16.84% | 0% | 0% | 1 | 18.02% | 0% | 0% | 1 | 11.84% | 0% | 0% | 1 | 0.1135% | 0% | 0% | 1
274 | Hassayampa | ARIZONA MINOR | 0 | 0 | 0 | 0% | 0% | 1 | 0 | 0% | 0% | 1 | 0% | 0% | 0% | 1 | 0 | 2 | 0% | 0% | 0% | 1 | 0% | 0% | 0% | 1 | 0% | 0% | 0% | 1 | 0% | 0% | 0% | 1 | 0% | 0% | 0% | 1 | 0% | 0% | 0% | 1 | 0% | 0% | 0% | 1 |  | 0% | 0% | 1 | 0 | 0% | 0% | 1 | 0% | 0% | 0% | 1 | 0 | 2 | 0% | 0% | 0% | 1 | 0% | 0% | 0% | 1 | 0% | 0% | 0% | 1 | 0% | 0% | 0% | 1 | 0% | 0% | 0% | 1 | 0% | 0% | 0% | 1 | 0% | 0% | 0% | 1 |  | 0% | 0% | 1 | 0 | 0% | 0% | 1 | 0% | 0% | 0% | 1 | 0 | 2 | 0% | 0% | 0% | 1 | 0% | 0% | 0% | 1 | 0% | 0% | 0% | 1 | 0% | 0% | 0% | 1 | 0% | 0% | 0% | 1 | 0% | 0% | 0% | 1 | 0% | 0% | 0% | 1 |  | 0% | 0% | 1 | 0 | 0% | 0% | 1 | 0% | 0% | 0% | 1 | 0 | 2 | 0% | 0% | 0% | 1 | 0% | 0% | 0% | 1 | 0% | 0% | 0% | 1 | 0% | 0% | 0% | 1 | 0% | 0% | 0% | 1 | 0% | 0% | 0% | 1 | 0% | 0% | 0% | 1
275 | Hoodoo Wash | ARIZONA MINOR | 0 | 0 | 0 | 0% | 0% | 1 | 0 | 0% | 0% | 1 | 0% | 0% | 0% | 1 | 0 | 2 | 0% | 0% | 0% | 1 | 0% | 0% | 0% | 1 | 0% | 0% | 0% | 1 | 0% | 0% | 0% | 1 | 0% | 0% | 0% | 1 | 0% | 0% | 0% | 1 | 0% | 0% | 0% | 1 |  | 0% | 0% | 1 | 0 | 0% | 0% | 1 | 0% | 0% | 0% | 1 | 0 | 2 | 0% | 0% | 0% | 1 | 0% | 0% | 0% | 1 | 0% | 0% | 0% | 1 | 0% | 0% | 0% | 1 | 0% | 0% | 0% | 1 | 0% | 0% | 0% | 1 | 0% | 0% | 0% | 1 |  | 0% | 0% | 1 | 0 | 0% | 0% | 1 | 0% | 0% | 0% | 1 | 0 | 2 | 0% | 0% | 0% | 1 | 0% | 0% | 0% | 1 | 0% | 0% | 0% | 1 | 0% | 0% | 0% | 1 | 0% | 0% | 0% | 1 | 0% | 0% | 0% | 1 | 0% | 0% | 0% | 1 |  | 0% | 0% | 1 | 0 | 0% | 0% | 1 | 0% | 0% | 0% | 1 | 0 | 2 | 0% | 0% | 0% | 1 | 0% | 0% | 0% | 1 | 0% | 0% | 0% | 1 | 0% | 0% | 0% | 1 | 0% | 0% | 0% | 1 | 0% | 0% | 0% | 1 | 0% | 0% | 0% | 1
276 | Innovation | SNV ELDORADO DESERT | 0 | 0 | 0 | 0% | 0% | 1 | 0 | 0% | 0% | 1 | 0% | 0% | 0% | 1 | 0 | 2 | 0% | 0% | 0% | 1 | 0% | 0% | 0% | 1 | 0% | 0% | 0% | 1 | 0% | 0% | 0% | 1 | 0% | 0% | 0% | 1 | 0% | 0% | 0% | 1 | 0% | 0% | 0% | 1 |  | 0% | 0% | 1 | 0 | 0% | 0% | 1 | 0% | 0% | 0% | 1 | 0 | 2 | 0% | 0% | 0% | 1 | 0% | 0% | 0% | 1 | 0% | 0% | 0% | 1 | 0% | 0% | 0% | 1 | 0% | 0% | 0% | 1 | 0% | 0% | 0% | 1 | 0% | 0% | 0% | 1 |  | 0% | 0% | 1 | 0 | 0% | 0% | 1 | 0% | 0% | 0% | 1 | 0 | 2 | 0% | 0% | 0% | 1 | 0% | 0% | 0% | 1 | 0% | 0% | 0% | 1 | 0% | 0% | 0% | 1 | 0% | 0% | 0% | 1 | 0% | 0% | 0% | 1 | 0% | 0% | 0% | 1 |  | 0% | 0% | 1 | 0 | 0% | 0% | 1 | 0% | 0% | 0% | 1 | 0 | 2 | 3.766% | 0% | 3.766% | 1 | 0% | 0% | 0% | 1 | 0% | 0% | 0% | 1 | 0% | 0% | 0% | 1 | 0% | 0% | 0% | 1 | 0% | 0% | 0% | 1 | 0% | 0% | 0% | 1
277 | Lathrop | SNV ELDORADO DESERT | 0 | 0 | 0 | 0% | 0% | 1 | 0 | 0% | 0% | 1 | 0% | 0% | 0% | 1 | 0 | 2 | 0% | 0% | 0% | 1 | 0% | 0% | 0% | 1 | 0% | 0% | 0% | 1 | 0% | 0% | 0% | 1 | 0% | 0% | 0% | 1 | 0% | 0% | 0% | 1 | 0% | 0% | 0% | 1 |  | 0% | 0% | 1 | 0 | 0% | 0% | 1 | 0% | 0% | 0% | 1 | 0 | 2 | 0% | 0% | 0% | 1 | 0% | 0% | 0% | 1 | 0% | 0% | 0% | 1 | 0% | 0% | 0% | 1 | 0% | 0% | 0% | 1 | 0% | 0% | 0% | 1 | 0% | 0% | 0% | 1 |  | 0% | 0% | 1 | 0 | 0% | 0% | 1 | 0% | 0% | 0% | 1 | 0 | 2 | 0% | 0% | 0% | 1 | 0% | 0% | 0% | 1 | 0% | 0% | 0% | 1 | 0% | 0% | 0% | 1 | 0% | 0% | 0% | 1 | 0% | 0% | 0% | 1 | 0.01209% | 0% | 0% | 1 |  | 0% | 0% | 1 | 1.0946 | 0% | 0% | 1 | 0% | 0% | 0% | 1 | 0 | 2 | 0% | 0% | 0% | 1 | 0% | 0% | 0% | 1 | 0% | 0% | 0% | 1 | 5.655e-05% | 0% | 0% | 1 | 5.655e-05% | 0% | 0% | 1 | 0.7977% | 0% | 0% | 1 | 0.01239% | 0% | 0% | 1
278 | Mohave | SNV ELDORADO DESERT | 0 | 0 | 0 | 0% | 0% | 1 | 0 | 0% | 0% | 1 | 0% | 0% | 0% | 1 | 0 | 2 | 0% | 0% | 0% | 1 | 0% | 0% | 0% | 1 | 0% | 0% | 0% | 1 | 0% | 0% | 0% | 1 | 0% | 0% | 0% | 1 | 0% | 0% | 0% | 1 | 0.01237% | 0% | 0% | 1 |  | 0% | 0% | 1 | 1.7358 | 0% | 0% | 1 | 0% | 0% | 0% | 1 | 0 | 2 | 0% | 0% | 0% | 1 | 0% | 0% | 0% | 1 | 1.087% | 0% | 0% | 1 | 0% | 0% | 0% | 1 | 1.087% | 0% | 0% | 1 | 0.9353% | 0% | 0% | 1 | 1.028% | 0% | 0% | 1 |  | 0% | 0% | 1 | 2.4157 | 0% | 0% | 1 | 0% | 0% | 0% | 1 | 0 | 2 | 0% | 0% | 0% | 1 | 1.472% | 0% | 0% | 1 | 9.365% | 0% | 0% | 1 | 0% | 0% | 0% | 1 | 9.365% | 0% | 0% | 1 | 1.668% | 0% | 0% | 1 | 2.283% | 0% | 0% | 1 |  | 0% | 0% | 1 | 4.7404 | 0% | 0% | 1 | 0% | 0% | 0% | 1 | 0 | 2 | 0% | 0% | 0% | 1 | 2.582% | 0% | 0% | 1 | 6.375% | 0% | 0% | 1 | 0% | 0% | 0% | 1 | 6.748% | 0% | 0% | 1 | 1.506% | 0% | 0% | 1 | 1.558% | 0% | 0% | 1
279 | Pahrump | SNV ELDORADO DESERT | 0 | 0 | 0 | 0% | 0% | 1 | 0 | 0% | 0% | 1 | 0% | 0% | 0% | 1 | 0 | 2 | 0% | 0% | 0% | 1 | 0% | 0% | 0% | 1 | 0% | 0% | 0% | 1 | 0% | 0% | 0% | 1 | 0% | 0% | 0% | 1 | 0% | 0% | 0% | 1 | 0% | 0% | 0% | 1 |  | 0% | 0% | 1 | 2.6601 | 0% | 0% | 1 | 0% | 0% | 0% | 1 | 0 | 2 | 0% | 0% | 0% | 1 | 0% | 0% | 0% | 1 | 1.249% | 0% | 0% | 1 | 1.431% | 0% | 0% | 1 | 1.431% | 0% | 0% | 1 | 2.324% | 0% | 0% | 1 | 0.1751% | 0% | 0% | 1 |  | 0% | 0% | 1 | 13.0226 | 0% | 0% | 2 | 0% | 0% | 0% | 1 | 0 | 2 | 0% | 0% | 0% | 1 | 2.688% | 0% | 0% | 1 | 0.6971% | 0% | 0% | 1 | 5.934% | 0% | 0% | 1 | 7.318% | 0% | 0% | 1 | 9.032% | 0% | 0% | 1 | 0.1059% | 0% | 0% | 1 |  | 0% | 0% | 1 | 46.65 | 0% | 0% | 4 | 0% | 0% | 0% | 1 | 0 | 2 | 0% | 0% | 0% | 1 | 2.29% | 0% | 0% | 1 | 0.5939% | 0% | 0% | 1 | 16.82% | 0% | 0% | 1 | 17.99% | 0% | 0% | 1 | 11.84% | 0% | 0% | 1 | 0.1163% | 0% | 0% | 1
280 | Palo Verde | ARIZONA MINOR | 0 | 0 | 10 | 0% | 0% | 1 | 0 | 0% | 0% | 1 | 0% | 0% | 0% | 1 | 0 | 2 | 0% | 0% | 0% | 1 | 0% | 0% | 0% | 1 | 0% | 0% | 0% | 1 | 0% | 0% | 0% | 1 | 0% | 0% | 0% | 1 | 0% | 0% | 0% | 1 | 0% | 0% | 0% | 1 |  | 0% | 0% | 1 | 0 | 0% | 0% | 1 | 0% | 0% | 0% | 1 | 0 | 2 | 0% | 0% | 0% | 1 | 0% | 0% | 0% | 1 | 0% | 0% | 0% | 1 | 0% | 0% | 0% | 1 | 0% | 0% | 0% | 1 | 0% | 0% | 0% | 1 | 0% | 0% | 0% | 1 |  | 0% | 0% | 1 | 0 | 0% | 0% | 1 | 0% | 0% | 0% | 1 | 0 | 2 | 0% | 0% | 0% | 1 | 0% | 0% | 0% | 1 | 0% | 0% | 0% | 1 | 0% | 0% | 0% | 1 | 0% | 0% | 0% | 1 | 0% | 0% | 0% | 1 | 0% | 0% | 0% | 1 |  | 0% | 0% | 1 | 0 | 0% | 0% | 1 | 0% | 0% | 0% | 1 | 0 | 2 | 0% | 0% | 0% | 1 | 0% | 0% | 0% | 1 | 0% | 0% | 0% | 1 | 0% | 0% | 0% | 1 | 0% | 0% | 0% | 1 | 0% | 0% | 0% | 1 | 0% | 0% | 0% | 1
281 | Primm | SNV ELDORADO DESERT | 0 | 0 | 0 | 0% | 0% | 1 | 3.2593 | 0% | 0% | 1 | 0% | 0% | 0% | 1 | 0 | 2 | 0% | 0% | 0% | 1 | 0.3432% | 0% | 0% | 1 | 0.3432% | 0% | 0% | 1 | 0% | 0% | 0% | 1 | 0.3432% | 0% | 0% | 1 | 0% | 0% | 0% | 1 | 0% | 0% | 0% | 1 |  | 0% | 0% | 1 | 2.4524 | 0% | 0% | 1 | 0% | 0% | 0% | 1 | 0 | 2 | 0% | 0% | 0% | 1 | 45.51% | 0% | 0% | 1 | 41.53% | 0% | 0% | 1 | 5.45% | 0% | 0% | 1 | 50.92% | 0% | 0% | 2 | 7.649% | 0% | 0% | 1 | 0% | 0% | 0% | 1 |  | 0% | 0% | 1 | 2.3178 | 0% | 0% | 1 | 0% | 0% | 0% | 1 | 0 | 2 | 0% | 0% | 0% | 1 | 34.94% | 0% | 0% | 1 | 31.89% | 0% | 0% | 1 | 4.28% | 0% | 0% | 1 | 39.04% | 0% | 0% | 1 | 7.827% | 0% | 0% | 1 | 0% | 0% | 0% | 1 |  | 0% | 0% | 1 | 2.4641 | 0% | 0% | 1 | 0% | 0% | 0% | 1 | 0 | 2 | 0.4457% | 0% | 0.4457% | 1 | 11.91% | 0% | 0% | 1 | 11.26% | 0% | 0% | 1 | 1.883% | 0% | 0% | 1 | 13.67% | 0% | 0% | 1 | 4.605% | 0% | 0% | 1 | 0.1645% | 0% | 0% | 1
282 | Sloan Canyon (fka Bob) | SNV ELDORADO DESERT | 0 | 0 | 0 | 0% | 0% | 1 | 0 | 0% | 0% | 1 | 0% | 0% | 0% | 1 | 0 | 2 | 0% | 0% | 0% | 1 | 0% | 0% | 0% | 1 | 0% | 0% | 0% | 1 | 0% | 0% | 0% | 1 | 0% | 0% | 0% | 1 | 0% | 0% | 0% | 1 | 0% | 0% | 0% | 1 |  | 0% | 0% | 1 | 0 | 0% | 0% | 1 | 0% | 0% | 0% | 1 | 0 | 2 | 0% | 0% | 0% | 1 | 0% | 0% | 0% | 1 | 0% | 0% | 0% | 1 | 0% | 0% | 0% | 1 | 0% | 0% | 0% | 1 | 0% | 0% | 0% | 1 | 0% | 0% | 0% | 1 |  | 0% | 0% | 1 | 0 | 0% | 0% | 1 | 0% | 0% | 0% | 1 | 0 | 2 | 0% | 0% | 0% | 1 | 0% | 0% | 0% | 1 | 0% | 0% | 0% | 1 | 0% | 0% | 0% | 1 | 0% | 0% | 0% | 1 | 0% | 0% | 0% | 1 | 0% | 0% | 0% | 1 |  | 0% | 0% | 1 | 0 | 0% | 0% | 1 | 0% | 0% | 0% | 1 | 0 | 2 | 0.1905% | 0% | 0.1905% | 1 | 0% | 0% | 0% | 1 | 0% | 0% | 0% | 1 | 0% | 0% | 0% | 1 | 0% | 0% | 0% | 1 | 0% | 0% | 0% | 1 | 0% | 0% | 0% | 1
283 | Valley (VEA) | SNV ELDORADO DESERT | 0 | 0 | 0 | 0% | 0% | 1 | 1.1327 | 0% | 0% | 1 | 0% | 0% | 0% | 1 | 0 | 2 | 0% | 0% | 0% | 1 | 0% | 0% | 0% | 1 | 0% | 0% | 0% | 1 | 0% | 0% | 0% | 1 | 0% | 0% | 0% | 1 | 2.189% | 0% | 0% | 1 | 5.055e-07% | 0% | 0% | 1 |  | 0% | 0% | 1 | 1.0946 | 0% | 0% | 1 | 0% | 0% | 0% | 1 | 0 | 2 | 0% | 0% | 0% | 1 | 0% | 0% | 0% | 1 | 0% | 0% | 0% | 1 | 0% | 0% | 0% | 1 | 0% | 0% | 0% | 1 | 2.48% | 0% | 0% | 1 | 0.03852% | 0% | 0% | 1 |  | 0% | 0% | 1 | 1.0946 | 0% | 0% | 1 | 0% | 0% | 0% | 1 | 0 | 2 | 0% | 0% | 0% | 1 | 0% | 0% | 0% | 1 | 0% | 0% | 0% | 1 | 0.000129% | 0% | 0% | 1 | 0.000129% | 0% | 0% | 1 | 1.819% | 0% | 0% | 1 | 0.02826% | 0% | 0% | 1 |  | 0% | 0% | 1 | 1.2417 | 0% | 0% | 1 | 0% | 0% | 0% | 1 | 0 | 2 | 0% | 0% | 0% | 1 | 0% | 0% | 0% | 1 | 0% | 0% | 0% | 1 | 0.1117% | 0% | 0% | 1 | 0.1117% | 0% | 0% | 1 | 1.419% | 0% | 0% | 1 | 0.02183% | 0% | 0% | 1
284 | Vista (VEA) | SNV ELDORADO DESERT | 0 | 0 | 0 | 0% | 0% | 1 | 0 | 0% | 0% | 1 | 0% | 0% | 0% | 1 | 0 | 2 | 0% | 0% | 0% | 1 | 0% | 0% | 0% | 1 | 0% | 0% | 0% | 1 | 0% | 0% | 0% | 1 | 0% | 0% | 0% | 1 | 0% | 0% | 0% | 1 | 0% | 0% | 0% | 1 |  | 0% | 0% | 1 | 0 | 0% | 0% | 1 | 0% | 0% | 0% | 1 | 0 | 2 | 0% | 0% | 0% | 1 | 0% | 0% | 0% | 1 | 0% | 0% | 0% | 1 | 0% | 0% | 0% | 1 | 0% | 0% | 0% | 1 | 0% | 0% | 0% | 1 | 0% | 0% | 0% | 1 |  | 0% | 0% | 1 | 2.6601 | 0% | 0% | 1 | 0% | 0% | 0% | 1 | 0 | 2 | 0% | 0% | 0% | 1 | 0% | 0% | 0% | 1 | 1.272% | 0% | 0% | 1 | 1.694% | 0% | 0% | 1 | 1.694% | 0% | 0% | 1 | 0.7893% | 0% | 0% | 1 | 0.1939% | 0% | 0% | 1 |  | 0% | 0% | 1 | 1.4752 | 0% | 0% | 1 | 0% | 0% | 0% | 1 | 0 | 2 | 1.291% | 0% | 1.291% | 1 | 0.5936% | 0% | 0% | 1 | 0.7646% | 0% | 0% | 1 | 1.518% | 0% | 0% | 1 | 2.112% | 0% | 0% | 1 | 3.886% | 0% | 0% | 1 | 0.1093% | 0% | 0% | 1
285 | Bay Boulevard | SAN DIEGO | 0 | 0 | 10 | 0% | 0% | 1 | 10.6933 | 0% | 0% | 1 | 0% | 0% | 0% | 1 | 0 | 2 | 0% | 0% | 0% | 1 | 6.032% | 0% | 0% | 1 | 60.74% | 0% | 0% | 2 | 71.65% | 0% | 0% | 3 | 71.65% | 0% | 0% | 3 | 0% | 0% | 0% | 1 | 8.908% | 0% | 0% | 1 |  | 0% | 0% | 1 | 23 | 0% | 0% | 3 | 0% | 0% | 0% | 1 | 0 | 2 | 25.41% | 0% | 25.41% | 2 | 1.083% | 0% | 0% | 1 | 54.49% | 0% | 0% | 2 | 91.59% | 0% | 0% | 4 | 91.77% | 0% | 0% | 4 | 8.813% | 0% | 0% | 1 | 6.807% | 0% | 0% | 1 |  | 0% | 0% | 1 | 21.4091 | 0% | 0% | 3 | 0% | 0% | 0% | 1 | 0 | 2 | 38.57% | 0.002442% | 38.57% | 2 | 4.919% | 0% | 0% | 1 | 62.06% | 0% | 0% | 2 | 88.7% | 0% | 0% | 3 | 90.84% | 0% | 0% | 4 | 21.76% | 0% | 0% | 1 | 6.159% | 0% | 0% | 1 |  | 0% | 0% | 1 | 21.4091 | 0% | 0% | 3 | 0.05646% | 0% | 0% | 1 | 0 | 2 | 39.14% | 29.71% | 68.84% | 4 | 24.68% | 0% | 0% | 1 | 65.56% | 0% | 0% | 2 | 87.62% | 0% | 0% | 3 | 91.99% | 0% | 0% | 4 | 27.49% | 0% | 0% | 1 | 5.387% | 0% | 0% | 1
286 | Beatty | SNV ELDORADO DESERT | 0 | 0 | 0 | 0% | 0% | 1 | 0 | 0% | 0% | 1 | 0% | 0% | 0% | 1 | 0 | 2 | 0% | 0% | 0% | 1 | 0% | 0% | 0% | 1 | 0% | 0% | 0% | 1 | 0% | 0% | 0% | 1 | 0% | 0% | 0% | 1 | 0% | 0% | 0% | 1 | 0% | 0% | 0% | 1 |  | 0% | 0% | 1 | 0 | 0% | 0% | 1 | 0% | 0% | 0% | 1 | 0 | 2 | 0% | 0% | 0% | 1 | 0% | 0% | 0% | 1 | 0% | 0% | 0% | 1 | 0% | 0% | 0% | 1 | 0% | 0% | 0% | 1 | 0% | 0% | 0% | 1 | 0.003063% | 0% | 0% | 1 |  | 0% | 0% | 1 | 0 | 0% | 0% | 1 | 0% | 0% | 0% | 1 | 0 | 2 | 0% | 0% | 0% | 1 | 0% | 0% | 0% | 1 | 0% | 0% | 0% | 1 | 0% | 0% | 0% | 1 | 0% | 0% | 0% | 1 | 0.001284% | 0% | 0% | 1 | 0.00105% | 0% | 0% | 1 |  | 0% | 0% | 1 | 0 | 0% | 0% | 1 | 0% | 0% | 0% | 1 | 0 | 2 | 0% | 0% | 0% | 1 | 0% | 0% | 0% | 1 | 0% | 0% | 0% | 1 | 0% | 0% | 0% | 1 | 0% | 0% | 0% | 1 | 0.0006418% | 0% | 0% | 1 | 0.0005247% | 0% | 0% | 1
287 | Lee Lake (Proposed) | RIVERSIDE | 0 | 0 | 0 | 0% | 0% | 1 | 31.5 | 0% | 0% | 4 | 0% | 0% | 0% | 1 | 0 | 2 | 64.24% | 2.096% | 66.34% | 3 | 48.56% | 0% | 0% | 1 | 28.28% | 0% | 0% | 1 | 51.61% | 0% | 0% | 2 | 77.24% | 0% | 0% | 3 | 37.78% | 0% | 0% | 1 | 10.38% | 0% | 0% | 1 |  | 0% | 0% | 1 | 30.4 | 0% | 0% | 4 | 0.3121% | 0% | 0% | 1 | 0 | 2 | 56.58% | 28.62% | 85.2% | 5 | 37.69% | 0% | 0% | 1 | 23.73% | 0% | 0% | 1 | 47.06% | 0% | 0% | 1 | 73.97% | 0% | 0% | 3 | 33.07% | 0% | 0% | 1 | 10.69% | 0% | 0% | 1 |  | 0% | 0% | 1 | 27.0537 | 0% | 0% | 3 | 0.2072% | 0% | 0% | 1 | 0 | 2 | 43.61% | 44.06% | 87.67% | 5 | 32.96% | 0% | 0% | 1 | 30.91% | 0% | 0% | 1 | 49.1% | 0% | 0% | 1 | 76.25% | 0% | 0% | 3 | 37.96% | 0% | 0% | 1 | 8.863% | 0% | 0% | 1 |  | 0% | 0% | 1 | 27.0537 | 0% | 0% | 3 | 1.762% | 0% | 0% | 1 | 0 | 2 | 40.14% | 45.08% | 85.23% | 5 | 28.94% | 0% | 0% | 1 | 42.34% | 0% | 0% | 1 | 54.92% | 0% | 0% | 2 | 72.91% | 0% | 0% | 3 | 31.55% | 0% | 0% | 1 | 6.596% | 0% | 0% | 1
288 | Leprino Jct | SPGE | 0 | 0 | 10 | 0% | 0% | 1 | 14.1667 | 0% | 0% | 2 | 0.2926% | 0% | 0% | 1 | 0 | 2 | 5.174% | 0% | 5.174% | 1 | 28.28% | 0% | 0% | 1 | 0% | 0% | 0% | 1 | 0% | 0% | 0% | 1 | 28.28% | 0% | 0% | 1 | 0% | 0% | 0% | 1 | 5.263% | 0% | 0% | 1 |  | 0% | 0% | 1 | 9.975 | 0% | 0% | 1 | 23.79% | 0% | 0% | 1 | 0 | 2 | 1.38% | 0% | 1.38% | 1 | 14.65% | 0% | 0% | 1 | 0.1935% | 0% | 0% | 1 | 1.116% | 0% | 0% | 1 | 14.65% | 0% | 0% | 1 | 0% | 0% | 0% | 1 | 2.582% | 0% | 0% | 1 |  | 0% | 0% | 1 | 9.4535 | 0% | 0% | 1 | 36.17% | 0% | 0% | 1 | 0 | 2 | 1.764% | 0% | 1.764% | 1 | 10.84% | 0% | 0% | 1 | 2.072% | 0% | 0% | 1 | 4.49% | 0% | 0% | 1 | 14.24% | 0% | 0% | 1 | 0.02559% | 0% | 0% | 1 | 2.027% | 0% | 0% | 1 |  | 0% | 0% | 1 | 9.3236 | 0% | 0% | 1 | 40.62% | 0% | 0% | 1 | 0 | 2 | 1.09% | 0% | 1.09% | 1 | 10.3% | 0% | 0% | 1 | 2.033% | 0% | 0% | 1 | 6.833% | 0% | 0% | 1 | 16.42% | 0% | 0% | 1 | 0.1524% | 0% | 0% | 1 | 1.99% | 0% | 0% | 1
289 | Mead | SNV ELDORADO DESERT | 0 | 0 | 0 | 0% | 0% | 1 | 0 | 0% | 0% | 1 | 0% | 0% | 0% | 1 | 0 | 2 | 0% | 0% | 0% | 1 | 0% | 0% | 0% | 1 | 0% | 0% | 0% | 1 | 0% | 0% | 0% | 1 | 0% | 0% | 0% | 1 | 0% | 0% | 0% | 1 | 0% | 0% | 0% | 1 |  | 0% | 0% | 1 | 0 | 0% | 0% | 1 | 0% | 0% | 0% | 1 | 0 | 2 | 0% | 0% | 0% | 1 | 0% | 0% | 0% | 1 | 0% | 0% | 0% | 1 | 0% | 0% | 0% | 1 | 0% | 0% | 0% | 1 | 0% | 0% | 0% | 1 | 0% | 0% | 0% | 1 |  | 0% | 0% | 1 | 0 | 0% | 0% | 1 | 0% | 0% | 0% | 1 | 0 | 2 | 0% | 0% | 0% | 1 | 0% | 0% | 0% | 1 | 0% | 0% | 0% | 1 | 0% | 0% | 0% | 1 | 0% | 0% | 0% | 1 | 0% | 0% | 0% | 1 | 0% | 0% | 0% | 1 |  | 0% | 0% | 1 | 0 | 0% | 0% | 1 | 0% | 0% | 0% | 1 | 0 | 2 | 0% | 0% | 0% | 1 | 0% | 0% | 0% | 1 | 0% | 0% | 0% | 1 | 0% | 0% | 0% | 1 | 0% | 0% | 0% | 1 | 0% | 0% | 0% | 1 | 0% | 0% | 0% | 1
290 | Quinto | SPGE | 370 | 3700 | 10 | 96.48% | 0% | 4 | 12.5107 | 53.07% | 0% | 2 | 30.07% | 95.56% | 0% | 3 | 0 | 2 | 57.31% | 0% | 57.31% | 3 | 54.06% | 33.72% | 0% | 2 | 0.1809% | 15.52% | 0% | 1 | 8.729% | 16.97% | 0% | 1 | 54.06% | 33.72% | 0% | 2 | 28.52% | 21.67% | 0% | 2 | 3.57% | 16.06% | 0% | 1 |  | 20.08% | 0% | 2 | 8.4602 | 13.22% | 0% | 1 | 21.82% | 15.7% | 0% | 1 | 0 | 2 | 47.1% | 2.429% | 49.53% | 2 | 53.24% | 8.03% | 0% | 2 | 10.03% | 4.173% | 0% | 1 | 20.66% | 4.732% | 0% | 1 | 58.45% | 9.037% | 0% | 2 | 25.36% | 5.03% | 0% | 1 | 9.084% | 4.13% | 0% | 1 |  | 15.07% | 0% | 1 | 6.6322 | 4.36% | 0% | 1 | 19.99% | 15.7% | 0% | 1 | 0 | 2 | 53.16% | 8.23% | 61.39% | 3 | 58.51% | 3.937% | 0% | 2 | 16.59% | 1.958% | 0% | 1 | 27.57% | 2.255% | 0% | 1 | 65.84% | 4.781% | 0% | 2 | 44.35% | 2.935% | 0% | 1 | 6.892% | 1.754% | 0% | 1 |  | 8.592% | 0% | 1 | 6.4 | 2.192% | 0% | 1 | 22.4% | 15.7% | 0% | 1 | 0 | 2 | 53.15% | 6.255% | 59.41% | 3 | 56.85% | 2.054% | 0% | 2 | 14.5% | 1.037% | 0% | 1 | 23.53% | 1.159% | 0% | 1 | 64.39% | 2.489% | 0% | 2 | 45.41% | 1.623% | 0% | 1 | 6.45% | 0.9474% | 0% | 1
291 | Sandy | SNV ELDORADO DESERT | 0 | 0 | 0 | 0% | 0% | 1 | 0 | 0% | 0% | 1 | 0% | 0% | 0% | 1 | 0 | 2 | 0.3159% | 0% | 0.3159% | 1 | 0% | 0% | 0% | 1 | 0% | 0% | 0% | 1 | 0% | 0% | 0% | 1 | 0% | 0% | 0% | 1 | 0% | 0% | 0% | 1 | 0% | 0% | 0% | 1 |  | 0% | 0% | 1 | 0 | 0% | 0% | 1 | 0% | 0% | 0% | 1 | 0 | 2 | 0.165% | 0% | 0.165% | 1 | 0% | 0% | 0% | 1 | 0% | 0% | 0% | 1 | 0% | 0% | 0% | 1 | 0% | 0% | 0% | 1 | 0% | 0% | 0% | 1 | 0% | 0% | 0% | 1 |  | 0% | 0% | 1 | 34.5455 | 0% | 0% | 4 | 0% | 0% | 0% | 1 | 0 | 2 | 0.01053% | 0% | 0.01053% | 1 | 0% | 0% | 0% | 1 | 0% | 0% | 0% | 1 | 14.89% | 0% | 0% | 1 | 14.89% | 0% | 0% | 1 | 6.829% | 0% | 0% | 1 | 0.2127% | 0% | 0% | 1 |  | 0% | 0% | 1 | 50.55 | 0% | 0% | 4 | 0% | 0% | 0% | 1 | 0 | 2 | 0.2177% | 0% | 0.2177% | 1 | 3.141% | 0% | 0% | 1 | 0.01581% | 0% | 0% | 1 | 21.3% | 0% | 0% | 1 | 22.92% | 0% | 0% | 1 | 16.02% | 0% | 0% | 1 | 0.1697% | 0% | 0% | 1
292 | Eldorado | SNV ELDORADO DESERT | 0 | 0 | 0 | 0% | 0% | 1 | 0 | 0% | 0% | 1 | 0% | 0% | 0% | 1 | 0 | 2 | 0% | 0% | 0% | 1 | 0% | 0% | 0% | 1 | 0% | 0% | 0% | 1 | 0% | 0% | 0% | 1 | 0% | 0% | 0% | 1 | 0% | 0% | 0% | 1 | 0% | 0% | 0% | 1 |  | 0% | 0% | 1 | 0 | 0% | 0% | 1 | 0% | 0% | 0% | 1 | 0 | 2 | 0% | 0% | 0% | 1 | 0% | 0% | 0% | 1 | 0% | 0% | 0% | 1 | 0% | 0% | 0% | 1 | 0% | 0% | 0% | 1 | 0% | 0% | 0% | 1 | 0% | 0% | 0% | 1 |  | 0% | 0% | 1 | 0 | 0% | 0% | 1 | 0% | 0% | 0% | 1 | 0 | 2 | 0% | 0% | 0% | 1 | 0% | 0% | 0% | 1 | 0% | 0% | 0% | 1 | 0% | 0% | 0% | 1 | 0% | 0% | 0% | 1 | 0% | 0% | 0% | 1 | 0% | 0% | 0% | 1 |  | 0% | 0% | 1 | 0 | 0% | 0% | 1 | 0% | 0% | 0% | 1 | 0 | 2 | 0.1189% | 0% | 0.1189% | 1 | 0% | 0% | 0% | 1 | 0% | 0% | 0% | 1 | 0% | 0% | 0% | 1 | 0% | 0% | 0% | 1 | 0% | 0% | 0% | 1 | 0% | 0% | 0% | 1
293 | Fink (Proposed) |  | 200 | 2000 | 10 | 76.65% | 0% | 3 | 7.15 | 13.36% | 0% | 1 | 42.64% | 58.34% | 0% | 3 | 0 | 2 | 62.79% | 0% | 62.79% | 3 | 30.86% | 7.404% | 0% | 1 | 13.27% | 5.902% | 0% | 1 | 20.64% | 6.451% | 0% | 1 | 50.95% | 10.44% | 0% | 2 | 37.9% | 8.244% | 0% | 1 | 1.871% | 5.217% | 0% | 1 |  | 20.7% | 0% | 2 | 10.1917 | 4.614% | 0% | 1 | 39.93% | 14.68% | 0% | 1 | 0 | 2 | 47.15% | 3.739% | 50.89% | 3 | 48.19% | 2.723% | 0% | 1 | 13.06% | 1.623% | 0% | 1 | 20.86% | 1.783% | 0% | 1 | 59.46% | 3.479% | 0% | 2 | 36.35% | 2.216% | 0% | 1 | 3.295% | 1.459% | 0% | 1 |  | 5.44% | 0% | 1 | 11.0441 | 2.243% | 0% | 1 | 40.48% | 14.68% | 0% | 1 | 0 | 2 | 35.23% | 8.391% | 43.62% | 2 | 44.62% | 1.193% | 0% | 1 | 9.52% | 0.7304% | 0% | 1 | 16.44% | 0.7909% | 0% | 1 | 52.3% | 1.385% | 0% | 2 | 34.81% | 1.014% | 0% | 1 | 3.093% | 0.6819% | 0% | 1 |  | 3.341% | 0% | 1 | 10.6364 | 1.662% | 0% | 1 | 40.69% | 14.68% | 0% | 1 | 0 | 2 | 29% | 12.53% | 41.53% | 3 | 45.26% | 0.7948% | 0% | 1 | 12.46% | 0.497% | 0% | 1 | 18.46% | 0.5336% | 0% | 1 | 52.66% | 0.919% | 0% | 2 | 33.2% | 0.6513% | 0% | 1 | 4.226% | 0.4543% | 0% | 1
294 | Gates-Midway (Proposed) | SPGE | 1810 | 18100 | 10 | 92.24% | 0% | 4 | 6.8496 | 153.8% | 18.55% | 3 | 22.58% | 89.45% | 0% | 3 | 0 | 2 | 36.23% | 0% | 36.23% | 2 | 29.86% | 52.37% | 0% | 3 | 8.885% | 40.31% | 0% | 2 | 12.32% | 41.89% | 0% | 2 | 36.03% | 57.42% | 0% | 3 | 2.061% | 37.5% | 0% | 2 | 6.526% | 39.29% | 0% | 2 |  | 43.19% | 0% | 2 | 7.0899 | 39.31% | 0% | 2 | 23.94% | 34.17% | 0% | 2 | 0 | 2 | 32.84% | 0% | 32.84% | 2 | 55.54% | 23.39% | 0% | 2 | 6.221% | 11.09% | 0% | 1 | 16.51% | 12.46% | 0% | 1 | 60.07% | 26.05% | 0% | 2 | 4.673% | 10.91% | 0% | 1 | 8.796% | 11.4% | 0% | 1 |  | 19.38% | 0% | 1 | 7.1386 | 15.99% | 0% | 1 | 20.71% | 34.17% | 0% | 2 | 0 | 2 | 28.84% | 0% | 28.84% | 2 | 60.27% | 12.55% | 0% | 2 | 6.404% | 5.325% | 0% | 1 | 13.11% | 5.736% | 0% | 1 | 63.55% | 13.67% | 0% | 2 | 6.465% | 5.328% | 0% | 1 | 5.089% | 5.251% | 0% | 1 |  | 9.793% | 0% | 1 | 7.0803 | 8.484% | 0% | 1 | 18.58% | 34.17% | 0% | 2 | 0 | 2 | 20.65% | 0% | 20.65% | 2 | 54.77% | 6.179% | 0% | 2 | 4.599% | 2.93% | 0% | 1 | 16.89% | 3.363% | 0% | 1 | 63.17% | 7.588% | 0% | 2 | 8.489% | 3.054% | 0% | 1 | 3.806% | 2.905% | 0% | 1
295 | Rancho Seco - Bellota (Proposed) | NORTHERN CALIFORNIA | 0 | 0 | 10 | 0% | 0% | 1 | 11.704 | 0% | 0% | 1 | 7.865% | 0% | 0% | 1 | 0 | 2 | 24.07% | 0% | 24.07% | 2 | 64.02% | 0% | 0% | 2 | 51.61% | 0% | 0% | 2 | 69.7% | 0% | 0% | 2 | 81.8% | 0% | 0% | 3 | 42.94% | 0% | 0% | 1 | 22.77% | 0% | 0% | 1 |  | 0% | 0% | 1 | 19.45 | 0% | 0% | 2 | 18.75% | 0% | 0% | 1 | 0 | 2 | 17.22% | 0% | 17.22% | 1 | 45.27% | 0% | 0% | 1 | 36.16% | 0% | 0% | 1 | 66.67% | 0% | 0% | 2 | 73.77% | 0% | 0% | 3 | 25.08% | 0% | 0% | 1 | 17.4% | 0% | 0% | 1 |  | 0% | 0% | 1 | 15.8497 | 0% | 0% | 2 | 25.87% | 0% | 0% | 1 | 0 | 2 | 25.07% | 0.2672% | 25.33% | 2 | 46.67% | 0% | 0% | 1 | 25.29% | 0% | 0% | 1 | 49.74% | 0% | 0% | 1 | 65.77% | 0% | 0% | 2 | 30.96% | 0% | 0% | 1 | 13.92% | 0% | 0% | 1 |  | 0% | 0% | 1 | 14.7467 | 0% | 0% | 2 | 23.47% | 0% | 0% | 1 | 0 | 2 | 30.83% | 0.2199% | 31.05% | 2 | 51.35% | 0% | 0% | 2 | 19.84% | 0% | 0% | 1 | 42.26% | 0% | 0% | 1 | 66.52% | 0% | 0% | 2 | 30.61% | 0% | 0% | 1 | 13.12% | 0% | 0% | 1
296 | Midway - Wheeler Ridge (Proposed) | SPGE | 1365 | 13650 | 10 | 141.5% | 10.59% | 5 | 5.7778 | 146.8% | 11.77% | 3 | 49.09% | 78.93% | 0% | 3 | 0 | 2 | 10.25% | 0% | 10.25% | 1 | 9.193% | 31.69% | 0% | 2 | 32.54% | 42.65% | 0% | 2 | 43.27% | 50.72% | 0% | 3 | 44.36% | 51.72% | 0% | 3 | 0% | 28.77% | 0% | 2 | 0.5038% | 28.92% | 0% | 2 |  | 68.25% | 0% | 3 | 6.3301 | 52.17% | 0% | 2 | 45.74% | 34.88% | 0% | 2 | 0 | 2 | 8.179% | 0% | 8.179% | 1 | 22.27% | 13.03% | 0% | 1 | 37.61% | 16.23% | 0% | 1 | 49.96% | 20.23% | 0% | 2 | 60.01% | 25.32% | 0% | 2 | 2.225% | 10.36% | 0% | 1 | 0.7569% | 10.2% | 0% | 1 |  | 47.4% | 0% | 2 | 7 | 21.61% | 0% | 2 | 41.94% | 34.88% | 0% | 2 | 0 | 2 | 6.56% | 0% | 6.56% | 1 | 22.43% | 6.911% | 0% | 1 | 38.13% | 8.665% | 0% | 1 | 56.91% | 12.44% | 0% | 2 | 63.67% | 14.76% | 0% | 2 | 4.962% | 5.641% | 0% | 1 | 5.231% | 5.657% | 0% | 1 |  | 29.78% | 0% | 2 | 8.3881 | 14.91% | 0% | 1 | 43.91% | 34.88% | 0% | 2 | 0 | 2 | 9.066% | 0.09151% | 9.158% | 2 | 21.9% | 4.459% | 0% | 1 | 30.14% | 4.984% | 0% | 1 | 54.24% | 7.61% | 0% | 2 | 60.49% | 8.812% | 0% | 2 | 6.976% | 3.743% | 0% | 1 | 5.257% | 3.675% | 0% | 1
297 | Suncrest - Ocotillo (Proposed) | GREATER IMPERIAL | 0 | 0 | 10 | 0% | 0% | 1 | 5.1961 | 0% | 0% | 1 | 0.06138% | 0% | 0% | 1 | 0 | 2 | 3.072% | 96.7% | 99.77% | 5 | 0.001208% | 0% | 0% | 1 | 31.96% | 0% | 0% | 1 | 41.8% | 0% | 0% | 1 | 53.31% | 0% | 0% | 2 | 71.7% | 0% | 0% | 3 | 2.807% | 0% | 0% | 1 |  | 0% | 0% | 1 | 6.4278 | 0% | 0% | 1 | 0.09642% | 0% | 0% | 1 | 0 | 2 | 5.311% | 94.08% | 99.4% | 5 | 7.443% | 0% | 0% | 1 | 28.67% | 0% | 0% | 1 | 41.18% | 0% | 0% | 1 | 53.01% | 0% | 0% | 2 | 56.3% | 0% | 0% | 2 | 3.379% | 0% | 0% | 1 |  | 0% | 0% | 1 | 8.0433 | 0% | 0% | 1 | 0.1289% | 0% | 0% | 1 | 0 | 2 | 16.17% | 81.3% | 97.47% | 5 | 9.726% | 0% | 0% | 1 | 26.27% | 0% | 0% | 1 | 42.97% | 0% | 0% | 1 | 56.46% | 0% | 0% | 2 | 47.25% | 0% | 0% | 1 | 3.094% | 0% | 0% | 1 |  | 0% | 0% | 1 | 10.3256 | 0% | 0% | 1 | 0.1156% | 0% | 0% | 1 | 0 | 2 | 16.27% | 78.79% | 95.06% | 5 | 11.8% | 0% | 0% | 1 | 24.55% | 0% | 0% | 1 | 46.49% | 0% | 0% | 1 | 58.12% | 0% | 0% | 2 | 46.25% | 0% | 0% | 1 | 3.616% | 0% | 0% | 1
298 | North Gila - IV (Proposed) | GREATER IMPERIAL | 0 | 0 | 15 | 0% | 0% | 1 | 4.0808 | 0% | 0% | 1 | 25.14% | 0% | 0% | 1 | 0 | 2 | 0% | 0% | 0% | 1 | 0% | 0% | 0% | 1 | 73.17% | 0% | 0% | 3 | 73.17% | 0% | 0% | 3 | 73.17% | 0% | 0% | 3 | 32.56% | 0% | 0% | 1 | 13.3% | 0% | 0% | 1 |  | 0% | 0% | 1 | 6.2089 | 0% | 0% | 1 | 60.41% | 0% | 0% | 2 | 0 | 2 | 0% | 0% | 0% | 1 | 0.6803% | 0% | 0% | 1 | 33.24% | 0% | 0% | 1 | 33.24% | 0% | 0% | 1 | 33.92% | 0% | 0% | 1 | 10.57% | 0% | 0% | 1 | 8.347% | 0% | 0% | 1 |  | 0% | 0% | 1 | 8.0911 | 0% | 0% | 1 | 64.57% | 0% | 0% | 2 | 0 | 2 | 0% | 0% | 0% | 1 | 3.74% | 0% | 0% | 1 | 20.29% | 0% | 0% | 1 | 20.29% | 0% | 0% | 1 | 24.03% | 0% | 0% | 1 | 10% | 0% | 0% | 1 | 5.793% | 0% | 0% | 1 |  | 0% | 0% | 1 | 8.3086 | 0% | 0% | 1 | 65.82% | 0% | 0% | 2 | 0 | 2 | 0% | 0% | 0% | 1 | 4.582% | 0% | 0% | 1 | 15.31% | 0% | 0% | 1 | 15.24% | 0% | 0% | 1 | 19.82% | 0% | 0% | 1 | 10.62% | 0% | 0% | 1 | 5.052% | 0% | 0% | 1
299 | Lugo - Pisgah (Proposed) | GREATER KRAMER | 0 | 0 | 10 | 0% | 0% | 1 | 63.6 | 0% | 0% | 4 | 0% | 0% | 0% | 1 | 0 | 2 | 0% | 0% | 0% | 1 | 0% | 0% | 0% | 1 | 7.581% | 0% | 0% | 1 | 9.524% | 0% | 0% | 1 | 11.91% | 0% | 0% | 1 | 67.84% | 0% | 0% | 2 | 0.0007967% | 0% | 0% | 1 |  | 0% | 0% | 1 | 40.5 | 0% | 0% | 4 | 0% | 0% | 0% | 1 | 0 | 2 | 0% | 0% | 0% | 1 | 14.55% | 0% | 0% | 1 | 4.255% | 0% | 0% | 1 | 7.985% | 0% | 0% | 1 | 22.88% | 0% | 0% | 1 | 74.02% | 0% | 0% | 3 | 0.05314% | 0% | 0% | 1 |  | 0% | 0% | 1 | 36 | 0% | 0% | 4 | 0.02667% | 0% | 0% | 1 | 0 | 2 | 6.745% | 1.335% | 8.08% | 2 | 22.11% | 0% | 0% | 1 | 11.06% | 0% | 0% | 1 | 16.84% | 0% | 0% | 1 | 36.29% | 0% | 0% | 1 | 62.28% | 0% | 0% | 2 | 0.1524% | 0% | 0% | 1 |  | 0% | 0% | 1 | 35.5 | 0% | 0% | 4 | 0.02277% | 0% | 0% | 1 | 0 | 2 | 6.559% | 5.589% | 12.15% | 2 | 25.38% | 0% | 0% | 1 | 17.07% | 0% | 0% | 1 | 22.58% | 0% | 0% | 1 | 44.15% | 0% | 0% | 1 | 52.71% | 0% | 0% | 2 | 0.4373% | 0% | 0% | 1
300 | Crow Creek | SPGE | 0 | 0 | 10 | 0% | 0% | 1 | 7.6725 | 0% | 0% | 1 | 46.97% | 0% | 0% | 1 | 0 | 2 | 58.47% | 0% | 58.47% | 3 | 28.21% | 0% | 0% | 1 | 12.56% | 0% | 0% | 1 | 18.84% | 0% | 0% | 1 | 46.93% | 0% | 0% | 1 | 33.96% | 0% | 0% | 1 | 1.826% | 0% | 0% | 1 |  | 0% | 0% | 1 | 10.3519 | 0% | 0% | 1 | 40.37% | 0% | 0% | 1 | 0 | 2 | 45.91% | 3.143% | 49.05% | 2 | 47.87% | 0% | 0% | 1 | 12.78% | 0% | 0% | 1 | 20.32% | 0% | 0% | 1 | 58.86% | 0% | 0% | 2 | 34.81% | 0% | 0% | 1 | 3.397% | 0% | 0% | 1 |  | 0% | 0% | 1 | 11.2444 | 0% | 0% | 1 | 41.59% | 0% | 0% | 1 | 0 | 2 | 34.24% | 8.105% | 42.34% | 2 | 44.3% | 0% | 0% | 1 | 9.373% | 0% | 0% | 1 | 16.24% | 0% | 0% | 1 | 51.93% | 0% | 0% | 2 | 33.65% | 0% | 0% | 1 | 3.111% | 0% | 0% | 1 |  | 0% | 0% | 1 | 10.812 | 0% | 0% | 1 | 41.39% | 0% | 0% | 1 | 0 | 2 | 28.89% | 11.81% | 40.7% | 3 | 44.74% | 0% | 0% | 1 | 12.28% | 0% | 0% | 1 | 18.24% | 0% | 0% | 1 | 52.14% | 0% | 0% | 2 | 32.41% | 0% | 0% | 1 | 4.212% | 0% | 0% | 1
301 | Harry Allen | NEVADA MAJOR | 0 | 0 | 0 | 0% | 0% | 1 | 0 | 0% | 0% | 1 | 0% | 0% | 0% | 1 | 0 | 2 | 0% | 0% | 0% | 1 | 0% | 0% | 0% | 1 | 0% | 0% | 0% | 1 | 0% | 0% | 0% | 1 | 0% | 0% | 0% | 1 | 0% | 0% | 0% | 1 | 0% | 0% | 0% | 1 |  | 0% | 0% | 1 | 0 | 0% | 0% | 1 | 0% | 0% | 0% | 1 | 0 | 2 | 0% | 0% | 0% | 1 | 0% | 0% | 0% | 1 | 0% | 0% | 0% | 1 | 0% | 0% | 0% | 1 | 0% | 0% | 0% | 1 | 0% | 0% | 0% | 1 | 0% | 0% | 0% | 1 |  | 0% | 0% | 1 | 0 | 0% | 0% | 1 | 0% | 0% | 0% | 1 | 0 | 2 | 0% | 0% | 0% | 1 | 0% | 0% | 0% | 1 | 0% | 0% | 0% | 1 | 0% | 0% | 0% | 1 | 0% | 0% | 0% | 1 | 0% | 0% | 0% | 1 | 0% | 0% | 0% | 1 |  | 0% | 0% | 1 | 0 | 0% | 0% | 1 | 0% | 0% | 0% | 1 | 0 | 2 | 0% | 0% | 0% | 1 | 0% | 0% | 0% | 1 | 0% | 0% | 0% | 1 | 0% | 0% | 0% | 1 | 0% | 0% | 0% | 1 | 0% | 0% | 0% | 1 | 0% | 0% | 0% | 1
302 | Kirker | NORTHERN CALIFORNIA | 0 | 0 | 10 | 0% | 0% | 1 | 6.5197 | 0% | 0% | 1 | 0% | 0% | 0% | 1 | 0 | 2 | 43.94% | 0% | 43.94% | 2 | 49.79% | 0% | 0% | 1 | 74.02% | 0% | 0% | 3 | 49.38% | 0% | 0% | 1 | 74.72% | 0% | 0% | 3 | 15.51% | 0% | 0% | 1 | 53.72% | 0% | 0% | 2 |  | 0% | 0% | 1 | 6.507 | 0% | 0% | 1 | 0.007243% | 0% | 0% | 1 | 0 | 2 | 62.64% | 0% | 62.64% | 3 | 24.78% | 0% | 0% | 1 | 48.16% | 0% | 0% | 1 | 38.78% | 0% | 0% | 1 | 55.43% | 0% | 0% | 2 | 8.918% | 0% | 0% | 1 | 26.53% | 0% | 0% | 1 |  | 0% | 0% | 1 | 16.6687 | 0% | 0% | 2 | 3.36% | 0% | 0% | 1 | 0 | 2 | 59.82% | 0.2569% | 60.08% | 3 | 19.81% | 0% | 0% | 1 | 47.23% | 0% | 0% | 1 | 45.16% | 0% | 0% | 1 | 58.83% | 0% | 0% | 2 | 11.19% | 0% | 0% | 1 | 18.9% | 0% | 0% | 1 |  | 0% | 0% | 1 | 19.6667 | 0% | 0% | 2 | 17.04% | 0% | 0% | 1 | 0 | 2 | 49.87% | 0.3499% | 50.22% | 3 | 22.58% | 0% | 0% | 1 | 39.78% | 0% | 0% | 1 | 45.15% | 0% | 0% | 1 | 58.54% | 0% | 0% | 2 | 11.06% | 0% | 0% | 1 | 16.38% | 0% | 0% | 1
303 | Oro Loma | SPGE | 185 | 1850 | 5 | 6.435% | 0% | 1 | 7.1388 | 41.46% | 0% | 2 | 35.45% | 3.665% | 0% | 1 | 0 | 2 | 7.587% | 0% | 7.587% | 1 | 0% | 3.841% | 0% | 1 | 0% | 3.841% | 0% | 1 | 12.21% | 4.376% | 0% | 1 | 12.21% | 4.376% | 0% | 1 | 0% | 3.841% | 0% | 1 | 1.202% | 3.888% | 0% | 1 |  | 2.009% | 0% | 1 | 7.8374 | 14.16% | 0% | 1 | 35.37% | 0% | 0% | 1 | 0 | 2 | 13.53% | 0% | 13.53% | 1 | 10.71% | 1.196% | 0% | 1 | 1.002% | 1.079% | 0% | 1 | 6.429% | 1.141% | 0% | 1 | 14.44% | 1.248% | 0% | 1 | 3.571% | 1.107% | 0% | 1 | 2.811% | 1.099% | 0% | 1 |  | 1.542% | 0% | 1 | 7.716 | 2.801% | 0% | 1 | 39.96% | 0% | 0% | 1 | 0 | 2 | 21.56% | 0% | 21.56% | 2 | 31.53% | 0.713% | 0% | 1 | 1.87% | 0.4975% | 0% | 1 | 11.36% | 0.5507% | 0% | 1 | 37.37% | 0.7795% | 0% | 1 | 8.235% | 0.532% | 0% | 1 | 4.211% | 0.5096% | 0% | 1 |  | 1.136% | 0% | 1 | 7.2328 | 1.361% | 0% | 1 | 37.52% | 0% | 0% | 1 | 0 | 2 | 23.6% | 0.4548% | 24.05% | 2 | 40.92% | 0.4916% | 0% | 1 | 10.16% | 0.3233% | 0% | 1 | 17.89% | 0.3537% | 0% | 1 | 47.16% | 0.5496% | 0% | 1 | 11.43% | 0.3279% | 0% | 1 | 4.868% | 0.3053% | 0% | 1
304 | Logan Creek | NORTHERN CALIFORNIA | 0 | 0 | 10 | 0% | 0% | 1 | 6.2906 | 0% | 0% | 1 | 53.49% | 0% | 0% | 2 | 0 | 2 | 25.36% | 0% | 25.36% | 2 | 13.69% | 0% | 0% | 1 | 0% | 0% | 0% | 1 | 0% | 0% | 0% | 1 | 13.69% | 0% | 0% | 1 | 16.28% | 0% | 0% | 1 | 2.277% | 0% | 0% | 1 |  | 0% | 0% | 1 | 5.6381 | 0% | 0% | 1 | 36.4% | 0% | 0% | 1 | 0 | 2 | 42.43% | 2.005% | 44.44% | 2 | 24.65% | 0% | 0% | 1 | 2.743% | 0% | 0% | 1 | 5.456% | 0% | 0% | 1 | 28.72% | 0% | 0% | 1 | 31.49% | 0% | 0% | 1 | 3.999% | 0% | 0% | 1 |  | 0% | 0% | 1 | 6.1661 | 0% | 0% | 1 | 31.31% | 0% | 0% | 1 | 0 | 2 | 36.45% | 11.32% | 47.77% | 3 | 32.13% | 0% | 0% | 1 | 5.191% | 0% | 0% | 1 | 10.18% | 0% | 0% | 1 | 39.18% | 0% | 0% | 1 | 35.34% | 0% | 0% | 1 | 3.575% | 0% | 0% | 1 |  | 0% | 0% | 1 | 7.0097 | 0% | 0% | 1 | 31.08% | 0% | 0% | 1 | 0 | 2 | 32.98% | 15.76% | 48.75% | 3 | 36.6% | 0% | 0% | 1 | 9.287% | 0% | 0% | 1 | 17.92% | 0% | 0% | 1 | 49.04% | 0% | 0% | 1 | 35.65% | 0% | 0% | 1 | 5.217% | 0% | 0% | 1
305 | Julian Hinds | RIVERSIDE | 0 | 0 | 10 | 0% | 0% | 1 | 1.8639 | 0% | 0% | 1 | 0% | 0% | 0% | 1 | 0 | 2 | 0% | 0% | 0% | 1 | 99.82% | 0% | 0% | 5 | 54.55% | 0% | 0% | 2 | 40.77% | 0% | 0% | 1 | 99.82% | 0% | 0% | 5 | 15.51% | 0% | 0% | 1 | 0% | 0% | 0% | 1 |  | 0% | 0% | 1 | 2.5754 | 0% | 0% | 1 | 0% | 0% | 0% | 1 | 0 | 2 | 0% | 0% | 0% | 1 | 97.94% | 0% | 0% | 5 | 28.89% | 0% | 0% | 1 | 21.59% | 0% | 0% | 1 | 97.96% | 0% | 0% | 5 | 31.5% | 0% | 0% | 1 | 0% | 0% | 0% | 1 |  | 0% | 0% | 1 | 6.4889 | 0% | 0% | 1 | 0% | 0% | 0% | 1 | 0 | 2 | 0% | 0% | 0% | 1 | 13.84% | 0% | 0% | 1 | 34.32% | 0% | 0% | 1 | 1.702% | 0% | 0% | 1 | 45.96% | 0% | 0% | 1 | 51.3% | 0% | 0% | 2 | 0% | 0% | 0% | 1 |  | 0% | 0% | 1 | 6.2236 | 0% | 0% | 1 | 0% | 0% | 0% | 1 | 0 | 2 | 0% | 0% | 0% | 1 | 8.697% | 0% | 0% | 1 | 17.61% | 0% | 0% | 1 | 5.326% | 0% | 0% | 1 | 27.11% | 0% | 0% | 1 | 48.1% | 0% | 0% | 1 | 0.4707% | 0% | 0% | 1
306 | Hollister | SPGE | 0 | 0 | 10 | 0% | 0% | 1 | 20.9444 | 0% | 0% | 3 | 27.44% | 0% | 0% | 1 | 0 | 2 | 36.24% | 0% | 36.24% | 2 | 9.758% | 0% | 0% | 1 | 19.24% | 0% | 0% | 1 | 25.31% | 0% | 0% | 1 | 33.55% | 0% | 0% | 1 | 15.98% | 0% | 0% | 1 | 6.912% | 0% | 0% | 1 |  | 0% | 0% | 1 | 11.4872 | 0% | 0% | 1 | 15.09% | 0% | 0% | 1 | 0 | 2 | 68.02% | 0.2334% | 68.25% | 3 | 44.65% | 0% | 0% | 1 | 15.52% | 0% | 0% | 1 | 26.24% | 0% | 0% | 1 | 60.03% | 0% | 0% | 2 | 43.22% | 0% | 0% | 1 | 4.452% | 0% | 0% | 1 |  | 0% | 0% | 1 | 9.1594 | 0% | 0% | 1 | 11.32% | 0% | 0% | 1 | 0 | 2 | 68.26% | 5.833% | 74.09% | 3 | 56.02% | 0% | 0% | 2 | 13.4% | 0% | 0% | 1 | 27.25% | 0% | 0% | 1 | 68.48% | 0% | 0% | 2 | 52.37% | 0% | 0% | 2 | 4.341% | 0% | 0% | 1 |  | 0% | 0% | 1 | 8.7538 | 0% | 0% | 1 | 13.79% | 0% | 0% | 1 | 0 | 2 | 59.57% | 13.09% | 72.66% | 3 | 59.93% | 0% | 0% | 2 | 12.59% | 0% | 0% | 1 | 24.67% | 0% | 0% | 1 | 69.43% | 0% | 0% | 2 | 53.51% | 0% | 0% | 2 | 3.711% | 0% | 0% | 1
307 | Boulevard | GREATER IMPERIAL | 47.4 | 474 | 10 | 4.412% | 0% | 1 | 13.6892 | 21.47% | 0% | 2 | 0% | 0% | 0% | 1 | 0 | 2 | 61.55% | 22.36% | 83.91% | 5 | 13.57% | 1.691% | 0% | 1 | 16.65% | 1.754% | 0% | 1 | 42.93% | 2.561% | 0% | 1 | 57.42% | 3.433% | 0% | 2 | 16.16% | 1.743% | 0% | 1 | 1.615% | 1.486% | 0% | 1 |  | 1.74% | 0% | 1 | 10.6333 | 2.915% | 0% | 1 | 0.1494% | 0% | 0% | 1 | 0 | 2 | 34.26% | 53.03% | 87.29% | 5 | 10.57% | 0.7321% | 0% | 1 | 10% | 0.7275% | 0% | 1 | 28.17% | 0.9115% | 0% | 1 | 39.48% | 1.082% | 0% | 1 | 29.38% | 0.9272% | 0% | 1 | 1.549% | 0.665% | 0% | 1 |  | 1.422% | 0% | 1 | 9.0795 | 1.431% | 0% | 1 | 0.1846% | 0% | 0% | 1 | 0 | 2 | 22.52% | 63.65% | 86.17% | 5 | 9.021% | 0.4656% | 0% | 1 | 19.06% | 0.5234% | 0% | 1 | 27.82% | 0.5869% | 0% | 1 | 45.51% | 0.7774% | 0% | 1 | 37.88% | 0.6819% | 0% | 1 | 2.054% | 0.4325% | 0% | 1 |  | 1.135% | 0% | 1 | 8.1178 | 0.8469% | 0% | 1 | 0.1286% | 0% | 0% | 1 | 0 | 2 | 16.82% | 64.12% | 80.94% | 5 | 12.78% | 0.326% | 0% | 1 | 22.46% | 0.3667% | 0% | 1 | 32.82% | 0.4232% | 0% | 1 | 52.74% | 0.6016% | 0% | 2 | 42.05% | 0.4906% | 0% | 1 | 2.538% | 0.2917% | 0% | 1
308 | Llagas | NORTHERN CALIFORNIA | 0 | 0 | 10 | 0% | 0% | 1 | 18.4127 | 0% | 0% | 2 | 26.4% | 0% | 0% | 1 | 0 | 2 | 54.53% | 0% | 54.53% | 3 | 53.35% | 0% | 0% | 2 | 0% | 0% | 0% | 1 | 3.514% | 0% | 0% | 1 | 53.35% | 0% | 0% | 2 | 33.3% | 0% | 0% | 1 | 2.4% | 0% | 0% | 1 |  | 0% | 0% | 1 | 14.7879 | 0% | 0% | 2 | 15.66% | 0% | 0% | 1 | 0 | 2 | 56.13% | 0% | 56.13% | 3 | 49.74% | 0% | 0% | 1 | 3.68% | 0% | 0% | 1 | 10.33% | 0% | 0% | 1 | 53.16% | 0% | 0% | 2 | 41.32% | 0% | 0% | 1 | 4.069% | 0% | 0% | 1 |  | 0% | 0% | 1 | 17.6065 | 0% | 0% | 2 | 15.8% | 0% | 0% | 1 | 0 | 2 | 54.14% | 1.785% | 55.93% | 3 | 51.73% | 0% | 0% | 2 | 7.618% | 0% | 0% | 1 | 13.46% | 0% | 0% | 1 | 58.25% | 0% | 0% | 2 | 40.42% | 0% | 0% | 1 | 4.593% | 0% | 0% | 1 |  | 0% | 0% | 1 | 15.3443 | 0% | 0% | 2 | 13.33% | 0% | 0% | 1 | 0 | 2 | 53.61% | 9.169% | 62.78% | 3 | 52.56% | 0% | 0% | 2 | 15.35% | 0% | 0% | 1 | 23.3% | 0% | 0% | 1 | 66.66% | 0% | 0% | 2 | 47.35% | 0% | 0% | 1 | 4.434% | 0% | 0% | 1
309 | Miller | SPGE | 0 | 0 | 10 | 0% | 0% | 1 | 6.9132 | 0% | 0% | 1 | 46.34% | 0% | 0% | 1 | 0 | 2 | 56.23% | 0% | 56.23% | 3 | 29.88% | 0% | 0% | 1 | 36.85% | 0% | 0% | 1 | 42.72% | 0% | 0% | 1 | 70.01% | 0% | 0% | 3 | 26.39% | 0% | 0% | 1 | 1.194% | 0% | 0% | 1 |  | 0% | 0% | 1 | 7.7214 | 0% | 0% | 1 | 35.67% | 0% | 0% | 1 | 0 | 2 | 51.88% | 0.03589% | 51.92% | 3 | 33.89% | 0% | 0% | 1 | 12.45% | 0% | 0% | 1 | 20.27% | 0% | 0% | 1 | 49.27% | 0% | 0% | 1 | 38.19% | 0% | 0% | 1 | 2.451% | 0% | 0% | 1 |  | 0% | 0% | 1 | 9 | 0% | 0% | 1 | 30.45% | 0% | 0% | 1 | 0 | 2 | 44.05% | 7.922% | 51.97% | 3 | 40.3% | 0% | 0% | 1 | 9.216% | 0% | 0% | 1 | 14.57% | 0% | 0% | 1 | 49.91% | 0% | 0% | 1 | 39.75% | 0% | 0% | 1 | 6.213% | 0% | 0% | 1 |  | 0% | 0% | 1 | 9.0185 | 0% | 0% | 1 | 29.34% | 0% | 0% | 1 | 0 | 2 | 37.59% | 11.63% | 49.23% | 3 | 46.8% | 0% | 0% | 1 | 11.21% | 0% | 0% | 1 | 18.47% | 0% | 0% | 1 | 54.15% | 0% | 0% | 2 | 37.46% | 0% | 0% | 1 | 5.509% | 0% | 0% | 1
310 | Madison | NORTHERN CALIFORNIA | 123 | 1230 | 5 | 35.44% | 0% | 2 | 8.5344 | 75.77% | 0% | 2 | 62% | 15.69% | 0% | 2 | 0 | 2 | 18.53% | 0% | 18.53% | 1 | 69.72% | 10.45% | 0% | 2 | 0% | 3.163% | 0% | 1 | 0% | 3.163% | 0% | 1 | 69.72% | 10.45% | 0% | 2 | 7.133% | 3.406% | 0% | 1 | 2.968% | 3.259% | 0% | 1 |  | 12.51% | 0% | 1 | 7.9336 | 8.427% | 0% | 1 | 50.56% | 5.291% | 0% | 2 | 0 | 2 | 36.24% | 0% | 36.24% | 2 | 64.24% | 2.294% | 0% | 2 | 2.259% | 0.8392% | 0% | 1 | 3.324% | 0.8484% | 0% | 1 | 65.71% | 2.392% | 0% | 2 | 19.61% | 1.02% | 0% | 1 | 2.33% | 0.8398% | 0% | 1 |  | 7.889% | 0% | 1 | 7.875 | 2.795% | 0% | 1 | 49.89% | 5.291% | 0% | 1 | 0 | 2 | 35.9% | 3.201% | 39.11% | 2 | 62.24% | 1.084% | 0% | 2 | 6.972% | 0.4402% | 0% | 1 | 15.07% | 0.4821% | 0% | 1 | 69.76% | 1.354% | 0% | 2 | 22.17% | 0.5262% | 0% | 1 | 3.104% | 0.4226% | 0% | 1 |  | 4.02% | 0% | 1 | 8.5918 | 1.529% | 0% | 1 | 50.16% | 5.291% | 0% | 2 | 0 | 2 | 27.86% | 8.078% | 35.93% | 2 | 57.56% | 0.5611% | 0% | 2 | 11.85% | 0.2702% | 0% | 1 | 25.3% | 0.3188% | 0% | 1 | 69.46% | 0.7799% | 0% | 2 | 21.59% | 0.3037% | 0% | 1 | 3.596% | 0.2471% | 0% | 1
311 | New Melones | NORTHERN CALIFORNIA | 0 | 0 | 10 | 0% | 0% | 1 | 18 | 0% | 0% | 2 | 0% | 0% | 0% | 1 | 0 | 2 | 75.22% | 0% | 75.22% | 5 | 45.23% | 0% | 0% | 1 | 47.45% | 0% | 0% | 1 | 46.05% | 0% | 0% | 1 | 62.41% | 0% | 0% | 2 | 58.05% | 0% | 0% | 2 | 7.546% | 0% | 0% | 1 |  | 0% | 0% | 1 | 13.6386 | 0% | 0% | 2 | 0.1438% | 0% | 0% | 1 | 0 | 2 | 85.6% | 0% | 85.6% | 5 | 64.29% | 0% | 0% | 2 | 43.94% | 0% | 0% | 1 | 52.13% | 0% | 0% | 2 | 82.87% | 0% | 0% | 3 | 62.54% | 0% | 0% | 2 | 8.65% | 0% | 0% | 1 |  | 0% | 0% | 1 | 10.836 | 0% | 0% | 1 | 0.7241% | 0% | 0% | 1 | 0 | 2 | 86.41% | 2.844% | 89.25% | 5 | 72.19% | 0% | 0% | 3 | 26.93% | 0% | 0% | 1 | 36.37% | 0% | 0% | 1 | 83.99% | 0% | 0% | 3 | 67.57% | 0% | 0% | 2 | 8.966% | 0% | 0% | 1 |  | 0% | 0% | 1 | 11.3527 | 0% | 0% | 1 | 2.744% | 0% | 0% | 1 | 0 | 2 | 69.5% | 8.502% | 78% | 5 | 70.6% | 0% | 0% | 3 | 22.91% | 0% | 0% | 1 | 37.78% | 0% | 0% | 1 | 84.75% | 0% | 0% | 3 | 57.51% | 0% | 0% | 2 | 8.37% | 0% | 0% | 1
312 | Waukena | SPGE | 0 | 0 | 10 | 0% | 0% | 1 | 7.4909 | 0% | 0% | 1 | 25.95% | 0% | 0% | 1 | 0 | 2 | 0% | 0% | 0% | 1 | 9.533% | 0% | 0% | 1 | 0.1788% | 0% | 0% | 1 | 28.08% | 0% | 0% | 1 | 35.48% | 0% | 0% | 1 | 1.731% | 0% | 0% | 1 | 9.461% | 0% | 0% | 1 |  | 0% | 0% | 1 | 7.1323 | 0% | 0% | 1 | 34.98% | 0% | 0% | 1 | 0 | 2 | 0% | 0% | 0% | 1 | 5.791% | 0% | 0% | 1 | 2.355% | 0% | 0% | 1 | 11.45% | 0% | 0% | 1 | 16.02% | 0% | 0% | 1 | 0.6653% | 0% | 0% | 1 | 5.258% | 0% | 0% | 1 |  | 0% | 0% | 1 | 7.7531 | 0% | 0% | 1 | 35.17% | 0% | 0% | 1 | 0 | 2 | 0.6196% | 0% | 0.6196% | 1 | 13.35% | 0% | 0% | 1 | 1.459% | 0% | 0% | 1 | 5.666% | 0% | 0% | 1 | 18.45% | 0% | 0% | 1 | 0.3079% | 0% | 0% | 1 | 3.336% | 0% | 0% | 1 |  | 0% | 0% | 1 | 8.9083 | 0% | 0% | 1 | 35.02% | 0% | 0% | 1 | 0 | 2 | 3.338% | 0% | 3.338% | 1 | 16.53% | 0% | 0% | 1 | 3.647% | 0% | 0% | 1 | 8.699% | 0% | 0% | 1 | 24.4% | 0% | 0% | 1 | 0.2252% | 0% | 0% | 1 | 2.726% | 0% | 0% | 1
313 | Colgate | NORTHERN CALIFORNIA | 0 | 0 | 10 | 0% | 0% | 1 | 17.3033 | 0% | 0% | 2 | 0.3151% | 0% | 0% | 1 | 0 | 2 | 62.52% | 36.21% | 98.73% | 5 | 97.43% | 0% | 0% | 5 | 1.344% | 0% | 0% | 1 | 16.85% | 0% | 0% | 1 | 97.43% | 0% | 0% | 5 | 24.27% | 0% | 0% | 1 | 2.539% | 0% | 0% | 1 |  | 0% | 0% | 1 | 20.3777 | 0% | 0% | 3 | 0.2118% | 0% | 0% | 1 | 0 | 2 | 62.45% | 33.93% | 96.37% | 5 | 87.2% | 0% | 0% | 3 | 10.94% | 0% | 0% | 1 | 22.54% | 0% | 0% | 1 | 92.71% | 0% | 0% | 4 | 25.91% | 0% | 0% | 1 | 2.637% | 0% | 0% | 1 |  | 0% | 0% | 1 | 21.3555 | 0% | 0% | 3 | 0.3211% | 0% | 0% | 1 | 0 | 2 | 60.4% | 32.32% | 92.72% | 5 | 77% | 0% | 0% | 3 | 13.46% | 0% | 0% | 1 | 21.69% | 0% | 0% | 1 | 84.78% | 0% | 0% | 3 | 26.07% | 0% | 0% | 1 | 3.544% | 0% | 0% | 1 |  | 0% | 0% | 1 | 20.4 | 0% | 0% | 3 | 1.928% | 0% | 0% | 1 | 0 | 2 | 52.93% | 31.1% | 84.02% | 5 | 68.22% | 0% | 0% | 2 | 13.39% | 0% | 0% | 1 | 18.77% | 0% | 0% | 1 | 78.63% | 0% | 0% | 3 | 22.58% | 0% | 0% | 1 | 5.475% | 0% | 0% | 1
314 | New Sub - Pit 1 - Cottonwood (Proposed) | NORTHERN CALIFORNIA | 0 | 0 | 10 | 0% | 0% | 1 | 4.786 | 0% | 0% | 1 | 0.2604% | 0% | 0% | 1 | 0 | 2 | 93.9% | 0% | 93.9% | 5 | 74.03% | 0% | 0% | 3 | 3.455% | 0% | 0% | 1 | 3.455% | 0% | 0% | 1 | 74.03% | 0% | 0% | 3 | 24.71% | 0% | 0% | 1 | 5.506% | 0% | 0% | 1 |  | 0% | 0% | 1 | 5.3154 | 0% | 0% | 1 | 0.1033% | 0% | 0% | 1 | 0 | 2 | 71.63% | 6.179% | 77.81% | 5 | 62.28% | 0% | 0% | 2 | 10.22% | 0% | 0% | 1 | 13.08% | 0% | 0% | 1 | 64.62% | 0% | 0% | 2 | 19.37% | 0% | 0% | 1 | 7.655% | 0% | 0% | 1 |  | 0% | 0% | 1 | 5.2874 | 0% | 0% | 1 | 0.1535% | 0% | 0% | 1 | 0 | 2 | 61.95% | 10.47% | 72.42% | 3 | 52.46% | 0% | 0% | 2 | 14.56% | 0% | 0% | 1 | 17.79% | 0% | 0% | 1 | 59.59% | 0% | 0% | 2 | 28.36% | 0% | 0% | 1 | 7.2% | 0% | 0% | 1 |  | 0% | 0% | 1 | 5.0687 | 0% | 0% | 1 | 0.1875% | 0% | 0% | 1 | 0 | 2 | 59.47% | 11.16% | 70.63% | 3 | 49.69% | 0% | 0% | 1 | 20.51% | 0% | 0% | 1 | 22.72% | 0% | 0% | 1 | 60.65% | 0% | 0% | 2 | 37.89% | 0% | 0% | 1 | 6.551% | 0% | 0% | 1
315 | Excelsior | SPGE | 0 | 0 | 10 | 0% | 0% | 1 | 6.2989 | 0% | 0% | 1 | 42.55% | 0% | 0% | 1 | 0 | 2 | 0.0888% | 0% | 0.0888% | 1 | 0% | 0% | 0% | 1 | 0% | 0% | 0% | 1 | 0% | 0% | 0% | 1 | 0% | 0% | 0% | 1 | 0% | 0% | 0% | 1 | 0.09934% | 0% | 0% | 1 |  | 0% | 0% | 1 | 6.1711 | 0% | 0% | 1 | 49.39% | 0% | 0% | 1 | 0 | 2 | 9.261% | 0% | 9.261% | 1 | 12.38% | 0% | 0% | 1 | 0.515% | 0% | 0% | 1 | 0.9383% | 0% | 0% | 1 | 12.38% | 0% | 0% | 1 | 4.722% | 0% | 0% | 1 | 0.2513% | 0% | 0% | 1 |  | 0% | 0% | 1 | 6.5321 | 0% | 0% | 1 | 43.51% | 0% | 0% | 1 | 0 | 2 | 9.625% | 0.3862% | 10.01% | 2 | 29.87% | 0% | 0% | 1 | 3.588% | 0% | 0% | 1 | 9.257% | 0% | 0% | 1 | 33.44% | 0% | 0% | 1 | 8.756% | 0% | 0% | 1 | 0.6953% | 0% | 0% | 1 |  | 0% | 0% | 1 | 6.7449 | 0% | 0% | 1 | 41.25% | 0% | 0% | 1 | 0 | 2 | 10.02% | 0.7461% | 10.77% | 2 | 30.31% | 0% | 0% | 1 | 5.351% | 0% | 0% | 1 | 12.68% | 0% | 0% | 1 | 35.42% | 0% | 0% | 1 | 9.477% | 0% | 0% | 1 | 1.185% | 0% | 0% | 1
316 | Cal Flats | SPGE | 0 | 0 | 10 | 0% | 0% | 1 | 4.8315 | 0% | 0% | 1 | 0% | 0% | 0% | 1 | 0 | 2 | 42.62% | 57.21% | 99.83% | 5 | 16.54% | 0% | 0% | 1 | 0% | 0% | 0% | 1 | 8.332% | 0% | 0% | 1 | 24.87% | 0% | 0% | 1 | 80.74% | 0% | 0% | 3 | 0.9172% | 0% | 0% | 1 |  | 0% | 0% | 1 | 4.5798 | 0% | 0% | 1 | 0.2903% | 0% | 0% | 1 | 0 | 2 | 65.88% | 33.1% | 98.99% | 5 | 45.26% | 0% | 0% | 1 | 2.997% | 0% | 0% | 1 | 7.125% | 0% | 0% | 1 | 49.52% | 0% | 0% | 1 | 78.44% | 0% | 0% | 3 | 0.8983% | 0% | 0% | 1 |  | 0% | 0% | 1 | 5.186 | 0% | 0% | 1 | 1.399% | 0% | 0% | 1 | 0 | 2 | 63.64% | 17.54% | 81.17% | 5 | 47.42% | 0% | 0% | 1 | 4.558% | 0% | 0% | 1 | 14.37% | 0% | 0% | 1 | 55.68% | 0% | 0% | 2 | 61.14% | 0% | 0% | 2 | 0.7777% | 0% | 0% | 1 |  | 0% | 0% | 1 | 5.8 | 0% | 0% | 1 | 6.35% | 0% | 0% | 1 | 0 | 2 | 48.25% | 14.26% | 62.51% | 3 | 48.67% | 0% | 0% | 1 | 6.633% | 0% | 0% | 1 | 20.45% | 0% | 0% | 1 | 57.41% | 0% | 0% | 2 | 49.91% | 0% | 0% | 1 | 1.133% | 0% | 0% | 1

## Land_OOS_Analysis_Solar_2041
Land-use and environmental criteria analysis for 2041 utility-scale solar resources mapped to Nevada or Arizona areas of the CAISO system for 5, 10, 15, and 20 mile radii from substations. This analysis uses the values from the "LandEnvData_SolarWind_OOS" tab to calculate criteria alignment. |  |  |  | Utility-scale Solar Resource Density Assumption
|  |  |  | 10 | Acres/MW
[6 empty] | 5 Mile Radius Analysis |  |  | 10 Mile Radius Analysis |  |  | 15 Mile Radius Analysis |  |  | 20 Mile Radius Analysis
[6 empty] | WECC Land-Use Screen |  |  | WECC Land-Use Screen |  |  | WECC Land-Use Screen |  |  | WECC Land-Use Screen
OBJECTID | IRP_Substation_Name | RESOLVE_Solar_Area | MWs Mapped | Acres of MWs Mapped | Distance from Substation Selected (mi) | Lower Implications Area used by MWs Mapped | High Implications Area used by MWs Mapped | Core Screen Criteria Alignment Level | Lower Implications Area used by MWs Mapped | High Implications Area used by MWs Mapped | Core Screen Criteria Alignment Level | Lower Implications Area used by MWs Mapped | High Implications Area used by MWs Mapped | Core Screen Criteria Alignment Level | Lower Implications Area used by MWs Mapped | High Implications Area used by MWs Mapped | Core Screen Criteria Alignment Level
1 | DELANEY | ARIZONA | 420 | 4200 | 10 | 13.64% | 0% | 1 | 2.99% | 0% | 1 | 1.51% | 0% | 1 | 0.9946% | 0% | 1
2 | GAMEBIRD | SNV | 730 | 7300 | 10 | 67.06% | 0% | 3 | 13.98% | 0% | 1 | 8.754% | 0% | 1 | 6.339% | 0% | 1
3 | MOHAVE | SNV | 1752 | 17520 | 10 | 493.5% | 7373% | 5 | 70.79% | 0% | 3 | 36.18% | 0% | 2 | 21.37% | 0% | 2
4 | HASSAYAMPA | ARIZONA | 5117.5 | 51175 | 10 | 158.3% | 999.9% | 5 | 47.32% | 0% | 2 | 24.71% | 0% | 2 | 14.39% | 0% | 1
5 | ELDORADO | SNV | 600 | 6000 | 10 | 228.6% | 1153% | 5 | 132.4% | 12.96% | 5 | 30.16% | 0% | 2 | 14.65% | 0% | 1
6 | NORTH GILA | ARIZONA | 2930 | 29300 | 10 | 2495% | 999.9% | 5 | 354.4% | 506.4% | 5 | 139.2% | 116.2% | 5 | 96.99% | 0% | 4
7 | LATHROP | SNV | 300 | 3000 | 10 | 41.95% | 0% | 2 | 6.949% | 0% | 1 | 2.869% | 0% | 1 | 2.26% | 0% | 1
8 | BEATTY | SNV | 500 | 5000 | 10 | 999.9% | 999.9% | 5 | 29.98% | 0% | 2 | 8.402% | 0% | 1 | 4.402% | 0% | 1
9 | VALLEY (VEA) | SNV | 0 | 0 | 10 | 0% | 0% | 1 | 0% | 0% | 1 | 0% | 0% | 1 | 0% | 0% | 1
10 | INNOVATION | SNV | 400 | 4000 | 10 | 16.2% | 0% | 1 | 6.274% | 0% | 1 | 3.663% | 0% | 1 | 2.693% | 0% | 1
11 | HOODOO WASH | ARIZONA | 6028.1 | 60281 | 10 | 144% | 1615% | 5 | 38.1% | 0% | 2 | 22.24% | 0% | 2 | 14.44% | 0% | 1
12 | VISTA (VEA) | SNV | 200 | 2000 | 10 | 6.496% | 0% | 1 | 3.343% | 0% | 1 | 1.963% | 0% | 1 | 1.204% | 0% | 1
13 | DESERT VIEW | SNV | 450 | 4500 | 15 | 73.95% | 0% | 3 | 65.24% | 0% | 3 | 21.79% | 0% | 2 | 13.03% | 0% | 1
14 | CIELO AZUL | ARIZONA | 2475 | 24750 | 10 | 66.88% | 0% | 3 | 20.23% | 0% | 2 | 10.74% | 0% | 1 | 7.114% | 0% | 1
15 | TROUT CANYON | SNV | 1701 | 17010 | 15 | 406.2% | 7054% | 5 | 50.3% | 0% | 3 | 22.4% | 0% | 2 | 16.8% | 0% | 1
16 | SLOAN CANYON | SNV | 300 | 3000 | 10 | 116.4% | 98.76% | 5 | 57.43% | 0% | 3 | 16.05% | 0% | 1 | 8.056% | 0% | 1
17 | CHARLESTON PARK | SNV | 0 | 0 | 0 | 0% | 0% | 1 | 0% | 0% | 1 | 0% | 0% | 1 | 0% | 0% | 1
18 | JACKASS FLATS | SNV | 0 | 0 | 0 | 0% | 0% | 1 | 0% | 0% | 1 | 0% | 0% | 1 | 0% | 0% | 1
19 | MCCULLOUGH | SNV | 0 | 0 | 0 | 0% | 0% | 1 | 0% | 0% | 1 | 0% | 0% | 1 | 0% | 0% | 1
20 | MEAD | SNV | 0 | 0 | 0 | 0% | 0% | 1 | 0% | 0% | 1 | 0% | 0% | 1 | 0% | 0% | 1
21 | MERCURY | SNV | 0 | 0 | 10 | 0% | 0% | 1 | 0% | 0% | 1 | 0% | 0% | 1 | 0% | 0% | 1
22 | NORTHWEST (NVE) | SNV | 0 | 0 | 0 | 0% | 0% | 1 | 0% | 0% | 1 | 0% | 0% | 1 | 0% | 0% | 1
23 | PAHRUMP | SNV | 0 | 0 | 10 | 0% | 0% | 1 | 0% | 0% | 1 | 0% | 0% | 1 | 0% | 0% | 1
24 | PALO VERDE | ARIZONA | 0 | 0 | 10 | 0% | 0% | 1 | 0% | 0% | 1 | 0% | 0% | 1 | 0% | 0% | 1
25 | PRIMM | SNV | 0 | 0 | 10 | 0% | 0% | 1 | 0% | 0% | 1 | 0% | 0% | 1 | 0% | 0% | 1
26 | SANDY VALLEY | SNV | 0 | 0 | 10 | 0% | 0% | 1 | 0% | 0% | 1 | 0% | 0% | 1 | 0% | 0% | 1
27 | THOUSANDAIRE | SNV | 0 | 0 | 10 | 0% | 0% | 1 | 0% | 0% | 1 | 0% | 0% | 1 | 0% | 0% | 1
28 | VALLEY SWITCH | SNV | 0 | 0 | 10 | 0% | 0% | 1 | 0% | 0% | 1 | 0% | 0% | 1 | 0% | 0% | 1

## Land_EnvAnalysis_Wind_2041
Land-use and environmental criteria analysis for 2041 onshore wind resources mapped to in-California areas for 10, 15, 20 and 30 mile radii from substations. This analysis uses the values from the "LandEnv_Wind_Data_Xmi" 10 through 30 mile tabs to calculate criteria alignment. |  |  |  | Onshore Wind Resource Density Assumption | [149 empty] | CALCULATION TAB
Parcelizations, Cropland Index, and Overdrafted Groundwater Criteria are not applied for onshore wind
|  |  |  | 40 | Acres/MW | 10-mile Radius From Substation Analysis | [40 empty] | 15-mile Radius From Substation Analysis | [40 empty] | 20-mile Radius From Substation Analysis | [40 empty] | 30-mile Radius From Substation Analysis
[6 empty] | 3. Land-use Feasibility Criteria Analysis | [16 empty] | 4. Environmental (Conservation and Biological) Impact Factors Criteria Analysis | [23 empty] | 3. Land-use Feasibility Criteria Analysis | [16 empty] | 4. Environmental (Conservation and Biological) Impact Factors Criteria Analysis | [23 empty] | 3. Land-use Feasibility Criteria Analysis | [16 empty] | 4. Environmental (Conservation and Biological) Impact Factors Criteria Analysis | [23 empty] | 3. Land-use Feasibility Criteria Analysis | [16 empty] | 4. Environmental (Conservation and Biological) Impact Factors Criteria Analysis
[6 empty] | CEC Core Land-Use Screen |  |  | CEC's Parcelization |  |  |  | CEC's Cropland Index |  |  |  | Criticially Overdrafted Groundwater Basin |  | Fire Threat |  |  |  | ACE Terrestrial Connectivity |  |  |  | ACE Biodiversity |  |  |  | ACE Irreplaceability |  |  |  | ACE Combined |  |  |  | Terrestrial Landscape Intactness |  |  |  | Wetlands |  |  |  | CEC Core Land-Use Screen |  |  | CEC's Parcelization |  |  |  | CEC's Cropland Index |  |  |  | Criticially Overdrafted Groundwater Basin |  | Fire Threat |  |  |  | ACE Terrestrial Connectivity |  |  |  | ACE Biodiversity |  |  |  | ACE Irreplaceability |  |  |  | ACE Combined |  |  |  | Terrestrial Landscape Intactness |  |  |  | Wetlands |  |  |  | CEC Core Land-Use Screen |  |  | CEC's Parcelization |  |  |  | CEC's Cropland Index |  |  |  | Criticially Overdrafted Groundwater Basin |  | Fire Threat |  |  |  | ACE Terrestrial Connectivity |  |  |  | ACE Biodiversity |  |  |  | ACE Irreplaceability |  |  |  | ACE Combined |  |  |  | Terrestrial Landscape Intactness |  |  |  | Wetlands |  |  |  | CEC Core Land-Use Screen |  |  | CEC's Parcelization |  |  |  | CEC's Cropland Index |  |  |  | Criticially Overdrafted Groundwater Basin |  | Fire Threat |  |  |  | ACE Terrestrial Connectivity |  |  |  | ACE Biodiversity |  |  |  | ACE Irreplaceability |  |  |  | ACE Combined |  |  |  | Terrestrial Landscape Intactness |  |  |  | Wetlands
OBJECTID | IRP_Substation_Name | RESOLVE_Wind_Area | MWs Mapped | Acres of MWs Mapped | Distance from Substation Selected (mi) | Lower Implications Area used by MWs Mapped | High Implications Area used by MWs Mapped | Core Screen Criteria Alignment Level | Substation's 10th Percentile Value Parcelization | Low Parcelization (P ≤ 6) Area used by MWs Mapped | Medium Parcelization (6 < P ≤ 30) Area used by MWs Mapped | Parcelization Criteria Alignment Level | Total Potential Area Percentage High Value Cropland | Low Value Cropland used by MWs Mapped | High Value Cropland used by MWs Mapped | Cropland Index Criteria Alignment Level | Majority of Area within Critically Overdrafted Basin | Overdrafted Basin Criteria Alignment Level | Total Potential Area Percentage Tier 2 | Total Potential Area Percentage Tier 3 | Total Potential Area Percentage Tier 2 or 3 | Fire Threat Criteria Alignment Level | Total Potential Area Percentage Higher Implications | Low Implications Area used by MWs Mapped | Higher Implications Area used by MWs Mapped | ACE Connectivity Criteria Alignment | Total Potential Area Percentage Higher Implications | Low Implications Area used by MWs Mapped | Higher Implications Area used by MWs Mapped | ACE Biodiversity Criteria Alignment | Total Potential Area Percentage Higher Implications | Low Implications Area used by MWs Mapped | Higher Implications Area used by MWs Mapped | ACE Irreplaceability Criteria Alignment | Total Potential Area Percentage Higher Implications | Low Implications Area used by MWs Mapped | Higher Implications Area used by MWs Mapped | All ACE Criteria Alignment | Total Potential Area Percentage Higher Implications | Low Implications Area used by MWs Mapped | Higher Implications Area used by MWs Mapped | Intactness Criteria Alignment | Total Potential Area Percentage Higher Implications | Low Implications Area used by MWs Mapped | Higher Implications Area used by MWs Mapped | Wetlands Criteria Alignment | Lower Implications Area used by MWs Mapped | High Implications Area used by MWs Mapped | Core Screen Criteria Alignment Level | Substation's 10th Percentile Value Parcelization | Low Parcelization (P ≤ 6) Area used by MWs Mapped | Medium Parcelization (6 < P ≤ 30) Area used by MWs Mapped | Parcelization Criteria Alignment Level | Total Potential Area Percentage High Value Cropland | Low Value Cropland used by MWs Mapped | High Value Cropland used by MWs Mapped | Cropland Index Criteria Alignment Level | Majority of Area within Critically Overdrafted Basin | Overdrafted Basin Criteria Alignment Level | Total Potential Area Percentage Tier 2 | Total Potential Area Percentage Tier 3 | Total Potential Area Percentage Tier 2 or 3 | Fire Threat Criteria Alignment Level | Total Potential Area Percentage Higher Implications | Low Implications Area used by MWs Mapped | Higher Implications Area used by MWs Mapped | ACE Connectivity Criteria Alignment | Total Potential Area Percentage Higher Implications | Low Implications Area used by MWs Mapped | Higher Implications Area used by MWs Mapped | ACE Biodiversity Criteria Alignment | Total Potential Area Percentage Higher Implications | Low Implications Area used by MWs Mapped | Higher Implications Area used by MWs Mapped | ACE Irreplaceability Criteria Alignment | Total Potential Area Percentage Higher Implications | Low Implications Area used by MWs Mapped | Higher Implications Area used by MWs Mapped | All ACE Criteria Alignment | Total Potential Area Percentage Higher Implications | Low Implications Area used by MWs Mapped | Higher Implications Area used by MWs Mapped | Intactness Criteria Alignment | Total Potential Area Percentage Higher Implications | Low Implications Area used by MWs Mapped | Higher Implications Area used by MWs Mapped | Wetlands Criteria Alignment | Lower Implications Area used by MWs Mapped | High Implications Area used by MWs Mapped | Core Screen Criteria Alignment Level | Substation's 10th Percentile Value Parcelization | Low Parcelization (P ≤ 6) Area used by MWs Mapped | Medium Parcelization (6 < P ≤ 30) Area used by MWs Mapped | Parcelization Criteria Alignment Level | Total Potential Area Percentage High Value Cropland | Low Value Cropland used by MWs Mapped | High Value Cropland used by MWs Mapped | Cropland Index Criteria Alignment Level | Majority of Area within Critically Overdrafted Basin | Overdrafted Basin Criteria Alignment Level | Total Potential Area Percentage Tier 2 | Total Potential Area Percentage Tier 3 | Total Potential Area Percentage Tier 2 or 3 | Fire Threat Criteria Alignment Level | Total Potential Area Percentage Higher Implications | Low Implications Area used by MWs Mapped | Higher Implications Area used by MWs Mapped | ACE Connectivity Criteria Alignment | Total Potential Area Percentage Higher Implications | Low Implications Area used by MWs Mapped | Higher Implications Area used by MWs Mapped | ACE Biodiversity Criteria Alignment | Total Potential Area Percentage Higher Implications | Low Implications Area used by MWs Mapped | Higher Implications Area used by MWs Mapped | ACE Irreplaceability Criteria Alignment | Total Potential Area Percentage Higher Implications | Low Implications Area used by MWs Mapped | Higher Implications Area used by MWs Mapped | All ACE Criteria Alignment | Total Potential Area Percentage Higher Implications | Low Implications Area used by MWs Mapped | Higher Implications Area used by MWs Mapped | Intactness Criteria Alignment | Total Potential Area Percentage Higher Implications | Low Implications Area used by MWs Mapped | Higher Implications Area used by MWs Mapped | Wetlands Criteria Alignment | Lower Implications Area used by MWs Mapped | High Implications Area used by MWs Mapped | Core Screen Criteria Alignment Level | Substation's 10th Percentile Value Parcelization | Low Parcelization (P ≤ 6) Area used by MWs Mapped | Medium Parcelization (6 < P ≤ 30) Area used by MWs Mapped | Parcelization Criteria Alignment Level | Total Potential Area Percentage High Value Cropland | Low Value Cropland used by MWs Mapped | High Value Cropland used by MWs Mapped | Cropland Index Criteria Alignment Level | Majority of Area within Critically Overdrafted Basin | Overdrafted Basin Criteria Alignment Level | Total Potential Area Percentage Tier 2 | Total Potential Area Percentage Tier 3 | Total Potential Area Percentage Tier 2 or 3 | Fire Threat Criteria Alignment Level | Total Potential Area Percentage Higher Implications | Low Implications Area used by MWs Mapped | Higher Implications Area used by MWs Mapped | ACE Connectivity Criteria Alignment | Total Potential Area Percentage Higher Implications | Low Implications Area used by MWs Mapped | Higher Implications Area used by MWs Mapped | ACE Biodiversity Criteria Alignment | Total Potential Area Percentage Higher Implications | Low Implications Area used by MWs Mapped | Higher Implications Area used by MWs Mapped | ACE Irreplaceability Criteria Alignment | Total Potential Area Percentage Higher Implications | Low Implications Area used by MWs Mapped | Higher Implications Area used by MWs Mapped | All ACE Criteria Alignment | Total Potential Area Percentage Higher Implications | Low Implications Area used by MWs Mapped | Higher Implications Area used by MWs Mapped | Intactness Criteria Alignment | Total Potential Area Percentage Higher Implications | Low Implications Area used by MWs Mapped | Higher Implications Area used by MWs Mapped | Wetlands Criteria Alignment
0 | East Shore | Solano | 0 | 0 | 0 | 0% | 0% | 1 |  |  |  |  | 0% | [5 empty] | 0% | 0% | 0% | 1 | 0% | 0% | 0% | 1 | 6.997% | 0% | 0% | 1 | 20.15% | 0% | 0% | 1 | 20.15% | 0% | 0% | 1 | 0% | 0% | 0% | 1 | 32.08% | 0% | 0% | 1 | 0% | 0% | 1 |  |  |  |  | 0% | [5 empty] | 10.28% | 0% | 10.28% | 1 | 10.28% | 0% | 0% | 1 | 16.23% | 0% | 0% | 1 | 23.66% | 0% | 0% | 1 | 33.94% | 0% | 0% | 1 | 10.28% | 0% | 0% | 1 | 20.59% | 0% | 0% | 1 | 0% | 0% | 1 |  |  |  |  | 0% | [5 empty] | 8.023% | 0% | 8.023% | 1 | 17.59% | 0% | 0% | 1 | 22.86% | 0% | 0% | 1 | 34.18% | 0% | 0% | 1 | 40.01% | 0% | 0% | 1 | 13.61% | 0% | 0% | 1 | 14.03% | 0% | 0% | 1 | 0% | 0% | 1 |  |  |  |  | 0.0001067% | [5 empty] | 89.1% | 1.864% | 90.96% | 5 | 76.56% | 0% | 0% | 3 | 55.33% | 0% | 0% | 2 | 76.49% | 0% | 0% | 3 | 93.36% | 0% | 0% | 4 | 32.01% | 0% | 0% | 1 | 3.958% | 0% | 0% | 1
1 | Newark | Solano | 0 | 0 | 0 | 0% | 0% | 1 |  |  |  |  | 0% | [5 empty] | 25.41% | 0% | 25.41% | 2 | 25.41% | 0% | 0% | 1 | 25.41% | 0% | 0% | 1 | 53.9% | 0% | 0% | 2 | 53.9% | 0% | 0% | 2 | 25.41% | 0% | 0% | 1 | 68.17% | 0% | 0% | 2 | 0% | 0% | 1 |  |  |  |  | 0% | [5 empty] | 53.57% | 0% | 53.57% | 3 | 53.57% | 0% | 0% | 2 | 54.02% | 0% | 0% | 2 | 63.5% | 0% | 0% | 2 | 63.5% | 0% | 0% | 2 | 53.35% | 0% | 0% | 2 | 29.62% | 0% | 0% | 1 | 0% | 0% | 1 |  |  |  |  | 0% | [5 empty] | 71.75% | 10.86% | 82.62% | 5 | 83.11% | 0% | 0% | 3 | 40.21% | 0% | 0% | 1 | 41.8% | 0% | 0% | 1 | 85.56% | 0% | 0% | 3 | 82.57% | 0% | 0% | 3 | 7.221% | 0% | 0% | 1 | 0% | 0% | 1 |  |  |  |  | 1.057% | [5 empty] | 87.5% | 5.742% | 93.25% | 5 | 88.3% | 0% | 0% | 3 | 66.98% | 0% | 0% | 2 | 80.04% | 0% | 0% | 3 | 97.81% | 0% | 0% | 5 | 41.72% | 0% | 0% | 1 | 3.28% | 0% | 0% | 1
2 | Tesla | Solano | -176.5 | -7060 | 0 | 999.9% | 0% | 4 |  |  |  |  | 2.713% | [5 empty] | 90.47% | 2.571% | 93.04% | 5 | 90.65% | -199.7% | 0% | 4 | 71.49% | -65.49% | 0% | 3 | 86.3% | -136.3% | 0% | 3 | 100% | -4107636% | 0% | 5 | 34.48% | -28.5% | 0% | 1 | 3.431% | -19.33% | 0% | 1 | -33369% | 0% | 1 |  |  |  |  | 2.54% | [5 empty] | 89.48% | 4.008% | 93.48% | 5 | 90.3% | -180.1% | 0% | 4 | 69.79% | -57.86% | 0% | 2 | 84.05% | -109.6% | 0% | 3 | 99.94% | -30706% | 0% | 5 | 36.9% | -27.7% | 0% | 1 | 3.277% | -18.07% | 0% | 1 | -7345% | 0% | 1 |  |  |  |  | 2.202% | [5 empty] | 86.73% | 7.614% | 94.35% | 5 | 89.69% | -146.9% | 0% | 3 | 67.33% | -46.37% | 0% | 2 | 80.76% | -78.76% | 0% | 3 | 99.44% | -2711% | 0% | 5 | 42.25% | -26.24% | 0% | 1 | 2.958% | -15.61% | 0% | 1 | -94.14% | 0% | 1 |  |  |  |  | 4.906% | [5 empty] | 61.84% | 7.954% | 69.79% | 3 | 62.46% | -23.99% | 0% | 2 | 60.61% | -22.86% | 0% | 2 | 67.92% | -28.07% | 0% | 2 | 83.86% | -55.79% | 0% | 3 | 32.63% | -13.37% | 0% | 1 | 7.465% | -9.733% | 0% | 1
3 | Cabrillo | Kern_Greater_Carrizo | 95.25 | 3810 | 10 | 573.9% | 55.88% | 5 |  |  |  |  | 0.01137% | [5 empty] | 83.41% | 0% | 83.41% | 5 | 50.63% | 122.6% | 22.04% | 5 | 0.5% | 60.84% | 0% | 3 | 0.7493% | 60.99% | 0% | 3 | 50.87% | 123.2% | 22.42% | 5 | 84.13% | 381.4% | 53.09% | 5 | 5.507% | 64.06% | 0% | 3 | 434.3% | 13.54% | 5 |  |  |  |  | 0.01752% | [5 empty] | 83.84% | 0% | 83.84% | 5 | 78.18% | 77.48% | 0% | 4 | 1.492% | 17.17% | 0% | 1 | 5.832% | 17.96% | 0% | 1 | 82.74% | 97.98% | 0% | 4 | 50.12% | 33.9% | 0% | 2 | 6.873% | 18.16% | 0% | 1 | 415.5% | 12.32% | 5 |  |  |  |  | 0.01618% | [5 empty] | 84.79% | 0% | 84.79% | 5 | 79.59% | 76.54% | 0% | 4 | 1.378% | 15.84% | 0% | 1 | 5.414% | 16.51% | 0% | 1 | 83.81% | 96.48% | 0% | 4 | 51.55% | 32.24% | 0% | 2 | 6.655% | 16.73% | 0% | 1 | 319.6% | 10.24% | 5 |  |  |  |  | 0.01475% | [5 empty] | 82.31% | 1.843% | 84.15% | 5 | 77.1% | 62.18% | 0% | 3 | 1.266% | 14.42% | 0% | 1 | 5.916% | 15.14% | 0% | 1 | 81.82% | 78.32% | 0% | 4 | 50.91% | 29.01% | 0% | 2 | 6.612% | 15.25% | 0% | 1
4 | Honcut | Northern_California | 0 | 0 | 0 | 0% | 0% | 1 |  |  |  |  | 0% | [5 empty] | 0% | 0% | 0% | 1 | 0% | 0% | 0% | 1 | 0% | 0% | 0% | 1 | 0% | 0% | 0% | 1 | 0% | 0% | 0% | 1 | 0% | 0% | 0% | 1 | 0% | 0% | 0% | 1 | 0% | 0% | 1 |  |  |  |  | 0% | [5 empty] | 100% | 0% | 100% | 5 | 96.69% | 0% | 0% | 5 | 75.63% | 0% | 0% | 3 | 75.63% | 0% | 0% | 3 | 97.04% | 0% | 0% | 5 | 99.35% | 0% | 0% | 5 | 0.2495% | 0% | 0% | 1 | 0% | 0% | 1 |  |  |  |  | 0% | [5 empty] | 100% | 0% | 100% | 5 | 96.68% | 0% | 0% | 5 | 65.04% | 0% | 0% | 2 | 65.04% | 0% | 0% | 2 | 97.91% | 0% | 0% | 5 | 82.01% | 0% | 0% | 3 | 0.3386% | 0% | 0% | 1 | 0% | 0% | 1 |  |  |  |  | 0% | [5 empty] | 98.68% | 0% | 98.68% | 5 | 95.41% | 0% | 0% | 5 | 65.49% | 0% | 0% | 2 | 65.5% | 0% | 0% | 2 | 97.94% | 0% | 0% | 5 | 82.25% | 0% | 0% | 3 | 0.3341% | 0% | 0% | 1
5 | Palermo | Northern_California | 0 | 0 | 0 | 0% | 0% | 1 |  |  |  |  | 0% | [5 empty] | 0% | 0% | 0% | 1 | 0% | 0% | 0% | 1 | 0% | 0% | 0% | 1 | 0% | 0% | 0% | 1 | 0% | 0% | 0% | 1 | 0% | 0% | 0% | 1 | 0% | 0% | 0% | 1 | 0% | 0% | 1 |  |  |  |  | 0% | [5 empty] | 0% | 0% | 0% | 1 | 0% | 0% | 0% | 1 | 0% | 0% | 0% | 1 | 0% | 0% | 0% | 1 | 0% | 0% | 0% | 1 | 0% | 0% | 0% | 1 | 0% | 0% | 0% | 1 | 0% | 0% | 1 |  |  |  |  | 0% | [5 empty] | 0% | 0% | 0% | 1 | 0% | 0% | 0% | 1 | 100% | 0% | 0% | 5 | 100% | 0% | 0% | 5 | 100% | 0% | 0% | 5 | 100% | 0% | 0% | 5 | 0% | 0% | 0% | 1 | 0% | 0% | 1 |  |  |  |  | 0% | [5 empty] | 41.92% | 5.886% | 47.8% | 2 | 48.58% | 0% | 0% | 1 | 65.37% | 0% | 0% | 2 | 85.15% | 0% | 0% | 3 | 98.03% | 0% | 0% | 5 | 75.51% | 0% | 0% | 3 | 0.7509% | 0% | 0% | 1
6 | Table Mountain | Northern_California | 0 | 0 | 0 | 0% | 0% | 1 |  |  |  |  | 0% | [5 empty] | 0% | 0% | 0% | 1 | 0% | 0% | 0% | 1 | 0% | 0% | 0% | 1 | 0% | 0% | 0% | 1 | 0% | 0% | 0% | 1 | 0% | 0% | 0% | 1 | 0% | 0% | 0% | 1 | 0% | 0% | 1 |  |  |  |  | 0% | [5 empty] | 0% | 0% | 0% | 1 | 0% | 0% | 0% | 1 | 0% | 0% | 0% | 1 | 0% | 0% | 0% | 1 | 0% | 0% | 0% | 1 | 0% | 0% | 0% | 1 | 0% | 0% | 0% | 1 | 0% | 0% | 1 |  |  |  |  | 0% | [5 empty] | 16.91% | 0% | 16.91% | 1 | 48.89% | 0% | 0% | 1 | 66.66% | 0% | 0% | 2 | 100% | 0% | 0% | 5 | 100% | 0% | 0% | 5 | 78.49% | 0% | 0% | 3 | 0.9045% | 0% | 0% | 1 | 0% | 0% | 1 |  |  |  |  | 0% | [5 empty] | 36.29% | 9.525% | 45.82% | 2 | 46.83% | 0% | 0% | 1 | 68.27% | 0% | 0% | 2 | 88.48% | 0% | 0% | 3 | 97.91% | 0% | 0% | 5 | 71.93% | 0% | 0% | 3 | 2.169% | 0% | 0% | 1
7 | Wyandotte | Northern_California | 0 | 0 | 0 | 0% | 0% | 1 |  |  |  |  | 0% | [5 empty] | 0% | 0% | 0% | 1 | 0% | 0% | 0% | 1 | 0% | 0% | 0% | 1 | 0% | 0% | 0% | 1 | 0% | 0% | 0% | 1 | 0% | 0% | 0% | 1 | 0% | 0% | 0% | 1 | 0% | 0% | 1 |  |  |  |  | 0% | [5 empty] | 0% | 0% | 0% | 1 | 0% | 0% | 0% | 1 | 0% | 0% | 0% | 1 | 0% | 0% | 0% | 1 | 0% | 0% | 0% | 1 | 0% | 0% | 0% | 1 | 0% | 0% | 0% | 1 | 0% | 0% | 1 |  |  |  |  | 0% | [5 empty] | 0% | 0% | 0% | 1 | 64.35% | 0% | 0% | 2 | 33.67% | 0% | 0% | 1 | 96.03% | 0% | 0% | 5 | 100% | 0% | 0% | 5 | 65.44% | 0% | 0% | 2 | 0% | 0% | 0% | 1 | 0% | 0% | 1 |  |  |  |  | 0% | [5 empty] | 33.75% | 7.684% | 41.43% | 2 | 43.62% | 0% | 0% | 1 | 70.89% | 0% | 0% | 3 | 88.27% | 0% | 0% | 3 | 98.44% | 0% | 0% | 5 | 71.84% | 0% | 0% | 3 | 2.117% | 0% | 0% | 1
8 | Cortina | Northern_California | 101 | 4040 | 0 | 10686% | 155.1% | 5 |  |  |  |  | 0% | [5 empty] | 6.663% | 93.34% | 100% | 5 | 11.78% | 174.9% | 560.8% | 5 | 15.27% | 182.1% | 455.4% | 5 | 16.64% | 185.1% | 426.2% | 5 | 22.13% | 198.1% | 345.3% | 5 | 97.77% | 6931% | 155.5% | 5 | 0% | 154.3% | 999.9% | 5 | 9761% | 47.84% | 5 |  |  |  |  | 0% | [5 empty] | 2.772% | 97.22% | 99.99% | 5 | 35.17% | 74.2% | 0% | 3 | 23.18% | 62.62% | 0% | 3 | 20.68% | 60.64% | 0% | 3 | 54.12% | 104.8% | 4.097% | 4 | 97.31% | 1786% | 46.66% | 5 | 0.3984% | 48.29% | 0% | 2 | 9357% | 21.29% | 5 |  |  |  |  | 0.01325% | [5 empty] | 3.846% | 96.11% | 99.96% | 5 | 47.51% | 40.91% | 0% | 2 | 15.92% | 25.54% | 0% | 2 | 22.62% | 27.75% | 0% | 2 | 64.88% | 61.14% | 0% | 3 | 97.49% | 854.1% | 19.45% | 5 | 0.3511% | 21.55% | 0% | 2 | 377.9% | 5.78% | 4 |  |  |  |  | 2.116% | [5 empty] | 38.63% | 57.93% | 96.56% | 5 | 68.8% | 24.68% | 0% | 2 | 12.88% | 8.838% | 0% | 1 | 21.83% | 9.849% | 0% | 1 | 77.07% | 33.58% | 0% | 3 | 82.21% | 43.29% | 0% | 3 | 0.7942% | 7.761% | 0% | 1
9 | Etiwanda | Greater_Kramer | 0 | 0 | 0 | 0% | 0% | 1 |  |  |  |  | 0% | [5 empty] | 0% | 100% | 100% | 5 | 100% | 0% | 0% | 5 | 0% | 0% | 0% | 1 | 9.427% | 0% | 0% | 1 | 100% | 0% | 0% | 5 | 68.53% | 0% | 0% | 2 | 0.1916% | 0% | 0% | 1 | 0% | 0% | 1 |  |  |  |  | 0% | [5 empty] | 22.04% | 76.11% | 98.16% | 5 | 100% | 0% | 0% | 5 | 39.88% | 0% | 0% | 1 | 29.08% | 0% | 0% | 1 | 100% | 0% | 0% | 5 | 48.28% | 0% | 0% | 1 | 0.1751% | 0% | 0% | 1 | 0% | 0% | 1 |  |  |  |  | 0% | [5 empty] | 49.84% | 37.5% | 87.35% | 5 | 62.13% | 0% | 0% | 2 | 62.65% | 0% | 0% | 2 | 59.76% | 0% | 0% | 2 | 98.72% | 0% | 0% | 5 | 46.52% | 0% | 0% | 1 | 0.6282% | 0% | 0% | 1 | 0% | 0% | 1 |  |  |  |  | 0% | [5 empty] | 39.64% | 34.29% | 73.92% | 5 | 58.34% | 0% | 0% | 2 | 51.42% | 0% | 0% | 2 | 55.48% | 0% | 0% | 2 | 92.58% | 0% | 0% | 4 | 48.83% | 0% | 0% | 1 | 0.5512% | 0% | 0% | 1
10 | Brentwood | Solano | 0 | 0 | 0 | 0% | 0% | 1 |  |  |  |  | 0.6555% | [5 empty] | 86.67% | 0.1052% | 86.77% | 5 | 62.94% | 0% | 0% | 2 | 62.7% | 0% | 0% | 2 | 72.59% | 0% | 0% | 3 | 95.71% | 0% | 0% | 5 | 31.95% | 0% | 0% | 1 | 6.404% | 0% | 0% | 1 | 0% | 0% | 1 |  |  |  |  | 6.724% | [5 empty] | 57.23% | 0.1948% | 57.43% | 3 | 43.41% | 0% | 0% | 1 | 56.78% | 0% | 0% | 2 | 63.44% | 0% | 0% | 2 | 74.64% | 0% | 0% | 3 | 10.88% | 0% | 0% | 1 | 9.876% | 0% | 0% | 1 | 0% | 0% | 1 |  |  |  |  | 6.953% | [5 empty] | 64.02% | 0.1003% | 64.12% | 3 | 43.13% | 0% | 0% | 1 | 50.83% | 0% | 0% | 2 | 55.61% | 0% | 0% | 2 | 65.62% | 0% | 0% | 2 | 13.24% | 0% | 0% | 1 | 11.46% | 0% | 0% | 1 | 0% | 0% | 1 |  |  |  |  | 14.6% | [5 empty] | 57.37% | 0.8744% | 58.24% | 3 | 34.08% | 0% | 0% | 1 | 43.77% | 0% | 0% | 1 | 45.73% | 0% | 0% | 1 | 60.97% | 0% | 0% | 2 | 13.53% | 0% | 0% | 1 | 17.92% | 0% | 0% | 1
11 | Clayton | Solano | 0 | 0 | 0 | 0% | 0% | 1 |  |  |  |  | 0% | [5 empty] | 57.98% | 0% | 57.98% | 3 | 69.03% | 0% | 0% | 2 | 85.25% | 0% | 0% | 3 | 65.91% | 0% | 0% | 2 | 90.42% | 0% | 0% | 4 | 28.13% | 0% | 0% | 1 | 42.15% | 0% | 0% | 1 | 0% | 0% | 1 |  |  |  |  | 0.007229% | [5 empty] | 54.81% | 0.3023% | 55.11% | 3 | 32.83% | 0% | 0% | 1 | 52.72% | 0% | 0% | 2 | 37.95% | 0% | 0% | 1 | 61.11% | 0% | 0% | 2 | 12.07% | 0% | 0% | 1 | 30.8% | 0% | 0% | 1 | 0% | 0% | 1 |  |  |  |  | 0.5721% | [5 empty] | 63.98% | 0.1372% | 64.12% | 3 | 25.55% | 0% | 0% | 1 | 44.61% | 0% | 0% | 1 | 43.14% | 0% | 0% | 1 | 61.88% | 0% | 0% | 2 | 10.64% | 0% | 0% | 1 | 18.98% | 0% | 0% | 1 | 0% | 0% | 1 |  |  |  |  | 12.39% | [5 empty] | 60% | 0.06015% | 60.06% | 3 | 34.54% | 0% | 0% | 1 | 43.33% | 0% | 0% | 1 | 46.11% | 0% | 0% | 1 | 63.66% | 0% | 0% | 2 | 13.41% | 0% | 0% | 1 | 17.54% | 0% | 0% | 1
12 | Contra Costa | Solano | 0 | 0 | 15 | 0% | 0% | 1 |  |  |  |  | 2.297% | [5 empty] | 55.85% | 0% | 55.85% | 3 | 23.48% | 0% | 0% | 1 | 46.99% | 0% | 0% | 1 | 40.87% | 0% | 0% | 1 | 50.69% | 0% | 0% | 2 | 7.808% | 0% | 0% | 1 | 19.02% | 0% | 0% | 1 | 0% | 0% | 1 |  |  |  |  | 6.856% | [5 empty] | 54.23% | 0.1321% | 54.36% | 3 | 18.44% | 0% | 0% | 1 | 41.32% | 0% | 0% | 1 | 39.61% | 0% | 0% | 1 | 52.14% | 0% | 0% | 2 | 4.582% | 0% | 0% | 1 | 18.35% | 0% | 0% | 1 | 0% | 0% | 1 |  |  |  |  | 11.7% | [5 empty] | 56.51% | 0.08509% | 56.59% | 3 | 26.07% | 0% | 0% | 1 | 40.05% | 0% | 0% | 1 | 40.74% | 0% | 0% | 1 | 57.33% | 0% | 0% | 2 | 6.746% | 0% | 0% | 1 | 20.68% | 0% | 0% | 1 | 0% | 0% | 1 |  |  |  |  | 16.66% | [5 empty] | 58.28% | 0.2583% | 58.54% | 3 | 33.07% | 0% | 0% | 1 | 40.28% | 0% | 0% | 1 | 43.72% | 0% | 0% | 1 | 59.32% | 0% | 0% | 2 | 13.14% | 0% | 0% | 1 | 17.12% | 0% | 0% | 1
13 | Pittsburg | Solano | 0 | 0 | 0 | 0% | 0% | 1 |  |  |  |  | 0.006869% | [5 empty] | 61.4% | 0% | 61.4% | 3 | 26.52% | 0% | 0% | 1 | 43.31% | 0% | 0% | 1 | 34.68% | 0% | 0% | 1 | 53.43% | 0% | 0% | 2 | 3.944% | 0% | 0% | 1 | 25.66% | 0% | 0% | 1 | 0% | 0% | 1 |  |  |  |  | 3.039% | [5 empty] | 61.61% | 0% | 61.61% | 3 | 18.54% | 0% | 0% | 1 | 44.61% | 0% | 0% | 1 | 41.31% | 0% | 0% | 1 | 56.2% | 0% | 0% | 2 | 7.021% | 0% | 0% | 1 | 23.28% | 0% | 0% | 1 | 0% | 0% | 1 |  |  |  |  | 11.12% | [5 empty] | 54.5% | 0.0864% | 54.58% | 3 | 19.62% | 0% | 0% | 1 | 40.85% | 0% | 0% | 1 | 39.53% | 0% | 0% | 1 | 56.14% | 0% | 0% | 2 | 8.059% | 0% | 0% | 1 | 22.02% | 0% | 0% | 1 | 0% | 0% | 1 |  |  |  |  | 16.91% | [5 empty] | 56.13% | 0.05344% | 56.18% | 3 | 31.23% | 0% | 0% | 1 | 36.33% | 0% | 0% | 1 | 39.99% | 0% | 0% | 1 | 58.01% | 0% | 0% | 2 | 11.57% | 0% | 0% | 1 | 17.49% | 0% | 0% | 1
14 | San Bernardino | Greater_Kramer | 0 | 0 | 0 | 0% | 0% | 1 |  |  |  |  | 0% | [5 empty] | 0.9504% | 99.05% | 100% | 5 | 100% | 0% | 0% | 5 | 93.39% | 0% | 0% | 4 | 100% | 0% | 0% | 5 | 100% | 0% | 0% | 5 | 9.668% | 0% | 0% | 1 | 0% | 0% | 0% | 1 | 0% | 0% | 1 |  |  |  |  | 0% | [5 empty] | 47.22% | 52.32% | 99.54% | 5 | 93.16% | 0% | 0% | 4 | 6.202% | 0% | 0% | 1 | 62.9% | 0% | 0% | 2 | 96.57% | 0% | 0% | 5 | 69.85% | 0% | 0% | 2 | 3.459% | 0% | 0% | 1 | 0% | 0% | 1 |  |  |  |  | 0% | [5 empty] | 32.18% | 65.05% | 97.23% | 5 | 81.17% | 0% | 0% | 3 | 30.8% | 0% | 0% | 1 | 46.5% | 0% | 0% | 1 | 92.6% | 0% | 0% | 4 | 69.74% | 0% | 0% | 2 | 0.8667% | 0% | 0% | 1 | 0% | 0% | 1 |  |  |  |  | 0% | [5 empty] | 30.56% | 33.07% | 63.63% | 5 | 39.01% | 0% | 0% | 1 | 47.94% | 0% | 0% | 1 | 59.53% | 0% | 0% | 2 | 83.48% | 0% | 0% | 3 | 43.29% | 0% | 0% | 1 | 0.3773% | 0% | 0% | 1
15 | Placerville | El_Dorado_Mariposa | 0 | 0 | 0 | 0% | 0% | 1 |  |  |  |  | 0% | [5 empty] | 0% | 0% | 0% | 1 | 0% | 0% | 0% | 1 | 0% | 0% | 0% | 1 | 0% | 0% | 0% | 1 | 0% | 0% | 0% | 1 | 0% | 0% | 0% | 1 | 0% | 0% | 0% | 1 | 0% | 0% | 1 |  |  |  |  | 0% | [5 empty] | 0% | 0% | 0% | 1 | 0% | 0% | 0% | 1 | 0% | 0% | 0% | 1 | 0% | 0% | 0% | 1 | 0% | 0% | 0% | 1 | 0% | 0% | 0% | 1 | 0% | 0% | 0% | 1 | 0% | 0% | 1 |  |  |  |  | 0% | [5 empty] | 0% | 0% | 0% | 1 | 0% | 0% | 0% | 1 | 0% | 0% | 0% | 1 | 0% | 0% | 0% | 1 | 0% | 0% | 0% | 1 | 0% | 0% | 0% | 1 | 0% | 0% | 0% | 1 | 0% | 0% | 1 |  |  |  |  | 0% | [5 empty] | 82.29% | 0% | 82.29% | 5 | 1.054% | 0% | 0% | 1 | 8.678% | 0% | 0% | 1 | 0% | 0% | 0% | 1 | 9.732% | 0% | 0% | 1 | 72.49% | 0% | 0% | 3 | 4.071% | 0% | 0% | 1
16 | Cantua | Central_Valley_North_Los_Banos | 0 | 0 | 0 | 0% | 0% | 1 |  |  |  |  | 0% | [5 empty] | 41.2% | 53.89% | 95.09% | 5 | 100% | 0% | 0% | 5 | 0% | 0% | 0% | 1 | 0% | 0% | 0% | 1 | 100% | 0% | 0% | 5 | 64.18% | 0% | 0% | 2 | 0% | 0% | 0% | 1 | 0% | 0% | 1 |  |  |  |  | 0% | [5 empty] | 64.6% | 28.63% | 93.23% | 5 | 100% | 0% | 0% | 5 | 0% | 0% | 0% | 1 | 10.12% | 0% | 0% | 1 | 100% | 0% | 0% | 5 | 73% | 0% | 0% | 3 | 0% | 0% | 0% | 1 | 0% | 0% | 1 |  |  |  |  | 0% | [5 empty] | 64.6% | 28.63% | 93.23% | 5 | 100% | 0% | 0% | 5 | 0% | 0% | 0% | 1 | 10.12% | 0% | 0% | 1 | 100% | 0% | 0% | 5 | 73% | 0% | 0% | 3 | 0% | 0% | 0% | 1 | 0% | 0% | 1 |  |  |  |  | 0% | [5 empty] | 34.39% | 62.01% | 96.39% | 5 | 84% | 0% | 0% | 3 | 15.7% | 0% | 0% | 1 | 21.38% | 0% | 0% | 1 | 100% | 0% | 0% | 5 | 85.63% | 0% | 0% | 3 | 0% | 0% | 0% | 1
17 | Cheney | Central_Valley_North_Los_Banos | 0 | 0 | 0 | 0% | 0% | 1 |  |  |  |  | 0% | [5 empty] | 0% | 0% | 0% | 1 | 0% | 0% | 0% | 1 | 0% | 0% | 0% | 1 | 0% | 0% | 0% | 1 | 0% | 0% | 0% | 1 | 0% | 0% | 0% | 1 | 0% | 0% | 0% | 1 | 0% | 0% | 1 |  |  |  |  | 0% | [5 empty] | 0% | 0% | 0% | 1 | 0% | 0% | 0% | 1 | 0% | 0% | 0% | 1 | 0% | 0% | 0% | 1 | 0% | 0% | 0% | 1 | 0% | 0% | 0% | 1 | 0% | 0% | 0% | 1 | 0% | 0% | 1 |  |  |  |  | 0% | [5 empty] | 0% | 0% | 0% | 1 | 0% | 0% | 0% | 1 | 0% | 0% | 0% | 1 | 0% | 0% | 0% | 1 | 0% | 0% | 0% | 1 | 0% | 0% | 0% | 1 | 0% | 0% | 0% | 1 | 0% | 0% | 1 |  |  |  |  | 0% | [5 empty] | 24.46% | 75.1% | 99.56% | 5 | 91.37% | 0% | 0% | 4 | 7.437% | 0% | 0% | 1 | 14.57% | 0% | 0% | 1 | 93.28% | 0% | 0% | 4 | 97.62% | 0% | 0% | 5 | 0.0309% | 0% | 0% | 1
18 | Gates | Central_Valley_North_Los_Banos | 0 | 0 | 0 | 0% | 0% | 1 |  |  |  |  | 0% | [5 empty] | 0% | 0% | 0% | 1 | 0% | 0% | 0% | 1 | 0% | 0% | 0% | 1 | 0% | 0% | 0% | 1 | 0% | 0% | 0% | 1 | 0% | 0% | 0% | 1 | 0% | 0% | 0% | 1 | 0% | 0% | 1 |  |  |  |  | 0% | [5 empty] | 79.59% | 0% | 79.59% | 5 | 100% | 0% | 0% | 5 | 0% | 0% | 0% | 1 | 36.28% | 0% | 0% | 1 | 100% | 0% | 0% | 5 | 65.64% | 0% | 0% | 2 | 0% | 0% | 0% | 1 | 0% | 0% | 1 |  |  |  |  | 0% | [5 empty] | 83.99% | 13.02% | 97.01% | 5 | 77.38% | 0% | 0% | 3 | 0% | 0% | 0% | 1 | 6.516% | 0% | 0% | 1 | 77.38% | 0% | 0% | 3 | 81.98% | 0% | 0% | 3 | 0.03332% | 0% | 0% | 1 | 0% | 0% | 1 |  |  |  |  | 0% | [5 empty] | 93.9% | 4.626% | 98.53% | 5 | 70.69% | 0% | 0% | 3 | 8.685% | 0% | 0% | 1 | 25.75% | 0% | 0% | 1 | 73.09% | 0% | 0% | 3 | 84.58% | 0% | 0% | 3 | 0.006728% | 0% | 0% | 1
19 | Helm | Central_Valley_North_Los_Banos | 0 | 0 | 0 | 0% | 0% | 1 |  |  |  |  | 0% | [5 empty] | 0% | 0% | 0% | 1 | 0% | 0% | 0% | 1 | 0% | 0% | 0% | 1 | 0% | 0% | 0% | 1 | 0% | 0% | 0% | 1 | 0% | 0% | 0% | 1 | 0% | 0% | 0% | 1 | 0% | 0% | 1 |  |  |  |  | 0% | [5 empty] | 0% | 0% | 0% | 1 | 0% | 0% | 0% | 1 | 0% | 0% | 0% | 1 | 0% | 0% | 0% | 1 | 0% | 0% | 0% | 1 | 0% | 0% | 0% | 1 | 0% | 0% | 0% | 1 | 0% | 0% | 1 |  |  |  |  | 0% | [5 empty] | 0% | 0% | 0% | 1 | 0% | 0% | 0% | 1 | 0% | 0% | 0% | 1 | 0% | 0% | 0% | 1 | 0% | 0% | 0% | 1 | 0% | 0% | 0% | 1 | 0% | 0% | 0% | 1 | 0% | 0% | 1 |  |  |  |  | 0% | [5 empty] | 64.6% | 28.63% | 93.23% | 5 | 100% | 0% | 0% | 5 | 0% | 0% | 0% | 1 | 10.12% | 0% | 0% | 1 | 100% | 0% | 0% | 5 | 73% | 0% | 0% | 3 | 0% | 0% | 0% | 1
20 | Kearney | Central_Valley_North_Los_Banos | 0 | 0 | 0 | 0% | 0% | 1 |  |  |  |  | 0% | [5 empty] | 0% | 0% | 0% | 1 | 0% | 0% | 0% | 1 | 0% | 0% | 0% | 1 | 0% | 0% | 0% | 1 | 0% | 0% | 0% | 1 | 0% | 0% | 0% | 1 | 0% | 0% | 0% | 1 | 0% | 0% | 1 |  |  |  |  | 0% | [5 empty] | 0% | 0% | 0% | 1 | 0% | 0% | 0% | 1 | 0% | 0% | 0% | 1 | 0% | 0% | 0% | 1 | 0% | 0% | 0% | 1 | 0% | 0% | 0% | 1 | 0% | 0% | 0% | 1 | 0% | 0% | 1 |  |  |  |  | 0% | [5 empty] | 0% | 0% | 0% | 1 | 0% | 0% | 0% | 1 | 0% | 0% | 0% | 1 | 0% | 0% | 0% | 1 | 0% | 0% | 0% | 1 | 0% | 0% | 0% | 1 | 0% | 0% | 0% | 1 | 0% | 0% | 1 |  |  |  |  | 0% | [5 empty] | 0% | 0% | 0% | 1 | 0% | 0% | 0% | 1 | 0% | 0% | 0% | 1 | 0% | 0% | 0% | 1 | 0% | 0% | 0% | 1 | 0% | 0% | 0% | 1 | 0% | 0% | 0% | 1
21 | Kingsburg | Central_Valley_North_Los_Banos | 0 | 0 | 0 | 0% | 0% | 1 |  |  |  |  | 0% | [5 empty] | 0% | 0% | 0% | 1 | 0% | 0% | 0% | 1 | 0% | 0% | 0% | 1 | 0% | 0% | 0% | 1 | 0% | 0% | 0% | 1 | 0% | 0% | 0% | 1 | 0% | 0% | 0% | 1 | 0% | 0% | 1 |  |  |  |  | 0% | [5 empty] | 0% | 0% | 0% | 1 | 0% | 0% | 0% | 1 | 0% | 0% | 0% | 1 | 0% | 0% | 0% | 1 | 0% | 0% | 0% | 1 | 0% | 0% | 0% | 1 | 0% | 0% | 0% | 1 | 0% | 0% | 1 |  |  |  |  | 0% | [5 empty] | 0% | 0% | 0% | 1 | 0% | 0% | 0% | 1 | 0% | 0% | 0% | 1 | 0% | 0% | 0% | 1 | 0% | 0% | 0% | 1 | 0% | 0% | 0% | 1 | 0% | 0% | 0% | 1 | 0% | 0% | 1 |  |  |  |  | 0% | [5 empty] | 0% | 0% | 0% | 1 | 0% | 0% | 0% | 1 | 0% | 0% | 0% | 1 | 0% | 0% | 0% | 1 | 0% | 0% | 0% | 1 | 0% | 0% | 0% | 1 | 0% | 0% | 0% | 1
22 | Malaga | Central_Valley_North_Los_Banos | 0 | 0 | 0 | 0% | 0% | 1 |  |  |  |  | 0% | [5 empty] | 0% | 0% | 0% | 1 | 0% | 0% | 0% | 1 | 0% | 0% | 0% | 1 | 0% | 0% | 0% | 1 | 0% | 0% | 0% | 1 | 0% | 0% | 0% | 1 | 0% | 0% | 0% | 1 | 0% | 0% | 1 |  |  |  |  | 0% | [5 empty] | 0% | 0% | 0% | 1 | 0% | 0% | 0% | 1 | 0% | 0% | 0% | 1 | 0% | 0% | 0% | 1 | 0% | 0% | 0% | 1 | 0% | 0% | 0% | 1 | 0% | 0% | 0% | 1 | 0% | 0% | 1 |  |  |  |  | 0% | [5 empty] | 0% | 0% | 0% | 1 | 0% | 0% | 0% | 1 | 0% | 0% | 0% | 1 | 0% | 0% | 0% | 1 | 0% | 0% | 0% | 1 | 0% | 0% | 0% | 1 | 0% | 0% | 0% | 1 | 0% | 0% | 1 |  |  |  |  | 0% | [5 empty] | 0% | 0% | 0% | 1 | 0% | 0% | 0% | 1 | 0% | 0% | 0% | 1 | 0% | 0% | 0% | 1 | 0% | 0% | 0% | 1 | 0% | 0% | 0% | 1 | 0% | 0% | 0% | 1
23 | McCall | Central_Valley_North_Los_Banos | 0 | 0 | 0 | 0% | 0% | 1 |  |  |  |  | 0% | [5 empty] | 0% | 0% | 0% | 1 | 0% | 0% | 0% | 1 | 0% | 0% | 0% | 1 | 0% | 0% | 0% | 1 | 0% | 0% | 0% | 1 | 0% | 0% | 0% | 1 | 0% | 0% | 0% | 1 | 0% | 0% | 1 |  |  |  |  | 0% | [5 empty] | 0% | 0% | 0% | 1 | 0% | 0% | 0% | 1 | 0% | 0% | 0% | 1 | 0% | 0% | 0% | 1 | 0% | 0% | 0% | 1 | 0% | 0% | 0% | 1 | 0% | 0% | 0% | 1 | 0% | 0% | 1 |  |  |  |  | 0% | [5 empty] | 0% | 0% | 0% | 1 | 0% | 0% | 0% | 1 | 0% | 0% | 0% | 1 | 0% | 0% | 0% | 1 | 0% | 0% | 0% | 1 | 0% | 0% | 0% | 1 | 0% | 0% | 0% | 1 | 0% | 0% | 1 |  |  |  |  | 0% | [5 empty] | 0% | 0% | 0% | 1 | 0% | 0% | 0% | 1 | 0% | 0% | 0% | 1 | 0% | 0% | 0% | 1 | 0% | 0% | 0% | 1 | 0% | 0% | 0% | 1 | 0% | 0% | 0% | 1
24 | Mc Mullin | Central_Valley_North_Los_Banos | 0 | 0 | 0 | 0% | 0% | 1 |  |  |  |  | 0% | [5 empty] | 0% | 0% | 0% | 1 | 0% | 0% | 0% | 1 | 0% | 0% | 0% | 1 | 0% | 0% | 0% | 1 | 0% | 0% | 0% | 1 | 0% | 0% | 0% | 1 | 0% | 0% | 0% | 1 | 0% | 0% | 1 |  |  |  |  | 0% | [5 empty] | 0% | 0% | 0% | 1 | 0% | 0% | 0% | 1 | 0% | 0% | 0% | 1 | 0% | 0% | 0% | 1 | 0% | 0% | 0% | 1 | 0% | 0% | 0% | 1 | 0% | 0% | 0% | 1 | 0% | 0% | 1 |  |  |  |  | 0% | [5 empty] | 0% | 0% | 0% | 1 | 0% | 0% | 0% | 1 | 0% | 0% | 0% | 1 | 0% | 0% | 0% | 1 | 0% | 0% | 0% | 1 | 0% | 0% | 0% | 1 | 0% | 0% | 0% | 1 | 0% | 0% | 1 |  |  |  |  | 0% | [5 empty] | 88.64% | 0% | 88.64% | 5 | 100% | 0% | 0% | 5 | 0% | 0% | 0% | 1 | 16.96% | 0% | 0% | 1 | 100% | 0% | 0% | 5 | 54.72% | 0% | 0% | 2 | 0% | 0% | 0% | 1
25 | Mendota | Central_Valley_North_Los_Banos | 0 | 0 | 0 | 0% | 0% | 1 |  |  |  |  | 0% | [5 empty] | 0% | 0% | 0% | 1 | 0% | 0% | 0% | 1 | 0% | 0% | 0% | 1 | 0% | 0% | 0% | 1 | 0% | 0% | 0% | 1 | 0% | 0% | 0% | 1 | 0% | 0% | 0% | 1 | 0% | 0% | 1 |  |  |  |  | 0% | [5 empty] | 0% | 0% | 0% | 1 | 0% | 0% | 0% | 1 | 0% | 0% | 0% | 1 | 0% | 0% | 0% | 1 | 0% | 0% | 0% | 1 | 0% | 0% | 0% | 1 | 0% | 0% | 0% | 1 | 0% | 0% | 1 |  |  |  |  | 0% | [5 empty] | 0% | 0% | 0% | 1 | 0% | 0% | 0% | 1 | 0% | 0% | 0% | 1 | 0% | 0% | 0% | 1 | 0% | 0% | 0% | 1 | 0% | 0% | 0% | 1 | 0% | 0% | 0% | 1 | 0% | 0% | 1 |  |  |  |  | 0% | [5 empty] | 32.2% | 67.58% | 99.78% | 5 | 91.4% | 0% | 0% | 4 | 0.1396% | 0% | 0% | 1 | 1.081% | 0% | 0% | 1 | 91.4% | 0% | 0% | 4 | 98.11% | 0% | 0% | 5 | 0.06145% | 0% | 0% | 1
26 | Oro Loma | Central_Valley_North_Los_Banos | 0 | 0 | 0 | 0% | 0% | 1 |  |  |  |  | 0% | [5 empty] | 0% | 0% | 0% | 1 | 0% | 0% | 0% | 1 | 0% | 0% | 0% | 1 | 0% | 0% | 0% | 1 | 0% | 0% | 0% | 1 | 0% | 0% | 0% | 1 | 0% | 0% | 0% | 1 | 0% | 0% | 1 |  |  |  |  | 0% | [5 empty] | 0% | 0% | 0% | 1 | 0% | 0% | 0% | 1 | 0% | 0% | 0% | 1 | 0% | 0% | 0% | 1 | 0% | 0% | 0% | 1 | 0% | 0% | 0% | 1 | 0% | 0% | 0% | 1 | 0% | 0% | 1 |  |  |  |  | 0% | [5 empty] | 50.56% | 49.44% | 100% | 5 | 85.22% | 0% | 0% | 3 | 0.3417% | 0% | 0% | 1 | 0.3417% | 0% | 0% | 1 | 85.22% | 0% | 0% | 3 | 100% | 0% | 0% | 5 | 0.1504% | 0% | 0% | 1 | 0% | 0% | 1 |  |  |  |  | 0% | [5 empty] | 46.47% | 53.41% | 99.88% | 5 | 95.87% | 0% | 0% | 5 | 0.1249% | 0% | 0% | 1 | 3.3% | 0% | 0% | 1 | 95.87% | 0% | 0% | 5 | 99.14% | 0% | 0% | 5 | 0.03966% | 0% | 0% | 1
27 | Panoche | Central_Valley_North_Los_Banos | 0 | 0 | 0 | 0% | 0% | 1 |  |  |  |  | 0% | [5 empty] | 0% | 0% | 0% | 1 | 0% | 0% | 0% | 1 | 0% | 0% | 0% | 1 | 0% | 0% | 0% | 1 | 0% | 0% | 0% | 1 | 0% | 0% | 0% | 1 | 0% | 0% | 0% | 1 | 0% | 0% | 1 |  |  |  |  | 0% | [5 empty] | 0% | 0% | 0% | 1 | 0% | 0% | 0% | 1 | 0% | 0% | 0% | 1 | 0% | 0% | 0% | 1 | 0% | 0% | 0% | 1 | 0% | 0% | 0% | 1 | 0% | 0% | 0% | 1 | 0% | 0% | 1 |  |  |  |  | 0% | [5 empty] | 76.92% | 23.08% | 100% | 5 | 100% | 0% | 0% | 5 | 2.343% | 0% | 0% | 1 | 2.343% | 0% | 0% | 1 | 100% | 0% | 0% | 5 | 100% | 0% | 0% | 5 | 0% | 0% | 0% | 1 | 0% | 0% | 1 |  |  |  |  | 0% | [5 empty] | 29% | 70.62% | 99.61% | 5 | 85.6% | 0% | 0% | 3 | 6.557% | 0% | 0% | 1 | 18.27% | 0% | 0% | 1 | 92.69% | 0% | 0% | 4 | 97.9% | 0% | 0% | 5 | 0.02724% | 0% | 0% | 1
28 | Reedley | Central_Valley_North_Los_Banos | 0 | 0 | 0 | 0% | 0% | 1 |  |  |  |  | 0% | [5 empty] | 0% | 0% | 0% | 1 | 0% | 0% | 0% | 1 | 0% | 0% | 0% | 1 | 0% | 0% | 0% | 1 | 0% | 0% | 0% | 1 | 0% | 0% | 0% | 1 | 0% | 0% | 0% | 1 | 0% | 0% | 1 |  |  |  |  | 0% | [5 empty] | 0% | 0% | 0% | 1 | 0% | 0% | 0% | 1 | 0% | 0% | 0% | 1 | 0% | 0% | 0% | 1 | 0% | 0% | 0% | 1 | 0% | 0% | 0% | 1 | 0% | 0% | 0% | 1 | 0% | 0% | 1 |  |  |  |  | 0% | [5 empty] | 0% | 0% | 0% | 1 | 0% | 0% | 0% | 1 | 0% | 0% | 0% | 1 | 0% | 0% | 0% | 1 | 0% | 0% | 0% | 1 | 0% | 0% | 0% | 1 | 0% | 0% | 0% | 1 | 0% | 0% | 1 |  |  |  |  | 0% | [5 empty] | 0% | 0% | 0% | 1 | 0% | 0% | 0% | 1 | 0% | 0% | 0% | 1 | 0% | 0% | 0% | 1 | 0% | 0% | 0% | 1 | 0% | 0% | 0% | 1 | 0% | 0% | 0% | 1
29 | Sanger | Central_Valley_North_Los_Banos | 0 | 0 | 0 | 0% | 0% | 1 |  |  |  |  | 0% | [5 empty] | 0% | 0% | 0% | 1 | 0% | 0% | 0% | 1 | 0% | 0% | 0% | 1 | 0% | 0% | 0% | 1 | 0% | 0% | 0% | 1 | 0% | 0% | 0% | 1 | 0% | 0% | 0% | 1 | 0% | 0% | 1 |  |  |  |  | 0% | [5 empty] | 0% | 0% | 0% | 1 | 0% | 0% | 0% | 1 | 0% | 0% | 0% | 1 | 0% | 0% | 0% | 1 | 0% | 0% | 0% | 1 | 0% | 0% | 0% | 1 | 0% | 0% | 0% | 1 | 0% | 0% | 1 |  |  |  |  | 0% | [5 empty] | 0% | 0% | 0% | 1 | 0% | 0% | 0% | 1 | 0% | 0% | 0% | 1 | 0% | 0% | 0% | 1 | 0% | 0% | 0% | 1 | 0% | 0% | 0% | 1 | 0% | 0% | 0% | 1 | 0% | 0% | 1 |  |  |  |  | 0% | [5 empty] | 0% | 0% | 0% | 1 | 0% | 0% | 0% | 1 | 0% | 0% | 0% | 1 | 0% | 0% | 0% | 1 | 0% | 0% | 0% | 1 | 0% | 0% | 0% | 1 | 0% | 0% | 0% | 1
30 | Schindler | Central_Valley_North_Los_Banos | 0 | 0 | 0 | 0% | 0% | 1 |  |  |  |  | 0% | [5 empty] | 0% | 0% | 0% | 1 | 0% | 0% | 0% | 1 | 0% | 0% | 0% | 1 | 0% | 0% | 0% | 1 | 0% | 0% | 0% | 1 | 0% | 0% | 0% | 1 | 0% | 0% | 0% | 1 | 0% | 0% | 1 |  |  |  |  | 0% | [5 empty] | 88.45% | 0% | 88.45% | 5 | 100% | 0% | 0% | 5 | 0% | 0% | 0% | 1 | 17.25% | 0% | 0% | 1 | 100% | 0% | 0% | 5 | 53.97% | 0% | 0% | 2 | 0% | 0% | 0% | 1 | 0% | 0% | 1 |  |  |  |  | 0% | [5 empty] | 64.6% | 28.63% | 93.23% | 5 | 100% | 0% | 0% | 5 | 0% | 0% | 0% | 1 | 10.12% | 0% | 0% | 1 | 100% | 0% | 0% | 5 | 73% | 0% | 0% | 3 | 0% | 0% | 0% | 1 | 0% | 0% | 1 |  |  |  |  | 0% | [5 empty] | 64.6% | 28.63% | 93.23% | 5 | 100% | 0% | 0% | 5 | 0% | 0% | 0% | 1 | 10.12% | 0% | 0% | 1 | 100% | 0% | 0% | 5 | 73% | 0% | 0% | 3 | 0% | 0% | 0% | 1
31 | Wahtoke | Central_Valley_North_Los_Banos | 0 | 0 | 0 | 0% | 0% | 1 |  |  |  |  | 0% | [5 empty] | 0% | 0% | 0% | 1 | 0% | 0% | 0% | 1 | 0% | 0% | 0% | 1 | 0% | 0% | 0% | 1 | 0% | 0% | 0% | 1 | 0% | 0% | 0% | 1 | 0% | 0% | 0% | 1 | 0% | 0% | 1 |  |  |  |  | 0% | [5 empty] | 0% | 0% | 0% | 1 | 0% | 0% | 0% | 1 | 0% | 0% | 0% | 1 | 0% | 0% | 0% | 1 | 0% | 0% | 0% | 1 | 0% | 0% | 0% | 1 | 0% | 0% | 0% | 1 | 0% | 0% | 1 |  |  |  |  | 0% | [5 empty] | 0% | 0% | 0% | 1 | 0% | 0% | 0% | 1 | 0% | 0% | 0% | 1 | 0% | 0% | 0% | 1 | 0% | 0% | 0% | 1 | 0% | 0% | 0% | 1 | 0% | 0% | 0% | 1 | 0% | 0% | 1 |  |  |  |  | 0% | [5 empty] | 0% | 0% | 0% | 1 | 0% | 0% | 0% | 1 | 0% | 0% | 0% | 1 | 0% | 0% | 0% | 1 | 0% | 0% | 0% | 1 | 0% | 0% | 0% | 1 | 0% | 0% | 0% | 1
32 | West Fresno | Central_Valley_North_Los_Banos | 0 | 0 | 0 | 0% | 0% | 1 |  |  |  |  | 0% | [5 empty] | 0% | 0% | 0% | 1 | 0% | 0% | 0% | 1 | 0% | 0% | 0% | 1 | 0% | 0% | 0% | 1 | 0% | 0% | 0% | 1 | 0% | 0% | 0% | 1 | 0% | 0% | 0% | 1 | 0% | 0% | 1 |  |  |  |  | 0% | [5 empty] | 0% | 0% | 0% | 1 | 0% | 0% | 0% | 1 | 0% | 0% | 0% | 1 | 0% | 0% | 0% | 1 | 0% | 0% | 0% | 1 | 0% | 0% | 0% | 1 | 0% | 0% | 0% | 1 | 0% | 0% | 1 |  |  |  |  | 0% | [5 empty] | 0% | 0% | 0% | 1 | 0% | 0% | 0% | 1 | 0% | 0% | 0% | 1 | 0% | 0% | 0% | 1 | 0% | 0% | 0% | 1 | 0% | 0% | 0% | 1 | 0% | 0% | 0% | 1 | 0% | 0% | 1 |  |  |  |  | 0% | [5 empty] | 0% | 0% | 0% | 1 | 0% | 0% | 0% | 1 | 0% | 0% | 0% | 1 | 0% | 0% | 0% | 1 | 0% | 0% | 0% | 1 | 0% | 0% | 0% | 1 | 0% | 0% | 0% | 1
33 | Glenn | Northern_California | 120 | 4800 | 10 | 999.9% | 999.9% | 5 |  |  |  |  | 0% | [5 empty] | 100% | 0% | 100% | 5 | 100% | 999% | 96428% | 5 | 0% | 96428% | 999.9% | 5 | 0% | 96428% | 999.9% | 5 | 100% | 999% | 96428% | 5 | 100% | 5033164800 | 96428% | 5 | 0% | 96428% | 999.9% | 5 | 1051% | 169.7% | 5 |  |  |  |  | 1.001% | [5 empty] | 98.93% | 0% | 98.93% | 5 | 64.12% | 443.7% | 192.3% | 5 | 0% | 159.2% | 999.9% | 5 | 17.82% | 193.7% | 432% | 5 | 75.07% | 638.5% | 178.8% | 5 | 37.4% | 254.2% | 258.2% | 5 | 33.1% | 237.9% | 278.7% | 5 | 894.1% | 54.11% | 5 |  |  |  |  | 0.5431% | [5 empty] | 98.78% | 0% | 98.78% | 5 | 48.09% | 109.9% | 10.67% | 5 | 0.5341% | 57.35% | 0% | 3 | 11.98% | 64.81% | 0% | 3 | 57.61% | 134.6% | 25.43% | 5 | 55.67% | 128.7% | 22.83% | 5 | 25.99% | 77.07% | 0% | 4 | 639.1% | 41.87% | 5 |  |  |  |  | 0.4386% | [5 empty] | 95.39% | 3.629% | 99.02% | 5 | 49.67% | 91.52% | 0% | 4 | 0.4313% | 46.26% | 0% | 2 | 9.677% | 50.99% | 0% | 3 | 57.36% | 108% | 5.964% | 4 | 60.15% | 115.6% | 10.33% | 5 | 21.58% | 58.73% | 0% | 3
34 | Bridgeville | Humboldt | 0 | 0 | 0 | 0% | 0% | 1 |  |  |  |  | 0% | [5 empty] | 0% | 0% | 0% | 1 | 8.507% | 0% | 0% | 1 | 11.17% | 0% | 0% | 1 | 11.17% | 0% | 0% | 1 | 17.76% | 0% | 0% | 1 | 79.96% | 0% | 0% | 3 | 0.1879% | 0% | 0% | 1 | 0% | 0% | 1 |  |  |  |  | 0% | [5 empty] | 10.57% | 0% | 10.57% | 1 | 14.41% | 0% | 0% | 1 | 13.82% | 0% | 0% | 1 | 22.74% | 0% | 0% | 1 | 30.59% | 0% | 0% | 1 | 57.09% | 0% | 0% | 2 | 0.09908% | 0% | 0% | 1 | 0% | 0% | 1 |  |  |  |  | 0% | [5 empty] | 12.89% | 0.8176% | 13.71% | 2 | 12.55% | 0% | 0% | 1 | 11.31% | 0% | 0% | 1 | 22.21% | 0% | 0% | 1 | 29.23% | 0% | 0% | 1 | 53.94% | 0% | 0% | 2 | 0.2231% | 0% | 0% | 1 | 0% | 0% | 1 |  |  |  |  | 0% | [5 empty] | 6.327% | 3.395% | 9.722% | 2 | 7.629% | 0% | 0% | 1 | 9.042% | 0% | 0% | 1 | 14.9% | 0% | 0% | 1 | 19.51% | 0% | 0% | 1 | 64.63% | 0% | 0% | 2 | 1.508% | 0% | 0% | 1
35 | Humboldt | Humboldt | 170.7 | 6828 | 0 | 5937% | 2579% | 5 |  |  |  |  | 0% | [5 empty] | 0% | 0% | 0% | 1 | 31.11% | 2641% | 5627% | 5 | 25.46% | 2441% | 6854% | 5 | 34.6% | 2782% | 5069% | 5 | 47% | 3433% | 3758% | 5 | 0.004478% | 1819% | 38399860% | 5 | 35.66% | 2828% | 4921% | 5 | 1406% | 508.2% | 5 |  |  |  |  | 0% | [5 empty] | 0% | 0% | 0% | 1 | 15.67% | 467.1% | 1975% | 5 | 7.39% | 425.3% | 4077% | 5 | 9.37% | 434.6% | 3236% | 5 | 19.89% | 491.7% | 1577% | 5 | 37.74% | 632.6% | 878.7% | 5 | 13.88% | 457.3% | 2217% | 5 | 473.8% | 212.8% | 5 |  |  |  |  | 0% | [5 empty] | 8.156% | 0% | 8.156% | 1 | 7.105% | 185% | 1112% | 5 | 5.881% | 182.6% | 1322% | 5 | 7.091% | 185% | 1114% | 5 | 11.95% | 195.2% | 701.5% | 5 | 45.05% | 312.8% | 259.6% | 5 | 7.542% | 185.9% | 1053% | 5 | 121.4% | 4.93% | 4 |  |  |  |  | 0% | [5 empty] | 5.862% | 2.312% | 8.175% | 2 | 7.68% | 24.63% | 0% | 2 | 5.314% | 24.01% | 0% | 2 | 8.69% | 24.9% | 0% | 2 | 13.31% | 26.22% | 0% | 2 | 71.44% | 79.59% | 0% | 4 | 6.146% | 24.22% | 0% | 2
36 | El Centro | Greater_Imperial | 0 | 0 | 0 | 0% | 0% | 1 |  |  |  |  | 0.5858% | [5 empty] | 0% | 0% | 0% | 1 | 73.6% | 0% | 0% | 3 | 0% | 0% | 0% | 1 | 0% | 0% | 0% | 1 | 73.6% | 0% | 0% | 3 | 35.08% | 0% | 0% | 1 | 8.122% | 0% | 0% | 1 | 0% | 0% | 1 |  |  |  |  | 0.756% | [5 empty] | 0% | 0% | 0% | 1 | 30.23% | 0% | 0% | 1 | 2.912% | 0% | 0% | 1 | 2.912% | 0% | 0% | 1 | 33.14% | 0% | 0% | 1 | 43.17% | 0% | 0% | 1 | 9.568% | 0% | 0% | 1 | 0% | 0% | 1 |  |  |  |  | 0.3082% | [5 empty] | 0% | 0% | 0% | 1 | 11.09% | 0% | 0% | 1 | 9.376% | 0% | 0% | 1 | 9.947% | 0% | 0% | 1 | 21.04% | 0% | 0% | 1 | 69.36% | 0% | 0% | 2 | 4.229% | 0% | 0% | 1 | 0% | 0% | 1 |  |  |  |  | 0.07312% | [5 empty] | 0% | 0% | 0% | 1 | 27.16% | 0% | 0% | 1 | 11.55% | 0% | 0% | 1 | 12.31% | 0% | 0% | 1 | 38.36% | 0% | 0% | 1 | 72.02% | 0% | 0% | 3 | 3.189% | 0% | 0% | 1
37 | High Line | Greater_Imperial | 0 | 0 | 0 | 0% | 0% | 1 |  |  |  |  | 0% | [5 empty] | 0% | 0% | 0% | 1 | 0% | 0% | 0% | 1 | 73.69% | 0% | 0% | 3 | 73.69% | 0% | 0% | 3 | 73.69% | 0% | 0% | 3 | 64.94% | 0% | 0% | 2 | 2.626% | 0% | 0% | 1 | 0% | 0% | 1 |  |  |  |  | 0.05681% | [5 empty] | 0% | 0% | 0% | 1 | 9.707% | 0% | 0% | 1 | 55.13% | 0% | 0% | 2 | 55.13% | 0% | 0% | 2 | 64.84% | 0% | 0% | 2 | 65.23% | 0% | 0% | 2 | 2.003% | 0% | 0% | 1 | 0% | 0% | 1 |  |  |  |  | 0.03697% | [5 empty] | 0% | 0% | 0% | 1 | 19.47% | 0% | 0% | 1 | 35.88% | 0% | 0% | 1 | 35.88% | 0% | 0% | 1 | 55.35% | 0% | 0% | 2 | 76.64% | 0% | 0% | 3 | 1.743% | 0% | 0% | 1 | 0% | 0% | 1 |  |  |  |  | 0.0778% | [5 empty] | 0% | 0% | 0% | 1 | 28.02% | 0% | 0% | 1 | 20.39% | 0% | 0% | 1 | 16.46% | 0% | 0% | 1 | 47.73% | 0% | 0% | 1 | 66.98% | 0% | 0% | 2 | 2.729% | 0% | 0% | 1
38 | Imperial Valley | Greater_Imperial | 50 | 2000 | 0 | 203.6% | 71.74% | 5 |  |  |  |  | 0.631% | [5 empty] | 0% | 0% | 0% | 1 | 0% | 83.3% | 0% | 4 | 3.074% | 85.94% | 0% | 4 | 3.074% | 85.94% | 0% | 4 | 3.074% | 85.94% | 0% | 4 | 50.59% | 168.6% | 66.99% | 5 | 9.816% | 92.37% | 0% | 4 | 102.9% | 0.5261% | 4 |  |  |  |  | 0.1925% | [5 empty] | 0% | 0% | 0% | 1 | 29.87% | 22.63% | 0% | 2 | 0.5857% | 15.96% | 0% | 1 | 0.5857% | 15.96% | 0% | 1 | 30.45% | 22.82% | 0% | 2 | 68.25% | 49.98% | 0% | 2 | 2.627% | 16.3% | 0% | 1 | 57.52% | 0% | 3 |  |  |  |  | 0.09531% | [5 empty] | 0% | 0% | 0% | 1 | 29.53% | 9.741% | 0% | 1 | 1.53% | 6.971% | 0% | 1 | 0.6979% | 6.913% | 0% | 1 | 31.34% | 9.998% | 0% | 1 | 63.98% | 19.06% | 0% | 2 | 1.201% | 6.948% | 0% | 1 | 39.74% | 0% | 2 |  |  |  |  | 0.05951% | [5 empty] | 0.04733% | 0% | 0.04733% | 1 | 17.89% | 4.847% | 0% | 1 | 11.26% | 4.485% | 0% | 1 | 10.93% | 4.469% | 0% | 1 | 30.18% | 5.701% | 0% | 1 | 68.41% | 12.6% | 0% | 2 | 2.643% | 4.088% | 0% | 1
39 | El Segundo | Greater_LA | 0 | 0 | 0 | 0% | 0% | 1 |  |  |  |  | 0% | [5 empty] | 0% | 0% | 0% | 1 | 0% | 0% | 0% | 1 | 77.44% | 0% | 0% | 3 | 81.27% | 0% | 0% | 3 | 81.27% | 0% | 0% | 3 | 0% | 0% | 0% | 1 | 0% | 0% | 0% | 1 | 0% | 0% | 1 |  |  |  |  | 0% | [5 empty] | 0% | 0% | 0% | 1 | 0% | 0% | 0% | 1 | 32.78% | 0% | 0% | 1 | 72.29% | 0% | 0% | 3 | 72.29% | 0% | 0% | 3 | 0% | 0% | 0% | 1 | 0% | 0% | 0% | 1 | 0% | 0% | 1 |  |  |  |  | 0% | [5 empty] | 0.02177% | 0% | 0.02177% | 1 | 0.3152% | 0% | 0% | 1 | 9.648% | 0% | 0% | 1 | 48.16% | 0% | 0% | 1 | 48.47% | 0% | 0% | 1 | 0% | 0% | 0% | 1 | 0.01923% | 0% | 0% | 1 | 0% | 0% | 1 |  |  |  |  | 0% | [5 empty] | 23.42% | 0.08564% | 23.51% | 2 | 6.411% | 0% | 0% | 1 | 14.05% | 0% | 0% | 1 | 41.83% | 0% | 0% | 1 | 48.24% | 0% | 0% | 1 | 11.31% | 0% | 0% | 1 | 2.244% | 0% | 0% | 1
40 | Arco | Central_Valley_North_Los_Banos | 0 | 0 | 0 | 0% | 0% | 1 |  |  |  |  | 0% | [5 empty] | 0% | 0% | 0% | 1 | 0% | 0% | 0% | 1 | 0% | 0% | 0% | 1 | 0% | 0% | 0% | 1 | 0% | 0% | 0% | 1 | 0% | 0% | 0% | 1 | 0% | 0% | 0% | 1 | 0% | 0% | 1 |  |  |  |  | 0% | [5 empty] | 99.46% | 0% | 99.46% | 5 | 78.24% | 0% | 0% | 3 | 0% | 0% | 0% | 1 | 0% | 0% | 0% | 1 | 78.24% | 0% | 0% | 3 | 98.15% | 0% | 0% | 5 | 0% | 0% | 0% | 1 | 0% | 0% | 1 |  |  |  |  | 0% | [5 empty] | 87.94% | 0% | 87.94% | 5 | 66.51% | 0% | 0% | 2 | 6.308% | 0% | 0% | 1 | 15.5% | 0% | 0% | 1 | 68.47% | 0% | 0% | 2 | 74.47% | 0% | 0% | 3 | 1.029% | 0% | 0% | 1 | 0% | 0% | 1 |  |  |  |  | 0% | [5 empty] | 85.72% | 0.02187% | 85.75% | 5 | 72.09% | 0% | 0% | 3 | 3.94% | 0% | 0% | 1 | 18.82% | 0% | 0% | 1 | 75.85% | 0% | 0% | 3 | 65.97% | 0% | 0% | 2 | 0.6929% | 0% | 0% | 1
41 | Bakersfield | Central_Valley_North_Los_Banos | 0 | 0 | 0 | 0% | 0% | 1 |  |  |  |  | 0% | [5 empty] | 0% | 0% | 0% | 1 | 0% | 0% | 0% | 1 | 0% | 0% | 0% | 1 | 0% | 0% | 0% | 1 | 0% | 0% | 0% | 1 | 0% | 0% | 0% | 1 | 0% | 0% | 0% | 1 | 0% | 0% | 1 |  |  |  |  | 0% | [5 empty] | 0% | 0% | 0% | 1 | 0% | 0% | 0% | 1 | 0% | 0% | 0% | 1 | 0% | 0% | 0% | 1 | 0% | 0% | 0% | 1 | 0% | 0% | 0% | 1 | 0% | 0% | 0% | 1 | 0% | 0% | 1 |  |  |  |  | 0% | [5 empty] | 0% | 0% | 0% | 1 | 0% | 0% | 0% | 1 | 0% | 0% | 0% | 1 | 0% | 0% | 0% | 1 | 0% | 0% | 0% | 1 | 0% | 0% | 0% | 1 | 0% | 0% | 0% | 1 | 0% | 0% | 1 |  |  |  |  | 0% | [5 empty] | 9.888% | 90.11% | 100% | 5 | 41.62% | 0% | 0% | 1 | 25.65% | 0% | 0% | 1 | 40.47% | 0% | 0% | 1 | 61.64% | 0% | 0% | 2 | 72.42% | 0% | 0% | 3 | 1.1% | 0% | 0% | 1
42 | Charca | Central_Valley_North_Los_Banos | 0 | 0 | 0 | 0% | 0% | 1 |  |  |  |  | 0% | [5 empty] | 0% | 0% | 0% | 1 | 0% | 0% | 0% | 1 | 0% | 0% | 0% | 1 | 0% | 0% | 0% | 1 | 0% | 0% | 0% | 1 | 0% | 0% | 0% | 1 | 0% | 0% | 0% | 1 | 0% | 0% | 1 |  |  |  |  | 0% | [5 empty] | 0% | 0% | 0% | 1 | 0% | 0% | 0% | 1 | 0% | 0% | 0% | 1 | 0% | 0% | 0% | 1 | 0% | 0% | 0% | 1 | 0% | 0% | 0% | 1 | 0% | 0% | 0% | 1 | 0% | 0% | 1 |  |  |  |  | 0% | [5 empty] | 0% | 0% | 0% | 1 | 0% | 0% | 0% | 1 | 0% | 0% | 0% | 1 | 0% | 0% | 0% | 1 | 0% | 0% | 0% | 1 | 0% | 0% | 0% | 1 | 0% | 0% | 0% | 1 | 0% | 0% | 1 |  |  |  |  | 0% | [5 empty] | 0% | 0% | 0% | 1 | 0% | 0% | 0% | 1 | 0% | 0% | 0% | 1 | 0% | 0% | 0% | 1 | 0% | 0% | 0% | 1 | 0% | 0% | 0% | 1 | 0% | 0% | 0% | 1
43 | Columbus | Central_Valley_North_Los_Banos | 0 | 0 | 15 | 0% | 0% | 1 |  |  |  |  | 0% | [5 empty] | 0% | 0% | 0% | 1 | 0% | 0% | 0% | 1 | 0% | 0% | 0% | 1 | 0% | 0% | 0% | 1 | 0% | 0% | 0% | 1 | 0% | 0% | 0% | 1 | 0% | 0% | 0% | 1 | 0% | 0% | 1 |  |  |  |  | 0% | [5 empty] | 0% | 0% | 0% | 1 | 0% | 0% | 0% | 1 | 0% | 0% | 0% | 1 | 0% | 0% | 0% | 1 | 0% | 0% | 0% | 1 | 0% | 0% | 0% | 1 | 0% | 0% | 0% | 1 | 0% | 0% | 1 |  |  |  |  | 0% | [5 empty] | 0% | 100% | 100% | 5 | 54.1% | 0% | 0% | 2 | 34.24% | 0% | 0% | 1 | 73.8% | 0% | 0% | 3 | 78.99% | 0% | 0% | 3 | 100% | 0% | 0% | 5 | 0% | 0% | 0% | 1 | 0% | 0% | 1 |  |  |  |  | 0% | [5 empty] | 6.634% | 93.35% | 99.99% | 5 | 33.4% | 0% | 0% | 1 | 19.01% | 0% | 0% | 1 | 41.97% | 0% | 0% | 1 | 59.56% | 0% | 0% | 2 | 73.93% | 0% | 0% | 3 | 0.7912% | 0% | 0% | 1
44 | Elk Hills | Central_Valley_North_Los_Banos | 0 | 0 | 0 | 0% | 0% | 1 |  |  |  |  | 0% | [5 empty] | 0% | 0% | 0% | 1 | 0% | 0% | 0% | 1 | 0% | 0% | 0% | 1 | 0% | 0% | 0% | 1 | 0% | 0% | 0% | 1 | 0% | 0% | 0% | 1 | 0% | 0% | 0% | 1 | 0% | 0% | 1 |  |  |  |  | 0% | [5 empty] | 0% | 0% | 0% | 1 | 0% | 0% | 0% | 1 | 0% | 0% | 0% | 1 | 0% | 0% | 0% | 1 | 0% | 0% | 0% | 1 | 0% | 0% | 0% | 1 | 0% | 0% | 0% | 1 | 0% | 0% | 1 |  |  |  |  | 0% | [5 empty] | 0% | 0% | 0% | 1 | 0% | 0% | 0% | 1 | 0% | 0% | 0% | 1 | 0% | 0% | 0% | 1 | 0% | 0% | 0% | 1 | 0% | 0% | 0% | 1 | 0% | 0% | 0% | 1 | 0% | 0% | 1 |  |  |  |  | 0% | [5 empty] | 21.93% | 47.61% | 69.54% | 5 | 16.32% | 0% | 0% | 1 | 0% | 0% | 0% | 1 | 0% | 0% | 0% | 1 | 16.32% | 0% | 0% | 1 | 61.69% | 0% | 0% | 2 | 0% | 0% | 0% | 1
45 | Goose Lake | Central_Valley_North_Los_Banos | 0 | 0 | 0 | 0% | 0% | 1 |  |  |  |  | 0% | [5 empty] | 0% | 0% | 0% | 1 | 0% | 0% | 0% | 1 | 0% | 0% | 0% | 1 | 0% | 0% | 0% | 1 | 0% | 0% | 0% | 1 | 0% | 0% | 0% | 1 | 0% | 0% | 0% | 1 | 0% | 0% | 1 |  |  |  |  | 0% | [5 empty] | 0% | 0% | 0% | 1 | 0% | 0% | 0% | 1 | 0% | 0% | 0% | 1 | 0% | 0% | 0% | 1 | 0% | 0% | 0% | 1 | 0% | 0% | 0% | 1 | 0% | 0% | 0% | 1 | 0% | 0% | 1 |  |  |  |  | 0% | [5 empty] | 0% | 0% | 0% | 1 | 0% | 0% | 0% | 1 | 0% | 0% | 0% | 1 | 0% | 0% | 0% | 1 | 0% | 0% | 0% | 1 | 0% | 0% | 0% | 1 | 0% | 0% | 0% | 1 | 0% | 0% | 1 |  |  |  |  | 0% | [5 empty] | 59.9% | 0% | 59.9% | 3 | 73.35% | 0% | 0% | 3 | 0% | 0% | 0% | 1 | 15.72% | 0% | 0% | 1 | 73.35% | 0% | 0% | 3 | 61.76% | 0% | 0% | 2 | 0% | 0% | 0% | 1
46 | Kernridge | Central_Valley_North_Los_Banos | 0 | 0 | 0 | 0% | 0% | 1 |  |  |  |  | 0% | [5 empty] | 62% | 0% | 62% | 3 | 19.88% | 0% | 0% | 1 | 0% | 0% | 0% | 1 | 0% | 0% | 0% | 1 | 19.88% | 0% | 0% | 1 | 66.15% | 0% | 0% | 2 | 0% | 0% | 0% | 1 | 0% | 0% | 1 |  |  |  |  | 0% | [5 empty] | 82.47% | 0% | 82.47% | 5 | 55.81% | 0% | 0% | 2 | 0% | 0% | 0% | 1 | 30.36% | 0% | 0% | 1 | 55.81% | 0% | 0% | 2 | 58.47% | 0% | 0% | 2 | 0% | 0% | 0% | 1 | 0% | 0% | 1 |  |  |  |  | 0% | [5 empty] | 58.99% | 0% | 58.99% | 3 | 72.7% | 0% | 0% | 3 | 0% | 0% | 0% | 1 | 16.1% | 0% | 0% | 1 | 72.7% | 0% | 0% | 3 | 63.25% | 0% | 0% | 2 | 0% | 0% | 0% | 1 | 0% | 0% | 1 |  |  |  |  | 0% | [5 empty] | 55.86% | 23.08% | 78.95% | 5 | 63.74% | 0% | 0% | 2 | 0.3081% | 0% | 0% | 1 | 4.923% | 0% | 0% | 1 | 64.05% | 0% | 0% | 2 | 67.16% | 0% | 0% | 2 | 0.3689% | 0% | 0% | 1
47 | Lamont | Central_Valley_North_Los_Banos | 0 | 0 | 0 | 0% | 0% | 1 |  |  |  |  | 0% | [5 empty] | 0% | 0% | 0% | 1 | 0% | 0% | 0% | 1 | 0% | 0% | 0% | 1 | 0% | 0% | 0% | 1 | 0% | 0% | 0% | 1 | 0% | 0% | 0% | 1 | 0% | 0% | 0% | 1 | 0% | 0% | 1 |  |  |  |  | 0% | [5 empty] | 100% | 0% | 100% | 5 | 100% | 0% | 0% | 5 | 0% | 0% | 0% | 1 | 0% | 0% | 0% | 1 | 100% | 0% | 0% | 5 | 0% | 0% | 0% | 1 | 0% | 0% | 0% | 1 | 0% | 0% | 1 |  |  |  |  | 0% | [5 empty] | 16.75% | 83.25% | 100% | 5 | 51.68% | 0% | 0% | 2 | 42.4% | 0% | 0% | 1 | 47.94% | 0% | 0% | 1 | 87.64% | 0% | 0% | 3 | 87.79% | 0% | 0% | 3 | 0.1359% | 0% | 0% | 1 | 0% | 0% | 1 |  |  |  |  | 0.0003443% | [5 empty] | 40.69% | 59.1% | 99.79% | 5 | 59.81% | 0% | 0% | 2 | 17.68% | 0% | 0% | 1 | 46.45% | 0% | 0% | 1 | 76.98% | 0% | 0% | 3 | 76.81% | 0% | 0% | 3 | 0.9324% | 0% | 0% | 1
48 | Lerdo | Central_Valley_North_Los_Banos | 0 | 0 | 0 | 0% | 0% | 1 |  |  |  |  | 0% | [5 empty] | 0% | 0% | 0% | 1 | 0% | 0% | 0% | 1 | 0% | 0% | 0% | 1 | 0% | 0% | 0% | 1 | 0% | 0% | 0% | 1 | 0% | 0% | 0% | 1 | 0% | 0% | 0% | 1 | 0% | 0% | 1 |  |  |  |  | 0% | [5 empty] | 0% | 0% | 0% | 1 | 0% | 0% | 0% | 1 | 0% | 0% | 0% | 1 | 0% | 0% | 0% | 1 | 0% | 0% | 0% | 1 | 0% | 0% | 0% | 1 | 0% | 0% | 0% | 1 | 0% | 0% | 1 |  |  |  |  | 0% | [5 empty] | 0% | 0% | 0% | 1 | 0% | 0% | 0% | 1 | 0% | 0% | 0% | 1 | 0% | 0% | 0% | 1 | 0% | 0% | 0% | 1 | 0% | 0% | 0% | 1 | 0% | 0% | 0% | 1 | 0% | 0% | 1 |  |  |  |  | 0% | [5 empty] | 0% | 100% | 100% | 5 | 46.97% | 0% | 0% | 1 | 8.112% | 0% | 0% | 1 | 42.46% | 0% | 0% | 1 | 46.97% | 0% | 0% | 1 | 76.12% | 0% | 0% | 3 | 0.7387% | 0% | 0% | 1
49 | Magunden | Central_Valley_North_Los_Banos | 0 | 0 | 0 | 0% | 0% | 1 |  |  |  |  | 0% | [5 empty] | 0% | 0% | 0% | 1 | 0% | 0% | 0% | 1 | 0% | 0% | 0% | 1 | 0% | 0% | 0% | 1 | 0% | 0% | 0% | 1 | 0% | 0% | 0% | 1 | 0% | 0% | 0% | 1 | 0% | 0% | 1 |  |  |  |  | 0% | [5 empty] | 0% | 0% | 0% | 1 | 0% | 0% | 0% | 1 | 0% | 0% | 0% | 1 | 0% | 0% | 0% | 1 | 0% | 0% | 0% | 1 | 0% | 0% | 0% | 1 | 0% | 0% | 0% | 1 | 0% | 0% | 1 |  |  |  |  | 0% | [5 empty] | 0.2207% | 99.78% | 100% | 5 | 64.96% | 0% | 0% | 2 | 40.27% | 0% | 0% | 1 | 55.19% | 0% | 0% | 2 | 100% | 0% | 0% | 5 | 99.77% | 0% | 0% | 5 | 0% | 0% | 0% | 1 | 0% | 0% | 1 |  |  |  |  | 0.001346% | [5 empty] | 5.363% | 94.36% | 99.73% | 5 | 35.65% | 0% | 0% | 1 | 13.74% | 0% | 0% | 1 | 32.67% | 0% | 0% | 1 | 56.9% | 0% | 0% | 2 | 65.89% | 0% | 0% | 2 | 0.5796% | 0% | 0% | 1
50 | Midway | Central_Valley_North_Los_Banos | 0 | 0 | 20 | 0% | 0% | 1 |  |  |  |  | 0% | [5 empty] | 0% | 0% | 0% | 1 | 0% | 0% | 0% | 1 | 0% | 0% | 0% | 1 | 0% | 0% | 0% | 1 | 0% | 0% | 0% | 1 | 0% | 0% | 0% | 1 | 0% | 0% | 0% | 1 | 0% | 0% | 1 |  |  |  |  | 0% | [5 empty] | 0% | 0% | 0% | 1 | 0% | 0% | 0% | 1 | 0% | 0% | 0% | 1 | 0% | 0% | 0% | 1 | 0% | 0% | 0% | 1 | 0% | 0% | 0% | 1 | 0% | 0% | 0% | 1 | 0% | 0% | 1 |  |  |  |  | 0% | [5 empty] | 0% | 0% | 0% | 1 | 0% | 0% | 0% | 1 | 0% | 0% | 0% | 1 | 0% | 0% | 0% | 1 | 0% | 0% | 0% | 1 | 0% | 0% | 0% | 1 | 0% | 0% | 0% | 1 | 0% | 0% | 1 |  |  |  |  | 0% | [5 empty] | 82.13% | 0% | 82.13% | 5 | 54.24% | 0% | 0% | 2 | 0% | 0% | 0% | 1 | 31.44% | 0% | 0% | 1 | 54.24% | 0% | 0% | 2 | 56.99% | 0% | 0% | 2 | 0% | 0% | 0% | 1
51 | Norco | Central_Valley_North_Los_Banos | 0 | 0 | 15 | 0% | 0% | 1 |  |  |  |  | 0% | [5 empty] | 0% | 0% | 0% | 1 | 0% | 0% | 0% | 1 | 0% | 0% | 0% | 1 | 0% | 0% | 0% | 1 | 0% | 0% | 0% | 1 | 0% | 0% | 0% | 1 | 0% | 0% | 0% | 1 | 0% | 0% | 1 |  |  |  |  | 0% | [5 empty] | 0% | 0% | 0% | 1 | 0% | 0% | 0% | 1 | 0% | 0% | 0% | 1 | 0% | 0% | 0% | 1 | 0% | 0% | 0% | 1 | 0% | 0% | 0% | 1 | 0% | 0% | 0% | 1 | 0% | 0% | 1 |  |  |  |  | 0% | [5 empty] | 0% | 0% | 0% | 1 | 0% | 0% | 0% | 1 | 0% | 0% | 0% | 1 | 0% | 0% | 0% | 1 | 0% | 0% | 0% | 1 | 0% | 0% | 0% | 1 | 0% | 0% | 0% | 1 | 0% | 0% | 1 |  |  |  |  | 0% | [5 empty] | 0% | 0% | 0% | 1 | 0% | 0% | 0% | 1 | 0% | 0% | 0% | 1 | 0% | 0% | 0% | 1 | 0% | 0% | 0% | 1 | 0% | 0% | 0% | 1 | 0% | 0% | 0% | 1
52 | Rio Bravo | Central_Valley_North_Los_Banos | 0 | 0 | 0 | 0% | 0% | 1 |  |  |  |  | 0% | [5 empty] | 0% | 0% | 0% | 1 | 0% | 0% | 0% | 1 | 0% | 0% | 0% | 1 | 0% | 0% | 0% | 1 | 0% | 0% | 0% | 1 | 0% | 0% | 0% | 1 | 0% | 0% | 0% | 1 | 0% | 0% | 1 |  |  |  |  | 0% | [5 empty] | 0% | 0% | 0% | 1 | 0% | 0% | 0% | 1 | 0% | 0% | 0% | 1 | 0% | 0% | 0% | 1 | 0% | 0% | 0% | 1 | 0% | 0% | 0% | 1 | 0% | 0% | 0% | 1 | 0% | 0% | 1 |  |  |  |  | 0% | [5 empty] | 0% | 0% | 0% | 1 | 0% | 0% | 0% | 1 | 0% | 0% | 0% | 1 | 0% | 0% | 0% | 1 | 0% | 0% | 0% | 1 | 0% | 0% | 0% | 1 | 0% | 0% | 0% | 1 | 0% | 0% | 1 |  |  |  |  | 0% | [5 empty] | 0% | 0% | 0% | 1 | 0% | 0% | 0% | 1 | 0% | 0% | 0% | 1 | 0% | 0% | 0% | 1 | 0% | 0% | 0% | 1 | 0% | 0% | 0% | 1 | 0% | 0% | 0% | 1
53 | Rosedale | Central_Valley_North_Los_Banos | 0 | 0 | 0 | 0% | 0% | 1 |  |  |  |  | 0% | [5 empty] | 0% | 0% | 0% | 1 | 0% | 0% | 0% | 1 | 0% | 0% | 0% | 1 | 0% | 0% | 0% | 1 | 0% | 0% | 0% | 1 | 0% | 0% | 0% | 1 | 0% | 0% | 0% | 1 | 0% | 0% | 1 |  |  |  |  | 0% | [5 empty] | 0% | 0% | 0% | 1 | 0% | 0% | 0% | 1 | 0% | 0% | 0% | 1 | 0% | 0% | 0% | 1 | 0% | 0% | 0% | 1 | 0% | 0% | 0% | 1 | 0% | 0% | 0% | 1 | 0% | 0% | 1 |  |  |  |  | 0% | [5 empty] | 0% | 0% | 0% | 1 | 0% | 0% | 0% | 1 | 0% | 0% | 0% | 1 | 0% | 0% | 0% | 1 | 0% | 0% | 0% | 1 | 0% | 0% | 0% | 1 | 0% | 0% | 0% | 1 | 0% | 0% | 1 |  |  |  |  | 0% | [5 empty] | 12.62% | 87.38% | 100% | 5 | 50.94% | 0% | 0% | 2 | 46% | 0% | 0% | 1 | 54.19% | 0% | 0% | 2 | 84.2% | 0% | 0% | 3 | 83.98% | 0% | 0% | 3 | 1.75% | 0% | 0% | 1
54 | Semitropic | Central_Valley_North_Los_Banos | 0 | 0 | 0 | 0% | 0% | 1 |  |  |  |  | 0% | [5 empty] | 0% | 0% | 0% | 1 | 0% | 0% | 0% | 1 | 0% | 0% | 0% | 1 | 0% | 0% | 0% | 1 | 0% | 0% | 0% | 1 | 0% | 0% | 0% | 1 | 0% | 0% | 0% | 1 | 0% | 0% | 1 |  |  |  |  | 0% | [5 empty] | 0% | 0% | 0% | 1 | 0% | 0% | 0% | 1 | 0% | 0% | 0% | 1 | 0% | 0% | 0% | 1 | 0% | 0% | 0% | 1 | 0% | 0% | 0% | 1 | 0% | 0% | 0% | 1 | 0% | 0% | 1 |  |  |  |  | 0% | [5 empty] | 0% | 0% | 0% | 1 | 0% | 0% | 0% | 1 | 0% | 0% | 0% | 1 | 0% | 0% | 0% | 1 | 0% | 0% | 0% | 1 | 0% | 0% | 0% | 1 | 0% | 0% | 0% | 1 | 0% | 0% | 1 |  |  |  |  | 0% | [5 empty] | 65.53% | 0% | 65.53% | 3 | 24.44% | 0% | 0% | 1 | 0% | 0% | 0% | 1 | 0% | 0% | 0% | 1 | 24.44% | 0% | 0% | 1 | 65.08% | 0% | 0% | 2 | 0% | 0% | 0% | 1
55 | Shafter | Central_Valley_North_Los_Banos | 0 | 0 | 0 | 0% | 0% | 1 |  |  |  |  | 0% | [5 empty] | 0% | 0% | 0% | 1 | 0% | 0% | 0% | 1 | 0% | 0% | 0% | 1 | 0% | 0% | 0% | 1 | 0% | 0% | 0% | 1 | 0% | 0% | 0% | 1 | 0% | 0% | 0% | 1 | 0% | 0% | 1 |  |  |  |  | 0% | [5 empty] | 0% | 0% | 0% | 1 | 0% | 0% | 0% | 1 | 0% | 0% | 0% | 1 | 0% | 0% | 0% | 1 | 0% | 0% | 0% | 1 | 0% | 0% | 0% | 1 | 0% | 0% | 0% | 1 | 0% | 0% | 1 |  |  |  |  | 0% | [5 empty] | 0% | 0% | 0% | 1 | 0% | 0% | 0% | 1 | 0% | 0% | 0% | 1 | 0% | 0% | 0% | 1 | 0% | 0% | 0% | 1 | 0% | 0% | 0% | 1 | 0% | 0% | 0% | 1 | 0% | 0% | 1 |  |  |  |  | 0% | [5 empty] | 0% | 0% | 0% | 1 | 0% | 0% | 0% | 1 | 0% | 0% | 0% | 1 | 0% | 0% | 0% | 1 | 0% | 0% | 0% | 1 | 0% | 0% | 0% | 1 | 0% | 0% | 0% | 1
56 | Smyrna | Central_Valley_North_Los_Banos | 0 | 0 | 0 | 0% | 0% | 1 |  |  |  |  | 0% | [5 empty] | 0% | 0% | 0% | 1 | 0% | 0% | 0% | 1 | 0% | 0% | 0% | 1 | 0% | 0% | 0% | 1 | 0% | 0% | 0% | 1 | 0% | 0% | 0% | 1 | 0% | 0% | 0% | 1 | 0% | 0% | 1 |  |  |  |  | 0% | [5 empty] | 0% | 0% | 0% | 1 | 0% | 0% | 0% | 1 | 0% | 0% | 0% | 1 | 0% | 0% | 0% | 1 | 0% | 0% | 0% | 1 | 0% | 0% | 0% | 1 | 0% | 0% | 0% | 1 | 0% | 0% | 1 |  |  |  |  | 0% | [5 empty] | 0% | 0% | 0% | 1 | 0% | 0% | 0% | 1 | 0% | 0% | 0% | 1 | 0% | 0% | 0% | 1 | 0% | 0% | 0% | 1 | 0% | 0% | 0% | 1 | 0% | 0% | 0% | 1 | 0% | 0% | 1 |  |  |  |  | 0% | [5 empty] | 0% | 0% | 0% | 1 | 0% | 0% | 0% | 1 | 0% | 0% | 0% | 1 | 0% | 0% | 0% | 1 | 0% | 0% | 0% | 1 | 0% | 0% | 0% | 1 | 0% | 0% | 0% | 1
57 | Stockdale | Central_Valley_North_Los_Banos | 0 | 0 | 0 | 0% | 0% | 1 |  |  |  |  | 0% | [5 empty] | 0% | 0% | 0% | 1 | 0% | 0% | 0% | 1 | 0% | 0% | 0% | 1 | 0% | 0% | 0% | 1 | 0% | 0% | 0% | 1 | 0% | 0% | 0% | 1 | 0% | 0% | 0% | 1 | 0% | 0% | 1 |  |  |  |  | 0% | [5 empty] | 0% | 0% | 0% | 1 | 0% | 0% | 0% | 1 | 0% | 0% | 0% | 1 | 0% | 0% | 0% | 1 | 0% | 0% | 0% | 1 | 0% | 0% | 0% | 1 | 0% | 0% | 0% | 1 | 0% | 0% | 1 |  |  |  |  | 0% | [5 empty] | 0% | 0% | 0% | 1 | 0% | 0% | 0% | 1 | 0% | 0% | 0% | 1 | 0% | 0% | 0% | 1 | 0% | 0% | 0% | 1 | 0% | 0% | 0% | 1 | 0% | 0% | 0% | 1 | 0% | 0% | 1 |  |  |  |  | 0% | [5 empty] | 17.73% | 82.27% | 100% | 5 | 53.16% | 0% | 0% | 2 | 46.18% | 0% | 0% | 1 | 54.45% | 0% | 0% | 2 | 86.98% | 0% | 0% | 3 | 90.29% | 0% | 0% | 4 | 1.558% | 0% | 0% | 1
58 | Taft | Central_Valley_North_Los_Banos | 0 | 0 | 0 | 0% | 0% | 1 |  |  |  |  | 0% | [5 empty] | 0% | 0% | 0% | 1 | 0% | 0% | 0% | 1 | 0% | 0% | 0% | 1 | 0% | 0% | 0% | 1 | 0% | 0% | 0% | 1 | 0% | 0% | 0% | 1 | 0% | 0% | 0% | 1 | 0% | 0% | 1 |  |  |  |  | 0% | [5 empty] | 0% | 0% | 0% | 1 | 0% | 0% | 0% | 1 | 0% | 0% | 0% | 1 | 0% | 0% | 0% | 1 | 0% | 0% | 0% | 1 | 0% | 0% | 0% | 1 | 0% | 0% | 0% | 1 | 0% | 0% | 1 |  |  |  |  | 0% | [5 empty] | 0% | 0% | 0% | 1 | 0% | 0% | 0% | 1 | 0% | 0% | 0% | 1 | 0% | 0% | 0% | 1 | 0% | 0% | 0% | 1 | 0% | 0% | 0% | 1 | 0% | 0% | 0% | 1 | 0% | 0% | 1 |  |  |  |  | 0% | [5 empty] | 11.27% | 79.42% | 90.69% | 5 | 4.404% | 0% | 0% | 1 | 4.19% | 0% | 0% | 1 | 32.4% | 0% | 0% | 1 | 36.8% | 0% | 0% | 1 | 89.52% | 0% | 0% | 3 | 0% | 0% | 0% | 1
59 | Temblor | Central_Valley_North_Los_Banos | 0 | 0 | 0 | 0% | 0% | 1 |  |  |  |  | 0% | [5 empty] | 79.52% | 0% | 79.52% | 5 | 0% | 0% | 0% | 1 | 0% | 0% | 0% | 1 | 0% | 0% | 0% | 1 | 0% | 0% | 0% | 1 | 0% | 0% | 0% | 1 | 0% | 0% | 0% | 1 | 0% | 0% | 1 |  |  |  |  | 0% | [5 empty] | 77.96% | 0% | 77.96% | 5 | 51.57% | 0% | 0% | 2 | 0% | 0% | 0% | 1 | 33.36% | 0% | 0% | 1 | 51.57% | 0% | 0% | 2 | 43.48% | 0% | 0% | 1 | 0% | 0% | 0% | 1 | 0% | 0% | 1 |  |  |  |  | 0% | [5 empty] | 72.5% | 0% | 72.5% | 3 | 65.8% | 0% | 0% | 2 | 0% | 0% | 0% | 1 | 23.5% | 0% | 0% | 1 | 65.8% | 0% | 0% | 2 | 56.79% | 0% | 0% | 2 | 0% | 0% | 0% | 1 | 0% | 0% | 1 |  |  |  |  | 0% | [5 empty] | 31.84% | 41.13% | 72.97% | 5 | 52.56% | 0% | 0% | 2 | 4.995% | 0% | 0% | 1 | 11.35% | 0% | 0% | 1 | 57.56% | 0% | 0% | 2 | 68.41% | 0% | 0% | 2 | 0.2229% | 0% | 0% | 1
60 | Tupman | Central_Valley_North_Los_Banos | 0 | 0 | 0 | 0% | 0% | 1 |  |  |  |  | 0% | [5 empty] | 0% | 0% | 0% | 1 | 0% | 0% | 0% | 1 | 0% | 0% | 0% | 1 | 0% | 0% | 0% | 1 | 0% | 0% | 0% | 1 | 0% | 0% | 0% | 1 | 0% | 0% | 0% | 1 | 0% | 0% | 1 |  |  |  |  | 0% | [5 empty] | 0% | 0% | 0% | 1 | 0% | 0% | 0% | 1 | 0% | 0% | 0% | 1 | 0% | 0% | 0% | 1 | 0% | 0% | 0% | 1 | 0% | 0% | 0% | 1 | 0% | 0% | 0% | 1 | 0% | 0% | 1 |  |  |  |  | 0% | [5 empty] | 0% | 0% | 0% | 1 | 0% | 0% | 0% | 1 | 0% | 0% | 0% | 1 | 0% | 0% | 0% | 1 | 0% | 0% | 0% | 1 | 0% | 0% | 0% | 1 | 0% | 0% | 0% | 1 | 0% | 0% | 1 |  |  |  |  | 0% | [5 empty] | 0% | 0% | 0% | 1 | 0% | 0% | 0% | 1 | 0% | 0% | 0% | 1 | 0% | 0% | 0% | 1 | 0% | 0% | 0% | 1 | 0% | 0% | 0% | 1 | 0% | 0% | 0% | 1
61 | Westpark | Central_Valley_North_Los_Banos | 0 | 0 | 0 | 0% | 0% | 1 |  |  |  |  | 0% | [5 empty] | 0% | 0% | 0% | 1 | 0% | 0% | 0% | 1 | 0% | 0% | 0% | 1 | 0% | 0% | 0% | 1 | 0% | 0% | 0% | 1 | 0% | 0% | 0% | 1 | 0% | 0% | 0% | 1 | 0% | 0% | 1 |  |  |  |  | 0% | [5 empty] | 0% | 0% | 0% | 1 | 0% | 0% | 0% | 1 | 0% | 0% | 0% | 1 | 0% | 0% | 0% | 1 | 0% | 0% | 0% | 1 | 0% | 0% | 0% | 1 | 0% | 0% | 0% | 1 | 0% | 0% | 1 |  |  |  |  | 0% | [5 empty] | 0% | 0% | 0% | 1 | 0% | 0% | 0% | 1 | 0% | 0% | 0% | 1 | 0% | 0% | 0% | 1 | 0% | 0% | 0% | 1 | 0% | 0% | 0% | 1 | 0% | 0% | 0% | 1 | 0% | 0% | 1 |  |  |  |  | 0% | [5 empty] | 11.94% | 88.06% | 100% | 5 | 45.3% | 0% | 0% | 1 | 36.98% | 0% | 0% | 1 | 48.68% | 0% | 0% | 1 | 71.83% | 0% | 0% | 3 | 82.89% | 0% | 0% | 3 | 1.326% | 0% | 0% | 1
62 | Wheeler Ridge | Central_Valley_North_Los_Banos | 0 | 0 | 0 | 0% | 0% | 1 |  |  |  |  | 0% | [5 empty] | 0% | 0% | 0% | 1 | 0% | 0% | 0% | 1 | 0% | 0% | 0% | 1 | 0% | 0% | 0% | 1 | 0% | 0% | 0% | 1 | 0% | 0% | 0% | 1 | 0% | 0% | 0% | 1 | 0% | 0% | 1 |  |  |  |  | 0% | [5 empty] | 96.69% | 3.31% | 100% | 5 | 100% | 0% | 0% | 5 | 82.15% | 0% | 0% | 3 | 82.15% | 0% | 0% | 3 | 100% | 0% | 0% | 5 | 84.87% | 0% | 0% | 3 | 0.2245% | 0% | 0% | 1 | 0% | 0% | 1 |  |  |  |  | 0% | [5 empty] | 70.53% | 26.43% | 96.97% | 5 | 78.23% | 0% | 0% | 3 | 55.95% | 0% | 0% | 2 | 70.42% | 0% | 0% | 3 | 98.92% | 0% | 0% | 5 | 63.77% | 0% | 0% | 2 | 2.7% | 0% | 0% | 1 | 0% | 0% | 1 |  |  |  |  | 0.8839% | [5 empty] | 42.65% | 20.54% | 63.19% | 4 | 59.33% | 0% | 0% | 2 | 52.47% | 0% | 0% | 2 | 44.48% | 0% | 0% | 1 | 86% | 0% | 0% | 3 | 50.98% | 0% | 0% | 2 | 1.398% | 0% | 0% | 1
63 | Kern Oil | Central_Valley_North_Los_Banos | 0 | 0 | 0 | 0% | 0% | 1 |  |  |  |  | 0% | [5 empty] | 0% | 0% | 0% | 1 | 0% | 0% | 0% | 1 | 0% | 0% | 0% | 1 | 0% | 0% | 0% | 1 | 0% | 0% | 0% | 1 | 0% | 0% | 0% | 1 | 0% | 0% | 0% | 1 | 0% | 0% | 1 |  |  |  |  | 0% | [5 empty] | 0% | 0% | 0% | 1 | 0% | 0% | 0% | 1 | 0% | 0% | 0% | 1 | 0% | 0% | 0% | 1 | 0% | 0% | 0% | 1 | 0% | 0% | 0% | 1 | 0% | 0% | 0% | 1 | 0% | 0% | 1 |  |  |  |  | 0% | [5 empty] | 0% | 0% | 0% | 1 | 0% | 0% | 0% | 1 | 0% | 0% | 0% | 1 | 0% | 0% | 0% | 1 | 0% | 0% | 0% | 1 | 0% | 0% | 0% | 1 | 0% | 0% | 0% | 1 | 0% | 0% | 1 |  |  |  |  | 0% | [5 empty] | 9.772% | 90.21% | 99.98% | 5 | 31.55% | 0% | 0% | 1 | 25.99% | 0% | 0% | 1 | 45.82% | 0% | 0% | 1 | 61.87% | 0% | 0% | 2 | 67.04% | 0% | 0% | 2 | 1.166% | 0% | 0% | 1
64 | Inyokern | Greater_Kramer (Exclude) | 0 | 0 | 0 | 0% | 0% | 1 |  |  |  |  | 0% | [5 empty] | 0% | 0% | 0% | 1 | 58.45% | 0% | 0% | 2 | 24.65% | 0% | 0% | 1 | 10.19% | 0% | 0% | 1 | 63.16% | 0% | 0% | 2 | 45.68% | 0% | 0% | 1 | 0.002222% | 0% | 0% | 1 | 0% | 0% | 1 |  |  |  |  | 0% | [5 empty] | 0.9538% | 0% | 0.9538% | 1 | 59.93% | 0% | 0% | 2 | 22.95% | 0% | 0% | 1 | 10.46% | 0% | 0% | 1 | 65.47% | 0% | 0% | 2 | 43.35% | 0% | 0% | 1 | 0.001993% | 0% | 0% | 1 | 0% | 0% | 1 |  |  |  |  | 0% | [5 empty] | 0.8802% | 0% | 0.8802% | 1 | 63.76% | 0% | 0% | 2 | 25.22% | 0% | 0% | 1 | 10.47% | 0% | 0% | 1 | 68.81% | 0% | 0% | 2 | 42.76% | 0% | 0% | 1 | 0.01934% | 0% | 0% | 1 | 0% | 0% | 1 |  |  |  |  | 0.1446% | [5 empty] | 4.307% | 0.8962% | 5.203% | 2 | 20.97% | 0% | 0% | 1 | 25.69% | 0% | 0% | 1 | 11.9% | 0% | 0% | 1 | 42.67% | 0% | 0% | 1 | 57.6% | 0% | 0% | 2 | 0.5417% | 0% | 0% | 1
65 | Pastoria | Central_Valley_North_Los_Banos | 0 | 0 | 0 | 0% | 0% | 1 |  |  |  |  | 0% | [5 empty] | 75.59% | 21.67% | 97.26% | 5 | 82.58% | 0% | 0% | 3 | 66.45% | 0% | 0% | 2 | 81.57% | 0% | 0% | 3 | 100% | 0% | 0% | 5 | 67.34% | 0% | 0% | 2 | 2.593% | 0% | 0% | 1 | 0% | 0% | 1 |  |  |  |  | 1.521% | [5 empty] | 64.63% | 16.22% | 80.86% | 5 | 62.93% | 0% | 0% | 2 | 72.51% | 0% | 0% | 3 | 69.02% | 0% | 0% | 2 | 97.5% | 0% | 0% | 5 | 55.86% | 0% | 0% | 2 | 2.127% | 0% | 0% | 1 | 0% | 0% | 1 |  |  |  |  | 1.396% | [5 empty] | 39.55% | 17.73% | 57.27% | 3 | 53.12% | 0% | 0% | 2 | 54.47% | 0% | 0% | 2 | 40.54% | 0% | 0% | 1 | 84.48% | 0% | 0% | 3 | 45.88% | 0% | 0% | 1 | 1.203% | 0% | 0% | 1 | 0% | 0% | 1 |  |  |  |  | 0.7881% | [5 empty] | 25.12% | 14.39% | 39.51% | 3 | 41.66% | 0% | 0% | 1 | 40.41% | 0% | 0% | 1 | 34.84% | 0% | 0% | 1 | 71.29% | 0% | 0% | 3 | 36.68% | 0% | 0% | 1 | 1.167% | 0% | 0% | 1
66 | Ransburg | Greater_Kramer (Exclude) | 0 | 0 | 0 | 0% | 0% | 1 |  |  |  |  | 0% | [5 empty] | 0% | 0% | 0% | 1 | 46.63% | 0% | 0% | 1 | 0.01421% | 0% | 0% | 1 | 0% | 0% | 0% | 1 | 46.64% | 0% | 0% | 1 | 35.33% | 0% | 0% | 1 | 0% | 0% | 0% | 1 | 0% | 0% | 1 |  |  |  |  | 0% | [5 empty] | 0% | 0% | 0% | 1 | 48.49% | 0% | 0% | 1 | 14.7% | 0% | 0% | 1 | 6.401% | 0% | 0% | 1 | 59.49% | 0% | 0% | 2 | 70.35% | 0% | 0% | 3 | 0.04589% | 0% | 0% | 1 | 0% | 0% | 1 |  |  |  |  | 0% | [5 empty] | 0% | 0% | 0% | 1 | 50.15% | 0% | 0% | 2 | 27.08% | 0% | 0% | 1 | 8.314% | 0% | 0% | 1 | 71.55% | 0% | 0% | 3 | 62.82% | 0% | 0% | 2 | 0.4006% | 0% | 0% | 1 | 0% | 0% | 1 |  |  |  |  | 0% | [5 empty] | 1.604% | 0% | 1.604% | 1 | 48.56% | 0% | 0% | 1 | 22.07% | 0% | 0% | 1 | 9.17% | 0% | 0% | 1 | 63.92% | 0% | 0% | 2 | 58.88% | 0% | 0% | 2 | 0.3136% | 0% | 0% | 1
67 | Sycamore | Central_Valley_North_Los_Banos | 0 | 0 | 0 | 0% | 0% | 1 |  |  |  |  | 0% | [5 empty] | 0% | 0% | 0% | 1 | 0% | 0% | 0% | 1 | 0% | 0% | 0% | 1 | 0% | 0% | 0% | 1 | 0% | 0% | 0% | 1 | 0% | 0% | 0% | 1 | 0% | 0% | 0% | 1 | 0% | 0% | 1 |  |  |  |  | 0% | [5 empty] | 0% | 0% | 0% | 1 | 0% | 0% | 0% | 1 | 0% | 0% | 0% | 1 | 0% | 0% | 0% | 1 | 0% | 0% | 0% | 1 | 0% | 0% | 0% | 1 | 0% | 0% | 0% | 1 | 0% | 0% | 1 |  |  |  |  | 0% | [5 empty] | 0% | 100% | 100% | 5 | 100% | 0% | 0% | 5 | 0% | 0% | 0% | 1 | 100% | 0% | 0% | 5 | 100% | 0% | 0% | 5 | 100% | 0% | 1.351e-05% | 5 | 0% | 0% | 0% | 1 | 0% | 0% | 1 |  |  |  |  | 0% | [5 empty] | 8.402% | 91.58% | 99.98% | 5 | 32.71% | 0% | 0% | 1 | 22.72% | 0% | 0% | 1 | 51.51% | 0% | 0% | 2 | 67.01% | 0% | 0% | 2 | 66.34% | 0% | 0% | 2 | 1.084% | 0% | 0% | 1
68 | Avenal | Central_Valley_North_Los_Banos | 0 | 0 | 0 | 0% | 0% | 1 |  |  |  |  | 0% | [5 empty] | 100% | 0% | 100% | 5 | 59.93% | 0% | 0% | 2 | 0% | 0% | 0% | 1 | 0% | 0% | 0% | 1 | 59.93% | 0% | 0% | 2 | 86.73% | 0% | 0% | 3 | 0.09205% | 0% | 0% | 1 | 0% | 0% | 1 |  |  |  |  | 0% | [5 empty] | 98.51% | 0.1305% | 98.64% | 5 | 80.64% | 0% | 0% | 3 | 0% | 0% | 0% | 1 | 31.96% | 0% | 0% | 1 | 80.64% | 0% | 0% | 3 | 75.7% | 0% | 0% | 3 | 0.0152% | 0% | 0% | 1 | 0% | 0% | 1 |  |  |  |  | 0% | [5 empty] | 98.47% | 0.05805% | 98.52% | 5 | 63.31% | 0% | 0% | 2 | 10.46% | 0% | 0% | 1 | 25.17% | 0% | 0% | 1 | 65.71% | 0% | 0% | 2 | 81.97% | 0% | 0% | 3 | 0.006766% | 0% | 0% | 1 | 0% | 0% | 1 |  |  |  |  | 0% | [5 empty] | 90.81% | 2.081% | 92.89% | 5 | 71.73% | 0% | 0% | 3 | 4.678% | 0% | 0% | 1 | 20.16% | 0% | 0% | 1 | 76.98% | 0% | 0% | 3 | 67.86% | 0% | 0% | 2 | 0.8226% | 0% | 0% | 1
69 | Corcoran | Central_Valley_North_Los_Banos | 0 | 0 | 0 | 0% | 0% | 1 |  |  |  |  | 0% | [5 empty] | 0% | 0% | 0% | 1 | 0% | 0% | 0% | 1 | 0% | 0% | 0% | 1 | 0% | 0% | 0% | 1 | 0% | 0% | 0% | 1 | 0% | 0% | 0% | 1 | 0% | 0% | 0% | 1 | 0% | 0% | 1 |  |  |  |  | 0% | [5 empty] | 0% | 0% | 0% | 1 | 0% | 0% | 0% | 1 | 0% | 0% | 0% | 1 | 0% | 0% | 0% | 1 | 0% | 0% | 0% | 1 | 0% | 0% | 0% | 1 | 0% | 0% | 0% | 1 | 0% | 0% | 1 |  |  |  |  | 0% | [5 empty] | 0% | 0% | 0% | 1 | 0% | 0% | 0% | 1 | 0% | 0% | 0% | 1 | 0% | 0% | 0% | 1 | 0% | 0% | 0% | 1 | 0% | 0% | 0% | 1 | 0% | 0% | 0% | 1 | 0% | 0% | 1 |  |  |  |  | 0% | [5 empty] | 0% | 0% | 0% | 1 | 0% | 0% | 0% | 1 | 0% | 0% | 0% | 1 | 0% | 0% | 0% | 1 | 0% | 0% | 0% | 1 | 0% | 0% | 0% | 1 | 0% | 0% | 0% | 1
70 | Henrietta | Central_Valley_North_Los_Banos | 0 | 0 | 0 | 0% | 0% | 1 |  |  |  |  | 0% | [5 empty] | 0% | 0% | 0% | 1 | 0% | 0% | 0% | 1 | 0% | 0% | 0% | 1 | 0% | 0% | 0% | 1 | 0% | 0% | 0% | 1 | 0% | 0% | 0% | 1 | 0% | 0% | 0% | 1 | 0% | 0% | 1 |  |  |  |  | 0% | [5 empty] | 0% | 0% | 0% | 1 | 0% | 0% | 0% | 1 | 0% | 0% | 0% | 1 | 0% | 0% | 0% | 1 | 0% | 0% | 0% | 1 | 0% | 0% | 0% | 1 | 0% | 0% | 0% | 1 | 0% | 0% | 1 |  |  |  |  | 0% | [5 empty] | 0% | 0% | 0% | 1 | 0% | 0% | 0% | 1 | 0% | 0% | 0% | 1 | 0% | 0% | 0% | 1 | 0% | 0% | 0% | 1 | 0% | 0% | 0% | 1 | 0% | 0% | 0% | 1 | 0% | 0% | 1 |  |  |  |  | 0% | [5 empty] | 71.88% | 22.74% | 94.62% | 5 | 100% | 0% | 0% | 5 | 0% | 0% | 0% | 1 | 8.034% | 0% | 0% | 1 | 100% | 0% | 0% | 5 | 78.56% | 0% | 0% | 3 | 0% | 0% | 0% | 1
71 | Eagle Rock | Mendocino_Marin | 0 | 0 | 0 | 0% | 0% | 1 |  |  |  |  | 0.001323% | [5 empty] | 45.32% | 41.16% | 86.48% | 5 | 92.47% | 0% | 0% | 4 | 52.69% | 0% | 0% | 2 | 69.89% | 0% | 0% | 2 | 100% | 0% | 0% | 5 | 34.42% | 0% | 0% | 1 | 0.00985% | 0% | 0% | 1 | 0% | 0% | 1 |  |  |  |  | 0.1167% | [5 empty] | 43.87% | 44.05% | 87.92% | 5 | 92.47% | 0% | 0% | 4 | 48.43% | 0% | 0% | 1 | 65.89% | 0% | 0% | 2 | 99.99% | 0% | 0% | 5 | 37.37% | 0% | 0% | 1 | 0.1063% | 0% | 0% | 1 | 0% | 0% | 1 |  |  |  |  | 0.1427% | [5 empty] | 29.69% | 56.88% | 86.57% | 5 | 88.46% | 0% | 0% | 3 | 33.32% | 0% | 0% | 1 | 72.36% | 0% | 0% | 3 | 95.22% | 0% | 0% | 5 | 48.86% | 0% | 0% | 1 | 0.7603% | 0% | 0% | 1 | 0% | 0% | 1 |  |  |  |  | 0.1051% | [5 empty] | 26.37% | 57.25% | 83.62% | 5 | 58.93% | 0% | 0% | 2 | 26.6% | 0% | 0% | 1 | 57.25% | 0% | 0% | 2 | 77.71% | 0% | 0% | 3 | 67.89% | 0% | 0% | 2 | 0.6018% | 0% | 0% | 1
72 | Leavitt | Northern_California | 110 | 4400 | 20 | 291.8% | 22.98% | 5 |  |  |  |  | 0% | [5 empty] | 96.53% | 2.197% | 98.72% | 5 | 46.02% | 57.85% | 0% | 3 | 18.57% | 38.35% | 0% | 2 | 15.45% | 36.93% | 0% | 2 | 51.53% | 64.42% | 0% | 3 | 82.33% | 176.8% | 16.47% | 5 | 7.076% | 33.6% | 0% | 2 | 74.1% | 0% | 3 |  |  |  |  | 0% | [5 empty] | 82.71% | 1.843% | 84.55% | 5 | 51.44% | 25.7% | 0% | 2 | 21% | 15.8% | 0% | 1 | 20.61% | 15.72% | 0% | 1 | 60.81% | 31.85% | 0% | 2 | 65.14% | 35.8% | 0% | 2 | 11.71% | 14.14% | 0% | 1 | 50.27% | 0% | 3 |  |  |  |  | 0% | [5 empty] | 77.2% | 4.119% | 81.32% | 5 | 52.36% | 16.35% | 0% | 2 | 15.23% | 9.189% | 0% | 1 | 17.91% | 9.489% | 0% | 1 | 60.16% | 19.55% | 0% | 2 | 67.09% | 23.67% | 0% | 2 | 11.77% | 8.828% | 0% | 1 | 40.1% | 0% | 2 |  |  |  |  | 0% | [5 empty] | 58.81% | 27.58% | 86.39% | 5 | 46.29% | 7.953% | 0% | 1 | 9.516% | 4.72% | 0% | 1 | 16.35% | 5.106% | 0% | 1 | 54.48% | 9.383% | 0% | 2 | 77.73% | 19.17% | 0% | 3 | 8.856% | 4.686% | 0% | 1
73 | Madeline | Northern_California | 0 | 0 | 20 | 0% | 0% | 1 |  |  |  |  | 0% | [5 empty] | 69.43% | 18.85% | 88.28% | 5 | 13.31% | 0% | 0% | 1 | 4.888% | 0% | 0% | 1 | 7.569% | 0% | 0% | 1 | 21.76% | 0% | 0% | 1 | 74.31% | 0% | 0% | 3 | 31.81% | 0% | 0% | 1 | 0% | 0% | 1 |  |  |  |  | 0% | [5 empty] | 64.91% | 23.77% | 88.68% | 5 | 18.74% | 0% | 0% | 1 | 6.517% | 0% | 0% | 1 | 11.89% | 0% | 0% | 1 | 29.64% | 0% | 0% | 1 | 81.53% | 0% | 0% | 3 | 23.19% | 0% | 0% | 1 | 0% | 0% | 1 |  |  |  |  | 0.4737% | [5 empty] | 57.1% | 31.58% | 88.68% | 5 | 28.37% | 0% | 0% | 1 | 8.369% | 0% | 0% | 1 | 10.91% | 0% | 0% | 1 | 38.6% | 0% | 0% | 1 | 82.44% | 0% | 0% | 3 | 20.52% | 0% | 0% | 1 | 0% | 0% | 1 |  |  |  |  | 2.268% | [5 empty] | 55.22% | 22.1% | 77.32% | 5 | 39.4% | 0% | 0% | 1 | 13.86% | 0% | 0% | 1 | 8.99% | 0% | 0% | 1 | 49.61% | 0% | 0% | 1 | 80.79% | 0% | 0% | 3 | 14.78% | 0% | 0% | 1
74 | Antelope | Tehachapi | 0 | 0 | 0 | 0% | 0% | 1 |  |  |  |  | 0.8142% | [5 empty] | 20.05% | 18.96% | 39.01% | 3 | 2.256% | 0% | 0% | 1 | 37.81% | 0% | 0% | 1 | 38.49% | 0% | 0% | 1 | 44.31% | 0% | 0% | 1 | 28.28% | 0% | 0% | 1 | 2.494% | 0% | 0% | 1 | 0% | 0% | 1 |  |  |  |  | 0.7984% | [5 empty] | 18.88% | 13.37% | 32.25% | 3 | 10.85% | 0% | 0% | 1 | 30.83% | 0% | 0% | 1 | 24.34% | 0% | 0% | 1 | 43.58% | 0% | 0% | 1 | 23.99% | 0% | 0% | 1 | 2.283% | 0% | 0% | 1 | 0% | 0% | 1 |  |  |  |  | 0.9076% | [5 empty] | 14.44% | 10.28% | 24.72% | 3 | 14.06% | 0% | 0% | 1 | 33.78% | 0% | 0% | 1 | 24.05% | 0% | 0% | 1 | 48.79% | 0% | 0% | 1 | 23.2% | 0% | 0% | 1 | 1.404% | 0% | 0% | 1 | 0% | 0% | 1 |  |  |  |  | 0.8087% | [5 empty] | 21.97% | 11.76% | 33.73% | 3 | 30.44% | 0% | 0% | 1 | 35.49% | 0% | 0% | 1 | 29.42% | 0% | 0% | 1 | 60.33% | 0% | 0% | 2 | 30.26% | 0% | 0% | 1 | 1.29% | 0% | 0% | 1
75 | Arcogen | Greater_LA | 0 | 0 | 0 | 0% | 0% | 1 |  |  |  |  | 0% | [5 empty] | 0% | 0% | 0% | 1 | 0% | 0% | 0% | 1 | 3.782% | 0% | 0% | 1 | 48.52% | 0% | 0% | 1 | 48.52% | 0% | 0% | 1 | 0% | 0% | 0% | 1 | 0% | 0% | 0% | 1 | 0% | 0% | 1 |  |  |  |  | 0% | [5 empty] | 0% | 0% | 0% | 1 | 0% | 0% | 0% | 1 | 14.11% | 0% | 0% | 1 | 53.24% | 0% | 0% | 2 | 53.24% | 0% | 0% | 2 | 0% | 0% | 0% | 1 | 0.5146% | 0% | 0% | 1 | 0% | 0% | 1 |  |  |  |  | 0% | [5 empty] | 0% | 0% | 0% | 1 | 0% | 0% | 0% | 1 | 20.31% | 0% | 0% | 1 | 56.88% | 0% | 0% | 2 | 56.88% | 0% | 0% | 2 | 0% | 0% | 0% | 1 | 0.5905% | 0% | 0% | 1 | 0% | 0% | 1 |  |  |  |  | 0% | [5 empty] | 0.01494% | 0% | 0.01494% | 1 | 0.9257% | 0% | 0% | 1 | 20.3% | 0% | 0% | 1 | 61.53% | 0% | 0% | 2 | 62.46% | 0% | 0% | 2 | 0% | 0% | 0% | 1 | 2.463% | 0% | 0% | 1
76 | Bailey | Tehachapi | 0 | 0 | 0 | 0% | 0% | 1 |  |  |  |  | 1.683% | [5 empty] | 50.94% | 31.03% | 81.97% | 5 | 53.27% | 0% | 0% | 2 | 59.85% | 0% | 0% | 2 | 50.98% | 0% | 0% | 2 | 92.72% | 0% | 0% | 4 | 54.28% | 0% | 0% | 2 | 1.864% | 0% | 0% | 1 | 0% | 0% | 1 |  |  |  |  | 1.789% | [5 empty] | 35.87% | 24.37% | 60.24% | 4 | 48.52% | 0% | 0% | 1 | 55.68% | 0% | 0% | 2 | 39.46% | 0% | 0% | 1 | 85.17% | 0% | 0% | 3 | 42.8% | 0% | 0% | 1 | 1.389% | 0% | 0% | 1 | 0% | 0% | 1 |  |  |  |  | 1.114% | [5 empty] | 27.55% | 15.89% | 43.44% | 3 | 44.12% | 0% | 0% | 1 | 42.47% | 0% | 0% | 1 | 29.62% | 0% | 0% | 1 | 71.67% | 0% | 0% | 3 | 37.91% | 0% | 0% | 1 | 1.217% | 0% | 0% | 1 | 0% | 0% | 1 |  |  |  |  | 0.919% | [5 empty] | 24.39% | 16.36% | 40.75% | 3 | 36.43% | 0% | 0% | 1 | 39.33% | 0% | 0% | 1 | 32.49% | 0% | 0% | 1 | 66.55% | 0% | 0% | 2 | 35.34% | 0% | 0% | 1 | 1.248% | 0% | 0% | 1
77 | Center | Greater_LA | 0 | 0 | 0 | 0% | 0% | 1 |  |  |  |  | 0% | [5 empty] | 0% | 0% | 0% | 1 | 0% | 0% | 0% | 1 | 0% | 0% | 0% | 1 | 0% | 0% | 0% | 1 | 0% | 0% | 0% | 1 | 0% | 0% | 0% | 1 | 0% | 0% | 0% | 1 | 0% | 0% | 1 |  |  |  |  | 0% | [5 empty] | 0% | 0% | 0% | 1 | 0% | 0% | 0% | 1 | 21.16% | 0% | 0% | 1 | 40.43% | 0% | 0% | 1 | 40.43% | 0% | 0% | 1 | 0% | 0% | 0% | 1 | 0.8102% | 0% | 0% | 1 | 0% | 0% | 1 |  |  |  |  | 0% | [5 empty] | 0% | 0% | 0% | 1 | 0% | 0% | 0% | 1 | 15.63% | 0% | 0% | 1 | 55.28% | 0% | 0% | 2 | 55.28% | 0% | 0% | 2 | 0% | 0% | 0% | 1 | 0.5493% | 0% | 0% | 1 | 0% | 0% | 1 |  |  |  |  | 0% | [5 empty] | 0% | 0% | 0% | 1 | 0.7199% | 0% | 0% | 1 | 20.61% | 0% | 0% | 1 | 62.45% | 0% | 0% | 2 | 63.17% | 0% | 0% | 2 | 0% | 0% | 0% | 1 | 2.5% | 0% | 0% | 1
78 | Del Amo | Greater_LA | 0 | 0 | 0 | 0% | 0% | 1 |  |  |  |  | 0% | [5 empty] | 0% | 0% | 0% | 1 | 0% | 0% | 0% | 1 | 25.69% | 0% | 0% | 1 | 32.9% | 0% | 0% | 1 | 32.9% | 0% | 0% | 1 | 0% | 0% | 0% | 1 | 0.9597% | 0% | 0% | 1 | 0% | 0% | 1 |  |  |  |  | 0% | [5 empty] | 0% | 0% | 0% | 1 | 0% | 0% | 0% | 1 | 14.35% | 0% | 0% | 1 | 55.08% | 0% | 0% | 2 | 55.08% | 0% | 0% | 2 | 0% | 0% | 0% | 1 | 0.5771% | 0% | 0% | 1 | 0% | 0% | 1 |  |  |  |  | 0% | [5 empty] | 0% | 0% | 0% | 1 | 0% | 0% | 0% | 1 | 16.79% | 0% | 0% | 1 | 60.4% | 0% | 0% | 2 | 60.4% | 0% | 0% | 2 | 0% | 0% | 0% | 1 | 2.853% | 0% | 0% | 1 | 0% | 0% | 1 |  |  |  |  | 0% | [5 empty] | 0% | 0% | 0% | 1 | 0.714% | 0% | 0% | 1 | 20.75% | 0% | 0% | 1 | 62.26% | 0% | 0% | 2 | 62.97% | 0% | 0% | 2 | 0% | 0% | 0% | 1 | 2.479% | 0% | 0% | 1
79 | El Nido | Greater_LA | 0 | 0 | 0 | 0% | 0% | 1 |  |  |  |  | 0% | [5 empty] | 0% | 0% | 0% | 1 | 0% | 0% | 0% | 1 | 75.2% | 0% | 0% | 3 | 78.91% | 0% | 0% | 3 | 78.91% | 0% | 0% | 3 | 0% | 0% | 0% | 1 | 0% | 0% | 0% | 1 | 0% | 0% | 1 |  |  |  |  | 0% | [5 empty] | 0% | 0% | 0% | 1 | 0% | 0% | 0% | 1 | 9.727% | 0% | 0% | 1 | 52.04% | 0% | 0% | 2 | 52.04% | 0% | 0% | 2 | 0% | 0% | 0% | 1 | 0% | 0% | 0% | 1 | 0% | 0% | 1 |  |  |  |  | 0% | [5 empty] | 0.02004% | 0% | 0.02004% | 1 | 0.2611% | 0% | 0% | 1 | 14.46% | 0% | 0% | 1 | 52.26% | 0% | 0% | 2 | 52.52% | 0% | 0% | 2 | 0% | 0% | 0% | 1 | 0.005075% | 0% | 0% | 1 | 0% | 0% | 1 |  |  |  |  | 0% | [5 empty] | 0.01755% | 0% | 0.01755% | 1 | 0.7861% | 0% | 0% | 1 | 21.23% | 0% | 0% | 1 | 55.16% | 0% | 0% | 2 | 55.94% | 0% | 0% | 2 | 0.01003% | 0% | 0% | 1 | 2.269% | 0% | 0% | 1
80 | Goodrich | Greater_LA | 0 | 0 | 0 | 0% | 0% | 1 |  |  |  |  | 0% | [5 empty] | 0% | 0% | 0% | 1 | 0% | 0% | 0% | 1 | 0% | 0% | 0% | 1 | 0% | 0% | 0% | 1 | 0% | 0% | 0% | 1 | 0% | 0% | 0% | 1 | 0% | 0% | 0% | 1 | 0% | 0% | 1 |  |  |  |  | 0% | [5 empty] | 0% | 0% | 0% | 1 | 0% | 0% | 0% | 1 | 0% | 0% | 0% | 1 | 0% | 0% | 0% | 1 | 0% | 0% | 0% | 1 | 0% | 0% | 0% | 1 | 0% | 0% | 0% | 1 | 0% | 0% | 1 |  |  |  |  | 0% | [5 empty] | 0% | 0% | 0% | 1 | 0% | 0% | 0% | 1 | 0% | 0% | 0% | 1 | 0% | 0% | 0% | 1 | 0% | 0% | 0% | 1 | 0% | 0% | 0% | 1 | 0% | 0% | 0% | 1 | 0% | 0% | 1 |  |  |  |  | 0% | [5 empty] | 41.84% | 6.43% | 48.26% | 2 | 8.279% | 0% | 0% | 1 | 28.67% | 0% | 0% | 1 | 20.65% | 0% | 0% | 1 | 39.06% | 0% | 0% | 1 | 38.6% | 0% | 0% | 1 | 0.7678% | 0% | 0% | 1
81 | Gould | Greater_LA | 0 | 0 | 0 | 0% | 0% | 1 |  |  |  |  | 0% | [5 empty] | 0% | 0% | 0% | 1 | 0% | 0% | 0% | 1 | 0% | 0% | 0% | 1 | 0% | 0% | 0% | 1 | 0% | 0% | 0% | 1 | 0% | 0% | 0% | 1 | 0% | 0% | 0% | 1 | 0% | 0% | 1 |  |  |  |  | 0% | [5 empty] | 100% | 0% | 100% | 5 | 100% | 0% | 0% | 5 | 0% | 0% | 0% | 1 | 0% | 0% | 0% | 1 | 100% | 0% | 0% | 5 | 100% | 0% | 0% | 5 | 0% | 0% | 0% | 1 | 0% | 0% | 1 |  |  |  |  | 0% | [5 empty] | 56.01% | 0% | 56.01% | 3 | 2.836% | 0% | 0% | 1 | 0% | 0% | 0% | 1 | 0% | 0% | 0% | 1 | 2.836% | 0% | 0% | 1 | 37.37% | 0% | 0% | 1 | 0.2028% | 0% | 0% | 1 | 0% | 0% | 1 |  |  |  |  | 0.03541% | [5 empty] | 36.86% | 38.86% | 75.72% | 5 | 12.41% | 0% | 0% | 1 | 13.91% | 0% | 0% | 1 | 8.672% | 0% | 0% | 1 | 27.55% | 0% | 0% | 1 | 43.77% | 0% | 0% | 1 | 2.418% | 0% | 0% | 1
82 | Harborgen | Greater_LA | 0 | 0 | 0 | 0% | 0% | 1 |  |  |  |  | 0% | [5 empty] | 0% | 0% | 0% | 1 | 0% | 0% | 0% | 1 | 10.65% | 0% | 0% | 1 | 52.12% | 0% | 0% | 2 | 52.12% | 0% | 0% | 2 | 0% | 0% | 0% | 1 | 0.551% | 0% | 0% | 1 | 0% | 0% | 1 |  |  |  |  | 0% | [5 empty] | 0% | 0% | 0% | 1 | 0% | 0% | 0% | 1 | 14.01% | 0% | 0% | 1 | 53.6% | 0% | 0% | 2 | 53.6% | 0% | 0% | 2 | 0% | 0% | 0% | 1 | 0.5497% | 0% | 0% | 1 | 0% | 0% | 1 |  |  |  |  | 0% | [5 empty] | 0% | 0% | 0% | 1 | 0% | 0% | 0% | 1 | 22.22% | 0% | 0% | 1 | 58.72% | 0% | 0% | 2 | 58.72% | 0% | 0% | 2 | 0% | 0% | 0% | 1 | 2.439% | 0% | 0% | 1 | 0% | 0% | 1 |  |  |  |  | 0% | [5 empty] | 0% | 0% | 0% | 1 | 0.7157% | 0% | 0% | 1 | 20.49% | 0% | 0% | 1 | 62.09% | 0% | 0% | 2 | 62.81% | 0% | 0% | 2 | 0% | 0% | 0% | 1 | 2.485% | 0% | 0% | 1
83 | Hinson | Greater_LA | 0 | 0 | 0 | 0% | 0% | 1 |  |  |  |  | 0% | [5 empty] | 0% | 0% | 0% | 1 | 0% | 0% | 0% | 1 | 8.498% | 0% | 0% | 1 | 51.42% | 0% | 0% | 2 | 51.42% | 0% | 0% | 2 | 0% | 0% | 0% | 1 | 0.3043% | 0% | 0% | 1 | 0% | 0% | 1 |  |  |  |  | 0% | [5 empty] | 0% | 0% | 0% | 1 | 0% | 0% | 0% | 1 | 14.04% | 0% | 0% | 1 | 53.48% | 0% | 0% | 2 | 53.48% | 0% | 0% | 2 | 0% | 0% | 0% | 1 | 0.551% | 0% | 0% | 1 | 0% | 0% | 1 |  |  |  |  | 0% | [5 empty] | 0% | 0% | 0% | 1 | 0% | 0% | 0% | 1 | 22.37% | 0% | 0% | 1 | 58.06% | 0% | 0% | 2 | 58.06% | 0% | 0% | 2 | 0% | 0% | 0% | 1 | 2.211% | 0% | 0% | 1 | 0% | 0% | 1 |  |  |  |  | 0% | [5 empty] | 0.01496% | 0% | 0.01496% | 1 | 0.8262% | 0% | 0% | 1 | 20.32% | 0% | 0% | 1 | 61.58% | 0% | 0% | 2 | 62.4% | 0% | 0% | 2 | 0% | 0% | 0% | 1 | 2.465% | 0% | 0% | 1
84 | La Cienega | Greater_LA | 0 | 0 | 0 | 0% | 0% | 1 |  |  |  |  | 0% | [5 empty] | 0% | 0% | 0% | 1 | 0% | 0% | 0% | 1 | 93.9% | 0% | 0% | 4 | 93.9% | 0% | 0% | 4 | 93.9% | 0% | 0% | 4 | 0% | 0% | 0% | 1 | 0% | 0% | 0% | 1 | 0% | 0% | 1 |  |  |  |  | 0% | [5 empty] | 0% | 0% | 0% | 1 | 0% | 0% | 0% | 1 | 76.28% | 0% | 0% | 3 | 80.05% | 0% | 0% | 3 | 80.05% | 0% | 0% | 3 | 0% | 0% | 0% | 1 | 0% | 0% | 0% | 1 | 0% | 0% | 1 |  |  |  |  | 0% | [5 empty] | 0.03204% | 0% | 0.03204% | 1 | 0.4639% | 0% | 0% | 1 | 12.97% | 0% | 0% | 1 | 53.27% | 0% | 0% | 2 | 53.74% | 0% | 0% | 2 | 0% | 0% | 0% | 1 | 0.01368% | 0% | 0% | 1 | 0% | 0% | 1 |  |  |  |  | 0% | [5 empty] | 20.49% | 33.86% | 54.35% | 5 | 33.24% | 0% | 0% | 1 | 8.418% | 0% | 0% | 1 | 24.95% | 0% | 0% | 1 | 58.19% | 0% | 0% | 2 | 39.85% | 0% | 0% | 1 | 2.268% | 0% | 0% | 1
85 | La Fresa | Greater_LA | 0 | 0 | 0 | 0% | 0% | 1 |  |  |  |  | 0% | [5 empty] | 0% | 0% | 0% | 1 | 0% | 0% | 0% | 1 | 15.35% | 0% | 0% | 1 | 63.4% | 0% | 0% | 2 | 63.4% | 0% | 0% | 2 | 0% | 0% | 0% | 1 | 0% | 0% | 0% | 1 | 0% | 0% | 1 |  |  |  |  | 0% | [5 empty] | 0% | 0% | 0% | 1 | 0% | 0% | 0% | 1 | 11.35% | 0% | 0% | 1 | 51.09% | 0% | 0% | 2 | 51.09% | 0% | 0% | 2 | 0% | 0% | 0% | 1 | 0% | 0% | 0% | 1 | 0% | 0% | 1 |  |  |  |  | 0% | [5 empty] | 0% | 0% | 0% | 1 | 0% | 0% | 0% | 1 | 20.36% | 0% | 0% | 1 | 56.28% | 0% | 0% | 2 | 56.28% | 0% | 0% | 2 | 0% | 0% | 0% | 1 | 0.4725% | 0% | 0% | 1 | 0% | 0% | 1 |  |  |  |  | 0% | [5 empty] | 0.01647% | 0% | 0.01647% | 1 | 0.5362% | 0% | 0% | 1 | 20.08% | 0% | 0% | 1 | 58.17% | 0% | 0% | 2 | 58.71% | 0% | 0% | 2 | 0% | 0% | 0% | 1 | 2.378% | 0% | 0% | 1
86 | Laguna Bell | Greater_LA | 0 | 0 | 0 | 0% | 0% | 1 |  |  |  |  | 0% | [5 empty] | 0% | 0% | 0% | 1 | 0% | 0% | 0% | 1 | 0% | 0% | 0% | 1 | 0% | 0% | 0% | 1 | 0% | 0% | 0% | 1 | 0% | 0% | 0% | 1 | 0% | 0% | 0% | 1 | 0% | 0% | 1 |  |  |  |  | 0% | [5 empty] | 0% | 0% | 0% | 1 | 0% | 0% | 0% | 1 | 31.15% | 0% | 0% | 1 | 37.59% | 0% | 0% | 1 | 37.59% | 0% | 0% | 1 | 0% | 0% | 0% | 1 | 0% | 0% | 0% | 1 | 0% | 0% | 1 |  |  |  |  | 0% | [5 empty] | 0% | 0% | 0% | 1 | 0% | 0% | 0% | 1 | 20.81% | 0% | 0% | 1 | 57.45% | 0% | 0% | 2 | 57.45% | 0% | 0% | 2 | 0% | 0% | 0% | 1 | 0.4905% | 0% | 0% | 1 | 0% | 0% | 1 |  |  |  |  | 0% | [5 empty] | 0.01532% | 0% | 0.01532% | 1 | 0% | 0% | 0% | 1 | 20.81% | 0% | 0% | 1 | 62.77% | 0% | 0% | 2 | 62.77% | 0% | 0% | 2 | 0% | 0% | 0% | 1 | 2.525% | 0% | 0% | 1
87 | Lighthipe | Greater_LA | 0 | 0 | 0 | 0% | 0% | 1 |  |  |  |  | 0% | [5 empty] | 0% | 0% | 0% | 1 | 0% | 0% | 0% | 1 | 5.625% | 0% | 0% | 1 | 26.04% | 0% | 0% | 1 | 26.04% | 0% | 0% | 1 | 0% | 0% | 0% | 1 | 0% | 0% | 0% | 1 | 0% | 0% | 1 |  |  |  |  | 0% | [5 empty] | 0% | 0% | 0% | 1 | 0% | 0% | 0% | 1 | 14.35% | 0% | 0% | 1 | 54.14% | 0% | 0% | 2 | 54.14% | 0% | 0% | 2 | 0% | 0% | 0% | 1 | 0.5233% | 0% | 0% | 1 | 0% | 0% | 1 |  |  |  |  | 0% | [5 empty] | 0% | 0% | 0% | 1 | 0% | 0% | 0% | 1 | 20.25% | 0% | 0% | 1 | 56.89% | 0% | 0% | 2 | 56.89% | 0% | 0% | 2 | 0% | 0% | 0% | 1 | 0.506% | 0% | 0% | 1 | 0% | 0% | 1 |  |  |  |  | 0% | [5 empty] | 0.01505% | 0% | 0.01505% | 1 | 0.7145% | 0% | 0% | 1 | 20.45% | 0% | 0% | 1 | 61.98% | 0% | 0% | 2 | 62.7% | 0% | 0% | 2 | 0% | 0% | 0% | 1 | 2.481% | 0% | 0% | 1
88 | Mesa (SCE) | Greater_LA | 0 | 0 | 0 | 0% | 0% | 1 |  |  |  |  | 0% | [5 empty] | 0% | 0% | 0% | 1 | 0% | 0% | 0% | 1 | 0% | 0% | 0% | 1 | 0% | 0% | 0% | 1 | 0% | 0% | 0% | 1 | 0% | 0% | 0% | 1 | 0% | 0% | 0% | 1 | 0% | 0% | 1 |  |  |  |  | 0% | [5 empty] | 0% | 0% | 0% | 1 | 0% | 0% | 0% | 1 | 0% | 0% | 0% | 1 | 0% | 0% | 0% | 1 | 0% | 0% | 0% | 1 | 0% | 0% | 0% | 1 | 0% | 0% | 0% | 1 | 0% | 0% | 1 |  |  |  |  | 0% | [5 empty] | 0% | 0% | 0% | 1 | 0% | 0% | 0% | 1 | 33.79% | 0% | 0% | 1 | 48.81% | 0% | 0% | 1 | 48.81% | 0% | 0% | 1 | 0% | 0% | 0% | 1 | 0% | 0% | 0% | 1 | 0% | 0% | 1 |  |  |  |  | 0% | [5 empty] | 7.508% | 0% | 7.508% | 1 | 0.3011% | 0% | 0% | 1 | 15.31% | 0% | 0% | 1 | 37.07% | 0% | 0% | 1 | 37.37% | 0% | 0% | 1 | 31.03% | 0% | 0% | 1 | 1.811% | 0% | 0% | 1
89 | Olinda | Greater_LA | 0 | 0 | 0 | 0% | 0% | 1 |  |  |  |  | 0% | [5 empty] | 0% | 0% | 0% | 1 | 0% | 0% | 0% | 1 | 0% | 0% | 0% | 1 | 0% | 0% | 0% | 1 | 0% | 0% | 0% | 1 | 0% | 0% | 0% | 1 | 0% | 0% | 0% | 1 | 0% | 0% | 1 |  |  |  |  | 0% | [5 empty] | 0% | 0% | 0% | 1 | 0% | 0% | 0% | 1 | 0% | 0% | 0% | 1 | 0% | 0% | 0% | 1 | 0% | 0% | 0% | 1 | 0% | 0% | 0% | 1 | 0% | 0% | 0% | 1 | 0% | 0% | 1 |  |  |  |  | 0% | [5 empty] | 0% | 0% | 0% | 1 | 0% | 0% | 0% | 1 | 76.13% | 0% | 0% | 3 | 94.45% | 0% | 0% | 4 | 94.45% | 0% | 0% | 4 | 0% | 0% | 0% | 1 | 3.061% | 0% | 0% | 1 | 0% | 0% | 1 |  |  |  |  | 0% | [5 empty] | 0% | 14.67% | 14.67% | 3 | 15.33% | 0% | 0% | 1 | 14.17% | 0% | 0% | 1 | 54.4% | 0% | 0% | 2 | 67.64% | 0% | 0% | 2 | 14.43% | 0% | 0% | 1 | 2.321% | 0% | 0% | 1
90 | Pardee | Tehachapi | 0 | 0 | 0 | 0% | 0% | 1 |  |  |  |  | 0% | [5 empty] | 42.71% | 55.78% | 98.49% | 5 | 68.94% | 0% | 0% | 2 | 3.432% | 0% | 0% | 1 | 4.404% | 0% | 0% | 1 | 70.24% | 0% | 0% | 3 | 64.24% | 0% | 0% | 2 | 2.102% | 0% | 0% | 1 | 0% | 0% | 1 |  |  |  |  | 0% | [5 empty] | 33.39% | 64.47% | 97.86% | 5 | 56.09% | 0% | 0% | 2 | 2.13% | 0% | 0% | 1 | 1.788% | 0% | 0% | 1 | 56.7% | 0% | 0% | 2 | 68% | 0% | 0% | 2 | 2.122% | 0% | 0% | 1 | 0% | 0% | 1 |  |  |  |  | 0.00548% | [5 empty] | 20.98% | 54.25% | 75.23% | 5 | 31.93% | 0% | 0% | 1 | 15.31% | 0% | 0% | 1 | 20.67% | 0% | 0% | 1 | 52.69% | 0% | 0% | 2 | 53.54% | 0% | 0% | 2 | 3.639% | 0% | 0% | 1 | 0% | 0% | 1 |  |  |  |  | 1.141% | [5 empty] | 24.86% | 19.66% | 44.52% | 3 | 23.96% | 0% | 0% | 1 | 38.47% | 0% | 0% | 1 | 26.58% | 0% | 0% | 1 | 58.57% | 0% | 0% | 2 | 30.69% | 0% | 0% | 1 | 1.555% | 0% | 0% | 1
91 | Rio Hondo | Greater_LA | 0 | 0 | 0 | 0% | 0% | 1 |  |  |  |  | 0% | [5 empty] | 0% | 0% | 0% | 1 | 0% | 0% | 0% | 1 | 0% | 0% | 0% | 1 | 0% | 0% | 0% | 1 | 0% | 0% | 0% | 1 | 0% | 0% | 0% | 1 | 0% | 0% | 0% | 1 | 0% | 0% | 1 |  |  |  |  | 0% | [5 empty] | 0% | 0% | 0% | 1 | 0% | 0% | 0% | 1 | 0% | 0% | 0% | 1 | 0% | 0% | 0% | 1 | 0% | 0% | 0% | 1 | 0% | 0% | 0% | 1 | 0% | 0% | 0% | 1 | 0% | 0% | 1 |  |  |  |  | 0% | [5 empty] | 0% | 0% | 0% | 1 | 0% | 0% | 0% | 1 | 0% | 0% | 0% | 1 | 0% | 0% | 0% | 1 | 0% | 0% | 0% | 1 | 0% | 0% | 0% | 1 | 0% | 0% | 0% | 1 | 0% | 0% | 1 |  |  |  |  | 0% | [5 empty] | 16.61% | 8.024% | 24.64% | 2 | 13.12% | 0% | 0% | 1 | 44.78% | 0% | 0% | 1 | 33.93% | 0% | 0% | 1 | 59.85% | 0% | 0% | 2 | 39.49% | 0% | 0% | 1 | 0.7241% | 0% | 0% | 1
92 | Saugus | Tehachapi | 0 | 0 | 0 | 0% | 0% | 1 |  |  |  |  | 0% | [5 empty] | 56.7% | 41.44% | 98.14% | 5 | 70.22% | 0% | 0% | 3 | 0% | 0% | 0% | 1 | 5.409% | 0% | 0% | 1 | 71.82% | 0% | 0% | 3 | 55.99% | 0% | 0% | 2 | 2.408% | 0% | 0% | 1 | 0% | 0% | 1 |  |  |  |  | 0% | [5 empty] | 33.65% | 64.95% | 98.6% | 5 | 58.21% | 0% | 0% | 2 | 2.267% | 0% | 0% | 1 | 1.903% | 0% | 0% | 1 | 58.85% | 0% | 0% | 2 | 67.27% | 0% | 0% | 2 | 2.04% | 0% | 0% | 1 | 0% | 0% | 1 |  |  |  |  | 0.007118% | [5 empty] | 25.06% | 53.34% | 78.41% | 5 | 35.02% | 0% | 0% | 1 | 11.33% | 0% | 0% | 1 | 18.45% | 0% | 0% | 1 | 53.11% | 0% | 0% | 2 | 51.56% | 0% | 0% | 2 | 3.859% | 0% | 0% | 1 | 0% | 0% | 1 |  |  |  |  | 1.206% | [5 empty] | 25.3% | 20.14% | 45.44% | 4 | 21.78% | 0% | 0% | 1 | 38.33% | 0% | 0% | 1 | 25.47% | 0% | 0% | 1 | 57.81% | 0% | 0% | 2 | 30.39% | 0% | 0% | 1 | 1.607% | 0% | 0% | 1
93 | Vincent | Tehachapi | 0 | 0 | 0 | 0% | 0% | 1 |  |  |  |  | 0% | [5 empty] | 48.52% | 10.74% | 59.26% | 3 | 1.93% | 0% | 0% | 1 | 22.91% | 0% | 0% | 1 | 10.91% | 0% | 0% | 1 | 24.84% | 0% | 0% | 1 | 36.23% | 0% | 0% | 1 | 0.8282% | 0% | 0% | 1 | 0% | 0% | 1 |  |  |  |  | 0.04506% | [5 empty] | 43.77% | 28.67% | 72.43% | 4 | 7.995% | 0% | 0% | 1 | 16.27% | 0% | 0% | 1 | 7.864% | 0% | 0% | 1 | 24.27% | 0% | 0% | 1 | 34.5% | 0% | 0% | 1 | 2.286% | 0% | 0% | 1 | 0% | 0% | 1 |  |  |  |  | 0.7847% | [5 empty] | 40.86% | 36.52% | 77.38% | 5 | 7.391% | 0% | 0% | 1 | 24.16% | 0% | 0% | 1 | 16.55% | 0% | 0% | 1 | 35.21% | 0% | 0% | 1 | 38.74% | 0% | 0% | 1 | 2.613% | 0% | 0% | 1 | 0% | 0% | 1 |  |  |  |  | 0.731% | [5 empty] | 19.64% | 14.36% | 34% | 3 | 10.69% | 0% | 0% | 1 | 32.73% | 0% | 0% | 1 | 25.82% | 0% | 0% | 1 | 45.21% | 0% | 0% | 1 | 28.16% | 0% | 0% | 1 | 2.245% | 0% | 0% | 1
94 | Borden | Central_Valley_North_Los_Banos | 0 | 0 | 0 | 0% | 0% | 1 |  |  |  |  | 0% | [5 empty] | 0% | 0% | 0% | 1 | 0% | 0% | 0% | 1 | 0% | 0% | 0% | 1 | 0% | 0% | 0% | 1 | 0% | 0% | 0% | 1 | 0% | 0% | 0% | 1 | 0% | 0% | 0% | 1 | 0% | 0% | 1 |  |  |  |  | 0% | [5 empty] | 0% | 0% | 0% | 1 | 0% | 0% | 0% | 1 | 0% | 0% | 0% | 1 | 0% | 0% | 0% | 1 | 0% | 0% | 0% | 1 | 0% | 0% | 0% | 1 | 0% | 0% | 0% | 1 | 0% | 0% | 1 |  |  |  |  | 0% | [5 empty] | 0% | 0% | 0% | 1 | 0% | 0% | 0% | 1 | 0% | 0% | 0% | 1 | 0% | 0% | 0% | 1 | 0% | 0% | 0% | 1 | 0% | 0% | 0% | 1 | 0% | 0% | 0% | 1 | 0% | 0% | 1 |  |  |  |  | 0% | [5 empty] | 0% | 0% | 0% | 1 | 0% | 0% | 0% | 1 | 0% | 0% | 0% | 1 | 0% | 0% | 0% | 1 | 0% | 0% | 0% | 1 | 0% | 0% | 0% | 1 | 0% | 0% | 0% | 1
95 | Dairyland | Central_Valley_North_Los_Banos | 0 | 0 | 0 | 0% | 0% | 1 |  |  |  |  | 0% | [5 empty] | 0% | 0% | 0% | 1 | 0% | 0% | 0% | 1 | 0% | 0% | 0% | 1 | 0% | 0% | 0% | 1 | 0% | 0% | 0% | 1 | 0% | 0% | 0% | 1 | 0% | 0% | 0% | 1 | 0% | 0% | 1 |  |  |  |  | 0% | [5 empty] | 0% | 0% | 0% | 1 | 0% | 0% | 0% | 1 | 0% | 0% | 0% | 1 | 0% | 0% | 0% | 1 | 0% | 0% | 0% | 1 | 0% | 0% | 0% | 1 | 0% | 0% | 0% | 1 | 0% | 0% | 1 |  |  |  |  | 0% | [5 empty] | 0% | 0% | 0% | 1 | 0% | 0% | 0% | 1 | 0% | 0% | 0% | 1 | 0% | 0% | 0% | 1 | 0% | 0% | 0% | 1 | 0% | 0% | 0% | 1 | 0% | 0% | 0% | 1 | 0% | 0% | 1 |  |  |  |  | 0% | [5 empty] | 0% | 0% | 0% | 1 | 0% | 0% | 0% | 1 | 0% | 0% | 0% | 1 | 0% | 0% | 0% | 1 | 0% | 0% | 0% | 1 | 0% | 0% | 0% | 1 | 0% | 0% | 0% | 1
96 | Gregg | Central_Valley_North_Los_Banos | 0 | 0 | 10 | 0% | 0% | 1 |  |  |  |  | 0% | [5 empty] | 0% | 0% | 0% | 1 | 0% | 0% | 0% | 1 | 0% | 0% | 0% | 1 | 0% | 0% | 0% | 1 | 0% | 0% | 0% | 1 | 0% | 0% | 0% | 1 | 0% | 0% | 0% | 1 | 0% | 0% | 1 |  |  |  |  | 0% | [5 empty] | 0% | 0% | 0% | 1 | 0% | 0% | 0% | 1 | 0% | 0% | 0% | 1 | 0% | 0% | 0% | 1 | 0% | 0% | 0% | 1 | 0% | 0% | 0% | 1 | 0% | 0% | 0% | 1 | 0% | 0% | 1 |  |  |  |  | 0% | [5 empty] | 0% | 0% | 0% | 1 | 0% | 0% | 0% | 1 | 0% | 0% | 0% | 1 | 0% | 0% | 0% | 1 | 0% | 0% | 0% | 1 | 0% | 0% | 0% | 1 | 0% | 0% | 0% | 1 | 0% | 0% | 1 |  |  |  |  | 0% | [5 empty] | 0% | 0% | 0% | 1 | 0% | 0% | 0% | 1 | 0% | 0% | 0% | 1 | 0% | 0% | 0% | 1 | 0% | 0% | 0% | 1 | 0% | 0% | 0% | 1 | 0% | 0% | 0% | 1
97 | Newhall | Central_Valley_North_Los_Banos | 0 | 0 | 0 | 0% | 0% | 1 |  |  |  |  | 0% | [5 empty] | 0% | 0% | 0% | 1 | 0% | 0% | 0% | 1 | 0% | 0% | 0% | 1 | 0% | 0% | 0% | 1 | 0% | 0% | 0% | 1 | 0% | 0% | 0% | 1 | 0% | 0% | 0% | 1 | 0% | 0% | 1 |  |  |  |  | 0% | [5 empty] | 0% | 0% | 0% | 1 | 0% | 0% | 0% | 1 | 0% | 0% | 0% | 1 | 0% | 0% | 0% | 1 | 0% | 0% | 0% | 1 | 0% | 0% | 0% | 1 | 0% | 0% | 0% | 1 | 0% | 0% | 1 |  |  |  |  | 0% | [5 empty] | 0% | 0% | 0% | 1 | 0% | 0% | 0% | 1 | 0% | 0% | 0% | 1 | 0% | 0% | 0% | 1 | 0% | 0% | 0% | 1 | 0% | 0% | 0% | 1 | 0% | 0% | 0% | 1 | 0% | 0% | 1 |  |  |  |  | 0% | [5 empty] | 0% | 0% | 0% | 1 | 0% | 0% | 0% | 1 | 0% | 0% | 0% | 1 | 0% | 0% | 0% | 1 | 0% | 0% | 0% | 1 | 0% | 0% | 0% | 1 | 0% | 0% | 0% | 1
98 | Ignacio | Mendocino_Marin | 0 | 0 | 0 | 0% | 0% | 1 |  |  |  |  | 0% | [5 empty] | 82.09% | 0% | 82.09% | 5 | 70.47% | 0% | 0% | 3 | 34.51% | 0% | 0% | 1 | 46.07% | 0% | 0% | 1 | 77.04% | 0% | 0% | 3 | 72.94% | 0% | 0% | 3 | 5.386% | 0% | 0% | 1 | 0% | 0% | 1 |  |  |  |  | 0% | [5 empty] | 72.46% | 0% | 72.46% | 3 | 66.31% | 0% | 0% | 2 | 32.99% | 0% | 0% | 1 | 55.03% | 0% | 0% | 2 | 82.34% | 0% | 0% | 3 | 63.34% | 0% | 0% | 2 | 9.765% | 0% | 0% | 1 | 0% | 0% | 1 |  |  |  |  | 0% | [5 empty] | 71.09% | 0% | 71.09% | 3 | 57.71% | 0% | 0% | 2 | 33.23% | 0% | 0% | 1 | 52.85% | 0% | 0% | 2 | 79.63% | 0% | 0% | 3 | 63.41% | 0% | 0% | 2 | 6.228% | 0% | 0% | 1 | 0% | 0% | 1 |  |  |  |  | 0.06644% | [5 empty] | 59.66% | 0% | 59.66% | 3 | 67.07% | 0% | 0% | 2 | 27.04% | 0% | 0% | 1 | 38.83% | 0% | 0% | 1 | 86.79% | 0% | 0% | 3 | 59.97% | 0% | 0% | 2 | 7.588% | 0% | 0% | 1
99 | Calpella | Mendocino_Marin | 100 | 4000 | 0 | 999.9% | 999.9% | 5 |  |  |  |  | 0% | [5 empty] | 100% | 0% | 100% | 5 | 0% | 5654% | 999.9% | 5 | 39.75% | 9384% | 14073% | 5 | 92.51% | 75464% | 6104% | 5 | 92.51% | 75464% | 6104% | 5 | 100% | 999% | 5654% | 5 | 0% | 5654% | 999.9% | 5 | 55586% | 1217% | 5 |  |  |  |  | 0% | [5 empty] | 55.4% | 27.44% | 82.84% | 5 | 28.67% | 1673% | 3914% | 5 | 25.29% | 1597% | 4423% | 5 | 45.56% | 2192% | 2500% | 5 | 65.09% | 3418% | 1780% | 5 | 87.98% | 9932% | 1343% | 5 | 0% | 1193% | 999.9% | 5 | 864.8% | 102.2% | 5 |  |  |  |  | 0% | [5 empty] | 33.05% | 64.62% | 97.66% | 5 | 52.34% | 214% | 103.8% | 5 | 24.28% | 134.7% | 108.1% | 5 | 32.08% | 150.1% | 106.1% | 5 | 73.04% | 378.2% | 102.7% | 5 | 79.48% | 496.9% | 102.5% | 5 | 0% | 102% | 999.9% | 5 | 193.4% | 16.52% | 5 |  |  |  |  | 0.1296% | [5 empty] | 25.09% | 36.1% | 61.19% | 5 | 46.08% | 53.89% | 0% | 3 | 7.932% | 31.56% | 0% | 2 | 18.63% | 35.71% | 0% | 2 | 57.66% | 68.64% | 0% | 3 | 62% | 76.47% | 0% | 4 | 0.5571% | 29.22% | 0% | 2
100 | Hopland | Mendocino_Marin | 0 | 0 | 0 | 0% | 0% | 1 |  |  |  |  | 0.2741% | [5 empty] | 16.1% | 83.72% | 99.83% | 5 | 80.79% | 0% | 0% | 3 | 8.891% | 0% | 0% | 1 | 15.03% | 0% | 0% | 1 | 82.45% | 0% | 0% | 3 | 79.75% | 0% | 0% | 3 | 0.2314% | 0% | 0% | 1 | 0% | 0% | 1 |  |  |  |  | 0.1349% | [5 empty] | 31.04% | 65.2% | 96.24% | 5 | 67.63% | 0% | 0% | 2 | 13.83% | 0% | 0% | 1 | 20.06% | 0% | 0% | 1 | 78.15% | 0% | 0% | 3 | 65.02% | 0% | 0% | 2 | 0.1494% | 0% | 0% | 1 | 0% | 0% | 1 |  |  |  |  | 0.2145% | [5 empty] | 40.37% | 47.22% | 87.58% | 5 | 64.78% | 0% | 0% | 2 | 21.3% | 0% | 0% | 1 | 36.35% | 0% | 0% | 1 | 77.62% | 0% | 0% | 3 | 65.33% | 0% | 0% | 2 | 0.09302% | 0% | 0% | 1 | 0% | 0% | 1 |  |  |  |  | 0.1542% | [5 empty] | 35.4% | 29.21% | 64.61% | 4 | 59.82% | 0% | 0% | 2 | 24.99% | 0% | 0% | 1 | 46.98% | 0% | 0% | 1 | 74.42% | 0% | 0% | 3 | 58.98% | 0% | 0% | 2 | 0.163% | 0% | 0% | 1
101 | Mendocino | Mendocino_Marin | 0 | 0 | 0 | 0% | 0% | 1 |  |  |  |  | 0% | [5 empty] | 100% | 0% | 100% | 5 | 0% | 0% | 0% | 1 | 48.24% | 0% | 0% | 1 | 90.91% | 0% | 0% | 4 | 90.91% | 0% | 0% | 4 | 100% | 0% | 0% | 5 | 0% | 0% | 0% | 1 | 0% | 0% | 1 |  |  |  |  | 0% | [5 empty] | 43.27% | 32.87% | 76.14% | 5 | 31.25% | 0% | 0% | 1 | 23.67% | 0% | 0% | 1 | 51.85% | 0% | 0% | 2 | 70.39% | 0% | 0% | 3 | 83.3% | 0% | 0% | 3 | 0% | 0% | 0% | 1 | 0% | 0% | 1 |  |  |  |  | 0% | [5 empty] | 39.91% | 50.06% | 89.97% | 5 | 40.1% | 0% | 0% | 1 | 32.2% | 0% | 0% | 1 | 44.05% | 0% | 0% | 1 | 78.81% | 0% | 0% | 3 | 92.98% | 0% | 0% | 4 | 0% | 0% | 0% | 1 | 0% | 0% | 1 |  |  |  |  | 0.1754% | [5 empty] | 22.05% | 32.65% | 54.7% | 5 | 41.67% | 0% | 0% | 1 | 10.66% | 0% | 0% | 1 | 19.72% | 0% | 0% | 1 | 55.11% | 0% | 0% | 2 | 65.43% | 0% | 0% | 2 | 0.2952% | 0% | 0% | 1
102 | Ukiah | Mendocino_Marin | 0 | 0 | 0 | 0% | 0% | 1 |  |  |  |  | 0% | [5 empty] | 71.5% | 28.5% | 100% | 5 | 8.309% | 0% | 0% | 1 | 39.79% | 0% | 0% | 1 | 59.27% | 0% | 0% | 2 | 67.57% | 0% | 0% | 2 | 100% | 0% | 0% | 5 | 0% | 0% | 0% | 1 | 0% | 0% | 1 |  |  |  |  | 0% | [5 empty] | 31.56% | 68.27% | 99.83% | 5 | 50.46% | 0% | 0% | 2 | 18.81% | 0% | 0% | 1 | 26.69% | 0% | 0% | 1 | 69.04% | 0% | 0% | 2 | 82.52% | 0% | 0% | 3 | 0% | 0% | 0% | 1 | 0% | 0% | 1 |  |  |  |  | 0% | [5 empty] | 31.53% | 54.51% | 86.04% | 5 | 48.96% | 0% | 0% | 1 | 21.26% | 0% | 0% | 1 | 31.76% | 0% | 0% | 1 | 69.66% | 0% | 0% | 2 | 77.56% | 0% | 0% | 3 | 0.02482% | 0% | 0% | 1 | 0% | 0% | 1 |  |  |  |  | 0.3864% | [5 empty] | 23.63% | 32.06% | 55.7% | 5 | 54.58% | 0% | 0% | 2 | 10.07% | 0% | 0% | 1 | 30.11% | 0% | 0% | 1 | 65.64% | 0% | 0% | 2 | 52.59% | 0% | 0% | 2 | 2.793% | 0% | 0% | 1
103 | Le Grand | Central_Valley_North_Los_Banos | 0 | 0 | 0 | 0% | 0% | 1 |  |  |  |  | 0% | [5 empty] | 0% | 0% | 0% | 1 | 0% | 0% | 0% | 1 | 0% | 0% | 0% | 1 | 0% | 0% | 0% | 1 | 0% | 0% | 0% | 1 | 0% | 0% | 0% | 1 | 0% | 0% | 0% | 1 | 0% | 0% | 1 |  |  |  |  | 0% | [5 empty] | 0% | 0% | 0% | 1 | 0% | 0% | 0% | 1 | 0% | 0% | 0% | 1 | 0% | 0% | 0% | 1 | 0% | 0% | 0% | 1 | 0% | 0% | 0% | 1 | 0% | 0% | 0% | 1 | 0% | 0% | 1 |  |  |  |  | 0% | [5 empty] | 0% | 0% | 0% | 1 | 0% | 0% | 0% | 1 | 0% | 0% | 0% | 1 | 0% | 0% | 0% | 1 | 0% | 0% | 0% | 1 | 0% | 0% | 0% | 1 | 0% | 0% | 0% | 1 | 0% | 0% | 1 |  |  |  |  | 0% | [5 empty] | 0% | 0% | 0% | 1 | 0% | 0% | 0% | 1 | 0% | 0% | 0% | 1 | 0% | 0% | 0% | 1 | 0% | 0% | 0% | 1 | 0% | 0% | 0% | 1 | 0% | 0% | 0% | 1
104 | Merced | Central_Valley_North_Los_Banos | 0 | 0 | 0 | 0% | 0% | 1 |  |  |  |  | 0% | [5 empty] | 0% | 0% | 0% | 1 | 0% | 0% | 0% | 1 | 0% | 0% | 0% | 1 | 0% | 0% | 0% | 1 | 0% | 0% | 0% | 1 | 0% | 0% | 0% | 1 | 0% | 0% | 0% | 1 | 0% | 0% | 1 |  |  |  |  | 0% | [5 empty] | 0% | 0% | 0% | 1 | 0% | 0% | 0% | 1 | 0% | 0% | 0% | 1 | 0% | 0% | 0% | 1 | 0% | 0% | 0% | 1 | 0% | 0% | 0% | 1 | 0% | 0% | 0% | 1 | 0% | 0% | 1 |  |  |  |  | 0% | [5 empty] | 0% | 0% | 0% | 1 | 0% | 0% | 0% | 1 | 0% | 0% | 0% | 1 | 0% | 0% | 0% | 1 | 0% | 0% | 0% | 1 | 0% | 0% | 0% | 1 | 0% | 0% | 0% | 1 | 0% | 0% | 1 |  |  |  |  | 0% | [5 empty] | 0% | 0% | 0% | 1 | 0% | 0% | 0% | 1 | 0% | 0% | 0% | 1 | 0% | 0% | 0% | 1 | 0% | 0% | 0% | 1 | 0% | 0% | 0% | 1 | 0% | 0% | 0% | 1
105 | Wilson | Central_Valley_North_Los_Banos | 0 | 0 | 0 | 0% | 0% | 1 |  |  |  |  | 0% | [5 empty] | 0% | 0% | 0% | 1 | 0% | 0% | 0% | 1 | 0% | 0% | 0% | 1 | 0% | 0% | 0% | 1 | 0% | 0% | 0% | 1 | 0% | 0% | 0% | 1 | 0% | 0% | 0% | 1 | 0% | 0% | 1 |  |  |  |  | 0% | [5 empty] | 0% | 0% | 0% | 1 | 0% | 0% | 0% | 1 | 0% | 0% | 0% | 1 | 0% | 0% | 0% | 1 | 0% | 0% | 0% | 1 | 0% | 0% | 0% | 1 | 0% | 0% | 0% | 1 | 0% | 0% | 1 |  |  |  |  | 0% | [5 empty] | 0% | 0% | 0% | 1 | 0% | 0% | 0% | 1 | 0% | 0% | 0% | 1 | 0% | 0% | 0% | 1 | 0% | 0% | 0% | 1 | 0% | 0% | 0% | 1 | 0% | 0% | 0% | 1 | 0% | 0% | 1 |  |  |  |  | 0% | [5 empty] | 0% | 0% | 0% | 1 | 0% | 0% | 0% | 1 | 0% | 0% | 0% | 1 | 0% | 0% | 0% | 1 | 0% | 0% | 0% | 1 | 0% | 0% | 0% | 1 | 0% | 0% | 0% | 1
106 | Los Banos | Central_Valley_North_Los_Banos | 8.8 | 352 | 15 | 999.9% | 999.9% | 5 |  |  |  |  | 0% | [5 empty] | 79.45% | 20.19% | 99.64% | 5 | 100% | 999% | 21.29% | 5 | 0% | 21.29% | 0% | 2 | 10.31% | 23.74% | 0% | 2 | 100% | 999% | 21.29% | 5 | 89.65% | 205.8% | 12.2% | 5 | 0.06847% | 21.3% | 0% | 2 | 999.9% | 999.9% | 5 |  |  |  |  | 0% | [5 empty] | 49.95% | 49.92% | 99.87% | 5 | 99.62% | 1995% | 7.178% | 5 | 4.322% | 7.869% | 0% | 1 | 8.347% | 8.214% | 0% | 1 | 100% | 999% | 7.529% | 5 | 94.54% | 138% | 2.193% | 4 | 0.2017% | 7.544% | 0% | 1 | 999.9% | 999.9% | 5 |  |  |  |  | 0% | [5 empty] | 54.37% | 45.53% | 99.9% | 5 | 95.28% | 101.7% | 0.08612% | 5 | 3.676% | 4.986% | 0% | 1 | 6.243% | 5.122% | 0% | 1 | 96.44% | 134.8% | 1.287% | 5 | 96.48% | 136.6% | 1.332% | 5 | 0.1888% | 4.812% | 0% | 1 | 999.9% | 999.9% | 5 |  |  |  |  | 0% | [5 empty] | 45.89% | 54.04% | 99.93% | 5 | 94.33% | 58.78% | 0% | 4 | 4.585% | 3.494% | 0% | 1 | 8.858% | 3.658% | 0% | 1 | 95.8% | 79.41% | 0% | 5 | 97.38% | 127.4% | 0.7353% | 5 | 0.1456% | 3.339% | 0% | 1
107 | Coburn | Peninsula_Monterey | 50 | 2000 | 10 | 196% | 33.97% | 5 |  |  |  |  | 8.27% | [5 empty] | 34.41% | 50.09% | 84.51% | 5 | 52.86% | 108.7% | 7.726% | 4 | 0% | 51.22% | 0% | 3 | 6.818% | 54.97% | 0% | 3 | 52.86% | 108.7% | 7.726% | 4 | 48.56% | 99.58% | 0% | 4 | 0.04085% | 51.24% | 0% | 3 | 116.3% | 7.175% | 4 |  |  |  |  | 20.62% | [5 empty] | 30.17% | 38.58% | 68.75% | 5 | 44.78% | 64.45% | 0% | 3 | 1.244% | 36.04% | 0% | 2 | 14.13% | 41.45% | 0% | 2 | 53.12% | 75.92% | 0% | 4 | 40.69% | 60.01% | 0% | 3 | 2.479% | 36.5% | 0% | 2 | 51.55% | 0% | 3 |  |  |  |  | 30.59% | [5 empty] | 19.99% | 35.98% | 55.96% | 5 | 36.19% | 31.8% | 0% | 2 | 7.837% | 22.02% | 0% | 2 | 19.53% | 25.22% | 0% | 2 | 46.48% | 37.92% | 0% | 2 | 38.04% | 32.75% | 0% | 2 | 5.167% | 21.4% | 0% | 2 | 24.34% | 0% | 2 |  |  |  |  | 33.57% | [5 empty] | 15% | 41.14% | 56.15% | 5 | 34.77% | 16.74% | 0% | 1 | 6.659% | 11.7% | 0% | 1 | 17.94% | 13.31% | 0% | 1 | 44.21% | 19.58% | 0% | 1 | 37.25% | 17.4% | 0% | 1 | 3.01% | 11.26% | 0% | 1
108 | Tulucay | Northern_California | 0 | 0 | 0 | 0% | 0% | 1 |  |  |  |  | 0% | [5 empty] | 85.1% | 0% | 85.1% | 5 | 94.27% | 0% | 0% | 4 | 1.742% | 0% | 0% | 1 | 20.89% | 0% | 0% | 1 | 94.72% | 0% | 0% | 4 | 73.44% | 0% | 0% | 3 | 4.377% | 0% | 0% | 1 | 0% | 0% | 1 |  |  |  |  | 0.1221% | [5 empty] | 63.24% | 0% | 63.24% | 3 | 76.42% | 0% | 0% | 3 | 22.82% | 0% | 0% | 1 | 23.8% | 0% | 0% | 1 | 90.7% | 0% | 0% | 4 | 64.02% | 0% | 0% | 2 | 8.191% | 0% | 0% | 1 | 0% | 0% | 1 |  |  |  |  | 0.07945% | [5 empty] | 57.79% | 0% | 57.79% | 3 | 69.34% | 0% | 0% | 2 | 28.21% | 0% | 0% | 1 | 26.81% | 0% | 0% | 1 | 87.67% | 0% | 0% | 3 | 52.08% | 0% | 0% | 2 | 16.1% | 0% | 0% | 1 | 0% | 0% | 1 |  |  |  |  | 6.464% | [5 empty] | 70.56% | 0.05416% | 70.62% | 3 | 36.74% | 0% | 0% | 1 | 32.15% | 0% | 0% | 1 | 32.48% | 0% | 0% | 1 | 64.53% | 0% | 0% | 2 | 24.27% | 0% | 0% | 1 | 19.98% | 0% | 0% | 1
109 | Brunswick | Northern_California | 0 | 0 | 0 | 0% | 0% | 1 |  |  |  |  | 0% | [5 empty] | 0% | 0% | 0% | 1 | 0% | 0% | 0% | 1 | 0% | 0% | 0% | 1 | 0% | 0% | 0% | 1 | 0% | 0% | 0% | 1 | 0% | 0% | 0% | 1 | 0% | 0% | 0% | 1 | 0% | 0% | 1 |  |  |  |  | 0% | [5 empty] | 0% | 0% | 0% | 1 | 0% | 0% | 0% | 1 | 0% | 0% | 0% | 1 | 0% | 0% | 0% | 1 | 0% | 0% | 0% | 1 | 0% | 0% | 0% | 1 | 0% | 0% | 0% | 1 | 0% | 0% | 1 |  |  |  |  | 0% | [5 empty] | 0% | 100% | 100% | 5 | 0% | 0% | 0% | 1 | 0.3223% | 0% | 0% | 1 | 0% | 0% | 0% | 1 | 0.3223% | 0% | 0% | 1 | 68.08% | 0% | 0% | 2 | 0% | 0% | 0% | 1 | 0% | 0% | 1 |  |  |  |  | 0% | [5 empty] | 69.6% | 5.181% | 74.78% | 3 | 22.43% | 0% | 0% | 1 | 5.17% | 0% | 0% | 1 | 12.8% | 0% | 0% | 1 | 33.04% | 0% | 0% | 1 | 50.98% | 0% | 0% | 2 | 2.544% | 0% | 0% | 1
110 | Higgins | Northern_California | 0 | 0 | 0 | 0% | 0% | 1 |  |  |  |  | 0% | [5 empty] | 0% | 0% | 0% | 1 | 0% | 0% | 0% | 1 | 0% | 0% | 0% | 1 | 0% | 0% | 0% | 1 | 0% | 0% | 0% | 1 | 0% | 0% | 0% | 1 | 0% | 0% | 0% | 1 | 0% | 0% | 1 |  |  |  |  | 0% | [5 empty] | 0% | 0% | 0% | 1 | 0% | 0% | 0% | 1 | 0% | 0% | 0% | 1 | 0% | 0% | 0% | 1 | 0% | 0% | 0% | 1 | 0% | 0% | 0% | 1 | 0% | 0% | 0% | 1 | 0% | 0% | 1 |  |  |  |  | 0% | [5 empty] | 0% | 0% | 0% | 1 | 0% | 0% | 0% | 1 | 0% | 0% | 0% | 1 | 0% | 0% | 0% | 1 | 0% | 0% | 0% | 1 | 0% | 0% | 0% | 1 | 0% | 0% | 0% | 1 | 0% | 0% | 1 |  |  |  |  | 0% | [5 empty] | 0% | 100% | 100% | 5 | 7.875% | 0% | 0% | 1 | 0.297% | 0% | 0% | 1 | 0% | 0% | 0% | 1 | 8.172% | 0% | 0% | 1 | 70.6% | 0% | 0% | 3 | 0% | 0% | 0% | 1
111 | Barre | Greater_LA | 0 | 0 | 0 | 0% | 0% | 1 |  |  |  |  | 0% | [5 empty] | 0% | 0% | 0% | 1 | 0% | 0% | 0% | 1 | 78.15% | 0% | 0% | 3 | 96.96% | 0% | 0% | 5 | 96.96% | 0% | 0% | 5 | 0% | 0% | 0% | 1 | 3.143% | 0% | 0% | 1 | 0% | 0% | 1 |  |  |  |  | 0% | [5 empty] | 0% | 0% | 0% | 1 | 0% | 0% | 0% | 1 | 25.77% | 0% | 0% | 1 | 51% | 0% | 0% | 2 | 51% | 0% | 0% | 2 | 0% | 0% | 0% | 1 | 4.454% | 0% | 0% | 1 | 0% | 0% | 1 |  |  |  |  | 0% | [5 empty] | 0% | 0% | 0% | 1 | 0.796% | 0% | 0% | 1 | 15.99% | 0% | 0% | 1 | 61.66% | 0% | 0% | 2 | 62.45% | 0% | 0% | 2 | 0% | 0% | 0% | 1 | 2.764% | 0% | 0% | 1 | 0% | 0% | 1 |  |  |  |  | 0% | [5 empty] | 0% | 0% | 0% | 1 | 0.6866% | 0% | 0% | 1 | 20.83% | 0% | 0% | 1 | 62.24% | 0% | 0% | 2 | 62.93% | 0% | 0% | 2 | 0% | 0% | 0% | 1 | 2.384% | 0% | 0% | 1
112 | Ellis | Greater_LA | 0 | 0 | 0 | 0% | 0% | 1 |  |  |  |  | 0% | [5 empty] | 0% | 0% | 0% | 1 | 2.482% | 0% | 0% | 1 | 43.52% | 0% | 0% | 1 | 89.26% | 0% | 0% | 3 | 91.74% | 0% | 0% | 4 | 0% | 0% | 0% | 1 | 8.617% | 0% | 0% | 1 | 0% | 0% | 1 |  |  |  |  | 0% | [5 empty] | 0% | 0% | 0% | 1 | 1.826% | 0% | 0% | 1 | 37.18% | 0% | 0% | 1 | 75.58% | 0% | 0% | 3 | 77.41% | 0% | 0% | 3 | 0% | 0% | 0% | 1 | 6.342% | 0% | 0% | 1 | 0% | 0% | 1 |  |  |  |  | 0% | [5 empty] | 0% | 0% | 0% | 1 | 0.7793% | 0% | 0% | 1 | 16.99% | 0% | 0% | 1 | 62.02% | 0% | 0% | 2 | 62.8% | 0% | 0% | 2 | 0% | 0% | 0% | 1 | 2.706% | 0% | 0% | 1 | 0% | 0% | 1 |  |  |  |  | 0% | [5 empty] | 0% | 0% | 0% | 1 | 0.7119% | 0% | 0% | 1 | 16.66% | 0% | 0% | 1 | 59.61% | 0% | 0% | 2 | 60.32% | 0% | 0% | 2 | 0% | 0% | 0% | 1 | 2.472% | 0% | 0% | 1
113 | Johanna | Greater_LA | 0 | 0 | 0 | 0% | 0% | 1 |  |  |  |  | 0% | [5 empty] | 0% | 0% | 0% | 1 | 3.632% | 0% | 0% | 1 | 22.14% | 0% | 0% | 1 | 86.26% | 0% | 0% | 3 | 89.9% | 0% | 0% | 3 | 0% | 0% | 0% | 1 | 10.57% | 0% | 0% | 1 | 0% | 0% | 1 |  |  |  |  | 0% | [5 empty] | 0% | 0% | 0% | 1 | 2.389% | 0% | 0% | 1 | 43.05% | 0% | 0% | 1 | 87.4% | 0% | 0% | 3 | 89.78% | 0% | 0% | 3 | 0% | 0% | 0% | 1 | 8.296% | 0% | 0% | 1 | 0% | 0% | 1 |  |  |  |  | 0% | [5 empty] | 0% | 0% | 0% | 1 | 1.536% | 0% | 0% | 1 | 33.49% | 0% | 0% | 1 | 69.15% | 0% | 0% | 2 | 70.68% | 0% | 0% | 3 | 0% | 0% | 0% | 1 | 5.334% | 0% | 0% | 1 | 0% | 0% | 1 |  |  |  |  | 0% | [5 empty] | 0.005586% | 0% | 0.005586% | 1 | 0.7255% | 0% | 0% | 1 | 17.19% | 0% | 0% | 1 | 60.65% | 0% | 0% | 2 | 61.38% | 0% | 0% | 2 | 0% | 0% | 0% | 1 | 2.519% | 0% | 0% | 1
114 | Lewis | Greater_LA | 0 | 0 | 0 | 0% | 0% | 1 |  |  |  |  | 0% | [5 empty] | 0% | 0% | 0% | 1 | 0% | 0% | 0% | 1 | 0% | 0% | 0% | 1 | 0% | 0% | 0% | 1 | 0% | 0% | 0% | 1 | 0% | 0% | 0% | 1 | 0% | 0% | 0% | 1 | 0% | 0% | 1 |  |  |  |  | 0% | [5 empty] | 0% | 0% | 0% | 1 | 1.348% | 0% | 0% | 1 | 45.14% | 0% | 0% | 1 | 92.37% | 0% | 0% | 4 | 93.72% | 0% | 0% | 4 | 0% | 0% | 0% | 1 | 7.801% | 0% | 0% | 1 | 0% | 0% | 1 |  |  |  |  | 0% | [5 empty] | 0% | 0% | 0% | 1 | 1.168% | 0% | 0% | 1 | 23.51% | 0% | 0% | 1 | 50.35% | 0% | 0% | 2 | 51.52% | 0% | 0% | 2 | 0% | 0% | 0% | 1 | 4.054% | 0% | 0% | 1 | 0% | 0% | 1 |  |  |  |  | 0% | [5 empty] | 0% | 0% | 0% | 1 | 0.7273% | 0% | 0% | 1 | 16.11% | 0% | 0% | 1 | 59.97% | 0% | 0% | 2 | 60.7% | 0% | 0% | 2 | 0% | 0% | 0% | 1 | 2.525% | 0% | 0% | 1
115 | Santiago | Greater_LA | 0 | 0 | 0 | 0% | 0% | 1 |  |  |  |  | 0% | [5 empty] | 0% | 0% | 0% | 1 | 4.317% | 0% | 0% | 1 | 14.59% | 0% | 0% | 1 | 80.21% | 0% | 0% | 3 | 84.53% | 0% | 0% | 3 | 0% | 0% | 0% | 1 | 2.818% | 0% | 0% | 1 | 0% | 0% | 1 |  |  |  |  | 0% | [5 empty] | 0% | 0% | 0% | 1 | 2.844% | 0% | 0% | 1 | 22.2% | 0% | 0% | 1 | 79.17% | 0% | 0% | 3 | 82.02% | 0% | 0% | 3 | 0% | 0% | 0% | 1 | 8.274% | 0% | 0% | 1 | 0% | 0% | 1 |  |  |  |  | 0% | [5 empty] | 0% | 0% | 0% | 1 | 2.026% | 0% | 0% | 1 | 39.35% | 0% | 0% | 1 | 81.03% | 0% | 0% | 3 | 83.05% | 0% | 0% | 3 | 0% | 0% | 0% | 1 | 7.034% | 0% | 0% | 1 | 0% | 0% | 1 |  |  |  |  | 0% | [5 empty] | 0.1296% | 0% | 0.1296% | 1 | 0.7345% | 0% | 0% | 1 | 17.23% | 0% | 0% | 1 | 60.78% | 0% | 0% | 2 | 61.51% | 0% | 0% | 2 | 0% | 0% | 0% | 1 | 2.551% | 0% | 0% | 1
116 | Serrano | Greater_LA | 0 | 0 | 0 | 0% | 0% | 1 |  |  |  |  | 0% | [5 empty] | 0% | 0% | 0% | 1 | 0% | 0% | 0% | 1 | 0% | 0% | 0% | 1 | 0% | 0% | 0% | 1 | 0% | 0% | 0% | 1 | 0% | 0% | 0% | 1 | 0% | 0% | 0% | 1 | 0% | 0% | 1 |  |  |  |  | 0% | [5 empty] | 0% | 0% | 0% | 1 | 0% | 0% | 0% | 1 | 100% | 0% | 0% | 5 | 100% | 0% | 0% | 5 | 100% | 0% | 0% | 5 | 0% | 0% | 0% | 1 | 63.77% | 0% | 0% | 2 | 0% | 0% | 1 |  |  |  |  | 0% | [5 empty] | 0% | 0% | 0% | 1 | 2.23% | 0% | 0% | 1 | 44.09% | 0% | 0% | 1 | 88.89% | 0% | 0% | 3 | 91.12% | 0% | 0% | 4 | 0% | 0% | 0% | 1 | 7.742% | 0% | 0% | 1 | 0% | 0% | 1 |  |  |  |  | 0% | [5 empty] | 0% | 0.05481% | 0.05481% | 2 | 0.8028% | 0% | 0% | 1 | 16.47% | 0% | 0% | 1 | 60.82% | 0% | 0% | 2 | 61.57% | 0% | 0% | 2 | 0.05481% | 0% | 0% | 1 | 2.597% | 0% | 0% | 1
117 | Villa Park | Greater_LA | 0 | 0 | 0 | 0% | 0% | 1 |  |  |  |  | 0% | [5 empty] | 0% | 0% | 0% | 1 | 0% | 0% | 0% | 1 | 0% | 0% | 0% | 1 | 0% | 0% | 0% | 1 | 0% | 0% | 0% | 1 | 0% | 0% | 0% | 1 | 0% | 0% | 0% | 1 | 0% | 0% | 1 |  |  |  |  | 0% | [5 empty] | 0% | 0% | 0% | 1 | 0% | 0% | 0% | 1 | 43.62% | 0% | 0% | 1 | 99.93% | 0% | 0% | 5 | 99.93% | 0% | 0% | 5 | 0% | 0% | 0% | 1 | 12.45% | 0% | 0% | 1 | 0% | 0% | 1 |  |  |  |  | 0% | [5 empty] | 0% | 0% | 0% | 1 | 2.154% | 0% | 0% | 1 | 43.39% | 0% | 0% | 1 | 88.68% | 0% | 0% | 3 | 90.84% | 0% | 0% | 4 | 0% | 0% | 0% | 1 | 7.481% | 0% | 0% | 1 | 0% | 0% | 1 |  |  |  |  | 0% | [5 empty] | 0% | 0% | 0% | 1 | 0.7413% | 0% | 0% | 1 | 16.26% | 0% | 0% | 1 | 60.68% | 0% | 0% | 2 | 61.42% | 0% | 0% | 2 | 0% | 0% | 0% | 1 | 2.574% | 0% | 0% | 1
118 | Capistrano | Greater_LA | 0 | 0 | 0 | 0% | 0% | 1 |  |  |  |  | 0% | [5 empty] | 0% | 0% | 0% | 1 | 0% | 0% | 0% | 1 | 28.84% | 0% | 0% | 1 | 50.12% | 0% | 0% | 2 | 50.12% | 0% | 0% | 2 | 0% | 0% | 0% | 1 | 0% | 0% | 0% | 1 | 0% | 0% | 1 |  |  |  |  | 0% | [5 empty] | 0.04147% | 0% | 0.04147% | 1 | 5.386% | 0% | 0% | 1 | 18.95% | 0% | 0% | 1 | 54.01% | 0% | 0% | 2 | 59.4% | 0% | 0% | 2 | 0% | 0% | 0% | 1 | 1.316% | 0% | 0% | 1 | 0% | 0% | 1 |  |  |  |  | 0% | [5 empty] | 0.7795% | 0% | 0.7795% | 1 | 2.541% | 0% | 0% | 1 | 25.17% | 0% | 0% | 1 | 75.36% | 0% | 0% | 3 | 77.9% | 0% | 0% | 3 | 0% | 0% | 0% | 1 | 7.395% | 0% | 0% | 1 | 0% | 0% | 1 |  |  |  |  | 0% | [5 empty] | 0.4362% | 0% | 0.4362% | 1 | 6.758% | 0% | 0% | 1 | 50.52% | 0% | 0% | 2 | 80.16% | 0% | 0% | 3 | 81.59% | 0% | 0% | 3 | 0% | 0% | 0% | 1 | 9.688% | 0% | 0% | 1
119 | Trabuco | Greater_LA | 0 | 0 | 0 | 0% | 0% | 1 |  |  |  |  | 0% | [5 empty] | 0% | 0% | 0% | 1 | 0% | 0% | 0% | 1 | 20.03% | 0% | 0% | 1 | 45.73% | 0% | 0% | 1 | 45.73% | 0% | 0% | 1 | 0% | 0% | 0% | 1 | 0% | 0% | 0% | 1 | 0% | 0% | 1 |  |  |  |  | 0% | [5 empty] | 0% | 0% | 0% | 1 | 3.228% | 0% | 0% | 1 | 19.72% | 0% | 0% | 1 | 69.05% | 0% | 0% | 2 | 72.28% | 0% | 0% | 3 | 0% | 0% | 0% | 1 | 2.106% | 0% | 0% | 1 | 0% | 0% | 1 |  |  |  |  | 0% | [5 empty] | 0.1755% | 0% | 0.1755% | 1 | 2.569% | 0% | 0% | 1 | 24.02% | 0% | 0% | 1 | 75.09% | 0% | 0% | 3 | 77.66% | 0% | 0% | 3 | 0% | 0% | 0% | 1 | 7.475% | 0% | 0% | 1 | 0% | 0% | 1 |  |  |  |  | 0% | [5 empty] | 0.4216% | 0% | 0.4216% | 1 | 5.84% | 0% | 0% | 1 | 50.96% | 0% | 0% | 2 | 83.12% | 0% | 0% | 3 | 84.49% | 0% | 0% | 3 | 0% | 0% | 0% | 1 | 9.364% | 0% | 0% | 1
120 | Pleasant Grove | Northern_California | 0 | 0 | 0 | 0% | 0% | 1 |  |  |  |  | 0% | [5 empty] | 0% | 0% | 0% | 1 | 0% | 0% | 0% | 1 | 0% | 0% | 0% | 1 | 0% | 0% | 0% | 1 | 0% | 0% | 0% | 1 | 0% | 0% | 0% | 1 | 0% | 0% | 0% | 1 | 0% | 0% | 1 |  |  |  |  | 0% | [5 empty] | 0% | 0% | 0% | 1 | 0% | 0% | 0% | 1 | 0% | 0% | 0% | 1 | 0% | 0% | 0% | 1 | 0% | 0% | 0% | 1 | 0% | 0% | 0% | 1 | 0% | 0% | 0% | 1 | 0% | 0% | 1 |  |  |  |  | 0% | [5 empty] | 0% | 0% | 0% | 1 | 0% | 0% | 0% | 1 | 0% | 0% | 0% | 1 | 0% | 0% | 0% | 1 | 0% | 0% | 0% | 1 | 0% | 0% | 0% | 1 | 0% | 0% | 0% | 1 | 0% | 0% | 1 |  |  |  |  | 0% | [5 empty] | 0% | 0% | 0% | 1 | 0% | 0% | 0% | 1 | 0% | 0% | 0% | 1 | 0% | 0% | 0% | 1 | 0% | 0% | 0% | 1 | 0% | 0% | 0% | 1 | 0% | 0% | 0% | 1
121 | Summit | Northern_California | 0 | 0 | 0 | 0% | 0% | 1 |  |  |  |  | 0% | [5 empty] | 7.755% | 0% | 7.755% | 1 | 5.677% | 0% | 0% | 1 | 16.05% | 0% | 0% | 1 | 66.99% | 0% | 0% | 2 | 69.06% | 0% | 0% | 2 | 62.58% | 0% | 0% | 2 | 8.257% | 0% | 0% | 1 | 0% | 0% | 1 |  |  |  |  | 0% | [5 empty] | 10.62% | 0.07438% | 10.7% | 2 | 12.84% | 0% | 0% | 1 | 17.59% | 0% | 0% | 1 | 53.89% | 0% | 0% | 2 | 61.91% | 0% | 0% | 2 | 54.82% | 0% | 0% | 2 | 6.827% | 0% | 0% | 1 | 0% | 0% | 1 |  |  |  |  | 0% | [5 empty] | 15.71% | 4.114% | 19.82% | 2 | 20.54% | 0% | 0% | 1 | 11% | 0% | 0% | 1 | 33.43% | 0% | 0% | 1 | 50.86% | 0% | 0% | 2 | 51.56% | 0% | 0% | 2 | 6.365% | 0% | 0% | 1 | 0% | 0% | 1 |  |  |  |  | 0% | [5 empty] | 18.36% | 9.987% | 28.34% | 2 | 25.22% | 0% | 0% | 1 | 11.84% | 0% | 0% | 1 | 29.49% | 0% | 0% | 1 | 52.2% | 0% | 0% | 2 | 57.16% | 0% | 0% | 2 | 7.115% | 0% | 0% | 1
122 | Devers | Riverside | 173 | 6920 | 20 | 381.7% | 51.74% | 5 |  |  |  |  | 0% | [5 empty] | 27.19% | 2.421% | 29.62% | 2 | 52.42% | 124.5% | 22.21% | 5 | 50.42% | 119.5% | 19.13% | 5 | 46.59% | 110.9% | 12.48% | 5 | 66.72% | 178% | 38.89% | 5 | 38.36% | 96.09% | 0% | 4 | 0.1483% | 59.32% | 0% | 3 | 93.21% | 0% | 4 |  |  |  |  | 0% | [5 empty] | 25.07% | 11.69% | 36.75% | 3 | 31.97% | 34.37% | 0% | 2 | 34.2% | 35.53% | 0% | 2 | 37.5% | 37.41% | 0% | 2 | 50.17% | 46.92% | 0% | 2 | 43.36% | 41.28% | 0% | 2 | 0.2722% | 23.45% | 0% | 2 | 69.74% | 0% | 3 |  |  |  |  | 0% | [5 empty] | 27.09% | 13.65% | 40.74% | 3 | 31.98% | 24.83% | 0% | 2 | 30.47% | 24.29% | 0% | 2 | 36.69% | 26.67% | 0% | 2 | 51.55% | 34.86% | 0% | 2 | 48.28% | 32.65% | 0% | 2 | 0.282% | 16.94% | 0% | 1 | 22.49% | 0% | 2 |  |  |  |  | 0% | [5 empty] | 11.28% | 14.32% | 25.6% | 3 | 24.29% | 8.42% | 0% | 1 | 20.9% | 8.059% | 0% | 1 | 25.8% | 8.591% | 0% | 1 | 44.97% | 11.58% | 0% | 1 | 50.34% | 12.84% | 0% | 2 | 0.1407% | 6.384% | 0% | 1
123 | Kern | Riverside (Exclude) | 0 | 0 | 0 | 0% | 0% | 1 |  |  |  |  | 0% | [5 empty] | 0% | 0% | 0% | 1 | 8% | 0% | 0% | 1 | 31.4% | 0% | 0% | 1 | 0% | 0% | 0% | 1 | 39.31% | 0% | 0% | 1 | 54.15% | 0% | 0% | 2 | 0% | 0% | 0% | 1 | 0% | 0% | 1 |  |  |  |  | 0% | [5 empty] | 0% | 0% | 0% | 1 | 7.833% | 0% | 0% | 1 | 20.2% | 0% | 0% | 1 | 0% | 0% | 0% | 1 | 27.97% | 0% | 0% | 1 | 52.45% | 0% | 0% | 2 | 0.4828% | 0% | 0% | 1 | 0% | 0% | 1 |  |  |  |  | 0% | [5 empty] | 0% | 0% | 0% | 1 | 24.53% | 0% | 0% | 1 | 14.53% | 0% | 0% | 1 | 1.111% | 0% | 0% | 1 | 38.1% | 0% | 0% | 1 | 52.95% | 0% | 0% | 2 | 1.057% | 0% | 0% | 1 | 0% | 0% | 1 |  |  |  |  | 0% | [5 empty] | 0% | 0% | 0% | 1 | 36.23% | 0% | 0% | 1 | 21.89% | 0% | 0% | 1 | 11.74% | 0% | 0% | 1 | 48.98% | 0% | 0% | 1 | 57.61% | 0% | 0% | 2 | 0.8182% | 0% | 0% | 1
124 | Mirage | Riverside | 0 | 0 | 0 | 0% | 0% | 1 |  |  |  |  | 0% | [5 empty] | 0% | 0% | 0% | 1 | 9.986% | 0% | 0% | 1 | 19.48% | 0% | 0% | 1 | 17.35% | 0% | 0% | 1 | 29.39% | 0% | 0% | 1 | 47.65% | 0% | 0% | 1 | 0.01341% | 0% | 0% | 1 | 0% | 0% | 1 |  |  |  |  | 0% | [5 empty] | 0.01395% | 0% | 0.01395% | 1 | 10.38% | 0% | 0% | 1 | 30.99% | 0% | 0% | 1 | 23.24% | 0% | 0% | 1 | 38.11% | 0% | 0% | 1 | 53.83% | 0% | 0% | 2 | 0.00922% | 0% | 0% | 1 | 0% | 0% | 1 |  |  |  |  | 0% | [5 empty] | 1.291% | 6.504% | 7.795% | 2 | 14.91% | 0% | 0% | 1 | 29.89% | 0% | 0% | 1 | 25.81% | 0% | 0% | 1 | 42.71% | 0% | 0% | 1 | 59.03% | 0% | 0% | 2 | 0.02152% | 0% | 0% | 1 | 0% | 0% | 1 |  |  |  |  | 0.08293% | [5 empty] | 10.4% | 16.52% | 26.92% | 3 | 17.82% | 0% | 0% | 1 | 25.64% | 0% | 0% | 1 | 25.74% | 0% | 0% | 1 | 41.64% | 0% | 0% | 1 | 55.12% | 0% | 0% | 2 | 0.1288% | 0% | 0% | 1
125 | Valley | Riverside (Exclude) | 0 | 0 | 0 | 0% | 0% | 1 |  |  |  |  | 0% | [5 empty] | 0% | 0% | 0% | 1 | 0% | 0% | 0% | 1 | 0% | 0% | 0% | 1 | 0% | 0% | 0% | 1 | 0% | 0% | 0% | 1 | 0% | 0% | 0% | 1 | 0% | 0% | 0% | 1 | 0% | 0% | 1 |  |  |  |  | 0% | [5 empty] | 0% | 0% | 0% | 1 | 0% | 0% | 0% | 1 | 0% | 0% | 0% | 1 | 0% | 0% | 0% | 1 | 0% | 0% | 0% | 1 | 0% | 0% | 0% | 1 | 0% | 0% | 0% | 1 | 0% | 0% | 1 |  |  |  |  | 0% | [5 empty] | 12.09% | 87.91% | 100% | 5 | 1.3% | 0% | 0% | 1 | 13.42% | 0% | 0% | 1 | 13.42% | 0% | 0% | 1 | 13.42% | 0% | 0% | 1 | 21.26% | 0% | 0% | 1 | 0% | 0% | 0% | 1 | 0% | 0% | 1 |  |  |  |  | 0% | [5 empty] | 54.28% | 39.55% | 93.83% | 5 | 39.54% | 0% | 0% | 1 | 44.56% | 0% | 0% | 1 | 60.1% | 0% | 0% | 2 | 66.96% | 0% | 0% | 2 | 51.84% | 0% | 0% | 2 | 0.6687% | 0% | 0% | 1
126 | Gold Hill | Solano | 0 | 0 | 0 | 0% | 0% | 1 |  |  |  |  | 0% | [5 empty] | 0% | 0% | 0% | 1 | 0% | 0% | 0% | 1 | 0% | 0% | 0% | 1 | 0% | 0% | 0% | 1 | 0% | 0% | 0% | 1 | 0% | 0% | 0% | 1 | 0% | 0% | 0% | 1 | 0% | 0% | 1 |  |  |  |  | 0% | [5 empty] | 0% | 0% | 0% | 1 | 0% | 0% | 0% | 1 | 0% | 0% | 0% | 1 | 0% | 0% | 0% | 1 | 0% | 0% | 0% | 1 | 0% | 0% | 0% | 1 | 0% | 0% | 0% | 1 | 0% | 0% | 1 |  |  |  |  | 0% | [5 empty] | 0% | 0% | 0% | 1 | 0% | 0% | 0% | 1 | 0% | 0% | 0% | 1 | 0% | 0% | 0% | 1 | 0% | 0% | 0% | 1 | 0% | 0% | 0% | 1 | 0% | 0% | 0% | 1 | 0% | 0% | 1 |  |  |  |  | 0% | [5 empty] | 0% | 0% | 0% | 1 | 0% | 0% | 0% | 1 | 0% | 0% | 0% | 1 | 0% | 0% | 0% | 1 | 0% | 0% | 0% | 1 | 0% | 0% | 0% | 1 | 0% | 0% | 0% | 1
127 | Grand Island | Solano | 0 | 0 | 0 | 0% | 0% | 1 |  |  |  |  | 41.69% | [5 empty] | 10.17% | 0% | 10.17% | 1 | 18.29% | 0% | 0% | 1 | 10.39% | 0% | 0% | 1 | 11.31% | 0% | 0% | 1 | 28.66% | 0% | 0% | 1 | 0.9165% | 0% | 0% | 1 | 16.42% | 0% | 0% | 1 | 0% | 0% | 1 |  |  |  |  | 27.42% | [5 empty] | 45.59% | 0% | 45.59% | 2 | 11.32% | 0% | 0% | 1 | 23.69% | 0% | 0% | 1 | 29.04% | 0% | 0% | 1 | 38.1% | 0% | 0% | 1 | 2.538% | 0% | 0% | 1 | 17.98% | 0% | 0% | 1 | 0% | 0% | 1 |  |  |  |  | 23.63% | [5 empty] | 48.32% | 0% | 48.32% | 2 | 11.72% | 0% | 0% | 1 | 29.86% | 0% | 0% | 1 | 31.65% | 0% | 0% | 1 | 42.59% | 0% | 0% | 1 | 2.825% | 0% | 0% | 1 | 19.33% | 0% | 0% | 1 | 0% | 0% | 1 |  |  |  |  | 21.59% | [5 empty] | 48.54% | 0% | 48.54% | 2 | 17.76% | 0% | 0% | 1 | 33.05% | 0% | 0% | 1 | 32.62% | 0% | 0% | 1 | 47.54% | 0% | 0% | 1 | 5.751% | 0% | 0% | 1 | 21.33% | 0% | 0% | 1
128 | Chino | Greater_Kramer | 0 | 0 | 10 | 0% | 0% | 1 |  |  |  |  | 0% | [5 empty] | 0% | 0% | 0% | 1 | 0% | 0% | 0% | 1 | 0% | 0% | 0% | 1 | 0% | 0% | 0% | 1 | 0% | 0% | 0% | 1 | 0% | 0% | 0% | 1 | 0% | 0% | 0% | 1 | 0% | 0% | 1 |  |  |  |  | 0% | [5 empty] | 0% | 0% | 0% | 1 | 0% | 0% | 0% | 1 | 0% | 0% | 0% | 1 | 0% | 0% | 0% | 1 | 0% | 0% | 0% | 1 | 0% | 0% | 0% | 1 | 0% | 0% | 0% | 1 | 0% | 0% | 1 |  |  |  |  | 0% | [5 empty] | 0% | 100% | 100% | 5 | 100% | 0% | 0% | 5 | 0% | 0% | 0% | 1 | 7.75% | 0% | 0% | 1 | 100% | 0% | 0% | 5 | 74.48% | 0% | 0% | 3 | 0.1554% | 0% | 0% | 1 | 0% | 0% | 1 |  |  |  |  | 0% | [5 empty] | 45.33% | 36.44% | 81.77% | 5 | 58.22% | 0% | 0% | 2 | 66.18% | 0% | 0% | 2 | 60.62% | 0% | 0% | 2 | 98.8% | 0% | 0% | 5 | 41.26% | 0% | 0% | 1 | 0.4973% | 0% | 0% | 1
129 | Kramer | Greater_Kramer (Exclude) | 0 | 0 | 0 | 0% | 0% | 1 |  |  |  |  | 0% | [5 empty] | 0% | 0% | 0% | 1 | 96.9% | 0% | 0% | 5 | 10.81% | 0% | 0% | 1 | 0% | 0% | 0% | 1 | 96.9% | 0% | 0% | 5 | 60.72% | 0% | 0% | 2 | 0% | 0% | 0% | 1 | 0% | 0% | 1 |  |  |  |  | 0% | [5 empty] | 0% | 0% | 0% | 1 | 82.24% | 0% | 0% | 3 | 8.279% | 0% | 0% | 1 | 0.03572% | 0% | 0% | 1 | 83.8% | 0% | 0% | 3 | 67.78% | 0% | 0% | 2 | 0.08086% | 0% | 0% | 1 | 0% | 0% | 1 |  |  |  |  | 0.0008622% | [5 empty] | 0% | 0% | 0% | 1 | 73.36% | 0% | 0% | 3 | 10.86% | 0% | 0% | 1 | 1.676% | 0% | 0% | 1 | 78.09% | 0% | 0% | 3 | 61.43% | 0% | 0% | 2 | 0.1716% | 0% | 0% | 1 | 0% | 0% | 1 |  |  |  |  | 0.0004279% | [5 empty] | 0% | 0% | 0% | 1 | 55.32% | 0% | 0% | 2 | 22.39% | 0% | 0% | 1 | 5.322% | 0% | 0% | 1 | 68.19% | 0% | 0% | 2 | 59.93% | 0% | 0% | 2 | 0.3948% | 0% | 0% | 1
130 | Lugo | Greater_Kramer | 0 | 0 | 0 | 0% | 0% | 1 |  |  |  |  | 0% | [5 empty] | 48.03% | 28.25% | 76.28% | 5 | 55.28% | 0% | 0% | 2 | 57.52% | 0% | 0% | 2 | 56.95% | 0% | 0% | 2 | 93.52% | 0% | 0% | 4 | 46.51% | 0% | 0% | 1 | 0.7136% | 0% | 0% | 1 | 0% | 0% | 1 |  |  |  |  | 0% | [5 empty] | 33.52% | 26.28% | 59.8% | 4 | 67.47% | 0% | 0% | 2 | 52.52% | 0% | 0% | 2 | 51.03% | 0% | 0% | 2 | 94.87% | 0% | 0% | 4 | 39.52% | 0% | 0% | 1 | 0.4955% | 0% | 0% | 1 | 0% | 0% | 1 |  |  |  |  | 0% | [5 empty] | 20.67% | 17.73% | 38.39% | 3 | 63.31% | 0% | 0% | 2 | 46.41% | 0% | 0% | 1 | 41.94% | 0% | 0% | 1 | 86.36% | 0% | 0% | 3 | 47.31% | 0% | 0% | 1 | 0.2532% | 0% | 0% | 1 | 0% | 0% | 1 |  |  |  |  | 0% | [5 empty] | 12.47% | 12.94% | 25.4% | 3 | 49.09% | 0% | 0% | 1 | 44.27% | 0% | 0% | 1 | 38.03% | 0% | 0% | 1 | 76.9% | 0% | 0% | 3 | 47.9% | 0% | 0% | 1 | 0.2162% | 0% | 0% | 1
131 | Mira Loma | Greater_Kramer | 0 | 0 | 0 | 0% | 0% | 1 |  |  |  |  | 0% | [5 empty] | 0% | 0% | 0% | 1 | 0% | 0% | 0% | 1 | 0% | 0% | 0% | 1 | 0% | 0% | 0% | 1 | 0% | 0% | 0% | 1 | 0% | 0% | 0% | 1 | 0% | 0% | 0% | 1 | 0% | 0% | 1 |  |  |  |  | 0% | [5 empty] | 0% | 100% | 100% | 5 | 100% | 0% | 0% | 5 | 0% | 0% | 0% | 1 | 9.427% | 0% | 0% | 1 | 100% | 0% | 0% | 5 | 68.53% | 0% | 0% | 2 | 0.1916% | 0% | 0% | 1 | 0% | 0% | 1 |  |  |  |  | 0% | [5 empty] | 20.45% | 77.25% | 97.7% | 5 | 100% | 0% | 0% | 5 | 48.32% | 0% | 0% | 1 | 15.36% | 0% | 0% | 1 | 100% | 0% | 0% | 5 | 56.81% | 0% | 0% | 2 | 0.0816% | 0% | 0% | 1 | 0% | 0% | 1 |  |  |  |  | 0% | [5 empty] | 44.2% | 36.19% | 80.39% | 5 | 60.99% | 0% | 0% | 2 | 55.22% | 0% | 0% | 2 | 54.82% | 0% | 0% | 2 | 94.19% | 0% | 0% | 4 | 47.64% | 0% | 0% | 1 | 0.65% | 0% | 0% | 1
132 | Padua | Greater_Kramer | 0 | 0 | 0 | 0% | 0% | 1 |  |  |  |  | 0% | [5 empty] | 0% | 100% | 100% | 5 | 100% | 0% | 0% | 5 | 0% | 0% | 0% | 1 | 13.59% | 0% | 0% | 1 | 100% | 0% | 0% | 5 | 66.1% | 0% | 0% | 2 | 0.2761% | 0% | 0% | 1 | 0% | 0% | 1 |  |  |  |  | 0% | [5 empty] | 20.58% | 77.55% | 98.13% | 5 | 100% | 0% | 0% | 5 | 45.38% | 0% | 0% | 1 | 21.06% | 0% | 0% | 1 | 100% | 0% | 0% | 5 | 56.5% | 0% | 0% | 2 | 0.07599% | 0% | 0% | 1 | 0% | 0% | 1 |  |  |  |  | 0% | [5 empty] | 42.88% | 42.2% | 85.08% | 5 | 56.64% | 0% | 0% | 2 | 67.48% | 0% | 0% | 2 | 66.68% | 0% | 0% | 2 | 98.38% | 0% | 0% | 5 | 39.27% | 0% | 0% | 1 | 0.06505% | 0% | 0% | 1 | 0% | 0% | 1 |  |  |  |  | 0% | [5 empty] | 38.81% | 30.55% | 69.36% | 5 | 55.52% | 0% | 0% | 2 | 53.63% | 0% | 0% | 2 | 54.79% | 0% | 0% | 2 | 91.13% | 0% | 0% | 4 | 50.41% | 0% | 0% | 2 | 0.5487% | 0% | 0% | 1
133 | Pisgah | Greater_Kramer | 0 | 0 | 0 | 0% | 0% | 1 |  |  |  |  | 0% | [5 empty] | 0% | 0% | 0% | 1 | 54.44% | 0% | 0% | 2 | 72.27% | 0% | 0% | 3 | 80.82% | 0% | 0% | 3 | 85.64% | 0% | 0% | 3 | 54.13% | 0% | 0% | 2 | 0.5279% | 0% | 0% | 1 | 0% | 0% | 1 |  |  |  |  | 0.003344% | [5 empty] | 0% | 0% | 0% | 1 | 26.46% | 0% | 0% | 1 | 22.78% | 0% | 0% | 1 | 25.8% | 0% | 0% | 1 | 36.26% | 0% | 0% | 1 | 66.17% | 0% | 0% | 2 | 0.7514% | 0% | 0% | 1 | 0% | 0% | 1 |  |  |  |  | 0.7601% | [5 empty] | 0% | 0% | 0% | 1 | 25.44% | 0% | 0% | 1 | 14.61% | 0% | 0% | 1 | 14.23% | 0% | 0% | 1 | 29.99% | 0% | 0% | 1 | 56.83% | 0% | 0% | 2 | 0.9127% | 0% | 0% | 1 | 0% | 0% | 1 |  |  |  |  | 0.3862% | [5 empty] | 0% | 0% | 0% | 1 | 34.31% | 0% | 0% | 1 | 13.83% | 0% | 0% | 1 | 13.97% | 0% | 0% | 1 | 39.31% | 0% | 0% | 1 | 69.58% | 0% | 0% | 2 | 1.227% | 0% | 0% | 1
134 | Roadway | Greater_Kramer | 0 | 0 | 0 | 0% | 0% | 1 |  |  |  |  | 0% | [5 empty] | 0% | 0% | 0% | 1 | 83.92% | 0% | 0% | 3 | 75.15% | 0% | 0% | 3 | 50.56% | 0% | 0% | 2 | 91.32% | 0% | 0% | 4 | 48.96% | 0% | 0% | 1 | 0.2577% | 0% | 0% | 1 | 0% | 0% | 1 |  |  |  |  | 0% | [5 empty] | 0.1354% | 0% | 0.1354% | 1 | 58.12% | 0% | 0% | 2 | 63.86% | 0% | 0% | 2 | 32.55% | 0% | 0% | 1 | 78.22% | 0% | 0% | 3 | 49.17% | 0% | 0% | 1 | 0.2674% | 0% | 0% | 1 | 0% | 0% | 1 |  |  |  |  | 0.000986% | [5 empty] | 7.829% | 3.381% | 11.21% | 2 | 50.45% | 0% | 0% | 2 | 39.71% | 0% | 0% | 1 | 22.42% | 0% | 0% | 1 | 67.17% | 0% | 0% | 2 | 52.27% | 0% | 0% | 2 | 0.2328% | 0% | 0% | 1 | 0% | 0% | 1 |  |  |  |  | 0.000532% | [5 empty] | 10.13% | 8.603% | 18.73% | 2 | 53.8% | 0% | 0% | 2 | 38.62% | 0% | 0% | 1 | 27.31% | 0% | 0% | 1 | 74.83% | 0% | 0% | 3 | 51.46% | 0% | 0% | 2 | 0.4003% | 0% | 0% | 1
135 | Tortilla | Greater_Kramer | 0 | 0 | 0 | 0% | 0% | 1 |  |  |  |  | 0% | [5 empty] | 0% | 0% | 0% | 1 | 84.61% | 0% | 0% | 3 | 45.53% | 0% | 0% | 1 | 26.27% | 0% | 0% | 1 | 89.14% | 0% | 0% | 3 | 65.08% | 0% | 0% | 2 | 1.504% | 0% | 0% | 1 | 0% | 0% | 1 |  |  |  |  | 0.0009614% | [5 empty] | 0% | 0% | 0% | 1 | 71.78% | 0% | 0% | 3 | 34.32% | 0% | 0% | 1 | 10.73% | 0% | 0% | 1 | 81.05% | 0% | 0% | 3 | 68.96% | 0% | 0% | 2 | 0.7901% | 0% | 0% | 1 | 0% | 0% | 1 |  |  |  |  | 0.02099% | [5 empty] | 0% | 0% | 0% | 1 | 65.16% | 0% | 0% | 2 | 25.54% | 0% | 0% | 1 | 11.31% | 0% | 0% | 1 | 71.93% | 0% | 0% | 3 | 60.56% | 0% | 0% | 2 | 1.887% | 0% | 0% | 1 | 0% | 0% | 1 |  |  |  |  | 0.4756% | [5 empty] | 0% | 0% | 0% | 1 | 46.81% | 0% | 0% | 1 | 23.03% | 0% | 0% | 1 | 11.08% | 0% | 0% | 1 | 51.3% | 0% | 0% | 2 | 55.57% | 0% | 0% | 2 | 1.305% | 0% | 0% | 1
136 | Victor | Greater_Kramer | 0 | 0 | 0 | 0% | 0% | 1 |  |  |  |  | 0% | [5 empty] | 0% | 0% | 0% | 1 | 69.92% | 0% | 0% | 2 | 89.31% | 0% | 0% | 3 | 61.05% | 0% | 0% | 2 | 89.32% | 0% | 0% | 3 | 48.21% | 0% | 0% | 1 | 0% | 0% | 0% | 1 | 0% | 0% | 1 |  |  |  |  | 0% | [5 empty] | 18.76% | 7.924% | 26.68% | 2 | 57.9% | 0% | 0% | 2 | 70.47% | 0% | 0% | 3 | 46.12% | 0% | 0% | 1 | 87.93% | 0% | 0% | 3 | 43.38% | 0% | 0% | 1 | 0.1393% | 0% | 0% | 1 | 0% | 0% | 1 |  |  |  |  | 0% | [5 empty] | 13.07% | 8.389% | 21.46% | 2 | 56.91% | 0% | 0% | 2 | 40.26% | 0% | 0% | 1 | 27.86% | 0% | 0% | 1 | 71.27% | 0% | 0% | 3 | 46.6% | 0% | 0% | 1 | 0.2961% | 0% | 0% | 1 | 0% | 0% | 1 |  |  |  |  | 0.0005139% | [5 empty] | 10.4% | 10.61% | 21.01% | 3 | 51.77% | 0% | 0% | 2 | 40.11% | 0% | 0% | 1 | 32.27% | 0% | 0% | 1 | 76.14% | 0% | 0% | 3 | 51.01% | 0% | 0% | 2 | 0.3685% | 0% | 0% | 1
137 | Vista | Greater_Kramer | 0 | 0 | 0 | 0% | 0% | 1 |  |  |  |  | 0% | [5 empty] | 0% | 0% | 0% | 1 | 0% | 0% | 0% | 1 | 0% | 0% | 0% | 1 | 0% | 0% | 0% | 1 | 0% | 0% | 0% | 1 | 0% | 0% | 0% | 1 | 0% | 0% | 0% | 1 | 0% | 0% | 1 |  |  |  |  | 0% | [5 empty] | 0.4467% | 99.55% | 100% | 5 | 100% | 0% | 0% | 5 | 26.32% | 0% | 0% | 1 | 88.03% | 0% | 0% | 3 | 100% | 0% | 0% | 5 | 37.32% | 0% | 0% | 1 | 0% | 0% | 0% | 1 | 0% | 0% | 1 |  |  |  |  | 0% | [5 empty] | 29.76% | 67.61% | 97.36% | 5 | 95.71% | 0% | 0% | 5 | 21.36% | 0% | 0% | 1 | 32.38% | 0% | 0% | 1 | 96.86% | 0% | 0% | 5 | 65.12% | 0% | 0% | 2 | 1.216% | 0% | 0% | 1 | 0% | 0% | 1 |  |  |  |  | 0% | [5 empty] | 29.58% | 39.17% | 68.75% | 5 | 51.33% | 0% | 0% | 2 | 39.9% | 0% | 0% | 1 | 53.06% | 0% | 0% | 2 | 86.12% | 0% | 0% | 3 | 44.84% | 0% | 0% | 1 | 0.3822% | 0% | 0% | 1
138 | Encina | Greater_SD | 0 | 0 | 0 | 0% | 0% | 1 |  |  |  |  | 0% | [5 empty] | 0% | 0% | 0% | 1 | 17.48% | 0% | 0% | 1 | 76.76% | 0% | 0% | 3 | 79.78% | 0% | 0% | 3 | 79.78% | 0% | 0% | 3 | 0% | 0% | 0% | 1 | 16.54% | 0% | 0% | 1 | 0% | 0% | 1 |  |  |  |  | 0% | [5 empty] | 0.9947% | 0% | 0.9947% | 1 | 15.65% | 0% | 0% | 1 | 79% | 0% | 0% | 3 | 81.7% | 0% | 0% | 3 | 81.7% | 0% | 0% | 3 | 0% | 0% | 0% | 1 | 14.98% | 0% | 0% | 1 | 0% | 0% | 1 |  |  |  |  | 0% | [5 empty] | 1.238% | 0% | 1.238% | 1 | 15.54% | 0% | 0% | 1 | 78.42% | 0% | 0% | 3 | 81.81% | 0% | 0% | 3 | 81.81% | 0% | 0% | 3 | 0% | 0% | 0% | 1 | 14.87% | 0% | 0% | 1 | 0% | 0% | 1 |  |  |  |  | 0% | [5 empty] | 0.6965% | 0% | 0.6965% | 1 | 8.521% | 0% | 0% | 1 | 52.02% | 0% | 0% | 2 | 63.13% | 0% | 0% | 2 | 63.13% | 0% | 0% | 2 | 0% | 0% | 0% | 1 | 8.156% | 0% | 0% | 1
139 | Escondido | Greater_SD | 0 | 0 | 0 | 0% | 0% | 1 |  |  |  |  | 0% | [5 empty] | 0% | 0% | 0% | 1 | 0% | 0% | 0% | 1 | 0% | 0% | 0% | 1 | 0% | 0% | 0% | 1 | 0% | 0% | 0% | 1 | 0% | 0% | 0% | 1 | 0% | 0% | 0% | 1 | 0% | 0% | 1 |  |  |  |  | 0% | [5 empty] | 0% | 0% | 0% | 1 | 0% | 0% | 0% | 1 | 75.75% | 0% | 0% | 3 | 86.61% | 0% | 0% | 3 | 86.61% | 0% | 0% | 3 | 0% | 0% | 0% | 1 | 4.255% | 0% | 0% | 1 | 0% | 0% | 1 |  |  |  |  | 0% | [5 empty] | 0% | 0% | 0% | 1 | 16.71% | 0% | 0% | 1 | 77.58% | 0% | 0% | 3 | 80.47% | 0% | 0% | 3 | 80.47% | 0% | 0% | 3 | 0% | 0% | 0% | 1 | 15.81% | 0% | 0% | 1 | 0% | 0% | 1 |  |  |  |  | 0% | [5 empty] | 0.2754% | 52.39% | 52.66% | 5 | 55.6% | 0% | 0% | 2 | 20.11% | 0% | 0% | 1 | 29.16% | 0% | 0% | 1 | 80.8% | 0% | 0% | 3 | 15.12% | 0% | 0% | 1 | 39.81% | 0% | 0% | 1
140 | Kearny | Greater_SD | 0 | 0 | 0 | 0% | 0% | 1 |  |  |  |  | 0% | [5 empty] | 0% | 0% | 0% | 1 | 0% | 0% | 0% | 1 | 5.415% | 0% | 0% | 1 | 39.29% | 0% | 0% | 1 | 39.29% | 0% | 0% | 1 | 0% | 0% | 0% | 1 | 0.2196% | 0% | 0% | 1 | 0% | 0% | 1 |  |  |  |  | 0% | [5 empty] | 0% | 0% | 0% | 1 | 2.569% | 0% | 0% | 1 | 20.89% | 0% | 0% | 1 | 54.89% | 0% | 0% | 2 | 55.88% | 0% | 0% | 2 | 0% | 0% | 0% | 1 | 4.989% | 0% | 0% | 1 | 0% | 0% | 1 |  |  |  |  | 0% | [5 empty] | 0% | 0% | 0% | 1 | 2.423% | 0% | 0% | 1 | 22.47% | 0% | 0% | 1 | 56.1% | 0% | 0% | 2 | 57.03% | 0% | 0% | 2 | 0% | 0% | 0% | 1 | 5.154% | 0% | 0% | 1 | 0% | 0% | 1 |  |  |  |  | 0% | [5 empty] | 0% | 0% | 0% | 1 | 8.714% | 0% | 0% | 1 | 41.55% | 0% | 0% | 1 | 67.48% | 0% | 0% | 2 | 68.09% | 0% | 0% | 2 | 1.383% | 0% | 0% | 1 | 7.741% | 0% | 0% | 1
141 | Miguel | Greater_SD | 0 | 0 | 0 | 0% | 0% | 1 |  |  |  |  | 0% | [5 empty] | 0% | 0% | 0% | 1 | 7.715% | 0% | 0% | 1 | 44.34% | 0% | 0% | 1 | 83.9% | 0% | 0% | 3 | 83.9% | 0% | 0% | 3 | 0% | 0% | 0% | 1 | 7.992% | 0% | 0% | 1 | 0% | 0% | 1 |  |  |  |  | 0% | [5 empty] | 0% | 0% | 0% | 1 | 7.881% | 0% | 0% | 1 | 37.35% | 0% | 0% | 1 | 68.06% | 0% | 0% | 2 | 68.85% | 0% | 0% | 2 | 0.3703% | 0% | 0% | 1 | 7.653% | 0% | 0% | 1 | 0% | 0% | 1 |  |  |  |  | 0% | [5 empty] | 0% | 0% | 0% | 1 | 6.663% | 0% | 0% | 1 | 37.7% | 0% | 0% | 1 | 69.57% | 0% | 0% | 2 | 70.23% | 0% | 0% | 3 | 4.192% | 0% | 0% | 1 | 8.028% | 0% | 0% | 1 | 0% | 0% | 1 |  |  |  |  | 0% | [5 empty] | 0% | 0% | 0% | 1 | 6.667% | 0% | 0% | 1 | 32.74% | 0% | 0% | 1 | 63.64% | 0% | 0% | 2 | 65.38% | 0% | 0% | 2 | 3.444% | 0% | 0% | 1 | 6.809% | 0% | 0% | 1
142 | Mission | Greater_SD | 0 | 0 | 0 | 0% | 0% | 1 |  |  |  |  | 0% | [5 empty] | 0% | 0% | 0% | 1 | 2.888% | 0% | 0% | 1 | 14.92% | 0% | 0% | 1 | 48.89% | 0% | 0% | 1 | 50.01% | 0% | 0% | 2 | 0% | 0% | 0% | 1 | 4.976% | 0% | 0% | 1 | 0% | 0% | 1 |  |  |  |  | 0% | [5 empty] | 0% | 0% | 0% | 1 | 2.534% | 0% | 0% | 1 | 20.37% | 0% | 0% | 1 | 54.52% | 0% | 0% | 2 | 55.49% | 0% | 0% | 2 | 0% | 0% | 0% | 1 | 5.103% | 0% | 0% | 1 | 0% | 0% | 1 |  |  |  |  | 0% | [5 empty] | 0% | 0% | 0% | 1 | 5.607% | 0% | 0% | 1 | 34.98% | 0% | 0% | 1 | 65.35% | 0% | 0% | 2 | 66.08% | 0% | 0% | 2 | 0% | 0% | 0% | 1 | 6.61% | 0% | 0% | 1 | 0% | 0% | 1 |  |  |  |  | 0% | [5 empty] | 0% | 0% | 0% | 1 | 6.145% | 0% | 0% | 1 | 39.3% | 0% | 0% | 1 | 69.06% | 0% | 0% | 2 | 69.68% | 0% | 0% | 2 | 3.866% | 0% | 0% | 1 | 7.658% | 0% | 0% | 1
143 | Old Town | Greater_SD | 0 | 0 | 0 | 0% | 0% | 1 |  |  |  |  | 0% | [5 empty] | 0% | 0% | 0% | 1 | 2.888% | 0% | 0% | 1 | 15.84% | 0% | 0% | 1 | 49.36% | 0% | 0% | 1 | 50.47% | 0% | 0% | 2 | 0% | 0% | 0% | 1 | 5.281% | 0% | 0% | 1 | 0% | 0% | 1 |  |  |  |  | 0% | [5 empty] | 0% | 0% | 0% | 1 | 2.534% | 0% | 0% | 1 | 20.37% | 0% | 0% | 1 | 54.52% | 0% | 0% | 2 | 55.49% | 0% | 0% | 2 | 0% | 0% | 0% | 1 | 5.103% | 0% | 0% | 1 | 0% | 0% | 1 |  |  |  |  | 0% | [5 empty] | 0% | 0% | 0% | 1 | 5.811% | 0% | 0% | 1 | 36.25% | 0% | 0% | 1 | 64.08% | 0% | 0% | 2 | 64.84% | 0% | 0% | 2 | 0% | 0% | 0% | 1 | 6.85% | 0% | 0% | 1 | 0% | 0% | 1 |  |  |  |  | 0% | [5 empty] | 0% | 0% | 0% | 1 | 6.46% | 0% | 0% | 1 | 39.86% | 0% | 0% | 1 | 67.55% | 0% | 0% | 2 | 68.2% | 0% | 0% | 2 | 0.6303% | 0% | 0% | 1 | 8.05% | 0% | 0% | 1
144 | Penasquitos | Greater_SD | 0 | 0 | 10 | 0% | 0% | 1 |  |  |  |  | 0% | [5 empty] | 0% | 0% | 0% | 1 | 0% | 0% | 0% | 1 | 26.77% | 0% | 0% | 1 | 59.51% | 0% | 0% | 2 | 59.51% | 0% | 0% | 2 | 0% | 0% | 0% | 1 | 2.776% | 0% | 0% | 1 | 0% | 0% | 1 |  |  |  |  | 0% | [5 empty] | 0% | 0% | 0% | 1 | 0% | 0% | 0% | 1 | 20.61% | 0% | 0% | 1 | 41.2% | 0% | 0% | 1 | 41.2% | 0% | 0% | 1 | 0% | 0% | 0% | 1 | 0.828% | 0% | 0% | 1 | 0% | 0% | 1 |  |  |  |  | 0% | [5 empty] | 0% | 0% | 0% | 1 | 2.515% | 0% | 0% | 1 | 21.22% | 0% | 0% | 1 | 52.69% | 0% | 0% | 2 | 53.7% | 0% | 0% | 2 | 0% | 0% | 0% | 1 | 5.085% | 0% | 0% | 1 | 0% | 0% | 1 |  |  |  |  | 0% | [5 empty] | 0% | 0% | 0% | 1 | 8.076% | 0% | 0% | 1 | 44.21% | 0% | 0% | 1 | 68.32% | 0% | 0% | 2 | 68.9% | 0% | 0% | 2 | 0% | 0% | 0% | 1 | 8.545% | 0% | 0% | 1
145 | San Luis Rey | Greater_SD | 0 | 0 | 0 | 0% | 0% | 1 |  |  |  |  | 0% | [5 empty] | 0% | 0% | 0% | 1 | 18.08% | 0% | 0% | 1 | 80.05% | 0% | 0% | 3 | 80.08% | 0% | 0% | 3 | 80.08% | 0% | 0% | 3 | 0% | 0% | 0% | 1 | 16.44% | 0% | 0% | 1 | 0% | 0% | 1 |  |  |  |  | 0% | [5 empty] | 1.309% | 0% | 1.309% | 1 | 16.42% | 0% | 0% | 1 | 77.4% | 0% | 0% | 3 | 80.98% | 0% | 0% | 3 | 80.98% | 0% | 0% | 3 | 0% | 0% | 0% | 1 | 15.72% | 0% | 0% | 1 | 0% | 0% | 1 |  |  |  |  | 0% | [5 empty] | 1.178% | 0% | 1.178% | 1 | 14.41% | 0% | 0% | 1 | 76.87% | 0% | 0% | 3 | 80.01% | 0% | 0% | 3 | 80.01% | 0% | 0% | 3 | 0% | 0% | 0% | 1 | 13.79% | 0% | 0% | 1 | 0% | 0% | 1 |  |  |  |  | 0% | [5 empty] | 0.8094% | 0% | 0.8094% | 1 | 9.901% | 0% | 0% | 1 | 57.23% | 0% | 0% | 2 | 69.35% | 0% | 0% | 2 | 69.35% | 0% | 0% | 2 | 0% | 0% | 0% | 1 | 9.477% | 0% | 0% | 1
146 | Sycamore Canyon | Greater_SD | 0 | 0 | 0 | 0% | 0% | 1 |  |  |  |  | 0% | [5 empty] | 0% | 0% | 0% | 1 | 0% | 0% | 0% | 1 | 0% | 0% | 0% | 1 | 0% | 0% | 0% | 1 | 0% | 0% | 0% | 1 | 0% | 0% | 0% | 1 | 0% | 0% | 0% | 1 | 0% | 0% | 1 |  |  |  |  | 0% | [5 empty] | 0% | 0% | 0% | 1 | 0% | 0% | 0% | 1 | 70.44% | 0% | 0% | 3 | 77.12% | 0% | 0% | 3 | 77.12% | 0% | 0% | 3 | 0% | 0% | 0% | 1 | 0% | 0% | 0% | 1 | 0% | 0% | 1 |  |  |  |  | 0% | [5 empty] | 0% | 0% | 0% | 1 | 2.875% | 0% | 0% | 1 | 17.53% | 0% | 0% | 1 | 52.05% | 0% | 0% | 2 | 53.16% | 0% | 0% | 2 | 0% | 0% | 0% | 1 | 5.271% | 0% | 0% | 1 | 0% | 0% | 1 |  |  |  |  | 0% | [5 empty] | 3.585% | 66.3% | 69.88% | 5 | 67.02% | 0% | 0% | 2 | 55.7% | 0% | 0% | 2 | 72.88% | 0% | 0% | 3 | 90.79% | 0% | 0% | 4 | 20.97% | 0% | 0% | 1 | 28.22% | 0% | 0% | 1
147 | Talega | Greater_SD | 0 | 0 | 0 | 0% | 0% | 1 |  |  |  |  | 0% | [5 empty] | 0.6826% | 0% | 0.6826% | 1 | 0% | 0% | 0% | 1 | 27.09% | 0% | 0% | 1 | 50.71% | 0% | 0% | 2 | 50.71% | 0% | 0% | 2 | 0% | 0% | 0% | 1 | 0% | 0% | 0% | 1 | 0% | 0% | 1 |  |  |  |  | 0% | [5 empty] | 2.54% | 0% | 2.54% | 1 | 0% | 0% | 0% | 1 | 36.88% | 0% | 0% | 1 | 56.46% | 0% | 0% | 2 | 56.46% | 0% | 0% | 2 | 0% | 0% | 0% | 1 | 0.3344% | 0% | 0% | 1 | 0% | 0% | 1 |  |  |  |  | 0% | [5 empty] | 1.197% | 0% | 1.197% | 1 | 8.05% | 0% | 0% | 1 | 60.09% | 0% | 0% | 2 | 69.34% | 0% | 0% | 2 | 70.9% | 0% | 0% | 3 | 0% | 0% | 0% | 1 | 12.21% | 0% | 0% | 1 | 0% | 0% | 1 |  |  |  |  | 0% | [5 empty] | 0.5109% | 0% | 0.5109% | 1 | 7.916% | 0% | 0% | 1 | 43.65% | 0% | 0% | 1 | 77% | 0% | 0% | 3 | 78.67% | 0% | 0% | 3 | 0% | 0% | 0% | 1 | 10.53% | 0% | 0% | 1
148 | Martin (San Francisco H) | Peninsula_Monterey | 0 | 0 | 0 | 0% | 0% | 1 |  |  |  |  | 0% | [5 empty] | 0% | 0% | 0% | 1 | 4.796% | 0% | 0% | 1 | 12.68% | 0% | 0% | 1 | 42.08% | 0% | 0% | 1 | 46.88% | 0% | 0% | 1 | 0% | 0% | 0% | 1 | 4.887% | 0% | 0% | 1 | 0% | 0% | 1 |  |  |  |  | 0% | [5 empty] | 0% | 0% | 0% | 1 | 7.121% | 0% | 0% | 1 | 19.73% | 0% | 0% | 1 | 49.71% | 0% | 0% | 1 | 51.86% | 0% | 0% | 2 | 7.826% | 0% | 0% | 1 | 5.545% | 0% | 0% | 1 | 0% | 0% | 1 |  |  |  |  | 0% | [5 empty] | 0.03314% | 0% | 0.03314% | 1 | 9.347% | 0% | 0% | 1 | 26.49% | 0% | 0% | 1 | 52.16% | 0% | 0% | 2 | 53.83% | 0% | 0% | 2 | 6.742% | 0% | 0% | 1 | 8.391% | 0% | 0% | 1 | 0% | 0% | 1 |  |  |  |  | 0.0005161% | [5 empty] | 36.76% | 0% | 36.76% | 2 | 8.92% | 0% | 0% | 1 | 31.06% | 0% | 0% | 1 | 56.96% | 0% | 0% | 2 | 62.19% | 0% | 0% | 2 | 18.03% | 0% | 0% | 1 | 7.25% | 0% | 0% | 1
149 | Bellota | Solano | 0 | 0 | 15 | 0% | 0% | 1 |  |  |  |  | 0% | [5 empty] | 0% | 0% | 0% | 1 | 0% | 0% | 0% | 1 | 0% | 0% | 0% | 1 | 0% | 0% | 0% | 1 | 0% | 0% | 0% | 1 | 0% | 0% | 0% | 1 | 0% | 0% | 0% | 1 | 0% | 0% | 1 |  |  |  |  | 0% | [5 empty] | 0% | 0% | 0% | 1 | 0% | 0% | 0% | 1 | 0% | 0% | 0% | 1 | 0% | 0% | 0% | 1 | 0% | 0% | 0% | 1 | 0% | 0% | 0% | 1 | 0% | 0% | 0% | 1 | 0% | 0% | 1 |  |  |  |  | 0% | [5 empty] | 0% | 0% | 0% | 1 | 0% | 0% | 0% | 1 | 0% | 0% | 0% | 1 | 0% | 0% | 0% | 1 | 0% | 0% | 0% | 1 | 0% | 0% | 0% | 1 | 0% | 0% | 0% | 1 | 0% | 0% | 1 |  |  |  |  | 0.7766% | [5 empty] | 0% | 0% | 0% | 1 | 5.077% | 0% | 0% | 1 | 0% | 0% | 0% | 1 | 0% | 0% | 0% | 1 | 5.077% | 0% | 0% | 1 | 0% | 0% | 0% | 1 | 4.987% | 0% | 0% | 1
150 | Ripon | Solano | 0 | 0 | 0 | 0% | 0% | 1 |  |  |  |  | 0% | [5 empty] | 0% | 0% | 0% | 1 | 0% | 0% | 0% | 1 | 0% | 0% | 0% | 1 | 0% | 0% | 0% | 1 | 0% | 0% | 0% | 1 | 0% | 0% | 0% | 1 | 0% | 0% | 0% | 1 | 0% | 0% | 1 |  |  |  |  | 0% | [5 empty] | 0% | 0% | 0% | 1 | 0% | 0% | 0% | 1 | 0% | 0% | 0% | 1 | 0% | 0% | 0% | 1 | 0% | 0% | 0% | 1 | 0% | 0% | 0% | 1 | 0% | 0% | 0% | 1 | 0% | 0% | 1 |  |  |  |  | 0% | [5 empty] | 83.84% | 16.16% | 100% | 5 | 100% | 0% | 0% | 5 | 38.96% | 0% | 0% | 1 | 53.91% | 0% | 0% | 2 | 100% | 0% | 0% | 5 | 100% | 0% | 0% | 5 | 0.03389% | 0% | 0% | 1 | 0% | 0% | 1 |  |  |  |  | 2.423% | [5 empty] | 82.18% | 11.6% | 93.79% | 5 | 93.39% | 0% | 0% | 4 | 64.78% | 0% | 0% | 2 | 79.86% | 0% | 0% | 3 | 99.99% | 0% | 0% | 5 | 44.63% | 0% | 0% | 1 | 2.861% | 0% | 0% | 1
151 | Lockeford | Solano | 0 | 0 | 0 | 0% | 0% | 1 |  |  |  |  | 0% | [5 empty] | 0% | 0% | 0% | 1 | 0% | 0% | 0% | 1 | 0% | 0% | 0% | 1 | 0% | 0% | 0% | 1 | 0% | 0% | 0% | 1 | 0% | 0% | 0% | 1 | 0% | 0% | 0% | 1 | 0% | 0% | 1 |  |  |  |  | 0% | [5 empty] | 0% | 0% | 0% | 1 | 0% | 0% | 0% | 1 | 0% | 0% | 0% | 1 | 0% | 0% | 0% | 1 | 0% | 0% | 0% | 1 | 0% | 0% | 0% | 1 | 0% | 0% | 0% | 1 | 0% | 0% | 1 |  |  |  |  | 0% | [5 empty] | 0% | 0% | 0% | 1 | 0% | 0% | 0% | 1 | 0% | 0% | 0% | 1 | 0% | 0% | 0% | 1 | 0% | 0% | 0% | 1 | 0% | 0% | 0% | 1 | 0% | 0% | 0% | 1 | 0% | 0% | 1 |  |  |  |  | 51.41% | [5 empty] | 0.9761% | 0% | 0.9761% | 1 | 0.9568% | 0% | 0% | 1 | 27.61% | 0% | 0% | 1 | 27.61% | 0% | 0% | 1 | 28.47% | 0% | 0% | 1 | 0% | 0% | 0% | 1 | 8.083% | 0% | 0% | 1
152 | Stagg | Solano | 0 | 0 | 0 | 0% | 0% | 1 |  |  |  |  | 0% | [5 empty] | 0% | 0% | 0% | 1 | 0% | 0% | 0% | 1 | 0% | 0% | 0% | 1 | 0% | 0% | 0% | 1 | 0% | 0% | 0% | 1 | 0% | 0% | 0% | 1 | 0% | 0% | 0% | 1 | 0% | 0% | 1 |  |  |  |  | 0.5003% | [5 empty] | 0% | 0% | 0% | 1 | 3.131% | 0% | 0% | 1 | 66.3% | 0% | 0% | 2 | 66.3% | 0% | 0% | 2 | 67.37% | 0% | 0% | 2 | 0% | 0% | 0% | 1 | 12.33% | 0% | 0% | 1 | 0% | 0% | 1 |  |  |  |  | 28.61% | [5 empty] | 9.492% | 0% | 9.492% | 1 | 5.867% | 0% | 0% | 1 | 64.84% | 0% | 0% | 2 | 63.89% | 0% | 0% | 2 | 64.95% | 0% | 0% | 2 | 0.2516% | 0% | 0% | 1 | 7.987% | 0% | 0% | 1 | 0% | 0% | 1 |  |  |  |  | 15.45% | [5 empty] | 56.31% | 0.6786% | 56.98% | 3 | 39.39% | 0% | 0% | 1 | 37.8% | 0% | 0% | 1 | 42.86% | 0% | 0% | 1 | 55.65% | 0% | 0% | 2 | 12.91% | 0% | 0% | 1 | 12.35% | 0% | 0% | 1
153 | Weber | Solano | 0 | 0 | 0 | 0% | 0% | 1 |  |  |  |  | 0% | [5 empty] | 0% | 0% | 0% | 1 | 0% | 0% | 0% | 1 | 0% | 0% | 0% | 1 | 0% | 0% | 0% | 1 | 0% | 0% | 0% | 1 | 0% | 0% | 0% | 1 | 0% | 0% | 0% | 1 | 0% | 0% | 1 |  |  |  |  | 0% | [5 empty] | 0% | 0% | 0% | 1 | 0% | 0% | 0% | 1 | 0% | 0% | 0% | 1 | 0% | 0% | 0% | 1 | 0% | 0% | 0% | 1 | 0% | 0% | 0% | 1 | 0% | 0% | 0% | 1 | 0% | 0% | 1 |  |  |  |  | 35.23% | [5 empty] | 0.3236% | 0% | 0.3236% | 1 | 16.87% | 0% | 0% | 1 | 66.16% | 0% | 0% | 2 | 46.02% | 0% | 0% | 1 | 68.64% | 0% | 0% | 2 | 0% | 0% | 0% | 1 | 2.437% | 0% | 0% | 1 | 0% | 0% | 1 |  |  |  |  | 12.8% | [5 empty] | 59.14% | 2.496% | 61.63% | 3 | 59.49% | 0% | 0% | 2 | 60.99% | 0% | 0% | 2 | 70.57% | 0% | 0% | 3 | 81.49% | 0% | 0% | 3 | 25% | 0% | 0% | 1 | 5.588% | 0% | 0% | 1
154 | Carrizo Plains | Kern_Greater_Carrizo | 0 | 0 | 0 | 0% | 0% | 1 |  |  |  |  | 0% | [5 empty] | 62.25% | 0% | 62.25% | 3 | 77.57% | 0% | 0% | 3 | 0% | 0% | 0% | 1 | 16.6% | 0% | 0% | 1 | 77.57% | 0% | 0% | 3 | 61.02% | 0% | 0% | 2 | 0% | 0% | 0% | 1 | 0% | 0% | 1 |  |  |  |  | 0% | [5 empty] | 34.17% | 33.88% | 68.04% | 5 | 55.59% | 0% | 0% | 2 | 0.3327% | 0% | 0% | 1 | 7.868% | 0% | 0% | 1 | 55.93% | 0% | 0% | 2 | 66.8% | 0% | 0% | 2 | 0.2031% | 0% | 0% | 1 | 0% | 0% | 1 |  |  |  |  | 0% | [5 empty] | 51.86% | 30.61% | 82.47% | 5 | 59.87% | 0% | 0% | 2 | 2.537% | 0% | 0% | 1 | 13.43% | 0% | 0% | 1 | 66.65% | 0% | 0% | 2 | 66.85% | 0% | 0% | 2 | 0.3834% | 0% | 0% | 1 | 0% | 0% | 1 |  |  |  |  | 0% | [5 empty] | 46.19% | 45.84% | 92.03% | 5 | 40.16% | 0% | 0% | 1 | 4.039% | 0% | 0% | 1 | 16.22% | 0% | 0% | 1 | 49.24% | 0% | 0% | 1 | 69.17% | 0% | 0% | 2 | 0.7911% | 0% | 0% | 1
155 | Cholame | Kern_Greater_Carrizo | 0 | 0 | 0 | 0% | 0% | 1 |  |  |  |  | 0% | [5 empty] | 95.52% | 0% | 95.52% | 5 | 60.59% | 0% | 0% | 2 | 8.665% | 0% | 0% | 1 | 27.66% | 0% | 0% | 1 | 68.87% | 0% | 0% | 2 | 55.84% | 0% | 0% | 2 | 1.518% | 0% | 0% | 1 | 0% | 0% | 1 |  |  |  |  | 0% | [5 empty] | 94.27% | 0% | 94.27% | 5 | 70.07% | 0% | 0% | 3 | 5.096% | 0% | 0% | 1 | 20.61% | 0% | 0% | 1 | 74.94% | 0% | 0% | 3 | 65.97% | 0% | 0% | 2 | 0.8962% | 0% | 0% | 1 | 0% | 0% | 1 |  |  |  |  | 0% | [5 empty] | 80.93% | 10.48% | 91.41% | 5 | 63.88% | 0% | 0% | 2 | 4.717% | 0% | 0% | 1 | 19.61% | 0% | 0% | 1 | 69.93% | 0% | 0% | 2 | 63.97% | 0% | 0% | 2 | 0.7032% | 0% | 0% | 1 | 0% | 0% | 1 |  |  |  |  | 0% | [5 empty] | 73.05% | 18.07% | 91.13% | 5 | 63.09% | 0% | 0% | 2 | 10.55% | 0% | 0% | 1 | 29.18% | 0% | 0% | 1 | 70.86% | 0% | 0% | 3 | 58.14% | 0% | 0% | 2 | 0.9411% | 0% | 0% | 1
156 | Mesa | Kern_Greater_Carrizo | 0 | 0 | 0 | 0% | 0% | 1 |  |  |  |  | 0% | [5 empty] | 88.34% | 0.3478% | 88.69% | 5 | 0% | 0% | 0% | 1 | 0% | 0% | 0% | 1 | 0% | 0% | 0% | 1 | 0% | 0% | 0% | 1 | 86.05% | 0% | 0% | 3 | 0.1245% | 0% | 0% | 1 | 0% | 0% | 1 |  |  |  |  | 0% | [5 empty] | 24.58% | 66.9% | 91.48% | 5 | 4.4% | 0% | 0% | 1 | 1.628% | 0% | 0% | 1 | 19.89% | 0% | 0% | 1 | 21.28% | 0% | 0% | 1 | 82.55% | 0% | 0% | 3 | 3.566% | 0% | 0% | 1 | 0% | 0% | 1 |  |  |  |  | 0% | [5 empty] | 35.45% | 60.4% | 95.85% | 5 | 18.21% | 0% | 0% | 1 | 1.016% | 0% | 0% | 1 | 11.37% | 0% | 0% | 1 | 26.68% | 0% | 0% | 1 | 89.58% | 0% | 0% | 3 | 2.711% | 0% | 0% | 1 | 0% | 0% | 1 |  |  |  |  | 0% | [5 empty] | 31.68% | 57.93% | 89.61% | 5 | 17.74% | 0% | 0% | 1 | 4.865% | 0% | 0% | 1 | 26.81% | 0% | 0% | 1 | 37.67% | 0% | 0% | 1 | 74.41% | 0% | 0% | 3 | 1.767% | 0% | 0% | 1
157 | Oceano | Kern_Greater_Carrizo | 0 | 0 | 0 | 0% | 0% | 1 |  |  |  |  | 0% | [5 empty] | 87.84% | 0% | 87.84% | 5 | 3.118% | 0% | 0% | 1 | 2.197% | 0% | 0% | 1 | 8.428% | 0% | 0% | 1 | 8.428% | 0% | 0% | 1 | 81.26% | 0% | 0% | 3 | 6.263% | 0% | 0% | 1 | 0% | 0% | 1 |  |  |  |  | 0% | [5 empty] | 81.06% | 0.6808% | 81.74% | 5 | 35.67% | 0% | 0% | 1 | 1.842% | 0% | 0% | 1 | 20.65% | 0% | 0% | 1 | 45.18% | 0% | 0% | 1 | 83.67% | 0% | 0% | 3 | 4.256% | 0% | 0% | 1 | 0% | 0% | 1 |  |  |  |  | 0% | [5 empty] | 66.85% | 16.47% | 83.32% | 5 | 26.21% | 0% | 0% | 1 | 4.213% | 0% | 0% | 1 | 38.63% | 0% | 0% | 1 | 51.93% | 0% | 0% | 2 | 77.36% | 0% | 0% | 3 | 2.748% | 0% | 0% | 1 | 0% | 0% | 1 |  |  |  |  | 0% | [5 empty] | 41.43% | 50.55% | 91.98% | 5 | 25.66% | 0% | 0% | 1 | 7.9% | 0% | 0% | 1 | 30.25% | 0% | 0% | 1 | 43.8% | 0% | 0% | 1 | 68.9% | 0% | 0% | 2 | 1.981% | 0% | 0% | 1
158 | San Luis Obispo | Kern_Greater_Carrizo | 0 | 0 | 0 | 0% | 0% | 1 |  |  |  |  | 0% | [5 empty] | 89.09% | 1.436% | 90.53% | 5 | 54.55% | 0% | 0% | 2 | 9.485% | 0% | 0% | 1 | 37.78% | 0% | 0% | 1 | 64.85% | 0% | 0% | 2 | 88.74% | 0% | 0% | 3 | 2.561% | 0% | 0% | 1 | 0% | 0% | 1 |  |  |  |  | 0% | [5 empty] | 70.07% | 15.7% | 85.77% | 5 | 38.28% | 0% | 0% | 1 | 10.57% | 0% | 0% | 1 | 47.55% | 0% | 0% | 1 | 63.47% | 0% | 0% | 2 | 66.05% | 0% | 0% | 2 | 1.953% | 0% | 0% | 1 | 0% | 0% | 1 |  |  |  |  | 0% | [5 empty] | 64.87% | 25.4% | 90.27% | 5 | 39.44% | 0% | 0% | 1 | 11.65% | 0% | 0% | 1 | 40.4% | 0% | 0% | 1 | 60.71% | 0% | 0% | 2 | 61.33% | 0% | 0% | 2 | 1.965% | 0% | 0% | 1 | 0% | 0% | 1 |  |  |  |  | 0% | [5 empty] | 58.95% | 32.75% | 91.71% | 5 | 37.21% | 0% | 0% | 1 | 9.083% | 0% | 0% | 1 | 29.64% | 0% | 0% | 1 | 53.68% | 0% | 0% | 2 | 67.71% | 0% | 0% | 2 | 1.906% | 0% | 0% | 1
159 | Templeton | Kern_Greater_Carrizo | 0 | 0 | 10 | 0% | 0% | 1 |  |  |  |  | 0% | [5 empty] | 98.09% | 1.906% | 100% | 5 | 74.65% | 0% | 0% | 3 | 33.82% | 0% | 0% | 1 | 33.82% | 0% | 0% | 1 | 74.65% | 0% | 0% | 3 | 50.86% | 0% | 0% | 2 | 2.859% | 0% | 0% | 1 | 0% | 0% | 1 |  |  |  |  | 0% | [5 empty] | 92.45% | 7.268% | 99.72% | 5 | 74.72% | 0% | 0% | 3 | 21.76% | 0% | 0% | 1 | 31.7% | 0% | 0% | 1 | 77.44% | 0% | 0% | 3 | 67.71% | 0% | 0% | 2 | 1.925% | 0% | 0% | 1 | 0% | 0% | 1 |  |  |  |  | 0% | [5 empty] | 74.09% | 23.4% | 97.49% | 5 | 60.37% | 0% | 0% | 2 | 14.44% | 0% | 0% | 1 | 28.9% | 0% | 0% | 1 | 67.14% | 0% | 0% | 2 | 63.74% | 0% | 0% | 2 | 1.304% | 0% | 0% | 1 | 0% | 0% | 1 |  |  |  |  | 0% | [5 empty] | 77.51% | 15.06% | 92.57% | 5 | 54.9% | 0% | 0% | 2 | 9.535% | 0% | 0% | 1 | 29.77% | 0% | 0% | 1 | 68.78% | 0% | 0% | 2 | 62.21% | 0% | 0% | 2 | 1.48% | 0% | 0% | 1
160 | Sisquoc | Kern_Greater_Carrizo | 0 | 0 | 0 | 0% | 0% | 1 |  |  |  |  | 0% | [5 empty] | 78.75% | 3.145% | 81.9% | 5 | 0% | 0% | 0% | 1 | 0% | 0% | 0% | 1 | 0% | 0% | 0% | 1 | 0% | 0% | 0% | 1 | 96.85% | 0% | 0% | 5 | 0% | 0% | 0% | 1 | 0% | 0% | 1 |  |  |  |  | 0% | [5 empty] | 32.34% | 65.84% | 98.18% | 5 | 13.01% | 0% | 0% | 1 | 0% | 0% | 0% | 1 | 21.39% | 0% | 0% | 1 | 34.4% | 0% | 0% | 1 | 84.74% | 0% | 0% | 3 | 0.8279% | 0% | 0% | 1 | 0% | 0% | 1 |  |  |  |  | 0% | [5 empty] | 11.23% | 80.93% | 92.17% | 5 | 7.181% | 0% | 0% | 1 | 0.6675% | 0% | 0% | 1 | 11.59% | 0% | 0% | 1 | 16.57% | 0% | 0% | 1 | 84.32% | 0% | 0% | 3 | 2.721% | 0% | 0% | 1 | 0% | 0% | 1 |  |  |  |  | 0.01165% | [5 empty] | 68.01% | 20.63% | 88.64% | 5 | 62.08% | 0% | 0% | 2 | 1.805% | 0% | 0% | 1 | 7.422% | 0% | 0% | 1 | 68.39% | 0% | 0% | 2 | 61.2% | 0% | 0% | 2 | 5.385% | 0% | 0% | 1
161 | Goleta | Kern_Greater_Carrizo | 0 | 0 | 0 | 0% | 0% | 1 |  |  |  |  | 0% | [5 empty] | 41.47% | 0% | 41.47% | 2 | 8.926% | 0% | 0% | 1 | 0% | 0% | 0% | 1 | 3.158% | 0% | 0% | 1 | 12.08% | 0% | 0% | 1 | 8.926% | 0% | 0% | 1 | 1.833% | 0% | 0% | 1 | 0% | 0% | 1 |  |  |  |  | 0% | [5 empty] | 73.07% | 2.24% | 75.31% | 5 | 81.47% | 0% | 0% | 3 | 0% | 0% | 0% | 1 | 0.5483% | 0% | 0% | 1 | 82.02% | 0% | 0% | 3 | 35.07% | 0% | 0% | 1 | 3.092% | 0% | 0% | 1 | 0% | 0% | 1 |  |  |  |  | 0% | [5 empty] | 75.34% | 9.683% | 85.02% | 5 | 80.34% | 0% | 0% | 3 | 0% | 0% | 0% | 1 | 2.871% | 0% | 0% | 1 | 83.22% | 0% | 0% | 3 | 56.53% | 0% | 0% | 2 | 2.841% | 0% | 0% | 1 | 0% | 0% | 1 |  |  |  |  | 0.01297% | [5 empty] | 84.48% | 4.887% | 89.37% | 5 | 80.4% | 0% | 0% | 3 | 0.3056% | 0% | 0% | 1 | 1.646% | 0% | 0% | 1 | 81.91% | 0% | 0% | 3 | 54.32% | 0% | 0% | 2 | 6.322% | 0% | 0% | 1
162 | Schulte Switching Station | Peninsula_Monterey | 0 | 0 | 0 | 0% | 0% | 1 |  |  |  |  | 0% | [5 empty] | 0% | 0% | 0% | 1 | 0% | 0% | 0% | 1 | 0% | 0% | 0% | 1 | 13.32% | 0% | 0% | 1 | 13.32% | 0% | 0% | 1 | 0% | 0% | 0% | 1 | 99.15% | 0% | 0% | 5 | 0% | 0% | 1 |  |  |  |  | 0% | [5 empty] | 81.84% | 0% | 81.84% | 5 | 83.33% | 0% | 0% | 3 | 71.78% | 0% | 0% | 3 | 75.3% | 0% | 0% | 3 | 86.85% | 0% | 0% | 3 | 81.71% | 0% | 0% | 3 | 10.92% | 0% | 0% | 1 | 0% | 0% | 1 |  |  |  |  | 0% | [5 empty] | 84.68% | 9.188% | 93.87% | 5 | 84.11% | 0% | 0% | 3 | 29.99% | 0% | 0% | 1 | 31.41% | 0% | 0% | 1 | 85.68% | 0% | 0% | 3 | 90.95% | 0% | 0% | 4 | 3.776% | 0% | 0% | 1 | 0% | 0% | 1 |  |  |  |  | 0.01299% | [5 empty] | 80.25% | 15.7% | 95.95% | 5 | 93.01% | 0% | 0% | 4 | 57.66% | 0% | 0% | 2 | 69.71% | 0% | 0% | 2 | 96.67% | 0% | 0% | 5 | 58.92% | 0% | 0% | 2 | 3.133% | 0% | 0% | 1
163 | Hicks | Peninsula_Monterey | 0 | 0 | 0 | 0% | 0% | 1 |  |  |  |  | 0% | [5 empty] | 65.62% | 0% | 65.62% | 3 | 65.62% | 0% | 0% | 2 | 0% | 0% | 0% | 1 | 12.69% | 0% | 0% | 1 | 65.62% | 0% | 0% | 2 | 32.92% | 0% | 0% | 1 | 1.274% | 0% | 0% | 1 | 0% | 0% | 1 |  |  |  |  | 0% | [5 empty] | 67.64% | 0% | 67.64% | 3 | 67.65% | 0% | 0% | 2 | 0% | 0% | 0% | 1 | 11.94% | 0% | 0% | 1 | 67.65% | 0% | 0% | 2 | 36.86% | 0% | 0% | 1 | 1.199% | 0% | 0% | 1 | 0% | 0% | 1 |  |  |  |  | 0% | [5 empty] | 82.9% | 9.068% | 91.97% | 5 | 72.37% | 0% | 0% | 3 | 36.25% | 0% | 0% | 1 | 37.48% | 0% | 0% | 1 | 78% | 0% | 0% | 3 | 87.11% | 0% | 0% | 3 | 3.417% | 0% | 0% | 1 | 0% | 0% | 1 |  |  |  |  | 0.161% | [5 empty] | 42.43% | 47.48% | 89.9% | 5 | 81.63% | 0% | 0% | 3 | 39.64% | 0% | 0% | 1 | 43.77% | 0% | 0% | 1 | 91.2% | 0% | 0% | 4 | 87.08% | 0% | 0% | 3 | 2.633% | 0% | 0% | 1
164 | Cottonwood | Northern_California | 100 | 4000 | 0 | 999.9% | 999.9% | 5 |  |  |  |  | 0% | [5 empty] | 0% | 0% | 0% | 1 | 0% | 999% | 999.9% | 5 | 0% | 999% | 999.9% | 5 | 0% | 999% | 999.9% | 5 | 0% | 999% | 999.9% | 5 | 0% | 999% | 999.9% | 5 | 0% | 999% | 999.9% | 5 | 999.9% | 999.9% | 5 |  |  |  |  | 0% | [5 empty] | 0% | 0% | 0% | 1 | 0% | 999% | 999.9% | 5 | 0% | 999% | 999.9% | 5 | 0% | 999% | 999.9% | 5 | 0% | 999% | 999.9% | 5 | 0% | 999% | 999.9% | 5 | 0% | 999% | 999.9% | 5 | 8643% | 1603% | 5 |  |  |  |  | 0% | [5 empty] | 47.37% | 0% | 47.37% | 2 | 53.72% | 2950% | 2455% | 5 | 13% | 1569% | 9836% | 5 | 13% | 1569% | 9836% | 5 | 66.71% | 4102% | 1997% | 5 | 50.17% | 2740% | 2622% | 5 | 0% | 1365% | 999.9% | 5 | 898.5% | 63.6% | 5 |  |  |  |  | 0.05521% | [5 empty] | 82.53% | 13.21% | 95.74% | 5 | 33.01% | 98.96% | 0% | 4 | 3.095% | 68.41% | 0% | 3 | 14.58% | 77.61% | 0% | 4 | 42.26% | 114.8% | 20.23% | 5 | 68.56% | 210.8% | 50.83% | 5 | 16.72% | 79.6% | 0% | 4
165 | Jessup | Northern_California | 110 | 4400 | 0 | 999.9% | 999.9% | 5 |  |  |  |  | 0% | [5 empty] | 0% | 0% | 0% | 1 | 0% | 999% | 999.9% | 5 | 0% | 999% | 999.9% | 5 | 0% | 999% | 999.9% | 5 | 0% | 999% | 999.9% | 5 | 0% | 999% | 999.9% | 5 | 0% | 999% | 999.9% | 5 | 9508% | 2758% | 5 |  |  |  |  | 0% | [5 empty] | 24.46% | 0% | 24.46% | 2 | 33.57% | 3245% | 6223% | 5 | 18.65% | 2650% | 11120% | 5 | 18.65% | 2650% | 11120% | 5 | 52.22% | 4512% | 4036% | 5 | 60.81% | 5500% | 3480% | 5 | 0% | 2156% | 999.9% | 5 | 9508% | 645.5% | 5 |  |  |  |  | 0% | [5 empty] | 74.41% | 0.01276% | 74.42% | 3 | 51.59% | 1261% | 1089% | 5 | 12.91% | 701% | 4055% | 5 | 47.38% | 1160% | 1177% | 5 | 56.89% | 1416% | 997.4% | 5 | 82.34% | 3457% | 720% | 5 | 0% | 610.5% | 999.9% | 5 | 410.6% | 111.8% | 5 |  |  |  |  | 0% | [5 empty] | 42.24% | 36.74% | 78.97% | 5 | 20.82% | 137.3% | 141.7% | 5 | 6.663% | 116.4% | 230.3% | 5 | 14.75% | 127.5% | 158.9% | 5 | 26.83% | 148.5% | 132.4% | 5 | 63.51% | 297.9% | 113.7% | 5 | 1.84% | 110.7% | 572% | 5
166 | Round Mountain | Northern_California | 150 | 6000 | 10 | 956.6% | 101.9% | 5 |  |  |  |  | 0% | [5 empty] | 89.04% | 2.181% | 91.22% | 5 | 79.94% | 506.9% | 102.1% | 5 | 1.557% | 103.3% | 208.8% | 5 | 2.025% | 103.8% | 183.7% | 5 | 81.36% | 545.6% | 102.1% | 5 | 31.99% | 149.5% | 105.3% | 5 | 1.648% | 103.4% | 202.8% | 5 | 791.6% | 73.07% | 5 |  |  |  |  | 0% | [5 empty] | 83.56% | 7.447% | 91% | 5 | 67.92% | 235.8% | 64.14% | 5 | 14.81% | 88.79% | 0% | 4 | 16.44% | 90.52% | 0% | 4 | 82.68% | 436.8% | 70.54% | 5 | 40.29% | 126.7% | 39.54% | 5 | 1.512% | 76.8% | 0% | 4 | 615.8% | 57.1% | 5 |  |  |  |  | 0% | [5 empty] | 72.79% | 10.14% | 82.93% | 5 | 59.77% | 152.6% | 35.39% | 5 | 15.53% | 72.67% | 0% | 3 | 17.1% | 74.04% | 0% | 3 | 74.37% | 239.5% | 48.07% | 5 | 47.22% | 116.3% | 18.2% | 5 | 1.227% | 62.14% | 0% | 3 | 286% | 30.95% | 5 |  |  |  |  | 0% | [5 empty] | 61.41% | 18.11% | 79.52% | 5 | 42.93% | 71.51% | 0% | 3 | 19.68% | 50.81% | 0% | 3 | 19.9% | 50.94% | 0% | 3 | 64.19% | 114% | 7.783% | 4 | 51.54% | 84.21% | 0% | 4 | 1.012% | 41.23% | 0% | 2
167 | Carquinez | Solano | 0 | 0 | 0 | 0% | 0% | 1 |  |  |  |  | 0% | [5 empty] | 59.7% | 0% | 59.7% | 3 | 36.37% | 0% | 0% | 1 | 38.38% | 0% | 0% | 1 | 33.54% | 0% | 0% | 1 | 81.18% | 0% | 0% | 3 | 33.96% | 0% | 0% | 1 | 11.33% | 0% | 0% | 1 | 0% | 0% | 1 |  |  |  |  | 0% | [5 empty] | 55.82% | 0% | 55.82% | 3 | 53.14% | 0% | 0% | 2 | 33.25% | 0% | 0% | 1 | 28.24% | 0% | 0% | 1 | 84.24% | 0% | 0% | 3 | 37.92% | 0% | 0% | 1 | 21.55% | 0% | 0% | 1 | 0% | 0% | 1 |  |  |  |  | 0% | [5 empty] | 49.58% | 0% | 49.58% | 2 | 58.51% | 0% | 0% | 2 | 35.77% | 0% | 0% | 1 | 29.31% | 0% | 0% | 1 | 85.72% | 0% | 0% | 3 | 38.21% | 0% | 0% | 1 | 29.4% | 0% | 0% | 1 | 0% | 0% | 1 |  |  |  |  | 3.95% | [5 empty] | 69.6% | 0% | 69.6% | 3 | 31.25% | 0% | 0% | 1 | 40.18% | 0% | 0% | 1 | 40.48% | 0% | 0% | 1 | 64.21% | 0% | 0% | 2 | 20.59% | 0% | 0% | 1 | 21.94% | 0% | 0% | 1
168 | Peabody | Solano | 0 | 0 | 0 | 0% | 0% | 1 |  |  |  |  | 9.061% | [5 empty] | 77.86% | 0% | 77.86% | 5 | 11.41% | 0% | 0% | 1 | 65.07% | 0% | 0% | 2 | 62.37% | 0% | 0% | 2 | 83.62% | 0% | 0% | 3 | 16.92% | 0% | 0% | 1 | 34.09% | 0% | 0% | 1 | 0% | 0% | 1 |  |  |  |  | 10.66% | [5 empty] | 68.14% | 0% | 68.14% | 3 | 29.01% | 0% | 0% | 1 | 34.72% | 0% | 0% | 1 | 34.9% | 0% | 0% | 1 | 61.76% | 0% | 0% | 2 | 14.87% | 0% | 0% | 1 | 23.89% | 0% | 0% | 1 | 0% | 0% | 1 |  |  |  |  | 19.41% | [5 empty] | 55.26% | 0% | 55.26% | 3 | 26.32% | 0% | 0% | 1 | 25.88% | 0% | 0% | 1 | 25.81% | 0% | 0% | 1 | 49.89% | 0% | 0% | 1 | 12.13% | 0% | 0% | 1 | 20.51% | 0% | 0% | 1 | 0% | 0% | 1 |  |  |  |  | 18.26% | [5 empty] | 53.92% | 0.06152% | 53.98% | 3 | 27.53% | 0% | 0% | 1 | 29.51% | 0% | 0% | 1 | 30.3% | 0% | 0% | 1 | 54.17% | 0% | 0% | 2 | 15.91% | 0% | 0% | 1 | 18.24% | 0% | 0% | 1
169 | Vaca Dixon | Solano | 20 | 800 | 0 | 40.07% | 0% | 2 |  |  |  |  | 33.51% | [5 empty] | 54.28% | 0% | 54.28% | 3 | 26.61% | 9.857% | 0% | 1 | 53.82% | 15.66% | 0% | 2 | 49.98% | 14.46% | 0% | 1 | 76.82% | 31.21% | 0% | 3 | 21.04% | 9.161% | 0% | 1 | 15.97% | 8.608% | 0% | 1 | 16.84% | 0% | 1 |  |  |  |  | 21.47% | [5 empty] | 66.22% | 0% | 66.22% | 3 | 30.11% | 1.779% | 0% | 1 | 27.81% | 1.722% | 0% | 1 | 30.35% | 1.785% | 0% | 1 | 60.58% | 3.154% | 0% | 2 | 18.36% | 1.523% | 0% | 1 | 23.45% | 1.624% | 0% | 1 | 4.983% | 0% | 1 |  |  |  |  | 21.84% | [5 empty] | 63.11% | 0% | 63.11% | 3 | 29.07% | 0.9662% | 0% | 1 | 22.86% | 0.8885% | 0% | 1 | 27.03% | 0.9392% | 0% | 1 | 54.02% | 1.49% | 0% | 2 | 17.97% | 0.8355% | 0% | 1 | 16.92% | 0.8249% | 0% | 1 | 2.509% | 0% | 1 |  |  |  |  | 17.73% | [5 empty] | 54.76% | 1.636% | 56.4% | 3 | 32.09% | 0.633% | 0% | 1 | 25.72% | 0.5787% | 0% | 1 | 26.02% | 0.5811% | 0% | 1 | 55.81% | 0.9728% | 0% | 2 | 19.97% | 0.5371% | 0% | 1 | 17.25% | 0.5195% | 0% | 1
170 | Bellevue | Mendocino_Marin | 0 | 0 | 0 | 0% | 0% | 1 |  |  |  |  | 0% | [5 empty] | 100% | 0% | 100% | 5 | 100% | 0% | 0% | 5 | 98.89% | 0% | 0% | 5 | 98.89% | 0% | 0% | 5 | 100% | 0% | 0% | 5 | 96.13% | 0% | 0% | 5 | 0.3042% | 0% | 0% | 1 | 0% | 0% | 1 |  |  |  |  | 0% | [5 empty] | 71.65% | 0% | 71.65% | 3 | 80.42% | 0% | 0% | 3 | 28.55% | 0% | 0% | 1 | 62.53% | 0% | 0% | 2 | 93.85% | 0% | 0% | 4 | 80.98% | 0% | 0% | 3 | 0.7034% | 0% | 0% | 1 | 0% | 0% | 1 |  |  |  |  | 0% | [5 empty] | 46.16% | 0% | 46.16% | 2 | 87.18% | 0% | 0% | 3 | 33.57% | 0% | 0% | 1 | 55.32% | 0% | 0% | 2 | 95.57% | 0% | 0% | 5 | 71.38% | 0% | 0% | 3 | 3.782% | 0% | 0% | 1 | 0% | 0% | 1 |  |  |  |  | 0.07751% | [5 empty] | 54.14% | 0.2442% | 54.39% | 3 | 85.46% | 0% | 0% | 3 | 30.36% | 0% | 0% | 1 | 60.3% | 0% | 0% | 2 | 94.84% | 0% | 0% | 4 | 74.29% | 0% | 0% | 3 | 3.415% | 0% | 0% | 1
171 | Cloverdale | Mendocino_Marin | 0 | 0 | 0 | 0% | 0% | 1 |  |  |  |  | 0.5212% | [5 empty] | 36% | 57.82% | 93.82% | 5 | 95.35% | 0% | 0% | 5 | 21.28% | 0% | 0% | 1 | 30.75% | 0% | 0% | 1 | 99.23% | 0% | 0% | 5 | 55.04% | 0% | 0% | 2 | 0.2128% | 0% | 0% | 1 | 0% | 0% | 1 |  |  |  |  | 0.2271% | [5 empty] | 41.92% | 38.38% | 80.3% | 5 | 84.63% | 0% | 0% | 3 | 29.52% | 0% | 0% | 1 | 54.68% | 0% | 0% | 2 | 90.1% | 0% | 0% | 4 | 59.63% | 0% | 0% | 2 | 0.09193% | 0% | 0% | 1 | 0% | 0% | 1 |  |  |  |  | 0.1564% | [5 empty] | 44.07% | 33.98% | 78.05% | 5 | 71.42% | 0% | 0% | 3 | 30.72% | 0% | 0% | 1 | 55.23% | 0% | 0% | 2 | 86.1% | 0% | 0% | 3 | 60.99% | 0% | 0% | 2 | 0.07276% | 0% | 0% | 1 | 0% | 0% | 1 |  |  |  |  | 0.1082% | [5 empty] | 33.33% | 39.78% | 73.11% | 5 | 67.4% | 0% | 0% | 2 | 24.57% | 0% | 0% | 1 | 57.97% | 0% | 0% | 2 | 82.25% | 0% | 0% | 3 | 59.4% | 0% | 0% | 2 | 0.4637% | 0% | 0% | 1
172 | Fulton | Mendocino_Marin | 0 | 0 | 0 | 0% | 0% | 1 |  |  |  |  | 0% | [5 empty] | 0% | 0% | 0% | 1 | 0% | 0% | 0% | 1 | 0% | 0% | 0% | 1 | 0% | 0% | 0% | 1 | 0% | 0% | 0% | 1 | 0% | 0% | 0% | 1 | 0% | 0% | 0% | 1 | 0% | 0% | 1 |  |  |  |  | 0% | [5 empty] | 29.07% | 0% | 29.07% | 2 | 85.48% | 0% | 0% | 3 | 4.811% | 0% | 0% | 1 | 49.99% | 0% | 0% | 1 | 100% | 0% | 0% | 5 | 90.85% | 0% | 0% | 4 | 0% | 0% | 0% | 1 | 0% | 0% | 1 |  |  |  |  | 0% | [5 empty] | 29.03% | 0% | 29.03% | 2 | 90.3% | 0% | 0% | 4 | 43.61% | 0% | 0% | 1 | 66.76% | 0% | 0% | 2 | 97.13% | 0% | 0% | 5 | 67.42% | 0% | 0% | 2 | 3.045% | 0% | 0% | 1 | 0% | 0% | 1 |  |  |  |  | 0.1676% | [5 empty] | 45.26% | 15.69% | 60.95% | 3 | 84.73% | 0% | 0% | 3 | 32.18% | 0% | 0% | 1 | 60.16% | 0% | 0% | 2 | 95.15% | 0% | 0% | 5 | 63.26% | 0% | 0% | 2 | 2.308% | 0% | 0% | 1
173 | Lakeville | Mendocino_Marin | 0 | 0 | 0 | 0% | 0% | 1 |  |  |  |  | 0% | [5 empty] | 97.24% | 0% | 97.24% | 5 | 91.67% | 0% | 0% | 4 | 48.24% | 0% | 0% | 1 | 66.75% | 0% | 0% | 2 | 93.28% | 0% | 0% | 4 | 79.65% | 0% | 0% | 3 | 1.28% | 0% | 0% | 1 | 0% | 0% | 1 |  |  |  |  | 0% | [5 empty] | 85.53% | 0% | 85.53% | 5 | 76.23% | 0% | 0% | 3 | 32.44% | 0% | 0% | 1 | 55.26% | 0% | 0% | 2 | 87.04% | 0% | 0% | 3 | 82.43% | 0% | 0% | 3 | 4.569% | 0% | 0% | 1 | 0% | 0% | 1 |  |  |  |  | 0% | [5 empty] | 69.71% | 0% | 69.71% | 3 | 81.49% | 0% | 0% | 3 | 31.21% | 0% | 0% | 1 | 52.84% | 0% | 0% | 2 | 91.03% | 0% | 0% | 4 | 79.64% | 0% | 0% | 3 | 4.759% | 0% | 0% | 1 | 0% | 0% | 1 |  |  |  |  | 0.05967% | [5 empty] | 57.63% | 0.188% | 57.82% | 3 | 73.74% | 0% | 0% | 3 | 29.07% | 0% | 0% | 1 | 39.21% | 0% | 0% | 1 | 89.37% | 0% | 0% | 3 | 62.02% | 0% | 0% | 2 | 5.79% | 0% | 0% | 1
174 | Penngrove | Mendocino_Marin | 0 | 0 | 0 | 0% | 0% | 1 |  |  |  |  | 0% | [5 empty] | 100% | 0% | 100% | 5 | 81.71% | 0% | 0% | 3 | 52.08% | 0% | 0% | 2 | 61.24% | 0% | 0% | 2 | 86.7% | 0% | 0% | 3 | 76.78% | 0% | 0% | 3 | 0.5546% | 0% | 0% | 1 | 0% | 0% | 1 |  |  |  |  | 0% | [5 empty] | 75.72% | 0% | 75.72% | 5 | 85.11% | 0% | 0% | 3 | 32.88% | 0% | 0% | 1 | 57.48% | 0% | 0% | 2 | 93.8% | 0% | 0% | 4 | 86.11% | 0% | 0% | 3 | 0.9572% | 0% | 0% | 1 | 0% | 0% | 1 |  |  |  |  | 0% | [5 empty] | 47.49% | 0% | 47.49% | 2 | 85.46% | 0% | 0% | 3 | 32.11% | 0% | 0% | 1 | 52.32% | 0% | 0% | 2 | 93.62% | 0% | 0% | 4 | 70.42% | 0% | 0% | 3 | 5.225% | 0% | 0% | 1 | 0% | 0% | 1 |  |  |  |  | 0.07805% | [5 empty] | 60.5% | 0.2459% | 60.75% | 3 | 86.04% | 0% | 0% | 3 | 22.49% | 0% | 0% | 1 | 46.14% | 0% | 0% | 1 | 93.02% | 0% | 0% | 4 | 73.77% | 0% | 0% | 3 | 4.361% | 0% | 0% | 1
175 | Warnerville | Central_Valley_North_Los_Banos | 0 | 0 | 0 | 0% | 0% | 1 |  |  |  |  | 0% | [5 empty] | 0% | 0% | 0% | 1 | 0% | 0% | 0% | 1 | 0% | 0% | 0% | 1 | 0% | 0% | 0% | 1 | 0% | 0% | 0% | 1 | 0% | 0% | 0% | 1 | 0% | 0% | 0% | 1 | 0% | 0% | 1 |  |  |  |  | 0% | [5 empty] | 0% | 0% | 0% | 1 | 0% | 0% | 0% | 1 | 0% | 0% | 0% | 1 | 0% | 0% | 0% | 1 | 0% | 0% | 0% | 1 | 0% | 0% | 0% | 1 | 0% | 0% | 0% | 1 | 0% | 0% | 1 |  |  |  |  | 0% | [5 empty] | 0% | 0% | 0% | 1 | 0% | 0% | 0% | 1 | 0% | 0% | 0% | 1 | 0% | 0% | 0% | 1 | 0% | 0% | 0% | 1 | 0% | 0% | 0% | 1 | 0% | 0% | 0% | 1 | 0% | 0% | 1 |  |  |  |  | 0% | [5 empty] | 100% | 0% | 100% | 5 | 100% | 0% | 0% | 5 | 52.41% | 0% | 0% | 2 | 52.41% | 0% | 0% | 2 | 100% | 0% | 0% | 5 | 100% | 0% | 0% | 5 | 0% | 0% | 0% | 1
176 | Riverbank | Central_Valley_North_Los_Banos | 0 | 0 | 0 | 0% | 0% | 1 |  |  |  |  | 0% | [5 empty] | 0% | 0% | 0% | 1 | 0% | 0% | 0% | 1 | 0% | 0% | 0% | 1 | 0% | 0% | 0% | 1 | 0% | 0% | 0% | 1 | 0% | 0% | 0% | 1 | 0% | 0% | 0% | 1 | 0% | 0% | 1 |  |  |  |  | 0% | [5 empty] | 0% | 0% | 0% | 1 | 0% | 0% | 0% | 1 | 0% | 0% | 0% | 1 | 0% | 0% | 0% | 1 | 0% | 0% | 0% | 1 | 0% | 0% | 0% | 1 | 0% | 0% | 0% | 1 | 0% | 0% | 1 |  |  |  |  | 0% | [5 empty] | 0% | 0% | 0% | 1 | 0% | 0% | 0% | 1 | 0% | 0% | 0% | 1 | 0% | 0% | 0% | 1 | 0% | 0% | 0% | 1 | 0% | 0% | 0% | 1 | 0% | 0% | 0% | 1 | 0% | 0% | 1 |  |  |  |  | 0% | [5 empty] | 77.41% | 22.59% | 100% | 5 | 100% | 0% | 0% | 5 | 15.76% | 0% | 0% | 1 | 47.26% | 0% | 0% | 1 | 100% | 0% | 0% | 5 | 100% | 0% | 0% | 5 | 0% | 0% | 0% | 1
177 | Pease | Northern_California | 0 | 0 | 0 | 0% | 0% | 1 |  |  |  |  | 0% | [5 empty] | 100% | 0% | 100% | 5 | 96.69% | 0% | 0% | 5 | 72.98% | 0% | 0% | 3 | 72.98% | 0% | 0% | 3 | 97.04% | 0% | 0% | 5 | 96.7% | 0% | 0% | 5 | 0.2494% | 0% | 0% | 1 | 0% | 0% | 1 |  |  |  |  | 0% | [5 empty] | 100% | 0% | 100% | 5 | 96.68% | 0% | 0% | 5 | 65.04% | 0% | 0% | 2 | 65.04% | 0% | 0% | 2 | 97.91% | 0% | 0% | 5 | 82.01% | 0% | 0% | 3 | 0.3386% | 0% | 0% | 1 | 0% | 0% | 1 |  |  |  |  | 0% | [5 empty] | 100% | 0% | 100% | 5 | 96.68% | 0% | 0% | 5 | 65.04% | 0% | 0% | 2 | 65.04% | 0% | 0% | 2 | 97.91% | 0% | 0% | 5 | 82.01% | 0% | 0% | 3 | 0.3386% | 0% | 0% | 1 | 0% | 0% | 1 |  |  |  |  | 0% | [5 empty] | 100% | 0% | 100% | 5 | 97.51% | 0% | 0% | 5 | 48.83% | 0% | 0% | 1 | 50.71% | 0% | 0% | 2 | 98.43% | 0% | 0% | 5 | 85.88% | 0% | 0% | 3 | 0.2542% | 0% | 0% | 1
178 | Rio Oso | Northern_California | 0 | 0 | 0 | 0% | 0% | 1 |  |  |  |  | 0% | [5 empty] | 0% | 0% | 0% | 1 | 0% | 0% | 0% | 1 | 0% | 0% | 0% | 1 | 0% | 0% | 0% | 1 | 0% | 0% | 0% | 1 | 0% | 0% | 0% | 1 | 0% | 0% | 0% | 1 | 0% | 0% | 1 |  |  |  |  | 0% | [5 empty] | 0% | 0% | 0% | 1 | 0% | 0% | 0% | 1 | 0% | 0% | 0% | 1 | 0% | 0% | 0% | 1 | 0% | 0% | 0% | 1 | 0% | 0% | 0% | 1 | 0% | 0% | 0% | 1 | 0% | 0% | 1 |  |  |  |  | 0% | [5 empty] | 0% | 0% | 0% | 1 | 0% | 0% | 0% | 1 | 0% | 0% | 0% | 1 | 0% | 0% | 0% | 1 | 0% | 0% | 0% | 1 | 0% | 0% | 0% | 1 | 0% | 0% | 0% | 1 | 0% | 0% | 1 |  |  |  |  | 0.002556% | [5 empty] | 100% | 0% | 100% | 5 | 97.44% | 0% | 0% | 5 | 50.15% | 0% | 0% | 2 | 50.15% | 0% | 0% | 2 | 98.39% | 0% | 0% | 5 | 86.13% | 0% | 0% | 3 | 0.2611% | 0% | 0% | 1
179 | Alpaugh | Central_Valley_North_Los_Banos | 0 | 0 | 10 | 0% | 0% | 1 |  |  |  |  | 0% | [5 empty] | 0% | 0% | 0% | 1 | 0% | 0% | 0% | 1 | 0% | 0% | 0% | 1 | 0% | 0% | 0% | 1 | 0% | 0% | 0% | 1 | 0% | 0% | 0% | 1 | 0% | 0% | 0% | 1 | 0% | 0% | 1 |  |  |  |  | 0% | [5 empty] | 0% | 0% | 0% | 1 | 0% | 0% | 0% | 1 | 0% | 0% | 0% | 1 | 0% | 0% | 0% | 1 | 0% | 0% | 0% | 1 | 0% | 0% | 0% | 1 | 0% | 0% | 0% | 1 | 0% | 0% | 1 |  |  |  |  | 0% | [5 empty] | 0% | 0% | 0% | 1 | 0% | 0% | 0% | 1 | 0% | 0% | 0% | 1 | 0% | 0% | 0% | 1 | 0% | 0% | 0% | 1 | 0% | 0% | 0% | 1 | 0% | 0% | 0% | 1 | 0% | 0% | 1 |  |  |  |  | 0% | [5 empty] | 0% | 0% | 0% | 1 | 0% | 0% | 0% | 1 | 0% | 0% | 0% | 1 | 0% | 0% | 0% | 1 | 0% | 0% | 0% | 1 | 0% | 0% | 0% | 1 | 0% | 0% | 0% | 1
180 | Rector | Central_Valley_North_Los_Banos | 0 | 0 | 0 | 0% | 0% | 1 |  |  |  |  | 0% | [5 empty] | 0% | 0% | 0% | 1 | 0% | 0% | 0% | 1 | 0% | 0% | 0% | 1 | 0% | 0% | 0% | 1 | 0% | 0% | 0% | 1 | 0% | 0% | 0% | 1 | 0% | 0% | 0% | 1 | 0% | 0% | 1 |  |  |  |  | 0% | [5 empty] | 0% | 0% | 0% | 1 | 0% | 0% | 0% | 1 | 0% | 0% | 0% | 1 | 0% | 0% | 0% | 1 | 0% | 0% | 0% | 1 | 0% | 0% | 0% | 1 | 0% | 0% | 0% | 1 | 0% | 0% | 1 |  |  |  |  | 0% | [5 empty] | 0% | 0% | 0% | 1 | 0% | 0% | 0% | 1 | 0% | 0% | 0% | 1 | 0% | 0% | 0% | 1 | 0% | 0% | 0% | 1 | 0% | 0% | 0% | 1 | 0% | 0% | 0% | 1 | 0% | 0% | 1 |  |  |  |  | 0% | [5 empty] | 0% | 0% | 0% | 1 | 0% | 0% | 0% | 1 | 0% | 0% | 0% | 1 | 0% | 0% | 0% | 1 | 0% | 0% | 0% | 1 | 0% | 0% | 0% | 1 | 0% | 0% | 0% | 1
181 | Springville | Central_Valley_North_Los_Banos | 0 | 0 | 0 | 0% | 0% | 1 |  |  |  |  | 0% | [5 empty] | 0% | 0% | 0% | 1 | 0% | 0% | 0% | 1 | 0% | 0% | 0% | 1 | 0% | 0% | 0% | 1 | 0% | 0% | 0% | 1 | 0% | 0% | 0% | 1 | 0% | 0% | 0% | 1 | 0% | 0% | 1 |  |  |  |  | 0% | [5 empty] | 0% | 0% | 0% | 1 | 0% | 0% | 0% | 1 | 0% | 0% | 0% | 1 | 0% | 0% | 0% | 1 | 0% | 0% | 0% | 1 | 0% | 0% | 0% | 1 | 0% | 0% | 0% | 1 | 0% | 0% | 1 |  |  |  |  | 0% | [5 empty] | 0% | 0% | 0% | 1 | 0% | 0% | 0% | 1 | 0% | 0% | 0% | 1 | 0% | 0% | 0% | 1 | 0% | 0% | 0% | 1 | 0% | 0% | 0% | 1 | 0% | 0% | 0% | 1 | 0% | 0% | 1 |  |  |  |  | 0% | [5 empty] | 38.46% | 61.54% | 100% | 5 | 0% | 0% | 0% | 1 | 37.41% | 0% | 0% | 1 | 68.34% | 0% | 0% | 2 | 68.34% | 0% | 0% | 2 | 91.2% | 0% | 0% | 4 | 4.305% | 0% | 0% | 1
182 | Vestal | Central_Valley_North_Los_Banos | 0 | 0 | 0 | 0% | 0% | 1 |  |  |  |  | 0% | [5 empty] | 0% | 0% | 0% | 1 | 0% | 0% | 0% | 1 | 0% | 0% | 0% | 1 | 0% | 0% | 0% | 1 | 0% | 0% | 0% | 1 | 0% | 0% | 0% | 1 | 0% | 0% | 0% | 1 | 0% | 0% | 1 |  |  |  |  | 0% | [5 empty] | 0% | 0% | 0% | 1 | 0% | 0% | 0% | 1 | 0% | 0% | 0% | 1 | 0% | 0% | 0% | 1 | 0% | 0% | 0% | 1 | 0% | 0% | 0% | 1 | 0% | 0% | 0% | 1 | 0% | 0% | 1 |  |  |  |  | 0% | [5 empty] | 0% | 0% | 0% | 1 | 0% | 0% | 0% | 1 | 0% | 0% | 0% | 1 | 0% | 0% | 0% | 1 | 0% | 0% | 0% | 1 | 0% | 0% | 0% | 1 | 0% | 0% | 0% | 1 | 0% | 0% | 1 |  |  |  |  | 0% | [5 empty] | 22.64% | 77.36% | 100% | 5 | 6.259% | 0% | 0% | 1 | 5.037% | 0% | 0% | 1 | 36.47% | 0% | 0% | 1 | 36.47% | 0% | 0% | 1 | 80.32% | 0% | 0% | 3 | 0.1007% | 0% | 0% | 1
183 | UltraPower Chinese Station | El_Dorado_Mariposa | 0 | 0 | 0 | 0% | 0% | 1 |  |  |  |  | 0% | [5 empty] | 0% | 0% | 0% | 1 | 0% | 0% | 0% | 1 | 0% | 0% | 0% | 1 | 0% | 0% | 0% | 1 | 0% | 0% | 0% | 1 | 0% | 0% | 0% | 1 | 0% | 0% | 0% | 1 | 0% | 0% | 1 |  |  |  |  | 0% | [5 empty] | 0% | 0% | 0% | 1 | 0% | 0% | 0% | 1 | 0% | 0% | 0% | 1 | 0% | 0% | 0% | 1 | 0% | 0% | 0% | 1 | 0% | 0% | 0% | 1 | 0% | 0% | 0% | 1 | 0% | 0% | 1 |  |  |  |  | 0% | [5 empty] | 0% | 0% | 0% | 1 | 0% | 0% | 0% | 1 | 0% | 0% | 0% | 1 | 0% | 0% | 0% | 1 | 0% | 0% | 0% | 1 | 0% | 0% | 0% | 1 | 0% | 0% | 0% | 1 | 0% | 0% | 1 |  |  |  |  | 0% | [5 empty] | 0% | 0% | 0% | 1 | 0% | 0% | 0% | 1 | 0% | 0% | 0% | 1 | 0% | 0% | 0% | 1 | 0% | 0% | 0% | 1 | 0% | 0% | 0% | 1 | 0% | 0% | 0% | 1
184 | Curtis | El_Dorado_Mariposa | 0 | 0 | 0 | 0% | 0% | 1 |  |  |  |  | 0% | [5 empty] | 0% | 0% | 0% | 1 | 0% | 0% | 0% | 1 | 0% | 0% | 0% | 1 | 0% | 0% | 0% | 1 | 0% | 0% | 0% | 1 | 0% | 0% | 0% | 1 | 0% | 0% | 0% | 1 | 0% | 0% | 1 |  |  |  |  | 0% | [5 empty] | 0% | 0% | 0% | 1 | 0% | 0% | 0% | 1 | 0% | 0% | 0% | 1 | 0% | 0% | 0% | 1 | 0% | 0% | 0% | 1 | 0% | 0% | 0% | 1 | 0% | 0% | 0% | 1 | 0% | 0% | 1 |  |  |  |  | 0% | [5 empty] | 0% | 0% | 0% | 1 | 0% | 0% | 0% | 1 | 0% | 0% | 0% | 1 | 0% | 0% | 0% | 1 | 0% | 0% | 0% | 1 | 0% | 0% | 0% | 1 | 0% | 0% | 0% | 1 | 0% | 0% | 1 |  |  |  |  | 0% | [5 empty] | 54.62% | 3.63% | 58.25% | 3 | 0% | 0% | 0% | 1 | 0% | 0% | 0% | 1 | 12.17% | 0% | 0% | 1 | 12.17% | 0% | 0% | 1 | 73.95% | 0% | 0% | 3 | 10.69% | 0% | 0% | 1
185 | Peoria | El_Dorado_Mariposa | 0 | 0 | 15 | 0% | 0% | 1 |  |  |  |  | 0% | [5 empty] | 0% | 0% | 0% | 1 | 0% | 0% | 0% | 1 | 0% | 0% | 0% | 1 | 0% | 0% | 0% | 1 | 0% | 0% | 0% | 1 | 0% | 0% | 0% | 1 | 0% | 0% | 0% | 1 | 0% | 0% | 1 |  |  |  |  | 0% | [5 empty] | 0% | 0% | 0% | 1 | 0% | 0% | 0% | 1 | 0% | 0% | 0% | 1 | 0% | 0% | 0% | 1 | 0% | 0% | 0% | 1 | 0% | 0% | 0% | 1 | 0% | 0% | 0% | 1 | 0% | 0% | 1 |  |  |  |  | 0% | [5 empty] | 0% | 0% | 0% | 1 | 0% | 0% | 0% | 1 | 0% | 0% | 0% | 1 | 0% | 0% | 0% | 1 | 0% | 0% | 0% | 1 | 0% | 0% | 0% | 1 | 0% | 0% | 0% | 1 | 0% | 0% | 1 |  |  |  |  | 0% | [5 empty] | 0% | 0% | 0% | 1 | 0% | 0% | 0% | 1 | 0% | 0% | 0% | 1 | 0% | 0% | 0% | 1 | 0% | 0% | 0% | 1 | 0% | 0% | 0% | 1 | 0% | 0% | 0% | 1
186 | Moorpark | Greater_LA | 0 | 0 | 0 | 0% | 0% | 1 |  |  |  |  | 0% | [5 empty] | 100% | 0% | 100% | 5 | 19.52% | 0% | 0% | 1 | 0% | 0% | 0% | 1 | 0% | 0% | 0% | 1 | 19.52% | 0% | 0% | 1 | 52.92% | 0% | 0% | 2 | 6.724% | 0% | 0% | 1 | 0% | 0% | 1 |  |  |  |  | 0% | [5 empty] | 83.63% | 7.549% | 91.18% | 5 | 67.53% | 0% | 0% | 2 | 0% | 0% | 0% | 1 | 0% | 0% | 0% | 1 | 67.53% | 0% | 0% | 2 | 38.47% | 0% | 0% | 1 | 3.327% | 0% | 0% | 1 | 0% | 0% | 1 |  |  |  |  | 0% | [5 empty] | 57.56% | 28.09% | 85.65% | 5 | 60.34% | 0% | 0% | 2 | 9.914% | 0% | 0% | 1 | 8.293% | 0% | 0% | 1 | 65.06% | 0% | 0% | 2 | 48.76% | 0% | 0% | 1 | 4.686% | 0% | 0% | 1 | 0% | 0% | 1 |  |  |  |  | 0% | [5 empty] | 21.95% | 71.72% | 93.67% | 5 | 74.72% | 0% | 0% | 3 | 3.479% | 0% | 0% | 1 | 3.782% | 0% | 0% | 1 | 77.25% | 0% | 0% | 3 | 59.29% | 0% | 0% | 2 | 2.2% | 0% | 0% | 1
187 | Santa Clara | Greater_LA | 0 | 0 | 0 | 0% | 0% | 1 |  |  |  |  | 0% | [5 empty] | 0% | 0% | 0% | 1 | 0% | 0% | 0% | 1 | 0% | 0% | 0% | 1 | 81.23% | 0% | 0% | 3 | 81.23% | 0% | 0% | 3 | 0% | 0% | 0% | 1 | 0.2626% | 0% | 0% | 1 | 0% | 0% | 1 |  |  |  |  | 0% | [5 empty] | 0.948% | 0% | 0.948% | 1 | 13.82% | 0% | 0% | 1 | 57.74% | 0% | 0% | 2 | 72.14% | 0% | 0% | 3 | 73.09% | 0% | 0% | 3 | 0.948% | 0% | 0% | 1 | 17.95% | 0% | 0% | 1 | 0% | 0% | 1 |  |  |  |  | 0% | [5 empty] | 0.5979% | 3.119% | 3.717% | 2 | 33.07% | 0% | 0% | 1 | 36.72% | 0% | 0% | 1 | 45.8% | 0% | 0% | 1 | 70.75% | 0% | 0% | 3 | 11.12% | 0% | 0% | 1 | 11.49% | 0% | 0% | 1 | 0% | 0% | 1 |  |  |  |  | 0% | [5 empty] | 45.05% | 40.95% | 86% | 5 | 78.41% | 0% | 0% | 3 | 6.872% | 0% | 0% | 1 | 9.65% | 0% | 0% | 1 | 83.41% | 0% | 0% | 3 | 62.73% | 0% | 0% | 2 | 3.387% | 0% | 0% | 1
188 | Davis | Solano | 0 | 0 | 0 | 0% | 0% | 1 |  |  |  |  | 80.24% | [5 empty] | 26.36% | 0% | 26.36% | 2 | 0% | 0% | 0% | 1 | 12.54% | 0% | 0% | 1 | 12.54% | 0% | 0% | 1 | 12.54% | 0% | 0% | 1 | 0% | 0% | 0% | 1 | 0.4243% | 0% | 0% | 1 | 0% | 0% | 1 |  |  |  |  | 40.75% | [5 empty] | 58.01% | 0% | 58.01% | 3 | 17.23% | 0% | 0% | 1 | 1.488% | 0% | 0% | 1 | 14.29% | 0% | 0% | 1 | 27.63% | 0% | 0% | 1 | 0.8812% | 0% | 0% | 1 | 15.89% | 0% | 0% | 1 | 0% | 0% | 1 |  |  |  |  | 37.19% | [5 empty] | 47.38% | 0% | 47.38% | 2 | 28.98% | 0% | 0% | 1 | 17.64% | 0% | 0% | 1 | 21.59% | 0% | 0% | 1 | 49.2% | 0% | 0% | 1 | 13.37% | 0% | 0% | 1 | 15.38% | 0% | 0% | 1 | 0% | 0% | 1 |  |  |  |  | 21.13% | [5 empty] | 59.96% | 4.23% | 64.19% | 3 | 34.54% | 0% | 0% | 1 | 18.57% | 0% | 0% | 1 | 21.27% | 0% | 0% | 1 | 54.47% | 0% | 0% | 2 | 24.01% | 0% | 0% | 1 | 13.6% | 0% | 0% | 1
189 | Putah Creek | Solano | 0 | 0 | 0 | 0% | 0% | 1 |  |  |  |  | 7.663% | [5 empty] | 89.41% | 0% | 89.41% | 5 | 87.25% | 0% | 0% | 3 | 7.239% | 0% | 0% | 1 | 0% | 0% | 0% | 1 | 87.65% | 0% | 0% | 3 | 60.52% | 0% | 0% | 2 | 1.167% | 0% | 0% | 1 | 0% | 0% | 1 |  |  |  |  | 10.67% | [5 empty] | 79.74% | 0% | 79.74% | 5 | 80.19% | 0% | 0% | 3 | 14.41% | 0% | 0% | 1 | 8.309% | 0% | 0% | 1 | 84.45% | 0% | 0% | 3 | 61.29% | 0% | 0% | 2 | 1.355% | 0% | 0% | 1 | 0% | 0% | 1 |  |  |  |  | 21.47% | [5 empty] | 77.17% | 3.96% | 81.13% | 5 | 56.66% | 0% | 0% | 2 | 19.54% | 0% | 0% | 1 | 20.08% | 0% | 0% | 1 | 71.84% | 0% | 0% | 3 | 48.55% | 0% | 0% | 1 | 6.354% | 0% | 0% | 1 | 0% | 0% | 1 |  |  |  |  | 16.86% | [5 empty] | 60.61% | 9.133% | 69.74% | 3 | 41.73% | 0% | 0% | 1 | 19.62% | 0% | 0% | 1 | 21.47% | 0% | 0% | 1 | 60.91% | 0% | 0% | 2 | 32.47% | 0% | 0% | 1 | 14.51% | 0% | 0% | 1
190 | East Marysville | Northern_California | 0 | 0 | 0 | 0% | 0% | 1 |  |  |  |  | 0% | [5 empty] | 0% | 0% | 0% | 1 | 0% | 0% | 0% | 1 | 0% | 0% | 0% | 1 | 0% | 0% | 0% | 1 | 0% | 0% | 0% | 1 | 0% | 0% | 0% | 1 | 0% | 0% | 0% | 1 | 0% | 0% | 1 |  |  |  |  | 0% | [5 empty] | 100% | 0% | 100% | 5 | 96.41% | 0% | 0% | 5 | 73.63% | 0% | 0% | 3 | 73.63% | 0% | 0% | 3 | 96.8% | 0% | 0% | 5 | 99.3% | 0% | 0% | 5 | 0.27% | 0% | 0% | 1 | 0% | 0% | 1 |  |  |  |  | 0% | [5 empty] | 100% | 0% | 100% | 5 | 96.68% | 0% | 0% | 5 | 65.04% | 0% | 0% | 2 | 65.04% | 0% | 0% | 2 | 97.91% | 0% | 0% | 5 | 82.01% | 0% | 0% | 3 | 0.3386% | 0% | 0% | 1 | 0% | 0% | 1 |  |  |  |  | 0% | [5 empty] | 100% | 0% | 100% | 5 | 96.68% | 0% | 0% | 5 | 65.04% | 0% | 0% | 2 | 65.04% | 0% | 0% | 2 | 97.91% | 0% | 0% | 5 | 82.01% | 0% | 0% | 3 | 0.3386% | 0% | 0% | 1
191 | Olivehurst | Northern_California | 0 | 0 | 0 | 0% | 0% | 1 |  |  |  |  | 0% | [5 empty] | 0% | 0% | 0% | 1 | 0% | 0% | 0% | 1 | 0% | 0% | 0% | 1 | 0% | 0% | 0% | 1 | 0% | 0% | 0% | 1 | 0% | 0% | 0% | 1 | 0% | 0% | 0% | 1 | 0% | 0% | 1 |  |  |  |  | 0% | [5 empty] | 100% | 0% | 100% | 5 | 83.44% | 0% | 0% | 3 | 59.45% | 0% | 0% | 2 | 59.45% | 0% | 0% | 2 | 83.44% | 0% | 0% | 3 | 99.7% | 0% | 0% | 5 | 0% | 0% | 0% | 1 | 0% | 0% | 1 |  |  |  |  | 0% | [5 empty] | 100% | 0% | 100% | 5 | 96.68% | 0% | 0% | 5 | 65.04% | 0% | 0% | 2 | 65.04% | 0% | 0% | 2 | 97.91% | 0% | 0% | 5 | 82.01% | 0% | 0% | 3 | 0.3386% | 0% | 0% | 1 | 0% | 0% | 1 |  |  |  |  | 0% | [5 empty] | 100% | 0% | 100% | 5 | 96.85% | 0% | 0% | 5 | 61.56% | 0% | 0% | 2 | 61.56% | 0% | 0% | 2 | 98.02% | 0% | 0% | 5 | 82.97% | 0% | 0% | 3 | 0.3205% | 0% | 0% | 1
192 | Morro Bay | Kern_Greater_Carrizo | 0 | 0 | 0 | 0% | 0% | 1 |  |  |  |  | 0% | [5 empty] | 85.65% | 5.251% | 90.9% | 5 | 71.01% | 0% | 0% | 3 | 20.51% | 0% | 0% | 1 | 41.04% | 0% | 0% | 1 | 86.87% | 0% | 0% | 3 | 65.24% | 0% | 0% | 2 | 2.428% | 0% | 0% | 1 | 0% | 0% | 1 |  |  |  |  | 0% | [5 empty] | 83.85% | 3.771% | 87.62% | 5 | 56.51% | 0% | 0% | 2 | 17.24% | 0% | 0% | 1 | 40.41% | 0% | 0% | 1 | 75.41% | 0% | 0% | 3 | 67.24% | 0% | 0% | 2 | 2.113% | 0% | 0% | 1 | 0% | 0% | 1 |  |  |  |  | 0% | [5 empty] | 85.39% | 3.225% | 88.61% | 5 | 56.41% | 0% | 0% | 2 | 13.21% | 0% | 0% | 1 | 36.59% | 0% | 0% | 1 | 72.33% | 0% | 0% | 3 | 69.97% | 0% | 0% | 2 | 2.068% | 0% | 0% | 1 | 0% | 0% | 1 |  |  |  |  | 0% | [5 empty] | 72.7% | 18.39% | 91.09% | 5 | 47.9% | 0% | 0% | 1 | 10.21% | 0% | 0% | 1 | 32.44% | 0% | 0% | 1 | 64.07% | 0% | 0% | 2 | 66.53% | 0% | 0% | 2 | 1.544% | 0% | 0% | 1
193 | Palomar | Greater_SD | 0 | 0 | 0 | 0% | 0% | 1 |  |  |  |  | 0% | [5 empty] | 0% | 0% | 0% | 1 | 25.2% | 0% | 0% | 1 | 69.76% | 0% | 0% | 2 | 74.11% | 0% | 0% | 3 | 74.11% | 0% | 0% | 3 | 0% | 0% | 0% | 1 | 3.1% | 0% | 0% | 1 | 0% | 0% | 1 |  |  |  |  | 0% | [5 empty] | 0% | 0% | 0% | 1 | 15.92% | 0% | 0% | 1 | 78.64% | 0% | 0% | 3 | 81.39% | 0% | 0% | 3 | 81.39% | 0% | 0% | 3 | 0% | 0% | 0% | 1 | 15.23% | 0% | 0% | 1 | 0% | 0% | 1 |  |  |  |  | 0% | [5 empty] | 1.178% | 0% | 1.178% | 1 | 14.78% | 0% | 0% | 1 | 74.58% | 0% | 0% | 3 | 78.13% | 0% | 0% | 3 | 78.13% | 0% | 0% | 3 | 0% | 0% | 0% | 1 | 14.15% | 0% | 0% | 1 | 0% | 0% | 1 |  |  |  |  | 0% | [5 empty] | 0.5214% | 0% | 0.5214% | 1 | 6.378% | 0% | 0% | 1 | 44.28% | 0% | 0% | 1 | 56.85% | 0% | 0% | 2 | 56.85% | 0% | 0% | 2 | 0% | 0% | 0% | 1 | 6.216% | 0% | 0% | 1
194 | Margarita | Greater_LA | 0 | 0 | 0 | 0% | 0% | 1 |  |  |  |  | 0% | [5 empty] | 0% | 0% | 0% | 1 | 0% | 0% | 0% | 1 | 24.04% | 0% | 0% | 1 | 49.34% | 0% | 0% | 1 | 49.34% | 0% | 0% | 1 | 0% | 0% | 0% | 1 | 0% | 0% | 0% | 1 | 0% | 0% | 1 |  |  |  |  | 0% | [5 empty] | 0.05864% | 0% | 0.05864% | 1 | 7.615% | 0% | 0% | 1 | 24.76% | 0% | 0% | 1 | 42.03% | 0% | 0% | 1 | 49.64% | 0% | 0% | 1 | 0% | 0% | 0% | 1 | 0% | 0% | 0% | 1 | 0% | 0% | 1 |  |  |  |  | 0% | [5 empty] | 0.8235% | 0% | 0.8235% | 1 | 2.685% | 0% | 0% | 1 | 20.94% | 0% | 0% | 1 | 73.97% | 0% | 0% | 3 | 76.65% | 0% | 0% | 3 | 0% | 0% | 0% | 1 | 4.611% | 0% | 0% | 1 | 0% | 0% | 1 |  |  |  |  | 0% | [5 empty] | 0.4441% | 0% | 0.4441% | 1 | 6.881% | 0% | 0% | 1 | 50.06% | 0% | 0% | 2 | 80.1% | 0% | 0% | 3 | 81.55% | 0% | 0% | 3 | 0% | 0% | 0% | 1 | 9.864% | 0% | 0% | 1
195 | Huntington Beach | Greater_LA | 0 | 0 | 0 | 0% | 0% | 1 |  |  |  |  | 0% | [5 empty] | 0% | 0% | 0% | 1 | 2.479% | 0% | 0% | 1 | 43.48% | 0% | 0% | 1 | 89.27% | 0% | 0% | 3 | 91.75% | 0% | 0% | 4 | 0% | 0% | 0% | 1 | 8.608% | 0% | 0% | 1 | 0% | 0% | 1 |  |  |  |  | 0% | [5 empty] | 0% | 0% | 0% | 1 | 1.521% | 0% | 0% | 1 | 31.2% | 0% | 0% | 1 | 63.18% | 0% | 0% | 2 | 64.7% | 0% | 0% | 2 | 0% | 0% | 0% | 1 | 5.283% | 0% | 0% | 1 | 0% | 0% | 1 |  |  |  |  | 0% | [5 empty] | 0% | 0% | 0% | 1 | 0.7726% | 0% | 0% | 1 | 16.84% | 0% | 0% | 1 | 61.94% | 0% | 0% | 2 | 62.71% | 0% | 0% | 2 | 0% | 0% | 0% | 1 | 2.683% | 0% | 0% | 1 | 0% | 0% | 1 |  |  |  |  | 0% | [5 empty] | 0% | 0% | 0% | 1 | 0.7099% | 0% | 0% | 1 | 16.71% | 0% | 0% | 1 | 59.53% | 0% | 0% | 2 | 60.24% | 0% | 0% | 2 | 0% | 0% | 0% | 1 | 2.465% | 0% | 0% | 1
196 | Los Esteros | Peninsula_Monterey | 0 | 0 | 0 | 0% | 0% | 1 |  |  |  |  | 0% | [5 empty] | 0% | 0% | 0% | 1 | 0% | 0% | 0% | 1 | 0% | 0% | 0% | 1 | 13.32% | 0% | 0% | 1 | 13.32% | 0% | 0% | 1 | 0% | 0% | 0% | 1 | 99.15% | 0% | 0% | 5 | 0% | 0% | 1 |  |  |  |  | 0% | [5 empty] | 89.59% | 4.369% | 93.96% | 5 | 93.96% | 0% | 0% | 4 | 65.05% | 0% | 0% | 2 | 67.23% | 0% | 0% | 2 | 96.14% | 0% | 0% | 5 | 93.89% | 0% | 0% | 4 | 7.053% | 0% | 0% | 1 | 0% | 0% | 1 |  |  |  |  | 0% | [5 empty] | 83.77% | 9.911% | 93.68% | 5 | 83.8% | 0% | 0% | 3 | 30.43% | 0% | 0% | 1 | 31.86% | 0% | 0% | 1 | 85.46% | 0% | 0% | 3 | 92.01% | 0% | 0% | 4 | 3.786% | 0% | 0% | 1 | 0% | 0% | 1 |  |  |  |  | 0.1104% | [5 empty] | 87.44% | 10.05% | 97.49% | 5 | 94.18% | 0% | 0% | 4 | 62.06% | 0% | 0% | 2 | 77.37% | 0% | 0% | 3 | 98.44% | 0% | 0% | 5 | 47.5% | 0% | 0% | 1 | 3.139% | 0% | 0% | 1
197 | Birds Landing | Solano | -90.8 | -3632 | 15 | -13.41% | 0% | 1 |  |  |  |  | 3.07% | [5 empty] | 64.26% | 0% | 64.26% | 3 | 15.46% | -5.823% | 0% | 1 | 38.2% | -7.967% | 0% | 1 | 36.02% | -7.695% | 0% | 1 | 50.21% | -9.887% | 0% | 2 | 3.525% | -5.103% | 0% | 1 | 27.85% | -6.823% | 0% | 1 | -12.85% | 0% | 1 |  |  |  |  | 15.75% | [5 empty] | 49.95% | 0% | 49.95% | 2 | 15.35% | -3.795% | 0% | 1 | 38.9% | -5.257% | 0% | 1 | 36.98% | -5.097% | 0% | 1 | 51.3% | -6.596% | 0% | 2 | 4.271% | -3.356% | 0% | 1 | 24.1% | -4.233% | 0% | 1 | -12.11% | 0% | 1 |  |  |  |  | 20.51% | [5 empty] | 48.33% | 0% | 48.33% | 2 | 17.72% | -3.039% | 0% | 1 | 33.54% | -3.763% | 0% | 1 | 32.44% | -3.701% | 0% | 1 | 47.66% | -4.777% | 0% | 1 | 6.369% | -2.671% | 0% | 1 | 21.56% | -3.188% | 0% | 1 | -11.42% | 0% | 1 |  |  |  |  | 18.07% | [5 empty] | 54.82% | 0.05607% | 54.88% | 3 | 28.42% | -2.802% | 0% | 1 | 33.74% | -3.028% | 0% | 1 | 36.75% | -3.172% | 0% | 1 | 55.67% | -4.525% | 0% | 2 | 11.08% | -2.256% | 0% | 1 | 18.04% | -2.448% | 0% | 1
198 | Cayetano | Solano | 0 | 0 | 0 | 0% | 0% | 1 |  |  |  |  | 0% | [5 empty] | 99.23% | 0.5424% | 99.77% | 5 | 93.25% | 0% | 0% | 4 | 43.26% | 0% | 0% | 1 | 74.52% | 0% | 0% | 3 | 99.88% | 0% | 0% | 5 | 21.44% | 0% | 0% | 1 | 4.085% | 0% | 0% | 1 | 0% | 0% | 1 |  |  |  |  | 2.488% | [5 empty] | 92.25% | 1.367% | 93.61% | 5 | 87.86% | 0% | 0% | 3 | 73.42% | 0% | 0% | 3 | 86.87% | 0% | 0% | 3 | 99.37% | 0% | 0% | 5 | 33.79% | 0% | 0% | 1 | 3.352% | 0% | 0% | 1 | 0% | 0% | 1 |  |  |  |  | 2.29% | [5 empty] | 90.83% | 3.236% | 94.06% | 5 | 87.37% | 0% | 0% | 3 | 73.09% | 0% | 0% | 3 | 85.65% | 0% | 0% | 3 | 99.39% | 0% | 0% | 5 | 38.17% | 0% | 0% | 1 | 3.232% | 0% | 0% | 1 | 0% | 0% | 1 |  |  |  |  | 5.252% | [5 empty] | 63.66% | 3.611% | 67.27% | 3 | 49.44% | 0% | 0% | 1 | 53.08% | 0% | 0% | 2 | 56.56% | 0% | 0% | 2 | 71.97% | 0% | 0% | 3 | 21.05% | 0% | 0% | 1 | 12.4% | 0% | 0% | 1
199 | Silvergate | Greater_SD | 0 | 0 | 0 | 0% | 0% | 1 |  |  |  |  | 0% | [5 empty] | 0% | 0% | 0% | 1 | 2.69% | 0% | 0% | 1 | 21.41% | 0% | 0% | 1 | 55.93% | 0% | 0% | 2 | 56.96% | 0% | 0% | 2 | 0% | 0% | 0% | 1 | 5.416% | 0% | 0% | 1 | 0% | 0% | 1 |  |  |  |  | 0% | [5 empty] | 0% | 0% | 0% | 1 | 5.835% | 0% | 0% | 1 | 34.44% | 0% | 0% | 1 | 64.08% | 0% | 0% | 2 | 64.84% | 0% | 0% | 2 | 0% | 0% | 0% | 1 | 6.651% | 0% | 0% | 1 | 0% | 0% | 1 |  |  |  |  | 0% | [5 empty] | 0% | 0% | 0% | 1 | 7.249% | 0% | 0% | 1 | 34.54% | 0% | 0% | 1 | 64.78% | 0% | 0% | 2 | 65.5% | 0% | 0% | 2 | 0% | 0% | 0% | 1 | 6.52% | 0% | 0% | 1 | 0% | 0% | 1 |  |  |  |  | 0% | [5 empty] | 0% | 0% | 0% | 1 | 6.113% | 0% | 0% | 1 | 36.87% | 0% | 0% | 1 | 69.47% | 0% | 0% | 2 | 70.09% | 0% | 0% | 3 | 3.846% | 0% | 0% | 1 | 7.619% | 0% | 0% | 1
200 | Richmond | Northern_California | 0 | 0 | 0 | 0% | 0% | 1 |  |  |  |  | 0% | [5 empty] | 59.27% | 0% | 59.27% | 3 | 44.42% | 0% | 0% | 1 | 24.71% | 0% | 0% | 1 | 20.11% | 0% | 0% | 1 | 48.41% | 0% | 0% | 1 | 42.57% | 0% | 0% | 1 | 11.81% | 0% | 0% | 1 | 0% | 0% | 1 |  |  |  |  | 0% | [5 empty] | 79.22% | 1.635% | 80.86% | 5 | 45.55% | 0% | 0% | 1 | 15.59% | 0% | 0% | 1 | 12.51% | 0% | 0% | 1 | 52.23% | 0% | 0% | 2 | 60.95% | 0% | 0% | 2 | 8.026% | 0% | 0% | 1 | 0% | 0% | 1 |  |  |  |  | 0% | [5 empty] | 72.94% | 5.533% | 78.47% | 5 | 48.43% | 0% | 0% | 1 | 13.25% | 0% | 0% | 1 | 17.17% | 0% | 0% | 1 | 55.78% | 0% | 0% | 2 | 64.7% | 0% | 0% | 2 | 10.8% | 0% | 0% | 1 | 0% | 0% | 1 |  |  |  |  | 0% | [5 empty] | 61.48% | 22.67% | 84.15% | 5 | 48.09% | 0% | 0% | 1 | 10.4% | 0% | 0% | 1 | 13.4% | 0% | 0% | 1 | 54.99% | 0% | 0% | 2 | 73.95% | 0% | 0% | 3 | 10.62% | 0% | 0% | 1
201 | Rancho Vista | Greater_Kramer | 0 | 0 | 0 | 0% | 0% | 1 |  |  |  |  | 0% | [5 empty] | 0% | 100% | 100% | 5 | 100% | 0% | 0% | 5 | 0% | 0% | 0% | 1 | 9.427% | 0% | 0% | 1 | 100% | 0% | 0% | 5 | 68.53% | 0% | 0% | 2 | 0.1916% | 0% | 0% | 1 | 0% | 0% | 1 |  |  |  |  | 0% | [5 empty] | 23.39% | 74.5% | 97.89% | 5 | 100% | 0% | 0% | 5 | 43.28% | 0% | 0% | 1 | 20.1% | 0% | 0% | 1 | 100% | 0% | 0% | 5 | 48.89% | 0% | 0% | 1 | 0.1768% | 0% | 0% | 1 | 0% | 0% | 1 |  |  |  |  | 0% | [5 empty] | 48.86% | 38.63% | 87.5% | 5 | 61.48% | 0% | 0% | 2 | 64.06% | 0% | 0% | 2 | 60.75% | 0% | 0% | 2 | 98.68% | 0% | 0% | 5 | 45.32% | 0% | 0% | 1 | 0.1383% | 0% | 0% | 1 | 0% | 0% | 1 |  |  |  |  | 0% | [5 empty] | 40.21% | 33.56% | 73.77% | 5 | 58.61% | 0% | 0% | 2 | 52.8% | 0% | 0% | 2 | 56.2% | 0% | 0% | 2 | 93.77% | 0% | 0% | 4 | 48.21% | 0% | 0% | 1 | 0.566% | 0% | 0% | 1
202 | Hilltop | Northern_California | 0 | 0 | 20 | 0% | 0% | 1 |  |  |  |  | 5.847% | [5 empty] | 5.047% | 0% | 5.047% | 1 | 47.65% | 0% | 0% | 1 | 31.42% | 0% | 0% | 1 | 17.52% | 0% | 0% | 1 | 72.92% | 0% | 0% | 3 | 60.81% | 0% | 0% | 2 | 10.46% | 0% | 0% | 1 | 0% | 0% | 1 |  |  |  |  | 6.717% | [5 empty] | 13.47% | 0% | 13.47% | 1 | 53.51% | 0% | 0% | 2 | 25.2% | 0% | 0% | 1 | 10.96% | 0% | 0% | 1 | 73.93% | 0% | 0% | 3 | 66.41% | 0% | 0% | 2 | 9.361% | 0% | 0% | 1 | 0% | 0% | 1 |  |  |  |  | 7.171% | [5 empty] | 22.23% | 0% | 22.23% | 2 | 61.12% | 0% | 0% | 2 | 25.13% | 0% | 0% | 1 | 10.64% | 0% | 0% | 1 | 77.69% | 0% | 0% | 3 | 69.14% | 0% | 0% | 2 | 10.41% | 0% | 0% | 1 | 0% | 0% | 1 |  |  |  |  | 4.843% | [5 empty] | 25.83% | 0% | 25.83% | 2 | 66.37% | 0% | 0% | 2 | 24.7% | 0% | 0% | 1 | 15.34% | 0% | 0% | 1 | 79.79% | 0% | 0% | 3 | 76.12% | 0% | 0% | 3 | 9.032% | 0% | 0% | 1
203 | Thermalito | Northern_California | 0 | 0 | 0 | 0% | 0% | 1 |  |  |  |  | 0% | [5 empty] | 0% | 0% | 0% | 1 | 0% | 0% | 0% | 1 | 0% | 0% | 0% | 1 | 0% | 0% | 0% | 1 | 0% | 0% | 0% | 1 | 0% | 0% | 0% | 1 | 0% | 0% | 0% | 1 | 0% | 0% | 1 |  |  |  |  | 0% | [5 empty] | 0% | 0% | 0% | 1 | 0% | 0% | 0% | 1 | 0% | 0% | 0% | 1 | 0% | 0% | 0% | 1 | 0% | 0% | 0% | 1 | 0% | 0% | 0% | 1 | 0% | 0% | 0% | 1 | 0% | 0% | 1 |  |  |  |  | 0% | [5 empty] | 0% | 0% | 0% | 1 | 69.74% | 0% | 0% | 2 | 23.37% | 0% | 0% | 1 | 100% | 0% | 0% | 5 | 100% | 0% | 0% | 5 | 64.58% | 0% | 0% | 2 | 0% | 0% | 0% | 1 | 0% | 0% | 1 |  |  |  |  | 0% | [5 empty] | 41.55% | 9.991% | 51.54% | 3 | 51.26% | 0% | 0% | 2 | 63.33% | 0% | 0% | 2 | 89.23% | 0% | 0% | 3 | 98.06% | 0% | 0% | 5 | 77.53% | 0% | 0% | 3 | 1.144% | 0% | 0% | 1
204 | Martinez | Solano | 0 | 0 | 0 | 0% | 0% | 1 |  |  |  |  | 0% | [5 empty] | 35.38% | 0% | 35.38% | 2 | 33.1% | 0% | 0% | 1 | 51.19% | 0% | 0% | 2 | 31.76% | 0% | 0% | 1 | 79.4% | 0% | 0% | 3 | 21.9% | 0% | 0% | 1 | 36.42% | 0% | 0% | 1 | 0% | 0% | 1 |  |  |  |  | 0% | [5 empty] | 35.03% | 0% | 35.03% | 2 | 51.9% | 0% | 0% | 2 | 57.5% | 0% | 0% | 2 | 39% | 0% | 0% | 1 | 86.42% | 0% | 0% | 3 | 20.03% | 0% | 0% | 1 | 45.89% | 0% | 0% | 1 | 0% | 0% | 1 |  |  |  |  | 0% | [5 empty] | 66.8% | 0% | 66.8% | 3 | 31.73% | 0% | 0% | 1 | 43.27% | 0% | 0% | 1 | 40.32% | 0% | 0% | 1 | 66.04% | 0% | 0% | 2 | 15.88% | 0% | 0% | 1 | 21.58% | 0% | 0% | 1 | 0% | 0% | 1 |  |  |  |  | 10.99% | [5 empty] | 56.54% | 0.07192% | 56.61% | 3 | 27.49% | 0% | 0% | 1 | 39.07% | 0% | 0% | 1 | 38.94% | 0% | 0% | 1 | 60.3% | 0% | 0% | 2 | 13.91% | 0% | 0% | 1 | 19.74% | 0% | 0% | 1
205 | Lone Tree | Solano | 0 | 0 | 0 | 0% | 0% | 1 |  |  |  |  | 0.1639% | [5 empty] | 56.94% | 0.409% | 57.34% | 3 | 31.68% | 0% | 0% | 1 | 63.88% | 0% | 0% | 2 | 63.05% | 0% | 0% | 2 | 66.29% | 0% | 0% | 2 | 25.09% | 0% | 0% | 1 | 16.39% | 0% | 0% | 1 | 0% | 0% | 1 |  |  |  |  | 6.001% | [5 empty] | 55.23% | 0.1617% | 55.4% | 3 | 29.62% | 0% | 0% | 1 | 43.96% | 0% | 0% | 1 | 45.11% | 0% | 0% | 1 | 56.97% | 0% | 0% | 2 | 7.773% | 0% | 0% | 1 | 15.56% | 0% | 0% | 1 | 0% | 0% | 1 |  |  |  |  | 6.962% | [5 empty] | 63.3% | 0.09304% | 63.39% | 3 | 32.84% | 0% | 0% | 1 | 44.29% | 0% | 0% | 1 | 47.61% | 0% | 0% | 1 | 61.04% | 0% | 0% | 2 | 7.467% | 0% | 0% | 1 | 16.29% | 0% | 0% | 1 | 0% | 0% | 1 |  |  |  |  | 15.78% | [5 empty] | 56.94% | 0.6305% | 57.57% | 3 | 32.96% | 0% | 0% | 1 | 42.3% | 0% | 0% | 1 | 44.58% | 0% | 0% | 1 | 59.49% | 0% | 0% | 2 | 12.6% | 0% | 0% | 1 | 17.65% | 0% | 0% | 1
206 | Delta Switching Yard | Solano | 0 | 0 | 0 | 0% | 0% | 1 |  |  |  |  | 3.176% | [5 empty] | 91.64% | 0.2131% | 91.85% | 5 | 88.34% | 0% | 0% | 3 | 67.98% | 0% | 0% | 2 | 85.14% | 0% | 0% | 3 | 100% | 0% | 0% | 5 | 23.34% | 0% | 0% | 1 | 3.722% | 0% | 0% | 1 | 0% | 0% | 1 |  |  |  |  | 2.43% | [5 empty] | 92.08% | 1.686% | 93.76% | 5 | 88.76% | 0% | 0% | 3 | 74.08% | 0% | 0% | 3 | 87.24% | 0% | 0% | 3 | 99.39% | 0% | 0% | 5 | 35.65% | 0% | 0% | 1 | 3.28% | 0% | 0% | 1 | 0% | 0% | 1 |  |  |  |  | 3.271% | [5 empty] | 82.49% | 2.666% | 85.16% | 5 | 78.49% | 0% | 0% | 3 | 74.32% | 0% | 0% | 3 | 85.88% | 0% | 0% | 3 | 98.03% | 0% | 0% | 5 | 33.8% | 0% | 0% | 1 | 5.393% | 0% | 0% | 1 | 0% | 0% | 1 |  |  |  |  | 7.256% | [5 empty] | 63.14% | 3.758% | 66.9% | 3 | 45.46% | 0% | 0% | 1 | 48.84% | 0% | 0% | 1 | 53.02% | 0% | 0% | 2 | 67.83% | 0% | 0% | 2 | 19.62% | 0% | 0% | 1 | 11.98% | 0% | 0% | 1
207 | Green Ridge Midway | Solano | -5 | -200 | 10 | 999.9% | 0% | 4 |  |  |  |  | 2.735% | [5 empty] | 91.26% | 1.725% | 92.98% | 5 | 90.58% | -5.657% | 0% | 4 | 72.05% | -1.908% | 0% | 3 | 86.9% | -4.071% | 0% | 3 | 100% | -116364% | 0% | 5 | 33.78% | -0.8051% | 0% | 1 | 3.444% | -0.5521% | 0% | 1 | -945.3% | 0% | 1 |  |  |  |  | 2.567% | [5 empty] | 90.07% | 3.342% | 93.42% | 5 | 90.19% | -5.102% | 0% | 4 | 70.71% | -1.708% | 0% | 3 | 85.12% | -3.363% | 0% | 3 | 99.94% | -869.9% | 0% | 5 | 36.23% | -0.7847% | 0% | 1 | 3.323% | -0.5176% | 0% | 1 | -208.1% | 0% | 1 |  |  |  |  | 2.197% | [5 empty] | 88.19% | 6.175% | 94.36% | 5 | 89.68% | -4.151% | 0% | 3 | 69.22% | -1.392% | 0% | 2 | 81.93% | -2.37% | 0% | 3 | 99.44% | -76.81% | 0% | 5 | 41.7% | -0.7347% | 0% | 1 | 3.019% | -0.4416% | 0% | 1 | -1.466% | 0% | 1 |  |  |  |  | 6.201% | [5 empty] | 61.59% | 6.625% | 68.21% | 3 | 58% | -0.5357% | 0% | 2 | 56.04% | -0.5118% | 0% | 2 | 61.71% | -0.5876% | 0% | 2 | 76.87% | -0.9726% | 0% | 3 | 28.45% | -0.3145% | 0% | 1 | 8.857% | -0.2469% | 0% | 1
208 | Inyo | Greater_Kramer (Exclude) | 0 | 0 | 0 | 0% | 0% | 1 |  |  |  |  | 0% | [5 empty] | 0% | 0% | 0% | 1 | 0% | 0% | 0% | 1 | 0% | 0% | 0% | 1 | 24.21% | 0% | 0% | 1 | 24.21% | 0% | 0% | 1 | 88.75% | 0% | 0% | 3 | 21.35% | 0% | 0% | 1 | 0% | 0% | 1 |  |  |  |  | 0% | [5 empty] | 0.765% | 0% | 0.765% | 1 | 0% | 0% | 0% | 1 | 2.461% | 0% | 0% | 1 | 53.81% | 0% | 0% | 2 | 53.81% | 0% | 0% | 2 | 92.7% | 0% | 0% | 4 | 24.72% | 0% | 0% | 1 | 0% | 0% | 1 |  |  |  |  | 0% | [5 empty] | 4.089% | 0% | 4.089% | 1 | 0% | 0% | 0% | 1 | 21.99% | 0% | 0% | 1 | 50.85% | 0% | 0% | 2 | 65.98% | 0% | 0% | 2 | 94.94% | 0% | 0% | 4 | 16.84% | 0% | 0% | 1 | 0% | 0% | 1 |  |  |  |  | 0% | [5 empty] | 2.874% | 0% | 2.874% | 1 | 0% | 0% | 0% | 1 | 62.82% | 0% | 0% | 2 | 14.23% | 0% | 0% | 1 | 74.61% | 0% | 0% | 3 | 91.53% | 0% | 0% | 4 | 6.195% | 0% | 0% | 1
209 | Control | Greater_Kramer (Exclude) | 0 | 0 | 0 | 0% | 0% | 1 |  |  |  |  | 0% | [5 empty] | 0% | 0% | 0% | 1 | 0% | 0% | 0% | 1 | 0% | 0% | 0% | 1 | 37.03% | 0% | 0% | 1 | 37.03% | 0% | 0% | 1 | 90.37% | 0% | 0% | 4 | 20.4% | 0% | 0% | 1 | 0% | 0% | 1 |  |  |  |  | 0% | [5 empty] | 0% | 0% | 0% | 1 | 0% | 0% | 0% | 1 | 0% | 0% | 0% | 1 | 53.59% | 0% | 0% | 2 | 53.59% | 0% | 0% | 2 | 92.93% | 0% | 0% | 4 | 25.8% | 0% | 0% | 1 | 0% | 0% | 1 |  |  |  |  | 0% | [5 empty] | 2.308% | 0% | 2.308% | 1 | 0% | 0% | 0% | 1 | 17.98% | 0% | 0% | 1 | 49.9% | 0% | 0% | 1 | 59.03% | 0% | 0% | 2 | 93.41% | 0% | 0% | 4 | 20.14% | 0% | 0% | 1 | 0% | 0% | 1 |  |  |  |  | 0% | [5 empty] | 2.911% | 0% | 2.911% | 1 | 0% | 0% | 0% | 1 | 62.96% | 0% | 0% | 2 | 14% | 0% | 0% | 1 | 74.9% | 0% | 0% | 3 | 92.18% | 0% | 0% | 4 | 6.569% | 0% | 0% | 1
210 | Big Creek Hydro Facilities | Central_Valley_North_Los_Banos | 0 | 0 | 0 | 0% | 0% | 1 |  |  |  |  | 0% | [5 empty] | 100% | 0% | 100% | 5 | 0% | 0% | 0% | 1 | 0% | 0% | 0% | 1 | 100% | 0% | 0% | 5 | 100% | 0% | 0% | 5 | 100% | 0% | 0% | 5 | 0% | 0% | 0% | 1 | 0% | 0% | 1 |  |  |  |  | 0% | [5 empty] | 100% | 0% | 100% | 5 | 0% | 0% | 0% | 1 | 0% | 0% | 0% | 1 | 100% | 0% | 0% | 5 | 100% | 0% | 0% | 5 | 100% | 0% | 0% | 5 | 0% | 0% | 0% | 1 | 0% | 0% | 1 |  |  |  |  | 0% | [5 empty] | 100% | 0% | 100% | 5 | 0% | 0% | 0% | 1 | 0% | 0% | 0% | 1 | 100% | 0% | 0% | 5 | 100% | 0% | 0% | 5 | 100% | 0% | 0% | 5 | 0% | 0% | 0% | 1 | 0% | 0% | 1 |  |  |  |  | 0% | [5 empty] | 50.98% | 0% | 50.98% | 3 | 0% | 0% | 0% | 1 | 25.11% | 0% | 0% | 1 | 100% | 0% | 0% | 5 | 100% | 0% | 0% | 5 | 81.43% | 0% | 0% | 3 | 1.498% | 0% | 0% | 1
211 | Moss Landing | Peninsula_Monterey | 0 | 0 | 0 | 0% | 0% | 1 |  |  |  |  | 0.9218% | [5 empty] | 0% | 0% | 0% | 1 | 10.17% | 0% | 0% | 1 | 63.72% | 0% | 0% | 2 | 65.17% | 0% | 0% | 2 | 75.33% | 0% | 0% | 3 | 0% | 0% | 0% | 1 | 27.97% | 0% | 0% | 1 | 0% | 0% | 1 |  |  |  |  | 0.7148% | [5 empty] | 0% | 0% | 0% | 1 | 7.884% | 0% | 0% | 1 | 60.45% | 0% | 0% | 2 | 61.95% | 0% | 0% | 2 | 69.83% | 0% | 0% | 2 | 0% | 0% | 0% | 1 | 21.69% | 0% | 0% | 1 | 0% | 0% | 1 |  |  |  |  | 1.339% | [5 empty] | 0% | 0% | 0% | 1 | 4.749% | 0% | 0% | 1 | 57.5% | 0% | 0% | 2 | 60.5% | 0% | 0% | 2 | 65.24% | 0% | 0% | 2 | 0% | 0% | 0% | 1 | 13.13% | 0% | 0% | 1 | 0% | 0% | 1 |  |  |  |  | 64.07% | [5 empty] | 9.053% | 1.259% | 10.31% | 2 | 8.691% | 0% | 0% | 1 | 6.177% | 0% | 0% | 1 | 12.41% | 0% | 0% | 1 | 20.84% | 0% | 0% | 1 | 13.28% | 0% | 0% | 1 | 2.118% | 0% | 0% | 1
212 | Cal Ave | Central_Valley_North_Los_Banos | 0 | 0 | 10 | 0% | 0% | 1 |  |  |  |  | 0% | [5 empty] | 0% | 0% | 0% | 1 | 0% | 0% | 0% | 1 | 0% | 0% | 0% | 1 | 0% | 0% | 0% | 1 | 0% | 0% | 0% | 1 | 0% | 0% | 0% | 1 | 0% | 0% | 0% | 1 | 0% | 0% | 1 |  |  |  |  | 0% | [5 empty] | 0% | 0% | 0% | 1 | 0% | 0% | 0% | 1 | 0% | 0% | 0% | 1 | 0% | 0% | 0% | 1 | 0% | 0% | 0% | 1 | 0% | 0% | 0% | 1 | 0% | 0% | 0% | 1 | 0% | 0% | 1 |  |  |  |  | 0% | [5 empty] | 0% | 0% | 0% | 1 | 0% | 0% | 0% | 1 | 0% | 0% | 0% | 1 | 0% | 0% | 0% | 1 | 0% | 0% | 0% | 1 | 0% | 0% | 0% | 1 | 0% | 0% | 0% | 1 | 0% | 0% | 1 |  |  |  |  | 0% | [5 empty] | 0% | 0% | 0% | 1 | 0% | 0% | 0% | 1 | 0% | 0% | 0% | 1 | 0% | 0% | 0% | 1 | 0% | 0% | 0% | 1 | 0% | 0% | 0% | 1 | 0% | 0% | 0% | 1
213 | Poso Mountain | Central_Valley_North_Los_Banos | 0 | 0 | 0 | 0% | 0% | 1 |  |  |  |  | 0% | [5 empty] | 0% | 0% | 0% | 1 | 0% | 0% | 0% | 1 | 0% | 0% | 0% | 1 | 0% | 0% | 0% | 1 | 0% | 0% | 0% | 1 | 0% | 0% | 0% | 1 | 0% | 0% | 0% | 1 | 0% | 0% | 1 |  |  |  |  | 0% | [5 empty] | 0% | 0% | 0% | 1 | 0% | 0% | 0% | 1 | 0% | 0% | 0% | 1 | 0% | 0% | 0% | 1 | 0% | 0% | 0% | 1 | 0% | 0% | 0% | 1 | 0% | 0% | 0% | 1 | 0% | 0% | 1 |  |  |  |  | 0% | [5 empty] | 0% | 100% | 100% | 5 | 22.24% | 0% | 0% | 1 | 8.154e-08% | 0% | 0% | 1 | 24.47% | 0% | 0% | 1 | 24.47% | 0% | 0% | 1 | 71.86% | 0% | 0% | 3 | 0.6627% | 0% | 0% | 1 | 0% | 0% | 1 |  |  |  |  | 0% | [5 empty] | 22.06% | 77.93% | 99.99% | 5 | 16.64% | 0% | 0% | 1 | 28.96% | 0% | 0% | 1 | 62.65% | 0% | 0% | 2 | 68.69% | 0% | 0% | 2 | 62.24% | 0% | 0% | 2 | 0.9354% | 0% | 0% | 1
214 | Walnut | Greater_LA | 0 | 0 | 0 | 0% | 0% | 1 |  |  |  |  | 0% | [5 empty] | 0% | 0% | 0% | 1 | 0% | 0% | 0% | 1 | 0% | 0% | 0% | 1 | 0% | 0% | 0% | 1 | 0% | 0% | 0% | 1 | 0% | 0% | 0% | 1 | 0% | 0% | 0% | 1 | 0% | 0% | 1 |  |  |  |  | 0% | [5 empty] | 0% | 0% | 0% | 1 | 0% | 0% | 0% | 1 | 0% | 0% | 0% | 1 | 0% | 0% | 0% | 1 | 0% | 0% | 0% | 1 | 0% | 0% | 0% | 1 | 0% | 0% | 0% | 1 | 0% | 0% | 1 |  |  |  |  | 0% | [5 empty] | 0% | 0% | 0% | 1 | 0% | 0% | 0% | 1 | 94.15% | 0% | 0% | 4 | 100% | 0% | 0% | 5 | 100% | 0% | 0% | 5 | 0% | 0% | 0% | 1 | 0% | 0% | 0% | 1 | 0% | 0% | 1 |  |  |  |  | 0% | [5 empty] | 0.01544% | 26.09% | 26.11% | 4 | 26.32% | 0% | 0% | 1 | 16.06% | 0% | 0% | 1 | 49.09% | 0% | 0% | 1 | 69.18% | 0% | 0% | 2 | 29.42% | 0% | 0% | 1 | 1.613% | 0% | 0% | 1
215 | Chevmain | Greater_LA | 0 | 0 | 0 | 0% | 0% | 1 |  |  |  |  | 0% | [5 empty] | 0% | 0% | 0% | 1 | 0% | 0% | 0% | 1 | 76.18% | 0% | 0% | 3 | 79.94% | 0% | 0% | 3 | 79.94% | 0% | 0% | 3 | 0% | 0% | 0% | 1 | 0% | 0% | 0% | 1 | 0% | 0% | 1 |  |  |  |  | 0% | [5 empty] | 0% | 0% | 0% | 1 | 0% | 0% | 0% | 1 | 13.44% | 0% | 0% | 1 | 67.01% | 0% | 0% | 2 | 67.01% | 0% | 0% | 2 | 0% | 0% | 0% | 1 | 0% | 0% | 0% | 1 | 0% | 0% | 1 |  |  |  |  | 0% | [5 empty] | 0.02091% | 0% | 0.02091% | 1 | 0.3028% | 0% | 0% | 1 | 11% | 0% | 0% | 1 | 50.36% | 0% | 0% | 2 | 50.67% | 0% | 0% | 2 | 0% | 0% | 0% | 1 | 0.00893% | 0% | 0% | 1 | 0% | 0% | 1 |  |  |  |  | 0% | [5 empty] | 7.23% | 0% | 7.23% | 1 | 3.455% | 0% | 0% | 1 | 17.09% | 0% | 0% | 1 | 50.98% | 0% | 0% | 2 | 54.43% | 0% | 0% | 2 | 2.287% | 0% | 0% | 1 | 0.825% | 0% | 0% | 1
216 | Long Beach | Greater_LA | 0 | 0 | 0 | 0% | 0% | 1 |  |  |  |  | 0% | [5 empty] | 0% | 0% | 0% | 1 | 0% | 0% | 0% | 1 | 12.12% | 0% | 0% | 1 | 52.9% | 0% | 0% | 2 | 52.9% | 0% | 0% | 2 | 0% | 0% | 0% | 1 | 0.5419% | 0% | 0% | 1 | 0% | 0% | 1 |  |  |  |  | 0% | [5 empty] | 0% | 0% | 0% | 1 | 0% | 0% | 0% | 1 | 13.99% | 0% | 0% | 1 | 53.63% | 0% | 0% | 2 | 53.63% | 0% | 0% | 2 | 0% | 0% | 0% | 1 | 0.5493% | 0% | 0% | 1 | 0% | 0% | 1 |  |  |  |  | 0% | [5 empty] | 0% | 0% | 0% | 1 | 0% | 0% | 0% | 1 | 21.8% | 0% | 0% | 1 | 59.6% | 0% | 0% | 2 | 59.6% | 0% | 0% | 2 | 0% | 0% | 0% | 1 | 2.393% | 0% | 0% | 1 | 0% | 0% | 1 |  |  |  |  | 0% | [5 empty] | 0% | 0% | 0% | 1 | 0.7166% | 0% | 0% | 1 | 20.51% | 0% | 0% | 1 | 62.16% | 0% | 0% | 2 | 62.88% | 0% | 0% | 2 | 0% | 0% | 0% | 1 | 2.488% | 0% | 0% | 1
217 | Pit 1 | Northern_California | 0 | 0 | 0 | 0% | 0% | 1 |  |  |  |  | 0% | [5 empty] | 0% | 0% | 0% | 1 | 25.38% | 0% | 0% | 1 | 25.38% | 0% | 0% | 1 | 25.38% | 0% | 0% | 1 | 25.38% | 0% | 0% | 1 | 100% | 0% | 0% | 5 | 0% | 0% | 0% | 1 | 0% | 0% | 1 |  |  |  |  | 0% | [5 empty] | 2.883% | 0% | 2.883% | 1 | 60.96% | 0% | 0% | 2 | 3.792% | 0% | 0% | 1 | 3.792% | 0% | 0% | 1 | 60.96% | 0% | 0% | 2 | 90.61% | 0% | 0% | 4 | 0% | 0% | 0% | 1 | 0% | 0% | 1 |  |  |  |  | 0% | [5 empty] | 67.4% | 0% | 67.4% | 3 | 56.13% | 0% | 0% | 2 | 21.49% | 0% | 0% | 1 | 11.63% | 0% | 0% | 1 | 76.46% | 0% | 0% | 3 | 40.85% | 0% | 0% | 1 | 1.292% | 0% | 0% | 1 | 0% | 0% | 1 |  |  |  |  | 0% | [5 empty] | 64.21% | 1.9% | 66.11% | 3 | 54.55% | 0% | 0% | 2 | 11.77% | 0% | 0% | 1 | 10.18% | 0% | 0% | 1 | 67.01% | 0% | 0% | 2 | 49.71% | 0% | 0% | 1 | 0.9162% | 0% | 0% | 1
218 | Cove Rd | Northern_California | 140 | 5600 | 0 | 945.9% | 85.6% | 5 |  |  |  |  | 0% | [5 empty] | 94.55% | 3.107% | 97.65% | 5 | 69.74% | 287.2% | 81.25% | 5 | 12.44% | 99.27% | 0% | 4 | 13.74% | 100.8% | 4.802% | 4 | 82.41% | 494.1% | 84.13% | 5 | 35.08% | 133.9% | 62.72% | 5 | 1.862% | 88.57% | 0% | 4 | 762.2% | 64.6% | 5 |  |  |  |  | 0% | [5 empty] | 82.38% | 8.988% | 91.37% | 5 | 67.14% | 206.2% | 51.96% | 5 | 14.48% | 79.22% | 0% | 4 | 15.84% | 80.5% | 0% | 4 | 81.74% | 371% | 60.54% | 5 | 42.05% | 116.9% | 23.31% | 5 | 1.451% | 68.75% | 0% | 3 | 527.8% | 49.8% | 5 |  |  |  |  | 0% | [5 empty] | 74.62% | 12.18% | 86.8% | 5 | 57.21% | 128.6% | 21.39% | 5 | 17.93% | 67.05% | 0% | 3 | 16.34% | 65.78% | 0% | 3 | 74.54% | 216.1% | 39.67% | 5 | 45.97% | 101.8% | 2.166% | 4 | 1.218% | 55.71% | 0% | 3 | 233% | 25.11% | 5 |  |  |  |  | 0% | [5 empty] | 59.97% | 20.88% | 80.85% | 5 | 41.78% | 63.56% | 0% | 3 | 19.15% | 45.77% | 0% | 2 | 18.77% | 45.56% | 0% | 2 | 61.8% | 96.89% | 0% | 4 | 50.77% | 75.18% | 0% | 4 | 0.9646% | 37.37% | 0% | 2
219 | Drum | Northern_California | 0 | 0 | 0 | 0% | 0% | 1 |  |  |  |  | 0% | [5 empty] | 48.88% | 51.12% | 100% | 5 | 2.668% | 0% | 0% | 1 | 0.1006% | 0% | 0% | 1 | 0% | 0% | 0% | 1 | 2.769% | 0% | 0% | 1 | 81.06% | 0% | 0% | 3 | 0% | 0% | 0% | 1 | 0% | 0% | 1 |  |  |  |  | 0% | [5 empty] | 57.77% | 6.476% | 64.25% | 3 | 37.31% | 0% | 0% | 1 | 10.2% | 0% | 0% | 1 | 10.59% | 0% | 0% | 1 | 47.51% | 0% | 0% | 1 | 61.75% | 0% | 0% | 2 | 4.186% | 0% | 0% | 1 | 0% | 0% | 1 |  |  |  |  | 0% | [5 empty] | 34.18% | 2.418% | 36.6% | 2 | 11.93% | 0% | 0% | 1 | 2.703% | 0% | 0% | 1 | 33.43% | 0% | 0% | 1 | 44.5% | 0% | 0% | 1 | 53.73% | 0% | 0% | 2 | 4.445% | 0% | 0% | 1 | 0% | 0% | 1 |  |  |  |  | 0% | [5 empty] | 20.96% | 0.6769% | 21.63% | 2 | 16.37% | 0% | 0% | 1 | 13.83% | 0% | 0% | 1 | 34.94% | 0% | 0% | 1 | 48.97% | 0% | 0% | 1 | 47.83% | 0% | 0% | 1 | 7.007% | 0% | 0% | 1
220 | Vierra | Solano | 0 | 0 | 0 | 0% | 0% | 1 |  |  |  |  | 0% | [5 empty] | 0% | 0% | 0% | 1 | 0% | 0% | 0% | 1 | 0% | 0% | 0% | 1 | 0% | 0% | 0% | 1 | 0% | 0% | 0% | 1 | 0% | 0% | 0% | 1 | 0% | 0% | 0% | 1 | 0% | 0% | 1 |  |  |  |  | 4.976% | [5 empty] | 12.61% | 0% | 12.61% | 1 | 24.1% | 0% | 0% | 1 | 100% | 0% | 0% | 5 | 89.69% | 0% | 0% | 3 | 100% | 0% | 0% | 5 | 3.899% | 0% | 0% | 1 | 1.978% | 0% | 0% | 1 | 0% | 0% | 1 |  |  |  |  | 3.903% | [5 empty] | 87.98% | 2.14% | 90.12% | 5 | 89.95% | 0% | 0% | 3 | 85.49% | 0% | 0% | 3 | 92.75% | 0% | 0% | 4 | 100% | 0% | 0% | 5 | 40.51% | 0% | 0% | 1 | 3.212% | 0% | 0% | 1 | 0% | 0% | 1 |  |  |  |  | 4.49% | [5 empty] | 70.55% | 9.027% | 79.57% | 5 | 76.24% | 0% | 0% | 3 | 66.65% | 0% | 0% | 2 | 79.72% | 0% | 0% | 3 | 95.15% | 0% | 0% | 5 | 37.01% | 0% | 0% | 1 | 4.53% | 0% | 0% | 1
221 | Coyote | Peninsula_Monterey | 0 | 0 | 0 | 0% | 0% | 1 |  |  |  |  | 0% | [5 empty] | 98.64% | 1.362% | 100% | 5 | 82.78% | 0% | 0% | 3 | 20.64% | 0% | 0% | 1 | 20.64% | 0% | 0% | 1 | 100% | 0% | 0% | 5 | 42.9% | 0% | 0% | 1 | 1.421% | 0% | 0% | 1 | 0% | 0% | 1 |  |  |  |  | 0% | [5 empty] | 78.88% | 21.12% | 100% | 5 | 71.65% | 0% | 0% | 3 | 40.32% | 0% | 0% | 1 | 41.3% | 0% | 0% | 1 | 81.21% | 0% | 0% | 3 | 94.29% | 0% | 0% | 4 | 0.685% | 0% | 0% | 1 | 0% | 0% | 1 |  |  |  |  | 0% | [5 empty] | 72.43% | 26.11% | 98.54% | 5 | 85.82% | 0% | 0% | 3 | 33.99% | 0% | 0% | 1 | 34.45% | 0% | 0% | 1 | 90.37% | 0% | 0% | 4 | 95.94% | 0% | 0% | 5 | 0.8661% | 0% | 0% | 1 | 0% | 0% | 1 |  |  |  |  | 0.0694% | [5 empty] | 41.8% | 54.67% | 96.47% | 5 | 90.72% | 0% | 0% | 4 | 34.29% | 0% | 0% | 1 | 44.61% | 0% | 0% | 1 | 95.63% | 0% | 0% | 5 | 93.29% | 0% | 0% | 4 | 1.516% | 0% | 0% | 1
222 | Metcalf | Peninsula_Monterey | 0 | 0 | 0 | 0% | 0% | 1 |  |  |  |  | 0% | [5 empty] | 78.75% | 21.25% | 100% | 5 | 93.35% | 0% | 0% | 4 | 12.4% | 0% | 0% | 1 | 12.4% | 0% | 0% | 1 | 100% | 0% | 0% | 5 | 73.51% | 0% | 0% | 3 | 0.5484% | 0% | 0% | 1 | 0% | 0% | 1 |  |  |  |  | 0% | [5 empty] | 80.25% | 19.75% | 100% | 5 | 73.5% | 0% | 0% | 3 | 42.14% | 0% | 0% | 1 | 43.06% | 0% | 0% | 1 | 82.43% | 0% | 0% | 3 | 94.65% | 0% | 0% | 4 | 0.7012% | 0% | 0% | 1 | 0% | 0% | 1 |  |  |  |  | 0% | [5 empty] | 69.94% | 28.84% | 98.78% | 5 | 86.41% | 0% | 0% | 3 | 32.91% | 0% | 0% | 1 | 33.36% | 0% | 0% | 1 | 90.7% | 0% | 0% | 4 | 96.26% | 0% | 0% | 5 | 0.8362% | 0% | 0% | 1 | 0% | 0% | 1 |  |  |  |  | 0.06827% | [5 empty] | 42.8% | 53.79% | 96.59% | 5 | 90.81% | 0% | 0% | 4 | 34.58% | 0% | 0% | 1 | 45.2% | 0% | 0% | 1 | 95.72% | 0% | 0% | 5 | 93.47% | 0% | 0% | 4 | 1.498% | 0% | 0% | 1
223 | Diablo | Kern_Greater_Carrizo | 0 | 0 | 0 | 0% | 0% | 1 |  |  |  |  | 0% | [5 empty] | 62.59% | 0% | 62.59% | 3 | 0.002441% | 0% | 0% | 1 | 2.193% | 0% | 0% | 1 | 59.34% | 0% | 0% | 2 | 59.34% | 0% | 0% | 2 | 58.36% | 0% | 0% | 2 | 2.384% | 0% | 0% | 1 | 0% | 0% | 1 |  |  |  |  | 0% | [5 empty] | 63.41% | 6.449% | 69.86% | 3 | 15.75% | 0% | 0% | 1 | 4.058% | 0% | 0% | 1 | 58.55% | 0% | 0% | 2 | 63.1% | 0% | 0% | 2 | 63.17% | 0% | 0% | 2 | 2.601% | 0% | 0% | 1 | 0% | 0% | 1 |  |  |  |  | 0% | [5 empty] | 83.3% | 3.876% | 87.17% | 5 | 52.44% | 0% | 0% | 2 | 11.88% | 0% | 0% | 1 | 40.14% | 0% | 0% | 1 | 71.77% | 0% | 0% | 3 | 71.71% | 0% | 0% | 3 | 2.507% | 0% | 0% | 1 | 0% | 0% | 1 |  |  |  |  | 0% | [5 empty] | 72.39% | 17.33% | 89.72% | 5 | 47.14% | 0% | 0% | 1 | 10.59% | 0% | 0% | 1 | 33.74% | 0% | 0% | 1 | 63.56% | 0% | 0% | 2 | 65.56% | 0% | 0% | 2 | 2.015% | 0% | 0% | 1
224 | Coolwater | Greater_Kramer | 0 | 0 | 0 | 0% | 0% | 1 |  |  |  |  | 0.03686% | [5 empty] | 0% | 0% | 0% | 1 | 78.02% | 0% | 0% | 3 | 23.07% | 0% | 0% | 1 | 13.42% | 0% | 0% | 1 | 80.2% | 0% | 0% | 3 | 54.92% | 0% | 0% | 2 | 2.805% | 0% | 0% | 1 | 0% | 0% | 1 |  |  |  |  | 0.9898% | [5 empty] | 0% | 0% | 0% | 1 | 54.88% | 0% | 0% | 2 | 20.79% | 0% | 0% | 1 | 9.988% | 0% | 0% | 1 | 56.8% | 0% | 0% | 2 | 38.77% | 0% | 0% | 1 | 1.921% | 0% | 0% | 1 | 0% | 0% | 1 |  |  |  |  | 0.6821% | [5 empty] | 0% | 0% | 0% | 1 | 47.65% | 0% | 0% | 1 | 17.04% | 0% | 0% | 1 | 9.426% | 0% | 0% | 1 | 49.4% | 0% | 0% | 1 | 51.4% | 0% | 0% | 2 | 1.749% | 0% | 0% | 1 | 0% | 0% | 1 |  |  |  |  | 0.3525% | [5 empty] | 0% | 0% | 0% | 1 | 39.1% | 0% | 0% | 1 | 19.74% | 0% | 0% | 1 | 12.9% | 0% | 0% | 1 | 45.51% | 0% | 0% | 1 | 65.76% | 0% | 0% | 2 | 0.9802% | 0% | 0% | 1
225 | San Onofre | Greater_SD | 0 | 0 | 0 | 0% | 0% | 1 |  |  |  |  | 0% | [5 empty] | 5.581% | 0% | 5.581% | 1 | 0% | 0% | 0% | 1 | 49.93% | 0% | 0% | 1 | 53.69% | 0% | 0% | 2 | 53.69% | 0% | 0% | 2 | 0% | 0% | 0% | 1 | 0.7348% | 0% | 0% | 1 | 0% | 0% | 1 |  |  |  |  | 0% | [5 empty] | 1.203% | 0% | 1.203% | 1 | 12.53% | 0% | 0% | 1 | 64.52% | 0% | 0% | 2 | 73.82% | 0% | 0% | 3 | 73.82% | 0% | 0% | 3 | 0% | 0% | 0% | 1 | 13.1% | 0% | 0% | 1 | 0% | 0% | 1 |  |  |  |  | 0% | [5 empty] | 0.9878% | 0% | 0.9878% | 1 | 12.08% | 0% | 0% | 1 | 61.31% | 0% | 0% | 2 | 68.94% | 0% | 0% | 2 | 68.94% | 0% | 0% | 2 | 0% | 0% | 0% | 1 | 10.76% | 0% | 0% | 1 | 0% | 0% | 1 |  |  |  |  | 0% | [5 empty] | 0.5067% | 0% | 0.5067% | 1 | 7.851% | 0% | 0% | 1 | 43.11% | 0% | 0% | 1 | 76.81% | 0% | 0% | 3 | 78.46% | 0% | 0% | 3 | 0% | 0% | 0% | 1 | 9.676% | 0% | 0% | 1
226 | Woodland | Solano | 0 | 0 | 0 | 0% | 0% | 1 |  |  |  |  | 0% | [5 empty] | 0% | 0% | 0% | 1 | 0% | 0% | 0% | 1 | 0% | 0% | 0% | 1 | 0% | 0% | 0% | 1 | 0% | 0% | 0% | 1 | 0% | 0% | 0% | 1 | 0% | 0% | 0% | 1 | 0% | 0% | 1 |  |  |  |  | 0% | [5 empty] | 100% | 0% | 100% | 5 | 100% | 0% | 0% | 5 | 0% | 0% | 0% | 1 | 0% | 0% | 0% | 1 | 100% | 0% | 0% | 5 | 71.4% | 0% | 0% | 3 | 0% | 0% | 0% | 1 | 0% | 0% | 1 |  |  |  |  | 17.12% | [5 empty] | 93.02% | 0.2388% | 93.26% | 5 | 74.76% | 0% | 0% | 3 | 2.511% | 0% | 0% | 1 | 2.667% | 0% | 0% | 1 | 75.99% | 0% | 0% | 3 | 54.5% | 0% | 0% | 2 | 0.9709% | 0% | 0% | 1 | 0% | 0% | 1 |  |  |  |  | 23.02% | [5 empty] | 50.76% | 15.03% | 65.79% | 3 | 51.21% | 0% | 0% | 2 | 14.56% | 0% | 0% | 1 | 15.22% | 0% | 0% | 1 | 63.98% | 0% | 0% | 2 | 41.03% | 0% | 0% | 1 | 10.52% | 0% | 0% | 1
227 | Donnells | El_Dorado_Mariposa | 0 | 0 | 0 | 0% | 0% | 1 |  |  |  |  | 0% | [5 empty] | 50.14% | 0% | 50.14% | 3 | 0% | 0% | 0% | 1 | 0% | 0% | 0% | 1 | 24.06% | 0% | 0% | 1 | 24.06% | 0% | 0% | 1 | 79.85% | 0% | 0% | 3 | 11.33% | 0% | 0% | 1 | 0% | 0% | 1 |  |  |  |  | 0% | [5 empty] | 44.92% | 0% | 44.92% | 2 | 0% | 0% | 0% | 1 | 0.4417% | 0% | 0% | 1 | 21.45% | 0% | 0% | 1 | 21.89% | 0% | 0% | 1 | 75.97% | 0% | 0% | 3 | 10.16% | 0% | 0% | 1 | 0% | 0% | 1 |  |  |  |  | 0% | [5 empty] | 40.3% | 9.532% | 49.83% | 2 | 0% | 0% | 0% | 1 | 18.9% | 0% | 0% | 1 | 31.09% | 0% | 0% | 1 | 36.17% | 0% | 0% | 1 | 60.58% | 0% | 0% | 2 | 7.766% | 0% | 0% | 1 | 0% | 0% | 1 |  |  |  |  | 0% | [5 empty] | 11.28% | 1.904% | 13.19% | 2 | 6.955% | 0% | 0% | 1 | 11.85% | 0% | 0% | 1 | 33.31% | 0% | 0% | 1 | 47.7% | 0% | 0% | 1 | 81.64% | 0% | 0% | 3 | 13.32% | 0% | 0% | 1
228 | Mandalay | Greater_LA | 0 | 0 | 0 | 0% | 0% | 1 |  |  |  |  | 0% | [5 empty] | 0% | 0% | 0% | 1 | 5.48% | 0% | 0% | 1 | 18% | 0% | 0% | 1 | 49.95% | 0% | 0% | 1 | 49.95% | 0% | 0% | 1 | 0% | 0% | 0% | 1 | 4.511% | 0% | 0% | 1 | 0% | 0% | 1 |  |  |  |  | 0% | [5 empty] | 0% | 0% | 0% | 1 | 12.86% | 0% | 0% | 1 | 57.92% | 0% | 0% | 2 | 72.31% | 0% | 0% | 3 | 72.31% | 0% | 0% | 3 | 0% | 0% | 0% | 1 | 18.14% | 0% | 0% | 1 | 0% | 0% | 1 |  |  |  |  | 0% | [5 empty] | 0% | 0% | 0% | 1 | 38.94% | 0% | 0% | 1 | 36.57% | 0% | 0% | 1 | 45.62% | 0% | 0% | 1 | 76.48% | 0% | 0% | 3 | 4.445% | 0% | 0% | 1 | 11.47% | 0% | 0% | 1 | 0% | 0% | 1 |  |  |  |  | 0% | [5 empty] | 51.36% | 8.719% | 60.08% | 3 | 48.19% | 0% | 0% | 1 | 11.02% | 0% | 0% | 1 | 20.01% | 0% | 0% | 1 | 59.9% | 0% | 0% | 2 | 52.5% | 0% | 0% | 2 | 5.298% | 0% | 0% | 1
229 | North Gila | Arizona | 0 | 0 | 0 | 0% | 0% | 1 |  |  |  |  | 0% | [5 empty] | 0% | 0% | 0% | 1 | 3.336% | 0% | 0% | 1 | 63.2% | 0% | 0% | 2 | 63.51% | 0% | 0% | 2 | 63.51% | 0% | 0% | 2 | 98% | 0% | 0% | 5 | 1.259% | 0% | 0% | 1 | 0% | 0% | 1 |  |  |  |  | 0% | [5 empty] | 0% | 0% | 0% | 1 | 1.24% | 0% | 0% | 1 | 29.39% | 0% | 0% | 1 | 29.49% | 0% | 0% | 1 | 29.61% | 0% | 0% | 1 | 96.34% | 0% | 0% | 5 | 0.4257% | 0% | 0% | 1 | 0% | 0% | 1 |  |  |  |  | 0% | [5 empty] | 0% | 0% | 0% | 1 | 0.8738% | 0% | 0% | 1 | 28.72% | 0% | 0% | 1 | 22.34% | 0% | 0% | 1 | 28.87% | 0% | 0% | 1 | 88.01% | 0% | 0% | 3 | 0.2894% | 0% | 0% | 1 | 0% | 0% | 1 |  |  |  |  | 0% | [5 empty] | 0% | 0% | 0% | 1 | 1.059% | 0% | 0% | 1 | 28.64% | 0% | 0% | 1 | 22.22% | 0% | 0% | 1 | 28.79% | 0% | 0% | 1 | 87.73% | 0% | 0% | 3 | 0.2867% | 0% | 0% | 1
230 | Eight Mile | Solano | 0 | 0 | 0 | 0% | 0% | 1 |  |  |  |  | 1.057% | [5 empty] | 0% | 0% | 0% | 1 | 4.999% | 0% | 0% | 1 | 0% | 0% | 0% | 1 | 0% | 0% | 0% | 1 | 4.999% | 0% | 0% | 1 | 0% | 0% | 0% | 1 | 4.842% | 0% | 0% | 1 | 0% | 0% | 1 |  |  |  |  | 21.71% | [5 empty] | 0% | 0% | 0% | 1 | 0.8495% | 0% | 0% | 1 | 60.51% | 0% | 0% | 2 | 60.51% | 0% | 0% | 2 | 60.8% | 0% | 0% | 2 | 0% | 0% | 0% | 1 | 11.34% | 0% | 0% | 1 | 0% | 0% | 1 |  |  |  |  | 42.52% | [5 empty] | 2.477% | 0% | 2.477% | 1 | 0.2004% | 0% | 0% | 1 | 38.73% | 0% | 0% | 1 | 38.73% | 0% | 0% | 1 | 38.8% | 0% | 0% | 1 | 0% | 0% | 0% | 1 | 8.27% | 0% | 0% | 1 | 0% | 0% | 1 |  |  |  |  | 17.9% | [5 empty] | 59% | 0.06065% | 59.06% | 3 | 30.41% | 0% | 0% | 1 | 39.46% | 0% | 0% | 1 | 43.98% | 0% | 0% | 1 | 55.71% | 0% | 0% | 2 | 9.683% | 0% | 0% | 1 | 16% | 0% | 0% | 1
231 | Kern Power | Central_Valley_North_Los_Banos | 0 | 0 | 0 | 0% | 0% | 1 |  |  |  |  | 0% | [5 empty] | 0% | 0% | 0% | 1 | 0% | 0% | 0% | 1 | 0% | 0% | 0% | 1 | 0% | 0% | 0% | 1 | 0% | 0% | 0% | 1 | 0% | 0% | 0% | 1 | 0% | 0% | 0% | 1 | 0% | 0% | 1 |  |  |  |  | 0% | [5 empty] | 0% | 0% | 0% | 1 | 0% | 0% | 0% | 1 | 0% | 0% | 0% | 1 | 0% | 0% | 0% | 1 | 0% | 0% | 0% | 1 | 0% | 0% | 0% | 1 | 0% | 0% | 0% | 1 | 0% | 0% | 1 |  |  |  |  | 0% | [5 empty] | 0% | 0% | 0% | 1 | 0% | 0% | 0% | 1 | 0% | 0% | 0% | 1 | 0% | 0% | 0% | 1 | 0% | 0% | 0% | 1 | 0% | 0% | 0% | 1 | 0% | 0% | 0% | 1 | 0% | 0% | 1 |  |  |  |  | 0% | [5 empty] | 12.31% | 87.69% | 100% | 5 | 53.44% | 0% | 0% | 2 | 44.52% | 0% | 0% | 1 | 55.84% | 0% | 0% | 2 | 92.21% | 0% | 0% | 4 | 89.41% | 0% | 0% | 3 | 0.1461% | 0% | 0% | 1
232 | Renfro | Central_Valley_North_Los_Banos | 0 | 0 | 0 | 0% | 0% | 1 |  |  |  |  | 0% | [5 empty] | 0% | 0% | 0% | 1 | 0% | 0% | 0% | 1 | 0% | 0% | 0% | 1 | 0% | 0% | 0% | 1 | 0% | 0% | 0% | 1 | 0% | 0% | 0% | 1 | 0% | 0% | 0% | 1 | 0% | 0% | 1 |  |  |  |  | 0% | [5 empty] | 0% | 0% | 0% | 1 | 0% | 0% | 0% | 1 | 0% | 0% | 0% | 1 | 0% | 0% | 0% | 1 | 0% | 0% | 0% | 1 | 0% | 0% | 0% | 1 | 0% | 0% | 0% | 1 | 0% | 0% | 1 |  |  |  |  | 0% | [5 empty] | 0% | 0% | 0% | 1 | 0% | 0% | 0% | 1 | 0% | 0% | 0% | 1 | 0% | 0% | 0% | 1 | 0% | 0% | 0% | 1 | 0% | 0% | 0% | 1 | 0% | 0% | 0% | 1 | 0% | 0% | 1 |  |  |  |  | 0% | [5 empty] | 0% | 100% | 100% | 5 | 100% | 0% | 0% | 5 | 0% | 0% | 0% | 1 | 100% | 0% | 0% | 5 | 100% | 0% | 0% | 5 | 100% | 0% | 0% | 5 | 0% | 0% | 0% | 1
233 | Highwind | Tehachapi | 0 | 0 | 0 | 0% | 0% | 1 |  |  |  |  | 0.0001716% | [5 empty] | 25.76% | 17.93% | 43.69% | 3 | 47.12% | 0% | 0% | 1 | 21.83% | 0% | 0% | 1 | 45.57% | 0% | 0% | 1 | 73.37% | 0% | 0% | 3 | 30.57% | 0% | 0% | 1 | 0.6485% | 0% | 0% | 1 | 0% | 0% | 1 |  |  |  |  | 8.361e-05% | [5 empty] | 24.3% | 12.58% | 36.88% | 3 | 39.05% | 0% | 0% | 1 | 23.56% | 0% | 0% | 1 | 35.55% | 0% | 0% | 1 | 63.28% | 0% | 0% | 2 | 34.73% | 0% | 0% | 1 | 0.5507% | 0% | 0% | 1 | 0% | 0% | 1 |  |  |  |  | 0.1843% | [5 empty] | 22.62% | 9.632% | 32.25% | 2 | 43.13% | 0% | 0% | 1 | 20.58% | 0% | 0% | 1 | 30.81% | 0% | 0% | 1 | 62.98% | 0% | 0% | 2 | 41.55% | 0% | 0% | 1 | 0.5999% | 0% | 0% | 1 | 0% | 0% | 1 |  |  |  |  | 0.6731% | [5 empty] | 20.59% | 8.732% | 29.32% | 2 | 33.1% | 0% | 0% | 1 | 33.81% | 0% | 0% | 1 | 31.33% | 0% | 0% | 1 | 65.7% | 0% | 0% | 2 | 37.38% | 0% | 0% | 1 | 0.9006% | 0% | 0% | 1
234 | Sylmar | Tehachapi | 0 | 0 | 0 | 0% | 0% | 1 |  |  |  |  | 0% | [5 empty] | 30.97% | 65.36% | 96.33% | 5 | 50.08% | 0% | 0% | 2 | 0% | 0% | 0% | 1 | 3.149% | 0% | 0% | 1 | 53.23% | 0% | 0% | 2 | 74.28% | 0% | 0% | 3 | 3.575% | 0% | 0% | 1 | 0% | 0% | 1 |  |  |  |  | 0% | [5 empty] | 58.96% | 38.19% | 97.15% | 5 | 63.94% | 0% | 0% | 2 | 0% | 0% | 0% | 1 | 4.531% | 0% | 0% | 1 | 65.28% | 0% | 0% | 2 | 51.67% | 0% | 0% | 2 | 3.335% | 0% | 0% | 1 | 0% | 0% | 1 |  |  |  |  | 0% | [5 empty] | 56.52% | 41.77% | 98.3% | 5 | 43.63% | 0% | 0% | 1 | 1.676% | 0% | 0% | 1 | 1.689% | 0% | 0% | 1 | 44.13% | 0% | 0% | 1 | 61.94% | 0% | 0% | 2 | 1.834% | 0% | 0% | 1 | 0% | 0% | 1 |  |  |  |  | 0.3768% | [5 empty] | 30.02% | 33.09% | 63.11% | 5 | 16.38% | 0% | 0% | 1 | 31.67% | 0% | 0% | 1 | 27.81% | 0% | 0% | 1 | 50.86% | 0% | 0% | 2 | 40.42% | 0% | 0% | 1 | 2.901% | 0% | 0% | 1
235 | Westley | Central_Valley_North_Los_Banos | 0 | 0 | 0 | 0% | 0% | 1 |  |  |  |  | 0% | [5 empty] | 68.63% | 31.37% | 100% | 5 | 100% | 0% | 0% | 5 | 15.64% | 0% | 0% | 1 | 48.56% | 0% | 0% | 1 | 100% | 0% | 0% | 5 | 100% | 0% | 0% | 5 | 0.04311% | 0% | 0% | 1 | 0% | 0% | 1 |  |  |  |  | 0% | [5 empty] | 50.71% | 49.29% | 100% | 5 | 100% | 0% | 0% | 5 | 21.64% | 0% | 0% | 1 | 55.35% | 0% | 0% | 2 | 100% | 0% | 0% | 5 | 100% | 0% | 0% | 5 | 0.01848% | 0% | 0% | 1 | 0% | 0% | 1 |  |  |  |  | 0.1737% | [5 empty] | 60.26% | 39.43% | 99.7% | 5 | 98.41% | 0% | 0% | 5 | 53.28% | 0% | 0% | 2 | 65.91% | 0% | 0% | 2 | 99.49% | 0% | 0% | 5 | 95.36% | 0% | 0% | 5 | 0.653% | 0% | 0% | 1 | 0% | 0% | 1 |  |  |  |  | 2.197% | [5 empty] | 80.74% | 13.63% | 94.37% | 5 | 92.86% | 0% | 0% | 4 | 61.6% | 0% | 0% | 2 | 75.29% | 0% | 0% | 3 | 99.32% | 0% | 0% | 5 | 50.1% | 0% | 0% | 2 | 2.661% | 0% | 0% | 1
236 | GWF Hanford Sw Sta | Central_Valley_North_Los_Banos | 0 | 0 | 0 | 0% | 0% | 1 |  |  |  |  | 0% | [5 empty] | 0% | 0% | 0% | 1 | 0% | 0% | 0% | 1 | 0% | 0% | 0% | 1 | 0% | 0% | 0% | 1 | 0% | 0% | 0% | 1 | 0% | 0% | 0% | 1 | 0% | 0% | 0% | 1 | 0% | 0% | 1 |  |  |  |  | 0% | [5 empty] | 0% | 0% | 0% | 1 | 0% | 0% | 0% | 1 | 0% | 0% | 0% | 1 | 0% | 0% | 0% | 1 | 0% | 0% | 0% | 1 | 0% | 0% | 0% | 1 | 0% | 0% | 0% | 1 | 0% | 0% | 1 |  |  |  |  | 0% | [5 empty] | 0% | 0% | 0% | 1 | 0% | 0% | 0% | 1 | 0% | 0% | 0% | 1 | 0% | 0% | 0% | 1 | 0% | 0% | 0% | 1 | 0% | 0% | 0% | 1 | 0% | 0% | 0% | 1 | 0% | 0% | 1 |  |  |  |  | 0% | [5 empty] | 0% | 0% | 0% | 1 | 0% | 0% | 0% | 1 | 0% | 0% | 0% | 1 | 0% | 0% | 0% | 1 | 0% | 0% | 0% | 1 | 0% | 0% | 0% | 1 | 0% | 0% | 0% | 1
237 | Tevis | Central_Valley_North_Los_Banos | 0 | 0 | 0 | 0% | 0% | 1 |  |  |  |  | 0% | [5 empty] | 0% | 0% | 0% | 1 | 0% | 0% | 0% | 1 | 0% | 0% | 0% | 1 | 0% | 0% | 0% | 1 | 0% | 0% | 0% | 1 | 0% | 0% | 0% | 1 | 0% | 0% | 0% | 1 | 0% | 0% | 1 |  |  |  |  | 0% | [5 empty] | 0% | 0% | 0% | 1 | 0% | 0% | 0% | 1 | 0% | 0% | 0% | 1 | 0% | 0% | 0% | 1 | 0% | 0% | 0% | 1 | 0% | 0% | 0% | 1 | 0% | 0% | 0% | 1 | 0% | 0% | 1 |  |  |  |  | 0% | [5 empty] | 0% | 0% | 0% | 1 | 0% | 0% | 0% | 1 | 0% | 0% | 0% | 1 | 0% | 0% | 0% | 1 | 0% | 0% | 0% | 1 | 0% | 0% | 0% | 1 | 0% | 0% | 0% | 1 | 0% | 0% | 1 |  |  |  |  | 0% | [5 empty] | 57.66% | 42.34% | 100% | 5 | 100% | 0% | 0% | 5 | 27.21% | 0% | 0% | 1 | 27.21% | 0% | 0% | 1 | 100% | 0% | 0% | 5 | 52.46% | 0% | 0% | 2 | 0% | 0% | 0% | 1
238 | Otay Mesa | Greater_SD | 0 | 0 | 0 | 0% | 0% | 1 |  |  |  |  | 0% | [5 empty] | 0% | 0% | 0% | 1 | 20.51% | 0% | 0% | 1 | 75.82% | 0% | 0% | 3 | 94.23% | 0% | 0% | 4 | 94.23% | 0% | 0% | 4 | 1.312% | 0% | 0% | 1 | 18.8% | 0% | 0% | 1 | 0% | 0% | 1 |  |  |  |  | 0% | [5 empty] | 0% | 0% | 0% | 1 | 12.1% | 0% | 0% | 1 | 60.24% | 0% | 0% | 2 | 91.31% | 0% | 0% | 4 | 91.31% | 0% | 0% | 4 | 8.457% | 0% | 0% | 1 | 10.42% | 0% | 0% | 1 | 0% | 0% | 1 |  |  |  |  | 0% | [5 empty] | 0% | 0% | 0% | 1 | 6.921% | 0% | 0% | 1 | 32.45% | 0% | 0% | 1 | 67.93% | 0% | 0% | 2 | 68.62% | 0% | 0% | 2 | 4.354% | 0% | 0% | 1 | 8.138% | 0% | 0% | 1 | 0% | 0% | 1 |  |  |  |  | 0% | [5 empty] | 0% | 2.757% | 2.757% | 2 | 6.467% | 0% | 0% | 1 | 33.57% | 0% | 0% | 1 | 61.3% | 0% | 0% | 2 | 65.14% | 0% | 0% | 2 | 6.085% | 0% | 0% | 1 | 6.423% | 0% | 0% | 1
239 | Redondo | Greater_LA | 0 | 0 | 0 | 0% | 0% | 1 |  |  |  |  | 0% | [5 empty] | 0% | 0% | 0% | 1 | 0% | 0% | 0% | 1 | 44.65% | 0% | 0% | 1 | 81.59% | 0% | 0% | 3 | 81.59% | 0% | 0% | 3 | 0% | 0% | 0% | 1 | 0% | 0% | 0% | 1 | 0% | 0% | 1 |  |  |  |  | 0% | [5 empty] | 0% | 0% | 0% | 1 | 0% | 0% | 0% | 1 | 9.16% | 0% | 0% | 1 | 49% | 0% | 0% | 1 | 49% | 0% | 0% | 1 | 0% | 0% | 0% | 1 | 0% | 0% | 0% | 1 | 0% | 0% | 1 |  |  |  |  | 0% | [5 empty] | 0.01975% | 0% | 0.01975% | 1 | 0% | 0% | 0% | 1 | 16.5% | 0% | 0% | 1 | 53.76% | 0% | 0% | 2 | 53.76% | 0% | 0% | 2 | 0% | 0% | 0% | 1 | 0.4901% | 0% | 0% | 1 | 0% | 0% | 1 |  |  |  |  | 0% | [5 empty] | 0.01737% | 0% | 0.01737% | 1 | 0.5658% | 0% | 0% | 1 | 21.18% | 0% | 0% | 1 | 55.98% | 0% | 0% | 2 | 56.55% | 0% | 0% | 2 | 0% | 0% | 0% | 1 | 2.509% | 0% | 0% | 1
240 | Arkansas | Greater_Imperial (Exclude) | 0 | 0 | 0 | 0% | 0% | 1 |  |  |  |  | 0.1916% | [5 empty] | 0% | 0% | 0% | 1 | 62.98% | 0% | 0% | 2 | 34.78% | 0% | 0% | 1 | 77.01% | 0% | 0% | 3 | 80.78% | 0% | 0% | 3 | 72.63% | 0% | 0% | 3 | 31.4% | 0% | 0% | 1 | 0% | 0% | 1 |  |  |  |  | 0.03785% | [5 empty] | 0% | 0% | 0% | 1 | 30.29% | 0% | 0% | 1 | 15.95% | 0% | 0% | 1 | 36.28% | 0% | 0% | 1 | 53.01% | 0% | 0% | 2 | 49.39% | 0% | 0% | 1 | 8.972% | 0% | 0% | 1 | 0% | 0% | 1 |  |  |  |  | 0.04519% | [5 empty] | 0% | 0% | 0% | 1 | 20.62% | 0% | 0% | 1 | 7.857% | 0% | 0% | 1 | 15.91% | 0% | 0% | 1 | 32.88% | 0% | 0% | 1 | 51.38% | 0% | 0% | 2 | 3.676% | 0% | 0% | 1 | 0% | 0% | 1 |  |  |  |  | 0.05568% | [5 empty] | 0% | 0% | 0% | 1 | 21.93% | 0% | 0% | 1 | 4.765% | 0% | 0% | 1 | 9.812% | 0% | 0% | 1 | 29.97% | 0% | 0% | 1 | 56.86% | 0% | 0% | 2 | 2.637% | 0% | 0% | 1
241 | California Water | Central_Valley_North_Los_Banos | 0 | 0 | 0 | 0% | 0% | 1 |  |  |  |  | 0% | [5 empty] | 0% | 0% | 0% | 1 | 0% | 0% | 0% | 1 | 0% | 0% | 0% | 1 | 0% | 0% | 0% | 1 | 0% | 0% | 0% | 1 | 0% | 0% | 0% | 1 | 0% | 0% | 0% | 1 | 0% | 0% | 1 |  |  |  |  | 0% | [5 empty] | 0% | 0% | 0% | 1 | 0% | 0% | 0% | 1 | 0% | 0% | 0% | 1 | 0% | 0% | 0% | 1 | 0% | 0% | 0% | 1 | 0% | 0% | 0% | 1 | 0% | 0% | 0% | 1 | 0% | 0% | 1 |  |  |  |  | 0% | [5 empty] | 0% | 100% | 100% | 5 | 46.09% | 0% | 0% | 1 | 53.61% | 0% | 0% | 2 | 65.31% | 0% | 0% | 2 | 85.07% | 0% | 0% | 3 | 92.66% | 0% | 0% | 4 | 2.018% | 0% | 0% | 1 | 0% | 0% | 1 |  |  |  |  | 0% | [5 empty] | 7.848% | 92.15% | 99.99% | 5 | 27.53% | 0% | 0% | 1 | 16.28% | 0% | 0% | 1 | 51.82% | 0% | 0% | 2 | 69.24% | 0% | 0% | 2 | 70.46% | 0% | 0% | 3 | 0.6051% | 0% | 0% | 1
242 | Grimway | Central_Valley_North_Los_Banos | 0 | 0 | 0 | 0% | 0% | 1 |  |  |  |  | 0% | [5 empty] | 0% | 0% | 0% | 1 | 0% | 0% | 0% | 1 | 0% | 0% | 0% | 1 | 0% | 0% | 0% | 1 | 0% | 0% | 0% | 1 | 0% | 0% | 0% | 1 | 0% | 0% | 0% | 1 | 0% | 0% | 1 |  |  |  |  | 0% | [5 empty] | 97.81% | 2.19% | 100% | 5 | 100% | 0% | 0% | 5 | 0% | 0% | 0% | 1 | 0% | 0% | 0% | 1 | 100% | 0% | 0% | 5 | 20.01% | 0% | 0% | 1 | 0% | 0% | 0% | 1 | 0% | 0% | 1 |  |  |  |  | 0% | [5 empty] | 18.94% | 81.06% | 100% | 5 | 55.98% | 0% | 0% | 2 | 3.035% | 0% | 0% | 1 | 9.045% | 0% | 0% | 1 | 55.98% | 0% | 0% | 2 | 86.73% | 0% | 0% | 3 | 0% | 0% | 0% | 1 | 0% | 0% | 1 |  |  |  |  | 0.0001787% | [5 empty] | 53.95% | 35.49% | 89.44% | 5 | 73% | 0% | 0% | 3 | 38.14% | 0% | 0% | 1 | 53.66% | 0% | 0% | 2 | 87.94% | 0% | 0% | 3 | 70.48% | 0% | 0% | 3 | 1.607% | 0% | 0% | 1
243 | Viejo | Greater_LA | 0 | 0 | 0 | 0% | 0% | 1 |  |  |  |  | 0% | [5 empty] | 0% | 0% | 0% | 1 | 0% | 0% | 0% | 1 | 0% | 0% | 0% | 1 | 0% | 0% | 0% | 1 | 0% | 0% | 0% | 1 | 0% | 0% | 0% | 1 | 0% | 0% | 0% | 1 | 0% | 0% | 1 |  |  |  |  | 0% | [5 empty] | 0% | 0% | 0% | 1 | 7.687% | 0% | 0% | 1 | 29.55% | 0% | 0% | 1 | 58.49% | 0% | 0% | 2 | 66.17% | 0% | 0% | 2 | 0% | 0% | 0% | 1 | 2.671% | 0% | 0% | 1 | 0% | 0% | 1 |  |  |  |  | 0% | [5 empty] | 0% | 0% | 0% | 1 | 2.657% | 0% | 0% | 1 | 24.1% | 0% | 0% | 1 | 76.13% | 0% | 0% | 3 | 78.79% | 0% | 0% | 3 | 0% | 0% | 0% | 1 | 7.732% | 0% | 0% | 1 | 0% | 0% | 1 |  |  |  |  | 0% | [5 empty] | 0.5272% | 0% | 0.5272% | 1 | 1.719% | 0% | 0% | 1 | 42.19% | 0% | 0% | 1 | 82.4% | 0% | 0% | 3 | 84.11% | 0% | 0% | 3 | 0% | 0% | 0% | 1 | 6.039% | 0% | 0% | 1
244 | Kelso | Solano | -80.8 | -3232 | 10 | 999.9% | 0% | 4 |  |  |  |  | 3.081% | [5 empty] | 92.1% | 0% | 92.1% | 5 | 89.41% | -91.69% | 0% | 3 | 68.95% | -31.25% | 0% | 2 | 85.59% | -67.37% | 0% | 3 | 100% | -1880436% | 0% | 5 | 26.57% | -13.22% | 0% | 1 | 3.722% | -10.08% | 0% | 1 | -3362% | 0% | 1 |  |  |  |  | 2.483% | [5 empty] | 91.81% | 1.822% | 93.63% | 5 | 88.63% | -68.76% | 0% | 3 | 73.22% | -29.2% | 0% | 3 | 86.86% | -59.51% | 0% | 3 | 99.38% | -1252% | 0% | 5 | 34.98% | -12.03% | 0% | 1 | 3.262% | -8.085% | 0% | 1 | -792.8% | 0% | 1 |  |  |  |  | 3.126% | [5 empty] | 83.75% | 2.723% | 86.47% | 5 | 79.98% | -32.9% | 0% | 3 | 73.66% | -25.01% | 0% | 3 | 85.4% | -45.12% | 0% | 3 | 98.3% | -387.3% | 0% | 5 | 34.81% | -10.11% | 0% | 1 | 5.07% | -6.94% | 0% | 1 | -12.8% | 0% | 1 |  |  |  |  | 7.146% | [5 empty] | 62.73% | 3.884% | 66.61% | 3 | 46.7% | -5.08% | 0% | 1 | 49.37% | -5.348% | 0% | 1 | 53.94% | -5.879% | 0% | 2 | 68.28% | -8.537% | 0% | 2 | 20.22% | -3.394% | 0% | 1 | 11.55% | -3.061% | 0% | 1
245 | BlytheSC 161 kV | Riverside (Exclude) | 0 | 0 | 0 | 0% | 0% | 1 |  |  |  |  | 0.0139% | [5 empty] | 0% | 0% | 0% | 1 | 22.03% | 0% | 0% | 1 | 25.67% | 0% | 0% | 1 | 18.52% | 0% | 0% | 1 | 41.19% | 0% | 0% | 1 | 62.92% | 0% | 0% | 2 | 0.2447% | 0% | 0% | 1 | 0% | 0% | 1 |  |  |  |  | 0.007808% | [5 empty] | 0% | 0% | 0% | 1 | 41.3% | 0% | 0% | 1 | 29.51% | 0% | 0% | 1 | 26.23% | 0% | 0% | 1 | 48.85% | 0% | 0% | 1 | 73.17% | 0% | 0% | 3 | 0.2052% | 0% | 0% | 1 | 0% | 0% | 1 |  |  |  |  | 0.004913% | [5 empty] | 0% | 0% | 0% | 1 | 35.78% | 0% | 0% | 1 | 27.58% | 0% | 0% | 1 | 25.43% | 0% | 0% | 1 | 44.75% | 0% | 0% | 1 | 80.57% | 0% | 0% | 3 | 0.1291% | 0% | 0% | 1 | 0% | 0% | 1 |  |  |  |  | 0.004144% | [5 empty] | 0% | 0% | 0% | 1 | 40.48% | 0% | 0% | 1 | 32.06% | 0% | 0% | 1 | 30.1% | 0% | 0% | 1 | 50.72% | 0% | 0% | 2 | 79.52% | 0% | 0% | 3 | 0.1498% | 0% | 0% | 1
246 | Windhub | Tehachapi | 82.65 | 3306 | 10 | 19.56% | 0% | 1 |  |  |  |  | 0% | [5 empty] | 21.25% | 1.455% | 22.71% | 2 | 39% | 9.116% | 0% | 1 | 26.74% | 7.592% | 0% | 1 | 40.44% | 9.338% | 0% | 1 | 66.6% | 16.65% | 0% | 2 | 22.28% | 7.156% | 0% | 1 | 0.4482% | 5.586% | 0% | 1 | 8.701% | 0% | 1 |  |  |  |  | 0.3452% | [5 empty] | 17.77% | 8.094% | 25.86% | 2 | 37% | 4.536% | 0% | 1 | 23.16% | 3.719% | 0% | 1 | 29.91% | 4.077% | 0% | 1 | 60.31% | 7.2% | 0% | 2 | 28.79% | 4.013% | 0% | 1 | 0.5932% | 2.875% | 0% | 1 | 5.306% | 0% | 1 |  |  |  |  | 0.2461% | [5 empty] | 18.76% | 6.997% | 25.76% | 2 | 39.91% | 2.775% | 0% | 1 | 20.83% | 2.106% | 0% | 1 | 27.46% | 2.299% | 0% | 1 | 59.64% | 4.132% | 0% | 2 | 36.24% | 2.616% | 0% | 1 | 0.6898% | 1.679% | 0% | 1 | 3.673% | 0% | 1 |  |  |  |  | 0.6487% | [5 empty] | 20.49% | 9.277% | 29.77% | 2 | 30.95% | 1.391% | 0% | 1 | 33.43% | 1.443% | 0% | 1 | 29.93% | 1.371% | 0% | 1 | 63.34% | 2.621% | 0% | 2 | 36.93% | 1.523% | 0% | 1 | 1.074% | 0.9711% | 0% | 1
247 | Camanche | Solano | 0 | 0 | 0 | 0% | 0% | 1 |  |  |  |  | 0% | [5 empty] | 0% | 0% | 0% | 1 | 0% | 0% | 0% | 1 | 0% | 0% | 0% | 1 | 0% | 0% | 0% | 1 | 0% | 0% | 0% | 1 | 0% | 0% | 0% | 1 | 0% | 0% | 0% | 1 | 0% | 0% | 1 |  |  |  |  | 0% | [5 empty] | 0% | 0% | 0% | 1 | 0% | 0% | 0% | 1 | 0% | 0% | 0% | 1 | 0% | 0% | 0% | 1 | 0% | 0% | 0% | 1 | 0% | 0% | 0% | 1 | 0% | 0% | 0% | 1 | 0% | 0% | 1 |  |  |  |  | 0% | [5 empty] | 0% | 0% | 0% | 1 | 0% | 0% | 0% | 1 | 0% | 0% | 0% | 1 | 0% | 0% | 0% | 1 | 0% | 0% | 0% | 1 | 0% | 0% | 0% | 1 | 0% | 0% | 0% | 1 | 0% | 0% | 1 |  |  |  |  | 0% | [5 empty] | 0% | 0% | 0% | 1 | 0% | 0% | 0% | 1 | 0% | 0% | 0% | 1 | 0% | 0% | 0% | 1 | 0% | 0% | 0% | 1 | 0% | 0% | 0% | 1 | 0% | 0% | 0% | 1
248 | Whirlwind | Tehachapi | 0 | 0 | 10 | 0% | 0% | 1 |  |  |  |  | 0.9536% | [5 empty] | 11.07% | 0.1546% | 11.22% | 2 | 28.73% | 0% | 0% | 1 | 37.47% | 0% | 0% | 1 | 24.18% | 0% | 0% | 1 | 57.73% | 0% | 0% | 2 | 22.96% | 0% | 0% | 1 | 0.3553% | 0% | 0% | 1 | 0% | 0% | 1 |  |  |  |  | 1.132% | [5 empty] | 19.47% | 4.618% | 24.09% | 2 | 28.42% | 0% | 0% | 1 | 39.26% | 0% | 0% | 1 | 30.07% | 0% | 0% | 1 | 61.96% | 0% | 0% | 2 | 26.49% | 0% | 0% | 1 | 1.109% | 0% | 0% | 1 | 0% | 0% | 1 |  |  |  |  | 0.9324% | [5 empty] | 21.44% | 8.552% | 30% | 2 | 29.24% | 0% | 0% | 1 | 37% | 0% | 0% | 1 | 32.92% | 0% | 0% | 1 | 61.29% | 0% | 0% | 2 | 27.64% | 0% | 0% | 1 | 1.248% | 0% | 0% | 1 | 0% | 0% | 1 |  |  |  |  | 0.7254% | [5 empty] | 23.74% | 14.11% | 37.84% | 3 | 33.22% | 0% | 0% | 1 | 33.49% | 0% | 0% | 1 | 30.63% | 0% | 0% | 1 | 61.45% | 0% | 0% | 2 | 33.09% | 0% | 0% | 1 | 1.268% | 0% | 0% | 1
249 | El Casco | Riverside (Exclude) | 0 | 0 | 0 | 0% | 0% | 1 |  |  |  |  | 0% | [5 empty] | 100% | 0% | 100% | 5 | 0% | 0% | 0% | 1 | 0% | 0% | 0% | 1 | 100% | 0% | 0% | 5 | 100% | 0% | 0% | 5 | 0% | 0% | 0% | 1 | 0% | 0% | 0% | 1 | 0% | 0% | 1 |  |  |  |  | 0% | [5 empty] | 22.72% | 73.91% | 96.63% | 5 | 39.84% | 0% | 0% | 1 | 21.03% | 0% | 0% | 1 | 27.98% | 0% | 0% | 1 | 49.36% | 0% | 0% | 1 | 47.57% | 0% | 0% | 1 | 1.019% | 0% | 0% | 1 | 0% | 0% | 1 |  |  |  |  | 0% | [5 empty] | 52.47% | 41.93% | 94.4% | 5 | 33.38% | 0% | 0% | 1 | 42.28% | 0% | 0% | 1 | 56.38% | 0% | 0% | 2 | 61.84% | 0% | 0% | 2 | 51.31% | 0% | 0% | 2 | 0.7244% | 0% | 0% | 1 | 0% | 0% | 1 |  |  |  |  | 0% | [5 empty] | 43.33% | 38.44% | 81.77% | 5 | 40.98% | 0% | 0% | 1 | 45.73% | 0% | 0% | 1 | 71.1% | 0% | 0% | 3 | 83.39% | 0% | 0% | 3 | 51.54% | 0% | 0% | 2 | 0.518% | 0% | 0% | 1
250 | Suncrest | Greater_SD | 0 | 0 | 0 | 0% | 0% | 1 |  |  |  |  | 0% | [5 empty] | 0% | 0% | 0% | 1 | 0% | 0% | 0% | 1 | 0% | 0% | 0% | 1 | 0% | 0% | 0% | 1 | 0% | 0% | 0% | 1 | 0% | 0% | 0% | 1 | 0% | 0% | 0% | 1 | 0% | 0% | 1 |  |  |  |  | 0% | [5 empty] | 3.183% | 95.39% | 98.57% | 5 | 10.13% | 0% | 0% | 1 | 86.12% | 0% | 0% | 3 | 85.44% | 0% | 0% | 3 | 89.73% | 0% | 0% | 3 | 40.4% | 0% | 0% | 1 | 5.589% | 0% | 0% | 1 | 0% | 0% | 1 |  |  |  |  | 0% | [5 empty] | 5.959% | 91.41% | 97.37% | 5 | 10.88% | 0% | 0% | 1 | 34.11% | 0% | 0% | 1 | 50.02% | 0% | 0% | 2 | 50.97% | 0% | 0% | 2 | 51.19% | 0% | 0% | 2 | 2.836% | 0% | 0% | 1 | 0% | 0% | 1 |  |  |  |  | 0% | [5 empty] | 40.4% | 50.43% | 90.83% | 5 | 15.24% | 0% | 0% | 1 | 20.11% | 0% | 0% | 1 | 46.57% | 0% | 0% | 1 | 56.17% | 0% | 0% | 2 | 29.76% | 0% | 0% | 1 | 2.999% | 0% | 0% | 1
251 | Colorado River | Riverside (Exclude) | 0 | 0 | 0 | 0% | 0% | 1 |  |  |  |  | 0.007041% | [5 empty] | 0% | 0% | 0% | 1 | 55.28% | 0% | 0% | 2 | 51.86% | 0% | 0% | 2 | 48.6% | 0% | 0% | 1 | 69.55% | 0% | 0% | 2 | 69.69% | 0% | 0% | 2 | 0.245% | 0% | 0% | 1 | 0% | 0% | 1 |  |  |  |  | 0.004718% | [5 empty] | 0% | 0% | 0% | 1 | 51.5% | 0% | 0% | 2 | 39.45% | 0% | 0% | 1 | 37.34% | 0% | 0% | 1 | 62.88% | 0% | 0% | 2 | 73.77% | 0% | 0% | 3 | 0.217% | 0% | 0% | 1 | 0% | 0% | 1 |  |  |  |  | 0.00456% | [5 empty] | 0% | 0% | 0% | 1 | 44.66% | 0% | 0% | 1 | 31.78% | 0% | 0% | 1 | 29.87% | 0% | 0% | 1 | 52.58% | 0% | 0% | 2 | 77.31% | 0% | 0% | 3 | 0.1649% | 0% | 0% | 1 | 0% | 0% | 1 |  |  |  |  | 0.003465% | [5 empty] | 0% | 0% | 0% | 1 | 42.92% | 0% | 0% | 1 | 27.35% | 0% | 0% | 1 | 25.84% | 0% | 0% | 1 | 51.36% | 0% | 0% | 2 | 76.79% | 0% | 0% | 3 | 0.4463% | 0% | 0% | 1
252 | Redbluff | Riverside (Exclude) | 0 | 0 | 0 | 0% | 0% | 1 |  |  |  |  | 0% | [5 empty] | 0% | 0% | 0% | 1 | 37.52% | 0% | 0% | 1 | 0.139% | 0% | 0% | 1 | 0% | 0% | 0% | 1 | 37.66% | 0% | 0% | 1 | 48.47% | 0% | 0% | 1 | 1.433% | 0% | 0% | 1 | 0% | 0% | 1 |  |  |  |  | 0% | [5 empty] | 0% | 0% | 0% | 1 | 46.36% | 0% | 0% | 1 | 10.68% | 0% | 0% | 1 | 10.52% | 0% | 0% | 1 | 46.55% | 0% | 0% | 1 | 50.91% | 0% | 0% | 2 | 1.151% | 0% | 0% | 1 | 0% | 0% | 1 |  |  |  |  | 0% | [5 empty] | 0% | 0% | 0% | 1 | 39.27% | 0% | 0% | 1 | 25.4% | 0% | 0% | 1 | 15.47% | 0% | 0% | 1 | 52% | 0% | 0% | 2 | 54.04% | 0% | 0% | 2 | 0.9053% | 0% | 0% | 1 | 0% | 0% | 1 |  |  |  |  | 0% | [5 empty] | 0% | 0% | 0% | 1 | 49.86% | 0% | 0% | 1 | 32.35% | 0% | 0% | 1 | 26.34% | 0% | 0% | 1 | 61.16% | 0% | 0% | 2 | 67.87% | 0% | 0% | 2 | 0.7282% | 0% | 0% | 1
253 | Ocotillo | Greater_Imperial | 130 | 5200 | 0 | 270.8% | 17.81% | 5 |  |  |  |  | 0% | [5 empty] | 0% | 0% | 0% | 1 | 37.63% | 41% | 0% | 2 | 16.87% | 30.77% | 0% | 2 | 17.42% | 30.97% | 0% | 2 | 56.65% | 58.99% | 0% | 3 | 46.77% | 48.04% | 0% | 2 | 0% | 25.58% | 0% | 2 | 133.7% | 3.724% | 4 |  |  |  |  | 0% | [5 empty] | 19.48% | 0% | 19.48% | 1 | 20.6% | 16.77% | 0% | 1 | 20.18% | 16.68% | 0% | 1 | 25.72% | 17.93% | 0% | 1 | 48.88% | 26.05% | 0% | 2 | 52.6% | 28.1% | 0% | 2 | 0.5717% | 13.39% | 0% | 1 | 33.36% | 0% | 2 |  |  |  |  | 0.008837% | [5 empty] | 25.67% | 20.83% | 46.49% | 4 | 15.48% | 9.088% | 0% | 1 | 11.84% | 8.712% | 0% | 1 | 24.48% | 10.17% | 0% | 1 | 41.5% | 13.13% | 0% | 1 | 43.57% | 13.61% | 0% | 1 | 2.2% | 7.853% | 0% | 1 | 28.86% | 0% | 2 |  |  |  |  | 0.02833% | [5 empty] | 18.78% | 21.2% | 39.98% | 4 | 12.74% | 6.253% | 0% | 1 | 11.82% | 6.188% | 0% | 1 | 22.08% | 7.002% | 0% | 1 | 36.18% | 8.55% | 0% | 1 | 53.4% | 11.71% | 0% | 2 | 1.756% | 5.554% | 0% | 1
254 | Ivanpah | Southern_NV_Eldorado | 0 | 0 | 0 | 0% | 0% | 1 |  |  |  |  | 0% | [5 empty] | 0% | 0% | 0% | 1 | 87.55% | 0% | 0% | 3 | 78.96% | 0% | 0% | 3 | 11.85% | 0% | 0% | 1 | 99.16% | 0% | 0% | 5 | 16.9% | 0% | 0% | 1 | 0% | 0% | 0% | 1 | 0% | 0% | 1 |  |  |  |  | 0% | [5 empty] | 0% | 0% | 0% | 1 | 87.04% | 0% | 0% | 3 | 79.15% | 0% | 0% | 3 | 12.68% | 0% | 0% | 1 | 99.17% | 0% | 0% | 5 | 17.09% | 0% | 0% | 1 | 0% | 0% | 0% | 1 | 0% | 0% | 1 |  |  |  |  | 0% | [5 empty] | 0% | 0% | 0% | 1 | 61.12% | 0% | 0% | 2 | 58.33% | 0% | 0% | 2 | 11.65% | 0% | 0% | 1 | 72.38% | 0% | 0% | 3 | 33.06% | 0% | 0% | 1 | 0.6221% | 0% | 0% | 1 | 0% | 0% | 1 |  |  |  |  | 0% | [5 empty] | 0% | 0% | 0% | 1 | 28.32% | 0% | 0% | 1 | 41.68% | 0% | 0% | 1 | 16.61% | 0% | 0% | 1 | 54.03% | 0% | 0% | 2 | 62.31% | 0% | 0% | 2 | 0.3966% | 0% | 0% | 1
255 | Alamitos | Greater_LA | 0 | 0 | 0 | 0% | 0% | 1 |  |  |  |  | 0% | [5 empty] | 0% | 0% | 0% | 1 | 0% | 0% | 0% | 1 | 16.21% | 0% | 0% | 1 | 52.22% | 0% | 0% | 2 | 52.22% | 0% | 0% | 2 | 0% | 0% | 0% | 1 | 0.6517% | 0% | 0% | 1 | 0% | 0% | 1 |  |  |  |  | 0% | [5 empty] | 0% | 0% | 0% | 1 | 0% | 0% | 0% | 1 | 15.79% | 0% | 0% | 1 | 59.53% | 0% | 0% | 2 | 59.53% | 0% | 0% | 2 | 0% | 0% | 0% | 1 | 2.591% | 0% | 0% | 1 | 0% | 0% | 1 |  |  |  |  | 0% | [5 empty] | 0% | 0% | 0% | 1 | 0.7701% | 0% | 0% | 1 | 15.74% | 0% | 0% | 1 | 60.5% | 0% | 0% | 2 | 61.27% | 0% | 0% | 2 | 0% | 0% | 0% | 1 | 2.674% | 0% | 0% | 1 | 0% | 0% | 1 |  |  |  |  | 0% | [5 empty] | 0% | 0% | 0% | 1 | 0.7044% | 0% | 0% | 1 | 21.37% | 0% | 0% | 1 | 62.63% | 0% | 0% | 2 | 63.33% | 0% | 0% | 2 | 0% | 0% | 0% | 1 | 2.446% | 0% | 0% | 1
256 | Shilo III | Solano | 0 | 0 | 0 | 0% | 0% | 1 |  |  |  |  | 5.289% | [5 empty] | 65.9% | 0% | 65.9% | 3 | 19.32% | 0% | 0% | 1 | 36.41% | 0% | 0% | 1 | 34.7% | 0% | 0% | 1 | 52.56% | 0% | 0% | 2 | 4.883% | 0% | 0% | 1 | 28.07% | 0% | 0% | 1 | 0% | 0% | 1 |  |  |  |  | 18.73% | [5 empty] | 47.77% | 0% | 47.77% | 2 | 15% | 0% | 0% | 1 | 35.19% | 0% | 0% | 1 | 33.37% | 0% | 0% | 1 | 47.89% | 0% | 0% | 1 | 3.487% | 0% | 0% | 1 | 23.74% | 0% | 0% | 1 | 0% | 0% | 1 |  |  |  |  | 20.56% | [5 empty] | 49.35% | 0% | 49.35% | 2 | 19.21% | 0% | 0% | 1 | 31.65% | 0% | 0% | 1 | 31.48% | 0% | 0% | 1 | 48.53% | 0% | 0% | 1 | 7.619% | 0% | 0% | 1 | 20.84% | 0% | 0% | 1 | 0% | 0% | 1 |  |  |  |  | 18.32% | [5 empty] | 54.14% | 0.05738% | 54.2% | 3 | 27.33% | 0% | 0% | 1 | 31.76% | 0% | 0% | 1 | 32.61% | 0% | 0% | 1 | 54.64% | 0% | 0% | 2 | 13% | 0% | 0% | 1 | 18.29% | 0% | 0% | 1
257 | ECO | Greater_Imperial | 0 | 0 | 0 | 0% | 0% | 1 |  |  |  |  | 0% | [5 empty] | 44.93% | 0% | 44.93% | 2 | 10.7% | 0% | 0% | 1 | 40.49% | 0% | 0% | 1 | 46.64% | 0% | 0% | 1 | 63.12% | 0% | 0% | 2 | 26.71% | 0% | 0% | 1 | 1.097% | 0% | 0% | 1 | 0% | 0% | 1 |  |  |  |  | 0% | [5 empty] | 36.26% | 19.94% | 56.2% | 3 | 21.11% | 0% | 0% | 1 | 16.6% | 0% | 0% | 1 | 34.18% | 0% | 0% | 1 | 57.39% | 0% | 0% | 2 | 28.13% | 0% | 0% | 1 | 0.9493% | 0% | 0% | 1 | 0% | 0% | 1 |  |  |  |  | 0% | [5 empty] | 29.75% | 24.59% | 54.35% | 4 | 17.95% | 0% | 0% | 1 | 13.55% | 0% | 0% | 1 | 28.11% | 0% | 0% | 1 | 47.79% | 0% | 0% | 1 | 36.19% | 0% | 0% | 1 | 0.8421% | 0% | 0% | 1 | 0% | 0% | 1 |  |  |  |  | 0.01935% | [5 empty] | 22.86% | 25.75% | 48.62% | 4 | 13.4% | 0% | 0% | 1 | 13.87% | 0% | 0% | 1 | 26.58% | 0% | 0% | 1 | 41.44% | 0% | 0% | 1 | 47.15% | 0% | 0% | 1 | 1.973% | 0% | 0% | 1
258 | IID System | Greater_Imperial (Exclude) | 0 | 0 | 0 | 0% | 0% | 1 |  |  |  |  | 0% | [5 empty] | 0% | 0% | 0% | 1 | 0% | 0% | 0% | 1 | 14.99% | 0% | 0% | 1 | 23.98% | 0% | 0% | 1 | 23.98% | 0% | 0% | 1 | 0.8372% | 0% | 0% | 1 | 1.42% | 0% | 0% | 1 | 0% | 0% | 1 |  |  |  |  | 0.05049% | [5 empty] | 0% | 0% | 0% | 1 | 5.232% | 0% | 0% | 1 | 13% | 0% | 0% | 1 | 26.31% | 0% | 0% | 1 | 26.31% | 0% | 0% | 1 | 24.92% | 0% | 0% | 1 | 5.36% | 0% | 0% | 1 | 0% | 0% | 1 |  |  |  |  | 0.06355% | [5 empty] | 0% | 0% | 0% | 1 | 8.269% | 0% | 0% | 1 | 8.233% | 0% | 0% | 1 | 16.68% | 0% | 0% | 1 | 21.88% | 0% | 0% | 1 | 46.14% | 0% | 0% | 1 | 3.929% | 0% | 0% | 1 | 0% | 0% | 1 |  |  |  |  | 0.05399% | [5 empty] | 0% | 0% | 0% | 1 | 13.72% | 0% | 0% | 1 | 5.44% | 0% | 0% | 1 | 9.516% | 0% | 0% | 1 | 22.33% | 0% | 0% | 1 | 63.42% | 0% | 0% | 2 | 4.046% | 0% | 0% | 1
259 | Sonora | Greater_Imperial (Exclude) | 0 | 0 | 0 | 0% | 0% | 1 |  |  |  |  | 0.1378% | [5 empty] | 0% | 0% | 0% | 1 | 65.93% | 0% | 0% | 2 | 31.57% | 0% | 0% | 1 | 61.95% | 0% | 0% | 2 | 85.28% | 0% | 0% | 3 | 73.98% | 0% | 0% | 3 | 25.79% | 0% | 0% | 1 | 0% | 0% | 1 |  |  |  |  | 0.03864% | [5 empty] | 0% | 0% | 0% | 1 | 25.59% | 0% | 0% | 1 | 22.02% | 0% | 0% | 1 | 42.77% | 0% | 0% | 1 | 54.52% | 0% | 0% | 2 | 36.85% | 0% | 0% | 1 | 9.094% | 0% | 0% | 1 | 0% | 0% | 1 |  |  |  |  | 0.02292% | [5 empty] | 0% | 0% | 0% | 1 | 19.5% | 0% | 0% | 1 | 8.713% | 0% | 0% | 1 | 18.17% | 0% | 0% | 1 | 33.62% | 0% | 0% | 1 | 51.49% | 0% | 0% | 2 | 3.337% | 0% | 0% | 1 | 0% | 0% | 1 |  |  |  |  | 0.05187% | [5 empty] | 0% | 0% | 0% | 1 | 23.82% | 0% | 0% | 1 | 4.966% | 0% | 0% | 1 | 10.22% | 0% | 0% | 1 | 32.2% | 0% | 0% | 1 | 54.97% | 0% | 0% | 2 | 2.633% | 0% | 0% | 1
260 | Caliente | Kern_Greater_Carrizo | 0 | 0 | 0 | 0% | 0% | 1 |  |  |  |  | 0% | [5 empty] | 71.54% | 0% | 71.54% | 3 | 65.17% | 0% | 0% | 2 | 0% | 0% | 0% | 1 | 23.93% | 0% | 0% | 1 | 65.17% | 0% | 0% | 2 | 57.77% | 0% | 0% | 2 | 0% | 0% | 0% | 1 | 0% | 0% | 1 |  |  |  |  | 0% | [5 empty] | 59.08% | 0% | 59.08% | 3 | 74.48% | 0% | 0% | 3 | 0% | 0% | 0% | 1 | 15.05% | 0% | 0% | 1 | 74.48% | 0% | 0% | 3 | 59.32% | 0% | 0% | 2 | 0% | 0% | 0% | 1 | 0% | 0% | 1 |  |  |  |  | 0% | [5 empty] | 35.3% | 34.97% | 70.28% | 5 | 57.95% | 0% | 0% | 2 | 0.4668% | 0% | 0% | 1 | 7.458% | 0% | 0% | 1 | 58.42% | 0% | 0% | 2 | 65.94% | 0% | 0% | 2 | 0.1885% | 0% | 0% | 1 | 0% | 0% | 1 |  |  |  |  | 0% | [5 empty] | 40.73% | 50.3% | 91.03% | 5 | 36.98% | 0% | 0% | 1 | 2.775% | 0% | 0% | 1 | 14.07% | 0% | 0% | 1 | 46.71% | 0% | 0% | 1 | 67.94% | 0% | 0% | 2 | 0.8531% | 0% | 0% | 1
261 | Regulus | Central_Valley_North_Los_Banos | 0 | 0 | 0 | 0% | 0% | 1 |  |  |  |  | 0% | [5 empty] | 0% | 0% | 0% | 1 | 0% | 0% | 0% | 1 | 0% | 0% | 0% | 1 | 0% | 0% | 0% | 1 | 0% | 0% | 0% | 1 | 0% | 0% | 0% | 1 | 0% | 0% | 0% | 1 | 0% | 0% | 1 |  |  |  |  | 0% | [5 empty] | 100% | 0% | 100% | 5 | 100% | 0% | 0% | 5 | 0% | 0% | 0% | 1 | 0% | 0% | 0% | 1 | 100% | 0% | 0% | 5 | 0% | 0% | 0% | 1 | 0% | 0% | 0% | 1 | 0% | 0% | 1 |  |  |  |  | 0% | [5 empty] | 17.13% | 82.87% | 100% | 5 | 52.4% | 0% | 0% | 2 | 41.36% | 0% | 0% | 1 | 47.01% | 0% | 0% | 1 | 87.37% | 0% | 0% | 3 | 87.52% | 0% | 0% | 3 | 0.1389% | 0% | 0% | 1 | 0% | 0% | 1 |  |  |  |  | 0.0003552% | [5 empty] | 39.85% | 59.99% | 99.83% | 5 | 59.97% | 0% | 0% | 2 | 17.5% | 0% | 0% | 1 | 46.18% | 0% | 0% | 1 | 76.85% | 0% | 0% | 3 | 76.79% | 0% | 0% | 3 | 0.9207% | 0% | 0% | 1
262 | Geysers | Mendocino_Marin | 0 | 0 | 0 | 0% | 0% | 1 |  |  |  |  | 0% | [5 empty] | 54.44% | 29.82% | 84.26% | 5 | 91.54% | 0% | 0% | 4 | 62.38% | 0% | 0% | 2 | 80.77% | 0% | 0% | 3 | 100% | 0% | 0% | 5 | 41.16% | 0% | 0% | 1 | 0.003375% | 0% | 0% | 1 | 0% | 0% | 1 |  |  |  |  | 0.1203% | [5 empty] | 46.22% | 41.33% | 87.54% | 5 | 92.63% | 0% | 0% | 4 | 50.13% | 0% | 0% | 2 | 68.35% | 0% | 0% | 2 | 100% | 0% | 0% | 5 | 36.39% | 0% | 0% | 1 | 0.1096% | 0% | 0% | 1 | 0% | 0% | 1 |  |  |  |  | 0.1819% | [5 empty] | 27.45% | 57.3% | 84.76% | 5 | 90.13% | 0% | 0% | 4 | 36.96% | 0% | 0% | 1 | 76.09% | 0% | 0% | 3 | 97.51% | 0% | 0% | 5 | 49.16% | 0% | 0% | 1 | 0.9766% | 0% | 0% | 1 | 0% | 0% | 1 |  |  |  |  | 0.09218% | [5 empty] | 33.12% | 54.42% | 87.54% | 5 | 69.62% | 0% | 0% | 2 | 25.02% | 0% | 0% | 1 | 48.19% | 0% | 0% | 1 | 81.77% | 0% | 0% | 3 | 73.61% | 0% | 0% | 3 | 0.7284% | 0% | 0% | 1
263 | Solar SS | Kern_Greater_Carrizo | 0 | 0 | 0 | 0% | 0% | 1 |  |  |  |  | 0% | [5 empty] | 62.73% | 0% | 62.73% | 3 | 82.81% | 0% | 0% | 3 | 0% | 0% | 0% | 1 | 17.29% | 0% | 0% | 1 | 82.81% | 0% | 0% | 3 | 57.39% | 0% | 0% | 2 | 0% | 0% | 0% | 1 | 0% | 0% | 1 |  |  |  |  | 0% | [5 empty] | 35.85% | 33.19% | 69.03% | 5 | 56.6% | 0% | 0% | 2 | 0.3775% | 0% | 0% | 1 | 7.662% | 0% | 0% | 1 | 56.97% | 0% | 0% | 2 | 64.61% | 0% | 0% | 2 | 0.2071% | 0% | 0% | 1 | 0% | 0% | 1 |  |  |  |  | 0% | [5 empty] | 52.61% | 31.49% | 84.11% | 5 | 58.8% | 0% | 0% | 2 | 2.212% | 0% | 0% | 1 | 16.54% | 0% | 0% | 1 | 67.2% | 0% | 0% | 2 | 64.91% | 0% | 0% | 2 | 0.3478% | 0% | 0% | 1 | 0% | 0% | 1 |  |  |  |  | 0% | [5 empty] | 47.78% | 44.37% | 92.15% | 5 | 40.77% | 0% | 0% | 1 | 3.903% | 0% | 0% | 1 | 16.34% | 0% | 0% | 1 | 49.55% | 0% | 0% | 1 | 70.19% | 0% | 0% | 3 | 0.8611% | 0% | 0% | 1
264 | Olive | Central_Valley_North_Los_Banos | 0 | 0 | 0 | 0% | 0% | 1 |  |  |  |  | 0% | [5 empty] | 0% | 0% | 0% | 1 | 0% | 0% | 0% | 1 | 0% | 0% | 0% | 1 | 0% | 0% | 0% | 1 | 0% | 0% | 0% | 1 | 0% | 0% | 0% | 1 | 0% | 0% | 0% | 1 | 0% | 0% | 1 |  |  |  |  | 0% | [5 empty] | 0% | 0% | 0% | 1 | 0% | 0% | 0% | 1 | 0% | 0% | 0% | 1 | 0% | 0% | 0% | 1 | 0% | 0% | 0% | 1 | 0% | 0% | 0% | 1 | 0% | 0% | 0% | 1 | 0% | 0% | 1 |  |  |  |  | 0% | [5 empty] | 0% | 0% | 0% | 1 | 0% | 0% | 0% | 1 | 0% | 0% | 0% | 1 | 0% | 0% | 0% | 1 | 0% | 0% | 0% | 1 | 0% | 0% | 0% | 1 | 0% | 0% | 0% | 1 | 0% | 0% | 1 |  |  |  |  | 0% | [5 empty] | 0% | 0% | 0% | 1 | 0% | 0% | 0% | 1 | 0% | 0% | 0% | 1 | 0% | 0% | 0% | 1 | 0% | 0% | 0% | 1 | 0% | 0% | 0% | 1 | 0% | 0% | 0% | 1
265 | 7th Standard | Central_Valley_North_Los_Banos | 0 | 0 | 0 | 0% | 0% | 1 |  |  |  |  | 0% | [5 empty] | 0% | 0% | 0% | 1 | 0% | 0% | 0% | 1 | 0% | 0% | 0% | 1 | 0% | 0% | 0% | 1 | 0% | 0% | 0% | 1 | 0% | 0% | 0% | 1 | 0% | 0% | 0% | 1 | 0% | 0% | 1 |  |  |  |  | 0% | [5 empty] | 0% | 0% | 0% | 1 | 0% | 0% | 0% | 1 | 0% | 0% | 0% | 1 | 0% | 0% | 0% | 1 | 0% | 0% | 0% | 1 | 0% | 0% | 0% | 1 | 0% | 0% | 0% | 1 | 0% | 0% | 1 |  |  |  |  | 0% | [5 empty] | 0% | 0% | 0% | 1 | 0% | 0% | 0% | 1 | 0% | 0% | 0% | 1 | 0% | 0% | 0% | 1 | 0% | 0% | 0% | 1 | 0% | 0% | 0% | 1 | 0% | 0% | 0% | 1 | 0% | 0% | 1 |  |  |  |  | 0% | [5 empty] | 0% | 100% | 100% | 5 | 57.52% | 0% | 0% | 2 | 14.29% | 0% | 0% | 1 | 56.36% | 0% | 0% | 2 | 61.88% | 0% | 0% | 2 | 88.08% | 0% | 0% | 3 | 0.03479% | 0% | 0% | 1
266 | Delevan | Northern_California | 0 | 0 | 0 | 0% | 0% | 1 |  |  |  |  | 0% | [5 empty] | 12.75% | 87.25% | 100% | 5 | 1.974% | 0% | 0% | 1 | 10.74% | 0% | 0% | 1 | 21.39% | 0% | 0% | 1 | 23.37% | 0% | 0% | 1 | 100% | 0% | 0% | 5 | 0% | 0% | 0% | 1 | 0% | 0% | 1 |  |  |  |  | 0% | [5 empty] | 10.12% | 89.88% | 100% | 5 | 50.42% | 0% | 0% | 2 | 4.922% | 0% | 0% | 1 | 11.37% | 0% | 0% | 1 | 61.44% | 0% | 0% | 2 | 100% | 0% | 0% | 5 | 0.003627% | 0% | 0% | 1 | 0% | 0% | 1 |  |  |  |  | 0% | [5 empty] | 3.068% | 96.88% | 99.95% | 5 | 31.24% | 0% | 0% | 1 | 33.15% | 0% | 0% | 1 | 58.67% | 0% | 0% | 2 | 84.46% | 0% | 0% | 3 | 97.96% | 0% | 0% | 5 | 0.5678% | 0% | 0% | 1 | 0% | 0% | 1 |  |  |  |  | 0% | [5 empty] | 20.53% | 67.49% | 88.01% | 5 | 32.7% | 0% | 0% | 1 | 22.42% | 0% | 0% | 1 | 31.56% | 0% | 0% | 1 | 52.69% | 0% | 0% | 2 | 87.36% | 0% | 0% | 3 | 0.4324% | 0% | 0% | 1
267 | Mustang | Central_Valley_North_Los_Banos | 0 | 0 | 0 | 0% | 0% | 1 |  |  |  |  | 0% | [5 empty] | 0% | 0% | 0% | 1 | 0% | 0% | 0% | 1 | 0% | 0% | 0% | 1 | 0% | 0% | 0% | 1 | 0% | 0% | 0% | 1 | 0% | 0% | 0% | 1 | 0% | 0% | 0% | 1 | 0% | 0% | 1 |  |  |  |  | 0% | [5 empty] | 0% | 0% | 0% | 1 | 0% | 0% | 0% | 1 | 0% | 0% | 0% | 1 | 0% | 0% | 0% | 1 | 0% | 0% | 0% | 1 | 0% | 0% | 0% | 1 | 0% | 0% | 0% | 1 | 0% | 0% | 1 |  |  |  |  | 0% | [5 empty] | 0% | 0% | 0% | 1 | 0% | 0% | 0% | 1 | 0% | 0% | 0% | 1 | 0% | 0% | 0% | 1 | 0% | 0% | 0% | 1 | 0% | 0% | 0% | 1 | 0% | 0% | 0% | 1 | 0% | 0% | 1 |  |  |  |  | 0% | [5 empty] | 77.02% | 18.59% | 95.6% | 5 | 95.2% | 0% | 0% | 5 | 0% | 0% | 0% | 1 | 6.568% | 0% | 0% | 1 | 95.2% | 0% | 0% | 5 | 82.47% | 0% | 0% | 3 | 0% | 0% | 0% | 1
268 | Tranquility | Central_Valley_North_Los_Banos | 0 | 0 | 0 | 0% | 0% | 1 |  |  |  |  | 0% | [5 empty] | 0% | 0% | 0% | 1 | 0% | 0% | 0% | 1 | 0% | 0% | 0% | 1 | 0% | 0% | 0% | 1 | 0% | 0% | 0% | 1 | 0% | 0% | 0% | 1 | 0% | 0% | 0% | 1 | 0% | 0% | 1 |  |  |  |  | 0% | [5 empty] | 0% | 0% | 0% | 1 | 0% | 0% | 0% | 1 | 0% | 0% | 0% | 1 | 0% | 0% | 0% | 1 | 0% | 0% | 0% | 1 | 0% | 0% | 0% | 1 | 0% | 0% | 0% | 1 | 0% | 0% | 1 |  |  |  |  | 0% | [5 empty] | 0% | 100% | 100% | 5 | 100% | 0% | 0% | 5 | 0% | 0% | 0% | 1 | 0% | 0% | 0% | 1 | 100% | 0% | 0% | 5 | 100% | 0% | 0% | 5 | 0% | 0% | 0% | 1 | 0% | 0% | 1 |  |  |  |  | 0% | [5 empty] | 28.38% | 69.27% | 97.65% | 5 | 89.76% | 0% | 0% | 3 | 10.24% | 0% | 0% | 1 | 13.76% | 0% | 0% | 1 | 100% | 0% | 0% | 5 | 90.62% | 0% | 0% | 4 | 0% | 0% | 0% | 1
269 | Calcite | Greater_Kramer | 0 | 0 | 0 | 0% | 0% | 1 |  |  |  |  | 0% | [5 empty] | 2.505e-05% | 0% | 2.505e-05% | 1 | 64.35% | 0% | 0% | 2 | 48.85% | 0% | 0% | 1 | 33.62% | 0% | 0% | 1 | 88.47% | 0% | 0% | 3 | 38.94% | 0% | 0% | 1 | 0.003463% | 0% | 0% | 1 | 0% | 0% | 1 |  |  |  |  | 0% | [5 empty] | 5.988% | 4.996% | 10.98% | 2 | 42.26% | 0% | 0% | 1 | 33.25% | 0% | 0% | 1 | 32.73% | 0% | 0% | 1 | 66.77% | 0% | 0% | 2 | 52.89% | 0% | 0% | 2 | 0.1066% | 0% | 0% | 1 | 0% | 0% | 1 |  |  |  |  | 0% | [5 empty] | 4.676% | 5.331% | 10.01% | 2 | 25.05% | 0% | 0% | 1 | 20.75% | 0% | 0% | 1 | 22.94% | 0% | 0% | 1 | 44.17% | 0% | 0% | 1 | 70.64% | 0% | 0% | 3 | 0.0541% | 0% | 0% | 1 | 0% | 0% | 1 |  |  |  |  | 0.2222% | [5 empty] | 4.866% | 3.814% | 8.68% | 2 | 36.62% | 0% | 0% | 1 | 19.4% | 0% | 0% | 1 | 18.47% | 0% | 0% | 1 | 48.27% | 0% | 0% | 1 | 62.71% | 0% | 0% | 2 | 0.7928% | 0% | 0% | 1
270 | Trout Canyon (fka Crazy Eyes) | Southern_NV_Eldorado | 0 | 0 | 0 | 0% | 0% | 1 |  |  |  |  | 0% | [5 empty] | 0% | 0% | 0% | 1 | 0% | 0% | 0% | 1 | 0% | 0% | 0% | 1 | 0% | 0% | 0% | 1 | 0% | 0% | 0% | 1 | 0% | 0% | 0% | 1 | 0% | 0% | 0% | 1 | 0% | 0% | 1 |  |  |  |  | 0% | [5 empty] | 0% | 0% | 0% | 1 | 23.79% | 0% | 0% | 1 | 0.388% | 0% | 0% | 1 | 38.19% | 0% | 0% | 1 | 50.58% | 0% | 0% | 2 | 85.18% | 0% | 0% | 3 | 0% | 0% | 0% | 1 | 0% | 0% | 1 |  |  |  |  | 0% | [5 empty] | 0% | 0% | 0% | 1 | 19.49% | 0% | 0% | 1 | 0.3178% | 0% | 0% | 1 | 38.89% | 0% | 0% | 1 | 49.05% | 0% | 0% | 1 | 82.13% | 0% | 0% | 3 | 0.1219% | 0% | 0% | 1 | 0% | 0% | 1 |  |  |  |  | 0% | [5 empty] | 3.755% | 0% | 3.755% | 1 | 13.71% | 0% | 0% | 1 | 3.662% | 0% | 0% | 1 | 36% | 0% | 0% | 1 | 43.14% | 0% | 0% | 1 | 67.61% | 0% | 0% | 2 | 0.757% | 0% | 0% | 1
271 | Delaney | Arizona | 0 | 0 | 0 | 0% | 0% | 1 |  |  |  |  | 0% | [5 empty] | 0% | 0% | 0% | 1 | 0% | 0% | 0% | 1 | 0% | 0% | 0% | 1 | 0% | 0% | 0% | 1 | 0% | 0% | 0% | 1 | 0% | 0% | 0% | 1 | 0% | 0% | 0% | 1 | 0% | 0% | 1 |  |  |  |  | 0% | [5 empty] | 0% | 0% | 0% | 1 | 0% | 0% | 0% | 1 | 0% | 0% | 0% | 1 | 0% | 0% | 0% | 1 | 0% | 0% | 0% | 1 | 0% | 0% | 0% | 1 | 0% | 0% | 0% | 1 | 0% | 0% | 1 |  |  |  |  | 0% | [5 empty] | 0% | 0% | 0% | 1 | 0% | 0% | 0% | 1 | 0% | 0% | 0% | 1 | 0% | 0% | 0% | 1 | 0% | 0% | 0% | 1 | 0% | 0% | 0% | 1 | 0% | 0% | 0% | 1 | 0% | 0% | 1 |  |  |  |  | 0% | [5 empty] | 0% | 0% | 0% | 1 | 0% | 0% | 0% | 1 | 0% | 0% | 0% | 1 | 0% | 0% | 0% | 1 | 0% | 0% | 0% | 1 | 0% | 0% | 0% | 1 | 0% | 0% | 0% | 1
272 | Desert View | Southern_NV_Eldorado | 0 | 0 | 0 | 0% | 0% | 1 |  |  |  |  | 0% | [5 empty] | 25.68% | 0% | 25.68% | 2 | 0% | 0% | 0% | 1 | 0% | 0% | 0% | 1 | 0% | 0% | 0% | 1 | 0% | 0% | 0% | 1 | 0% | 0% | 0% | 1 | 0% | 0% | 0% | 1 | 0% | 0% | 1 |  |  |  |  | 0% | [5 empty] | 25.68% | 0% | 25.68% | 2 | 0% | 0% | 0% | 1 | 0% | 0% | 0% | 1 | 0% | 0% | 0% | 1 | 0% | 0% | 0% | 1 | 0% | 0% | 0% | 1 | 0% | 0% | 0% | 1 | 0% | 0% | 1 |  |  |  |  | 0% | [5 empty] | 25.68% | 0% | 25.68% | 2 | 0% | 0% | 0% | 1 | 0% | 0% | 0% | 1 | 0% | 0% | 0% | 1 | 0% | 0% | 0% | 1 | 0% | 0% | 0% | 1 | 0% | 0% | 0% | 1 | 0% | 0% | 1 |  |  |  |  | 0% | [5 empty] | 25.68% | 0% | 25.68% | 2 | 0% | 0% | 0% | 1 | 0% | 0% | 0% | 1 | 0% | 0% | 0% | 1 | 0% | 0% | 0% | 1 | 0% | 0% | 0% | 1 | 0% | 0% | 0% | 1
273 | Carpenter Canyon (fka Gamebird) | Southern_NV_Eldorado | 0 | 0 | 0 | 0% | 0% | 1 |  |  |  |  | 0% | [5 empty] | 0% | 0% | 0% | 1 | 35.9% | 0% | 0% | 1 | 1.121% | 0% | 0% | 1 | 11.28% | 0% | 0% | 1 | 37.02% | 0% | 0% | 1 | 96.19% | 0% | 0% | 5 | 0% | 0% | 0% | 1 | 0% | 0% | 1 |  |  |  |  | 0% | [5 empty] | 0% | 0% | 0% | 1 | 21.68% | 0% | 0% | 1 | 4.513% | 0% | 0% | 1 | 42.3% | 0% | 0% | 1 | 53.59% | 0% | 0% | 2 | 80.74% | 0% | 0% | 3 | 0.773% | 0% | 0% | 1 | 0% | 0% | 1 |  |  |  |  | 0% | [5 empty] | 0% | 0% | 0% | 1 | 19.41% | 0% | 0% | 1 | 4.041% | 0% | 0% | 1 | 47.32% | 0% | 0% | 1 | 57.43% | 0% | 0% | 2 | 79.71% | 0% | 0% | 3 | 0.6922% | 0% | 0% | 1 | 0% | 0% | 1 |  |  |  |  | 0% | [5 empty] | 0% | 0% | 0% | 1 | 15.26% | 0% | 0% | 1 | 3.177% | 0% | 0% | 1 | 39.16% | 0% | 0% | 1 | 47.11% | 0% | 0% | 1 | 70.96% | 0% | 0% | 3 | 0.6771% | 0% | 0% | 1
274 | Hassayampa | Arizona | 0 | 0 | 0 | 0% | 0% | 1 |  |  |  |  | 0% | [5 empty] | 0% | 0% | 0% | 1 | 0% | 0% | 0% | 1 | 0% | 0% | 0% | 1 | 0% | 0% | 0% | 1 | 0% | 0% | 0% | 1 | 0% | 0% | 0% | 1 | 0% | 0% | 0% | 1 | 0% | 0% | 1 |  |  |  |  | 0% | [5 empty] | 0% | 0% | 0% | 1 | 0% | 0% | 0% | 1 | 0% | 0% | 0% | 1 | 0% | 0% | 0% | 1 | 0% | 0% | 0% | 1 | 0% | 0% | 0% | 1 | 0% | 0% | 0% | 1 | 0% | 0% | 1 |  |  |  |  | 0% | [5 empty] | 0% | 0% | 0% | 1 | 0% | 0% | 0% | 1 | 0% | 0% | 0% | 1 | 0% | 0% | 0% | 1 | 0% | 0% | 0% | 1 | 0% | 0% | 0% | 1 | 0% | 0% | 0% | 1 | 0% | 0% | 1 |  |  |  |  | 0% | [5 empty] | 0% | 0% | 0% | 1 | 0% | 0% | 0% | 1 | 0% | 0% | 0% | 1 | 0% | 0% | 0% | 1 | 0% | 0% | 0% | 1 | 0% | 0% | 0% | 1 | 0% | 0% | 0% | 1
275 | Hoodoo Wash | Arizona | 0 | 0 | 0 | 0% | 0% | 1 |  |  |  |  | 0% | [5 empty] | 0% | 0% | 0% | 1 | 0% | 0% | 0% | 1 | 0% | 0% | 0% | 1 | 0% | 0% | 0% | 1 | 0% | 0% | 0% | 1 | 0% | 0% | 0% | 1 | 0% | 0% | 0% | 1 | 0% | 0% | 1 |  |  |  |  | 0% | [5 empty] | 0% | 0% | 0% | 1 | 0% | 0% | 0% | 1 | 0% | 0% | 0% | 1 | 0% | 0% | 0% | 1 | 0% | 0% | 0% | 1 | 0% | 0% | 0% | 1 | 0% | 0% | 0% | 1 | 0% | 0% | 1 |  |  |  |  | 0% | [5 empty] | 0% | 0% | 0% | 1 | 0% | 0% | 0% | 1 | 0% | 0% | 0% | 1 | 0% | 0% | 0% | 1 | 0% | 0% | 0% | 1 | 0% | 0% | 0% | 1 | 0% | 0% | 0% | 1 | 0% | 0% | 1 |  |  |  |  | 0% | [5 empty] | 0% | 0% | 0% | 1 | 0% | 0% | 0% | 1 | 0% | 0% | 0% | 1 | 0% | 0% | 0% | 1 | 0% | 0% | 0% | 1 | 0% | 0% | 0% | 1 | 0% | 0% | 0% | 1
276 | Innovation | Southern_NV_Eldorado | 0 | 0 | 0 | 0% | 0% | 1 |  |  |  |  | 0% | [5 empty] | 0% | 0% | 0% | 1 | 0% | 0% | 0% | 1 | 0% | 0% | 0% | 1 | 0% | 0% | 0% | 1 | 0% | 0% | 0% | 1 | 0% | 0% | 0% | 1 | 0% | 0% | 0% | 1 | 0% | 0% | 1 |  |  |  |  | 0% | [5 empty] | 0% | 0% | 0% | 1 | 0% | 0% | 0% | 1 | 0% | 0% | 0% | 1 | 0% | 0% | 0% | 1 | 0% | 0% | 0% | 1 | 0% | 0% | 0% | 1 | 0% | 0% | 0% | 1 | 0% | 0% | 1 |  |  |  |  | 0% | [5 empty] | 0% | 0% | 0% | 1 | 0% | 0% | 0% | 1 | 0% | 0% | 0% | 1 | 0% | 0% | 0% | 1 | 0% | 0% | 0% | 1 | 0% | 0% | 0% | 1 | 0% | 0% | 0% | 1 | 0% | 0% | 1 |  |  |  |  | 0% | [5 empty] | 0% | 0% | 0% | 1 | 0% | 0% | 0% | 1 | 0.08675% | 0% | 0% | 1 | 0.0961% | 0% | 0% | 1 | 0.0961% | 0% | 0% | 1 | 0.07127% | 0% | 0% | 1 | 0.002902% | 0% | 0% | 1
277 | Lathrop | Southern_NV_Eldorado | 0 | 0 | 0 | 0% | 0% | 1 |  |  |  |  | 0% | [5 empty] | 0% | 0% | 0% | 1 | 0% | 0% | 0% | 1 | 0% | 0% | 0% | 1 | 0% | 0% | 0% | 1 | 0% | 0% | 0% | 1 | 0% | 0% | 0% | 1 | 0% | 0% | 0% | 1 | 0% | 0% | 1 |  |  |  |  | 0% | [5 empty] | 0% | 0% | 0% | 1 | 0% | 0% | 0% | 1 | 0% | 0% | 0% | 1 | 0% | 0% | 0% | 1 | 0% | 0% | 0% | 1 | 0% | 0% | 0% | 1 | 0% | 0% | 0% | 1 | 0% | 0% | 1 |  |  |  |  | 0% | [5 empty] | 0% | 0% | 0% | 1 | 0% | 0% | 0% | 1 | 0% | 0% | 0% | 1 | 0% | 0% | 0% | 1 | 0% | 0% | 0% | 1 | 2.327% | 0% | 0% | 1 | 0.009351% | 0% | 0% | 1 | 0% | 0% | 1 |  |  |  |  | 0% | [5 empty] | 0% | 0% | 0% | 1 | 0% | 0% | 0% | 1 | 0% | 0% | 0% | 1 | 0% | 0% | 0% | 1 | 0% | 0% | 0% | 1 | 2.169% | 0% | 0% | 1 | 0.008715% | 0% | 0% | 1
278 | Mohave | Southern_NV_Eldorado | 0 | 0 | 0 | 0% | 0% | 1 |  |  |  |  | 0% | [5 empty] | 0% | 0% | 0% | 1 | 0% | 0% | 0% | 1 | 0% | 0% | 0% | 1 | 0% | 0% | 0% | 1 | 0% | 0% | 0% | 1 | 0% | 0% | 0% | 1 | 0% | 0% | 0% | 1 | 0% | 0% | 1 |  |  |  |  | 0% | [5 empty] | 0% | 0% | 0% | 1 | 0% | 0% | 0% | 1 | 0% | 0% | 0% | 1 | 0% | 0% | 0% | 1 | 0% | 0% | 0% | 1 | 0.1076% | 0% | 0% | 1 | 0% | 0% | 0% | 1 | 0% | 0% | 1 |  |  |  |  | 0% | [5 empty] | 0% | 0% | 0% | 1 | 7.299% | 0% | 0% | 1 | 2.088% | 0% | 0% | 1 | 0% | 0% | 0% | 1 | 7.353% | 0% | 0% | 1 | 6.69% | 0% | 0% | 1 | 0% | 0% | 0% | 1 | 0% | 0% | 1 |  |  |  |  | 0% | [5 empty] | 0% | 0% | 0% | 1 | 7.867% | 0% | 0% | 1 | 14.83% | 0% | 0% | 1 | 13.01% | 0% | 0% | 1 | 24.9% | 0% | 0% | 1 | 27.25% | 0% | 0% | 1 | 0% | 0% | 0% | 1
279 | Pahrump | Southern_NV_Eldorado | 0 | 0 | 0 | 0% | 0% | 1 |  |  |  |  | 0% | [5 empty] | 0% | 0% | 0% | 1 | 0% | 0% | 0% | 1 | 34.14% | 0% | 0% | 1 | 39.34% | 0% | 0% | 1 | 39.34% | 0% | 0% | 1 | 76.59% | 0% | 0% | 3 | 5.923% | 0% | 0% | 1 | 0% | 0% | 1 |  |  |  |  | 0% | [5 empty] | 0% | 0% | 0% | 1 | 24.87% | 0% | 0% | 1 | 5.178% | 0% | 0% | 1 | 33.7% | 0% | 0% | 1 | 46.65% | 0% | 0% | 1 | 79.58% | 0% | 0% | 3 | 0.8869% | 0% | 0% | 1 | 0% | 0% | 1 |  |  |  |  | 0% | [5 empty] | 0% | 0% | 0% | 1 | 18.89% | 0% | 0% | 1 | 3.933% | 0% | 0% | 1 | 46.02% | 0% | 0% | 1 | 55.86% | 0% | 0% | 2 | 77.96% | 0% | 0% | 3 | 0.6964% | 0% | 0% | 1 | 0% | 0% | 1 |  |  |  |  | 0% | [5 empty] | 0% | 0% | 0% | 1 | 15.82% | 0% | 0% | 1 | 3.293% | 0% | 0% | 1 | 40.59% | 0% | 0% | 1 | 48.83% | 0% | 0% | 1 | 71.88% | 0% | 0% | 3 | 0.6479% | 0% | 0% | 1
280 | Palo Verde | Arizona | 3000 | 120000 | 0 | 999.9% | 999.9% | 5 |  |  |  |  | 0% | [5 empty] | 0% | 0% | 0% | 1 | 0% | 999% | 999.9% | 5 | 0% | 999% | 999.9% | 5 | 0% | 999% | 999.9% | 5 | 0% | 999% | 999.9% | 5 | 0% | 999% | 999.9% | 5 | 0% | 999% | 999.9% | 5 | 999.9% | 999.9% | 5 |  |  |  |  | 0% | [5 empty] | 0% | 0% | 0% | 1 | 0% | 999% | 999.9% | 5 | 0% | 999% | 999.9% | 5 | 0% | 999% | 999.9% | 5 | 0% | 999% | 999.9% | 5 | 0% | 999% | 999.9% | 5 | 0% | 999% | 999.9% | 5 | 999.9% | 999.9% | 5 |  |  |  |  | 0% | [5 empty] | 0% | 0% | 0% | 1 | 0% | 999% | 999.9% | 5 | 0% | 999% | 999.9% | 5 | 0% | 999% | 999.9% | 5 | 0% | 999% | 999.9% | 5 | 0% | 999% | 999.9% | 5 | 0% | 999% | 999.9% | 5 | 999.9% | 999.9% | 5 |  |  |  |  | 0% | [5 empty] | 0% | 0% | 0% | 1 | 0% | 999% | 999.9% | 5 | 0% | 999% | 999.9% | 5 | 0% | 999% | 999.9% | 5 | 0% | 999% | 999.9% | 5 | 0% | 999% | 999.9% | 5 | 0% | 999% | 999.9% | 5
281 | Primm | Southern_NV_Eldorado | 0 | 0 | 0 | 0% | 0% | 1 |  |  |  |  | 0% | [5 empty] | 0% | 0% | 0% | 1 | 87.6% | 0% | 0% | 3 | 79.02% | 0% | 0% | 3 | 11.8% | 0% | 0% | 1 | 99.31% | 0% | 0% | 5 | 16.56% | 0% | 0% | 1 | 0% | 0% | 0% | 1 | 0% | 0% | 1 |  |  |  |  | 0% | [5 empty] | 0% | 0% | 0% | 1 | 86.89% | 0% | 0% | 3 | 78.32% | 0% | 0% | 3 | 11.67% | 0% | 0% | 1 | 98.46% | 0% | 0% | 5 | 16.58% | 0% | 0% | 1 | 0% | 0% | 0% | 1 | 0% | 0% | 1 |  |  |  |  | 0% | [5 empty] | 0% | 0% | 0% | 1 | 70.15% | 0% | 0% | 3 | 65.83% | 0% | 0% | 2 | 12.26% | 0% | 0% | 1 | 81.96% | 0% | 0% | 3 | 22.32% | 0% | 0% | 1 | 0.712% | 0% | 0% | 1 | 0% | 0% | 1 |  |  |  |  | 0% | [5 empty] | 0% | 0% | 0% | 1 | 34.83% | 0% | 0% | 1 | 46.41% | 0% | 0% | 1 | 15.49% | 0% | 0% | 1 | 54.41% | 0% | 0% | 2 | 47.47% | 0% | 0% | 1 | 0.5207% | 0% | 0% | 1
282 | Sloan Canyon (fka Bob) | Southern_NV_Eldorado | 0 | 0 | 0 | 0% | 0% | 1 |  |  |  |  | 0% | [5 empty] | 0% | 0% | 0% | 1 | 0% | 0% | 0% | 1 | 0% | 0% | 0% | 1 | 0% | 0% | 0% | 1 | 0% | 0% | 0% | 1 | 0% | 0% | 0% | 1 | 0% | 0% | 0% | 1 | 0% | 0% | 1 |  |  |  |  | 0% | [5 empty] | 0% | 0% | 0% | 1 | 0% | 0% | 0% | 1 | 0% | 0% | 0% | 1 | 0% | 0% | 0% | 1 | 0% | 0% | 0% | 1 | 0% | 0% | 0% | 1 | 0% | 0% | 0% | 1 | 0% | 0% | 1 |  |  |  |  | 0% | [5 empty] | 0% | 0% | 0% | 1 | 0% | 0% | 0% | 1 | 0% | 0% | 0% | 1 | 0% | 0% | 0% | 1 | 0% | 0% | 0% | 1 | 0% | 0% | 0% | 1 | 0% | 0% | 0% | 1 | 0% | 0% | 1 |  |  |  |  | 0% | [5 empty] | 0% | 0% | 0% | 1 | 3.215% | 0% | 0% | 1 | 2.422% | 0% | 0% | 1 | 0% | 0% | 0% | 1 | 3.215% | 0% | 0% | 1 | 0.004019% | 0% | 0% | 1 | 0% | 0% | 0% | 1
283 | Valley (VEA) | Southern_NV_Eldorado | 0 | 0 | 0 | 0% | 0% | 1 |  |  |  |  | 0% | [5 empty] | 0% | 0% | 0% | 1 | 0% | 0% | 0% | 1 | 0% | 0% | 0% | 1 | 0% | 0% | 0% | 1 | 0% | 0% | 0% | 1 | 99.55% | 0% | 0% | 5 | 0.4% | 0% | 0% | 1 | 0% | 0% | 1 |  |  |  |  | 0% | [5 empty] | 0% | 0% | 0% | 1 | 0% | 0% | 0% | 1 | 0% | 0% | 0% | 1 | 0% | 0% | 0% | 1 | 0% | 0% | 0% | 1 | 47.25% | 0% | 0% | 1 | 0.1899% | 0% | 0% | 1 | 0% | 0% | 1 |  |  |  |  | 0% | [5 empty] | 0% | 0% | 0% | 1 | 0% | 0% | 0% | 1 | 0% | 0% | 0% | 1 | 0% | 0% | 0% | 1 | 0% | 0% | 0% | 1 | 9.452% | 0% | 0% | 1 | 0.03798% | 0% | 0% | 1 | 0% | 0% | 1 |  |  |  |  | 0% | [5 empty] | 0% | 0% | 0% | 1 | 0% | 0% | 0% | 1 | 0% | 0% | 0% | 1 | 0% | 0% | 0% | 1 | 0% | 0% | 0% | 1 | 2.485% | 0% | 0% | 1 | 0.01068% | 0% | 0% | 1
284 | Vista (VEA) | Southern_NV_Eldorado | 0 | 0 | 0 | 0% | 0% | 1 |  |  |  |  | 0% | [5 empty] | 0% | 0% | 0% | 1 | 0% | 0% | 0% | 1 | 0% | 0% | 0% | 1 | 0% | 0% | 0% | 1 | 0% | 0% | 0% | 1 | 0% | 0% | 0% | 1 | 0% | 0% | 0% | 1 | 0% | 0% | 1 |  |  |  |  | 0% | [5 empty] | 0% | 0% | 0% | 1 | 0% | 0% | 0% | 1 | 43.63% | 0% | 0% | 1 | 60.82% | 0% | 0% | 2 | 60.82% | 0% | 0% | 2 | 29.57% | 0% | 0% | 1 | 8.108% | 0% | 0% | 1 | 0% | 0% | 1 |  |  |  |  | 0% | [5 empty] | 0% | 0% | 0% | 1 | 10.02% | 0% | 0% | 1 | 10.24% | 0% | 0% | 1 | 22.55% | 0% | 0% | 1 | 32.57% | 0% | 0% | 1 | 64.5% | 0% | 0% | 2 | 1.755% | 0% | 0% | 1 | 0% | 0% | 1 |  |  |  |  | 0% | [5 empty] | 0% | 0% | 0% | 1 | 5.156% | 0% | 0% | 1 | 1.073% | 0% | 0% | 1 | 12.92% | 0% | 0% | 1 | 15.61% | 0% | 0% | 1 | 25.18% | 0% | 0% | 1 | 0.2159% | 0% | 0% | 1
285 | Bay Boulevard | Greater_SD | 0 | 0 | 0 | 0% | 0% | 1 |  |  |  |  | 0% | [5 empty] | 0% | 0% | 0% | 1 | 7.197% | 0% | 0% | 1 | 35.77% | 0% | 0% | 1 | 71.05% | 0% | 0% | 3 | 72% | 0% | 0% | 3 | 0% | 0% | 0% | 1 | 8.161% | 0% | 0% | 1 | 0% | 0% | 1 |  |  |  |  | 0% | [5 empty] | 0% | 0% | 0% | 1 | 7.639% | 0% | 0% | 1 | 36.23% | 0% | 0% | 1 | 66.01% | 0% | 0% | 2 | 66.78% | 0% | 0% | 2 | 0% | 0% | 0% | 1 | 6.871% | 0% | 0% | 1 | 0% | 0% | 1 |  |  |  |  | 0% | [5 empty] | 0% | 0% | 0% | 1 | 7.03% | 0% | 0% | 1 | 36.22% | 0% | 0% | 1 | 65.61% | 0% | 0% | 2 | 66.31% | 0% | 0% | 2 | 0.3303% | 0% | 0% | 1 | 7.63% | 0% | 0% | 1 | 0% | 0% | 1 |  |  |  |  | 0% | [5 empty] | 0% | 0% | 0% | 1 | 5.823% | 0% | 0% | 1 | 34.41% | 0% | 0% | 1 | 67.28% | 0% | 0% | 2 | 67.87% | 0% | 0% | 2 | 3.664% | 0% | 0% | 1 | 7.244% | 0% | 0% | 1
286 | Beatty | Southern_NV_Eldorado | 0 | 0 | 0 | 0% | 0% | 1 |  |  |  |  | 0% | [5 empty] | 0% | 0% | 0% | 1 | 0% | 0% | 0% | 1 | 0% | 0% | 0% | 1 | 0% | 0% | 0% | 1 | 0% | 0% | 0% | 1 | 0% | 0% | 0% | 1 | 0% | 0% | 0% | 1 | 0% | 0% | 1 |  |  |  |  | 0% | [5 empty] | 0% | 0% | 0% | 1 | 0% | 0% | 0% | 1 | 0% | 0% | 0% | 1 | 0% | 0% | 0% | 1 | 0% | 0% | 0% | 1 | 0% | 0% | 0% | 1 | 0% | 0% | 0% | 1 | 0% | 0% | 1 |  |  |  |  | 0% | [5 empty] | 0% | 0% | 0% | 1 | 0% | 0% | 0% | 1 | 0% | 0% | 0% | 1 | 0% | 0% | 0% | 1 | 0% | 0% | 0% | 1 | 0% | 0% | 0% | 1 | 0% | 0% | 0% | 1 | 0% | 0% | 1 |  |  |  |  | 0% | [5 empty] | 0% | 0% | 0% | 1 | 0% | 0% | 0% | 1 | 0% | 0% | 0% | 1 | 0% | 0% | 0% | 1 | 0% | 0% | 0% | 1 | 0% | 0% | 0% | 1 | 0% | 0% | 0% | 1
287 | Lee Lake (Proposed) | Riverside (Exclude) | 0 | 0 | 0 | 0% | 0% | 1 |  |  |  |  | 0% | [5 empty] | 0% | 0% | 0% | 1 | 0% | 0% | 0% | 1 | 0% | 0% | 0% | 1 | 0% | 0% | 0% | 1 | 0% | 0% | 0% | 1 | 0% | 0% | 0% | 1 | 0% | 0% | 0% | 1 | 0% | 0% | 1 |  |  |  |  | 0% | [5 empty] | 0% | 0% | 0% | 1 | 0% | 0% | 0% | 1 | 0% | 0% | 0% | 1 | 0% | 0% | 0% | 1 | 0% | 0% | 0% | 1 | 0% | 0% | 0% | 1 | 0% | 0% | 0% | 1 | 0% | 0% | 1 |  |  |  |  | 0% | [5 empty] | 0% | 0% | 0% | 1 | 0% | 0% | 0% | 1 | 0% | 0% | 0% | 1 | 0% | 0% | 0% | 1 | 0% | 0% | 0% | 1 | 0% | 0% | 0% | 1 | 0% | 0% | 0% | 1 | 0% | 0% | 1 |  |  |  |  | 0% | [5 empty] | 0.1968% | 0% | 0.1968% | 1 | 2.882% | 0% | 0% | 1 | 19.37% | 0% | 0% | 1 | 72.1% | 0% | 0% | 3 | 74.98% | 0% | 0% | 3 | 0% | 0% | 0% | 1 | 2.923% | 0% | 0% | 1
288 | Leprino Jct | Central_Valley_North_Los_Banos | 0 | 0 | 0 | 0% | 0% | 1 |  |  |  |  | 0% | [5 empty] | 0% | 0% | 0% | 1 | 0% | 0% | 0% | 1 | 0% | 0% | 0% | 1 | 0% | 0% | 0% | 1 | 0% | 0% | 0% | 1 | 0% | 0% | 0% | 1 | 0% | 0% | 0% | 1 | 0% | 0% | 1 |  |  |  |  | 0% | [5 empty] | 0% | 0% | 0% | 1 | 0% | 0% | 0% | 1 | 0% | 0% | 0% | 1 | 0% | 0% | 0% | 1 | 0% | 0% | 0% | 1 | 0% | 0% | 0% | 1 | 0% | 0% | 0% | 1 | 0% | 0% | 1 |  |  |  |  | 0% | [5 empty] | 0% | 0% | 0% | 1 | 0% | 0% | 0% | 1 | 0% | 0% | 0% | 1 | 0% | 0% | 0% | 1 | 0% | 0% | 0% | 1 | 0% | 0% | 0% | 1 | 0% | 0% | 0% | 1 | 0% | 0% | 1 |  |  |  |  | 0% | [5 empty] | 90.88% | 0% | 90.88% | 5 | 100% | 0% | 0% | 5 | 0% | 0% | 0% | 1 | 13.62% | 0% | 0% | 1 | 100% | 0% | 0% | 5 | 63.65% | 0% | 0% | 2 | 0% | 0% | 0% | 1
289 | Mead | Southern_NV_Eldorado | 0 | 0 | 0 | 0% | 0% | 1 |  |  |  |  | 0% | [5 empty] | 0% | 0% | 0% | 1 | 0% | 0% | 0% | 1 | 0% | 0% | 0% | 1 | 0% | 0% | 0% | 1 | 0% | 0% | 0% | 1 | 0% | 0% | 0% | 1 | 0% | 0% | 0% | 1 | 0% | 0% | 1 |  |  |  |  | 0% | [5 empty] | 0% | 0% | 0% | 1 | 0% | 0% | 0% | 1 | 0% | 0% | 0% | 1 | 0% | 0% | 0% | 1 | 0% | 0% | 0% | 1 | 0% | 0% | 0% | 1 | 0% | 0% | 0% | 1 | 0% | 0% | 1 |  |  |  |  | 0% | [5 empty] | 0% | 0% | 0% | 1 | 0% | 0% | 0% | 1 | 0% | 0% | 0% | 1 | 0% | 0% | 0% | 1 | 0% | 0% | 0% | 1 | 0% | 0% | 0% | 1 | 0% | 0% | 0% | 1 | 0% | 0% | 1 |  |  |  |  | 0% | [5 empty] | 0% | 0% | 0% | 1 | 0% | 0% | 0% | 1 | 0% | 0% | 0% | 1 | 0% | 0% | 0% | 1 | 0% | 0% | 0% | 1 | 0% | 0% | 0% | 1 | 0% | 0% | 0% | 1
290 | Quinto | Central_Valley_North_Los_Banos | 0 | 0 | 0 | 0% | 0% | 1 |  |  |  |  | 0% | [5 empty] | 82.79% | 16.96% | 99.75% | 5 | 99.28% | 0% | 0% | 5 | 8.284% | 0% | 0% | 1 | 16% | 0% | 0% | 1 | 100% | 0% | 0% | 5 | 89.56% | 0% | 0% | 3 | 0.04641% | 0% | 0% | 1 | 0% | 0% | 1 |  |  |  |  | 0% | [5 empty] | 58.61% | 41.25% | 99.86% | 5 | 97.66% | 0% | 0% | 5 | 6.117% | 0% | 0% | 1 | 10.39% | 0% | 0% | 1 | 99.59% | 0% | 0% | 5 | 94.2% | 0% | 0% | 4 | 0.2856% | 0% | 0% | 1 | 0% | 0% | 1 |  |  |  |  | 0% | [5 empty] | 50.71% | 49.16% | 99.87% | 5 | 94.94% | 0% | 0% | 4 | 4.704% | 0% | 0% | 1 | 8.267% | 0% | 0% | 1 | 96.7% | 0% | 0% | 5 | 95.5% | 0% | 0% | 5 | 0.2196% | 0% | 0% | 1 | 0% | 0% | 1 |  |  |  |  | 0% | [5 empty] | 43.85% | 56.09% | 99.94% | 5 | 95.51% | 0% | 0% | 5 | 10.72% | 0% | 0% | 1 | 20.38% | 0% | 0% | 1 | 97.27% | 0% | 0% | 5 | 97.9% | 0% | 0% | 5 | 0.132% | 0% | 0% | 1
291 | Sandy | Southern_NV_Eldorado | 0 | 0 | 0 | 0% | 0% | 1 |  |  |  |  | 0% | [5 empty] | 0% | 0% | 0% | 1 | 0% | 0% | 0% | 1 | 0% | 0% | 0% | 1 | 0% | 0% | 0% | 1 | 0% | 0% | 0% | 1 | 0% | 0% | 0% | 1 | 0% | 0% | 0% | 1 | 0% | 0% | 1 |  |  |  |  | 0% | [5 empty] | 0% | 0% | 0% | 1 | 0% | 0% | 0% | 1 | 0% | 0% | 0% | 1 | 2.068% | 0% | 0% | 1 | 2.068% | 0% | 0% | 1 | 58.5% | 0% | 0% | 2 | 1.128% | 0% | 0% | 1 | 0% | 0% | 1 |  |  |  |  | 0% | [5 empty] | 0% | 0% | 0% | 1 | 19.88% | 0% | 0% | 1 | 0.1012% | 0% | 0% | 1 | 38.18% | 0% | 0% | 1 | 48.54% | 0% | 0% | 1 | 78.98% | 0% | 0% | 3 | 0.3885% | 0% | 0% | 1 | 0% | 0% | 1 |  |  |  |  | 0% | [5 empty] | 3.722% | 0% | 3.722% | 1 | 13.7% | 0% | 0% | 1 | 5.076% | 0% | 0% | 1 | 34.06% | 0% | 0% | 1 | 41.14% | 0% | 0% | 1 | 68.71% | 0% | 0% | 2 | 0.5209% | 0% | 0% | 1
292 | Eldorado | Southern_NV_Eldorado | 0 | 0 | 0 | 0% | 0% | 1 |  |  |  |  | 0% | [5 empty] | 0% | 0% | 0% | 1 | 0% | 0% | 0% | 1 | 0% | 0% | 0% | 1 | 0% | 0% | 0% | 1 | 0% | 0% | 0% | 1 | 0% | 0% | 0% | 1 | 0% | 0% | 0% | 1 | 0% | 0% | 1 |  |  |  |  | 0% | [5 empty] | 0% | 0% | 0% | 1 | 0% | 0% | 0% | 1 | 0% | 0% | 0% | 1 | 0% | 0% | 0% | 1 | 0% | 0% | 0% | 1 | 0% | 0% | 0% | 1 | 0% | 0% | 0% | 1 | 0% | 0% | 1 |  |  |  |  | 0% | [5 empty] | 0% | 0% | 0% | 1 | 0% | 0% | 0% | 1 | 0% | 0% | 0% | 1 | 0% | 0% | 0% | 1 | 0% | 0% | 0% | 1 | 0% | 0% | 0% | 1 | 0% | 0% | 0% | 1 | 0% | 0% | 1 |  |  |  |  | 0% | [5 empty] | 0% | 0% | 0% | 1 | 16.31% | 0% | 0% | 1 | 9.622% | 0% | 0% | 1 | 2.038% | 0% | 0% | 1 | 18.35% | 0% | 0% | 1 | 3.093% | 0% | 0% | 1 | 0% | 0% | 0% | 1
293 | Fink (Proposed) |  | 0 | 0 | 0 | 0% | 0% | 1 |  |  |  |  | 0% | [5 empty] | 52.37% | 47.63% | 100% | 5 | 94.97% | 0% | 0% | 4 | 21.98% | 0% | 0% | 1 | 56.04% | 0% | 0% | 2 | 97.59% | 0% | 0% | 5 | 100% | 0% | 0% | 5 | 0% | 0% | 0% | 1 | 0% | 0% | 1 |  |  |  |  | 0% | [5 empty] | 45.96% | 54.04% | 100% | 5 | 95.78% | 0% | 0% | 5 | 18.55% | 0% | 0% | 1 | 41.6% | 0% | 0% | 1 | 98.09% | 0% | 0% | 5 | 100% | 0% | 0% | 5 | 0.01721% | 0% | 0% | 1 | 0% | 0% | 1 |  |  |  |  | 0% | [5 empty] | 37.94% | 62.06% | 100% | 5 | 96.84% | 0% | 0% | 5 | 22.05% | 0% | 0% | 1 | 44.17% | 0% | 0% | 1 | 98.73% | 0% | 0% | 5 | 99.73% | 0% | 0% | 5 | 0.01229% | 0% | 0% | 1 | 0% | 0% | 1 |  |  |  |  | 0% | [5 empty] | 55.36% | 44.6% | 99.97% | 5 | 96.5% | 0% | 0% | 5 | 35.36% | 0% | 0% | 1 | 45.63% | 0% | 0% | 1 | 98.23% | 0% | 0% | 5 | 95.79% | 0% | 0% | 5 | 0.3994% | 0% | 0% | 1
294 | Gates-Midway (Proposed) | Central_Valley_North_Los_Banos | 0 | 0 | 0 | 0% | 0% | 1 |  |  |  |  | 0% | [5 empty] | 0% | 0% | 0% | 1 | 0% | 0% | 0% | 1 | 0% | 0% | 0% | 1 | 0% | 0% | 0% | 1 | 0% | 0% | 0% | 1 | 0% | 0% | 0% | 1 | 0% | 0% | 0% | 1 | 0% | 0% | 1 |  |  |  |  | 0% | [5 empty] | 0% | 0% | 0% | 1 | 0% | 0% | 0% | 1 | 0% | 0% | 0% | 1 | 0% | 0% | 0% | 1 | 0% | 0% | 0% | 1 | 0% | 0% | 0% | 1 | 0% | 0% | 0% | 1 | 0% | 0% | 1 |  |  |  |  | 0% | [5 empty] | 0% | 0% | 0% | 1 | 0% | 0% | 0% | 1 | 0% | 0% | 0% | 1 | 0% | 0% | 0% | 1 | 0% | 0% | 0% | 1 | 0% | 0% | 0% | 1 | 0% | 0% | 0% | 1 | 0% | 0% | 1 |  |  |  |  | 0% | [5 empty] | 85.08% | 0% | 85.08% | 5 | 70.44% | 0% | 0% | 3 | 4.205% | 0% | 0% | 1 | 18% | 0% | 0% | 1 | 74.46% | 0% | 0% | 3 | 64.05% | 0% | 0% | 2 | 0.7394% | 0% | 0% | 1
295 | Rancho Seco - Bellota (Proposed) | Solano | 0 | 0 | 0 | 0% | 0% | 1 |  |  |  |  | 0% | [5 empty] | 0% | 0% | 0% | 1 | 0% | 0% | 0% | 1 | 0% | 0% | 0% | 1 | 0% | 0% | 0% | 1 | 0% | 0% | 0% | 1 | 0% | 0% | 0% | 1 | 0% | 0% | 0% | 1 | 0% | 0% | 1 |  |  |  |  | 0% | [5 empty] | 0% | 0% | 0% | 1 | 0% | 0% | 0% | 1 | 0% | 0% | 0% | 1 | 0% | 0% | 0% | 1 | 0% | 0% | 0% | 1 | 0% | 0% | 0% | 1 | 0% | 0% | 0% | 1 | 0% | 0% | 1 |  |  |  |  | 0% | [5 empty] | 0% | 0% | 0% | 1 | 0% | 0% | 0% | 1 | 0% | 0% | 0% | 1 | 0% | 0% | 0% | 1 | 0% | 0% | 0% | 1 | 0% | 0% | 0% | 1 | 0% | 0% | 0% | 1 | 0% | 0% | 1 |  |  |  |  | 0% | [5 empty] | 0% | 0% | 0% | 1 | 0% | 0% | 0% | 1 | 0% | 0% | 0% | 1 | 0% | 0% | 0% | 1 | 0% | 0% | 0% | 1 | 0% | 0% | 0% | 1 | 0% | 0% | 0% | 1
296 | Midway - Wheeler Ridge (Proposed) | Central_Valley_North_Los_Banos | 0 | 0 | 0 | 0% | 0% | 1 |  |  |  |  | 0% | [5 empty] | 0% | 0% | 0% | 1 | 0% | 0% | 0% | 1 | 0% | 0% | 0% | 1 | 0% | 0% | 0% | 1 | 0% | 0% | 0% | 1 | 0% | 0% | 0% | 1 | 0% | 0% | 0% | 1 | 0% | 0% | 1 |  |  |  |  | 0% | [5 empty] | 0% | 0% | 0% | 1 | 0% | 0% | 0% | 1 | 0% | 0% | 0% | 1 | 0% | 0% | 0% | 1 | 0% | 0% | 0% | 1 | 0% | 0% | 0% | 1 | 0% | 0% | 0% | 1 | 0% | 0% | 1 |  |  |  |  | 0% | [5 empty] | 0% | 0% | 0% | 1 | 0% | 0% | 0% | 1 | 0% | 0% | 0% | 1 | 0% | 0% | 0% | 1 | 0% | 0% | 0% | 1 | 0% | 0% | 0% | 1 | 0% | 0% | 0% | 1 | 0% | 0% | 1 |  |  |  |  | 0% | [5 empty] | 44.1% | 52.65% | 96.75% | 5 | 82% | 0% | 0% | 3 | 60.44% | 0% | 0% | 2 | 62.11% | 0% | 0% | 2 | 92.24% | 0% | 0% | 4 | 64.79% | 0% | 0% | 2 | 2.328% | 0% | 0% | 1
297 | Suncrest - Ocotillo (Proposed) | Greater_Imperial | 280 | 11200 | 20 | 191.9% | 35.91% | 5 |  |  |  |  | 0% | [5 empty] | 11.06% | 87.57% | 98.64% | 5 | 0% | 53.91% | 0% | 3 | 13.78% | 62.53% | 0% | 3 | 38.11% | 87.11% | 0% | 4 | 38.6% | 87.81% | 0% | 4 | 46.55% | 100.9% | 0.9903% | 4 | 1.093% | 54.51% | 0% | 3 | 107.4% | 2.914% | 4 |  |  |  |  | 0% | [5 empty] | 40.81% | 54.75% | 95.56% | 5 | 5.558% | 32.05% | 0% | 2 | 18.28% | 37.04% | 0% | 2 | 46.18% | 56.24% | 0% | 3 | 52.06% | 63.14% | 0% | 3 | 31.39% | 44.11% | 0% | 2 | 1.328% | 30.67% | 0% | 2 | 88.81% | 0% | 4 |  |  |  |  | 0% | [5 empty] | 42.08% | 49.45% | 91.52% | 5 | 9.166% | 28.63% | 0% | 2 | 19.5% | 32.31% | 0% | 2 | 42.93% | 45.57% | 0% | 2 | 51.44% | 53.56% | 0% | 3 | 31.05% | 37.72% | 0% | 2 | 1.73% | 26.47% | 0% | 2 | 75.25% | 0% | 3 |  |  |  |  | 0% | [5 empty] | 26.21% | 32.08% | 58.29% | 5 | 19.82% | 18.51% | 0% | 1 | 17.1% | 17.9% | 0% | 1 | 34.49% | 22.65% | 0% | 2 | 51.24% | 30.43% | 0% | 2 | 40.61% | 24.99% | 0% | 2 | 1.85% | 15.12% | 0% | 1
298 | North Gila - IV (Proposed) | Greater_Imperial | 0 | 0 | 0 | 0% | 0% | 1 |  |  |  |  | 0% | [5 empty] | 0% | 0% | 0% | 1 | 0% | 0% | 0% | 1 | 71.4% | 0% | 0% | 3 | 71.4% | 0% | 0% | 3 | 71.4% | 0% | 0% | 3 | 63.01% | 0% | 0% | 2 | 2.513% | 0% | 0% | 1 | 0% | 0% | 1 |  |  |  |  | 0.0344% | [5 empty] | 0% | 0% | 0% | 1 | 0% | 0% | 0% | 1 | 70.68% | 0% | 0% | 3 | 70.68% | 0% | 0% | 3 | 70.68% | 0% | 0% | 3 | 62.18% | 0% | 0% | 2 | 2.522% | 0% | 0% | 1 | 0% | 0% | 1 |  |  |  |  | 0.0388% | [5 empty] | 0% | 0% | 0% | 1 | 18.84% | 0% | 0% | 1 | 37.66% | 0% | 0% | 1 | 37.66% | 0% | 0% | 1 | 56.5% | 0% | 0% | 2 | 75.64% | 0% | 0% | 3 | 1.587% | 0% | 0% | 1 | 0% | 0% | 1 |  |  |  |  | 0.04737% | [5 empty] | 0% | 0% | 0% | 1 | 23.39% | 0% | 0% | 1 | 21.19% | 0% | 0% | 1 | 16.38% | 0% | 0% | 1 | 43.39% | 0% | 0% | 1 | 71.15% | 0% | 0% | 3 | 1.352% | 0% | 0% | 1
299 | Lugo - Pisgah (Proposed) | Greater_Kramer | 0 | 0 | 15 | 0% | 0% | 1 |  |  |  |  | 0% | [5 empty] | 0% | 0% | 0% | 1 | 11.23% | 0% | 0% | 1 | 3.717% | 0% | 0% | 1 | 8.671% | 0% | 0% | 1 | 19.98% | 0% | 0% | 1 | 82.5% | 0% | 0% | 3 | 0.033% | 0% | 0% | 1 | 0% | 0% | 1 |  |  |  |  | 0% | [5 empty] | 3.339% | 0.2757% | 3.615% | 2 | 22.13% | 0% | 0% | 1 | 5.282% | 0% | 0% | 1 | 9.684% | 0% | 0% | 1 | 29.87% | 0% | 0% | 1 | 77.25% | 0% | 0% | 3 | 0.0402% | 0% | 0% | 1 | 0% | 0% | 1 |  |  |  |  | 0% | [5 empty] | 4.444% | 1.855% | 6.299% | 2 | 24.62% | 0% | 0% | 1 | 8.891% | 0% | 0% | 1 | 13.83% | 0% | 0% | 1 | 36.1% | 0% | 0% | 1 | 73.34% | 0% | 0% | 3 | 0.04926% | 0% | 0% | 1 | 0% | 0% | 1 |  |  |  |  | 0% | [5 empty] | 4.746% | 3.751% | 8.497% | 2 | 28.2% | 0% | 0% | 1 | 16.88% | 0% | 0% | 1 | 20.16% | 0% | 0% | 1 | 42.97% | 0% | 0% | 1 | 63.32% | 0% | 0% | 2 | 0.176% | 0% | 0% | 1
300 | Crow Creek | Central_Valley_North_Los_Banos | 0 | 0 | 0 | 0% | 0% | 1 |  |  |  |  | 0% | [5 empty] | 56.92% | 43.08% | 100% | 5 | 94.21% | 0% | 0% | 4 | 25.3% | 0% | 0% | 1 | 62.48% | 0% | 0% | 2 | 97.23% | 0% | 0% | 5 | 100% | 0% | 1.162e-05% | 5 | 0% | 0% | 0% | 1 | 0% | 0% | 1 |  |  |  |  | 0% | [5 empty] | 46.36% | 53.64% | 100% | 5 | 95.58% | 0% | 0% | 5 | 19.12% | 0% | 0% | 1 | 43.15% | 0% | 0% | 1 | 98% | 0% | 0% | 5 | 100% | 0% | 0% | 5 | 0.01802% | 0% | 0% | 1 | 0% | 0% | 1 |  |  |  |  | 0% | [5 empty] | 38.13% | 61.87% | 100% | 5 | 96.8% | 0% | 0% | 5 | 22.09% | 0% | 0% | 1 | 44.51% | 0% | 0% | 1 | 98.71% | 0% | 0% | 5 | 99.88% | 0% | 0% | 5 | 0.01245% | 0% | 0% | 1 | 0% | 0% | 1 |  |  |  |  | 0% | [5 empty] | 55.41% | 44.56% | 99.97% | 5 | 96.5% | 0% | 0% | 5 | 35.44% | 0% | 0% | 1 | 45.73% | 0% | 0% | 1 | 98.23% | 0% | 0% | 5 | 95.8% | 0% | 0% | 5 | 0.3988% | 0% | 0% | 1
301 | Harry Allen | Nevada | 0 | 0 | 0 | 0% | 0% | 1 |  |  |  |  | 0% | [5 empty] | 0% | 0% | 0% | 1 | 0% | 0% | 0% | 1 | 0% | 0% | 0% | 1 | 0% | 0% | 0% | 1 | 0% | 0% | 0% | 1 | 0% | 0% | 0% | 1 | 0% | 0% | 0% | 1 | 0% | 0% | 1 |  |  |  |  | 0% | [5 empty] | 0% | 0% | 0% | 1 | 0% | 0% | 0% | 1 | 0% | 0% | 0% | 1 | 0% | 0% | 0% | 1 | 0% | 0% | 0% | 1 | 0% | 0% | 0% | 1 | 0% | 0% | 0% | 1 | 0% | 0% | 1 |  |  |  |  | 0% | [5 empty] | 0% | 0% | 0% | 1 | 0% | 0% | 0% | 1 | 0% | 0% | 0% | 1 | 0% | 0% | 0% | 1 | 0% | 0% | 0% | 1 | 0% | 0% | 0% | 1 | 0% | 0% | 0% | 1 | 0% | 0% | 1 |  |  |  |  | 0% | [5 empty] | 25.68% | 0% | 25.68% | 2 | 0% | 0% | 0% | 1 | 0% | 0% | 0% | 1 | 0% | 0% | 0% | 1 | 0% | 0% | 0% | 1 | 0% | 0% | 0% | 1 | 0% | 0% | 0% | 1
302 | Kirker | Solano | 0 | 0 | 0 | 0% | 0% | 1 |  |  |  |  | 0% | [5 empty] | 58.42% | 0% | 58.42% | 3 | 27.23% | 0% | 0% | 1 | 42.01% | 0% | 0% | 1 | 32.13% | 0% | 0% | 1 | 50.98% | 0% | 0% | 2 | 5.447% | 0% | 0% | 1 | 29.53% | 0% | 0% | 1 | 0% | 0% | 1 |  |  |  |  | 1.415% | [5 empty] | 62.57% | 0% | 62.57% | 3 | 20.26% | 0% | 0% | 1 | 44.31% | 0% | 0% | 1 | 40.99% | 0% | 0% | 1 | 57.21% | 0% | 0% | 2 | 7.646% | 0% | 0% | 1 | 21.59% | 0% | 0% | 1 | 0% | 0% | 1 |  |  |  |  | 8.519% | [5 empty] | 57.2% | 0.09326% | 57.3% | 3 | 19.61% | 0% | 0% | 1 | 40.89% | 0% | 0% | 1 | 39.82% | 0% | 0% | 1 | 55.93% | 0% | 0% | 2 | 8.175% | 0% | 0% | 1 | 22.42% | 0% | 0% | 1 | 0% | 0% | 1 |  |  |  |  | 16.82% | [5 empty] | 56.46% | 0.05312% | 56.51% | 3 | 31.62% | 0% | 0% | 1 | 36.81% | 0% | 0% | 1 | 40.42% | 0% | 0% | 1 | 58.28% | 0% | 0% | 2 | 11.63% | 0% | 0% | 1 | 17.39% | 0% | 0% | 1
303 | Logan Creek | Northern_California | 0 | 0 | 0 | 0% | 0% | 1 |  |  |  |  | 0% | [5 empty] | 0% | 0% | 0% | 1 | 0% | 0% | 0% | 1 | 0% | 0% | 0% | 1 | 0% | 0% | 0% | 1 | 0% | 0% | 0% | 1 | 0% | 0% | 0% | 1 | 0% | 0% | 0% | 1 | 0% | 0% | 1 |  |  |  |  | 0% | [5 empty] | 31.76% | 68.24% | 100% | 5 | 31.76% | 0% | 0% | 1 | 0% | 0% | 0% | 1 | 0% | 0% | 0% | 1 | 31.76% | 0% | 0% | 1 | 100% | 0% | 0% | 5 | 0% | 0% | 0% | 1 | 0% | 0% | 1 |  |  |  |  | 0% | [5 empty] | 71.17% | 28.37% | 99.54% | 5 | 65.32% | 0% | 0% | 2 | 3.796% | 0% | 0% | 1 | 5.098% | 0% | 0% | 1 | 70.41% | 0% | 0% | 3 | 89.1% | 0% | 0% | 3 | 0% | 0% | 0% | 1 | 0% | 0% | 1 |  |  |  |  | 0.4701% | [5 empty] | 61.44% | 31.86% | 93.29% | 5 | 46.24% | 0% | 0% | 1 | 10.21% | 0% | 0% | 1 | 27.69% | 0% | 0% | 1 | 69.22% | 0% | 0% | 2 | 64.72% | 0% | 0% | 2 | 14.33% | 0% | 0% | 1
304 | Julian Hinds | Riverside (Exclude) | 0 | 0 | 20 | 0% | 0% | 1 |  |  |  |  | 0% | [5 empty] | 0% | 0% | 0% | 1 | 99.96% | 0% | 0% | 5 | 0.04072% | 0% | 0% | 1 | 0.04072% | 0% | 0% | 1 | 100% | 0% | 0% | 5 | 45.49% | 0% | 0% | 1 | 0% | 0% | 0% | 1 | 0% | 0% | 1 |  |  |  |  | 0% | [5 empty] | 0% | 0% | 0% | 1 | 10.7% | 0% | 0% | 1 | 37.32% | 0% | 0% | 1 | 0.001811% | 0% | 0% | 1 | 47.89% | 0% | 0% | 1 | 55.2% | 0% | 0% | 2 | 0% | 0% | 0% | 1 | 0% | 0% | 1 |  |  |  |  | 0% | [5 empty] | 0% | 0% | 0% | 1 | 9.638% | 0% | 0% | 1 | 20.14% | 0% | 0% | 1 | 0.5462% | 0% | 0% | 1 | 30.27% | 0% | 0% | 1 | 49.91% | 0% | 0% | 1 | 0.106% | 0% | 0% | 1 | 0% | 0% | 1 |  |  |  |  | 0.09397% | [5 empty] | 0% | 0% | 0% | 1 | 23.84% | 0% | 0% | 1 | 14.45% | 0% | 0% | 1 | 6.313% | 0% | 0% | 1 | 38.26% | 0% | 0% | 1 | 51.01% | 0% | 0% | 2 | 0.9002% | 0% | 0% | 1
305 | Hollister | Peninsula_Monterey | 0 | 0 | 0 | 0% | 0% | 1 |  |  |  |  | 0% | [5 empty] | 33.79% | 66.21% | 100% | 5 | 8.029% | 0% | 0% | 1 | 0% | 0% | 0% | 1 | 0% | 0% | 0% | 1 | 8.029% | 0% | 0% | 1 | 100% | 0% | 0% | 5 | 0% | 0% | 0% | 1 | 0% | 0% | 1 |  |  |  |  | 0% | [5 empty] | 26.41% | 73.53% | 99.94% | 5 | 95.35% | 0% | 0% | 5 | 0% | 0% | 0% | 1 | 0% | 0% | 0% | 1 | 95.35% | 0% | 0% | 5 | 99.9% | 0% | 0% | 5 | 0.4474% | 0% | 0% | 1 | 0% | 0% | 1 |  |  |  |  | 0% | [5 empty] | 48.55% | 51.3% | 99.85% | 5 | 97.72% | 0% | 0% | 5 | 0.1201% | 0% | 0% | 1 | 1.89% | 0% | 0% | 1 | 97.84% | 0% | 0% | 5 | 95.04% | 0% | 0% | 5 | 0.3459% | 0% | 0% | 1 | 0% | 0% | 1 |  |  |  |  | 20.37% | [5 empty] | 36.06% | 40.11% | 76.16% | 5 | 67.25% | 0% | 0% | 2 | 9.14% | 0% | 0% | 1 | 13.79% | 0% | 0% | 1 | 73.4% | 0% | 0% | 3 | 72.91% | 0% | 0% | 3 | 0.7164% | 0% | 0% | 1
306 | Boulevard | Greater_Imperial | 180 | 7200 | 10 | 57.35% | 0% | 3 |  |  |  |  | 0% | [5 empty] | 49.49% | 39.52% | 89.01% | 5 | 8.062% | 22.3% | 0% | 2 | 13.26% | 23.64% | 0% | 2 | 37.46% | 32.79% | 0% | 2 | 47.44% | 39.01% | 0% | 2 | 25.07% | 27.36% | 0% | 2 | 1.394% | 20.79% | 0% | 2 | 56.74% | 0% | 3 |  |  |  |  | 0% | [5 empty] | 39.53% | 38.82% | 78.35% | 5 | 6.443% | 17.51% | 0% | 1 | 17.54% | 19.86% | 0% | 1 | 38.84% | 26.78% | 0% | 2 | 47.1% | 30.96% | 0% | 2 | 30.45% | 23.55% | 0% | 2 | 1.113% | 16.56% | 0% | 1 | 50.41% | 0% | 3 |  |  |  |  | 0% | [5 empty] | 30.68% | 33.08% | 63.76% | 5 | 15.62% | 14.64% | 0% | 1 | 17.09% | 14.9% | 0% | 1 | 33.86% | 18.68% | 0% | 1 | 51.45% | 25.45% | 0% | 2 | 34.21% | 18.78% | 0% | 1 | 0.8701% | 12.46% | 0% | 1 | 47.45% | 0% | 2 |  |  |  |  | 0% | [5 empty] | 23.91% | 27.34% | 51.25% | 4 | 14.3% | 11.22% | 0% | 1 | 14.9% | 11.3% | 0% | 1 | 28.15% | 13.38% | 0% | 1 | 43.69% | 17.07% | 0% | 1 | 45.69% | 17.7% | 0% | 1 | 1.935% | 9.804% | 0% | 1
307 | Llagas | Peninsula_Monterey | 0 | 0 | 0 | 0% | 0% | 1 |  |  |  |  | 0% | [5 empty] | 0% | 0% | 0% | 1 | 0% | 0% | 0% | 1 | 0% | 0% | 0% | 1 | 0% | 0% | 0% | 1 | 0% | 0% | 0% | 1 | 0% | 0% | 0% | 1 | 0% | 0% | 0% | 1 | 0% | 0% | 1 |  |  |  |  | 0% | [5 empty] | 78.22% | 21.78% | 100% | 5 | 100% | 0% | 0% | 5 | 8.03% | 0% | 0% | 1 | 8.03% | 0% | 0% | 1 | 100% | 0% | 0% | 5 | 100% | 0% | 0% | 5 | 1.789% | 0% | 0% | 1 | 0% | 0% | 1 |  |  |  |  | 0.1179% | [5 empty] | 30.14% | 59.53% | 89.67% | 5 | 83.5% | 0% | 0% | 3 | 16.63% | 0% | 0% | 1 | 16.63% | 0% | 0% | 1 | 98.7% | 0% | 0% | 5 | 83.44% | 0% | 0% | 3 | 4.313% | 0% | 0% | 1 | 0% | 0% | 1 |  |  |  |  | 0.06273% | [5 empty] | 48.12% | 49.02% | 97.14% | 5 | 90.57% | 0% | 0% | 4 | 13.68% | 0% | 0% | 1 | 16.07% | 0% | 0% | 1 | 94.73% | 0% | 0% | 4 | 93.89% | 0% | 0% | 4 | 0.8195% | 0% | 0% | 1
308 | Miller | Central_Valley_North_Los_Banos | 0 | 0 | 0 | 0% | 0% | 1 |  |  |  |  | 0% | [5 empty] | 100% | 0% | 100% | 5 | 87.52% | 0% | 0% | 3 | 25.34% | 0% | 0% | 1 | 28.49% | 0% | 0% | 1 | 97% | 0% | 0% | 5 | 100% | 0% | 0% | 5 | 0% | 0% | 0% | 1 | 0% | 0% | 1 |  |  |  |  | 0% | [5 empty] | 66.52% | 33.48% | 100% | 5 | 90.07% | 0% | 0% | 4 | 21.05% | 0% | 0% | 1 | 24% | 0% | 0% | 1 | 95.5% | 0% | 0% | 5 | 94.23% | 0% | 0% | 4 | 0% | 0% | 0% | 1 | 0% | 0% | 1 |  |  |  |  | 0% | [5 empty] | 47.39% | 52.53% | 99.91% | 5 | 97.18% | 0% | 0% | 5 | 12.15% | 0% | 0% | 1 | 28.3% | 0% | 0% | 1 | 98.8% | 0% | 0% | 5 | 96.35% | 0% | 0% | 5 | 0.1902% | 0% | 0% | 1 | 0% | 0% | 1 |  |  |  |  | 0% | [5 empty] | 43.88% | 56.07% | 99.95% | 5 | 95.29% | 0% | 0% | 5 | 13.88% | 0% | 0% | 1 | 26.3% | 0% | 0% | 1 | 96.9% | 0% | 0% | 5 | 98% | 0% | 0% | 5 | 0.1285% | 0% | 0% | 1
309 | Madison | Solano | 95 | 3800 | 20 | 2660% | 29.49% | 5 |  |  |  |  | 7.368% | [5 empty] | 97.63% | 0% | 97.63% | 5 | 92.61% | 409.8% | 24.73% | 5 | 2.357% | 31.03% | 0% | 2 | 2.342% | 31.02% | 0% | 2 | 92.61% | 409.8% | 24.73% | 5 | 72.45% | 110% | 3.784% | 4 | 0.5409% | 30.46% | 0% | 2 | 305.8% | 7.646% | 4 |  |  |  |  | 6.121% | [5 empty] | 79.96% | 17.8% | 97.75% | 5 | 88.86% | 98.36% | 0% | 4 | 2.073% | 11.19% | 0% | 1 | 1.049% | 11.07% | 0% | 1 | 88.86% | 98.36% | 0% | 4 | 74.71% | 43.31% | 0% | 3 | 0.8793% | 11.05% | 0% | 1 | 233.1% | 4.743% | 4 |  |  |  |  | 4.483% | [5 empty] | 65.61% | 29.52% | 95.12% | 5 | 84.42% | 51.51% | 0% | 3 | 6.4% | 8.571% | 0% | 1 | 3.866% | 8.345% | 0% | 1 | 85.34% | 54.72% | 0% | 3 | 76.87% | 34.68% | 0% | 3 | 0.7884% | 8.086% | 0% | 1 | 131% | 0.938% | 4 |  |  |  |  | 15.74% | [5 empty] | 55.13% | 21.53% | 76.65% | 5 | 54.99% | 8.551% | 0% | 2 | 16.58% | 4.614% | 0% | 1 | 18.53% | 4.724% | 0% | 1 | 68.45% | 12.2% | 0% | 2 | 52.99% | 8.188% | 0% | 2 | 8.752% | 4.218% | 0% | 1
310 | New Melones | El_Dorado_Mariposa | 0 | 0 | 0 | 0% | 0% | 1 |  |  |  |  | 0% | [5 empty] | 0% | 0% | 0% | 1 | 0% | 0% | 0% | 1 | 0% | 0% | 0% | 1 | 0% | 0% | 0% | 1 | 0% | 0% | 0% | 1 | 0% | 0% | 0% | 1 | 0% | 0% | 0% | 1 | 0% | 0% | 1 |  |  |  |  | 0% | [5 empty] | 0% | 0% | 0% | 1 | 0% | 0% | 0% | 1 | 0% | 0% | 0% | 1 | 0% | 0% | 0% | 1 | 0% | 0% | 0% | 1 | 0% | 0% | 0% | 1 | 0% | 0% | 0% | 1 | 0% | 0% | 1 |  |  |  |  | 0% | [5 empty] | 0% | 0% | 0% | 1 | 0% | 0% | 0% | 1 | 0% | 0% | 0% | 1 | 0% | 0% | 0% | 1 | 0% | 0% | 0% | 1 | 0% | 0% | 0% | 1 | 0% | 0% | 0% | 1 | 0% | 0% | 1 |  |  |  |  | 0% | [5 empty] | 0% | 100% | 100% | 5 | 0% | 0% | 0% | 1 | 0% | 0% | 0% | 1 | 0% | 0% | 0% | 1 | 0% | 0% | 0% | 1 | 7.834% | 0% | 0% | 1 | 0% | 0% | 0% | 1
311 | Waukena | Central_Valley_North_Los_Banos | 0 | 0 | 0 | 0% | 0% | 1 |  |  |  |  | 0% | [5 empty] | 0% | 0% | 0% | 1 | 0% | 0% | 0% | 1 | 0% | 0% | 0% | 1 | 0% | 0% | 0% | 1 | 0% | 0% | 0% | 1 | 0% | 0% | 0% | 1 | 0% | 0% | 0% | 1 | 0% | 0% | 1 |  |  |  |  | 0% | [5 empty] | 0% | 0% | 0% | 1 | 0% | 0% | 0% | 1 | 0% | 0% | 0% | 1 | 0% | 0% | 0% | 1 | 0% | 0% | 0% | 1 | 0% | 0% | 0% | 1 | 0% | 0% | 0% | 1 | 0% | 0% | 1 |  |  |  |  | 0% | [5 empty] | 0% | 0% | 0% | 1 | 0% | 0% | 0% | 1 | 0% | 0% | 0% | 1 | 0% | 0% | 0% | 1 | 0% | 0% | 0% | 1 | 0% | 0% | 0% | 1 | 0% | 0% | 0% | 1 | 0% | 0% | 1 |  |  |  |  | 0% | [5 empty] | 0% | 0% | 0% | 1 | 0% | 0% | 0% | 1 | 0% | 0% | 0% | 1 | 0% | 0% | 0% | 1 | 0% | 0% | 0% | 1 | 0% | 0% | 0% | 1 | 0% | 0% | 0% | 1
312 | Excelsior | Central_Valley_North_Los_Banos | 0 | 0 | 0 | 0% | 0% | 1 |  |  |  |  | 0% | [5 empty] | 83.48% | 0% | 83.48% | 5 | 100% | 0% | 0% | 5 | 0% | 0% | 0% | 1 | 24.54% | 0% | 0% | 1 | 100% | 0% | 0% | 5 | 34.15% | 0% | 0% | 1 | 0% | 0% | 0% | 1 | 0% | 0% | 1 |  |  |  |  | 0% | [5 empty] | 64.6% | 28.63% | 93.23% | 5 | 100% | 0% | 0% | 5 | 0% | 0% | 0% | 1 | 10.12% | 0% | 0% | 1 | 100% | 0% | 0% | 5 | 73% | 0% | 0% | 3 | 0% | 0% | 0% | 1 | 0% | 0% | 1 |  |  |  |  | 0% | [5 empty] | 64.6% | 28.63% | 93.23% | 5 | 100% | 0% | 0% | 5 | 0% | 0% | 0% | 1 | 10.12% | 0% | 0% | 1 | 100% | 0% | 0% | 5 | 73% | 0% | 0% | 3 | 0% | 0% | 0% | 1 | 0% | 0% | 1 |  |  |  |  | 0% | [5 empty] | 60.97% | 32.64% | 93.61% | 5 | 100% | 0% | 0% | 5 | 0% | 0% | 0% | 1 | 9.548% | 0% | 0% | 1 | 100% | 0% | 0% | 5 | 74.52% | 0% | 0% | 3 | 0% | 0% | 0% | 1
313 | Colgate | Northern_California | 0 | 0 | 0 | 0% | 0% | 1 |  |  |  |  | 0% | [5 empty] | 0% | 0% | 0% | 1 | 0% | 0% | 0% | 1 | 0% | 0% | 0% | 1 | 0% | 0% | 0% | 1 | 0% | 0% | 0% | 1 | 0% | 0% | 0% | 1 | 0% | 0% | 0% | 1 | 0% | 0% | 1 |  |  |  |  | 0% | [5 empty] | 0% | 0% | 0% | 1 | 0% | 0% | 0% | 1 | 0% | 0% | 0% | 1 | 0% | 0% | 0% | 1 | 0% | 0% | 0% | 1 | 0% | 0% | 0% | 1 | 0% | 0% | 0% | 1 | 0% | 0% | 1 |  |  |  |  | 0% | [5 empty] | 0% | 0% | 0% | 1 | 0% | 0% | 0% | 1 | 0% | 0% | 0% | 1 | 0% | 0% | 0% | 1 | 0% | 0% | 0% | 1 | 0% | 0% | 0% | 1 | 0% | 0% | 0% | 1 | 0% | 0% | 1 |  |  |  |  | 0% | [5 empty] | 40.94% | 15.26% | 56.2% | 3 | 0% | 0% | 0% | 1 | 38.81% | 0% | 0% | 1 | 27.86% | 0% | 0% | 1 | 44.37% | 0% | 0% | 1 | 32.56% | 0% | 0% | 1 | 1.805% | 0% | 0% | 1
314 | New Sub - Pit 1 - Cottonwood (Proposed) | Northern_California | 0 | 0 | 15 | 0% | 0% | 1 |  |  |  |  | 0% | [5 empty] | 87.2% | 0.9356% | 88.14% | 5 | 72.39% | 0% | 0% | 3 | 9.759% | 0% | 0% | 1 | 9.619% | 0% | 0% | 1 | 81.49% | 0% | 0% | 3 | 34.35% | 0% | 0% | 1 | 1.643% | 0% | 0% | 1 | 0% | 0% | 1 |  |  |  |  | 0% | [5 empty] | 80.88% | 2.47% | 83.35% | 5 | 66.08% | 0% | 0% | 2 | 11.08% | 0% | 0% | 1 | 11.21% | 0% | 0% | 1 | 76.36% | 0% | 0% | 3 | 39.14% | 0% | 0% | 1 | 1.481% | 0% | 0% | 1 | 0% | 0% | 1 |  |  |  |  | 0% | [5 empty] | 75.34% | 6.419% | 81.75% | 5 | 56.32% | 0% | 0% | 2 | 16.69% | 0% | 0% | 1 | 12.98% | 0% | 0% | 1 | 72.97% | 0% | 0% | 3 | 44.88% | 0% | 0% | 1 | 1.221% | 0% | 0% | 1 | 0% | 0% | 1 |  |  |  |  | 0% | [5 empty] | 61.52% | 12.05% | 73.57% | 3 | 44.63% | 0% | 0% | 1 | 18.64% | 0% | 0% | 1 | 18.1% | 0% | 0% | 1 | 65.31% | 0% | 0% | 2 | 53.46% | 0% | 0% | 2 | 1.068% | 0% | 0% | 1
315 | Cal Flats |  | 0 | 0 | 0 | 0% | 0% | 1 |  |  |  |  | 0% | [5 empty] | 98.62% | 0.1254% | 98.74% | 5 | 79.25% | 0% | 0% | 3 | 7.46% | 0% | 0% | 1 | 39.24% | 0% | 0% | 1 | 79.25% | 0% | 0% | 3 | 76.84% | 0% | 0% | 3 | 0.01461% | 0% | 0% | 1 | 0% | 0% | 1 |  |  |  |  | 0% | [5 empty] | 96.48% | 1.707% | 98.18% | 5 | 61.77% | 0% | 0% | 2 | 9.957% | 0% | 0% | 1 | 25.62% | 0% | 0% | 1 | 65.7% | 0% | 0% | 2 | 81.62% | 0% | 0% | 3 | 0.2389% | 0% | 0% | 1 | 0% | 0% | 1 |  |  |  |  | 0% | [5 empty] | 95.65% | 0.9854% | 96.63% | 5 | 66.35% | 0% | 0% | 2 | 5.749% | 0% | 0% | 1 | 24.39% | 0% | 0% | 1 | 72.8% | 0% | 0% | 3 | 66.94% | 0% | 0% | 2 | 1.011% | 0% | 0% | 1 | 0% | 0% | 1 |  |  |  |  | 0% | [5 empty] | 84.08% | 6.627% | 90.71% | 5 | 68.24% | 0% | 0% | 2 | 4.416% | 0% | 0% | 1 | 19.92% | 0% | 0% | 1 | 73.85% | 0% | 0% | 3 | 62.5% | 0% | 0% | 2 | 0.6687% | 0% | 0% | 1

## Land_OOS_Analysis_Wind_2041
Land-use and environmental criteria analysis for 2041 onshore wind resources mapped to Nevada or Arizona areas of the CAISO system for 5, 10, 15, and 20 mile radii from substations. This analysis uses the values from the "LandEnvData_SolarWind_OOS" tab to calculate criteria alignment. |  |  |  | Onshore Wind Resource Density Assumption
|  |  |  | 40 | Acres/MW
[6 empty] | 5 Mile Radius Analysis |  |  | 10 Mile Radius Analysis |  |  | 15 Mile Radius Analysis |  |  | 20 Mile Radius Analysis
[6 empty] | WECC Land-Use Screen |  |  | WECC Land-Use Screen |  |  | WECC Land-Use Screen |  |  | WECC Land-Use Screen
OBJECTID | IRP_Substation_Name | RESOLVE_Solar_Area | MWs Mapped | Acres of MWs Mapped | Distance from Substation Selected (mi) | Lower Implications Area used by MWs Mapped | High Implications Area used by MWs Mapped | Core Screen Criteria Alignment Level | Lower Implications Area used by MWs Mapped | High Implications Area used by MWs Mapped | Core Screen Criteria Alignment Level | Lower Implications Area used by MWs Mapped | High Implications Area used by MWs Mapped | Core Screen Criteria Alignment Level | Lower Implications Area used by MWs Mapped | High Implications Area used by MWs Mapped | Core Screen Criteria Alignment Level
1 | DELANEY | ARIZONA | 0 | 0 | 0 | 0% | 0% | 1 | 0% | 0% | 1 | 0% | 0% | 1 | 0% | 0% | 1
2 | GAMEBIRD | SNV | 0 | 0 | 0 | 0% | 0% | 1 | 0% | 0% | 1 | 0% | 0% | 1 | 0% | 0% | 1
3 | MOHAVE | SNV | 0 | 0 | 20 | 0% | 0% | 1 | 0% | 0% | 1 | 0% | 0% | 1 | 0% | 0% | 1
4 | HASSAYAMPA | ARIZONA | 0 | 0 | 0 | 0% | 0% | 1 | 0% | 0% | 1 | 0% | 0% | 1 | 0% | 0% | 1
5 | ELDORADO | SNV | 0 | 0 | 0 | 0% | 0% | 1 | 0% | 0% | 1 | 0% | 0% | 1 | 0% | 0% | 1
6 | NORTH GILA | ARIZONA | 0 | 0 | 0 | 0% | 0% | 1 | 0% | 0% | 1 | 0% | 0% | 1 | 0% | 0% | 1
7 | LATHROP | SNV | 0 | 0 | 15 | 0% | 0% | 1 | 0% | 0% | 1 | 0% | 0% | 1 | 0% | 0% | 1
8 | BEATTY | SNV | 0 | 0 | 0 | 0% | 0% | 1 | 0% | 0% | 1 | 0% | 0% | 1 | 0% | 0% | 1
9 | VALLEY (VEA) | SNV | 0 | 0 | 0 | 0% | 0% | 1 | 0% | 0% | 1 | 0% | 0% | 1 | 0% | 0% | 1
10 | INNOVATION | SNV | 0 | 0 | 0 | 0% | 0% | 1 | 0% | 0% | 1 | 0% | 0% | 1 | 0% | 0% | 1
11 | HOODOO WASH | ARIZONA | 0 | 0 | 0 | 0% | 0% | 1 | 0% | 0% | 1 | 0% | 0% | 1 | 0% | 0% | 1
12 | VISTA (VEA) | SNV | 0 | 0 | 0 | 0% | 0% | 1 | 0% | 0% | 1 | 0% | 0% | 1 | 0% | 0% | 1
13 | DESERT VIEW | SNV | 0 | 0 | 0 | 0% | 0% | 1 | 0% | 0% | 1 | 0% | 0% | 1 | 0% | 0% | 1
14 | CIELO AZUL | ARIZONA | 0 | 0 | 0 | 0% | 0% | 1 | 0% | 0% | 1 | 0% | 0% | 1 | 0% | 0% | 1
15 | TROUT CANYON | SNV | 0 | 0 | 20 | 0% | 0% | 1 | 0% | 0% | 1 | 0% | 0% | 1 | 0% | 0% | 1
16 | SLOAN CANYON | SNV | 321 | 12840 | 20 | 840.6% | 2903% | 5 | 374.9% | 241.6% | 5 | 113.7% | 7.701% | 4 | 45.28% | 0% | 2
17 | CHARLESTON PARK | SNV | 0 | 0 | 0 | 0% | 0% | 1 | 0% | 0% | 1 | 0% | 0% | 1 | 0% | 0% | 1
18 | JACKASS FLATS | SNV | 0 | 0 | 0 | 0% | 0% | 1 | 0% | 0% | 1 | 0% | 0% | 1 | 0% | 0% | 1
19 | MCCULLOUGH | SNV | 0 | 0 | 0 | 0% | 0% | 1 | 0% | 0% | 1 | 0% | 0% | 1 | 0% | 0% | 1
20 | MEAD | SNV | 0 | 0 | 0 | 0% | 0% | 1 | 0% | 0% | 1 | 0% | 0% | 1 | 0% | 0% | 1
21 | MERCURY | SNV | 0 | 0 | 0 | 0% | 0% | 1 | 0% | 0% | 1 | 0% | 0% | 1 | 0% | 0% | 1
22 | NORTHWEST (NVE) | SNV | 0 | 0 | 0 | 0% | 0% | 1 | 0% | 0% | 1 | 0% | 0% | 1 | 0% | 0% | 1
23 | PAHRUMP | SNV | 0 | 0 | 0 | 0% | 0% | 1 | 0% | 0% | 1 | 0% | 0% | 1 | 0% | 0% | 1
24 | PALO VERDE | ARIZONA | 3000 | 120000 | 0 | 175743% | 999.9% | 5 | 1098% | 999.9% | 5 | 374.7% | 999.9% | 5 | 178.6% | 41813% | 5
25 | PRIMM | SNV | 0 | 0 | 0 | 0% | 0% | 1 | 0% | 0% | 1 | 0% | 0% | 1 | 0% | 0% | 1
26 | SANDY VALLEY | SNV | 0 | 0 | 0 | 0% | 0% | 1 | 0% | 0% | 1 | 0% | 0% | 1 | 0% | 0% | 1
27 | THOUSANDAIRE | SNV | 0 | 0 | 0 | 0% | 0% | 1 | 0% | 0% | 1 | 0% | 0% | 1 | 0% | 0% | 1
28 | VALLEY SWITCH | SNV | 0 | 0 | 0 | 0% | 0% | 1 | 0% | 0% | 1 | 0% | 0% | 1 | 0% | 0% | 1

## Land_EnvAnalysis_Geo
Land-use and environmental criteria analysis for mapped geothermal resources in California by geothermal field. Mapping analysis is conducted by identified geothermal field rather than by distance from substation. Analysis results apply to both 2036 and 2041 mapping as the amount of geothermal resources mapped is unchanged between the two model years. This analysis uses values from "LandEnvData_Geo" tab to calculate criteria alignment. |  |  |  | Geothermal Resource Density Assumption
|  |  |  | 5 | Acres/MW
[6 empty] | Protected Area Layer (Lower=Outside of Protected Area) |  |  | Fire Threat |  |  |  | ACE Terrestrial Connectivity |  |  |  | ACE Biodiversity |  |  |  | ACE Irreplaceability |  |  |  | ACE Combined |  |  |  | Terrestrial Landscape Intactness |  |  |  | Wetlands
Field Count | Geothermal Field Name | RESOLVE Region | MWs Mapped | Acres of MWs Mapped |  | Lower Implications Area used by MWs Mapped | High Implications Area used by MWs Mapped | Core Screen Criteria Alignment Level | Total Potential Area Percentage Tier 2 | Total Potential Area Percentage Tier 3 | Total Potential Area Percentage Tier 2 or 3 | Fire Threat Criteria Alignment Level | Total Potential Area Percentage Higher Implications | Low Implications Area used by MWs Mapped | Higher Implications Area used by MWs Mapped | ACE Connectivity Criteria Alignment | Total Potential Area Percentage Higher Implications | Low Implications Area used by MWs Mapped | Higher Implications Area used by MWs Mapped | ACE Biodiversity Criteria Alignment | Total Potential Area Percentage Higher Implications | Low Implications Area used by MWs Mapped | Higher Implications Area used by MWs Mapped | ACE Irreplaceability Criteria Alignment | Total Potential Area Percentage Higher Implications | Low Implications Area used by MWs Mapped | Higher Implications Area used by MWs Mapped | All ACE Criteria Alignment | Total Potential Area Percentage Higher Implications | Low Implications Area used by MWs Mapped | Higher Implications Area used by MWs Mapped | Intactness Criteria Alignment | Total Potential Area Percentage Higher Implications | Low Implications Area used by MWs Mapped | Higher Implications Area used by MWs Mapped | Wetlands Criteria Alignment
1 | Geysers | Northern_California | 29.2 | 146 |  | 0.05155% | 0% | 1 | 38.02% | 46.06% | 84.08% | 5 | 50.93% | 0.0826% | 0% | 2 | 40.73% | 0.07371% | 0% | 1 | 63.25% | 0.09668% | 0% | 2 | 81.89% | 0.1303% | 0% | 3 | 24.21% | 0.06276% | 0% | 1 | 1.135% | 0.05199% | 0% | 1
2 | Calistoga | Northern_California | 0 | 0 |  | 0% | 0% | 1 | 2.623% | 0% | 2.623% | 1 | 61.53% | 0% | 0% | 2 | 83.61% | 0% | 0% | 3 | 94.73% | 0% | 0% | 4 | 100% | 0% | 0% | 5 | 14.99% | 0% | 0% | 1 | 7.64% | 0% | 0% | 1
3 | Lake City - Surprise Valley 1 | Northern_California | 0 | 0 |  | 0% | 0% | 1 | 39.07% | 0% | 39.07% | 2 | 45.02% | 0% | 0% | 1 | 46.25% | 0% | 0% | 1 | 6.771% | 0% | 0% | 1 | 70.12% | 0% | 0% | 3 | 45.76% | 0% | 0% | 1 | 16.19% | 0% | 0% | 1
4 | East Brawley | Greater_Imperial (Exclude) | 25 | 125 |  | 0.1772% | 0% | 1 | 0% | 0% | 0% | 1 | 1.043% | 0.1789% | 0% | 1 | 9.585% | 0.1948% | 0% | 1 | 10.27% | 0.1963% | 0% | 1 | 10.63% | 0.197% | 0% | 1 | 10.07% | 0.1958% | 0% | 1 | 4.334% | 0.1848% | 0% | 1
5 | East Mesa | Greater_Imperial | 0 | 0 |  | 0% | 0% | 1 | 0% | 0% | 0% | 1 | 0% | 0% | 0% | 1 | 20.8% | 0% | 0% | 1 | 20.8% | 0% | 0% | 1 | 20.8% | 0% | 0% | 1 | 36.38% | 0% | 0% | 1 | 8.523% | 0% | 0% | 1
6 | Mono - Long Valley | Greater_Kramer (Exclude) | 103.8 | 519 |  | 0.1134% | 0% | 1 | 60.85% | 0% | 60.85% | 3 | 0.5207% | 0.1136% | 0% | 1 | 35.28% | 0.1307% | 0% | 1 | 29.93% | 0.1278% | 0% | 1 | 43.8% | 0.1358% | 0% | 1 | 36.1% | 0.1312% | 0% | 1 | 6.132% | 0.116% | 0% | 1
7 | Wendel - Amedee | Northern_California | 0 | 0 |  | 0% | 0% | 1 | 70.87% | 0% | 70.87% | 3 | 34.49% | 0% | 0% | 1 | 60.59% | 0% | 0% | 2 | 54.84% | 0% | 0% | 2 | 74.89% | 0% | 0% | 3 | 34.04% | 0% | 0% | 1 | 10.95% | 0% | 0% | 1
8 | Glass Mountain | Northern_California | 0 | 0 |  | 0% | 0% | 1 | 0% | 0% | 0% | 1 | 80.81% | 0% | 0% | 3 | 0% | 0% | 0% | 1 | 0% | 0% | 0% | 1 | 80.81% | 0% | 0% | 3 | 96.3% | 0% | 0% | 5 | 0% | 0% | 0% | 1
9 | Fort Bidwell | Northern_California | 0 | 0 |  | 0% | 0% | 1 | 82.94% | 0% | 82.94% | 5 | 98.42% | 0% | 0% | 5 | 11.3% | 0% | 0% | 1 | 0% | 0% | 0% | 1 | 98.42% | 0% | 0% | 5 | 2.838% | 0% | 0% | 1 | 41.74% | 0% | 0% | 1
10 | Arrowhead HS | Greater_Kramer | 0 | 0 |  | 0% | 0% | 1 | 0% | 100% | 100% | 5 | 100% | 0% | 0% | 5 | 100% | 0% | 0% | 5 | 0% | 0% | 0% | 1 | 100% | 0% | 0% | 5 | 13.87% | 0% | 0% | 1 | 4.555% | 0% | 0% | 1
11 | Salton Sea | Greater_Imperial (Exclude) | 30 | 150 |  | 0.1453% | 0% | 1 | 0% | 0% | 0% | 1 | 0% | 0.1453% | 0% | 1 | 59.8% | 0.2687% | 0% | 2 | 67.89% | 0.3036% | 0% | 2 | 67.89% | 0.3036% | 0% | 2 | 5.971% | 0.1523% | 0% | 1 | 8.884% | 0.1559% | 0% | 1
12 | Brawley | Greater_Imperial (Exclude) | 0 | 0 |  | 0% | 0% | 1 | 0% | 0% | 0% | 1 | 0% | 0% | 0% | 1 | 31% | 0% | 0% | 1 | 31% | 0% | 0% | 1 | 31% | 0% | 0% | 1 | 0% | 0% | 0% | 1 | 5.475% | 0% | 0% | 1
13 | Heber | Greater_Imperial | 0 | 0 |  | 0% | 0% | 1 | 0% | 0% | 0% | 1 | 0% | 0% | 0% | 1 | 9.297% | 0% | 0% | 1 | 9.297% | 0% | 0% | 1 | 9.297% | 0% | 0% | 1 | 0% | 0% | 0% | 1 | 7.893% | 0% | 0% | 1
14 | Boyes HS | Mendocino_Marin | 0 | 0 |  | 0% | 0% | 1 | 0% | 0% | 0% | 1 | 0% | 0% | 0% | 1 | 46.79% | 0% | 0% | 1 | 100% | 0% | 0% | 5 | 100% | 0% | 0% | 5 | 0% | 0% | 0% | 1 | 47.22% | 0% | 0% | 1
15 | Sonoma Mission Inn | Mendocino_Marin | 0 | 0 |  | 0% | 0% | 1 | 0% | 0% | 0% | 1 | 0% | 0% | 0% | 1 | 15.62% | 0% | 0% | 1 | 100% | 0% | 0% | 5 | 100% | 0% | 0% | 5 | 0% | 0% | 0% | 1 | 26.03% | 0% | 0% | 1
16 | Hot Mineral Spa | Greater_Imperial (Exclude) | 0 | 0 |  | 0% | 0% | 1 | 0% | 0% | 0% | 1 | 0% | 0% | 0% | 1 | 25.28% | 0% | 0% | 1 | 90.77% | 0% | 0% | 4 | 92.61% | 0% | 0% | 4 | 40.17% | 0% | 0% | 1 | 24.89% | 0% | 0% | 1
17 | Canby (I'SOT) | Northern_California | 0 | 0 |  | 0% | 0% | 1 | 81.73% | 0% | 81.73% | 5 | 0% | 0% | 0% | 1 | 100% | 0% | 0% | 5 | 0% | 0% | 0% | 1 | 100% | 0% | 0% | 5 | 0% | 0% | 0% | 1 | 48.66% | 0% | 0% | 1
18 | West Valley Reservoir | Northern_California | 0 | 0 |  | 0% | 0% | 1 | 0% | 0% | 0% | 1 | 45.65% | 0% | 0% | 1 | 0% | 0% | 0% | 1 | 54.35% | 0% | 0% | 2 | 100% | 0% | 0% | 5 | 60.77% | 0% | 0% | 2 | 3.804% | 0% | 0% | 1
19 | Little Hot Spring (Fall River) | Northern_California | 0 | 0 |  | 0% | 0% | 1 | 0% | 0% | 0% | 1 | 100% | 0% | 0% | 5 | 0% | 0% | 0% | 1 | 0% | 0% | 0% | 1 | 100% | 0% | 0% | 5 | 0% | 0% | 0% | 1 | 13.21% | 0% | 0% | 1
20 | Carson River | El_Dorado_Mariposa | 0 | 0 |  | 0% | 0% | 1 | 96.93% | 0% | 96.93% | 5 | 100% | 0% | 0% | 5 | 0% | 0% | 0% | 1 | 0% | 0% | 0% | 1 | 100% | 0% | 0% | 5 | 100% | 0% | 0% | 5 | 1.158% | 0% | 0% | 1
21 | Tasajara HS | Peninsula_Monterey | 0 | 0 |  | 0% | 0% | 1 | 0% | 100% | 100% | 5 | 100% | 0% | 0% | 5 | 0% | 0% | 0% | 1 | 0% | 0% | 0% | 1 | 100% | 0% | 0% | 5 | 100% | 0% | 0% | 5 | 20.75% | 0% | 0% | 1
22 | Truckhaven | Greater_Imperial (Exclude) | 0 | 0 |  | 0% | 0% | 1 | 0% | 0% | 0% | 1 | 17.37% | 0% | 0% | 1 | 0% | 0% | 0% | 1 | 0% | 0% | 0% | 1 | 17.37% | 0% | 0% | 1 | 53.26% | 0% | 0% | 2 | 0% | 0% | 0% | 1
23 | Brockway Hot Springs | Northern_California | 0 | 0 |  | 0% | 0% | 1 | 0% | 0% | 0% | 1 | 0% | 0% | 0% | 1 | 0% | 0% | 0% | 1 | 100% | 0% | 0% | 5 | 100% | 0% | 0% | 5 | 0% | 0% | 0% | 1 | 0% | 0% | 0% | 1
24 | Marble Hot Well | Northern_California | 0 | 0 |  | 0% | 0% | 1 | 32.34% | 0% | 32.34% | 2 | 0% | 0% | 0% | 1 | 0% | 0% | 0% | 1 | 100% | 0% | 0% | 5 | 100% | 0% | 0% | 5 | 100% | 0% | 0% | 5 | 8.7% | 0% | 0% | 1
25 | Paso Robles | Kern_Greater_Carrizo | 0 | 0 |  | 0% | 0% | 1 | 0% | 0% | 0% | 1 | 0% | 0% | 0% | 1 | 0% | 0% | 0% | 1 | 100% | 0% | 0% | 5 | 100% | 0% | 0% | 5 | 0% | 0% | 0% | 1 | 28.05% | 0% | 0% | 1
26 | South Brawley | Greater_Imperial | 0 | 0 |  | 0% | 0% | 1 | 0% | 0% | 0% | 1 | 0% | 0% | 0% | 1 | 0% | 0% | 0% | 1 | 0% | 0% | 0% | 1 | 0% | 0% | 0% | 1 | 0% | 0% | 0% | 1 | 15.01% | 0% | 0% | 1
27 | Sierra Valley | Northern_California | 0 | 0 |  | 0% | 0% | 1 | 37.34% | 0% | 37.34% | 2 | 0% | 0% | 0% | 1 | 0% | 0% | 0% | 1 | 0% | 0% | 0% | 1 | 0% | 0% | 0% | 1 | 100% | 0% | 0% | 5 | 100% | 0% | 0% | 5
28 | Kelly HS | Northern_California | 0 | 0 |  | 0% | 0% | 1 | 79.48% | 0% | 79.48% | 5 | 0% | 0% | 0% | 1 | 0% | 0% | 0% | 1 | 0% | 0% | 0% | 1 | 0% | 0% | 0% | 1 | 15.89% | 0% | 0% | 1 | 3.552% | 0% | 0% | 1
29 | Indian Valley Hot Springs | Northern_California | 0 | 0 |  | 0% | 0% | 1 | 100% | 0% | 100% | 5 | 0% | 0% | 0% | 1 | 0% | 0% | 0% | 1 | 0% | 0% | 0% | 1 | 0% | 0% | 0% | 1 | 0% | 0% | 0% | 1 | 49.65% | 0% | 0% | 1
30 | Fales HS | Greater_Kramer (Exclude) | 0 | 0 |  | 0% | 0% | 1 | 100% | 0% | 100% | 5 | 0% | 0% | 0% | 1 | 0% | 0% | 0% | 1 | 0% | 0% | 0% | 1 | 0% | 0% | 0% | 1 | 97.82% | 0% | 0% | 5 | 2.242% | 0% | 0% | 1
31 | Big Bend HS | Northern_California | 0 | 0 |  | 0% | 0% | 1 | 2.359% | 86.94% | 89.3% | 5 | 0% | 0% | 0% | 1 | 0% | 0% | 0% | 1 | 0% | 0% | 0% | 1 | 0% | 0% | 0% | 1 | 0% | 0% | 0% | 1 | 12.25% | 0% | 0% | 1
32 | Kellog HS | Northern_California | 0 | 0 |  | 0% | 0% | 1 | 99% | 0% | 99% | 5 | 0% | 0% | 0% | 1 | 0% | 0% | 0% | 1 | 0% | 0% | 0% | 1 | 0% | 0% | 0% | 1 | 0% | 0% | 0% | 1 | 50.5% | 0% | 0% | 2

## Land_EnvPSH
Land-use and environmental criteria analysis for potential pumped storage hydro resource locations in California. Locations were identified using known proposed projects/projects under FERC permitting or licensing and environmental and land-use screen data analysis was conducted on for a 5-mile radius circle centered on a central point of the potential project area as identified in permitting information. |  |  |  |  | Level 1: less than | Level 2: less than | Level 3: less than | Level 4: less than | Level 5: greater than
[5 empty] | 0.5 | 0.7 | 0.9 | 0.95 | 0.95
|  |  | Land-use & Env. Impacts Criteria Alignment | [7 empty] | Acres | [6 empty] | Percent | [7 empty] | Potential FERC Project Info for Identified Area | [5 empty] | Staff Assessment of Criteria based on FERC filings
2036 LDES Res. Mapped | 2041 LDES Res. Mapped | Potential Pumped Storage Site (FERC Application Name) | Protected Area Layer | Terrestrial Biodiversity | Terrestrial Connectivity | Terrestrial Irreplaceability | Intactness | Aquatic Rare Species Richness | Aquatic Irreplaceability | Acres (5 mile radius) | Protected Area Layer | Terr Biodiversity 5 | Terr Connectivity 4,5 | Terr Irreplaceability 4,5 | High Intactness | Aq Rare Species Richness 4,5 | Aq Irreplaceability 4,5 | Protected Area Layer | Terr Biodiversity 5 | Terr Connectivity 4,5 | Terr Irreplaceability 4,5 | High Intactness | Aq Rare Species Richness 4,5 | Aq Irreplaceability 4,5 | Notes | FERC Project Number | State | City | County | Expected MWs | License Status | Probable Lower Reservoir |  | Probable Upper Reservoir |  | Probable Water Source |  | Interconnection
0 | 0 | Eagle_Mountain | 2 | 1 | 1 | 1 | 3 | 1 | 1 | 50257.207 | 31857.752 | 10546.2783 | 20717.959 | 281.6419 | 37781.9258 |  |  | 63.39% | 20.98% | 41.22% | 0.5604% | 75.18% | 0% | 0% |  | P-13123 | CA | Eagle Mountain | Riverside | 1300 | Active License | Brownfield | 2 | Brownfield | 2 | Ground Water (Low Prioritization) | 3 | In a queue (Red Bluff)
0 | 0 | Swan Lake North Pumped Storage | [22 empty] | in Oregon, no land-use data currently | P-13318 | OR | Altamont | Klamath | 393.3 | Active License | New off-stream | 3 | New off-stream | 3 | Ground Water (Low Prioritization) | 3 | In a queue (Malin)
0 | 0 | LEAPS | 1 | 1 | 1 | 2 | 1 | 1 | 1 | 50257.207 | 20167.459 | 13819.2822 | 21592.4727 | 30891.9082 | 23679.293 | 24398.8789 | 24398.8789 | 40.13% | 27.5% | 42.96% | 61.47% | 47.12% | 48.55% | 48.55% |  | P-14227 | CA | Lake Elsinore | Riverside | 500 | Active Preliminary Permits | Existing off-stream | 1 | New off-stream | 3 | Existing off-stream reservoir | 1 | In a queue (Alberhill)
409.2 | 409.2 | San_Vicente | 1 | 3 | 3 | 2 | 1 | 3 | 2 | 50257.207 | 20644.9609 | 37256.9102 | 38113.6836 | 26059.7773 | 20403.4414 | 40213.4609 | 32492.168 | 41.08% | 74.13% | 75.84% | 51.85% | 40.6% | 80.02% | 64.65% |  | P-14642 | CA | Poway | San Diego | 500 | Received Preliminary Permits | Existing off-stream | 1 | New off-stream | 3 | Existing off-stream reservoir | 1 | Sycamore Canyon 230 kV
310 | 310 | Mokulumne Pumped Storage | 1 | 1 | 1 | 1 | 1 | 1 | 2 | 50257.207 | 9949.6104 | 4799.9956 | 2593.4441 | 6972.7671 | 24635.4746 | 22461.332 | 29382.877 | 19.8% | 9.551% | 5.16% | 13.87% | 49.02% | 44.69% | 58.47% | Overlap in 5-mile buffer of Salt Springs | P-14796 | CA | Jackson | Amador and Calaveras | 400 | Active Preliminary Permits | Existing on-stream | 2 | Existing on-stream | 2 | Existing on-stream reservoir | 2 | In a queue (Bellota)
0 | 0 | Bison_Peak | 1 | 1 | 3 | 1 | 3 | 1 | 1 | 50257.207 | 14202.7285 | 14263.6709 | 43941.6992 | 17052.7988 | 42464.5547 |  | 410.4862 | 28.26% | 28.38% | 87.43% | 33.93% | 84.49% | 0% | 0.8168% |  | P-14850 | CA |  | Kern | 480 | Active Preliminary Permits | New off-stream | 3 | New off-stream | 3 | Ground Water (Low Prioritization) | 3 | in a queue (Windhub 230 kV)
0 | 0 | Tehachapi Pumped Storage | 1 | 3 | 3 | 3 | 2 | 1 | 1 | 50257.207 | 8604.0742 | 40404.1758 | 41241.4883 | 44859.582 | 31388.7793 | 11929.2969 | 8845.374 | 17.12% | 80.39% | 82.06% | 89.26% | 62.46% | 23.74% | 17.6% |  | P-15104 | CA | Lebec | Kern | 1000 | Active Preliminary Permits | New off-stream | 3 | New off-stream | 3 | Ground Water (Low Prioritization) | 3 | Bailey 220 kV
0 | 0 | Nacimiento Pumped Storage | 1 | 1 | 2 | 1 | 2 | 1 | 1 | 50257.207 | 20755.8379 | 1370.9502 | 27986.2969 | 2617.2998 | 29608.8984 | 1720.399 |  | 41.3% | 2.728% | 55.69% | 5.208% | 58.91% | 3.423% | 0% |  | P-15269 | CA | Oak Shores | San Luis Obispo | 1500 | Active Preliminary Permits | Existing on-stream | 2 | New off-stream | 3 | Existing on-stream reservoir | 2 | Templeton 230 kV
0 | 0 | Twitchell Pumped Storage | 1 | 1 | 1 | 1 | 2 | 2 | 1 | 50257.207 | 1938.1942 | 636.7733 | 1910.4653 | 636.1685 | 31096.7207 | 35176.8242 | 19741.5039 | 3.857% | 1.267% | 3.801% | 1.266% | 61.88% | 69.99% | 39.28% |  | P-15271 | CA | Santa Maria | San Luis Obispo, Santa Barbara | 600 | Active Preliminary Permits | Existing on-stream | 2 | New off-stream | 3 | Existing on-stream reservoir | 2 | Mesa 230 kV
0 | 0 | Whale Rock Pumped Storage | 1 | 1 | 3 | 1 | 2 | 4 | 1 | 50257.207 | 4858.374 | 16284.0332 | 37710.9805 | 18309.0039 | 26681.7227 | 46732.3398 |  | 9.667% | 32.4% | 75.04% | 36.43% | 53.09% | 92.99% | 0% |  | P-15272 | CA | Cayucos | San Luis Obispo | 600 | Active Preliminary Permits | Existing off-stream | 1 | New off-stream | 3 | Existing off-stream reservoir | 1 | New sub (Morro-Solar or Morro-Diablo 230 kV)
0 | 0 | Vandenberg Pumped Storage | 1 | 1 | 2 | 1 | 2 | 1 | 1 | 50257.207 | 3907.0044 | 1504.192 | 29985.1406 | 14678.1182 | 27065.3984 | 10425.7256 | 8617.3008 | 7.774% | 2.993% | 59.66% | 29.21% | 53.85% | 20.74% | 17.15% |  | P-15284 | CA | Vandenburg | Santa Barbara | 1351 | Pending Preliminary Permits | Ocean | 4 | New off-stream | 3 | Ocean | 5 | Lompoc Substation
0 | 0 | Haiwee Pumped Storage | 5 | 2 | 1 | 1 | 3 | 1 | 1 | 50257.207 | 49021.0859 | 27546.5957 | 17453.9922 | 23649.2383 | 38769.082 |  |  | 97.54% | 54.81% | 34.73% | 47.06% | 77.14% | 0% | 0% |  | P-15307 | CA | Olancha | Inyo | 1600 | Pending Preliminary Permits | Existing on-stream | 2 | New off-stream | 3 | Existing on-stream reservoir | 2 | Windhub
0 | 0 | MQR Pumped Storage | 1 | 3 | 3 | 3 | 1 | 5 | 5 | 50257.207 | 7034.6191 | 42483.7383 | 44327.0703 | 40883.5977 | 21873.334 | 50257.4102 | 50257.4102 | 14% | 84.53% | 88.2% | 81.35% | 43.52% | 100% | 100% |  | P-15312 | CA | Tracy | Alameda | 280 | Active Preliminary Permits | New off-stream | 3 | New off-stream | 3 | Existing off-stream reservoir | 1 | Tesla 230 kV
0 | 0 | Salt Springs Pumped Storage | 1 | 1 | 1 | 1 | 2 | 1 | 1 | 50257.207 | 13088.1865 | 4799.9956 | 1599.9983 | 8000.001 | 26131.0195 | 10368.0439 | 18506.9316 | 26.04% | 9.551% | 3.184% | 15.92% | 51.99% | 20.63% | 36.82% | Overlap in 5-mile buffer of Mokulumne | P-15343 | CA | Mokelumne Hill | Calaveras | 2000 | Pending Preliminary Permits | Existing on-stream | 2 | New off-stream | 3 | Existing on-stream reservoir | 2 | Bellota 230 kV
0 | 0 | Isabella Pumped Storage | 1 | 2 | 1 | 2 | 1 | 1 | 1 | 50257.207 | 24821.9941 | 28821.2578 | 839.9474 | 32124.373 | 21700.7559 |  |  | 49.39% | 57.35% | 1.671% | 63.92% | 43.18% | 0% | 0% | Average of CEC analysis of (alt 1&2) and (alt 3) | P-15306 | CA | Lake Isabella | Kern | 2000 | Pending Preliminary Permits | Existing on-stream | 2 | New off-stream | 3 | Existing on-stream reservoir | 2 | Magunden 115 kV
0 | 0 | Maxwell Pumped Storage | 1 | 1 | 2 | 1 | 2 | 1 | 1 | 50257.207 | 12628.3887 | 18535.6523 | 29213.7734 | 18440.0996 | 26381.8125 |  |  | 25.13% | 36.88% | 58.13% | 36.69% | 52.49% | 0% | 0% |  | P-15345 | CA | Rosamond | Kern | 3600 | Pending Preliminary Permits | Brownfield | 2 | New off-stream | 3 | Existing off-stream reservoir | 1 | Whirlwind

## LandEnv_Solar_Data_5mi
CEC calculated land-use and environmental data criteria for in-state substations at a 5 mile radius for solar resource potential.
[5 empty] | Res. Potential Base (after techno-economic & protected areas exclusions) | Res. Potential after Core Land Use Screen (Lower Implications Land) | Percentage of Base Potential w/ Lower Implications | Res. Potential excluded by Core screen (Higher Implications Land) | Percentage of Base Potential w/ Higher Implications | Base Res. Potential w/ Parcelization value less than 6 | Percentage of Base Potential w/ Parcelization value less than 6 |  |  | Base Res. Potential w/ Parcelization value less than 30 & greater than 6 | Percentage of Base Potential w/ Parcelization value less than 30 & greater than 6 | 10th Percentile Parcelization Value | Base Res. Potential w/ Low Cropland Index Values | Percentage of Base Potential w/ Low Cropland Index Values | Base Res. Potential w/ High Cropland Index Values | Percentage of Base Potential w/ High Cropland Index Values | Substation in or near a Critically Overdrafted Groundwater Basin | Base Res. Potential w/ Tier 2 Fire Threat | Percentage of Base Potential w/ Tier 2 Fire Threat | Base Res. Potential w/ Tier 3 Fire Threat | Percentage of Base Potential w/ Tier 3 Fire Threat | Base Res. Potential w/ ACE Terrestrial Connectivity, 4 or 5, (High Implications) | Percentage of Base Potential w/ Terrestrial Connectivity High Implications | Base Res. Potential w/ Terrestrial Connectivity Low Implications | Base Res. Potential w/ ACE Biodiversity, 5, (High Implications) | Percentage of Base Potential w/ Biodiversity High Implications | Base Res. Potential w/ Biodiversity Low Implications | Base Res. Potential w/ ACE Irreplaceability, 4 or 5, (High Implications) | Percentage of Base Potential w/ Irreplaceability High Implications | Base Res. Potential w/ Irreplaceability Low Implications | Base Res. Potential w/ Any of the three ACE datasets High Implications | Percentage of Base Potential w/ Any of the three ACE datasets High Implications | Base Res. Potential w/ Any of the three ACE datasets Low Implications | Base Res. Potential w/ High Terrestrial Landscape Intactness | Percentage of Base Potential w/ High Terrestrial Landscape Intactness | Base Res. Potential w/ Low Terrestrial Landscape Intactness | Base Res. Potential w/ Classified as Wetlands | Percentage of Base Potential w/ Classified as Wetlands | Base Res. Potential w/ Not Classified as Wetlands
Blue columns indicate additional data calculate/added by CPUC staff in dashboard.
|  |  |  | Distance in miles to nearby substations | [7 empty] | Base Res. Potential w/ Parcelization value less than 30 & greater than 6 | Percentage of Base Potential w/ Parcelization value less than 30
OBJECTID | IRP_Substation_Name | RESOLVE_Solar_Area | RESOLVE_Name | Substation Overlaps [distance (mi), res. pot. (acres)] | RPB_Acres | TRP_Acres | Perc_TRP | High_Implication_Acres | Perc_HighImplication | Parcels_LT_6 | Perc_ParcLT6 | Parcels_LT_30 | Perc_ParcLT30 | Parcels_LT_30_GT6 | Perc_ParcLT30GT6 | 10th Percentile Parcelization | LowCrop_Acres | Perc_LowCrop | HighCrop_Acres | Perc_HighCrop | Critically overdrafted basin | FT_Tier2_Acres | Perc_FT_Tier2 | FT_Tier3_Acres | Perc_FT_Tier3 | Conn45_Acres | Perc_Conn45 | Low Conn Acres | Bio5_Acres | Perc_Bio5 | Low Bio Acres | Irr45_Acres | Perc_Irr45 | Low Irr Acres | ACE_All_Acres | Perc_AllACE | Low AllACE Acres | High_Intact_Acres | Perc_HighIntact | LowIntact Acres | Wetlands_Acres | Perc_Wetlands | Not Wetlands Acres
273 | 7th Standard | SPGE | PGE Kern | {'Renfro': [4.0, 927.0], 'Lerdo': [4.3, 4583.0], 'Kern Power': [4.5, 450.0], 'Rosedale': [5.3, 6.0], 'Kern Oil': [6.2, 500.0], 'West Park': [6.8, 0.0], 'Rio Bravo': [7.3, 1053.0], 'Bakersfield': [8.0, 0.0], 'Sycamore': [8.0, 0.0], 'Tevis': [8.3, 0.0], 'Stockdale': [9.2, 0.0], 'Tupman': [9.8, 0.0]} | 24761.5039 | 4654.2471 | 0.18796 | 20107.2578 | 0.81204 | 118.5519 | 0.0047878 | 21314.4023 | 86.08% | 21195.8504 | 85.6% | 23.4182 | 1009.8229 | 4.078% | 18197.793 | 0.73492 |  | 175.2717 | 0.7078% | 0 | 0% | 3120.3137 | 12.6% | 21641.1902 | 0 | 0% | 24761.5039 | 730.4166 | 2.95% | 24031.0873 | 3138.7153 | 12.68% | 21622.7886 | 0 | 0% | 24761.5039 | 571.2136 | 2.307% | 24190.2903
261 | Alamitos | GREATER LA METRO | SCE Metro | {'Del Amo': [5.7, 0.0], 'Long Beach': [7.3, 2.0], 'Barre': [7.4, 0.0], 'Harborgen': [7.5, 2.0], 'Hinson': [8.0, 2.0], 'Arcogen': [9.1, 0.0], 'Lighthipe': [9.1, 0.0]} | 885.0714 | 3.3727 | 0.0038107 | 881.6987 | 0.99619 | 13.9258 | 0.015734 | 52.6832 | 5.952% | 38.7574 | 4.379% | 43.4 | 0 | 0% | 0 | 0 |  | 0 | 0% | 0 | 0% | 0 | 0% | 885.0714 | 558.5269 | 63.11% | 326.5446 | 873.3196 | 98.67% | 11.7518 | 873.3196 | 98.67% | 11.7518 | 0 | 0% | 885.0714 | 17.7446 | 2.005% | 867.3269
185 | Alpaugh | SPGE | PGE Fresno | {'Olive': [4.6, 2803.0]} | 39106.8789 | 12200.8857 | 0.31199 | 26905.9922 | 0.68801 | 7225.269 | 0.18476 | 37131.207 | 94.95% | 29905.938 | 76.47% | 6.8761 | 17786.418 | 45.48% | 14841.8115 | 0.37952 |  | 2906.4395 | 7.432% | 0 | 0% | 20621.2598 | 52.73% | 18485.6191 | 25.513 | 0.06524% | 39081.3659 | 3890.4507 | 9.948% | 35216.4282 | 22795.0586 | 58.29% | 16311.8203 | 204.9794 | 0.5242% | 38901.8995 | 1836.9031 | 4.697% | 37269.9758
76 | Antelope | GREATER TEHACHAPI | SCE Northern | {} | 33937.0703 | 22425.4688 | 0.6608 | 11511.6016 | 0.3392 | 0 | 0 | 2107.7939 | 6.211% | 2107.7939 | 6.211% | 64 | 1198.653 | 3.532% | 260.4244 | 0.0076737 |  | 13465.3809 | 39.68% | 2381.6819 | 7.018% | 0 | 0% | 33937.0703 | 9361.8525 | 27.59% | 24575.2178 | 5826.8032 | 17.17% | 28110.2671 | 9509.4033 | 28.02% | 24427.667 | 3063.9995 | 9.028% | 30873.0708 | 503.3503 | 1.483% | 33433.72
42 | Arco | SPGE | PGE Kern | {'Gates-Midway (Proposed)': [8.7, 335.0]} | 49353.4805 | 1119.9863 | 0.022693 | 48233.4922 | 0.97731 | 6649.895 | 0.13474 | 47894.5664 | 97.04% | 41244.6714 | 83.57% | 7.7321 | 4916.9028 | 9.963% | 16285.0947 | 0.32997 |  | 19784.2715 | 40.09% | 0 | 0% | 38826.9414 | 78.67% | 10526.5391 | 118.874 | 0.2409% | 49234.6064 | 204.9461 | 0.4153% | 49148.5344 | 38826.9414 | 78.67% | 10526.5391 | 7242.9116 | 14.68% | 42110.5688 | 130.8941 | 0.2652% | 49222.5863
77 | Arcogen | GREATER LA METRO | SCE Metro | {'Hinson': [1.2, 1062.0], 'Harborgen': [2.8, 1063.0], 'Long Beach': [3.7, 1063.0], 'Lighthipe': [5.9, 0.0], 'La Fresa': [6.3, 0.0], 'Redondo': [8.6, 0.0], 'Del Amo': [8.7, 0.0], 'Alamitos': [9.1, 0.0], 'El Nido': [9.2, 0.0]} | 2353.958 | 1057.3518 | 0.44918 | 1296.6062 | 0.55082 | 0 | 0 | 1624.1586 | 69% | 1624.1586 | 69% | 18.7588 | 0 | 0% | 0 | 0 |  | 0 | 0% | 0 | 0% | 0 | 0% | 2353.958 | 0 | 0% | 2353.958 | 1271.7742 | 54.03% | 1082.1838 | 1271.7742 | 54.03% | 1082.1838 | 0 | 0% | 2353.958 | 5.7918 | 0.246% | 2348.1662
247 | Arkansas | GREATER IMPERIAL | SCE Eastern | {'Sonora': [2.7, 13677.0], 'Bannister': [7.8, 1050.0]} | 45120.9609 | 18179.3828 | 0.4029 | 26941.5781 | 0.5971 | 3657.4297 | 0.081058 | 44357.2852 | 98.31% | 40699.8555 | 90.2% | 7.3154 | 20678.5078 | 45.83% | 17892.7207 | 0.39655 |  | 0 | 0% | 0 | 0% | 1776.7603 | 3.938% | 43344.2007 | 5811.3315 | 12.88% | 39309.6294 | 14251.3994 | 31.58% | 30869.5615 | 14251.3994 | 31.58% | 30869.5615 | 972.644 | 2.156% | 44148.317 | 1375.6406 | 3.049% | 43745.3203
70 | Avenal | SPGE | PGE Kern | {} | 31596.9082 | 7375.8325 | 0.23344 | 24221.0762 | 0.76656 | 17118.0742 | 0.54176 | 31459.0449 | 99.56% | 14340.9707 | 45.39% | 4.8715 | 10827.3135 | 34.27% | 2010.8903 | 0.063642 |  | 11262.8867 | 35.65% | 0 | 0% | 12269.0293 | 38.83% | 19327.8789 | 0 | 0% | 31596.9082 | 10066.6084 | 31.86% | 21530.2998 | 21399.3281 | 67.73% | 10197.5801 | 6637.3682 | 21.01% | 24959.54 | 149.6378 | 0.4736% | 31447.2704
78 | Bailey | GREATER TEHACHAPI | SCE Northern | {} | 24743.8047 | 0 | 0 | 0 | 0 | 10473.8008 | 0.42329 | 24360.4902 | 98.45% | 13886.6895 | 56.12% | 6.0202 | 0 | 0% | 0 | 0 |  | 15388.3672 | 62.19% | 7746.5117 | 31.31% | 16230.1641 | 65.59% | 8513.6406 | 16458.5586 | 66.52% | 8285.2461 | 17100.4375 | 69.11% | 7643.3672 | 24743.8047 | 100% | 0 | 13911.5967 | 56.22% | 10832.208 | 677.8708 | 2.74% | 24065.9339
43 | Bakersfield | SPGE | PGE Kern | {'West Park': [2.2, 280.0], 'Columbus': [3.7, 571.0], 'Kern Oil': [3.8, 0.0], 'Rosedale': [4.2, 0.0], 'Sycamore': [4.6, 0.0], 'Magunden': [5.0, 790.0], 'Kern Power': [5.3, 0.0], 'Stockdale': [6.0, 0.0], 'Cal Water': [6.3, 0.0], '7th Standard': [8.0, 0.0], 'Tevis': [8.4, 0.0], 'Renfro': [9.0, 0.0]} | 5588.5825 | 788.7365 | 0.14113 | 4799.8462 | 0.85887 | 0 | 0 | 4749.9858 | 84.99% | 4749.9858 | 84.99% | 13.2247 | 103.7313 | 1.856% | 374.0131 | 0.066924 |  | 0 | 0% | 0 | 0% | 4424.9463 | 79.18% | 1163.6362 | 370.4783 | 6.629% | 5218.1042 | 1674.1643 | 29.96% | 3914.4182 | 4424.9463 | 79.18% | 1163.6362 | 0 | 0% | 5588.5825 | 42.3946 | 0.7586% | 5546.1879
113 | Barre | GREATER LA METRO | SCE Metro | {'Lewis': [4.8, 0.0], 'Del Amo': [7.1, 0.0], 'Alamitos': [7.4, 0.0], 'Villa Park': [8.5, 0.0], 'Ellis': [8.8, 0.0], 'Johanna': [9.9, 0.0]} | 0 | 0 | 0 | 0 | 0 | 0 | 0 | 0 | 0% | 0 | 0% | 0 | 0 | 0% | 0 | 0 |  | 0 | 0% | 0 | 0% | 0 | 0% | 0 | 0 | 0% | 0 | 0 | 0% | 0 | 0 | 0% | 0 | 0 | 0% | 0 | 0 | 0% | 0
294 | Bay Boulevard | SAN DIEGO | SDGE Imperial | {'Silvergate': [6.6, 144.0], 'Miguel': [8.1, 0.0]} | 595.6007 | 139.0233 | 0.23342 | 456.5774 | 0.76658 | 112.3635 | 0.18866 | 319.0858 | 53.57% | 206.7223 | 34.71% | 10.6933 | 0 | 0% | 0 | 0 |  | 0 | 0% | 0 | 0% | 35.925 | 6.032% | 559.6757 | 361.7497 | 60.74% | 233.851 | 426.745 | 71.65% | 168.8557 | 426.745 | 71.65% | 168.8557 | 0 | 0% | 595.6007 | 53.0548 | 8.908% | 542.5459
295 | Beatty | SNV ELDORADO DESERT | SCE EOP | {} | 2357.6775 | 577.2634 | 0.24484 | 1780.4141 | 0.75516 | 0 | 0 | 0 | 0% | 0 | 0% | 0 | 0 | 0% | 0 | 0 |  | 0 | 0% | 0 | 0% | 0 | 0% | 2357.6775 | 0 | 0% | 2357.6775 | 0 | 0% | 2357.6775 | 0 | 0% | 2357.6775 | 0 | 0% | 2357.6775 | 0 | 0% | 2357.6775
175 | Bellevue | NORTHERN CALIFORNIA | PGE NGBA | {'Penngrove': [4.7, 0.0], 'Fulton': [8.6, 0.0]} | 11240.2959 | 207.606 | 0.01847 | 11032.6895 | 0.98153 | 0 | 0 | 3538.6475 | 31.48% | 3538.6475 | 31.48% | 32.3394 | 2004.665 | 17.83% | 796.3878 | 0.070851 |  | 2802.8994 | 24.94% | 0 | 0% | 6579.4512 | 58.53% | 4660.8447 | 4236.6455 | 37.69% | 7003.6504 | 7171.2534 | 63.8% | 4069.0425 | 9404.7188 | 83.67% | 1835.5771 | 1070.8174 | 9.527% | 10169.4785 | 1212.587 | 10.79% | 10027.7089
153 | Bellota | NORTHERN CALIFORNIA | PGE GBA | {'Rancho Seco - Bellota (Proposed)': [8.2, 263.0]} | 42230.5117 | 4829.9238 | 0.11437 | 37400.5859 | 0.88563 | 4917.1768 | 0.11644 | 37790.3008 | 89.49% | 32873.124 | 77.84% | 12 | 14964.8857 | 35.44% | 12766.8135 | 0.30231 |  | 5965.1147 | 14.13% | 0 | 0% | 5789.9692 | 13.71% | 36440.5425 | 6913.9517 | 16.37% | 35316.5601 | 27322.4355 | 64.7% | 14908.0762 | 27367.4121 | 64.8% | 14863.0996 | 9325.0918 | 22.08% | 32905.4199 | 8411.6104 | 19.92% | 33818.9014
217 | Big Creek Hydro Facilities | SPGE | PGE Fresno | {} | 15893.2646 | 481.5482 | 0.030299 | 15411.7168 | 0.9697 | 12232.8838 | 0.76969 | 15830.7705 | 99.61% | 3597.8867 | 22.64% | 3.7051 | 0 | 0% | 0 | 0 |  | 1519.438 | 9.56% | 0 | 0% | 6095.4814 | 38.35% | 9797.7832 | 14789.0859 | 93.05% | 1104.1787 | 3189.1396 | 20.07% | 12704.125 | 14808.1104 | 93.17% | 1085.1543 | 7693.7974 | 48.41% | 8199.4673 | 923.8687 | 5.813% | 14969.396
203 | Birds Landing | NORTHERN CALIFORNIA | PGE GBA | {'Shiloh III': [3.2, 12358.0], 'Pittsburg': [7.1, 395.0], 'Kirker': [8.3, 5.0], 'Contra Costa': [9.0, 57.0]} | 39833.5391 | 18925.6895 | 0.47512 | 20907.8496 | 0.52488 | 7053.5723 | 0.17708 | 39198.2422 | 98.41% | 32144.6699 | 80.7% | 6.1734 | 19815.5977 | 49.75% | 0 | 0 |  | 29949.1836 | 75.19% | 0 | 0% | 6120.915 | 15.37% | 33712.624 | 13027.1211 | 32.7% | 26806.418 | 12635.4746 | 31.72% | 27198.0645 | 17852.9316 | 44.82% | 21980.6074 | 417.4657 | 1.048% | 39416.0734 | 4868.5815 | 12.22% | 34964.9575
252 | BlytheSC 161 kV | RIVERSIDE | SCE Eastern | {} | 37123.6914 | 3421.6614 | 0.092169 | 33702.0312 | 0.90783 | 560.7693 | 0.015105 | 30609.377 | 82.45% | 30048.6076 | 80.94% | 17.1635 | 7524.3325 | 20.27% | 24535.1426 | 0.6609 |  | 0 | 0% | 0 | 0% | 14478.2119 | 39% | 22645.4795 | 16985.1387 | 45.75% | 20138.5527 | 10494.4805 | 28.27% | 26629.2109 | 24695.5977 | 66.52% | 12428.0938 | 745.1647 | 2.007% | 36378.5267 | 543.0638 | 1.463% | 36580.6276
96 | Borden | SPGE | PGE Fresno | {'Gregg': [6.1, 6144.0]} | 36752.7031 | 9371.8135 | 0.255 | 27380.8906 | 0.745 | 1078.283 | 0.029339 | 32872.375 | 89.44% | 31794.092 | 86.51% | 13.9604 | 16379.1426 | 44.57% | 15644.2568 | 0.42566 |  | 14298.6846 | 38.91% | 0 | 0% | 1507.8645 | 4.103% | 35244.8386 | 13609.6377 | 37.03% | 23143.0654 | 15292.3438 | 41.61% | 21460.3594 | 15297.3643 | 41.62% | 21455.3389 | 80.6161 | 0.2193% | 36672.087 | 1963.4658 | 5.342% | 34789.2373
141 | Boulevard | GREATER IMPERIAL | SDGE Imperial | {'East County': [9.0, 70.0]} | 32430.6172 | 10744.1621 | 0.3313 | 21686.4551 | 0.6687 | 2207.3186 | 0.068063 | 24808.9668 | 76.5% | 22601.6482 | 69.69% | 13.6892 | 9.1182 | 0.02812% | 0 | 0 |  | 19959.8926 | 61.55% | 7252.876 | 22.36% | 4400.5557 | 13.57% | 28030.0615 | 5399.3921 | 16.65% | 27031.2251 | 13922.6641 | 42.93% | 18507.9531 | 18622.791 | 57.42% | 13807.8262 | 5241.5591 | 16.16% | 27189.0581 | 523.7173 | 1.615% | 31906.8999
11 | Brentwood | NORTHERN CALIFORNIA | PGE GBA | {'Lone Tree': [4.9, 169.0], 'Contra Costa': [8.0, 5.0], 'Delta Pumps': [8.7, 0.0], 'Kelso': [9.3, 0.0]} | 14082.2617 | 167.8783 | 0.011921 | 13914.3838 | 0.98808 | 1374.5957 | 0.097612 | 7896.8389 | 56.08% | 6522.2432 | 46.32% | 21.2065 | 2220.8179 | 15.77% | 7209.4277 | 0.51195 |  | 2739.8657 | 19.46% | 0 | 0% | 941.0834 | 6.683% | 13141.1783 | 5187.4727 | 36.84% | 8894.7891 | 6011.8784 | 42.69% | 8070.3833 | 6013.5205 | 42.7% | 8068.7412 | 174.7688 | 1.241% | 13907.4929 | 844.8778 | 6% | 13237.3839
37 | Bridgeville | NORTHERN CALIFORNIA | PGE NGBA | {} | 12925.1797 | 3262.8093 | 0.25244 | 9662.3701 | 0.74756 | 3165.9861 | 0.24495 | 12355.7275 | 95.59% | 9189.7415 | 71.1% | 6.7719 | 20.4786 | 0.1584% | 0 | 0 |  | 0 | 0% | 0 | 0% | 4854.9731 | 37.56% | 8070.2065 | 795.3597 | 6.154% | 12129.8199 | 795.3597 | 6.154% | 12129.8199 | 5650.333 | 43.72% | 7274.8467 | 7684.291 | 59.45% | 5240.8887 | 102.4894 | 0.7929% | 12822.6902
111 | Brunswick | NORTHERN CALIFORNIA | PGE NGBA | {} | 13695.8828 | 1488.946 | 0.10871 | 12206.9365 | 0.89129 | 0 | 0 | 68.9694 | 0.5036% | 68.9694 | 0.5036% | 55.5 | 107.8987 | 0.7878% | 76.0075 | 0.0055497 |  | 12438.9033 | 90.82% | 1177.4385 | 8.597% | 8006.4419 | 58.46% | 5689.4409 | 3893.7803 | 28.43% | 9802.1025 | 8004.7266 | 58.45% | 5691.1562 | 12127.9922 | 88.55% | 1567.8906 | 85.1908 | 0.622% | 13610.692 | 374.4362 | 2.734% | 13321.4466
4 | Cabrillo | SPGE | PGE Kern | {} | 20550.3867 | 1324.1117 | 0.064432 | 19226.2754 | 0.93557 | 8806.1631 | 0.42852 | 19928.2461 | 96.97% | 11122.083 | 54.12% | 6.4271 | 1392.6268 | 6.777% | 4533.6812 | 0.22061 |  | 1867.9109 | 9.089% | 0 | 0% | 3413.6025 | 16.61% | 17136.7842 | 697.5953 | 3.395% | 19852.7914 | 11569.7236 | 56.3% | 8980.6631 | 13828.3486 | 67.29% | 6722.0381 | 8435.4443 | 41.05% | 12114.9424 | 1752.1423 | 8.526% | 18798.2444
219 | Cal Ave | SPGE | PGE Fresno | {'Malaga': [2.8, 844.0], 'West Fresno': [3.0, 929.0], 'Kearney (New)': [6.6, 623.0], 'Sanger': [8.5, 99.0]} | 6177.9336 | 1416.2213 | 0.22924 | 4761.7124 | 0.77076 | 0 | 0 | 1419.4862 | 22.98% | 1419.4862 | 22.98% | 28.3333 | 611.545 | 9.899% | 4765.5771 | 0.77139 |  | 0 | 0% | 0 | 0% | 0 | 0% | 6177.9336 | 0 | 0% | 6177.9336 | 0 | 0% | 6177.9336 | 0 | 0% | 6177.9336 | 0 | 0% | 6177.9336 | 2.6689 | 0.0432% | 6175.2647
278 | Calcite | GREATER KRAMER | SCE NOL | {} | 27208.3711 | 11745.2998 | 0.43168 | 15463.0713 | 0.56832 | 0.53093 | 1.9513e-05 | 5972.4229 | 21.95% | 5971.8919 | 21.95% | 33.58 | 4.8927 | 0.01798% | 0 | 0 |  | 0 | 0% | 0 | 0% | 14310.0156 | 52.59% | 12898.3555 | 5641.1587 | 20.73% | 21567.2124 | 3076.113 | 11.31% | 24132.2581 | 14606.7715 | 53.68% | 12601.5996 | 3837.6428 | 14.1% | 23370.7283 | 435.0392 | 1.599% | 26773.3319
316 | Cal Flats |  | PGE Fresno | {} | 13979.3623 | 2534.2598 | 0.18129 | 11445.1025 | 0.81871 | 5186.853 | 0.37104 | 13864.9971 | 99.18% | 8678.144 | 62.08% | 4.8315 | 464.5591 | 3.323% | 0 | 0 |  | 5958.0825 | 42.62% | 7997.7783 | 57.21% | 2312.5332 | 16.54% | 11666.8291 | 0 | 0% | 13979.3623 | 1164.7548 | 8.332% | 12814.6075 | 3477.2881 | 24.87% | 10502.0742 | 11287.0615 | 80.74% | 2692.3008 | 128.2218 | 0.9172% | 13851.1405
267 | Caliente | SPGE | PGE Kern | {'Carrizo Plains': [6.9, 0.0], 'Solar': [8.1, 0.0]} | 29289.5039 | 5636.9238 | 0.19246 | 23652.5801 | 0.80754 | 4677.8208 | 0.15971 | 26397.3125 | 90.13% | 21719.4917 | 74.15% | 8.3951 | 300.8063 | 1.027% | 0 | 0 |  | 13728.3486 | 46.87% | 0 | 0% | 9944.3086 | 33.95% | 19345.1953 | 6005.7593 | 20.5% | 23283.7446 | 10513.2549 | 35.89% | 18776.249 | 16771.7051 | 57.26% | 12517.7988 | 15855.2871 | 54.13% | 13434.2168 | 1279.9022 | 4.37% | 28009.6017
248 | California Water | SPGE | PGE Kern | {'Columbus': [2.7, 1203.0], 'Magunden': [4.4, 1955.0], 'Sycamore': [5.5, 0.0], 'Bakersfield': [6.3, 0.0], 'Kern Oil': [6.9, 0.0], 'West Park': [8.5, 0.0], 'Lamont': [8.9, 281.0], 'Unknown - 3327': [8.9, 303.0], 'Poso Mt.': [10.0, 0.0]} | 24273.2227 | 1993.0814 | 0.08211 | 22280.1406 | 0.91789 | 1050.7627 | 0.043289 | 20168.877 | 83.09% | 19118.1143 | 78.76% | 13.6337 | 122.2729 | 0.5037% | 1364.015 | 0.056194 |  | 8231.5811 | 33.91% | 0 | 0% | 21485.1992 | 88.51% | 2788.0234 | 9932.6094 | 40.92% | 14340.6133 | 12912.1641 | 53.2% | 11361.0586 | 21534.6055 | 88.72% | 2738.6172 | 4081.324 | 16.81% | 20191.8987 | 542.3943 | 2.235% | 23730.8284
101 | Calpella | NORTHERN CALIFORNIA | PGE NGBA | {'Ukiah': [3.7, 1186.0], 'Mendocino': [3.7, 5111.0]} | 17388.168 | 5403.7056 | 0.31077 | 11984.4629 | 0.68923 | 49.1376 | 0.0028259 | 13061.9346 | 75.12% | 13012.797 | 74.84% | 13.3493 | 362.6451 | 2.086% | 752.0229 | 0.043249 |  | 10524.9756 | 60.53% | 3116.6914 | 17.92% | 492.5738 | 2.833% | 16895.5942 | 6664.0625 | 38.33% | 10724.1055 | 6746.8311 | 38.8% | 10641.3369 | 6746.8311 | 38.8% | 10641.3369 | 6774.8169 | 38.96% | 10613.3511 | 185.1298 | 1.065% | 17203.0381
315 | Camanche | NORTHERN CALIFORNIA | PGE GBA | {'Rancho Seco - Bellota (Proposed)': [5.8, 813.0], 'Lockeford': [9.9, 10.0]} | 26279.3027 | 1803.0216 | 0.06861 | 24476.2812 | 0.93139 | 2395.3613 | 0.09115 | 20417.918 | 77.7% | 18022.5566 | 68.58% | 17.3069 | 3599.2493 | 13.7% | 1944.5111 | 0.073994 |  | 4393.6094 | 16.72% | 0 | 0% | 21320.2227 | 81.13% | 4959.0801 | 15881.2695 | 60.43% | 10398.0332 | 22136.3223 | 84.23% | 4142.9805 | 22334.2383 | 84.99% | 3945.0645 | 9530.1348 | 36.26% | 16749.168 | 7194.6411 | 27.38% | 19084.6616
18 | Cantua | SPGE | PGE Fresno | {'Excelsior': [6.5, 746.0]} | 47906.168 | 2615.0344 | 0.054587 | 45291.1328 | 0.94541 | 9817.707 | 0.20494 | 47545.0352 | 99.25% | 37727.3281 | 78.75% | 6.5556 | 2125.7922 | 4.437% | 38389.6875 | 0.80135 |  | 3580.1677 | 7.473% | 0 | 0% | 9480.3428 | 19.79% | 38425.8252 | 0 | 0% | 47906.168 | 0 | 0% | 47906.168 | 9480.3428 | 19.79% | 38425.8252 | 3430.6426 | 7.161% | 44475.5254 | 296.0534 | 0.618% | 47610.1145
120 | Capistrano | GREATER LA METRO | SDGE Imperial | {'Margarita': [3.4, 544.0], 'Trabuco': [3.5, 430.0], 'Talega': [6.8, 116.0]} | 3732.1392 | 584.4545 | 0.1566 | 3147.6846 | 0.8434 | 8.6154 | 0.0023084 | 1524.1194 | 40.84% | 1515.504 | 40.61% | 72 | 39.5766 | 1.06% | 1.2943 | 0.00034679 |  | 2794.1191 | 74.87% | 0 | 0% | 1255.9053 | 33.65% | 2476.2339 | 2350.6433 | 62.98% | 1381.4958 | 2841.1282 | 76.13% | 891.011 | 2841.1282 | 76.13% | 891.011 | 783.5453 | 20.99% | 2948.5939 | 298.2198 | 7.991% | 3433.9193
282 | Carpenter Canyon (fka Gamebird) | SNV ELDORADO DESERT | SCE EOP | {'Pahrump': [4.5, 2040.0], 'Crazy Eyes': [9.1, 111.0]} | 11599.0596 | 5933.645 | 0.51156 | 5665.4146 | 0.48844 | 0 | 0 | 0 | 0% | 0 | 0% | 0 | 0 | 0% | 0 | 0 |  | 0 | 0% | 0 | 0% | 0 | 0% | 11599.0596 | 0 | 0% | 11599.0596 | 0 | 0% | 11599.0596 | 0 | 0% | 11599.0596 | 0 | 0% | 11599.0596 | 0 | 0% | 11599.0596
172 | Carquinez | NORTHERN CALIFORNIA | PGE NGBA | {'Martinez': [8.9, 535.0]} | 11242.6123 | 3125.427 | 0.278 | 8117.1855 | 0.722 | 799.1979 | 0.071086 | 4330.0552 | 38.51% | 3530.8573 | 31.41% | 73.5 | 0 | 0% | 0 | 0 |  | 100.2237 | 0.8915% | 0 | 0% | 124.3639 | 1.106% | 11118.2484 | 719.0309 | 6.396% | 10523.5814 | 7904.1992 | 70.31% | 3338.4131 | 7920.0186 | 70.45% | 3322.5938 | 218.499 | 1.943% | 11024.1133 | 1296.0803 | 11.53% | 9946.532
158 | Carrizo Plains | SPGE | PGE Kern | {'Solar': [1.1, 3882.0], 'Caliente': [6.9, 0.0]} | 24974.2656 | 3943.5327 | 0.1579 | 21030.7324 | 0.8421 | 12524.8916 | 0.50151 | 24507.5879 | 98.13% | 11982.6963 | 47.98% | 5.1964 | 4416.0586 | 17.68% | 16.4572 | 0.00065897 |  | 15055.4668 | 60.28% | 1353.1031 | 5.418% | 207.2085 | 0.8297% | 24767.0571 | 6739.5762 | 26.99% | 18234.6895 | 13664.1309 | 54.71% | 11310.1348 | 13664.1309 | 54.71% | 11310.1348 | 12694.7461 | 50.83% | 12279.5195 | 485.4945 | 1.944% | 24488.7711
204 | Cayetano | NORTHERN CALIFORNIA | PGE GBA | {'Delta Pumps': [9.3, 0.0]} | 17577.1172 | 1153.4056 | 0.06562 | 16423.7109 | 0.93438 | 589.2394 | 0.033523 | 15945.5244 | 90.72% | 15356.285 | 87.37% | 17 | 1596.9818 | 9.086% | 0 | 0 |  | 16708.9863 | 95.06% | 526.2452 | 2.994% | 5286.7305 | 30.08% | 12290.3867 | 10025.499 | 57.04% | 7551.6182 | 14044.2764 | 79.9% | 3532.8408 | 14044.2764 | 79.9% | 3532.8408 | 4539.1377 | 25.82% | 13037.9795 | 1416.0487 | 8.056% | 16161.0685
79 | Center | GREATER LA METRO | SCE Metro | {'Laguna Bell': [4.0, 0.0], 'Lighthipe': [5.2, 0.0], 'Del Amo': [5.6, 0.0], 'Mesa': [7.5, 0.0]} | 0 | 0 | 0 | 0 | 0 | 0 | 0 | 0 | 0% | 0 | 0% | 0 | 0 | 0% | 0 | 0 |  | 0 | 0% | 0 | 0% | 0 | 0% | 0 | 0 | 0% | 0 | 0 | 0% | 0 | 0 | 0% | 0 | 0 | 0% | 0 | 0 | 0% | 0
44 | Charca | SPGE | PGE Kern | {'Semitropic': [6.3, 796.0], 'Shafter': [6.5, 305.0]} | 41046.4688 | 1089.6382 | 0.026546 | 39956.832 | 0.97345 | 13173.9785 | 0.32095 | 39827.543 | 97.03% | 26653.5645 | 64.94% | 6 | 1220.9525 | 2.975% | 38541.75 | 0.93898 |  | 3231.7036 | 7.873% | 0 | 0% | 21470.0879 | 52.31% | 19576.3809 | 0 | 0% | 41046.4688 | 62.6364 | 0.1526% | 40983.8323 | 21470.0879 | 52.31% | 19576.3809 | 0 | 0% | 41046.4688 | 301.0966 | 0.7336% | 40745.3721
19 | Cheney | SPGE | PGE Fresno | {'Panoche': [3.1, 3172.0], 'Mendota': [7.3, 1040.0], 'Tranquility': [7.6, 2593.0]} | 49228.6211 | 7750.5747 | 0.15744 | 41478.0469 | 0.84256 | 1003.7056 | 0.020389 | 48606.4609 | 98.74% | 47602.7553 | 96.7% | 7.9948 | 9582.0742 | 19.46% | 36946.4609 | 0.75051 |  | 823.6786 | 1.673% | 0 | 0% | 4306.3853 | 8.748% | 44922.2358 | 2521.8137 | 5.123% | 46706.8074 | 6517.4707 | 13.24% | 42711.1504 | 8283.6553 | 16.83% | 40944.9658 | 0 | 0% | 49228.6211 | 137.2562 | 0.2788% | 49091.3649
222 | Chevmain | GREATER LA METRO | SCE Metro | {'El Segundo': [1.2, 32.0], 'El Nido': [1.8, 32.0], 'Redondo': [3.8, 31.0], 'La Fresa': [4.6, 30.0], 'La Cienega': [6.9, 0.0]} | 46.7451 | 30.5521 | 0.65359 | 16.193 | 0.34641 | 3.9383 | 0.084251 | 8.2282 | 17.6% | 4.2899 | 9.177% | 26.1591 | 0 | 0% | 0 | 0 |  | 0 | 0% | 0 | 0% | 0 | 0% | 46.7451 | 0.047707 | 0.1021% | 46.6974 | 13.5055 | 28.89% | 33.2397 | 13.5055 | 28.89% | 33.2397 | 0 | 0% | 46.7451 | 0 | 0% | 46.7451
132 | Chino | GREATER LA METRO | SCE Metro | {'Mira Loma': [6.6, 2748.0], 'Padua': [8.7, 0.0]} | 4539.9053 | 3319.0652 | 0.73109 | 1220.8401 | 0.26891 | 0 | 0 | 813.9456 | 17.93% | 813.9456 | 17.93% | 44.06 | 294.1605 | 6.479% | 995.7488 | 0.21933 |  | 914.4431 | 20.14% | 0 | 0% | 12.6416 | 0.2785% | 4527.2637 | 0 | 0% | 4539.9053 | 142.9671 | 3.149% | 4396.9382 | 155.6087 | 3.428% | 4384.2966 | 47.2185 | 1.04% | 4492.6868 | 51.2989 | 1.13% | 4488.6064
159 | Cholame | SPGE | PGE Fresno | {} | 36539.9609 | 6075.7808 | 0.16628 | 30464.1797 | 0.83372 | 13120.2979 | 0.35907 | 34979.582 | 95.73% | 21859.2842 | 59.82% | 6.0686 | 6950.6577 | 19.02% | 2355.615 | 0.064467 |  | 23884.7754 | 65.37% | 0 | 0% | 24852.9082 | 68.02% | 11687.0527 | 11819.4092 | 32.35% | 24720.5518 | 15546.377 | 42.55% | 20993.584 | 29203.9902 | 79.92% | 7335.9707 | 15728.7412 | 43.05% | 20811.2197 | 367.5384 | 1.006% | 36172.4226
12 | Clayton | NORTHERN CALIFORNIA | PGE GBA | {'Kirker': [6.3, 583.0], 'Pittsburg': [7.5, 418.0], 'Martinez': [9.4, 0.0]} | 3458.4529 | 583.0056 | 0.16857 | 2875.4473 | 0.83143 | 178.651 | 0.051656 | 2968.3401 | 85.83% | 2789.6891 | 80.66% | 6.656 | 0 | 0% | 0 | 0 |  | 3382.9885 | 97.82% | 0 | 0% | 509.4868 | 14.73% | 2948.966 | 2155.2048 | 62.32% | 1303.248 | 2155.2048 | 62.32% | 1303.248 | 2155.2048 | 62.32% | 1303.248 | 1292.4929 | 37.37% | 2165.96 | 185.1224 | 5.353% | 3273.3305
176 | Cloverdale | NORTHERN CALIFORNIA | PGE NGBA | {} | 23143.1816 | 2043.7655 | 0.08831 | 21099.416 | 0.91169 | 3996.4561 | 0.17268 | 20993.4492 | 90.71% | 16996.9932 | 73.44% | 9.5636 | 1699.3433 | 7.343% | 805.3385 | 0.034798 |  | 13379.002 | 57.81% | 2450.4482 | 10.59% | 12266.3643 | 53% | 10876.8174 | 6174.0986 | 26.68% | 16969.083 | 11396.833 | 49.24% | 11746.3486 | 19913.1543 | 86.04% | 3230.0273 | 10761.4736 | 46.5% | 12381.708 | 408.2707 | 1.764% | 22734.9109
109 | Coburn | SPGE | PGE GBA | {} | 39848.9023 | 5687.979 | 0.14274 | 34160.9219 | 0.85726 | 16948.7402 | 0.42533 | 39656.4766 | 99.52% | 22707.7363 | 56.98% | 5.7124 | 1352.6598 | 3.394% | 18301.8887 | 0.45928 |  | 11981.4902 | 30.07% | 823.0137 | 2.065% | 6667.0532 | 16.73% | 33181.8491 | 1797.1772 | 4.51% | 38051.7251 | 2870.4456 | 7.203% | 36978.4568 | 8464.2305 | 21.24% | 31384.6719 | 10573.0986 | 26.53% | 29275.8037 | 1345.0981 | 3.375% | 38503.8042
276 | Colgate | NORTHERN CALIFORNIA | PGE NGBA | {} | 26562.7168 | 671.8942 | 0.025295 | 25890.8223 | 0.97471 | 1157.7795 | 0.043587 | 14707.9834 | 55.37% | 13550.2039 | 51.01% | 17.3033 | 392.5096 | 1.478% | 83.6883 | 0.0031506 |  | 16606.2617 | 62.52% | 9618.5137 | 36.21% | 25879.8262 | 97.43% | 682.8906 | 356.8751 | 1.344% | 26205.8417 | 4474.9297 | 16.85% | 22087.7871 | 25879.8262 | 97.43% | 682.8906 | 6446.436 | 24.27% | 20116.2808 | 674.5016 | 2.539% | 25888.2152
257 | Colorado River | RIVERSIDE | SCE Eastern | {} | 31673.041 | 28.5529 | 0.00090149 | 31644.4883 | 0.9991 | 17373.9316 | 0.54854 | 31373.9102 | 99.06% | 13999.9785 | 44.2% | 4.3613 | 55.1539 | 0.1741% | 19.7931 | 0.00062492 |  | 0 | 0% | 0 | 0% | 24473.5312 | 77.27% | 7199.5098 | 27991.3926 | 88.38% | 3681.6484 | 27017.373 | 85.3% | 4655.668 | 30791.7949 | 97.22% | 881.2461 | 23271.8691 | 73.48% | 8401.1719 | 43.4712 | 0.1372% | 31629.5698
45 | Columbus | SPGE | PGE Kern | {'Cal Water': [2.7, 1203.0], 'Magunden': [2.8, 1891.0], 'Bakersfield': [3.7, 571.0], 'Sycamore': [4.7, 0.0], 'Kern Oil': [5.4, 0.0], 'West Park': [5.9, 255.0], 'Rosedale': [7.9, 0.0], 'Unknown - 3327': [8.2, 320.0], 'Lamont': [8.3, 302.0], 'Kern Power': [9.0, 0.0], 'Stockdale': [9.1, 0.0]} | 14587.9834 | 1890.5363 | 0.1296 | 12697.4473 | 0.8704 | 0 | 0 | 10722.8564 | 73.5% | 10722.8564 | 73.5% | 16.7053 | 107.9628 | 0.7401% | 1114.895 | 0.076426 |  | 1450.6104 | 9.944% | 0 | 0% | 11535.1084 | 79.07% | 3052.875 | 5642.0664 | 38.68% | 8945.917 | 6553.9443 | 44.93% | 8034.0391 | 11584.5146 | 79.41% | 3003.4688 | 429.9283 | 2.947% | 14158.0551 | 262.3957 | 1.799% | 14325.5877
13 | Contra Costa | NORTHERN CALIFORNIA | PGE GBA | {'Lone Tree': [3.9, 874.0], 'Pittsburg': [6.7, 12.0], 'Kirker': [6.9, 0.0], 'Brentwood': [8.0, 5.0], 'Birds Landing': [9.0, 57.0]} | 4525.4321 | 1293.6266 | 0.28586 | 3231.8057 | 0.71414 | 1758.1516 | 0.3885 | 4129.1455 | 91.24% | 2370.9939 | 52.39% | 7.0605 | 947.935 | 20.95% | 115.4547 | 0.025512 |  | 1580.5421 | 34.93% | 0 | 0% | 91.419 | 2.02% | 4434.0132 | 2628.0303 | 58.07% | 1897.4019 | 2608.6179 | 57.64% | 1916.8142 | 2628.1646 | 58.08% | 1897.2676 | 0 | 0% | 4525.4321 | 1429.2527 | 31.58% | 3096.1794
216 | Control | GREATER KRAMER | SCE NOL | {'Inyo': [2.2, 747.0]} | 6216.5781 | 776.3647 | 0.12489 | 5440.2134 | 0.87511 | 4583.9043 | 0.73737 | 6116.5059 | 98.39% | 1532.6016 | 24.65% | 3.1655 | 0 | 0% | 0 | 0 |  | 0 | 0% | 0 | 0% | 0 | 0% | 6216.5781 | 724.3542 | 11.65% | 5492.2239 | 3056.7935 | 49.17% | 3159.7847 | 3334.0261 | 53.63% | 2882.552 | 3910.2625 | 62.9% | 2306.3157 | 507.978 | 8.171% | 5708.6001
231 | Coolwater | GREATER KRAMER | SCE NOL | {} | 14976.0576 | 123.3463 | 0.0082362 | 14852.7109 | 0.99176 | 664.5008 | 0.044371 | 10536.4023 | 70.35% | 9871.9016 | 65.92% | 23.4957 | 22.9715 | 0.1534% | 28.795 | 0.0019227 |  | 0 | 0% | 0 | 0% | 14850.1494 | 99.16% | 125.9082 | 12281.041 | 82% | 2695.0166 | 8329.1875 | 55.62% | 6646.8701 | 14850.1494 | 99.16% | 125.9082 | 5289.3462 | 35.32% | 9686.7114 | 438.5119 | 2.928% | 14537.5457
71 | Corcoran | SPGE | PGE Fresno | {'Waukena': [2.3, 9245.0]} | 36344.457 | 13154.7607 | 0.36195 | 23189.6953 | 0.63805 | 7054.0532 | 0.19409 | 34631.7969 | 95.29% | 27577.7437 | 75.88% | 7.2222 | 16396.6855 | 45.11% | 12905.2227 | 0.35508 |  | 0 | 0% | 0 | 0% | 5712.3887 | 15.72% | 30632.0684 | 2668.8362 | 7.343% | 33675.6208 | 8896.9053 | 24.48% | 27447.5518 | 13736.5322 | 37.8% | 22607.9248 | 960.2157 | 2.642% | 35384.2413 | 4487.4263 | 12.35% | 31857.0308
9 | Cortina | NORTHERN CALIFORNIA | PGE NGBA | {} | 46498.4336 | 1366.7677 | 0.029394 | 45131.6641 | 0.97061 | 11465.3008 | 0.24657 | 44681.2969 | 96.09% | 33215.9961 | 71.43% | 8.1661 | 9480.0078 | 20.39% | 22464.1523 | 0.48312 |  | 9936.3271 | 21.37% | 10150.6807 | 21.83% | 19386.0195 | 41.69% | 27112.4141 | 2898.8716 | 6.234% | 43599.562 | 13657.6816 | 29.37% | 32840.752 | 32587.3066 | 70.08% | 13911.127 | 12535.291 | 26.96% | 33963.1426 | 457.1642 | 0.9832% | 46041.2693
169 | Cottonwood | NORTHERN CALIFORNIA | PGE NGBA | {'Jessup': [5.5, 1869.0]} | 31651.2168 | 4504.1377 | 0.14231 | 27147.0781 | 0.85769 | 363.3112 | 0.011479 | 13528.4463 | 42.74% | 13165.1351 | 41.59% | 32 | 2425.8958 | 7.664% | 5810.2847 | 0.18357 |  | 25613.0723 | 80.92% | 4096.1382 | 12.94% | 17144.1602 | 54.17% | 14507.0566 | 7957.8193 | 25.14% | 23693.3975 | 4255.6626 | 13.45% | 27395.5542 | 22283.3887 | 70.4% | 9367.8281 | 4087.7263 | 12.91% | 27563.4905 | 3792.5906 | 11.98% | 27858.6262
225 | Cove Rd | NORTHERN CALIFORNIA | PGE NGBA | {'Round Mt.': [4.9, 276.0], 'New Sub - Pit 1 - Cottonwood (Proposed)': [6.8, 846.0]} | 24783.1582 | 4357.6006 | 0.17583 | 20425.5586 | 0.82417 | 7258.5884 | 0.29288 | 21688.7891 | 87.51% | 14430.2007 | 58.23% | 7.292 | 240.8567 | 0.9719% | 28.2912 | 0.0011415 |  | 18150.6816 | 73.24% | 6206.0562 | 25.04% | 18096.6484 | 73.02% | 6686.5098 | 4215.7378 | 17.01% | 20567.4204 | 6620.79 | 26.71% | 18162.3682 | 18637.7773 | 75.2% | 6145.3809 | 4901.9717 | 19.78% | 19881.1865 | 1250.4314 | 5.045% | 23532.7268
228 | Coyote | NORTHERN CALIFORNIA | PGE GBA | {'Metcalf 1': [0.3, 0.0], 'Hicks': [8.5, 0.0]} | 9969.5244 | 0 | 0 | 0 | 0 | 2016.6793 | 0.20228 | 7914.4517 | 79.39% | 5897.7723 | 59.16% | 11.8167 | 965.6415 | 9.686% | 587.1459 | 0.058894 |  | 8949.3086 | 89.77% | 0 | 0% | 9969.5244 | 100% | 0 | 4491.6167 | 45.05% | 5477.9077 | 5476.1543 | 54.93% | 4493.3701 | 9969.5244 | 100% | 0 | 3176.1824 | 31.86% | 6793.342 | 424.2459 | 4.255% | 9545.2785
309 | Crow Creek | SPGE | PGE Fresno | {'Fink (Proposed)': [0.4, 2597.0], 'Miller': [8.4, 43.0]} | 39976.8633 | 2666.8049 | 0.066709 | 37310.0586 | 0.93329 | 13864.1592 | 0.3468 | 37767.3281 | 94.47% | 23903.1689 | 59.79% | 7.6725 | 1464.6501 | 3.664% | 18777.1113 | 0.4697 |  | 23376.1895 | 58.47% | 0 | 0% | 11279.041 | 28.21% | 28697.8223 | 5021.2832 | 12.56% | 34955.5801 | 7531.5039 | 18.84% | 32445.3594 | 18760.627 | 46.93% | 21216.2363 | 13574.7363 | 33.96% | 26402.127 | 730.0883 | 1.826% | 39246.775
190 | Curtis | NORTHERN CALIFORNIA | PGE GBA | {} | 16725.0215 | 7159.4702 | 0.42807 | 9565.5508 | 0.57193 | 0 | 0 | 7967.0249 | 47.64% | 7967.0249 | 47.64% | 29.59 | 166.5308 | 0.9957% | 26.4597 | 0.001582 |  | 16620.1094 | 99.37% | 28.6694 | 0.1714% | 538.7668 | 3.221% | 16186.2546 | 2411.6858 | 14.42% | 14313.3357 | 2522.053 | 15.08% | 14202.9685 | 3503.2698 | 20.95% | 13221.7517 | 6420.9995 | 38.39% | 10304.022 | 379.4637 | 2.269% | 16345.5578
97 | Dairyland | SPGE | PGE Fresno | {'Le Grand': [9.3, 365.0]} | 45517.2227 | 26560.457 | 0.58353 | 18956.7656 | 0.41647 | 2396.3169 | 0.052646 | 41844.9648 | 91.93% | 39448.6479 | 86.67% | 12.6 | 29167.2051 | 64.08% | 13263 | 0.29138 |  | 8282.7969 | 18.2% | 0 | 0% | 3121.699 | 6.858% | 42395.5237 | 2152.5662 | 4.729% | 43364.6565 | 3588.2622 | 7.883% | 41928.9604 | 6709.9609 | 14.74% | 38807.2617 | 0 | 0% | 45517.2227 | 1257.4092 | 2.762% | 44259.8135
194 | Davis | NORTHERN CALIFORNIA | PGE NGBA | {'Woodland': [9.3, 10.0]} | 25644.3945 | 901.7853 | 0.035165 | 24742.6094 | 0.96483 | 704.802 | 0.027484 | 24708.5664 | 96.35% | 24003.7644 | 93.6% | 9 | 3308.2449 | 12.9% | 18982.3398 | 0.74021 |  | 0 | 0% | 0 | 0% | 11312.8018 | 44.11% | 14331.5928 | 12552.1475 | 48.95% | 13092.2471 | 15401.0176 | 60.06% | 10243.377 | 21772.9512 | 84.9% | 3871.4434 | 0 | 0% | 25644.3945 | 632.4838 | 2.466% | 25011.9107
80 | Del Amo | GREATER LA METRO | SCE Metro | {'Lighthipe': [5.0, 0.0], 'Center': [5.6, 0.0], 'Alamitos': [5.7, 0.0], 'Barre': [7.1, 0.0], 'Hinson': [7.5, 0.0], 'Arcogen': [8.7, 0.0], 'Harborgen': [8.9, 0.0], 'Laguna Bell': [9.3, 0.0], 'Long Beach': [9.3, 0.0]} | 0 | 0 | 0 | 0 | 0 | 0 | 0 | 0 | 0% | 0 | 0% | 0 | 0 | 0% | 0 | 0 |  | 0 | 0% | 0 | 0% | 0 | 0% | 0 | 0 | 0% | 0 | 0 | 0% | 0 | 0 | 0% | 0 | 0 | 0% | 0 | 0 | 0% | 0
280 | Delaney | ARIZONA MINOR | SCE Arizona | {} | 22013.2012 | 12519.4482 | 0.56872 | 9493.7529 | 0.43128 | 0 | 0 | 0 | 0% | 0 | 0% | 0 | 0 | 0% | 0 | 0 |  | 0 | 0% | 0 | 0% | 0 | 0% | 22013.2012 | 0 | 0% | 22013.2012 | 0 | 0% | 22013.2012 | 0 | 0% | 22013.2012 | 0 | 0% | 22013.2012 | 0 | 0% | 22013.2012
274 | Delevan | NORTHERN CALIFORNIA | PGE NGBA | {} | 48042.8867 | 5515.8887 | 0.11481 | 42527 | 0.88519 | 15203.0137 | 0.31645 | 45125.5625 | 93.93% | 29922.5488 | 62.28% | 5.8434 | 12205.2529 | 25.4% | 12797.6699 | 0.26638 |  | 24692.2363 | 51.4% | 0 | 0% | 20121.8047 | 41.88% | 27921.082 | 3658.3882 | 7.615% | 44384.4985 | 15396.7949 | 32.05% | 32646.0918 | 33872.0156 | 70.5% | 14170.8711 | 20778.0527 | 43.25% | 27264.834 | 1189.7581 | 2.476% | 46853.1287
213 | Delta Switching Yard | NORTHERN CALIFORNIA | PGE GBA | {'Kelso': [1.0, 0.0], 'Midway Green Ridge Services': [5.4, 0.0], 'Tesla': [6.8, 0.0], 'Brentwood': [8.7, 0.0], 'Cayetano': [9.3, 0.0]} | 29607.0547 | 0 | 0 | 0 | 0 | 4664.8467 | 0.15756 | 27246.6777 | 92.03% | 22581.8311 | 76.27% | 14.9285 | 2662.5269 | 8.993% | 5358.9937 | 0.181 |  | 22651.9277 | 76.51% | 0 | 0% | 21286.0547 | 71.9% | 8321 | 17575.9766 | 59.36% | 12031.0781 | 20331.459 | 68.67% | 9275.5957 | 27037.8789 | 91.32% | 2569.1758 | 2538.3838 | 8.574% | 27068.6709 | 2879.8218 | 9.727% | 26727.2329
281 | Desert View | SNV ELDORADO DESERT | SCE EOP | {} | 8262.6094 | 5780.7002 | 0.69962 | 2481.9092 | 0.30038 | 0 | 0 | 0 | 0% | 0 | 0% | 0 | 0 | 0% | 0 | 0 |  | 1207.7676 | 14.62% | 0 | 0% | 0 | 0% | 8262.6094 | 0 | 0% | 8262.6094 | 0 | 0% | 8262.6094 | 0 | 0% | 8262.6094 | 0 | 0% | 8262.6094 | 0 | 0% | 8262.6094
125 | Devers | RIVERSIDE | SCE Eastern | {} | 15104.3818 | 3840.3679 | 0.25426 | 11264.0137 | 0.74574 | 480.4607 | 0.031809 | 6177.187 | 40.9% | 5696.7263 | 37.72% | 27.0537 | 0 | 0% | 0 | 0 |  | 137.8578 | 0.9127% | 0 | 0% | 4074.5281 | 26.98% | 11029.8538 | 10781.5195 | 71.38% | 4322.8623 | 9014.0908 | 59.68% | 6090.291 | 11056.0986 | 73.2% | 4048.2832 | 1385.6431 | 9.174% | 13718.7388 | 5.9501 | 0.03939% | 15098.4317
230 | Diablo | SPGE | PGE Kern | {} | 10069.6055 | 1155.7838 | 0.11478 | 8913.8213 | 0.88522 | 7038.4253 | 0.69898 | 10029.3037 | 99.6% | 2990.8784 | 29.7% | 4.0105 | 80.9517 | 0.8039% | 0 | 0 |  | 7532.6758 | 74.81% | 0 | 0% | 0.63018 | 0.006258% | 10068.9753 | 596.6951 | 5.926% | 9472.9104 | 5446.4111 | 54.09% | 4623.1943 | 5446.4111 | 54.09% | 4623.1943 | 6295.1538 | 62.52% | 3774.4517 | 709.2546 | 7.044% | 9360.3508
234 | Donnells | NORTHERN CALIFORNIA | PGE GBA | {} | 25151.8652 | 8955.3096 | 0.35605 | 16196.5557 | 0.64395 | 22209.5117 | 0.88302 | 24546.6973 | 97.59% | 2337.1855 | 9.292% | 4.7865 | 0 | 0% | 0 | 0 |  | 4200.5938 | 16.7% | 20367.1934 | 80.98% | 0 | 0% | 25151.8652 | 3093.5842 | 12.3% | 22058.281 | 3117.0286 | 12.39% | 22034.8367 | 3117.0286 | 12.39% | 22034.8367 | 13289.0361 | 52.84% | 11862.8291 | 324.1724 | 1.289% | 24827.6928
226 | Drum | NORTHERN CALIFORNIA | PGE NGBA | {} | 20427.1934 | 13968.5332 | 0.68382 | 6458.6602 | 0.31618 | 2452.6221 | 0.12007 | 16783.3223 | 82.16% | 14330.7002 | 70.16% | 10.7381 | 0 | 0% | 0 | 0 |  | 1153.5665 | 5.647% | 19230.3887 | 94.14% | 1940.2682 | 9.498% | 18486.9252 | 1909.2435 | 9.347% | 18517.9498 | 94.9505 | 0.4648% | 20332.2428 | 3849.5117 | 18.85% | 16577.6816 | 2821.8433 | 13.81% | 17605.3501 | 147.6045 | 0.7226% | 20279.5889
73 | Eagle Rock | NORTHERN CALIFORNIA | PGE NGBA | {'Geysers Tap 1': [6.0, 0.0]} | 17911.7695 | 0 | 0 | 0 | 0 | 2107.8616 | 0.11768 | 14091.8916 | 78.67% | 11984.03 | 66.91% | 8.99 | 46.0126 | 0.2569% | 0 | 0 |  | 4533.0688 | 25.31% | 12140.3174 | 67.78% | 13920.9727 | 77.72% | 3990.7969 | 13965.4512 | 77.97% | 3946.3184 | 14718.2266 | 82.17% | 3193.543 | 17911.7695 | 100% | 0 | 3427.262 | 19.13% | 14484.5076 | 286.916 | 1.602% | 17624.8536
197 | East Marysville | NORTHERN CALIFORNIA | PGE NGBA | {'Olivehurst': [5.0, 2094.0], 'Pease': [5.4, 1098.0]} | 23133.8906 | 3863.6389 | 0.16701 | 19270.252 | 0.83299 | 17.6815 | 0.00076431 | 18762.3027 | 81.1% | 18744.6213 | 81.03% | 14.8736 | 5343.5791 | 23.1% | 14274.2881 | 0.61703 |  | 0 | 0% | 0 | 0% | 9578.9307 | 41.41% | 13554.96 | 0 | 0% | 23133.8906 | 0 | 0% | 23133.8906 | 9578.9307 | 41.41% | 13554.96 | 0 | 0% | 23133.8906 | 2423.3308 | 10.48% | 20710.5598
1 | East Shore | NORTHERN CALIFORNIA | PGE GBA | {} | 197.9962 | 44.3608 | 0.22405 | 153.6354 | 0.77595 | 81.0463 | 0.40933 | 164.0455 | 82.85% | 82.9992 | 41.92% | 3.9732 | 0 | 0% | 0 | 0 |  | 0 | 0% | 0 | 0% | 0 | 0% | 197.9962 | 0 | 0% | 197.9962 | 77.8924 | 39.34% | 120.1038 | 77.8924 | 39.34% | 120.1038 | 0 | 0% | 197.9962 | 142.3229 | 71.88% | 55.6733
264 | ECO | GREATER IMPERIAL | SDGE Imperial | {'Boulevard': [9.0, 70.0], 'Ocotillo Express': [9.2, 0.0]} | 3758.9041 | 1506.194 | 0.4007 | 2252.71 | 0.5993 | 142.9793 | 0.038037 | 2916.4595 | 77.59% | 2773.4802 | 73.78% | 12 | 0 | 0% | 0 | 0 |  | 0 | 0% | 0 | 0% | 0 | 0% | 3758.9041 | 845.0214 | 22.48% | 2913.8827 | 1196.608 | 31.83% | 2562.296 | 1435.7137 | 38.2% | 2323.1903 | 713.2307 | 18.97% | 3045.6734 | 166.7536 | 4.436% | 3592.1505
237 | Eight Mile | NORTHERN CALIFORNIA | PGE GBA | {'Stagg': [4.8, 0.0]} | 32495.6582 | 2155.0203 | 0.066317 | 30340.6387 | 0.93368 | 3584.1221 | 0.1103 | 24491.4844 | 75.37% | 20907.3623 | 64.34% | 14.9231 | 5960.9575 | 18.34% | 21603.7617 | 0.66482 |  | 0 | 0% | 0 | 0% | 0 | 0% | 32495.6582 | 12423.415 | 38.23% | 20072.2432 | 15320.0459 | 47.14% | 17175.6123 | 15320.0459 | 47.14% | 17175.6123 | 0 | 0% | 32495.6582 | 1533.6136 | 4.719% | 30962.0446
255 | El Casco | RIVERSIDE | SCE Eastern | {} | 18493.6641 | 2275.8386 | 0.12306 | 16217.8252 | 0.87694 | 547.9116 | 0.029627 | 12702.1807 | 68.68% | 12154.269 | 65.72% | 21.4348 | 1685.9404 | 9.116% | 5.4828 | 0.00029647 |  | 17566.9941 | 94.99% | 622.7379 | 3.367% | 10615.6377 | 57.4% | 7878.0264 | 8876.5508 | 48% | 9617.1133 | 8045.9272 | 43.51% | 10447.7368 | 14617.2783 | 79.04% | 3876.3857 | 8304.4531 | 44.9% | 10189.2109 | 986.3579 | 5.333% | 17507.3062
38 | El Centro | GREATER IMPERIAL | SDGE Imperial | {} | 24906.2715 | 4560.3242 | 0.1831 | 20345.9473 | 0.8169 | 229.7962 | 0.0092264 | 23412.5605 | 94% | 23182.7643 | 93.08% | 12 | 3119.1831 | 12.52% | 19723.1016 | 0.79189 |  | 0 | 0% | 0 | 0% | 0 | 0% | 24906.2715 | 0 | 0% | 24906.2715 | 0 | 0% | 24906.2715 | 0 | 0% | 24906.2715 | 0 | 0% | 24906.2715 | 1077.1583 | 4.325% | 23829.1132
301 | Eldorado | SNV ELDORADO DESERT | SCE EOP | {'Sloan Canyon': [5.2, 9362.0]} | 37062.4922 | 17266.2285 | 0.46587 | 19796.2637 | 0.53413 | 0 | 0 | 0 | 0% | 0 | 0% | 0 | 0 | 0% | 0 | 0 |  | 0 | 0% | 0 | 0% | 0 | 0% | 37062.4922 | 0 | 0% | 37062.4922 | 0 | 0% | 37062.4922 | 0 | 0% | 37062.4922 | 0 | 0% | 37062.4922 | 0 | 0% | 37062.4922
46 | Elk Hills | SPGE | PGE Kern | {'Norco': [5.6, 0.0], 'Taft': [8.6, 0.0], 'Midway - Wheeler Ridge (Proposed)': [9.4, 0.0]} | 30126.5742 | 0 | 0 | 0 | 0 | 19385.9961 | 0.64348 | 29161.7168 | 96.8% | 9775.7207 | 32.45% | 4.9975 | 7627.2437 | 25.32% | 629.4616 | 0.020894 |  | 1543.4052 | 5.123% | 0 | 0% | 9753.873 | 32.38% | 20372.7012 | 26744.3594 | 88.77% | 3382.2148 | 30114.3418 | 99.96% | 12.2324 | 30126.5742 | 100% | 0 | 303.2167 | 1.006% | 29823.3575 | 219.1135 | 0.7273% | 29907.4607
114 | Ellis | GREATER LA METRO | SCE Metro | {'Huntington Beach': [3.4, 0.0], 'Johanna': [5.6, 0.0], 'Barre': [8.8, 0.0], 'Lewis': [8.9, 0.0]} | 3696.0779 | 0 | 0 | 0 | 0 | 52.3797 | 0.014172 | 53.9943 | 1.461% | 1.6146 | 0.04368% | 69 | 0 | 0% | 0 | 0 |  | 0 | 0% | 0 | 0% | 0 | 0% | 3696.0779 | 830.1196 | 22.46% | 2865.9583 | 3695.5195 | 99.98% | 0.55835 | 3695.5195 | 99.98% | 0.55835 | 0 | 0% | 3696.0779 | 316.1228 | 8.553% | 3379.9551
81 | El Nido | GREATER LA METRO | SCE Metro | {'Chevmain': [1.8, 32.0], 'La Fresa': [2.9, 30.0], 'El Segundo': [3.0, 32.0], 'Redondo': [3.4, 31.0], 'La Cienega': [7.2, 0.0], 'Arcogen': [9.2, 0.0]} | 48.3527 | 30.5521 | 0.63186 | 17.8006 | 0.36814 | 3.9383 | 0.08145 | 8.5193 | 17.62% | 4.581 | 9.474% | 26.1591 | 0 | 0% | 0 | 0 |  | 0 | 0% | 0 | 0% | 0 | 0% | 48.3527 | 0 | 0% | 48.3527 | 15.113 | 31.26% | 33.2397 | 15.113 | 31.26% | 33.2397 | 0 | 0% | 48.3527 | 0 | 0% | 48.3527
41 | El Segundo | GREATER LA METRO | SCE Metro | {'Chevmain': [1.2, 32.0], 'El Nido': [3.0, 32.0], 'Redondo': [4.6, 31.0], 'La Fresa': [5.8, 30.0], 'La Cienega': [6.9, 0.0]} | 100.693 | 30.5521 | 0.30342 | 70.1409 | 0.69658 | 3.9383 | 0.039112 | 13.3146 | 13.22% | 9.3763 | 9.312% | 12.4431 | 0 | 0% | 0 | 0 |  | 0 | 0% | 0 | 0% | 0 | 0% | 100.693 | 58.4144 | 58.01% | 42.2786 | 65.8235 | 65.37% | 34.8696 | 65.8235 | 65.37% | 34.8696 | 0 | 0% | 100.693 | 0.018115 | 0.01799% | 100.6749
142 | Encina | SAN DIEGO | SDGE Imperial | {'Palomar Airport': [2.9, 4.0], 'San Luis Rey': [5.1, 6.0]} | 131.262 | 9.2578 | 0.070529 | 122.0041 | 0.92947 | 2.337 | 0.017804 | 11.6114 | 8.846% | 9.2744 | 7.066% | 46.6154 | 0.22977 | 0.175% | 0.22362 | 0.0017036 |  | 0 | 0% | 0 | 0% | 25.6476 | 19.54% | 105.6144 | 110.5733 | 84.24% | 20.6887 | 110.5733 | 84.24% | 20.6887 | 110.5733 | 84.24% | 20.6887 | 0 | 0% | 131.262 | 15.41 | 11.74% | 115.852
143 | Escondido | SAN DIEGO | SDGE Imperial | {'Palomar Airport': [9.9, 0.0]} | 3130.0498 | 749.1077 | 0.23933 | 2380.9421 | 0.76067 | 0 | 0 | 874.8633 | 27.95% | 874.8633 | 27.95% | 38.05 | 260.2216 | 8.314% | 72.8403 | 0.023271 |  | 1060.5759 | 33.88% | 35.6288 | 1.138% | 764.3856 | 24.42% | 2365.6642 | 592.1506 | 18.92% | 2537.8992 | 138.3174 | 4.419% | 2991.7324 | 1327.9738 | 42.43% | 1802.076 | 222.8627 | 7.12% | 2907.1871 | 245.0247 | 7.828% | 2885.0251
10 | Etiwanda | GREATER LA METRO | SCE Eastern | {'Rancho Vista': [0.4, 0.0], 'Mira Loma': [6.0, 0.0], 'Padua': [6.8, 0.0]} | 139.6871 | 0 | 0 | 0 | 0 | 0 | 0 | 0 | 0% | 0 | 0% | 75 | 0 | 0% | 0 | 0 |  | 46.6926 | 33.43% | 92.9945 | 66.57% | 139.6871 | 100% | 0 | 139.6871 | 100% | 0 | 139.6871 | 100% | 0 | 139.6871 | 100% | 0 | 0 | 0% | 139.6871 | 1.9553 | 1.4% | 137.7318
270 | Excelsior | SPGE | PGE Fresno | {'Schindler': [5.2, 16377.0], 'Cantua': [6.5, 746.0]} | 48823.5273 | 28008.6289 | 0.57367 | 20814.8984 | 0.42633 | 10675.7129 | 0.21866 | 48547.0508 | 99.43% | 37871.3379 | 77.57% | 6.2989 | 25805.5352 | 52.85% | 20773.1816 | 0.42547 |  | 43.3561 | 0.0888% | 0 | 0% | 0 | 0% | 48823.5273 | 0 | 0% | 48823.5273 | 0 | 0% | 48823.5273 | 0 | 0% | 48823.5273 | 0 | 0% | 48823.5273 | 48.5031 | 0.09934% | 48775.0242
302 | Fink (Proposed) | SPGE | PGE Fresno | {'Crow Creek': [0.4, 2597.0], 'Miller': [8.1, 58.0]} | 39067.5234 | 2609.3018 | 0.06679 | 36458.2227 | 0.93321 | 14974.9941 | 0.38331 | 37069.75 | 94.89% | 22094.7559 | 56.56% | 7.15 | 1462.4026 | 3.743% | 16658.168 | 0.42639 |  | 24531.5645 | 62.79% | 0 | 0% | 12055.7725 | 30.86% | 27011.751 | 5182.6934 | 13.27% | 33884.8301 | 8064.1113 | 20.64% | 31003.4121 | 19904.3887 | 50.95% | 19163.1348 | 14808.0986 | 37.9% | 24259.4248 | 730.8391 | 1.871% | 38336.6844
177 | Fulton | NORTHERN CALIFORNIA | PGE NGBA | {'Bellevue': [8.6, 0.0]} | 14797.3418 | 24.3602 | 0.0016463 | 14772.9814 | 0.99835 | 0 | 0 | 4725.7983 | 31.94% | 4725.7983 | 31.94% | 29.5 | 664.142 | 4.488% | 3812.01 | 0.25761 |  | 1581.6814 | 10.69% | 0 | 0% | 5640.5664 | 38.12% | 9156.7754 | 8278.4951 | 55.95% | 6518.8467 | 14378.6699 | 97.17% | 418.6719 | 14378.6699 | 97.17% | 418.6719 | 1020.4844 | 6.896% | 13776.8574 | 681.5909 | 4.606% | 14115.7509
20 | Gates | SPGE | PGE Fresno | {} | 43480.5664 | 4375.3086 | 0.10063 | 39105.2578 | 0.89937 | 2957.825 | 0.068026 | 42770.8477 | 98.37% | 39813.0227 | 91.57% | 7.7058 | 3973.8235 | 9.139% | 34395.8906 | 0.79106 |  | 0 | 0% | 0 | 0% | 4082.5281 | 9.389% | 39398.0383 | 115.3063 | 0.2652% | 43365.2601 | 5355.5762 | 12.32% | 38124.9902 | 9438.1045 | 21.71% | 34042.4619 | 0 | 0% | 43480.5664 | 296.6158 | 0.6822% | 43183.9506
303 | Gates-Midway (Proposed) | SPGE | PGE Kern | {'Arco': [8.7, 335.0]} | 49279.043 | 19623.4805 | 0.39821 | 29655.5625 | 0.60179 | 11765.2041 | 0.23875 | 45924.0898 | 93.19% | 34158.8857 | 69.32% | 6.8496 | 14443.4326 | 29.31% | 11125.8184 | 0.22577 |  | 17855.3301 | 36.23% | 0 | 0% | 14716.9863 | 29.86% | 34562.0566 | 4378.606 | 8.885% | 44900.437 | 6073.6343 | 12.32% | 43205.4087 | 17756.3984 | 36.03% | 31522.6445 | 1015.4438 | 2.061% | 48263.5991 | 3216.0681 | 6.526% | 46062.9749
269 | Geysers | NORTHERN CALIFORNIA | PGE NGBA | {'Eagle Rock': [6.0, 0.0]} | 11476.1094 | 0 | 0 | 0 | 0 | 1815.1287 | 0.15817 | 10891.9082 | 94.91% | 9076.7795 | 79.09% | 7.1989 | 499.4873 | 4.352% | 38.0295 | 0.0033138 |  | 6257.1714 | 54.52% | 293.2461 | 2.555% | 11242.2324 | 97.96% | 233.877 | 7117.8457 | 62.02% | 4358.2637 | 11474.2646 | 99.98% | 1.8447 | 11476.1094 | 100% | 0 | 3749.0686 | 32.67% | 7727.0408 | 138.9184 | 1.211% | 11337.191
35 | Glenn | NORTHERN CALIFORNIA | PGE NGBA | {} | 36908.4727 | 3572.7502 | 0.0968 | 33335.7227 | 0.9032 | 1370.4779 | 0.037132 | 24820.3301 | 67.25% | 23449.8522 | 63.54% | 17.0883 | 4487.7598 | 12.16% | 24773.5859 | 0.67122 |  | 3145.9304 | 8.524% | 0 | 0% | 17114.6992 | 46.37% | 19793.7734 | 0 | 0% | 36908.4727 | 0 | 0% | 36908.4727 | 17114.6992 | 46.37% | 19793.7734 | 77.6769 | 0.2105% | 36830.7958 | 4967.6489 | 13.46% | 31940.8237
129 | Gold Hill | NORTHERN CALIFORNIA | PGE NGBA | {} | 7439.0752 | 1862.171 | 0.25032 | 5576.9043 | 0.74968 | 882.6525 | 0.11865 | 4760.5703 | 63.99% | 3877.9178 | 52.13% | 69 | 0 | 0% | 0 | 0 |  | 0 | 0% | 0 | 0% | 4444.5586 | 59.75% | 2994.5166 | 785.8552 | 10.56% | 6653.22 | 0 | 0% | 7439.0752 | 4498.3047 | 60.47% | 2940.7705 | 3154.9438 | 42.41% | 4284.1313 | 1364.1733 | 18.34% | 6074.9019
165 | Goleta | GREATER LA METRO | SCE Northern | {} | 15589.3457 | 5106.4751 | 0.32756 | 10482.8711 | 0.67244 | 647.2191 | 0.041517 | 13278.0439 | 85.17% | 12630.8249 | 81.02% | 9.98 | 2914.4688 | 18.7% | 741.8896 | 0.04759 |  | 13062.2344 | 83.79% | 261.2308 | 1.676% | 2237.2776 | 14.35% | 13352.0681 | 0 | 0% | 15589.3457 | 751.1488 | 4.818% | 14838.1969 | 2988.4263 | 19.17% | 12600.9194 | 7554.1499 | 48.46% | 8035.1958 | 1166.2487 | 7.481% | 14423.097
82 | Goodrich | GREATER LA METRO | SCE Metro | {'Rio Hondo': [6.9, 0.0], 'Gould': [7.5, 0.0], 'Mesa': [8.0, 0.0]} | 15.4441 | 0 | 0 | 0 | 0 | 2.93 | 0.18972 | 15.4441 | 100% | 12.5141 | 81.03% | 4.0347 | 0 | 0% | 0 | 0 |  | 3.7201 | 24.09% | 11.724 | 75.91% | 0 | 0% | 15.4441 | 0 | 0% | 15.4441 | 15.4441 | 100% | 0 | 15.4441 | 100% | 0 | 15.4441 | 100% | 9.5367e-07 | 0 | 0% | 15.4441
47 | Goose Lake | SPGE | PGE Kern | {'Semitropic': [8.0, 1031.0]} | 30152.957 | 1170.4182 | 0.038816 | 28982.5391 | 0.96118 | 792.7614 | 0.026291 | 29011.1836 | 96.21% | 28218.4222 | 93.58% | 8.5436 | 9172.2324 | 30.42% | 11825.2998 | 0.39218 |  | 4563.4678 | 15.13% | 0 | 0% | 13449.541 | 44.6% | 16703.416 | 7269.3179 | 24.11% | 22883.6392 | 21737.9473 | 72.09% | 8415.0098 | 25080.5117 | 83.18% | 5072.4453 | 621.0302 | 2.06% | 29531.9268 | 4713.9028 | 15.63% | 25439.0542
83 | Gould | GREATER LA METRO | SCE Metro | {'Goodrich': [7.5, 0.0]} | 0 | 0 | 0 | 0 | 0 | 0 | 0 | 0 | 0% | 0 | 0% | 0 | 0 | 0% | 0 | 0 |  | 0 | 0% | 0 | 0% | 0 | 0% | 0 | 0 | 0% | 0 | 0 | 0% | 0 | 0 | 0% | 0 | 0 | 0% | 0 | 0 | 0% | 0
130 | Grand Island | NORTHERN CALIFORNIA | PGE NGBA | {} | 43629.2695 | 0 | 0 | 0 | 0 | 5893.3887 | 0.13508 | 40138.2188 | 92% | 34244.8301 | 78.49% | 11.4076 | 16209.0664 | 37.15% | 21549.9258 | 0.49393 |  | 0 | 0% | 0 | 0% | 0 | 0% | 43629.2695 | 3284.3347 | 7.528% | 40344.9348 | 3284.3347 | 7.528% | 40344.9348 | 3284.3347 | 7.528% | 40344.9348 | 0 | 0% | 43629.2695 | 2207.6265 | 5.06% | 41421.6431
214 | Green Ridge Midway | NORTHERN CALIFORNIA | PGE GBA | {'Tesla': [1.6, 348.0], 'Kelso': [5.0, 0.0], 'Delta Pumps': [5.4, 0.0]} | 38095.2539 | 348.1389 | 0.0091386 | 37747.1133 | 0.99086 | 9656.5312 | 0.25348 | 34486.5625 | 90.53% | 24830.0312 | 65.18% | 17.9951 | 1593.3727 | 4.183% | 2427.2197 | 0.063714 |  | 32677.3125 | 85.78% | 0 | 0% | 31507.3398 | 82.71% | 6587.9141 | 27030.9199 | 70.96% | 11064.334 | 30978.3594 | 81.32% | 7116.8945 | 37496.9414 | 98.43% | 598.3125 | 8738.0254 | 22.94% | 29357.2285 | 1556.022 | 4.085% | 36539.2319
98 | Gregg | SPGE | PGE Fresno | {'Borden': [6.1, 6144.0]} | 32777.6367 | 11890.5791 | 0.36276 | 20887.0586 | 0.63724 | 1.1679 | 3.563e-05 | 27744.8457 | 84.65% | 27743.6778 | 84.64% | 14.1312 | 14641.8711 | 44.67% | 15597.3672 | 0.47585 |  | 6532.7271 | 19.93% | 0 | 0% | 6884.3184 | 21% | 25893.3184 | 3679.9592 | 11.23% | 29097.6775 | 3679.9592 | 11.23% | 29097.6775 | 10179.6045 | 31.06% | 22598.0322 | 0 | 0% | 32777.6367 | 1341.9841 | 4.094% | 31435.6526
249 | Grimway | SPGE | PGE Kern | {'Lamont': [3.4, 1825.0], 'Unknown - 3327': [3.4, 1833.0], 'Magunden': [8.6, 148.0]} | 34358.8164 | 3805.1545 | 0.11075 | 30553.6621 | 0.88925 | 0 | 0 | 32351.7949 | 94.16% | 32351.7949 | 94.16% | 10.4167 | 1020.1603 | 2.969% | 30081.9004 | 0.87552 |  | 0 | 0% | 0 | 0% | 132.7721 | 0.3864% | 34226.0443 | 0 | 0% | 34358.8164 | 5280.1772 | 15.37% | 29078.6392 | 5412.9492 | 15.75% | 28945.8672 | 0 | 0% | 34358.8164 | 32.5756 | 0.09481% | 34326.2408
243 | GWF Hanford Sw Sta | SPGE | PGE Fresno | {'Waukena': [9.9, 76.0]} | 36420.6992 | 24862.1172 | 0.68264 | 11558.582 | 0.31736 | 542.6863 | 0.0149 | 31695.8242 | 87.03% | 31153.1379 | 85.54% | 12 | 20775.5098 | 57.04% | 10546.9736 | 0.28959 |  | 0 | 0% | 0 | 0% | 0 | 0% | 36420.6992 | 0 | 0% | 36420.6992 | 1240.9797 | 3.407% | 35179.7195 | 1240.9797 | 3.407% | 35179.7195 | 0 | 0% | 36420.6992 | 436.3747 | 1.198% | 35984.3246
84 | Harborgen | GREATER LA METRO | SCE Metro | {'Long Beach': [0.9, 2076.0], 'Arcogen': [2.8, 1063.0], 'Hinson': [2.8, 1271.0], 'Alamitos': [7.5, 2.0], 'Lighthipe': [7.6, 0.0], 'La Fresa': [8.7, 0.0], 'Del Amo': [8.9, 0.0]} | 4581.0298 | 2062.9961 | 0.45033 | 2518.0337 | 0.54967 | 955.4266 | 0.20856 | 3729.8425 | 81.42% | 2774.416 | 60.56% | 10.7361 | 0 | 0% | 0 | 0 |  | 0 | 0% | 0 | 0% | 0 | 0% | 4581.0298 | 0 | 0% | 4581.0298 | 2477.6572 | 54.09% | 2103.3726 | 2477.6572 | 54.09% | 2103.3726 | 0 | 0% | 4581.0298 | 5.7918 | 0.1264% | 4575.2379
310 | Harry Allen | NEVADA MAJOR |  | {} | 0 | 0 | 0 | 0 | 0 | 0 | 0 | 0 | 0% | 0 | 0% | 0 | 0 | 0% | 0 | 0 |  | 0 | 0% | 0 | 0% | 0 | 0% | 0 | 0 | 0% | 0 | 0 | 0% | 0 | 0 | 0% | 0 | 0 | 0% | 0 | 0 | 0% | 0
283 | Hassayampa | ARIZONA MINOR | SDGE Arizona | {'Palo Verde': [2.7, 16879.0]} | 33801.8477 | 21611.625 | 0.63936 | 12190.2227 | 0.36064 | 0 | 0 | 0 | 0% | 0 | 0% | 0 | 0 | 0% | 0 | 0 |  | 0 | 0% | 0 | 0% | 0 | 0% | 33801.8477 | 0 | 0% | 33801.8477 | 0 | 0% | 33801.8477 | 0 | 0% | 33801.8477 | 0 | 0% | 33801.8477 | 0 | 0% | 33801.8477
21 | Helm | SPGE | PGE Fresno | {} | 40950.6797 | 9915.6699 | 0.24214 | 31035.0098 | 0.75786 | 4886.4502 | 0.11933 | 39295.625 | 95.96% | 34409.1748 | 84.03% | 7.56 | 30469.1992 | 74.4% | 7128.2822 | 0.17407 |  | 502.6382 | 1.227% | 0 | 0% | 27553.2754 | 67.28% | 13397.4043 | 8624.6973 | 21.06% | 32325.9824 | 8624.6973 | 21.06% | 32325.9824 | 29997.2285 | 73.25% | 10953.4512 | 0 | 0% | 40950.6797 | 269.1201 | 0.6572% | 40681.5596
72 | Henrietta | SPGE | PGE Fresno | {'Mustang': [1.1, 13841.0], 'Leprino': [3.9, 9097.0]} | 32808.5586 | 16224.6172 | 0.49452 | 16583.9414 | 0.50548 | 4594.6807 | 0.14005 | 31501.6074 | 96.02% | 26906.9268 | 82.01% | 6.9194 | 16083.9697 | 49.02% | 8502.293 | 0.25915 |  | 1921.0448 | 5.855% | 0 | 0% | 7912.0996 | 24.12% | 24896.459 | 0 | 0% | 32808.5586 | 0 | 0% | 32808.5586 | 7912.0996 | 24.12% | 24896.459 | 0 | 0% | 32808.5586 | 799.7322 | 2.438% | 32008.8264
167 | Hicks | NORTHERN CALIFORNIA | PGE GBA | {'Metcalf Energy Center': [8.5, 0.0], 'Metcalf 1': [8.8, 0.0]} | 285.9135 | 0 | 0 | 0 | 0 | 1.6983 | 0.0059397 | 114.0709 | 39.9% | 112.3727 | 39.3% | 12.2893 | 0.97185 | 0.3399% | 0 | 0 |  | 256.3416 | 89.66% | 0 | 0% | 285.9135 | 100% | 0 | 1.7142 | 0.5996% | 284.1993 | 254.5614 | 89.03% | 31.3521 | 285.9135 | 100% | 0 | 67.2853 | 23.53% | 218.6282 | 18.5372 | 6.483% | 267.3763
112 | Higgins | NORTHERN CALIFORNIA | PGE NGBA | {} | 30692.1348 | 1921.2793 | 0.062598 | 28770.8555 | 0.9374 | 6.3456 | 0.00020675 | 5678.6929 | 18.5% | 5672.3472 | 18.48% | 40.4 | 880.7276 | 2.87% | 474.7516 | 0.015468 |  | 29075.873 | 94.73% | 0 | 0% | 28676.957 | 93.43% | 2015.1777 | 0 | 0% | 30692.1348 | 193.4925 | 0.6304% | 30498.6422 | 28676.957 | 93.43% | 2015.1777 | 2621.3127 | 8.541% | 28070.822 | 2015.3444 | 6.566% | 28676.7904
39 | High Line | GREATER IMPERIAL | SDGE Imperial | {'North Gila - IV (Proposed)': [4.3, 691.0]} | 23800.6816 | 1941.7982 | 0.081586 | 21858.8828 | 0.91841 | 3307.196 | 0.13895 | 23468.5664 | 98.6% | 20161.3704 | 84.71% | 7.0267 | 987.8344 | 4.15% | 19654.4727 | 0.82579 |  | 0 | 0% | 0 | 0% | 0 | 0% | 23800.6816 | 3397.0073 | 14.27% | 20403.6743 | 3397.0073 | 14.27% | 20403.6743 | 3397.0073 | 14.27% | 20403.6743 | 1418.1263 | 5.958% | 22382.5553 | 876.8662 | 3.684% | 22923.8154
240 | Highwind | GREATER TEHACHAPI | SCE Northern | {'Windhub': [7.1, 0.0]} | 23999.4902 | 137.2299 | 0.005718 | 23862.2598 | 0.99428 | 924.86 | 0.038537 | 15140.6289 | 63.09% | 14215.7689 | 59.23% | 17.4944 | 69.5624 | 0.2898% | 459.4251 | 0.019143 |  | 19196.1172 | 79.99% | 3494.2778 | 14.56% | 15479.3604 | 64.5% | 8520.1299 | 5220.541 | 21.75% | 18778.9492 | 20747.0957 | 86.45% | 3252.3945 | 22865.6035 | 95.28% | 1133.8867 | 6223.3931 | 25.93% | 17776.0972 | 578.3996 | 2.41% | 23421.0906
208 | Hilltop | NORTHERN CALIFORNIA | Northeast CA | {} | 37575.1328 | 7420.9653 | 0.1975 | 30154.168 | 0.8025 | 0 | 0 | 0 | 0% | 0 | 0% | 0 | 2881.7507 | 7.669% | 803.1543 | 0.021375 |  | 0 | 0% | 0 | 0% | 11933.7373 | 31.76% | 25641.3955 | 8766.9336 | 23.33% | 28808.1992 | 60.1888 | 0.1602% | 37514.944 | 20700.6719 | 55.09% | 16874.4609 | 21897.4785 | 58.28% | 15677.6543 | 2430.5576 | 6.469% | 35144.5752
85 | Hinson | GREATER LA METRO | SCE Metro | {'Arcogen': [1.2, 1062.0], 'Harborgen': [2.8, 1271.0], 'Long Beach': [3.7, 1271.0], 'Lighthipe': [5.0, 0.0], 'La Fresa': [7.2, 0.0], 'Del Amo': [7.5, 0.0], 'Alamitos': [8.0, 2.0], 'Redondo': [9.7, 0.0]} | 2342.8467 | 1265.2163 | 0.54003 | 1077.6304 | 0.45997 | 12.9098 | 0.0055103 | 1646.6519 | 70.28% | 1633.742 | 69.73% | 15.9026 | 0 | 0% | 0 | 0 |  | 0 | 0% | 0 | 0% | 0 | 0% | 2342.8467 | 0 | 0% | 2342.8467 | 1053.4844 | 44.97% | 1289.3623 | 1053.4844 | 44.97% | 1289.3623 | 0 | 0% | 2342.8467 | 5.7918 | 0.2472% | 2337.0548
131 | Hollister | SPGE | PGE GBA | {} | 30538.0332 | 8526.8047 | 0.27922 | 22011.2285 | 0.72078 | 1242.0767 | 0.040673 | 20523.1719 | 67.21% | 19281.0952 | 63.14% | 20.9444 | 5024.604 | 16.45% | 8380.5068 | 0.27443 |  | 11065.5312 | 36.24% | 0 | 0% | 2979.7778 | 9.758% | 27558.2554 | 5876.6519 | 19.24% | 24661.3813 | 7728.3027 | 25.31% | 22809.7305 | 10247.0254 | 33.55% | 20291.0078 | 4880.1382 | 15.98% | 25657.895 | 2110.7808 | 6.912% | 28427.2524
5 | Honcut | NORTHERN CALIFORNIA | PGE NGBA | {} | 38677.2031 | 652.8138 | 0.016879 | 38024.3906 | 0.98312 | 1070.8669 | 0.027687 | 30959.2266 | 80.05% | 29888.3596 | 77.28% | 13 | 8260.0723 | 21.36% | 21494.8672 | 0.55575 |  | 6453.1948 | 16.68% | 0 | 0% | 34936.4414 | 90.33% | 3740.7617 | 0 | 0% | 38677.2031 | 618.1884 | 1.598% | 38059.0147 | 34936.4414 | 90.33% | 3740.7617 | 1308.7126 | 3.384% | 37368.4905 | 7880.3286 | 20.37% | 30796.8745
284 | Hoodoo Wash | ARIZONA MINOR | SDGE Arizona | {} | 19873.4551 | 16458.1699 | 0.82815 | 3415.2852 | 0.17185 | 0 | 0 | 0 | 0% | 0 | 0% | 0 | 0 | 0% | 0 | 0 |  | 0 | 0% | 0 | 0% | 0 | 0% | 19873.4551 | 0 | 0% | 19873.4551 | 0 | 0% | 19873.4551 | 0 | 0% | 19873.4551 | 0 | 0% | 19873.4551 | 0 | 0% | 19873.4551
102 | Hopland | NORTHERN CALIFORNIA | PGE NGBA | {} | 26762.0508 | 1880.8862 | 0.070282 | 24881.1641 | 0.92972 | 1366.9796 | 0.051079 | 24536.248 | 91.68% | 23169.2684 | 86.58% | 9.7853 | 1208.8838 | 4.517% | 2970.8247 | 0.11101 |  | 9457.168 | 35.34% | 13757.0107 | 51.4% | 21228.0898 | 79.32% | 5533.9609 | 11667.6865 | 43.6% | 15094.3643 | 14438.4424 | 53.95% | 12323.6084 | 23028.3574 | 86.05% | 3733.6934 | 8514.6729 | 31.82% | 18247.3779 | 601.0836 | 2.246% | 26160.9672
312 | Humboldt | NORTHERN CALIFORNIA | PGE NGBA | {} | 15716.9355 | 4621.0464 | 0.29402 | 11095.8887 | 0.70598 | 3511.741 | 0.22344 | 8796.3916 | 55.97% | 5284.6506 | 33.62% | 35 | 0 | 0% | 0 | 0 |  | 0 | 0% | 0 | 0% | 131.8724 | 0.839% | 15585.0632 | 8981.9658 | 57.15% | 6734.9697 | 10039.0742 | 63.87% | 5677.8613 | 10170.9473 | 64.71% | 5545.9883 | 1087.6996 | 6.921% | 14629.236 | 1117.6541 | 7.111% | 14599.2815
201 | Huntington Beach | GREATER LA METRO | SCE Metro | {'Ellis': [3.4, 0.0], 'Johanna': [8.6, 0.0]} | 4141.3184 | 27.9056 | 0.0067383 | 4113.4126 | 0.99326 | 94.0285 | 0.022705 | 116.5511 | 2.814% | 22.5227 | 0.5439% | 57 | 0 | 0% | 0 | 0 |  | 0 | 0% | 0 | 0% | 0 | 0% | 4141.3184 | 831.61 | 20.08% | 3309.7084 | 4118.4346 | 99.45% | 22.8838 | 4118.4346 | 99.45% | 22.8838 | 0 | 0% | 4141.3184 | 309.9772 | 7.485% | 3831.3412
100 | Ignacio | NORTHERN CALIFORNIA | PGE NGBA | {} | 4236.252 | 1540.6545 | 0.36368 | 2695.5974 | 0.63632 | 797.3304 | 0.18822 | 2958.925 | 69.85% | 2161.5946 | 51.03% | 17.8319 | 1146.517 | 27.06% | 0 | 0 |  | 1032.8268 | 24.38% | 0 | 0% | 582.8751 | 13.76% | 3653.3768 | 1199.3102 | 28.31% | 3036.9418 | 1531.7488 | 36.16% | 2704.5032 | 1929.0195 | 45.54% | 2307.2324 | 908.5651 | 21.45% | 3327.6869 | 786.5892 | 18.57% | 3449.6627
265 | IID System | GREATER IMPERIAL | SCE Eastern | {'Sonora': [7.6, 1392.0], 'Arkansas': [7.8, 1050.0]} | 30488.2266 | 2977.3367 | 0.097655 | 27510.8906 | 0.90234 | 690.9822 | 0.022664 | 28227.9434 | 92.59% | 27536.9612 | 90.32% | 9.4823 | 9647.0977 | 31.64% | 10448.3359 | 0.3427 |  | 0 | 0% | 0 | 0% | 0 | 0% | 30488.2266 | 22710.8906 | 74.49% | 7777.3359 | 25988.7676 | 85.24% | 4499.459 | 25988.7676 | 85.24% | 4499.459 | 0 | 0% | 30488.2266 | 3495.0571 | 11.46% | 26993.1694
40 | Imperial Valley | GREATER IMPERIAL | SDGE Imperial | {} | 24349.9434 | 3930.8074 | 0.16143 | 20419.1367 | 0.83857 | 110.9743 | 0.0045575 | 23938.3906 | 98.31% | 23827.4163 | 97.85% | 10.0833 | 2746.2209 | 11.28% | 14608.2236 | 0.59993 |  | 0 | 0% | 0 | 0% | 0 | 0% | 24349.9434 | 9050.6094 | 37.17% | 15299.334 | 9050.6377 | 37.17% | 15299.3057 | 9050.6377 | 37.17% | 15299.3057 | 617.8238 | 2.537% | 23732.1196 | 2538.9138 | 10.43% | 21811.0295
285 | Innovation | SNV ELDORADO DESERT | SCE EOP | {} | 4705.3521 | 1998.3846 | 0.4247 | 2706.9673 | 0.5753 | 0 | 0 | 0 | 0% | 0 | 0% | 0 | 0 | 0% | 0 | 0 |  | 0 | 0% | 0 | 0% | 0 | 0% | 4705.3521 | 0 | 0% | 4705.3521 | 0 | 0% | 4705.3521 | 0 | 0% | 4705.3521 | 0 | 0% | 4705.3521 | 0 | 0% | 4705.3521
215 | Inyo | GREATER KRAMER | SCE NOL | {'Control': [2.2, 747.0]} | 3063.6521 | 752.5335 | 0.24563 | 2311.1187 | 0.75437 | 2052.6367 | 0.67 | 2986.8635 | 97.49% | 934.2268 | 30.49% | 2.9134 | 0.041055 | 0.00134% | 0 | 0 |  | 0 | 0% | 0 | 0% | 0 | 0% | 3063.6521 | 588.9264 | 19.22% | 2474.7257 | 950.002 | 31.01% | 2113.6501 | 1227.2345 | 40.06% | 1836.4176 | 1255.2128 | 40.97% | 1808.4393 | 132.6534 | 4.33% | 2930.9987
66 | Inyokern | GREATER KRAMER | SCE NOL | {} | 20269.1719 | 4128.9995 | 0.20371 | 16140.1719 | 0.79629 | 178.7359 | 0.0088181 | 8027.6997 | 39.61% | 7848.9638 | 38.72% | 30.59 | 0 | 0% | 0 | 0 |  | 0 | 0% | 0 | 0% | 14601.1416 | 72.04% | 5668.0303 | 8431.124 | 41.6% | 11838.0479 | 1426.9048 | 7.04% | 18842.2671 | 15828.4736 | 78.09% | 4440.6982 | 6097.7612 | 30.08% | 14171.4106 | 4.1021 | 0.02024% | 20265.0698
260 | Ivanpah | SNV ELDORADO DESERT | SCE EOP | {'Primm': [9.5, 0.0]} | 4524.5796 | 8.0198 | 0.0017725 | 4516.5596 | 0.99823 | 4075.5542 | 0.90076 | 4519.2173 | 99.88% | 443.6631 | 9.806% | 2.7076 | 0 | 0% | 0 | 0 |  | 0 | 0% | 0 | 0% | 4504.2974 | 99.55% | 20.2822 | 3578.6501 | 79.09% | 945.9294 | 23.4266 | 0.5178% | 4501.153 | 4505.874 | 99.59% | 18.7056 | 226.1066 | 4.997% | 4298.473 | 0 | 0% | 4524.5796
170 | Jessup | NORTHERN CALIFORNIA | PGE NGBA | {'Cottonwood': [5.5, 1869.0]} | 19097.7988 | 5430.7725 | 0.28437 | 13667.0264 | 0.71563 | 0 | 0 | 6559.0674 | 34.34% | 6559.0674 | 34.34% | 37 | 1071.7059 | 5.612% | 1586.9193 | 0.083094 |  | 9680.5342 | 50.69% | 7495.2593 | 39.25% | 10583.8682 | 55.42% | 8513.9307 | 2915.3896 | 15.27% | 16182.4092 | 2800.0391 | 14.66% | 16297.7598 | 10603.7266 | 55.52% | 8494.0723 | 3169.457 | 16.6% | 15928.3418 | 1470.9697 | 7.702% | 17626.8291
115 | Johanna | GREATER LA METRO | SCE Metro | {'Ellis': [5.6, 0.0], 'Santiago': [5.9, 0.0], 'Lewis': [7.1, 0.0], 'Villa Park': [7.1, 0.0], 'Huntington Beach': [8.6, 0.0], 'Serrano': [8.7, 0.0], 'Barre': [9.9, 0.0]} | 3.544 | 0 | 0 | 0 | 0 | 0 | 0 | 0 | 0% | 0 | 0% | 70.8369 | 0 | 0% | 0 | 0 |  | 0 | 0% | 0 | 0% | 0 | 0% | 3.544 | 3.544 | 100% | 0 | 3.544 | 100% | 0 | 3.544 | 100% | 0 | 0 | 0% | 3.544 | 1.3063 | 36.86% | 2.2377
124 | Julian Hinds | RIVERSIDE | SCE Eastern | {} | 569.6028 | 0 | 0 | 0 | 0 | 410.3217 | 0.72036 | 564.3297 | 99.07% | 154.008 | 27.04% | 1.8639 | 0 | 0% | 0 | 0 |  | 0 | 0% | 0 | 0% | 568.5629 | 99.82% | 1.0399 | 310.7317 | 54.55% | 258.8711 | 232.2082 | 40.77% | 337.3946 | 568.5629 | 99.82% | 1.0399 | 88.3334 | 15.51% | 481.2694 | 0 | 0% | 569.6028
22 | Kearney | SPGE | PGE Fresno | {'West Fresno': [3.6, 3042.0], 'California Ave': [6.6, 623.0], 'Malaga': [8.7, 58.0], 'Mc Mullin': [9.7, 274.0]} | 29215.584 | 9506.1689 | 0.32538 | 19709.4141 | 0.67462 | 1405.6871 | 0.048114 | 19943.4688 | 68.26% | 18537.7816 | 63.45% | 17 | 7619.1421 | 26.08% | 19696.0469 | 0.67416 |  | 0 | 0% | 0 | 0% | 0 | 0% | 29215.584 | 0 | 0% | 29215.584 | 0 | 0% | 29215.584 | 0 | 0% | 29215.584 | 0 | 0% | 29215.584 | 15.1453 | 0.05184% | 29200.4387
144 | Kearny | SAN DIEGO | SDGE Imperial | {'Mission': [3.4, 0.0], 'Old Town': [5.8, 0.0], 'Penasquitos': [7.8, 0.0], 'Sycamore Canyon': [8.3, 0.0], 'Silvergate': [9.5, 0.0]} | 8.4175 | 0 | 0 | 0 | 0 | 1.3563 | 0.16113 | 1.3563 | 16.11% | 0 | 0% | 2.0484 | 0 | 0% | 0 | 0 |  | 6.6873 | 79.45% | 0 | 0% | 0 | 0% | 8.4175 | 8.4175 | 100% | 0 | 0 | 0% | 8.4175 | 8.4175 | 100% | 0 | 0 | 0% | 8.4175 | 2.0426 | 24.27% | 6.3749
251 | Kelso | NORTHERN CALIFORNIA | PGE GBA | {'Delta Pumps': [1.0, 0.0], 'Midway Green Ridge Services': [5.0, 0.0], 'Tesla': [6.2, 0.0], 'Brentwood': [9.3, 0.0]} | 32875.0781 | 0 | 0 | 0 | 0 | 5602.6631 | 0.17042 | 28881.7305 | 87.85% | 23279.0674 | 70.81% | 20 | 2959.7903 | 9.003% | 8018.6372 | 0.24391 |  | 21692.5254 | 65.98% | 0 | 0% | 22061.2441 | 67.11% | 10813.834 | 18286.4707 | 55.62% | 14588.6074 | 19919.3242 | 60.59% | 12955.7539 | 28098.7168 | 85.47% | 4776.3613 | 2403.7864 | 7.312% | 30471.2917 | 3102.4758 | 9.437% | 29772.6023
126 | Kern | RIVERSIDE | SCE Eastern | {} | 13650.7949 | 773.9856 | 0.056699 | 12876.8096 | 0.9433 | 7982.9829 | 0.5848 | 13648.3672 | 99.98% | 5665.3843 | 41.5% | 3.925 | 0 | 0% | 0 | 0 |  | 0 | 0% | 0 | 0% | 1644.3196 | 12.05% | 12006.4753 | 5941.2471 | 43.52% | 7709.5479 | 0 | 0% | 13650.7949 | 7585.5664 | 55.57% | 6065.2285 | 9188.8398 | 67.31% | 4461.9551 | 0 | 0% | 13650.7949
65 | Kern Oil | SPGE | PGE Kern | {'Sycamore': [1.9, 2221.0], 'Bakersfield': [3.8, 0.0], 'West Park': [4.7, 0.0], 'Columbus': [5.4, 0.0], 'Rosedale': [5.4, 0.0], 'Kern Power': [6.0, 14.0], '7th Standard': [6.2, 500.0], 'Cal Water': [6.9, 0.0], 'Magunden': [7.8, 0.0], 'Lerdo': [8.5, 756.0], 'Stockdale': [8.9, 0.0], 'Renfro': [8.9, 0.0], 'Poso Mt.': [8.9, 857.0]} | 20814.3008 | 3223.3396 | 0.15486 | 17590.9609 | 0.84514 | 702.6252 | 0.033757 | 19041.7812 | 91.48% | 18339.156 | 88.11% | 13.1667 | 5.7208 | 0.02749% | 1343.427 | 0.064543 |  | 2222.8042 | 10.68% | 0 | 0% | 16497.1445 | 79.26% | 4317.1562 | 1406.1093 | 6.755% | 19408.1915 | 1914.6677 | 9.199% | 18899.6331 | 16497.1445 | 79.26% | 4317.1562 | 524.9495 | 2.522% | 20289.3513 | 129.0164 | 0.6198% | 20685.2844
238 | Kern Power | SPGE | PGE Kern | {'Rosedale': [1.1, 6.0], 'West Park': [3.2, 0.0], 'Renfro': [3.8, 345.0], 'Tevis': [4.5, 0.0], '7th Standard': [4.5, 450.0], 'Stockdale': [4.7, 0.0], 'Bakersfield': [5.3, 0.0], 'Kern Oil': [6.0, 14.0], 'Sycamore': [7.8, 0.0], 'Lerdo': [8.9, 450.0], 'Columbus': [9.0, 0.0], 'Tupman': [9.9, 0.0]} | 2937.988 | 449.5963 | 0.15303 | 2488.3918 | 0.84697 | 0 | 0 | 1025.5104 | 34.91% | 1025.5104 | 34.91% | 86.625 | 12.2948 | 0.4185% | 1654.0236 | 0.56298 |  | 0 | 0% | 0 | 0% | 1866.0233 | 63.51% | 1071.9647 | 624.2686 | 21.25% | 2313.7194 | 759.2936 | 25.84% | 2178.6945 | 1866.0233 | 63.51% | 1071.9647 | 0 | 0% | 2937.988 | 77.995 | 2.655% | 2859.9931
48 | Kernridge | SPGE | PGE Kern | {'Temblor': [4.8, 7394.0]} | 37802.0703 | 8633.7725 | 0.22839 | 29168.2969 | 0.77161 | 8054.8032 | 0.21308 | 37635.1055 | 99.56% | 29580.3022 | 78.25% | 6.3442 | 1072.0651 | 2.836% | 6018.4966 | 0.15921 |  | 38.2073 | 0.1011% | 0 | 0% | 15351.4629 | 40.61% | 22450.6074 | 829.1376 | 2.193% | 36972.9327 | 10090.5625 | 26.69% | 27711.5078 | 25442.0254 | 67.3% | 12360.0449 | 4191.1772 | 11.09% | 33610.8931 | 13.0722 | 0.03458% | 37788.9981
23 | Kingsburg | SPGE | PGE Fresno | {'McCall': [9.0, 130.0]} | 40780.7188 | 11670.877 | 0.28619 | 29109.8418 | 0.71381 | 8.2512 | 0.00020233 | 24682.9512 | 60.53% | 24674.7 | 60.51% | 17.5 | 9481.2578 | 23.25% | 28050.7852 | 0.68784 |  | 0 | 0% | 0 | 0% | 0 | 0% | 40780.7188 | 0 | 0% | 40780.7188 | 0 | 0% | 40780.7188 | 0 | 0% | 40780.7188 | 0 | 0% | 40780.7188 | 1322.6364 | 3.243% | 39458.0824
14 | Kirker | NORTHERN CALIFORNIA | PGE GBA | {'Pittsburg': [1.2, 423.0], 'Clayton': [6.3, 583.0], 'Contra Costa': [6.9, 0.0], 'Birds Landing': [8.3, 5.0], 'Lone Tree': [9.5, 0.0]} | 6180.0317 | 587.2656 | 0.095026 | 5592.7661 | 0.90497 | 1050.6497 | 0.17001 | 5753.7163 | 93.1% | 4703.0667 | 76.1% | 6.5197 | 0 | 0% | 0 | 0 |  | 2715.416 | 43.94% | 0 | 0% | 3076.9548 | 49.79% | 3103.0769 | 4574.3931 | 74.02% | 1605.6387 | 3051.8708 | 49.38% | 3128.1609 | 4617.4258 | 74.72% | 1562.606 | 958.2803 | 15.51% | 5221.7514 | 3319.7754 | 53.72% | 2860.2563
133 | Kramer | GREATER KRAMER | SCE NOL | {} | 7277.2036 | 0 | 0 | 0 | 0 | 163.2459 | 0.022433 | 3098.1826 | 42.57% | 2934.9367 | 40.33% | 40.2222 | 0 | 0% | 0 | 0 |  | 0 | 0% | 0 | 0% | 7277.2036 | 100% | 0 | 4041.9922 | 55.54% | 3235.2114 | 0 | 0% | 7277.2036 | 7277.2036 | 100% | 0 | 1803.9967 | 24.79% | 5473.2069 | 86.5662 | 1.19% | 7190.6374
86 | La Cienega | GREATER LA METRO | SCE Metro | {'El Segundo': [6.9, 0.0], 'Chevmain': [6.9, 0.0], 'El Nido': [7.2, 0.0], 'La Fresa': [9.4, 0.0]} | 94.3298 | 0 | 0 | 0 | 0 | 0 | 0 | 6.1448 | 6.514% | 6.1448 | 6.514% | 36.7759 | 0 | 0% | 0 | 0 |  | 0 | 0% | 0 | 0% | 0 | 0% | 94.3298 | 94.3298 | 100% | 0 | 94.3298 | 100% | 0 | 94.3298 | 100% | 0 | 0 | 0% | 94.3298 | 0 | 0% | 94.3298
87 | La Fresa | GREATER LA METRO | SCE Metro | {'El Nido': [2.9, 30.0], 'Redondo': [3.5, 30.0], 'Chevmain': [4.6, 30.0], 'El Segundo': [5.8, 30.0], 'Arcogen': [6.3, 0.0], 'Hinson': [7.2, 0.0], 'Harborgen': [8.7, 0.0], 'Lighthipe': [9.1, 0.0], 'La Cienega': [9.4, 0.0], 'Long Beach': [9.5, 0.0]} | 45.6825 | 29.2088 | 0.63939 | 16.4737 | 0.36061 | 3.9383 | 0.08621 | 5.8267 | 12.75% | 1.8884 | 4.134% | 26.1591 | 0 | 0% | 0 | 0 |  | 0 | 0% | 0 | 0% | 0 | 0% | 45.6825 | 0 | 0% | 45.6825 | 14.3064 | 31.32% | 31.3761 | 14.3064 | 31.32% | 31.3761 | 0 | 0% | 45.6825 | 0 | 0% | 45.6825
88 | Laguna Bell | GREATER LA METRO | SCE Metro | {'Center': [4.0, 0.0], 'Mesa': [4.7, 0.0], 'Lighthipe': [6.8, 0.0], 'Del Amo': [9.3, 0.0]} | 0 | 0 | 0 | 0 | 0 | 0 | 0 | 0 | 0% | 0 | 0% | 0 | 0 | 0% | 0 | 0 |  | 0 | 0% | 0 | 0% | 0 | 0% | 0 | 0 | 0% | 0 | 0 | 0% | 0 | 0 | 0% | 0 | 0 | 0% | 0 | 0 | 0% | 0
178 | Lakeville | NORTHERN CALIFORNIA | PGE NGBA | {'Penngrove': [7.0, 0.0]} | 20311.8672 | 113.6138 | 0.0055935 | 20198.2539 | 0.99441 | 625.2155 | 0.030781 | 17961.3828 | 88.43% | 17336.1674 | 85.35% | 10.159 | 3083.4419 | 15.18% | 1101.9871 | 0.054253 |  | 13741.6113 | 67.65% | 0 | 0% | 19668.3477 | 96.83% | 643.5195 | 5246.8169 | 25.83% | 15065.0503 | 12471.335 | 61.4% | 7840.5322 | 19919.3867 | 98.07% | 392.4805 | 6089.397 | 29.98% | 14222.4702 | 811.5857 | 3.996% | 19500.2815
49 | Lamont | SPGE | PGE Kern | {'Unknown - 3327': [0.1, 5567.0], 'Grimmway-Malaga': [3.4, 1825.0], 'Magunden': [5.6, 1997.0], 'Columbus': [8.3, 302.0], 'Cal Water': [8.9, 281.0]} | 34058.9609 | 5619.7285 | 0.165 | 28439.2324 | 0.835 | 0 | 0 | 30597.4883 | 89.84% | 30597.4883 | 89.84% | 11.5036 | 1102.348 | 3.237% | 28012.6406 | 0.82247 |  | 316.5288 | 0.9294% | 0 | 0% | 7.4066 | 0.02175% | 34051.5544 | 286.4487 | 0.841% | 33772.5123 | 3339.426 | 9.805% | 30719.5349 | 3339.426 | 9.805% | 30719.5349 | 3.859 | 0.01133% | 34055.1019 | 8.1295 | 0.02387% | 34050.8314
286 | Lathrop | SNV ELDORADO DESERT | SCE EOP | {} | 32873.5469 | 9840.6816 | 0.29935 | 23032.8652 | 0.70065 | 0 | 0 | 0 | 0% | 0 | 0% | 0 | 0 | 0% | 0 | 0 |  | 0 | 0% | 0 | 0% | 0 | 0% | 32873.5469 | 0 | 0% | 32873.5469 | 0 | 0% | 32873.5469 | 0 | 0% | 32873.5469 | 0 | 0% | 32873.5469 | 0 | 0% | 32873.5469
74 | Leavitt | NORTHERN CALIFORNIA | Northeast CA | {'Richmond': [7.1, 414.0]} | 19870.9805 | 2804.853 | 0.14115 | 17066.127 | 0.85885 | 597.2779 | 0.030058 | 18295.7852 | 92.07% | 17698.5073 | 89.07% | 13.3154 | 6752.3613 | 33.98% | 0 | 0 |  | 17804.0293 | 89.6% | 0 | 0% | 5188.3486 | 26.11% | 14682.6318 | 11517.46 | 57.96% | 8353.5205 | 10484.0791 | 52.76% | 9386.9014 | 14732.8057 | 74.14% | 5138.1748 | 5273.0723 | 26.54% | 14597.9082 | 2909.7222 | 14.64% | 16961.2583
296 | Lee Lake (Proposed) | RIVERSIDE | SCE Eastern | {} | 7347.1523 | 1144.6799 | 0.1558 | 6202.4727 | 0.8442 | 773.7504 | 0.10531 | 3640.667 | 49.55% | 2866.9166 | 39.02% | 31.5 | 185.054 | 2.519% | 0 | 0 |  | 4719.8452 | 64.24% | 154.0165 | 2.096% | 3567.5205 | 48.56% | 3779.6318 | 2077.8403 | 28.28% | 5269.312 | 3791.5908 | 51.61% | 3555.5615 | 5674.8818 | 77.24% | 1672.2705 | 2775.9316 | 37.78% | 4571.2207 | 762.5555 | 10.38% | 6584.5969
105 | Le Grand | SPGE | PGE Fresno | {'Dairyland': [9.3, 365.0]} | 44346.4727 | 6651.4829 | 0.14999 | 37694.9883 | 0.85001 | 5892.4019 | 0.13287 | 41533.4336 | 93.66% | 35641.0317 | 80.37% | 9.5349 | 24084.7461 | 54.31% | 15922.3096 | 0.35904 |  | 6444.5854 | 14.53% | 0 | 0% | 22447.4375 | 50.62% | 21899.0352 | 15368.7471 | 34.66% | 28977.7256 | 16349.9697 | 36.87% | 27996.5029 | 31065.4316 | 70.05% | 13281.041 | 500.5609 | 1.129% | 43845.9118 | 3737.5586 | 8.428% | 40608.9141
297 | Leprino Jct | SPGE | PGE Fresno | {'Henrietta': [3.9, 9097.0], 'Mustang': [4.8, 6743.0]} | 37036.5781 | 25247.0488 | 0.68168 | 11789.5293 | 0.31832 | 584.8308 | 0.015791 | 29766.2129 | 80.37% | 29181.3821 | 78.79% | 14.1667 | 25584.582 | 69.08% | 108.361 | 0.0029258 |  | 1916.2277 | 5.174% | 0 | 0% | 10474.4941 | 28.28% | 26562.084 | 0 | 0% | 37036.5781 | 0 | 0% | 37036.5781 | 10474.4941 | 28.28% | 26562.084 | 0 | 0% | 37036.5781 | 1949.2739 | 5.263% | 35087.3042
50 | Lerdo | SPGE | PGE Kern | {'7th Standard': [4.3, 4583.0], 'Rio Bravo': [7.3, 1121.0], 'Renfro': [7.8, 855.0], 'Kern Oil': [8.5, 756.0], 'Kern Power': [8.9, 450.0], 'Shafter': [9.4, 11.0], 'Rosedale': [9.5, 6.0], 'Sycamore': [9.7, 2.0]} | 42361.8555 | 7815.4448 | 0.18449 | 34546.4102 | 0.81551 | 198.1366 | 0.0046772 | 39426.6484 | 93.07% | 39228.5118 | 92.6% | 13.3314 | 1869.6869 | 4.414% | 30700.1895 | 0.72471 |  | 1892.0839 | 4.466% | 0 | 0% | 10547.2744 | 24.9% | 31814.5811 | 0 | 0% | 42361.8555 | 0 | 0% | 42361.8555 | 10547.2744 | 24.9% | 31814.5811 | 0 | 0% | 42361.8555 | 803.8434 | 1.898% | 41558.012
116 | Lewis | GREATER LA METRO | SCE Metro | {'Villa Park': [3.7, 0.0], 'Barre': [4.8, 0.0], 'Serrano': [6.4, 0.0], 'Johanna': [7.1, 0.0], 'Ellis': [8.9, 0.0], 'Olinda': [9.5, 0.0]} | 0 | 0 | 0 | 0 | 0 | 0 | 0 | 0 | 0% | 0 | 0% | 0 | 0 | 0% | 0 | 0 |  | 0 | 0% | 0 | 0% | 0 | 0% | 0 | 0 | 0% | 0 | 0 | 0% | 0 | 0 | 0% | 0 | 0 | 0% | 0 | 0 | 0% | 0
89 | Lighthipe | GREATER LA METRO | SCE Metro | {'Del Amo': [5.0, 0.0], 'Hinson': [5.0, 0.0], 'Center': [5.2, 0.0], 'Arcogen': [5.9, 0.0], 'Laguna Bell': [6.8, 0.0], 'Harborgen': [7.6, 0.0], 'Long Beach': [8.4, 0.0], 'La Fresa': [9.1, 0.0], 'Alamitos': [9.1, 0.0]} | 0 | 0 | 0 | 0 | 0 | 0 | 0 | 0 | 0% | 0 | 0% | 0 | 0 | 0% | 0 | 0 |  | 0 | 0% | 0 | 0% | 0 | 0% | 0 | 0 | 0% | 0 | 0 | 0% | 0 | 0 | 0% | 0 | 0 | 0% | 0 | 0 | 0% | 0
168 | Llagas | NORTHERN CALIFORNIA | PGE GBA | {} | 22986.5352 | 3955.7395 | 0.17209 | 19030.7949 | 0.82791 | 4449.0566 | 0.19355 | 14249.084 | 61.99% | 9800.0273 | 42.63% | 18.4127 | 3057.7478 | 13.3% | 6069.1978 | 0.26403 |  | 12534.5752 | 54.53% | 0 | 0% | 12263.3994 | 53.35% | 10723.1357 | 0 | 0% | 22986.5352 | 807.8133 | 3.514% | 22178.7219 | 12263.3994 | 53.35% | 10723.1357 | 7653.9448 | 33.3% | 15332.5903 | 551.6377 | 2.4% | 22434.8975
155 | Lockeford | NORTHERN CALIFORNIA | PGE GBA | {'Rancho Seco - Bellota (Proposed)': [9.0, 515.0], 'Camanche': [9.9, 10.0]} | 42882.1875 | 10907.9473 | 0.25437 | 31974.2402 | 0.74563 | 0 | 0 | 22612.9766 | 52.73% | 22612.9766 | 52.73% | 24 | 13009.8701 | 30.34% | 21649.6992 | 0.50486 |  | 34.032 | 0.07936% | 0 | 0% | 0 | 0% | 42882.1875 | 0 | 0% | 42882.1875 | 13468.6465 | 31.41% | 29413.541 | 13468.6465 | 31.41% | 29413.541 | 0 | 0% | 42882.1875 | 4174.4629 | 9.735% | 38707.7246
36 | Logan Creek | NORTHERN CALIFORNIA | PGE NGBA | {} | 43538.6289 | 10662.1201 | 0.24489 | 32876.5078 | 0.75511 | 14469.585 | 0.33234 | 39203.293 | 90.04% | 24733.708 | 56.81% | 6.2906 | 8438.6855 | 19.38% | 23289.4863 | 0.53492 |  | 11040.8486 | 25.36% | 0 | 0% | 5959.8931 | 13.69% | 37578.7358 | 0 | 0% | 43538.6289 | 0 | 0% | 43538.6289 | 5959.8931 | 13.69% | 37578.7358 | 7089.1812 | 16.28% | 36449.4478 | 991.2553 | 2.277% | 42547.3736
212 | Lone Tree | NORTHERN CALIFORNIA | PGE GBA | {'Contra Costa': [3.9, 874.0], 'Brentwood': [4.9, 169.0], 'Kirker': [9.5, 0.0], 'Pittsburg': [9.7, 0.0]} | 8040.7466 | 1651.5319 | 0.2054 | 6389.2148 | 0.7946 | 63.883 | 0.0079449 | 6137.1958 | 76.33% | 6073.3128 | 75.53% | 13.6873 | 502.6609 | 6.251% | 1310.8591 | 0.16303 |  | 6418.5137 | 79.82% | 0 | 0% | 3095.5557 | 38.5% | 4945.1909 | 4772.1782 | 59.35% | 3268.5684 | 4772.1782 | 59.35% | 3268.5684 | 4773.8198 | 59.37% | 3266.9268 | 2682.6941 | 33.36% | 5358.0525 | 577.7463 | 7.185% | 7463.0002
223 | Long Beach | GREATER LA METRO | SCE Metro | {'Harborgen': [0.9, 2076.0], 'Arcogen': [3.7, 1063.0], 'Hinson': [3.7, 1271.0], 'Alamitos': [7.3, 2.0], 'Lighthipe': [8.4, 0.0], 'Del Amo': [9.3, 0.0], 'La Fresa': [9.5, 0.0]} | 4619.8306 | 2069.3125 | 0.44792 | 2550.5181 | 0.55208 | 959.7179 | 0.20774 | 3761.0132 | 81.41% | 2801.2953 | 60.64% | 10.6512 | 0 | 0% | 0 | 0 |  | 0 | 0% | 0 | 0% | 0 | 0% | 4619.8306 | 0 | 0% | 4619.8306 | 2506.6455 | 54.26% | 2113.1851 | 2506.6455 | 54.26% | 2113.1851 | 0 | 0% | 4619.8306 | 5.8694 | 0.127% | 4613.9612
108 | Los Banos | SPGE | PGE Fresno | {'Quinto': [5.3, 1328.0]} | 28602.3008 | 3574.0015 | 0.12496 | 25028.2988 | 0.87504 | 6266.8965 | 0.2191 | 27078.6035 | 94.67% | 20811.707 | 72.76% | 9.4054 | 6120.126 | 21.4% | 3165.9077 | 0.11069 |  | 20225.5273 | 70.71% | 0 | 0% | 23438.6562 | 81.95% | 5163.6445 | 3918.489 | 13.7% | 24683.8118 | 9012.1914 | 31.51% | 19590.1094 | 23438.6562 | 81.95% | 5163.6445 | 5372.0269 | 18.78% | 23230.2739 | 1590.7841 | 5.562% | 27011.5167
202 | Los Esteros | NORTHERN CALIFORNIA | PGE GBA | {'Scott': [3.7, 0.0], 'Newark': [5.9, 1.0]} | 579.1266 | 152.8943 | 0.26401 | 426.2322 | 0.73599 | 7.4036 | 0.012784 | 473.4472 | 81.75% | 466.0436 | 80.47% | 7.4225 | 0 | 0% | 0 | 0 |  | 409.1698 | 70.65% | 0 | 0% | 0 | 0% | 579.1266 | 0.22899 | 0.03954% | 578.8976 | 279.5803 | 48.28% | 299.5463 | 279.5803 | 48.28% | 299.5463 | 165.7148 | 28.61% | 413.4118 | 186.8036 | 32.26% | 392.323
134 | Lugo | GREATER KRAMER | SCE Metro | {'Victor': [9.6, 0.0]} | 15726.1758 | 82.6108 | 0.0052531 | 15643.5654 | 0.99475 | 1903.5415 | 0.12104 | 9954.9482 | 63.3% | 8051.4067 | 51.2% | 25.5 | 0 | 0% | 0 | 0 |  | 11537.2256 | 73.36% | 1967.0776 | 12.51% | 7033.7402 | 44.73% | 8692.4355 | 13889.3115 | 88.32% | 1836.8643 | 11367.7637 | 72.29% | 4358.4121 | 15221.0723 | 96.79% | 505.1035 | 6277.0854 | 39.91% | 9449.0903 | 810.8217 | 5.156% | 14915.3541
308 | Lugo - Pisgah (Proposed) | GREATER KRAMER | SCE NOL | {} | 18956.4453 | 5178.1685 | 0.27316 | 13778.2773 | 0.72684 | 1769.9873 | 0.093371 | 8218.9111 | 43.36% | 6448.9238 | 34.02% | 63.6 | 0 | 0% | 0 | 0 |  | 0 | 0% | 0 | 0% | 0 | 0% | 18956.4453 | 1437.0819 | 7.581% | 17519.3634 | 1805.4365 | 9.524% | 17151.0088 | 2258.5776 | 11.91% | 16697.8677 | 12860.1885 | 67.84% | 6096.2568 | 0.15102 | 0.0007967% | 18956.2943
75 | Madeline | NORTHERN CALIFORNIA | Northeast CA | {} | 32819.1055 | 1777.8682 | 0.054172 | 31041.2383 | 0.94583 | 5946.2939 | 0.18118 | 30238.1387 | 92.14% | 24291.8447 | 74.02% | 8.372 | 9350.8232 | 28.49% | 0 | 0 |  | 24081.4434 | 73.38% | 503.3829 | 1.534% | 331.0987 | 1.009% | 32488.0067 | 3028.3577 | 9.227% | 29790.7478 | 4128.5596 | 12.58% | 28690.5459 | 4909.0767 | 14.96% | 27910.0288 | 18830.6602 | 57.38% | 13988.4453 | 20948.2461 | 63.83% | 11870.8594
195 | Madison | NORTHERN CALIFORNIA | PGE NGBA | {} | 38890.2188 | 3470.9995 | 0.089251 | 35419.2188 | 0.91075 | 1623.2267 | 0.041739 | 36937.1523 | 94.98% | 35313.9257 | 90.8% | 8.5344 | 7838.9717 | 20.16% | 24112.0898 | 0.62 |  | 7205.0601 | 18.53% | 0 | 0% | 27114.623 | 69.72% | 11775.5957 | 0 | 0% | 38890.2188 | 0 | 0% | 38890.2188 | 27114.623 | 69.72% | 11775.5957 | 2774.0051 | 7.133% | 36116.2136 | 1154.3473 | 2.968% | 37735.8715
51 | Magunden | SPGE | SCE Northern | {'Columbus': [2.8, 1891.0], 'Cal Water': [4.4, 1955.0], 'Bakersfield': [5.0, 790.0], 'Unknown - 3327': [5.5, 2072.0], 'Lamont': [5.6, 1997.0], 'West Park': [6.7, 280.0], 'Sycamore': [7.4, 0.0], 'Kern Oil': [7.8, 0.0], 'Grimmway-Malaga': [8.6, 148.0], 'Stockdale': [8.8, 16.0], 'Rosedale': [8.9, 0.0]} | 16762.1191 | 4862.3882 | 0.29008 | 11899.7305 | 0.70992 | 0 | 0 | 13493.5498 | 80.5% | 13493.5498 | 80.5% | 14.405 | 593.6926 | 3.542% | 9880.5977 | 0.58946 |  | 1112.2356 | 6.635% | 0 | 0% | 1962.6893 | 11.71% | 14799.4298 | 1028.9879 | 6.139% | 15733.1312 | 1529.1227 | 9.122% | 15232.9965 | 2012.0959 | 12% | 14750.0232 | 203.2569 | 1.213% | 16558.8623 | 22.8861 | 0.1365% | 16739.2331
24 | Malaga | SPGE | PGE Fresno | {'California Ave': [2.8, 844.0], 'West Fresno': [5.4, 354.0], 'Sanger': [6.5, 3790.0], 'McCall': [7.5, 1456.0], 'Kearney (New)': [8.7, 58.0]} | 17415.0723 | 5816.999 | 0.33402 | 11598.0732 | 0.66598 | 0 | 0 | 5973.9736 | 34.3% | 5973.9736 | 34.3% | 27.0083 | 4045.6606 | 23.23% | 11576.96 | 0.66477 |  | 0 | 0% | 0 | 0% | 0 | 0% | 17415.0723 | 0 | 0% | 17415.0723 | 0 | 0% | 17415.0723 | 0 | 0% | 17415.0723 | 0 | 0% | 17415.0723 | 24.521 | 0.1408% | 17390.5513
235 | Mandalay | GREATER LA METRO | SCE Northern | {'Santa Clara': [7.5, 0.0]} | 2414.373 | 114.2414 | 0.047317 | 2300.1316 | 0.95268 | 50.837 | 0.021056 | 1762.5619 | 73% | 1711.7249 | 70.9% | 15.9894 | 177.9933 | 7.372% | 1448.7225 | 0.60004 |  | 0 | 0% | 0 | 0% | 0 | 0% | 2414.373 | 0 | 0% | 2414.373 | 2295.1147 | 95.06% | 119.2583 | 2295.1147 | 95.06% | 119.2583 | 0 | 0% | 2414.373 | 53.6919 | 2.224% | 2360.6811
200 | Margarita | GREATER LA METRO | SDGE Imperial | {'Trabuco': [2.8, 461.0], 'Capistrano': [3.4, 544.0], 'Talega': [7.4, 115.0], 'Viejo': [8.1, 0.0]} | 4697.1626 | 575.1031 | 0.12244 | 4122.0596 | 0.87756 | 61.194 | 0.013028 | 2892.8665 | 61.59% | 2831.6725 | 60.28% | 58.9143 | 77.5436 | 1.651% | 2.5405 | 0.00054085 |  | 4318.1475 | 91.93% | 86.0337 | 1.832% | 2097.8674 | 44.66% | 2599.2952 | 3814.4255 | 81.21% | 882.7371 | 3814.4255 | 81.21% | 882.7371 | 3829.1216 | 81.52% | 868.041 | 1839.61 | 39.16% | 2857.5526 | 463.1891 | 9.861% | 4233.9734
152 | Martin (San Francisco H) | NORTHERN CALIFORNIA | PGE GBA | {} | 287.1107 | 118.7532 | 0.41361 | 168.3576 | 0.58639 | 0.015141 | 5.2735e-05 | 153.4151 | 53.43% | 153.4 | 53.43% | 16.6677 | 0 | 0% | 0 | 0 |  | 0 | 0% | 0 | 0% | 65.7395 | 22.9% | 221.3712 | 49.5736 | 17.27% | 237.5372 | 77.1669 | 26.88% | 209.9438 | 142.9064 | 49.77% | 144.2043 | 0 | 0% | 287.1107 | 11.7984 | 4.109% | 275.3123
211 | Martinez | NORTHERN CALIFORNIA | PGE GBA | {'Carquinez': [8.9, 535.0], 'Clayton': [9.4, 0.0]} | 11124.9971 | 4105.5049 | 0.36903 | 7019.4922 | 0.63097 | 290.6002 | 0.026121 | 5594.1323 | 50.28% | 5303.5321 | 47.67% | 75 | 41.0016 | 0.3686% | 15.3452 | 0.0013793 |  | 5068.9375 | 45.56% | 0 | 0% | 151.6601 | 1.363% | 10973.337 | 4537.1777 | 40.78% | 6587.8193 | 5607.9316 | 50.41% | 5517.0654 | 6871.9043 | 61.77% | 4253.0928 | 769.7438 | 6.919% | 10355.2532 | 520.3954 | 4.678% | 10604.6016
25 | McCall | SPGE | PGE Fresno | {'Sanger': [6.8, 2438.0], 'Malaga': [7.5, 1456.0], 'Kingsburg': [9.0, 130.0]} | 35941.4922 | 7239.584 | 0.20143 | 28701.9082 | 0.79857 | 0 | 0 | 17766.7109 | 49.43% | 17766.7109 | 49.43% | 23.4634 | 4635.5483 | 12.9% | 28600.8633 | 0.79576 |  | 0 | 0% | 0 | 0% | 0 | 0% | 35941.4922 | 0 | 0% | 35941.4922 | 0 | 0% | 35941.4922 | 0 | 0% | 35941.4922 | 0 | 0% | 35941.4922 | 76.7945 | 0.2137% | 35864.6977
26 | Mc Mullin | SPGE | PGE Fresno | {'Kearney (New)': [9.7, 274.0]} | 46932.8867 | 31378.5117 | 0.66858 | 15554.375 | 0.33142 | 10709.9941 | 0.2282 | 44823.4141 | 95.51% | 34113.4199 | 72.69% | 6.9972 | 29917.0312 | 63.74% | 14541.4941 | 0.30984 |  | 0 | 0% | 0 | 0% | 401.1882 | 0.8548% | 46531.6985 | 253.2319 | 0.5396% | 46679.6548 | 253.2319 | 0.5396% | 46679.6548 | 561.8954 | 1.197% | 46370.9913 | 0 | 0% | 46932.8867 | 883.5507 | 1.883% | 46049.3361
298 | Mead | SNV ELDORADO DESERT | SCE EOP | {} | 23567.3281 | 7567.499 | 0.3211 | 15999.8291 | 0.6789 | 0 | 0 | 0 | 0% | 0 | 0% | 0 | 0 | 0% | 0 | 0 |  | 0 | 0% | 0 | 0% | 0 | 0% | 23567.3281 | 0 | 0% | 23567.3281 | 0 | 0% | 23567.3281 | 0 | 0% | 23567.3281 | 0 | 0% | 23567.3281 | 0 | 0% | 23567.3281
103 | Mendocino | NORTHERN CALIFORNIA | PGE NGBA | {'Calpella': [3.7, 5111.0], 'Ukiah': [7.4, 959.0]} | 25476.5918 | 8567.4492 | 0.33629 | 16909.1426 | 0.66371 | 304.0417 | 0.011934 | 18862.084 | 74.04% | 18558.0422 | 72.84% | 12.884 | 790.7515 | 3.104% | 1438.6943 | 0.056471 |  | 15478.4834 | 60.76% | 1516.626 | 5.953% | 3077.24 | 12.08% | 22399.3518 | 7843.7002 | 30.79% | 17632.8916 | 7843.7002 | 30.79% | 17632.8916 | 9388.8574 | 36.85% | 16087.7344 | 9570.9854 | 37.57% | 15905.6064 | 254.7445 | 0.9999% | 25221.8473
27 | Mendota | SPGE | PGE Fresno | {'Cheney': [7.3, 1040.0], 'Panoche': [8.2, 60.0], 'Tranquility': [9.5, 616.0]} | 48154.0352 | 21193.918 | 0.44013 | 26960.1172 | 0.55987 | 4926.9521 | 0.10232 | 47317.8477 | 98.26% | 42390.8955 | 88.03% | 6.7728 | 21752.8242 | 45.17% | 23278.0859 | 0.48341 |  | 7057.9614 | 14.66% | 0 | 0% | 26.744 | 0.05554% | 48127.2912 | 1853.3524 | 3.849% | 46300.6827 | 9934.9131 | 20.63% | 38219.1221 | 10855.0283 | 22.54% | 37299.0068 | 0 | 0% | 48154.0352 | 94.0275 | 0.1953% | 48060.0077
106 | Merced | SPGE | PGE Fresno | {'Wilson': [4.6, 4574.0]} | 28419.6504 | 6027.021 | 0.21207 | 22392.6289 | 0.78793 | 3393.5703 | 0.11941 | 22938.1387 | 80.71% | 19544.5684 | 68.77% | 12.4593 | 16660.8516 | 58.62% | 7559.0439 | 0.26598 |  | 3.5803e-05 | 1.26e-07% | 0 | 0% | 10217.1973 | 35.95% | 18202.4531 | 8205.6016 | 28.87% | 20214.0488 | 8205.6016 | 28.87% | 20214.0488 | 18341.5449 | 64.54% | 10078.1055 | 0 | 0% | 28419.6504 | 2452.1111 | 8.628% | 25967.5393
160 | Mesa | SPGE | PGE Kern | {'Oceano': [9.7, 123.0]} | 30508.957 | 11149.1016 | 0.36544 | 19359.8555 | 0.63456 | 3779.3047 | 0.12388 | 27779.2188 | 91.05% | 23999.9141 | 78.67% | 8.8857 | 4389.7563 | 14.39% | 9502.4746 | 0.31147 |  | 10179.2578 | 33.36% | 0 | 0% | 2791.5872 | 9.15% | 27717.3699 | 0 | 0% | 30508.957 | 14.2584 | 0.04674% | 30494.6986 | 2805.8455 | 9.197% | 27703.1116 | 7198.5 | 23.59% | 23310.457 | 2316.3391 | 7.592% | 28192.6179
90 | Mesa (SCE) | GREATER LA METRO | SCE Metro |  | 0 | 0 | 0 | 0 | 0 | 0 | 0 | 0 | 0% | 0 | 0% | 0 | 0 | 0% | 0 | 0 |  | 0 | 0% | 0 | 0% | 0 | 0% | 0 | 0 | 0% | 0 | 0 | 0% | 0 | 0 | 0% | 0 | 0 | 0% | 0 | 0 | 0% | 0
229 | Metcalf | NORTHERN CALIFORNIA | PGE GBA | {'Metcalf Energy Center': [0.3, 0.0], 'Hicks': [8.8, 0.0]} | 10232.1035 | 10.4688 | 0.0010231 | 10221.6348 | 0.99898 | 2366.3 | 0.23126 | 8299.6816 | 81.11% | 5933.3816 | 57.99% | 10.7851 | 959.2788 | 9.375% | 587.2631 | 0.057394 |  | 9208.7764 | 90% | 0 | 0% | 10199.5684 | 99.68% | 32.5352 | 4799.4414 | 46.91% | 5432.6621 | 5794.1465 | 56.63% | 4437.957 | 10199.5684 | 99.68% | 32.5352 | 3430.8252 | 33.53% | 6801.2783 | 415.5945 | 4.062% | 9816.509
52 | Midway | SPGE | PGE Kern | {} | 39146.793 | 4905.5391 | 0.12531 | 34241.2539 | 0.87469 | 1.3728 | 3.5069e-05 | 37271.8867 | 95.21% | 37270.5139 | 95.21% | 10.7513 | 9889.3115 | 25.26% | 25189.8438 | 0.64347 |  | 0.48851 | 0.001248% | 0 | 0% | 1289.89 | 3.295% | 37856.903 | 8989.9287 | 22.96% | 30156.8643 | 27616.7656 | 70.55% | 11530.0273 | 27616.7656 | 70.55% | 11530.0273 | 7.772 | 0.01985% | 39139.0209 | 1576.4309 | 4.027% | 37570.3621
305 | Midway - Wheeler Ridge (Proposed) | SPGE | PGE Kern | {'Elk Hills': [9.4, 0.0]} | 47440.0742 | 9645.7803 | 0.20333 | 37794.293 | 0.79667 | 9298.1934 | 0.196 | 46275.1094 | 97.54% | 36976.916 | 77.94% | 5.7778 | 17293.1836 | 36.45% | 23289.334 | 0.49092 |  | 4862.5259 | 10.25% | 0 | 0% | 4361.1401 | 9.193% | 43078.9341 | 15434.959 | 32.54% | 32005.1152 | 20525.9277 | 43.27% | 26914.1465 | 21045.9414 | 44.36% | 26394.1328 | 0 | 0% | 47440.0742 | 239.0135 | 0.5038% | 47201.0607
145 | Miguel | SAN DIEGO | SDGE Imperial | {'Bay Boulevard': [8.1, 0.0], 'Otay Mesa': [8.3, 0.0], 'Silvergate': [9.4, 0.0]} | 2008.8875 | 0 | 0 | 0 | 0 | 135.9173 | 0.067658 | 1298.7454 | 64.65% | 1162.828 | 57.88% | 54.3585 | 0 | 0% | 0 | 0 |  | 1499.691 | 74.65% | 0 | 0% | 149.0654 | 7.42% | 1859.822 | 1962.776 | 97.7% | 46.1115 | 1752.4978 | 87.24% | 256.3896 | 2008.8875 | 100% | 0 | 876.5591 | 43.63% | 1132.3284 | 50.764 | 2.527% | 1958.1234
182 | Miller | SPGE | PGE GBA | {'Fink (Proposed)': [8.1, 58.0], 'Crow Creek': [8.4, 43.0], 'Quinto': [9.6, 0.0]} | 24838.2344 | 519.1915 | 0.020903 | 24319.043 | 0.9791 | 5789.4116 | 0.23308 | 23252.3379 | 93.62% | 17462.9263 | 70.31% | 6.9132 | 1534.5702 | 6.178% | 11508.9131 | 0.46335 |  | 13966.5645 | 56.23% | 0 | 0% | 7421.0146 | 29.88% | 17417.2197 | 9152.3936 | 36.85% | 15685.8408 | 10611.582 | 42.72% | 14226.6523 | 17388.7715 | 70.01% | 7449.4629 | 6554.1089 | 26.39% | 18284.1255 | 296.6026 | 1.194% | 24541.6317
127 | Mirage | RIVERSIDE | SCE Eastern | {} | 6881.7461 | 2636.3281 | 0.38309 | 4245.418 | 0.61691 | 0.6024 | 8.7536e-05 | 3578.0945 | 51.99% | 3577.4921 | 51.99% | 27.0537 | 61.2799 | 0.8905% | 0 | 0 |  | 0 | 0% | 0 | 0% | 985.5397 | 14.32% | 5896.2064 | 1468.7159 | 21.34% | 5413.0302 | 1132.4998 | 16.46% | 5749.2463 | 2454.2556 | 35.66% | 4427.4905 | 2533.6423 | 36.82% | 4348.1038 | 1.7971 | 0.02611% | 6879.949
135 | Mira Loma | GREATER LA METRO | SCE Metro | {'Rancho Vista': [5.8, 0.0], 'Etiwanda': [6.0, 0.0], 'Chino': [6.6, 2748.0], 'Padua': [8.8, 0.0]} | 4366.1006 | 3399.2644 | 0.77856 | 966.8362 | 0.22144 | 0 | 0 | 163.5694 | 3.746% | 163.5694 | 3.746% | 59.6667 | 316.1386 | 7.241% | 974.2716 | 0.22314 |  | 320.2672 | 7.335% | 0 | 0% | 0 | 0% | 4366.1006 | 0 | 0% | 4366.1006 | 0 | 0% | 4366.1006 | 0 | 0% | 4366.1006 | 0 | 0% | 4366.1006 | 7.6669 | 0.1756% | 4358.4336
146 | Mission | SAN DIEGO | SDGE Imperial | {'Kearny': [3.4, 0.0], 'Old Town': [3.4, 34.0], 'Silvergate': [6.1, 34.0]} | 213.7896 | 34.0007 | 0.15904 | 179.7889 | 0.84096 | 0 | 0 | 27.8444 | 13.02% | 27.8444 | 13.02% | 6.38 | 0 | 0% | 0 | 0 |  | 0 | 0% | 0 | 0% | 16.231 | 7.592% | 197.5586 | 21.4642 | 10.04% | 192.3254 | 179.5316 | 83.98% | 34.258 | 179.5316 | 83.98% | 34.258 | 0 | 0% | 213.7896 | 0 | 0% | 213.7896
287 | Mohave | SNV ELDORADO DESERT | SCE EOP | {} | 12130.6143 | 5630.5586 | 0.46416 | 6500.0557 | 0.53584 | 0 | 0 | 0 | 0% | 0 | 0% | 0 | 0 | 0% | 0 | 0 |  | 0 | 0% | 0 | 0% | 0 | 0% | 12130.6143 | 0 | 0% | 12130.6143 | 0 | 0% | 12130.6143 | 0 | 0% | 12130.6143 | 0 | 0% | 12130.6143 | 1.501 | 0.01237% | 12129.1133
192 | Moorpark | GREATER LA METRO | SCE Northern | {} | 16789.875 | 5830.4951 | 0.34726 | 10959.3799 | 0.65274 | 1.4235 | 8.4783e-05 | 11870.417 | 70.7% | 11868.9935 | 70.69% | 16.712 | 3008.3372 | 17.92% | 5619.8071 | 0.33471 |  | 1526.5839 | 9.092% | 0 | 0% | 2649.4014 | 15.78% | 14140.4736 | 0 | 0% | 16789.875 | 3413.1545 | 20.33% | 13376.7205 | 6062.5557 | 36.11% | 10727.3193 | 2116.6985 | 12.61% | 14673.1765 | 814.9467 | 4.854% | 15974.9283
313 | Morro Bay | SPGE | PGE Kern | {} | 7742.3418 | 25.2827 | 0.0032655 | 7717.0591 | 0.99673 | 602.6584 | 0.077839 | 6725.7959 | 86.87% | 6123.1375 | 79.09% | 32.3 | 304.3448 | 3.931% | 136.3971 | 0.017617 |  | 6795.6729 | 87.77% | 0 | 0% | 549.9025 | 7.103% | 7192.4393 | 1973.7778 | 25.49% | 5768.564 | 3377.0623 | 43.62% | 4365.2795 | 3925.7627 | 50.71% | 3816.5791 | 3556.2527 | 45.93% | 4186.0891 | 590.2692 | 7.624% | 7152.0726
218 | Moss Landing | SPGE | PGE GBA | {} | 15147.7832 | 1234.7206 | 0.081512 | 13913.0625 | 0.91849 | 29.5544 | 0.0019511 | 11833.583 | 78.12% | 11804.0286 | 77.93% | 12.3638 | 1617.6028 | 10.68% | 7905.3999 | 0.52188 |  | 0 | 0% | 0 | 0% | 62.7528 | 0.4143% | 15085.0304 | 9321.7656 | 61.54% | 5826.0176 | 9591.7041 | 63.32% | 5556.0791 | 9654.457 | 63.74% | 5493.3262 | 0 | 0% | 15147.7832 | 1352.9652 | 8.932% | 13794.818
275 | Mustang | SPGE | PGE Fresno | {'Henrietta': [1.1, 13841.0], 'Leprino': [4.8, 6743.0]} | 35029.0156 | 16339.084 | 0.46644 | 18689.9316 | 0.53356 | 7351.9385 | 0.20988 | 33853.1953 | 96.64% | 26501.2568 | 75.66% | 6.5044 | 13617.2539 | 38.87% | 12989.5303 | 0.37082 |  | 1921.0448 | 5.484% | 0 | 0% | 5704.9854 | 16.29% | 29324.0303 | 0 | 0% | 35029.0156 | 0 | 0% | 35029.0156 | 5704.9854 | 16.29% | 29324.0303 | 0 | 0% | 35029.0156 | 518.6676 | 1.481% | 34510.348
2 | Newark | NORTHERN CALIFORNIA | PGE GBA | {'Los Esteros': [5.9, 1.0], 'Scott': [8.7, 0.0]} | 572.1119 | 64.2847 | 0.11236 | 507.8272 | 0.88764 | 208.7906 | 0.36495 | 442.3645 | 77.32% | 233.5739 | 40.83% | 4.8464 | 0 | 0% | 0 | 0 |  | 108.6761 | 19% | 0 | 0% | 2.1255 | 0.3715% | 569.9864 | 49.3038 | 8.618% | 522.8081 | 175.1559 | 30.62% | 396.956 | 175.1559 | 30.62% | 396.956 | 8.769 | 1.533% | 563.3429 | 457.8213 | 80.02% | 114.2906
99 | Newhall | SPGE | PGE Fresno | {} | 50256.8516 | 2533.6863 | 0.050415 | 47723.1641 | 0.94959 | 28874.8652 | 0.57455 | 49862.3711 | 99.22% | 20987.5059 | 41.76% | 4.6796 | 28968.1699 | 57.64% | 9443.0361 | 0.1879 |  | 24311.5039 | 48.37% | 0 | 0% | 41639.7148 | 82.85% | 8617.1367 | 11503.9854 | 22.89% | 38752.8662 | 16303.9795 | 32.44% | 33952.8721 | 46075.2266 | 91.68% | 4181.625 | 3857.7834 | 7.676% | 46399.0681 | 13493.9482 | 26.85% | 36762.9033
210 | New Melones | NORTHERN CALIFORNIA | PGE GBA | {'Peoria': [3.4, 2.0], 'Chinese Station': [5.7, 0.0]} | 12557.416 | 175.2221 | 0.013954 | 12382.1943 | 0.98605 | 836.1242 | 0.066584 | 10214.2588 | 81.34% | 9378.1346 | 74.68% | 18 | 55.8536 | 0.4448% | 0 | 0 |  | 9445.8018 | 75.22% | 0 | 0% | 5679.1602 | 45.23% | 6878.2559 | 5958.8027 | 47.45% | 6598.6133 | 5782.4043 | 46.05% | 6775.0117 | 7837.1919 | 62.41% | 4720.2241 | 7290.1553 | 58.05% | 5267.2607 | 947.6281 | 7.546% | 11609.7879
311 | New Sub - Pit 1 - Cottonwood (Proposed) | NORTHERN CALIFORNIA | PGE NGBA | {'Round Mt.': [6.1, 1565.0], 'Cove Road': [6.8, 846.0]} | 35254.2656 | 6865.0415 | 0.19473 | 28389.2246 | 0.80527 | 23839.2617 | 0.67621 | 34400.3594 | 97.58% | 10561.0977 | 29.96% | 4.786 | 182.0489 | 0.5164% | 91.8048 | 0.0026041 |  | 33102.2617 | 93.9% | 0 | 0% | 26100.0645 | 74.03% | 9154.2012 | 1218.1042 | 3.455% | 34036.1614 | 1218.1042 | 3.455% | 34036.1614 | 26100.0645 | 74.03% | 9154.2012 | 8711.3828 | 24.71% | 26542.8828 | 1941.0471 | 5.506% | 33313.2185
53 | Norco | SPGE | PGE Kern | {'Tupman': [5.2, 0.0], 'Elk Hills': [5.6, 0.0]} | 34344.7969 | 0 | 0 | 0 | 0 | 14814.0586 | 0.43133 | 33258.5859 | 96.84% | 18444.5273 | 53.7% | 7 | 2957.2549 | 8.61% | 3300.0356 | 0.096085 |  | 3678.5735 | 10.71% | 0 | 0% | 19971.3496 | 58.15% | 14373.4473 | 29807.0352 | 86.79% | 4537.7617 | 32866.7617 | 95.7% | 1478.0352 | 34344.7969 | 100% | 0 | 4.8021 | 0.01398% | 34339.9948 | 9982.8379 | 29.07% | 24361.959
236 | North Gila | ARIZONA MINOR | SDGE Arizona | {} | 20420.7422 | 865.9775 | 0.042407 | 19554.7656 | 0.95759 | 1183.599 | 0.057961 | 3986.8442 | 19.52% | 2803.2452 | 13.73% | 7.1185 | 436.218 | 2.136% | 2831.7388 | 0.13867 |  | 0 | 0% | 0 | 0% | 0 | 0% | 20420.7422 | 4375.5293 | 21.43% | 16045.2129 | 4375.5293 | 21.43% | 16045.2129 | 4375.5293 | 21.43% | 16045.2129 | 0 | 0% | 20420.7422 | 1005.9981 | 4.926% | 19414.7441
307 | North Gila - IV (Proposed) | GREATER IMPERIAL | SDGE Imperial | {'Highline': [4.3, 691.0]} | 15306.4785 | 1036.7063 | 0.06773 | 14269.7725 | 0.93227 | 10472.7695 | 0.68421 | 14927.9131 | 97.53% | 4455.1436 | 29.11% | 4.0808 | 256.1341 | 1.673% | 3847.366 | 0.25136 |  | 0 | 0% | 0 | 0% | 0 | 0% | 15306.4785 | 11199.5361 | 73.17% | 4106.9424 | 11199.5361 | 73.17% | 4106.9424 | 11199.5361 | 73.17% | 4106.9424 | 4983.6519 | 32.56% | 10322.8267 | 2035.8419 | 13.3% | 13270.6366
161 | Oceano | SPGE | PGE Kern | {'Mesa': [9.7, 123.0]} | 12288.165 | 5900.7842 | 0.4802 | 6387.3809 | 0.5198 | 15.9734 | 0.0012999 | 5628.8667 | 45.81% | 5612.8933 | 45.68% | 33.1732 | 569.3848 | 4.634% | 1793.5048 | 0.14595 |  | 2047.0885 | 16.66% | 0 | 0% | 566.3893 | 4.609% | 11721.7758 | 499.9202 | 4.068% | 11788.2448 | 2154.865 | 17.54% | 10133.3 | 2154.865 | 17.54% | 10133.3 | 3259.5059 | 26.53% | 9028.6592 | 536.3115 | 4.364% | 11751.8536
259 | Ocotillo | GREATER IMPERIAL | SDGE Imperial | {'East County': [9.2, 0.0]} | 16753.6504 | 4972.3291 | 0.29679 | 11781.3213 | 0.70321 | 7246.5776 | 0.43254 | 14567 | 86.95% | 7320.4224 | 43.69% | 7.079 | 0 | 0% | 0 | 0 |  | 0 | 0% | 0 | 0% | 5339.1216 | 31.87% | 11414.5288 | 4621.7749 | 27.59% | 12131.8755 | 2797.9067 | 16.7% | 13955.7437 | 9970.9785 | 59.52% | 6782.6719 | 5064.3823 | 30.23% | 11689.2681 | 0 | 0% | 16753.6504
147 | Old Town | SAN DIEGO | SDGE Imperial | {'Mission': [3.4, 34.0], 'Silvergate': [5.7, 748.0], 'Kearny': [5.8, 0.0]} | 2676.343 | 778.8825 | 0.29102 | 1897.4604 | 0.70898 | 1277.3549 | 0.47728 | 1387.5037 | 51.84% | 110.1488 | 4.116% | 32 | 0 | 0% | 0 | 0 |  | 0 | 0% | 0 | 0% | 16.231 | 0.6065% | 2660.112 | 125.3134 | 4.682% | 2551.0296 | 1862.2776 | 69.58% | 814.0654 | 1862.2776 | 69.58% | 814.0654 | 0 | 0% | 2676.343 | 0.25153 | 0.009398% | 2676.0915
91 | Olinda | GREATER LA METRO | SCE Metro | {'Walnut': [4.6, 0.0], 'Lewis': [9.5, 0.0]} | 1050.8651 | 74.8955 | 0.07127 | 975.9696 | 0.92873 | 0 | 0 | 765.6187 | 72.86% | 765.6187 | 72.86% | 52.5 | 0 | 0% | 0 | 0 |  | 592.2072 | 56.35% | 0 | 0% | 121.616 | 11.57% | 929.2491 | 0 | 0% | 1050.8651 | 0 | 0% | 1050.8651 | 121.616 | 11.57% | 929.2491 | 397.1286 | 37.79% | 653.7365 | 188.5342 | 17.94% | 862.3309
272 | Olive | SPGE | PGE Fresno | {'Alpaugh': [4.6, 2803.0]} | 29971.5605 | 13016.6816 | 0.4343 | 16954.8789 | 0.5657 | 936.8436 | 0.031258 | 24895.2402 | 83.06% | 23958.3966 | 79.94% | 11.1176 | 17094.2695 | 57.03% | 6910.3828 | 0.23056 |  | 10738.1084 | 35.83% | 0 | 0% | 12668.2227 | 42.27% | 17303.3379 | 1937.7299 | 6.465% | 28033.8307 | 9402.5264 | 31.37% | 20569.0342 | 15762.375 | 52.59% | 14209.1855 | 223.9392 | 0.7472% | 29747.6213 | 1740.6676 | 5.808% | 28230.8929
198 | Olivehurst | NORTHERN CALIFORNIA | PGE NGBA | {'East Marysville': [5.0, 2094.0], 'Pease': [8.3, 0.0]} | 24445.7949 | 11211.6855 | 0.45863 | 13234.1094 | 0.54137 | 1875.4717 | 0.07672 | 19903.0254 | 81.42% | 18027.5537 | 73.75% | 14.0208 | 11037.4883 | 45.15% | 7622.9155 | 0.31183 |  | 23.489 | 0.09609% | 0 | 0% | 3714.3689 | 15.19% | 20731.426 | 0 | 0% | 24445.7949 | 0 | 0% | 24445.7949 | 3714.3689 | 15.19% | 20731.426 | 0 | 0% | 24445.7949 | 3566.3894 | 14.59% | 20879.4055
28 | Oro Loma | SPGE | PGE Fresno | {} | 48162.418 | 28750.9434 | 0.59696 | 19411.4746 | 0.40304 | 4461.7241 | 0.092639 | 46330.8242 | 96.2% | 41869.1001 | 86.93% | 7.1388 | 27924.4004 | 57.98% | 17075.918 | 0.35455 |  | 3654.1089 | 7.587% | 0 | 0% | 0 | 0% | 48162.418 | 0 | 0% | 48162.418 | 5882.0776 | 12.21% | 42280.3403 | 5882.0776 | 12.21% | 42280.3403 | 0 | 0% | 48162.418 | 579.0646 | 1.202% | 47583.3534
245 | Otay Mesa | SAN DIEGO | SDGE Imperial | {'Miguel': [8.3, 0.0]} | 4375.897 | 43.4125 | 0.0099208 | 4332.4844 | 0.99008 | 471.233 | 0.10769 | 3302.218 | 75.46% | 2830.985 | 64.69% | 28.5091 | 0 | 0% | 0 | 0 |  | 3360.438 | 76.79% | 0.31088 | 0.007104% | 218.3038 | 4.989% | 4157.5932 | 4009.2356 | 91.62% | 366.6614 | 4271.3647 | 97.61% | 104.5322 | 4284.1826 | 97.9% | 91.7144 | 1134.693 | 25.93% | 3241.204 | 486.5362 | 11.12% | 3889.3607
136 | Padua | GREATER LA METRO | SCE Metro | {'Rancho Vista': [6.4, 0.0], 'Etiwanda': [6.8, 0.0], 'Chino': [8.7, 0.0], 'Mira Loma': [8.8, 0.0]} | 617.0773 | 0 | 0 | 0 | 0 | 112.3584 | 0.18208 | 489.1344 | 79.27% | 376.7761 | 61.06% | 8.2603 | 1.6559 | 0.2683% | 0 | 0 |  | 0 | 0% | 616.0921 | 99.84% | 617.0773 | 100% | 0 | 373.1775 | 60.47% | 243.8998 | 0 | 0% | 617.0773 | 617.0773 | 100% | 0 | 480.0602 | 77.8% | 137.017 | 136.9744 | 22.2% | 480.1029
288 | Pahrump | SNV ELDORADO DESERT | SCE EOP | {'Gamebird': [4.5, 2040.0], 'Vista 2': [8.6, 1341.0]} | 9852.0498 | 7521.5723 | 0.76345 | 2330.4775 | 0.23655 | 0 | 0 | 0 | 0% | 0 | 0% | 0 | 0 | 0% | 0 | 0 |  | 0 | 0% | 0 | 0% | 0 | 0% | 9852.0498 | 0 | 0% | 9852.0498 | 0 | 0% | 9852.0498 | 0 | 0% | 9852.0498 | 0 | 0% | 9852.0498 | 0 | 0% | 9852.0498
6 | Palermo | NORTHERN CALIFORNIA | PGE NGBA | {'Wyandotte': [2.9, 697.0], 'Thermalito': [7.4, 0.0], 'Table Mt.': [9.7, 0.0]} | 15772.2852 | 737.2167 | 0.046741 | 15035.0684 | 0.95326 | 0 | 0 | 5296.4331 | 33.58% | 5296.4331 | 33.58% | 35.3354 | 2835.9565 | 17.98% | 778.7358 | 0.049374 |  | 12497.6094 | 79.24% | 0 | 0% | 13408.3691 | 85.01% | 2363.916 | 1755.309 | 11.13% | 14016.9762 | 0 | 0% | 15772.2852 | 14941.9531 | 94.74% | 830.332 | 1743.5619 | 11.05% | 14028.7233 | 2810.5344 | 17.82% | 12961.7507
199 | Palomar | SAN DIEGO | SDGE Imperial | {'Encina': [2.9, 4.0], 'San Luis Rey': [6.7, 0.0], 'Escondido': [9.9, 0.0]} | 90.1331 | 4.0357 | 0.044775 | 86.0974 | 0.95523 | 2.9137 | 0.032327 | 10.7091 | 11.88% | 7.7954 | 8.649% | 38.9362 | 0.22977 | 0.2549% | 0.22362 | 0.002481 |  | 0 | 0% | 0 | 0% | 9.5468 | 10.59% | 80.5863 | 82.2503 | 91.25% | 7.8828 | 82.2503 | 91.25% | 7.8828 | 82.2503 | 91.25% | 7.8828 | 0 | 0% | 90.1331 | 15.3384 | 17.02% | 74.7946
289 | Palo Verde | ARIZONA MINOR | SDGE Arizona | {'Hassayampa': [2.7, 16879.0]} | 33113.0742 | 23890.9082 | 0.72149 | 9222.166 | 0.27851 | 0 | 0 | 0 | 0% | 0 | 0% | 0 | 0 | 0% | 0 | 0 |  | 0 | 0% | 0 | 0% | 0 | 0% | 33113.0742 | 0 | 0% | 33113.0742 | 0 | 0% | 33113.0742 | 0 | 0% | 33113.0742 | 0 | 0% | 33113.0742 | 0 | 0% | 33113.0742
29 | Panoche | SPGE | PGE Fresno | {'Cheney': [3.1, 3172.0], 'Mendota': [8.2, 60.0]} | 46537.7852 | 3944.4294 | 0.084758 | 42593.3555 | 0.91524 | 2588.4448 | 0.05562 | 46147.2305 | 99.16% | 43558.7856 | 93.6% | 7.3283 | 7579.165 | 16.29% | 35234.2305 | 0.75711 |  | 1283.6116 | 2.758% | 0 | 0% | 5635.3481 | 12.11% | 40902.437 | 4797.3164 | 10.31% | 41740.4688 | 11509.8037 | 24.73% | 35027.9814 | 14420.1709 | 30.99% | 32117.6143 | 948.8817 | 2.039% | 45588.9035 | 326.0499 | 0.7006% | 46211.7353
92 | Pardee | GREATER LA METRO | SCE Northern | {'Saugus': [1.3, 1195.0]} | 9504.542 | 2035.3528 | 0.21415 | 7469.1895 | 0.78585 | 1196.7147 | 0.12591 | 6736.4863 | 70.88% | 5539.7716 | 58.29% | 64.5 | 148.1978 | 1.559% | 110.9109 | 0.011669 |  | 6330.4829 | 66.6% | 95.4418 | 1.004% | 26.3815 | 0.2776% | 9478.1605 | 1351.6965 | 14.22% | 8152.8455 | 4584.7754 | 48.24% | 4919.7666 | 4611.1572 | 48.52% | 4893.3848 | 3056.4438 | 32.16% | 6448.0981 | 747.8321 | 7.868% | 8756.7099
67 | Pastoria | GREATER TEHACHAPI | SCE Northern | {} | 24505.3184 | 245.3755 | 0.010013 | 24259.9434 | 0.98999 | 9729.9443 | 0.39705 | 24092.207 | 98.31% | 14362.2627 | 58.61% | 4.8686 | 1823.8566 | 7.443% | 5596.4517 | 0.22838 |  | 17008.7598 | 69.41% | 68.0431 | 0.2777% | 21634.6484 | 88.29% | 2870.6699 | 10829.373 | 44.19% | 13675.9453 | 10230.1777 | 41.75% | 14275.1406 | 21837.168 | 89.11% | 2668.1504 | 6904.165 | 28.17% | 17601.1533 | 569.4308 | 2.324% | 23935.8876
173 | Peabody | NORTHERN CALIFORNIA | PGE NGBA | {'Vaca-Dixon & Gc Yard': [8.4, 0.0]} | 6064.5576 | 93.7151 | 0.015453 | 5970.8428 | 0.98455 | 475.8757 | 0.078468 | 5189.3931 | 85.57% | 4713.5173 | 77.72% | 16.6316 | 2095.178 | 34.55% | 922.7932 | 0.15216 |  | 3513.3835 | 57.93% | 0 | 0% | 1477.1008 | 24.36% | 4587.4568 | 2180.5469 | 35.96% | 3884.0107 | 4543.1802 | 74.91% | 1521.3774 | 5963.4829 | 98.33% | 101.0747 | 701.8875 | 11.57% | 5362.6702 | 1233.9474 | 20.35% | 4830.6102
183 | Pease | NORTHERN CALIFORNIA | PGE NGBA | {'East Marysville': [5.4, 1098.0], 'Olivehurst': [8.3, 0.0]} | 30166.1602 | 2609.7007 | 0.086511 | 27556.459 | 0.91349 | 182.9785 | 0.0060657 | 19461.8613 | 64.52% | 19278.8828 | 63.91% | 20.3333 | 9332.1084 | 30.94% | 16344.6367 | 0.54182 |  | 560.6766 | 1.859% | 0 | 0% | 3712.1506 | 12.31% | 26454.0095 | 4799.9937 | 15.91% | 25366.1665 | 15029.7197 | 49.82% | 15136.4404 | 18741.8691 | 62.13% | 11424.291 | 575.8874 | 1.909% | 29590.2728 | 1082.6412 | 3.589% | 29083.5189
148 | Penasquitos | SAN DIEGO | SDGE Imperial | {'Kearny': [7.8, 0.0]} | 20.4684 | 0.93635 | 0.045746 | 19.532 | 0.95425 | 0 | 0 | 8.4794 | 41.43% | 8.4794 | 41.43% | 22.5 | 0 | 0% | 0 | 0 |  | 0 | 0% | 0 | 0% | 2.7964 | 13.66% | 17.672 | 8.1898 | 40.01% | 12.2786 | 17.9748 | 87.82% | 2.4935 | 17.9748 | 87.82% | 2.4935 | 0 | 0% | 20.4684 | 2.5384 | 12.4% | 17.93
179 | Penngrove | NORTHERN CALIFORNIA | PGE NGBA | {'Bellevue': [4.7, 0.0], 'Lakeville': [7.0, 0.0]} | 16783.9512 | 0 | 0 | 0 | 0 | 182.9449 | 0.0109 | 8191.3115 | 48.8% | 8008.3666 | 47.71% | 23.8385 | 3605.061 | 21.48% | 401.9974 | 0.023951 |  | 12506.0723 | 74.51% | 0 | 0% | 13981.0361 | 83.3% | 2802.915 | 7568.9106 | 45.1% | 9215.0405 | 11961.5488 | 71.27% | 4822.4023 | 16783.9512 | 100% | 0 | 2854.3743 | 17.01% | 13929.5769 | 942.5401 | 5.616% | 15841.4111
191 | Peoria | NORTHERN CALIFORNIA | PGE GBA | {'Chinese Station': [2.3, 0.0], 'New Melones': [3.4, 2.0]} | 11245.1123 | 1.939 | 0.00017243 | 11243.1729 | 0.99983 | 1068.6891 | 0.095036 | 10398.7285 | 92.47% | 9330.0394 | 82.97% | 8.9944 | 94.7096 | 0.8422% | 20.5977 | 0.0018317 |  | 9860.1338 | 87.68% | 0 | 0% | 6445.1006 | 57.31% | 4800.0117 | 9067.2051 | 80.63% | 2177.9072 | 9036.29 | 80.36% | 2208.8223 | 9849.5469 | 87.59% | 1395.5654 | 5130.1143 | 45.62% | 6114.998 | 1619.1494 | 14.4% | 9625.9629
137 | Pisgah | GREATER KRAMER | SCE NOL | {} | 10371.0967 | 0.62344 | 6.0114e-05 | 10370.4736 | 0.99994 | 6299.4771 | 0.60741 | 10370.3672 | 99.99% | 4070.8901 | 39.25% | 3.006 | 0 | 0% | 0 | 0 |  | 0 | 0% | 0 | 0% | 6377.1079 | 61.49% | 3993.9888 | 8940.6367 | 86.21% | 1430.46 | 9952.2959 | 95.96% | 418.8008 | 10367.9834 | 99.97% | 3.1133 | 5806.4048 | 55.99% | 4564.6919 | 45.0729 | 0.4346% | 10326.0238
224 | Pit 1 | NORTHERN CALIFORNIA | PGE NGBA | {} | 20543.0215 | 483.0432 | 0.023514 | 20059.9785 | 0.97649 | 7703.7534 | 0.37501 | 18622.8203 | 90.65% | 10919.0669 | 53.15% | 8.7764 | 2656.9338 | 12.93% | 0 | 0 |  | 0 | 0% | 0 | 0% | 10493.2637 | 51.08% | 10049.7578 | 12616.1865 | 61.41% | 7926.835 | 16379.8936 | 79.73% | 4163.1279 | 19690.9277 | 95.85% | 852.0938 | 12697.9785 | 61.81% | 7845.043 | 541.8713 | 2.638% | 20001.1501
15 | Pittsburg | NORTHERN CALIFORNIA | PGE GBA | {'Kirker': [1.2, 423.0], 'Contra Costa': [6.7, 12.0], 'Birds Landing': [7.1, 395.0], 'Clayton': [7.5, 418.0], 'Shiloh III': [9.6, 143.0], 'Lone Tree': [9.7, 0.0]} | 9345.9385 | 813.8859 | 0.087084 | 8532.0527 | 0.91292 | 1272.1621 | 0.13612 | 8761.4785 | 93.75% | 7489.3164 | 80.13% | 6.9363 | 880.9529 | 9.426% | 0 | 0 |  | 3217.8865 | 34.43% | 0 | 0% | 4988.478 | 53.38% | 4357.4604 | 6246.6792 | 66.84% | 3099.2593 | 4015.313 | 42.96% | 5330.6255 | 6578.2803 | 70.39% | 2767.6582 | 882.5385 | 9.443% | 8463.4 | 5385.1592 | 57.62% | 3960.7793
17 | Placerville | NORTHERN CALIFORNIA | PGE NGBA | {} | 17019.9297 | 687.4991 | 0.040394 | 16332.4307 | 0.95961 | 0 | 0 | 2328.7595 | 13.68% | 2328.7595 | 13.68% | 36 | 337.7609 | 1.985% | 448.7087 | 0.026364 |  | 15925.9922 | 93.57% | 534.4939 | 3.14% | 13514.7207 | 79.41% | 3505.209 | 4352.9663 | 25.58% | 12666.9634 | 10087.6924 | 59.27% | 6932.2373 | 16221.6006 | 95.31% | 798.3291 | 1334.6682 | 7.842% | 15685.2615 | 640.9178 | 3.766% | 16379.0118
122 | Pleasant Grove | NORTHERN CALIFORNIA | PGE NGBA | {} | 10198.458 | 1483.1364 | 0.14543 | 8715.3213 | 0.85457 | 10.1442 | 0.00099468 | 6247.395 | 61.26% | 6237.2508 | 61.16% | 65.5 | 2447.5171 | 24% | 627.5695 | 0.061536 |  | 5649.166 | 55.39% | 0 | 0% | 5975.7114 | 58.59% | 4222.7466 | 0 | 0% | 10198.458 | 0 | 0% | 10198.458 | 5975.7114 | 58.59% | 4222.7466 | 1003.0565 | 9.835% | 9195.4016 | 5912.6523 | 57.98% | 4285.8057
220 | Poso Mountain | SPGE | PGE Kern | {'Sycamore': [7.6, 2552.0], 'Kern Oil': [8.9, 857.0], 'Cal Water': [10.0, 0.0]} | 48046.2891 | 14221.5684 | 0.296 | 33824.7188 | 0.704 | 15199.0039 | 0.31634 | 46572.418 | 96.93% | 31373.4141 | 65.3% | 6.3596 | 0 | 0% | 0 | 0 |  | 43616.168 | 90.78% | 0 | 0% | 30530.6387 | 63.54% | 17515.6504 | 318.2238 | 0.6623% | 47728.0652 | 3525.571 | 7.338% | 44520.718 | 30530.6387 | 63.54% | 17515.6504 | 17198.707 | 35.8% | 30847.582 | 905.4784 | 1.885% | 47140.8107
290 | Primm | SNV ELDORADO DESERT | SCE EOP | {'Ivanpah': [9.5, 0.0]} | 2625.2639 | 2138.9451 | 0.81475 | 486.3188 | 0.18525 | 9.0105 | 0.0034322 | 9.0105 | 0.3432% | 0 | 0% | 3.2593 | 0 | 0% | 0 | 0 |  | 0 | 0% | 0 | 0% | 9.0105 | 0.3432% | 2616.2534 | 9.0105 | 0.3432% | 2616.2534 | 0 | 0% | 2625.2639 | 9.0105 | 0.3432% | 2616.2534 | 0 | 0% | 2625.2639 | 0 | 0% | 2625.2639
196 | Putah Creek | NORTHERN CALIFORNIA | PGE NGBA | {'Vaca-Dixon & Gc Yard': [9.3, 87.0]} | 32724.2559 | 2121.5757 | 0.064832 | 30602.6797 | 0.93517 | 2292.8911 | 0.070067 | 26936.8906 | 82.31% | 24643.9995 | 75.31% | 11.3492 | 3439.5063 | 10.51% | 14222.5322 | 0.43462 |  | 19395.4863 | 59.27% | 0 | 0% | 19877.9512 | 60.74% | 12846.3047 | 282.72 | 0.8639% | 32441.5359 | 0 | 0% | 32724.2559 | 19877.9512 | 60.74% | 12846.3047 | 5300.7739 | 16.2% | 27423.4819 | 1324.6414 | 4.048% | 31399.6145
299 | Quinto | SPGE | PGE Fresno | {'Los Banos': [5.3, 1328.0], 'Miller': [9.6, 0.0]} | 23885.5312 | 3834.9985 | 0.16056 | 20050.5332 | 0.83944 | 6971.9131 | 0.29189 | 22470.2539 | 94.07% | 15498.3408 | 64.89% | 12.5107 | 3872.03 | 16.21% | 7182.0591 | 0.30069 |  | 13688.1885 | 57.31% | 0 | 0% | 12911.459 | 54.06% | 10974.0723 | 43.219 | 0.1809% | 23842.3122 | 2084.9963 | 8.729% | 21800.5349 | 12911.459 | 54.06% | 10974.0723 | 6812.9277 | 28.52% | 17072.6035 | 852.769 | 3.57% | 23032.7622
304 | Rancho Seco - Bellota (Proposed) | NORTHERN CALIFORNIA | PGE GBA | {'Camanche': [5.8, 813.0], 'Bellota': [8.2, 263.0], 'Lockeford': [9.0, 515.0]} | 39226.9648 | 2365.5317 | 0.060304 | 36861.4336 | 0.9397 | 7316.7505 | 0.18652 | 31880.9141 | 81.27% | 24564.1636 | 62.62% | 11.704 | 6146.6167 | 15.67% | 3085.1279 | 0.078648 |  | 9440.207 | 24.07% | 0 | 0% | 25114.2148 | 64.02% | 14112.75 | 20246.5234 | 51.61% | 18980.4414 | 27339.6582 | 69.7% | 11887.3066 | 32085.7129 | 81.8% | 7141.252 | 16842.5195 | 42.94% | 22384.4453 | 8931.7783 | 22.77% | 30295.1865
207 | Rancho Vista | GREATER LA METRO | SCE Metro | {'Etiwanda': [0.4, 0.0], 'Mira Loma': [5.8, 0.0], 'Padua': [6.4, 0.0]} | 109.3019 | 0 | 0 | 0 | 0 | 0 | 0 | 0 | 0% | 0 | 0% | 75 | 0 | 0% | 0 | 0 |  | 41.7847 | 38.23% | 67.5173 | 61.77% | 109.3019 | 100% | 0 | 109.3019 | 100% | 0 | 109.3019 | 100% | 0 | 109.3019 | 100% | 0 | 0 | 0% | 109.3019 | 0 | 0% | 109.3019
68 | Ransburg | GREATER KRAMER | SCE NOL | {} | 7.4259 | 3.3317 | 0.44867 | 4.0941 | 0.55133 | 1.7486 | 0.23547 | 5.4312 | 73.14% | 3.6826 | 49.59% | 4.8466 | 0 | 0% | 0 | 0 |  | 0 | 0% | 0 | 0% | 0 | 0% | 7.4259 | 0.61732 | 8.313% | 6.8085 | 0 | 0% | 7.4259 | 0.61732 | 8.313% | 6.8085 | 0 | 0% | 7.4259 | 0 | 0% | 7.4259
186 | Rector | GREATER TEHACHAPI | SCE Northern | {} | 23214.3438 | 2590.3313 | 0.11158 | 20624.0117 | 0.88842 | 0 | 0 | 13473.249 | 58.04% | 13473.249 | 58.04% | 21.25 | 692.6653 | 2.984% | 20514.9492 | 0.88372 |  | 685.5049 | 2.953% | 0 | 0% | 0 | 0% | 23214.3438 | 0 | 0% | 23214.3438 | 0 | 0% | 23214.3438 | 0 | 0% | 23214.3438 | 0 | 0% | 23214.3438 | 270.2545 | 1.164% | 22944.0893
258 | Redbluff | RIVERSIDE | SCE Eastern | {} | 23052.6426 | 5526.5449 | 0.23974 | 17526.0977 | 0.76026 | 10520.0576 | 0.45635 | 23033.6348 | 99.92% | 12513.5771 | 54.28% | 5.4025 | 734.2938 | 3.185% | 0 | 0 |  | 0 | 0% | 0 | 0% | 5599.6108 | 24.29% | 17453.0317 | 102.2902 | 0.4437% | 22950.3524 | 0 | 0% | 23052.6426 | 5701.9009 | 24.73% | 17350.7417 | 8326.5625 | 36.12% | 14726.0801 | 744.9326 | 3.231% | 22307.71
246 | Redondo | GREATER LA METRO | SCE Metro | {'El Nido': [3.4, 31.0], 'La Fresa': [3.5, 30.0], 'Chevmain': [3.8, 31.0], 'El Segundo': [4.6, 31.0], 'Arcogen': [8.6, 0.0], 'Hinson': [9.7, 0.0]} | 128.2432 | 36.771 | 0.28673 | 91.4722 | 0.71327 | 5.3345 | 0.041596 | 21.6481 | 16.88% | 16.3137 | 12.72% | 26.9286 | 0 | 0% | 0 | 0 |  | 0 | 0% | 0 | 0% | 10.0224 | 7.815% | 118.2208 | 0 | 0% | 128.2432 | 73.5324 | 57.34% | 54.7109 | 83.5548 | 65.15% | 44.6885 | 0 | 0% | 128.2432 | 0 | 0% | 128.2432
30 | Reedley | SPGE | PGE Fresno | {'Wahtoke': [4.3, 4746.0]} | 34529.2695 | 10451.9053 | 0.3027 | 24077.3633 | 0.6973 | 0 | 0 | 17985.709 | 52.09% | 17985.709 | 52.09% | 23.0398 | 14322.0967 | 41.48% | 16993.2695 | 0.49214 |  | 0 | 0% | 0 | 0% | 826.8827 | 2.395% | 33702.3868 | 4203.0879 | 12.17% | 30326.1816 | 8179.2227 | 23.69% | 26350.0469 | 8179.2227 | 23.69% | 26350.0469 | 358.8539 | 1.039% | 34170.4156 | 392.4816 | 1.137% | 34136.7879
268 | Regulus | SPGE | PGE Kern | {'Lamont': [0.1, 5567.0], 'Grimmway-Malaga': [3.4, 1833.0], 'Magunden': [5.5, 2072.0], 'Columbus': [8.2, 320.0], 'Cal Water': [8.9, 303.0]} | 33827.6797 | 5688.5908 | 0.16816 | 28139.0898 | 0.83184 | 0 | 0 | 30346.5605 | 89.71% | 30346.5605 | 89.71% | 11.6207 | 1133.2015 | 3.35% | 27747.7051 | 0.82027 |  | 299.377 | 0.885% | 0 | 0% | 0.18893 | 0.0005585% | 33827.4908 | 259.9064 | 0.7683% | 33567.7733 | 3208.8047 | 9.486% | 30618.875 | 3208.8047 | 9.486% | 30618.875 | 0.11557 | 0.0003416% | 33827.5641 | 8.1295 | 0.02403% | 33819.5501
239 | Renfro | SPGE | PGE Kern | {'Kern Power': [3.8, 345.0], '7th Standard': [4.0, 927.0], 'Rosedale': [4.9, 6.0], 'Tevis': [5.1, 0.0], 'Tupman': [6.4, 154.0], 'Rio Bravo': [6.6, 637.0], 'West Park': [7.0, 0.0], 'Stockdale': [7.3, 0.0], 'Lerdo': [7.8, 855.0], 'Kern Oil': [8.9, 0.0], 'Bakersfield': [9.0, 0.0]} | 22687.9531 | 1201.7546 | 0.052969 | 21486.1992 | 0.94703 | 20.0012 | 0.00088158 | 17688.8926 | 77.97% | 17668.8913 | 77.88% | 30.5667 | 268.4446 | 1.183% | 14682.3643 | 0.64714 |  | 91.3447 | 0.4026% | 0 | 0% | 9770.4375 | 43.06% | 12917.5156 | 4688.8608 | 20.67% | 17999.0923 | 12792.5146 | 56.38% | 9895.4385 | 14121.7793 | 62.24% | 8566.1738 | 0 | 0% | 22687.9531 | 3272.4048 | 14.42% | 19415.5483
206 | Richmond | NORTHERN CALIFORNIA | Northeast CA | {'Leavitt': [7.1, 414.0]} | 26431.7598 | 3842.4265 | 0.14537 | 22589.334 | 0.85463 | 800.9802 | 0.030304 | 21832.916 | 82.6% | 21031.9359 | 79.57% | 15.5056 | 2291.3167 | 8.669% | 0 | 0 |  | 19147.0977 | 72.44% | 0 | 0% | 16997.3691 | 64.31% | 9434.3906 | 2473.043 | 9.356% | 23958.7168 | 739.937 | 2.799% | 25691.8228 | 18077.6465 | 68.39% | 8354.1133 | 16701.3359 | 63.19% | 9730.4238 | 1320.26 | 4.995% | 25111.4998
54 | Rio Bravo | SPGE | PGE Kern | {'Shafter': [5.9, 3719.0], 'Tupman': [6.1, 1506.0], 'Renfro': [6.6, 637.0], '7th Standard': [7.3, 1053.0], 'Lerdo': [7.3, 1121.0]} | 41152.0078 | 8915.6475 | 0.21665 | 32236.3594 | 0.78335 | 404.3651 | 0.0098261 | 35412.4688 | 86.05% | 35008.1037 | 85.07% | 13.4605 | 6314.6162 | 15.34% | 29905.8867 | 0.72672 |  | 1438.4933 | 3.496% | 0 | 0% | 1216.7737 | 2.957% | 39935.2341 | 204.0412 | 0.4958% | 40947.9666 | 7455.4326 | 18.12% | 33696.5752 | 7715.561 | 18.75% | 33436.4468 | 0 | 0% | 41152.0078 | 218.5219 | 0.531% | 40933.4859
93 | Rio Hondo | GREATER LA METRO | SCE Metro | {'Goodrich': [6.9, 0.0], 'Walnut': [6.9, 0.0], 'Mesa': [8.8, 0.0]} | 15.4441 | 0 | 0 | 0 | 0 | 0 | 0 | 15.0386 | 97.37% | 15.0386 | 97.37% | 9.522 | 0 | 0% | 0 | 0 |  | 0 | 0% | 0 | 0% | 0 | 0% | 15.4441 | 15.4441 | 100% | 0 | 13.9083 | 90.06% | 1.5358 | 15.4441 | 100% | 0 | 15.3361 | 99.3% | 0.10802 | 4.3719 | 28.31% | 11.0722
184 | Rio Oso | NORTHERN CALIFORNIA | PGE NGBA | {} | 44555.3008 | 13920.0449 | 0.31242 | 30635.2559 | 0.68758 | 4267.5391 | 0.095781 | 39444.1875 | 88.53% | 35176.6484 | 78.95% | 10.535 | 15043.2617 | 33.76% | 22347.875 | 0.50158 |  | 2133.2671 | 4.788% | 0 | 0% | 11155.4473 | 25.04% | 33399.8535 | 278.9304 | 0.626% | 44276.3704 | 6511.9253 | 14.62% | 38043.3755 | 14987.7275 | 33.64% | 29567.5732 | 432.2575 | 0.9702% | 44123.0433 | 4947.0151 | 11.1% | 39608.2856
154 | Ripon | NORTHERN CALIFORNIA | PGE GBA | {'Vierra': [7.6, 313.0]} | 33162.7852 | 3099.5371 | 0.093464 | 30063.248 | 0.90654 | 0 | 0 | 17585.6875 | 53.03% | 17585.6875 | 53.03% | 24.7419 | 4681.7666 | 14.12% | 26554.4844 | 0.80073 |  | 107.123 | 0.323% | 0 | 0% | 10877.3672 | 32.8% | 22285.418 | 5754.417 | 17.35% | 27408.3682 | 5754.417 | 17.35% | 27408.3682 | 13707.335 | 41.33% | 19455.4502 | 0 | 0% | 33162.7852 | 475.2592 | 1.433% | 32687.526
181 | Riverbank | SPGE | PGE GBA | {'Warnerville': [6.1, 2974.0]} | 27630.998 | 15461.2822 | 0.55956 | 12169.7158 | 0.44044 | 0 | 0 | 9259.498 | 33.51% | 9259.498 | 33.51% | 27 | 17981.5508 | 65.08% | 5800.6191 | 0.20993 |  | 15766.2051 | 57.06% | 0 | 0% | 2697.0427 | 9.761% | 24933.9553 | 3414.2617 | 12.36% | 24216.7363 | 5466.1929 | 19.78% | 22164.8052 | 7502.522 | 27.15% | 20128.4761 | 0 | 0% | 27630.998 | 331.5679 | 1.2% | 27299.4302
314 | Roadway | GREATER KRAMER | SCE NOL | {'Victor': [5.1, 392.0]} | 20413.8418 | 2329.8643 | 0.11413 | 18083.9766 | 0.88587 | 0 | 0 | 1321.2374 | 6.472% | 1321.2374 | 6.472% | 52.453 | 0 | 0% | 0 | 0 |  | 0 | 0% | 0 | 0% | 9662.9531 | 47.34% | 10750.8887 | 15469.0625 | 75.78% | 4944.7793 | 1246.7125 | 6.107% | 19167.1293 | 18033.7871 | 88.34% | 2380.0547 | 1549.321 | 7.59% | 18864.5208 | 138.5489 | 0.6787% | 20275.2929
55 | Rosedale | SPGE | PGE Kern | {'Kern Power': [1.1, 6.0], 'West Park': [2.1, 0.0], 'Bakersfield': [4.2, 0.0], 'Stockdale': [4.2, 0.0], 'Tevis': [4.9, 0.0], 'Renfro': [4.9, 6.0], '7th Standard': [5.3, 6.0], 'Kern Oil': [5.4, 0.0], 'Sycamore': [7.2, 0.0], 'Columbus': [7.9, 0.0], 'Magunden': [8.9, 0.0], 'Lerdo': [9.5, 6.0]} | 296.9918 | 6.2906 | 0.021181 | 290.7012 | 0.97882 | 0 | 0 | 0.024864 | 0.008372% | 0.024864 | 0.008372% | 70.3365 | 3.2745 | 1.103% | 139.023 | 0.4681 |  | 0 | 0% | 0 | 0% | 290.7012 | 97.88% | 6.2906 | 34.6248 | 11.66% | 262.367 | 36.0262 | 12.13% | 260.9656 | 290.7012 | 97.88% | 6.2906 | 0 | 0% | 296.9918 | 1.9714 | 0.6638% | 295.0204
171 | Round Mountain | NORTHERN CALIFORNIA | PGE NGBA | {'Cove Road': [4.9, 276.0], 'New Sub - Pit 1 - Cottonwood (Proposed)': [6.1, 1565.0]} | 31474.2598 | 1565.3689 | 0.049735 | 29908.8906 | 0.95027 | 8537.4014 | 0.27125 | 26246.8008 | 83.39% | 17709.3994 | 56.27% | 9.5771 | 346.5095 | 1.101% | 80.7071 | 0.0025642 |  | 22402.7793 | 71.18% | 8835.0518 | 28.07% | 26915.125 | 85.51% | 4559.1348 | 9493.502 | 30.16% | 21980.7578 | 14884.3799 | 47.29% | 16589.8799 | 28747.9902 | 91.34% | 2726.2695 | 8184.6509 | 26% | 23289.6089 | 1856.3151 | 5.898% | 29617.9447
16 | San Bernardino | RIVERSIDE | SCE Eastern | {'Vista': [5.3, 0.0]} | 3630.6755 | 0 | 0 | 0 | 0 | 4.0741 | 0.0011221 | 1712.0005 | 47.15% | 1707.9264 | 47.04% | 27.5189 | 46.6088 | 1.284% | 74.6289 | 0.020555 |  | 2604.8884 | 71.75% | 0 | 0% | 0 | 0% | 3630.6755 | 2318.5925 | 63.86% | 1312.083 | 3630.6755 | 100% | 0 | 3630.6755 | 100% | 0 | 1757.6219 | 48.41% | 1873.0536 | 55.8444 | 1.538% | 3574.8312
300 | Sandy | SNV ELDORADO DESERT | SCE EOP | {'Crazy Eyes': [9.4, 3.0]} | 1295.1508 | 1166.3198 | 0.90053 | 128.8309 | 0.099472 | 0 | 0 | 0 | 0% | 0 | 0% | 0 | 0 | 0% | 0 | 0 |  | 4.0908 | 0.3159% | 0 | 0% | 0 | 0% | 1295.1508 | 0 | 0% | 1295.1508 | 0 | 0% | 1295.1508 | 0 | 0% | 1295.1508 | 0 | 0% | 1295.1508 | 0 | 0% | 1295.1508
31 | Sanger | SPGE | PGE Fresno | {'Malaga': [6.5, 3790.0], 'McCall': [6.8, 2438.0], 'California Ave': [8.5, 99.0]} | 33820.4062 | 13799.7451 | 0.40803 | 20020.6602 | 0.59197 | 0 | 0 | 14017.9902 | 41.45% | 14017.9902 | 41.45% | 25.25 | 10015.2607 | 29.61% | 19618.916 | 0.58009 |  | 676.2004 | 1.999% | 0 | 0% | 0 | 0% | 33820.4062 | 0 | 0% | 33820.4062 | 0 | 0% | 33820.4062 | 0 | 0% | 33820.4062 | 0 | 0% | 33820.4062 | 430.9097 | 1.274% | 33389.4966
162 | San Luis Obispo | SPGE | PGE Kern | {} | 15527.9238 | 2380.9497 | 0.15333 | 13146.9746 | 0.84667 | 1732.572 | 0.11158 | 13762.9502 | 88.63% | 12030.3782 | 77.48% | 8.8084 | 1196.8242 | 7.708% | 1924.7489 | 0.12395 |  | 12255.2363 | 78.92% | 81.6028 | 0.5255% | 2219.676 | 14.29% | 13308.2478 | 499.1046 | 3.214% | 15028.8192 | 9232.5693 | 59.46% | 6295.3545 | 9586.5371 | 61.74% | 5941.3867 | 5701.4805 | 36.72% | 9826.4434 | 1567.5184 | 10.09% | 13960.4054
149 | San Luis Rey | SAN DIEGO | SDGE Imperial | {'Encina': [5.1, 6.0], 'Palomar Airport': [6.7, 0.0]} | 595.5215 | 22.0141 | 0.036966 | 573.5074 | 0.96303 | 74.2837 | 0.12474 | 80.4683 | 13.51% | 6.1846 | 1.039% | 37.1429 | 6.688 | 1.123% | 0.20973 | 0.00035218 |  | 0 | 0% | 0 | 0% | 96.0077 | 16.12% | 499.5138 | 550.7511 | 92.48% | 44.7704 | 550.8606 | 92.5% | 44.6609 | 550.8606 | 92.5% | 44.6609 | 0 | 0% | 595.5215 | 198.1152 | 33.27% | 397.4063
232 | San Onofre | GREATER LA METRO | SCE Metro | {'Talega': [5.8, 4.0]} | 136.0373 | 7.6205 | 0.056018 | 128.4168 | 0.94398 | 38.38 | 0.28213 | 66.6063 | 48.96% | 28.2263 | 20.75% | 1.3604 | 0 | 0% | 0 | 0 |  | 8.6247 | 6.34% | 0 | 0% | 0 | 0% | 136.0373 | 100.0319 | 73.53% | 36.0054 | 119.6497 | 87.95% | 16.3876 | 119.6497 | 87.95% | 16.3876 | 0 | 0% | 136.0373 | 7.9685 | 5.858% | 128.0688
193 | Santa Clara | GREATER LA METRO | SCE Northern | {'Mandalay': [7.5, 0.0]} | 21071.6406 | 5553.2705 | 0.26354 | 15518.3701 | 0.73646 | 5903.1958 | 0.28015 | 19696.873 | 93.48% | 13793.6772 | 65.46% | 7.7135 | 1104.205 | 5.24% | 4175.9507 | 0.19818 |  | 0 | 0% | 0 | 0% | 972.5577 | 4.615% | 20099.0829 | 1915.0387 | 9.088% | 19156.6019 | 1915.0844 | 9.088% | 19156.5563 | 2887.6421 | 13.7% | 18183.9985 | 10486.6562 | 49.77% | 10584.9844 | 1041.9673 | 4.945% | 20029.6733
117 | Santiago | GREATER LA METRO | SCE Metro | {'Johanna': [5.9, 0.0], 'Viejo': [7.2, 243.0], 'Trabuco': [8.9, 0.0]} | 967.4786 | 562.4814 | 0.58139 | 404.9972 | 0.41861 | 0 | 0 | 187.7127 | 19.4% | 187.7127 | 19.4% | 68.1 | 14.19 | 1.467% | 30.8582 | 0.031895 |  | 120.5645 | 12.46% | 0 | 0% | 235.6013 | 24.35% | 731.8772 | 0 | 0% | 967.4786 | 72.5514 | 7.499% | 894.9271 | 308.1527 | 31.85% | 659.3258 | 83.2231 | 8.602% | 884.2554 | 79.407 | 8.208% | 888.0715
94 | Saugus | GREATER LA METRO | SCE Northern | {'Pardee': [1.3, 1195.0], 'Sylmar-Pac Intertie': [9.1, 33.0]} | 6958.5859 | 1354.5038 | 0.19465 | 5604.082 | 0.80535 | 1591.8694 | 0.22876 | 4718.0078 | 67.8% | 3126.1384 | 44.92% | 64 | 167.3835 | 2.405% | 97.6061 | 0.014027 |  | 4174.9897 | 60% | 149.1467 | 2.143% | 163.5158 | 2.35% | 6795.0701 | 1351.6965 | 19.42% | 5606.8894 | 3976.4614 | 57.14% | 2982.1245 | 4139.9771 | 59.49% | 2818.6089 | 1850.0216 | 26.59% | 5108.5643 | 605.4701 | 8.701% | 6353.1158
32 | Schindler | SPGE | PGE Fresno | {'Excelsior': [5.2, 16377.0]} | 48594.6836 | 35503.8281 | 0.73061 | 13090.8555 | 0.26939 | 12072.3018 | 0.24843 | 48240.5742 | 99.27% | 36168.2725 | 74.43% | 5.9824 | 33622.4844 | 69.19% | 13078.9248 | 0.26914 |  | 0 | 0% | 0 | 0% | 0 | 0% | 48594.6836 | 0 | 0% | 48594.6836 | 0 | 0% | 48594.6836 | 0 | 0% | 48594.6836 | 0 | 0% | 48594.6836 | 32.2498 | 0.06636% | 48562.4338
166 | Schulte Switching Station | NORTHERN CALIFORNIA | PGE GBA | {'Los Esteros': [3.7, 0.0], 'Newark': [8.7, 0.0]} | 0 | 0 | 0 | 0 | 0 | 0 | 0 | 0 | 0% | 0 | 0% | 0 | 0 | 0% | 0 | 0 |  | 0 | 0% | 0 | 0% | 0 | 0% | 0 | 0 | 0% | 0 | 0 | 0% | 0 | 0 | 0% | 0 | 0 | 0% | 0 | 0 | 0% | 0
56 | Semitropic | SPGE | PGE Kern | {'Charca': [6.3, 796.0], 'Goose Lake': [8.0, 1031.0], 'Smyrna': [8.1, 491.0], 'Shafter': [9.0, 82.0]} | 43753.4727 | 9708.9238 | 0.2219 | 34044.5469 | 0.7781 | 4157.165 | 0.095013 | 42759.6289 | 97.73% | 38602.4639 | 88.23% | 8.7776 | 15236.7363 | 34.82% | 27062.1621 | 0.61851 |  | 0 | 0% | 0 | 0% | 4085.1108 | 9.337% | 39668.3618 | 0 | 0% | 43753.4727 | 6511.6958 | 14.88% | 37241.7769 | 10596.8066 | 24.22% | 33156.666 | 0 | 0% | 43753.4727 | 222.3936 | 0.5083% | 43531.0791
118 | Serrano | GREATER LA METRO | SCE Metro | {'Villa Park': [2.7, 21.0], 'Lewis': [6.4, 0.0], 'Johanna': [8.7, 0.0]} | 271.626 | 124.2246 | 0.45734 | 147.4014 | 0.54266 | 0.13542 | 0.00049856 | 90.1003 | 33.17% | 89.9649 | 33.12% | 4.5962 | 0 | 0% | 0 | 0 |  | 112.0391 | 41.25% | 0 | 0% | 0 | 0% | 271.626 | 144.8705 | 53.33% | 126.7555 | 37.267 | 13.72% | 234.359 | 144.8705 | 53.33% | 126.7555 | 53.8593 | 19.83% | 217.7667 | 5.6871 | 2.094% | 265.9389
57 | Shafter | SPGE | PGE Kern | {'Rio Bravo': [5.9, 3719.0], 'Charca': [6.5, 305.0], 'Semitropic': [9.0, 82.0], 'Lerdo': [9.4, 11.0]} | 41351.1445 | 6390.6099 | 0.15454 | 34960.5352 | 0.84546 | 3441.375 | 0.083223 | 38062.8789 | 92.05% | 34621.5039 | 83.73% | 10.4523 | 5540.5986 | 13.4% | 34128.6445 | 0.82534 |  | 626.4549 | 1.515% | 0 | 0% | 0 | 0% | 41351.1445 | 0 | 0% | 41351.1445 | 2379.0981 | 5.753% | 38972.0464 | 2379.0981 | 5.753% | 38972.0464 | 0 | 0% | 41351.1445 | 60.9172 | 0.1473% | 41290.2273
263 | Shilo III | NORTHERN CALIFORNIA | PGE GBA | {'Birds Landing': [3.2, 12358.0], 'Pittsburg': [9.6, 143.0]} | 39327.2188 | 16287.8633 | 0.41416 | 23039.3555 | 0.58584 | 6086.3135 | 0.15476 | 38915.0703 | 98.95% | 32828.7568 | 83.48% | 6.2346 | 17585.7461 | 44.72% | 0 | 0 |  | 35613.6992 | 90.56% | 0 | 0% | 2668.3708 | 6.785% | 36658.8479 | 14676.7295 | 37.32% | 24650.4893 | 15788.0225 | 40.15% | 23539.1963 | 20195.1914 | 51.35% | 19132.0273 | 1189.0746 | 3.024% | 38138.1442 | 7199.3828 | 18.31% | 32127.8359
205 | Silvergate | SAN DIEGO | SDGE Imperial | {'Old Town': [5.7, 748.0], 'Mission': [6.1, 34.0], 'Bay Boulevard': [6.6, 144.0], 'Miguel': [9.4, 0.0], 'Kearny': [9.5, 0.0]} | 4622.189 | 894.295 | 0.19348 | 3727.894 | 0.80652 | 2317.78 | 0.50145 | 2544.1846 | 55.04% | 226.4045 | 4.898% | 23.5 | 0 | 0% | 0 | 0 |  | 0 | 0% | 0 | 0% | 45.4478 | 0.9833% | 4576.7412 | 422.9326 | 9.15% | 4199.2564 | 3642.8804 | 78.81% | 979.3086 | 3659.5344 | 79.17% | 962.6545 | 0 | 0% | 4622.189 | 58.7026 | 1.27% | 4563.4864
164 | Sisquoc | SPGE | PGE Kern | {} | 38960.1719 | 10464.4258 | 0.26859 | 28495.7461 | 0.73141 | 8817.1963 | 0.22631 | 36620.9297 | 94% | 27803.7334 | 71.36% | 9 | 4912.2163 | 12.61% | 11611.5127 | 0.29804 |  | 670.6667 | 1.721% | 0 | 0% | 636.9207 | 1.635% | 38323.2512 | 6149.3887 | 15.78% | 32810.7832 | 12053.7129 | 30.94% | 26906.459 | 12053.7129 | 30.94% | 26906.459 | 3096.5447 | 7.948% | 35863.6272 | 2246.6533 | 5.767% | 36713.5186
291 | Sloan Canyon (fka Bob) | SNV ELDORADO DESERT | SCE EOP | {'Eldorado': [5.2, 9362.0]} | 16541.0859 | 11791.624 | 0.71287 | 4749.4619 | 0.28713 | 0 | 0 | 0 | 0% | 0 | 0% | 0 | 0 | 0% | 0 | 0 |  | 0 | 0% | 0 | 0% | 0 | 0% | 16541.0859 | 0 | 0% | 16541.0859 | 0 | 0% | 16541.0859 | 0 | 0% | 16541.0859 | 0 | 0% | 16541.0859 | 0 | 0% | 16541.0859
58 | Smyrna | SPGE | PGE Kern | {'Semitropic': [8.1, 491.0]} | 27708.6699 | 8279.6836 | 0.29881 | 19428.9863 | 0.70119 | 1531.748 | 0.05528 | 24531.5469 | 88.53% | 22999.7988 | 83.01% | 9.9826 | 16444.9375 | 59.35% | 4367.6821 | 0.15763 |  | 1575.1891 | 5.685% | 0 | 0% | 7253.5518 | 26.18% | 20455.1182 | 0 | 0% | 27708.6699 | 10840.4961 | 39.12% | 16868.1738 | 18094.0469 | 65.3% | 9614.623 | 222.51 | 0.803% | 27486.1599 | 1107.2432 | 3.996% | 26601.4268
271 | Solar SS | SPGE | PGE Kern | {'Carrizo Plains': [1.1, 3882.0], 'Caliente': [8.1, 0.0]} | 25771.8535 | 4574.2925 | 0.17749 | 21197.5605 | 0.82251 | 13617.9072 | 0.5284 | 25676.3926 | 99.63% | 12058.4854 | 46.79% | 4.3051 | 4913.9678 | 19.07% | 58.9511 | 0.0022874 |  | 16847.623 | 65.37% | 1858.4935 | 7.211% | 2549.9231 | 9.894% | 23221.9304 | 7383.3042 | 28.65% | 18388.5493 | 13459.8936 | 52.23% | 12311.96 | 13956.123 | 54.15% | 11815.7305 | 13268.9775 | 51.49% | 12502.876 | 297.6567 | 1.155% | 25474.1968
266 | Sonora | GREATER IMPERIAL | SCE Eastern | {'Arkansas': [2.7, 13677.0], 'Bannister': [7.6, 1392.0]} | 44689.1211 | 16006.8994 | 0.35818 | 28682.2227 | 0.64182 | 5455.2349 | 0.12207 | 44138.3711 | 98.77% | 38683.1362 | 86.56% | 7.0037 | 17141.8711 | 38.36% | 13494.3516 | 0.30196 |  | 0 | 0% | 0 | 0% | 5985.335 | 13.39% | 38703.7861 | 3151.4805 | 7.052% | 41537.6406 | 18690.0449 | 41.82% | 25999.0762 | 18690.0449 | 41.82% | 25999.0762 | 7244.7988 | 16.21% | 37444.3223 | 3041.8367 | 6.807% | 41647.2844
187 | Springville | GREATER TEHACHAPI | SCE Northern | {} | 30353.4141 | 1169.193 | 0.038519 | 29184.2207 | 0.96148 | 8841.0293 | 0.29127 | 23589.4434 | 77.72% | 14748.4141 | 48.59% | 18 | 4086.5642 | 13.46% | 2337.0549 | 0.076995 |  | 9053.1768 | 29.83% | 0 | 0% | 19661.6016 | 64.78% | 10691.8125 | 7511.0806 | 24.75% | 22842.3335 | 12149.833 | 40.03% | 18203.5811 | 24209.625 | 79.76% | 6143.7891 | 16586.0918 | 54.64% | 13767.3223 | 2558.1863 | 8.428% | 27795.2278
156 | Stagg | NORTHERN CALIFORNIA | PGE GBA | {'Eight Mile': [4.8, 0.0], 'Weber': [7.7, 0.0]} | 15906.2646 | 0 | 0 | 0 | 0 | 2283.511 | 0.14356 | 14441.2148 | 90.79% | 12157.7039 | 76.43% | 11.8519 | 779.746 | 4.902% | 12876.5137 | 0.80952 |  | 0 | 0% | 0 | 0% | 0 | 0% | 15906.2646 | 850.0049 | 5.344% | 15056.2597 | 1281.2981 | 8.055% | 14624.9666 | 1281.2981 | 8.055% | 14624.9666 | 0 | 0% | 15906.2646 | 713.2162 | 4.484% | 15193.0485
59 | Stockdale | SPGE | PGE Kern | {'Tevis': [3.5, 1412.0], 'Rosedale': [4.2, 0.0], 'West Park': [4.2, 0.0], 'Kern Power': [4.7, 0.0], 'Bakersfield': [6.0, 0.0], 'Renfro': [7.3, 0.0], 'Magunden': [8.8, 16.0], 'Kern Oil': [8.9, 0.0], 'Columbus': [9.1, 0.0], '7th Standard': [9.2, 0.0]} | 8223.4385 | 1800.6987 | 0.21897 | 6422.7397 | 0.78103 | 0 | 0 | 5009.3999 | 60.92% | 5009.3999 | 60.92% | 27.0435 | 820.4878 | 9.977% | 6030.9707 | 0.73339 |  | 0 | 0% | 0 | 0% | 505.706 | 6.15% | 7717.7325 | 30.0694 | 0.3657% | 8193.369 | 1380.5057 | 16.79% | 6842.9327 | 1380.5057 | 16.79% | 6842.9327 | 0 | 0% | 8223.4385 | 0 | 0% | 8223.4385
123 | Summit | NORTHERN CALIFORNIA | PGE NGBA | {} | 19385.8438 | 81.1915 | 0.0041882 | 19304.6523 | 0.99581 | 6399.7593 | 0.33013 | 17340.543 | 89.45% | 10940.7837 | 56.44% | 23 | 0 | 0% | 0 | 0 |  | 1019.3519 | 5.258% | 0 | 0% | 1494.8568 | 7.711% | 17890.9869 | 1766.5686 | 9.113% | 17619.2751 | 10648.6279 | 54.93% | 8737.2158 | 11737.9961 | 60.55% | 7647.8477 | 12035.4336 | 62.08% | 7350.4102 | 1565.1256 | 8.074% | 17820.7181
256 | Suncrest | SAN DIEGO | SDGE Imperial | {} | 13392.0176 | 1210.3793 | 0.090381 | 12181.6387 | 0.90962 | 944.7234 | 0.070544 | 9904.8262 | 73.96% | 8960.1028 | 66.91% | 13.35 | 71.1817 | 0.5315% | 2.1133 | 0.00015781 |  | 1776.8994 | 13.27% | 11588.7109 | 86.53% | 2421.5476 | 18.08% | 10970.47 | 3520.8459 | 26.29% | 9871.1716 | 6501.4575 | 48.55% | 6890.5601 | 7587.7051 | 56.66% | 5804.3125 | 6839.3281 | 51.07% | 6552.6895 | 489.9222 | 3.658% | 12902.0954
306 | Suncrest - Ocotillo (Proposed) | GREATER IMPERIAL | SDGE Imperial | {} | 30074.2969 | 1749.5558 | 0.058174 | 28324.7402 | 0.94183 | 17700.4746 | 0.58856 | 29293.2109 | 97.4% | 11592.7363 | 38.55% | 5.1961 | 107.3255 | 0.3569% | 18.4588 | 0.00061377 |  | 923.7935 | 3.072% | 29082.2246 | 96.7% | 0.36332 | 0.001208% | 30073.9336 | 9612.0117 | 31.96% | 20462.2852 | 12572.4941 | 41.8% | 17501.8027 | 16033.667 | 53.31% | 14040.6299 | 21562.1152 | 71.7% | 8512.1816 | 844.0768 | 2.807% | 29230.2201
69 | Sycamore | SPGE | PGE Kern | {'Kern Oil': [1.9, 2221.0], 'Bakersfield': [4.6, 0.0], 'Columbus': [4.7, 0.0], 'Cal Water': [5.5, 0.0], 'West Park': [6.1, 0.0], 'Rosedale': [7.2, 0.0], 'Magunden': [7.4, 0.0], 'Poso Mt.': [7.6, 2552.0], 'Kern Power': [7.8, 0.0], '7th Standard': [8.0, 0.0], 'Lerdo': [9.7, 2.0]} | 27015.3809 | 4005.6733 | 0.14827 | 23009.707 | 0.85173 | 580.9858 | 0.021506 | 24165.5195 | 89.45% | 23584.5338 | 87.3% | 12.3722 | 0.44479 | 0.001646% | 34.9806 | 0.0012948 |  | 8762.1865 | 32.43% | 0 | 0% | 22835.3125 | 84.53% | 4180.0684 | 4077.3054 | 15.09% | 22938.0754 | 4810.5146 | 17.81% | 22204.8662 | 22835.3125 | 84.53% | 4180.0684 | 2268.4263 | 8.397% | 24746.9546 | 176.0069 | 0.6515% | 26839.3739
150 | Sycamore Canyon | SAN DIEGO | SDGE Imperial | {'Kearny': [8.3, 0.0]} | 4138.0361 | 0 | 0 | 0 | 0 | 22.1633 | 0.005356 | 2264.6458 | 54.73% | 2242.4825 | 54.19% | 22.3333 | 9.563 | 0.2311% | 3.3359 | 0.00080616 |  | 1216.8242 | 29.41% | 2903.5691 | 70.17% | 3815.9536 | 92.22% | 322.0825 | 2708.1792 | 65.45% | 1429.8569 | 1788.1316 | 43.21% | 2349.9045 | 4118.561 | 99.53% | 19.4751 | 866.7522 | 20.95% | 3271.2839 | 91.4471 | 2.21% | 4046.5891
241 | Sylmar | GREATER LA METRO | SCE Northern | {'Saugus': [9.1, 33.0]} | 2690.241 | 468.0515 | 0.17398 | 2222.1895 | 0.82602 | 0 | 0 | 1982.6379 | 73.7% | 1982.6379 | 73.7% | 13.8569 | 0.22239 | 0.008267% | 5.6099 | 0.0020853 |  | 1920.5026 | 71.39% | 201.4612 | 7.489% | 899.6039 | 33.44% | 1790.6371 | 0 | 0% | 2690.241 | 403.7979 | 15.01% | 2286.4431 | 1303.4017 | 48.45% | 1386.8392 | 774.9883 | 28.81% | 1915.2526 | 491.5205 | 18.27% | 2198.7205
7 | Table Mountain | NORTHERN CALIFORNIA | PGE NGBA | {'Thermalito': [2.9, 0.0], 'Wyandotte': [7.1, 0.0], 'Palermo': [9.7, 0.0]} | 31716.2285 | 0 | 0 | 0 | 0 | 3310.1887 | 0.10437 | 30573.3457 | 96.4% | 27263.157 | 85.96% | 7.7979 | 11488.1826 | 36.22% | 2334.7612 | 0.073614 |  | 15945.6045 | 50.28% | 0 | 0% | 25070.0215 | 79.04% | 6646.207 | 11463.2676 | 36.14% | 20252.9609 | 13261.1133 | 41.81% | 18455.1152 | 31685.3398 | 99.9% | 30.8887 | 9573.5361 | 30.18% | 22142.6924 | 12118.3184 | 38.21% | 19597.9102
60 | Taft | SPGE | PGE Kern | {'Elk Hills': [8.6, 0.0]} | 3311.5623 | 179.2999 | 0.054144 | 3132.2622 | 0.94586 | 879.3622 | 0.26554 | 2872.2673 | 86.73% | 1992.9051 | 60.18% | 3.8217 | 0 | 0% | 0 | 0 |  | 0 | 0% | 0 | 0% | 1091.2158 | 32.95% | 2220.3464 | 1358.4553 | 41.02% | 1953.1069 | 2220.1072 | 67.04% | 1091.4551 | 3109.2444 | 93.89% | 202.3179 | 23.0179 | 0.6951% | 3288.5444 | 94.5183 | 2.854% | 3217.044
151 | Talega | GREATER LA METRO | SDGE Imperial | {'San Onofre': [5.8, 4.0], 'Capistrano': [6.8, 116.0], 'Margarita': [7.4, 115.0], 'Trabuco': [9.6, 0.0]} | 4918.9678 | 206.8347 | 0.042048 | 4712.1333 | 0.95795 | 35.6265 | 0.0072427 | 4684.584 | 95.24% | 4648.9575 | 94.51% | 9.9052 | 58.4102 | 1.187% | 1.2943 | 0.00026312 |  | 1316.2137 | 26.76% | 3479.5264 | 70.74% | 837.603 | 17.03% | 4081.3647 | 4080.9917 | 82.96% | 837.9761 | 4080.9917 | 82.96% | 837.9761 | 4080.9917 | 82.96% | 837.9761 | 4009.7224 | 81.52% | 909.2454 | 245.1621 | 4.984% | 4673.8057
61 | Temblor | SPGE | PGE Kern | {'Kernridge': [4.8, 7394.0]} | 34785.5312 | 18262.1855 | 0.52499 | 16523.3457 | 0.47501 | 5366.4653 | 0.15427 | 34502.2305 | 99.19% | 29135.7651 | 83.76% | 6.985 | 914.422 | 2.629% | 2301.0237 | 0.066149 |  | 0 | 0% | 0 | 0% | 1656.1158 | 4.761% | 33129.4154 | 5924.3262 | 17.03% | 28861.2051 | 15888.5781 | 45.68% | 18896.9531 | 15888.9932 | 45.68% | 18896.5381 | 444.8924 | 1.279% | 34340.6388 | 52.1602 | 0.1499% | 34733.371
163 | Templeton | SPGE | PGE Kern | {} | 30110.6211 | 16638.752 | 0.55259 | 13471.8691 | 0.44741 | 0 | 0 | 18639.7832 | 61.9% | 18639.7832 | 61.9% | 20.355 | 9787.5596 | 32.51% | 2466.042 | 0.081899 |  | 5891.7588 | 19.57% | 0 | 0% | 231.7911 | 0.7698% | 29878.83 | 4011.5996 | 13.32% | 26099.0215 | 11024.9893 | 36.61% | 19085.6318 | 11024.9893 | 36.61% | 19085.6318 | 1486.7334 | 4.938% | 28623.8877 | 417.8485 | 1.388% | 29692.7726
3 | Tesla | NORTHERN CALIFORNIA | PGE GBA | {'Midway Green Ridge Services': [1.6, 348.0], 'Kelso': [6.2, 0.0], 'Delta Pumps': [6.8, 0.0]} | 39208.168 | 1598.9836 | 0.040782 | 37609.1836 | 0.95922 | 12518.542 | 0.31928 | 34578.1562 | 88.19% | 22059.6143 | 56.26% | 22.75 | 1889.6503 | 4.82% | 2848.6375 | 0.072654 |  | 33755.5547 | 86.09% | 0 | 0% | 30956.8145 | 78.96% | 8251.3535 | 29564.9141 | 75.4% | 9643.2539 | 31492.9883 | 80.32% | 7715.1797 | 36389.9883 | 92.81% | 2818.1797 | 12160.2666 | 31.01% | 27047.9014 | 1359.1161 | 3.466% | 37849.0519
244 | Tevis | SPGE | PGE Kern | {'Stockdale': [3.5, 1412.0], 'Kern Power': [4.5, 0.0], 'Rosedale': [4.9, 0.0], 'Renfro': [5.1, 0.0], 'West Park': [6.3, 0.0], 'Tupman': [8.3, 0.0], '7th Standard': [8.3, 0.0], 'Bakersfield': [8.4, 0.0]} | 19510.793 | 1997.2208 | 0.10236 | 17513.5723 | 0.89764 | 444.6158 | 0.022788 | 15464.2363 | 79.26% | 15019.6205 | 76.98% | 27.9412 | 2628.3623 | 13.47% | 9070.668 | 0.46491 |  | 1303.7349 | 6.682% | 0 | 0% | 8384.9609 | 42.98% | 11125.832 | 6949.5957 | 35.62% | 12561.1973 | 13350.5859 | 68.43% | 6160.207 | 13350.5859 | 68.43% | 6160.207 | 7.6228 | 0.03907% | 19503.1702 | 3968.8862 | 20.34% | 15541.9067
209 | Thermalito | NORTHERN CALIFORNIA | PGE NGBA | {'Table Mt.': [2.9, 0.0], 'Wyandotte': [5.1, 0.0], 'Palermo': [7.4, 0.0]} | 22765.3633 | 0 | 0 | 0 | 0 | 1931.0587 | 0.084824 | 21955.1719 | 96.44% | 20024.1132 | 87.96% | 8.3636 | 9238.6621 | 40.58% | 720.3893 | 0.031644 |  | 11284.1113 | 49.57% | 0 | 0% | 15839.3799 | 69.58% | 6925.9834 | 6045.7778 | 26.56% | 16719.5854 | 8791.4072 | 38.62% | 13973.9561 | 22734.4746 | 99.86% | 30.8887 | 6794.4282 | 29.85% | 15970.9351 | 8901.3428 | 39.1% | 13864.0205
138 | Tortilla | GREATER KRAMER | SCE NOL | {} | 6905.1338 | 0 | 0 | 0 | 0 | 4.2854 | 0.00062061 | 3298.9456 | 47.78% | 3294.6601 | 47.71% | 29.4863 | 0 | 0% | 0 | 0 |  | 0 | 0% | 0 | 0% | 5373.0859 | 77.81% | 1532.0479 | 6242.4033 | 90.4% | 662.7305 | 863.6168 | 12.51% | 6041.517 | 6905.1338 | 100% | 0 | 1599.1346 | 23.16% | 5305.9991 | 194.4364 | 2.816% | 6710.6974
121 | Trabuco | GREATER LA METRO | SDGE Imperial | {'Margarita': [2.8, 461.0], 'Capistrano': [3.5, 430.0], 'Viejo': [7.4, 0.0], 'Santiago': [8.9, 0.0], 'Talega': [9.6, 0.0]} | 1810.252 | 460.5571 | 0.25442 | 1349.6948 | 0.74558 | 0 | 0 | 719.2197 | 39.73% | 719.2197 | 39.73% | 72.3333 | 0.77153 | 0.04262% | 0 | 0 |  | 1520.1619 | 83.98% | 0 | 0% | 360.793 | 19.93% | 1449.459 | 1190.8787 | 65.79% | 619.3733 | 1192.625 | 65.88% | 617.627 | 1207.3212 | 66.69% | 602.9308 | 145.6522 | 8.046% | 1664.5998 | 205.0333 | 11.33% | 1605.2186
277 | Tranquility | SPGE | PGE Fresno | {'Cheney': [7.6, 2593.0], 'Mendota': [9.5, 616.0]} | 49223.4258 | 26158.6152 | 0.53143 | 23064.8105 | 0.46857 | 3773.9773 | 0.07667 | 48426.4531 | 98.38% | 44652.4758 | 90.71% | 8.03 | 27607.1953 | 56.09% | 14181.1064 | 0.2881 |  | 1786.7869 | 3.63% | 0 | 0% | 13429.5625 | 27.28% | 35793.8633 | 0 | 0% | 49223.4258 | 4083.9668 | 8.297% | 45139.459 | 14519.0176 | 29.5% | 34704.4082 | 0 | 0% | 49223.4258 | 120.2033 | 0.2442% | 49103.2225
279 | Trout Canyon (fka Crazy Eyes) | SNV ELDORADO DESERT | SCE EOP | {'Gamebird': [9.1, 111.0], 'Sandy Valley': [9.4, 3.0]} | 9142.4414 | 1154.9364 | 0.12633 | 7987.5049 | 0.87367 | 0 | 0 | 0 | 0% | 0 | 0% | 0 | 0 | 0% | 0 | 0 |  | 0 | 0% | 0 | 0% | 0 | 0% | 9142.4414 | 0 | 0% | 9142.4414 | 0 | 0% | 9142.4414 | 0 | 0% | 9142.4414 | 0 | 0% | 9142.4414 | 0 | 0% | 9142.4414
110 | Tulucay | NORTHERN CALIFORNIA | PGE NGBA | {} | 17207.2949 | 701.7176 | 0.04078 | 16505.5781 | 0.95922 | 354.2284 | 0.020586 | 12739.9678 | 74.04% | 12385.7394 | 71.98% | 13.3604 | 2692.5759 | 15.65% | 4576.7715 | 0.26598 |  | 4312.0308 | 25.06% | 0 | 0% | 12941.9697 | 75.21% | 4265.3252 | 1143.1667 | 6.644% | 16064.1282 | 5086.3218 | 29.56% | 12120.9731 | 15044.5938 | 87.43% | 2162.7012 | 4370.0112 | 25.4% | 12837.2837 | 989.6964 | 5.752% | 16217.5986
62 | Tupman | SPGE | PGE Kern | {'Norco': [5.2, 0.0], 'Rio Bravo': [6.1, 1506.0], 'Renfro': [6.4, 154.0], 'Tevis': [8.3, 0.0], '7th Standard': [9.8, 0.0], 'Kern Power': [9.9, 0.0]} | 42235.6211 | 1615.844 | 0.038258 | 40619.7773 | 0.96174 | 7980.6274 | 0.18895 | 38202.125 | 90.45% | 30221.4976 | 71.55% | 11.8913 | 1840.1959 | 4.357% | 16667.7988 | 0.39464 |  | 4645.4229 | 11% | 0 | 0% | 16558.2148 | 39.2% | 25677.4062 | 18804.793 | 44.52% | 23430.8281 | 34806.8047 | 82.41% | 7428.8164 | 36284.8359 | 85.91% | 5950.7852 | 0 | 0% | 42235.6211 | 13623.2432 | 32.26% | 28612.3779
104 | Ukiah | NORTHERN CALIFORNIA | PGE NGBA | {'Calpella': [3.7, 1186.0], 'Mendocino': [7.4, 959.0]} | 15706.1436 | 1492.6562 | 0.095036 | 14213.4873 | 0.90496 | 45.4767 | 0.0028955 | 11345.3447 | 72.24% | 11299.8681 | 71.95% | 14.5 | 489.5366 | 3.117% | 2650.8325 | 0.16878 |  | 8397.1504 | 53.46% | 3272.5896 | 20.84% | 0 | 0% | 15706.1436 | 11044.5137 | 70.32% | 4661.6299 | 12177.8037 | 77.54% | 3528.3398 | 12177.8037 | 77.54% | 3528.3398 | 6370.5957 | 40.56% | 9335.5479 | 447.2641 | 2.848% | 15258.8795
189 | UltraPower Chinese Station | NORTHERN CALIFORNIA | PGE GBA | {'Peoria': [2.3, 0.0], 'New Melones': [5.7, 0.0]} | 13004.2744 | 0.27879 | 2.1439e-05 | 13003.9961 | 0.99998 | 2772.696 | 0.21321 | 12358.498 | 95.03% | 9585.802 | 73.71% | 7.4521 | 129.3996 | 0.9951% | 20.5977 | 0.0015839 |  | 12602.2842 | 96.91% | 0 | 0% | 5256.5728 | 40.42% | 7747.7017 | 11818.0762 | 90.88% | 1186.1982 | 12312.502 | 94.68% | 691.7725 | 12360.2568 | 95.05% | 644.0176 | 5593.3564 | 43.01% | 7410.918 | 1368.9363 | 10.53% | 11635.3381
174 | Vaca Dixon | NORTHERN CALIFORNIA | PGE NGBA | {'Peabody': [8.4, 0.0], 'Putah Creek': [9.3, 87.0]} | 28175.9863 | 8823.6621 | 0.31316 | 19352.3242 | 0.68684 | 0 | 0 | 18456.5215 | 65.5% | 18456.5215 | 65.5% | 17.7416 | 6895.0493 | 24.47% | 13106.7637 | 0.46517 |  | 4885.2764 | 17.34% | 0 | 0% | 6008.1167 | 21.32% | 22167.8696 | 561.2475 | 1.992% | 27614.7388 | 599.5599 | 2.128% | 27576.4265 | 6607.6763 | 23.45% | 21568.3101 | 18.548 | 0.06583% | 28157.4383 | 1121.0786 | 3.979% | 27054.9077
128 | Valley | RIVERSIDE | SCE Eastern | {} | 9284.5605 | 2929.1807 | 0.31549 | 6355.3799 | 0.68451 | 0 | 0 | 2520.1333 | 27.14% | 2520.1333 | 27.14% | 27.0537 | 2315.564 | 24.94% | 110.3502 | 0.011885 |  | 7506.1787 | 80.85% | 0 | 0% | 4.8604 | 0.05235% | 9279.7002 | 2137.5225 | 23.02% | 7147.0381 | 6083.2148 | 65.52% | 3201.3457 | 6088.0752 | 65.57% | 3196.4854 | 811.2661 | 8.738% | 8473.2944 | 244.5045 | 2.633% | 9040.0561
292 | Valley (VEA) | SNV ELDORADO DESERT | SCE EOP | {} | 40976.1523 | 39974.2539 | 0.97555 | 1001.8984 | 0.024451 | 892.2635 | 0.021775 | 892.2635 | 2.178% | 0 | 0% | 1.1327 | 0 | 0% | 0 | 0 |  | 0 | 0% | 0 | 0% | 0 | 0% | 40976.1523 | 0 | 0% | 40976.1523 | 0 | 0% | 40976.1523 | 0 | 0% | 40976.1523 | 897.002 | 2.189% | 40079.1503 | 0.00020712 | 5.055e-07% | 40976.1521
188 | Vestal | GREATER TEHACHAPI | SCE Northern | {} | 48175.4492 | 34256.4727 | 0.71108 | 13918.9766 | 0.28892 | 1450.9191 | 0.030117 | 45058.3125 | 93.53% | 43607.3934 | 90.52% | 9.3289 | 28418.457 | 58.99% | 12319.9717 | 0.25573 |  | 15517.0479 | 32.21% | 0 | 0% | 0 | 0% | 48175.4492 | 0 | 0% | 48175.4492 | 5378.7339 | 11.16% | 42796.7153 | 5378.7339 | 11.16% | 42796.7153 | 138.3212 | 0.2871% | 48037.128 | 468.1784 | 0.9718% | 47707.2708
139 | Victor | GREATER KRAMER | SCE NOL | {'Roadway': [5.1, 392.0], 'Lugo': [9.6, 0.0]} | 8634.4863 | 4049.3723 | 0.46898 | 4585.1143 | 0.53102 | 0 | 0 | 125.23 | 1.45% | 125.23 | 1.45% | 60.2133 | 0 | 0% | 0 | 0 |  | 0 | 0% | 0 | 0% | 0 | 0% | 8634.4863 | 4585.1147 | 53.1% | 4049.3716 | 719.0101 | 8.327% | 7915.4763 | 4585.1147 | 53.1% | 4049.3716 | 0 | 0% | 8634.4863 | 0 | 0% | 8634.4863
250 | Viejo | GREATER LA METRO | SCE Metro | {'Santiago': [7.2, 243.0], 'Trabuco': [7.4, 0.0], 'Margarita': [8.1, 0.0]} | 3800.5591 | 240.9006 | 0.063386 | 3559.6584 | 0.93661 | 895.1855 | 0.23554 | 1770.8579 | 46.59% | 875.6724 | 23.04% | 39 | 16.5381 | 0.4352% | 32.5499 | 0.0085645 |  | 1149.074 | 30.23% | 2318.281 | 61% | 567.1591 | 14.92% | 3233.4 | 2434.7695 | 64.06% | 1365.7896 | 3030.8657 | 79.75% | 769.6934 | 3524.877 | 92.75% | 275.6821 | 1741.2428 | 45.82% | 2059.3163 | 414.4048 | 10.9% | 3386.1542
227 | Vierra | NORTHERN CALIFORNIA | PGE GBA | {'Ripon': [7.6, 313.0], 'Weber': [8.6, 145.0]} | 19344.7324 | 949.1749 | 0.049066 | 18395.5566 | 0.95093 | 0 | 0 | 10259.1045 | 53.03% | 10259.1045 | 53.03% | 46.8269 | 1703.2491 | 8.805% | 12576.2871 | 0.65011 |  | 0 | 0% | 0 | 0% | 4042.7002 | 20.9% | 15302.0322 | 375.2755 | 1.94% | 18969.457 | 375.2755 | 1.94% | 18969.457 | 4417.9756 | 22.84% | 14926.7568 | 0 | 0% | 19344.7324 | 1319.618 | 6.822% | 18025.1144
119 | Villa Park | GREATER LA METRO | SCE Metro | {'Serrano': [2.7, 21.0], 'Lewis': [3.7, 0.0], 'Johanna': [7.1, 0.0], 'Barre': [8.5, 0.0]} | 20.5494 | 20.5494 | 1 | 0 | 0 | 0 | 0 | 0 | 0% | 0 | 0% | 5.7468 | 0 | 0% | 0 | 0 |  | 0 | 0% | 0 | 0% | 0 | 0% | 20.5494 | 0 | 0% | 20.5494 | 0 | 0% | 20.5494 | 0 | 0% | 20.5494 | 0 | 0% | 20.5494 | 0 | 0% | 20.5494
95 | Vincent | GREATER LA METRO | SCE Northern | {} | 14753.1816 | 9583.2773 | 0.64957 | 5169.9043 | 0.35043 | 1.9394 | 0.00013145 | 1428.9412 | 9.686% | 1427.0018 | 9.673% | 46.5 | 2.2962 | 0.01556% | 14.366 | 0.00097375 |  | 4097.748 | 27.78% | 0 | 0% | 0 | 0% | 14753.1816 | 3205.324 | 21.73% | 11547.8577 | 1898.1757 | 12.87% | 12855.006 | 3205.324 | 21.73% | 11547.8577 | 2124.3862 | 14.4% | 12628.7954 | 270.7192 | 1.835% | 14482.4624
140 | Vista | RIVERSIDE | SCE Eastern | {'San Bernardino': [5.3, 0.0]} | 3339.8962 | 219.2662 | 0.065651 | 3120.6301 | 0.93435 | 4.0741 | 0.0012198 | 1520.4714 | 45.52% | 1516.3974 | 45.4% | 27.0537 | 0.29865 | 0.008942% | 0 | 0 |  | 2815.7559 | 84.31% | 0 | 0% | 20.3776 | 0.6101% | 331952% | 3097.6172 | 92.75% | 24228% | 3100.075 | 92.82% | 239.8213 | 3120.4524 | 93.43% | 21944% | 1428.8307 | 42.78% | 191107% | 89.847 | 2.69% | 3250.0492
293 | Vista (VEA) | SNV ELDORADO DESERT | SCE EOP | {'Pahrump': [8.6, 1341.0]} | 21384.0352 | 20472.5996 | 0.95738 | 911.4355 | 0.042622 | 0 | 0 | 0 | 0% | 0 | 0% | 0 | 0 | 0% | 0 | 0 |  | 0 | 0% | 0 | 0% | 0 | 0% | 2138404% | 0 | 0% | 2138404% | 0 | 0% | 21384.0352 | 0 | 0% | 2138404% | 0 | 0% | 2138404% | 0 | 0% | 21384.0352
33 | Wahtoke | SPGE | PGE Fresno | {'Reedley': [4.3, 4746.0]} | 36278.9453 | 8807.0605 | 0.24276 | 27471.8848 | 0.75724 | 0 | 0 | 16795.4316 | 46.3% | 16795.4316 | 46.3% | 22.8312 | 6028.2012 | 16.62% | 26404.002 | 0.72781 |  | 0 | 0% | 0 | 0% | 0 | 0% | 3627895% | 1.5469 | 0.004264% | 3627740% | 1.5469 | 0.004264% | 36277.3984 | 1.5469 | 0.004264% | 3627740% | 0 | 0% | 3627895% | 1280.109 | 3.529% | 34998.8363
221 | Walnut | GREATER LA METRO | SCE Metro | {'Olinda': [4.6, 0.0], 'Rio Hondo': [6.9, 0.0], 'Mesa': [9.4, 0.0]} | 0 | 0 | 0 | 0 | 0 | 0 | 0 | 0 | 0% | 0 | 0% | 0 | 0 | 0% | 0 | 0 |  | 0 | 0% | 0 | 0% | 0 | 0% | 0% | 0 | 0% | 0% | 0 | 0% | 0 | 0 | 0% | 0% | 0 | 0% | 0% | 0 | 0% | 0
180 | Warnerville | SPGE | PGE GBA | {'Riverbank': [6.1, 2974.0]} | 37172.1836 | 8507.3975 | 0.22886 | 28664.7852 | 0.77114 | 430.8651 | 0.011591 | 30163.8359 | 81.15% | 29732.9709 | 79.99% | 13.2 | 20793.7559 | 55.94% | 9938.8574 | 0.26737 |  | 9353.9404 | 25.16% | 0 | 0% | 13509.7471 | 36.34% | 2366244% | 3570.3892 | 9.605% | 3360179% | 10626.209 | 28.59% | 26545.9746 | 23445.2129 | 63.07% | 1372697% | 383.5021 | 1.032% | 3678868% | 1516.439 | 4.079% | 35655.7446
262 | Waukena | SPGE | PGE Fresno | {'Corcoran': [2.3, 9245.0], 'GWF Hanford': [9.9, 76.0]} | 38952.3477 | 17642.3965 | 0.45292 | 21309.9512 | 0.54708 | 5040.2739 | 0.1294 | 37096.1484 | 95.23% | 32055.8745 | 82.3% | 7.4909 | 21750.4473 | 55.84% | 10106.7422 | 0.25946 |  | 0 | 0% | 0 | 0% | 3713.4275 | 9.533% | 3523892% | 69.6426 | 0.1788% | 3888271% | 10936.5078 | 28.08% | 28015.8398 | 13821.4258 | 35.48% | 2513092% | 674.362 | 1.731% | 3827799% | 3685.1306 | 9.461% | 35267.217
157 | Weber | NORTHERN CALIFORNIA | PGE GBA | {'Stagg': [7.7, 0.0], 'Vierra': [8.6, 145.0]} | 13096.1963 | 7287.894 | 0.55649 | 5808.3022 | 0.44351 | 0 | 0 | 8772.5 | 66.99% | 8772.5 | 66.99% | 15.5766 | 5562.8398 | 42.48% | 5521.7124 | 0.42163 |  | 0 | 0% | 0 | 0% | 0 | 0% | 1309620% | 15.4996 | 0.1184% | 1308070% | 97.9709 | 0.7481% | 12998.2254 | 97.9709 | 0.7481% | 1299823% | 0 | 0% | 1309620% | 310.6674 | 2.372% | 12785.5289
34 | West Fresno | SPGE | PGE Fresno | {'California Ave': [3.0, 929.0], 'Kearney (New)': [3.6, 3042.0], 'Malaga': [5.4, 354.0]} | 13893.8252 | 3414.4895 | 0.24576 | 10479.3359 | 0.75424 | 0 | 0 | 5789.9248 | 41.67% | 5789.9248 | 41.67% | 23.5708 | 2086.2754 | 15.02% | 10482.1689 | 0.75445 |  | 0 | 0% | 0 | 0% | 0 | 0% | 1389383% | 0 | 0% | 1389383% | 0 | 0% | 13893.8252 | 0 | 0% | 1389383% | 0 | 0% | 1389383% | 2.6689 | 0.01921% | 13891.1563
242 | Westley | SPGE | PGE Fresno | {} | 35512.2227 | 369.1371 | 0.010395 | 35143.0859 | 0.98961 | 417.9507 | 0.011769 | 32682.1191 | 92.03% | 32264.1685 | 90.85% | 11.1563 | 1193.8983 | 3.362% | 31264.0938 | 0.88038 |  | 2960.0627 | 8.335% | 0 | 0% | 24848.7461 | 69.97% | 1066348% | 4918.0425 | 13.85% | 3059418% | 4058.8486 | 11.43% | 31453.374 | 26694.9902 | 75.17% | 881723% | 116.681 | 0.3286% | 3539554% | 1253.208 | 3.529% | 34259.0146
63 | Westpark | SPGE | PGE Kern | {'Rosedale': [2.1, 0.0], 'Bakersfield': [2.2, 280.0], 'Kern Power': [3.2, 0.0], 'Stockdale': [4.2, 0.0], 'Kern Oil': [4.7, 0.0], 'Columbus': [5.9, 255.0], 'Sycamore': [6.1, 0.0], 'Tevis': [6.3, 0.0], 'Magunden': [6.7, 280.0], '7th Standard': [6.8, 0.0], 'Renfro': [7.0, 0.0], 'Cal Water': [8.5, 0.0]} | 1141.8398 | 279.7148 | 0.24497 | 862.125 | 0.75503 | 0 | 0 | 578.3676 | 50.65% | 578.3676 | 50.65% | 19.3333 | 0 | 0% | 56.243 | 0.049256 |  | 0 | 0% | 0 | 0% | 860.8643 | 75.39% | 28098% | 0 | 0% | 114184% | 608.8799 | 53.32% | 532.9599 | 860.8643 | 75.39% | 28098% | 0 | 0% | 114184% | 3.2044 | 0.2806% | 1138.6354
64 | Wheeler Ridge | SPGE | PGE Kern | {} | 44819.9922 | 2309.5256 | 0.051529 | 42510.4648 | 0.94847 | 3189.5225 | 0.071163 | 43670.4648 | 97.44% | 40480.9424 | 90.32% | 7.9945 | 3046.106 | 6.796% | 38291.0859 | 0.85433 |  | 0 | 0% | 0 | 0% | 2100.3835 | 4.686% | 4271961% | 5930.0898 | 13.23% | 3888990% | 8260.0537 | 18.43% | 36559.9385 | 9124.0195 | 20.36% | 3569597% | 0 | 0% | 4481999% | 854.8637 | 1.907% | 43965.1285
254 | Whirlwind | GREATER TEHACHAPI | SCE Northern | {} | 47019.3359 | 32621.7559 | 0.69379 | 14397.5801 | 0.30621 | 320.2072 | 0.0068101 | 14971.207 | 31.84% | 14650.9998 | 31.16% | 35.0353 | 524.2829 | 1.115% | 337.4625 | 0.0071771 |  | 0 | 0% | 0 | 0% | 6371.9849 | 13.55% | 4064735% | 6412.5493 | 13.64% | 4060679% | 6412.3613 | 13.64% | 40606.9746 | 12784.3457 | 27.19% | 3423499% | 2582.2761 | 5.492% | 4443706% | 316.3213 | 0.6727% | 46703.0147
107 | Wilson | SPGE | PGE Fresno | {'Merced': [4.6, 4574.0]} | 29006.8301 | 6977.416 | 0.24054 | 22029.4141 | 0.75946 | 811.9486 | 0.027992 | 22564.3066 | 77.79% | 21752.358 | 74.99% | 15.7 | 8250.374 | 28.44% | 16944.9824 | 0.58417 |  | 3131.9595 | 10.8% | 0 | 0% | 3331.624 | 11.49% | 2567521% | 6039.7295 | 20.82% | 2296710% | 6652.96 | 22.94% | 22353.8701 | 9497.4775 | 32.74% | 1950935% | 433.9643 | 1.496% | 2857287% | 2319.4246 | 7.996% | 26687.4055
253 | Windhub | GREATER TEHACHAPI | SCE Northern | {'Highwind': [7.1, 0.0]} | 31415.9316 | 13901.7764 | 0.44251 | 17514.1562 | 0.55749 | 73.3766 | 0.0023357 | 12392.1504 | 39.45% | 12318.7738 | 39.21% | 30.6333 | 0 | 0% | 0 | 0 |  | 2212.2659 | 7.042% | 0 | 0% | 10487.3213 | 33.38% | 2092861% | 7698.6738 | 24.51% | 2371726% | 10659.9717 | 33.93% | 20755.96 | 17422.7988 | 55.46% | 1399313% | 1432.9445 | 4.561% | 2998299% | 93.4483 | 0.2975% | 31322.4834
233 | Woodland | NORTHERN CALIFORNIA | PGE NGBA | {'Davis': [9.3, 10.0]} | 29462.5098 | 1861.4908 | 0.063182 | 27601.0195 | 0.93682 | 3630.7307 | 0.12323 | 26115.8926 | 88.64% | 22485.1619 | 76.32% | 9.8593 | 5275.3706 | 17.91% | 19687.793 | 0.66823 |  | 0 | 0% | 0 | 0% | 16880.8633 | 57.3% | 1258165% | 6987.0928 | 23.72% | 2247542% | 7770.7949 | 26.38% | 21691.7148 | 20328.1992 | 69% | 913431% | 0 | 0% | 2946251% | 2167.0227 | 7.355% | 27295.4871
8 | Wyandotte | NORTHERN CALIFORNIA | PGE NGBA | {'Palermo': [2.9, 697.0], 'Thermalito': [5.1, 0.0], 'Table Mt.': [7.1, 0.0]} | 8929.2314 | 866.8163 | 0.097076 | 8062.415 | 0.90292 | 0 | 0 | 2415.792 | 27.05% | 2415.792 | 27.05% | 38.9 | 986.3661 | 11.05% | 149.2866 | 0.016719 |  | 7176.4712 | 80.37% | 0 | 0% | 5928.271 | 66.39% | 300096% | 2443.376 | 27.36% | 648586% | 684.6887 | 7.668% | 8244.5427 | 7926.8389 | 88.77% | 100239% | 1054.0541 | 11.8% | 787518% | 1811.1766 | 20.28% | 7118.0548

## LandEnv_Solar_Data_10mi
CEC calculated land-use and environmental data criteria for in-state substations at a 10 mile radius for solar resource potential. | [5 empty] | DATA TAB
[5 empty] | Res. Potential Base (after techno-economic & protected areas exclusions) | Res. Potential after Core Land Use Screen (Lower Implications Land) | Percentage of Base Potential w/ Lower Implications | Res. Potential excluded by Core screen (Higher Implications Land) | Percentage of Base Potential w/ Higher Implications | Base Res. Potential w/ Parcelization value less than 6 | Percentage of Base Potential w/ Parcelization value less than 6 | Base Res. Potential w/ Parcelization value less than 30 | Percentage of Base Potential w/ Parcelization value less than 30 | Base Res. Potential w/ Parcelization value less than 30 & greater than 6 | Percentage of Base Potential w/ Parcelization value less than 30 & greater than 6 | 10th Percentile Parcelization Value | Base Res. Potential w/ Low Cropland Index Values | Percentage of Base Potential w/ Low Cropland Index Values | Base Res. Potential w/ High Cropland Index Values | Percentage of Base Potential w/ High Cropland Index Values | Substation in or near a Critically Overdrafted Groundwater Basin | Base Res. Potential w/ Tier 2 Fire Threat | Percentage of Base Potential w/ Tier 2 Fire Threat | Base Res. Potential w/ Tier 3 Fire Threat | Percentage of Base Potential w/ Tier 3 Fire Threat | Base Res. Potential w/ ACE Terrestrial Connectivity, 4 or 5, (High Implications) | Percentage of Base Potential w/ Terrestrial Connectivity High Implications | Base Res. Potential w/ Terrestrial Connectivity Low Implications | Base Res. Potential w/ ACE Biodiversity, 5, (High Implications) | Percentage of Base Potential w/ Biodiversity High Implications | Base Res. Potential w/ Biodiversity Low Implications | Base Res. Potential w/ ACE Irreplaceability, 4 or 5, (High Implications) | Percentage of Base Potential w/ Irreplaceability High Implications | Base Res. Potential w/ Irreplaceability Low Implications | Base Res. Potential w/ Any of the three ACE datasets High Implications | Percentage of Base Potential w/ Any of the three ACE datasets High Implications | Base Res. Potential w/ Any of the three ACE datasets Low Implications | Base Res. Potential w/ High Terrestrial Landscape Intactness | Percentage of Base Potential w/ High Terrestrial Landscape Intactness | Base Res. Potential w/ Low Terrestrial Landscape Intactness | Base Res. Potential w/ Classified as Wetlands | Percentage of Base Potential w/ Classified as Wetlands | Base Res. Potential w/ Not Classified as Wetlands
Blue columns indicate additional data calculate/added by CPUC staff in dashboard.
Distance in miles to nearby substations
OBJECTID | IRP_Substation_Name | RESOLVE_Solar_Area | RESOLVE_Name | Substation Overlaps [distance (mi), res. pot. (acres)] | RPB_Acres | TRP_Acres | Perc_TRP | High_Implication_Acres | Perc_HighImplication | Parcels_LT_6 | Perc_ParcLT6 | Parcels_LT_30 | Perc_ParcLT30 | Parcels_LT_30_GT6 | Perc_ParcLT30GT6 | 10th Percentile Parcelization | LowCrop_Acres | Perc_LowCrop | HighCrop_Acres | Perc_HighCrop | Critically overdrafted basin | FT_Tier2_Acres | Perc_FT_Tier2 | FT_Tier3_Acres | Perc_FT_Tier3 | Conn45_Acres | Perc_Conn45 | Low Conn Acres | Bio5_Acres | Perc_Bio5 | Low Bio Acres | Irr45_Acres | Perc_Irr45 | Low Irr Acres | ACE_All_Acres | Perc_AllACE | Low AllACE Acres | High_Intact_Acres | Perc_HighIntact | LowIntact Acres | Wetlands_Acres | Perc_Wetlands | Not Wetlands Acres
273 | 7th Standard | SPGE | PGE Kern | {'Renfro': [4.0, 11005.0], 'Lerdo': [4.3, 22706.0], 'Kern Power': [4.5, 10738.0], 'Rosedale': [5.3, 10414.0], 'Kern Oil': [6.2, 17637.0], 'West Park': [6.8, 8653.0], 'Rio Bravo': [7.3, 8512.0], 'Bakersfield': [8.0, 10483.0], 'Sycamore': [8.0, 17138.0], 'Tevis': [8.3, 2157.0], 'Stockdale': [9.2, 837.0], 'Tupman': [9.8, 5334.0], 'Columbus': [11.2, 4978.0], 'Shafter': [11.7, 6090.0], 'Poso Mt.': [12.8, 15570.0], 'Magunden': [13.0, 0.0], 'Cal Water': [13.0, 4174.0], 'Norco': [14.6, 548.0], 'Charca': [16.0, 824.0], 'Unknown - 3327': [18.0, 0.0], 'Lamont': [18.1, 0.0], 'Midway': [18.3, 1360.0]} | 117331.625 | 23023.3711 | 0.19622 | 94308.25 | 0.80378 | 1879.3832 | 1.6018 | 104238.2266 | 0.88841 | 102358.8434 | 0.87239 | 14.9043 | 6358.6895 | 0.054194 | 61326.4766 | 0.52268 |  | 17736.709 | 0.15117 | 0 | 0 | 41657.5469 | 0.35504 | 75674.0781 | 8794.8447 | 0.074957 | 108536.7803 | 23237.7949 | 0.19805 | 94093.8301 | 51575.1523 | 0.43957 | 65756.4727 | 1741.7206 | 0.014844 | 115589.9044 | 7244.4902 | 0.061744 | 110087.1348
261 | Alamitos | GREATER LA METRO | SCE Metro | {'Del Amo': [5.7, 1864.0], 'Long Beach': [7.3, 2065.0], 'Barre': [7.4, 2.0], 'Harborgen': [7.5, 2065.0], 'Hinson': [8.0, 2065.0], 'Lighthipe': [9.1, 1790.0], 'Arcogen': [9.1, 2064.0], 'Ellis': [10.5, 2.0], 'Huntington Beach': [10.8, 2.0], 'Center': [11.3, 0.0], 'Lewis': [11.9, 0.0], 'Johanna': [14.6, 0.0], 'Laguna Bell': [14.8, 0.0], 'La Fresa': [15.3, 458.0], 'Villa Park': [15.6, 0.0], 'Olinda': [16.1, 0.0], 'Redondo': [17.6, 0.0], 'El Nido': [18.2, 0.0], 'Serrano': [18.3, 0.0], 'Mesa': [18.8, 0.0], 'Walnut': [18.8, 0.0], 'Chevmain': [19.9, 0.0]} | 7215.2524 | 2053.4438 | 0.2846 | 5161.8086 | 0.7154 | 1015.7144 | 14.0773 | 3655.429 | 0.50663 | 2639.7145 | 0.36585 | 66.625 | 0 | 0 | 0 | 0 |  | 0 | 0 | 0 | 0 | 0 | 0 | 7215.2524 | 577.6611 | 0.080061 | 6637.5913 | 5114.1548 | 0.7088 | 2101.0977 | 5114.1548 | 0.7088 | 2101.0977 | 0 | 0 | 7215.2524 | 32.9281 | 0.0045637 | 7182.3243
185 | Alpaugh | SPGE | PGE Fresno | {'Olive': [4.6, 47244.0], 'Corcoran': [11.5, 24345.0], 'Waukena': [13.8, 13247.0], 'Smyrna': [17.0, 3478.0]} | 160038.1406 | 65051.9492 | 0.40648 | 94986.1875 | 0.59352 | 35226.7109 | 22.0114 | 148788.5938 | 0.92971 | 113561.8828 | 0.70959 | 7.7459 | 70851.125 | 0.44271 | 67125.5703 | 0.41943 |  | 17041.8359 | 0.10649 | 0 | 0 | 40623.3242 | 0.25384 | 119414.8164 | 14797.5732 | 0.092463 | 145240.5674 | 28831 | 0.18015 | 131207.1406 | 55471.0156 | 0.34661 | 104567.125 | 851.4748 | 0.0053204 | 159186.6658 | 9605.5859 | 0.060021 | 150432.5547
76 | Antelope | GREATER TEHACHAPI | SCE Northern | {'Whirlwind': [14.1, 17064.0], 'Vincent': [17.3, 2596.0]} | 118882.0469 | 55630.1602 | 0.46794 | 63251.8867 | 0.53206 | 5483.7319 | 4.6128 | 32724.1816 | 0.27527 | 27240.4497 | 0.22914 | 57.7933 | 3268.4714 | 0.027493 | 1368.9567 | 0.011515 |  | 20870.2871 | 0.17555 | 16983.5859 | 0.14286 | 2142.2566 | 0.01802 | 116739.7903 | 38336.332 | 0.32247 | 80545.7148 | 39727.9844 | 0.33418 | 79154.0625 | 47933.1914 | 0.4032 | 70948.8555 | 22095.2715 | 0.18586 | 96786.7754 | 3800.1531 | 0.031966 | 115081.8938
42 | Arco | SPGE | PGE Kern | {'Gates-Midway (Proposed)': [8.7, 17741.0], 'Avenal': [18.0, 0.0]} | 177572.0938 | 22100.5371 | 0.12446 | 155471.5625 | 0.87554 | 30253.1855 | 17.0371 | 171464.3125 | 0.9656 | 141211.127 | 0.79523 | 7.1975 | 28334.4082 | 0.15957 | 58598.8828 | 0.33 |  | 59312.0547 | 0.33402 | 0 | 0 | 120187.5312 | 0.67684 | 57384.5625 | 8784.7266 | 0.049471 | 168787.3672 | 20138.002 | 0.11341 | 157434.0918 | 126057.7109 | 0.7099 | 51514.3828 | 22497.2871 | 0.12669 | 155074.8066 | 3132.0735 | 0.017638 | 174440.0203
77 | Arcogen | GREATER LA METRO | SCE Metro | {'Hinson': [1.2, 2087.0], 'Harborgen': [2.8, 2087.0], 'Long Beach': [3.7, 2087.0], 'Lighthipe': [5.9, 1790.0], 'La Fresa': [6.3, 493.0], 'Redondo': [8.6, 34.0], 'Del Amo': [8.7, 1862.0], 'Alamitos': [9.1, 2064.0], 'El Nido': [9.2, 34.0], 'Chevmain': [10.9, 34.0], 'Center': [11.0, 0.0], 'El Segundo': [12.1, 34.0], 'Laguna Bell': [12.2, 0.0], 'La Cienega': [14.8, 10.0], 'Barre': [15.1, 0.0], 'Mesa': [17.0, 0.0], 'Huntington Beach': [19.3, 0.0], 'Ellis': [19.5, 0.0], 'Lewis': [19.8, 0.0]} | 5237.248 | 2105.4644 | 0.40202 | 3131.7837 | 0.59798 | 981.8288 | 18.747 | 3805.616 | 0.72664 | 2823.7872 | 0.53917 | 37.5 | 0 | 0 | 0 | 0 |  | 0 | 0 | 0 | 0 | 3.2082 | 0.00061257 | 5234.0399 | 142.91 | 0.027287 | 5094.3381 | 3055.4373 | 0.58341 | 2181.8108 | 3058.6455 | 0.58402 | 2178.6025 | 0 | 0 | 5237.248 | 5.8694 | 0.0011207 | 5231.3786
247 | Arkansas | GREATER IMPERIAL | SCE Eastern | {'Sonora': [2.7, 30577.0], 'Bannister': [7.8, 19751.0]} | 151267.2031 | 36749.6211 | 0.24295 | 114517.5781 | 0.75705 | 14426.4053 | 9.537 | 148072.7344 | 0.97888 | 133646.3291 | 0.88351 | 7.9193 | 41982.6484 | 0.27754 | 74328.5 | 0.49137 |  | 0 | 0 | 0 | 0 | 9394.2871 | 0.062104 | 141872.916 | 41667.3516 | 0.27546 | 109599.8516 | 62269.8555 | 0.41165 | 88997.3477 | 63991.9961 | 0.42304 | 87275.207 | 12249.5303 | 0.080979 | 139017.6729 | 9892.6094 | 0.065398 | 141374.5938
70 | Avenal | SPGE | PGE Kern | {'Gates': [11.2, 13652.0], 'Cal Flats': [13.7, 479.0], 'Arco': [18.0, 0.0]} | 138868.7344 | 24443.2168 | 0.17602 | 114425.5156 | 0.82398 | 59249.9141 | 42.6661 | 135393.9219 | 0.97498 | 76144.0078 | 0.54832 | 7.2094 | 24091.2344 | 0.17348 | 22753.8906 | 0.16385 |  | 49998.8281 | 0.36004 | 0 | 0 | 70227.1719 | 0.50571 | 68641.5625 | 1034.7643 | 0.0074514 | 137833.9701 | 25174.2891 | 0.18128 | 113694.4453 | 90615.8203 | 0.65253 | 48252.9141 | 39562.3555 | 0.28489 | 99306.3789 | 408.5217 | 0.0029418 | 138460.2127
78 | Bailey | GREATER TEHACHAPI | SCE Northern | {'Pastoria': [11.6, 0.0]} | 74630.4297 | 1684.333 | 0.022569 | 72946.0938 | 0.97743 | 32897.3672 | 44.0804 | 66873.0859 | 0.89606 | 33975.7188 | 0.45525 | 6.9763 | 1102.7242 | 0.014776 | 721.0549 | 0.0096617 |  | 36929.0977 | 0.49483 | 29168.9062 | 0.39084 | 43769.0195 | 0.58648 | 30861.4102 | 42503.7539 | 0.56952 | 32126.6758 | 38624.2188 | 0.51754 | 36006.2109 | 70688.625 | 0.94718 | 3941.8047 | 44186.9336 | 0.59208 | 30443.4961 | 1981.1903 | 0.026547 | 72649.2394
43 | Bakersfield | SPGE | PGE Kern | {'West Park': [2.2, 14002.0], 'Columbus': [3.7, 11760.0], 'Kern Oil': [3.8, 13525.0], 'Rosedale': [4.2, 11778.0], 'Sycamore': [4.6, 14477.0], 'Magunden': [5.0, 6043.0], 'Kern Power': [5.3, 10306.0], 'Stockdale': [6.0, 5674.0], 'Cal Water': [6.3, 10495.0], '7th Standard': [8.0, 10483.0], 'Tevis': [8.4, 4081.0], 'Renfro': [9.0, 5767.0], 'Unknown - 3327': [10.1, 6002.0], 'Lamont': [10.2, 5996.0], 'Lerdo': [11.4, 10869.0], 'Poso Mt.': [12.2, 9995.0], 'Grimmway-Malaga': [12.6, 6017.0], 'Rio Bravo': [14.9, 2099.0], 'Tupman': [15.2, 225.0], 'Norco': [18.6, 18.0], 'Shafter': [19.7, 16.0]} | 83519.75 | 18964.1719 | 0.22706 | 64555.5781 | 0.77294 | 859.4116 | 1.029 | 68674.1094 | 0.82225 | 67814.6978 | 0.81196 | 20.9889 | 4559.6182 | 0.054593 | 26460.8574 | 0.31682 |  | 17953.3574 | 0.21496 | 0 | 0 | 36565.3828 | 0.43781 | 46954.3672 | 8443.0156 | 0.10109 | 75076.7344 | 17270.5137 | 0.20678 | 66249.2363 | 41392.4922 | 0.4956 | 42127.2578 | 4428.1694 | 0.053019 | 79091.5806 | 917.9219 | 0.01099 | 82601.8281
113 | Barre | GREATER LA METRO | SCE Metro | {'Lewis': [4.8, 0.0], 'Del Amo': [7.1, 2.0], 'Alamitos': [7.4, 2.0], 'Villa Park': [8.5, 0.0], 'Ellis': [8.8, 2.0], 'Johanna': [9.9, 0.0], 'Olinda': [10.1, 0.0], 'Center': [10.9, 0.0], 'Serrano': [11.1, 0.0], 'Huntington Beach': [11.2, 2.0], 'Lighthipe': [12.2, 0.0], 'Walnut': [13.9, 0.0], 'Hinson': [13.9, 2.0], 'Harborgen': [14.3, 2.0], 'Long Beach': [14.3, 2.0], 'Laguna Bell': [15.0, 0.0], 'Arcogen': [15.1, 0.0], 'Santiago': [15.8, 0.0], 'Mesa': [17.4, 0.0]} | 2150.8511 | 1.5385 | 0.00071531 | 2149.3125 | 0.99928 | 28.5834 | 1.3289 | 70.8625 | 0.032946 | 42.2791 | 0.019657 | 64 | 0 | 0 | 0 | 0 |  | 0 | 0 | 0 | 0 | 0 | 0 | 2150.8511 | 577.6611 | 0.26857 | 1573.1899 | 2141.4856 | 0.99565 | 9.3655 | 2141.4856 | 0.99565 | 9.3655 | 0 | 0 | 2150.8511 | 26.3201 | 0.012237 | 2124.5309
294 | Bay Boulevard | SAN DIEGO | SDGE Imperial | {'Silvergate': [6.6, 685.0], 'Miguel': [8.1, 130.0], 'Otay Mesa': [11.0, 6.0], 'Mission': [12.3, 678.0], 'Old Town': [12.3, 679.0], 'Kearny': [15.6, 509.0]} | 9054.7334 | 675.9969 | 0.074657 | 8378.7363 | 0.92534 | 2600.6531 | 28.7215 | 5444.9141 | 0.60133 | 2844.261 | 0.31412 | 23 | 0 | 0 | 0 | 0 |  | 2300.9736 | 0.25412 | 0 | 0 | 98.0908 | 0.010833 | 8956.6426 | 4933.9336 | 0.5449 | 4120.7998 | 8293.207 | 0.9159 | 761.5264 | 8309.8613 | 0.91774 | 744.8721 | 797.9515 | 0.088125 | 8256.7819 | 616.3957 | 0.068074 | 8438.3377
295 | Beatty | SNV ELDORADO DESERT | SCE EOP | {} | 24177.5703 | 13078.2764 | 0.54093 | 11099.2939 | 0.45907 | 0 | 0 | 0 | 0 | 0 | 0 | 0 | 0 | 0 | 0 | 0 |  | 0 | 0 | 0 | 0 | 0 | 0 | 24177.5703 | 0 | 0 | 24177.5703 | 0 | 0 | 24177.5703 | 0 | 0 | 24177.5703 | 0 | 0 | 24177.5703 | 0.74056 | 3.063e-05 | 24176.8298
175 | Bellevue | NORTHERN CALIFORNIA | PGE NGBA | {'Penngrove': [4.7, 6378.0], 'Fulton': [8.6, 808.0], 'Lakeville': [11.3, 3786.0]} | 70440.8047 | 7687.3413 | 0.10913 | 62753.4648 | 0.89087 | 946.4089 | 1.3436 | 35914.3047 | 0.50985 | 34967.8958 | 0.49642 | 23.4216 | 12827.623 | 0.18211 | 6117.1343 | 0.086841 |  | 34087.7422 | 0.48392 | 0 | 0 | 32436.3203 | 0.46048 | 38004.4844 | 26985.3809 | 0.38309 | 43455.4238 | 48724.3359 | 0.69171 | 21716.4688 | 56780.5898 | 0.80608 | 13660.2148 | 14020.5557 | 0.19904 | 56420.249 | 4303.5737 | 0.061095 | 66137.231
153 | Bellota | NORTHERN CALIFORNIA | PGE GBA | {'Rancho Seco - Bellota (Proposed)': [8.2, 10179.0], 'Lockeford': [10.7, 10802.0], 'Camanche': [13.7, 5343.0], 'Weber': [14.0, 4591.0], 'Riverbank': [18.0, 164.0], 'Stagg': [18.3, 229.0], 'Ripon': [19.3, 649.0]} | 165080.0312 | 22763.8867 | 0.1379 | 142316.1406 | 0.8621 | 26817.8945 | 16.2454 | 141934.125 | 0.85979 | 115116.2305 | 0.69734 | 12.0635 | 41607.582 | 0.25204 | 56701.8242 | 0.34348 |  | 34736.375 | 0.21042 | 0 | 0 | 53082.6016 | 0.32156 | 111997.4297 | 30984.1348 | 0.18769 | 134095.8965 | 71177.6016 | 0.43117 | 93902.4297 | 89815.1094 | 0.54407 | 75264.9219 | 44674.0547 | 0.27062 | 120405.9766 | 21953.0801 | 0.13298 | 143126.9512
217 | Big Creek Hydro Facilities | SPGE | PGE Fresno | {} | 61053.9492 | 1645.7443 | 0.026956 | 59408.2031 | 0.97304 | 45451.2617 | 74.4444 | 58623.4492 | 0.96019 | 13172.1875 | 0.21575 | 6.9759 | 26.4317 | 0.00043292 | 0 | 0 |  | 25129.9258 | 0.4116 | 0 | 0 | 23231.9062 | 0.38051 | 37822.043 | 41910.7812 | 0.68645 | 19143.168 | 16708.2656 | 0.27366 | 44345.6836 | 49109.3203 | 0.80436 | 11944.6289 | 32587.9238 | 0.53376 | 28466.0254 | 3183.762 | 0.052147 | 57870.1873
203 | Birds Landing | NORTHERN CALIFORNIA | PGE GBA | {'Shiloh III': [3.2, 31435.0], 'Pittsburg': [7.1, 15132.0], 'Kirker': [8.3, 12900.0], 'Contra Costa': [9.0, 14323.0], 'Lone Tree': [12.9, 1602.0], 'Peabody': [13.5, 1165.0], 'Clayton': [14.6, 2.0], 'Grand Island': [15.0, 8256.0], 'Brentwood': [16.5, 370.0], 'Martinez': [17.3, 2.0], 'Vaca-Dixon & Gc Yard': [19.7, 0.0]} | 90857.9844 | 32134.252 | 0.35368 | 58723.7344 | 0.64632 | 21629.9297 | 23.8063 | 88043.0703 | 0.96902 | 66413.1406 | 0.73096 | 6.7496 | 36836.125 | 0.40543 | 3924.9041 | 0.043198 |  | 57358.5312 | 0.6313 | 0 | 0 | 11751.3047 | 0.12934 | 79106.6797 | 33319.1211 | 0.36672 | 57538.8633 | 31375.9805 | 0.34533 | 59482.0039 | 42768.4297 | 0.47072 | 48089.5547 | 3500.9863 | 0.038533 | 87356.998 | 24079.4707 | 0.26502 | 66778.5137
252 | BlytheSC 161 kV | RIVERSIDE | SCE Eastern | {'Colorado River': [12.6, 14165.0]} | 127198.5234 | 30027.9062 | 0.23607 | 97170.6172 | 0.76393 | 15145.6562 | 11.9071 | 106041.625 | 0.83367 | 90895.9688 | 0.7146 | 13.3417 | 17086.1816 | 0.13433 | 50695.4141 | 0.39855 |  | 0 | 0 | 0 | 0 | 31221.5645 | 0.24546 | 95976.959 | 37884.9414 | 0.29784 | 89313.582 | 20485.5254 | 0.16105 | 106712.998 | 51938.8008 | 0.40833 | 75259.7227 | 20908.2617 | 0.16438 | 106290.2617 | 2986.5833 | 0.02348 | 124211.9402
96 | Borden | SPGE | PGE Fresno | {'Gregg': [6.1, 16417.0], 'Kearney (New)': [16.0, 2051.0], 'West Fresno': [16.8, 1942.0], 'California Ave': [18.6, 282.0], 'Newhall': [19.4, 252.0]} | 143053.5625 | 21057.7109 | 0.1472 | 121995.8516 | 0.8528 | 12424.8389 | 8.6854 | 121375.4531 | 0.84846 | 108950.6143 | 0.76161 | 17 | 46995.2344 | 0.32851 | 67343.0469 | 0.47075 |  | 51853.3477 | 0.36248 | 0 | 0 | 37985.3047 | 0.26553 | 105068.2578 | 49999.9648 | 0.34952 | 93053.5977 | 56643.75 | 0.39596 | 86409.8125 | 76615.6641 | 0.53557 | 66437.8984 | 12723.1953 | 0.08894 | 130330.3672 | 21670.6953 | 0.15149 | 121382.8672
141 | Boulevard | GREATER IMPERIAL | SDGE Imperial | {'East County': [9.0, 5123.0], 'Suncrest - Ocotillo (Proposed)': [13.7, 12973.0], 'Ocotillo Express': [14.6, 952.0]} | 72396.7734 | 27246.623 | 0.37635 | 45150.1484 | 0.62365 | 16263.1846 | 22.464 | 60417.9062 | 0.83454 | 44154.7217 | 0.6099 | 10.6333 | 16.5109 | 0.00022806 | 108.1599 | 0.001494 |  | 24805.5508 | 0.34263 | 38391.6094 | 0.53029 | 7655.4092 | 0.10574 | 64741.3643 | 7242.2886 | 0.10004 | 65154.4849 | 20393.1172 | 0.28169 | 52003.6562 | 28580.9902 | 0.39478 | 43815.7832 | 21272.877 | 0.29384 | 51123.8965 | 1121.4469 | 0.01549 | 71275.3265
11 | Brentwood | NORTHERN CALIFORNIA | PGE GBA | {'Lone Tree': [4.9, 2025.0], 'Contra Costa': [8.0, 2025.0], 'Delta Pumps': [8.7, 0.0], 'Kelso': [9.3, 0.0], 'Cayetano': [13.5, 0.0], 'Midway Green Ridge Services': [14.2, 0.0], 'Kirker': [14.3, 1073.0], 'Pittsburg': [14.5, 981.0], 'Tesla': [15.5, 0.0], 'Clayton': [16.0, 586.0], 'Birds Landing': [16.5, 370.0], 'Stagg': [18.6, 0.0], 'Eight Mile': [19.0, 0.0], 'Shiloh III': [19.6, 0.0]} | 79955.125 | 2013.6973 | 0.025185 | 77941.4297 | 0.97481 | 24892.6816 | 31.1333 | 68114.25 | 0.85191 | 43221.5684 | 0.54057 | 7.332 | 10054.4746 | 0.12575 | 33550.2734 | 0.41961 |  | 25022.6855 | 0.31296 | 8.5417 | 0.00010683 | 30046.5527 | 0.37579 | 49908.5723 | 27383.5215 | 0.34249 | 52571.6035 | 27773.5078 | 0.34736 | 52181.6172 | 45299.6602 | 0.56656 | 34655.4648 | 6509.4102 | 0.081413 | 73445.7148 | 9065.207 | 0.11338 | 70889.918
37 | Bridgeville | NORTHERN CALIFORNIA | PGE NGBA | {} | 70650.8125 | 13357.3633 | 0.18906 | 57293.4492 | 0.81094 | 26251.9141 | 37.1573 | 69319.7266 | 0.98116 | 43067.8125 | 0.60959 | 6.0239 | 70.9623 | 0.0010044 | 0 | 0 |  | 0 | 0 | 0 | 0 | 16391.5371 | 0.23201 | 54259.2754 | 15748.6279 | 0.22291 | 54902.1846 | 19602.041 | 0.27745 | 51048.7715 | 32555.3984 | 0.46079 | 38095.4141 | 41233.1523 | 0.58362 | 29417.6602 | 406.7697 | 0.0057575 | 70244.0428
111 | Brunswick | NORTHERN CALIFORNIA | PGE NGBA | {'Colgate': [10.8, 644.0], 'Higgins': [13.3, 4070.0], 'Drum 1': [14.5, 3044.0]} | 74673.2969 | 10688.0869 | 0.14313 | 63985.2109 | 0.85687 | 12.5774 | 0.016843 | 19899.4434 | 0.26649 | 19886.8659 | 0.26632 | 32.4186 | 716.35 | 0.0095931 | 552.3359 | 0.0073967 |  | 50737.4922 | 0.67946 | 22691.8223 | 0.30388 | 55130.2461 | 0.73829 | 19543.0508 | 12990.833 | 0.17397 | 61682.4639 | 18993.1426 | 0.25435 | 55680.1543 | 63054.2109 | 0.8444 | 11619.0859 | 4883.9307 | 0.065404 | 69789.3662 | 2434.0913 | 0.032597 | 72239.2056
4 | Cabrillo | SPGE | PGE Kern | {'Sisquoc': [17.3, 1600.0]} | 75228.5703 | 4977.21 | 0.066161 | 70251.3594 | 0.93384 | 37157.1719 | 49.3924 | 74114.7188 | 0.98519 | 36957.5469 | 0.49127 | 5.1605 | 4745.0591 | 0.063075 | 10134.1816 | 0.13471 |  | 24449.6504 | 0.325 | 0 | 0 | 32649.248 | 0.434 | 42579.3223 | 3731.1272 | 0.049597 | 71497.4431 | 40165.8594 | 0.53392 | 35062.7109 | 57305.5234 | 0.76175 | 17923.0469 | 36729.8906 | 0.48824 | 38498.6797 | 3733.4775 | 0.049628 | 71495.0928
219 | Cal Ave | SPGE | PGE Fresno | {'Malaga': [2.8, 22829.0], 'West Fresno': [3.0, 18536.0], 'Kearney (New)': [6.6, 13837.0], 'Sanger': [8.5, 13956.0], 'McCall': [10.2, 13491.0], 'Gregg': [12.5, 2808.0], 'Mc Mullin': [15.2, 7851.0], 'Borden': [18.6, 282.0], 'Wahtoke': [18.7, 590.0], 'Kingsburg': [18.9, 331.0]} | 85750.9922 | 27318.207 | 0.31858 | 58432.7852 | 0.68142 | 591.5319 | 0.68983 | 42035.8789 | 0.49021 | 41444.347 | 0.48331 | 25.4909 | 19195.5879 | 0.22385 | 58161.1328 | 0.67826 |  | 1882.1384 | 0.021949 | 0 | 0 | 0 | 0 | 85750.9922 | 0 | 0 | 85750.9922 | 0 | 0 | 85750.9922 | 0 | 0 | 85750.9922 | 0 | 0 | 85750.9922 | 233.1069 | 0.0027184 | 85517.8853
278 | Calcite | GREATER KRAMER | SCE NOL | {'Lugo - Pisgah (Proposed)': [18.2, 0.0]} | 69901.8906 | 28748.6445 | 0.41127 | 41153.2461 | 0.58873 | 32.3822 | 0.046325 | 14420.9102 | 0.2063 | 14388.5279 | 0.20584 | 38.6333 | 31.8862 | 0.00045616 | 48.7045 | 0.00069675 |  | 0.0028849 | 4.1271e-08 | 0 | 0 | 28567.4844 | 0.40868 | 41334.4062 | 17500.4414 | 0.25036 | 52401.4492 | 15555.9014 | 0.22254 | 54345.9893 | 38687.2617 | 0.55345 | 31214.6289 | 10628.2852 | 0.15205 | 59273.6055 | 449.6784 | 0.006433 | 69452.2122
316 | Cal Flats |  | PGE Fresno | {'Cholame': [12.7, 5102.0], 'Avenal': [13.7, 479.0]} | 85456.0859 | 10413.2236 | 0.12185 | 75042.8594 | 0.87815 | 38785.2812 | 45.3862 | 84382.2891 | 0.98743 | 45597.0078 | 0.53357 | 4.5798 | 1769.4535 | 0.020706 | 248.0523 | 0.0029027 |  | 56300.6914 | 0.65883 | 28288.3613 | 0.33103 | 38679.2695 | 0.45262 | 46776.8164 | 2561.4236 | 0.029974 | 82894.6624 | 6088.9448 | 0.071252 | 79367.1411 | 42315.5391 | 0.49517 | 43140.5469 | 67028.7891 | 0.78437 | 18427.2969 | 767.6609 | 0.0089831 | 84688.425
267 | Caliente | SPGE | PGE Kern | {'Carrizo Plains': [6.9, 7797.0], 'Solar': [8.1, 6825.0], 'Kernridge': [10.9, 8631.0], 'Temblor': [12.5, 7526.0]} | 114733.9141 | 14953.3379 | 0.13033 | 99780.5781 | 0.86967 | 25751.7793 | 22.4448 | 96381.25 | 0.84004 | 70629.4707 | 0.61559 | 12.9872 | 3300.7197 | 0.028768 | 16.4572 | 0.00014344 |  | 38836.0352 | 0.33849 | 197.4227 | 0.0017207 | 58353.7188 | 0.5086 | 56380.1953 | 21017.7793 | 0.18319 | 93716.1348 | 38973.4531 | 0.33969 | 75760.4609 | 80071.4219 | 0.69789 | 34662.4922 | 52922.6836 | 0.46126 | 61811.2305 | 7059.6064 | 0.06153 | 107674.3076
248 | California Water | SPGE | PGE Kern | {'Columbus': [2.7, 14816.0], 'Magunden': [4.4, 9096.0], 'Sycamore': [5.5, 9730.0], 'Bakersfield': [6.3, 10495.0], 'Kern Oil': [6.9, 8778.0], 'West Park': [8.5, 6495.0], 'Lamont': [8.9, 9096.0], 'Unknown - 3327': [8.9, 9096.0], 'Poso Mt.': [10.0, 6572.0], 'Rosedale': [10.5, 4282.0], 'Kern Power': [11.5, 2909.0], 'Stockdale': [11.9, 2827.0], 'Grimmway-Malaga': [12.3, 9096.0], '7th Standard': [13.0, 4174.0], 'Tevis': [14.7, 1107.0], 'Renfro': [15.0, 0.0], 'Lerdo': [15.1, 5190.0]} | 111200.0391 | 15664.9629 | 0.14087 | 95535.0781 | 0.85913 | 20164.2207 | 18.1333 | 102328.3438 | 0.92022 | 82164.123 | 0.73889 | 8.375 | 1874.2612 | 0.016855 | 18502.2285 | 0.16639 |  | 53065.6953 | 0.47721 | 0 | 0 | 75878.9531 | 0.68236 | 35321.0859 | 23567.4102 | 0.21194 | 87632.6289 | 34104.5664 | 0.3067 | 77095.4727 | 76357.4062 | 0.68667 | 34842.6328 | 36863.4648 | 0.33151 | 74336.5742 | 2012.9862 | 0.018102 | 109187.0529
101 | Calpella | NORTHERN CALIFORNIA | PGE NGBA | {'Ukiah': [3.7, 11093.0], 'Mendocino': [3.7, 13018.0], 'Hopland': [16.6, 1595.0]} | 82425.6797 | 14757.8018 | 0.17904 | 67667.875 | 0.82096 | 786.2266 | 0.95386 | 66972.6719 | 0.81252 | 66186.4453 | 0.80298 | 11.2608 | 2206.5051 | 0.02677 | 6402.6411 | 0.077678 |  | 51948.2539 | 0.63024 | 6210.0869 | 0.075342 | 17999.5684 | 0.21837 | 64426.1113 | 31087.5977 | 0.37716 | 51338.082 | 37669.8164 | 0.45702 | 44755.8633 | 51671.6289 | 0.62689 | 30754.0508 | 40833.6016 | 0.4954 | 41592.0781 | 1370.1854 | 0.016623 | 81055.4943
315 | Camanche | NORTHERN CALIFORNIA | PGE GBA | {'Rancho Seco - Bellota (Proposed)': [5.8, 9709.0], 'Lockeford': [9.9, 14876.0], 'Bellota': [13.7, 5343.0]} | 129891.4531 | 15277.543 | 0.11762 | 114613.9062 | 0.88238 | 13312.4395 | 10.2489 | 91294.8672 | 0.70286 | 77982.4277 | 0.60037 | 18 | 31372.0176 | 0.24152 | 19039.6895 | 0.14658 |  | 17893.0801 | 0.13775 | 0 | 0 | 78858.3828 | 0.60711 | 51033.0703 | 51655.4961 | 0.39768 | 78235.957 | 88359.2266 | 0.68025 | 41532.2266 | 101923.7812 | 0.78468 | 27967.6719 | 30535.8008 | 0.23509 | 99355.6523 | 25970.6836 | 0.19994 | 103920.7695
18 | Cantua | SPGE | PGE Fresno | {'Excelsior': [6.5, 38487.0], 'Schindler': [11.4, 33438.0], 'Tranquility': [11.6, 10911.0], 'Helm': [14.5, 20122.0], 'Cheney': [17.6, 38.0]} | 173225.8281 | 46652.3984 | 0.26932 | 126573.4297 | 0.73068 | 57901.9766 | 33.4257 | 172083.4062 | 0.9934 | 114181.4297 | 0.65915 | 5.7382 | 47880.3984 | 0.2764 | 73508.3984 | 0.42435 |  | 27261.375 | 0.15737 | 1247.024 | 0.0071988 | 61315.2344 | 0.35396 | 111910.5938 | 0.11014 | 6.3579e-07 | 173225.718 | 13307.9414 | 0.076824 | 159917.8867 | 64373.1094 | 0.37161 | 108852.7188 | 30961.3301 | 0.17873 | 142264.498 | 670.6018 | 0.0038713 | 172555.2263
120 | Capistrano | GREATER LA METRO | SDGE Imperial | {'Margarita': [3.4, 1828.0], 'Trabuco': [3.5, 1345.0], 'Talega': [6.8, 1731.0], 'Viejo': [10.7, 544.0], 'San Onofre': [11.8, 355.0], 'Santiago': [12.0, 97.0], 'Johanna': [17.6, 83.0], 'Ellis': [20.0, 0.0]} | 13586.1855 | 1834.9174 | 0.13506 | 11751.2686 | 0.86494 | 242.5131 | 1.785 | 10805.9766 | 0.79537 | 10563.4635 | 0.77752 | 48.0909 | 171.6568 | 0.012635 | 2.5405 | 0.00018699 |  | 4771.2676 | 0.35119 | 7557.9663 | 0.5563 | 2591.6689 | 0.19076 | 10994.5166 | 8952.6201 | 0.65895 | 4633.5654 | 9806.4688 | 0.7218 | 3779.7168 | 10073.6992 | 0.74147 | 3512.4863 | 7695.417 | 0.56641 | 5890.7686 | 798.437 | 0.058768 | 12787.7485
282 | Carpenter Canyon (fka Gamebird) | SNV ELDORADO DESERT | SCE EOP | {'Pahrump': [4.5, 21040.0], 'Crazy Eyes': [9.1, 8031.0], 'Vista 2': [12.4, 7705.0], 'Sandy Valley': [18.4, 131.0]} | 73510.3438 | 24255.3047 | 0.32996 | 49255.0391 | 0.67004 | 4442.7637 | 6.0437 | 4442.7637 | 0.060437 | 0 | 0 | 1.2452 | 0 | 0 | 0 | 0 |  | 0 | 0 | 0 | 0 | 1605.7225 | 0.021843 | 71904.6212 | 50.1117 | 0.0006817 | 73460.2321 | 505.6619 | 0.0068788 | 73004.6819 | 1655.8342 | 0.022525 | 71854.5095 | 4298.0337 | 0.058468 | 69212.3101 | 10.5956 | 0.00014414 | 73499.7482
172 | Carquinez | NORTHERN CALIFORNIA | PGE NGBA | {'Martinez': [8.9, 7351.0], 'Tulucay': [10.9, 357.0], 'Ignacio': [15.9, 570.0], 'Clayton': [18.3, 0.0], 'Kirker': [19.3, 0.0], 'Pittsburg': [19.5, 0.0]} | 39696.582 | 8373.208 | 0.21093 | 31323.375 | 0.78907 | 4092.7344 | 10.31 | 25847.1523 | 0.65112 | 21754.418 | 0.54802 | 66.1479 | 1490.1893 | 0.037539 | 698.68 | 0.017601 |  | 15196.9072 | 0.38283 | 0 | 0 | 9381.6113 | 0.23633 | 30314.9707 | 12849.1748 | 0.32368 | 26847.4072 | 18345.1289 | 0.46213 | 21351.4531 | 29559.2656 | 0.74463 | 10137.3164 | 6521.2974 | 0.16428 | 33175.2847 | 3924.0898 | 0.098852 | 35772.4922
158 | Carrizo Plains | SPGE | PGE Kern | {'Solar': [1.1, 11095.0], 'Caliente': [6.9, 7797.0], 'Kernridge': [17.5, 1923.0], 'Temblor': [19.4, 342.0]} | 121182.2734 | 12051.3242 | 0.099448 | 109130.9531 | 0.90055 | 64035.9492 | 52.8427 | 108955.2109 | 0.8991 | 44919.2617 | 0.37068 | 10 | 5969.6611 | 0.049262 | 254.3064 | 0.0020985 |  | 71306.0234 | 0.58842 | 15191.0928 | 0.12536 | 49483.6094 | 0.40834 | 71698.6641 | 27231.8594 | 0.22472 | 93950.4141 | 42486.5898 | 0.3506 | 78695.6836 | 80897.6328 | 0.66757 | 40284.6406 | 77357.4844 | 0.63836 | 43824.7891 | 6693.4121 | 0.055234 | 114488.8613
204 | Cayetano | NORTHERN CALIFORNIA | PGE GBA | {'Delta Pumps': [9.3, 422.0], 'Kelso': [10.0, 0.0], 'Midway Green Ridge Services': [10.1, 31.0], 'Tesla': [11.4, 0.0], 'Brentwood': [13.5, 0.0], 'Lone Tree': [14.4, 0.0], 'Clayton': [17.8, 0.0], 'Contra Costa': [18.0, 0.0]} | 68814.3594 | 2447.1931 | 0.035562 | 66367.1641 | 0.96444 | 10921.4814 | 15.8709 | 64016.0938 | 0.93027 | 53094.6123 | 0.77156 | 12.1551 | 2419.8408 | 0.035165 | 248.5757 | 0.0036123 |  | 66003.3984 | 0.95915 | 885.6656 | 0.01287 | 44923.7734 | 0.65283 | 23890.5859 | 38299.9453 | 0.55657 | 30514.4141 | 48294.3711 | 0.70181 | 20519.9883 | 60800.2305 | 0.88354 | 8014.1289 | 22831.0859 | 0.33178 | 45983.2734 | 4763.5195 | 0.069223 | 64050.8398
79 | Center | GREATER LA METRO | SCE Metro | {'Laguna Bell': [4.0, 0.0], 'Lighthipe': [5.2, 0.0], 'Del Amo': [5.6, 0.0], 'Mesa': [7.5, 0.0], 'Hinson': [10.1, 0.0], 'Walnut': [10.5, 0.0], 'Olinda': [10.6, 0.0], 'Barre': [10.9, 0.0], 'Arcogen': [11.0, 0.0], 'Alamitos': [11.3, 0.0], 'Harborgen': [12.5, 0.0], 'Long Beach': [13.2, 0.0], 'La Fresa': [13.7, 0.0], 'Rio Hondo': [14.1, 0.0], 'Lewis': [14.5, 0.0], 'Goodrich': [15.4, 0.0], 'El Nido': [15.5, 0.0], 'La Cienega': [16.4, 0.0], 'Redondo': [17.1, 0.0], 'Chevmain': [17.2, 0.0], 'Villa Park': [17.4, 0.0], 'El Segundo': [18.3, 0.0], 'Ellis': [19.2, 0.0], 'Serrano': [19.4, 0.0]} | 0 | 0 | 0 | 0 | 0 | 0 | 0 | 0 | 0 | 0 | 0 | 0 | 0 | 0 | 0 | 0 |  | 0 | 0 | 0 | 0 | 0 | 0 | 0 | 0 | 0 | 0 | 0 | 0 | 0 | 0 | 0 | 0 | 0 | 0 | 0 | 0 | 0 | 0
44 | Charca | SPGE | PGE Kern | {'Semitropic': [6.3, 14097.0], 'Shafter': [6.5, 8232.0], 'Smyrna': [10.5, 10107.0], 'Rio Bravo': [12.0, 2915.0], 'Lerdo': [12.3, 1357.0], 'Goose Lake': [14.3, 6562.0], 'Midway': [15.8, 1844.0], '7th Standard': [16.0, 824.0], 'Renfro': [17.7, 597.0], 'Tupman': [17.8, 754.0]} | 171465.5156 | 17957.2188 | 0.10473 | 153508.2969 | 0.89527 | 19673.6602 | 11.4738 | 164197.3281 | 0.95761 | 144523.668 | 0.84287 | 8.8611 | 26680.6387 | 0.1556 | 135204.5938 | 0.78852 |  | 5919.3169 | 0.034522 | 0 | 0 | 46645.4844 | 0.27204 | 124820.0312 | 112.8539 | 0.00065817 | 171352.6618 | 23295.6562 | 0.13586 | 148169.8594 | 64112.6875 | 0.37391 | 107352.8281 | 218.6295 | 0.0012751 | 171246.8861 | 1301.3177 | 0.0075894 | 170164.1979
19 | Cheney | SPGE | PGE Fresno | {'Panoche': [3.1, 28588.0], 'Mendota': [7.3, 40419.0], 'Tranquility': [7.6, 39883.0], 'Cantua': [17.6, 38.0], 'Oro Loma': [18.8, 2127.0], 'Newhall': [19.7, 221.0], 'Helm': [20.0, 1.0]} | 167122.5312 | 46682.0273 | 0.27933 | 120440.5 | 0.72067 | 24193.8105 | 14.4767 | 165008.5 | 0.98735 | 140814.6895 | 0.84258 | 6.7616 | 48805.4961 | 0.29203 | 86918.1562 | 0.52009 |  | 13391.9639 | 0.080133 | 0 | 0 | 36670.7148 | 0.21942 | 130451.8164 | 12650.8066 | 0.075698 | 154471.7246 | 38662.2109 | 0.23134 | 128460.3203 | 56381.4062 | 0.33737 | 110741.125 | 11593.6758 | 0.069372 | 155528.8555 | 598.0668 | 0.0035786 | 166524.4645
222 | Chevmain | GREATER LA METRO | SCE Metro | {'El Segundo': [1.2, 54.0], 'El Nido': [1.8, 54.0], 'Redondo': [3.8, 53.0], 'La Fresa': [4.6, 52.0], 'La Cienega': [6.9, 18.0], 'Arcogen': [10.9, 34.0], 'Hinson': [11.9, 0.0], 'Harborgen': [13.2, 0.0], 'Lighthipe': [13.2, 0.0], 'Long Beach': [13.9, 0.0], 'Laguna Bell': [15.5, 0.0], 'Center': [17.2, 0.0], 'Del Amo': [18.0, 0.0], 'Mesa': [19.2, 0.0], 'Alamitos': [19.9, 0.0]} | 253.6855 | 53.0808 | 0.20924 | 200.6047 | 0.79076 | 7.206 | 2.8405 | 30.3324 | 0.11957 | 23.1265 | 0.091162 | 26.1591 | 0 | 0 | 0 | 0 |  | 0 | 0 | 0 | 0 | 10.0224 | 0.039507 | 243.6631 | 100.3768 | 0.39567 | 153.3087 | 173.9194 | 0.68557 | 79.7661 | 183.9418 | 0.72508 | 69.7437 | 0 | 0 | 253.6855 | 0.018115 | 7.1408e-05 | 253.6674
132 | Chino | GREATER LA METRO | SCE Metro | {'Mira Loma': [6.6, 3848.0], 'Padua': [8.7, 3355.0], 'Rancho Vista': [10.3, 3376.0], 'Etiwanda': [10.7, 3376.0], 'Serrano': [13.3, 1080.0], 'Olinda': [14.5, 620.0], 'Villa Park': [15.5, 42.0], 'Walnut': [15.6, 295.0], 'Lewis': [18.2, 1.0], 'Rio Hondo': [18.8, 0.0]} | 12433.7979 | 5019.0312 | 0.40366 | 7414.7666 | 0.59634 | 159.0365 | 1.2791 | 6788.9185 | 0.54601 | 6629.8819 | 0.53321 | 47.616 | 360.9387 | 0.029029 | 1288.5624 | 0.10363 |  | 7553.7104 | 0.60751 | 2.7906 | 0.00022444 | 4095.6875 | 0.3294 | 8338.1104 | 374.9376 | 0.030155 | 12058.8602 | 1333.1096 | 0.10722 | 11100.6882 | 5383.5127 | 0.43297 | 7050.2852 | 2504.7356 | 0.20145 | 9929.0623 | 855.4951 | 0.068804 | 11578.3028
159 | Cholame | SPGE | PGE Fresno | {'Cal Flats': [12.7, 5102.0]} | 144797.75 | 33212.8906 | 0.22937 | 111584.8594 | 0.77063 | 80065.3203 | 55.2946 | 142011.875 | 0.98076 | 61946.5547 | 0.42781 | 4.8412 | 17711.7734 | 0.12232 | 7779.9609 | 0.05373 |  | 104087.5156 | 0.71885 | 491.1777 | 0.0033922 | 58935.2344 | 0.40702 | 85862.5156 | 21656.127 | 0.14956 | 123141.623 | 43546.7109 | 0.30074 | 101251.0391 | 75775.9766 | 0.52332 | 69021.7734 | 66869.2734 | 0.46181 | 77928.4766 | 1599.0059 | 0.011043 | 143198.7441
12 | Clayton | NORTHERN CALIFORNIA | PGE GBA | {'Kirker': [6.3, 1255.0], 'Pittsburg': [7.5, 1255.0], 'Martinez': [9.4, 279.0], 'Contra Costa': [10.9, 1169.0], 'Lone Tree': [11.4, 964.0], 'Birds Landing': [14.6, 2.0], 'Brentwood': [16.0, 586.0], 'Shiloh III': [16.9, 2.0], 'Cayetano': [17.8, 0.0], 'Carquinez': [18.3, 0.0]} | 16620.4766 | 1289.5829 | 0.07759 | 15330.8936 | 0.92241 | 1785.1963 | 10.7409 | 14120.6943 | 0.8496 | 12335.498 | 0.74219 | 7.8611 | 11.7601 | 0.00070757 | 0.0002562 | 1.5414e-08 |  | 12862.1719 | 0.77388 | 0 | 0 | 8355.1172 | 0.5027 | 8265.3594 | 12690.8076 | 0.76356 | 3929.6689 | 11287.6768 | 0.67914 | 5332.7998 | 13612.4131 | 0.81901 | 3008.0635 | 4840.4971 | 0.29124 | 11779.9795 | 3854.1028 | 0.23189 | 12766.3738
176 | Cloverdale | NORTHERN CALIFORNIA | PGE NGBA | {'Eagle Rock': [11.0, 2789.0], 'Hopland': [12.7, 0.0], 'Geysers Tap 1': [14.1, 2418.0]} | 86030.4609 | 6488.9399 | 0.075426 | 79541.5234 | 0.92457 | 12735.0225 | 14.8029 | 78661.6953 | 0.91435 | 65926.6729 | 0.76632 | 7.7298 | 4726.1372 | 0.054936 | 3438.0452 | 0.039963 |  | 33868.1406 | 0.39368 | 21644.9004 | 0.2516 | 56806.4805 | 0.66031 | 29223.9805 | 27061.7656 | 0.31456 | 58968.6953 | 44071.0508 | 0.51227 | 41959.4102 | 75934.9297 | 0.88265 | 10095.5312 | 40995.2109 | 0.47652 | 45035.25 | 1698.0797 | 0.019738 | 84332.3812
109 | Coburn | SPGE | PGE GBA | {} | 157745.625 | 25473.0977 | 0.16148 | 132272.5312 | 0.83852 | 74884.3672 | 47.4716 | 155761.5625 | 0.98742 | 80877.1953 | 0.51271 | 5.5086 | 3981.3142 | 0.025239 | 39689.5273 | 0.2516 |  | 66895.1875 | 0.42407 | 26162.7109 | 0.16585 | 52367.0273 | 0.33197 | 105378.5977 | 2738.8721 | 0.017363 | 155006.7529 | 17316.8574 | 0.10978 | 140428.7676 | 61585.2109 | 0.39041 | 96160.4141 | 64523.3047 | 0.40903 | 93222.3203 | 4760.769 | 0.03018 | 152984.856
276 | Colgate | NORTHERN CALIFORNIA | PGE NGBA | {'Brunswick': [10.8, 644.0], 'Palermo': [19.5, 0.0]} | 93420.3047 | 4811.623 | 0.051505 | 88608.6797 | 0.94849 | 3021.5366 | 3.2343 | 53352.3906 | 0.5711 | 50330.854 | 0.53876 | 20.3777 | 1070.5348 | 0.011459 | 197.8867 | 0.0021182 |  | 58336.3359 | 0.62445 | 31697.3789 | 0.3393 | 81465.3125 | 0.87203 | 11954.9922 | 10218.4795 | 0.10938 | 83201.8252 | 21060.0605 | 0.22543 | 72360.2441 | 86609.6797 | 0.9271 | 6810.625 | 24206.1191 | 0.25911 | 69214.1855 | 2463.3098 | 0.026368 | 90956.9949
257 | Colorado River | RIVERSIDE | SCE Eastern | {'Blythe': [12.6, 14165.0]} | 101369.9844 | 16783.4004 | 0.16557 | 84586.5859 | 0.83443 | 37991.1523 | 37.4777 | 99362.7031 | 0.9802 | 61371.5508 | 0.60542 | 7.3267 | 5655.083 | 0.055787 | 17204.8965 | 0.16972 |  | 0 | 0 | 0 | 0 | 39767.8086 | 0.3923 | 61602.1758 | 45094.2188 | 0.44485 | 56275.7656 | 39061.8477 | 0.38534 | 62308.1367 | 57860.9609 | 0.57079 | 43509.0234 | 49294.1953 | 0.48628 | 52075.7891 | 634.8994 | 0.0062632 | 100735.085
45 | Columbus | SPGE | PGE Kern | {'Cal Water': [2.7, 14816.0], 'Magunden': [2.8, 9407.0], 'Bakersfield': [3.7, 11760.0], 'Sycamore': [4.7, 9953.0], 'Kern Oil': [5.4, 9001.0], 'West Park': [5.9, 7760.0], 'Rosedale': [7.9, 5233.0], 'Unknown - 3327': [8.2, 9407.0], 'Lamont': [8.3, 9407.0], 'Kern Power': [9.0, 3816.0], 'Stockdale': [9.1, 3181.0], 'Poso Mt.': [11.1, 6790.0], '7th Standard': [11.2, 4978.0], 'Grimmway-Malaga': [11.3, 9407.0], 'Tevis': [12.0, 1136.0], 'Renfro': [12.7, 502.0], 'Lerdo': [13.9, 5612.0], 'Rio Bravo': [18.3, 5.0], 'Tupman': [18.9, 0.0]} | 98923.25 | 16199.6211 | 0.16376 | 82723.625 | 0.83624 | 10342.127 | 10.4547 | 89496.5391 | 0.90471 | 79154.4121 | 0.80016 | 10.897 | 3111.3037 | 0.031452 | 22547.6309 | 0.22793 |  | 37955.1523 | 0.38368 | 0 | 0 | 57714.1758 | 0.58342 | 41209.0742 | 17583.4023 | 0.17775 | 81339.8477 | 26716.668 | 0.27007 | 72206.582 | 60753.7539 | 0.61415 | 38169.4961 | 20830.9199 | 0.21058 | 78092.3301 | 1794.0951 | 0.018136 | 97129.1549
13 | Contra Costa | NORTHERN CALIFORNIA | PGE GBA | {'Lone Tree': [3.9, 3636.0], 'Pittsburg': [6.7, 14810.0], 'Kirker': [6.9, 13773.0], 'Brentwood': [8.0, 2025.0], 'Birds Landing': [9.0, 14323.0], 'Clayton': [10.9, 1169.0], 'Shiloh III': [12.2, 13728.0], 'Delta Pumps': [16.3, 0.0], 'Kelso': [17.1, 0.0], 'Cayetano': [18.0, 0.0], 'Martinez': [18.2, 154.0], 'Grand Island': [19.1, 219.0]} | 60618.6289 | 16671.5117 | 0.27502 | 43947.1172 | 0.72498 | 9189.9121 | 15.1602 | 51749.8398 | 0.8537 | 42559.9277 | 0.70209 | 8.691 | 16199.2666 | 0.26723 | 6105.8047 | 0.10072 |  | 32463.2969 | 0.53553 | 0 | 0 | 13030.0078 | 0.21495 | 47588.6211 | 30076.8027 | 0.49616 | 30541.8262 | 28317.8574 | 0.46715 | 32300.7715 | 31834.5527 | 0.52516 | 28784.0762 | 6565.877 | 0.10831 | 54052.752 | 8867.998 | 0.14629 | 51750.6309
216 | Control | GREATER KRAMER | SCE NOL | {'Inyo': [2.2, 1539.0]} | 23777.3906 | 1595.2211 | 0.06709 | 22182.1699 | 0.93291 | 19613.7344 | 82.489 | 23378.0742 | 0.98321 | 3764.3398 | 0.15832 | 2.9126 | 0.25849 | 1.0871e-05 | 0 | 0 |  | 1427.5422 | 0.060038 | 0 | 0 | 0 | 0 | 23777.3906 | 5460.7837 | 0.22966 | 18316.6069 | 9386.4248 | 0.39476 | 14390.9658 | 10051.9541 | 0.42275 | 13725.4365 | 17997.252 | 0.75691 | 5780.1387 | 2431.9595 | 0.10228 | 21345.4312
231 | Coolwater | GREATER KRAMER | SCE NOL | {'Tortilla': [10.0, 0.0]} | 51377.0547 | 6055.4185 | 0.11786 | 45321.6367 | 0.88214 | 8882.625 | 17.2891 | 36449.6953 | 0.70945 | 27567.0703 | 0.53656 | 21.3375 | 635.2842 | 0.012365 | 46.809 | 0.00091109 |  | 0 | 0 | 0 | 0 | 43272.6602 | 0.84226 | 8104.3945 | 18170.9844 | 0.35368 | 33206.0703 | 12629.7256 | 0.24582 | 38747.3291 | 44201.7773 | 0.86034 | 7175.2773 | 22519.8594 | 0.43833 | 28857.1953 | 1856.7961 | 0.036141 | 49520.2585
71 | Corcoran | SPGE | PGE Fresno | {'Waukena': [2.3, 78074.0], 'Alpaugh': [11.5, 24345.0], 'GWF Hanford': [12.2, 28018.0], 'Olive': [15.9, 10391.0], 'Leprino': [17.9, 7736.0]} | 183336.875 | 92491.3047 | 0.50449 | 90845.5703 | 0.49551 | 48680.3281 | 26.5524 | 177717.7344 | 0.96935 | 129037.4062 | 0.70383 | 6.914 | 92969.9453 | 0.5071 | 66667.7422 | 0.36364 |  | 24.3775 | 0.00013297 | 0 | 0 | 16366.6377 | 0.089271 | 166970.2373 | 4319.2666 | 0.023559 | 179017.6084 | 20992.7227 | 0.1145 | 162344.1523 | 35125.7812 | 0.19159 | 148211.0938 | 1220.2249 | 0.0066556 | 182116.6501 | 9803.8711 | 0.053475 | 173533.0039
9 | Cortina | NORTHERN CALIFORNIA | PGE NGBA | {'Delevan': [17.3, 728.0]} | 162677.7812 | 4502.9663 | 0.02768 | 158174.8125 | 0.97232 | 43982.9023 | 27.0368 | 159562.25 | 0.98085 | 115579.3477 | 0.71048 | 6.6268 | 36191.3594 | 0.22247 | 61668.1172 | 0.37908 |  | 24692.873 | 0.15179 | 49466.2188 | 0.30407 | 60242.5273 | 0.37032 | 102435.2539 | 20165.7988 | 0.12396 | 142511.9824 | 74190.2344 | 0.45606 | 88487.5469 | 119336.4453 | 0.73358 | 43341.3359 | 56721.5664 | 0.34867 | 105956.2148 | 1878.5513 | 0.011548 | 160799.23
169 | Cottonwood | NORTHERN CALIFORNIA | PGE NGBA | {'Jessup': [5.5, 17049.0]} | 114866.1016 | 31343.8398 | 0.27287 | 83522.2656 | 0.72713 | 4757.188 | 4.1415 | 63773.1875 | 0.5552 | 59015.9995 | 0.51378 | 27 | 5407.7563 | 0.047079 | 6891.2285 | 0.059994 |  | 77652.1953 | 0.67602 | 33382.9258 | 0.29062 | 54249.4453 | 0.47228 | 60616.6562 | 22193.873 | 0.19322 | 92672.2285 | 25511.1133 | 0.22209 | 89354.9883 | 66744.6016 | 0.58106 | 48121.5 | 31509.6445 | 0.27432 | 83356.457 | 16718.7129 | 0.14555 | 98147.3887
225 | Cove Rd | NORTHERN CALIFORNIA | PGE NGBA | {'Round Mt.': [4.9, 10077.0], 'New Sub - Pit 1 - Cottonwood (Proposed)': [6.8, 13900.0]} | 100090.2969 | 17061.5684 | 0.17046 | 83028.7266 | 0.82954 | 53449.7031 | 53.4015 | 94106.25 | 0.94021 | 40656.5469 | 0.4062 | 5.2056 | 549.419 | 0.0054892 | 114.6822 | 0.0011458 |  | 72178.1406 | 0.72113 | 25869.1602 | 0.25846 | 57654.5742 | 0.57603 | 42435.7227 | 21963.5566 | 0.21944 | 78126.7402 | 30763.3223 | 0.30736 | 69326.9746 | 71233.1719 | 0.71169 | 28857.125 | 32347.7246 | 0.32319 | 67742.5723 | 5591.5151 | 0.055865 | 94498.7817
228 | Coyote | NORTHERN CALIFORNIA | PGE GBA | {'Metcalf 1': [0.3, 1769.0], 'Hicks': [8.5, 108.0], 'Scott': [15.7, 120.0], 'Los Esteros': [17.5, 136.0], 'Llagas': [18.1, 708.0]} | 30408.7773 | 1808.6938 | 0.059479 | 28600.084 | 0.94052 | 8579.7119 | 28.2146 | 25197.0645 | 0.82861 | 16617.3525 | 0.54647 | 10.9812 | 1099.563 | 0.036159 | 589.0777 | 0.019372 |  | 26842.1953 | 0.88271 | 2045.6166 | 0.067271 | 24546.8887 | 0.80723 | 5861.8887 | 7285.4927 | 0.23959 | 23123.2847 | 11236.4229 | 0.36951 | 19172.3545 | 25608.6094 | 0.84215 | 4800.168 | 17323.9277 | 0.5697 | 13084.8496 | 1585.3094 | 0.052133 | 28823.4679
309 | Crow Creek | SPGE | PGE Fresno | {'Fink (Proposed)': [0.4, 9664.0], 'Miller': [8.4, 4636.0], 'Westley': [14.7, 375.0], 'Quinto': [17.9, 32.0]} | 144539.9375 | 11226.0244 | 0.077667 | 133313.9062 | 0.92233 | 42277.0117 | 29.2494 | 129901.7109 | 0.89873 | 87624.6992 | 0.60623 | 10.3519 | 15520.1211 | 0.10738 | 58356.7461 | 0.40374 |  | 66352.7031 | 0.45906 | 4542.7222 | 0.031429 | 69193.1953 | 0.47871 | 75346.7422 | 18478.5898 | 0.12784 | 126061.3477 | 29377.457 | 0.20325 | 115162.4805 | 85072.7969 | 0.58858 | 59467.1406 | 50308.6016 | 0.34806 | 94231.3359 | 4909.5947 | 0.033967 | 139630.3428
190 | Curtis | NORTHERN CALIFORNIA | PGE GBA | {'Peoria': [10.9, 2392.0], 'Chinese Station': [11.1, 2976.0], 'New Melones': [11.6, 846.0]} | 51730.2344 | 7772.4155 | 0.15025 | 43957.8203 | 0.84975 | 3133.5251 | 6.0574 | 37747.5273 | 0.7297 | 34614.0022 | 0.66913 | 15.25 | 377.5877 | 0.0072992 | 106.6592 | 0.0020618 |  | 39239.0234 | 0.75853 | 10591.0449 | 0.20474 | 21856.7871 | 0.42251 | 29873.4473 | 18773.4414 | 0.36291 | 32956.793 | 23015.9082 | 0.44492 | 28714.3262 | 36535.9766 | 0.70628 | 15194.2578 | 24357.375 | 0.47085 | 27372.8594 | 1373.3363 | 0.026548 | 50356.8981
97 | Dairyland | SPGE | PGE Fresno | {'Le Grand': [9.3, 26104.0], 'Newhall': [13.0, 16029.0], 'Wilson': [17.2, 904.0], 'Merced': [17.8, 1592.0]} | 185023.2969 | 63633.8594 | 0.34392 | 121389.4375 | 0.65608 | 37027.0234 | 20.0121 | 174524.7812 | 0.94326 | 137497.7578 | 0.74314 | 9.2155 | 115706.6328 | 0.62536 | 52589.4648 | 0.28423 |  | 35430.832 | 0.19149 | 0 | 0 | 61907.8477 | 0.33459 | 123115.4492 | 18829.9277 | 0.10177 | 166193.3691 | 25728.8809 | 0.13906 | 159294.416 | 79097.5547 | 0.4275 | 105925.7422 | 687.3839 | 0.0037151 | 184335.913 | 9041.1885 | 0.048865 | 175982.1084
194 | Davis | NORTHERN CALIFORNIA | PGE NGBA | {'Woodland': [9.3, 3520.0], 'Vaca-Dixon & Gc Yard': [14.2, 1619.0], 'Putah Creek': [14.2, 3058.0], 'Madison': [15.4, 2565.0]} | 115073.4922 | 6654.9614 | 0.057832 | 108418.5312 | 0.94217 | 10449.666 | 9.0809 | 109775.6562 | 0.95396 | 99325.9902 | 0.86315 | 8.6998 | 16947.1836 | 0.14727 | 87004.6719 | 0.75608 |  | 1776.4225 | 0.015437 | 0 | 0 | 36155.1641 | 0.31419 | 78918.3281 | 23841.3125 | 0.20718 | 91232.1797 | 35607.8984 | 0.30944 | 79465.5938 | 53233.4727 | 0.4626 | 61840.0195 | 0 | 0 | 115073.4922 | 4113.6279 | 0.035748 | 110959.8643
80 | Del Amo | GREATER LA METRO | SCE Metro | {'Lighthipe': [5.0, 1753.0], 'Center': [5.6, 0.0], 'Alamitos': [5.7, 1864.0], 'Barre': [7.1, 2.0], 'Hinson': [7.5, 1864.0], 'Arcogen': [8.7, 1862.0], 'Harborgen': [8.9, 1864.0], 'Laguna Bell': [9.3, 0.0], 'Long Beach': [9.3, 1864.0], 'Lewis': [11.7, 0.0], 'Olinda': [12.1, 0.0], 'Mesa': [13.1, 0.0], 'La Fresa': [13.7, 454.0], 'Walnut': [13.9, 0.0], 'Ellis': [14.3, 2.0], 'Villa Park': [15.3, 0.0], 'Huntington Beach': [15.5, 2.0], 'El Nido': [16.2, 0.0], 'Redondo': [16.7, 0.0], 'Johanna': [16.8, 0.0], 'Serrano': [17.7, 0.0], 'Chevmain': [18.0, 0.0], 'Rio Hondo': [19.0, 0.0], 'El Segundo': [19.2, 0.0], 'La Cienega': [19.3, 0.0]} | 3001.7551 | 1858.0498 | 0.61899 | 1143.7053 | 0.38101 | 310.1793 | 10.3333 | 1804.4075 | 0.60112 | 1494.2282 | 0.49778 | 35.7111 | 0 | 0 | 0 | 0 |  | 0 | 0 | 0 | 0 | 0 | 0 | 3001.7551 | 551.2278 | 0.18364 | 2450.5273 | 1105.5724 | 0.36831 | 1896.1827 | 1105.5724 | 0.36831 | 1896.1827 | 0 | 0 | 3001.7551 | 20.4179 | 0.006802 | 2981.3372
280 | Delaney | ARIZONA MINOR | SCE Arizona | {'Palo Verde': [12.1, 7617.0], 'Hassayampa': [14.1, 5127.0]} | 98168.9531 | 48666.1367 | 0.49574 | 49502.8164 | 0.50426 | 0 | 0 | 0 | 0 | 0 | 0 | 0 | 0 | 0 | 0 | 0 |  | 0 | 0 | 0 | 0 | 0 | 0 | 98168.9531 | 0 | 0 | 98168.9531 | 0 | 0 | 98168.9531 | 0 | 0 | 98168.9531 | 0 | 0 | 98168.9531 | 0 | 0 | 98168.9531
274 | Delevan | NORTHERN CALIFORNIA | PGE NGBA | {'Logan Creek': [11.8, 9509.0], 'Cortina': [17.3, 728.0]} | 167456.5938 | 19308.332 | 0.1153 | 148148.2656 | 0.8847 | 69088.4531 | 41.2575 | 160408.4375 | 0.95791 | 91319.9844 | 0.54534 | 6.1242 | 44204.9141 | 0.26398 | 41286.9453 | 0.24655 |  | 61444.6641 | 0.36693 | 21194.7031 | 0.12657 | 53870.8945 | 0.3217 | 113585.6992 | 18199.3262 | 0.10868 | 149257.2676 | 54694.6094 | 0.32662 | 112761.9844 | 101269.9922 | 0.60475 | 66186.6016 | 76862.4922 | 0.459 | 90594.1016 | 4949.4966 | 0.029557 | 162507.0972
213 | Delta Switching Yard | NORTHERN CALIFORNIA | PGE GBA | {'Kelso': [1.0, 995.0], 'Midway Green Ridge Services': [5.4, 1014.0], 'Tesla': [6.8, 995.0], 'Brentwood': [8.7, 0.0], 'Cayetano': [9.3, 422.0], 'Lone Tree': [12.6, 0.0], 'Contra Costa': [16.3, 0.0], 'Vierra': [18.9, 0.0], 'Stagg': [19.9, 0.0]} | 115164.2969 | 1416.4492 | 0.012299 | 113747.8438 | 0.9877 | 32481.6113 | 28.2046 | 100573.0391 | 0.8733 | 68091.4277 | 0.59125 | 12.929 | 10166.9258 | 0.088282 | 42208.7695 | 0.36651 |  | 58418.0703 | 0.50726 | 192.4713 | 0.0016713 | 58698.3125 | 0.50969 | 56465.9844 | 50579.6562 | 0.4392 | 64584.6406 | 55098.1914 | 0.47843 | 60066.1055 | 76612.125 | 0.66524 | 38552.1719 | 12075.1328 | 0.10485 | 103089.1641 | 7212.7739 | 0.06263 | 107951.5229
281 | Desert View | SNV ELDORADO DESERT | SCE EOP | {} | 11032.2393 | 7516.1084 | 0.68129 | 3516.1309 | 0.31871 | 0 | 0 | 0 | 0 | 0 | 0 | 0 | 0 | 0 | 0 | 0 |  | 1228.0686 | 0.11132 | 0 | 0 | 0 | 0 | 11032.2393 | 0 | 0 | 11032.2393 | 0 | 0 | 11032.2393 | 0 | 0 | 11032.2393 | 0 | 0 | 11032.2393 | 0 | 0 | 11032.2393
125 | Devers | RIVERSIDE | SCE Eastern | {'Mirage': [14.4, 3624.0]} | 27604.916 | 7120.0088 | 0.25793 | 20484.9062 | 0.74207 | 1480.3481 | 5.3626 | 12733.6826 | 0.46128 | 11253.3345 | 0.40766 | 27.0537 | 36.991 | 0.00134 | 0 | 0 |  | 3346.5015 | 0.12123 | 320.3965 | 0.011607 | 9025.8447 | 0.32697 | 18579.0713 | 15266.0684 | 0.55302 | 12338.8477 | 12008.377 | 0.43501 | 15596.5391 | 17567.7305 | 0.6364 | 10037.1855 | 6542.6597 | 0.23701 | 21062.2563 | 31.9012 | 0.0011556 | 27573.0149
230 | Diablo | SPGE | PGE Kern | {'Morro Bay': [10.9, 206.0], 'San Luis Obispo': [12.4, 1015.0], 'Oceano': [17.0, 31.0]} | 23152.1016 | 2086.9204 | 0.09014 | 21065.1816 | 0.90986 | 9322.3623 | 40.2657 | 21125.1738 | 0.91245 | 11802.8115 | 0.50979 | 7.9475 | 663.1885 | 0.028645 | 772.0676 | 0.033348 |  | 19141.6914 | 0.82678 | 0 | 0 | 1310.4746 | 0.056603 | 21841.627 | 3666.6362 | 0.15837 | 19485.4653 | 16513.9316 | 0.71328 | 6638.1699 | 16513.9316 | 0.71328 | 6638.1699 | 11843.7236 | 0.51156 | 11308.3779 | 2418.4983 | 0.10446 | 20733.6033
234 | Donnells | NORTHERN CALIFORNIA | PGE GBA | {} | 99853.7891 | 47780.5859 | 0.47851 | 52073.2031 | 0.52149 | 77366.1719 | 77.4795 | 98768.5391 | 0.98913 | 21402.3672 | 0.21434 | 4.0176 | 0 | 0 | 0 | 0 |  | 19336.9863 | 0.19365 | 69966.6875 | 0.70069 | 2201.9033 | 0.022051 | 97651.8857 | 5286.231 | 0.05294 | 94567.5581 | 16273.752 | 0.16298 | 83580.0371 | 18727.4375 | 0.18755 | 81126.3516 | 40548.1289 | 0.40607 | 59305.6602 | 2425.7483 | 0.024293 | 97428.0408
226 | Drum | NORTHERN CALIFORNIA | PGE NGBA | {'Brunswick': [14.5, 3044.0]} | 70350.6797 | 33396.9297 | 0.47472 | 36953.75 | 0.52528 | 16785.5391 | 23.8598 | 58915.9648 | 0.83746 | 42130.4258 | 0.59886 | 9.5171 | 0 | 0 | 0 | 0 |  | 17175.1035 | 0.24414 | 52629.6094 | 0.7481 | 14065.1357 | 0.19993 | 56285.5439 | 9790.3281 | 0.13916 | 60560.3516 | 5005.0361 | 0.071144 | 65345.6436 | 24326.3301 | 0.34579 | 46024.3496 | 14638.4375 | 0.20808 | 55712.2422 | 953.2367 | 0.01355 | 69397.443
73 | Eagle Rock | NORTHERN CALIFORNIA | PGE NGBA | {'Geysers Tap 1': [6.0, 1991.0], 'Cloverdale': [11.0, 2789.0], 'Hopland': [17.6, 24.0]} | 93222.7969 | 4039.6543 | 0.043333 | 89183.1406 | 0.95667 | 12400.2432 | 13.3017 | 78891.0391 | 0.84626 | 66490.7959 | 0.71325 | 10.0478 | 6839.3857 | 0.073366 | 3988.8186 | 0.042788 |  | 30404.375 | 0.32615 | 40893.8438 | 0.43867 | 55481.7734 | 0.59515 | 37741.0234 | 50158.9492 | 0.53805 | 43063.8477 | 67832.8438 | 0.72764 | 25389.9531 | 86871.3359 | 0.93187 | 6351.4609 | 25542.0391 | 0.27399 | 67680.7578 | 1688.6404 | 0.018114 | 91534.1565
197 | East Marysville | NORTHERN CALIFORNIA | PGE NGBA | {'Olivehurst': [5.0, 15084.0], 'Pease': [5.4, 8783.0], 'Honcut': [11.0, 3133.0], 'Rio Oso': [16.6, 5123.0]} | 115537.9297 | 17448.5762 | 0.15102 | 98089.3516 | 0.84898 | 4205.7529 | 3.6401 | 89764.625 | 0.77693 | 85558.8721 | 0.74053 | 14.9474 | 38194.9375 | 0.33058 | 53274.7344 | 0.4611 |  | 3455.0691 | 0.029904 | 0 | 0 | 49776.7227 | 0.43083 | 65761.207 | 7526.4854 | 0.065143 | 108011.4443 | 21687.1211 | 0.18771 | 93850.8086 | 66374.0469 | 0.57448 | 49163.8828 | 2932.8691 | 0.025384 | 112605.0605 | 12146.3555 | 0.10513 | 103391.5742
1 | East Shore | NORTHERN CALIFORNIA | PGE GBA | {'Newark': [11.2, 34.0], 'Martin': [16.9, 418.0], 'Los Esteros': [17.0, 0.0], 'Scott': [19.3, 0.0]} | 15513.5898 | 1635.5648 | 0.10543 | 13878.0254 | 0.89457 | 955.044 | 6.1562 | 12049.3809 | 0.7767 | 11094.3369 | 0.71514 | 71 | 0 | 0 | 0 | 0 |  | 9661.7637 | 0.62279 | 0 | 0 | 7254.1333 | 0.4676 | 8259.4565 | 3078.085 | 0.19841 | 12435.5049 | 10290.666 | 0.66333 | 5222.9238 | 12928.5811 | 0.83337 | 2585.0088 | 6203.8579 | 0.3999 | 9309.7319 | 1352.1633 | 0.08716 | 14161.4265
264 | ECO | GREATER IMPERIAL | SDGE Imperial | {'Boulevard': [9.0, 5123.0], 'Ocotillo Express': [9.2, 2913.0]} | 23626.5605 | 7070.9121 | 0.29928 | 16555.6484 | 0.70072 | 3778.8853 | 15.9942 | 20730.3535 | 0.87742 | 16951.4683 | 0.71748 | 8.6345 | 0 | 0 | 0 | 0 |  | 9191.5605 | 0.38904 | 0 | 0 | 2712.657 | 0.11481 | 20913.9036 | 8291.0117 | 0.35092 | 15335.5488 | 8795.2471 | 0.37226 | 14831.3135 | 13167.6875 | 0.55733 | 10458.873 | 5765.1099 | 0.24401 | 17861.4507 | 395.0446 | 0.01672 | 23231.516
237 | Eight Mile | NORTHERN CALIFORNIA | PGE GBA | {'Stagg': [4.8, 3763.0], 'Weber': [12.2, 746.0], 'Lockeford': [12.5, 3595.0], 'Grand Island': [16.6, 0.0], 'Vierra': [18.9, 0.0], 'Brentwood': [19.0, 0.0]} | 123849.8359 | 5326.7886 | 0.04301 | 118523.0469 | 0.95699 | 20462.4922 | 16.522 | 90918.6641 | 0.7341 | 70456.1719 | 0.56888 | 12.835 | 12865.9385 | 0.10388 | 89961.7109 | 0.72638 |  | 0 | 0 | 0 | 0 | 16074.4854 | 0.12979 | 107775.3506 | 28988.4551 | 0.23406 | 94861.3809 | 32267.4922 | 0.26054 | 91582.3438 | 39116.9531 | 0.31584 | 84732.8828 | 0 | 0 | 123849.8359 | 7785.6328 | 0.062863 | 116064.2031
255 | El Casco | RIVERSIDE | SCE Eastern | {'San Bernardino': [12.1, 900.0], 'Vista': [14.8, 77.0], 'Valley': [16.3, 1568.0]} | 58700.8945 | 7108.8291 | 0.1211 | 51592.0664 | 0.8789 | 2324.0405 | 3.9591 | 38134.6562 | 0.64964 | 35810.6157 | 0.61005 | 20.625 | 6036.6313 | 0.10284 | 2690.3579 | 0.045832 |  | 47067.8008 | 0.80182 | 8179.5679 | 0.13934 | 21158.4062 | 0.36044 | 37542.4883 | 22686.9121 | 0.38648 | 36013.9824 | 35733.8945 | 0.60875 | 22967 | 46633.1602 | 0.79442 | 12067.7344 | 22604.3984 | 0.38508 | 36096.4961 | 3427.8423 | 0.058395 | 55273.0522
38 | El Centro | GREATER IMPERIAL | SDGE Imperial | {'Imperial Valley': [11.9, 9463.0], 'Highline': [15.5, 3246.0], 'North Gila - IV (Proposed)': [19.4, 29.0]} | 139960.1094 | 33253.4141 | 0.23759 | 106706.6953 | 0.76241 | 1177.7064 | 0.84146 | 135285.9062 | 0.9666 | 134108.1998 | 0.95819 | 10.1811 | 23004.6387 | 0.16437 | 94679.9062 | 0.67648 |  | 0 | 0 | 0 | 0 | 1963.4861 | 0.014029 | 137996.6233 | 7645.6655 | 0.054627 | 132314.4438 | 7645.6655 | 0.054627 | 132314.4438 | 9609.1514 | 0.068656 | 130350.958 | 545.0358 | 0.0038942 | 139415.0735 | 10373.209 | 0.074115 | 129586.9004
301 | Eldorado | SNV ELDORADO DESERT | SCE EOP | {'Sloan Canyon': [5.2, 25601.0], 'Mead': [13.3, 9226.0]} | 81245.2812 | 27510.3125 | 0.33861 | 53734.9688 | 0.66139 | 0 | 0 | 0 | 0 | 0 | 0 | 0 | 0 | 0 | 0 | 0 |  | 0 | 0 | 0 | 0 | 0 | 0 | 81245.2812 | 0 | 0 | 81245.2812 | 0 | 0 | 81245.2812 | 0 | 0 | 81245.2812 | 0 | 0 | 81245.2812 | 0 | 0 | 81245.2812
46 | Elk Hills | SPGE | PGE Kern | {'Norco': [5.6, 1881.0], 'Taft': [8.6, 946.0], 'Midway - Wheeler Ridge (Proposed)': [9.4, 5906.0], 'Tupman': [10.7, 0.0], 'Midway': [13.0, 0.0], 'Tevis': [15.4, 0.0], 'Rio Bravo': [16.3, 0.0], 'Renfro': [16.4, 0.0], 'Stockdale': [18.5, 0.0], 'Kern Power': [19.0, 0.0], 'Rosedale': [19.8, 0.0]} | 113406.6094 | 5958.3643 | 0.05254 | 107448.2422 | 0.94746 | 54573.1133 | 48.1216 | 110334.7422 | 0.97291 | 55761.6289 | 0.4917 | 5.3947 | 24383.6719 | 0.21501 | 23732.2422 | 0.20927 |  | 10505.0264 | 0.092632 | 0 | 0 | 42430.5195 | 0.37415 | 70976.0898 | 68999.4375 | 0.60843 | 44407.1719 | 102129.2656 | 0.90056 | 11277.3438 | 104512.9922 | 0.92158 | 8893.6172 | 2325.5344 | 0.020506 | 111081.075 | 9323.9443 | 0.082217 | 104082.665
114 | Ellis | GREATER LA METRO | SCE Metro | {'Huntington Beach': [3.4, 41.0], 'Johanna': [5.6, 40.0], 'Barre': [8.8, 2.0], 'Lewis': [8.9, 0.0], 'Santiago': [10.2, 31.0], 'Alamitos': [10.5, 2.0], 'Villa Park': [10.9, 0.0], 'Serrano': [13.3, 0.0], 'Del Amo': [14.3, 2.0], 'Long Beach': [17.2, 2.0], 'Viejo': [17.4, 0.0], 'Harborgen': [17.6, 2.0], 'Trabuco': [17.7, 0.0], 'Olinda': [18.0, 0.0], 'Hinson': [18.6, 2.0], 'Lighthipe': [19.0, 0.0], 'Center': [19.2, 0.0], 'Arcogen': [19.5, 0.0], 'Capistrano': [20.0, 0.0]} | 5099.5166 | 39.3589 | 0.0077182 | 5060.1577 | 0.99228 | 140.5823 | 2.7568 | 241.7252 | 0.047402 | 101.1429 | 0.019834 | 50.5 | 0 | 0 | 0 | 0 |  | 0 | 0 | 0 | 0 | 124.5461 | 0.024423 | 4974.9705 | 1404.7368 | 0.27546 | 3694.7798 | 4912.8511 | 0.9634 | 186.6655 | 5037.3975 | 0.98782 | 62.1191 | 13.4816 | 0.0026437 | 5086.035 | 359.4296 | 0.070483 | 4740.087
81 | El Nido | GREATER LA METRO | SCE Metro | {'Chevmain': [1.8, 54.0], 'La Fresa': [2.9, 58.0], 'El Segundo': [3.0, 52.0], 'Redondo': [3.4, 58.0], 'La Cienega': [7.2, 17.0], 'Arcogen': [9.2, 34.0], 'Hinson': [10.1, 0.0], 'Lighthipe': [11.4, 0.0], 'Harborgen': [11.6, 0.0], 'Long Beach': [12.4, 0.0], 'Laguna Bell': [14.1, 0.0], 'Center': [15.5, 0.0], 'Del Amo': [16.2, 0.0], 'Mesa': [18.0, 0.0], 'Alamitos': [18.2, 0.0]} | 257.9688 | 56.4848 | 0.21896 | 201.484 | 0.78104 | 6.3906 | 2.4773 | 29.5171 | 0.11442 | 23.1265 | 0.089648 | 26.1591 | 0 | 0 | 0 | 0 |  | 0 | 0 | 0 | 0 | 10.0224 | 0.038851 | 247.9464 | 100.3768 | 0.3891 | 157.592 | 173.9194 | 0.67419 | 84.0494 | 183.9418 | 0.71304 | 74.027 | 0 | 0 | 257.9688 | 0.71441 | 0.0027693 | 257.2544
41 | El Segundo | GREATER LA METRO | SCE Metro | {'Chevmain': [1.2, 54.0], 'El Nido': [3.0, 52.0], 'Redondo': [4.6, 50.0], 'La Fresa': [5.8, 50.0], 'La Cienega': [6.9, 19.0], 'Arcogen': [12.1, 34.0], 'Hinson': [13.1, 0.0], 'Harborgen': [14.4, 0.0], 'Lighthipe': [14.4, 0.0], 'Long Beach': [15.0, 0.0], 'Laguna Bell': [16.5, 0.0], 'Center': [18.3, 0.0], 'Del Amo': [19.2, 0.0]} | 252.6142 | 51.019 | 0.20196 | 201.5952 | 0.79804 | 6.2209 | 2.4626 | 29.3474 | 0.11617 | 23.1265 | 0.091549 | 26.1591 | 0 | 0 | 0 | 0 |  | 0 | 0 | 0 | 0 | 10.0224 | 0.039675 | 242.5918 | 100.3768 | 0.39735 | 152.2375 | 173.9194 | 0.68848 | 78.6948 | 183.9418 | 0.72815 | 68.6724 | 0 | 0 | 252.6142 | 0.018115 | 7.171e-05 | 252.5961
142 | Encina | SAN DIEGO | SDGE Imperial | {'Palomar Airport': [2.9, 231.0], 'San Luis Rey': [5.1, 114.0], 'Escondido': [12.7, 201.0], 'Penasquitos': [16.5, 1.0]} | 1635.7378 | 255.2169 | 0.15603 | 1380.521 | 0.84397 | 102.4978 | 6.2662 | 183.6382 | 0.11227 | 81.1404 | 0.049605 | 37.1429 | 197.5356 | 0.12076 | 16.6688 | 0.01019 |  | 95.9621 | 0.058666 | 0 | 0 | 400.6197 | 0.24492 | 1235.1181 | 903.0933 | 0.5521 | 732.6445 | 923.199 | 0.56439 | 712.5388 | 1143.9137 | 0.69933 | 491.8241 | 77.5361 | 0.047401 | 1558.2017 | 298.4388 | 0.18245 | 1337.299
143 | Escondido | SAN DIEGO | SDGE Imperial | {'Palomar Airport': [9.9, 651.0], 'Encina': [12.7, 201.0], 'San Luis Rey': [13.9, 598.0], 'Sycamore Canyon': [15.2, 505.0], 'Penasquitos': [15.5, 101.0]} | 34475.4023 | 9932.0713 | 0.28809 | 24543.332 | 0.71191 | 19.4917 | 0.056538 | 9312.1787 | 0.27011 | 9292.6871 | 0.26955 | 37.8911 | 4314.751 | 0.12515 | 1017.1708 | 0.029504 |  | 16220.2227 | 0.47049 | 9207.1426 | 0.26706 | 16792.8145 | 0.4871 | 17682.5879 | 5178.0278 | 0.15019 | 29297.3745 | 9852.4629 | 0.28578 | 24622.9395 | 20344.998 | 0.59013 | 14130.4043 | 4883.9966 | 0.14167 | 29591.4058 | 2455.2859 | 0.071218 | 32020.1165
10 | Etiwanda | GREATER LA METRO | SCE Eastern | {'Rancho Vista': [0.4, 3376.0], 'Mira Loma': [6.0, 3376.0], 'Padua': [6.8, 3355.0], 'Chino': [10.7, 3376.0], 'Vista': [12.4, 0.0], 'San Bernardino': [16.6, 0.0]} | 8166.6997 | 3375.7874 | 0.41336 | 4790.9121 | 0.58664 | 314.0382 | 3.8454 | 2525.1765 | 0.3092 | 2211.1383 | 0.27075 | 56 | 316.1572 | 0.038713 | 972.1801 | 0.11904 |  | 703.3927 | 0.086129 | 3157.5076 | 0.38663 | 3826.9116 | 0.4686 | 4339.7881 | 3117.5144 | 0.38173 | 5049.1853 | 2860.2488 | 0.35023 | 5306.4509 | 3826.9116 | 0.4686 | 4339.7881 | 1916.8446 | 0.23471 | 6249.8551 | 413.3677 | 0.050616 | 7753.332
270 | Excelsior | SPGE | PGE Fresno | {'Schindler': [5.2, 69022.0], 'Cantua': [6.5, 38487.0], 'Helm': [13.6, 29380.0], 'Tranquility': [16.3, 2858.0], 'Gates': [18.8, 57.0], 'Mc Mullin': [19.0, 2213.0]} | 188328.75 | 74837.6562 | 0.39738 | 113491.0938 | 0.60262 | 51473.4922 | 27.3317 | 186785.5938 | 0.99181 | 135312.1016 | 0.71849 | 6.1711 | 70455.5781 | 0.37411 | 93018.2188 | 0.49391 |  | 17441.8672 | 0.092614 | 0 | 0 | 23313.4883 | 0.12379 | 165015.2617 | 969.8196 | 0.0051496 | 187358.9304 | 1767.0031 | 0.0093825 | 186561.7469 | 23313.7441 | 0.12379 | 165015.0059 | 8892.7227 | 0.047219 | 179436.0273 | 473.2622 | 0.002513 | 187855.4878
302 | Fink (Proposed) | SPGE | PGE Fresno | {'Crow Creek': [0.4, 9664.0], 'Miller': [8.1, 4638.0], 'Westley': [14.9, 356.0], 'Quinto': [17.7, 32.0]} | 141775.9844 | 9663.0723 | 0.068157 | 132112.9062 | 0.93184 | 43346.3828 | 30.5739 | 127649.9453 | 0.90036 | 84303.5625 | 0.59463 | 10.1917 | 13627.623 | 0.096121 | 56617.0078 | 0.39934 |  | 66843.8828 | 0.47148 | 5300.9736 | 0.03739 | 68320.7734 | 0.48189 | 73455.2109 | 18516.4824 | 0.1306 | 123259.502 | 29579.0625 | 0.20863 | 112196.9219 | 84294.7578 | 0.59456 | 57481.2266 | 51539.0117 | 0.36352 | 90236.9727 | 4671.3633 | 0.032949 | 137104.6211
177 | Fulton | NORTHERN CALIFORNIA | PGE NGBA | {'Bellevue': [8.6, 808.0], 'Penngrove': [13.3, 213.0], 'Geysers Tap 1': [17.7, 62.0], 'Lakeville': [19.6, 0.0]} | 78749.5078 | 4960.2476 | 0.062988 | 73789.2578 | 0.93701 | 1256.3651 | 1.5954 | 43943.418 | 0.55802 | 42687.0529 | 0.54206 | 21.9813 | 6342.9897 | 0.080546 | 11408.6924 | 0.14487 |  | 4503.9424 | 0.057193 | 0 | 0 | 31466.0508 | 0.39957 | 47283.457 | 44632.9766 | 0.56677 | 34116.5312 | 66965.4297 | 0.85036 | 11784.0781 | 70912.5391 | 0.90048 | 7836.9688 | 17193.9043 | 0.21834 | 61555.6035 | 4075.9407 | 0.051758 | 74673.5671
20 | Gates | SPGE | PGE Fresno | {'Avenal': [11.2, 13652.0], 'Mustang': [13.1, 4249.0], 'Henrietta': [14.2, 3827.0], 'Leprino': [17.7, 2391.0], 'Schindler': [18.1, 687.0], 'Excelsior': [18.8, 57.0]} | 165658.0156 | 22359.4785 | 0.13497 | 143298.5312 | 0.86503 | 34163.457 | 20.6229 | 163021.6875 | 0.98409 | 128858.2305 | 0.77786 | 7 | 20048.8203 | 0.12103 | 111959.3828 | 0.67585 |  | 3922.3396 | 0.023677 | 0 | 0 | 28310.2012 | 0.1709 | 137347.8145 | 13750.3037 | 0.083004 | 151907.7119 | 27641.2148 | 0.16686 | 138016.8008 | 47806.9883 | 0.28859 | 117851.0273 | 5540.897 | 0.033448 | 160117.1187 | 1520.897 | 0.0091809 | 164137.1187
303 | Gates-Midway (Proposed) | SPGE | PGE Kern | {'Arco': [8.7, 17741.0], 'Goose Lake': [15.8, 3292.0], 'Smyrna': [17.5, 0.0], 'Olive': [19.4, 0.0]} | 174041 | 41904.6094 | 0.24077 | 132136.3906 | 0.75923 | 46046.0352 | 26.457 | 166888.4688 | 0.9589 | 120842.4336 | 0.69433 | 7.0899 | 36161.3281 | 0.20777 | 41664.3398 | 0.23939 |  | 57160.1523 | 0.32843 | 0 | 0 | 96654.7031 | 0.55536 | 77386.2969 | 10827.7529 | 0.062214 | 163213.2471 | 28727.1348 | 0.16506 | 145313.8652 | 104550.3906 | 0.60072 | 69490.6094 | 8133.1982 | 0.046732 | 165907.8018 | 15308.1602 | 0.087957 | 158732.8398
269 | Geysers | NORTHERN CALIFORNIA | PGE NGBA | {'Eagle Rock': [6.0, 1991.0], 'Cloverdale': [14.1, 2418.0], 'Fulton': [17.7, 62.0]} | 89999.625 | 2477.4282 | 0.027527 | 87522.1953 | 0.97247 | 15436.7627 | 17.152 | 75669.125 | 0.84077 | 60232.3623 | 0.66925 | 10.6938 | 5990.2505 | 0.066559 | 5775.4585 | 0.064172 |  | 43764.9375 | 0.48628 | 12075.0439 | 0.13417 | 57986.043 | 0.64429 | 32013.582 | 54511.4375 | 0.60569 | 35488.1875 | 75397.4922 | 0.83775 | 14602.1328 | 85717.4219 | 0.95242 | 4282.2031 | 31678.1895 | 0.35198 | 58321.4355 | 2402.4487 | 0.026694 | 87597.1763
35 | Glenn | NORTHERN CALIFORNIA | PGE NGBA | {'Logan Creek': [17.7, 1201.0]} | 166148 | 20416.0977 | 0.12288 | 145731.9062 | 0.87712 | 22227.2969 | 13.378 | 136071.75 | 0.81898 | 113844.4531 | 0.6852 | 11.1541 | 29203.0117 | 0.17577 | 97147.1094 | 0.5847 |  | 30959.5723 | 0.18634 | 0 | 0 | 84778.8438 | 0.51026 | 81369.1562 | 1008.1008 | 0.0060675 | 165139.8992 | 1674.2528 | 0.010077 | 164473.7472 | 85609.2344 | 0.51526 | 80538.7656 | 4328.9619 | 0.026055 | 161819.0381 | 25319.4551 | 0.15239 | 140828.5449
129 | Gold Hill | NORTHERN CALIFORNIA | PGE NGBA | {'Pleasant Grove': [14.6, 1434.0], 'Placerville': [19.7, 0.0]} | 47704.3477 | 10738.8096 | 0.22511 | 36965.5391 | 0.77489 | 6420.8354 | 13.4596 | 26808.4062 | 0.56197 | 20387.5708 | 0.42737 | 53.4964 | 327.5081 | 0.0068654 | 94.9541 | 0.0019905 |  | 18622.0527 | 0.39036 | 1509.3149 | 0.031639 | 23019.5938 | 0.48255 | 24684.7539 | 10593.8516 | 0.22207 | 37110.4961 | 9110.4453 | 0.19098 | 38593.9023 | 27677.5391 | 0.58019 | 20026.8086 | 23261.2676 | 0.48761 | 24443.0801 | 8603.2129 | 0.18034 | 39101.1348
165 | Goleta | GREATER LA METRO | SCE Northern | {} | 42907.0977 | 10312.5107 | 0.24035 | 32594.5859 | 0.75965 | 16945.1973 | 39.4928 | 38851.9883 | 0.90549 | 21906.791 | 0.51056 | 6.8587 | 3803.2139 | 0.088638 | 879.7961 | 0.020505 |  | 33120.7852 | 0.77192 | 635.8981 | 0.01482 | 7981.2925 | 0.18601 | 34925.8052 | 1311.219 | 0.030559 | 41595.8787 | 2076.6516 | 0.048399 | 40830.446 | 10057.9443 | 0.23441 | 32849.1533 | 24622.4727 | 0.57386 | 18284.625 | 2673.3564 | 0.062306 | 40233.7412
82 | Goodrich | GREATER LA METRO | SCE Metro | {'Rio Hondo': [6.9, 0.0], 'Gould': [7.5, 0.0], 'Mesa': [8.0, 0.0], 'Laguna Bell': [12.6, 0.0], 'Walnut': [12.6, 0.0], 'Center': [15.4, 0.0], 'Olinda': [17.0, 0.0], 'Lighthipe': [19.3, 0.0], 'La Cienega': [19.6, 0.0]} | 30.8882 | 0 | 0 | 0 | 0 | 2.93 | 9.4858 | 30.4827 | 0.98687 | 27.5527 | 0.89202 | 4.9527 | 0 | 0 | 0 | 0 |  | 3.7201 | 0.12044 | 11.724 | 0.37956 | 0 | 0 | 30.8882 | 15.4441 | 0.5 | 15.4441 | 29.3524 | 0.95028 | 1.5358 | 30.8882 | 1 | 0 | 30.7802 | 0.9965 | 0.10802 | 4.3719 | 0.14154 | 26.5163
47 | Goose Lake | SPGE | PGE Kern | {'Semitropic': [8.0, 9321.0], 'Smyrna': [10.6, 5914.0], 'Kernridge': [14.2, 537.0], 'Charca': [14.3, 6562.0], 'Midway': [15.4, 2604.0], 'Gates-Midway (Proposed)': [15.8, 3292.0], 'Shafter': [15.9, 3467.0], 'Temblor': [16.5, 346.0]} | 138226.5312 | 14151.7686 | 0.10238 | 124074.7656 | 0.89762 | 17541.4961 | 12.6904 | 133078.5781 | 0.96276 | 115537.082 | 0.83585 | 8.2795 | 36869.5781 | 0.26673 | 68224.8359 | 0.49357 |  | 23740.9062 | 0.17175 | 0 | 0 | 53357.3594 | 0.38601 | 84869.1719 | 19523.7676 | 0.14124 | 118702.7637 | 67341.4375 | 0.48718 | 70885.0938 | 94924.5312 | 0.68673 | 43302 | 1638.83 | 0.011856 | 136587.7013 | 10030.7393 | 0.072567 | 128195.792
83 | Gould | GREATER LA METRO | SCE Metro | {'Goodrich': [7.5, 0.0], 'Mesa': [13.4, 0.0], 'Rio Hondo': [14.3, 0.0], 'Laguna Bell': [17.1, 0.0], 'Vincent': [18.7, 0.0], 'Sylmar-Pac Intertie': [18.8, 0.0], 'La Cienega': [18.8, 3.0]} | 378.1932 | 241.0971 | 0.6375 | 137.0961 | 0.3625 | 2.93 | 0.77474 | 246.2891 | 0.65123 | 243.3591 | 0.64348 | 13.5395 | 0 | 0 | 0 | 0 |  | 90.4054 | 0.23905 | 37.9455 | 0.10033 | 0 | 0 | 378.1932 | 0 | 0 | 378.1932 | 15.4441 | 0.040837 | 362.7491 | 15.4441 | 0.040837 | 362.7491 | 82.5235 | 0.2182 | 295.6697 | 90.7628 | 0.23999 | 287.4304
130 | Grand Island | NORTHERN CALIFORNIA | PGE NGBA | {'Shiloh III': [14.6, 8103.0], 'Birds Landing': [15.0, 8256.0], 'Eight Mile': [16.6, 0.0], 'Contra Costa': [19.1, 219.0]} | 152897.7969 | 9880.6445 | 0.064623 | 143017.1562 | 0.93538 | 30673.2207 | 20.0613 | 139828.0156 | 0.91452 | 109154.7949 | 0.71391 | 9.7669 | 50554.4688 | 0.33064 | 72383.0078 | 0.47341 |  | 11832.7793 | 0.07739 | 0 | 0 | 11808.0791 | 0.077229 | 141089.7178 | 22578.4531 | 0.14767 | 130319.3438 | 24707.9043 | 0.1616 | 128189.8926 | 33893.6523 | 0.22168 | 119004.1445 | 430.5497 | 0.0028159 | 152467.2471 | 13613.2861 | 0.089035 | 139284.5107
214 | Green Ridge Midway | NORTHERN CALIFORNIA | PGE GBA | {'Tesla': [1.6, 1703.0], 'Kelso': [5.0, 1647.0], 'Delta Pumps': [5.4, 1014.0], 'Cayetano': [10.1, 31.0], 'Brentwood': [14.2, 0.0], 'Vierra': [17.8, 0.0], 'Lone Tree': [17.9, 0.0]} | 116781.4141 | 1733.6033 | 0.014845 | 115047.8125 | 0.98516 | 32283.9844 | 27.6448 | 104651.8359 | 0.89613 | 72367.8516 | 0.61969 | 15.7546 | 6953.1885 | 0.05954 | 24391.5 | 0.20886 |  | 80078.2734 | 0.68571 | 3507.2058 | 0.030032 | 80291.2422 | 0.68753 | 36490.1719 | 69645.0234 | 0.59637 | 47136.3906 | 70827.3984 | 0.6065 | 45954.0156 | 95761.5078 | 0.82001 | 21019.9062 | 32994.4922 | 0.28253 | 83786.9219 | 7219.1289 | 0.061817 | 109562.2852
98 | Gregg | SPGE | PGE Fresno | {'Borden': [6.1, 16417.0], 'Kearney (New)': [10.3, 5914.0], 'West Fresno': [10.8, 5473.0], 'California Ave': [12.5, 2808.0], 'Malaga': [15.3, 520.0], 'Mc Mullin': [18.4, 604.0], 'Sanger': [19.7, 0.0]} | 119395.8984 | 20333.6895 | 0.1703 | 99062.2109 | 0.8297 | 3469.6936 | 2.906 | 97160.7578 | 0.81377 | 93691.0642 | 0.78471 | 19 | 34094.6055 | 0.28556 | 68070.9688 | 0.57013 |  | 27316.3516 | 0.22879 | 0 | 0 | 17905.8242 | 0.14997 | 101490.0742 | 31755.0801 | 0.26596 | 87640.8184 | 33253.0742 | 0.27851 | 86142.8242 | 45122.5898 | 0.37792 | 74273.3086 | 5566.1802 | 0.04662 | 113829.7183 | 10689.1709 | 0.089527 | 108706.7275
249 | Grimway | SPGE | PGE Kern | {'Lamont': [3.4, 18632.0], 'Unknown - 3327': [3.4, 18727.0], 'Magunden': [8.6, 11609.0], 'Columbus': [11.3, 9407.0], 'Cal Water': [12.3, 9096.0], 'Bakersfield': [12.6, 6017.0], 'Stockdale': [12.6, 6660.0], 'Wheeler Ridge': [12.7, 9941.0], 'West Park': [13.4, 4656.0], 'Rosedale': [15.2, 2603.0], 'Tevis': [15.9, 1869.0], 'Sycamore': [15.9, 3158.0], 'Kern Oil': [16.1, 2206.0], 'Kern Power': [16.2, 1455.0], 'Renfro': [19.7, 0.0]} | 131187.4062 | 22434.0996 | 0.17101 | 108753.3047 | 0.82899 | 8615.4033 | 6.5672 | 122823.4297 | 0.93624 | 114208.0264 | 0.87057 | 9.6099 | 14087.8359 | 0.10739 | 83147.4844 | 0.63381 |  | 10906.3223 | 0.083135 | 0 | 0 | 23610.8906 | 0.17998 | 107576.5156 | 17741.791 | 0.13524 | 113445.6152 | 29173.3809 | 0.22238 | 102014.0254 | 41383.0508 | 0.31545 | 89804.3555 | 10369.2881 | 0.079042 | 120818.1182 | 1884.8844 | 0.014368 | 129302.5219
243 | GWF Hanford Sw Sta | SPGE | PGE Fresno | {'Waukena': [9.9, 44367.0], 'Leprino': [10.6, 42153.0], 'Corcoran': [12.2, 28018.0], 'Henrietta': [14.4, 21568.0], 'Mustang': [15.4, 17470.0], 'Kingsburg': [15.5, 7576.0]} | 165427.8281 | 90254.8203 | 0.54558 | 75173.0078 | 0.45442 | 8876.6484 | 5.3659 | 143530.5 | 0.86763 | 134653.8516 | 0.81397 | 11.6343 | 80657.6016 | 0.48757 | 58886.3594 | 0.35596 |  | 0 | 0 | 0 | 0 | 911.8752 | 0.0055122 | 164515.9529 | 2640.6541 | 0.015963 | 162787.1741 | 17303.166 | 0.1046 | 148124.6621 | 17386.5312 | 0.1051 | 148041.2969 | 674.362 | 0.0040765 | 164753.4661 | 6839.1411 | 0.041342 | 158588.687
84 | Harborgen | GREATER LA METRO | SCE Metro | {'Long Beach': [0.9, 2093.0], 'Arcogen': [2.8, 2087.0], 'Hinson': [2.8, 2089.0], 'Alamitos': [7.5, 2065.0], 'Lighthipe': [7.6, 1790.0], 'La Fresa': [8.7, 464.0], 'Del Amo': [8.9, 1864.0], 'Redondo': [10.4, 5.0], 'El Nido': [11.6, 0.0], 'Center': [12.5, 0.0], 'Chevmain': [13.2, 0.0], 'Laguna Bell': [14.3, 0.0], 'Barre': [14.3, 2.0], 'El Segundo': [14.4, 0.0], 'Huntington Beach': [17.0, 2.0], 'La Cienega': [17.6, 0.0], 'Ellis': [17.6, 2.0], 'Mesa': [19.0, 0.0], 'Lewis': [19.0, 0.0]} | 5402.3945 | 2079.9934 | 0.38501 | 3322.4011 | 0.61499 | 985.0277 | 18.2332 | 3826.9331 | 0.70838 | 2841.9054 | 0.52605 | 27 | 0 | 0 | 0 | 0 |  | 0 | 0 | 0 | 0 | 0 | 0 | 5402.3945 | 380.498 | 0.070431 | 5021.8965 | 3250.7402 | 0.60172 | 2151.6543 | 3250.7402 | 0.60172 | 2151.6543 | 0 | 0 | 5402.3945 | 17.0355 | 0.0031533 | 5385.3591
310 | Harry Allen | NEVADA MAJOR |  | {} | 0 | 0 | 0 | 0 | 0 | 0 | 0 | 0 | 0 | 0 | 0 | 0 | 0 | 0 | 0 | 0 |  | 0 | 0 | 0 | 0 | 0 | 0 | 0 | 0 | 0 | 0 | 0 | 0 | 0 | 0 | 0 | 0 | 0 | 0 | 0 | 0 | 0 | 0
283 | Hassayampa | ARIZONA MINOR | SDGE Arizona | {'Palo Verde': [2.7, 54100.0], 'Delaney': [14.1, 5127.0]} | 95429.9922 | 55170.6094 | 0.57813 | 40259.3828 | 0.42187 | 0 | 0 | 0 | 0 | 0 | 0 | 0 | 0 | 0 | 0 | 0 |  | 0 | 0 | 0 | 0 | 0 | 0 | 95429.9922 | 0 | 0 | 95429.9922 | 0 | 0 | 95429.9922 | 0 | 0 | 95429.9922 | 0 | 0 | 95429.9922 | 0 | 0 | 95429.9922
21 | Helm | SPGE | PGE Fresno | {'Mc Mullin': [10.4, 30760.0], 'Tranquility': [12.7, 27961.0], 'Schindler': [13.2, 29327.0], 'Excelsior': [13.6, 29380.0], 'Cantua': [14.5, 20122.0], 'Mendota': [18.0, 3703.0], 'Kearney (New)': [18.1, 3661.0], 'Cheney': [20.0, 1.0]} | 178457.4219 | 91063.0547 | 0.51028 | 87394.3672 | 0.48972 | 41082.9688 | 23.0212 | 172060.0625 | 0.96415 | 130977.0938 | 0.73394 | 6.9886 | 129816.8203 | 0.72744 | 34064.4258 | 0.19088 |  | 3984.782 | 0.022329 | 0 | 0 | 47767.4766 | 0.26767 | 130689.9453 | 23334.5996 | 0.13076 | 155122.8223 | 24953.5469 | 0.13983 | 153503.875 | 63606.6484 | 0.35642 | 114850.7734 | 0 | 0 | 178457.4219 | 5069.5488 | 0.028408 | 173387.873
72 | Henrietta | SPGE | PGE Fresno | {'Mustang': [1.1, 66240.0], 'Leprino': [3.9, 64659.0], 'Gates': [14.2, 3827.0], 'GWF Hanford': [14.4, 21568.0], 'Schindler': [17.2, 2753.0], 'Waukena': [19.6, 726.0]} | 152681.25 | 71489.3516 | 0.46823 | 81191.8984 | 0.53177 | 33826.9258 | 22.1553 | 135956.0781 | 0.89046 | 102129.1523 | 0.6689 | 8.9519 | 74774.9141 | 0.48975 | 55766.7383 | 0.36525 |  | 2864.1055 | 0.018759 | 0 | 0 | 22699.6348 | 0.14867 | 129981.6152 | 3439.7385 | 0.022529 | 149241.5115 | 4869.9238 | 0.031896 | 147811.3262 | 25145.5156 | 0.16469 | 127535.7344 | 0 | 0 | 152681.25 | 4095.5813 | 0.026824 | 148585.6687
167 | Hicks | NORTHERN CALIFORNIA | PGE GBA | {'Metcalf Energy Center': [8.5, 108.0], 'Metcalf 1': [8.8, 108.0], 'Scott': [10.3, 0.0], 'Los Esteros': [13.5, 0.0], 'Newark': [19.0, 0.0]} | 18116.5469 | 974.0872 | 0.053768 | 17142.459 | 0.94623 | 296.3743 | 1.6359 | 7445.6597 | 0.41099 | 7149.2854 | 0.39463 | 22.364 | 1047.3751 | 0.057813 | 245.2965 | 0.01354 |  | 7164.9927 | 0.39549 | 0 | 0 | 12719.8574 | 0.70211 | 5396.6895 | 460.3347 | 0.02541 | 17656.2122 | 12025.8994 | 0.66381 | 6090.6475 | 17045.5918 | 0.94089 | 1070.9551 | 4011.0986 | 0.22141 | 14105.4482 | 486.9464 | 0.026879 | 17629.6005
112 | Higgins | NORTHERN CALIFORNIA | PGE NGBA | {'Brunswick': [13.3, 4070.0], 'Pleasant Grove': [19.2, 369.0]} | 100073.125 | 11881.1494 | 0.11872 | 88191.9766 | 0.88128 | 2171.2642 | 2.1697 | 35658.1133 | 0.35632 | 33486.8491 | 0.33462 | 34 | 3141.8491 | 0.031396 | 1104.8002 | 0.01104 |  | 93758.1562 | 0.9369 | 1273.196 | 0.012723 | 84577.7656 | 0.84516 | 15495.3594 | 5609.9004 | 0.056058 | 94463.2246 | 10814.4277 | 0.10807 | 89258.6973 | 85471.0859 | 0.85409 | 14602.0391 | 22105.498 | 0.22089 | 77967.627 | 5983.4014 | 0.05979 | 94089.7236
39 | High Line | GREATER IMPERIAL | SDGE Imperial | {'North Gila - IV (Proposed)': [4.3, 3867.0], 'El Centro': [15.5, 3246.0]} | 84816.9297 | 9245.0771 | 0.109 | 75571.8516 | 0.891 | 12935.6738 | 15.2513 | 81311.0859 | 0.95867 | 68375.4121 | 0.80615 | 8.5492 | 7382.0801 | 0.087035 | 59428.6992 | 0.70067 |  | 0 | 0 | 0 | 0 | 0 | 0 | 84816.9297 | 23375.2793 | 0.2756 | 61441.6504 | 23375.2793 | 0.2756 | 61441.6504 | 23375.2793 | 0.2756 | 61441.6504 | 5256.0054 | 0.061969 | 79560.9243 | 5349.9478 | 0.063076 | 79466.9819
240 | Highwind | GREATER TEHACHAPI | SCE Northern | {'Windhub': [7.1, 10508.0], 'Whirlwind': [16.9, 352.0]} | 80590.8516 | 18421.4473 | 0.22858 | 62169.4062 | 0.77142 | 6585.6309 | 8.1717 | 44435.2578 | 0.55137 | 37849.627 | 0.46965 | 24.8 | 312.5758 | 0.0038786 | 751.4314 | 0.009324 |  | 25614.1777 | 0.31783 | 23101.2324 | 0.28665 | 33806.9375 | 0.41949 | 46783.9141 | 15888.6504 | 0.19715 | 64702.2012 | 38618.1328 | 0.47919 | 41972.7188 | 56114.3516 | 0.69629 | 24476.5 | 22066.9277 | 0.27381 | 58523.9238 | 1192.546 | 0.014798 | 79398.3055
208 | Hilltop | NORTHERN CALIFORNIA | Northeast CA | {} | 156027.1875 | 21702.1152 | 0.13909 | 134325.0781 | 0.86091 | 0 | 0 | 0 | 0 | 0 | 0 | 0 | 14700.8027 | 0.094219 | 7938.894 | 0.050881 |  | 12985.6455 | 0.083227 | 0 | 0 | 55833.5508 | 0.35785 | 100193.6367 | 36171.8984 | 0.23183 | 119855.2891 | 18030.3496 | 0.11556 | 137996.8379 | 85416.1875 | 0.54744 | 70611 | 93554.8203 | 0.59961 | 62472.3672 | 17611.373 | 0.11287 | 138415.8145
85 | Hinson | GREATER LA METRO | SCE Metro | {'Arcogen': [1.2, 2087.0], 'Harborgen': [2.8, 2089.0], 'Long Beach': [3.7, 2089.0], 'Lighthipe': [5.0, 1790.0], 'La Fresa': [7.2, 460.0], 'Del Amo': [7.5, 1864.0], 'Alamitos': [8.0, 2065.0], 'Redondo': [9.7, 0.0], 'Center': [10.1, 0.0], 'El Nido': [10.1, 0.0], 'Laguna Bell': [11.6, 0.0], 'Chevmain': [11.9, 0.0], 'El Segundo': [13.1, 0.0], 'Barre': [13.9, 2.0], 'La Cienega': [15.4, 0.0], 'Mesa': [16.3, 0.0], 'Huntington Beach': [18.5, 2.0], 'Lewis': [18.6, 0.0], 'Ellis': [18.6, 2.0], 'Olinda': [19.4, 0.0]} | 5247.1714 | 2075.7546 | 0.39559 | 3171.4167 | 0.60441 | 977.8905 | 18.6365 | 3804.3484 | 0.72503 | 2826.4579 | 0.53866 | 36.15 | 0 | 0 | 0 | 0 |  | 0 | 0 | 0 | 0 | 0 | 0 | 5247.1714 | 227.9979 | 0.043452 | 5019.1735 | 3105.8762 | 0.59191 | 2141.2952 | 3105.8762 | 0.59191 | 2141.2952 | 0 | 0 | 5247.1714 | 8.6382 | 0.0016463 | 5238.5332
131 | Hollister | SPGE | PGE GBA | {'Llagas': [13.0, 8739.0]} | 123799.8672 | 18026.4434 | 0.14561 | 105773.4219 | 0.85439 | 29046.0566 | 23.4621 | 104946.7109 | 0.84771 | 75900.6543 | 0.61309 | 11.4872 | 16479.543 | 0.13311 | 18676.6328 | 0.15086 |  | 84203.5234 | 0.68016 | 288.9872 | 0.0023343 | 55278.1875 | 0.44651 | 68521.6797 | 19210.4863 | 0.15517 | 104589.3809 | 32487.7383 | 0.26242 | 91312.1289 | 74311.375 | 0.60025 | 49488.4922 | 53502.5703 | 0.43217 | 70297.2969 | 5511.4585 | 0.044519 | 118288.4087
5 | Honcut | NORTHERN CALIFORNIA | PGE NGBA | {'Palermo': [10.1, 337.0], 'East Marysville': [11.0, 3133.0], 'Pease': [11.0, 4749.0], 'Wyandotte': [12.2, 19.0], 'Thermalito': [13.5, 127.0], 'Olivehurst': [16.0, 1901.0], 'Table Mt.': [16.4, 0.0]} | 145107.9062 | 6257.769 | 0.043125 | 138850.1406 | 0.95688 | 3067.9668 | 2.1143 | 106327.7969 | 0.73275 | 103259.8301 | 0.71161 | 16.2 | 50643.6836 | 0.34901 | 52500.3516 | 0.3618 |  | 34990.0977 | 0.24113 | 0 | 0 | 113933.8047 | 0.78517 | 31174.1016 | 10597.2842 | 0.07303 | 134510.6221 | 29949.0488 | 0.20639 | 115158.8574 | 121998.5859 | 0.84074 | 23109.3203 | 12560.0322 | 0.086557 | 132547.874 | 18461.4473 | 0.12723 | 126646.459
284 | Hoodoo Wash | ARIZONA MINOR | SDGE Arizona | {} | 62194.7109 | 52553.6875 | 0.84499 | 9641.0234 | 0.15501 | 0 | 0 | 0 | 0 | 0 | 0 | 0 | 0 | 0 | 0 | 0 |  | 0 | 0 | 0 | 0 | 0 | 0 | 62194.7109 | 0 | 0 | 62194.7109 | 0 | 0 | 62194.7109 | 0 | 0 | 62194.7109 | 0 | 0 | 62194.7109 | 0 | 0 | 62194.7109
102 | Hopland | NORTHERN CALIFORNIA | PGE NGBA | {'Cloverdale': [12.7, 0.0], 'Ukiah': [13.2, 2967.0], 'Calpella': [16.6, 1595.0], 'Eagle Rock': [17.6, 24.0]} | 91905.0156 | 10505.4912 | 0.11431 | 81399.5234 | 0.88569 | 3758.7944 | 4.0899 | 84523.4922 | 0.91968 | 80764.6978 | 0.87878 | 9.0833 | 2831.4275 | 0.030808 | 5187.1323 | 0.05644 |  | 40647.1992 | 0.44227 | 45218.7695 | 0.49202 | 65022.2812 | 0.70749 | 26882.7344 | 26085.3555 | 0.28383 | 65819.6602 | 37400.6758 | 0.40695 | 54504.3398 | 71878.6172 | 0.7821 | 20026.3984 | 39814.1914 | 0.43321 | 52090.8242 | 1421.1586 | 0.015463 | 90483.8571
312 | Humboldt | NORTHERN CALIFORNIA | PGE NGBA | {} | 66648.5938 | 20666.5195 | 0.31008 | 45982.0742 | 0.68992 | 24573.6621 | 36.8705 | 53476.1836 | 0.80236 | 28902.5215 | 0.43366 | 11.6928 | 0 | 0 | 0 | 0 |  | 0 | 0 | 0 | 0 | 3389.5852 | 0.050858 | 63259.0085 | 28155.7344 | 0.42245 | 38492.8594 | 34529.5156 | 0.51808 | 32119.0781 | 35860.8125 | 0.53806 | 30787.7812 | 16340.583 | 0.24518 | 50308.0107 | 7389.1113 | 0.11087 | 59259.4824
201 | Huntington Beach | GREATER LA METRO | SCE Metro | {'Ellis': [3.4, 41.0], 'Johanna': [8.6, 40.0], 'Alamitos': [10.8, 2.0], 'Barre': [11.2, 2.0], 'Lewis': [12.1, 0.0], 'Santiago': [12.2, 31.0], 'Villa Park': [14.3, 0.0], 'Del Amo': [15.5, 2.0], 'Long Beach': [16.5, 2.0], 'Serrano': [16.6, 0.0], 'Harborgen': [17.0, 2.0], 'Trabuco': [18.5, 0.0], 'Hinson': [18.5, 2.0], 'Arcogen': [19.3, 0.0], 'Viejo': [19.4, 0.0], 'Lighthipe': [19.8, 0.0]} | 5073.7388 | 39.3589 | 0.0077574 | 5034.3799 | 0.99224 | 140.5823 | 2.7708 | 241.1382 | 0.047527 | 100.5559 | 0.019819 | 50.5 | 0 | 0 | 0 | 0 |  | 0 | 0 | 0 | 0 | 22.4062 | 0.0044161 | 5051.3326 | 1408.9111 | 0.27769 | 3664.8276 | 4989.2134 | 0.98334 | 84.5254 | 5011.6196 | 0.98776 | 62.1191 | 0 | 0 | 5073.7388 | 353.8043 | 0.069732 | 4719.9345
100 | Ignacio | NORTHERN CALIFORNIA | PGE NGBA | {'Lakeville': [12.2, 2680.0], 'Carquinez': [15.9, 570.0], 'Penngrove': [18.2, 0.0], 'Tulucay': [18.9, 0.0]} | 31462.875 | 5965.8042 | 0.18961 | 25497.0703 | 0.81039 | 6877.7598 | 21.8599 | 26632.2422 | 0.84647 | 19754.4824 | 0.62787 | 14.1943 | 6165.8335 | 0.19597 | 837.6999 | 0.026625 |  | 15196.7754 | 0.48301 | 0 | 0 | 19928.3398 | 0.63339 | 11534.5352 | 8351.3408 | 0.26543 | 23111.5342 | 11864.5371 | 0.3771 | 19598.3379 | 22235.291 | 0.70672 | 9227.584 | 9720.3174 | 0.30895 | 21742.5576 | 2374.998 | 0.075486 | 29087.877
265 | IID System | GREATER IMPERIAL | SCE Eastern | {'Sonora': [7.6, 19641.0], 'Arkansas': [7.8, 19751.0]} | 114797.6484 | 26801.7754 | 0.23347 | 87995.875 | 0.76653 | 19568.9336 | 17.0465 | 111475.7266 | 0.97106 | 91906.793 | 0.8006 | 7.575 | 26954.9355 | 0.2348 | 45232.5625 | 0.39402 |  | 0 | 0 | 0 | 0 | 1623.3096 | 0.014141 | 113174.3389 | 49901.7031 | 0.43469 | 64895.9453 | 62253.9336 | 0.54229 | 52543.7148 | 62605.5742 | 0.54536 | 52192.0742 | 9841.3818 | 0.085728 | 104956.2666 | 9130.4355 | 0.079535 | 105667.2129
40 | Imperial Valley | GREATER IMPERIAL | SDGE Imperial | {'El Centro': [11.9, 9463.0], 'Ocotillo Express': [19.2, 0.0]} | 72415.1172 | 20485.5684 | 0.28289 | 51929.5469 | 0.71711 | 3697.4678 | 5.1059 | 69758.6719 | 0.96332 | 66061.2041 | 0.91226 | 10.3077 | 7924.4395 | 0.10943 | 39539.9102 | 0.54602 |  | 0 | 0 | 0 | 0 | 0 | 0 | 72415.1172 | 13723.4375 | 0.18951 | 58691.6797 | 16800.6562 | 0.232 | 55614.4609 | 16800.6562 | 0.232 | 55614.4609 | 2699.6536 | 0.03728 | 69715.4636 | 6483.2607 | 0.089529 | 65931.8564
285 | Innovation | SNV ELDORADO DESERT | SCE EOP | {'Vista 2': [18.6, 0.0]} | 33469.6055 | 8824.0615 | 0.26364 | 24645.543 | 0.73636 | 0 | 0 | 0 | 0 | 0 | 0 | 0 | 0 | 0 | 0 | 0 |  | 0 | 0 | 0 | 0 | 0 | 0 | 33469.6055 | 0 | 0 | 33469.6055 | 0 | 0 | 33469.6055 | 0 | 0 | 33469.6055 | 0 | 0 | 33469.6055 | 0 | 0 | 33469.6055
215 | Inyo | GREATER KRAMER | SCE NOL | {'Control': [2.2, 1539.0]} | 22335.0371 | 1646.0522 | 0.073698 | 20688.9844 | 0.9263 | 18938.5605 | 84.7931 | 21979.2207 | 0.98407 | 3040.6602 | 0.13614 | 2.6478 | 0.86883 | 3.89e-05 | 0 | 0 |  | 1427.5422 | 0.063915 | 0 | 0 | 0 | 0 | 22335.0371 | 5412.5112 | 0.24233 | 16922.5259 | 8929.7285 | 0.39981 | 13405.3086 | 9299.0029 | 0.41634 | 13036.0342 | 16547.0605 | 0.74086 | 5787.9766 | 2080.8298 | 0.093164 | 20254.2073
66 | Inyokern | GREATER KRAMER | SCE NOL | {} | 31882.1113 | 9567.2305 | 0.30008 | 22314.8809 | 0.69992 | 324.5492 | 1.018 | 13948.502 | 0.4375 | 13623.9528 | 0.42732 | 30.075 | 0 | 0 | 0 | 0 |  | 0 | 0 | 0 | 0 | 19310.1484 | 0.60567 | 12571.9629 | 10738.2832 | 0.33681 | 21143.8281 | 1637.3291 | 0.051356 | 30244.7822 | 20835.584 | 0.65352 | 11046.5273 | 9744.3115 | 0.30564 | 22137.7998 | 4.3219 | 0.00013556 | 31877.7895
260 | Ivanpah | SNV ELDORADO DESERT | SCE EOP | {'Primm': [9.5, 1084.0]} | 6198.874 | 1083.428 | 0.17478 | 5115.4463 | 0.82522 | 4642.5454 | 74.8934 | 5107.6821 | 0.82397 | 465.1367 | 0.075036 | 2.3895 | 0 | 0 | 0 | 0 |  | 0 | 0 | 0 | 0 | 4552.0493 | 0.73433 | 1646.8247 | 4156.2422 | 0.67048 | 2042.6318 | 562.3565 | 0.090719 | 5636.5175 | 5083.4663 | 0.82006 | 1115.4077 | 775.893 | 0.12517 | 5422.981 | 0 | 0 | 6198.874
170 | Jessup | NORTHERN CALIFORNIA | PGE NGBA | {'Cottonwood': [5.5, 17049.0]} | 105990.3672 | 19073.0508 | 0.17995 | 86917.3125 | 0.82005 | 2128.1858 | 2.0079 | 48145.0273 | 0.45424 | 46016.8416 | 0.43416 | 33 | 5891.7524 | 0.055588 | 7116.8203 | 0.067146 |  | 73013.5469 | 0.68887 | 28008.9414 | 0.26426 | 60704.2539 | 0.57273 | 45286.1133 | 25628.2969 | 0.2418 | 80362.0703 | 24815.5469 | 0.23413 | 81174.8203 | 73756.2734 | 0.69588 | 32234.0938 | 22311.6582 | 0.21051 | 83678.709 | 17820.457 | 0.16813 | 88169.9102
115 | Johanna | GREATER LA METRO | SCE Metro | {'Ellis': [5.6, 40.0], 'Santiago': [5.9, 801.0], 'Lewis': [7.1, 125.0], 'Villa Park': [7.1, 348.0], 'Huntington Beach': [8.6, 40.0], 'Serrano': [8.7, 348.0], 'Barre': [9.9, 0.0], 'Viejo': [12.5, 646.0], 'Alamitos': [14.6, 0.0], 'Trabuco': [14.6, 422.0], 'Olinda': [16.5, 0.0], 'Del Amo': [16.8, 0.0], 'Margarita': [17.2, 188.0], 'Capistrano': [17.6, 83.0]} | 5473.667 | 803.3965 | 0.14677 | 4670.2705 | 0.85323 | 115.1795 | 2.1042 | 529.5229 | 0.09674 | 414.3434 | 0.075698 | 52 | 16.8857 | 0.0030849 | 33.1727 | 0.0060604 |  | 362.0767 | 0.066149 | 0 | 0 | 342.2025 | 0.062518 | 5131.4645 | 950.3993 | 0.17363 | 4523.2677 | 4153.1348 | 0.75875 | 1320.5322 | 4547.0522 | 0.83071 | 926.6147 | 104.0752 | 0.019014 | 5369.5918 | 454.3279 | 0.083002 | 5019.3391
124 | Julian Hinds | RIVERSIDE | SCE Eastern | {'Kem': [13.4, 0.0], 'Red Bluff': [18.1, 0.0]} | 1076.1127 | 0 | 0 | 0 | 0 | 423.0204 | 39.3101 | 1031.931 | 0.95894 | 608.9106 | 0.56584 | 2.5754 | 0 | 0 | 0 | 0 |  | 0 | 0 | 0 | 0 | 1053.9602 | 0.97941 | 22.1525 | 310.9086 | 0.28892 | 765.2041 | 232.3851 | 0.21595 | 843.7275 | 1054.1371 | 0.97958 | 21.9756 | 339.0021 | 0.31502 | 737.1106 | 0 | 0 | 1076.1127
22 | Kearney | SPGE | PGE Fresno | {'West Fresno': [3.6, 22279.0], 'California Ave': [6.6, 13837.0], 'Malaga': [8.7, 9417.0], 'Mc Mullin': [9.7, 26749.0], 'Gregg': [10.3, 5914.0], 'McCall': [15.0, 2861.0], 'Sanger': [15.1, 1332.0], 'Borden': [16.0, 2051.0], 'Helm': [18.1, 3661.0]} | 116169.2109 | 35650.3867 | 0.30688 | 80518.8281 | 0.69312 | 2731.531 | 2.3513 | 81677.6484 | 0.70309 | 78946.1174 | 0.67958 | 18.6667 | 28970.9434 | 0.24939 | 79804.8984 | 0.68697 |  | 253.3077 | 0.0021805 | 0 | 0 | 2539.4551 | 0.02186 | 113629.7559 | 455.7913 | 0.0039235 | 115713.4196 | 455.7913 | 0.0039235 | 115713.4196 | 2995.2463 | 0.025783 | 113173.9646 | 0 | 0 | 116169.2109 | 400.3872 | 0.0034466 | 115768.8237
144 | Kearny | SAN DIEGO | SDGE Imperial | {'Mission': [3.4, 821.0], 'Old Town': [5.8, 821.0], 'Penasquitos': [7.8, 53.0], 'Sycamore Canyon': [8.3, 0.0], 'Silvergate': [9.5, 781.0], 'Miguel': [13.7, 0.0], 'Bay Boulevard': [15.6, 509.0]} | 3272.1238 | 817.9706 | 0.24998 | 2454.1533 | 0.75002 | 719.5496 | 21.9903 | 1233.9347 | 0.37711 | 514.3851 | 0.1572 | 24.0753 | 0 | 0 | 0 | 0 |  | 853.7912 | 0.26093 | 0.91335 | 0.00027913 | 857.7405 | 0.26214 | 2414.3832 | 867.4687 | 0.26511 | 2404.6551 | 1541.0602 | 0.47097 | 1731.0636 | 2389.4639 | 0.73025 | 882.6599 | 99.7936 | 0.030498 | 3172.3302 | 49.3153 | 0.015071 | 3222.8085
251 | Kelso | NORTHERN CALIFORNIA | PGE GBA | {'Delta Pumps': [1.0, 995.0], 'Midway Green Ridge Services': [5.0, 1647.0], 'Tesla': [6.2, 1646.0], 'Brentwood': [9.3, 0.0], 'Cayetano': [10.0, 0.0], 'Lone Tree': [13.4, 0.0], 'Contra Costa': [17.1, 0.0], 'Vierra': [18.0, 0.0], 'Stagg': [19.3, 0.0]} | 118981.0625 | 1646.5143 | 0.013838 | 117334.5469 | 0.98616 | 36032.5859 | 30.2843 | 103809.625 | 0.87249 | 67777.0391 | 0.56965 | 14.1319 | 10021.0537 | 0.084224 | 46098.875 | 0.38745 |  | 57699.9258 | 0.48495 | 0 | 0 | 62387.8828 | 0.52435 | 56593.1797 | 49844.582 | 0.41893 | 69136.4805 | 54363.1172 | 0.45691 | 64617.9453 | 77971.5 | 0.65533 | 41009.5625 | 13384.2188 | 0.11249 | 105596.8438 | 7341.292 | 0.061701 | 111639.7705
126 | Kern | RIVERSIDE | SCE Eastern | {'Julian Hinds': [13.4, 0.0], 'Red Bluff': [15.1, 3544.0]} | 23955.2441 | 4393.665 | 0.18341 | 19561.5781 | 0.81659 | 12177.4053 | 50.834 | 23740.5273 | 0.99104 | 11563.1221 | 0.4827 | 4.6595 | 101.5099 | 0.0042375 | 0 | 0 |  | 0 | 0 | 0 | 0 | 1684.1917 | 0.070306 | 22271.0525 | 6539.4541 | 0.27299 | 17415.79 | 5.6008 | 0.0002338 | 23949.6433 | 8198.0986 | 0.34223 | 15757.1455 | 11860.6875 | 0.49512 | 12094.5566 | 0 | 0 | 23955.2441
65 | Kern Oil | SPGE | PGE Kern | {'Sycamore': [1.9, 24465.0], 'Bakersfield': [3.8, 13525.0], 'West Park': [4.7, 10541.0], 'Columbus': [5.4, 9001.0], 'Rosedale': [5.4, 10486.0], 'Kern Power': [6.0, 10166.0], '7th Standard': [6.2, 17637.0], 'Cal Water': [6.9, 8778.0], 'Magunden': [7.8, 2206.0], 'Lerdo': [8.5, 20472.0], 'Stockdale': [8.9, 2132.0], 'Renfro': [8.9, 5956.0], 'Poso Mt.': [8.9, 20768.0], 'Tevis': [10.3, 2582.0], 'Unknown - 3327': [13.3, 2206.0], 'Lamont': [13.4, 2206.0], 'Rio Bravo': [13.5, 3201.0], 'Tupman': [15.3, 590.0], 'Grimmway-Malaga': [16.1, 2206.0], 'Shafter': [17.5, 778.0], 'Norco': [19.5, 0.0]} | 102713.4062 | 25079.2344 | 0.24417 | 77634.1719 | 0.75583 | 5839.5679 | 5.6853 | 92484.7266 | 0.90042 | 86645.1587 | 0.84356 | 13.7671 | 1780.8744 | 0.017338 | 22885.625 | 0.22281 |  | 41703.8125 | 0.40602 | 0 | 0 | 55415.2539 | 0.53951 | 47298.1523 | 7664.2246 | 0.074618 | 95049.1816 | 11843.5996 | 0.11531 | 90869.8066 | 55464.6602 | 0.53999 | 47248.7461 | 10501.6973 | 0.10224 | 92211.709 | 2353.479 | 0.022913 | 100359.9272
238 | Kern Power | SPGE | PGE Kern | {'Rosedale': [1.1, 14772.0], 'West Park': [3.2, 11374.0], 'Renfro': [3.8, 10046.0], 'Tevis': [4.5, 6847.0], '7th Standard': [4.5, 10738.0], 'Stockdale': [4.7, 5849.0], 'Bakersfield': [5.3, 10306.0], 'Kern Oil': [6.0, 10166.0], 'Sycamore': [7.8, 9588.0], 'Lerdo': [8.9, 10702.0], 'Columbus': [9.0, 3816.0], 'Tupman': [9.9, 2914.0], 'Magunden': [10.0, 1497.0], 'Rio Bravo': [10.2, 4931.0], 'Cal Water': [11.5, 2909.0], 'Norco': [13.6, 741.0], 'Unknown - 3327': [14.4, 1449.0], 'Lamont': [14.5, 1449.0], 'Poso Mt.': [14.7, 6864.0], 'Shafter': [15.5, 2509.0], 'Grimmway-Malaga': [16.2, 1455.0], 'Elk Hills': [19.0, 0.0]} | 96343.6562 | 15748.5059 | 0.16346 | 80595.1484 | 0.83654 | 2401.9297 | 2.4931 | 82559.875 | 0.85693 | 80157.9453 | 0.832 | 18.2258 | 6683.2354 | 0.069369 | 47256.7695 | 0.4905 |  | 5725.3779 | 0.059427 | 0 | 0 | 31707.7188 | 0.32911 | 64635.9375 | 15068.9336 | 0.15641 | 81274.7227 | 33132.9727 | 0.3439 | 63210.6836 | 46722.0938 | 0.48495 | 49621.5625 | 7.6228 | 7.9121e-05 | 96336.0335 | 8620.0469 | 0.089472 | 87723.6094
48 | Kernridge | SPGE | PGE Kern | {'Temblor': [4.8, 24663.0], 'Caliente': [10.9, 8631.0], 'Goose Lake': [14.2, 537.0], 'Midway': [16.4, 32.0], 'Carrizo Plains': [17.5, 1923.0], 'Solar': [18.5, 1117.0]} | 146584.9688 | 27257.7891 | 0.18595 | 119327.1797 | 0.81405 | 31764.6387 | 21.6698 | 144673.8281 | 0.98696 | 112909.1895 | 0.77026 | 6.4107 | 4320.7983 | 0.029476 | 42452.207 | 0.28961 |  | 21860.8926 | 0.14913 | 0 | 0 | 75583.0859 | 0.51563 | 71001.8828 | 12138.752 | 0.08281 | 134446.2168 | 41394.0469 | 0.28239 | 105190.9219 | 102379.3047 | 0.69843 | 44205.6641 | 22297.5117 | 0.15211 | 124287.457 | 633.0175 | 0.0043184 | 145951.9512
23 | Kingsburg | SPGE | PGE Fresno | {'McCall': [9.0, 14640.0], 'Wahtoke': [11.4, 12924.0], 'Reedley': [14.0, 7764.0], 'Sanger': [15.2, 2772.0], 'GWF Hanford': [15.5, 7576.0], 'Malaga': [16.2, 2882.0], 'California Ave': [18.9, 331.0]} | 166459.125 | 52429.5469 | 0.31497 | 114029.5781 | 0.68503 | 1150.512 | 0.69117 | 112081.8984 | 0.67333 | 110931.3865 | 0.66642 | 17.513 | 53815.2227 | 0.32329 | 100046.9375 | 0.60103 |  | 0 | 0 | 0 | 0 | 0 | 0 | 166459.125 | 10580.792 | 0.063564 | 155878.333 | 15711.6768 | 0.094388 | 150747.4482 | 15711.6768 | 0.094388 | 150747.4482 | 0 | 0 | 166459.125 | 3641.6965 | 0.021877 | 162817.4285
14 | Kirker | NORTHERN CALIFORNIA | PGE GBA | {'Pittsburg': [1.2, 14460.0], 'Clayton': [6.3, 1255.0], 'Contra Costa': [6.9, 13773.0], 'Birds Landing': [8.3, 12900.0], 'Lone Tree': [9.5, 2670.0], 'Shiloh III': [10.8, 12895.0], 'Martinez': [11.5, 279.0], 'Brentwood': [14.3, 1073.0], 'Peabody': [18.6, 0.0], 'Carquinez': [19.3, 0.0]} | 42988.6797 | 14665.542 | 0.34115 | 28323.1367 | 0.65885 | 8274.3096 | 19.2476 | 40746.5625 | 0.94784 | 32472.2529 | 0.75537 | 6.507 | 11678.1641 | 0.27166 | 3.1138 | 7.2433e-05 |  | 26926.5977 | 0.62636 | 0 | 0 | 10653.7695 | 0.24783 | 32334.9102 | 20703.4219 | 0.4816 | 22285.2578 | 16670.8965 | 0.3878 | 26317.7832 | 23830.6914 | 0.55435 | 19157.9883 | 3833.8689 | 0.089183 | 39154.8108 | 11405.8975 | 0.26532 | 31582.7822
133 | Kramer | GREATER KRAMER | SCE NOL | {} | 24532.0195 | 975.8655 | 0.039779 | 23556.1543 | 0.96022 | 3337.4883 | 13.6046 | 15894.9141 | 0.64793 | 12557.4258 | 0.51188 | 30.7667 | 0 | 0 | 0 | 0 |  | 0 | 0 | 0 | 0 | 23156.2305 | 0.94392 | 1375.7891 | 8820.2793 | 0.35954 | 15711.7402 | 0 | 0 | 24532.0195 | 23466.6836 | 0.95657 | 1065.3359 | 9884.4824 | 0.40292 | 14647.5371 | 110.0158 | 0.0044846 | 24422.0037
86 | La Cienega | GREATER LA METRO | SCE Metro | {'Chevmain': [6.9, 18.0], 'El Segundo': [6.9, 19.0], 'El Nido': [7.2, 17.0], 'La Fresa': [9.4, 14.0], 'Redondo': [10.5, 15.0], 'Laguna Bell': [13.3, 0.0], 'Lighthipe': [14.3, 0.0], 'Arcogen': [14.8, 10.0], 'Hinson': [15.4, 0.0], 'Mesa': [15.6, 0.0], 'Center': [16.4, 0.0], 'Harborgen': [17.6, 0.0], 'Long Beach': [18.4, 0.0], 'Gould': [18.8, 3.0], 'Del Amo': [19.3, 0.0], 'Goodrich': [19.6, 0.0]} | 489.3302 | 304.5328 | 0.62235 | 184.7974 | 0.37765 | 50.1456 | 10.2478 | 137.8686 | 0.28175 | 87.723 | 0.17927 | 12.6702 | 0 | 0 | 0 | 0 |  | 50.6277 | 0.10346 | 308.8954 | 0.63126 | 0 | 0 | 489.3302 | 100.3768 | 0.20513 | 388.9534 | 104.7918 | 0.21415 | 384.5384 | 104.7918 | 0.21415 | 384.5384 | 16.5483 | 0.033818 | 472.7819 | 59.3299 | 0.12125 | 430.0003
87 | La Fresa | GREATER LA METRO | SCE Metro | {'El Nido': [2.9, 58.0], 'Redondo': [3.5, 96.0], 'Chevmain': [4.6, 52.0], 'El Segundo': [5.8, 50.0], 'Arcogen': [6.3, 493.0], 'Hinson': [7.2, 460.0], 'Harborgen': [8.7, 464.0], 'Lighthipe': [9.1, 456.0], 'La Cienega': [9.4, 14.0], 'Long Beach': [9.5, 469.0], 'Laguna Bell': [12.9, 0.0], 'Center': [13.7, 0.0], 'Del Amo': [13.7, 454.0], 'Alamitos': [15.3, 458.0], 'Mesa': [17.2, 0.0]} | 2270.3342 | 550.1976 | 0.24234 | 1720.1366 | 0.75766 | 28.468 | 1.2539 | 1491.5406 | 0.65697 | 1463.0726 | 0.64443 | 23.9818 | 0 | 0 | 0 | 0 |  | 0 | 0 | 0 | 0 | 10.0224 | 0.0044145 | 2260.3118 | 68.9909 | 0.030388 | 2201.3433 | 1671.9154 | 0.73642 | 598.4188 | 1681.9377 | 0.74083 | 588.3965 | 0 | 0 | 2270.3342 | 0.71441 | 0.00031467 | 2269.6198
88 | Laguna Bell | GREATER LA METRO | SCE Metro | {'Center': [4.0, 0.0], 'Mesa': [4.7, 0.0], 'Lighthipe': [6.8, 0.0], 'Del Amo': [9.3, 0.0], 'Hinson': [11.6, 0.0], 'Walnut': [11.6, 0.0], 'Arcogen': [12.2, 0.0], 'Goodrich': [12.6, 0.0], 'La Fresa': [12.9, 0.0], 'Olinda': [13.1, 0.0], 'Rio Hondo': [13.1, 0.0], 'La Cienega': [13.3, 0.0], 'El Nido': [14.1, 0.0], 'Harborgen': [14.3, 0.0], 'Alamitos': [14.8, 0.0], 'Barre': [15.0, 0.0], 'Long Beach': [15.2, 0.0], 'Chevmain': [15.5, 0.0], 'Redondo': [16.4, 0.0], 'El Segundo': [16.5, 0.0], 'Gould': [17.1, 0.0], 'Lewis': [18.3, 0.0]} | 0 | 0 | 0 | 0 | 0 | 0 | 0 | 0 | 0 | 0 | 0 | 0 | 0 | 0 | 0 | 0 |  | 0 | 0 | 0 | 0 | 0 | 0 | 0 | 0 | 0 | 0 | 0 | 0 | 0 | 0 | 0 | 0 | 0 | 0 | 0 | 0 | 0 | 0
178 | Lakeville | NORTHERN CALIFORNIA | PGE NGBA | {'Penngrove': [7.0, 4492.0], 'Bellevue': [11.3, 3786.0], 'Ignacio': [12.2, 2680.0], 'Tulucay': [17.0, 668.0], 'Fulton': [19.6, 0.0]} | 77495.6875 | 8855.0449 | 0.11427 | 68640.6406 | 0.88573 | 5177.6494 | 6.6812 | 56052.4375 | 0.7233 | 50874.7881 | 0.65649 | 13.9891 | 13751.374 | 0.17745 | 5098.7812 | 0.065794 |  | 41835.0273 | 0.53984 | 0 | 0 | 54200.8164 | 0.6994 | 23294.8711 | 20400.8359 | 0.26325 | 57094.8516 | 42275.3359 | 0.54552 | 35220.3516 | 64698.3008 | 0.83486 | 12797.3867 | 17882.9023 | 0.23076 | 59612.7852 | 3782.6484 | 0.048811 | 73713.0391
49 | Lamont | SPGE | PGE Kern | {'Unknown - 3327': [0.1, 18632.0], 'Grimmway-Malaga': [3.4, 18632.0], 'Magunden': [5.6, 11604.0], 'Columbus': [8.3, 9407.0], 'Cal Water': [8.9, 9096.0], 'Bakersfield': [10.2, 5996.0], 'West Park': [11.4, 4514.0], 'Stockdale': [11.7, 6233.0], 'Sycamore': [13.0, 3158.0], 'Kern Oil': [13.4, 2206.0], 'Rosedale': [13.4, 2491.0], 'Kern Power': [14.5, 1449.0], 'Tevis': [15.2, 1596.0], 'Wheeler Ridge': [15.7, 6280.0], '7th Standard': [18.1, 0.0], 'Renfro': [18.2, 0.0], 'Poso Mt.': [18.9, 0.0]} | 112260.1172 | 18625.9629 | 0.16592 | 93634.1562 | 0.83408 | 6558.6738 | 5.8424 | 103584.0234 | 0.92271 | 97025.3496 | 0.86429 | 10.4444 | 10474.0068 | 0.093301 | 64529.1016 | 0.57482 |  | 12215.208 | 0.10881 | 0 | 0 | 28716.291 | 0.2558 | 83543.8262 | 14843.9463 | 0.13223 | 97416.1709 | 26013.4727 | 0.23172 | 86246.6445 | 40619.8281 | 0.36184 | 71640.2891 | 14535.374 | 0.12948 | 97724.7432 | 2121.0928 | 0.018894 | 110139.0244
286 | Lathrop | SNV ELDORADO DESERT | SCE EOP | {'Valley (VEA)': [11.3, 43177.0]} | 124495.1484 | 52784.5234 | 0.42399 | 71710.625 | 0.57601 | 0 | 0 | 0 | 0 | 0 | 0 | 0 | 0 | 0 | 0 | 0 |  | 0 | 0 | 0 | 0 | 0 | 0 | 124495.1484 | 0 | 0 | 124495.1484 | 0 | 0 | 124495.1484 | 0 | 0 | 124495.1484 | 0 | 0 | 124495.1484 | 0 | 0 | 124495.1484
74 | Leavitt | NORTHERN CALIFORNIA | Northeast CA | {'Richmond': [7.1, 5236.0]} | 92141.0312 | 12222.2598 | 0.13265 | 79918.7734 | 0.86735 | 13341.248 | 14.4792 | 76653.5156 | 0.83192 | 63312.2676 | 0.68712 | 13 | 20376.1465 | 0.22114 | 0 | 0 |  | 78955.625 | 0.8569 | 309.5471 | 0.0033595 | 30846.2676 | 0.33477 | 61294.7637 | 35812.9453 | 0.38868 | 56328.0859 | 34497.1094 | 0.37439 | 57643.9219 | 64536.4922 | 0.70041 | 27604.5391 | 41538.9336 | 0.45082 | 50602.0977 | 12605.2734 | 0.1368 | 79535.7578
296 | Lee Lake (Proposed) | RIVERSIDE | SCE Eastern | {'Viejo': [12.5, 0.0], 'Valley': [16.9, 1441.0], 'Margarita': [17.2, 0.0], 'Trabuco': [18.2, 0.0], 'Mira Loma': [19.0, 0.0], 'Santiago': [19.2, 0.0]} | 29801.0684 | 5252.9717 | 0.17627 | 24548.0977 | 0.82373 | 5209.6997 | 17.4816 | 13872.9395 | 0.46552 | 8663.2397 | 0.2907 | 30.4 | 641.9113 | 0.02154 | 93.002 | 0.0031208 |  | 16861.252 | 0.56579 | 8529.3145 | 0.28621 | 11231.8018 | 0.37689 | 18569.2666 | 7071.3784 | 0.23729 | 22729.6899 | 14024.458 | 0.4706 | 15776.6104 | 22042.5527 | 0.73966 | 7758.5156 | 9855.1348 | 0.3307 | 19945.9336 | 3184.8665 | 0.10687 | 26616.2019
105 | Le Grand | SPGE | PGE Fresno | {'Dairyland': [9.3, 26104.0], 'Wilson': [10.5, 8289.0], 'Merced': [13.2, 8229.0]} | 167375.125 | 34494.1328 | 0.20609 | 132881 | 0.79391 | 27556.8926 | 16.4641 | 153853.9688 | 0.91922 | 126297.0762 | 0.75457 | 9.3284 | 77060.8984 | 0.46041 | 50592.0234 | 0.30227 |  | 53367.3438 | 0.31885 | 0 | 0 | 75031.2578 | 0.44828 | 92343.8672 | 67251.4688 | 0.4018 | 100123.6562 | 70926.2188 | 0.42376 | 96448.9062 | 101602.1797 | 0.60703 | 65772.9453 | 22812.8574 | 0.1363 | 144562.2676 | 27247.7812 | 0.16279 | 140127.3438
297 | Leprino Jct | SPGE | PGE Fresno | {'Henrietta': [3.9, 64659.0], 'Mustang': [4.8, 59769.0], 'GWF Hanford': [10.6, 42153.0], 'Waukena': [15.9, 19873.0], 'Gates': [17.7, 2391.0], 'Corcoran': [17.9, 7736.0]} | 155004.2031 | 93530.2109 | 0.6034 | 61473.9922 | 0.3966 | 26952.4316 | 17.3882 | 133551.1094 | 0.8616 | 106598.6777 | 0.68771 | 9.975 | 92756.0859 | 0.59841 | 36870.2031 | 0.23787 |  | 2139.7188 | 0.013804 | 0 | 0 | 22700.457 | 0.14645 | 132303.7461 | 299.8635 | 0.0019346 | 154704.3397 | 1730.0486 | 0.011161 | 153274.1545 | 22700.457 | 0.14645 | 132303.7461 | 0 | 0 | 155004.2031 | 4002.0432 | 0.025819 | 151002.1599
50 | Lerdo | SPGE | PGE Kern | {'7th Standard': [4.3, 22706.0], 'Rio Bravo': [7.3, 9301.0], 'Renfro': [7.8, 11303.0], 'Kern Oil': [8.5, 20472.0], 'Kern Power': [8.9, 10702.0], 'Shafter': [9.4, 6879.0], 'Rosedale': [9.5, 10378.0], 'Sycamore': [9.7, 20478.0], 'West Park': [10.8, 8617.0], 'Bakersfield': [11.4, 10869.0], 'Poso Mt.': [11.7, 22955.0], 'Tupman': [12.1, 5778.0], 'Charca': [12.3, 1357.0], 'Tevis': [12.5, 2121.0], 'Stockdale': [13.5, 801.0], 'Columbus': [13.9, 5612.0], 'Cal Water': [15.1, 5190.0], 'Magunden': [16.1, 0.0], 'Norco': [17.2, 247.0], 'Semitropic': [17.5, 248.0], 'Midway': [18.2, 1840.0]} | 144455.7188 | 31573.3809 | 0.21857 | 112882.3359 | 0.78143 | 11616.1738 | 8.0413 | 132729.8438 | 0.91883 | 121113.6699 | 0.83841 | 12 | 6444.6128 | 0.044613 | 90101.8984 | 0.62373 |  | 30503.6426 | 0.21116 | 0 | 0 | 42311.7891 | 0.2929 | 102143.9297 | 1383.6715 | 0.0095785 | 143072.0472 | 13558.0605 | 0.093856 | 130897.6582 | 48102.3633 | 0.33299 | 96353.3555 | 4158.2041 | 0.028785 | 140297.5146 | 1639.4366 | 0.011349 | 142816.2821
116 | Lewis | GREATER LA METRO | SCE Metro | {'Villa Park': [3.7, 127.0], 'Barre': [4.8, 0.0], 'Serrano': [6.4, 127.0], 'Johanna': [7.1, 125.0], 'Ellis': [8.9, 0.0], 'Olinda': [9.5, 2.0], 'Del Amo': [11.7, 0.0], 'Alamitos': [11.9, 0.0], 'Huntington Beach': [12.1, 0.0], 'Santiago': [12.5, 125.0], 'Walnut': [14.0, 2.0], 'Center': [14.5, 0.0], 'Lighthipe': [16.6, 0.0], 'Viejo': [17.7, 1.0], 'Chino': [18.2, 1.0], 'Laguna Bell': [18.3, 0.0], 'Hinson': [18.6, 0.0], 'Harborgen': [19.0, 0.0], 'Long Beach': [19.0, 0.0], 'Arcogen': [19.8, 0.0], 'Mesa': [19.9, 0.0]} | 918.2744 | 127.3442 | 0.13868 | 790.9302 | 0.86132 | 0 | 0 | 515.8691 | 0.56178 | 515.8691 | 0.56178 | 30.8867 | 0 | 0 | 0 | 0 |  | 338.8416 | 0.369 | 0 | 0 | 4.9068 | 0.0053435 | 913.3676 | 79.6229 | 0.086709 | 838.6515 | 0 | 0 | 918.2744 | 84.5297 | 0.092053 | 833.7447 | 266.3837 | 0.29009 | 651.8907 | 127.0614 | 0.13837 | 791.2129
89 | Lighthipe | GREATER LA METRO | SCE Metro | {'Del Amo': [5.0, 1753.0], 'Hinson': [5.0, 1790.0], 'Center': [5.2, 0.0], 'Arcogen': [5.9, 1790.0], 'Laguna Bell': [6.8, 0.0], 'Harborgen': [7.6, 1790.0], 'Long Beach': [8.4, 1790.0], 'La Fresa': [9.1, 456.0], 'Alamitos': [9.1, 1790.0], 'El Nido': [11.4, 0.0], 'Mesa': [11.4, 0.0], 'Barre': [12.2, 0.0], 'Redondo': [12.4, 0.0], 'Chevmain': [13.2, 0.0], 'La Cienega': [14.3, 0.0], 'El Segundo': [14.4, 0.0], 'Olinda': [15.2, 0.0], 'Walnut': [15.6, 0.0], 'Lewis': [16.6, 0.0], 'Ellis': [19.0, 0.0], 'Rio Hondo': [19.1, 0.0], 'Goodrich': [19.3, 0.0], 'Huntington Beach': [19.8, 0.0]} | 3051.8313 | 1784.1384 | 0.58461 | 1267.6929 | 0.41539 | 231.2712 | 7.5781 | 2172.0581 | 0.71172 | 1940.7869 | 0.63594 | 48.3333 | 0 | 0 | 0 | 0 |  | 0 | 0 | 0 | 0 | 0 | 0 | 3051.8313 | 41.3727 | 0.013557 | 3010.4586 | 1237.1055 | 0.40536 | 1814.7258 | 1237.1055 | 0.40536 | 1814.7258 | 0 | 0 | 3051.8313 | 5.7918 | 0.0018978 | 3046.0395
168 | Llagas | NORTHERN CALIFORNIA | PGE GBA | {'Hollister': [13.0, 8739.0], 'Metcalf 1': [18.1, 667.0], 'Metcalf Energy Center': [18.1, 708.0], 'Moss Landing': [18.4, 576.0]} | 92604.3359 | 17568.3867 | 0.18971 | 75035.9531 | 0.81029 | 20622.8984 | 22.2699 | 71407.3984 | 0.7711 | 50784.5 | 0.5484 | 14.7879 | 12181.168 | 0.13154 | 14497.7207 | 0.15656 |  | 51979.4062 | 0.56131 | 0 | 0 | 46061.1836 | 0.4974 | 46543.1523 | 3408.2078 | 0.036804 | 89196.1282 | 9563.8066 | 0.10328 | 83040.5293 | 49230.5195 | 0.53162 | 43373.8164 | 38268.4023 | 0.41325 | 54335.9336 | 3768.2729 | 0.040692 | 88836.063
155 | Lockeford | NORTHERN CALIFORNIA | PGE GBA | {'Rancho Seco - Bellota (Proposed)': [9.0, 14199.0], 'Camanche': [9.9, 14876.0], 'Bellota': [10.7, 10802.0], 'Eight Mile': [12.5, 3595.0], 'Stagg': [13.4, 3230.0], 'Weber': [14.3, 2025.0]} | 141359.625 | 28814.4277 | 0.20384 | 112545.1953 | 0.79616 | 6016.418 | 4.2561 | 83205.2812 | 0.58861 | 77188.8633 | 0.54605 | 22 | 36969.4883 | 0.26153 | 65782.8359 | 0.46536 |  | 8912.1445 | 0.063046 | 0 | 0 | 16522.2305 | 0.11688 | 124837.3945 | 12760.5488 | 0.09027 | 128599.0762 | 49182.3242 | 0.34792 | 92177.3008 | 53691.7578 | 0.37982 | 87667.8672 | 12466.084 | 0.088187 | 128893.541 | 20249.6348 | 0.14325 | 121109.9902
36 | Logan Creek | NORTHERN CALIFORNIA | PGE NGBA | {'Delevan': [11.8, 9509.0], 'Glenn': [17.7, 1201.0]} | 180401.4062 | 40175.3047 | 0.2227 | 140226.0938 | 0.7773 | 77999.6172 | 43.2367 | 164460.5312 | 0.91164 | 86460.9141 | 0.47927 | 5.6381 | 40437.4297 | 0.22415 | 65665.1094 | 0.36399 |  | 76546.6875 | 0.42431 | 3616.2461 | 0.020046 | 44465.1992 | 0.24648 | 135936.207 | 4948.7148 | 0.027432 | 175452.6914 | 9842.6768 | 0.05456 | 170558.7295 | 51805.7344 | 0.28717 | 128595.6719 | 56810.4453 | 0.31491 | 123590.9609 | 7213.644 | 0.039987 | 173187.7622
212 | Lone Tree | NORTHERN CALIFORNIA | PGE GBA | {'Contra Costa': [3.9, 3636.0], 'Brentwood': [4.9, 2025.0], 'Kirker': [9.5, 2670.0], 'Pittsburg': [9.7, 2585.0], 'Clayton': [11.4, 964.0], 'Delta Pumps': [12.6, 0.0], 'Birds Landing': [12.9, 1602.0], 'Kelso': [13.4, 0.0], 'Cayetano': [14.4, 0.0], 'Shiloh III': [16.1, 1229.0], 'Midway Green Ridge Services': [17.9, 0.0], 'Tesla': [19.3, 0.0]} | 45477.3242 | 3619.3547 | 0.079586 | 41857.9688 | 0.92041 | 7796.9468 | 17.1447 | 36118.957 | 0.79422 | 28322.0103 | 0.62277 | 10.4959 | 6790.9146 | 0.14933 | 9424.3662 | 0.20723 |  | 22723.7363 | 0.49967 | 125.759 | 0.0027653 | 9780.8135 | 0.21507 | 35696.5107 | 24322.5625 | 0.53483 | 21154.7617 | 25026.0859 | 0.5503 | 20451.2383 | 26011.002 | 0.57196 | 19466.3223 | 7344.6943 | 0.1615 | 38132.6299 | 4934.9883 | 0.10852 | 40542.3359
223 | Long Beach | GREATER LA METRO | SCE Metro | {'Harborgen': [0.9, 2093.0], 'Arcogen': [3.7, 2087.0], 'Hinson': [3.7, 2089.0], 'Alamitos': [7.3, 2065.0], 'Lighthipe': [8.4, 1790.0], 'Del Amo': [9.3, 1864.0], 'La Fresa': [9.5, 469.0], 'Redondo': [11.0, 9.0], 'El Nido': [12.4, 0.0], 'Center': [13.2, 0.0], 'Chevmain': [13.9, 0.0], 'Barre': [14.3, 2.0], 'El Segundo': [15.0, 0.0], 'Laguna Bell': [15.2, 0.0], 'Huntington Beach': [16.5, 2.0], 'Ellis': [17.2, 2.0], 'La Cienega': [18.4, 0.0], 'Lewis': [19.0, 0.0], 'Mesa': [19.8, 0.0]} | 5494.9443 | 2084.5371 | 0.37936 | 3410.4072 | 0.62064 | 994.9667 | 18.1069 | 3837.2031 | 0.69832 | 2842.2365 | 0.51725 | 29 | 0 | 0 | 0 | 0 |  | 0 | 0 | 0 | 0 | 0 | 0 | 5494.9443 | 485.8321 | 0.088414 | 5009.1122 | 3337.749 | 0.60742 | 2157.1953 | 3337.7493 | 0.60742 | 2157.1951 | 0 | 0 | 5494.9443 | 17.0355 | 0.0031002 | 5477.9089
108 | Los Banos | SPGE | PGE Fresno | {'Quinto': [5.3, 14254.0], 'Miller': [14.8, 4340.0]} | 123343.6641 | 17635.582 | 0.14298 | 105708.0781 | 0.85702 | 43431.0742 | 35.2114 | 117008.6328 | 0.94864 | 73577.5586 | 0.59652 | 7.8165 | 21751.9297 | 0.17635 | 21865.8867 | 0.17728 |  | 70821.6641 | 0.57418 | 2807.8933 | 0.022765 | 80966.7422 | 0.65643 | 42376.9219 | 19378.8633 | 0.15711 | 103964.8008 | 40456.4922 | 0.328 | 82887.1719 | 81626.5234 | 0.66178 | 41717.1406 | 45373.4414 | 0.36786 | 77970.2227 | 9520.7744 | 0.077189 | 113822.8896
202 | Los Esteros | NORTHERN CALIFORNIA | PGE GBA | {'Scott': [3.7, 1076.0], 'Newark': [5.9, 844.0], 'Hicks': [13.5, 0.0], 'Eastshore': [17.0, 0.0], 'Metcalf Energy Center': [17.5, 136.0], 'Metcalf 1': [17.5, 214.0]} | 15254.9551 | 1716.9995 | 0.11255 | 13537.9551 | 0.88745 | 5113.5464 | 33.5206 | 13796.5918 | 0.9044 | 8683.0454 | 0.5692 | 6.3551 | 40.5366 | 0.0026573 | 0 | 0 |  | 14711.3057 | 0.96436 | 0 | 0 | 6613.9326 | 0.43356 | 8641.0225 | 6100.0986 | 0.39988 | 9154.8564 | 7008.4126 | 0.45942 | 8246.5425 | 8073.8711 | 0.52926 | 7181.084 | 9143.9404 | 0.59941 | 6111.0146 | 1287.1466 | 0.084376 | 13967.8085
134 | Lugo | GREATER KRAMER | SCE Metro | {'Victor': [9.6, 6780.0], 'Roadway': [14.7, 3359.0]} | 56200.3203 | 6914.5649 | 0.12303 | 49285.7539 | 0.87697 | 9281.4922 | 16.515 | 34011.4727 | 0.60518 | 24729.9805 | 0.44003 | 26.7254 | 36.1413 | 0.00064308 | 0 | 0 |  | 26954.4199 | 0.47961 | 7855.6001 | 0.13978 | 25712.7324 | 0.45752 | 30487.5879 | 39490.2227 | 0.70267 | 16710.0977 | 34303.8242 | 0.61038 | 21896.4961 | 48664.0898 | 0.8659 | 7536.2305 | 19519.8848 | 0.34733 | 36680.4355 | 2083.0859 | 0.037065 | 54117.2344
308 | Lugo - Pisgah (Proposed) | GREATER KRAMER | SCE NOL | {'Calcite': [18.2, 0.0]} | 56462.0586 | 9244.6396 | 0.16373 | 47217.418 | 0.83627 | 23061.3457 | 40.844 | 37249.8789 | 0.65973 | 14188.5332 | 0.25129 | 40.5 | 0 | 0 | 0 | 0 |  | 0 | 0 | 0 | 0 | 8217.8018 | 0.14555 | 48244.2568 | 2402.4631 | 0.04255 | 54059.5955 | 4508.4995 | 0.07985 | 51953.5591 | 12920.9131 | 0.22884 | 43541.1455 | 41792.5234 | 0.74019 | 14669.5352 | 30.0036 | 0.00053139 | 56432.0549
75 | Madeline | NORTHERN CALIFORNIA | Northeast CA | {} | 99664.3906 | 7216.4736 | 0.072408 | 92447.9141 | 0.92759 | 27965.4668 | 28.0596 | 90499.7109 | 0.90804 | 62534.2441 | 0.62745 | 7.3702 | 13652.7041 | 0.13699 | 0 | 0 |  | 70883.4297 | 0.71122 | 18143.6113 | 0.18205 | 12824.9482 | 0.12868 | 86839.4424 | 5173.1997 | 0.051906 | 94491.1909 | 6557.229 | 0.065793 | 93107.1616 | 20724.1719 | 0.20794 | 78940.2188 | 75198.5469 | 0.75452 | 24465.8438 | 32248.168 | 0.32357 | 67416.2227
195 | Madison | NORTHERN CALIFORNIA | PGE NGBA | {'Putah Creek': [10.3, 5116.0], 'Woodland': [11.3, 7891.0], 'Davis': [15.4, 2565.0], 'Vaca-Dixon & Gc Yard': [18.8, 113.0]} | 149959.1562 | 9830.2881 | 0.065553 | 140128.875 | 0.93445 | 14595.7715 | 9.7332 | 142417.0938 | 0.94971 | 127821.3223 | 0.85237 | 7.9336 | 23248.0312 | 0.15503 | 75816.0703 | 0.50558 |  | 54337.8867 | 0.36235 | 0 | 0 | 96330.3047 | 0.64238 | 53628.8516 | 3387.7297 | 0.022591 | 146571.4265 | 4984.9683 | 0.033242 | 144974.188 | 98545.4219 | 0.65715 | 51413.7344 | 29404.7676 | 0.19609 | 120554.3887 | 3494.2029 | 0.023301 | 146464.9534
51 | Magunden | SPGE | SCE Northern | {'Columbus': [2.8, 9407.0], 'Cal Water': [4.4, 9096.0], 'Bakersfield': [5.0, 6043.0], 'Unknown - 3327': [5.5, 11605.0], 'Lamont': [5.6, 11604.0], 'West Park': [6.7, 4419.0], 'Sycamore': [7.4, 3158.0], 'Kern Oil': [7.8, 2206.0], 'Grimmway-Malaga': [8.6, 11609.0], 'Stockdale': [8.8, 4567.0], 'Rosedale': [8.9, 2514.0], 'Kern Power': [10.0, 1497.0], 'Tevis': [12.0, 1254.0], '7th Standard': [13.0, 0.0], 'Poso Mt.': [13.8, 0.0], 'Renfro': [13.8, 6.0], 'Lerdo': [16.1, 0.0], 'Wheeler Ridge': [19.0, 879.0], 'Tupman': [19.7, 0.0], 'Rio Bravo': [19.9, 0.0]} | 97446.2578 | 11649.2607 | 0.11955 | 85797 | 0.88045 | 6039.4751 | 6.1977 | 87406.3984 | 0.89697 | 81366.9233 | 0.83499 | 11.4592 | 5301.1367 | 0.054401 | 38140.0117 | 0.3914 |  | 22036.1895 | 0.22614 | 0 | 0 | 44267.4727 | 0.45428 | 53178.7852 | 17145.041 | 0.17594 | 80301.2168 | 28553.0352 | 0.29301 | 68893.2227 | 52300.1875 | 0.53671 | 45146.0703 | 14024.8223 | 0.14392 | 83421.4355 | 852.7536 | 0.008751 | 96593.5042
24 | Malaga | SPGE | PGE Fresno | {'California Ave': [2.8, 22829.0], 'West Fresno': [5.4, 14098.0], 'Sanger': [6.5, 17916.0], 'McCall': [7.5, 18543.0], 'Kearney (New)': [8.7, 9417.0], 'Gregg': [15.3, 520.0], 'Wahtoke': [16.1, 2536.0], 'Mc Mullin': [16.1, 5449.0], 'Kingsburg': [16.2, 2882.0]} | 99515.9922 | 29035.209 | 0.29176 | 70480.7812 | 0.70824 | 0 | 0 | 45539.6641 | 0.45761 | 45539.6641 | 0.45761 | 25.4545 | 19614.1738 | 0.1971 | 70041.2812 | 0.70382 |  | 2093.0872 | 0.021033 | 0 | 0 | 0 | 0 | 99515.9922 | 0 | 0 | 99515.9922 | 0 | 0 | 99515.9922 | 0 | 0 | 99515.9922 | 0 | 0 | 99515.9922 | 438.2635 | 0.004404 | 99077.7287
235 | Mandalay | GREATER LA METRO | SCE Northern | {'Santa Clara': [7.5, 9458.0]} | 30368.8203 | 10141.5693 | 0.33395 | 20227.25 | 0.66605 | 5926.937 | 19.5165 | 28175.5684 | 0.92778 | 22248.6313 | 0.73261 | 15.9894 | 2677.4717 | 0.088165 | 12091.6035 | 0.39816 |  | 0 | 0 | 0 | 0 | 381.4732 | 0.012561 | 29987.3471 | 2330.6045 | 0.076743 | 28038.2158 | 4627.0293 | 0.15236 | 25741.791 | 4627.0293 | 0.15236 | 25741.791 | 4949.4131 | 0.16298 | 25419.4072 | 2263.5698 | 0.074536 | 28105.2505
200 | Margarita | GREATER LA METRO | SDGE Imperial | {'Trabuco': [2.8, 1438.0], 'Capistrano': [3.4, 1828.0], 'Talega': [7.4, 1729.0], 'Viejo': [8.1, 648.0], 'Santiago': [11.3, 189.0], 'San Onofre': [13.1, 353.0], 'Lee Lake (Proposed)': [17.2, 0.0], 'Johanna': [17.2, 188.0]} | 16502.9258 | 1927.4952 | 0.1168 | 14575.4307 | 0.8832 | 1172.2874 | 7.1035 | 12687.1494 | 0.76878 | 11514.8621 | 0.69775 | 49.2191 | 190.0543 | 0.011516 | 2.5405 | 0.00015394 |  | 4771.6724 | 0.28914 | 10447.2217 | 0.63305 | 4533.4097 | 0.2747 | 11969.5161 | 10323.2305 | 0.62554 | 6179.6953 | 10887.6357 | 0.65974 | 5615.29 | 12874.7109 | 0.78015 | 3628.2148 | 8848.5186 | 0.53618 | 7654.4072 | 1190.5311 | 0.072141 | 15312.3947
152 | Martin (San Francisco H) | NORTHERN CALIFORNIA | PGE GBA | {'Eastshore': [16.9, 418.0]} | 6077.5474 | 2954.8987 | 0.4862 | 3122.6487 | 0.5138 | 518.2353 | 8.527 | 2258.2578 | 0.37157 | 1740.0225 | 0.2863 | 61 | 5.3375 | 0.00087823 | 0 | 0 |  | 0 | 0 | 0 | 0 | 97.4906 | 0.016041 | 5980.0567 | 1314.4929 | 0.21629 | 4763.0544 | 2760.6882 | 0.45424 | 3316.8591 | 2858.179 | 0.47028 | 3219.3684 | 8.6512 | 0.0014235 | 6068.8962 | 202.231 | 0.033275 | 5875.3163
211 | Martinez | NORTHERN CALIFORNIA | PGE GBA | {'Carquinez': [8.9, 7351.0], 'Clayton': [9.4, 279.0], 'Kirker': [11.5, 279.0], 'Pittsburg': [12.0, 279.0], 'Birds Landing': [17.3, 2.0], 'Tulucay': [18.1, 0.0], 'Shiloh III': [18.1, 2.0], 'Contra Costa': [18.2, 154.0]} | 36644.0938 | 7603.4912 | 0.2075 | 29040.6016 | 0.7925 | 6576.7461 | 17.9476 | 24422.082 | 0.66647 | 17845.3359 | 0.48699 | 73.3333 | 197.2256 | 0.0053822 | 25.5754 | 0.00069794 |  | 14593.4033 | 0.39825 | 0 | 0 | 7729.646 | 0.21094 | 28914.4478 | 18053.9473 | 0.49268 | 18590.1465 | 20620.002 | 0.56271 | 16024.0918 | 27607.4004 | 0.75339 | 9036.6934 | 4988.1523 | 0.13612 | 31655.9414 | 5643.8452 | 0.15402 | 31000.2485
25 | McCall | SPGE | PGE Fresno | {'Sanger': [6.8, 18508.0], 'Malaga': [7.5, 18543.0], 'Kingsburg': [9.0, 14640.0], 'California Ave': [10.2, 13491.0], 'Wahtoke': [10.4, 9838.0], 'West Fresno': [12.4, 7481.0], 'Reedley': [14.6, 3318.0], 'Kearney (New)': [15.0, 2861.0], 'Mc Mullin': [19.4, 165.0]} | 140568.9531 | 34104.8594 | 0.24262 | 106464.0938 | 0.75738 | 6.9315 | 0.004931 | 74982.1641 | 0.53342 | 74975.2325 | 0.53337 | 22.0533 | 24628.7559 | 0.17521 | 104466.6953 | 0.74317 |  | 0 | 0 | 0 | 0 | 0 | 0 | 140568.9531 | 0 | 0 | 140568.9531 | 0 | 0 | 140568.9531 | 0 | 0 | 140568.9531 | 0 | 0 | 140568.9531 | 2230.5073 | 0.015868 | 138338.4458
26 | Mc Mullin | SPGE | PGE Fresno | {'Kearney (New)': [9.7, 26749.0], 'Helm': [10.4, 30760.0], 'West Fresno': [12.8, 13807.0], 'California Ave': [15.2, 7851.0], 'Schindler': [15.6, 7499.0], 'Malaga': [16.1, 5449.0], 'Gregg': [18.4, 604.0], 'Excelsior': [19.0, 2213.0], 'McCall': [19.4, 165.0]} | 180735.2812 | 69276.0703 | 0.3833 | 111459.2109 | 0.6167 | 24610.2773 | 13.6168 | 162815.9375 | 0.90085 | 138205.6602 | 0.76469 | 9.2318 | 80861.1328 | 0.4474 | 87448.7812 | 0.48385 |  | 0 | 0 | 0 | 0 | 26532.5391 | 0.1468 | 154202.7422 | 13631.4658 | 0.075422 | 167103.8154 | 13631.4658 | 0.075422 | 167103.8154 | 32067.6992 | 0.17743 | 148667.582 | 0 | 0 | 180735.2812 | 2582.0662 | 0.014286 | 178153.2151
298 | Mead | SNV ELDORADO DESERT | SCE EOP | {'Sloan Canyon': [11.1, 12197.0], 'Eldorado': [13.3, 9226.0]} | 56081.6875 | 15921.3652 | 0.2839 | 40160.3203 | 0.7161 | 0 | 0 | 0 | 0 | 0 | 0 | 0 | 0 | 0 | 0 | 0 |  | 0 | 0 | 0 | 0 | 0 | 0 | 56081.6875 | 0 | 0 | 56081.6875 | 0 | 0 | 56081.6875 | 0 | 0 | 56081.6875 | 0 | 0 | 56081.6875 | 0 | 0 | 56081.6875
103 | Mendocino | NORTHERN CALIFORNIA | PGE NGBA | {'Calpella': [3.7, 13018.0], 'Ukiah': [7.4, 9346.0]} | 91660.9766 | 15134.6299 | 0.16512 | 76526.3438 | 0.83488 | 1075.8143 | 1.1737 | 74142.875 | 0.80888 | 73067.0607 | 0.79714 | 11.6129 | 2309.356 | 0.025195 | 6911.4653 | 0.075402 |  | 49815.9922 | 0.54348 | 4099.2427 | 0.044722 | 33617.6758 | 0.36676 | 58043.3008 | 27925.5859 | 0.30466 | 63735.3906 | 37828.6133 | 0.4127 | 53832.3633 | 58799.7305 | 0.64149 | 32861.2461 | 43486.332 | 0.47443 | 48174.6445 | 1511.3723 | 0.016489 | 90149.6042
27 | Mendota | SPGE | PGE Fresno | {'Cheney': [7.3, 40419.0], 'Panoche': [8.2, 28676.0], 'Tranquility': [9.5, 42434.0], 'Newhall': [12.4, 16656.0], 'Oro Loma': [15.8, 18273.0], 'Helm': [18.0, 3703.0]} | 180291.1875 | 80015.6172 | 0.44381 | 100275.5703 | 0.55619 | 17012.7676 | 9.4363 | 176115.0312 | 0.97684 | 159102.2637 | 0.88247 | 7.0864 | 83136.4141 | 0.46112 | 80038.9062 | 0.44394 |  | 16997.2402 | 0.094277 | 0 | 0 | 22495.4355 | 0.12477 | 157795.752 | 8849.6123 | 0.049085 | 171441.5752 | 22826.5879 | 0.12661 | 157464.5996 | 42997.2617 | 0.23849 | 137293.9258 | 814.6559 | 0.0045186 | 179476.5316 | 4663.1499 | 0.025865 | 175628.0376
106 | Merced | SPGE | PGE Fresno | {'Wilson': [4.6, 11538.0], 'Le Grand': [13.2, 8229.0], 'Dairyland': [17.8, 1592.0]} | 129068.4297 | 13949.0352 | 0.10807 | 115119.3906 | 0.89193 | 20180.2129 | 15.6353 | 112514.3438 | 0.87174 | 92334.1309 | 0.71539 | 9.9258 | 63888.9883 | 0.495 | 39064.3984 | 0.30266 |  | 11081.6523 | 0.085859 | 0 | 0 | 64590.0898 | 0.50043 | 64478.3398 | 51098.3164 | 0.3959 | 77970.1133 | 61489.8164 | 0.47641 | 67578.6133 | 94833.2969 | 0.73475 | 34235.1328 | 4944.4766 | 0.038309 | 124123.9531 | 19459.1836 | 0.15077 | 109609.2461
160 | Mesa | SPGE | PGE Kern | {'Oceano': [9.7, 17931.0], 'Sisquoc': [11.4, 14383.0]} | 126253.7188 | 40663.2305 | 0.32208 | 85590.4844 | 0.67792 | 28705.3066 | 22.7362 | 115819.7734 | 0.91736 | 87114.4668 | 0.69 | 9.5153 | 14461.8887 | 0.11455 | 32358.5957 | 0.2563 |  | 45449.5586 | 0.35999 | 1543.1141 | 0.012222 | 6672.314 | 0.052848 | 119581.4048 | 4508.8428 | 0.035713 | 121744.876 | 15515.6357 | 0.12289 | 110738.083 | 21510.3262 | 0.17037 | 104743.3926 | 36326.4766 | 0.28773 | 89927.2422 | 8871.9922 | 0.070271 | 117381.7266
90 | Mesa (SCE) | GREATER LA METRO | SCE Metro |  | 0 | 0 | 0 | 0 | 0 | 0 | 0 | 0 | 0 | 0 | 0 | 0 | 0 | 0 | 0 | 0 |  | 0 | 0 | 0 | 0 | 0 | 0 | 0 | 0 | 0 | 0 | 0 | 0 | 0 | 0 | 0 | 0 | 0 | 0 | 0 | 0 | 0 | 0
229 | Metcalf | NORTHERN CALIFORNIA | PGE GBA | {'Metcalf Energy Center': [0.3, 1769.0], 'Hicks': [8.8, 108.0], 'Scott': [15.7, 188.0], 'Los Esteros': [17.5, 214.0], 'Llagas': [18.1, 667.0]} | 31191.3086 | 1857.3113 | 0.059546 | 29333.998 | 0.94045 | 9271.2871 | 29.7239 | 26011.9238 | 0.83395 | 16740.6367 | 0.53671 | 10.7119 | 1097.6777 | 0.035192 | 587.2631 | 0.018828 |  | 27185.2227 | 0.87156 | 2499.9797 | 0.08015 | 25132.2676 | 0.80575 | 6059.041 | 7446.3345 | 0.23873 | 23744.9741 | 11265.416 | 0.36117 | 19925.8926 | 26237.2578 | 0.84117 | 4954.0508 | 18026.0117 | 0.57792 | 13165.2969 | 1586.1758 | 0.050853 | 29605.1328
52 | Midway | SPGE | PGE Kern | {'Shafter': [10.7, 10760.0], 'Tupman': [10.8, 8869.0], 'Rio Bravo': [11.1, 9928.0], 'Norco': [11.5, 2867.0], 'Elk Hills': [13.0, 0.0], 'Semitropic': [13.6, 3390.0], 'Temblor': [13.8, 25.0], 'Goose Lake': [15.4, 2604.0], 'Charca': [15.8, 1844.0], 'Renfro': [16.3, 3958.0], 'Kernridge': [16.4, 32.0], 'Lerdo': [18.2, 1840.0], '7th Standard': [18.3, 1360.0], 'Taft': [18.6, 0.0], 'Tevis': [19.1, 0.0]} | 152509.625 | 16205.251 | 0.10626 | 136304.375 | 0.89374 | 34945.8594 | 22.9139 | 146725.9062 | 0.96208 | 111780.0469 | 0.73294 | 9.5401 | 27595.2969 | 0.18094 | 78282.4922 | 0.5133 |  | 2244.6814 | 0.014718 | 0 | 0 | 23657.6953 | 0.15512 | 128851.9297 | 26436.8887 | 0.17335 | 126072.7363 | 96840.4922 | 0.63498 | 55669.1328 | 102106.6953 | 0.66951 | 50402.9297 | 1631.8474 | 0.0107 | 150877.7776 | 9522.5137 | 0.062439 | 142987.1113
305 | Midway - Wheeler Ridge (Proposed) | SPGE | PGE Kern | {'Elk Hills': [9.4, 5906.0], 'Norco': [11.6, 3280.0], 'Taft': [12.1, 936.0], 'Tevis': [15.8, 2722.0], 'Tupman': [16.0, 312.0], 'Wheeler Ridge': [16.7, 2746.0], 'Stockdale': [17.6, 1982.0], 'Renfro': [19.3, 31.0]} | 134807.1562 | 19999.8359 | 0.14836 | 114807.3203 | 0.85164 | 26162.3047 | 19.4072 | 131329.4531 | 0.9742 | 105167.1484 | 0.78013 | 6.3301 | 39129.6562 | 0.29026 | 61654.4727 | 0.45735 |  | 11026.4541 | 0.081794 | 0 | 0 | 30019.4512 | 0.22268 | 104787.7051 | 50704.7344 | 0.37613 | 84102.4219 | 67346.6875 | 0.49958 | 67460.4688 | 80891.4297 | 0.60005 | 53915.7266 | 2999.9971 | 0.022254 | 131807.1592 | 1020.3976 | 0.0075693 | 133786.7587
145 | Miguel | SAN DIEGO | SDGE Imperial | {'Bay Boulevard': [8.1, 130.0], 'Otay Mesa': [8.3, 269.0], 'Silvergate': [9.4, 124.0], 'Mission': [11.6, 124.0], 'Old Town': [13.6, 124.0], 'Kearny': [13.7, 0.0], 'Sycamore Canyon': [16.7, 0.0], 'Suncrest': [19.7, 0.0]} | 10274.749 | 421.5138 | 0.041024 | 9853.2354 | 0.95898 | 1294.2284 | 12.5962 | 6282.5508 | 0.61146 | 4988.3224 | 0.48549 | 18.2105 | 38.1136 | 0.0037094 | 0 | 0 |  | 6597.6147 | 0.64212 | 991.3737 | 0.096486 | 1049.6019 | 0.10215 | 9225.1471 | 8603.9775 | 0.83739 | 1670.7715 | 9523.7939 | 0.92691 | 750.9551 | 9784.0771 | 0.95224 | 490.6719 | 4041.7546 | 0.39337 | 6232.9944 | 749.4843 | 0.072944 | 9525.2648
182 | Miller | SPGE | PGE GBA | {'Fink (Proposed)': [8.1, 4638.0], 'Crow Creek': [8.4, 4636.0], 'Quinto': [9.6, 8512.0], 'Los Banos': [14.8, 4340.0]} | 114216.0078 | 13615.4336 | 0.11921 | 100600.5781 | 0.88079 | 41251.375 | 36.117 | 108685.6016 | 0.95158 | 67434.2266 | 0.59041 | 7.7214 | 16217.8486 | 0.14199 | 40742.0234 | 0.35671 |  | 59258.7305 | 0.51883 | 40.9925 | 0.0003589 | 38706.5898 | 0.33889 | 75509.418 | 14223.4414 | 0.12453 | 99992.5664 | 23156.7344 | 0.20275 | 91059.2734 | 56269.1484 | 0.49266 | 57946.8594 | 43617.3047 | 0.38188 | 70598.7031 | 2799.071 | 0.024507 | 111416.9368
127 | Mirage | RIVERSIDE | SCE Eastern | {'Devers': [14.4, 3624.0]} | 28123.2617 | 11224.0977 | 0.3991 | 16899.1641 | 0.6009 | 5.506 | 0.019578 | 11353.167 | 0.40369 | 11347.661 | 0.4035 | 30 | 143.8014 | 0.0051133 | 147.9695 | 0.0052615 |  | 0 | 0 | 0 | 0 | 2737.7334 | 0.097348 | 25385.5283 | 6468.896 | 0.23002 | 21654.3657 | 4603.1929 | 0.16368 | 23520.0688 | 8988.9814 | 0.31963 | 19134.2803 | 11070.1211 | 0.39363 | 17053.1406 | 2.8688 | 0.00010201 | 28120.393
135 | Mira Loma | GREATER LA METRO | SCE Metro | {'Rancho Vista': [5.8, 3376.0], 'Etiwanda': [6.0, 3376.0], 'Chino': [6.6, 3848.0], 'Padua': [8.8, 3355.0], 'Vista': [14.3, 0.0], 'Serrano': [17.9, 105.0], 'Lee Lake (Proposed)': [19.0, 0.0], 'San Bernardino': [19.3, 0.0]} | 6667.0435 | 3846.0913 | 0.57688 | 2820.9521 | 0.42312 | 15.2323 | 0.22847 | 2060.0051 | 0.30898 | 2044.7728 | 0.3067 | 57.3333 | 321.5748 | 0.048233 | 1288.5624 | 0.19327 |  | 1912.1359 | 0.2868 | 0 | 0 | 229.3634 | 0.034403 | 6437.68 | 332.4398 | 0.049863 | 6334.6036 | 1287.8213 | 0.19316 | 5379.2222 | 1517.1885 | 0.22757 | 5149.855 | 116.2641 | 0.017439 | 6550.7794 | 99.6402 | 0.014945 | 6567.4032
146 | Mission | SAN DIEGO | SDGE Imperial | {'Kearny': [3.4, 821.0], 'Old Town': [3.4, 1034.0], 'Silvergate': [6.1, 995.0], 'Penasquitos': [10.4, 53.0], 'Sycamore Canyon': [11.1, 0.0], 'Miguel': [11.6, 124.0], 'Bay Boulevard': [12.3, 678.0], 'Otay Mesa': [19.6, 0.0]} | 6013.3374 | 1016.4544 | 0.16903 | 4996.8828 | 0.83097 | 2758.5227 | 45.8734 | 3349.8462 | 0.55707 | 591.3235 | 0.098335 | 23.5 | 0 | 0 | 0 | 0 |  | 782.7823 | 0.13017 | 0 | 0 | 832.1531 | 0.13838 | 5181.1843 | 1572.5035 | 0.2615 | 4440.8339 | 4089.156 | 0.68001 | 1924.1814 | 4896.3345 | 0.81425 | 1117.0029 | 62.673 | 0.010422 | 5950.6645 | 112.1777 | 0.018655 | 5901.1597
287 | Mohave | SNV ELDORADO DESERT | SCE EOP | {} | 46449.1836 | 20692.332 | 0.44548 | 25756.8516 | 0.55452 | 765.5752 | 1.6482 | 829.2086 | 0.017852 | 63.6334 | 0.00137 | 1.7358 | 0 | 0 | 0 | 0 |  | 0 | 0 | 0 | 0 | 0 | 0 | 46449.1836 | 504.9877 | 0.010872 | 45944.1959 | 0 | 0 | 46449.1836 | 504.9877 | 0.010872 | 45944.1959 | 434.4346 | 0.0093529 | 46014.749 | 477.7024 | 0.010284 | 45971.4812
192 | Moorpark | GREATER LA METRO | SCE Northern | {'Santa Clara': [16.2, 3853.0]} | 68110.9297 | 17858.6914 | 0.2622 | 50252.2383 | 0.7378 | 5125.4858 | 7.5252 | 55713.6055 | 0.81798 | 50588.1196 | 0.74273 | 13.6364 | 7481.8818 | 0.10985 | 21825.5723 | 0.32044 |  | 17225.6016 | 0.25291 | 0 | 0 | 20515.0762 | 0.3012 | 47595.8535 | 4644.7104 | 0.068193 | 63466.2192 | 9412.6318 | 0.1382 | 58698.2979 | 27751.9258 | 0.40745 | 40359.0039 | 11551.7812 | 0.1696 | 56559.1484 | 6328.2627 | 0.092911 | 61782.667
313 | Morro Bay | SPGE | PGE Kern | {'Diablo Canyon': [10.9, 206.0], 'San Luis Obispo': [14.7, 30.0], 'Templeton': [15.9, 356.0]} | 48608.0938 | 605.6507 | 0.01246 | 48002.4414 | 0.98754 | 12722.2871 | 26.1732 | 45649.9141 | 0.93914 | 32927.627 | 0.67741 | 9.8625 | 856.7369 | 0.017625 | 1114.2913 | 0.022924 |  | 44486.6484 | 0.91521 | 1959.5166 | 0.040313 | 26976.2129 | 0.55497 | 21631.8809 | 13162.3896 | 0.27079 | 35445.7041 | 20709.4844 | 0.42605 | 27898.6094 | 37961.1328 | 0.78096 | 10646.9609 | 31608.9121 | 0.65028 | 16999.1816 | 4032.2351 | 0.082954 | 44575.8586
218 | Moss Landing | SPGE | PGE GBA | {'Llagas': [18.4, 576.0]} | 60366.7852 | 13694.877 | 0.22686 | 46671.9062 | 0.77314 | 1456.0182 | 2.412 | 39417.2148 | 0.65296 | 37961.1967 | 0.62884 | 19.8667 | 6216.2935 | 0.10298 | 29130.3379 | 0.48256 |  | 1113.5945 | 0.018447 | 0 | 0 | 2780.6619 | 0.046063 | 57586.1233 | 16143.2451 | 0.26742 | 44223.54 | 20184.25 | 0.33436 | 40182.5352 | 22717.2422 | 0.37632 | 37649.543 | 1853.5426 | 0.030705 | 58513.2426 | 3964.1763 | 0.065668 | 56402.6089
275 | Mustang | SPGE | PGE Fresno | {'Henrietta': [1.1, 66240.0], 'Leprino': [4.8, 59769.0], 'Gates': [13.1, 4249.0], 'GWF Hanford': [15.4, 17470.0], 'Schindler': [16.9, 4048.0]} | 155259.6719 | 69839.7891 | 0.44983 | 85419.8828 | 0.55017 | 34840.4609 | 22.4401 | 141456.1562 | 0.91109 | 106615.6953 | 0.68669 | 8.2753 | 72636.6172 | 0.46784 | 60535.6641 | 0.3899 |  | 3615.3196 | 0.023286 | 0 | 0 | 21492.75 | 0.13843 | 133766.9219 | 4975.9653 | 0.032049 | 150283.7065 | 7057.3384 | 0.045455 | 148202.3335 | 26719.7617 | 0.1721 | 128539.9102 | 0 | 0 | 155259.6719 | 3298.2903 | 0.021244 | 151961.3816
2 | Newark | NORTHERN CALIFORNIA | PGE GBA | {'Los Esteros': [5.9, 844.0], 'Scott': [8.7, 255.0], 'Eastshore': [11.2, 34.0], 'Hicks': [19.0, 0.0]} | 15053.9385 | 1217.9425 | 0.080905 | 13835.9961 | 0.91909 | 3327.3237 | 22.1027 | 13595.5098 | 0.90312 | 10268.186 | 0.68209 | 10.3359 | 95.7269 | 0.0063589 | 101.2298 | 0.0067245 |  | 14069.7178 | 0.93462 | 0 | 0 | 9386.873 | 0.62355 | 5667.0654 | 6857.1499 | 0.45551 | 8196.7886 | 10472.7158 | 0.69568 | 4581.2227 | 12512.126 | 0.83115 | 2541.8125 | 6871.9878 | 0.45649 | 8181.9507 | 1499.5319 | 0.099611 | 13554.4066
99 | Newhall | SPGE | PGE Fresno | {'Mendota': [12.4, 16656.0], 'Dairyland': [13.0, 16029.0], 'Oro Loma': [18.1, 5486.0], 'Borden': [19.4, 252.0], 'Tranquility': [19.6, 12.0], 'Cheney': [19.7, 221.0]} | 189012.7812 | 48978.6562 | 0.25913 | 140034.125 | 0.74087 | 65708.4609 | 34.764 | 185348.7031 | 0.98061 | 119640.2422 | 0.63297 | 6.2673 | 116149.6719 | 0.61451 | 36932.9883 | 0.1954 |  | 45874.918 | 0.24271 | 0 | 0 | 111555.6875 | 0.5902 | 77457.0938 | 31200.5312 | 0.16507 | 157812.25 | 44254.9883 | 0.23414 | 144757.793 | 126270.5391 | 0.66805 | 62742.2422 | 12285.6641 | 0.064999 | 176727.1172 | 32580.2344 | 0.17237 | 156432.5469
210 | New Melones | NORTHERN CALIFORNIA | PGE GBA | {'Peoria': [3.4, 1405.0], 'Chinese Station': [5.7, 1403.0], 'Curtis': [11.6, 846.0]} | 66942.4453 | 1404.7263 | 0.020984 | 65537.7188 | 0.97902 | 18993.4375 | 28.3728 | 57731.5898 | 0.86241 | 38738.1523 | 0.57868 | 13.6386 | 295.8434 | 0.0044194 | 96.2375 | 0.0014376 |  | 57301.4453 | 0.85598 | 0 | 0 | 43040.3477 | 0.64295 | 23902.0977 | 29414.9941 | 0.43941 | 37527.4512 | 34895.3164 | 0.52127 | 32047.1289 | 55473.1289 | 0.82867 | 11469.3164 | 41863.0391 | 0.62536 | 25079.4062 | 5790.5132 | 0.0865 | 61151.9321
311 | New Sub - Pit 1 - Cottonwood (Proposed) | NORTHERN CALIFORNIA | PGE NGBA | {'Round Mt.': [6.1, 9918.0], 'Cove Road': [6.8, 13900.0]} | 134458.4688 | 35830.7344 | 0.26648 | 98627.7344 | 0.73352 | 69970.5469 | 52.0388 | 128581.6328 | 0.95629 | 58611.0859 | 0.4359 | 5.3154 | 3395.9629 | 0.025257 | 138.9232 | 0.0010332 |  | 96307.375 | 0.71626 | 8308.0469 | 0.061789 | 83741.3594 | 0.6228 | 50717.1094 | 13740.9111 | 0.10219 | 120717.5576 | 17581.2207 | 0.13076 | 116877.248 | 86893.4141 | 0.64625 | 47565.0547 | 26047.4277 | 0.19372 | 108411.041 | 10293.2168 | 0.076553 | 124165.252
53 | Norco | SPGE | PGE Kern | {'Tupman': [5.2, 3957.0], 'Elk Hills': [5.6, 1881.0], 'Tevis': [10.4, 2436.0], 'Renfro': [10.8, 2703.0], 'Rio Bravo': [11.1, 3001.0], 'Midway': [11.5, 2867.0], 'Midway - Wheeler Ridge (Proposed)': [11.6, 3280.0], 'Kern Power': [13.6, 741.0], 'Stockdale': [13.8, 1910.0], 'Taft': [14.2, 0.0], 'Rosedale': [14.5, 573.0], '7th Standard': [14.6, 548.0], 'Shafter': [15.7, 2807.0], 'West Park': [16.3, 32.0], 'Lerdo': [17.2, 247.0], 'Bakersfield': [18.6, 18.0], 'Kern Oil': [19.5, 0.0]} | 149252.6562 | 7189.7256 | 0.048172 | 142062.9375 | 0.95183 | 50934.1445 | 34.1261 | 140963.9375 | 0.94447 | 90029.793 | 0.6032 | 9 | 27250.5547 | 0.18258 | 53335.5078 | 0.35735 |  | 12049.9365 | 0.080735 | 0 | 0 | 44288.2148 | 0.29673 | 104964.4414 | 81806.1016 | 0.5481 | 67446.5547 | 127709.3359 | 0.85566 | 21543.3203 | 129216.7422 | 0.86576 | 20035.9141 | 1385.5192 | 0.009283 | 147867.1371 | 16952.248 | 0.11358 | 132300.4082
236 | North Gila | ARIZONA MINOR | SDGE Arizona | {} | 56703.3633 | 2261.853 | 0.039889 | 54441.5117 | 0.96011 | 17117.8926 | 30.1885 | 27898.0273 | 0.492 | 10780.1348 | 0.19011 | 4.6749 | 1908.3649 | 0.033655 | 10295.1484 | 0.18156 |  | 0 | 0 | 0 | 0 | 309.4376 | 0.0054571 | 56393.9257 | 23096.7246 | 0.40733 | 33606.6387 | 20798.9844 | 0.3668 | 35904.3789 | 23122.9004 | 0.40779 | 33580.4629 | 13399.7832 | 0.23631 | 43303.5801 | 2606.1394 | 0.045961 | 54097.2239
307 | North Gila - IV (Proposed) | GREATER IMPERIAL | SDGE Imperial | {'Highline': [4.3, 3867.0], 'El Centro': [19.4, 29.0]} | 53702.043 | 6400.2065 | 0.11918 | 47301.8359 | 0.88082 | 16310.6748 | 30.3725 | 52362.3555 | 0.97505 | 36051.6807 | 0.67133 | 6.2089 | 1819.5612 | 0.033883 | 32439.4395 | 0.60406 |  | 0 | 0 | 0 | 0 | 365.3421 | 0.0068031 | 53336.7009 | 17850.3848 | 0.3324 | 35851.6582 | 17850.3848 | 0.3324 | 35851.6582 | 18215.7266 | 0.3392 | 35486.3164 | 5677.3384 | 0.10572 | 48024.7046 | 4482.6172 | 0.083472 | 49219.4258
161 | Oceano | SPGE | PGE Kern | {'Mesa': [9.7, 17931.0], 'San Luis Obispo': [11.5, 8382.0], 'Diablo Canyon': [17.0, 31.0]} | 79319.0234 | 28929.2871 | 0.36472 | 50389.7344 | 0.63528 | 7733.4556 | 9.7498 | 64075.1367 | 0.80782 | 56341.6812 | 0.71032 | 13.1138 | 6060.8892 | 0.076412 | 16311.7549 | 0.20565 |  | 36232.1133 | 0.45679 | 0 | 0 | 7205.6655 | 0.090844 | 72113.3579 | 2235.938 | 0.028189 | 77083.0854 | 17227.8164 | 0.2172 | 62091.207 | 20428.9629 | 0.25755 | 58890.0605 | 17590.0371 | 0.22176 | 61728.9863 | 6435.6846 | 0.081137 | 72883.3389
259 | Ocotillo | GREATER IMPERIAL | SDGE Imperial | {'East County': [9.2, 2913.0], 'Boulevard': [14.6, 952.0], 'Imperial Valley': [19.2, 0.0]} | 25845.002 | 6383.7153 | 0.247 | 19461.2871 | 0.753 | 10420.9316 | 40.3209 | 23011.3672 | 0.89036 | 12590.4355 | 0.48715 | 4.8376 | 0 | 0 | 0 | 0 |  | 0 | 0 | 0 | 0 | 9214.959 | 0.35655 | 16630.043 | 4983.9761 | 0.19284 | 20861.0259 | 3764.8105 | 0.14567 | 22080.1914 | 14803.502 | 0.57278 | 11041.5 | 11145.1348 | 0.43123 | 14699.8672 | 6.815 | 0.00026369 | 25838.187
147 | Old Town | SAN DIEGO | SDGE Imperial | {'Mission': [3.4, 1034.0], 'Silvergate': [5.7, 995.0], 'Kearny': [5.8, 821.0], 'Penasquitos': [10.6, 53.0], 'Bay Boulevard': [12.3, 679.0], 'Miguel': [13.6, 124.0], 'Sycamore Canyon': [14.0, 0.0]} | 5297.4546 | 1017.1801 | 0.19201 | 4280.2744 | 0.80799 | 2791.1511 | 52.6885 | 3024.4539 | 0.57093 | 233.3027 | 0.044041 | 21.4091 | 0 | 0 | 0 | 0 |  | 6.6873 | 0.0012624 | 0 | 0 | 50.0462 | 0.0094472 | 5247.4083 | 880.6761 | 0.16625 | 4416.7785 | 4152.813 | 0.78393 | 1144.6416 | 4177.8848 | 0.78866 | 1119.5698 | 0 | 0 | 5297.4546 | 74.9604 | 0.01415 | 5222.4942
91 | Olinda | GREATER LA METRO | SCE Metro | {'Walnut': [4.6, 370.0], 'Lewis': [9.5, 2.0], 'Barre': [10.1, 0.0], 'Villa Park': [10.3, 89.0], 'Center': [10.6, 0.0], 'Serrano': [11.1, 495.0], 'Rio Hondo': [11.5, 0.0], 'Del Amo': [12.1, 0.0], 'Mesa': [12.5, 0.0], 'Laguna Bell': [13.1, 0.0], 'Chino': [14.5, 620.0], 'Lighthipe': [15.2, 0.0], 'Alamitos': [16.1, 0.0], 'Johanna': [16.5, 0.0], 'Goodrich': [17.0, 0.0], 'Ellis': [18.0, 0.0], 'Hinson': [19.4, 0.0]} | 5705.6094 | 693.579 | 0.12156 | 5012.0303 | 0.87844 | 143.0244 | 2.5067 | 4465.2607 | 0.78261 | 4322.2364 | 0.75754 | 20.6667 | 0 | 0 | 0 | 0 |  | 5130.7764 | 0.89925 | 0 | 0 | 3515.2102 | 0.6161 | 2190.3992 | 0 | 0 | 5705.6094 | 0 | 0 | 5705.6094 | 3515.2102 | 0.6161 | 2190.3992 | 2577.8269 | 0.45181 | 3127.7825 | 887.4282 | 0.15554 | 4818.1812
272 | Olive | SPGE | PGE Fresno | {'Alpaugh': [4.6, 47244.0], 'Smyrna': [12.5, 15655.0], 'Corcoran': [15.9, 10391.0], 'Waukena': [18.2, 2456.0], 'Gates-Midway (Proposed)': [19.4, 0.0]} | 148453.9688 | 60577.9648 | 0.40806 | 87876 | 0.59194 | 36710.9492 | 24.7288 | 134554.2188 | 0.90637 | 97843.2695 | 0.65908 | 9.0822 | 71031.4766 | 0.47847 | 53678.8789 | 0.36159 |  | 24410.418 | 0.16443 | 0 | 0 | 46594.2695 | 0.31386 | 101859.6992 | 15162.6416 | 0.10214 | 133291.3271 | 36029.0898 | 0.2427 | 112424.8789 | 66409.1016 | 0.44734 | 82044.8672 | 393.8519 | 0.002653 | 148060.1168 | 8863.2764 | 0.059704 | 139590.6924
198 | Olivehurst | NORTHERN CALIFORNIA | PGE NGBA | {'East Marysville': [5.0, 15084.0], 'Pease': [8.3, 7090.0], 'Rio Oso': [11.6, 7041.0], 'Honcut': [16.0, 1901.0]} | 109486.1484 | 17617.0684 | 0.16091 | 91869.0781 | 0.83909 | 3996.488 | 3.6502 | 83678.6562 | 0.76429 | 79682.1682 | 0.72778 | 15.4868 | 32369.7695 | 0.29565 | 59063.6602 | 0.53946 |  | 3581.356 | 0.032711 | 0 | 0 | 39577.9766 | 0.36149 | 69908.1719 | 871.8904 | 0.0079635 | 108614.2581 | 16916.9805 | 0.15451 | 92569.168 | 53620.7695 | 0.48975 | 55865.3789 | 134.0652 | 0.0012245 | 109352.0832 | 12097.6982 | 0.1105 | 97388.4502
28 | Oro Loma | SPGE | PGE Fresno | {'Mendota': [15.8, 18273.0], 'Panoche': [16.6, 7309.0], 'Newhall': [18.1, 5486.0], 'Cheney': [18.8, 2127.0]} | 173229.6875 | 92106.5469 | 0.5317 | 81123.1406 | 0.4683 | 13062.0703 | 7.5403 | 162799.625 | 0.93979 | 149737.5547 | 0.86439 | 7.8374 | 89954.3828 | 0.51928 | 61266.4219 | 0.35367 |  | 23438.5898 | 0.1353 | 0 | 0 | 18548.6523 | 0.10708 | 154681.0352 | 1735.1796 | 0.010017 | 171494.5079 | 11137.7334 | 0.064295 | 162091.9541 | 25020.1875 | 0.14443 | 148209.5 | 6185.2378 | 0.035705 | 167044.4497 | 4868.6533 | 0.028105 | 168361.0342
245 | Otay Mesa | SAN DIEGO | SDGE Imperial | {'Miguel': [8.3, 269.0], 'Bay Boulevard': [11.0, 6.0], 'Silvergate': [15.9, 0.0], 'Mission': [19.6, 0.0]} | 11738.0098 | 299.4167 | 0.025508 | 11438.5928 | 0.97449 | 1541.3859 | 13.1316 | 8235.0518 | 0.70157 | 6693.6659 | 0.57026 | 20.1 | 57.8089 | 0.0049249 | 14.4557 | 0.0012315 |  | 6482.0649 | 0.55223 | 2913.104 | 0.24818 | 546.8018 | 0.046584 | 11191.2079 | 10988.6367 | 0.93616 | 749.373 | 11094.8057 | 0.9452 | 643.2041 | 11366.5889 | 0.96836 | 371.4209 | 5350.0518 | 0.45579 | 6387.958 | 781.6558 | 0.066592 | 10956.354
136 | Padua | GREATER LA METRO | SCE Metro | {'Rancho Vista': [6.4, 3355.0], 'Etiwanda': [6.8, 3355.0], 'Chino': [8.7, 3355.0], 'Mira Loma': [8.8, 3355.0], 'Vista': [19.2, 0.0], 'Walnut': [19.4, 0.0], 'Rio Hondo': [19.6, 0.0]} | 7032.6401 | 3379.175 | 0.4805 | 3653.4651 | 0.5195 | 412.0245 | 5.8587 | 2005.506 | 0.28517 | 1593.4815 | 0.22658 | 43 | 316.4006 | 0.04499 | 972.1801 | 0.13824 |  | 366.9598 | 0.05218 | 2665.4924 | 0.37902 | 2442.4246 | 0.3473 | 4590.2156 | 1484.241 | 0.21105 | 5548.3992 | 1260.2119 | 0.17919 | 5772.4282 | 2645.0925 | 0.37612 | 4387.5476 | 1713.7992 | 0.24369 | 5318.8409 | 761.6608 | 0.1083 | 6270.9793
288 | Pahrump | SNV ELDORADO DESERT | SCE EOP | {'Gamebird': [4.5, 21040.0], 'Vista 2': [8.6, 19136.0], 'Crazy Eyes': [13.6, 5983.0]} | 63875.9219 | 33132.7305 | 0.5187 | 30743.1914 | 0.4813 | 1725.4087 | 2.7012 | 1751.9479 | 0.027427 | 26.5392 | 0.00041548 | 2.6601 | 0 | 0 | 0 | 0 |  | 0 | 0 | 0 | 0 | 0 | 0 | 63875.9219 | 797.7191 | 0.012489 | 63078.2028 | 913.9597 | 0.014308 | 62961.9622 | 913.9597 | 0.014308 | 62961.9622 | 1484.2948 | 0.023237 | 62391.6271 | 111.8573 | 0.0017512 | 63764.0646
6 | Palermo | NORTHERN CALIFORNIA | PGE NGBA | {'Wyandotte': [2.9, 3273.0], 'Thermalito': [7.4, 985.0], 'Table Mt.': [9.7, 361.0], 'Honcut': [10.1, 337.0], 'Colgate': [19.5, 0.0]} | 91254.5 | 3587.062 | 0.039308 | 87667.4375 | 0.96069 | 2107.4553 | 2.3094 | 59678.3594 | 0.65398 | 57570.9041 | 0.63088 | 17 | 14455.4238 | 0.15841 | 8521.7764 | 0.093385 |  | 59608.5898 | 0.65321 | 2359.5093 | 0.025856 | 79198.0469 | 0.86788 | 12056.4531 | 10648.8984 | 0.11669 | 80605.6016 | 11735.3604 | 0.1286 | 79519.1396 | 85055.0703 | 0.93206 | 6199.4297 | 27098.3184 | 0.29695 | 64156.1816 | 16963.0234 | 0.18589 | 74291.4766
199 | Palomar | SAN DIEGO | SDGE Imperial | {'Encina': [2.9, 231.0], 'San Luis Rey': [6.7, 128.0], 'Escondido': [9.9, 651.0], 'Penasquitos': [14.6, 1.0]} | 4981.481 | 674.7612 | 0.13545 | 4306.7197 | 0.86455 | 26.5065 | 0.5321 | 1151.5693 | 0.23117 | 1125.0628 | 0.22585 | 30.2286 | 371.2659 | 0.074529 | 145.2234 | 0.029153 |  | 1472.9346 | 0.29568 | 0 | 0 | 2082.1016 | 0.41797 | 2899.3794 | 1216.665 | 0.24424 | 3764.8159 | 734.4341 | 0.14743 | 4247.0468 | 3002.9309 | 0.60282 | 1978.55 | 534.9165 | 0.10738 | 4446.5645 | 393.1834 | 0.078929 | 4588.2976
289 | Palo Verde | ARIZONA MINOR | SDGE Arizona | {'Hassayampa': [2.7, 54100.0], 'Delaney': [12.1, 7617.0]} | 113456.9375 | 66707.3984 | 0.58795 | 46749.5391 | 0.41205 | 0 | 0 | 0 | 0 | 0 | 0 | 0 | 0 | 0 | 0 | 0 |  | 0 | 0 | 0 | 0 | 0 | 0 | 113456.9375 | 0 | 0 | 113456.9375 | 0 | 0 | 113456.9375 | 0 | 0 | 113456.9375 | 0 | 0 | 113456.9375 | 0 | 0 | 113456.9375
29 | Panoche | SPGE | PGE Fresno | {'Cheney': [3.1, 28588.0], 'Mendota': [8.2, 28676.0], 'Tranquility': [10.7, 22505.0], 'Oro Loma': [16.6, 7309.0]} | 152684.8281 | 34195.9844 | 0.22396 | 118488.8438 | 0.77604 | 17199.7363 | 11.2649 | 150632.9531 | 0.98656 | 133433.2168 | 0.87391 | 6.7778 | 39478.2734 | 0.25856 | 91216.6172 | 0.59742 |  | 14541.957 | 0.095242 | 0 | 0 | 26009.7246 | 0.17035 | 126675.1035 | 13334.8301 | 0.087336 | 139349.998 | 35496.5977 | 0.23248 | 117188.2305 | 46178.0078 | 0.30244 | 106506.8203 | 8946.7285 | 0.058596 | 143738.0996 | 591.745 | 0.0038756 | 152093.0831
92 | Pardee | GREATER LA METRO | SCE Northern | {'Saugus': [1.3, 12593.0], 'Sylmar-Pac Intertie': [10.4, 998.0]} | 66215.3594 | 12618.0273 | 0.19056 | 53597.332 | 0.80944 | 24300.5469 | 36.6993 | 55630.0078 | 0.84014 | 31329.4609 | 0.47314 | 25.7236 | 352.8843 | 0.0053293 | 1351.0426 | 0.020404 |  | 33576.5117 | 0.50708 | 25247.2852 | 0.38129 | 27902.7949 | 0.42139 | 38312.5645 | 1531.4113 | 0.023128 | 64683.9481 | 8914.5654 | 0.13463 | 57300.7939 | 34828.4102 | 0.52599 | 31386.9492 | 29578.5469 | 0.4467 | 36636.8125 | 6337.3794 | 0.095709 | 59877.98
67 | Pastoria | GREATER TEHACHAPI | SCE Northern | {'Bailey': [11.6, 0.0], 'Wheeler Ridge': [13.0, 1546.0]} | 79272.3359 | 1545.6433 | 0.019498 | 77726.6953 | 0.9805 | 20442.9688 | 25.7883 | 75023.8594 | 0.94641 | 54580.8906 | 0.68852 | 6.7682 | 4151.9917 | 0.052376 | 27353.082 | 0.34505 |  | 39803.2539 | 0.50211 | 4791.9917 | 0.06045 | 49245.4727 | 0.62122 | 30026.8633 | 35555.1133 | 0.44852 | 43717.2227 | 36589.1406 | 0.46156 | 42683.1953 | 54772.8086 | 0.69094 | 24499.5273 | 20148.9062 | 0.25417 | 59123.4297 | 1302.4769 | 0.01643 | 77969.859
173 | Peabody | NORTHERN CALIFORNIA | PGE NGBA | {'Vaca-Dixon & Gc Yard': [8.4, 7641.0], 'Shiloh III': [10.5, 1165.0], 'Birds Landing': [13.5, 1165.0], 'Tulucay': [16.3, 2932.0], 'Putah Creek': [16.4, 3503.0], 'Pittsburg': [17.6, 0.0], 'Kirker': [18.6, 0.0]} | 74465.4297 | 12165.9209 | 0.16338 | 62299.5078 | 0.83662 | 6504.0493 | 8.7343 | 60808.0859 | 0.81659 | 54304.0366 | 0.72925 | 10.8373 | 13219.1113 | 0.17752 | 18289.3359 | 0.24561 |  | 40606.2969 | 0.5453 | 0 | 0 | 17196.2109 | 0.23093 | 57269.2188 | 25323.9609 | 0.34008 | 49141.4688 | 27797.6406 | 0.3733 | 46667.7891 | 45992.5391 | 0.61764 | 28472.8906 | 12300.7969 | 0.16519 | 62164.6328 | 15912.5176 | 0.21369 | 58552.9121
183 | Pease | NORTHERN CALIFORNIA | PGE NGBA | {'East Marysville': [5.4, 8783.0], 'Olivehurst': [8.3, 7090.0], 'Honcut': [11.0, 4749.0], 'Rio Oso': [19.3, 199.0]} | 137552.1562 | 13746.2295 | 0.099935 | 123805.9297 | 0.90007 | 8258.2363 | 6.0037 | 108699.4688 | 0.79024 | 100441.2324 | 0.7302 | 14.4461 | 40771.8906 | 0.29641 | 65746.4453 | 0.47797 |  | 20330.4375 | 0.1478 | 0 | 0 | 56630.2695 | 0.4117 | 80921.8867 | 15176.6816 | 0.11033 | 122375.4746 | 38466.4375 | 0.27965 | 99085.7188 | 89870.9141 | 0.65336 | 47681.2422 | 10015.2295 | 0.07281 | 127536.9268 | 7691.9893 | 0.055921 | 129860.167
148 | Penasquitos | SAN DIEGO | SDGE Imperial | {'Kearny': [7.8, 53.0], 'Mission': [10.4, 53.0], 'Old Town': [10.6, 53.0], 'Sycamore Canyon': [10.9, 101.0], 'Palomar Airport': [14.6, 1.0], 'Escondido': [15.5, 101.0], 'Silvergate': [16.0, 13.0], 'Encina': [16.5, 1.0]} | 968.2408 | 151.4262 | 0.15639 | 816.8147 | 0.84361 | 2.6269 | 0.27131 | 61.6427 | 0.063665 | 59.0158 | 0.060952 | 15.2443 | 12.2246 | 0.012626 | 7.9405 | 0.0082009 |  | 101.5676 | 0.1049 | 0 | 0 | 237.7708 | 0.24557 | 730.47 | 558.9316 | 0.57727 | 409.3093 | 639.4779 | 0.66045 | 328.7629 | 787.4255 | 0.81325 | 180.8154 | 0 | 0 | 968.2408 | 52.9007 | 0.054636 | 915.3402
179 | Penngrove | NORTHERN CALIFORNIA | PGE NGBA | {'Bellevue': [4.7, 6378.0], 'Lakeville': [7.0, 4492.0], 'Fulton': [13.3, 213.0], 'Ignacio': [18.2, 0.0]} | 78116.1484 | 7314.8657 | 0.093641 | 70801.2812 | 0.90636 | 2263.4897 | 2.8976 | 52935.0469 | 0.67765 | 50671.5571 | 0.64867 | 15.3333 | 15277.0479 | 0.19557 | 2437.1023 | 0.031198 |  | 53252.4727 | 0.68171 | 0 | 0 | 44740.1953 | 0.57274 | 33375.9531 | 26705.2812 | 0.34187 | 51410.8672 | 50632.7539 | 0.64817 | 27483.3945 | 64306.2422 | 0.82321 | 13809.9062 | 19530.5234 | 0.25002 | 58585.625 | 4513.8794 | 0.057784 | 73602.269
191 | Peoria | NORTHERN CALIFORNIA | PGE GBA | {'Chinese Station': [2.3, 3257.0], 'New Melones': [3.4, 1405.0], 'Curtis': [10.9, 2392.0]} | 78723.4062 | 3256.9504 | 0.041372 | 75466.4531 | 0.95863 | 29545.4922 | 37.5308 | 70796.2031 | 0.8993 | 41250.7109 | 0.524 | 11.4633 | 291.4047 | 0.0037016 | 80.1995 | 0.0010188 |  | 68188.6172 | 0.86618 | 71.9497 | 0.00091396 | 50008.1094 | 0.63524 | 28715.2969 | 32277.6992 | 0.41001 | 46445.707 | 34183.2148 | 0.43422 | 44540.1914 | 63415.3438 | 0.80555 | 15308.0625 | 52718.8398 | 0.66967 | 26004.5664 | 6698.1289 | 0.085084 | 72025.2773
137 | Pisgah | GREATER KRAMER | SCE NOL | {} | 12230.0791 | 1109.8842 | 0.09075 | 11120.1953 | 0.90925 | 6892.9019 | 56.3602 | 12209.7822 | 0.99834 | 5316.8804 | 0.43474 | 2.8822 | 0 | 0 | 0 | 0 |  | 0 | 0 | 0 | 0 | 6534.5825 | 0.5343 | 5695.4966 | 9047.4043 | 0.73977 | 3182.6748 | 10059.0635 | 0.82249 | 2171.0156 | 10586.0527 | 0.86558 | 1644.0264 | 6389.0278 | 0.5224 | 5841.0513 | 86.1501 | 0.0070441 | 12143.929
224 | Pit 1 | NORTHERN CALIFORNIA | PGE NGBA | {} | 100589.1406 | 28337.4023 | 0.28171 | 72251.7344 | 0.71829 | 29120.4395 | 28.9499 | 92878.3516 | 0.92334 | 63757.9121 | 0.63384 | 7.7646 | 21659.9961 | 0.21533 | 0 | 0 |  | 4605.228 | 0.045783 | 0 | 0 | 23954.9707 | 0.23815 | 76634.1699 | 39204.7188 | 0.38975 | 61384.4219 | 42632.5664 | 0.42383 | 57956.5742 | 57396.2656 | 0.5706 | 43192.875 | 36472.0664 | 0.36258 | 64117.0742 | 8470.7676 | 0.084212 | 92118.373
15 | Pittsburg | NORTHERN CALIFORNIA | PGE GBA | {'Kirker': [1.2, 14460.0], 'Contra Costa': [6.7, 14810.0], 'Birds Landing': [7.1, 15132.0], 'Clayton': [7.5, 1255.0], 'Shiloh III': [9.6, 15004.0], 'Lone Tree': [9.7, 2585.0], 'Martinez': [12.0, 279.0], 'Brentwood': [14.5, 981.0], 'Peabody': [17.6, 0.0], 'Carquinez': [19.5, 0.0]} | 47905.1328 | 16679.0664 | 0.34817 | 31226.0664 | 0.65183 | 11681.2012 | 24.384 | 46146.4531 | 0.96329 | 34465.252 | 0.71945 | 6.1461 | 16072.4102 | 0.3355 | 6.2841 | 0.00013118 |  | 30178.332 | 0.62996 | 0 | 0 | 11573.7979 | 0.2416 | 36331.335 | 22745.1387 | 0.4748 | 25159.9941 | 18477.1699 | 0.3857 | 29427.9629 | 26924.6602 | 0.56204 | 20980.4727 | 2904.2837 | 0.060626 | 45000.8491 | 11584.4268 | 0.24182 | 36320.7061
17 | Placerville | NORTHERN CALIFORNIA | PGE NGBA | {'Gold Hill': [19.7, 0.0]} | 92749.4141 | 5356.6968 | 0.057755 | 87392.7188 | 0.94225 | 5839.7256 | 6.2962 | 28438.7637 | 0.30662 | 22599.0381 | 0.24366 | 34.8 | 878.5402 | 0.0094722 | 1083.3799 | 0.011681 |  | 66958.8047 | 0.72193 | 22639.5527 | 0.24409 | 79749.2969 | 0.85984 | 13000.1172 | 24363.1641 | 0.26268 | 68386.25 | 32890.8438 | 0.35462 | 59858.5703 | 86060.7578 | 0.92788 | 6688.6562 | 13570.2969 | 0.14631 | 79179.1172 | 3146.3782 | 0.033923 | 89603.0359
122 | Pleasant Grove | NORTHERN CALIFORNIA | PGE NGBA | {'Rio Oso': [11.6, 14233.0], 'Gold Hill': [14.6, 1434.0], 'Higgins': [19.2, 369.0]} | 69623.2969 | 24778.3867 | 0.35589 | 44844.9102 | 0.64411 | 2313.5239 | 3.3229 | 45729.2188 | 0.65681 | 43415.6948 | 0.62358 | 52.8462 | 25871.0352 | 0.37159 | 5225.1738 | 0.075049 |  | 29748.7383 | 0.42728 | 0 | 0 | 29905.6211 | 0.42953 | 39717.6758 | 0 | 0 | 69623.2969 | 7.4361 | 0.0001068 | 69615.8608 | 29913.0586 | 0.42964 | 39710.2383 | 4184.9272 | 0.060108 | 65438.3696 | 23673.3477 | 0.34002 | 45949.9492
220 | Poso Mountain | SPGE | PGE Kern | {'Sycamore': [7.6, 23176.0], 'Kern Oil': [8.9, 20768.0], 'Cal Water': [10.0, 6572.0], 'Columbus': [11.1, 6790.0], 'Lerdo': [11.7, 22955.0], 'Bakersfield': [12.2, 9995.0], '7th Standard': [12.8, 15570.0], 'West Park': [13.6, 6921.0], 'Magunden': [13.8, 0.0], 'Rosedale': [14.3, 7170.0], 'Kern Power': [14.7, 6864.0], 'Renfro': [16.6, 3849.0], 'Stockdale': [17.8, 0.0], 'Lamont': [18.9, 0.0], 'Unknown - 3327': [18.9, 0.0], 'Rio Bravo': [18.9, 1093.0], 'Tevis': [19.2, 0.0]} | 174573.8438 | 32638.2598 | 0.18696 | 141935.5781 | 0.81304 | 46026.1562 | 26.3649 | 168103.3594 | 0.96294 | 122077.2031 | 0.69929 | 6.8856 | 3446.5054 | 0.019742 | 11521.9375 | 0.066 |  | 119805.6953 | 0.68628 | 0 | 0 | 129053.0234 | 0.73925 | 45520.8203 | 39026.0234 | 0.22355 | 135547.8203 | 60386.5586 | 0.34591 | 114187.2852 | 132476.875 | 0.75886 | 42096.9688 | 64804.2266 | 0.37121 | 109769.6172 | 2791.532 | 0.015991 | 171782.3118
290 | Primm | SNV ELDORADO DESERT | SCE EOP | {'Ivanpah': [9.5, 1084.0]} | 9826.0752 | 2843.0745 | 0.28934 | 6983.001 | 0.71066 | 4576.2305 | 46.5723 | 5019.894 | 0.51087 | 443.6636 | 0.045152 | 2.4524 | 0 | 0 | 0 | 0 |  | 0 | 0 | 0 | 0 | 4472.021 | 0.45512 | 5354.0542 | 4080.9224 | 0.41532 | 5745.1528 | 535.5608 | 0.054504 | 9290.5144 | 5003.438 | 0.5092 | 4822.6372 | 751.6411 | 0.076495 | 9074.4341 | 0 | 0 | 9826.0752
196 | Putah Creek | NORTHERN CALIFORNIA | PGE NGBA | {'Vaca-Dixon & Gc Yard': [9.3, 8784.0], 'Madison': [10.3, 5116.0], 'Davis': [14.2, 3058.0], 'Peabody': [16.4, 3503.0], 'Woodland': [16.7, 4309.0]} | 120863.6094 | 14541.0635 | 0.12031 | 106322.5469 | 0.87969 | 9257.4844 | 7.6594 | 100530.2812 | 0.83177 | 91272.7969 | 0.75517 | 10.8667 | 13589.2803 | 0.11243 | 59664.6992 | 0.49365 |  | 45099.0938 | 0.37314 | 0 | 0 | 57903.3242 | 0.47908 | 62960.2852 | 3893.2136 | 0.032212 | 116970.3958 | 356.0573 | 0.0029459 | 120507.5521 | 59454.3047 | 0.49191 | 61409.3047 | 19515.2285 | 0.16146 | 101348.3809 | 4565.4014 | 0.037773 | 116298.208
299 | Quinto | SPGE | PGE Fresno | {'Los Banos': [5.3, 14254.0], 'Miller': [9.6, 8512.0], 'Fink (Proposed)': [17.7, 32.0], 'Crow Creek': [17.9, 32.0]} | 98542.1797 | 18421.9062 | 0.18694 | 80120.2734 | 0.81306 | 27990.0156 | 28.4041 | 93461 | 0.94844 | 65470.9844 | 0.6644 | 8.4602 | 23571.6348 | 0.2392 | 21499.6152 | 0.21818 |  | 46417.6172 | 0.47104 | 2393.978 | 0.024294 | 52465.8906 | 0.53242 | 46076.2891 | 9886.9893 | 0.10033 | 88655.1904 | 20354.8945 | 0.20656 | 78187.2852 | 57600.1016 | 0.58452 | 40942.0781 | 24990.375 | 0.2536 | 73551.8047 | 8951.8613 | 0.090843 | 89590.3184
304 | Rancho Seco - Bellota (Proposed) | NORTHERN CALIFORNIA | PGE GBA | {'Camanche': [5.8, 9709.0], 'Bellota': [8.2, 10179.0], 'Lockeford': [9.0, 14199.0], 'Weber': [19.8, 4.0]} | 131476.6562 | 14986.5996 | 0.11399 | 116490.0547 | 0.88601 | 13719.3389 | 10.4348 | 92896.7422 | 0.70656 | 79177.4033 | 0.60222 | 19.45 | 30142.5859 | 0.22926 | 24645.5703 | 0.18745 |  | 22635.0742 | 0.17216 | 0 | 0 | 59520.0938 | 0.4527 | 71956.5625 | 47542.5391 | 0.3616 | 83934.1172 | 87650.9062 | 0.66667 | 43825.75 | 96983.9453 | 0.73765 | 34492.7109 | 32976.8867 | 0.25082 | 98499.7695 | 22876.9473 | 0.174 | 108599.709
207 | Rancho Vista | GREATER LA METRO | SCE Metro | {'Etiwanda': [0.4, 3376.0], 'Mira Loma': [5.8, 3376.0], 'Padua': [6.4, 3355.0], 'Chino': [10.3, 3376.0], 'Vista': [12.8, 0.0], 'San Bernardino': [17.0, 0.0]} | 7687.0503 | 3375.7874 | 0.43915 | 4311.2627 | 0.56085 | 329.1656 | 4.2821 | 2167.3372 | 0.28195 | 1838.1716 | 0.23913 | 57.3333 | 317.7945 | 0.041342 | 972.1801 | 0.12647 |  | 519.7449 | 0.067613 | 2873.0691 | 0.37375 | 3347.2625 | 0.43544 | 4339.7878 | 2559.5144 | 0.33296 | 5127.5359 | 2303.3101 | 0.29964 | 5383.7402 | 3347.2625 | 0.43544 | 4339.7878 | 1825.8002 | 0.23752 | 5861.2501 | 397.6544 | 0.05173 | 7289.3959
68 | Ransburg | GREATER KRAMER | SCE NOL | {} | 8020.4878 | 2860.7654 | 0.35668 | 5159.7227 | 0.64332 | 400.8602 | 4.998 | 4813.6343 | 0.60017 | 4412.7741 | 0.55019 | 19.4072 | 0 | 0 | 0 | 0 |  | 0 | 0 | 0 | 0 | 3869.7947 | 0.48249 | 4150.6931 | 0.61732 | 7.6968e-05 | 8019.8705 | 0 | 0 | 8020.4878 | 3870.4121 | 0.48257 | 4150.0757 | 3275.3735 | 0.40838 | 4745.1143 | 4.0069 | 0.00049958 | 8016.4809
186 | Rector | GREATER TEHACHAPI | SCE Northern | {} | 126447.6641 | 47542.3008 | 0.37598 | 78905.3594 | 0.62402 | 215.2695 | 0.17024 | 84674.5078 | 0.66964 | 84459.2383 | 0.66794 | 18 | 40986.8203 | 0.32414 | 69025.4688 | 0.54588 |  | 4421.209 | 0.034965 | 0 | 0 | 1561.3805 | 0.012348 | 124886.2836 | 7187.752 | 0.056844 | 119259.9121 | 11081.7666 | 0.087639 | 115365.8975 | 12643.1475 | 0.099987 | 113804.5166 | 1143.3914 | 0.0090424 | 125304.2727 | 2033.0199 | 0.016078 | 124414.6442
258 | Redbluff | RIVERSIDE | SCE Eastern | {'Kem': [15.1, 3544.0], 'Julian Hinds': [18.1, 0.0]} | 49297.582 | 10793.9092 | 0.21895 | 38503.6719 | 0.78105 | 26671.1543 | 54.1024 | 48913.3594 | 0.99221 | 22242.2051 | 0.45118 | 4.9046 | 949.7307 | 0.019265 | 0 | 0 |  | 0 | 0 | 0 | 0 | 15836.3916 | 0.32124 | 33461.1904 | 114.0617 | 0.0023137 | 49183.5204 | 0 | 0 | 49297.582 | 15950.4531 | 0.32355 | 33347.1289 | 21264.3145 | 0.43135 | 28033.2676 | 885.4457 | 0.017961 | 48412.1364
246 | Redondo | GREATER LA METRO | SCE Metro | {'El Nido': [3.4, 58.0], 'La Fresa': [3.5, 96.0], 'Chevmain': [3.8, 53.0], 'El Segundo': [4.6, 50.0], 'Arcogen': [8.6, 34.0], 'Hinson': [9.7, 0.0], 'Harborgen': [10.4, 5.0], 'La Cienega': [10.5, 15.0], 'Long Beach': [11.0, 9.0], 'Lighthipe': [12.4, 0.0], 'Laguna Bell': [16.4, 0.0], 'Del Amo': [16.7, 0.0], 'Center': [17.1, 0.0], 'Alamitos': [17.6, 0.0]} | 700.5236 | 93.2454 | 0.13311 | 607.2782 | 0.86689 | 28.468 | 4.0638 | 230.6077 | 0.32919 | 202.1397 | 0.28856 | 26 | 0 | 0 | 0 | 0 |  | 0 | 0 | 0 | 0 | 10.0224 | 0.014307 | 690.5012 | 116.7811 | 0.16671 | 583.7425 | 565.6376 | 0.80745 | 134.886 | 575.66 | 0.82176 | 124.8636 | 0 | 0 | 700.5236 | 0.71441 | 0.0010198 | 699.8092
30 | Reedley | SPGE | PGE Fresno | {'Wahtoke': [4.3, 26328.0], 'Kingsburg': [14.0, 7764.0], 'McCall': [14.6, 3318.0], 'Sanger': [14.8, 3242.0]} | 148555.0469 | 34486.4414 | 0.23215 | 114068.6094 | 0.76785 | 6034.6113 | 4.0622 | 93323.3438 | 0.62821 | 87288.7324 | 0.58759 | 19.3978 | 48559.7227 | 0.32688 | 64482.5664 | 0.43407 |  | 9534.7354 | 0.064183 | 0 | 0 | 40123.0156 | 0.27009 | 108432.0312 | 30590.0059 | 0.20592 | 117965.041 | 43700.3906 | 0.29417 | 104854.6562 | 57773.8203 | 0.38891 | 90781.2266 | 20091.3418 | 0.13525 | 128463.7051 | 4616.2856 | 0.031075 | 143938.7612
268 | Regulus | SPGE | PGE Kern | {'Lamont': [0.1, 18632.0], 'Grimmway-Malaga': [3.4, 18727.0], 'Magunden': [5.5, 11605.0], 'Columbus': [8.2, 9407.0], 'Cal Water': [8.9, 9096.0], 'Bakersfield': [10.1, 6002.0], 'West Park': [11.3, 4553.0], 'Stockdale': [11.6, 6293.0], 'Sycamore': [12.9, 3158.0], 'Kern Oil': [13.3, 2206.0], 'Rosedale': [13.3, 2513.0], 'Kern Power': [14.4, 1449.0], 'Tevis': [15.1, 1656.0], 'Wheeler Ridge': [15.7, 6335.0], '7th Standard': [18.0, 0.0], 'Renfro': [18.1, 0.0], 'Poso Mt.': [18.9, 0.0]} | 112057.2734 | 18721.2676 | 0.16707 | 93336.0078 | 0.83293 | 6333.8022 | 5.6523 | 103296.2109 | 0.92182 | 96962.4087 | 0.86529 | 10.5 | 10534.1533 | 0.094007 | 64559.7695 | 0.57613 |  | 12005.3887 | 0.10714 | 0 | 0 | 28375.5801 | 0.25322 | 83681.6934 | 14646.793 | 0.13071 | 97410.4805 | 25837.4043 | 0.23057 | 86219.8691 | 40219.7852 | 0.35892 | 71837.4883 | 14144.3584 | 0.12622 | 97912.915 | 2125.533 | 0.018968 | 109931.7405
239 | Renfro | SPGE | PGE Kern | {'Kern Power': [3.8, 10046.0], '7th Standard': [4.0, 11005.0], 'Rosedale': [4.9, 9264.0], 'Tevis': [5.1, 4629.0], 'Tupman': [6.4, 8620.0], 'Rio Bravo': [6.6, 10810.0], 'West Park': [7.0, 6574.0], 'Stockdale': [7.3, 3309.0], 'Lerdo': [7.8, 11303.0], 'Kern Oil': [8.9, 5956.0], 'Bakersfield': [9.0, 5767.0], 'Norco': [10.8, 2703.0], 'Sycamore': [10.8, 5459.0], 'Shafter': [12.3, 8387.0], 'Columbus': [12.7, 502.0], 'Magunden': [13.8, 6.0], 'Cal Water': [15.0, 0.0], 'Midway': [16.3, 3958.0], 'Elk Hills': [16.4, 0.0], 'Poso Mt.': [16.6, 3849.0], 'Charca': [17.7, 597.0], 'Unknown - 3327': [18.1, 0.0], 'Lamont': [18.2, 0.0], 'Midway - Wheeler Ridge (Proposed)': [19.3, 31.0], 'Grimmway-Malaga': [19.7, 0.0]} | 110652.2578 | 16070.9941 | 0.14524 | 94581.2656 | 0.85476 | 7267.9365 | 6.5683 | 96360.8203 | 0.87084 | 89092.8838 | 0.80516 | 18 | 10352.6064 | 0.09356 | 59633.8594 | 0.53893 |  | 7068.2646 | 0.063878 | 0 | 0 | 29574.8789 | 0.26728 | 81077.3789 | 25793.9141 | 0.23311 | 84858.3438 | 46173.1836 | 0.41728 | 64479.0742 | 53169.7031 | 0.48051 | 57482.5547 | 7.6228 | 6.889e-05 | 110644.635 | 13633.4199 | 0.12321 | 97018.8379
206 | Richmond | NORTHERN CALIFORNIA | Northeast CA | {'Leavitt': [7.1, 5236.0]} | 113391.6797 | 30950.4707 | 0.27295 | 82441.2109 | 0.72705 | 25331.4551 | 22.3398 | 105225.0312 | 0.92798 | 79893.5762 | 0.70458 | 10.0824 | 11495.5654 | 0.10138 | 0 | 0 |  | 71310.8672 | 0.62889 | 0 | 0 | 49155.2188 | 0.4335 | 64236.4609 | 21293.6699 | 0.18779 | 92098.0098 | 16877.0215 | 0.14884 | 96514.6582 | 63835.9922 | 0.56297 | 49555.6875 | 47351.9688 | 0.4176 | 66039.7109 | 10431.3906 | 0.091994 | 102960.2891
54 | Rio Bravo | SPGE | PGE Kern | {'Shafter': [5.9, 14966.0], 'Tupman': [6.1, 12807.0], 'Renfro': [6.6, 10810.0], '7th Standard': [7.3, 8512.0], 'Lerdo': [7.3, 9301.0], 'Kern Power': [10.2, 4931.0], 'Norco': [11.1, 3001.0], 'Midway': [11.1, 9928.0], 'Rosedale': [11.2, 4301.0], 'Tevis': [11.3, 2121.0], 'Charca': [12.0, 2915.0], 'West Park': [13.3, 2566.0], 'Kern Oil': [13.5, 3201.0], 'Stockdale': [13.9, 801.0], 'Semitropic': [14.8, 1627.0], 'Bakersfield': [14.9, 2099.0], 'Sycamore': [15.2, 2703.0], 'Elk Hills': [16.3, 0.0], 'Columbus': [18.3, 5.0], 'Poso Mt.': [18.9, 1093.0], 'Magunden': [19.9, 0.0]} | 157844.7656 | 17589.5215 | 0.11144 | 140255.25 | 0.88856 | 15711.3213 | 9.9537 | 144137.7969 | 0.91316 | 128426.4756 | 0.81363 | 13.2 | 16888.5781 | 0.10699 | 104655.0938 | 0.66303 |  | 6461.3311 | 0.040935 | 0 | 0 | 26818.5918 | 0.1699 | 131026.1738 | 20656.0273 | 0.13086 | 137188.7383 | 55700.0391 | 0.35288 | 102144.7266 | 64506.0625 | 0.40867 | 93338.7031 | 0 | 0 | 157844.7656 | 17219.2617 | 0.10909 | 140625.5039
93 | Rio Hondo | GREATER LA METRO | SCE Metro | {'Goodrich': [6.9, 0.0], 'Walnut': [6.9, 0.0], 'Mesa': [8.8, 0.0], 'Olinda': [11.5, 0.0], 'Laguna Bell': [13.1, 0.0], 'Center': [14.1, 0.0], 'Gould': [14.3, 0.0], 'Chino': [18.8, 0.0], 'Del Amo': [19.0, 0.0], 'Lighthipe': [19.1, 0.0], 'Padua': [19.6, 0.0]} | 47.3587 | 0 | 0 | 0 | 0 | 5.2225 | 11.0276 | 42.4239 | 0.8958 | 37.2013 | 0.78552 | 2.7368 | 0 | 0 | 0 | 0 |  | 11.2659 | 0.23789 | 20.6486 | 0.43601 | 0 | 0 | 47.3587 | 21.983 | 0.46418 | 25.3757 | 35.8912 | 0.75786 | 11.4674 | 37.427 | 0.79029 | 9.9316 | 41.34 | 0.87291 | 6.0187 | 14.3719 | 0.30347 | 32.9868
184 | Rio Oso | NORTHERN CALIFORNIA | PGE NGBA | {'Olivehurst': [11.6, 7041.0], 'Pleasant Grove': [11.6, 14233.0], 'East Marysville': [16.6, 5123.0], 'Pease': [19.3, 199.0]} | 149380.9844 | 29065.7539 | 0.19457 | 120315.2344 | 0.80543 | 8860.666 | 5.9316 | 130283.625 | 0.87216 | 121422.959 | 0.81284 | 11.6154 | 48310.0547 | 0.3234 | 61679.5117 | 0.4129 |  | 27654.7773 | 0.18513 | 0 | 0 | 67904 | 0.45457 | 81476.9844 | 7065.9561 | 0.047302 | 142315.0283 | 34422.0898 | 0.23043 | 114958.8945 | 88904.6094 | 0.59515 | 60476.375 | 4858.4224 | 0.032524 | 144522.562 | 26951.6211 | 0.18042 | 122429.3633
154 | Ripon | NORTHERN CALIFORNIA | PGE GBA | {'Vierra': [7.6, 11815.0], 'Weber': [12.4, 12593.0], 'Westley': [12.6, 776.0], 'Riverbank': [13.1, 1275.0], 'Warnerville': [18.8, 12.0], 'Bellota': [19.3, 649.0], 'Stagg': [19.7, 144.0]} | 121391.9766 | 19427.7109 | 0.16004 | 101964.2656 | 0.83996 | 875.7237 | 0.7214 | 81715.7031 | 0.67316 | 80839.9794 | 0.66594 | 17.7659 | 32855.5391 | 0.27066 | 75512.9844 | 0.62206 |  | 586.6023 | 0.0048323 | 0 | 0 | 48246.0664 | 0.39744 | 73145.9102 | 20578.9238 | 0.16952 | 100813.0527 | 23229.2461 | 0.19136 | 98162.7305 | 57682.0273 | 0.47517 | 63709.9492 | 1.3841 | 1.1402e-05 | 121390.5925 | 5126.1611 | 0.042228 | 116265.8154
181 | Riverbank | SPGE | PGE GBA | {'Warnerville': [6.1, 25028.0], 'Ripon': [13.1, 1275.0], 'Bellota': [18.0, 164.0]} | 133724.2812 | 26609.541 | 0.19899 | 107114.7422 | 0.80101 | 9913.6299 | 7.4135 | 91213.2344 | 0.6821 | 81299.6045 | 0.60796 | 16.4748 | 71936.7656 | 0.53795 | 35246.8906 | 0.26358 |  | 38211.3203 | 0.28575 | 0 | 0 | 80171.3203 | 0.59953 | 53552.9609 | 6507.2373 | 0.048662 | 127217.0439 | 23756.248 | 0.17765 | 109968.0332 | 92261.7344 | 0.68994 | 41462.5469 | 7488.6357 | 0.056001 | 126235.6455 | 5795.7554 | 0.043341 | 127928.5259
314 | Roadway | GREATER KRAMER | SCE NOL | {'Victor': [5.1, 16720.0], 'Lugo': [14.7, 3359.0]} | 78708.3672 | 22850.6152 | 0.29032 | 55857.75 | 0.70968 | 564.4413 | 0.71713 | 12008.376 | 0.15257 | 11443.9346 | 0.1454 | 43.25 | 13.3437 | 0.00016953 | 0 | 0 |  | 0 | 0 | 0 | 0 | 32260.8574 | 0.40988 | 46447.5098 | 37520.0508 | 0.4767 | 41188.3164 | 13034.1338 | 0.1656 | 65674.2334 | 51129.207 | 0.6496 | 27579.1602 | 11774.3281 | 0.14959 | 66934.0391 | 674.1751 | 0.0085655 | 78034.1921
55 | Rosedale | SPGE | PGE Kern | {'Kern Power': [1.1, 14772.0], 'West Park': [2.1, 13135.0], 'Stockdale': [4.2, 7036.0], 'Bakersfield': [4.2, 11778.0], 'Tevis': [4.9, 6986.0], 'Renfro': [4.9, 9264.0], '7th Standard': [5.3, 10414.0], 'Kern Oil': [5.4, 10486.0], 'Sycamore': [7.2, 9895.0], 'Columbus': [7.9, 5233.0], 'Magunden': [8.9, 2514.0], 'Lerdo': [9.5, 10378.0], 'Cal Water': [10.5, 4282.0], 'Tupman': [11.0, 2176.0], 'Rio Bravo': [11.2, 4301.0], 'Unknown - 3327': [13.3, 2513.0], 'Lamont': [13.4, 2491.0], 'Poso Mt.': [14.3, 7170.0], 'Norco': [14.5, 573.0], 'Grimmway-Malaga': [15.2, 2603.0], 'Shafter': [16.5, 1879.0], 'Elk Hills': [19.8, 0.0]} | 92396.0859 | 16611.125 | 0.17978 | 75784.9609 | 0.82022 | 1466.3557 | 1.587 | 77952.5703 | 0.84368 | 76486.2146 | 0.82781 | 19.2036 | 6652.9453 | 0.072005 | 42749.8203 | 0.46268 |  | 5290.1572 | 0.057255 | 0 | 0 | 32140.0195 | 0.34785 | 60256.0664 | 12551.7227 | 0.13585 | 79844.3633 | 30086.2891 | 0.32562 | 62309.7969 | 45352.6406 | 0.49085 | 47043.4453 | 244.605 | 0.0026474 | 92151.481 | 7157.7622 | 0.077468 | 85238.3237
171 | Round Mountain | NORTHERN CALIFORNIA | PGE NGBA | {'Cove Road': [4.9, 10077.0], 'New Sub - Pit 1 - Cottonwood (Proposed)': [6.1, 9918.0]} | 109130.5156 | 10598.2744 | 0.097116 | 98532.2422 | 0.90288 | 50414.5938 | 46.1966 | 101986.1172 | 0.93453 | 51571.5234 | 0.47257 | 6.3606 | 916.6474 | 0.0083996 | 266.8002 | 0.0024448 |  | 83404.0625 | 0.76426 | 22651.3711 | 0.20756 | 85305.5312 | 0.78168 | 23824.9844 | 17856.8125 | 0.16363 | 91273.7031 | 28087.6133 | 0.25738 | 81042.9023 | 91942.6484 | 0.8425 | 17187.8672 | 35840.0391 | 0.32841 | 73290.4766 | 6795.3384 | 0.062268 | 102335.1772
16 | San Bernardino | RIVERSIDE | SCE Eastern | {'Vista': [5.3, 434.0], 'El Casco': [12.1, 900.0], 'Etiwanda': [16.6, 0.0], 'Rancho Vista': [17.0, 0.0], 'Mira Loma': [19.3, 0.0]} | 30385.0566 | 1614.8748 | 0.053147 | 28770.1816 | 0.94685 | 6389.0762 | 21.027 | 18300.1699 | 0.60228 | 11911.0938 | 0.392 | 27.0537 | 157.5202 | 0.0051841 | 495.2804 | 0.0163 |  | 16422.8008 | 0.54049 | 12389.3896 | 0.40775 | 10211.2861 | 0.33606 | 20173.7705 | 12997.4434 | 0.42776 | 17387.6133 | 16535.3457 | 0.54419 | 13849.7109 | 24412.3242 | 0.80343 | 5972.7324 | 13744.9609 | 0.45236 | 16640.0957 | 1685.6436 | 0.055476 | 28699.4131
300 | Sandy | SNV ELDORADO DESERT | SCE EOP | {'Crazy Eyes': [9.4, 1338.0], 'Gamebird': [18.4, 131.0]} | 3171.1299 | 1501.6492 | 0.47354 | 1669.4807 | 0.52646 | 0 | 0 | 0 | 0 | 0 | 0 | 0 | 0 | 0 | 0 | 0 |  | 5.2318 | 0.0016498 | 0 | 0 | 0 | 0 | 3171.1299 | 0 | 0 | 3171.1299 | 0 | 0 | 3171.1299 | 0 | 0 | 3171.1299 | 0 | 0 | 3171.1299 | 0 | 0 | 3171.1299
31 | Sanger | SPGE | PGE Fresno | {'Malaga': [6.5, 17916.0], 'McCall': [6.8, 18508.0], 'California Ave': [8.5, 13956.0], 'Wahtoke': [10.8, 8567.0], 'West Fresno': [11.6, 5597.0], 'Reedley': [14.8, 3242.0], 'Kearney (New)': [15.1, 1332.0], 'Kingsburg': [15.2, 2772.0], 'Gregg': [19.7, 0.0]} | 110374.8281 | 26998.3828 | 0.24461 | 83376.4453 | 0.75539 | 580.2267 | 0.52569 | 52740.4102 | 0.47783 | 52160.1835 | 0.47257 | 24.6778 | 23051.6094 | 0.20885 | 64314.082 | 0.58269 |  | 14218.54 | 0.12882 | 0 | 0 | 11781.2588 | 0.10674 | 98593.5693 | 15635.6973 | 0.14166 | 94739.1309 | 19432.3984 | 0.17606 | 90942.4297 | 21593.4297 | 0.19564 | 88781.3984 | 3033.0332 | 0.027479 | 107341.7949 | 6146.1338 | 0.055684 | 104228.6943
162 | San Luis Obispo | SPGE | PGE Kern | {'Oceano': [11.5, 8382.0], 'Diablo Canyon': [12.4, 1015.0], 'Morro Bay': [14.7, 30.0]} | 69619.0078 | 9456.8584 | 0.13584 | 60162.1484 | 0.86416 | 11867.9678 | 17.047 | 61115.7109 | 0.87786 | 49247.7432 | 0.70739 | 8.5612 | 3376.8694 | 0.048505 | 4822.2534 | 0.069266 |  | 53565.0078 | 0.7694 | 5394.4551 | 0.077485 | 23515.957 | 0.33778 | 46103.0508 | 19692.8477 | 0.28287 | 49926.1602 | 41992.8164 | 0.60318 | 27626.1914 | 48653.8594 | 0.69886 | 20965.1484 | 32769.1328 | 0.47069 | 36849.875 | 7334.8765 | 0.10536 | 62284.1313
149 | San Luis Rey | SAN DIEGO | SDGE Imperial | {'Encina': [5.1, 114.0], 'Palomar Airport': [6.7, 128.0], 'Escondido': [13.9, 598.0], 'San Onofre': [16.8, 0.0]} | 7396.1606 | 1341.09 | 0.18132 | 6055.0708 | 0.81868 | 130.612 | 1.7659 | 244.8699 | 0.033108 | 114.2579 | 0.015448 | 37.1429 | 1830.8162 | 0.24754 | 360.2476 | 0.048707 |  | 117.486 | 0.015885 | 0 | 0 | 3899.8816 | 0.52728 | 3496.2791 | 3676.512 | 0.49708 | 3719.6487 | 4789.8379 | 0.64761 | 2606.3228 | 5436.7661 | 0.73508 | 1959.3945 | 221.3138 | 0.029923 | 7174.8469 | 473.1882 | 0.063978 | 6922.9725
232 | San Onofre | GREATER LA METRO | SCE Metro | {'Talega': [5.8, 362.0], 'Capistrano': [11.8, 355.0], 'Margarita': [13.1, 353.0], 'Trabuco': [15.0, 206.0], 'San Luis Rey': [16.8, 0.0]} | 4387.7036 | 359.6696 | 0.081972 | 4028.0339 | 0.91803 | 117.881 | 2.6866 | 4270.7559 | 0.97335 | 4152.8749 | 0.94648 | 2.611 | 85.1665 | 0.01941 | 0 | 0 |  | 799.7728 | 0.18228 | 3381.3113 | 0.77063 | 325.9219 | 0.074281 | 4061.7817 | 3285.0742 | 0.7487 | 1102.6294 | 3313.2146 | 0.75511 | 1074.489 | 3313.2146 | 0.75511 | 1074.489 | 3616.2847 | 0.82419 | 771.4189 | 239.6617 | 0.054621 | 4148.0419
193 | Santa Clara | GREATER LA METRO | SCE Northern | {'Mandalay': [7.5, 9458.0], 'Moorpark': [16.2, 3853.0]} | 80325.0469 | 18036.7383 | 0.22455 | 62288.3086 | 0.77545 | 18667.3301 | 23.2397 | 72849.6484 | 0.90694 | 54182.3184 | 0.67454 | 14.8959 | 5557.0532 | 0.069182 | 18088.9492 | 0.2252 |  | 0 | 0 | 0 | 0 | 21202.3652 | 0.26396 | 59122.6816 | 5549.6348 | 0.06909 | 74775.4121 | 9642.1348 | 0.12004 | 70682.9121 | 29885.0156 | 0.37205 | 50440.0312 | 28004.1895 | 0.34864 | 52320.8574 | 4905.8975 | 0.061076 | 75419.1494
117 | Santiago | GREATER LA METRO | SCE Metro | {'Johanna': [5.9, 801.0], 'Viejo': [7.2, 646.0], 'Trabuco': [8.9, 436.0], 'Ellis': [10.2, 31.0], 'Villa Park': [11.1, 348.0], 'Margarita': [11.3, 189.0], 'Serrano': [11.4, 348.0], 'Capistrano': [12.0, 97.0], 'Huntington Beach': [12.2, 31.0], 'Lewis': [12.5, 125.0], 'Barre': [15.8, 0.0], 'Talega': [18.5, 0.0], 'Lee Lake (Proposed)': [19.2, 0.0]} | 4939.6572 | 808.1636 | 0.16361 | 4131.4937 | 0.83639 | 226.6727 | 4.5888 | 1460.0369 | 0.29557 | 1233.3641 | 0.24969 | 46 | 20.6617 | 0.0041828 | 37.1755 | 0.0075259 |  | 1473.9259 | 0.29839 | 1554.2715 | 0.31465 | 845.7477 | 0.17122 | 4093.9095 | 2420.144 | 0.48994 | 2519.5132 | 3214.8499 | 0.65082 | 1724.8074 | 4001.4885 | 0.81007 | 938.1687 | 1147.7068 | 0.23235 | 3791.9504 | 453.2779 | 0.091763 | 4486.3793
94 | Saugus | GREATER LA METRO | SCE Northern | {'Pardee': [1.3, 12593.0], 'Sylmar-Pac Intertie': [9.1, 1140.0]} | 62141.7305 | 12719.4883 | 0.20469 | 49422.2422 | 0.79531 | 21575.2676 | 34.7195 | 51373.957 | 0.82672 | 29798.6895 | 0.47953 | 28.18 | 335.6152 | 0.0054008 | 1163.437 | 0.018722 |  | 33109.8164 | 0.53281 | 21624.9785 | 0.34799 | 24390.8594 | 0.3925 | 37750.8711 | 1351.8618 | 0.021754 | 60789.8687 | 8910.7881 | 0.14339 | 53230.9424 | 31316.4746 | 0.50395 | 30825.2559 | 26476.6152 | 0.42607 | 35665.1152 | 5722.0566 | 0.092081 | 56419.6738
32 | Schindler | SPGE | PGE Fresno | {'Excelsior': [5.2, 69022.0], 'Cantua': [11.4, 33438.0], 'Helm': [13.2, 29327.0], 'Mc Mullin': [15.6, 7499.0], 'Mustang': [16.9, 4048.0], 'Henrietta': [17.2, 2753.0], 'Gates': [18.1, 687.0], 'Tranquility': [19.7, 20.0]} | 188802.8281 | 87719.2031 | 0.46461 | 101083.625 | 0.53539 | 46212.3047 | 24.4765 | 187215.0469 | 0.99159 | 141002.7422 | 0.74683 | 6.098 | 94194.5391 | 0.4989 | 86392.6172 | 0.45758 |  | 784.423 | 0.0041547 | 0 | 0 | 16870.127 | 0.089353 | 171932.7012 | 468.132 | 0.0024795 | 188334.6961 | 3019.7026 | 0.015994 | 185783.1255 | 19873.7441 | 0.10526 | 168929.084 | 0 | 0 | 188802.8281 | 902.8619 | 0.004782 | 187899.9662
166 | Schulte Switching Station | NORTHERN CALIFORNIA | PGE GBA | {'Los Esteros': [3.7, 1076.0], 'Newark': [8.7, 255.0], 'Hicks': [10.3, 0.0], 'Metcalf Energy Center': [15.7, 120.0], 'Metcalf 1': [15.7, 188.0], 'Eastshore': [19.3, 0.0]} | 6477.5874 | 1099.4189 | 0.16973 | 5378.1685 | 0.83027 | 1311.1515 | 20.2414 | 5312.7373 | 0.82017 | 4001.5858 | 0.61776 | 8.0535 | 2.2131 | 0.00034166 | 6.5866 | 0.0010168 |  | 5916.5127 | 0.91338 | 0 | 0 | 435.8557 | 0.067287 | 6041.7317 | 1576.931 | 0.24344 | 4900.6564 | 1914.9786 | 0.29563 | 4562.6088 | 1914.9786 | 0.29563 | 4562.6088 | 3786.6599 | 0.58458 | 2690.9275 | 818.5999 | 0.12637 | 5658.9875
56 | Semitropic | SPGE | PGE Kern | {'Charca': [6.3, 14097.0], 'Goose Lake': [8.0, 9321.0], 'Smyrna': [8.1, 12352.0], 'Shafter': [9.0, 7104.0], 'Midway': [13.6, 3390.0], 'Rio Bravo': [14.8, 1627.0], 'Lerdo': [17.5, 248.0], 'Tupman': [19.4, 117.0]} | 155897.9062 | 19165.3281 | 0.12294 | 136732.5781 | 0.87706 | 16829.7109 | 10.7953 | 149802.4375 | 0.9609 | 132972.7266 | 0.85295 | 8.5637 | 45033.6523 | 0.28887 | 93332.6328 | 0.59868 |  | 3933.7004 | 0.025233 | 0 | 0 | 36169.2617 | 0.23201 | 119728.6445 | 4929.1958 | 0.031618 | 150968.7104 | 50367.2969 | 0.32308 | 105530.6094 | 79381.8984 | 0.50919 | 76516.0078 | 318.8651 | 0.0020453 | 155579.0411 | 8722.1523 | 0.055948 | 147175.7539
118 | Serrano | GREATER LA METRO | SCE Metro | {'Villa Park': [2.7, 465.0], 'Lewis': [6.4, 127.0], 'Johanna': [8.7, 348.0], 'Barre': [11.1, 0.0], 'Olinda': [11.1, 495.0], 'Santiago': [11.4, 348.0], 'Ellis': [13.3, 0.0], 'Chino': [13.3, 1080.0], 'Viejo': [14.0, 224.0], 'Walnut': [15.4, 171.0], 'Huntington Beach': [16.6, 0.0], 'Del Amo': [17.7, 0.0], 'Mira Loma': [17.9, 105.0], 'Alamitos': [18.3, 0.0], 'Center': [19.4, 0.0], 'Trabuco': [19.5, 0.0]} | 11948.6719 | 1499.832 | 0.12552 | 10448.8398 | 0.87448 | 922.1287 | 7.7174 | 10163.1387 | 0.85057 | 9241.0099 | 0.77339 | 10.4656 | 54.9946 | 0.0046026 | 3.8908 | 0.00032563 |  | 7452.7197 | 0.62373 | 3525.3691 | 0.29504 | 5991.6011 | 0.50144 | 5957.0708 | 982.065 | 0.08219 | 10966.6069 | 3136.6355 | 0.26251 | 8812.0364 | 8525.2598 | 0.71349 | 3423.4121 | 6087.7705 | 0.50949 | 5860.9014 | 1369.4127 | 0.11461 | 10579.2592
57 | Shafter | SPGE | PGE Kern | {'Rio Bravo': [5.9, 14966.0], 'Charca': [6.5, 8232.0], 'Semitropic': [9.0, 7104.0], 'Lerdo': [9.4, 6879.0], 'Midway': [10.7, 10760.0], 'Tupman': [11.3, 12521.0], '7th Standard': [11.7, 6090.0], 'Renfro': [12.3, 8387.0], 'Kern Power': [15.5, 2509.0], 'Norco': [15.7, 2807.0], 'Goose Lake': [15.9, 3467.0], 'Smyrna': [16.1, 2212.0], 'Rosedale': [16.5, 1879.0], 'Tevis': [17.1, 861.0], 'Kern Oil': [17.5, 778.0], 'West Park': [18.4, 371.0], 'Sycamore': [18.9, 280.0], 'Stockdale': [19.6, 0.0], 'Bakersfield': [19.7, 16.0]} | 170609.0781 | 21080.1836 | 0.12356 | 149528.8906 | 0.87644 | 20372.4062 | 11.941 | 160805.5781 | 0.94254 | 140433.1719 | 0.82313 | 9.396 | 27540.7422 | 0.16143 | 127584.8984 | 0.74782 |  | 4331.1123 | 0.025386 | 0 | 0 | 28348.9238 | 0.16616 | 142260.1543 | 2876.8362 | 0.016862 | 167732.2419 | 40384.9023 | 0.23671 | 130224.1758 | 63493.1914 | 0.37216 | 107115.8867 | 0 | 0 | 170609.0781 | 4482.4995 | 0.026274 | 166126.5786
263 | Shilo III | NORTHERN CALIFORNIA | PGE GBA | {'Birds Landing': [3.2, 31435.0], 'Pittsburg': [9.6, 15004.0], 'Peabody': [10.5, 1165.0], 'Kirker': [10.8, 12895.0], 'Contra Costa': [12.2, 13728.0], 'Grand Island': [14.6, 8103.0], 'Lone Tree': [16.1, 1229.0], 'Vaca-Dixon & Gc Yard': [16.5, 0.0], 'Clayton': [16.9, 2.0], 'Martinez': [18.1, 2.0], 'Brentwood': [19.6, 0.0]} | 99338.3047 | 31422.0156 | 0.31631 | 67916.2891 | 0.68369 | 25946.582 | 26.1194 | 96805.1406 | 0.9745 | 70858.5586 | 0.71331 | 6.4537 | 38337.6602 | 0.38593 | 7450.6289 | 0.075003 |  | 63967.6445 | 0.64394 | 0 | 0 | 16317.7236 | 0.16426 | 83020.5811 | 34771.043 | 0.35003 | 64567.2617 | 35088.8398 | 0.35323 | 64249.4648 | 49983.8789 | 0.50317 | 49354.4258 | 6380.6523 | 0.064232 | 92957.6523 | 27368.0176 | 0.2755 | 71970.2871
205 | Silvergate | SAN DIEGO | SDGE Imperial | {'Old Town': [5.7, 995.0], 'Mission': [6.1, 995.0], 'Bay Boulevard': [6.6, 685.0], 'Miguel': [9.4, 124.0], 'Kearny': [9.5, 781.0], 'Otay Mesa': [15.9, 0.0], 'Penasquitos': [16.0, 13.0], 'Sycamore Canyon': [16.6, 0.0]} | 5400.8091 | 983.647 | 0.18213 | 4417.1621 | 0.81787 | 2798.9656 | 51.8249 | 3059.6777 | 0.56652 | 260.7122 | 0.048273 | 23 | 0 | 0 | 0 | 0 |  | 13.5293 | 0.0025051 | 0 | 0 | 50.0462 | 0.0092664 | 5350.7628 | 1008.4427 | 0.18672 | 4392.3664 | 4302.0762 | 0.79656 | 1098.7329 | 4318.7305 | 0.79965 | 1082.0786 | 5.5958 | 0.0010361 | 5395.2132 | 88.8266 | 0.016447 | 5311.9825
164 | Sisquoc | SPGE | PGE Kern | {'Mesa': [11.4, 14383.0], 'Cabrillo': [17.3, 1600.0]} | 129753.0234 | 28440.7129 | 0.21919 | 101312.3125 | 0.78081 | 66129.5703 | 50.9657 | 125814.2188 | 0.96964 | 59684.6484 | 0.45999 | 7.0725 | 13849.5156 | 0.10674 | 22049.9492 | 0.16994 |  | 28126.1543 | 0.21677 | 1626.427 | 0.012535 | 26533.8887 | 0.2045 | 103219.1348 | 11428.2959 | 0.088077 | 118324.7275 | 46328.5742 | 0.35705 | 83424.4492 | 58765.5469 | 0.4529 | 70987.4766 | 35634.9609 | 0.27464 | 94118.0625 | 5258.8652 | 0.04053 | 124494.1582
291 | Sloan Canyon (fka Bob) | SNV ELDORADO DESERT | SCE EOP | {'Eldorado': [5.2, 25601.0], 'Mead': [11.1, 12197.0]} | 72511.5234 | 28963.3496 | 0.39943 | 43548.1719 | 0.60057 | 0 | 0 | 0 | 0 | 0 | 0 | 0 | 0 | 0 | 0 | 0 |  | 0 | 0 | 0 | 0 | 0 | 0 | 72511.5234 | 0 | 0 | 72511.5234 | 0 | 0 | 72511.5234 | 0 | 0 | 72511.5234 | 0 | 0 | 72511.5234 | 0 | 0 | 72511.5234
58 | Smyrna | SPGE | PGE Kern | {'Semitropic': [8.1, 12352.0], 'Charca': [10.5, 10107.0], 'Goose Lake': [10.6, 5914.0], 'Olive': [12.5, 15655.0], 'Shafter': [16.1, 2212.0], 'Alpaugh': [17.0, 3478.0], 'Gates-Midway (Proposed)': [17.5, 0.0]} | 119523.125 | 32623.1504 | 0.27294 | 86899.9766 | 0.72706 | 14586.0615 | 12.2035 | 111260.7266 | 0.93087 | 96674.665 | 0.80884 | 9.6667 | 50276.543 | 0.42064 | 54943.668 | 0.45969 |  | 16064.6699 | 0.13441 | 0 | 0 | 28103.2285 | 0.23513 | 91419.8965 | 2815.5776 | 0.023557 | 116707.5474 | 27038.9961 | 0.22622 | 92484.1289 | 53490.7344 | 0.44753 | 66032.3906 | 681.4734 | 0.0057016 | 118841.6516 | 4958.7534 | 0.041488 | 114564.3716
271 | Solar SS | SPGE | PGE Kern | {'Carrizo Plains': [1.1, 11095.0], 'Caliente': [8.1, 6825.0], 'Kernridge': [18.5, 1117.0]} | 122953.1328 | 11237.5322 | 0.091397 | 111715.6016 | 0.9086 | 71669.9297 | 58.2904 | 113194.2578 | 0.92063 | 41524.3281 | 0.33772 | 8.963 | 5969.6611 | 0.048552 | 254.3064 | 0.0020683 |  | 74996.6719 | 0.60996 | 17891.9297 | 0.14552 | 49478.7148 | 0.40242 | 73474.418 | 25925.7734 | 0.21086 | 97027.3594 | 42931.4453 | 0.34917 | 80021.6875 | 83768.4922 | 0.6813 | 39184.6406 | 79782.375 | 0.64888 | 43170.7578 | 5745.6748 | 0.046731 | 117207.458
266 | Sonora | GREATER IMPERIAL | SCE Eastern | {'Arkansas': [2.7, 30577.0], 'Bannister': [7.6, 19641.0]} | 125437.6172 | 30647.5879 | 0.24433 | 94790.0312 | 0.75567 | 12569.5254 | 10.0205 | 122118.8516 | 0.97354 | 109549.3262 | 0.87334 | 7.9214 | 37366.2773 | 0.29789 | 52399.2773 | 0.41773 |  | 0 | 0 | 0 | 0 | 9842.9375 | 0.078469 | 115594.6797 | 39314.1914 | 0.31342 | 86123.4258 | 61579.9609 | 0.49092 | 63857.6562 | 62087.4844 | 0.49497 | 63350.1328 | 13254.7822 | 0.10567 | 112182.835 | 9445.6924 | 0.075302 | 115991.9248
187 | Springville | GREATER TEHACHAPI | SCE Northern | {} | 120221.1406 | 16072.793 | 0.13369 | 104148.3438 | 0.86631 | 39816.5664 | 33.1194 | 87300.1172 | 0.72616 | 47483.5508 | 0.39497 | 18.8765 | 25275.627 | 0.21024 | 9080.2656 | 0.07553 |  | 47913.4492 | 0.39854 | 16.8267 | 0.00013996 | 82075.9453 | 0.68271 | 38145.1953 | 14039.0254 | 0.11678 | 106182.1152 | 21122.6055 | 0.1757 | 99098.5352 | 91185.3672 | 0.75848 | 29035.7734 | 66378.3438 | 0.55214 | 53842.7969 | 7239.5688 | 0.060219 | 112981.5718
156 | Stagg | NORTHERN CALIFORNIA | PGE GBA | {'Eight Mile': [4.8, 3763.0], 'Weber': [7.7, 4044.0], 'Lockeford': [13.4, 3230.0], 'Vierra': [14.0, 1366.0], 'Bellota': [18.3, 229.0], 'Brentwood': [18.6, 0.0], 'Kelso': [19.3, 0.0], 'Ripon': [19.7, 144.0], 'Delta Pumps': [19.9, 0.0]} | 110585.8516 | 7071.8311 | 0.063949 | 103514.0234 | 0.93605 | 17481.1895 | 15.8078 | 86119.9844 | 0.77876 | 68638.7949 | 0.62068 | 12.1942 | 11191.4023 | 0.1012 | 83397.6328 | 0.75414 |  | 0 | 0 | 0 | 0 | 11564.9131 | 0.10458 | 99020.9385 | 21354.8047 | 0.19311 | 89231.0469 | 24757.4004 | 0.22387 | 85828.4512 | 30741.5566 | 0.27799 | 79844.2949 | 0 | 0 | 110585.8516 | 5641.6665 | 0.051016 | 104944.1851
59 | Stockdale | SPGE | PGE Kern | {'Tevis': [3.5, 10973.0], 'Rosedale': [4.2, 7036.0], 'West Park': [4.2, 7194.0], 'Kern Power': [4.7, 5849.0], 'Bakersfield': [6.0, 5674.0], 'Renfro': [7.3, 3309.0], 'Magunden': [8.8, 4567.0], 'Kern Oil': [8.9, 2132.0], 'Columbus': [9.1, 3181.0], '7th Standard': [9.2, 837.0], 'Sycamore': [10.3, 2087.0], 'Unknown - 3327': [11.6, 6293.0], 'Tupman': [11.7, 1156.0], 'Lamont': [11.7, 6233.0], 'Cal Water': [11.9, 2827.0], 'Grimmway-Malaga': [12.6, 6660.0], 'Lerdo': [13.5, 801.0], 'Norco': [13.8, 1910.0], 'Rio Bravo': [13.9, 801.0], 'Wheeler Ridge': [16.6, 3055.0], 'Midway - Wheeler Ridge (Proposed)': [17.6, 1982.0], 'Poso Mt.': [17.8, 0.0], 'Elk Hills': [18.5, 0.0], 'Shafter': [19.6, 0.0]} | 89665.7344 | 15758.915 | 0.17575 | 73906.8203 | 0.82425 | 7197.5039 | 8.027 | 73007.9922 | 0.81422 | 65810.4883 | 0.73395 | 22.1789 | 13639.8477 | 0.15212 | 50027.043 | 0.55793 |  | 2112.2966 | 0.023557 | 0 | 0 | 19662.25 | 0.21928 | 70003.4844 | 14945.501 | 0.16668 | 74720.2334 | 37246.5664 | 0.41539 | 52419.168 | 40147.7461 | 0.44775 | 49517.9883 | 7.6228 | 8.5014e-05 | 89658.1116 | 6822.3682 | 0.076087 | 82843.3662
123 | Summit | NORTHERN CALIFORNIA | PGE NGBA | {} | 62292.5352 | 9453.1367 | 0.15175 | 52839.3984 | 0.84825 | 30722.6133 | 49.3199 | 52983.2383 | 0.85056 | 22260.625 | 0.35736 | 35 | 0 | 0 | 0 | 0 |  | 16277.4248 | 0.26131 | 0 | 0 | 8911.8066 | 0.14306 | 53380.7285 | 5851.0405 | 0.093928 | 56441.4946 | 26635.2773 | 0.42758 | 35657.2578 | 33197.1953 | 0.53292 | 29095.3398 | 31518.2773 | 0.50597 | 30774.2578 | 5753.0078 | 0.092355 | 56539.5273
256 | Suncrest | SAN DIEGO | SDGE Imperial | {'Suncrest - Ocotillo (Proposed)': [13.8, 1936.0], 'Miguel': [19.7, 0.0]} | 73948.6172 | 7505.3452 | 0.10149 | 66443.2734 | 0.89851 | 20443.377 | 27.6454 | 54776.3633 | 0.74074 | 34332.9863 | 0.46428 | 13 | 214.0172 | 0.0028941 | 2.1133 | 2.8578e-05 |  | 6757.8965 | 0.091386 | 67007.7109 | 0.90614 | 13874.6445 | 0.18763 | 60073.9727 | 21615.1094 | 0.2923 | 52333.5078 | 42894.6797 | 0.58006 | 31053.9375 | 47472.6328 | 0.64197 | 26475.9844 | 41038.5977 | 0.55496 | 32910.0195 | 2845.9233 | 0.038485 | 71102.6938
306 | Suncrest - Ocotillo (Proposed) | GREATER IMPERIAL | SDGE Imperial | {'Boulevard': [13.7, 12973.0], 'Suncrest': [13.8, 1936.0]} | 95701.8438 | 18671.3477 | 0.1951 | 77030.5 | 0.8049 | 42920.9922 | 44.8487 | 86402.2031 | 0.90283 | 43481.2109 | 0.45434 | 6.4278 | 231.3896 | 0.0024178 | 92.2803 | 0.00096425 |  | 5082.7246 | 0.05311 | 90040.8516 | 0.94085 | 7123.2046 | 0.074431 | 88578.6392 | 27438.1777 | 0.2867 | 68263.666 | 39409.1094 | 0.41179 | 56292.7344 | 50726.8516 | 0.53005 | 44974.9922 | 53877.9297 | 0.56298 | 41823.9141 | 3233.468 | 0.033787 | 92468.3757
69 | Sycamore | SPGE | PGE Kern | {'Kern Oil': [1.9, 24465.0], 'Bakersfield': [4.6, 14477.0], 'Columbus': [4.7, 9953.0], 'Cal Water': [5.5, 9730.0], 'West Park': [6.1, 10335.0], 'Rosedale': [7.2, 9895.0], 'Magunden': [7.4, 3158.0], 'Poso Mt.': [7.6, 23176.0], 'Kern Power': [7.8, 9588.0], '7th Standard': [8.0, 17138.0], 'Lerdo': [9.7, 20478.0], 'Stockdale': [10.3, 2087.0], 'Renfro': [10.8, 5459.0], 'Tevis': [12.0, 2227.0], 'Unknown - 3327': [12.9, 3158.0], 'Lamont': [13.0, 3158.0], 'Rio Bravo': [15.2, 2703.0], 'Grimmway-Malaga': [15.9, 3158.0], 'Tupman': [17.2, 126.0], 'Shafter': [18.9, 280.0]} | 112229.4453 | 27941.8008 | 0.24897 | 84287.6406 | 0.75103 | 15098.6865 | 13.4534 | 102650.9062 | 0.91465 | 87552.2197 | 0.78012 | 12.7005 | 1821.8441 | 0.016233 | 15647.5732 | 0.13942 |  | 55775.1055 | 0.49697 | 0 | 0 | 67244.2891 | 0.59917 | 44985.1562 | 12969.6689 | 0.11556 | 99259.7764 | 20968.6855 | 0.18684 | 91260.7598 | 67293.6953 | 0.59961 | 44935.75 | 21815.9043 | 0.19439 | 90413.541 | 2513.6028 | 0.022397 | 109715.8425
150 | Sycamore Canyon | SAN DIEGO | SDGE Imperial | {'Kearny': [8.3, 0.0], 'Penasquitos': [10.9, 101.0], 'Mission': [11.1, 0.0], 'Old Town': [14.0, 0.0], 'Escondido': [15.2, 505.0], 'Silvergate': [16.6, 0.0], 'Miguel': [16.7, 0.0]} | 21793.2852 | 498.4952 | 0.022874 | 21294.7891 | 0.97713 | 1053.0946 | 4.8322 | 7611.1709 | 0.34924 | 6558.0763 | 0.30092 | 29.16 | 825.2573 | 0.037868 | 86.9043 | 0.0039877 |  | 7777.3364 | 0.35687 | 13068.2725 | 0.59965 | 15802.4316 | 0.72511 | 5990.8535 | 12643.292 | 0.58015 | 9149.9932 | 14427.0801 | 0.662 | 7366.2051 | 21191.5 | 0.97239 | 601.7852 | 3122.3203 | 0.14327 | 18670.9648 | 750.979 | 0.034459 | 21042.3062
241 | Sylmar | GREATER LA METRO | SCE Northern | {'Saugus': [9.1, 1140.0], 'Pardee': [10.4, 998.0], 'Gould': [18.8, 0.0]} | 11051.1953 | 1475.3867 | 0.1335 | 9575.8086 | 0.8665 | 2670.439 | 24.1643 | 8174.2969 | 0.73968 | 5503.8579 | 0.49803 | 33.0833 | 89.4352 | 0.0080928 | 6.5103 | 0.0005891 |  | 4475.9551 | 0.40502 | 4156.3799 | 0.3761 | 4562.8809 | 0.41289 | 6488.3145 | 625.5658 | 0.056606 | 10425.6295 | 2043.2115 | 0.18489 | 9007.9838 | 6606.0923 | 0.59777 | 4445.103 | 4928.6509 | 0.44598 | 6122.5444 | 1290.1941 | 0.11675 | 9761.0012
7 | Table Mountain | NORTHERN CALIFORNIA | PGE NGBA | {'Thermalito': [2.9, 7222.0], 'Wyandotte': [7.1, 467.0], 'Palermo': [9.7, 361.0], 'Honcut': [16.4, 0.0]} | 114914.7656 | 8323.2881 | 0.07243 | 106591.4766 | 0.92757 | 17596.959 | 15.3131 | 100335.5391 | 0.87313 | 82738.5801 | 0.72 | 10.7619 | 54057.082 | 0.47041 | 8088.1479 | 0.070384 |  | 44809.3516 | 0.38994 | 0 | 0 | 80982.2422 | 0.70472 | 33932.5234 | 25876.0547 | 0.22518 | 89038.7109 | 68038.5312 | 0.59208 | 46876.2344 | 104357.625 | 0.90813 | 10557.1406 | 29191.2012 | 0.25402 | 85723.5645 | 22288.875 | 0.19396 | 92625.8906
60 | Taft | SPGE | PGE Kern | {'Elk Hills': [8.6, 946.0], 'Midway - Wheeler Ridge (Proposed)': [12.1, 936.0], 'Norco': [14.2, 0.0], 'Midway': [18.6, 0.0], 'Tupman': [19.2, 0.0]} | 39283.7227 | 2044.9056 | 0.052055 | 37238.8164 | 0.94795 | 15727.0703 | 40.0346 | 37365.8086 | 0.95118 | 21638.7383 | 0.55083 | 5.2709 | 6675.376 | 0.16993 | 2345.9397 | 0.059718 |  | 2980.0605 | 0.07586 | 0 | 0 | 19439.957 | 0.49486 | 19843.7656 | 21138.3066 | 0.53809 | 18145.416 | 33106.6289 | 0.84276 | 6177.0938 | 36510.8594 | 0.92941 | 2772.8633 | 2430.5286 | 0.061871 | 36853.1941 | 499.1159 | 0.012705 | 38784.6068
151 | Talega | GREATER LA METRO | SDGE Imperial | {'San Onofre': [5.8, 362.0], 'Capistrano': [6.8, 1731.0], 'Margarita': [7.4, 1729.0], 'Trabuco': [9.6, 1234.0], 'Viejo': [15.3, 448.0], 'Santiago': [18.5, 0.0]} | 14194.3047 | 1732.2024 | 0.12204 | 12462.1025 | 0.87796 | 288.6957 | 2.0339 | 11418.5625 | 0.80445 | 11129.8668 | 0.78411 | 50.5714 | 189.9527 | 0.013382 | 2.5405 | 0.00017898 |  | 4710.6021 | 0.33187 | 8383.0439 | 0.59059 | 3395.8845 | 0.23924 | 10798.4202 | 8952.1787 | 0.63069 | 5242.126 | 9749.1104 | 0.68683 | 4445.1943 | 10798.1201 | 0.76074 | 3396.1846 | 7883.5776 | 0.5554 | 6310.7271 | 797.6785 | 0.056197 | 13396.6262
61 | Temblor | SPGE | PGE Kern | {'Kernridge': [4.8, 24663.0], 'Caliente': [12.5, 7526.0], 'Midway': [13.8, 25.0], 'Goose Lake': [16.5, 346.0], 'Carrizo Plains': [19.4, 342.0]} | 114219.6875 | 29302.8262 | 0.25655 | 84916.8594 | 0.74345 | 20994.291 | 18.3806 | 111763.2578 | 0.97849 | 90768.9668 | 0.79469 | 6.5203 | 2296.7036 | 0.020108 | 28361.0234 | 0.2483 |  | 8499.2529 | 0.074411 | 0 | 0 | 40179.8008 | 0.35178 | 74039.8867 | 16402.75 | 0.14361 | 97816.9375 | 38646.1172 | 0.33835 | 75573.5703 | 69854.5078 | 0.61158 | 44365.1797 | 15461.9873 | 0.13537 | 98757.7002 | 280.7228 | 0.0024577 | 113938.9647
163 | Templeton | SPGE | PGE Kern | {'Morro Bay': [15.9, 356.0]} | 141431.75 | 53117.9766 | 0.37557 | 88313.7734 | 0.62443 | 3874.0293 | 2.7392 | 107802.4219 | 0.76222 | 103928.3926 | 0.73483 | 16 | 25925.6621 | 0.18331 | 10087.5518 | 0.071325 |  | 68379.6953 | 0.48348 | 4752.2915 | 0.033601 | 20605.6309 | 0.14569 | 120826.1191 | 28604.1699 | 0.20225 | 112827.5801 | 48516.0273 | 0.34303 | 92915.7227 | 56176.4375 | 0.3972 | 85255.3125 | 28887.5781 | 0.20425 | 112544.1719 | 4328.5244 | 0.030605 | 137103.2256
3 | Tesla | NORTHERN CALIFORNIA | PGE GBA | {'Midway Green Ridge Services': [1.6, 1703.0], 'Kelso': [6.2, 1646.0], 'Delta Pumps': [6.8, 995.0], 'Cayetano': [11.4, 0.0], 'Brentwood': [15.5, 0.0], 'Vierra': [17.0, 0.0], 'Lone Tree': [19.3, 0.0]} | 119210.6875 | 1760.9723 | 0.014772 | 117449.7188 | 0.98523 | 34520.8281 | 28.9578 | 106497.3906 | 0.89335 | 71976.5625 | 0.60378 | 16 | 5848.9209 | 0.049064 | 24681.2793 | 0.20704 |  | 79192.9375 | 0.66431 | 6420.9688 | 0.053862 | 85304.1562 | 0.71557 | 33906.5312 | 66757.625 | 0.56 | 52453.0625 | 68885.0703 | 0.57784 | 50325.6172 | 98046.2422 | 0.82246 | 21164.4453 | 37896.2305 | 0.31789 | 81314.457 | 6124.3677 | 0.051374 | 113086.3198
244 | Tevis | SPGE | PGE Kern | {'Stockdale': [3.5, 10973.0], 'Kern Power': [4.5, 6847.0], 'Rosedale': [4.9, 6986.0], 'Renfro': [5.1, 4629.0], 'West Park': [6.3, 5809.0], 'Tupman': [8.3, 2020.0], '7th Standard': [8.3, 2157.0], 'Bakersfield': [8.4, 4081.0], 'Kern Oil': [10.3, 2582.0], 'Norco': [10.4, 2436.0], 'Rio Bravo': [11.3, 2121.0], 'Columbus': [12.0, 1136.0], 'Magunden': [12.0, 1254.0], 'Sycamore': [12.0, 2227.0], 'Lerdo': [12.5, 2121.0], 'Cal Water': [14.7, 1107.0], 'Unknown - 3327': [15.1, 1656.0], 'Lamont': [15.2, 1596.0], 'Elk Hills': [15.4, 0.0], 'Midway - Wheeler Ridge (Proposed)': [15.8, 2722.0], 'Grimmway-Malaga': [15.9, 1869.0], 'Shafter': [17.1, 861.0], 'Wheeler Ridge': [18.1, 773.0], 'Midway': [19.1, 0.0], 'Poso Mt.': [19.2, 0.0]} | 105559.7891 | 13029.8721 | 0.12344 | 92529.9141 | 0.87656 | 10282.0479 | 9.7405 | 90006.8594 | 0.85266 | 79724.8115 | 0.75526 | 18.8918 | 14827.3896 | 0.14046 | 55900.9961 | 0.52957 |  | 4759.5176 | 0.045088 | 0 | 0 | 27066.7832 | 0.25641 | 78493.0059 | 33035.1406 | 0.31295 | 72524.6484 | 57561.1016 | 0.54529 | 47998.6875 | 59914.5898 | 0.56759 | 45645.1992 | 7.6228 | 7.2213e-05 | 105552.1663 | 12146.7529 | 0.11507 | 93413.0361
209 | Thermalito | NORTHERN CALIFORNIA | PGE NGBA | {'Table Mt.': [2.9, 7222.0], 'Wyandotte': [5.1, 1001.0], 'Palermo': [7.4, 985.0], 'Honcut': [13.5, 127.0]} | 111762.1562 | 10293.2793 | 0.0921 | 101468.875 | 0.9079 | 12881.457 | 11.5258 | 93453.7188 | 0.83618 | 80572.2617 | 0.72093 | 12.2643 | 61333.4922 | 0.54879 | 7527.5439 | 0.067353 |  | 41280.8633 | 0.36936 | 0 | 0 | 73559.4688 | 0.65818 | 38202.6875 | 20281.5332 | 0.18147 | 91480.623 | 57215.4648 | 0.51194 | 54546.6914 | 100038.3438 | 0.8951 | 11723.8125 | 18481.6621 | 0.16537 | 93280.4941 | 21385.6172 | 0.19135 | 90376.5391
138 | Tortilla | GREATER KRAMER | SCE NOL | {'Cool Water': [10.0, 0.0]} | 44046.1836 | 3651.0837 | 0.082892 | 40395.1016 | 0.91711 | 62.5503 | 0.14201 | 26076.4258 | 0.59202 | 26013.8755 | 0.5906 | 23.5357 | 3.0078 | 6.8287e-05 | 33.9037 | 0.00076973 |  | 0 | 0 | 0 | 0 | 30440.5645 | 0.69111 | 13605.6191 | 26380.498 | 0.59893 | 17665.6855 | 14339.5107 | 0.32556 | 29706.6729 | 38364.5469 | 0.87101 | 5681.6367 | 20473.0117 | 0.46481 | 23573.1719 | 1333.2944 | 0.03027 | 42712.8892
121 | Trabuco | GREATER LA METRO | SDGE Imperial | {'Margarita': [2.8, 1438.0], 'Capistrano': [3.5, 1345.0], 'Viejo': [7.4, 883.0], 'Santiago': [8.9, 436.0], 'Talega': [9.6, 1234.0], 'Johanna': [14.6, 422.0], 'San Onofre': [15.0, 206.0], 'Ellis': [17.7, 0.0], 'Lee Lake (Proposed)': [18.2, 0.0], 'Huntington Beach': [18.5, 0.0], 'Serrano': [19.5, 0.0], 'Villa Park': [19.7, 0.0]} | 13884.6162 | 1676.1019 | 0.12072 | 12208.5146 | 0.87928 | 826.6763 | 5.9539 | 9934.1162 | 0.71548 | 9107.4399 | 0.65594 | 58.9143 | 124.2903 | 0.0089517 | 35.8251 | 0.0025802 |  | 4644.7065 | 0.33452 | 7553.0288 | 0.54399 | 3058.6733 | 0.22029 | 10825.9429 | 9437.2236 | 0.67969 | 4447.3926 | 10051.0615 | 0.7239 | 3833.5547 | 10750.3809 | 0.77427 | 3134.2354 | 7438.8789 | 0.53576 | 6445.7373 | 915.4819 | 0.065935 | 12969.1343
277 | Tranquility | SPGE | PGE Fresno | {'Cheney': [7.6, 39883.0], 'Mendota': [9.5, 42434.0], 'Panoche': [10.7, 22505.0], 'Cantua': [11.6, 10911.0], 'Helm': [12.7, 27961.0], 'Excelsior': [16.3, 2858.0], 'Newhall': [19.6, 12.0], 'Schindler': [19.7, 20.0]} | 180264.75 | 73298.7344 | 0.40662 | 106966.0156 | 0.59338 | 24542.6445 | 13.6148 | 176776.6094 | 0.98065 | 152233.9648 | 0.8445 | 7.601 | 77299.7422 | 0.42881 | 71049.1484 | 0.39414 |  | 8338.0273 | 0.046254 | 0 | 0 | 44833.6367 | 0.24871 | 135431.1133 | 5555.0962 | 0.030816 | 174709.6538 | 21477.7305 | 0.11915 | 158787.0195 | 48378.7852 | 0.26838 | 131885.9648 | 8003.2964 | 0.044397 | 172261.4536 | 714.0212 | 0.003961 | 179550.7288
279 | Trout Canyon (fka Crazy Eyes) | SNV ELDORADO DESERT | SCE EOP | {'Gamebird': [9.1, 8031.0], 'Sandy Valley': [9.4, 1338.0], 'Pahrump': [13.6, 5983.0]} | 45247.293 | 11180.6211 | 0.2471 | 34066.6719 | 0.7529 | 0 | 0 | 0 | 0 | 0 | 0 | 0 | 0 | 0 | 0 | 0 |  | 4.0908 | 9.0411e-05 | 0 | 0 | 0 | 0 | 45247.293 | 0 | 0 | 45247.293 | 0 | 0 | 45247.293 | 0 | 0 | 45247.293 | 0 | 0 | 45247.293 | 16.3208 | 0.0003607 | 45230.9722
110 | Tulucay | NORTHERN CALIFORNIA | PGE NGBA | {'Carquinez': [10.9, 357.0], 'Peabody': [16.3, 2932.0], 'Lakeville': [17.0, 668.0], 'Martinez': [18.1, 0.0], 'Ignacio': [18.9, 0.0]} | 76716.8828 | 6336.3042 | 0.082593 | 70380.5781 | 0.91741 | 3279.5972 | 4.2749 | 54187.8203 | 0.70633 | 50908.2231 | 0.66359 | 22.2555 | 9882.6094 | 0.12882 | 16615.5605 | 0.21658 |  | 21426.1094 | 0.27929 | 0 | 0 | 48839.3828 | 0.63662 | 27877.5 | 7185.624 | 0.093664 | 69531.2588 | 24593.4512 | 0.32057 | 52123.4316 | 59916.8281 | 0.78101 | 16800.0547 | 22819.6016 | 0.29745 | 53897.2812 | 6761.9302 | 0.088141 | 69954.9526
62 | Tupman | SPGE | PGE Kern | {'Norco': [5.2, 3957.0], 'Rio Bravo': [6.1, 12807.0], 'Renfro': [6.4, 8620.0], 'Tevis': [8.3, 2020.0], '7th Standard': [9.8, 5334.0], 'Kern Power': [9.9, 2914.0], 'Elk Hills': [10.7, 0.0], 'Midway': [10.8, 8869.0], 'Rosedale': [11.0, 2176.0], 'Shafter': [11.3, 12521.0], 'Stockdale': [11.7, 1156.0], 'Lerdo': [12.1, 5778.0], 'West Park': [13.1, 575.0], 'Bakersfield': [15.2, 225.0], 'Kern Oil': [15.3, 590.0], 'Midway - Wheeler Ridge (Proposed)': [16.0, 312.0], 'Sycamore': [17.2, 126.0], 'Charca': [17.8, 754.0], 'Columbus': [18.9, 0.0], 'Taft': [19.2, 0.0], 'Semitropic': [19.4, 117.0], 'Magunden': [19.7, 0.0]} | 142416.2656 | 13881.0371 | 0.097468 | 128535.2266 | 0.90253 | 23871.3457 | 16.7617 | 130265.2422 | 0.91468 | 106393.8965 | 0.74706 | 12.3752 | 19937.8164 | 0.14 | 67749.3438 | 0.47571 |  | 8233.6973 | 0.057814 | 0 | 0 | 37745.9297 | 0.26504 | 104670.3359 | 51421.4453 | 0.36106 | 90994.8203 | 91945.4297 | 0.64561 | 50470.8359 | 94691.7344 | 0.66489 | 47724.5312 | 513.3036 | 0.0036042 | 141902.962 | 17985.416 | 0.12629 | 124430.8496
104 | Ukiah | NORTHERN CALIFORNIA | PGE NGBA | {'Calpella': [3.7, 11093.0], 'Mendocino': [7.4, 9346.0], 'Hopland': [13.2, 2967.0]} | 71672.2578 | 12749.5381 | 0.17789 | 58922.7188 | 0.82211 | 907.7059 | 1.2665 | 62234.0469 | 0.86831 | 61326.341 | 0.85565 | 11 | 1308.1527 | 0.018252 | 4377.7686 | 0.06108 |  | 46866.2266 | 0.6539 | 10307.918 | 0.14382 | 11927.4248 | 0.16642 | 59744.833 | 28792.8652 | 0.40173 | 42879.3926 | 36299.5352 | 0.50647 | 35372.7227 | 44262.2305 | 0.61756 | 27410.0273 | 36341 | 0.50704 | 35331.2578 | 1222.0703 | 0.017051 | 70450.1875
189 | UltraPower Chinese Station | NORTHERN CALIFORNIA | PGE GBA | {'Peoria': [2.3, 3257.0], 'New Melones': [5.7, 1403.0], 'Curtis': [11.1, 2976.0], 'Warnerville': [19.9, 0.0]} | 89761.7734 | 4011.0151 | 0.044685 | 85750.7578 | 0.95531 | 33184.8164 | 36.9699 | 82108.3984 | 0.91474 | 48923.582 | 0.54504 | 10.3291 | 270.2194 | 0.0030104 | 20.5977 | 0.00022947 |  | 77457.6094 | 0.86292 | 907.1464 | 0.010106 | 58561.8125 | 0.65241 | 31199.9609 | 32106.1328 | 0.35768 | 57655.6406 | 36375.7539 | 0.40525 | 53386.0195 | 72094.75 | 0.80318 | 17667.0234 | 61414.7305 | 0.6842 | 28347.043 | 7185.3296 | 0.080049 | 82576.4438
174 | Vaca Dixon | NORTHERN CALIFORNIA | PGE NGBA | {'Peabody': [8.4, 7641.0], 'Putah Creek': [9.3, 8784.0], 'Davis': [14.2, 1619.0], 'Shiloh III': [16.5, 0.0], 'Madison': [18.8, 113.0], 'Birds Landing': [19.7, 0.0]} | 111061.5 | 14536.9238 | 0.13089 | 96524.5781 | 0.86911 | 2164.4636 | 1.9489 | 89797.4531 | 0.80854 | 87632.9895 | 0.78905 | 12.25 | 15707.1172 | 0.14143 | 58758.2344 | 0.52906 |  | 36232.3906 | 0.32624 | 0 | 0 | 29733.4004 | 0.26772 | 81328.0996 | 14325.4141 | 0.12899 | 96736.0859 | 13937.8672 | 0.1255 | 97123.6328 | 44068.1133 | 0.39679 | 66993.3867 | 8126.1694 | 0.073168 | 102935.3306 | 8303.0166 | 0.074761 | 102758.4834
128 | Valley | RIVERSIDE | SCE Eastern | {'El Casco': [16.3, 1568.0], 'Lee Lake (Proposed)': [16.9, 1441.0]} | 40509.8906 | 17034.6797 | 0.42051 | 23475.2109 | 0.57949 | 0 | 0 | 15623.1143 | 0.38566 | 15623.1143 | 0.38566 | 27.0537 | 10165.4902 | 0.25094 | 1707.4531 | 0.042149 |  | 32153.1562 | 0.79371 | 0.13207 | 3.2601e-06 | 398.5746 | 0.0098389 | 40111.316 | 12330.4141 | 0.30438 | 28179.4766 | 20060.4434 | 0.4952 | 20449.4473 | 20426.1602 | 0.50423 | 20083.7305 | 3123.0686 | 0.077094 | 37386.822 | 2510.0159 | 0.061961 | 37999.8748
292 | Valley (VEA) | SNV ELDORADO DESERT | SCE EOP | {'Lathrop': [11.3, 43177.0]} | 115875.9609 | 99221.2969 | 0.85627 | 16654.6641 | 0.14373 | 2861.3623 | 2.4693 | 2861.3623 | 0.024693 | 0 | 0 | 1.0946 | 0 | 0 | 0 | 0 |  | 0 | 0 | 0 | 0 | 0 | 0 | 115875.9609 | 0 | 0 | 115875.9609 | 0 | 0 | 115875.9609 | 0 | 0 | 115875.9609 | 2874.259 | 0.024805 | 113001.7019 | 44.6406 | 0.00038524 | 115831.3204
188 | Vestal | GREATER TEHACHAPI | SCE Northern | {} | 185112.6562 | 85863.6875 | 0.46385 | 99248.9688 | 0.53615 | 17509.0898 | 9.4586 | 166668.1094 | 0.90036 | 149159.0195 | 0.80577 | 10.3632 | 73043.9844 | 0.39459 | 65467.6641 | 0.35366 |  | 76119.1094 | 0.4112 | 0 | 0 | 33569.0977 | 0.18134 | 151543.5586 | 1479.4698 | 0.0079923 | 183633.1864 | 15260.3857 | 0.082438 | 169852.2705 | 47350.0156 | 0.25579 | 137762.6406 | 18481.1172 | 0.099837 | 166631.5391 | 2301.8665 | 0.012435 | 182810.7898
139 | Victor | GREATER KRAMER | SCE NOL | {'Roadway': [5.1, 16720.0], 'Lugo': [9.6, 6780.0]} | 62900.2188 | 20153.3652 | 0.3204 | 42746.8516 | 0.6796 | 560.8214 | 0.8916 | 7283.2109 | 0.11579 | 6722.3895 | 0.10687 | 49.7095 | 0.88958 | 1.4143e-05 | 0 | 0 |  | 0 | 0 | 0 | 0 | 24441.9688 | 0.38858 | 38458.25 | 31104.4355 | 0.4945 | 31795.7832 | 10487.1318 | 0.16673 | 52413.0869 | 41337.1016 | 0.65719 | 21563.1172 | 5856.5176 | 0.093108 | 57043.7012 | 281.226 | 0.004471 | 62618.9928
250 | Viejo | GREATER LA METRO | SCE Metro | {'Santiago': [7.2, 646.0], 'Trabuco': [7.4, 883.0], 'Margarita': [8.1, 648.0], 'Capistrano': [10.7, 544.0], 'Lee Lake (Proposed)': [12.5, 0.0], 'Johanna': [12.5, 646.0], 'Serrano': [14.0, 224.0], 'Villa Park': [15.1, 224.0], 'Talega': [15.3, 448.0], 'Ellis': [17.4, 0.0], 'Lewis': [17.7, 1.0], 'Huntington Beach': [19.4, 0.0]} | 12889.8213 | 1101.9087 | 0.085487 | 11787.9121 | 0.91451 | 5375.6245 | 41.7044 | 8814.0371 | 0.6838 | 3438.4126 | 0.26675 | 31.8 | 26.3398 | 0.0020435 | 37.1755 | 0.0028841 |  | 4150.4893 | 0.322 | 7362.5674 | 0.57119 | 6291.7715 | 0.48812 | 6598.0498 | 5533.4048 | 0.42928 | 7356.4165 | 7668.3462 | 0.59491 | 5221.4751 | 11152.042 | 0.86518 | 1737.7793 | 7442.5127 | 0.57739 | 5447.3086 | 1754.9369 | 0.13615 | 11134.8844
227 | Vierra | NORTHERN CALIFORNIA | PGE GBA | {'Ripon': [7.6, 11815.0], 'Weber': [8.6, 12215.0], 'Stagg': [14.0, 1366.0], 'Westley': [15.5, 310.0], 'Tesla': [17.0, 0.0], 'Midway Green Ridge Services': [17.8, 0.0], 'Kelso': [18.0, 0.0], 'Delta Pumps': [18.9, 0.0], 'Eight Mile': [18.9, 0.0]} | 116038.3047 | 14380.126 | 0.12393 | 101658.1797 | 0.87607 | 1870.1771 | 1.6117 | 87015.3594 | 0.74988 | 85145.1823 | 0.73377 | 19.6667 | 21437.4629 | 0.18474 | 78885.9297 | 0.67983 |  | 55.7647 | 0.00048057 | 0 | 0 | 22430.3535 | 0.1933 | 93607.9512 | 14581.2764 | 0.12566 | 101457.0283 | 14581.2764 | 0.12566 | 101457.0283 | 28647.7539 | 0.24688 | 87390.5508 | 0 | 0 | 116038.3047 | 6005.918 | 0.051758 | 110032.3867
119 | Villa Park | GREATER LA METRO | SCE Metro | {'Serrano': [2.7, 465.0], 'Lewis': [3.7, 127.0], 'Johanna': [7.1, 348.0], 'Barre': [8.5, 0.0], 'Olinda': [10.3, 89.0], 'Ellis': [10.9, 0.0], 'Santiago': [11.1, 348.0], 'Huntington Beach': [14.3, 0.0], 'Walnut': [14.9, 81.0], 'Viejo': [15.1, 224.0], 'Del Amo': [15.3, 0.0], 'Chino': [15.5, 42.0], 'Alamitos': [15.6, 0.0], 'Center': [17.4, 0.0], 'Trabuco': [19.7, 0.0]} | 5084.5947 | 462.7799 | 0.091016 | 4621.8149 | 0.90898 | 105.5231 | 2.0753 | 4083.7876 | 0.80317 | 3978.2645 | 0.78242 | 12.6648 | 4.1236 | 0.000811 | 2.0269 | 0.00039864 |  | 3631.6545 | 0.71425 | 602.4046 | 0.11848 | 3347.7361 | 0.65841 | 1736.8586 | 153.351 | 0.03016 | 4931.2437 | 271.5266 | 0.053402 | 4813.0681 | 3724.0044 | 0.73241 | 1360.5903 | 2315.6699 | 0.45543 | 2768.9248 | 689.4519 | 0.1356 | 4395.1428
95 | Vincent | GREATER LA METRO | SCE Northern | {'Antelope': [17.3, 2596.0], 'Gould': [18.7, 0.0]} | 47893.8984 | 17943 | 0.37464 | 29950.8984 | 0.62536 | 1684.3151 | 3.5168 | 13445.2188 | 0.28073 | 11760.9037 | 0.24556 | 35 | 86.7946 | 0.0018122 | 925.692 | 0.019328 |  | 19055.9102 | 0.39788 | 1421.5459 | 0.029681 | 4885.7607 | 0.10201 | 43008.1377 | 16838.2363 | 0.35157 | 31055.6621 | 11026.7783 | 0.23023 | 36867.1201 | 21723.9961 | 0.45359 | 26169.9023 | 13566.1494 | 0.28325 | 34327.749 | 955.7239 | 0.019955 | 46938.1745
140 | Vista | RIVERSIDE | SCE Eastern | {'San Bernardino': [5.3, 434.0], 'Etiwanda': [12.4, 0.0], 'Rancho Vista': [12.8, 0.0], 'Mira Loma': [14.3, 0.0], 'El Casco': [14.8, 77.0], 'Padua': [19.2, 0.0]} | 13024.6338 | 432.1676 | 0.033181 | 12592.4658 | 0.96682 | 66.4585 | 0.51025 | 4298.9302 | 0.33006 | 4232.4717 | 0.32496 | 27.0537 | 55.8671 | 0.0042893 | 145.5825 | 0.011177 |  | 11116.0732 | 0.85347 | 381.2878 | 0.029274 | 5020.7754 | 0.38548 | 8003.8584 | 7514.3623 | 0.57693 | 5510.2715 | 10021.8906 | 0.76946 | 3002.7432 | 12578.5586 | 0.96575 | 446.0752 | 3980.6096 | 0.30562 | 9044.0242 | 549.455 | 0.042186 | 12475.1788
293 | Vista (VEA) | SNV ELDORADO DESERT | SCE EOP | {'Pahrump': [8.6, 19136.0], 'Gamebird': [12.4, 7705.0], 'Innovation': [18.6, 0.0]} | 33513.5078 | 28416.1621 | 0.8479 | 5097.3457 | 0.1521 | 0 | 0 | 0 | 0 | 0 | 0 | 0 | 0 | 0 | 0 | 0 |  | 0 | 0 | 0 | 0 | 0 | 0 | 33513.5078 | 0 | 0 | 33513.5078 | 0 | 0 | 33513.5078 | 0 | 0 | 33513.5078 | 0 | 0 | 33513.5078 | 0 | 0 | 33513.5078
33 | Wahtoke | SPGE | PGE Fresno | {'Reedley': [4.3, 26328.0], 'McCall': [10.4, 9838.0], 'Sanger': [10.8, 8567.0], 'Kingsburg': [11.4, 12924.0], 'Malaga': [16.1, 2536.0], 'California Ave': [18.7, 590.0]} | 141742.7969 | 35224.3281 | 0.24851 | 106518.4688 | 0.75149 | 322.6314 | 0.22762 | 76241.4688 | 0.53789 | 75918.8373 | 0.53561 | 21.3046 | 41603.7969 | 0.29352 | 78765.4375 | 0.55569 |  | 6443.5317 | 0.045459 | 0 | 0 | 17200.2422 | 0.12135 | 124542.5547 | 24207.3359 | 0.17078 | 117535.4609 | 31861.627 | 0.22478 | 109881.1699 | 33332.5234 | 0.23516 | 108410.2734 | 4812.123 | 0.03395 | 136930.6738 | 5545.6826 | 0.039125 | 136197.1143
221 | Walnut | GREATER LA METRO | SCE Metro | {'Olinda': [4.6, 370.0], 'Rio Hondo': [6.9, 0.0], 'Mesa': [9.4, 0.0], 'Center': [10.5, 0.0], 'Laguna Bell': [11.6, 0.0], 'Goodrich': [12.6, 0.0], 'Del Amo': [13.9, 0.0], 'Barre': [13.9, 0.0], 'Lewis': [14.0, 2.0], 'Villa Park': [14.9, 81.0], 'Serrano': [15.4, 171.0], 'Lighthipe': [15.6, 0.0], 'Chino': [15.6, 295.0], 'Alamitos': [18.8, 0.0], 'Padua': [19.4, 0.0]} | 3984.2324 | 370.2002 | 0.092916 | 3614.0322 | 0.90708 | 142.9156 | 3.587 | 3485.3406 | 0.87478 | 3342.425 | 0.83891 | 17.6264 | 0 | 0 | 0 | 0 |  | 3435.5364 | 0.86228 | 0 | 0 | 2137.5234 | 0.5365 | 1846.709 | 0 | 0 | 3984.2324 | 0 | 0 | 3984.2324 | 2137.5234 | 0.5365 | 1846.709 | 2265.6101 | 0.56864 | 1718.6223 | 719.1481 | 0.1805 | 3265.0844
180 | Warnerville | SPGE | PGE GBA | {'Riverbank': [6.1, 25028.0], 'Ripon': [18.8, 12.0], 'Chinese Station': [19.9, 0.0]} | 141615.0156 | 25818.6777 | 0.18232 | 115796.3359 | 0.81768 | 15717.8047 | 11.099 | 108813.9219 | 0.76838 | 93096.1172 | 0.65739 | 12.6083 | 67082.625 | 0.4737 | 34746.7852 | 0.24536 |  | 51616.7695 | 0.36449 | 0 | 0 | 85108.1172 | 0.60098 | 56506.8984 | 16404.4043 | 0.11584 | 125210.6113 | 42152.2461 | 0.29765 | 99462.7695 | 101167.8125 | 0.71439 | 40447.2031 | 17768.4668 | 0.12547 | 123846.5488 | 9409.5967 | 0.066445 | 132205.4189
262 | Waukena | SPGE | PGE Fresno | {'Corcoran': [2.3, 78074.0], 'GWF Hanford': [9.9, 44367.0], 'Alpaugh': [13.8, 13247.0], 'Leprino': [15.9, 19873.0], 'Olive': [18.2, 2456.0], 'Henrietta': [19.6, 726.0]} | 183397.5 | 97826.6172 | 0.53341 | 85570.8828 | 0.46659 | 43049.5117 | 23.4733 | 177925.4062 | 0.97016 | 134875.8945 | 0.73543 | 7.1323 | 94470.8359 | 0.51512 | 64143.6211 | 0.34975 |  | 0 | 0 | 0 | 0 | 10620.2441 | 0.057908 | 172777.2559 | 4319.2666 | 0.023551 | 179078.2334 | 20992.7227 | 0.11447 | 162404.7773 | 29379.3867 | 0.1602 | 154018.1133 | 1220.2249 | 0.0066534 | 182177.2751 | 9643.293 | 0.052581 | 173754.207
157 | Weber | NORTHERN CALIFORNIA | PGE GBA | {'Stagg': [7.7, 4044.0], 'Vierra': [8.6, 12215.0], 'Eight Mile': [12.2, 746.0], 'Ripon': [12.4, 12593.0], 'Bellota': [14.0, 4591.0], 'Lockeford': [14.3, 2025.0], 'Rancho Seco - Bellota (Proposed)': [19.8, 4.0]} | 100421.6094 | 22809.6387 | 0.22714 | 77611.9688 | 0.77286 | 747.384 | 0.74425 | 76976.1719 | 0.76653 | 76228.7878 | 0.75909 | 17.5279 | 21398.5898 | 0.21309 | 71016.3438 | 0.70718 |  | 0 | 0 | 0 | 0 | 0 | 0 | 100421.6094 | 993.6401 | 0.0098947 | 99427.9693 | 4954.1675 | 0.049334 | 95467.4419 | 4954.1675 | 0.049334 | 95467.4419 | 0 | 0 | 100421.6094 | 2494.6797 | 0.024842 | 97926.9297
34 | West Fresno | SPGE | PGE Fresno | {'California Ave': [3.0, 18536.0], 'Kearney (New)': [3.6, 22279.0], 'Malaga': [5.4, 14098.0], 'Gregg': [10.8, 5473.0], 'Sanger': [11.6, 5597.0], 'McCall': [12.4, 7481.0], 'Mc Mullin': [12.8, 13807.0], 'Borden': [16.8, 1942.0]} | 91522.7344 | 26968.7422 | 0.29467 | 64553.9922 | 0.70533 | 1888.8311 | 2.0638 | 55257.6523 | 0.60376 | 53368.8213 | 0.58312 | 21.514 | 20782.8613 | 0.22708 | 64241.6719 | 0.70192 |  | 301.0966 | 0.0032899 | 0 | 0 | 202.0697 | 0.0022079 | 91320.6646 | 145.0511 | 0.0015849 | 91377.6833 | 145.0511 | 0.0015849 | 91377.6833 | 202.0697 | 0.0022079 | 91320.6646 | 0 | 0 | 91522.7344 | 196.9801 | 0.0021523 | 91325.7542
242 | Westley | SPGE | PGE Fresno | {'Ripon': [12.6, 776.0], 'Crow Creek': [14.7, 375.0], 'Fink (Proposed)': [14.9, 356.0], 'Vierra': [15.5, 310.0]} | 147900.4219 | 3352.7974 | 0.022669 | 144547.625 | 0.97733 | 17377.1484 | 11.7492 | 126144.4922 | 0.8529 | 108767.3438 | 0.73541 | 11.875 | 11745.6631 | 0.079416 | 92268.0547 | 0.62385 |  | 34760.1406 | 0.23502 | 4840.4165 | 0.032728 | 100324.3438 | 0.67832 | 47576.0781 | 34731.8047 | 0.23483 | 113168.6172 | 39751.0078 | 0.26877 | 108149.4141 | 110792.4766 | 0.7491 | 37107.9453 | 25416.3262 | 0.17185 | 122484.0957 | 5743.8364 | 0.038836 | 142156.5854
63 | Westpark | SPGE | PGE Kern | {'Rosedale': [2.1, 13135.0], 'Bakersfield': [2.2, 14002.0], 'Kern Power': [3.2, 11374.0], 'Stockdale': [4.2, 7194.0], 'Kern Oil': [4.7, 10541.0], 'Columbus': [5.9, 7760.0], 'Sycamore': [6.1, 10335.0], 'Tevis': [6.3, 5809.0], 'Magunden': [6.7, 4419.0], '7th Standard': [6.8, 8653.0], 'Renfro': [7.0, 6574.0], 'Cal Water': [8.5, 6495.0], 'Lerdo': [10.8, 8617.0], 'Unknown - 3327': [11.3, 4553.0], 'Lamont': [11.4, 4514.0], 'Tupman': [13.1, 575.0], 'Rio Bravo': [13.3, 2566.0], 'Grimmway-Malaga': [13.4, 4656.0], 'Poso Mt.': [13.6, 6921.0], 'Norco': [16.3, 32.0], 'Shafter': [18.4, 371.0], 'Wheeler Ridge': [20.0, 0.0]} | 86299.7656 | 16004.1621 | 0.18545 | 70295.6016 | 0.81455 | 744.756 | 0.86299 | 69419.3672 | 0.8044 | 68674.6111 | 0.79577 | 21.233 | 6307.0762 | 0.073083 | 36186.6914 | 0.41931 |  | 6831.856 | 0.079164 | 0 | 0 | 33082.5586 | 0.38334 | 53217.207 | 10735.2109 | 0.12439 | 75564.5547 | 24046.2969 | 0.27864 | 62253.4688 | 42255.375 | 0.48963 | 44044.3906 | 1426.5862 | 0.016531 | 84873.1794 | 4113.7153 | 0.047668 | 82186.0503
64 | Wheeler Ridge | SPGE | PGE Kern | {'Grimmway-Malaga': [12.7, 9941.0], 'Pastoria': [13.0, 1546.0], 'Lamont': [15.7, 6280.0], 'Unknown - 3327': [15.7, 6335.0], 'Stockdale': [16.6, 3055.0], 'Midway - Wheeler Ridge (Proposed)': [16.7, 2746.0], 'Tevis': [18.1, 773.0], 'Magunden': [19.0, 879.0], 'West Park': [20.0, 0.0]} | 168447.4688 | 16640.8574 | 0.09879 | 151806.6094 | 0.90121 | 20182.3496 | 11.9814 | 163469.5781 | 0.97045 | 143287.2285 | 0.85063 | 7.494 | 21160.8223 | 0.12562 | 114782.3359 | 0.68141 |  | 13873.6562 | 0.082362 | 0 | 0 | 24689.0469 | 0.14657 | 143758.4219 | 38087.0508 | 0.22611 | 130360.418 | 58318.8242 | 0.34621 | 110128.6445 | 64886.0234 | 0.3852 | 103561.4453 | 4161.5088 | 0.024705 | 164285.96 | 3239.134 | 0.019229 | 165208.3347
254 | Whirlwind | GREATER TEHACHAPI | SCE Northern | {'Antelope': [14.1, 17064.0], 'Windhub': [15.0, 3276.0], 'Highwind': [16.9, 352.0]} | 165844.5156 | 68859.7656 | 0.41521 | 96984.75 | 0.58479 | 12978.1221 | 7.8255 | 63018.5234 | 0.37999 | 50040.4014 | 0.30173 | 38.5 | 3007.3718 | 0.018134 | 2758.1543 | 0.016631 |  | 12963.0684 | 0.078164 | 180.514 | 0.0010885 | 34438.0234 | 0.20765 | 131406.4922 | 62868.2773 | 0.37908 | 102976.2383 | 36113.6523 | 0.21776 | 129730.8633 | 86920.6797 | 0.52411 | 78923.8359 | 28201.7168 | 0.17005 | 137642.7988 | 802.7759 | 0.0048405 | 165041.7397
107 | Wilson | SPGE | PGE Fresno | {'Merced': [4.6, 11538.0], 'Le Grand': [10.5, 8289.0], 'Dairyland': [17.2, 904.0]} | 134882.6562 | 12011.9189 | 0.089055 | 122870.7344 | 0.91095 | 31378.9609 | 23.2639 | 118740.0625 | 0.88032 | 87361.1016 | 0.64768 | 9.932 | 55106.1719 | 0.40855 | 36516.0547 | 0.27072 |  | 33118.8047 | 0.24554 | 0 | 0 | 74449.625 | 0.55196 | 60433.0312 | 67249.9766 | 0.49858 | 67632.6797 | 71238.6406 | 0.52815 | 63644.0156 | 106886.9844 | 0.79244 | 27995.6719 | 22296.2578 | 0.1653 | 112586.3984 | 28877.2793 | 0.21409 | 106005.377
253 | Windhub | GREATER TEHACHAPI | SCE Northern | {'Highwind': [7.1, 10508.0], 'Whirlwind': [15.0, 3276.0]} | 106302.7422 | 38030.2422 | 0.35775 | 68272.5 | 0.64225 | 3077.8042 | 2.8953 | 45589.7969 | 0.42887 | 42511.9927 | 0.39991 | 32 | 271.9263 | 0.002558 | 1552.3971 | 0.014604 |  | 22352.1426 | 0.21027 | 2860.8113 | 0.026912 | 32054.1211 | 0.30154 | 74248.6211 | 31666.5742 | 0.29789 | 74636.168 | 39609.4258 | 0.37261 | 66693.3164 | 64119.6445 | 0.60318 | 42183.0977 | 16352.707 | 0.15383 | 89950.0352 | 681.4025 | 0.00641 | 105621.3397
233 | Woodland | NORTHERN CALIFORNIA | PGE NGBA | {'Davis': [9.3, 3520.0], 'Madison': [11.3, 7891.0], 'Putah Creek': [16.7, 4309.0]} | 136794.0312 | 11638.3779 | 0.08508 | 125155.6562 | 0.91492 | 16504.7109 | 12.0654 | 126530.9844 | 0.92497 | 110026.2734 | 0.80432 | 9.4053 | 28511.8145 | 0.20843 | 86545.5469 | 0.63267 |  | 4106.4438 | 0.030019 | 0 | 0 | 65152.5195 | 0.47628 | 71641.5117 | 26468.3027 | 0.19349 | 110325.7285 | 41171.9648 | 0.30098 | 95622.0664 | 83460.3906 | 0.61012 | 53333.6406 | 728.9863 | 0.0053291 | 136065.0449 | 7976.9648 | 0.058314 | 128817.0664
8 | Wyandotte | NORTHERN CALIFORNIA | PGE NGBA | {'Palermo': [2.9, 3273.0], 'Thermalito': [5.1, 1001.0], 'Table Mt.': [7.1, 467.0], 'Honcut': [12.2, 19.0]} | 90901.9531 | 4467.7861 | 0.04915 | 86434.1641 | 0.95085 | 2310.3994 | 2.5416 | 62927.0117 | 0.69225 | 60616.6123 | 0.66684 | 15.1468 | 21526.832 | 0.23681 | 5737.3779 | 0.063116 |  | 56302.0508 | 0.61937 | 1143.9921 | 0.012585 | 73087.7578 | 0.80403 | 17814.1953 | 15749.0732 | 0.17325 | 75152.8799 | 20574.0703 | 0.22633 | 70327.8828 | 84588.8047 | 0.93055 | 6313.1484 | 25941.8828 | 0.28538 | 64960.0703 | 19111.9883 | 0.21025 | 71789.9648

## LandEnv_Solar_Data_15mi
CEC calculated land-use and environmental data criteria for in-state substations at a 15 mile radius for solar resource potential.
[5 empty] | Res. Potential Base (after techno-economic & protected areas exclusions) | Res. Potential after Core Land Use Screen (Lower Implications Land) | Percentage of Base Potential w/ Lower Implications | Res. Potential excluded by Core screen (Higher Implications Land) | Percentage of Base Potential w/ Higher Implications | Base Res. Potential w/ Parcelization value less than 6 | Percentage of Base Potential w/ Parcelization value less than 6 | Base Res. Potential w/ Parcelization value less than 30 | Percentage of Base Potential w/ Parcelization value less than 30 | Base Res. Potential w/ Parcelization value less than 30 & greater than 6 | Percentage of Base Potential w/ Parcelization value less than 30 & greater than 6 | 10th Percentile Parcelization Value | Base Res. Potential w/ Low Cropland Index Values | Percentage of Base Potential w/ Low Cropland Index Values | Base Res. Potential w/ High Cropland Index Values | Percentage of Base Potential w/ High Cropland Index Values | Substation in or near a Critically Overdrafted Groundwater Basin | Base Res. Potential w/ Tier 2 Fire Threat | Percentage of Base Potential w/ Tier 2 Fire Threat | Base Res. Potential w/ Tier 3 Fire Threat | Percentage of Base Potential w/ Tier 3 Fire Threat | Base Res. Potential w/ ACE Terrestrial Connectivity, 4 or 5, (High Implications) | Percentage of Base Potential w/ Terrestrial Connectivity High Implications | Base Res. Potential w/ Terrestrial Connectivity Low Implications | Base Res. Potential w/ ACE Biodiversity, 5, (High Implications) | Percentage of Base Potential w/ Biodiversity High Implications | Base Res. Potential w/ Biodiversity Low Implications | Base Res. Potential w/ ACE Irreplaceability, 4 or 5, (High Implications) | Percentage of Base Potential w/ Irreplaceability High Implications | Base Res. Potential w/ Irreplaceability Low Implications | Base Res. Potential w/ Any of the three ACE datasets High Implications | Percentage of Base Potential w/ Any of the three ACE datasets High Implications | Base Res. Potential w/ Any of the three ACE datasets Low Implications | Base Res. Potential w/ High Terrestrial Landscape Intactness | Percentage of Base Potential w/ High Terrestrial Landscape Intactness | Base Res. Potential w/ Low Terrestrial Landscape Intactness | Base Res. Potential w/ Classified as Wetlands | Percentage of Base Potential w/ Classified as Wetlands | Base Res. Potential w/ Not Classified as Wetlands
Blue columns indicate additional data calculate/added by CPUC staff in dashboard.
Distance in miles to nearby substations
OBJECTID | IRP_Substation_Name | RESOLVE_Solar_Area | RESOLVE_Name | Substation Overlaps [distance (mi), res. pot. (acres)] | RPB_Acres | TRP_Acres | Perc_TRP | High_Implication_Acres | Perc_HighImplication | Parcels_LT_6 | Perc_ParcLT6 | Parcels_LT_30 | Perc_ParcLT30 | Parcels_LT_30_GT6 | Perc_ParcLT30GT6 | 10th Percentile Parcelization | LowCrop_Acres | Perc_LowCrop | HighCrop_Acres | Perc_HighCrop | Critically overdrafted basin | FT_Tier2_Acres | Perc_FT_Tier2 | FT_Tier3_Acres | Perc_FT_Tier3 | Conn45_Acres | Perc_Conn45 | Low Conn Acres | Bio5_Acres | Perc_Bio5 | Low Bio Acres | Irr45_Acres | Perc_Irr45 | Low Irr Acres | ACE_All_Acres | Perc_AllACE | Low AllACE Acres | High_Intact_Acres | Perc_HighIntact | LowIntact Acres | Wetlands_Acres | Perc_Wetlands | Not Wetlands Acres
273 | 7th Standard | SPGE | PGE Kern | {'Renfro': [4.0, 42149.0], 'Lerdo': [4.3, 45220.0], 'Kern Power': [4.5, 41241.0], 'Rosedale': [5.3, 40434.0], 'Kern Oil': [6.2, 42136.0], 'West Park': [6.8, 36320.0], 'Rio Bravo': [7.3, 31316.0], 'Bakersfield': [8.0, 37950.0], 'Sycamore': [8.0, 39158.0], 'Tevis': [8.3, 27601.0], 'Stockdale': [9.2, 24547.0], 'Tupman': [9.8, 22719.0], 'Columbus': [11.2, 33845.0], 'Shafter': [11.7, 25329.0], 'Poso Mt.': [12.8, 32812.0], 'Magunden': [13.0, 24882.0], 'Cal Water': [13.0, 31819.0], 'Norco': [14.6, 17086.0], 'Charca': [16.0, 20218.0], 'Unknown - 3327': [18.0, 5690.0], 'Lamont': [18.1, 5649.0], 'Midway': [18.3, 12124.0], 'Elk Hills': [20.2, 5716.0], 'Grimmway-Malaga': [20.2, 5787.0], 'Semitropic': [20.5, 10021.0], 'Midway - Wheeler Ridge (Proposed)': [23.3, 4524.0], 'Wheeler Ridge': [25.8, 5307.0], 'Smyrna': [26.5, 228.0], 'Goose Lake': [27.6, 758.0], 'Vestal': [27.9, 577.0], 'Taft': [28.8, 0.0]} | 306972.6875 | 53088.668 | 0.17294 | 253884.0156 | 0.82706 | 32222.8906 | 0.10497 | 279037.1562 | 0.909 | 246814.2656 | 0.80403 | 12.25 | 22182.3887 | 0.072262 | 151837.5 | 0.49463 | 0 | 70881.3594 | 0.2309 | 0 | 0 | 109831.3516 | 0.35779 | 197141.3359 | 42526.5977 | 0.13854 | 264446.0898 | 86831.8359 | 0.28287 | 220140.8516 | 152003.2031 | 0.49517 | 154969.4844 | 11851.3682 | 0.038607 | 295121.3193 | 19177.2539 | 0.062472 | 287795.4336
261 | Alamitos | GREATER LA METRO | SCE Metro | {'Del Amo': [5.7, 2087.0], 'Long Beach': [7.3, 2089.0], 'Barre': [7.4, 1918.0], 'Harborgen': [7.5, 2089.0], 'Hinson': [8.0, 2089.0], 'Arcogen': [9.1, 2089.0], 'Lighthipe': [9.1, 2089.0], 'Ellis': [10.5, 310.0], 'Huntington Beach': [10.8, 844.0], 'Center': [11.3, 1933.0], 'Lewis': [11.9, 18.0], 'Johanna': [14.6, 18.0], 'Laguna Bell': [14.8, 193.0], 'La Fresa': [15.3, 2087.0], 'Villa Park': [15.6, 0.0], 'Olinda': [16.1, 0.0], 'Redondo': [17.6, 2087.0], 'El Nido': [18.2, 1940.0], 'Serrano': [18.3, 0.0], 'Mesa': [18.8, 0.0], 'Walnut': [18.8, 0.0], 'Chevmain': [19.9, 835.0], 'Santiago': [20.3, 16.0], 'El Segundo': [21.1, 140.0], 'La Cienega': [22.9, 0.0], 'Rio Hondo': [24.4, 0.0], 'Goodrich': [26.6, 0.0], 'Viejo': [27.2, 0.0], 'Trabuco': [28.2, 11.0], 'Chino': [29.0, 0.0]} | 9545.2969 | 2089.7241 | 0.21893 | 7455.5728 | 0.78107 | 1080.796 | 0.11323 | 3930.6611 | 0.41179 | 2849.8651 | 0.29856 | 51 | 0 | 0 | 0 | 0 | 0 | 0 | 0 | 0 | 0 | 0 | 0 | 9545.2969 | 1405.1609 | 0.14721 | 8140.136 | 7391.7056 | 0.77438 | 2153.5913 | 7391.7056 | 0.77438 | 2153.5913 | 0 | 0 | 9545.2969 | 336.9872 | 0.035304 | 9208.3097
185 | Alpaugh | SPGE | PGE Fresno | {'Olive': [4.6, 102089.0], 'Corcoran': [11.5, 84874.0], 'Waukena': [13.8, 75262.0], 'Smyrna': [17.0, 36148.0], 'Gates-Midway (Proposed)': [21.2, 32956.0], 'Vestal': [22.5, 1594.0], 'GWF Hanford': [23.7, 15799.0], 'Semitropic': [25.1, 12061.0], 'Charca': [25.6, 3648.0], 'Goose Lake': [25.9, 10680.0], 'Rector': [26.4, 1412.0], 'Leprino': [28.4, 5276.0], 'Arco': [28.7, 548.0]} | 372618.9375 | 123820.4062 | 0.3323 | 248798.5312 | 0.6677 | 96982.6016 | 0.26027 | 351039.875 | 0.94209 | 254057.2734 | 0.68182 | 8.0717 | 143722.3281 | 0.38571 | 166436.7188 | 0.44667 | 0 | 28812.6797 | 0.077325 | 0 | 0 | 102524.5547 | 0.27515 | 270094.3828 | 32003.8184 | 0.085889 | 340615.1191 | 63555.7891 | 0.17057 | 309063.1484 | 141001.9844 | 0.37841 | 231616.9531 | 2069.5774 | 0.0055541 | 370549.3601 | 19259.3438 | 0.051686 | 353359.5938
76 | Antelope | GREATER TEHACHAPI | SCE Northern | {'Whirlwind': [14.1, 77690.0], 'Vincent': [17.3, 20179.0], 'Pardee': [23.5, 2255.0], 'Windhub': [24.0, 18988.0], 'Saugus': [24.1, 2003.0], 'Bailey': [27.7, 558.0], 'Sylmar-Pac Intertie': [28.7, 0.0], 'Highwind': [28.8, 1311.0]} | 228997.8125 | 105156.8594 | 0.4592 | 123840.9531 | 0.5408 | 16372.0225 | 0.071494 | 64809.3203 | 0.28301 | 48437.2979 | 0.21152 | 50 | 4157.4009 | 0.018155 | 3864.5232 | 0.016876 | 0 | 38457.5742 | 0.16794 | 31072.998 | 0.13569 | 24265.168 | 0.10596 | 204732.6445 | 62564.2773 | 0.27321 | 166433.5352 | 49806.7656 | 0.2175 | 179191.0469 | 95358.8672 | 0.41642 | 133638.9453 | 42572.1211 | 0.18591 | 186425.6914 | 8931.4434 | 0.039002 | 220066.3691
42 | Arco | SPGE | PGE Kern | {'Gates-Midway (Proposed)': [8.7, 57815.0], 'Avenal': [18.0, 17405.0], 'Goose Lake': [22.3, 26050.0], 'Cal Flats': [23.8, 2644.0], 'Cholame': [24.5, 1372.0], 'Kernridge': [25.0, 6169.0], 'Smyrna': [26.0, 9579.0], 'Caliente': [27.4, 73.0], 'Olive': [27.6, 492.0], 'Gates': [27.8, 1685.0], 'Carrizo Plains': [28.2, 0.0], 'Solar': [28.4, 0.0], 'Alpaugh': [28.7, 548.0], 'Semitropic': [29.3, 236.0], 'Temblor': [29.7, 331.0]} | 386351.4688 | 68911.25 | 0.17836 | 317440.2188 | 0.82164 | 93366.6875 | 0.24166 | 374672.375 | 0.96977 | 281305.6875 | 0.72811 | 6.9606 | 67538.0391 | 0.17481 | 74858.4297 | 0.19376 | 0 | 116377.1172 | 0.30122 | 0 | 0 | 256486.0156 | 0.66387 | 129865.4531 | 11192.459 | 0.02897 | 375159.0098 | 43566.8789 | 0.11276 | 342784.5898 | 275984.0312 | 0.71433 | 110367.4375 | 63551.5352 | 0.16449 | 322799.9336 | 12950.6768 | 0.03352 | 373400.792
77 | Arcogen | GREATER LA METRO | SCE Metro | {'Hinson': [1.2, 2184.0], 'Harborgen': [2.8, 2183.0], 'Long Beach': [3.7, 2183.0], 'Lighthipe': [5.9, 2125.0], 'La Fresa': [6.3, 2183.0], 'Redondo': [8.6, 2183.0], 'Del Amo': [8.7, 2087.0], 'Alamitos': [9.1, 2089.0], 'El Nido': [9.2, 2036.0], 'Chevmain': [10.9, 931.0], 'Center': [11.0, 1933.0], 'El Segundo': [12.1, 236.0], 'Laguna Bell': [12.2, 193.0], 'La Cienega': [14.8, 38.0], 'Barre': [15.1, 1902.0], 'Mesa': [17.0, 0.0], 'Huntington Beach': [19.3, 827.0], 'Ellis': [19.5, 294.0], 'Lewis': [19.8, 2.0], 'Olinda': [20.5, 0.0], 'Walnut': [21.4, 0.0], 'Villa Park': [23.5, 0.0], 'Johanna': [23.6, 2.0], 'Goodrich': [24.7, 0.0], 'Rio Hondo': [24.9, 0.0], 'Serrano': [26.1, 0.0], 'Gould': [28.0, 0.0], 'Santiago': [29.3, 0.0]} | 5804.1748 | 2168.0776 | 0.37354 | 3636.0972 | 0.62646 | 1033.8833 | 0.17813 | 3902.9216 | 0.67243 | 2869.0383 | 0.49431 | 26.9857 | 0 | 0 | 0 | 0 | 0 | 0 | 0 | 0 | 0 | 10.0224 | 0.0017268 | 5794.1524 | 595.5212 | 0.1026 | 5208.6536 | 3534.7332 | 0.609 | 2269.4417 | 3544.7556 | 0.61073 | 2259.4192 | 0 | 0 | 5804.1748 | 25.7163 | 0.0044307 | 5778.4585
247 | Arkansas | GREATER IMPERIAL | SCE Eastern | {'Sonora': [2.7, 45328.0], 'Bannister': [7.8, 33521.0], 'El Centro': [23.2, 9172.0], 'Highline': [27.5, 1206.0]} | 250963.2344 | 49719.2812 | 0.19811 | 201243.9531 | 0.80189 | 28453.2188 | 0.11338 | 245774.6094 | 0.97933 | 217321.3906 | 0.86595 | 8 | 57647.4336 | 0.2297 | 134349.6562 | 0.53534 | 0 | 0 | 0 | 0 | 0 | 13872.4111 | 0.055277 | 237090.8232 | 71881.2969 | 0.28642 | 179081.9375 | 88712.9219 | 0.35349 | 162250.3125 | 99656.4531 | 0.3971 | 151306.7812 | 24176.5566 | 0.096335 | 226786.6777 | 15500.0254 | 0.061762 | 235463.209
70 | Avenal | SPGE | PGE Kern | {'Gates': [11.2, 46229.0], 'Cal Flats': [13.7, 12513.0], 'Arco': [18.0, 17405.0], 'Mustang': [20.7, 27970.0], 'Henrietta': [21.8, 23595.0], 'Cholame': [23.6, 1130.0], 'Leprino': [24.0, 18910.0], 'Gates-Midway (Proposed)': [24.4, 7096.0], 'Schindler': [29.3, 34.0], 'Excelsior': [29.8, 7.0]} | 323196.5938 | 69602.5 | 0.21536 | 253594.0938 | 0.78464 | 118968.7344 | 0.3681 | 315662.5312 | 0.97669 | 196693.7969 | 0.60859 | 6.7175 | 63568.0273 | 0.19669 | 83517.2734 | 0.25841 | 0 | 97939.8203 | 0.30303 | 4026.1753 | 0.012457 | 138751.5781 | 0.42931 | 184445.0156 | 5906.5098 | 0.018275 | 317290.084 | 52359.4609 | 0.162 | 270837.1328 | 171811.1719 | 0.5316 | 151385.4219 | 77901.1016 | 0.24103 | 245295.4922 | 2405.4871 | 0.0074428 | 320791.1067
78 | Bailey | GREATER TEHACHAPI | SCE Northern | {'Pastoria': [11.6, 894.0], 'Whirlwind': [20.1, 7482.0], 'Wheeler Ridge': [24.4, 0.0], 'Pardee': [25.7, 125.0], 'Saugus': [26.9, 125.0], 'Antelope': [27.7, 558.0]} | 138916.5469 | 7780.9487 | 0.056012 | 131135.5938 | 0.94399 | 52209.168 | 0.37583 | 111070.2578 | 0.79955 | 58861.0898 | 0.42372 | 8.9789 | 2726.3638 | 0.019626 | 3989.2749 | 0.028717 | 0 | 58850.1406 | 0.42364 | 43460.5898 | 0.31285 | 82924.7109 | 0.59694 | 55991.8359 | 70555.0469 | 0.5079 | 68361.5 | 57014.4531 | 0.41042 | 81902.0938 | 124477.2109 | 0.89606 | 14439.3359 | 64380.4961 | 0.46345 | 74536.0508 | 3416.8281 | 0.024596 | 135499.7188
43 | Bakersfield | SPGE | PGE Kern | {'West Park': [2.2, 50320.0], 'Columbus': [3.7, 46994.0], 'Kern Oil': [3.8, 44440.0], 'Rosedale': [4.2, 47104.0], 'Sycamore': [4.6, 41755.0], 'Magunden': [5.0, 40180.0], 'Kern Power': [5.3, 43666.0], 'Stockdale': [6.0, 38544.0], 'Cal Water': [6.3, 40924.0], '7th Standard': [8.0, 37950.0], 'Tevis': [8.4, 30229.0], 'Renfro': [9.0, 35236.0], 'Unknown - 3327': [10.1, 20937.0], 'Lamont': [10.2, 20886.0], 'Lerdo': [11.4, 30205.0], 'Poso Mt.': [12.2, 29959.0], 'Grimmway-Malaga': [12.6, 21375.0], 'Rio Bravo': [14.9, 20290.0], 'Tupman': [15.2, 14130.0], 'Norco': [18.6, 9652.0], 'Shafter': [19.7, 13298.0], 'Wheeler Ridge': [20.7, 14673.0], 'Midway - Wheeler Ridge (Proposed)': [23.6, 6435.0], 'Charca': [23.6, 7567.0], 'Elk Hills': [23.8, 3003.0], 'Midway': [25.3, 2125.0], 'Semitropic': [28.5, 717.0]} | 290612.9062 | 53900.9883 | 0.18547 | 236711.9219 | 0.81453 | 32771.0938 | 0.11277 | 262056.5938 | 0.90174 | 229285.5 | 0.78897 | 12.6429 | 19371.6191 | 0.066658 | 118886.5234 | 0.40909 | 0 | 81428.9922 | 0.2802 | 0 | 0 | 112939.0781 | 0.38862 | 177673.8281 | 39648.25 | 0.13643 | 250964.6562 | 82063.7031 | 0.28238 | 208549.2031 | 143817.25 | 0.49488 | 146795.6562 | 40470.9492 | 0.13926 | 250141.957 | 11987.1738 | 0.041248 | 278625.7324
113 | Barre | GREATER LA METRO | SCE Metro | {'Lewis': [4.8, 338.0], 'Del Amo': [7.1, 1902.0], 'Alamitos': [7.4, 1918.0], 'Villa Park': [8.5, 303.0], 'Ellis': [8.8, 525.0], 'Johanna': [9.9, 233.0], 'Olinda': [10.1, 230.0], 'Center': [10.9, 1977.0], 'Serrano': [11.1, 303.0], 'Huntington Beach': [11.2, 874.0], 'Lighthipe': [12.2, 1902.0], 'Walnut': [13.9, 105.0], 'Hinson': [13.9, 1902.0], 'Harborgen': [14.3, 1902.0], 'Long Beach': [14.3, 1902.0], 'Laguna Bell': [15.0, 193.0], 'Arcogen': [15.1, 1902.0], 'Santiago': [15.8, 231.0], 'Mesa': [17.4, 0.0], 'Rio Hondo': [20.4, 105.0], 'La Fresa': [20.6, 1900.0], 'Chino': [21.8, 162.0], 'Viejo': [21.9, 197.0], 'El Nido': [23.3, 1753.0], 'Redondo': [23.5, 1900.0], 'Goodrich': [24.4, 0.0], 'Trabuco': [24.6, 101.0], 'Chevmain': [25.1, 769.0], 'La Cienega': [26.3, 0.0], 'El Segundo': [26.3, 130.0], 'Margarita': [27.1, 55.0], 'Capistrano': [27.4, 0.0], 'Mira Loma': [27.6, 6.0], 'Padua': [29.1, 9.0]} | 11030.4658 | 2229.8794 | 0.20216 | 8800.5859 | 0.79784 | 609.4752 | 0.055254 | 5089.8193 | 0.46143 | 4480.3441 | 0.40618 | 51.5 | 1.8996 | 0.00017222 | 0 | 0 | 0 | 3071.7295 | 0.27848 | 0 | 0 | 2456.4568 | 0.2227 | 8574.009 | 1563.155 | 0.14171 | 9467.3108 | 5329.4727 | 0.48316 | 5700.9932 | 7887.2417 | 0.71504 | 3143.2241 | 1734.0649 | 0.15721 | 9296.4009 | 961.8013 | 0.087195 | 10068.6645
294 | Bay Boulevard | SAN DIEGO | SDGE Imperial | {'Silvergate': [6.6, 998.0], 'Miguel': [8.1, 964.0], 'Otay Mesa': [11.0, 145.0], 'Mission': [12.3, 992.0], 'Old Town': [12.3, 992.0], 'Kearny': [15.6, 985.0], 'Sycamore Canyon': [21.6, 0.0], 'Penasquitos': [22.6, 656.0], 'Suncrest': [27.7, 0.0]} | 12730.749 | 1022.5779 | 0.080323 | 11708.1709 | 0.91968 | 3332.3904 | 0.26176 | 8242.917 | 0.64748 | 4910.5266 | 0.38572 | 21.4091 | 0 | 0 | 0 | 0 | 0 | 4909.9067 | 0.38567 | 0.31088 | 2.442e-05 | 626.2357 | 0.049191 | 12104.5133 | 7900.1343 | 0.62056 | 4830.6147 | 11291.7275 | 0.88696 | 1439.0215 | 11564.7715 | 0.90841 | 1165.9775 | 2770.4126 | 0.21762 | 9960.3364 | 784.0571 | 0.061588 | 11946.692
295 | Beatty | SNV ELDORADO DESERT | SCE EOP | {'Lathrop': [27.5, 578.0], 'Valley (VEA)': [29.5, 838.0]} | 70549.9688 | 50449.1836 | 0.71508 | 20100.7852 | 0.28492 | 0 | 0 | 0 | 0 | 0 | 0 | 0 | 0 | 0 | 0 | 0 | 0 | 0 | 0 | 0 | 0 | 0 | 0 | 70549.9688 | 0 | 0 | 70549.9688 | 0 | 0 | 70549.9688 | 0 | 0 | 70549.9688 | 0.90588 | 1.284e-05 | 70549.0629 | 0.74056 | 1.0497e-05 | 70549.2282
175 | Bellevue | NORTHERN CALIFORNIA | PGE NGBA | {'Penngrove': [4.7, 11658.0], 'Fulton': [8.6, 16367.0], 'Lakeville': [11.3, 7143.0], 'Ignacio': [22.9, 334.0], 'Tulucay': [25.8, 0.0], 'Geysers Tap 1': [26.0, 530.0]} | 193356.8906 | 19307.291 | 0.099853 | 174049.5938 | 0.90015 | 7033.0327 | 0.036373 | 123819.9922 | 0.64037 | 116786.9595 | 0.604 | 17.6425 | 25611.7637 | 0.13246 | 12682.0186 | 0.065589 | 0 | 76408.0469 | 0.39517 | 0 | 0 | 103367.9688 | 0.5346 | 89988.9219 | 73075.5078 | 0.37793 | 120281.3828 | 129233.2969 | 0.66837 | 64123.5938 | 163429.6875 | 0.84522 | 29927.2031 | 52425.582 | 0.27113 | 140931.3086 | 10488.7402 | 0.054245 | 182868.1504
153 | Bellota | NORTHERN CALIFORNIA | PGE GBA | {'Rancho Seco - Bellota (Proposed)': [8.2, 24352.0], 'Lockeford': [10.7, 28491.0], 'Camanche': [13.7, 16379.0], 'Weber': [14.0, 40960.0], 'Riverbank': [18.0, 25045.0], 'Stagg': [18.3, 21919.0], 'Ripon': [19.3, 29059.0], 'Eight Mile': [20.0, 14985.0], 'Vierra': [20.7, 24191.0], 'Warnerville': [22.1, 7527.0], 'New Melones': [26.8, 0.0], 'Peoria': [29.2, 0.0]} | 323616 | 55117.5469 | 0.17032 | 268498.4375 | 0.82968 | 47572.9531 | 0.147 | 248745.1719 | 0.76864 | 201172.2188 | 0.62164 | 14.7222 | 97638.9297 | 0.30171 | 91070.2422 | 0.28141 | 0 | 81884.2344 | 0.25303 | 0 | 0 | 132698.6406 | 0.41005 | 190917.3594 | 54810.0859 | 0.16937 | 268805.9141 | 120356.2266 | 0.37191 | 203259.7734 | 188623.0469 | 0.58286 | 134992.9531 | 78735.4453 | 0.2433 | 244880.5547 | 31644.3496 | 0.097784 | 291971.6504
217 | Big Creek Hydro Facilities | SPGE | PGE Fresno | {} | 145660.0781 | 6979.3633 | 0.047915 | 138680.7188 | 0.95208 | 100335.7734 | 0.68884 | 133112.25 | 0.91386 | 32776.4766 | 0.22502 | 8.9501 | 33.326 | 0.00022879 | 0 | 0 | 0 | 58528.2969 | 0.40181 | 4480.1841 | 0.030758 | 32625.0352 | 0.22398 | 113035.043 | 85121.8203 | 0.58439 | 60538.2578 | 63305.3086 | 0.43461 | 82354.7695 | 105399.3828 | 0.7236 | 40260.6953 | 76294.9922 | 0.52379 | 69365.0859 | 6283.0405 | 0.043135 | 139377.0376
203 | Birds Landing | NORTHERN CALIFORNIA | PGE GBA | {'Shiloh III': [3.2, 34864.0], 'Pittsburg': [7.1, 33899.0], 'Kirker': [8.3, 30282.0], 'Contra Costa': [9.0, 33562.0], 'Lone Tree': [12.9, 23155.0], 'Peabody': [13.5, 21424.0], 'Clayton': [14.6, 10445.0], 'Grand Island': [15.0, 28205.0], 'Brentwood': [16.5, 11009.0], 'Martinez': [17.3, 844.0], 'Vaca-Dixon & Gc Yard': [19.7, 3041.0], 'Carquinez': [22.9, 124.0], 'Delta Pumps': [25.1, 1176.0], 'Eight Mile': [25.1, 1645.0], 'Tulucay': [25.3, 0.0], 'Kelso': [25.8, 1155.0], 'Cayetano': [26.9, 1176.0], 'Stagg': [27.8, 118.0], 'Putah Creek': [28.9, 158.0], 'Davis': [29.5, 0.0]} | 180149.4219 | 36197.9727 | 0.20093 | 143951.4531 | 0.79907 | 42385.0859 | 0.23528 | 167663.5469 | 0.93069 | 125278.4609 | 0.69541 | 7.2866 | 56905.4023 | 0.31588 | 39606.6055 | 0.21985 | 0 | 78592.7891 | 0.43626 | 0 | 0 | 21114.957 | 0.11721 | 159034.4648 | 66379.3047 | 0.36847 | 113770.1172 | 66241.2891 | 0.3677 | 113908.1328 | 85299.1719 | 0.47349 | 94850.25 | 8938.1387 | 0.049615 | 171211.2832 | 37864.7656 | 0.21019 | 142284.6562
252 | BlytheSC 161 kV | RIVERSIDE | SCE Eastern | {'Colorado River': [12.6, 27216.0]} | 235840.7344 | 56116.9102 | 0.23794 | 179723.8281 | 0.76206 | 54757.8711 | 0.23218 | 181668.0469 | 0.7703 | 126910.1758 | 0.53812 | 10.6201 | 21211.5977 | 0.08994 | 63906.3555 | 0.27097 | 0 | 0 | 0 | 0 | 0 | 66031.8984 | 0.27999 | 169808.8359 | 69543.8438 | 0.29488 | 166296.8906 | 47471.2578 | 0.20129 | 188369.4766 | 96305.0938 | 0.40835 | 139535.6406 | 65701.1875 | 0.27858 | 170139.5469 | 5787.8027 | 0.024541 | 230052.9316
96 | Borden | SPGE | PGE Fresno | {'Gregg': [6.1, 31383.0], 'Kearney (New)': [16.0, 17521.0], 'West Fresno': [16.8, 16563.0], 'California Ave': [18.6, 12153.0], 'Newhall': [19.4, 20768.0], 'Dairyland': [20.5, 15338.0], 'Malaga': [21.3, 5913.0], 'Mc Mullin': [22.7, 6258.0], 'Le Grand': [24.2, 11084.0], 'Helm': [25.2, 1950.0], 'Sanger': [25.5, 232.0], 'McCall': [28.8, 6.0], 'Mendota': [29.7, 199.0]} | 330209 | 47310.0898 | 0.14327 | 282898.9062 | 0.85673 | 51131.582 | 0.15485 | 280669.8125 | 0.84998 | 229538.2305 | 0.69513 | 16 | 98652.9375 | 0.29876 | 131418.8125 | 0.39799 | 0 | 132715.0938 | 0.40191 | 0 | 0 | 106037.3359 | 0.32112 | 224171.6641 | 116036.7422 | 0.3514 | 214172.2578 | 123555.3203 | 0.37417 | 206653.6797 | 184228.3281 | 0.55791 | 145980.6719 | 55670.3203 | 0.16859 | 274538.6797 | 58020.3867 | 0.17571 | 272188.6133
141 | Boulevard | GREATER IMPERIAL | SDGE Imperial | {'East County': [9.0, 20818.0], 'Suncrest - Ocotillo (Proposed)': [13.7, 26246.0], 'Ocotillo Express': [14.6, 7295.0], 'Suncrest': [26.0, 925.0]} | 111895.8359 | 33333.25 | 0.2979 | 78562.5859 | 0.7021 | 33122.0703 | 0.29601 | 96188.5234 | 0.85963 | 63066.4531 | 0.56362 | 9.0795 | 237.7058 | 0.0021243 | 206.5858 | 0.0018462 | 0 | 25199.8672 | 0.22521 | 71218.7344 | 0.63647 | 10093.6865 | 0.090206 | 101802.1494 | 21329.3633 | 0.19062 | 90566.4727 | 31130.748 | 0.27821 | 80765.0879 | 50925.2812 | 0.45511 | 60970.5547 | 42385.5 | 0.37879 | 69510.3359 | 2298.4407 | 0.020541 | 109597.3953
11 | Brentwood | NORTHERN CALIFORNIA | PGE GBA | {'Lone Tree': [4.9, 12366.0], 'Contra Costa': [8.0, 12067.0], 'Delta Pumps': [8.7, 2746.0], 'Kelso': [9.3, 2725.0], 'Cayetano': [13.5, 2746.0], 'Midway Green Ridge Services': [14.2, 953.0], 'Kirker': [14.3, 9899.0], 'Pittsburg': [14.5, 10121.0], 'Tesla': [15.5, 758.0], 'Clayton': [16.0, 6767.0], 'Birds Landing': [16.5, 11009.0], 'Stagg': [18.6, 388.0], 'Eight Mile': [19.0, 1820.0], 'Shiloh III': [19.6, 9735.0], 'Grand Island': [22.1, 7533.0], 'Vierra': [23.5, 0.0], 'Weber': [23.8, 0.0], 'Martinez': [24.9, 424.0], 'Peabody': [29.9, 67.0]} | 227641.5312 | 12840.3496 | 0.056406 | 214801.1875 | 0.94359 | 65655.8516 | 0.28842 | 198222.8281 | 0.87077 | 132566.9766 | 0.58235 | 9.6516 | 25164.8379 | 0.11055 | 97914.6719 | 0.43013 | 0 | 70482.0703 | 0.30962 | 885.6656 | 0.0038906 | 76873.8281 | 0.3377 | 150767.7031 | 86458.3047 | 0.3798 | 141183.2266 | 91121.3438 | 0.40028 | 136520.1875 | 126379.5 | 0.55517 | 101262.0312 | 14630.3184 | 0.064269 | 213011.2129 | 21942.7773 | 0.096392 | 205698.7539
37 | Bridgeville | NORTHERN CALIFORNIA | PGE NGBA | {'Humboldt': [27.2, 917.0]} | 138195.4688 | 26665.9082 | 0.19296 | 111529.5625 | 0.80704 | 47037.4922 | 0.34037 | 132496.2969 | 0.95876 | 85458.8047 | 0.61839 | 6.0923 | 107.6178 | 0.00077874 | 0 | 0 | 0 | 3507.6157 | 0.025382 | 0 | 0 | 27936.6113 | 0.20215 | 110258.8574 | 33665.2578 | 0.24361 | 104530.2109 | 43022.5586 | 0.31132 | 95172.9102 | 61490.2266 | 0.44495 | 76705.2422 | 71229.3984 | 0.51542 | 66966.0703 | 1864.9425 | 0.013495 | 136330.5262
111 | Brunswick | NORTHERN CALIFORNIA | PGE NGBA | {'Colgate': [10.8, 8719.0], 'Higgins': [13.3, 11934.0], 'Drum 1': [14.5, 23972.0], 'East Marysville': [28.6, 0.0], 'Olivehurst': [28.9, 0.0]} | 195743.8906 | 35051.4336 | 0.17907 | 160692.4531 | 0.82093 | 7734.1309 | 0.039511 | 90926.3594 | 0.46452 | 83192.2285 | 0.42501 | 25.5436 | 2438.4067 | 0.012457 | 1134.1226 | 0.0057939 | 0 | 123393.3438 | 0.63038 | 69813.8672 | 0.35666 | 138463.9531 | 0.70737 | 57279.9375 | 25897.209 | 0.1323 | 169846.6816 | 30750.0566 | 0.15709 | 164993.834 | 154041.3125 | 0.78695 | 41702.5781 | 32696.0332 | 0.16703 | 163047.8574 | 6637.6865 | 0.03391 | 189106.2041
4 | Cabrillo | SPGE | PGE Kern | {'Sisquoc': [17.3, 4953.0], 'Mesa': [25.2, 686.0]} | 160691.3438 | 14443.1123 | 0.089881 | 146248.2344 | 0.91012 | 84841.9766 | 0.52798 | 157593.625 | 0.98072 | 72751.6484 | 0.45274 | 5.6857 | 10388.8262 | 0.064651 | 14367.0596 | 0.089408 | 0 | 59104.0938 | 0.36781 | 0 | 0 | 79540.7422 | 0.49499 | 81150.6016 | 9365.4248 | 0.058282 | 151325.9189 | 81892.3281 | 0.50963 | 78799.0156 | 125269.8672 | 0.77957 | 35421.4766 | 61706.8281 | 0.38401 | 98984.5156 | 6396.082 | 0.039804 | 154295.2617
219 | Cal Ave | SPGE | PGE Fresno | {'Malaga': [2.8, 59795.0], 'West Fresno': [3.0, 65081.0], 'Kearney (New)': [6.6, 54589.0], 'Sanger': [8.5, 35967.0], 'McCall': [10.2, 42410.0], 'Gregg': [12.5, 24188.0], 'Mc Mullin': [15.2, 37890.0], 'Borden': [18.6, 12153.0], 'Wahtoke': [18.7, 23954.0], 'Kingsburg': [18.9, 19716.0], 'Reedley': [22.9, 8981.0], 'Helm': [24.5, 15031.0]} | 273385.4062 | 71087.4688 | 0.26003 | 202297.9375 | 0.73997 | 2597.1812 | 0.0095001 | 169407.4062 | 0.61967 | 166810.2251 | 0.61017 | 22.6667 | 64924.0234 | 0.23748 | 168511.3281 | 0.61639 | 0 | 25369.3926 | 0.092797 | 0 | 0 | 29283.5195 | 0.10711 | 244101.8867 | 28798.6191 | 0.10534 | 244586.7871 | 28675.8105 | 0.10489 | 244709.5957 | 40546.5938 | 0.14831 | 232838.8125 | 4920.4971 | 0.017998 | 268464.9092 | 12878.8887 | 0.047109 | 260506.5176
278 | Calcite | GREATER KRAMER | SCE NOL | {'Lugo - Pisgah (Proposed)': [18.2, 14445.0], 'Cool Water': [23.9, 0.0], 'Tortilla': [24.5, 109.0], 'Victor': [26.9, 4878.0], 'Lugo': [27.8, 164.0], 'Roadway': [28.5, 1476.0]} | 124342.0703 | 37249.3672 | 0.29957 | 87092.7031 | 0.70043 | 13618.918 | 0.10953 | 43152.0977 | 0.34704 | 29533.1797 | 0.23752 | 39.1387 | 31.8862 | 0.00025644 | 48.7045 | 0.0003917 | 0 | 3923.9607 | 0.031558 | 3384.1006 | 0.027216 | 50393.957 | 0.40528 | 73948.1133 | 33893.207 | 0.27258 | 90448.8633 | 31120.4902 | 0.25028 | 93221.5801 | 72787.1875 | 0.58538 | 51554.8828 | 32312.0957 | 0.25986 | 92029.9746 | 598.5005 | 0.0048133 | 123743.5698
316 | Cal Flats |  | PGE Fresno | {'Cholame': [12.7, 24460.0], 'Avenal': [13.7, 12513.0], 'Gates': [21.7, 10177.0], 'Arco': [23.8, 2644.0], 'Templeton': [29.6, 597.0]} | 275881.9375 | 43554.7383 | 0.15787 | 232327.2031 | 0.84213 | 127120.1562 | 0.46078 | 270703.4688 | 0.98123 | 143583.3125 | 0.52045 | 5.186 | 24084.4688 | 0.0873 | 3859.3359 | 0.013989 | 0 | 175560.2812 | 0.63636 | 48385.5625 | 0.17539 | 130829.6016 | 0.47422 | 145052.3359 | 12574.1846 | 0.045578 | 263307.7529 | 39641.1211 | 0.14369 | 236240.8164 | 153620.3281 | 0.55683 | 122261.6094 | 168663.5781 | 0.61136 | 107218.3594 | 2145.6055 | 0.0077773 | 273736.332
267 | Caliente | SPGE | PGE Kern | {'Carrizo Plains': [6.9, 17052.0], 'Solar': [8.1, 14585.0], 'Kernridge': [10.9, 31995.0], 'Temblor': [12.5, 31652.0], 'Goose Lake': [24.4, 4787.0], 'Midway': [26.3, 9764.0], 'Arco': [27.4, 73.0], 'Gates-Midway (Proposed)': [28.9, 324.0], 'Taft': [29.8, 125.0]} | 256666.4219 | 40011.4219 | 0.15589 | 216655 | 0.84411 | 82830.5781 | 0.32272 | 237783.5781 | 0.92643 | 154953 | 0.60371 | 8.75 | 8144.6577 | 0.031732 | 8009.8745 | 0.031207 | 0 | 73518.1719 | 0.28643 | 11811.4775 | 0.046019 | 138999.2812 | 0.54156 | 117667.1406 | 33401.8047 | 0.13014 | 223264.6172 | 67468.2422 | 0.26286 | 189198.1797 | 182211.3125 | 0.70991 | 74455.1094 | 109672.1016 | 0.42729 | 146994.3203 | 7468.2671 | 0.029097 | 249198.1548
248 | California Water | SPGE | PGE Kern | {'Columbus': [2.7, 42722.0], 'Magunden': [4.4, 33317.0], 'Sycamore': [5.5, 40784.0], 'Bakersfield': [6.3, 40924.0], 'Kern Oil': [6.9, 41442.0], 'West Park': [8.5, 37700.0], 'Lamont': [8.9, 15044.0], 'Unknown - 3327': [8.9, 15044.0], 'Poso Mt.': [10.0, 31470.0], 'Rosedale': [10.5, 35230.0], 'Kern Power': [11.5, 33060.0], 'Stockdale': [11.9, 26267.0], 'Grimmway-Malaga': [12.3, 15044.0], '7th Standard': [13.0, 31819.0], 'Tevis': [14.7, 18200.0], 'Renfro': [15.0, 25865.0], 'Lerdo': [15.1, 29238.0], 'Rio Bravo': [20.3, 15768.0], 'Tupman': [21.4, 5687.0], 'Wheeler Ridge': [23.4, 6237.0], 'Shafter': [24.3, 9933.0], 'Norco': [24.9, 1492.0], 'Charca': [27.1, 4131.0], 'Midway - Wheeler Ridge (Proposed)': [29.3, 627.0]} | 258590.8594 | 44223.1133 | 0.17102 | 214367.75 | 0.82898 | 52799.25 | 0.20418 | 241901.2656 | 0.93546 | 189102.0156 | 0.73128 | 9.25 | 8217.1885 | 0.031777 | 61328.6602 | 0.23716 | 0 | 120893.4609 | 0.46751 | 3555.4233 | 0.013749 | 147611.0781 | 0.57083 | 110979.7812 | 48557.5977 | 0.18778 | 210033.2617 | 80480.1641 | 0.31123 | 178110.6953 | 158244.6094 | 0.61195 | 100346.25 | 91483.0938 | 0.35378 | 167107.7656 | 4123.3516 | 0.015945 | 254467.5078
101 | Calpella | NORTHERN CALIFORNIA | PGE NGBA | {'Mendocino': [3.7, 26963.0], 'Ukiah': [3.7, 28949.0], 'Hopland': [16.6, 5876.0], 'Cloverdale': [29.3, 0.0]} | 193419.0156 | 32338.1934 | 0.16719 | 161080.8281 | 0.83281 | 5218.0254 | 0.026978 | 165112.9844 | 0.85365 | 159894.959 | 0.82668 | 10.4295 | 4776.2954 | 0.024694 | 10626.209 | 0.054939 | 0 | 93797.8047 | 0.48495 | 21260.5801 | 0.10992 | 70331.7422 | 0.36362 | 123087.2734 | 49842.1133 | 0.25769 | 143576.9023 | 80775.8594 | 0.41762 | 112643.1562 | 126068.6094 | 0.65179 | 67350.4062 | 90930.2422 | 0.47012 | 102488.7734 | 3683.5007 | 0.019044 | 189735.5149
315 | Camanche | NORTHERN CALIFORNIA | PGE GBA | {'Rancho Seco - Bellota (Proposed)': [5.8, 25411.0], 'Lockeford': [9.9, 28123.0], 'Bellota': [13.7, 16379.0], 'Eight Mile': [22.0, 13369.0], 'Stagg': [23.3, 9105.0], 'Weber': [23.4, 9798.0]} | 271776.4375 | 29214.043 | 0.10749 | 242562.3906 | 0.89251 | 31234.9375 | 0.11493 | 190470.3438 | 0.70083 | 159235.4062 | 0.58591 | 17.4918 | 62649.0156 | 0.23052 | 56554.4531 | 0.20809 | 0 | 60987.5586 | 0.2244 | 0 | 0 | 148411.4219 | 0.54608 | 123365.0156 | 80424.4766 | 0.29592 | 191351.9609 | 146873.8438 | 0.54042 | 124902.5938 | 196158.0938 | 0.72176 | 75618.3438 | 73869.0938 | 0.2718 | 197907.3438 | 50315.2383 | 0.18513 | 221461.1992
18 | Cantua | SPGE | PGE Fresno | {'Excelsior': [6.5, 92861.0], 'Schindler': [11.4, 83862.0], 'Tranquility': [11.6, 63969.0], 'Helm': [14.5, 99564.0], 'Cheney': [17.6, 35771.0], 'Panoche': [20.4, 22375.0], 'Mendota': [21.1, 34752.0], 'Mc Mullin': [22.7, 38777.0], 'Gates': [23.3, 3121.0], 'Mustang': [27.2, 2044.0], 'Henrietta': [27.6, 1913.0]} | 347473.0938 | 116751.1719 | 0.336 | 230721.9219 | 0.664 | 108415.8438 | 0.31201 | 343339.4688 | 0.9881 | 234923.625 | 0.67609 | 6.4444 | 123852.1328 | 0.35644 | 119251.9609 | 0.3432 | 0 | 47775.1289 | 0.13749 | 3622.4177 | 0.010425 | 119347.5391 | 0.34347 | 228125.5547 | 7083.606 | 0.020386 | 340389.4878 | 28976.209 | 0.083391 | 318496.8848 | 122405.4141 | 0.35227 | 225067.6797 | 52743.1289 | 0.15179 | 294729.9648 | 1578.9044 | 0.004544 | 345894.1893
120 | Capistrano | GREATER LA METRO | SDGE Imperial | {'Margarita': [3.4, 2328.0], 'Trabuco': [3.5, 2329.0], 'Talega': [6.8, 1755.0], 'Viejo': [10.7, 2298.0], 'San Onofre': [11.8, 1725.0], 'Santiago': [12.0, 1144.0], 'Johanna': [17.6, 579.0], 'Ellis': [20.0, 578.0], 'Huntington Beach': [20.2, 324.0], 'Lee Lake (Proposed)': [20.5, 42.0], 'Serrano': [22.9, 558.0], 'Villa Park': [23.0, 559.0], 'Lewis': [24.5, 531.0], 'Barre': [27.4, 0.0], 'San Luis Rey': [28.2, 0.0]} | 20215.3125 | 2319.9858 | 0.11476 | 17895.3262 | 0.88524 | 2753.5542 | 0.13621 | 15016.4756 | 0.74283 | 12262.9214 | 0.60662 | 44 | 208.7148 | 0.010325 | 39.7159 | 0.0019646 | 0 | 5400.9985 | 0.26717 | 12569.626 | 0.62179 | 5886.6343 | 0.2912 | 14328.6782 | 11665.6533 | 0.57707 | 8549.6592 | 13391.1572 | 0.66243 | 6824.1553 | 16104.4736 | 0.79665 | 4110.8389 | 11209.4531 | 0.5545 | 9005.8594 | 1456.0137 | 0.072025 | 18759.2988
282 | Carpenter Canyon (fka Gamebird) | SNV ELDORADO DESERT | SCE EOP | {'Pahrump': [4.5, 41571.0], 'Crazy Eyes': [9.1, 20164.0], 'Vista 2': [12.4, 35118.0], 'Sandy Valley': [18.4, 4533.0], 'Innovation': [29.2, 35.0]} | 123505.3281 | 43264.0664 | 0.3503 | 80241.2656 | 0.6497 | 14285.9043 | 0.11567 | 18016.4668 | 0.14588 | 3730.5625 | 0.030206 | 60.55 | 0 | 0 | 0 | 0 | 0 | 0 | 0 | 0 | 0 | 3106.7661 | 0.025155 | 120398.562 | 805.7341 | 0.0065239 | 122699.5941 | 18165.8887 | 0.14709 | 105339.4395 | 19765.8984 | 0.16004 | 103739.4297 | 13223.4795 | 0.10707 | 110281.8486 | 154.0374 | 0.0012472 | 123351.2908
172 | Carquinez | NORTHERN CALIFORNIA | PGE NGBA | {'Martinez': [8.9, 8197.0], 'Tulucay': [10.9, 10270.0], 'Ignacio': [15.9, 6389.0], 'Clayton': [18.3, 4706.0], 'Kirker': [19.3, 3750.0], 'Pittsburg': [19.5, 3612.0], 'Peabody': [20.2, 1281.0], 'Lakeville': [21.2, 5084.0], 'Shiloh III': [22.5, 359.0], 'Birds Landing': [22.9, 124.0], 'Contra Costa': [26.1, 124.0], 'Vaca-Dixon & Gc Yard': [27.9, 833.0], 'Martin': [28.2, 523.0], 'Penngrove': [28.2, 900.0], 'Lone Tree': [28.4, 0.0]} | 94786.7109 | 15659.3271 | 0.16521 | 79127.3828 | 0.83479 | 11350.2852 | 0.11975 | 67594.5703 | 0.71312 | 56244.2852 | 0.59338 | 46.125 | 12212.7441 | 0.12884 | 10788.7129 | 0.11382 | 0 | 26783.1797 | 0.28256 | 0 | 0 | 39388.1406 | 0.41554 | 55398.5703 | 24805.5859 | 0.2617 | 69981.125 | 37291 | 0.39342 | 57495.7109 | 69879.2109 | 0.73723 | 24907.5 | 15311.7256 | 0.16154 | 79474.9854 | 11118.7461 | 0.1173 | 83667.9648
158 | Carrizo Plains | SPGE | PGE Kern | {'Solar': [1.1, 18997.0], 'Caliente': [6.9, 17052.0], 'Kernridge': [17.5, 9000.0], 'Temblor': [19.4, 8682.0], 'Cholame': [26.9, 1312.0], 'Arco': [28.2, 0.0]} | 244278.0625 | 21471.9297 | 0.0879 | 222806.125 | 0.9121 | 111665.8516 | 0.45713 | 225435.8125 | 0.92287 | 113769.9609 | 0.46574 | 8.2642 | 8814.3828 | 0.036083 | 2020.8818 | 0.0082729 | 0 | 101440.7031 | 0.41527 | 32591.3574 | 0.13342 | 128313.9844 | 0.52528 | 115964.0781 | 46243.8164 | 0.18931 | 198034.2461 | 69219.7656 | 0.28336 | 175058.2969 | 175389.5312 | 0.71799 | 68888.5312 | 141598.4844 | 0.57966 | 102679.5781 | 8485.6777 | 0.034738 | 235792.3848
204 | Cayetano | NORTHERN CALIFORNIA | PGE GBA | {'Delta Pumps': [9.3, 3408.0], 'Kelso': [10.0, 3387.0], 'Midway Green Ridge Services': [10.1, 1837.0], 'Tesla': [11.4, 1596.0], 'Brentwood': [13.5, 2746.0], 'Lone Tree': [14.4, 2425.0], 'Clayton': [17.8, 2154.0], 'Contra Costa': [18.0, 1955.0], 'Newark': [20.2, 2184.0], 'Eastshore': [20.5, 763.0], 'Kirker': [20.8, 1655.0], 'Pittsburg': [21.7, 1655.0], 'Los Esteros': [23.2, 2017.0], 'Martinez': [26.8, 0.0], 'Scott': [26.9, 288.0], 'Birds Landing': [26.9, 1176.0], 'Vierra': [27.5, 262.0], 'Stagg': [29.0, 0.0]} | 166000.9844 | 5616.0669 | 0.033832 | 160384.9219 | 0.96617 | 35917.6602 | 0.21637 | 148709.6094 | 0.89584 | 112791.9492 | 0.67947 | 13.862 | 7902.7349 | 0.047607 | 16388.0898 | 0.098723 | 0 | 135640.9062 | 0.81711 | 4404.7632 | 0.026535 | 102519.6641 | 0.61758 | 63481.3203 | 96989.8359 | 0.58427 | 69011.1484 | 110472.6953 | 0.66549 | 55528.2891 | 141433.7656 | 0.85201 | 24567.2188 | 58368.7812 | 0.35162 | 107632.2031 | 10978.8174 | 0.066137 | 155022.167
79 | Center | GREATER LA METRO | SCE Metro | {'Laguna Bell': [4.0, 193.0], 'Lighthipe': [5.2, 1933.0], 'Del Amo': [5.6, 1933.0], 'Mesa': [7.5, 0.0], 'Hinson': [10.1, 1933.0], 'Walnut': [10.5, 75.0], 'Olinda': [10.6, 75.0], 'Barre': [10.9, 1977.0], 'Arcogen': [11.0, 1933.0], 'Alamitos': [11.3, 1933.0], 'Harborgen': [12.5, 1933.0], 'Long Beach': [13.2, 1933.0], 'La Fresa': [13.7, 1931.0], 'Rio Hondo': [14.1, 75.0], 'Lewis': [14.5, 76.0], 'Goodrich': [15.4, 0.0], 'El Nido': [15.5, 1784.0], 'La Cienega': [16.4, 0.0], 'Redondo': [17.1, 1931.0], 'Chevmain': [17.2, 800.0], 'Villa Park': [17.4, 75.0], 'El Segundo': [18.3, 138.0], 'Ellis': [19.2, 294.0], 'Serrano': [19.4, 75.0], 'Gould': [20.7, 0.0], 'Johanna': [20.8, 2.0], 'Huntington Beach': [20.8, 827.0], 'Chino': [25.0, 75.0], 'Santiago': [26.6, 0.0], 'Padua': [29.8, 0.0]} | 4803.2769 | 2000.9055 | 0.41657 | 2802.3713 | 0.58343 | 356.5509 | 0.074231 | 3020.0361 | 0.62874 | 2663.4852 | 0.55451 | 32 | 0 | 0 | 0 | 0 | 0 | 441.5061 | 0.091918 | 0 | 0 | 7.2832 | 0.0015163 | 4795.9936 | 483.02 | 0.10056 | 4320.2569 | 1939.041 | 0.40369 | 2864.2358 | 1946.3242 | 0.40521 | 2856.9526 | 305.022 | 0.063503 | 4498.2548 | 181.563 | 0.0378 | 4621.7139
44 | Charca | SPGE | PGE Kern | {'Semitropic': [6.3, 38459.0], 'Shafter': [6.5, 38744.0], 'Smyrna': [10.5, 23371.0], 'Rio Bravo': [12.0, 27908.0], 'Lerdo': [12.3, 25242.0], 'Goose Lake': [14.3, 23784.0], 'Midway': [15.8, 24453.0], '7th Standard': [16.0, 20218.0], 'Renfro': [17.7, 18456.0], 'Tupman': [17.8, 18533.0], 'Kern Power': [20.3, 14499.0], 'Kern Oil': [20.7, 11478.0], 'Vestal': [21.0, 10345.0], 'Poso Mt.': [21.0, 10827.0], 'Olive': [21.1, 11073.0], 'Rosedale': [21.2, 13307.0], 'Sycamore': [21.7, 10127.0], 'Norco': [22.2, 13747.0], 'West Park': [22.8, 8647.0], 'Tevis': [22.8, 11529.0], 'Bakersfield': [23.6, 7567.0], 'Stockdale': [24.8, 5919.0], 'Alpaugh': [25.6, 3648.0], 'Kernridge': [26.0, 4299.0], 'Temblor': [26.0, 5001.0], 'Columbus': [26.1, 4773.0], 'Elk Hills': [26.5, 4027.0], 'Gates-Midway (Proposed)': [27.0, 458.0], 'Cal Water': [27.1, 4131.0], 'Magunden': [28.4, 2044.0]} | 356754.1562 | 56381.7305 | 0.15804 | 300372.4375 | 0.84196 | 23752.1348 | 0.066578 | 333245.125 | 0.9341 | 309492.9902 | 0.86752 | 10 | 74173.7422 | 0.20791 | 238886.6406 | 0.66961 | 0 | 30146.707 | 0.084503 | 0 | 0 | 67071.875 | 0.18801 | 289682.2812 | 8791.2139 | 0.024642 | 347962.9424 | 80042.9297 | 0.22436 | 276711.2266 | 134884.6719 | 0.37809 | 221869.4844 | 579.1369 | 0.0016234 | 356175.0193 | 13778.7178 | 0.038622 | 342975.4385
19 | Cheney | SPGE | PGE Fresno | {'Panoche': [3.1, 94709.0], 'Mendota': [7.3, 110101.0], 'Tranquility': [7.6, 78010.0], 'Cantua': [17.6, 35771.0], 'Oro Loma': [18.8, 42219.0], 'Newhall': [19.7, 51253.0], 'Helm': [20.0, 49255.0], 'Excelsior': [23.2, 12238.0], 'Schindler': [27.1, 4799.0]} | 319979.6875 | 112069.4062 | 0.35024 | 207910.2812 | 0.64976 | 48090.125 | 0.15029 | 314679.9375 | 0.98344 | 266589.8125 | 0.83315 | 6.6864 | 120834.8516 | 0.37763 | 129626.1016 | 0.40511 | 0 | 32739.6543 | 0.10232 | 105.132 | 0.00032856 | 84046.2734 | 0.26266 | 235933.4141 | 21818.3496 | 0.068187 | 298161.3379 | 57166.2266 | 0.17866 | 262813.4609 | 110683.8203 | 0.34591 | 209295.8672 | 32231.6309 | 0.10073 | 287748.0566 | 3706.7585 | 0.011584 | 316272.929
222 | Chevmain | GREATER LA METRO | SCE Metro | {'El Segundo': [1.2, 560.0], 'El Nido': [1.8, 996.0], 'Redondo': [3.8, 935.0], 'La Fresa': [4.6, 935.0], 'La Cienega': [6.9, 362.0], 'Arcogen': [10.9, 931.0], 'Hinson': [11.9, 931.0], 'Lighthipe': [13.2, 872.0], 'Harborgen': [13.2, 930.0], 'Long Beach': [13.9, 930.0], 'Laguna Bell': [15.5, 135.0], 'Center': [17.2, 800.0], 'Del Amo': [18.0, 833.0], 'Mesa': [19.2, 0.0], 'Alamitos': [19.9, 835.0], 'Goodrich': [24.9, 0.0], 'Barre': [25.1, 769.0], 'Gould': [25.2, 0.0], 'Walnut': [27.0, 0.0], 'Olinda': [27.8, 0.0], 'Rio Hondo': [28.0, 0.0], 'Sylmar-Pac Intertie': [28.3, 235.0], 'Lewis': [29.7, 0.0]} | 4009.8828 | 1242.0908 | 0.30976 | 2767.792 | 0.69024 | 423.1483 | 0.10553 | 2727.2639 | 0.68014 | 2304.1156 | 0.57461 | 19.8222 | 0 | 0 | 0 | 0 | 0 | 61.3885 | 0.015309 | 433.4482 | 0.10809 | 45.8956 | 0.011446 | 3963.9872 | 118.2368 | 0.029486 | 3891.646 | 2495.2866 | 0.62228 | 1514.5962 | 2541.1821 | 0.63373 | 1468.7007 | 75.5284 | 0.018836 | 3934.3544 | 126.7916 | 0.03162 | 3883.0912
132 | Chino | GREATER LA METRO | SCE Metro | {'Mira Loma': [6.6, 5043.0], 'Padua': [8.7, 5024.0], 'Rancho Vista': [10.3, 3986.0], 'Etiwanda': [10.7, 3906.0], 'Serrano': [13.3, 3009.0], 'Olinda': [14.5, 1411.0], 'Villa Park': [15.5, 1600.0], 'Walnut': [15.6, 1377.0], 'Lewis': [18.2, 1411.0], 'Rio Hondo': [18.8, 394.0], 'Vista': [20.8, 333.0], 'Lee Lake (Proposed)': [21.6, 61.0], 'Barre': [21.8, 162.0], 'Johanna': [22.0, 57.0], 'Viejo': [22.9, 68.0], 'Santiago': [23.5, 56.0], 'Mesa': [24.9, 0.0], 'Center': [25.0, 75.0], 'Goodrich': [25.7, 0.0], 'San Bernardino': [25.9, 0.0], 'Del Amo': [26.2, 0.0], 'Ellis': [26.4, 56.0], 'Laguna Bell': [27.0, 0.0], 'Alamitos': [29.0, 0.0], 'Lighthipe': [29.7, 0.0], 'Huntington Beach': [29.8, 0.0]} | 19172.3398 | 5217.5503 | 0.27214 | 13954.7891 | 0.72786 | 1493.837 | 0.077916 | 12457.7354 | 0.64978 | 10963.8983 | 0.57186 | 28.9104 | 362.5946 | 0.018912 | 1288.5624 | 0.067209 | 0 | 8250.7959 | 0.43035 | 5491.375 | 0.28642 | 7128.1523 | 0.37179 | 12044.1875 | 1847.708 | 0.096374 | 17324.6318 | 3984.2573 | 0.20781 | 15188.0825 | 10094.4727 | 0.52651 | 9077.8672 | 7651.0112 | 0.39907 | 11521.3286 | 1998.8291 | 0.10426 | 17173.5107
159 | Cholame | SPGE | PGE Fresno | {'Cal Flats': [12.7, 24460.0], 'Templeton': [21.4, 34752.0], 'Avenal': [23.6, 1130.0], 'Arco': [24.5, 1372.0], 'Solar': [26.1, 1395.0], 'Carrizo Plains': [26.9, 1312.0]} | 320485.625 | 70242.6094 | 0.21918 | 250243.0156 | 0.78082 | 138645.8906 | 0.43261 | 302306.8125 | 0.94328 | 163660.9219 | 0.51067 | 6.3275 | 36029.832 | 0.11242 | 15655.1152 | 0.048848 | 0 | 209053.7031 | 0.6523 | 12386.293 | 0.038649 | 116779.7188 | 0.36438 | 203705.9062 | 29232.2012 | 0.091212 | 291253.4238 | 55118.8555 | 0.17199 | 265366.7695 | 144753.2344 | 0.45167 | 175732.3906 | 159550.875 | 0.49784 | 160934.75 | 4058.2107 | 0.012663 | 316427.4143
12 | Clayton | NORTHERN CALIFORNIA | PGE GBA | {'Kirker': [6.3, 14551.0], 'Pittsburg': [7.5, 14413.0], 'Martinez': [9.4, 5427.0], 'Contra Costa': [10.9, 11224.0], 'Lone Tree': [11.4, 11235.0], 'Birds Landing': [14.6, 10445.0], 'Brentwood': [16.0, 6767.0], 'Shiloh III': [16.9, 9207.0], 'Cayetano': [17.8, 2154.0], 'Carquinez': [18.3, 4706.0], 'Delta Pumps': [21.4, 2152.0], 'Kelso': [22.4, 2131.0], 'Eastshore': [23.5, 2.0], 'Peabody': [23.6, 4422.0], 'Midway Green Ridge Services': [25.7, 359.0], 'Tulucay': [26.5, 2875.0], 'Tesla': [27.3, 164.0], 'Grand Island': [28.6, 3138.0], 'Martin': [29.2, 0.0]} | 89934.3203 | 15981.1133 | 0.1777 | 73953.2031 | 0.8223 | 14073.4951 | 0.15649 | 76547.4766 | 0.85115 | 62473.9814 | 0.69466 | 19.2927 | 7493.5781 | 0.083323 | 420.6846 | 0.0046777 | 0 | 60486.2617 | 0.67256 | 885.6656 | 0.0098479 | 35517.3281 | 0.39493 | 54416.9922 | 50159.0156 | 0.55773 | 39775.3047 | 51288.8516 | 0.57029 | 38645.4688 | 66998.6875 | 0.74497 | 22935.6328 | 19583.6699 | 0.21776 | 70350.6504 | 15147.3516 | 0.16843 | 74786.9688
176 | Cloverdale | NORTHERN CALIFORNIA | PGE NGBA | {'Eagle Rock': [11.0, 10134.0], 'Hopland': [12.7, 7266.0], 'Geysers Tap 1': [14.1, 8127.0], 'Fulton': [24.7, 1225.0], 'Ukiah': [25.8, 1906.0], 'Calpella': [29.3, 0.0]} | 207361.9688 | 14772.9199 | 0.071242 | 192589.0469 | 0.92876 | 26071.1055 | 0.12573 | 183563.1406 | 0.88523 | 157492.0352 | 0.7595 | 8.45 | 10653.5566 | 0.051377 | 11712.6357 | 0.056484 | 0 | 68741.6562 | 0.33151 | 63044.793 | 0.30403 | 131122.0781 | 0.63233 | 76239.8906 | 76066.8984 | 0.36683 | 131295.0703 | 126040.5234 | 0.60783 | 81321.4453 | 180843.0781 | 0.87211 | 26518.8906 | 92450.4922 | 0.44584 | 114911.4766 | 3382.1699 | 0.01631 | 203979.7988
109 | Coburn | SPGE | PGE GBA | {} | 308724.5 | 39225.8633 | 0.12706 | 269498.625 | 0.87294 | 150592.8125 | 0.48779 | 305005.2188 | 0.98795 | 154412.4062 | 0.50016 | 5.4326 | 9439.8428 | 0.030577 | 60639.5977 | 0.19642 | 0 | 125115.8828 | 0.40527 | 75636.5547 | 0.245 | 112111.3906 | 0.36314 | 196613.1094 | 18144.2383 | 0.058772 | 290580.2617 | 66181.6094 | 0.21437 | 242542.8906 | 157417.6719 | 0.5099 | 151306.8281 | 138781.9062 | 0.44953 | 169942.5938 | 9813.3486 | 0.031787 | 298911.1514
276 | Colgate | NORTHERN CALIFORNIA | PGE NGBA | {'Brunswick': [10.8, 8719.0], 'Palermo': [19.5, 3618.0], 'Higgins': [20.5, 1452.0], 'Honcut': [21.7, 4631.0], 'Wyandotte': [21.8, 851.0], 'East Marysville': [23.0, 5262.0], 'Drum 1': [23.2, 3097.0], 'Olivehurst': [25.1, 3263.0], 'Thermalito': [26.8, 0.0], 'Pease': [27.6, 174.0], 'Table Mt.': [28.8, 0.0]} | 224190.1406 | 23935.9961 | 0.10677 | 200254.1406 | 0.89323 | 9609.5342 | 0.042863 | 123042.4375 | 0.54883 | 113432.9033 | 0.50597 | 21.3555 | 3808.1838 | 0.016986 | 719.8377 | 0.0032108 | 0 | 135421.9844 | 0.60405 | 72452.8906 | 0.32318 | 172635.9062 | 0.77004 | 51554.2344 | 30173.9863 | 0.13459 | 194016.1543 | 48636.2734 | 0.21694 | 175553.8672 | 190068.9062 | 0.8478 | 34121.2344 | 58443.4336 | 0.26069 | 165746.707 | 7945.4692 | 0.035441 | 216244.6714
257 | Colorado River | RIVERSIDE | SCE Eastern | {'Blythe': [12.6, 27216.0], 'Red Bluff': [29.8, 0.0]} | 198165.3438 | 27232.8398 | 0.13742 | 170932.5 | 0.86258 | 61101.6172 | 0.30834 | 188718.6719 | 0.95233 | 127617.0547 | 0.64399 | 8.9161 | 19001.832 | 0.095889 | 55682.5156 | 0.28099 | 0 | 0 | 0 | 0 | 0 | 73166.1953 | 0.36922 | 124999.1484 | 77836.9453 | 0.39279 | 120328.3984 | 61928.2773 | 0.31251 | 136237.0664 | 110268.9922 | 0.55645 | 87896.3516 | 79945.3828 | 0.40343 | 118219.9609 | 2119.7668 | 0.010697 | 196045.5769
45 | Columbus | SPGE | PGE Kern | {'Cal Water': [2.7, 42722.0], 'Magunden': [2.8, 39008.0], 'Bakersfield': [3.7, 46994.0], 'Sycamore': [4.7, 40366.0], 'Kern Oil': [5.4, 42486.0], 'West Park': [5.9, 43913.0], 'Rosedale': [7.9, 40590.0], 'Unknown - 3327': [8.2, 20458.0], 'Lamont': [8.3, 20421.0], 'Kern Power': [9.0, 37628.0], 'Stockdale': [9.1, 32623.0], 'Poso Mt.': [11.1, 30370.0], '7th Standard': [11.2, 33845.0], 'Grimmway-Malaga': [11.3, 20527.0], 'Tevis': [12.0, 24040.0], 'Renfro': [12.7, 29342.0], 'Lerdo': [13.9, 28584.0], 'Rio Bravo': [18.3, 16699.0], 'Tupman': [18.9, 8705.0], 'Wheeler Ridge': [21.5, 11740.0], 'Norco': [22.2, 4372.0], 'Shafter': [22.7, 10636.0], 'Charca': [26.1, 4773.0], 'Midway - Wheeler Ridge (Proposed)': [26.6, 3153.0], 'Elk Hills': [27.4, 483.0], 'Midway': [28.9, 100.0]} | 271626.5312 | 49125.9688 | 0.18086 | 222500.5625 | 0.81914 | 42771.8672 | 0.15747 | 246932.5469 | 0.90909 | 204160.6797 | 0.75162 | 12.5483 | 12446.0107 | 0.04582 | 89209.5156 | 0.32843 | 0 | 103504.8672 | 0.38106 | 20.2608 | 7.4591e-05 | 129672.6172 | 0.47739 | 141953.9141 | 40249.1016 | 0.14818 | 231377.4297 | 74816.8438 | 0.27544 | 196809.6875 | 145439.4688 | 0.53544 | 126187.0625 | 69566.5156 | 0.25611 | 202060.0156 | 6409.4165 | 0.023596 | 265217.1147
13 | Contra Costa | NORTHERN CALIFORNIA | PGE GBA | {'Lone Tree': [3.9, 24214.0], 'Pittsburg': [6.7, 32415.0], 'Kirker': [6.9, 30059.0], 'Brentwood': [8.0, 12067.0], 'Birds Landing': [9.0, 33562.0], 'Clayton': [10.9, 11224.0], 'Shiloh III': [12.2, 32208.0], 'Delta Pumps': [16.3, 1955.0], 'Kelso': [17.1, 1934.0], 'Cayetano': [18.0, 1955.0], 'Martinez': [18.2, 844.0], 'Grand Island': [19.1, 26268.0], 'Midway Green Ridge Services': [21.7, 274.0], 'Peabody': [22.2, 18767.0], 'Eight Mile': [22.5, 1917.0], 'Tesla': [23.1, 164.0], 'Stagg': [23.7, 396.0], 'Carquinez': [26.1, 124.0], 'Vaca-Dixon & Gc Yard': [28.7, 866.0]} | 170524.2031 | 34591.543 | 0.20285 | 135932.6562 | 0.79715 | 40366.0781 | 0.23672 | 149155.4375 | 0.87469 | 108789.3594 | 0.63797 | 7.7524 | 43086.2812 | 0.25267 | 40631.0156 | 0.23827 | 0 | 68595.4375 | 0.40226 | 885.6656 | 0.0051938 | 38001.3633 | 0.22285 | 132522.8398 | 67786.4062 | 0.39752 | 102737.7969 | 66335.8047 | 0.38901 | 104188.3984 | 88464.5703 | 0.51878 | 82059.6328 | 9058.2969 | 0.05312 | 161465.9062 | 25972.8516 | 0.15231 | 144551.3516
216 | Control | GREATER KRAMER | SCE NOL | {'Inyo': [2.2, 3618.0]} | 37904.4688 | 4114.085 | 0.10854 | 33790.3828 | 0.89146 | 31785.9277 | 0.83858 | 37080.9375 | 0.97827 | 5295.0098 | 0.13969 | 2.2681 | 1.511 | 3.9864e-05 | 0 | 0 | 0 | 1427.5422 | 0.037662 | 0 | 0 | 0 | 0 | 37904.4688 | 7783.1167 | 0.20534 | 30121.3521 | 13063.3887 | 0.34464 | 24841.0801 | 13777.0264 | 0.36347 | 24127.4424 | 28809.75 | 0.76006 | 9094.7188 | 3185.8662 | 0.08405 | 34718.6025
231 | Coolwater | GREATER KRAMER | SCE NOL | {'Tortilla': [10.0, 350.0], 'Calcite': [23.9, 0.0], 'Pisgah': [27.3, 7378.0]} | 87775.2266 | 26416.8652 | 0.30096 | 61358.3594 | 0.69904 | 9477.1455 | 0.10797 | 49836.1602 | 0.56777 | 40359.0146 | 0.4598 | 25 | 1140.1807 | 0.01299 | 615.4726 | 0.0070119 | 0 | 0 | 0 | 0 | 0 | 54445.4609 | 0.62028 | 33329.7656 | 27719.9023 | 0.31581 | 60055.3242 | 14654.0049 | 0.16695 | 73121.2217 | 56706.8164 | 0.64605 | 31068.4102 | 29431.3633 | 0.3353 | 58343.8633 | 2439.1277 | 0.027788 | 85336.0989
71 | Corcoran | SPGE | PGE Fresno | {'Waukena': [2.3, 183851.0], 'Alpaugh': [11.5, 84874.0], 'GWF Hanford': [12.2, 114012.0], 'Olive': [15.9, 65083.0], 'Leprino': [17.9, 97997.0], 'Henrietta': [21.4, 64858.0], 'Mustang': [21.9, 59494.0], 'Rector': [22.0, 5596.0], 'Gates-Midway (Proposed)': [25.5, 16305.0], 'Kingsburg': [26.2, 11682.0], 'Smyrna': [27.6, 4788.0]} | 402046.75 | 194255.9219 | 0.48317 | 207790.8281 | 0.51683 | 118320.5781 | 0.2943 | 387555.4062 | 0.96396 | 269234.8281 | 0.66966 | 7.3 | 207840.625 | 0.51696 | 146323.8594 | 0.36395 | 0 | 3069.592 | 0.0076349 | 0 | 0 | 57789.7266 | 0.14374 | 344257.0234 | 8399.8652 | 0.020893 | 393646.8848 | 26830.1191 | 0.066734 | 375216.6309 | 81207.9062 | 0.20199 | 320838.8438 | 1253.7235 | 0.0031184 | 400793.0265 | 13112.3252 | 0.032614 | 388934.4248
9 | Cortina | NORTHERN CALIFORNIA | PGE NGBA | {'Delevan': [17.3, 6209.0], 'Logan Creek': [29.0, 521.0]} | 321236.5312 | 12356.4658 | 0.038465 | 308880.0625 | 0.96153 | 82716.8281 | 0.2575 | 306729.0312 | 0.95484 | 224012.2031 | 0.69734 | 7.0966 | 70881.8984 | 0.22065 | 116414.1875 | 0.36239 | 0 | 41606.4023 | 0.12952 | 103206.3516 | 0.32128 | 131130.2188 | 0.4082 | 190106.3125 | 34873.168 | 0.10856 | 286363.3633 | 143323.9531 | 0.44616 | 177912.5781 | 235718.4844 | 0.73378 | 85518.0469 | 116220.9375 | 0.36179 | 205015.5938 | 6189.2314 | 0.019267 | 315047.2998
169 | Cottonwood | NORTHERN CALIFORNIA | PGE NGBA | {'Jessup': [5.5, 39139.0]} | 268898.2188 | 53803.4336 | 0.20009 | 215094.7812 | 0.79991 | 34975.2617 | 0.13007 | 174403.6094 | 0.64859 | 139428.3477 | 0.51852 | 22.8906 | 7380.9087 | 0.027449 | 7749.8438 | 0.028821 | 0 | 180471.625 | 0.67115 | 80643.6719 | 0.2999 | 135577.1094 | 0.50419 | 133321.1094 | 36141.6094 | 0.13441 | 232756.6094 | 44453.5352 | 0.16532 | 224444.6836 | 161019.6719 | 0.59881 | 107878.5469 | 115091.4453 | 0.42801 | 153806.7734 | 33788.9727 | 0.12566 | 235109.2461
225 | Cove Rd | NORTHERN CALIFORNIA | PGE NGBA | {'Round Mt.': [4.9, 33156.0], 'New Sub - Pit 1 - Cottonwood (Proposed)': [6.8, 37614.0], 'Pit 1': [23.9, 16163.0]} | 229275.7812 | 45264.7031 | 0.19742 | 184011.0781 | 0.80258 | 127160.7109 | 0.55462 | 220593.8125 | 0.96213 | 93433.1016 | 0.40751 | 4.8688 | 5848.7939 | 0.02551 | 266.8002 | 0.0011637 | 0 | 143995.2188 | 0.62804 | 50385.7227 | 0.21976 | 122316.2031 | 0.53349 | 106959.5781 | 40911.4453 | 0.17844 | 188364.3359 | 48774.8867 | 0.21273 | 180500.8945 | 146040.7656 | 0.63697 | 83235.0156 | 79967.6328 | 0.34878 | 149308.1484 | 16441.834 | 0.071712 | 212833.9473
228 | Coyote | NORTHERN CALIFORNIA | PGE GBA | {'Metcalf 1': [0.3, 9392.0], 'Hicks': [8.5, 3538.0], 'Scott': [15.7, 1482.0], 'Los Esteros': [17.5, 1482.0], 'Llagas': [18.1, 6892.0], 'Newark': [23.4, 760.0], 'Moss Landing': [28.7, 643.0]} | 100274.3672 | 9747.1016 | 0.097204 | 90527.2656 | 0.9028 | 25010.1953 | 0.24942 | 78844.3203 | 0.78629 | 53834.125 | 0.53687 | 11.8474 | 2481.3171 | 0.024745 | 1334.7971 | 0.013311 | 0 | 62266.1602 | 0.62096 | 22074.7227 | 0.22014 | 69431.3516 | 0.69241 | 30843.0156 | 23472.6797 | 0.23408 | 76801.6875 | 40003.2031 | 0.39894 | 60271.1641 | 76830.6172 | 0.7662 | 23443.75 | 61881.7305 | 0.61712 | 38392.6367 | 3890.5801 | 0.038799 | 96383.7871
309 | Crow Creek | SPGE | PGE Fresno | {'Fink (Proposed)': [0.4, 36485.0], 'Miller': [8.4, 19362.0], 'Westley': [14.7, 10416.0], 'Quinto': [17.9, 6228.0], 'Los Banos': [23.0, 5261.0], 'Ripon': [26.4, 373.0]} | 304862.5938 | 37315.2383 | 0.1224 | 267547.3438 | 0.8776 | 86863.3984 | 0.28493 | 269337.4062 | 0.88347 | 182474.0078 | 0.59855 | 11.2444 | 42339.9922 | 0.13888 | 126789.1406 | 0.41589 | 0 | 104371.8281 | 0.34236 | 24708.2773 | 0.081047 | 135051.9531 | 0.44299 | 169810.6406 | 28575.8965 | 0.093734 | 276286.6973 | 49508.418 | 0.1624 | 255354.1758 | 158327.8281 | 0.51934 | 146534.7656 | 102600.0703 | 0.33655 | 202262.5234 | 9484.9844 | 0.031112 | 295377.6094
190 | Curtis | NORTHERN CALIFORNIA | PGE GBA | {'Peoria': [10.9, 8177.0], 'Chinese Station': [11.1, 8150.0], 'New Melones': [11.6, 8182.0], 'Donnells-Curtis': [24.4, 3430.0]} | 148705.0312 | 17874.0645 | 0.1202 | 130830.9688 | 0.8798 | 23994.1895 | 0.16135 | 123627.4844 | 0.83136 | 99633.2949 | 0.67001 | 13.699 | 653.7782 | 0.0043965 | 174.618 | 0.0011743 | 0 | 91839.3516 | 0.61759 | 48484.082 | 0.32604 | 59585.0508 | 0.40069 | 89119.9805 | 50393.6172 | 0.33888 | 98311.4141 | 69866.7422 | 0.46983 | 78838.2891 | 103032.8438 | 0.69287 | 45672.1875 | 70878.9375 | 0.47664 | 77826.0938 | 4058.9541 | 0.027295 | 144646.0771
97 | Dairyland | SPGE | PGE Fresno | {'Le Grand': [9.3, 70619.0], 'Newhall': [13.0, 53205.0], 'Wilson': [17.2, 28397.0], 'Merced': [17.8, 26946.0], 'Borden': [20.5, 15338.0], 'Oro Loma': [22.0, 13543.0], 'Mendota': [24.4, 4312.0], 'Gregg': [26.1, 971.0]} | 413067.5312 | 95201.6328 | 0.23047 | 317865.9062 | 0.76953 | 87586.4297 | 0.21204 | 391796.3125 | 0.9485 | 304209.8828 | 0.73647 | 8.9052 | 227930.9844 | 0.5518 | 119694.5234 | 0.28977 | 0 | 105535.0938 | 0.25549 | 0 | 0 | 197850.8438 | 0.47898 | 215216.6875 | 94512.0625 | 0.22881 | 318555.4688 | 118537.2578 | 0.28697 | 294530.2734 | 248150.7344 | 0.60075 | 164916.7969 | 21807.3574 | 0.052794 | 391260.1738 | 53945.7227 | 0.1306 | 359121.8086
194 | Davis | NORTHERN CALIFORNIA | PGE NGBA | {'Woodland': [9.3, 11218.0], 'Vaca-Dixon & Gc Yard': [14.2, 15002.0], 'Putah Creek': [14.2, 18865.0], 'Madison': [15.4, 11415.0], 'Peabody': [22.0, 9408.0], 'Grand Island': [23.0, 104.0], 'Shiloh III': [26.7, 1106.0], 'Birds Landing': [29.5, 0.0], 'Pleasant Grove': [30.0, 0.0]} | 272356.3438 | 21628.5078 | 0.079413 | 250727.8438 | 0.92059 | 20388.4531 | 0.074859 | 248948.7656 | 0.91406 | 228560.3125 | 0.8392 | 10.2056 | 56091.0039 | 0.20595 | 178747.0781 | 0.6563 | 0 | 21324.1367 | 0.078295 | 0 | 0 | 91761.4141 | 0.33692 | 180594.9297 | 36888.3164 | 0.13544 | 235468.0273 | 60730.6328 | 0.22298 | 211625.7109 | 123068.9922 | 0.45187 | 149287.3516 | 888.6934 | 0.003263 | 271467.6503 | 14458.2344 | 0.053086 | 257898.1094
80 | Del Amo | GREATER LA METRO | SCE Metro | {'Lighthipe': [5.0, 2087.0], 'Center': [5.6, 1933.0], 'Alamitos': [5.7, 2087.0], 'Barre': [7.1, 1902.0], 'Hinson': [7.5, 2087.0], 'Arcogen': [8.7, 2087.0], 'Harborgen': [8.9, 2087.0], 'Laguna Bell': [9.3, 193.0], 'Long Beach': [9.3, 2087.0], 'Lewis': [11.7, 2.0], 'Olinda': [12.1, 0.0], 'Mesa': [13.1, 0.0], 'La Fresa': [13.7, 2085.0], 'Walnut': [13.9, 0.0], 'Ellis': [14.3, 294.0], 'Villa Park': [15.3, 0.0], 'Huntington Beach': [15.5, 827.0], 'El Nido': [16.2, 1938.0], 'Redondo': [16.7, 2085.0], 'Johanna': [16.8, 2.0], 'Serrano': [17.7, 0.0], 'Chevmain': [18.0, 833.0], 'Rio Hondo': [19.0, 0.0], 'El Segundo': [19.2, 140.0], 'La Cienega': [19.3, 0.0], 'Goodrich': [20.9, 0.0], 'Santiago': [22.7, 0.0], 'Chino': [26.2, 0.0], 'Gould': [26.3, 0.0], 'Viejo': [29.0, 0.0]} | 8099.9761 | 2073.9634 | 0.25605 | 6026.0127 | 0.74395 | 1042.9142 | 0.12876 | 4057.9775 | 0.50099 | 3015.0634 | 0.37223 | 66.625 | 0 | 0 | 0 | 0 | 0 | 44.065 | 0.0054401 | 0 | 0 | 0 | 0 | 8099.9761 | 577.6611 | 0.071316 | 7522.3149 | 5539.2368 | 0.68386 | 2560.7393 | 5539.2368 | 0.68386 | 2560.7393 | 8.5369 | 0.0010539 | 8091.4392 | 126.2365 | 0.015585 | 7973.7396
280 | Delaney | ARIZONA MINOR | SCE Arizona | {'Palo Verde': [12.1, 85033.0], 'Hassayampa': [14.1, 64680.0]} | 228723.9375 | 126889.4531 | 0.55477 | 101834.4844 | 0.44523 | 0 | 0 | 0 | 0 | 0 | 0 | 0 | 0 | 0 | 0 | 0 | 0 | 0 | 0 | 0 | 0 | 0 | 0 | 228723.9375 | 0 | 0 | 228723.9375 | 0 | 0 | 228723.9375 | 0 | 0 | 228723.9375 | 0 | 0 | 228723.9375 | 0 | 0 | 228723.9375
274 | Delevan | NORTHERN CALIFORNIA | PGE NGBA | {'Logan Creek': [11.8, 40863.0], 'Cortina': [17.3, 6209.0], 'Glenn': [29.1, 54.0]} | 373297.0938 | 53812.3438 | 0.14415 | 319484.75 | 0.85585 | 114834.4062 | 0.30762 | 356925.125 | 0.95614 | 242090.7188 | 0.64852 | 7.2334 | 103267.7031 | 0.27664 | 95549.25 | 0.25596 | 0 | 91079.4453 | 0.24399 | 80981.1797 | 0.21693 | 109287.0312 | 0.29276 | 264010.0625 | 48121.7109 | 0.12891 | 325175.3828 | 122542.0547 | 0.32827 | 250755.0391 | 202547.2188 | 0.54259 | 170749.875 | 148527.4844 | 0.39788 | 224769.6094 | 11825.8184 | 0.031679 | 361471.2754
213 | Delta Switching Yard | NORTHERN CALIFORNIA | PGE GBA | {'Kelso': [1.0, 4834.0], 'Midway Green Ridge Services': [5.4, 3062.0], 'Tesla': [6.8, 2867.0], 'Brentwood': [8.7, 2746.0], 'Cayetano': [9.3, 3408.0], 'Lone Tree': [12.6, 2425.0], 'Contra Costa': [16.3, 1955.0], 'Vierra': [18.9, 1709.0], 'Stagg': [19.9, 0.0], 'Clayton': [21.4, 2152.0], 'Kirker': [21.8, 1655.0], 'Pittsburg': [22.2, 1655.0], 'Eight Mile': [22.3, 0.0], 'Weber': [22.4, 0.0], 'Birds Landing': [25.1, 1176.0], 'Ripon': [26.1, 0.0], 'Westley': [27.4, 6.0], 'Shiloh III': [28.3, 0.0], 'Newark': [28.8, 0.0], 'Eastshore': [29.7, 0.0], 'Grand Island': [29.8, 0.0]} | 240805.8906 | 4851.2583 | 0.020146 | 235954.625 | 0.97985 | 64627.6445 | 0.26838 | 209684.9219 | 0.87076 | 145057.2773 | 0.60238 | 14.125 | 15480.2842 | 0.064285 | 93175.3281 | 0.38693 | 0 | 112995.6094 | 0.46924 | 3870.1494 | 0.016072 | 111371.8672 | 0.4625 | 129434.0234 | 96156.7656 | 0.39931 | 144649.125 | 101396.875 | 0.42107 | 139409.0156 | 145207.9531 | 0.60301 | 95597.9375 | 44754.9414 | 0.18585 | 196050.9492 | 15990.0225 | 0.066402 | 224815.8682
281 | Desert View | SNV ELDORADO DESERT | SCE EOP | {'Harry Allen': [26.7, 0.0], 'Crazy Eyes': [28.7, 0.0], 'Sandy Valley': [29.3, 0.0]} | 14702.9502 | 9960.3525 | 0.67744 | 4742.5977 | 0.32256 | 0 | 0 | 0 | 0 | 0 | 0 | 0 | 0 | 0 | 0 | 0 | 0 | 2567.4265 | 0.17462 | 0 | 0 | 0 | 0 | 14702.9502 | 0 | 0 | 14702.9502 | 0 | 0 | 14702.9502 | 0 | 0 | 14702.9502 | 0 | 0 | 14702.9502 | 0 | 0 | 14702.9502
125 | Devers | RIVERSIDE | SCE Eastern | {'Mirage': [14.4, 12314.0], 'El Casco': [28.8, 0.0]} | 57564.1172 | 13839.8721 | 0.24043 | 43724.2461 | 0.75957 | 8614.6084 | 0.14965 | 31100.9434 | 0.54028 | 22486.335 | 0.39063 | 27.0537 | 123.0579 | 0.0021378 | 0 | 0 | 0 | 11073.375 | 0.19237 | 9702.5088 | 0.16855 | 17188.4199 | 0.2986 | 40375.6973 | 23243.3613 | 0.40378 | 34320.7559 | 24035.4531 | 0.41754 | 33528.6641 | 33370.4336 | 0.57971 | 24193.6836 | 20868.0176 | 0.36252 | 36696.0996 | 519.4644 | 0.0090241 | 57044.6528
230 | Diablo | SPGE | PGE Kern | {'Morro Bay': [10.9, 1865.0], 'San Luis Obispo': [12.4, 4671.0], 'Oceano': [17.0, 4302.0], 'Templeton': [25.2, 11.0], 'Mesa': [26.5, 624.0]} | 49182.7266 | 4672.8394 | 0.09501 | 44509.8867 | 0.90499 | 13261.2041 | 0.26963 | 43673.9141 | 0.88799 | 30412.71 | 0.61836 | 13 | 2151.4883 | 0.043745 | 2722.7834 | 0.055361 | 0 | 38238.8359 | 0.77749 | 1239.1528 | 0.025195 | 9048.168 | 0.18397 | 40134.5586 | 7179.627 | 0.14598 | 42003.0996 | 32321.5254 | 0.65717 | 16861.2012 | 34296.4883 | 0.69733 | 14886.2383 | 23422.4473 | 0.47623 | 25760.2793 | 4697.5264 | 0.095512 | 44485.2002
234 | Donnells | NORTHERN CALIFORNIA | PGE GBA | {'Curtis': [24.4, 3430.0]} | 193417.0469 | 78658.6953 | 0.40668 | 114758.3516 | 0.59332 | 120615.0859 | 0.6236 | 186339.875 | 0.96341 | 65724.7891 | 0.33981 | 6.15 | 0 | 0 | 0 | 0 | 0 | 40346.8906 | 0.2086 | 113845.7266 | 0.5886 | 17552.8496 | 0.090751 | 175864.1973 | 13261.7451 | 0.068566 | 180155.3018 | 35660.9727 | 0.18437 | 157756.0742 | 49895.3086 | 0.25797 | 143521.7383 | 76639.9375 | 0.39624 | 116777.1094 | 4810.6694 | 0.024872 | 188606.3774
226 | Drum | NORTHERN CALIFORNIA | PGE NGBA | {'Brunswick': [14.5, 23972.0], 'Summit': [21.2, 4851.0], 'Higgins': [22.8, 5579.0], 'Colgate': [23.2, 3097.0]} | 144810.9375 | 51265.0391 | 0.35401 | 93545.8984 | 0.64599 | 37900.8906 | 0.26173 | 111031.125 | 0.76673 | 73130.2344 | 0.505 | 12.1063 | 173.4018 | 0.0011974 | 25.9066 | 0.0001789 | 0 | 55721.9766 | 0.38479 | 83623.2656 | 0.57747 | 40055.4336 | 0.27661 | 104755.5039 | 22784.4375 | 0.15734 | 122026.5 | 26117.7266 | 0.18036 | 118693.2109 | 69177.1016 | 0.47771 | 75633.8359 | 32432.8691 | 0.22397 | 112378.0684 | 3984.8884 | 0.027518 | 140826.0491
73 | Eagle Rock | NORTHERN CALIFORNIA | PGE NGBA | {'Geysers Tap 1': [6.0, 8532.0], 'Cloverdale': [11.0, 10134.0], 'Hopland': [17.6, 4615.0], 'Fulton': [23.0, 587.0], 'Ukiah': [29.9, 0.0]} | 207723.2812 | 13445.3105 | 0.064727 | 194277.9688 | 0.93527 | 19930.2188 | 0.095946 | 166463.9375 | 0.80137 | 146533.7188 | 0.70543 | 11.5 | 16445.9922 | 0.079173 | 15119.915 | 0.072789 | 0 | 71358.2109 | 0.34353 | 74781.1953 | 0.36 | 114762.9062 | 0.55248 | 92960.375 | 97339.9219 | 0.4686 | 110383.3594 | 150939.7812 | 0.72664 | 56783.5 | 188068.4375 | 0.90538 | 19654.8438 | 60936.9414 | 0.29336 | 146786.3398 | 4055.0706 | 0.019522 | 203668.2107
197 | East Marysville | NORTHERN CALIFORNIA | PGE NGBA | {'Olivehurst': [5.0, 25932.0], 'Pease': [5.4, 24430.0], 'Honcut': [11.0, 14186.0], 'Rio Oso': [16.6, 14870.0], 'Palermo': [20.2, 2895.0], 'Wyandotte': [22.7, 877.0], 'Colgate': [23.0, 5262.0], 'Thermalito': [24.5, 552.0], 'Higgins': [26.6, 67.0], 'Pleasant Grove': [27.3, 240.0], 'Table Mt.': [27.4, 124.0], 'Brunswick': [28.6, 0.0]} | 289492.5 | 30764.75 | 0.10627 | 258727.75 | 0.89373 | 14730.1074 | 0.050883 | 221011.5312 | 0.76344 | 206281.4238 | 0.71256 | 14.5 | 80405.4375 | 0.27775 | 115506.6641 | 0.399 | 0 | 61199.6328 | 0.2114 | 0 | 0 | 153153.1094 | 0.52904 | 136339.3906 | 19928.0645 | 0.068838 | 269564.4355 | 66274.3438 | 0.22893 | 223218.1562 | 201517.2656 | 0.69611 | 87975.2344 | 25467.6797 | 0.087974 | 264024.8203 | 30792.6719 | 0.10637 | 258699.8281
1 | East Shore | NORTHERN CALIFORNIA | PGE GBA | {'Newark': [11.2, 1194.0], 'Martin': [16.9, 2023.0], 'Los Esteros': [17.0, 1078.0], 'Scott': [19.3, 629.0], 'Cayetano': [20.5, 763.0], 'Clayton': [23.5, 2.0], 'Martinez': [26.9, 0.0], 'Hicks': [29.5, 0.0], 'Lone Tree': [29.5, 0.0], 'Kirker': [29.7, 0.0], 'Delta Pumps': [29.7, 0.0], 'Midway Green Ridge Services': [29.8, 0.0]} | 39293.2266 | 3226.1782 | 0.082105 | 36067.0469 | 0.91789 | 4603.6187 | 0.11716 | 32191.7676 | 0.81927 | 27588.1489 | 0.70211 | 51.5 | 92.5063 | 0.0023543 | 101.2298 | 0.0025763 | 0 | 28231.2793 | 0.71848 | 0 | 0 | 25777.5586 | 0.65603 | 13515.668 | 11203.4316 | 0.28512 | 28089.7949 | 25949.5137 | 0.66041 | 13343.7129 | 34012.3789 | 0.8656 | 5280.8477 | 14959.7383 | 0.38072 | 24333.4883 | 3320.9417 | 0.084517 | 35972.2849
264 | ECO | GREATER IMPERIAL | SDGE Imperial | {'Boulevard': [9.0, 20818.0], 'Ocotillo Express': [9.2, 10480.0], 'Suncrest - Ocotillo (Proposed)': [22.1, 13624.0], 'Imperial Valley': [24.6, 769.0]} | 71479.0625 | 23943.7559 | 0.33498 | 47535.3047 | 0.66502 | 15343.4551 | 0.21466 | 59688.9219 | 0.83505 | 44345.4668 | 0.6204 | 9.9571 | 9.1182 | 0.00012756 | 0 | 0 | 0 | 24368.6309 | 0.34092 | 17526.832 | 0.2452 | 14592.0342 | 0.20414 | 56887.0283 | 10877.5059 | 0.15218 | 60601.5566 | 22864.916 | 0.31988 | 48614.1465 | 38676.6367 | 0.54109 | 32802.4258 | 18481.0234 | 0.25855 | 52998.0391 | 775.4885 | 0.010849 | 70703.574
237 | Eight Mile | NORTHERN CALIFORNIA | PGE GBA | {'Stagg': [4.8, 19771.0], 'Weber': [12.2, 16412.0], 'Lockeford': [12.5, 27680.0], 'Grand Island': [16.6, 7236.0], 'Vierra': [18.9, 5729.0], 'Brentwood': [19.0, 1820.0], 'Bellota': [20.0, 14985.0], 'Rancho Seco - Bellota (Proposed)': [21.3, 14348.0], 'Kelso': [21.9, 0.0], 'Camanche': [22.0, 13369.0], 'Delta Pumps': [22.3, 0.0], 'Lone Tree': [22.3, 1648.0], 'Contra Costa': [22.5, 1917.0], 'Ripon': [24.4, 4672.0], 'Birds Landing': [25.1, 1645.0], 'Midway Green Ridge Services': [25.7, 0.0], 'Tesla': [26.0, 0.0], 'Shiloh III': [26.7, 1522.0], 'Pittsburg': [28.4, 173.0], 'Kirker': [28.9, 41.0]} | 296702.2812 | 30687.9512 | 0.10343 | 266014.3438 | 0.89657 | 54652.1602 | 0.1842 | 217657.4062 | 0.73359 | 163005.2461 | 0.54939 | 13.8879 | 48541.7461 | 0.1636 | 195367.5312 | 0.65846 | 0 | 166.6244 | 0.00056159 | 0 | 0 | 30647.209 | 0.10329 | 266055.0723 | 43503.6562 | 0.14662 | 253198.625 | 57754.5078 | 0.19465 | 238947.7734 | 78640.9453 | 0.26505 | 218061.3359 | 0 | 0 | 296702.2812 | 21495.4707 | 0.072448 | 275206.8105
255 | El Casco | RIVERSIDE | SCE Eastern | {'San Bernardino': [12.1, 4511.0], 'Vista': [14.8, 2670.0], 'Valley': [16.3, 10593.0], 'Lee Lake (Proposed)': [26.1, 0.0], 'Etiwanda': [27.2, 221.0], 'Rancho Vista': [27.6, 221.0], 'Mira Loma': [28.1, 188.0], 'Devers': [28.8, 0.0]} | 105300.8672 | 17641.2129 | 0.16753 | 87659.6562 | 0.83247 | 14720.3301 | 0.13979 | 69247.7266 | 0.65762 | 54527.3965 | 0.51782 | 22.5821 | 9431.7393 | 0.089569 | 3015.686 | 0.028639 | 0 | 71472.2188 | 0.67874 | 24317.0957 | 0.23093 | 33872.9062 | 0.32168 | 71427.9609 | 35688.8711 | 0.33892 | 69611.9961 | 58328.2227 | 0.55392 | 46972.6445 | 76607.3047 | 0.72751 | 28693.5625 | 41288.707 | 0.3921 | 64012.1602 | 5992.1699 | 0.056905 | 99308.6973
38 | El Centro | GREATER IMPERIAL | SDGE Imperial | {'Imperial Valley': [11.9, 29374.0], 'Highline': [15.5, 17255.0], 'North Gila - IV (Proposed)': [19.4, 10429.0], 'Arkansas': [23.2, 9172.0], 'Sonora': [25.8, 5559.0], 'Bannister': [27.8, 794.0], 'Ocotillo Express': [29.8, 255.0]} | 282115.0312 | 58373.8477 | 0.20692 | 223741.1875 | 0.79308 | 9226.3271 | 0.032704 | 273568.7812 | 0.96971 | 264342.4541 | 0.937 | 9.4733 | 39511.6445 | 0.14006 | 195135.7812 | 0.69169 | 0 | 0 | 0 | 0 | 0 | 2983.7944 | 0.010577 | 279131.2368 | 30023.1953 | 0.10642 | 252091.8359 | 33097.1172 | 0.11732 | 249017.9141 | 36084.207 | 0.12791 | 246030.8242 | 5286.7964 | 0.01874 | 276828.2349 | 17989.1875 | 0.063765 | 264125.8438
301 | Eldorado | SNV ELDORADO DESERT | SCE EOP | {'Sloan Canyon': [5.2, 35249.0], 'Mead': [13.3, 27101.0], 'Primm': [22.0, 438.0]} | 107663.3438 | 35254.1758 | 0.32745 | 72409.1719 | 0.67255 | 0 | 0 | 0 | 0 | 0 | 0 | 0 | 0 | 0 | 0 | 0 | 0 | 0 | 0 | 0 | 0 | 0 | 0 | 107663.3438 | 0 | 0 | 107663.3438 | 0 | 0 | 107663.3438 | 0 | 0 | 107663.3438 | 0 | 0 | 107663.3438 | 0 | 0 | 107663.3438
46 | Elk Hills | SPGE | PGE Kern | {'Norco': [5.6, 22881.0], 'Taft': [8.6, 8843.0], 'Midway - Wheeler Ridge (Proposed)': [9.4, 18885.0], 'Tupman': [10.7, 12493.0], 'Midway': [13.0, 5096.0], 'Tevis': [15.4, 15682.0], 'Rio Bravo': [16.3, 5843.0], 'Renfro': [16.4, 9405.0], 'Stockdale': [18.5, 9841.0], 'Kern Power': [19.0, 7187.0], 'Rosedale': [19.8, 6901.0], 'Shafter': [20.1, 4805.0], '7th Standard': [20.2, 5716.0], 'Temblor': [21.0, 971.0], 'West Park': [21.6, 5028.0], 'Lerdo': [22.8, 3231.0], 'Bakersfield': [23.8, 3003.0], 'Wheeler Ridge': [24.6, 10394.0], 'Kern Oil': [25.0, 866.0], 'Kernridge': [25.4, 193.0], 'Semitropic': [26.1, 3741.0], 'Charca': [26.5, 4027.0], 'Sycamore': [26.8, 145.0], 'Magunden': [27.3, 1180.0], 'Columbus': [27.4, 483.0], 'Goose Lake': [28.3, 117.0], 'Grimmway-Malaga': [29.2, 465.0], 'Unknown - 3327': [29.4, 210.0], 'Lamont': [29.5, 169.0]} | 255580.3125 | 24594.6133 | 0.09623 | 230985.7031 | 0.90377 | 70492.9766 | 0.27582 | 243572.9375 | 0.95302 | 173079.9609 | 0.6772 | 8.2 | 47258.6016 | 0.18491 | 100624.1875 | 0.39371 | 0 | 14603.9238 | 0.05714 | 0 | 0 | 67654.3125 | 0.26471 | 187926 | 105126.0859 | 0.41132 | 150454.2266 | 175018.4062 | 0.68479 | 80561.9062 | 187596.5 | 0.734 | 67983.8125 | 3828.9146 | 0.014981 | 251751.3979 | 18331.4395 | 0.071725 | 237248.873
114 | Ellis | GREATER LA METRO | SCE Metro | {'Huntington Beach': [3.4, 665.0], 'Johanna': [5.6, 825.0], 'Barre': [8.8, 525.0], 'Lewis': [8.9, 778.0], 'Santiago': [10.2, 824.0], 'Alamitos': [10.5, 310.0], 'Villa Park': [10.9, 770.0], 'Serrano': [13.3, 770.0], 'Del Amo': [14.3, 294.0], 'Long Beach': [17.2, 294.0], 'Viejo': [17.4, 787.0], 'Harborgen': [17.6, 294.0], 'Trabuco': [17.7, 695.0], 'Olinda': [18.0, 124.0], 'Hinson': [18.6, 294.0], 'Lighthipe': [19.0, 294.0], 'Center': [19.2, 294.0], 'Arcogen': [19.5, 294.0], 'Capistrano': [20.0, 578.0], 'Margarita': [20.4, 641.0], 'Walnut': [22.3, 0.0], 'Laguna Bell': [23.2, 2.0], 'La Fresa': [25.8, 292.0], 'Mesa': [26.1, 0.0], 'Chino': [26.4, 56.0], 'Talega': [26.8, 2.0], 'Redondo': [28.0, 292.0], 'El Nido': [28.7, 145.0], 'Lee Lake (Proposed)': [28.8, 7.0], 'Rio Hondo': [29.0, 0.0]} | 6985.3696 | 1109.2684 | 0.1588 | 5876.1011 | 0.8412 | 337.452 | 0.048308 | 867.0444 | 0.12412 | 529.5925 | 0.075815 | 51 | 16.0897 | 0.0023033 | 30.8582 | 0.0044175 | 0 | 332.2487 | 0.047564 | 0 | 0 | 339.6266 | 0.04862 | 6645.743 | 1514.2239 | 0.21677 | 5471.1458 | 5370.0571 | 0.76876 | 1615.3125 | 5737.0381 | 0.82129 | 1248.3315 | 93.2053 | 0.013343 | 6892.1643 | 479.3221 | 0.068618 | 6506.0475
81 | El Nido | GREATER LA METRO | SCE Metro | {'Chevmain': [1.8, 996.0], 'La Fresa': [2.9, 2039.0], 'El Segundo': [3.0, 301.0], 'Redondo': [3.4, 2040.0], 'La Cienega': [7.2, 103.0], 'Arcogen': [9.2, 2036.0], 'Hinson': [10.1, 2036.0], 'Lighthipe': [11.4, 1977.0], 'Harborgen': [11.6, 2035.0], 'Long Beach': [12.4, 2035.0], 'Laguna Bell': [14.1, 193.0], 'Center': [15.5, 1784.0], 'Del Amo': [16.2, 1938.0], 'Mesa': [18.0, 0.0], 'Alamitos': [18.2, 1940.0], 'Barre': [23.3, 1753.0], 'Goodrich': [24.1, 0.0], 'Gould': [24.9, 0.0], 'Walnut': [25.5, 0.0], 'Olinda': [26.2, 0.0], 'Rio Hondo': [26.8, 0.0], 'Lewis': [27.9, 0.0], 'Huntington Beach': [28.5, 679.0], 'Ellis': [28.7, 145.0], 'Sylmar-Pac Intertie': [29.2, 18.0]} | 4902.1206 | 2084.5391 | 0.42523 | 2817.5815 | 0.57477 | 870.2947 | 0.17753 | 3705.8057 | 0.75596 | 2835.5109 | 0.57843 | 21.5456 | 0 | 0 | 0 | 0 | 0 | 37.2848 | 0.0076059 | 5.3122 | 0.0010837 | 10.0224 | 0.0020445 | 4892.0982 | 118.2368 | 0.02412 | 4783.8838 | 2720.3865 | 0.55494 | 2181.7341 | 2730.4089 | 0.55699 | 2171.7117 | 0 | 0 | 4902.1206 | 6.5843 | 0.0013432 | 4895.5363
41 | El Segundo | GREATER LA METRO | SCE Metro | {'Chevmain': [1.2, 560.0], 'El Nido': [3.0, 301.0], 'Redondo': [4.6, 240.0], 'La Fresa': [5.8, 240.0], 'La Cienega': [6.9, 418.0], 'Arcogen': [12.1, 236.0], 'Hinson': [13.1, 236.0], 'Lighthipe': [14.4, 177.0], 'Harborgen': [14.4, 235.0], 'Long Beach': [15.0, 235.0], 'Laguna Bell': [16.5, 25.0], 'Center': [18.3, 138.0], 'Del Amo': [19.2, 140.0], 'Mesa': [20.0, 0.0], 'Alamitos': [21.1, 140.0], 'Goodrich': [25.5, 0.0], 'Gould': [25.5, 0.0], 'Barre': [26.3, 130.0], 'Sylmar-Pac Intertie': [27.7, 290.0], 'Walnut': [28.0, 0.0], 'Rio Hondo': [28.8, 0.0], 'Olinda': [28.9, 0.0]} | 2739.8787 | 607.0918 | 0.22158 | 2132.7869 | 0.77842 | 80.51 | 0.029385 | 1443.7545 | 0.52694 | 1363.2445 | 0.49756 | 19.4658 | 0 | 0 | 0 | 0 | 0 | 67.7355 | 0.024722 | 768.2258 | 0.28039 | 276.8075 | 0.10103 | 2463.0712 | 118.2368 | 0.043154 | 2621.6418 | 1578.6846 | 0.57619 | 1161.1941 | 1855.4921 | 0.67722 | 884.3866 | 122.1998 | 0.0446 | 2617.6789 | 187.7633 | 0.06853 | 2552.1153
142 | Encina | SAN DIEGO | SDGE Imperial | {'Palomar Airport': [2.9, 2152.0], 'San Luis Rey': [5.1, 2150.0], 'Escondido': [12.7, 2127.0], 'Penasquitos': [16.5, 554.0], 'San Onofre': [20.4, 11.0], 'Sycamore Canyon': [23.3, 551.0], 'Kearny': [24.0, 1.0], 'Talega': [25.7, 0.0], 'Mission': [26.9, 0.0], 'Old Town': [26.9, 0.0]} | 19221.7539 | 2137.9575 | 0.11123 | 17083.7969 | 0.88877 | 147.6801 | 0.007683 | 2316.2756 | 0.1205 | 2168.5955 | 0.11282 | 37.1429 | 3771.5833 | 0.19621 | 1304.0374 | 0.067842 | 0 | 2914.3477 | 0.15162 | 0 | 0 | 12286.3271 | 0.63919 | 6935.4268 | 6912.9258 | 0.35964 | 12308.8281 | 9765.1064 | 0.50802 | 9456.6475 | 15163.8711 | 0.78889 | 4057.8828 | 864.2269 | 0.044961 | 18357.527 | 1124.385 | 0.058495 | 18097.3689
143 | Escondido | SAN DIEGO | SDGE Imperial | {'Palomar Airport': [9.9, 2378.0], 'Encina': [12.7, 2127.0], 'San Luis Rey': [13.9, 4051.0], 'Sycamore Canyon': [15.2, 1056.0], 'Penasquitos': [15.5, 1059.0], 'Kearny': [20.2, 239.0], 'Mission': [23.6, 101.0], 'Old Town': [25.2, 0.0], 'Silvergate': [29.7, 0.0]} | 109251.5938 | 29557.3301 | 0.27054 | 79694.2656 | 0.72946 | 9852.3984 | 0.090181 | 40000.1875 | 0.36613 | 30147.7891 | 0.27595 | 34 | 15948.6855 | 0.14598 | 4311.2905 | 0.039462 | 0 | 45728.6914 | 0.41856 | 40959.7656 | 0.37491 | 50003.1211 | 0.45769 | 59248.4727 | 23900.5 | 0.21877 | 85351.0938 | 31999.1777 | 0.29289 | 77252.416 | 61075.4727 | 0.55904 | 48176.1211 | 27064.8613 | 0.24773 | 82186.7324 | 7380.6816 | 0.067557 | 101870.9121
10 | Etiwanda | GREATER LA METRO | SCE Eastern | {'Rancho Vista': [0.4, 4128.0], 'Mira Loma': [6.0, 4095.0], 'Padua': [6.8, 3906.0], 'Chino': [10.7, 3906.0], 'Vista': [12.4, 554.0], 'San Bernardino': [16.6, 221.0], 'Lugo': [21.2, 0.0], 'Serrano': [23.4, 1758.0], 'Lee Lake (Proposed)': [23.8, 17.0], 'Olinda': [24.7, 163.0], 'Walnut': [24.9, 163.0], 'Villa Park': [25.8, 349.0], 'Rio Hondo': [26.0, 1.0], 'El Casco': [27.2, 221.0], 'Lewis': [28.8, 163.0], 'Victor': [29.7, 0.0], 'Viejo': [29.8, 0.0]} | 21706.8145 | 4123.4434 | 0.18996 | 17583.3711 | 0.81004 | 2029.0396 | 0.093475 | 12427.0303 | 0.57249 | 10397.9907 | 0.47902 | 29.4863 | 368.1149 | 0.016958 | 1288.5624 | 0.059362 | 0 | 6016.6743 | 0.27718 | 9856.5059 | 0.45407 | 14484.7129 | 0.66729 | 7222.1016 | 11110.5977 | 0.51185 | 10596.2168 | 10288.9902 | 0.474 | 11417.8242 | 16268.3037 | 0.74946 | 5438.5107 | 4777.8823 | 0.22011 | 16928.9321 | 1631.4154 | 0.075157 | 20075.399
270 | Excelsior | SPGE | PGE Fresno | {'Schindler': [5.2, 107162.0], 'Cantua': [6.5, 92861.0], 'Helm': [13.6, 91786.0], 'Tranquility': [16.3, 40361.0], 'Gates': [18.8, 10813.0], 'Mc Mullin': [19.0, 53188.0], 'Mustang': [20.9, 15146.0], 'Henrietta': [21.3, 15570.0], 'Cheney': [23.2, 12238.0], 'Leprino': [24.8, 7100.0], 'Mendota': [25.5, 11258.0], 'Panoche': [26.2, 2323.0], 'Kearney (New)': [28.7, 1802.0], 'Avenal': [29.8, 7.0]} | 392067.75 | 116604.1484 | 0.29741 | 275463.5938 | 0.70259 | 113222.2188 | 0.28878 | 387674.4375 | 0.98879 | 274452.2188 | 0.70001 | 6.5321 | 138400.9531 | 0.353 | 170570.4219 | 0.43505 | 0 | 37734.6133 | 0.096245 | 1514.2218 | 0.0038621 | 117095.7344 | 0.29866 | 274972.0156 | 14066.4951 | 0.035878 | 378001.2549 | 36291.9844 | 0.092566 | 355775.7656 | 131116.8906 | 0.33442 | 260950.8594 | 34331.3203 | 0.087565 | 357736.4297 | 2725.8855 | 0.0069526 | 389341.8645
302 | Fink (Proposed) | SPGE | PGE Fresno | {'Crow Creek': [0.4, 36485.0], 'Miller': [8.1, 19621.0], 'Westley': [14.9, 10108.0], 'Quinto': [17.7, 6514.0], 'Los Banos': [22.8, 5547.0], 'Ripon': [26.7, 265.0]} | 302653.125 | 36762.5625 | 0.12147 | 265890.5625 | 0.87853 | 89185.0547 | 0.29468 | 268561.7812 | 0.88736 | 179376.7266 | 0.59268 | 11.0441 | 42179.6172 | 0.13937 | 122504.1953 | 0.40477 | 0 | 106622.4453 | 0.35229 | 25396.625 | 0.083913 | 135042.4375 | 0.4462 | 167610.6875 | 28813.8301 | 0.095204 | 273839.2949 | 49770.0703 | 0.16445 | 252883.0547 | 158279.0625 | 0.52297 | 144374.0625 | 105356.1172 | 0.34811 | 197297.0078 | 9359.8467 | 0.030926 | 293293.2783
177 | Fulton | NORTHERN CALIFORNIA | PGE NGBA | {'Bellevue': [8.6, 16367.0], 'Penngrove': [13.3, 8703.0], 'Geysers Tap 1': [17.7, 1826.0], 'Lakeville': [19.6, 4465.0], 'Eagle Rock': [23.0, 587.0], 'Cloverdale': [24.7, 1225.0]} | 189214.7344 | 18771.9336 | 0.09921 | 170442.7969 | 0.90079 | 4991.3018 | 0.026379 | 112360.2891 | 0.59382 | 107368.9873 | 0.56745 | 19.6 | 18833.5215 | 0.099535 | 21374.8105 | 0.11297 | 0 | 33001.5352 | 0.17441 | 0 | 0 | 86647.5078 | 0.45793 | 102567.2266 | 94435.1953 | 0.49909 | 94779.5391 | 136646.2969 | 0.72218 | 52568.4375 | 162303.75 | 0.85778 | 26910.9844 | 48542.625 | 0.25655 | 140672.1094 | 7939.9351 | 0.041963 | 181274.7993
20 | Gates | SPGE | PGE Fresno | {'Avenal': [11.2, 46229.0], 'Mustang': [13.1, 59585.0], 'Henrietta': [14.2, 56080.0], 'Leprino': [17.7, 49957.0], 'Schindler': [18.1, 11085.0], 'Excelsior': [18.8, 10813.0], 'Cal Flats': [21.7, 10177.0], 'Cantua': [23.3, 3121.0], 'Arco': [27.8, 1685.0], 'GWF Hanford': [28.1, 5473.0]} | 368468.5312 | 85977.1172 | 0.23334 | 282491.4062 | 0.76666 | 108526.0156 | 0.29453 | 361558 | 0.98125 | 253031.9844 | 0.68671 | 7.5111 | 74023.25 | 0.20089 | 173657.5156 | 0.4713 | 0 | 44744.6719 | 0.12143 | 0 | 0 | 90275.7031 | 0.245 | 278192.8281 | 20234.6055 | 0.054915 | 348233.9258 | 68262.3203 | 0.18526 | 300206.2109 | 129439.3984 | 0.35129 | 239029.1328 | 30979.8633 | 0.084077 | 337488.668 | 2590.2334 | 0.0070297 | 365878.2979
303 | Gates-Midway (Proposed) | SPGE | PGE Kern | {'Arco': [8.7, 57815.0], 'Goose Lake': [15.8, 35556.0], 'Smyrna': [17.5, 27048.0], 'Olive': [19.4, 33279.0], 'Alpaugh': [21.2, 32956.0], 'Semitropic': [21.8, 7491.0], 'Kernridge': [23.2, 7250.0], 'Avenal': [24.4, 7096.0], 'Corcoran': [25.5, 16305.0], 'Waukena': [26.9, 9174.0], 'Charca': [27.0, 458.0], 'Temblor': [27.5, 1410.0], 'Caliente': [28.9, 324.0]} | 363169.625 | 93398.625 | 0.25718 | 269771 | 0.74282 | 113194.0781 | 0.31168 | 350461.9062 | 0.96501 | 237267.8281 | 0.65333 | 7.1386 | 106040.8828 | 0.29199 | 75217.3125 | 0.20711 | 0 | 104731.5 | 0.28838 | 0 | 0 | 218900.4531 | 0.60275 | 144269.1719 | 23257.0957 | 0.064039 | 339912.5293 | 47605.4258 | 0.13108 | 315564.1992 | 230792.4219 | 0.63549 | 132377.2031 | 23479.1816 | 0.064651 | 339690.4434 | 18480.6484 | 0.050887 | 344688.9766
269 | Geysers | NORTHERN CALIFORNIA | PGE NGBA | {'Eagle Rock': [6.0, 8532.0], 'Cloverdale': [14.1, 8127.0], 'Fulton': [17.7, 1826.0], 'Hopland': [23.2, 914.0], 'Bellevue': [26.0, 530.0]} | 224415.6406 | 11174.1602 | 0.049792 | 213241.4844 | 0.95021 | 28180.8828 | 0.12557 | 181359.375 | 0.80814 | 153178.4922 | 0.68257 | 11.6026 | 15959.8535 | 0.071117 | 16047.3809 | 0.071507 | 0 | 74650.1641 | 0.33264 | 61489.5469 | 0.274 | 126589.0938 | 0.56408 | 97826.5469 | 110029.7422 | 0.49029 | 114385.8984 | 171515.8281 | 0.76428 | 52899.8125 | 208897.4531 | 0.93085 | 15518.1875 | 68607.0625 | 0.30571 | 155808.5781 | 4891.9946 | 0.021799 | 219523.646
35 | Glenn | NORTHERN CALIFORNIA | PGE NGBA | {'Logan Creek': [17.7, 18015.0], 'Delevan': [29.1, 54.0]} | 360696.0625 | 43681.7227 | 0.1211 | 317014.3438 | 0.8789 | 73321.8906 | 0.20328 | 305971.3438 | 0.84828 | 232649.4531 | 0.645 | 10.099 | 62583.2617 | 0.17351 | 174901.4062 | 0.4849 | 0 | 110107.0312 | 0.30526 | 0 | 0 | 182828.5 | 0.50688 | 177867.5625 | 12367.8262 | 0.034289 | 348328.2363 | 23229.1445 | 0.064401 | 337466.918 | 200116.3594 | 0.55481 | 160579.7031 | 38737.8164 | 0.1074 | 321958.2461 | 56382.3906 | 0.15632 | 304313.6719
129 | Gold Hill | NORTHERN CALIFORNIA | PGE NGBA | {'Pleasant Grove': [14.6, 5244.0], 'Placerville': [19.7, 4874.0], 'Rio Oso': [26.2, 49.0], 'Higgins': [26.8, 2012.0]} | 121891.5078 | 21881.2031 | 0.17951 | 100010.3047 | 0.82049 | 8479.5908 | 0.069567 | 64400.8398 | 0.52835 | 55921.249 | 0.45878 | 44.6 | 5310.0132 | 0.043563 | 2402.1846 | 0.019708 | 0 | 71220.8438 | 0.5843 | 3168.1099 | 0.025991 | 78206.6172 | 0.64161 | 43684.8906 | 25084.9727 | 0.2058 | 96806.5352 | 22638.2812 | 0.18572 | 99253.2266 | 85369.2031 | 0.70037 | 36522.3047 | 42683.2305 | 0.35017 | 79208.2773 | 18714.0977 | 0.15353 | 103177.4102
165 | Goleta | GREATER LA METRO | SCE Northern | {} | 90210.8125 | 15928.3037 | 0.17657 | 74282.5078 | 0.82343 | 39974.7539 | 0.44313 | 83081.2969 | 0.92097 | 43106.543 | 0.47784 | 9.7235 | 5862.75 | 0.064989 | 2590.3376 | 0.028714 | 0 | 60363.0352 | 0.66913 | 13428.0703 | 0.14885 | 20072.5469 | 0.22251 | 70138.2656 | 2348.5115 | 0.026034 | 87862.301 | 3429.3201 | 0.038015 | 86781.4924 | 23879.6797 | 0.26471 | 66331.1328 | 52697.7539 | 0.58416 | 37513.0586 | 5267.1616 | 0.058387 | 84943.6509
82 | Goodrich | GREATER LA METRO | SCE Metro | {'Rio Hondo': [6.9, 0.0], 'Gould': [7.5, 200.0], 'Mesa': [8.0, 180.0], 'Walnut': [12.6, 0.0], 'Laguna Bell': [12.6, 46.0], 'Center': [15.4, 0.0], 'Olinda': [17.0, 0.0], 'Lighthipe': [19.3, 0.0], 'La Cienega': [19.6, 180.0], 'Del Amo': [20.9, 0.0], 'Vincent': [23.1, 0.0], 'La Fresa': [24.0, 0.0], 'El Nido': [24.1, 0.0], 'Hinson': [24.2, 0.0], 'Barre': [24.4, 0.0], 'Arcogen': [24.7, 0.0], 'Chevmain': [24.9, 0.0], 'El Segundo': [25.5, 0.0], 'Chino': [25.7, 0.0], 'Padua': [25.8, 0.0], 'Sylmar-Pac Intertie': [25.9, 45.0], 'Lewis': [26.0, 0.0], 'Alamitos': [26.6, 0.0], 'Harborgen': [26.9, 0.0], 'Redondo': [27.1, 0.0], 'Villa Park': [27.3, 0.0], 'Long Beach': [27.7, 0.0], 'Serrano': [28.1, 0.0]} | 346.4148 | 198.373 | 0.57265 | 148.0417 | 0.42735 | 5.2225 | 0.015076 | 262.2645 | 0.75708 | 257.042 | 0.74201 | 4.6283 | 0 | 0 | 0 | 0 | 0 | 72.3072 | 0.20873 | 46.8539 | 0.13525 | 0 | 0 | 346.4148 | 21.983 | 0.063458 | 324.4318 | 35.8912 | 0.10361 | 310.5235 | 37.427 | 0.10804 | 308.9877 | 106.256 | 0.30673 | 240.1587 | 88.2398 | 0.25472 | 258.1749
47 | Goose Lake | SPGE | PGE Kern | {'Semitropic': [8.0, 33531.0], 'Smyrna': [10.6, 36761.0], 'Kernridge': [14.2, 16200.0], 'Charca': [14.3, 23784.0], 'Midway': [15.4, 16189.0], 'Gates-Midway (Proposed)': [15.8, 35556.0], 'Shafter': [15.9, 19068.0], 'Temblor': [16.5, 12846.0], 'Rio Bravo': [21.1, 10001.0], 'Olive': [21.8, 16759.0], 'Arco': [22.3, 26050.0], 'Tupman': [24.4, 4069.0], 'Caliente': [24.4, 4787.0], 'Lerdo': [25.1, 2493.0], 'Alpaugh': [25.9, 10680.0], 'Norco': [26.6, 2048.0], '7th Standard': [27.6, 758.0], 'Renfro': [27.7, 727.0], 'Elk Hills': [28.3, 117.0]} | 330925.3438 | 66484.7891 | 0.20091 | 264440.5625 | 0.79909 | 49633.125 | 0.14998 | 317515.2812 | 0.95948 | 267882.1562 | 0.80949 | 7.9662 | 88795.5938 | 0.26833 | 143574.4688 | 0.43386 | 0 | 45617.0234 | 0.13785 | 0 | 0 | 116552.8203 | 0.3522 | 214372.5234 | 31402.5938 | 0.094893 | 299522.75 | 115574.8438 | 0.34925 | 215350.5 | 195754.0312 | 0.59154 | 135171.3125 | 9645.5527 | 0.029147 | 321279.791 | 14403.377 | 0.043525 | 316521.9668
83 | Gould | GREATER LA METRO | SCE Metro | {'Goodrich': [7.5, 200.0], 'Mesa': [13.4, 180.0], 'Rio Hondo': [14.3, 0.0], 'Laguna Bell': [17.1, 46.0], 'Vincent': [18.7, 360.0], 'La Cienega': [18.8, 180.0], 'Sylmar-Pac Intertie': [18.8, 417.0], 'Walnut': [20.0, 0.0], 'Center': [20.7, 0.0], 'Lighthipe': [23.5, 0.0], 'Olinda': [24.3, 0.0], 'El Nido': [24.9, 0.0], 'Chevmain': [25.2, 0.0], 'El Segundo': [25.5, 0.0], 'La Fresa': [25.6, 0.0], 'Saugus': [26.2, 63.0], 'Del Amo': [26.3, 0.0], 'Pardee': [27.2, 39.0], 'Hinson': [27.8, 0.0], 'Arcogen': [28.0, 0.0], 'Redondo': [28.2, 0.0]} | 2475.4663 | 928.9524 | 0.37526 | 1546.5139 | 0.62474 | 59.4947 | 0.024034 | 1799.1898 | 0.72681 | 1739.6951 | 0.70277 | 10.7703 | 4.1556 | 0.0016787 | 49.3959 | 0.019954 | 0 | 1813.7263 | 0.73268 | 37.9455 | 0.015329 | 872.7941 | 0.35258 | 1602.6722 | 0 | 0 | 2475.4663 | 15.4441 | 0.0062389 | 2460.0222 | 888.2382 | 0.35882 | 1587.2281 | 1062.351 | 0.42915 | 1413.1154 | 233.7818 | 0.09444 | 2241.6845
130 | Grand Island | NORTHERN CALIFORNIA | PGE NGBA | {'Shiloh III': [14.6, 28082.0], 'Birds Landing': [15.0, 28205.0], 'Eight Mile': [16.6, 7236.0], 'Contra Costa': [19.1, 26268.0], 'Peabody': [21.0, 17479.0], 'Stagg': [21.1, 1519.0], 'Vaca-Dixon & Gc Yard': [21.4, 2666.0], 'Pittsburg': [21.4, 26183.0], 'Lone Tree': [21.8, 16079.0], 'Brentwood': [22.1, 7533.0], 'Kirker': [22.5, 22566.0], 'Davis': [23.0, 104.0], 'Lockeford': [24.7, 4920.0], 'Clayton': [28.6, 3138.0], 'Weber': [28.8, 0.0], 'Putah Creek': [29.8, 0.0], 'Delta Pumps': [29.8, 0.0], 'Kelso': [30.0, 0.0]} | 326746.8125 | 43577.7461 | 0.13337 | 283169.0625 | 0.86663 | 55621.6133 | 0.17023 | 295801.4375 | 0.90529 | 240179.8242 | 0.73506 | 9.8569 | 104471.2344 | 0.31973 | 142313.7656 | 0.43555 | 0 | 60749.2617 | 0.18592 | 0 | 0 | 33616.5508 | 0.10288 | 293130.2617 | 81420.5625 | 0.24919 | 245326.25 | 92785.9141 | 0.28397 | 233960.8984 | 110786.5234 | 0.33906 | 215960.2891 | 3500.5857 | 0.010713 | 323246.2268 | 37604.418 | 0.11509 | 289142.3945
214 | Green Ridge Midway | NORTHERN CALIFORNIA | PGE GBA | {'Tesla': [1.6, 3525.0], 'Kelso': [5.0, 3144.0], 'Delta Pumps': [5.4, 3062.0], 'Cayetano': [10.1, 1837.0], 'Brentwood': [14.2, 953.0], 'Vierra': [17.8, 2190.0], 'Lone Tree': [17.9, 632.0], 'Contra Costa': [21.7, 274.0], 'Stagg': [22.5, 0.0], 'Weber': [23.2, 0.0], 'Westley': [23.2, 487.0], 'Ripon': [24.2, 415.0], 'Eight Mile': [25.7, 0.0], 'Clayton': [25.7, 359.0], 'Kirker': [26.8, 0.0], 'Newark': [26.8, 223.0], 'Pittsburg': [27.3, 0.0], 'Los Esteros': [28.0, 56.0], 'Eastshore': [29.8, 0.0]} | 249449.1562 | 3765.4463 | 0.015095 | 245683.7031 | 0.9849 | 80338.1953 | 0.32206 | 221689.3438 | 0.88872 | 141351.1484 | 0.56665 | 15.4811 | 13773.042 | 0.055214 | 83748.75 | 0.33573 | 0 | 124728.0859 | 0.50001 | 17904.3457 | 0.071776 | 133438.0938 | 0.53493 | 116011.0625 | 100532.0234 | 0.40302 | 148917.1328 | 105602.1641 | 0.42334 | 143846.9922 | 164367.3125 | 0.65892 | 85081.8438 | 71642.8516 | 0.2872 | 177806.3047 | 13272.0264 | 0.053205 | 236177.1299
98 | Gregg | SPGE | PGE Fresno | {'Borden': [6.1, 31383.0], 'Kearney (New)': [10.3, 30359.0], 'West Fresno': [10.8, 29555.0], 'California Ave': [12.5, 24188.0], 'Malaga': [15.3, 16254.0], 'Mc Mullin': [18.4, 19088.0], 'Sanger': [19.7, 2757.0], 'McCall': [22.7, 4280.0], 'Newhall': [22.8, 10432.0], 'Helm': [23.1, 8636.0], 'Dairyland': [26.1, 971.0]} | 277867.0312 | 44454.8477 | 0.15999 | 233412.1875 | 0.84001 | 28902.5645 | 0.10402 | 221811.7656 | 0.79827 | 192909.2012 | 0.69425 | 17.4542 | 73987.7188 | 0.26627 | 132843.2188 | 0.47808 | 0 | 84373.9219 | 0.30365 | 0 | 0 | 57927.1445 | 0.20847 | 219939.8867 | 92243.7109 | 0.33197 | 185623.3203 | 95113.0859 | 0.3423 | 182753.9453 | 125829.8047 | 0.45284 | 152037.2266 | 34846.4609 | 0.12541 | 243020.5703 | 42432 | 0.15271 | 235435.0312
249 | Grimway | SPGE | PGE Kern | {'Lamont': [3.4, 27725.0], 'Unknown - 3327': [3.4, 27761.0], 'Magunden': [8.6, 26776.0], 'Columbus': [11.3, 20527.0], 'Cal Water': [12.3, 15044.0], 'Bakersfield': [12.6, 21375.0], 'Stockdale': [12.6, 25815.0], 'Wheeler Ridge': [12.7, 20569.0], 'West Park': [13.4, 22086.0], 'Rosedale': [15.2, 18747.0], 'Sycamore': [15.9, 11855.0], 'Tevis': [15.9, 17263.0], 'Kern Oil': [16.1, 13890.0], 'Kern Power': [16.2, 15519.0], 'Renfro': [19.7, 8676.0], '7th Standard': [20.2, 5787.0], 'Pastoria': [21.6, 1260.0], 'Poso Mt.': [22.2, 2286.0], 'Lerdo': [24.0, 96.0], 'Tupman': [24.3, 4417.0], 'Midway - Wheeler Ridge (Proposed)': [24.6, 4902.0], 'Norco': [25.5, 4816.0], 'Rio Bravo': [26.3, 515.0], 'Highwind': [29.1, 792.0], 'Elk Hills': [29.2, 465.0]} | 266258.5625 | 30793.1934 | 0.11565 | 235465.375 | 0.88435 | 40000.043 | 0.15023 | 240341.3906 | 0.90266 | 200341.3477 | 0.75243 | 10.6681 | 22280.9355 | 0.083682 | 141787.0938 | 0.53252 | 0 | 56258.0156 | 0.21129 | 80.4517 | 0.00030216 | 86511.0625 | 0.32491 | 179747.5 | 56483.0938 | 0.21214 | 209775.4688 | 80353.3594 | 0.30179 | 185905.2031 | 121665.5547 | 0.45695 | 144593.0078 | 44099.8555 | 0.16563 | 222158.707 | 4685.5723 | 0.017598 | 261572.9902
243 | GWF Hanford Sw Sta | SPGE | PGE Fresno | {'Waukena': [9.9, 127866.0], 'Leprino': [10.6, 124011.0], 'Corcoran': [12.2, 114012.0], 'Henrietta': [14.4, 90623.0], 'Mustang': [15.4, 84139.0], 'Kingsburg': [15.5, 46913.0], 'Rector': [22.6, 6698.0], 'McCall': [23.6, 19431.0], 'Alpaugh': [23.7, 15799.0], 'Wahtoke': [26.2, 7523.0], 'Reedley': [27.6, 3319.0], 'Olive': [28.0, 2672.0], 'Gates': [28.1, 5473.0], 'Schindler': [28.9, 0.0], 'Mc Mullin': [29.3, 984.0], 'Malaga': [29.6, 552.0]} | 379097.625 | 175507.3594 | 0.46296 | 203590.2656 | 0.53704 | 38135.8984 | 0.1006 | 329902.0312 | 0.87023 | 291766.1328 | 0.76963 | 11.6051 | 180632.375 | 0.47648 | 149794 | 0.39513 | 0 | 1609.5267 | 0.0042457 | 0 | 0 | 26304.9961 | 0.069388 | 352792.6289 | 12837.457 | 0.033863 | 366260.168 | 34339.2891 | 0.090582 | 344758.3359 | 58173.7188 | 0.15345 | 320923.9062 | 677.8401 | 0.001788 | 378419.7849 | 12315.1592 | 0.032485 | 366782.4658
84 | Harborgen | GREATER LA METRO | SCE Metro | {'Long Beach': [0.9, 2183.0], 'Arcogen': [2.8, 2183.0], 'Hinson': [2.8, 2183.0], 'Alamitos': [7.5, 2089.0], 'Lighthipe': [7.6, 2125.0], 'La Fresa': [8.7, 2182.0], 'Del Amo': [8.9, 2087.0], 'Redondo': [10.4, 2182.0], 'El Nido': [11.6, 2035.0], 'Center': [12.5, 1933.0], 'Chevmain': [13.2, 930.0], 'Laguna Bell': [14.3, 193.0], 'Barre': [14.3, 1902.0], 'El Segundo': [14.4, 235.0], 'Huntington Beach': [17.0, 827.0], 'La Cienega': [17.6, 37.0], 'Ellis': [17.6, 294.0], 'Mesa': [19.0, 0.0], 'Lewis': [19.0, 2.0], 'Olinda': [21.0, 0.0], 'Johanna': [22.0, 2.0], 'Walnut': [22.5, 0.0], 'Villa Park': [22.8, 0.0], 'Serrano': [25.4, 0.0], 'Rio Hondo': [26.6, 0.0], 'Goodrich': [26.9, 0.0], 'Santiago': [27.6, 0.0]} | 6871.645 | 2167.2959 | 0.3154 | 4704.3491 | 0.6846 | 1034.4404 | 0.15054 | 3906.0205 | 0.56843 | 2871.5801 | 0.41789 | 37.5 | 0 | 0 | 0 | 0 | 0 | 0 | 0 | 0 | 0 | 10.0224 | 0.0014585 | 6861.6226 | 595.5212 | 0.086664 | 6276.1238 | 4602.9751 | 0.66985 | 2268.6699 | 4612.9976 | 0.67131 | 2258.6475 | 0 | 0 | 6871.645 | 32.8858 | 0.0047857 | 6838.7592
310 | Harry Allen | NEVADA MAJOR |  | {'Desert View': [26.7, 0.0]} | 0 | 0 | 0 | 0 | 0 | 0 | 0 | 0 | 0 | 0 | 0 | 0 | 0 | 0 | 0 | 0 | 0 | 0 | 0 | 0 | 0 | 0 | 0 | 0 | 0 | 0 | 0 | 0 | 0 | 0 | 0 | 0 | 0 | 0 | 0 | 0 | 0 | 0 | 0
283 | Hassayampa | ARIZONA MINOR | SDGE Arizona | {'Palo Verde': [2.7, 102744.0], 'Delaney': [14.1, 64680.0]} | 177546.5938 | 103933.3594 | 0.58539 | 73613.2344 | 0.41461 | 0 | 0 | 0 | 0 | 0 | 0 | 0 | 0 | 0 | 0 | 0 | 0 | 0 | 0 | 0 | 0 | 0 | 0 | 177546.5938 | 0 | 0 | 177546.5938 | 0 | 0 | 177546.5938 | 0 | 0 | 177546.5938 | 0 | 0 | 177546.5938 | 0 | 0 | 177546.5938
21 | Helm | SPGE | PGE Fresno | {'Mc Mullin': [10.4, 101853.0], 'Tranquility': [12.7, 81990.0], 'Schindler': [13.2, 98526.0], 'Excelsior': [13.6, 91786.0], 'Cantua': [14.5, 99564.0], 'Mendota': [18.0, 53366.0], 'Kearney (New)': [18.1, 47421.0], 'Cheney': [20.0, 49255.0], 'Newhall': [20.8, 18509.0], 'West Fresno': [21.7, 27696.0], 'Panoche': [22.9, 32532.0], 'Gregg': [23.1, 8636.0], 'California Ave': [24.5, 15031.0], 'Borden': [25.2, 1950.0], 'Malaga': [25.9, 9276.0], 'Henrietta': [28.5, 3491.0], 'Mustang': [28.6, 2973.0], 'McCall': [29.8, 50.0]} | 406026.875 | 184427.7031 | 0.45423 | 221599.1719 | 0.54577 | 76051.1094 | 0.18731 | 384329.0625 | 0.94656 | 308277.9531 | 0.75926 | 7.4467 | 236592.0156 | 0.5827 | 134391.625 | 0.33099 | 0 | 8525.291 | 0.020997 | 0 | 0 | 87533.3984 | 0.21559 | 318493.4766 | 40842.8828 | 0.10059 | 365183.9922 | 49121.2773 | 0.12098 | 356905.5977 | 116079.1172 | 0.28589 | 289947.7578 | 1213.4889 | 0.0029887 | 404813.3861 | 10494.7891 | 0.025848 | 395532.0859
72 | Henrietta | SPGE | PGE Fresno | {'Mustang': [1.1, 156279.0], 'Leprino': [3.9, 150696.0], 'Gates': [14.2, 56080.0], 'GWF Hanford': [14.4, 90623.0], 'Schindler': [17.2, 19314.0], 'Waukena': [19.6, 74064.0], 'Excelsior': [21.3, 15570.0], 'Corcoran': [21.4, 64858.0], 'Avenal': [21.8, 23595.0], 'Kingsburg': [24.7, 4909.0], 'Mc Mullin': [24.7, 9707.0], 'Cantua': [27.6, 1913.0], 'Helm': [28.5, 3491.0], 'McCall': [29.4, 483.0]} | 382947.5625 | 165123.8594 | 0.43119 | 217823.7031 | 0.56881 | 85316.4297 | 0.22279 | 347652.75 | 0.90783 | 262336.3203 | 0.68505 | 8.8294 | 167573.875 | 0.43759 | 172224.625 | 0.44973 | 0 | 6716.8662 | 0.01754 | 0 | 0 | 39591.5039 | 0.10339 | 343356.0586 | 10362.4482 | 0.02706 | 372585.1143 | 19665.7129 | 0.051354 | 363281.8496 | 55202.1133 | 0.14415 | 327745.4492 | 0 | 0 | 382947.5625 | 6944.5049 | 0.018134 | 376003.0576
167 | Hicks | NORTHERN CALIFORNIA | PGE GBA | {'Metcalf Energy Center': [8.5, 3538.0], 'Metcalf 1': [8.8, 3506.0], 'Scott': [10.3, 2349.0], 'Los Esteros': [13.5, 1745.0], 'Newark': [19.0, 1024.0], 'Llagas': [24.6, 847.0], 'Eastshore': [29.5, 0.0]} | 72208.8125 | 5822.793 | 0.080638 | 66386.0156 | 0.91936 | 5985.5054 | 0.082892 | 38679.6719 | 0.53566 | 32694.1665 | 0.45277 | 20.6564 | 1551.0089 | 0.021479 | 815.8746 | 0.011299 | 0 | 34283.0977 | 0.47478 | 31.6046 | 0.00043768 | 42962.6133 | 0.59498 | 29246.1992 | 11200.9834 | 0.15512 | 61007.8291 | 39815.2578 | 0.55139 | 32393.5547 | 59330.75 | 0.82166 | 12878.0625 | 25185.6055 | 0.34879 | 47023.207 | 2164.968 | 0.029982 | 70043.8445
112 | Higgins | NORTHERN CALIFORNIA | PGE NGBA | {'Brunswick': [13.3, 11934.0], 'Pleasant Grove': [19.2, 10009.0], 'Colgate': [20.5, 1452.0], 'Rio Oso': [21.6, 1918.0], 'Drum 1': [22.8, 5579.0], 'Olivehurst': [24.5, 67.0], 'East Marysville': [26.6, 67.0], 'Gold Hill': [26.8, 2012.0], 'Placerville': [27.2, 1441.0]} | 190589.8594 | 25442.1738 | 0.13349 | 165147.6875 | 0.86651 | 3504.1365 | 0.018386 | 69946.7656 | 0.367 | 66442.6292 | 0.34862 | 33.8122 | 6574.9614 | 0.034498 | 3458.3335 | 0.018145 | 0 | 157415.2812 | 0.82594 | 12427.1279 | 0.065204 | 154588.9219 | 0.81111 | 36000.9375 | 11779.7373 | 0.061807 | 178810.1221 | 20097.4023 | 0.10545 | 170492.457 | 157344.6406 | 0.82557 | 33245.2188 | 38219.2656 | 0.20053 | 152370.5938 | 16597.6133 | 0.087086 | 173992.2461
39 | High Line | GREATER IMPERIAL | SDGE Imperial | {'North Gila - IV (Proposed)': [4.3, 16133.0], 'El Centro': [15.5, 17255.0], 'Imperial Valley': [26.0, 2879.0], 'Arkansas': [27.5, 1206.0], 'Sonora': [29.4, 308.0]} | 168492.1719 | 24185.4766 | 0.14354 | 144306.6875 | 0.85646 | 27602.625 | 0.16382 | 163525.375 | 0.97052 | 135922.75 | 0.8067 | 8.5971 | 17855.8906 | 0.10597 | 114136.4375 | 0.6774 | 0 | 0 | 0 | 0 | 0 | 6880.4902 | 0.040836 | 161611.6816 | 28601.7012 | 0.16975 | 139890.4707 | 28601.7012 | 0.16975 | 139890.4707 | 35482.1914 | 0.21059 | 133009.9805 | 15017.8516 | 0.089131 | 153474.3203 | 8518.4385 | 0.050557 | 159973.7334
240 | Highwind | GREATER TEHACHAPI | SCE Northern | {'Windhub': [7.1, 50458.0], 'Whirlwind': [16.9, 25419.0], 'Pastoria': [28.7, 0.0], 'Antelope': [28.8, 1311.0], 'Grimmway-Malaga': [29.1, 792.0]} | 193706.1406 | 60733.6055 | 0.31353 | 132972.5312 | 0.68647 | 30025.8945 | 0.15501 | 106189.5312 | 0.5482 | 76163.6367 | 0.39319 | 28.7458 | 686.8594 | 0.0035459 | 3862.2778 | 0.019939 | 0 | 51243.082 | 0.26454 | 43102.0586 | 0.22251 | 63279.8984 | 0.32668 | 130426.2422 | 42902.2734 | 0.22148 | 150803.8672 | 63498.4297 | 0.32781 | 130207.7109 | 112393.9766 | 0.58023 | 81312.1641 | 59542.8867 | 0.30739 | 134163.2539 | 2315.6802 | 0.011955 | 191390.4604
208 | Hilltop | NORTHERN CALIFORNIA | Northeast CA | {} | 363427.8438 | 35524.8789 | 0.097749 | 327902.9688 | 0.90225 | 0 | 0 | 0 | 0 | 0 | 0 | 0 | 23869.9668 | 0.06568 | 15988.8477 | 0.043995 | 0 | 75396.5391 | 0.20746 | 0 | 0 | 158877.5625 | 0.43716 | 204550.2812 | 74587.9609 | 0.20523 | 288839.8828 | 41698.3867 | 0.11474 | 321729.457 | 219697.8281 | 0.60452 | 143730.0156 | 250131.4844 | 0.68826 | 113296.3594 | 40902.2188 | 0.11255 | 322525.625
85 | Hinson | GREATER LA METRO | SCE Metro | {'Arcogen': [1.2, 2184.0], 'Harborgen': [2.8, 2183.0], 'Long Beach': [3.7, 2183.0], 'Lighthipe': [5.0, 2125.0], 'La Fresa': [7.2, 2183.0], 'Del Amo': [7.5, 2087.0], 'Alamitos': [8.0, 2089.0], 'Redondo': [9.7, 2183.0], 'Center': [10.1, 1933.0], 'El Nido': [10.1, 2036.0], 'Laguna Bell': [11.6, 193.0], 'Chevmain': [11.9, 931.0], 'El Segundo': [13.1, 236.0], 'Barre': [13.9, 1902.0], 'La Cienega': [15.4, 38.0], 'Mesa': [16.3, 0.0], 'Huntington Beach': [18.5, 827.0], 'Lewis': [18.6, 2.0], 'Ellis': [18.6, 294.0], 'Olinda': [19.4, 0.0], 'Walnut': [20.4, 0.0], 'Villa Park': [22.3, 0.0], 'Johanna': [22.5, 2.0], 'Rio Hondo': [24.1, 0.0], 'Goodrich': [24.2, 0.0], 'Serrano': [24.9, 0.0], 'Gould': [27.8, 0.0], 'Santiago': [28.3, 0.0]} | 6031.9438 | 2168.0776 | 0.35943 | 3863.8662 | 0.64057 | 1034.4404 | 0.17149 | 3906.0205 | 0.64756 | 2871.5801 | 0.47606 | 29.5 | 0 | 0 | 0 | 0 | 0 | 0 | 0 | 0 | 0 | 10.0224 | 0.0016616 | 6021.9215 | 595.5212 | 0.098728 | 5436.4226 | 3762.5024 | 0.62376 | 2269.4414 | 3772.5249 | 0.62542 | 2259.4189 | 0 | 0 | 6031.9438 | 32.8858 | 0.0054519 | 5999.058
131 | Hollister | SPGE | PGE GBA | {'Llagas': [13.0, 23620.0], 'Moss Landing': [20.8, 9094.0], 'Los Banos': [25.0, 0.0], 'Quinto': [25.7, 0.0]} | 255257.125 | 30967.582 | 0.12132 | 224289.5469 | 0.87868 | 87987.3828 | 0.3447 | 220801.5312 | 0.86502 | 132814.1484 | 0.52032 | 9.1594 | 23083.7246 | 0.090433 | 28889.8379 | 0.11318 | 0 | 174225.9688 | 0.68255 | 14888.958 | 0.058329 | 142993.3125 | 0.56019 | 112263.8125 | 34203.4727 | 0.134 | 221053.6523 | 69564.3984 | 0.27253 | 185692.7266 | 174810.125 | 0.68484 | 80447 | 133690.625 | 0.52375 | 121566.5 | 11081.5889 | 0.043413 | 244175.5361
5 | Honcut | NORTHERN CALIFORNIA | PGE NGBA | {'Palermo': [10.1, 11193.0], 'Pease': [11.0, 10499.0], 'East Marysville': [11.0, 14186.0], 'Wyandotte': [12.2, 10611.0], 'Thermalito': [13.5, 9928.0], 'Olivehurst': [16.0, 9484.0], 'Table Mt.': [16.4, 9499.0], 'Colgate': [21.7, 4631.0], 'Rio Oso': [27.5, 1055.0]} | 273413.9375 | 24079.1055 | 0.088068 | 249334.8281 | 0.91193 | 12368.5186 | 0.045237 | 201812.6094 | 0.73812 | 189444.0908 | 0.69288 | 15.7295 | 94579.6641 | 0.34592 | 68263.7031 | 0.24967 | 0 | 87887.8984 | 0.32145 | 0 | 0 | 174109.8438 | 0.6368 | 99304.0938 | 30975.2344 | 0.11329 | 242438.7031 | 83124.5625 | 0.30402 | 190289.375 | 222820.0938 | 0.81496 | 50593.8438 | 42268.457 | 0.1546 | 231145.4805 | 26995.2812 | 0.098734 | 246418.6562
284 | Hoodoo Wash | ARIZONA MINOR | SDGE Arizona | {} | 119968.1406 | 89563.2812 | 0.74656 | 30404.8594 | 0.25344 | 0 | 0 | 0 | 0 | 0 | 0 | 0 | 0 | 0 | 0 | 0 | 0 | 0 | 0 | 0 | 0 | 0 | 0 | 119968.1406 | 0 | 0 | 119968.1406 | 0 | 0 | 119968.1406 | 0 | 0 | 119968.1406 | 0 | 0 | 119968.1406 | 0 | 0 | 119968.1406
102 | Hopland | NORTHERN CALIFORNIA | PGE NGBA | {'Cloverdale': [12.7, 7266.0], 'Ukiah': [13.2, 14302.0], 'Calpella': [16.6, 5876.0], 'Eagle Rock': [17.6, 4615.0], 'Mendocino': [20.2, 3028.0], 'Geysers Tap 1': [23.2, 914.0]} | 182549.7031 | 20971.2344 | 0.11488 | 161578.4688 | 0.88512 | 8837.668 | 0.048412 | 159440.3594 | 0.87341 | 150602.6914 | 0.825 | 9.5 | 7414.1733 | 0.040615 | 11377.7354 | 0.062327 | 0 | 87006.2656 | 0.47662 | 76389.7734 | 0.41846 | 100201.3672 | 0.5489 | 82348.3359 | 58190.4844 | 0.31877 | 124359.2188 | 83013.8984 | 0.45475 | 99535.8047 | 140868.875 | 0.77167 | 41680.8281 | 80258.2734 | 0.43965 | 102291.4297 | 2513.3511 | 0.013768 | 180036.3521
312 | Humboldt | NORTHERN CALIFORNIA | PGE NGBA | {'Bridgeville': [27.2, 917.0]} | 145556.9219 | 42571.3008 | 0.29247 | 102985.625 | 0.70753 | 44170.8281 | 0.30346 | 122899.2969 | 0.84434 | 78728.4688 | 0.54088 | 9 | 0 | 0 | 0 | 0 | 0 | 0 | 0 | 0 | 0 | 6710.2935 | 0.046101 | 138846.6284 | 56205.4297 | 0.38614 | 89351.4922 | 63688.1992 | 0.43755 | 81868.7227 | 66458.3359 | 0.45658 | 79098.5859 | 39278.9961 | 0.26985 | 106277.9258 | 20032.9746 | 0.13763 | 125523.9473
201 | Huntington Beach | GREATER LA METRO | SCE Metro | {'Ellis': [3.4, 665.0], 'Johanna': [8.6, 372.0], 'Alamitos': [10.8, 844.0], 'Barre': [11.2, 874.0], 'Lewis': [12.1, 325.0], 'Santiago': [12.2, 371.0], 'Villa Park': [14.3, 317.0], 'Del Amo': [15.5, 827.0], 'Long Beach': [16.5, 827.0], 'Serrano': [16.6, 317.0], 'Harborgen': [17.0, 827.0], 'Trabuco': [18.5, 366.0], 'Hinson': [18.5, 827.0], 'Arcogen': [19.3, 827.0], 'Viejo': [19.4, 334.0], 'Lighthipe': [19.8, 827.0], 'Capistrano': [20.2, 324.0], 'Center': [20.8, 827.0], 'Olinda': [20.9, 0.0], 'Margarita': [21.2, 334.0], 'Laguna Bell': [24.8, 37.0], 'Walnut': [25.0, 0.0], 'La Fresa': [25.6, 826.0], 'Talega': [27.0, 2.0], 'Redondo': [27.4, 826.0], 'Mesa': [28.0, 0.0], 'El Nido': [28.5, 679.0], 'Chino': [29.8, 0.0]} | 6773.1011 | 1187.8627 | 0.17538 | 5585.2383 | 0.82462 | 398.4338 | 0.058826 | 1015.6848 | 0.14996 | 617.251 | 0.091133 | 51.5 | 2.3585 | 0.00034822 | 13.3853 | 0.0019762 | 0 | 74.7707 | 0.011039 | 0 | 0 | 131.2249 | 0.019374 | 6641.8761 | 1480.9771 | 0.21866 | 5292.124 | 5366.9517 | 0.79239 | 1406.1494 | 5495.9917 | 0.81144 | 1277.1094 | 17.9751 | 0.0026539 | 6755.126 | 396.5903 | 0.058554 | 6376.5108
100 | Ignacio | NORTHERN CALIFORNIA | PGE NGBA | {'Lakeville': [12.2, 8186.0], 'Carquinez': [15.9, 6389.0], 'Penngrove': [18.2, 3915.0], 'Tulucay': [18.9, 5080.0], 'Bellevue': [22.9, 334.0], 'Martinez': [23.5, 482.0], 'Martin': [26.8, 1305.0]} | 82018.3516 | 10897.8525 | 0.13287 | 71120.5 | 0.86713 | 15313.9746 | 0.18671 | 64671.0664 | 0.7885 | 49357.0918 | 0.60178 | 28.5 | 13812.1973 | 0.1684 | 5380.1191 | 0.065597 | 0 | 37101.2852 | 0.45235 | 0 | 0 | 49250.6016 | 0.60048 | 32767.75 | 24043.3223 | 0.29315 | 57975.0293 | 41811.1719 | 0.50978 | 40207.1797 | 65027.9648 | 0.79285 | 16990.3867 | 22635.6191 | 0.27598 | 59382.7324 | 6849.9136 | 0.083517 | 75168.438
265 | IID System | GREATER IMPERIAL | SCE Eastern | {'Sonora': [7.6, 33595.0], 'Arkansas': [7.8, 33521.0], 'El Centro': [27.8, 794.0]} | 219496.5 | 42737.7812 | 0.19471 | 176758.7188 | 0.80529 | 31656.5801 | 0.14422 | 212380.4219 | 0.96758 | 180723.8418 | 0.82336 | 8.1203 | 42327.2578 | 0.19284 | 100619.0391 | 0.45841 | 0 | 0 | 0 | 0 | 0 | 9065.1572 | 0.0413 | 210431.3428 | 79603.7812 | 0.36267 | 139892.7188 | 98106.5781 | 0.44696 | 121389.9219 | 105396.3203 | 0.48017 | 114100.1797 | 29810.5469 | 0.13581 | 189685.9531 | 15700.7266 | 0.071531 | 203795.7734
40 | Imperial Valley | GREATER IMPERIAL | SDGE Imperial | {'El Centro': [11.9, 29374.0], 'Ocotillo Express': [19.2, 1638.0], 'East County': [24.6, 769.0], 'Highline': [26.0, 2879.0], 'North Gila - IV (Proposed)': [29.3, 536.0]} | 131529.3125 | 30724.0137 | 0.23359 | 100805.2969 | 0.76641 | 18937.0547 | 0.14398 | 126379.2812 | 0.96085 | 107442.2266 | 0.81687 | 9.72 | 14687.1953 | 0.11166 | 66787.6484 | 0.50778 | 0 | 0 | 0 | 0 | 0 | 5990.4243 | 0.045544 | 125538.8882 | 13723.4375 | 0.10434 | 117805.875 | 16800.6562 | 0.12773 | 114728.6562 | 22791.0801 | 0.17328 | 108738.2324 | 19812.2461 | 0.15063 | 111717.0664 | 9258.9355 | 0.070394 | 122270.377
285 | Innovation | SNV ELDORADO DESERT | SCE EOP | {'Vista 2': [18.6, 5376.0], 'Lathrop': [24.0, 1740.0], 'Pahrump': [26.6, 2915.0], 'Gamebird': [29.2, 35.0]} | 82813.6172 | 21897.1816 | 0.26442 | 60916.4375 | 0.73558 | 0 | 0 | 0 | 0 | 0 | 0 | 0 | 0 | 0 | 0 | 0 | 0 | 0 | 0 | 0 | 0 | 0 | 0 | 82813.6172 | 0 | 0 | 82813.6172 | 0 | 0 | 82813.6172 | 0 | 0 | 82813.6172 | 0 | 0 | 82813.6172 | 0 | 0 | 82813.6172
215 | Inyo | GREATER KRAMER | SCE NOL | {'Control': [2.2, 3618.0]} | 39828.1602 | 4181.0098 | 0.10498 | 35647.1484 | 0.89502 | 33433.5078 | 0.83944 | 39073.3516 | 0.98105 | 5639.8438 | 0.1416 | 2.1214 | 2.4521 | 6.1567e-05 | 0 | 0 | 0 | 2640.9709 | 0.066309 | 0 | 0 | 0 | 0 | 39828.1602 | 9302.0127 | 0.23355 | 30526.1475 | 14423.8418 | 0.36215 | 25404.3184 | 15295.9209 | 0.38405 | 24532.2393 | 30246.625 | 0.75943 | 9581.5352 | 3161.76 | 0.079385 | 36666.4001
66 | Inyokern | GREATER KRAMER | SCE NOL | {'Randsburg': [21.5, 26.0]} | 33890.0391 | 9702.9736 | 0.28631 | 24187.0664 | 0.71369 | 419.4631 | 0.012377 | 15414.9062 | 0.45485 | 14995.4432 | 0.44247 | 26.6 | 0 | 0 | 0 | 0 | 0 | 356.3033 | 0.010514 | 0 | 0 | 20757.8516 | 0.61251 | 13132.1875 | 11142.2588 | 0.32878 | 22747.7803 | 2033.8113 | 0.060012 | 31856.2278 | 22679.7676 | 0.66922 | 11210.2715 | 10089.3145 | 0.29771 | 23800.7246 | 34.1922 | 0.0010089 | 33855.8469
260 | Ivanpah | SNV ELDORADO DESERT | SCE EOP | {'Primm': [9.5, 3070.0]} | 12217.6816 | 3066.8325 | 0.25102 | 9150.8496 | 0.74898 | 6277.9717 | 0.51384 | 7398.897 | 0.60559 | 1120.9253 | 0.091746 | 2.3597 | 0 | 0 | 0 | 0 | 0 | 0 | 0 | 0 | 0 | 4810.5815 | 0.39374 | 7407.1001 | 4445.2236 | 0.36384 | 7772.458 | 605.4484 | 0.049555 | 11612.2333 | 5372.4478 | 0.43973 | 6845.2339 | 2928.0068 | 0.23965 | 9289.6748 | 0 | 0 | 12217.6816
170 | Jessup | NORTHERN CALIFORNIA | PGE NGBA | {'Cottonwood': [5.5, 39139.0]} | 259251.6406 | 47186.7539 | 0.18201 | 212064.8906 | 0.81799 | 26933.1562 | 0.10389 | 158413.875 | 0.61104 | 131480.7188 | 0.50715 | 26 | 7996.0234 | 0.030843 | 8080.8354 | 0.03117 | 0 | 167929.7344 | 0.64775 | 79642.2188 | 0.3072 | 139058.4219 | 0.53638 | 120193.2188 | 35731.668 | 0.13783 | 223519.9727 | 36080.332 | 0.13917 | 223171.3086 | 158033.875 | 0.60958 | 101217.7656 | 108006.0078 | 0.41661 | 151245.6328 | 27603.9434 | 0.10648 | 231647.6973
115 | Johanna | GREATER LA METRO | SCE Metro | {'Ellis': [5.6, 825.0], 'Santiago': [5.9, 825.0], 'Villa Park': [7.1, 771.0], 'Lewis': [7.1, 779.0], 'Huntington Beach': [8.6, 372.0], 'Serrano': [8.7, 771.0], 'Barre': [9.9, 233.0], 'Viejo': [12.5, 788.0], 'Alamitos': [14.6, 18.0], 'Trabuco': [14.6, 696.0], 'Olinda': [16.5, 125.0], 'Del Amo': [16.8, 2.0], 'Margarita': [17.2, 642.0], 'Capistrano': [17.6, 579.0], 'Center': [20.8, 2.0], 'Walnut': [21.1, 1.0], 'Lighthipe': [21.8, 2.0], 'Long Beach': [21.8, 2.0], 'Harborgen': [22.0, 2.0], 'Chino': [22.0, 57.0], 'Hinson': [22.5, 2.0], 'Lee Lake (Proposed)': [23.3, 7.0], 'Arcogen': [23.6, 2.0], 'Talega': [24.2, 3.0], 'Laguna Bell': [24.8, 0.0], 'Mira Loma': [26.2, 0.0], 'Mesa': [26.8, 0.0], 'Rio Hondo': [28.0, 0.0], 'San Onofre': [29.3, 0.0], 'La Fresa': [29.7, 0.0]} | 12970.3643 | 818.9385 | 0.063139 | 12151.4258 | 0.93686 | 1393.3342 | 0.10742 | 5051.1494 | 0.38944 | 3657.8152 | 0.28201 | 49 | 20.6617 | 0.001593 | 37.1755 | 0.0028662 | 0 | 1546.962 | 0.11927 | 5100.8267 | 0.39327 | 2688.7239 | 0.2073 | 10281.6404 | 4382.0742 | 0.33785 | 8588.29 | 9309.7676 | 0.71777 | 3660.5967 | 11402.4951 | 0.87912 | 1567.8691 | 4571.3281 | 0.35244 | 8399.0361 | 1189.9268 | 0.091742 | 11780.4375
124 | Julian Hinds | RIVERSIDE | SCE Eastern | {'Kem': [13.4, 3608.0], 'Red Bluff': [18.1, 2751.0]} | 19227.2734 | 3598.9119 | 0.18718 | 15628.3613 | 0.81282 | 8104.5176 | 0.42151 | 18628.8926 | 0.96888 | 10524.375 | 0.54737 | 6.4889 | 214.9065 | 0.011177 | 0 | 0 | 0 | 0 | 0 | 0 | 0 | 2661.5884 | 0.13843 | 16565.6851 | 6599.7612 | 0.34325 | 12627.5122 | 327.2448 | 0.01702 | 18900.0287 | 8835.9326 | 0.45955 | 10391.3408 | 9864.2744 | 0.51304 | 9362.999 | 0 | 0 | 19227.2734
22 | Kearney | SPGE | PGE Fresno | {'West Fresno': [3.6, 72111.0], 'California Ave': [6.6, 54589.0], 'Malaga': [8.7, 43816.0], 'Mc Mullin': [9.7, 71729.0], 'Gregg': [10.3, 30359.0], 'McCall': [15.0, 26960.0], 'Sanger': [15.1, 19588.0], 'Borden': [16.0, 17521.0], 'Helm': [18.1, 47421.0], 'Kingsburg': [22.4, 12994.0], 'Wahtoke': [24.7, 9342.0], 'Schindler': [25.3, 15414.0], 'Newhall': [27.1, 289.0], 'Excelsior': [28.7, 1802.0], 'Reedley': [29.0, 436.0]} | 302607.6875 | 93413.3125 | 0.30869 | 209194.375 | 0.69131 | 19258.6445 | 0.063642 | 222918.25 | 0.73666 | 203659.6055 | 0.67302 | 18 | 95274.3828 | 0.31484 | 187273.7812 | 0.61887 | 0 | 8705.5547 | 0.028768 | 0 | 0 | 19868.0176 | 0.065656 | 282739.6699 | 25031.4668 | 0.082719 | 277576.2207 | 25031.4668 | 0.082719 | 277576.2207 | 39134.9219 | 0.12933 | 263472.7656 | 0 | 0 | 302607.6875 | 4340.7939 | 0.014345 | 298266.8936
144 | Kearny | SAN DIEGO | SDGE Imperial | {'Mission': [3.4, 1136.0], 'Old Town': [5.8, 1035.0], 'Penasquitos': [7.8, 945.0], 'Sycamore Canyon': [8.3, 241.0], 'Silvergate': [9.5, 1035.0], 'Miguel': [13.7, 908.0], 'Bay Boulevard': [15.6, 985.0], 'Escondido': [20.2, 239.0], 'Palomar Airport': [21.9, 103.0], 'Otay Mesa': [22.0, 88.0], 'Encina': [24.0, 1.0], 'Suncrest': [26.2, 0.0], 'San Luis Rey': [28.6, 0.0]} | 14388.8271 | 1251.303 | 0.086964 | 13137.5244 | 0.91304 | 2813.3145 | 0.19552 | 6704.3643 | 0.46594 | 3891.0498 | 0.27042 | 21.4091 | 144.3813 | 0.010034 | 11.2764 | 0.00078369 | 0 | 2217.865 | 0.15414 | 5932.6797 | 0.41231 | 6013.0059 | 0.41789 | 8375.8213 | 5559.7207 | 0.38639 | 8829.1064 | 9153.5781 | 0.63616 | 5235.249 | 12998.8906 | 0.9034 | 1389.9365 | 1438.5609 | 0.099978 | 12950.2662 | 348.0619 | 0.02419 | 14040.7653
251 | Kelso | NORTHERN CALIFORNIA | PGE GBA | {'Delta Pumps': [1.0, 4834.0], 'Midway Green Ridge Services': [5.0, 3144.0], 'Tesla': [6.2, 2949.0], 'Brentwood': [9.3, 2725.0], 'Cayetano': [10.0, 3387.0], 'Lone Tree': [13.4, 2405.0], 'Contra Costa': [17.1, 1934.0], 'Vierra': [18.0, 1792.0], 'Stagg': [19.3, 0.0], 'Weber': [21.5, 0.0], 'Eight Mile': [21.9, 0.0], 'Clayton': [22.4, 2131.0], 'Kirker': [22.6, 1634.0], 'Pittsburg': [23.0, 1634.0], 'Ripon': [25.1, 30.0], 'Birds Landing': [25.8, 1155.0], 'Westley': [26.4, 89.0], 'Shiloh III': [28.9, 0.0], 'Newark': [29.3, 0.0], 'Grand Island': [30.0, 0.0]} | 253338.6094 | 4913.0605 | 0.019393 | 248425.5469 | 0.98061 | 66524.7109 | 0.26259 | 221384.8281 | 0.87387 | 154860.1172 | 0.61128 | 15.0212 | 15943.7695 | 0.062935 | 104241.5859 | 0.41147 | 0 | 111962.7266 | 0.44195 | 4618.3931 | 0.01823 | 113223.5547 | 0.44693 | 140115.0547 | 94021.7578 | 0.37113 | 159316.8516 | 99820.5625 | 0.39402 | 153518.0469 | 146048.8594 | 0.5765 | 107289.75 | 45575.7852 | 0.1799 | 207762.8242 | 16080.5 | 0.063474 | 237258.1094
126 | Kern | RIVERSIDE | SCE Eastern | {'Julian Hinds': [13.4, 3608.0], 'Red Bluff': [15.1, 10796.0]} | 43121.5234 | 11644.0508 | 0.27003 | 31477.4727 | 0.72997 | 17854.9727 | 0.41406 | 42533.5859 | 0.98637 | 24678.6133 | 0.5723 | 5.1841 | 345.4585 | 0.0080113 | 0 | 0 | 0 | 0 | 0 | 0 | 0 | 3145.8716 | 0.072954 | 39975.6519 | 6706.5239 | 0.15553 | 36414.9995 | 51.0702 | 0.0011843 | 43070.4532 | 9773.8398 | 0.22666 | 33347.6836 | 20179.1875 | 0.46796 | 22942.3359 | 262.9671 | 0.0060983 | 42858.5564
65 | Kern Oil | SPGE | PGE Kern | {'Sycamore': [1.9, 48126.0], 'Bakersfield': [3.8, 44440.0], 'West Park': [4.7, 42433.0], 'Rosedale': [5.4, 40719.0], 'Columbus': [5.4, 42486.0], 'Kern Power': [6.0, 39025.0], '7th Standard': [6.2, 42136.0], 'Cal Water': [6.9, 41442.0], 'Magunden': [7.8, 32632.0], 'Lerdo': [8.5, 37978.0], 'Stockdale': [8.9, 30008.0], 'Renfro': [8.9, 32901.0], 'Poso Mt.': [8.9, 36466.0], 'Tevis': [10.3, 23136.0], 'Unknown - 3327': [13.3, 13811.0], 'Lamont': [13.4, 13773.0], 'Rio Bravo': [13.5, 21753.0], 'Tupman': [15.3, 12110.0], 'Grimmway-Malaga': [16.1, 13890.0], 'Shafter': [17.5, 16442.0], 'Norco': [19.5, 7185.0], 'Charca': [20.7, 11478.0], 'Wheeler Ridge': [24.4, 6183.0], 'Midway': [24.5, 3374.0], 'Elk Hills': [25.0, 866.0], 'Semitropic': [25.9, 2184.0], 'Midway - Wheeler Ridge (Proposed)': [26.1, 2693.0], 'Vestal': [27.9, 354.0]} | 291825.875 | 52206.582 | 0.1789 | 239619.2969 | 0.8211 | 39517.7383 | 0.13542 | 264871.625 | 0.90764 | 225353.8867 | 0.77222 | 12.4208 | 12890.2783 | 0.044171 | 108503.9766 | 0.37181 | 0 | 114109.8125 | 0.39102 | 0 | 0 | 138929.5312 | 0.47607 | 152896.3438 | 42759.625 | 0.14652 | 249066.25 | 83316.7734 | 0.2855 | 208509.1016 | 158938.0781 | 0.54463 | 132887.7969 | 52925.6289 | 0.18136 | 238900.2461 | 10413.6465 | 0.035684 | 281412.2285
238 | Kern Power | SPGE | PGE Kern | {'Rosedale': [1.1, 51932.0], 'West Park': [3.2, 47053.0], 'Renfro': [3.8, 44320.0], 'Tevis': [4.5, 36977.0], '7th Standard': [4.5, 41241.0], 'Stockdale': [4.7, 36458.0], 'Bakersfield': [5.3, 43666.0], 'Kern Oil': [6.0, 39025.0], 'Sycamore': [7.8, 34940.0], 'Lerdo': [8.9, 33455.0], 'Columbus': [9.0, 37628.0], 'Tupman': [9.9, 23047.0], 'Magunden': [10.0, 33396.0], 'Rio Bravo': [10.2, 27524.0], 'Cal Water': [11.5, 33060.0], 'Norco': [13.6, 18540.0], 'Unknown - 3327': [14.4, 14682.0], 'Lamont': [14.5, 14630.0], 'Poso Mt.': [14.7, 26124.0], 'Shafter': [15.5, 20527.0], 'Grimmway-Malaga': [16.2, 15519.0], 'Elk Hills': [19.0, 7187.0], 'Midway': [20.1, 9005.0], 'Midway - Wheeler Ridge (Proposed)': [20.3, 8668.0], 'Charca': [20.3, 14499.0], 'Wheeler Ridge': [21.2, 14037.0], 'Semitropic': [24.5, 6875.0], 'Taft': [27.5, 0.0]} | 292033.2812 | 53144.3789 | 0.18198 | 238888.9062 | 0.81802 | 23426.291 | 0.080218 | 260754.5625 | 0.89289 | 237328.2715 | 0.81268 | 12.8436 | 27646.9746 | 0.094671 | 140461.2969 | 0.48098 | 0 | 47855.4922 | 0.16387 | 0 | 0 | 89922.6094 | 0.30792 | 202110.6719 | 48197.2773 | 0.16504 | 243836.0039 | 89726.1406 | 0.30725 | 202307.1406 | 140795.8125 | 0.48212 | 151237.4688 | 8200.4268 | 0.02808 | 283832.8545 | 18904.1855 | 0.064733 | 273129.0957
48 | Kernridge | SPGE | PGE Kern | {'Temblor': [4.8, 40963.0], 'Caliente': [10.9, 31995.0], 'Goose Lake': [14.2, 16200.0], 'Midway': [16.4, 17102.0], 'Carrizo Plains': [17.5, 9000.0], 'Solar': [18.5, 6533.0], 'Semitropic': [20.2, 5920.0], 'Gates-Midway (Proposed)': [23.2, 7250.0], 'Shafter': [24.3, 5460.0], 'Smyrna': [24.8, 34.0], 'Arco': [25.0, 6169.0], 'Elk Hills': [25.4, 193.0], 'Taft': [25.7, 1359.0], 'Charca': [26.0, 4299.0], 'Norco': [26.6, 982.0], 'Rio Bravo': [27.0, 3526.0], 'Tupman': [27.1, 2140.0]} | 302735.2812 | 47082.0117 | 0.15552 | 255653.2656 | 0.84448 | 57880.8594 | 0.19119 | 287157.4688 | 0.94854 | 229276.6094 | 0.75735 | 8.1481 | 21720.4668 | 0.071747 | 71341.5859 | 0.23566 | 0 | 49812.0859 | 0.16454 | 0 | 0 | 157383.5469 | 0.51987 | 145351.7344 | 44083.4883 | 0.14562 | 258651.793 | 105560.9766 | 0.34869 | 197174.3047 | 218259.2188 | 0.72096 | 84476.0625 | 63936.5469 | 0.2112 | 238798.7344 | 9504.3428 | 0.031395 | 293230.9385
23 | Kingsburg | SPGE | PGE Fresno | {'McCall': [9.0, 68929.0], 'Wahtoke': [11.4, 52954.0], 'Reedley': [14.0, 43147.0], 'Sanger': [15.2, 27035.0], 'GWF Hanford': [15.5, 46913.0], 'Malaga': [16.2, 28089.0], 'California Ave': [18.9, 19716.0], 'West Fresno': [20.6, 16387.0], 'Leprino': [22.1, 12098.0], 'Kearney (New)': [22.4, 12994.0], 'Rector': [22.7, 10346.0], 'Mc Mullin': [23.7, 13614.0], 'Waukena': [24.2, 16536.0], 'Henrietta': [24.7, 4909.0], 'Mustang': [25.8, 3001.0], 'Corcoran': [26.2, 11682.0]} | 360217.9688 | 110280.7812 | 0.30615 | 249937.1875 | 0.69385 | 2990.6492 | 0.0083023 | 246249.4531 | 0.68361 | 243258.804 | 0.67531 | 18 | 106369.1406 | 0.29529 | 220668.6875 | 0.6126 | 0 | 0 | 0 | 0 | 0 | 0 | 0 | 360217.9688 | 25644.3457 | 0.071191 | 334573.623 | 33516.0625 | 0.093044 | 326701.9062 | 33516.0625 | 0.093044 | 326701.9062 | 334.5378 | 0.00092871 | 359883.431 | 7566.9048 | 0.021006 | 352651.064
14 | Kirker | NORTHERN CALIFORNIA | PGE GBA | {'Pittsburg': [1.2, 34249.0], 'Clayton': [6.3, 14551.0], 'Contra Costa': [6.9, 30059.0], 'Birds Landing': [8.3, 30282.0], 'Lone Tree': [9.5, 22023.0], 'Shiloh III': [10.8, 29043.0], 'Martinez': [11.5, 4471.0], 'Brentwood': [14.3, 9899.0], 'Peabody': [18.6, 17433.0], 'Carquinez': [19.3, 3750.0], 'Cayetano': [20.8, 1655.0], 'Delta Pumps': [21.8, 1655.0], 'Grand Island': [22.5, 22566.0], 'Kelso': [22.6, 1634.0], 'Tulucay': [25.2, 2658.0], 'Vaca-Dixon & Gc Yard': [26.3, 1528.0], 'Midway Green Ridge Services': [26.8, 0.0], 'Tesla': [28.3, 0.0], 'Eight Mile': [28.9, 41.0], 'Eastshore': [29.7, 0.0]} | 111142.0156 | 34356.0977 | 0.30912 | 76785.9219 | 0.69088 | 20449.7188 | 0.184 | 97156.1094 | 0.87416 | 76706.3906 | 0.69017 | 16.6687 | 31627.5742 | 0.28457 | 3734.687 | 0.033603 | 0 | 66485.8359 | 0.59821 | 285.5176 | 0.0025689 | 22018.1562 | 0.19811 | 89123.8594 | 52486.8672 | 0.47225 | 58655.1484 | 50186.2383 | 0.45155 | 60955.7773 | 65386.8555 | 0.58832 | 45755.1602 | 12431.8564 | 0.11186 | 98710.1592 | 21001.2734 | 0.18896 | 90140.7422
133 | Kramer | GREATER KRAMER | SCE NOL | {'Randsburg': [26.6, 1793.0], 'Roadway': [29.4, 0.0]} | 76477.6016 | 8507.5127 | 0.11124 | 67970.0859 | 0.88876 | 9362.8945 | 0.12243 | 51807.4961 | 0.67742 | 42444.6016 | 0.55499 | 27 | 0 | 0 | 0 | 0 | 0 | 0 | 0 | 0 | 0 | 38617.4102 | 0.50495 | 37860.1914 | 28757.7344 | 0.37603 | 47719.8672 | 5614.4448 | 0.073413 | 70863.1567 | 58357.4531 | 0.76307 | 18120.1484 | 37558.0742 | 0.4911 | 38919.5273 | 969.7194 | 0.01268 | 75507.8821
86 | La Cienega | GREATER LA METRO | SCE Metro | {'Chevmain': [6.9, 362.0], 'El Segundo': [6.9, 418.0], 'El Nido': [7.2, 103.0], 'La Fresa': [9.4, 42.0], 'Redondo': [10.5, 42.0], 'Laguna Bell': [13.3, 46.0], 'Lighthipe': [14.3, 37.0], 'Arcogen': [14.8, 38.0], 'Hinson': [15.4, 38.0], 'Mesa': [15.6, 180.0], 'Center': [16.4, 0.0], 'Harborgen': [17.6, 37.0], 'Long Beach': [18.4, 37.0], 'Gould': [18.8, 180.0], 'Del Amo': [19.3, 0.0], 'Goodrich': [19.6, 180.0], 'Sylmar-Pac Intertie': [22.1, 366.0], 'Alamitos': [22.9, 0.0], 'Rio Hondo': [23.9, 0.0], 'Walnut': [24.6, 0.0], 'Barre': [26.3, 0.0], 'Olinda': [26.5, 0.0]} | 2120.3171 | 929.467 | 0.43836 | 1190.8501 | 0.56164 | 60.2296 | 0.028406 | 645.9481 | 0.30465 | 585.7185 | 0.27624 | 24.3494 | 0 | 0 | 0 | 0 | 0 | 145.218 | 0.068489 | 1542.063 | 0.72728 | 399.71 | 0.18851 | 1720.6071 | 377.975 | 0.17826 | 1742.3422 | 451.5176 | 0.21295 | 1668.7995 | 798.9223 | 0.37679 | 1321.3948 | 185.3542 | 0.087418 | 1934.963 | 333.3337 | 0.15721 | 1786.9834
87 | La Fresa | GREATER LA METRO | SCE Metro | {'El Nido': [2.9, 2039.0], 'Redondo': [3.5, 2186.0], 'Chevmain': [4.6, 935.0], 'El Segundo': [5.8, 240.0], 'Arcogen': [6.3, 2183.0], 'Hinson': [7.2, 2183.0], 'Harborgen': [8.7, 2182.0], 'Lighthipe': [9.1, 2124.0], 'La Cienega': [9.4, 42.0], 'Long Beach': [9.5, 2182.0], 'Laguna Bell': [12.9, 193.0], 'Center': [13.7, 1931.0], 'Del Amo': [13.7, 2085.0], 'Alamitos': [15.3, 2087.0], 'Mesa': [17.2, 0.0], 'Barre': [20.6, 1900.0], 'Goodrich': [24.0, 0.0], 'Walnut': [24.0, 0.0], 'Olinda': [24.2, 0.0], 'Lewis': [25.3, 0.0], 'Gould': [25.6, 0.0], 'Huntington Beach': [25.6, 826.0], 'Ellis': [25.8, 292.0], 'Rio Hondo': [25.9, 0.0], 'Villa Park': [28.9, 0.0], 'Johanna': [29.7, 0.0]} | 5112.0679 | 2170.4517 | 0.42457 | 2941.6162 | 0.57543 | 1006.6723 | 0.19692 | 3842.1182 | 0.75158 | 2835.4459 | 0.55466 | 26.9286 | 0 | 0 | 0 | 0 | 0 | 0 | 0 | 0 | 0 | 10.0224 | 0.0019605 | 5102.0455 | 157.9287 | 0.030893 | 4954.1391 | 2844.3677 | 0.5564 | 2267.7002 | 2854.3901 | 0.55836 | 2257.6777 | 0 | 0 | 5112.0679 | 6.5838 | 0.0012879 | 5105.4841
88 | Laguna Bell | GREATER LA METRO | SCE Metro | {'Center': [4.0, 193.0], 'Mesa': [4.7, 46.0], 'Lighthipe': [6.8, 193.0], 'Del Amo': [9.3, 193.0], 'Walnut': [11.6, 0.0], 'Hinson': [11.6, 193.0], 'Arcogen': [12.2, 193.0], 'Goodrich': [12.6, 46.0], 'La Fresa': [12.9, 193.0], 'Olinda': [13.1, 0.0], 'Rio Hondo': [13.1, 0.0], 'La Cienega': [13.3, 46.0], 'El Nido': [14.1, 193.0], 'Harborgen': [14.3, 193.0], 'Alamitos': [14.8, 193.0], 'Barre': [15.0, 193.0], 'Long Beach': [15.2, 193.0], 'Chevmain': [15.5, 135.0], 'Redondo': [16.4, 193.0], 'El Segundo': [16.5, 25.0], 'Gould': [17.1, 46.0], 'Lewis': [18.3, 0.0], 'Villa Park': [21.1, 0.0], 'Serrano': [22.9, 0.0], 'Ellis': [23.2, 2.0], 'Johanna': [24.8, 0.0], 'Huntington Beach': [24.8, 37.0], 'Chino': [27.0, 0.0]} | 307.22 | 237.0267 | 0.77152 | 70.1933 | 0.22848 | 0 | 0 | 124.0685 | 0.40384 | 124.0685 | 0.40384 | 48.2432 | 0 | 0 | 0 | 0 | 0 | 34.7874 | 0.11323 | 0 | 0 | 0 | 0 | 307.22 | 28.0787 | 0.091396 | 279.1414 | 52.6501 | 0.17138 | 254.5699 | 52.6501 | 0.17138 | 254.5699 | 0 | 0 | 307.22 | 11.209 | 0.036485 | 296.011
178 | Lakeville | NORTHERN CALIFORNIA | PGE NGBA | {'Penngrove': [7.0, 10723.0], 'Bellevue': [11.3, 7143.0], 'Ignacio': [12.2, 8186.0], 'Tulucay': [17.0, 5205.0], 'Fulton': [19.6, 4465.0], 'Carquinez': [21.2, 5084.0]} | 157544.6562 | 15166.6826 | 0.096269 | 142377.9688 | 0.90373 | 17935.7695 | 0.11385 | 120146.2188 | 0.76262 | 102210.4492 | 0.64877 | 13.2686 | 28597.5 | 0.18152 | 12148.1641 | 0.077109 | 0 | 74364.2969 | 0.47202 | 0 | 0 | 98646.0625 | 0.62615 | 58898.5938 | 39781.5273 | 0.25251 | 117763.1289 | 81432.0625 | 0.51688 | 76112.5938 | 129173.0625 | 0.81991 | 28371.5938 | 49080.3789 | 0.31153 | 108464.2773 | 10593.0811 | 0.067239 | 146951.5752
49 | Lamont | SPGE | PGE Kern | {'Unknown - 3327': [0.1, 27759.0], 'Grimmway-Malaga': [3.4, 27725.0], 'Magunden': [5.6, 26576.0], 'Columbus': [8.3, 20421.0], 'Cal Water': [8.9, 15044.0], 'Bakersfield': [10.2, 20886.0], 'West Park': [11.4, 21197.0], 'Stockdale': [11.7, 24899.0], 'Sycamore': [13.0, 11892.0], 'Kern Oil': [13.4, 13773.0], 'Rosedale': [13.4, 17858.0], 'Kern Power': [14.5, 14630.0], 'Tevis': [15.2, 16374.0], 'Wheeler Ridge': [15.7, 18843.0], '7th Standard': [18.1, 5649.0], 'Renfro': [18.2, 8115.0], 'Poso Mt.': [18.9, 2286.0], 'Lerdo': [21.6, 133.0], 'Tupman': [23.4, 3867.0], 'Rio Bravo': [24.7, 552.0], 'Pastoria': [25.0, 483.0], 'Norco': [25.3, 3940.0], 'Midway - Wheeler Ridge (Proposed)': [26.0, 3986.0], 'Elk Hills': [29.5, 169.0], 'Shafter': [29.8, 0.0]} | 252360.8438 | 27755.2383 | 0.10998 | 224605.6094 | 0.89002 | 41016.3555 | 0.16253 | 229981.2344 | 0.91132 | 188964.8789 | 0.74879 | 10.1279 | 18276.6426 | 0.072423 | 111348.7812 | 0.44123 | 0 | 67898.0938 | 0.26905 | 1751.4221 | 0.0069402 | 108711.4766 | 0.43078 | 143649.3672 | 52616.2578 | 0.2085 | 199744.5859 | 79833.2266 | 0.31635 | 172527.6172 | 135818.6875 | 0.53819 | 116542.1562 | 57532.6992 | 0.22798 | 194828.1445 | 4200.9204 | 0.016646 | 248159.9233
286 | Lathrop | SNV ELDORADO DESERT | SCE EOP | {'Valley (VEA)': [11.3, 102517.0], 'Innovation': [24.0, 1740.0], 'Beatty': [27.5, 578.0]} | 250000.8594 | 117025.9688 | 0.4681 | 132974.8906 | 0.5319 | 0 | 0 | 0 | 0 | 0 | 0 | 0 | 0 | 0 | 0 | 0 | 0 | 0 | 0 | 0 | 0 | 0 | 0 | 250000.8594 | 0 | 0 | 250000.8594 | 0 | 0 | 250000.8594 | 0 | 0 | 250000.8594 | 0 | 0 | 250000.8594 | 30.2242 | 0.0001209 | 249970.6352
74 | Leavitt | NORTHERN CALIFORNIA | Northeast CA | {'Richmond': [7.1, 38167.0]} | 197819.3594 | 40912.0938 | 0.20682 | 156907.2656 | 0.79318 | 59609.2617 | 0.30133 | 180548.5625 | 0.91269 | 120939.3008 | 0.61136 | 9.9903 | 28672.7207 | 0.14494 | 0 | 0 | 0 | 155785.9688 | 0.78752 | 649.549 | 0.0032835 | 66561.6406 | 0.33648 | 131257.7188 | 66828.4062 | 0.33783 | 130990.9531 | 60418.7539 | 0.30542 | 137400.6055 | 125956.6562 | 0.63673 | 71862.7031 | 81479.125 | 0.41189 | 116340.2344 | 27459.3496 | 0.13881 | 170360.0098
296 | Lee Lake (Proposed) | RIVERSIDE | SCE Eastern | {'Viejo': [12.5, 143.0], 'Valley': [16.9, 7210.0], 'Margarita': [17.2, 60.0], 'Trabuco': [18.2, 42.0], 'Mira Loma': [19.0, 67.0], 'Santiago': [19.2, 33.0], 'Serrano': [20.3, 27.0], 'Capistrano': [20.5, 42.0], 'Vista': [21.5, 148.0], 'Talega': [21.6, 35.0], 'Chino': [21.6, 61.0], 'Villa Park': [22.6, 16.0], 'Johanna': [23.3, 7.0], 'Etiwanda': [23.8, 17.0], 'Rancho Vista': [23.8, 17.0], 'San Bernardino': [25.8, 0.0], 'El Casco': [26.1, 0.0], 'Lewis': [26.2, 7.0], 'San Onofre': [26.9, 9.0], 'Padua': [27.7, 17.0], 'Ellis': [28.8, 7.0]} | 48045.8047 | 7488.1094 | 0.15585 | 40557.6953 | 0.84415 | 8183.2368 | 0.17032 | 24232.8711 | 0.50437 | 16049.6343 | 0.33405 | 27.0537 | 1793.4088 | 0.037327 | 99.5417 | 0.0020718 | 0 | 20953.6035 | 0.43612 | 21167.5391 | 0.44057 | 15836.3115 | 0.32961 | 32209.4932 | 14852.0156 | 0.30912 | 33193.7891 | 23588.2051 | 0.49095 | 24457.5996 | 36635.6758 | 0.76252 | 11410.1289 | 18235.8574 | 0.37955 | 29809.9473 | 4258.3115 | 0.08863 | 43787.4932
105 | Le Grand | SPGE | PGE Fresno | {'Dairyland': [9.3, 70619.0], 'Wilson': [10.5, 32712.0], 'Merced': [13.2, 30849.0], 'Newhall': [22.2, 31045.0], 'Borden': [24.2, 11084.0], 'Oro Loma': [29.4, 0.0]} | 356753.2812 | 75788.7188 | 0.21244 | 280964.5625 | 0.78756 | 73679 | 0.20653 | 333064.2812 | 0.9336 | 259385.2812 | 0.72707 | 8.8472 | 155548.1719 | 0.43601 | 91957.8594 | 0.25776 | 0 | 134295.5 | 0.37644 | 0 | 0 | 157264.2344 | 0.44082 | 199489.0469 | 117144.0859 | 0.32836 | 239609.1953 | 132526.4688 | 0.37148 | 224226.8125 | 218070.8594 | 0.61127 | 138682.4219 | 73161.8984 | 0.20508 | 283591.3828 | 51546.0156 | 0.14449 | 305207.2656
297 | Leprino Jct | SPGE | PGE Fresno | {'Henrietta': [3.9, 150696.0], 'Mustang': [4.8, 143795.0], 'GWF Hanford': [10.6, 124011.0], 'Waukena': [15.9, 107448.0], 'Gates': [17.7, 49957.0], 'Corcoran': [17.9, 97997.0], 'Schindler': [20.4, 9702.0], 'Kingsburg': [22.1, 12098.0], 'Avenal': [24.0, 18910.0], 'Excelsior': [24.8, 7100.0], 'Mc Mullin': [25.9, 4912.0], 'McCall': [27.8, 2781.0], 'Alpaugh': [28.4, 5276.0]} | 373256.2812 | 187587.0938 | 0.50257 | 185669.1875 | 0.49743 | 93168.2109 | 0.24961 | 333027.0312 | 0.89222 | 239858.8203 | 0.64261 | 9.4535 | 194092.2188 | 0.52 | 134994.9375 | 0.36167 | 0 | 6585.7759 | 0.017644 | 0 | 0 | 40447.4375 | 0.10836 | 332808.8438 | 7734.3252 | 0.020721 | 365521.9561 | 16759.0547 | 0.0449 | 356497.2266 | 53151.3867 | 0.1424 | 320104.8945 | 95.5327 | 0.00025594 | 373160.7485 | 7565.5562 | 0.020269 | 365690.7251
50 | Lerdo | SPGE | PGE Kern | {'7th Standard': [4.3, 45220.0], 'Rio Bravo': [7.3, 31609.0], 'Renfro': [7.8, 34508.0], 'Kern Oil': [8.5, 37978.0], 'Kern Power': [8.9, 33455.0], 'Shafter': [9.4, 28089.0], 'Rosedale': [9.5, 32647.0], 'Sycamore': [9.7, 36627.0], 'West Park': [10.8, 28533.0], 'Bakersfield': [11.4, 30205.0], 'Poso Mt.': [11.7, 39135.0], 'Tupman': [12.1, 17934.0], 'Charca': [12.3, 25242.0], 'Tevis': [12.5, 19814.0], 'Stockdale': [13.5, 16760.0], 'Columbus': [13.9, 28584.0], 'Cal Water': [15.1, 29238.0], 'Magunden': [16.1, 18458.0], 'Norco': [17.2, 11911.0], 'Semitropic': [17.5, 12387.0], 'Midway': [18.2, 13742.0], 'Unknown - 3327': [21.5, 146.0], 'Lamont': [21.6, 133.0], 'Smyrna': [22.7, 2484.0], 'Elk Hills': [22.8, 3231.0], 'Vestal': [23.9, 5877.0], 'Grimmway-Malaga': [24.0, 96.0], 'Goose Lake': [25.1, 2493.0], 'Midway - Wheeler Ridge (Proposed)': [27.0, 105.0]} | 327509.9375 | 54081.2383 | 0.16513 | 273428.6875 | 0.83487 | 34709.4258 | 0.10598 | 305055.8125 | 0.93144 | 270346.3867 | 0.82546 | 11.3579 | 20434.5215 | 0.062394 | 173428.6406 | 0.52954 | 0 | 97715.8438 | 0.29836 | 0 | 0 | 120819.7812 | 0.3689 | 206690.1562 | 30421.1465 | 0.092886 | 297088.791 | 71404.7344 | 0.21802 | 256105.2031 | 156790.3281 | 0.47873 | 170719.6094 | 16847.0449 | 0.05144 | 310662.8926 | 14668.7051 | 0.044789 | 312841.2324
116 | Lewis | GREATER LA METRO | SCE Metro | {'Villa Park': [3.7, 2093.0], 'Barre': [4.8, 338.0], 'Serrano': [6.4, 2093.0], 'Johanna': [7.1, 779.0], 'Ellis': [8.9, 778.0], 'Olinda': [9.5, 1478.0], 'Del Amo': [11.7, 2.0], 'Alamitos': [11.9, 18.0], 'Huntington Beach': [12.1, 325.0], 'Santiago': [12.5, 777.0], 'Walnut': [14.0, 1354.0], 'Center': [14.5, 76.0], 'Lighthipe': [16.6, 2.0], 'Viejo': [17.7, 740.0], 'Chino': [18.2, 1411.0], 'Laguna Bell': [18.3, 0.0], 'Hinson': [18.6, 2.0], 'Harborgen': [19.0, 2.0], 'Long Beach': [19.0, 2.0], 'Arcogen': [19.8, 2.0], 'Mesa': [19.9, 0.0], 'Rio Hondo': [20.9, 370.0], 'Trabuco': [21.4, 648.0], 'Mira Loma': [23.6, 1255.0], 'Margarita': [23.7, 594.0], 'Capistrano': [24.5, 531.0], 'La Fresa': [25.3, 0.0], 'Goodrich': [26.0, 0.0], 'Padua': [26.1, 1258.0], 'Lee Lake (Proposed)': [26.2, 7.0], 'El Nido': [27.9, 0.0], 'Redondo': [28.2, 0.0], 'Rancho Vista': [28.4, 242.0], 'Etiwanda': [28.8, 163.0], 'Chevmain': [29.7, 0.0]} | 16813.8809 | 2125.4141 | 0.12641 | 14688.4668 | 0.87359 | 479.5735 | 0.028522 | 9355.3428 | 0.55641 | 8875.7693 | 0.52788 | 50 | 56.7727 | 0.0033765 | 33.3066 | 0.0019809 | 0 | 7556.0444 | 0.44939 | 2378.0034 | 0.14143 | 5737.0264 | 0.34121 | 11076.8545 | 1936.7981 | 0.11519 | 14877.0828 | 7501.7959 | 0.44617 | 9312.085 | 12868.8799 | 0.76537 | 3945.001 | 5275.0962 | 0.31373 | 11538.7847 | 1638.7754 | 0.097466 | 15175.1055
89 | Lighthipe | GREATER LA METRO | SCE Metro | {'Del Amo': [5.0, 2087.0], 'Hinson': [5.0, 2125.0], 'Center': [5.2, 1933.0], 'Arcogen': [5.9, 2125.0], 'Laguna Bell': [6.8, 193.0], 'Harborgen': [7.6, 2125.0], 'Long Beach': [8.4, 2125.0], 'Alamitos': [9.1, 2089.0], 'La Fresa': [9.1, 2124.0], 'Mesa': [11.4, 0.0], 'El Nido': [11.4, 1977.0], 'Barre': [12.2, 1902.0], 'Redondo': [12.4, 2124.0], 'Chevmain': [13.2, 872.0], 'La Cienega': [14.3, 37.0], 'El Segundo': [14.4, 177.0], 'Olinda': [15.2, 0.0], 'Walnut': [15.6, 0.0], 'Lewis': [16.6, 2.0], 'Ellis': [19.0, 294.0], 'Rio Hondo': [19.1, 0.0], 'Goodrich': [19.3, 0.0], 'Huntington Beach': [19.8, 827.0], 'Villa Park': [20.1, 0.0], 'Johanna': [21.8, 2.0], 'Serrano': [22.4, 0.0], 'Gould': [23.5, 0.0], 'Santiago': [27.7, 0.0], 'Chino': [29.7, 0.0]} | 5700.4092 | 2109.9836 | 0.37015 | 3590.4255 | 0.62985 | 1005.1284 | 0.17633 | 3867.7449 | 0.6785 | 2862.6165 | 0.50218 | 27.3636 | 0 | 0 | 0 | 0 | 0 | 0 | 0 | 0 | 0 | 3.2082 | 0.0005628 | 5697.201 | 595.5133 | 0.10447 | 5104.8959 | 3512.7527 | 0.61623 | 2187.6565 | 3515.9609 | 0.61679 | 2184.4482 | 0 | 0 | 5700.4092 | 23.8134 | 0.0041775 | 5676.5957
168 | Llagas | NORTHERN CALIFORNIA | PGE GBA | {'Hollister': [13.0, 23620.0], 'Metcalf 1': [18.1, 6664.0], 'Metcalf Energy Center': [18.1, 6892.0], 'Moss Landing': [18.4, 9141.0], 'Hicks': [24.6, 847.0], 'Quinto': [28.1, 0.0], 'Miller': [29.6, 0.0], 'Los Banos': [29.8, 0.0]} | 185126.0938 | 33529.5391 | 0.18112 | 151596.5625 | 0.81888 | 37923.7188 | 0.20485 | 133230.8125 | 0.71968 | 95307.0938 | 0.51482 | 17.6065 | 17586.502 | 0.094997 | 29257.25 | 0.15804 | 0 | 100234.2344 | 0.54144 | 3304.8042 | 0.017852 | 95763.3047 | 0.51729 | 89362.7891 | 14103.4463 | 0.076183 | 171022.6475 | 24910.4492 | 0.13456 | 160215.6445 | 107836.8906 | 0.58251 | 77289.2031 | 74835.3047 | 0.40424 | 110290.7891 | 8503.1553 | 0.045932 | 176622.9385
155 | Lockeford | NORTHERN CALIFORNIA | PGE GBA | {'Rancho Seco - Bellota (Proposed)': [9.0, 31382.0], 'Camanche': [9.9, 28123.0], 'Bellota': [10.7, 28491.0], 'Eight Mile': [12.5, 27680.0], 'Stagg': [13.4, 22109.0], 'Weber': [14.3, 24166.0], 'Vierra': [22.9, 7297.0], 'Grand Island': [24.7, 4920.0], 'Ripon': [25.0, 6875.0], 'Riverbank': [27.7, 1658.0]} | 295229.8438 | 48758.8438 | 0.16516 | 246471 | 0.83484 | 15057.9688 | 0.051004 | 197298.375 | 0.66829 | 182240.4062 | 0.61728 | 19.25 | 83746.4375 | 0.28367 | 114079.3047 | 0.38641 | 0 | 17871.3555 | 0.060534 | 0 | 0 | 77521.875 | 0.26258 | 217707.9688 | 62653.9102 | 0.21222 | 232575.9336 | 128047.2969 | 0.43372 | 167182.5469 | 146641.7031 | 0.4967 | 148588.1406 | 32361.6621 | 0.10962 | 262868.1816 | 39296.1797 | 0.1331 | 255933.6641
36 | Logan Creek | NORTHERN CALIFORNIA | PGE NGBA | {'Delevan': [11.8, 40863.0], 'Glenn': [17.7, 18015.0], 'Cortina': [29.0, 521.0]} | 392051.6562 | 73849.8281 | 0.18837 | 318201.8125 | 0.81163 | 159810.9688 | 0.40763 | 368464.125 | 0.93984 | 208653.1562 | 0.53221 | 6.1661 | 86571.6016 | 0.22082 | 122761.7969 | 0.31313 | 0 | 142901.0469 | 0.3645 | 44389.7852 | 0.11322 | 125952.2578 | 0.32126 | 266099.3984 | 20351.8281 | 0.051911 | 371699.8281 | 39917.8633 | 0.10182 | 352133.793 | 153604.4688 | 0.3918 | 238447.1875 | 138533.375 | 0.35335 | 253518.2812 | 14016.4453 | 0.035752 | 378035.2109
212 | Lone Tree | NORTHERN CALIFORNIA | PGE GBA | {'Contra Costa': [3.9, 24214.0], 'Brentwood': [4.9, 12366.0], 'Kirker': [9.5, 22023.0], 'Pittsburg': [9.7, 22440.0], 'Clayton': [11.4, 11235.0], 'Delta Pumps': [12.6, 2425.0], 'Birds Landing': [12.9, 23155.0], 'Kelso': [13.4, 2405.0], 'Cayetano': [14.4, 2425.0], 'Shiloh III': [16.1, 21882.0], 'Midway Green Ridge Services': [17.9, 632.0], 'Tesla': [19.3, 437.0], 'Martinez': [20.0, 658.0], 'Grand Island': [21.8, 16079.0], 'Eight Mile': [22.3, 1648.0], 'Stagg': [22.6, 388.0], 'Peabody': [26.1, 9395.0], 'Weber': [28.4, 0.0], 'Carquinez': [28.4, 0.0], 'Vierra': [28.4, 0.0], 'Eastshore': [29.5, 0.0]} | 174383.3438 | 24661.7812 | 0.14142 | 149721.5625 | 0.85858 | 47634.1328 | 0.27316 | 153281.2031 | 0.87899 | 105647.0703 | 0.60583 | 7.2469 | 34205.3984 | 0.19615 | 47049.3281 | 0.2698 | 0 | 72019.5469 | 0.413 | 885.6656 | 0.0050788 | 55835.3984 | 0.32019 | 118547.9453 | 72759.1797 | 0.41724 | 101624.1641 | 74414.7812 | 0.42673 | 99968.5625 | 101397.8828 | 0.58147 | 72985.4609 | 13649.7539 | 0.078274 | 160733.5898 | 22796.1172 | 0.13072 | 151587.2266
223 | Long Beach | GREATER LA METRO | SCE Metro | {'Harborgen': [0.9, 2183.0], 'Arcogen': [3.7, 2183.0], 'Hinson': [3.7, 2183.0], 'Alamitos': [7.3, 2089.0], 'Lighthipe': [8.4, 2125.0], 'Del Amo': [9.3, 2087.0], 'La Fresa': [9.5, 2182.0], 'Redondo': [11.0, 2182.0], 'El Nido': [12.4, 2035.0], 'Center': [13.2, 1933.0], 'Chevmain': [13.9, 930.0], 'Barre': [14.3, 1902.0], 'El Segundo': [15.0, 235.0], 'Laguna Bell': [15.2, 193.0], 'Huntington Beach': [16.5, 827.0], 'Ellis': [17.2, 294.0], 'La Cienega': [18.4, 37.0], 'Lewis': [19.0, 2.0], 'Mesa': [19.8, 0.0], 'Olinda': [21.4, 0.0], 'Johanna': [21.8, 2.0], 'Villa Park': [22.8, 0.0], 'Walnut': [23.0, 0.0], 'Serrano': [25.4, 0.0], 'Santiago': [27.2, 0.0], 'Rio Hondo': [27.3, 0.0], 'Goodrich': [27.7, 0.0]} | 7228.4414 | 2167.2959 | 0.29983 | 5061.1455 | 0.70017 | 1039.7207 | 0.14384 | 3912.1191 | 0.54121 | 2872.3984 | 0.39737 | 48.3333 | 0 | 0 | 0 | 0 | 0 | 0 | 0 | 0 | 0 | 10.0224 | 0.0013865 | 7218.419 | 595.5212 | 0.082386 | 6632.9202 | 4959.7715 | 0.68615 | 2268.6699 | 4969.7939 | 0.68753 | 2258.6475 | 0 | 0 | 7228.4414 | 32.8858 | 0.0045495 | 7195.5556
108 | Los Banos | SPGE | PGE Fresno | {'Quinto': [5.3, 23594.0], 'Miller': [14.8, 15491.0], 'Fink (Proposed)': [22.8, 5547.0], 'Crow Creek': [23.0, 5261.0], 'Oro Loma': [23.3, 4445.0], 'Hollister': [25.0, 0.0], 'Llagas': [29.8, 0.0]} | 242613.8281 | 27903.4121 | 0.11501 | 214710.4219 | 0.88499 | 94216.7344 | 0.38834 | 232925.2031 | 0.96007 | 138708.4688 | 0.57173 | 6.4994 | 35264.8281 | 0.14535 | 44840.1211 | 0.18482 | 0 | 131385.6094 | 0.54154 | 15994.5957 | 0.065926 | 162068.8438 | 0.66801 | 80544.9844 | 35460.0586 | 0.14616 | 207153.7695 | 66678.4141 | 0.27483 | 175935.4141 | 170944.9844 | 0.7046 | 71668.8438 | 103712.0156 | 0.42748 | 138901.8125 | 19215.3066 | 0.079201 | 223398.5215
202 | Los Esteros | NORTHERN CALIFORNIA | PGE GBA | {'Scott': [3.7, 2416.0], 'Newark': [5.9, 3428.0], 'Hicks': [13.5, 1745.0], 'Eastshore': [17.0, 1078.0], 'Metcalf Energy Center': [17.5, 1482.0], 'Metcalf 1': [17.5, 1500.0], 'Cayetano': [23.2, 2017.0], 'Midway Green Ridge Services': [28.0, 56.0], 'Tesla': [28.2, 14.0]} | 50060.0391 | 4144.7129 | 0.082795 | 45915.3281 | 0.91721 | 22751.4707 | 0.45448 | 46414.0312 | 0.92717 | 23662.5605 | 0.47268 | 7 | 150.0202 | 0.0029968 | 225.9467 | 0.0045135 | 0 | 45532.7148 | 0.90956 | 1548.8641 | 0.03094 | 29714.541 | 0.59358 | 20345.498 | 17916.1367 | 0.35789 | 32143.9023 | 22802.1914 | 0.4555 | 27257.8477 | 34143.0547 | 0.68204 | 15916.9844 | 34347.3008 | 0.68612 | 15712.7383 | 3544.3154 | 0.070801 | 46515.7236
134 | Lugo | GREATER KRAMER | SCE Metro | {'Victor': [9.6, 16782.0], 'Roadway': [14.7, 16467.0], 'San Bernardino': [21.1, 18.0], 'Etiwanda': [21.2, 0.0], 'Rancho Vista': [21.4, 0.0], 'Vista': [22.6, 18.0], 'Padua': [23.0, 0.0], 'Mira Loma': [27.1, 0.0], 'Calcite': [27.8, 164.0]} | 110687.7188 | 17210.5801 | 0.15549 | 93477.1406 | 0.84451 | 15166.0205 | 0.13702 | 49510.6758 | 0.4473 | 34344.6553 | 0.31028 | 36.0875 | 81.6332 | 0.00073751 | 7.8454 | 7.0879e-05 | 0 | 32190.1152 | 0.29082 | 19973.8926 | 0.18045 | 54524.3672 | 0.4926 | 56163.3516 | 66121.6484 | 0.59737 | 44566.0703 | 56803.8125 | 0.51319 | 53883.9062 | 92181.4844 | 0.83281 | 18506.2344 | 25457.5195 | 0.22999 | 85230.1992 | 3337.7283 | 0.030154 | 107349.9905
308 | Lugo - Pisgah (Proposed) | GREATER KRAMER | SCE NOL | {'Calcite': [18.2, 14445.0]} | 142591.6406 | 30074.7031 | 0.21091 | 112516.9375 | 0.78909 | 59820.3281 | 0.41952 | 89997.75 | 0.63116 | 30177.4219 | 0.21164 | 36 | 6.0047 | 4.2111e-05 | 38.0295 | 0.0002667 | 0 | 9618.1982 | 0.067453 | 1903.6686 | 0.01335 | 31528.9941 | 0.22111 | 111062.6465 | 15770.5957 | 0.1106 | 126821.0449 | 24017.2207 | 0.16843 | 118574.4199 | 51752.8164 | 0.36294 | 90838.8242 | 88807.3281 | 0.62281 | 53784.3125 | 217.2629 | 0.0015237 | 142374.3777
75 | Madeline | NORTHERN CALIFORNIA | Northeast CA | {} | 203958.6875 | 11417.208 | 0.055978 | 192541.4844 | 0.94402 | 81551.3438 | 0.39984 | 193631.8125 | 0.94937 | 112080.4688 | 0.54953 | 5.5893 | 17568.7305 | 0.086139 | 0 | 0 | 0 | 138387.6719 | 0.67851 | 42094.8867 | 0.20639 | 46791.4102 | 0.22942 | 157167.2773 | 17409.8379 | 0.08536 | 186548.8496 | 30314.6562 | 0.14863 | 173644.0312 | 73568.6562 | 0.3607 | 130390.0312 | 166914.3438 | 0.81837 | 37044.3438 | 49064.7539 | 0.24056 | 154893.9336
195 | Madison | NORTHERN CALIFORNIA | PGE NGBA | {'Putah Creek': [10.3, 10769.0], 'Woodland': [11.3, 11712.0], 'Davis': [15.4, 11415.0], 'Vaca-Dixon & Gc Yard': [18.8, 5496.0], 'Peabody': [26.6, 1428.0]} | 300363.2188 | 15590.3916 | 0.051905 | 284772.8125 | 0.94809 | 44008.2344 | 0.14652 | 283052.8438 | 0.94237 | 239044.6094 | 0.79585 | 7.875 | 39424.832 | 0.13126 | 149857.7344 | 0.49892 | 0 | 107844.6094 | 0.35905 | 9615.8223 | 0.032014 | 186946.5938 | 0.6224 | 113416.625 | 20941.9805 | 0.069722 | 279421.2383 | 45252.0117 | 0.15066 | 255111.207 | 209532.1094 | 0.6976 | 90831.1094 | 66600.6016 | 0.22173 | 233762.6172 | 9322.2676 | 0.031037 | 291040.9512
51 | Magunden | SPGE | SCE Northern | {'Columbus': [2.8, 39008.0], 'Cal Water': [4.4, 33317.0], 'Bakersfield': [5.0, 40180.0], 'Unknown - 3327': [5.5, 26628.0], 'Lamont': [5.6, 26576.0], 'West Park': [6.7, 40356.0], 'Sycamore': [7.4, 30240.0], 'Kern Oil': [7.8, 32632.0], 'Grimmway-Malaga': [8.6, 26776.0], 'Stockdale': [8.8, 37479.0], 'Rosedale': [8.9, 36887.0], 'Kern Power': [10.0, 33396.0], 'Tevis': [12.0, 26486.0], '7th Standard': [13.0, 24882.0], 'Poso Mt.': [13.8, 20559.0], 'Renfro': [13.8, 25969.0], 'Lerdo': [16.1, 18458.0], 'Wheeler Ridge': [19.0, 18552.0], 'Tupman': [19.7, 8987.0], 'Rio Bravo': [19.9, 13056.0], 'Norco': [22.5, 5114.0], 'Shafter': [24.7, 7655.0], 'Midway - Wheeler Ridge (Proposed)': [25.6, 4577.0], 'Elk Hills': [27.3, 1180.0], 'Charca': [28.4, 2044.0], 'Pastoria': [29.7, 139.0]} | 265253.625 | 45863.5469 | 0.1729 | 219390.0781 | 0.8271 | 37756.1562 | 0.14234 | 241785.2031 | 0.91152 | 204029.0469 | 0.76918 | 12.2139 | 18394.25 | 0.069346 | 99414.1875 | 0.37479 | 0 | 80744.7734 | 0.30441 | 37.6154 | 0.00014181 | 116166.0859 | 0.43794 | 149087.5391 | 39300.1172 | 0.14816 | 225953.5078 | 73749.2266 | 0.27803 | 191504.3984 | 136782.1406 | 0.51567 | 128471.4844 | 61572.9453 | 0.23213 | 203680.6797 | 5874.4336 | 0.022146 | 259379.1914
24 | Malaga | SPGE | PGE Fresno | {'California Ave': [2.8, 59795.0], 'West Fresno': [5.4, 54163.0], 'Sanger': [6.5, 39478.0], 'McCall': [7.5, 50966.0], 'Kearney (New)': [8.7, 43816.0], 'Gregg': [15.3, 16254.0], 'Wahtoke': [16.1, 27586.0], 'Mc Mullin': [16.1, 34320.0], 'Kingsburg': [16.2, 28089.0], 'Reedley': [20.4, 12083.0], 'Borden': [21.3, 5913.0], 'Helm': [25.9, 9276.0], 'GWF Hanford': [29.6, 552.0]} | 269794.0938 | 68363.3359 | 0.25339 | 201430.75 | 0.74661 | 2222.4927 | 0.0082377 | 163499.3906 | 0.60602 | 161276.8979 | 0.59778 | 21.514 | 60191.2852 | 0.2231 | 172650.6406 | 0.63993 | 0 | 17166.5273 | 0.063628 | 0 | 0 | 18572.6836 | 0.06884 | 251221.4102 | 26023.0723 | 0.096455 | 243771.0215 | 28238.084 | 0.10467 | 241556.0098 | 31207.8652 | 0.11567 | 238586.2285 | 3482.0698 | 0.012906 | 266312.0239 | 11299.8027 | 0.041883 | 258494.291
235 | Mandalay | GREATER LA METRO | SCE Northern | {'Santa Clara': [7.5, 23184.0], 'Moorpark': [20.4, 10395.0]} | 89370.6328 | 23157.8496 | 0.25912 | 66212.7812 | 0.74088 | 21509.4746 | 0.24068 | 83077.2109 | 0.92958 | 61567.7363 | 0.6889 | 12.5765 | 7648.1211 | 0.085578 | 25087.002 | 0.28071 | 0 | 0 | 0 | 0 | 0 | 16892.5703 | 0.18902 | 72478.0625 | 7350.9653 | 0.082253 | 82019.6675 | 12542.7246 | 0.14035 | 76827.9082 | 26658.1152 | 0.29829 | 62712.5176 | 26996.4414 | 0.30207 | 62374.1914 | 6256.6387 | 0.070008 | 83113.9941
200 | Margarita | GREATER LA METRO | SDGE Imperial | {'Trabuco': [2.8, 2392.0], 'Capistrano': [3.4, 2328.0], 'Talega': [7.4, 1755.0], 'Viejo': [8.1, 2382.0], 'Santiago': [11.3, 1207.0], 'San Onofre': [13.1, 1725.0], 'Lee Lake (Proposed)': [17.2, 60.0], 'Johanna': [17.2, 642.0], 'Ellis': [20.4, 641.0], 'Huntington Beach': [21.2, 334.0], 'Serrano': [21.3, 624.0], 'Villa Park': [21.8, 625.0], 'Lewis': [23.7, 594.0], 'Barre': [27.1, 55.0], 'San Luis Rey': [28.8, 0.0]} | 28416.8086 | 2401.3777 | 0.084506 | 26015.4316 | 0.91549 | 6049.3203 | 0.21288 | 21712.9238 | 0.76409 | 15663.6035 | 0.55121 | 31.3824 | 213.4824 | 0.0075125 | 39.7159 | 0.0013976 | 0 | 6392.8013 | 0.22497 | 18733.3125 | 0.65923 | 13724.5244 | 0.48297 | 14692.2842 | 13608.0088 | 0.47887 | 14808.7998 | 16635.9648 | 0.58543 | 11780.8438 | 24203.4512 | 0.85173 | 4213.3574 | 16263.1055 | 0.57231 | 12153.7031 | 2379.6938 | 0.083742 | 26037.1147
152 | Martin (San Francisco H) | NORTHERN CALIFORNIA | PGE GBA | {'Eastshore': [16.9, 2023.0], 'Martinez': [26.8, 292.0], 'Ignacio': [26.8, 1305.0], 'Newark': [27.1, 0.0], 'Carquinez': [28.2, 523.0], 'Clayton': [29.2, 0.0]} | 17467.6797 | 5989.1782 | 0.34287 | 11478.502 | 0.65713 | 1100.0673 | 0.062977 | 6805.272 | 0.38959 | 5705.2047 | 0.32661 | 53.5833 | 76.6265 | 0.0043868 | 157.9409 | 0.0090419 | 0 | 0 | 0 | 0 | 0 | 1849.5984 | 0.10589 | 15618.0813 | 5811.6729 | 0.33271 | 11656.0068 | 9825.4365 | 0.56249 | 7642.2432 | 10863.1777 | 0.6219 | 6604.502 | 1582.9755 | 0.090623 | 15884.7042 | 929.1282 | 0.053191 | 16538.5515
211 | Martinez | NORTHERN CALIFORNIA | PGE GBA | {'Carquinez': [8.9, 8197.0], 'Clayton': [9.4, 5427.0], 'Kirker': [11.5, 4471.0], 'Pittsburg': [12.0, 4333.0], 'Birds Landing': [17.3, 844.0], 'Shiloh III': [18.1, 808.0], 'Tulucay': [18.1, 4859.0], 'Contra Costa': [18.2, 844.0], 'Lone Tree': [20.0, 658.0], 'Peabody': [20.3, 167.0], 'Ignacio': [23.5, 482.0], 'Brentwood': [24.9, 424.0], 'Cayetano': [26.8, 0.0], 'Martin': [26.8, 292.0], 'Eastshore': [26.9, 0.0], 'Vaca-Dixon & Gc Yard': [28.7, 0.0]} | 63608.9062 | 8961.6104 | 0.14089 | 54647.2969 | 0.85911 | 11143.4443 | 0.17519 | 46906.2812 | 0.73742 | 35762.8369 | 0.56223 | 55.0667 | 1484.6777 | 0.023341 | 796.1742 | 0.012517 | 0 | 25997.125 | 0.4087 | 0 | 0 | 23447.3086 | 0.36862 | 40161.5977 | 30168.0645 | 0.47427 | 33440.8418 | 36457.0508 | 0.57314 | 27151.8555 | 51428.7695 | 0.80852 | 12180.1367 | 11058.5654 | 0.17385 | 52550.3408 | 13380.7266 | 0.21036 | 50228.1797
25 | McCall | SPGE | PGE Fresno | {'Sanger': [6.8, 47395.0], 'Malaga': [7.5, 50966.0], 'Kingsburg': [9.0, 68929.0], 'California Ave': [10.2, 42410.0], 'Wahtoke': [10.4, 55909.0], 'West Fresno': [12.4, 36764.0], 'Reedley': [14.6, 36346.0], 'Kearney (New)': [15.0, 26960.0], 'Mc Mullin': [19.4, 21663.0], 'Gregg': [22.7, 4280.0], 'GWF Hanford': [23.6, 19431.0], 'Leprino': [27.8, 2781.0], 'Borden': [28.8, 6.0], 'Henrietta': [29.4, 483.0], 'Helm': [29.8, 50.0]} | 314861.2812 | 94463.5625 | 0.30002 | 220397.7188 | 0.69998 | 651.7614 | 0.00207 | 177481.0781 | 0.56368 | 176829.3167 | 0.56161 | 22 | 74582.625 | 0.23687 | 205622.4844 | 0.65306 | 0 | 7593.3413 | 0.024116 | 0 | 0 | 4826.605 | 0.015329 | 310034.6763 | 9531.5918 | 0.030272 | 305329.6895 | 13368.6152 | 0.042459 | 301492.666 | 14458.5322 | 0.04592 | 300402.749 | 1840.9443 | 0.0058468 | 313020.3369 | 7541.4663 | 0.023952 | 307319.8149
26 | Mc Mullin | SPGE | PGE Fresno | {'Kearney (New)': [9.7, 71729.0], 'Helm': [10.4, 101853.0], 'West Fresno': [12.8, 51487.0], 'California Ave': [15.2, 37890.0], 'Schindler': [15.6, 72293.0], 'Malaga': [16.1, 34320.0], 'Gregg': [18.4, 19088.0], 'Excelsior': [19.0, 53188.0], 'McCall': [19.4, 21663.0], 'Sanger': [22.4, 9202.0], 'Borden': [22.7, 6258.0], 'Cantua': [22.7, 38777.0], 'Tranquility': [23.1, 19130.0], 'Kingsburg': [23.7, 13614.0], 'Henrietta': [24.7, 9707.0], 'Mustang': [25.2, 7216.0], 'Leprino': [25.9, 4912.0], 'Newhall': [26.7, 1353.0], 'Mendota': [27.5, 788.0], 'GWF Hanford': [29.3, 984.0], 'Wahtoke': [29.8, 18.0]} | 383965.9062 | 141846.9375 | 0.36943 | 242118.9688 | 0.63057 | 45598.293 | 0.11876 | 321658.4062 | 0.83773 | 276060.1133 | 0.71897 | 11.5556 | 177595.0781 | 0.46253 | 180407.625 | 0.46985 | 0 | 4238.0898 | 0.011038 | 0 | 0 | 57987.1055 | 0.15102 | 325978.8008 | 30600.6719 | 0.079696 | 353365.2344 | 32194.2383 | 0.083847 | 351771.668 | 80451.8047 | 0.20953 | 303514.1016 | 0 | 0 | 383965.9062 | 5631.0508 | 0.014665 | 378334.8555
298 | Mead | SNV ELDORADO DESERT | SCE EOP | {'Sloan Canyon': [11.1, 27118.0], 'Eldorado': [13.3, 27101.0]} | 78293.3203 | 27109.7969 | 0.34626 | 51183.5234 | 0.65374 | 0 | 0 | 0 | 0 | 0 | 0 | 0 | 0 | 0 | 0 | 0 | 0 | 0 | 0 | 0 | 0 | 0 | 0 | 78293.3203 | 0 | 0 | 78293.3203 | 0 | 0 | 78293.3203 | 0 | 0 | 78293.3203 | 0 | 0 | 78293.3203 | 0 | 0 | 78293.3203
103 | Mendocino | NORTHERN CALIFORNIA | PGE NGBA | {'Calpella': [3.7, 26963.0], 'Ukiah': [7.4, 23593.0], 'Hopland': [20.2, 3028.0]} | 189008.5781 | 32845.707 | 0.17378 | 156162.875 | 0.82622 | 6563.9932 | 0.034729 | 159325.7656 | 0.84296 | 152761.7725 | 0.80823 | 10.2637 | 5645.3408 | 0.029868 | 9181.8691 | 0.048579 | 0 | 87692.9688 | 0.46396 | 9293.4131 | 0.049169 | 70355.3516 | 0.37223 | 118653.2266 | 49377.8789 | 0.26125 | 139630.6992 | 78226.0703 | 0.41388 | 110782.5078 | 126400.0547 | 0.66875 | 62608.5234 | 85086.2891 | 0.45017 | 103922.2891 | 3828.1489 | 0.020254 | 185180.4292
27 | Mendota | SPGE | PGE Fresno | {'Cheney': [7.3, 110101.0], 'Panoche': [8.2, 101522.0], 'Tranquility': [9.5, 79492.0], 'Newhall': [12.4, 81815.0], 'Oro Loma': [15.8, 67049.0], 'Helm': [18.0, 53366.0], 'Cantua': [21.1, 34752.0], 'Dairyland': [24.4, 4312.0], 'Excelsior': [25.5, 11258.0], 'Mc Mullin': [27.5, 788.0], 'Schindler': [28.3, 4260.0], 'Borden': [29.7, 199.0]} | 404173.5312 | 146092.8906 | 0.36146 | 258080.6406 | 0.63854 | 66381.7734 | 0.16424 | 394958.6562 | 0.9772 | 328576.8828 | 0.81296 | 7 | 201816.6094 | 0.49933 | 144303.6875 | 0.35703 | 0 | 52266.5742 | 0.12932 | 0 | 0 | 126994.3203 | 0.31421 | 277179.2109 | 34190.2461 | 0.084593 | 369983.2852 | 72562.6953 | 0.17953 | 331610.8359 | 164709.9219 | 0.40752 | 239463.6094 | 13319.1709 | 0.032954 | 390854.3604 | 19386.125 | 0.047965 | 384787.4062
106 | Merced | SPGE | PGE Fresno | {'Wilson': [4.6, 33076.0], 'Le Grand': [13.2, 30849.0], 'Dairyland': [17.8, 26946.0], 'Oro Loma': [28.3, 537.0], 'Newhall': [29.4, 371.0]} | 313119.8125 | 40646.4922 | 0.12981 | 272473.3125 | 0.87019 | 68010.4609 | 0.2172 | 279738.25 | 0.89339 | 211727.7891 | 0.67619 | 9.4735 | 123756.1328 | 0.39524 | 114975.4531 | 0.36719 | 0 | 56124.3086 | 0.17924 | 0 | 0 | 147013.5312 | 0.46951 | 166106.2812 | 117582.5234 | 0.37552 | 195537.2891 | 136064.0469 | 0.43454 | 177055.7656 | 205535.9844 | 0.65641 | 107583.8281 | 33716.3086 | 0.10768 | 279403.5039 | 46228.25 | 0.14764 | 266891.5625
160 | Mesa | SPGE | PGE Kern | {'Oceano': [9.7, 43124.0], 'Sisquoc': [11.4, 33578.0], 'San Luis Obispo': [20.2, 16751.0], 'Cabrillo': [25.2, 686.0], 'Diablo Canyon': [26.5, 624.0]} | 233477.5781 | 61132.5742 | 0.26183 | 172345 | 0.73817 | 80813.6484 | 0.34613 | 215889.5781 | 0.92467 | 135075.9297 | 0.57854 | 8.5294 | 19168.9766 | 0.082102 | 40275.9805 | 0.1725 | 0 | 75635.3359 | 0.32395 | 34764.5508 | 0.1489 | 20625.7695 | 0.088342 | 212851.8086 | 17310.752 | 0.074143 | 216166.8262 | 58353.4766 | 0.24993 | 175124.1016 | 68309.0391 | 0.29257 | 165168.5391 | 86356.5781 | 0.36987 | 147121 | 14875.377 | 0.063712 | 218602.2012
90 | Mesa (SCE) | GREATER LA METRO | SCE Metro |  | 227.9328 | 178.6506 | 0.78379 | 49.2822 | 0.21621 | 2.93 | 0.012855 | 225.8244 | 0.99075 | 222.8945 | 0.9779 | 9.5579 | 0 | 0 | 0 | 0 | 0 | 64.7614 | 0.28412 | 11.724 | 0.051436 | 0 | 0 | 227.9328 | 15.4441 | 0.067757 | 212.4888 | 29.3524 | 0.12878 | 198.5805 | 30.8882 | 0.13551 | 197.0447 | 30.7802 | 0.13504 | 197.1527 | 22.6885 | 0.09954 | 205.2443
229 | Metcalf | NORTHERN CALIFORNIA | PGE GBA | {'Metcalf Energy Center': [0.3, 9392.0], 'Hicks': [8.8, 3506.0], 'Scott': [15.7, 1500.0], 'Los Esteros': [17.5, 1500.0], 'Llagas': [18.1, 6664.0], 'Newark': [23.3, 778.0], 'Moss Landing': [28.9, 410.0]} | 102574.6172 | 9394.6445 | 0.091588 | 93179.9688 | 0.90841 | 26404.4941 | 0.25742 | 82345.2812 | 0.80278 | 55940.7871 | 0.54537 | 11.0849 | 2423.8823 | 0.02363 | 1324.7417 | 0.012915 | 0 | 63791.7227 | 0.62191 | 24401.2852 | 0.23789 | 72295.8359 | 0.70481 | 30278.7812 | 24752.5391 | 0.24131 | 77822.0781 | 40186.4297 | 0.39178 | 62388.1875 | 78943.2109 | 0.76962 | 23631.4062 | 65288.2773 | 0.6365 | 37286.3398 | 3986.064 | 0.03886 | 98588.5532
52 | Midway | SPGE | PGE Kern | {'Shafter': [10.7, 26319.0], 'Tupman': [10.8, 16896.0], 'Rio Bravo': [11.1, 22786.0], 'Norco': [11.5, 14370.0], 'Elk Hills': [13.0, 5096.0], 'Semitropic': [13.6, 24142.0], 'Temblor': [13.8, 17989.0], 'Goose Lake': [15.4, 16189.0], 'Charca': [15.8, 24453.0], 'Renfro': [16.3, 13554.0], 'Kernridge': [16.4, 17102.0], 'Lerdo': [18.2, 13742.0], '7th Standard': [18.3, 12124.0], 'Taft': [18.6, 561.0], 'Tevis': [19.1, 8685.0], 'Kern Power': [20.1, 9005.0], 'Rosedale': [21.2, 7922.0], 'Smyrna': [21.7, 6630.0], 'Midway - Wheeler Ridge (Proposed)': [22.1, 0.0], 'Stockdale': [22.5, 3281.0], 'West Park': [23.3, 3515.0], 'Kern Oil': [24.5, 3374.0], 'Bakersfield': [25.3, 2125.0], 'Sycamore': [26.3, 1949.0], 'Caliente': [26.3, 9764.0], 'Columbus': [28.9, 100.0], 'Poso Mt.': [29.9, 0.0]} | 312556.0938 | 38132.4062 | 0.122 | 274423.6875 | 0.878 | 61103.707 | 0.1955 | 296600.9062 | 0.94895 | 235497.1992 | 0.75346 | 9.2026 | 44031.2422 | 0.14087 | 154828.8906 | 0.49536 | 0 | 9669.4395 | 0.030937 | 0 | 0 | 58569.8047 | 0.18739 | 253986.2891 | 69562.0703 | 0.22256 | 242994.0234 | 178003.0625 | 0.56951 | 134553.0312 | 188822.5938 | 0.60412 | 123733.5 | 2679.0056 | 0.0085713 | 309877.0881 | 22662.4141 | 0.072507 | 289893.6797
305 | Midway - Wheeler Ridge (Proposed) | SPGE | PGE Kern | {'Elk Hills': [9.4, 18885.0], 'Norco': [11.6, 22932.0], 'Taft': [12.1, 9743.0], 'Tevis': [15.8, 19319.0], 'Tupman': [16.0, 10906.0], 'Wheeler Ridge': [16.7, 17649.0], 'Stockdale': [17.6, 15405.0], 'Renfro': [19.3, 8293.0], 'Kern Power': [20.3, 8668.0], 'Rosedale': [20.7, 8786.0], 'West Park': [21.7, 8898.0], 'Midway': [22.1, 0.0], 'Rio Bravo': [22.1, 1299.0], '7th Standard': [23.3, 4524.0], 'Bakersfield': [23.6, 6435.0], 'Grimmway-Malaga': [24.6, 4902.0], 'Magunden': [25.6, 4577.0], 'Unknown - 3327': [25.9, 4038.0], 'Lamont': [26.0, 3986.0], 'Kern Oil': [26.1, 2693.0], 'Columbus': [26.6, 3153.0], 'Lerdo': [27.0, 105.0], 'Shafter': [27.2, 0.0], 'Pastoria': [27.3, 137.0], 'Sycamore': [27.7, 964.0], 'Cal Water': [29.3, 627.0]} | 254630.7656 | 28800.4453 | 0.11311 | 225830.3125 | 0.88689 | 63155.4805 | 0.24803 | 243739.3906 | 0.95723 | 180583.9102 | 0.7092 | 7 | 50238.125 | 0.1973 | 106802.3438 | 0.41944 | 0 | 16703.0059 | 0.065597 | 0 | 0 | 57112.0234 | 0.22429 | 197518.7422 | 97093.625 | 0.38131 | 157537.1406 | 144918.4844 | 0.56913 | 109712.2812 | 162125.8281 | 0.63671 | 92504.9375 | 12634.4961 | 0.049619 | 241996.2695 | 13318.7949 | 0.052306 | 241311.9707
145 | Miguel | SAN DIEGO | SDGE Imperial | {'Bay Boulevard': [8.1, 964.0], 'Otay Mesa': [8.3, 787.0], 'Silvergate': [9.4, 921.0], 'Mission': [11.6, 914.0], 'Old Town': [13.6, 914.0], 'Kearny': [13.7, 908.0], 'Sycamore Canyon': [16.7, 1059.0], 'Suncrest': [19.7, 2527.0], 'Penasquitos': [21.5, 631.0]} | 35255.3711 | 3466.4482 | 0.098324 | 31788.9219 | 0.90168 | 4010.7827 | 0.11376 | 16720.1016 | 0.47426 | 12709.3188 | 0.36049 | 21.8848 | 79.4783 | 0.0022544 | 14.4557 | 0.00041003 | 0 | 11577.4756 | 0.32839 | 16203.3154 | 0.4596 | 8326.4062 | 0.23617 | 26928.9648 | 20796.6875 | 0.58989 | 14458.6836 | 29524.9434 | 0.83746 | 5730.4277 | 30888.4629 | 0.87613 | 4366.9082 | 9587.1494 | 0.27193 | 25668.2217 | 1496.7009 | 0.042453 | 33758.6702
182 | Miller | SPGE | PGE GBA | {'Fink (Proposed)': [8.1, 19621.0], 'Crow Creek': [8.4, 19362.0], 'Quinto': [9.6, 16465.0], 'Los Banos': [14.8, 15491.0], 'Westley': [23.1, 2769.0], 'Llagas': [29.6, 0.0]} | 237293.375 | 29705.7656 | 0.12519 | 207587.6094 | 0.87481 | 86457.4453 | 0.36435 | 220063.0156 | 0.92739 | 133605.5703 | 0.56304 | 9 | 35513.2383 | 0.14966 | 72262.7266 | 0.30453 | 0 | 104527.2969 | 0.4405 | 18798.4727 | 0.07922 | 95631.2812 | 0.40301 | 141662.0938 | 21869.127 | 0.092161 | 215424.248 | 34581.1992 | 0.14573 | 202712.1758 | 118429.3594 | 0.49908 | 118864.0156 | 94328.6641 | 0.39752 | 142964.7109 | 14742.7451 | 0.062129 | 222550.6299
127 | Mirage | RIVERSIDE | SCE Eastern | {'Devers': [14.4, 12314.0]} | 52202.1016 | 15362.8271 | 0.2943 | 36839.2734 | 0.7057 | 912.1689 | 0.017474 | 22219.3828 | 0.42564 | 21307.2139 | 0.40817 | 27.5902 | 600.3395 | 0.0115 | 1187.0049 | 0.022739 | 0 | 40.6727 | 0.00077914 | 0 | 0 | 5528.4819 | 0.10591 | 46673.6196 | 20710.5352 | 0.39674 | 31491.5664 | 16159.0225 | 0.30955 | 36043.0791 | 23605.3672 | 0.45219 | 28596.7344 | 19681.6719 | 0.37703 | 32520.4297 | 11.9942 | 0.00022976 | 52190.1074
135 | Mira Loma | GREATER LA METRO | SCE Metro | {'Rancho Vista': [5.8, 4174.0], 'Etiwanda': [6.0, 4095.0], 'Chino': [6.6, 5043.0], 'Padua': [8.8, 4999.0], 'Vista': [14.3, 521.0], 'Serrano': [17.9, 2853.0], 'Lee Lake (Proposed)': [19.0, 67.0], 'San Bernardino': [19.3, 188.0], 'Villa Park': [20.4, 1444.0], 'Olinda': [21.0, 1255.0], 'Walnut': [22.1, 1255.0], 'Lewis': [23.6, 1255.0], 'Viejo': [23.9, 17.0], 'Rio Hondo': [24.8, 273.0], 'Johanna': [26.2, 0.0], 'Santiago': [26.4, 0.0], 'Lugo': [27.1, 0.0], 'Barre': [27.6, 6.0], 'El Casco': [28.1, 188.0], 'Valley': [29.9, 0.0]} | 20727.957 | 5231.519 | 0.25239 | 15496.4375 | 0.74761 | 1691.2786 | 0.081594 | 12319.8203 | 0.59436 | 10628.5417 | 0.51276 | 29.75 | 621.4825 | 0.029983 | 1372.2238 | 0.066202 | 0 | 8550.7178 | 0.41252 | 6302.0938 | 0.30404 | 7364.2383 | 0.35528 | 13363.7188 | 3140.3838 | 0.1515 | 17587.5732 | 6835.8779 | 0.32979 | 13892.0791 | 12389.4336 | 0.59772 | 8338.5234 | 7452.0938 | 0.35952 | 13275.8633 | 1867.5259 | 0.090097 | 18860.4312
146 | Mission | SAN DIEGO | SDGE Imperial | {'Old Town': [3.4, 1041.0], 'Kearny': [3.4, 1136.0], 'Silvergate': [6.1, 1041.0], 'Penasquitos': [10.4, 807.0], 'Sycamore Canyon': [11.1, 103.0], 'Miguel': [11.6, 914.0], 'Bay Boulevard': [12.3, 992.0], 'Otay Mesa': [19.6, 95.0], 'Escondido': [23.6, 101.0], 'Palomar Airport': [24.9, 101.0], 'Suncrest': [26.5, 0.0], 'Encina': [26.9, 0.0]} | 8918.7559 | 1120.8021 | 0.12567 | 7797.9536 | 0.87433 | 2823.1394 | 0.31654 | 4981.9253 | 0.55859 | 2158.7859 | 0.24205 | 21.4091 | 10.4178 | 0.0011681 | 3.3359 | 0.00037403 | 0 | 1809.901 | 0.20293 | 1450.8988 | 0.16268 | 2820.3723 | 0.31623 | 6098.3835 | 3685.5298 | 0.41323 | 5233.2261 | 5679.2544 | 0.63678 | 3239.5015 | 7660.0815 | 0.85887 | 1258.6743 | 951.3664 | 0.10667 | 7967.3895 | 207.9602 | 0.023317 | 8710.7956
287 | Mohave | SNV ELDORADO DESERT | SCE EOP | {} | 84520.0312 | 33177.6406 | 0.39254 | 51342.3906 | 0.60746 | 6322.9814 | 0.07481 | 8139.5205 | 0.096303 | 1816.5391 | 0.021492 | 2.4157 | 3888.7092 | 0.046009 | 0 | 0 | 0 | 0 | 0 | 0 | 0 | 1244.5194 | 0.014725 | 83275.5118 | 7915.6616 | 0.093654 | 76604.3696 | 0 | 0 | 84520.0312 | 7915.6616 | 0.093654 | 76604.3696 | 1409.674 | 0.016679 | 83110.3573 | 1929.1945 | 0.022825 | 82590.8368
192 | Moorpark | GREATER LA METRO | SCE Northern | {'Santa Clara': [16.2, 21590.0], 'Mandalay': [20.4, 10395.0], 'Saugus': [21.1, 1786.0], 'Pardee': [21.3, 1762.0], 'Sylmar-Pac Intertie': [23.1, 665.0]} | 145805.8594 | 28150.0566 | 0.19307 | 117655.8047 | 0.80693 | 21262.084 | 0.14582 | 119797.7891 | 0.82163 | 98535.7051 | 0.6758 | 13.7073 | 14757.1543 | 0.10121 | 40571.918 | 0.27826 | 0 | 36435.3867 | 0.24989 | 3912.2827 | 0.026832 | 54522.6719 | 0.37394 | 91283.1875 | 9845.0869 | 0.067522 | 135960.7725 | 28181.5742 | 0.19328 | 117624.2852 | 73722.2344 | 0.50562 | 72083.625 | 32095.7148 | 0.22013 | 113710.1445 | 13025.2803 | 0.089333 | 132780.5791
313 | Morro Bay | SPGE | PGE Kern | {'Diablo Canyon': [10.9, 1865.0], 'San Luis Obispo': [14.7, 2889.0], 'Templeton': [15.9, 8519.0], 'Oceano': [24.4, 1478.0]} | 118876.3594 | 11512.2744 | 0.096842 | 107364.0859 | 0.90316 | 25995.5645 | 0.21868 | 108501.2266 | 0.91272 | 82505.6621 | 0.69405 | 9.631 | 5549.1675 | 0.04668 | 2003.2772 | 0.016852 | 0 | 101043.5547 | 0.84999 | 3060.4524 | 0.025745 | 53246.9219 | 0.44792 | 65629.4375 | 34772.1289 | 0.29251 | 84104.2305 | 51395.0469 | 0.43234 | 67481.3125 | 82154.75 | 0.69109 | 36721.6094 | 65792.1562 | 0.55345 | 53084.2031 | 8942.6406 | 0.075226 | 109933.7188
218 | Moss Landing | SPGE | PGE GBA | {'Llagas': [18.4, 9141.0], 'Hollister': [20.8, 9094.0], 'Metcalf Energy Center': [28.7, 643.0], 'Metcalf 1': [28.9, 410.0]} | 120180.1797 | 18303.2656 | 0.1523 | 101876.9141 | 0.8477 | 19615.0371 | 0.16321 | 85407.7734 | 0.71066 | 65792.7363 | 0.54745 | 19.6667 | 7927.6924 | 0.065965 | 38993.6094 | 0.32446 | 0 | 29226.6719 | 0.24319 | 0 | 0 | 35097.3984 | 0.29204 | 85082.7812 | 24897.3438 | 0.20717 | 95282.8359 | 39002.3789 | 0.32453 | 81177.8008 | 67555.3906 | 0.56212 | 52624.7891 | 23039.3828 | 0.19171 | 97140.7969 | 7347.1885 | 0.061135 | 112832.9912
275 | Mustang | SPGE | PGE Fresno | {'Henrietta': [1.1, 156279.0], 'Leprino': [4.8, 143795.0], 'Gates': [13.1, 59585.0], 'GWF Hanford': [15.4, 84139.0], 'Schindler': [16.9, 18055.0], 'Waukena': [20.2, 68700.0], 'Avenal': [20.7, 27970.0], 'Excelsior': [20.9, 15146.0], 'Corcoran': [21.9, 59494.0], 'Mc Mullin': [25.2, 7216.0], 'Kingsburg': [25.8, 3001.0], 'Cantua': [27.2, 2044.0], 'Helm': [28.6, 2973.0]} | 385244.7812 | 161197.0156 | 0.41843 | 224047.7656 | 0.58157 | 88098.8281 | 0.22868 | 351533.6875 | 0.91249 | 263434.8594 | 0.68381 | 8.9415 | 165350.4531 | 0.42921 | 177283.3438 | 0.46018 | 0 | 6886.6763 | 0.017876 | 0 | 0 | 39401.2734 | 0.10228 | 345843.5078 | 10362.4482 | 0.026898 | 374882.333 | 20660.9355 | 0.053631 | 364583.8457 | 56007.1055 | 0.14538 | 329237.6758 | 0 | 0 | 385244.7812 | 7021.8882 | 0.018227 | 378222.8931
2 | Newark | NORTHERN CALIFORNIA | PGE GBA | {'Los Esteros': [5.9, 3428.0], 'Scott': [8.7, 1695.0], 'Eastshore': [11.2, 1194.0], 'Hicks': [19.0, 1024.0], 'Cayetano': [20.2, 2184.0], 'Metcalf 1': [23.3, 778.0], 'Metcalf Energy Center': [23.4, 760.0], 'Midway Green Ridge Services': [26.8, 223.0], 'Martin': [27.1, 0.0], 'Tesla': [27.3, 177.0], 'Delta Pumps': [28.8, 0.0], 'Kelso': [29.3, 0.0]} | 46784.0938 | 3703.9773 | 0.079172 | 43080.1172 | 0.92083 | 18180.2383 | 0.3886 | 43271.8633 | 0.92493 | 25091.625 | 0.53633 | 14.3406 | 129.4227 | 0.0027664 | 101.2298 | 0.0021638 | 0 | 43832.5117 | 0.93691 | 283.3659 | 0.0060569 | 26892.0566 | 0.57481 | 19892.0371 | 17973.3477 | 0.38418 | 28810.7461 | 25254.1055 | 0.5398 | 21529.9883 | 32939.3477 | 0.70407 | 13844.7461 | 28818.3145 | 0.61599 | 17965.7793 | 3622.1746 | 0.077423 | 43161.9192
99 | Newhall | SPGE | PGE Fresno | {'Mendota': [12.4, 81815.0], 'Dairyland': [13.0, 53205.0], 'Oro Loma': [18.1, 59689.0], 'Borden': [19.4, 20768.0], 'Tranquility': [19.6, 32439.0], 'Cheney': [19.7, 51253.0], 'Panoche': [20.4, 53068.0], 'Helm': [20.8, 18509.0], 'Le Grand': [22.2, 31045.0], 'Gregg': [22.8, 10432.0], 'Mc Mullin': [26.7, 1353.0], 'Kearney (New)': [27.1, 289.0], 'Merced': [29.4, 371.0], 'Wilson': [29.8, 79.0]} | 413746.875 | 144721.3125 | 0.34978 | 269025.5625 | 0.65022 | 92302.3984 | 0.22309 | 394729.5 | 0.95404 | 302427.1016 | 0.73095 | 7.6667 | 242653.6562 | 0.58648 | 121077.5469 | 0.29264 | 0 | 82021.5938 | 0.19824 | 0 | 0 | 159517.1094 | 0.38554 | 254229.7656 | 47487.1445 | 0.11477 | 366259.7305 | 75248.1172 | 0.18187 | 338498.7578 | 201160.8438 | 0.48619 | 212586.0312 | 12285.6641 | 0.029694 | 401461.2109 | 37956.1367 | 0.091738 | 375790.7383
210 | New Melones | NORTHERN CALIFORNIA | PGE GBA | {'Peoria': [3.4, 8145.0], 'Chinese Station': [5.7, 8117.0], 'Curtis': [11.6, 8182.0], 'Warnerville': [20.5, 383.0], 'Riverbank': [24.0, 0.0], 'Bellota': [26.8, 0.0], 'Rancho Seco - Bellota (Proposed)': [28.5, 0.0]} | 203498.4219 | 9250.3682 | 0.045457 | 194248.0469 | 0.95454 | 66346.5781 | 0.32603 | 179172.2812 | 0.88046 | 112825.7031 | 0.55443 | 10.836 | 6094.3638 | 0.029948 | 1473.4501 | 0.0072406 | 0 | 175834.4062 | 0.86406 | 5788.291 | 0.028444 | 146902.6719 | 0.72189 | 56595.75 | 54803.0898 | 0.2693 | 148695.332 | 74011.125 | 0.36369 | 129487.2969 | 170908.875 | 0.83985 | 32589.5469 | 137501.4219 | 0.67569 | 65997 | 18244.877 | 0.089656 | 185253.5449
311 | New Sub - Pit 1 - Cottonwood (Proposed) | NORTHERN CALIFORNIA | PGE NGBA | {'Round Mt.': [6.1, 44519.0], 'Cove Road': [6.8, 37614.0], 'Pit 1': [20.5, 31389.0]} | 269955.5625 | 71223.7578 | 0.26384 | 198731.8125 | 0.73616 | 142359.7812 | 0.52735 | 260991.7188 | 0.9668 | 118631.9375 | 0.43945 | 5.2874 | 7116.7822 | 0.026363 | 414.3881 | 0.001535 | 0 | 167240.5625 | 0.61951 | 28271.7168 | 0.10473 | 141629.1406 | 0.52464 | 128326.4219 | 39295.5625 | 0.14556 | 230660 | 48029.1602 | 0.17792 | 221926.4023 | 160872.0781 | 0.59592 | 109083.4844 | 76567.8438 | 0.28363 | 193387.7188 | 19436.4023 | 0.071999 | 250519.1602