## README
Dashboard for the Busbar Mapping of the 2025-2026 TPP Long Lead-time (LLT) Resources Sensitivity Portfolio |  | Date: 02-20-2025
Dashboard Purpose: | This dashboard provides an overview of busbar mapping results of the LLT resources sensitivity portfolio for the CPUC IRP Proceeding. Resource-to-busbar mapping (“busbar mapping”) is the process of refining the geographically coarse portfolios produced in the California Public Utilities Commission’s (CPUC) Integrated Resource Plan (IRP) proceeding, into plausible network modeling locations for electrical analysis in the California Independent System Operator’s (CAISO) annual Transmission Planning Process (TPP). The purpose of this workbook is to communicate the results of the busbar mapping results for the 25-26 TPP LLT resources sensitivity portfolio. This workbook reflects the updated portfolio, mapping, and methodology included with the January 10, 2025, Proposed Decision.
Final Dashboard Updates | Minor remapping of the geothermal resources was performed between the Proposed Decision and these final mapping results. The summary of those changes are found in the 'Remapping_PDtoD' tab. CPUC staff also made fixes to data/table errors and clarified information and descriptions on various tabs.
2025-2026 TPP Portfolios Proceeding Documents | The September 12, 2024, Ruling can be accessed from the webpage below:
https://docs.cpuc.ca.gov/SearchRes.aspx?docformat=ALL&docid=544973870
The October 30 2024, Ruling can be accessed from the webpage below:
https://docs.cpuc.ca.gov/SearchRes.aspx?docformat=ALL&docid=544973870
The January 10 2025, Proposed Decision can be accessed from the webpage below:
https://www.cpuc.ca.gov/industries-and-topics/electrical-energy/electric-power-procurement/long-term-procurement-planning/2024-26-irp-cycle-events-and-materials/assumptions-for-the-2025-2026-tpp
Busbar Mapping and Portfolio Information | This dashboard contains mapping results for the 2025-26 TPP LLT resources sensitivity portfolio. The portfolio utilizes CEC's 2023 IEPR and includes mapping of the 2035 and 2040 model years. All busbar mapping materials, portfolio information, and RESOLVE results can be found at the CPUC Assumptions for the 2025-26 TPP webpage below:
https://www.cpuc.ca.gov/industries-and-topics/electrical-energy/electric-power-procurement/long-term-procurement-planning/2024-26-irp-cycle-events-and-materials/assumptions-for-the-2025-2026-tpp
Busbar Mapping Methodology: | The busbar mapping working group utilized the busbar mapping methodology included with the September 2024 CPUC Ruling, with minor updates to include Protected Areas Layer Analysis for Pumped Storage Hydro.
See the Busbar Mapping Methodology document for more detail, available at:
https://www.cpuc.ca.gov/-/media/cpuc-website/divisions/energy-division/documents/integrated-resource-plan-and-long-term-procurement-plan-irp-ltpp/2024-2026-irp-cycle-events-and-materials/assumptions-for-the-2025-2026-tpp/mapping_methodology_vruling_2024-09-06.pdf
How to Read this Document: | The CPUC staff highly recommends using the Busbar Mapping Methodology document (see above) as a reference and guide to understanding this dashboard.
Busbar Mapping Webinar: | On November 5, 2024, the CPUC held a virtual workshop open to the public that outlined the TPP and provided a busbar mapping overview. Links to the recording and the presentations are available at the bottom of the Assumptions for the 2025-2026 TPP webpage:
https://www.cpuc.ca.gov/industries-and-topics/electrical-energy/electric-power-procurement/long-term-procurement-planning/2024-26-irp-cycle-events-and-materials/assumptions-for-the-2025-2026-tpp
Table of Contents
Summary_byCAISO_zone | Summary of Mapping Results by CAISO Study Areas.
Summary_byRESOLVE_area | Summary of the LLT resources sensitivity RESOLVE-selected portfolio and Mapping Results by RESOLVE resource areas.
Summary_bySub_forTPP | Inventory of all resources (baseline, in-development, and generic) based on relevancy to inclusion in transmission exceedance calculations.
Out-of-CAISO_Summary | Summary of out-of-CAISO resources, their locations, and likely CAISO interties.
Unaccountedfor_TPD | Inventory of unaccounted for Transmission Plan Deliverability (TPD) amounts that could impact the transmission deliverability and MIC needs of Out-of-CAISO OOS wind and geothermal, as well as North Coast Offshore Wind
Summary_Compareto_BaseCasePD | Summary of the mapping differences in the amount and locations of mapped resources between the base case mapping and the LLT resources sensitivity mapping for the 2035 and 2040 model years.
2035 and 2040 Criteria Alignment Tabs | Summary of the criteria alignment for the 2035 and 2040 mapped resources.
Res_by_Sub_Mapping Tab | Contains the complete by substation mapping of resources for the portfolio. This tab contains the full mapping of resource MW amounts to the substations and tracks the adjustments made between initial and final results.
Remapping_PDtoD | Contains a summary of the mapping adjustments between the Jan. 10, 2025, PD and the final mapping results.
Tx System Criteria Tabs | Tabs color-coded blue are used to assess the system transmission impacts and criteria analysis.
Interconnection Criteria Tabs | Tabs color-coded purple are used to assess the interconnection criteria analysis.
Land-use & Environmental Impacts Criteria Tabs | Tabs color-coded green are used to assess the land-use analysis and environmental impacts criteria analysis.
Community Environmental Impacts Criteria Tabs | Tabs color-coded light red are used to assess the community-level environmental impacts criteria analysis.
Commercial Development Interest Criteria Tabs | Tabs color-coded yellow are used to assess the commercial development interest criteria analysis.
Previous TPP alignment Criteria Tabs | Tabs color-coded orange are used to assess the alignment with previous TPP portfolio criteria analysis.

## Summary_byCAISO_zone
Summary of the LLT Res. Sens. Portfolio by CAISO study area. Summarizes the mapping results for the 2035 and 2040 TPP portfolio years. Shows the amount of in-development resources identified and mapped in the portfolio and the additional generic resources mapped for the 2035 and 2040 portfolios.
In-Development: Contracted, online, or under construction resources not in modeling baseline
CAISO Study Area | Geothermal | Biomass | Wind |  |  | OOS Wind | Offshore Wind | Distributed Solar | Solar |  |  | Battery |  |  | LDES | Total In-Development
| FCDS (MW) | FCDS (MW) | FCDS (MW) | EODS (MW) | Total (MW) | FCDS (MW) | FCDS (MW) | EODS (MW) | FCDS (MW) | EODS (MW) | Total (MW) | 4hr - FCDS (MW) | 8hr -FCDS (MW) | Total (MW) | FCDS (MW) | (MW)
PG&E North of Greater Bay Study Area | 25 | 3.2 | 0 | 0 | 0 | 0 | 0 | 20.729 | 0 | 28 | 28 | 124.95 | 0 | 124.95 | 5 | 206.879 | PG&E NGBA
PG&E Greater Bay Study Area | 0 | 3 | 90.8 | 0 | 90.8 | 0 | 0 | 10.475 | 0 | 100 | 100 | 718.8 | 0 | 718.8 | 0 | 923.075 | PG&E GBA
PG&E Fresno Study Area | 0 | 1.988 | 60.5 | 0 | 60.5 | 0 | 0 | 49.86 | 791 | 1130.5 | 1921.5 | 2307.75 | 35 | 2342.75 | 0 | 4376.598 | PG&E FRESNO
PG&E Kern Study Area | 0 | 0 | 0 | 0 | 0 | 0 | 0 | 18.72 | 200 | 663 | 863 | 493 | 0 | 493 | 0 | 1374.72 | PG&E KERN
SCE Northern Area | 0 | 0 | 0 | 0 | 0 | 0 | 0 | 24 | 427 | 1383 | 1810 | 3224 | 454 | 3678 | 200 | 5712 | SCE Northern
SCE Metro Study Area | 366 | 5.6 | 0 | 0 | 0 | 0 | 0 | 12.85 | 10 | 10 | 20 | 1890.5 | 10 | 1900.5 | 0 | 2304.95 | SCE Metro
SCE North of Lugo Study Area | 9.7 | 0 | 0 | 0 | 0 | 0 | 0 | 17 | 275 | 239.8 | 514.8 | 507.2 | 6 | 513.2 | 0 | 1054.7 | SCE NOL
East of Pisgah Study Area | 0 | 0 | 0 | 0 | 0 | 51 | 0 | 0 | 125 | 650 | 775 | 1210 | 0 | 1210 | 0 | 2036 | EOP
SCE Eastern Study Area | 0 | 2.6 | 57 | 0 | 57 | 1685 | 0 | 0 | 475 | 3398.5 | 3873.5 | 3985.4 | 100 | 4085.4 | 0 | 9703.5 | SCE Eastern
SDG&E Study Area | 0 | 0 | 300 | 0 | 300 | 0 | 0 | 0.84 | 52.5 | 1138.4 | 1190.9 | 1727.21 | 50 | 1777.21 | 0 | 3268.95 | SDGE
Total In-Development: | 400.7 | 16.388 | 508.3 | 0 | 508.3 | 1736 | 0 | 154.474 | 2355.5 | 8741.2 | 11096.7 | 16188.81 | 655 | 16843.81 | 205 | 30961.372
2035 Portfolio
2035 — Mapped Generic Resources
CAISO Study Area | Geothermal | Biomass | Wind |  |  | OOS Wind | Offshore Wind | Distributed Solar | Solar |  |  | Battery |  |  | LDES | Total 2035 Generic
| FCDS (MW) | FCDS (MW) | FCDS (MW) | EODS (MW) | Total (MW) | FCDS (MW) | FCDS (MW) | EODS (MW) | FCDS (MW) | EODS (MW) | Total (MW) | 4hr - FCDS (MW) | 8hr -FCDS (MW) | Total (MW) | FCDS (MW) | (MW)
PG&E North of Greater Bay Study Area | 340.5 | 105.55 | 1297.6 | 42 | 1339.6 | 0 | 2680 | 24.8 | 50 | 230 | 280 | 0 | 95 | 95 | 385 | 5250.45 | PG&E NGBA
PG&E Greater Bay Study Area | 0 | 8.85 | 735.8 | 186.95 | 922.75 | 0 | 0 | 33.3 | 0 | 0 | 0 | 0 | 261.075 | 261.075 | 446 | 1671.975 | PG&E GBA
PG&E Fresno Study Area | 0 | 7.5 | 260 | 50 | 310 | 0 | 0 | 28.75 | 295 | 1441.5 | 1736.5 | 0 | 0 | 0 | 440 | 2522.75 | PG&E FRESNO
PG&E Kern Study Area | 0 | 23.3 | 113.07 | 0 | 113.07 | 0 | 4875 | 31.55 | 629 | 775 | 1404 | 0 | 0 | 0 | 0 | 6446.92 | PG&E KERN
SCE Northern Area | 0 | 0 | 674 | 0 | 674 | 0 | 0 | 0 | 624.5 | 125 | 749.5 | 0 | 0 | 0 | 700 | 2123.5 | SCE Northern
SCE Metro Study Area | 23 | 0 | 0 | 0 | 0 | 0 | 0 | 0 | 0 | 0 | 0 | 0 | 0 | 0 | 0 | 23 | SCE Metro
SCE North of Lugo Study Area | 0 | 4.2 | 330 | 32.18 | 362.18 | 0 | 0 | 7.3 | 300 | 150 | 450 | 0 | 0 | 0 | 0 | 823.68 | SCE NOL
East of Pisgah Study Area | 678.3 | 0 | 860 | 50 | 910 | 3955 | 0 | 0 | 1141 | 253 | 1394 | 0 | 0 | 0 | 0 | 6937.3 | EOP
SCE Eastern Study Area | 556.5 | 5.25 | 230.5 | 37 | 267.5 | 1309 | 0 | 0 | 0 | 0 | 0 | 0 | 0 | 0 | 200 | 2338.25 | SCE Eastern
SDG&E Study Area | 140 | 0 | 960 | 555.8 | 1515.8 | 0 | 0 | 0 | 367 | 0 | 367 | 0 | 0 | 0 | 409.2 | 2432 | SDGE
Total 2035 Generic: | 1738.3 | 154.65 | 5460.97 | 953.93 | 6414.9 | 5264 | 7555 | 125.7 | 3406.5 | 2974.5 | 6381 | 0 | 356.075 | 356.075 | 2580.2 | 30569.825
2035 — Mapped Total Resources (In-Dev & Generic)
CAISO Study Area | Geothermal | Biomass | Wind |  |  | OOS Wind | Offshore Wind | Distributed Solar | Solar |  |  | Battery |  |  | LDES | Total 2035 Resources
| FCDS (MW) | FCDS (MW) | FCDS (MW) | EODS (MW) | Total (MW) | FCDS (MW) | FCDS (MW) | EODS (MW) | FCDS (MW) | EODS (MW) | Total (MW) | 4hr - FCDS (MW) | 8hr -FCDS (MW) | Total (MW) | FCDS (MW) | (MW)
PG&E North of Greater Bay Study Area | 365.5 | 108.75 | 1297.6 | 42 | 1339.6 | 0 | 2680 | 45.529 | 50 | 258 | 308 | 124.95 | 95 | 219.95 | 390 | 5457.329 | PG&E NGBA
PG&E Greater Bay Study Area | 0 | 11.85 | 826.6 | 186.95 | 1013.55 | 0 | 0 | 43.775 | 0 | 100 | 100 | 718.8 | 261.075 | 979.875 | 446 | 2595.05 | PG&E GBA
PG&E Fresno Study Area | 0 | 9.488 | 320.5 | 50 | 370.5 | 0 | 0 | 78.61 | 1086 | 2572 | 3658 | 2307.75 | 35 | 2342.75 | 440 | 6899.348 | PG&E FRESNO
PG&E Kern Study Area | 0 | 23.3 | 113.07 | 0 | 113.07 | 0 | 4875 | 50.27 | 829 | 1438 | 2267 | 493 | 0 | 493 | 0 | 7821.64 | PG&E KERN
SCE Northern Area | 0 | 0 | 674 | 0 | 674 | 0 | 0 | 24 | 1051.5 | 1508 | 2559.5 | 3224 | 454 | 3678 | 900 | 7835.5 | SCE Northern
SCE Metro Study Area | 389 | 5.6 | 0 | 0 | 0 | 0 | 0 | 12.85 | 10 | 10 | 20 | 1890.5 | 10 | 1900.5 | 0 | 2327.95 | SCE Metro
SCE North of Lugo Study Area | 9.7 | 4.2 | 330 | 32.18 | 362.18 | 0 | 0 | 24.3 | 575 | 389.8 | 964.8 | 507.2 | 6 | 513.2 | 0 | 1878.38 | SCE NOL
East of Pisgah Study Area | 678.3 | 0 | 860 | 50 | 910 | 4006 | 0 | 0 | 1266 | 903 | 2169 | 1210 | 0 | 1210 | 0 | 8973.3 | EOP
SCE Eastern Study Area | 556.5 | 7.85 | 287.5 | 37 | 324.5 | 2994 | 0 | 0 | 475 | 3398.5 | 3873.5 | 3985.4 | 100 | 4085.4 | 200 | 12041.75 | SCE Eastern
SDG&E Study Area | 140 | 0 | 1260 | 555.8 | 1815.8 | 0 | 0 | 0.84 | 419.5 | 1138.4 | 1557.9 | 1727.21 | 50 | 1777.21 | 409.2 | 5700.95 | SDGE
Total 2035 Resources: | 2139 | 171.038 | 5969.27 | 953.93 | 6923.2 | 7000 | 7555 | 280.174 | 5762 | 11715.7 | 17477.7 | 16188.81 | 1011.075 | 17199.885 | 2785.2 | 61531.197
2040 Portfolio
2040 — Generic Additions Incremental to 2035
CAISO Study Area | Geothermal | Biomass | Wind |  |  | OOS Wind | Offshore Wind | Distributed Solar | Solar |  |  | Battery |  |  | LDES | Total Incremental to 2035
| FCDS (MW) | FCDS (MW) | FCDS (MW) | EODS (MW) | Total (MW) | FCDS (MW) | FCDS (MW) | EODS (MW) | FCDS (MW) | EODS (MW) | Total (MW) | 4hr - FCDS (MW) | 8hr -FCDS (MW) | Total (MW) | FCDS (MW) | (MW)
PG&E North of Greater Bay Study Area | 0 | 0 | 98 | 33.2 | 131.2 | 0 | 0 | 0 | 319.4 | 500 | 819.4 | 0 | 185.1 | 185.1 | 0 | 1135.7 | PG&E NGBA
PG&E Greater Bay Study Area | 0 | 0 | 0 | 0 | 0 | 1707 | 0 | 0 | 200 | 450 | 650 | 0 | 1057.2 | 1057.2 | 0 | 3414.2 | PG&E GBA
PG&E Fresno Study Area | 0 | 0 | 0 | 0 | 0 | 0 | 0 | 0 | 2450 | 3910.5 | 6360.5 | 0 | 1620 | 1620 | 0 | 7980.5 | PG&E FRESNO
PG&E Kern Study Area | 0 | 0 | 0 | 0 | 0 | 0 | 0 | 0 | 256 | 1949 | 2205 | 0 | 990 | 990 | 0 | 3195 | PG&E KERN
SCE Northern Area | 0 | 0 | 0 | 0 | 0 | 0 | 0 | 0 | 626 | 2210 | 2836 | 0 | 904 | 904 | 0 | 3740 | SCE Northern
SCE Metro Study Area | 0 | 0 | 0 | 0 | 0 | 1750 | 0 | 0 | 0 | 0 | 0 | 0 | 500 | 500 | 0 | 2250 | SCE Metro
SCE North of Lugo Study Area | 0 | 0 | 0 | 0 | 0 | 0 | 0 | 0 | 0 | 354 | 354 | 0 | 180 | 180 | 0 | 534 | SCE NOL
East of Pisgah Study Area | 0 | 0 | 184.9 | 0 | 184.9 | 0 | 0 | 0 | 750 | 2829 | 3579 | 0 | 1165 | 1165 | 0 | 4928.9 | EOP
SCE Eastern Study Area | 0 | 0 | 0 | 0 | 0 | 34.4 | 0 | 0 | 900 | 1480 | 2380 | 0 | 657 | 657 | 0 | 3071.4 | SCE Eastern
SDG&E Study Area | 0 | 0 | 0 | 0 | 0 | 0 | 0 | 14 | 278 | 1182.6 | 1460.6 | 0 | 800 | 800 | 0 | 2274.6 | SDGE
Total Incremental to 2035: | 0 | 0 | 282.9 | 33.2 | 316.1 | 3491.4 | 0 | 14 | 5779.4 | 14865.1 | 20644.5 | 0 | 8058.3 | 8058.3 | 0 | 32524.3
2040 — Mapped Generic Resources
CAISO Study Area | Geothermal | Biomass | Wind |  |  | OOS Wind | Offshore Wind | Distributed Solar | Solar |  |  | Battery |  |  | LDES | Total 2040 Generic
| FCDS (MW) | FCDS (MW) | FCDS (MW) | EODS (MW) | Total (MW) | FCDS (MW) | FCDS (MW) | EODS (MW) | FCDS (MW) | EODS (MW) | Total (MW) | 4hr - FCDS (MW) | 8hr -FCDS (MW) | Total (MW) | FCDS (MW) | (MW)
PG&E North of Greater Bay Study Area | 340.5 | 105.55 | 1395.6 | 75.2 | 1470.8 | 0 | 2680 | 24.8 | 369.4 | 730 | 1099.4 | 0 | 280.1 | 280.1 | 385 | 6386.15 | PG&E NGBA
PG&E Greater Bay Study Area | 0 | 8.85 | 735.8 | 186.95 | 922.75 | 1707 | 0 | 33.3 | 200 | 450 | 650 | 0 | 1318.275 | 1318.275 | 446 | 5086.175 | PG&E GBA
PG&E Fresno Study Area | 0 | 7.5 | 260 | 50 | 310 | 0 | 0 | 28.75 | 2745 | 5352 | 8097 | 0 | 1620 | 1620 | 440 | 10503.25 | PG&E FRESNO
PG&E Kern Study Area | 0 | 23.3 | 113.07 | 0 | 113.07 | 0 | 4875 | 31.55 | 885 | 2724 | 3609 | 0 | 990 | 990 | 0 | 9641.92 | PG&E KERN
SCE Northern Area | 0 | 0 | 674 | 0 | 674 | 0 | 0 | 0 | 1250.5 | 2335 | 3585.5 | 0 | 904 | 904 | 700 | 5863.5 | SCE Northern
SCE Metro Study Area | 23 | 0 | 0 | 0 | 0 | 1750 | 0 | 0 | 0 | 0 | 0 | 0 | 500 | 500 | 0 | 2273 | SCE Metro
SCE North of Lugo Study Area | 0 | 4.2 | 330 | 32.18 | 362.18 | 0 | 0 | 7.3 | 300 | 504 | 804 | 0 | 180 | 180 | 0 | 1357.68 | SCE NOL
East of Pisgah Study Area | 678.3 | 0 | 1044.9 | 50 | 1094.9 | 3955 | 0 | 0 | 1891 | 3082 | 4973 | 0 | 1165 | 1165 | 0 | 11866.2 | EOP
SCE Eastern Study Area | 556.5 | 5.25 | 230.5 | 37 | 267.5 | 1343.4 | 0 | 0 | 900 | 1480 | 2380 | 0 | 657 | 657 | 200 | 5409.65 | SCE Eastern
SDG&E Study Area | 140 | 0 | 960 | 555.8 | 1515.8 | 0 | 0 | 14 | 645 | 1182.6 | 1827.6 | 0 | 800 | 800 | 409.2 | 4706.6 | SDGE
Total 2040 Generic: | 1738.3 | 154.65 | 5743.87 | 987.13 | 6731 | 8755.4 | 7555 | 139.7 | 9185.9 | 17839.6 | 27025.5 | 0 | 8414.375 | 8414.375 | 2580.2 | 63094.125
2040 — Mapped Total Resources (In-Dev & Generic)
CAISO Study Area | Geothermal | Biomass | Wind |  |  | OOS Wind | Offshore Wind | Distributed Solar | Solar |  |  | Battery |  |  | LDES | Total 2040 Resources
| FCDS (MW) | FCDS (MW) | FCDS (MW) | EODS (MW) | Total (MW) | FCDS (MW) | FCDS (MW) | EODS (MW) | FCDS (MW) | EODS (MW) | Total (MW) | 4hr - FCDS (MW) | 8hr -FCDS (MW) | Total (MW) | FCDS (MW) | (MW)
PG&E North of Greater Bay Study Area | 365.5 | 108.75 | 1395.6 | 75.2 | 1470.8 | 0 | 2680 | 45.529 | 369.4 | 758 | 1127.4 | 124.95 | 280.1 | 405.05 | 390 | 6593.029 | PG&E NGBA
PG&E Greater Bay Study Area | 0 | 11.85 | 826.6 | 186.95 | 1013.55 | 1707 | 0 | 43.775 | 200 | 550 | 750 | 718.8 | 1318.275 | 2037.075 | 446 | 6009.25 | PG&E GBA
PG&E Fresno Study Area | 0 | 9.488 | 320.5 | 50 | 370.5 | 0 | 0 | 78.61 | 3536 | 6482.5 | 10018.5 | 2307.75 | 1655 | 3962.75 | 440 | 14879.848 | PG&E FRESNO
PG&E Kern Study Area | 0 | 23.3 | 113.07 | 0 | 113.07 | 0 | 4875 | 50.27 | 1085 | 3387 | 4472 | 493 | 990 | 1483 | 0 | 11016.64 | PG&E KERN
SCE Northern Area | 0 | 0 | 674 | 0 | 674 | 0 | 0 | 24 | 1677.5 | 3718 | 5395.5 | 3224 | 1358 | 4582 | 900 | 11575.5 | SCE Northern
SCE Metro Study Area | 389 | 5.6 | 0 | 0 | 0 | 1750 | 0 | 12.85 | 10 | 10 | 20 | 1890.5 | 510 | 2400.5 | 0 | 4577.95 | SCE Metro
SCE North of Lugo Study Area | 9.7 | 4.2 | 330 | 32.18 | 362.18 | 0 | 0 | 24.3 | 575 | 743.8 | 1318.8 | 507.2 | 186 | 693.2 | 0 | 2412.38 | SCE NOL
East of Pisgah Study Area | 678.3 | 0 | 1044.9 | 50 | 1094.9 | 4006 | 0 | 0 | 2016 | 3732 | 5748 | 1210 | 1165 | 2375 | 0 | 13902.2 | EOP
SCE Eastern Study Area | 556.5 | 7.85 | 287.5 | 37 | 324.5 | 3028.4 | 0 | 0 | 1375 | 4878.5 | 6253.5 | 3985.4 | 757 | 4742.4 | 200 | 15113.15 | SCE Eastern
SDG&E Study Area | 140 | 0 | 1260 | 555.8 | 1815.8 | 0 | 0 | 14.84 | 697.5 | 2321 | 3018.5 | 1727.21 | 850 | 2577.21 | 409.2 | 7975.55 | SDGE
Total 2040 Resources: | 2139 | 171.038 | 6252.17 | 987.13 | 7239.3 | 10491.4 | 7555 | 294.174 | 11541.4 | 26580.8 | 38122.2 | 16188.81 | 9069.375 | 25258.185 | 2785.2 | 94055.497

## Summary_byRESOLVE_area
Summary of initial RESOLVE portfolio resources for the LLT resources sensitivity portfolio. Summarizes the initial mapping results for the 2035 and 2040 TPP portfolio years, by RESOLVE Resource areas. Shows the amount of in-development resources identified and mapped in the portfolio and the additional generic resources mapped for the 2035 and 2040 portfolios. Also shows mapped results for the 24-25 TPP and 23-24 TPP base cases for comparison.
|  | LLT Sensitivity Portfolio — Modeling Results Summary by RESOLVE Region (Sept. 12, 2024 Ruling LLT (2030 LSE Plans) Portfolio) | [8 empty] | LLT Sens. Portfolio — Mapping Results Summary by RESOLVE Region | [19 empty] | 24-25 TPP Base Case — Mapped Portfolio | [6 empty] | 23-24 TPP Base Case — Mapped Portfolio (2035)
[14 empty] | 2035 | [6 empty] | 2040
RESOLVE Resource Name | Resource Type | Model Year 2030 |  |  | Model Year 2035 |  |  | Model Year 2040 |  |  | In-Development Resources |  |  |  | 2035 — Mapped Generic |  |  | 2035 — Mapped Total (In-Dev & Generic) |  |  |  | 2040 — Generic Additions Incremental to 2035 |  |  | 2040 — Mapped Generic |  |  | 2040 — Mapped Total (In-Dev & Generic) |  |  |  | Mapped Total (2034) |  |  | Mapped Total (2039) |  |  | Mapped Total (Subtracting resources in updated baseline)
|  | FCDS (MW) | EODS (MW) | Total (MW) | FCDS (MW) | EODS (MW) | Total (MW) | FCDS (MW) | EODS (MW) | Total (MW) | FCDS (MW) | EODS (MW) | Total (MW) |  | FCDS (MW) | EODS (MW) | Total (MW) | FCDS (MW) | EODS (MW) | Total (MW) |  | FCDS (MW) | EODS (MW) | Total (MW) | FCDS (MW) | EODS (MW) | Total (MW) | FCDS (MW) | EODS (MW) | Total (MW) | RESOLVE Resource Name | FCDS (MW) | EODS (MW) | Total (MW) | FCDS (MW) | EODS (MW) | Total (MW) | RESOLVE Resource Name | FCDS (MW) | EODS (MW) | Total (MW)
InState Biomass | Biomass/Biogas | 171 | 0 | 171 | 171 | 0 | 171 | 171 | 0 | 171 | 16.388 | 0 | 16.388 |  | 154.65 | 0 | 154.65 | 171.038 | 0 | 171.038 |  | 0 | 0 | 0 | 154.65 | 0 | 154.65 | 171.038 | 0 | 171.038 | InState Biomass | 171.015 | 0 | 171.015 | 171.015 | 0 | 171.015 | InState Biomass | 127.444 |  | 127.444
Central_Nevada_Geothermal | Geothermal | 40 | 0 | 40 | 40 | 0 | 40 | 40 | 0 | 40 | 0 | 0 | 0 |  | 450 | 0 | 450 | 450 | 0 | 450 |  | 0 | 0 | 0 | 450 | 0 | 450 | 450 | 0 | 450 | Central_Nevada_Geothermal | 500 | 0 | 500 | 500 | 0 | 500 | Central_Nevada_Geothermal | 500 |  | 500
Greater_Imperial_Geothermal | Geothermal | 1121.192 | 0 | 1121.192 | 1717.2 | 0 | 1717.2 | 1717.2 | 0 | 1717.2 | 0 | 0 | 0 |  | 696.5 | 0 | 696.5 | 696.5 | 0 | 696.5 |  | 0 | 0 | 0 | 696.5 | 0 | 696.5 | 696.5 | 0 | 696.5 | Greater_Imperial_Geothermal | 950 | 0 | 950 | 950 | 0 | 950 | Greater_Imperial_Geothermal | 805 |  | 805
Inyokern_North_Kramer_Geothermal | Geothermal | 7.1 | 0 | 7.1 | 7.1 | 0 | 7.1 | 7.1 | 0 | 7.1 | 9.7 | 0 | 9.7 |  | 0 | 0 | 0 | 9.7 | 0 | 9.7 |  | 0 | 0 | 0 | 0 | 0 | 0 | 9.7 | 0 | 9.7 | Inyokern_North_Kramer_Geothermal | 0 | 0 | 0 | 0 | 0 | 0 | Inyokern_North_Kramer_Geothermal | 0 |  | 0
Northern_California_Geothermal | Geothermal | 314.3 | 0 | 314.3 | 314.3 | 0 | 314.3 | 314.3 | 0 | 314.3 | 25 | 0 | 25 |  | 140.5 | 0 | 140.5 | 165.5 | 0 | 165.5 |  | 0 | 0 | 0 | 140.5 | 0 | 140.5 | 165.5 | 0 | 165.5 | Northern_California_Geothermal | 144 | 0 | 144 | 144 | 0 | 144 | Northern_California_Geothermal | 118.2 |  | 118.2
Northern_Nevada_Geothermal | Geothermal | 0 | 0 | 0 | 0 | 0 | 0 | 0 | 0 | 0 | 0 | 0 | 0 |  | 128.3 | 0 | 128.3 | 128.3 | 0 | 128.3 |  | 0 | 0 | 0 | 128.3 | 0 | 128.3 | 128.3 | 0 | 128.3 | Northern_Nevada_Geothermal | 299 | 0 | 299 | 299 | 0 | 299 | Northern_Nevada_Geothermal | 305 |  | 305
Pacific_Northwest_Geothermal | Geothermal | 60.408 | 0 | 60.408 | 60.408 | 0 | 60.408 | 60.408 | 0 | 60.408 | 0 | 0 | 0 |  | 100 | 0 | 100 | 100 | 0 | 100 |  | 0 | 0 | 0 | 100 | 0 | 100 | 100 | 0 | 100 | Pacific_Northwest_Geothermal | 0 | 0 | 0 | 0 | 0 | 0 | Pacific_Northwest_Geothermal | 0 |  | 0
Utah_Geothermal | Geothermal | 0 | 0 | 0 | 0 | 0 | 0 | 0 | 0 | 0 | 366 | 0 | 366 |  | 123 | 0 | 123 | 489 | 0 | 489 |  | 0 | 0 | 0 | 123 | 0 | 123 | 489 | 0 | 489 | Utah_Geothermal | 76 | 0 | 76 | 76 | 0 | 76 | Utah_Geothermal | 11.8 |  | 11.8
Distributed Solar | Solar | 0 | 0 | 0 | 0 | 0 | 0 | 0 | 0 | 0 |  | 154.474 | 154.474 |  | 0 | 125.7 | 125.7 | 0 | 280.174 | 280.174 |  | 0 | 14 | 14 | 0 | 139.7 | 139.7 | 0 | 294.174 | 294.174 | Distributed Solar | 259.6865 | 0 | 259.6865 | 282.6865 | 0 | 282.6865 | Distributed Solar | 86.038 |  | 86.038
Arizona_Solar | Solar | 169 | 0 | 169 | 2064.2 | 0 | 2064.2 | 5064.617 | 0 | 5064.617 | 52.5 | 2864 | 2916.5 |  | 367 | 0 | 367 | 419.5 | 2864 | 3283.5 |  | 778 | 1310 | 2088 | 1145 | 1310 | 2455 | 1197.5 | 4174 | 5371.5 | Arizona_Solar | 610 | 2240 | 2850 | 1210 | 3065 | 4275 | Arizona_Solar | 1497.5 | 2947 | 4444.5
Greater_Imperial_Solar | Solar | 39 | 0 | 39 | 39 | 0 | 39 | 996.827 | 0 | 996.827 | 0 | 299.4 | 299.4 |  | 0 | 0 | 0 | 0 | 299.4 | 299.4 |  | 150 | 722.6 | 872.6 | 150 | 722.6 | 872.6 | 150 | 1022 | 1172 | Greater_Imperial_Solar | 200 | 182 | 382 | 200 | 344 | 544 | Greater_Imperial_Solar | 0 | 711 | 711
Greater_Kramer_Solar | Solar | 1012.315 | 0 | 1012.315 | 1012.315 | 0 | 1012.315 | 4438.034 | 0 | 4438.034 | 275 | 239.8 | 514.8 |  | 300 | 150 | 450 | 575 | 389.8 | 964.8 |  | 0 | 354 | 354 | 300 | 504 | 804 | 575 | 743.8 | 1318.8 | Greater_Kramer_Solar | 672 | 910 | 1582 | 752 | 1258 | 2010 | Greater_Kramer_Solar | 611 | 1316.9557 | 1927.9557
Greater_LA_Solar | Solar | 0 | 0 | 0 | 0 | 0 | 0 | 375 | 0 | 375 | 10 | 10 | 20 |  | 0 | 0 | 0 | 10 | 10 | 20 |  | 0 | 0 | 0 | 0 | 0 | 0 | 10 | 10 | 20 | Greater_LA_Solar | 0 | 0 | 0 | 0 | 0 | 0 | Greater_LA_Solar | 125 | 625 | 750
Northern_California_Solar | Solar | 21 | 100 | 121 | 21 | 100 | 121 | 21 | 100 | 121 | 0 | 128 | 128 |  | 50 | 230 | 280 | 50 | 358 | 408 |  | 519.4 | 950 | 1469.4 | 569.4 | 1180 | 1749.4 | 569.4 | 1308 | 1877.4 | Northern_California_Solar | 275 | 419.6 | 694.6 | 900 | 1329.6 | 2229.6 | Northern_California_Solar | 678.79 | 1047.2446 | 1726.0346
Riverside_Solar | Solar | 659 | 0 | 659 | 659 | 0 | 659 | 8687.966 | 0 | 8687.966 | 475 | 1373.5 | 1848.5 |  | 0 | 0 | 0 | 475 | 1373.5 | 1848.5 |  | 250 | 630 | 880 | 250 | 630 | 880 | 725 | 2003.5 | 2728.5 | Riverside_Solar | 700 | 1108.5 | 1808.5 | 900 | 2033.5 | 2933.5 | Riverside_Solar | 1025.6965 | 3447.6035 | 4473.3
Southern_NV_Eldorado_Solar | Solar | 9111.066 | 330 | 9441.066 | 9177.9 | 330 | 9507.9 | 9689.641 | 330 | 10019.641 | 125 | 650 | 775 |  | 1141 | 253 | 1394 | 1266 | 903 | 2169 |  | 750 | 2829 | 3579 | 1891 | 3082 | 4973 | 2016 | 3732 | 5748 | Southern_NV_Eldorado_Solar | 1075 | 1565 | 2640 | 1200 | 3030 | 4230 | Southern_NV_Eldorado_Solar | 2032 | 2786 | 4818
Southern_PGAE_Solar | Solar | 247 | 0 | 247 | 247 | 0 | 247 | 2958.251 | 0 | 2958.251 | 991 | 1793.5 | 2784.5 |  | 924 | 2216.5 | 3140.5 | 1915 | 4010 | 5925 |  | 2706 | 5859.5 | 8565.5 | 3630 | 8076 | 11706 | 4621 | 9869.5 | 14490.5 | Southern_PGAE_Solar | 3316.25 | 2169.5 | 5485.75 | 4062 | 5464 | 9526 | Southern_PGAE_Solar | 3092.6 | 4733.4354 | 7826.0354
Tehachapi_Solar | Solar | 3092.619 | 0 | 3092.619 | 4027 | 0 | 4027 | 5759.607 | 0 | 5759.607 | 427 | 1383 | 1810 |  | 624.5 | 125 | 749.5 | 1051.5 | 1508 | 2559.5 |  | 626 | 2210 | 2836 | 1250.5 | 2335 | 3585.5 | 1677.5 | 3718 | 5395.5 | Tehachapi_Solar | 1633 | 1653 | 3286 | 1634.25 | 3017 | 4651.25 | Tehachapi_Solar | 1836.7 | 4330.5 | 6167.2
Baja_California_Wind | Wind | 0 | 600 | 600 | 0 | 1572.82 | 1572.82 | 316.22 | 1572.82 | 1889.04 | 300 | 0 | 300 |  | 600 | 452.5 | 1052.5 | 900 | 452.5 | 1352.5 |  | 0 | 0 | 0 | 600 | 452.5 | 1052.5 | 900 | 452.5 | 1352.5 | Baja_California_Wind | 915 | 185 | 1100 | 915 | 185 | 1100 | Baja_California_Wind | 0 | 360 | 360
Central_Valley_North_Los_Banos_Wind | Wind | 0 | 32 | 32 | 0 | 32 | 32 | 0 | 32 | 32 | 60.5 | 0 | 60.5 |  | 260 | 50 | 310 | 320.5 | 50 | 370.5 |  | 0 | 0 | 0 | 260 | 50 | 310 | 320.5 | 50 | 370.5 | Central_Valley_North_Los_Banos_Wind | 494 | 96 | 590 | 494 | 96 | 590 | Central_Valley_North_Los_Banos_Wind | 73.6 | 0 | 73.6
Greater_Imperial_Wind | Wind | 133.205 | 0 | 133.205 | 133.205 | 0 | 133.205 | 133.205 | 0 | 133.205 | 0 | 0 | 0 |  | 360 | 103.3 | 463.3 | 360 | 103.3 | 463.3 |  | 0 | 0 | 0 | 360 | 103.3 | 463.3 | 360 | 103.3 | 463.3 | Greater_Imperial_Wind | 410 | 54 | 464 | 410 | 54 | 464 | Greater_Imperial_Wind | 135 | 0 | 135
Greater_Kramer_Wind | Wind | 0 | 0 | 0 | 0 | 0 | 0 | 0 | 0 | 0 | 0 | 0 | 0 |  | 330 | 32.18 | 362.18 | 330 | 32.18 | 362.18 |  | 0 | 0 | 0 | 330 | 32.18 | 362.18 | 330 | 32.18 | 362.18 | Greater_Kramer_Wind | 310 | 50 | 360 | 310 | 50 | 360 | Greater_Kramer_Wind | 0 | 0 | 0
Humboldt_Wind | Wind | 0 | 0 | 0 | 0 | 0 | 0 | 0 | 0 | 0 | 0 | 0 | 0 |  | 0 | 0 | 0 | 0 | 0 | 0 |  | 0 | 0 | 0 | 0 | 0 | 0 | 0 | 0 | 0 | Humboldt_Wind | 0 | 0 | 0 | 0 | 0 | 0 | Humboldt_Wind | 0 | 0 | 0
Kern_Greater_Carrizo_Wind | Wind | 0 | 0 | 0 | 0 | 0 | 0 | 0 | 0 | 0 | 0 | 0 | 0 |  | 219.07 | 0 | 219.07 | 219.07 | 0 | 219.07 |  | 0 | 0 | 0 | 219.07 | 0 | 219.07 | 219.07 | 0 | 219.07 | Kern_Greater_Carrizo_Wind | 300 | 10 | 310 | 300 | 10 | 310 | Kern_Greater_Carrizo_Wind | 262.6 | 0 | 262.6
Northern_California_Wind | Wind | 333.987 | 1467.45 | 1801.437 | 287.2 | 2001.2 | 2288.4 | 287.221 | 2001.203 | 2288.424 | 0 | 0 | 0 |  | 1297.6 | 42 | 1339.6 | 1297.6 | 42 | 1339.6 |  | 98 | 33.2 | 131.2 | 1395.6 | 75.2 | 1470.8 | 1395.6 | 75.2 | 1470.8 | Northern_California_Wind | 677.5 | 209.5 | 887 | 1577.9 | 209.5 | 1787.4 | Northern_California_Wind | 230 | 108.5 | 338.5
Riverside_Palm_Springs_Wind | Wind | 0 | 0 | 0 | 0 | 0 | 0 | 0 | 0 | 0 | 57 | 0 | 57 |  | 230.5 | 37 | 267.5 | 287.5 | 37 | 324.5 |  | 0 | 0 | 0 | 230.5 | 37 | 267.5 | 287.5 | 37 | 324.5 | Riverside_Palm_Springs_Wind | 224 | 100 | 324 | 224 | 100 | 324 | Riverside_Palm_Springs_Wind | 0 | 0 | 0
Solano_Wind | Wind | 219.842 | 184.79 | 404.632 | 219.842 | 234.153 | 453.995 | 219.842 | 234.153 | 453.995 | 90.8 | 0 | 90.8 |  | 629.8 | 186.95 | 816.75 | 720.6 | 186.95 | 907.55 |  | 0 | 0 | 0 | 629.8 | 186.95 | 816.75 | 720.6 | 186.95 | 907.55 | Solano_Wind | 688 | 200 | 888 | 688 | 200 | 888 | Solano_Wind | 536.8 | 75 | 611.8
Southern_NV_Eldorado_Wind | Wind | 711.2 | 0 | 711.2 | 711.2 | 0 | 711.2 | 711.2 | 0 | 711.2 | 0 | 0 | 0 |  | 860 | 50 | 910 | 860 | 50 | 910 |  | 184.9 | 0 | 184.9 | 1044.9 | 50 | 1094.9 | 1044.9 | 50 | 1094.9 | Southern_NV_Eldorado_Wind | 620 | 0 | 620 | 620 | 0 | 620 | Southern_NV_Eldorado_Wind | 353 | 0 | 353
Tehachapi_Wind | Wind | 1488.808 | 0 | 1488.808 | 1731.666 | 0 | 1731.666 | 1731.666 | 0 | 1731.666 | 0 | 0 | 0 |  | 674 | 0 | 674 | 674 | 0 | 674 |  | 0 | 0 | 0 | 674 | 0 | 674 | 674 | 0 | 674 | Tehachapi_Wind | 564 | 16 | 580 | 564 | 16 | 580 | Tehachapi_Wind | 126.9 | 0 | 126.9
Idaho_Wind | OOS Wind | 300 | 0 | 300 | 300 | 0 | 300 | 300 | 0 | 300 | 0 | 0 | 0 |  | 1060 | 0 | 1060 | 1060 | 0 | 1060 |  | 0 | 0 | 0 | 1060 | 0 | 1060 | 1060 | 0 | 1060 | Idaho_Wind | 1060 | 0 | 1060 | 1060 | 0 | 1060 | Idaho_Wind | 1000 | 0 | 1000
New_Mexico_Wind | OOS Wind | 1968 | 0 | 1968 | 4000 | 0 | 4000 | 6000 | 0 | 6000 | 1685 | 0 | 1685 |  | 1309 | 0 | 1309 | 2994 | 0 | 2994 |  | 1784.4 | 0 | 1784.4 | 3093.4 | 0 | 3093.4 | 4778.4 | 0 | 4778.4 | New_Mexico_Wind | 2130.8 | 0 | 2130.8 | 3535.6 | 0 | 3535.6 | New_Mexico_Wind | 2328 | 0 | 2328
Utah_Wind | OOS Wind | 0 | 0 | 0 | 0 | 0 | 0 | 0 | 0 | 0 | 0 | 0 | 0 |  | 0 | 0 | 0 | 0 | 0 | 0 |  | 0 | 0 | 0 | 0 | 0 | 0 | 0 | 0 | 0 | Utah_Wind | 0 | 0 | 0 | 0 | 0 | 0 | Utah_Wind | 0 | 0 | 0
Wyoming_Wind | OOS Wind | 2452.163 | 0 | 2452.163 | 2700 | 0 | 2700 | 4191.368 | 0 | 4191.368 | 0 | 0 | 0 |  | 2895 | 0 | 2895 | 2895 | 0 | 2895 |  | 1707 | 0 | 1707 | 4602 | 0 | 4602 | 4602 | 0 | 4602 | Wyoming_Wind | 2904.8 | 0 | 2904.8 | 4500 | 0 | 4500 | Wyoming_Wind | 1500 | 0 | 1500
SW_Ext_Tx_Wind | OOS Wind | 0 | 0 | 0 |  | 0 | 0 |  | 0 | 0 | 51 | 0 | 51 |  | 0 | 0 | 0 | 51 | 0 | 51 |  | 0 | 0 | 0 | 0 | 0 | 0 | 51 | 0 | 51 | SW_Ext_Tx_Wind | 0 | 0 | 0 | 0 | 0 | 0 | SW_Ext_Tx_Wind
Cape_Mendocino_Offshore_Wind | Offshore Wind | 0 | 0 | 0 | 0 | 0 | 0 | 0 | 0 | 0 | 0 | 0 | 0 |  | 0 | 0 | 0 | 0 | 0 | 0 |  | 0 | 0 | 0 | 0 | 0 | 0 | 0 | 0 | 0 | Cape_Mendocino_Offshore_Wind | 0 | 0 | 0 | 0 | 0 | 0 | Cape_Mendocino_Offshore_Wind | 0 | 0 | 0
Del_Norte_Offshore_Wind | Offshore Wind | 0 | 0 | 0 | 0 | 0 | 0 | 0 | 0 | 0 | 0 | 0 | 0 |  | 0 | 0 | 0 | 0 | 0 | 0 |  | 0 | 0 | 0 | 0 | 0 | 0 | 0 | 0 | 0 | Del_Norte_Offshore_Wind | 0 | 0 | 0 | 0 | 0 | 0 | Del_Norte_Offshore_Wind | 0 | 0 | 0
Diablo_Canyon_Offshore_Wind | Offshore Wind | 0 | 0 | 0 | 0 | 0 | 0 | 0 | 0 | 0 | 0 | 0 | 0 |  | 0 | 0 | 0 | 0 | 0 | 0 |  | 0 | 0 | 0 | 0 | 0 | 0 | 0 | 0 | 0 | Diablo_Canyon_Offshore_Wind | 0 | 0 | 0 | 0 | 0 | 0 | Diablo_Canyon_Offshore_Wind | 0 | 0 | 0
Humboldt_Bay_Offshore_Wind | Offshore Wind | 0 | 0 | 0 | 2680 | 0 | 2680 | 2680 | 0 | 2680 | 0 | 0 | 0 |  | 2680 | 0 | 2680 | 2680 | 0 | 2680 |  | 0 | 0 | 0 | 2680 | 0 | 2680 | 2680 | 0 | 2680 | Humboldt_Bay_Offshore_Wind | 931 | 0 | 931 | 1607 | 0 | 1607 | Humboldt_Bay_Offshore_Wind | 1446 | 161 | 1607
Morro_Bay_Offshore_Wind | Offshore Wind | 0 | 0 | 0 | 4875 | 0 | 4875 | 4875 | 0 | 4875 | 0 | 0 | 0 |  | 4875 | 0 | 4875 | 4875 | 0 | 4875 |  | 0 | 0 | 0 | 4875 | 0 | 4875 | 4875 | 0 | 4875 | Morro_Bay_Offshore_Wind | 2924 | 0 | 2924 | 2924 | 0 | 2924 | Morro_Bay_Offshore_Wind | 3100 | 0 | 3100
Renewable Resource Total |  | 23672.205 | 2714.24 | 26386.445 | 37195.536 | 4270.173 | 41465.709 | 61746.673 | 4270.176 | 66016.849 | 5016.888 | 8895.674 | 13912.562 |  | 23479.42 | 4054.13 | 27533.55 | 28496.308 | 12949.804 | 41446.112 |  | 9553.7 | 14912.3 | 24466 | 33033.12 | 18966.43 | 51999.55 | 38050.008 | 27862.104 | 65912.112 | Renewable Resource Total | 26034.0515 | 11168.1 | 37202.1515 | 33010.4515 | 20461.6 | 53472.0515 | Renewable Resource Total | 23851.6685 | 22669.2392 | 46520.9077
Arizona_Li_Battery_4hr | Li_Battery | 0 |  | 0 | 0 |  | 0 | 0 |  | 0 | 2191.9 |  | 2191.9 |  | 0 |  | 0 | 2191.9 | 0 | 2191.9 |  | 0 |  | 0 | 0 |  | 0 | 2191.9 | 0 | 2191.9 | Arizona_Li_Battery_4hr | 660 |  | 660 | 910 |  | 910 | Arizona_Li_Battery | 1554.479 |  | 1554.479
Arizona_Li_Battery_8hr | Li_Battery | 0 |  | 0 | 906.1 |  | 906.1 | 935.4 |  | 935.4 | 0 |  | 0 |  | 0 |  | 0 | 0 | 0 | 0 |  | 490 |  | 490 | 490 |  | 490 | 490 | 0 | 490 | Arizona_Li_Battery_8hr | 700 |  | 700 | 700 |  | 700 |  |  |  | 0
Greater_Imperial_Li_Battery_4hr | Li_Battery | 34.063 |  | 34.063 | 0 |  | 0 | 0 |  | 0 | 675.15 |  | 675.15 |  | 0 |  | 0 | 675.15 | 0 | 675.15 |  | 0 |  | 0 | 0 |  | 0 | 675.15 | 0 | 675.15 | Greater_Imperial_Li_Battery_4hr | 0 |  | 0 | 341.15 |  | 341.15 | Greater_Imperial_Li_Battery | 331.5 |  | 331.5
Greater_Imperial_Li_Battery_8hr | Li_Battery | 0 |  | 0 | 21.1 |  | 21.1 | 569.4 |  | 569.4 | 0 |  | 0 |  | 0 |  | 0 | 0 | 0 | 0 |  | 315 |  | 315 | 315 |  | 315 | 315 | 0 | 315 | Greater_Imperial_Li_Battery_8hr | 63 |  | 63 | 63 |  | 63 |  |  |  | 0
Greater_Kramer_Li_Battery_4hr | Li_Battery | 231.483 |  | 231.483 | 665.3 |  | 665.3 | 665.3 |  | 665.3 | 507.2 |  | 507.2 |  | 0 |  | 0 | 507.2 | 0 | 507.2 |  | 0 |  | 0 | 0 |  | 0 | 507.2 | 0 | 507.2 | Greater_Kramer_Li_Battery_4hr | 385 |  | 385 | 746 |  | 746 | Greater_Kramer_Li_Battery | 1036.44 |  | 1036.44
Greater_Kramer_Li_Battery_8hr | Li_Battery | 100 |  | 100 | 231.5 |  | 231.5 | 231.5 |  | 231.5 | 6 |  | 6 |  | 0 |  | 0 | 6 | 0 | 6 |  | 180 |  | 180 | 180 |  | 180 | 186 | 0 | 186 | Greater_Kramer_Li_Battery_8hr | 265 |  | 265 | 265 |  | 265 |  |  |  | 0
Greater_LA_Li_Battery_4hr | Li_Battery | 2078.015 |  | 2078.015 | 1193.1 |  | 1193.1 | 1193.1 |  | 1193.1 | 2510.96 |  | 2510.96 |  | 0 |  | 0 | 2510.96 | 0 | 2510.96 |  | 0 |  | 0 | 0 |  | 0 | 2510.96 | 0 | 2510.96 | Greater_LA_Li_Battery_4hr | 1450 |  | 1450 | 2579.9 |  | 2579.9 | Greater_LA_Li_Battery | 2173.6 |  | 2173.6
Greater_LA_Li_Battery_8hr | Li_Battery | 0 |  | 0 | 333.4 |  | 333.4 | 6037.3 |  | 6037.3 | 10 |  | 10 |  | 0 |  | 0 | 10 | 0 | 10 |  | 795 |  | 795 | 795 |  | 795 | 805 | 0 | 805 | Greater_LA_Li_Battery_8hr | 446.5 |  | 446.5 | 446.5 |  | 446.5 |  |  |  | 0
San_Diego_Li_Battery_4hr | Li_Battery | 0 |  | 0 | 0 |  | 0 | 0 |  | 0 | 403.1 |  | 403.1 |  | 0 |  | 0 | 403.1 | 0 | 403.1 |  | 0 |  | 0 | 0 |  | 0 | 403.1 | 0 | 403.1 | San_Diego_Li_Battery_4hr | 129.6 |  | 129.6 | 688.57 |  | 688.57 | San_Diego_Li_Battery | 709 |  | 709
San_Diego_Li_Battery_8hr | Li_Battery | 0 |  | 0 | 0 |  | 0 | 0 |  | 0 | 50 |  | 50 |  | 0 |  | 0 | 50 | 0 | 50 |  | 200 |  | 200 | 200 |  | 200 | 250 | 0 | 250 | San_Diego_Li_Battery_8hr | 92 |  | 92 | 92 |  | 92
Northern_California_Li_Battery_4hr | Li_Battery | 2101.543 |  | 2101.543 | 2197.7 |  | 2197.7 | 2197.7 |  | 2197.7 | 979.65 |  | 979.65 |  | 0 |  | 0 | 979.65 | 0 | 979.65 |  | 0 |  | 0 | 0 |  | 0 | 979.65 | 0 | 979.65 | Northern_California_Li_Battery_4hr | 908.4 |  | 908.4 | 1172.27 |  | 1172.27 | Northern_California_Li_Battery | 1298.005 |  | 1298.005
Northern_California_Li_Battery_8hr | Li_Battery | 181 |  | 181 | 645 |  | 645 | 645 |  | 645 | 0 |  | 0 |  | 296.075 |  | 296.075 | 296.075 | 0 | 296.075 |  | 842.3 |  | 842.3 | 1138.375 |  | 1138.375 | 1138.375 | 0 | 1138.375 | Northern_California_Li_Battery_8hr | 1310 |  | 1310 | 1310 |  | 1310 |  |  |  | 0
Riverside_Li_Battery_4hr | Li_Battery | 0 |  | 0 | 444.6 |  | 444.6 | 444.6 |  | 444.6 | 2266 |  | 2266 |  | 0 |  | 0 | 2266 | 0 | 2266 |  | 0 |  | 0 | 0 |  | 0 | 2266 | 0 | 2266 | Riverside_Li_Battery_4hr | 0 |  | 0 | 2130 |  | 2130 | Riverside_Li_Battery | 2728.3136 |  | 2728.3136
Riverside_Li_Battery_8hr | Li_Battery | 485.281 |  | 485.281 | 0 |  | 0 | 0 |  | 0 | 100 |  | 100 |  | 0 |  | 0 | 100 | 0 | 100 |  | 307 |  | 307 | 307 |  | 307 | 407 | 0 | 407 | Riverside_Li_Battery_8hr | 445 |  | 445 | 520 |  | 520 |  |  |  | 0
Southern_NV_Eldorado_Li_Battery_4hr | Li_Battery | 3601.903 |  | 3601.903 | 3590.7 |  | 3590.7 | 3590.7 |  | 3590.7 | 1210 |  | 1210 |  | 0 |  | 0 | 1210 | 0 | 1210 |  | 0 |  | 0 | 0 |  | 0 | 1210 | 0 | 1210 | Southern_NV_Eldorado_Li_Battery_4hr | 1564.1 |  | 1564.1 | 2188.1 |  | 2188.1 | Southern_NV_Eldorado_Li_Battery | 2624 |  | 2624
Southern_NV_Eldorado_Li_Battery_8hr | Li_Battery | 0 |  | 0 | 0 |  | 0 | 186.2 |  | 186.2 | 0 |  | 0 |  | 0 |  | 0 | 0 | 0 | 0 |  | 1165 |  | 1165 | 1165 |  | 1165 | 1165 | 0 | 1165 | Southern_NV_Eldorado_Li_Battery_8hr | 695.5 |  | 695.5 | 695.5 |  | 695.5 |  |  |  | 0
Southern_PGAE_Li_Battery_4hr | Li_Battery | 2277.775 |  | 2277.775 | 2233.4 |  | 2233.4 | 2233.4 |  | 2233.4 | 2670.85 |  | 2670.85 |  | 0 |  | 0 | 2670.85 | 0 | 2670.85 |  | 0 |  | 0 | 0 |  | 0 | 2670.85 | 0 | 2670.85 | Southern_PGAE_Li_Battery_4hr | 805 |  | 805 | 2446.031 |  | 2446.031 | Southern_PGAE_Li_Battery | 3812.921 |  | 3812.921
Southern_PGAE_Li_Battery_8hr | Li_Battery | 464.719 |  | 464.719 | 0 |  | 0 | 1590.3 |  | 1590.3 | 35 |  | 35 |  | 60 |  | 60 | 95 | 0 | 95 |  | 3010 |  | 3010 | 3070 |  | 3070 | 3105 | 0 | 3105 | Southern_PGAE_Li_Battery_8hr | 2288.5 |  | 2288.5 | 2288.5 |  | 2288.5 |  |  |  | 0
Tehachapi_Li_Battery_4hr | Li_Battery | 1256.218 |  | 1256.218 | 1256.218 |  | 1256.218 | 1256.218 |  | 1256.218 | 2774 |  | 2774 |  | 0 |  | 0 | 2774 | 0 | 2774 |  | 0 |  | 0 | 0 |  | 0 | 2774 | 0 | 2774 | Tehachapi_Li_Battery_4hr | 500 |  | 500 | 2505 |  | 2505 | Tehachapi_Li_Battery | 3525.715 |  | 3525.715
Tehachapi_Li_Battery_8hr | Li_Battery | 0 |  | 0 | 0 |  | 0 | 0 |  | 0 | 454 |  | 454 |  | 0 |  | 0 | 454 | 0 | 454 |  | 754 |  | 754 | 754 |  | 754 | 1208 | 0 | 1208 | Tehachapi_Li_Battery_8hr | 734 |  | 734 | 734 |  | 734 |  |  |  | 0
Li_Battery Total |  | 12812 | 0 | 12812 | 13718.118 | 0 | 13718.118 | 21776.118 | 0 | 21776.118 | 16843.81 |  | 16843.81 |  | 356.075 |  | 356.075 | 17199.885 |  | 17199.885 |  | 8058.3 |  | 8058.3 | 8414.375 |  | 8414.375 | 25258.185 |  | 25258.185 | Li_Battery Total | 13441.6 | 0 | 13441.6 | 22821.521 | 0 | 22821.521 | LI_Battery Total | 19793.9736 |  | 19793.9736
Northern_California_Pumped_Storage | LDES | 0 |  | 0 | 0 |  | 0 | 0 |  | 0 |  |  | 0 |  |  |  | 0 | 0 | 0 | 0 |  |  |  | 0 | 0 | 0 | 0 | 0 | 0 | 0 | Northern_California_Pumped_Storage | 0 |  | 0 | 0 |  | 0 | Northern_California_Pumped_Storage |  |  | 0
Southern_PGAE_Pumped_Storage | LDES | 0 |  | 0 | 0 |  | 0 | 0 |  | 0 |  |  | 0 |  | 450 |  | 450 | 450 | 0 | 450 |  |  |  | 0 | 450 | 0 | 450 | 450 | 0 | 450 | Southern_PGAE_Pumped_Storage | 130 |  | 130 | 130 |  | 130 | Southern_PGAE_Pumped_Storage
Riverside_East_Pumped_Storage | LDES | 477 |  | 477 | 1277 |  | 1277 | 1277 |  | 1277 |  |  | 0 |  |  |  | 0 | 0 | 0 | 0 |  |  |  | 0 | 0 | 0 | 0 | 0 | 0 | 0 | Riverside_East_Pumped_Storage | 0 |  | 0 | 0 |  | 0 | Riverside_East_Pumped_Storage | 700 |  | 700
Riverside_West_Pumped_Storage | LDES | 0 |  | 0 | 500 |  | 500 | 500 |  | 500 |  |  | 0 |  |  |  | 0 | 0 | 0 | 0 |  |  |  | 0 | 0 | 0 | 0 | 0 | 0 | 0 | Riverside_West_Pumped_Storage | 0 |  | 0 | 0 |  | 0 | Riverside_West_Pumped_Storage |  |  | 0
San_Diego_Pumped_Storage | LDES | 0 |  | 0 | 0 |  | 0 | 0 |  | 0 |  |  | 0 |  | 409 |  | 409 | 409 | 0 | 409 |  |  |  | 0 | 409 | 0 | 409 | 409 | 0 | 409 | San_Diego_Pumped_Storage | 487 |  | 487 | 487 |  | 487 | San_Diego_Pumped_Storage | 500 |  | 500
Tehachapi_Pumped_Storage | LDES | 0 |  | 0 | 0 |  | 0 | 0 |  | 0 |  |  | 0 |  |  |  | 0 | 0 | 0 | 0 |  |  |  | 0 | 0 | 0 | 0 | 0 | 0 | 0 | Tehachapi_Pumped_Storage | 0 |  | 0 | 0 |  | 0 | Tehachapi_Pumped_Storage |  |  | 0
Southern_PGAE_Adiabatic_CAES | LDES | 0 |  | 0 | 400 |  | 400 | 400 |  | 400 |  |  | 0 |  |  |  | 0 | 0 | 0 | 0 |  |  |  | 0 | 0 | 0 | 0 | 0 | 0 | 0 | Southern_PGAE_Adiabatic_CAES | 0 |  | 0 | 0 |  | 0 | Southern_PGAE_Adiabatic_CAES | 300 |  | 300
Tehachapi_Adiabatic_CAES | LDES | 200 |  | 200 | 500 |  | 500 | 500 |  | 500 | 200 |  | 200 |  | 200 |  | 200 | 400 | 0 | 400 |  |  |  | 0 | 200 | 0 | 200 | 400 | 0 | 400 | Tehachapi_Adiabatic_CAES | 258 |  | 258 | 458 |  | 458 | Tehachapi_Adiabatic_CAES | 500 |  | 500
Arizona_Flow_Battery | Flow_Battery | 0 |  | 0 | 0 |  | 0 | 0 |  | 0 |  |  | 0 |  |  |  | 0 | 0 | 0 | 0 |  |  |  | 0 | 0 | 0 | 0 | 0 | 0 | 0 | Arizona_Flow_Battery | 0 |  | 0 | 0 |  | 0 | Arizona_Flow_Battery |  |  | 0
Greater_Imperial_Flow_Battery | Flow_Battery | 0 |  | 0 | 0 |  | 0 | 0 |  | 0 |  |  | 0 |  |  |  | 0 | 0 | 0 | 0 |  |  |  | 0 | 0 | 0 | 0 | 0 | 0 | 0 | Greater_Imperial_Flow_Battery | 0 |  | 0 | 0 |  | 0 | Greater_Imperial_Flow_Battery |  |  | 0
Greater_Kramer_Flow_Battery | Flow_Battery | 0 |  | 0 | 0 |  | 0 | 0 |  | 0 |  |  | 0 |  |  |  | 0 | 0 | 0 | 0 |  |  |  | 0 | 0 | 0 | 0 | 0 | 0 | 0 | Greater_Kramer_Flow_Battery | 0 |  | 0 | 0 |  | 0 | Greater_Kramer_Flow_Battery |  |  | 0
Greater_LA_Flow_Battery | Flow_Battery | 0 |  | 0 | 0 |  | 0 | 0 |  | 0 |  |  | 0 |  |  |  | 0 | 0 | 0 | 0 |  |  |  | 0 | 0 | 0 | 0 | 0 | 0 | 0 | Greater_LA_Flow_Battery | 0 |  | 0 | 0 |  | 0 | Greater_LA_Flow_Battery |  |  | 0
Northern_California_Flow_Battery | Flow_Battery | 108 |  | 108 | 53.8 |  | 53.8 | 53.8 |  | 53.8 | 5 |  | 5 |  |  |  | 0 | 5 | 0 | 5 |  |  |  | 0 | 0 | 0 | 0 | 5 | 0 | 5 | Northern_California_Flow_Battery | 5 |  | 5 | 5 |  | 5 | Northern_California_Flow_Battery |  |  | 0
Riverside_Flow_Battery | Flow_Battery | 0 |  | 0 | 0 |  | 0 | 0 |  | 0 |  |  | 0 |  |  |  | 0 | 0 | 0 | 0 |  |  |  | 0 | 0 | 0 | 0 | 0 | 0 | 0 | Riverside_Flow_Battery | 0 |  | 0 | 0 |  | 0 | Riverside_Flow_Battery |  |  | 0
Southern_NV_Eldorado_Flow_Battery | Flow_Battery | 0 |  | 0 | 0 |  | 0 | 0 |  | 0 |  |  | 0 |  |  |  | 0 | 0 | 0 | 0 |  |  |  | 0 | 0 | 0 | 0 | 0 | 0 | 0 | Southern_NV_Eldorado_Flow_Battery | 0 |  | 0 | 0 |  | 0 | Southern_NV_Eldorado_Flow_Battery |  |  | 0
Southern_PGAE_Flow_Battery | Flow_Battery | 0 |  | 0 | 54.2 |  | 54.2 | 54.2 |  | 54.2 |  |  | 0 |  |  |  | 0 | 0 | 0 | 0 |  |  |  | 0 | 0 | 0 | 0 | 0 | 0 | 0 | Southern_PGAE_Flow_Battery | 0 |  | 0 | 0 |  | 0 | Southern_PGAE_Flow_Battery |  |  | 0
Tehachapi_Flow_Battery | Flow_Battery | 0 |  | 0 | 0 |  | 0 | 0 |  | 0 |  |  | 0 |  |  |  | 0 | 0 | 0 | 0 |  |  |  | 0 | 0 | 0 | 0 | 0 | 0 | 0 | Tehachapi_Flow_Battery | 0 |  | 0 | 0 |  | 0 | Tehachapi_Flow_Battery |  |  | 0
Other Storage Total |  | 785 | 0 | 785 | 2785 | 0 | 2785 | 2785 | 0 | 2785 | 205 |  | 205 |  | 1059 |  | 1059 | 1264 |  | 1264 |  | 0 |  | 0 | 1059 |  | 1059 | 1264 |  | 1264 | Other Storage Total | 880 | 0 | 880 | 1080 | 0 | 1080 | Other Storage Total | 2000 |  | 2000
Storage Total |  | 13597 | 0 | 13597 | 16503.118 | 0 | 16503.118 | 24561.118 | 0 | 24561.118 | 17048.81 |  | 17048.81 |  | 1415.075 |  | 1415.075 | 18463.885 |  | 18463.885 |  | 8058.3 |  | 8058.3 | 9473.375 |  | 9473.375 | 26522.185 |  | 26522.185 | Storage Total | 14321.6 | 0 | 14321.6 | 23901.521 | 0 | 23901.521 | Storage Total | 21793.9736 |  | 21793.9736
Total Storage+Resources |  | 37269.205 | 2714.24 | 39983.445 | 53698.654 | 4270.173 | 57968.827 | 86307.791 | 4270.176 | 90577.967 | 22065.698 | 8895.674 | 30961.372 |  | 24894.495 | 4054.13 | 28948.625 | 46960.193 | 12949.804 | 59909.997 |  | 17612 | 14912.3 | 32524.3 | 42506.495 | 18966.43 | 61472.925 | 64572.193 | 27862.104 | 92434.297 | Total Storage+Resources | 40355.6515 | 11168.1 | 51523.7515 | 56911.9725 | 20461.6 | 77373.5725 | Total Storage+Resources | 45645.6421 | 22669.2392 | 68314.8812

## Summary_bySub_forTPP
Tab shows all the resources by resource type, substation, and status within the portfolio and relevancy to transmission need calculations. This tab shows the IRP baseline resources, not included in the portfolio that do need to be included in transmission calculations; the in-development resources that do and do not need to be included in the transmission calculations; and the generic resources for the 2035 and 2040 mapped years that all need to be in the transmission calculations.
[7 empty] | Not in White Paper Baseline | [5 empty] | In White Paper Baseline |  |  | Not in White Paper Baseline
[7 empty] | IRP Model Baseline Resources not in Tx Baseline |  |  | In-Development Resources |  |  | In-Development Resources online before 1/1/24 |  |  | In-Development Resources for Transmission Analysis |  |  | 2035 Generic Resourcess Mapped |  |  | Incremental 2040 Generic Resources Mapped |  |  | Total 2040 Generic Resourcess Mapped |  |  | Total 2035 Resources not in Tx Baseline |  |  | Total 2040 Resources not in Tx Baseline
[7 empty] | Resources in baseline so not in portfolio totals, but in-development or online after 1/1/24 |  |  | In-Dev Res. not in IRP Model Baseline, so are included in the portfolio and mapped totals |  |  | Portion of the In-Dev Res. that are online before 1/1/24 or using existing gen-tie so are excluded from the Tx calculations |  |  | Net total In-Dev Res. for the transmission analysis, excluding those online before 1/1/24 |  |  | 2035 portfolio resources beyond those aligned with the In-Dev Res. |  |  | 2040 generic resources beyond those mapped in 2035. |  |  | 2040 portfolio resources beyond those aligned with the In-Dev Res. |  |  | Total 2035 Resources (Baseline, In-Dev, & Generic) not included in White Paper Tx baseline (online before 1/1/24) |  |  | Total 2040 Resources (Baseline, In-Dev, & Generic) not included in White Paper Tx baseline (online before 1/1/24)
CAISO Study Area | Substation | Voltage | Resource Type | Out-of-CAISO | Mapped Res. Note | Has Res. | FCDS (or 4-hr for Battery) | EODS (or 8-hr for Battery) | Total (MW) | FCDS (or 4-hr for Battery) | EODS (or 8-hr for Battery) | Total (MW) | FCDS (or 4-hr for Battery) | EODS (or 8-hr for Battery) | Total (MW) | FCDS (or 4-hr for Battery) | EODS (or 8-hr for Battery) | Total (MW) | FCDS (or 4-hr for Battery) | EODS (or 8-hr for Battery) | Total (MW) | FCDS (or 4-hr for Battery) | EODS (or 8-hr for Battery) | Total (MW) | FCDS (or 4-hr for Battery) | EODS (or 8-hr for Battery) | Total (MW) | FCDS (or 4-hr for Battery) | EODS (or 8-hr for Battery) | Total (MW) | FCDS (or 4-hr for Battery) | EODS (or 8-hr for Battery) | Total (MW)
PG&E KERN | 7th Standard | 115 | Geothermal |  |  | 0 | 0 | 0 | 0 | 0 | 0 | 0 | 0 | 0 | 0 | 0 | 0 | 0 | 0 | 0 | 0 | 0 | 0 | 0 | 0 | 0 | 0 | 0 | 0 | 0 | 0 | 0 | 0
SCE Metro | Alamitos | 230 | Geothermal |  |  | 0 | 0 | 0 | 0 | 0 | 0 | 0 | 0 | 0 | 0 | 0 | 0 | 0 | 0 | 0 | 0 | 0 | 0 | 0 | 0 | 0 | 0 | 0 | 0 | 0 | 0 | 0 | 0
SCE Eastern | Alberhill | 115 | Geothermal |  |  | 0 | 0 | 0 | 0 | 0 | 0 | 0 | 0 | 0 | 0 | 0 | 0 | 0 | 0 | 0 | 0 | 0 | 0 | 0 | 0 | 0 | 0 | 0 | 0 | 0 | 0 | 0 | 0
SCE Eastern | Alberhill | 500 | Geothermal |  |  | 0 | 0 | 0 | 0 | 0 | 0 | 0 | 0 | 0 | 0 | 0 | 0 | 0 | 0 | 0 | 0 | 0 | 0 | 0 | 0 | 0 | 0 | 0 | 0 | 0 | 0 | 0 | 0
PG&E GBA | Alhambra | 115 | Geothermal |  |  | 0 | 0 | 0 | 0 | 0 | 0 | 0 | 0 | 0 | 0 | 0 | 0 | 0 | 0 | 0 | 0 | 0 | 0 | 0 | 0 | 0 | 0 | 0 | 0 | 0 | 0 | 0 | 0
PG&E FRESNO | Alpaugh | 115 | Geothermal |  |  | 0 | 0 | 0 | 0 | 0 | 0 | 0 | 0 | 0 | 0 | 0 | 0 | 0 | 0 | 0 | 0 | 0 | 0 | 0 | 0 | 0 | 0 | 0 | 0 | 0 | 0 | 0 | 0
SDGE | Alpine | 69 | Geothermal |  |  | 0 | 0 | 0 | 0 | 0 | 0 | 0 | 0 | 0 | 0 | 0 | 0 | 0 | 0 | 0 | 0 | 0 | 0 | 0 | 0 | 0 | 0 | 0 | 0 | 0 | 0 | 0 | 0
PG&E GBA | Altamont Midway (Sandhill) | 230 | Geothermal |  |  | 0 | 0 | 0 | 0 | 0 | 0 | 0 | 0 | 0 | 0 | 0 | 0 | 0 | 0 | 0 | 0 | 0 | 0 | 0 | 0 | 0 | 0 | 0 | 0 | 0 | 0 | 0 | 0
SCE Northern | Antelope | 66 | Geothermal |  |  | 0 | 0 | 0 | 0 | 0 | 0 | 0 | 0 | 0 | 0 | 0 | 0 | 0 | 0 | 0 | 0 | 0 | 0 | 0 | 0 | 0 | 0 | 0 | 0 | 0 | 0 | 0 | 0
SCE Northern | Antelope | 230 | Geothermal |  |  | 0 | 0 | 0 | 0 | 0 | 0 | 0 | 0 | 0 | 0 | 0 | 0 | 0 | 0 | 0 | 0 | 0 | 0 | 0 | 0 | 0 | 0 | 0 | 0 | 0 | 0 | 0 | 0
SCE Northern | Antelope | 500 | Geothermal |  |  | 0 | 0 | 0 | 0 | 0 | 0 | 0 | 0 | 0 | 0 | 0 | 0 | 0 | 0 | 0 | 0 | 0 | 0 | 0 | 0 | 0 | 0 | 0 | 0 | 0 | 0 | 0 | 0
PG&E NGBA | Arcata | 60 | Geothermal |  |  | 0 | 0 | 0 | 0 | 0 | 0 | 0 | 0 | 0 | 0 | 0 | 0 | 0 | 0 | 0 | 0 | 0 | 0 | 0 | 0 | 0 | 0 | 0 | 0 | 0 | 0 | 0 | 0
PG&E KERN | Arco | 230 | Geothermal |  |  | 0 | 0 | 0 | 0 | 0 | 0 | 0 | 0 | 0 | 0 | 0 | 0 | 0 | 0 | 0 | 0 | 0 | 0 | 0 | 0 | 0 | 0 | 0 | 0 | 0 | 0 | 0 | 0
PG&E KERN | Arco | 70 | Geothermal |  |  | 0 | 0 | 0 | 0 | 0 | 0 | 0 | 0 | 0 | 0 | 0 | 0 | 0 | 0 | 0 | 0 | 0 | 0 | 0 | 0 | 0 | 0 | 0 | 0 | 0 | 0 | 0 | 0
SCE Metro | ArcoGen | 230 | Geothermal |  |  | 0 | 0 | 0 | 0 | 0 | 0 | 0 | 0 | 0 | 0 | 0 | 0 | 0 | 0 | 0 | 0 | 0 | 0 | 0 | 0 | 0 | 0 | 0 | 0 | 0 | 0 | 0 | 0
SDGE | Artesian | 230 | Geothermal |  |  | 0 | 0 | 0 | 0 | 0 | 0 | 0 | 0 | 0 | 0 | 0 | 0 | 0 | 0 | 0 | 0 | 0 | 0 | 0 | 0 | 0 | 0 | 0 | 0 | 0 | 0 | 0 | 0
SDGE | Artesian | 69 | Geothermal |  |  | 0 | 0 | 0 | 0 | 0 | 0 | 0 | 0 | 0 | 0 | 0 | 0 | 0 | 0 | 0 | 0 | 0 | 0 | 0 | 0 | 0 | 0 | 0 | 0 | 0 | 0 | 0 | 0
PG&E FRESNO | Ashlan | 230 | Geothermal |  |  | 0 | 0 | 0 | 0 | 0 | 0 | 0 | 0 | 0 | 0 | 0 | 0 | 0 | 0 | 0 | 0 | 0 | 0 | 0 | 0 | 0 | 0 | 0 | 0 | 0 | 0 | 0 | 0
PG&E NGBA | Atlantic | 115 | Geothermal |  |  | 0 | 0 | 0 | 0 | 0 | 0 | 0 | 0 | 0 | 0 | 0 | 0 | 0 | 0 | 0 | 0 | 0 | 0 | 0 | 0 | 0 | 0 | 0 | 0 | 0 | 0 | 0 | 0
PG&E NGBA | Atlantic | 230 | Geothermal |  |  | 0 | 0 | 0 | 0 | 0 | 0 | 0 | 0 | 0 | 0 | 0 | 0 | 0 | 0 | 0 | 0 | 0 | 0 | 0 | 0 | 0 | 0 | 0 | 0 | 0 | 0 | 0 | 0
PG&E NGBA | Atlantic | 60 | Geothermal |  |  | 0 | 0 | 0 | 0 | 0 | 0 | 0 | 0 | 0 | 0 | 0 | 0 | 0 | 0 | 0 | 0 | 0 | 0 | 0 | 0 | 0 | 0 | 0 | 0 | 0 | 0 | 0 | 0
PG&E FRESNO | Atwater | 115 | Geothermal |  |  | 0 | 0 | 0 | 0 | 0 | 0 | 0 | 0 | 0 | 0 | 0 | 0 | 0 | 0 | 0 | 0 | 0 | 0 | 0 | 0 | 0 | 0 | 0 | 0 | 0 | 0 | 0 | 0
PG&E GBA | Avena | 115 | Geothermal |  |  | 0 | 0 | 0 | 0 | 0 | 0 | 0 | 0 | 0 | 0 | 0 | 0 | 0 | 0 | 0 | 0 | 0 | 0 | 0 | 0 | 0 | 0 | 0 | 0 | 0 | 0 | 0 | 0
SDGE | Avocado | 69 | Geothermal |  |  | 0 | 0 | 0 | 0 | 0 | 0 | 0 | 0 | 0 | 0 | 0 | 0 | 0 | 0 | 0 | 0 | 0 | 0 | 0 | 0 | 0 | 0 | 0 | 0 | 0 | 0 | 0 | 0
PG&E NGBA | Bahia | 230 | Geothermal |  |  | 0 | 0 | 0 | 0 | 0 | 0 | 0 | 0 | 0 | 0 | 0 | 0 | 0 | 0 | 0 | 0 | 0 | 0 | 0 | 0 | 0 | 0 | 0 | 0 | 0 | 0 | 0 | 0
SCE Northern | Bailey | 230 | Geothermal |  |  | 0 | 0 | 0 | 0 | 0 | 0 | 0 | 0 | 0 | 0 | 0 | 0 | 0 | 0 | 0 | 0 | 0 | 0 | 0 | 0 | 0 | 0 | 0 | 0 | 0 | 0 | 0 | 0
SCE NOL | Baker | 115 | Geothermal |  |  | 0 | 0 | 0 | 0 | 0 | 0 | 0 | 0 | 0 | 0 | 0 | 0 | 0 | 0 | 0 | 0 | 0 | 0 | 0 | 0 | 0 | 0 | 0 | 0 | 0 | 0 | 0 | 0
PG&E KERN | Bakersfield | 230 | Geothermal |  |  | 0 | 0 | 0 | 0 | 0 | 0 | 0 | 0 | 0 | 0 | 0 | 0 | 0 | 0 | 0 | 0 | 0 | 0 | 0 | 0 | 0 | 0 | 0 | 0 | 0 | 0 | 0 | 0
PG&E FRESNO | Balch | 230 | Geothermal |  |  | 0 | 0 | 0 | 0 | 0 | 0 | 0 | 0 | 0 | 0 | 0 | 0 | 0 | 0 | 0 | 0 | 0 | 0 | 0 | 0 | 0 | 0 | 0 | 0 | 0 | 0 | 0 | 0
SCE Eastern | Bannister | 230 | Geothermal |  |  | 0 | 0 | 0 | 0 | 0 | 0 | 0 | 0 | 0 | 0 | 0 | 0 | 0 | 0 | 0 | 0 | 0 | 0 | 0 | 0 | 0 | 0 | 0 | 0 | 0 | 0 | 0 | 0
SCE Metro | Barre | 230 | Geothermal |  |  | 0 | 0 | 0 | 0 | 0 | 0 | 0 | 0 | 0 | 0 | 0 | 0 | 0 | 0 | 0 | 0 | 0 | 0 | 0 | 0 | 0 | 0 | 0 | 0 | 0 | 0 | 0 | 0
SDGE | Bay Boulevard | 69 | Geothermal |  |  | 0 | 0 | 0 | 0 | 0 | 0 | 0 | 0 | 0 | 0 | 0 | 0 | 0 | 0 | 0 | 0 | 0 | 0 | 0 | 0 | 0 | 0 | 0 | 0 | 0 | 0 | 0 | 0
SDGE | Bay Boulevard | 230 | Geothermal |  |  | 0 | 0 | 0 | 0 | 0 | 0 | 0 | 0 | 0 | 0 | 0 | 0 | 0 | 0 | 0 | 0 | 0 | 0 | 0 | 0 | 0 | 0 | 0 | 0 | 0 | 0 | 0 | 0
EOP | Beatty | 138 | Geothermal |  |  | 0 | 0 | 0 | 0 | 0 | 0 | 0 | 0 | 0 | 0 | 0 | 0 | 0 | 0 | 0 | 0 | 0 | 0 | 0 | 0 | 0 | 0 | 0 | 0 | 0 | 0 | 0 | 0
EOP | Beatty | 230 | Geothermal |  |  | 1 | 0 | 0 | 0 | 0 | 0 | 0 | 0 | 0 | 0 | 0 | 0 | 0 | 450 | 0 | 450 | 0 | 0 | 0 | 450 | 0 | 450 | 450 | 0 | 450 | 450 | 0 | 450
PG&E NGBA | Belden | 230 | Geothermal |  |  | 0 | 0 | 0 | 0 | 0 | 0 | 0 | 0 | 0 | 0 | 0 | 0 | 0 | 0 | 0 | 0 | 0 | 0 | 0 | 0 | 0 | 0 | 0 | 0 | 0 | 0 | 0 | 0
PG&E NGBA | Bell | 115 | Geothermal |  |  | 0 | 0 | 0 | 0 | 0 | 0 | 0 | 0 | 0 | 0 | 0 | 0 | 0 | 0 | 0 | 0 | 0 | 0 | 0 | 0 | 0 | 0 | 0 | 0 | 0 | 0 | 0 | 0
PG&E NGBA | Bellevue | 115 | Geothermal |  |  | 0 | 0 | 0 | 0 | 0 | 0 | 0 | 0 | 0 | 0 | 0 | 0 | 0 | 0 | 0 | 0 | 0 | 0 | 0 | 0 | 0 | 0 | 0 | 0 | 0 | 0 | 0 | 0
PG&E GBA | Bellota | 115 | Geothermal |  |  | 0 | 0 | 0 | 0 | 0 | 0 | 0 | 0 | 0 | 0 | 0 | 0 | 0 | 0 | 0 | 0 | 0 | 0 | 0 | 0 | 0 | 0 | 0 | 0 | 0 | 0 | 0 | 0
PG&E GBA | Bellota | 230 | Geothermal |  |  | 0 | 0 | 0 | 0 | 0 | 0 | 0 | 0 | 0 | 0 | 0 | 0 | 0 | 0 | 0 | 0 | 0 | 0 | 0 | 0 | 0 | 0 | 0 | 0 | 0 | 0 | 0 | 0
SCE Northern | Big Creek | 230 | Geothermal |  |  | 0 | 0 | 0 | 0 | 0 | 0 | 0 | 0 | 0 | 0 | 0 | 0 | 0 | 0 | 0 | 0 | 0 | 0 | 0 | 0 | 0 | 0 | 0 | 0 | 0 | 0 | 0 | 0
PG&E FRESNO | Biola | 70 | Geothermal |  |  | 0 | 0 | 0 | 0 | 0 | 0 | 0 | 0 | 0 | 0 | 0 | 0 | 0 | 0 | 0 | 0 | 0 | 0 | 0 | 0 | 0 | 0 | 0 | 0 | 0 | 0 | 0 | 0
PG&E GBA | Birds Landing | 230 | Geothermal |  |  | 0 | 0 | 0 | 0 | 0 | 0 | 0 | 0 | 0 | 0 | 0 | 0 | 0 | 0 | 0 | 0 | 0 | 0 | 0 | 0 | 0 | 0 | 0 | 0 | 0 | 0 | 0 | 0
SCE Northern | Bliss | 66 | Geothermal |  |  | 0 | 0 | 0 | 0 | 0 | 0 | 0 | 0 | 0 | 0 | 0 | 0 | 0 | 0 | 0 | 0 | 0 | 0 | 0 | 0 | 0 | 0 | 0 | 0 | 0 | 0 | 0 | 0
SCE Eastern | Blythe | 161 | Geothermal |  |  | 0 | 0 | 0 | 0 | 0 | 0 | 0 | 0 | 0 | 0 | 0 | 0 | 0 | 0 | 0 | 0 | 0 | 0 | 0 | 0 | 0 | 0 | 0 | 0 | 0 | 0 | 0 | 0
PG&E NGBA | Bogue | 115 | Geothermal |  |  | 0 | 0 | 0 | 0 | 0 | 0 | 0 | 0 | 0 | 0 | 0 | 0 | 0 | 0 | 0 | 0 | 0 | 0 | 0 | 0 | 0 | 0 | 0 | 0 | 0 | 0 | 0 | 0
PG&E FRESNO | Borden | 230 | Geothermal |  |  | 0 | 0 | 0 | 0 | 0 | 0 | 0 | 0 | 0 | 0 | 0 | 0 | 0 | 0 | 0 | 0 | 0 | 0 | 0 | 0 | 0 | 0 | 0 | 0 | 0 | 0 | 0 | 0
PG&E FRESNO | Borden | 70 | Geothermal |  |  | 0 | 0 | 0 | 0 | 0 | 0 | 0 | 0 | 0 | 0 | 0 | 0 | 0 | 0 | 0 | 0 | 0 | 0 | 0 | 0 | 0 | 0 | 0 | 0 | 0 | 0 | 0 | 0
SDGE | Boulevard East | 138 | Geothermal |  |  | 0 | 0 | 0 | 0 | 0 | 0 | 0 | 0 | 0 | 0 | 0 | 0 | 0 | 0 | 0 | 0 | 0 | 0 | 0 | 0 | 0 | 0 | 0 | 0 | 0 | 0 | 0 | 0
SDGE | Boulevard East | 69 | Geothermal |  |  | 0 | 0 | 0 | 0 | 0 | 0 | 0 | 0 | 0 | 0 | 0 | 0 | 0 | 0 | 0 | 0 | 0 | 0 | 0 | 0 | 0 | 0 | 0 | 0 | 0 | 0 | 0 | 0
PG&E GBA | Brentwood | 230 | Geothermal |  |  | 0 | 0 | 0 | 0 | 0 | 0 | 0 | 0 | 0 | 0 | 0 | 0 | 0 | 0 | 0 | 0 | 0 | 0 | 0 | 0 | 0 | 0 | 0 | 0 | 0 | 0 | 0 | 0
PG&E NGBA | Bridgeville | 115 | Geothermal |  |  | 0 | 0 | 0 | 0 | 0 | 0 | 0 | 0 | 0 | 0 | 0 | 0 | 0 | 0 | 0 | 0 | 0 | 0 | 0 | 0 | 0 | 0 | 0 | 0 | 0 | 0 | 0 | 0
PG&E NGBA | Brighton | 115 | Geothermal |  |  | 0 | 0 | 0 | 0 | 0 | 0 | 0 | 0 | 0 | 0 | 0 | 0 | 0 | 0 | 0 | 0 | 0 | 0 | 0 | 0 | 0 | 0 | 0 | 0 | 0 | 0 | 0 | 0
PG&E NGBA | Brighton | 230 | Geothermal |  |  | 0 | 0 | 0 | 0 | 0 | 0 | 0 | 0 | 0 | 0 | 0 | 0 | 0 | 0 | 0 | 0 | 0 | 0 | 0 | 0 | 0 | 0 | 0 | 0 | 0 | 0 | 0 | 0
PG&E NGBA | Brunswick | 115 | Geothermal |  |  | 0 | 0 | 0 | 0 | 0 | 0 | 0 | 0 | 0 | 0 | 0 | 0 | 0 | 0 | 0 | 0 | 0 | 0 | 0 | 0 | 0 | 0 | 0 | 0 | 0 | 0 | 0 | 0
PG&E NGBA | Bucks Creek | 230 | Geothermal |  |  | 0 | 0 | 0 | 0 | 0 | 0 | 0 | 0 | 0 | 0 | 0 | 0 | 0 | 0 | 0 | 0 | 0 | 0 | 0 | 0 | 0 | 0 | 0 | 0 | 0 | 0 | 0 | 0
PG&E KERN | Buena Vista | 230 | Geothermal |  |  | 0 | 0 | 0 | 0 | 0 | 0 | 0 | 0 | 0 | 0 | 0 | 0 | 0 | 0 | 0 | 0 | 0 | 0 | 0 | 0 | 0 | 0 | 0 | 0 | 0 | 0 | 0 | 0
PG&E FRESNO | Bullard | 115 | Geothermal |  |  | 0 | 0 | 0 | 0 | 0 | 0 | 0 | 0 | 0 | 0 | 0 | 0 | 0 | 0 | 0 | 0 | 0 | 0 | 0 | 0 | 0 | 0 | 0 | 0 | 0 | 0 | 0 | 0
PG&E GBA | Burlingame | 115 | Geothermal |  |  | 0 | 0 | 0 | 0 | 0 | 0 | 0 | 0 | 0 | 0 | 0 | 0 | 0 | 0 | 0 | 0 | 0 | 0 | 0 | 0 | 0 | 0 | 0 | 0 | 0 | 0 | 0 | 0
PG&E NGBA | Burney Forest | 230 | Geothermal |  |  | 0 | 0 | 0 | 0 | 0 | 0 | 0 | 0 | 0 | 0 | 0 | 0 | 0 | 0 | 0 | 0 | 0 | 0 | 0 | 0 | 0 | 0 | 0 | 0 | 0 | 0 | 0 | 0
PG&E NGBA | Butte | 115 | Geothermal |  |  | 0 | 0 | 0 | 0 | 0 | 0 | 0 | 0 | 0 | 0 | 0 | 0 | 0 | 0 | 0 | 0 | 0 | 0 | 0 | 0 | 0 | 0 | 0 | 0 | 0 | 0 | 0 | 0
PG&E KERN | Cabrillo | 115 | Geothermal |  |  | 0 | 0 | 0 | 0 | 0 | 0 | 0 | 0 | 0 | 0 | 0 | 0 | 0 | 0 | 0 | 0 | 0 | 0 | 0 | 0 | 0 | 0 | 0 | 0 | 0 | 0 | 0 | 0
PG&E FRESNO | Cal Flats | 230 | Geothermal |  |  | 0 | 0 | 0 | 0 | 0 | 0 | 0 | 0 | 0 | 0 | 0 | 0 | 0 | 0 | 0 | 0 | 0 | 0 | 0 | 0 | 0 | 0 | 0 | 0 | 0 | 0 | 0 | 0
SCE NOL | Calcite | 230 | Geothermal |  |  | 0 | 0 | 0 | 0 | 0 | 0 | 0 | 0 | 0 | 0 | 0 | 0 | 0 | 0 | 0 | 0 | 0 | 0 | 0 | 0 | 0 | 0 | 0 | 0 | 0 | 0 | 0 | 0
PG&E KERN | Caliente | 230 | Geothermal |  |  | 0 | 0 | 0 | 0 | 0 | 0 | 0 | 0 | 0 | 0 | 0 | 0 | 0 | 0 | 0 | 0 | 0 | 0 | 0 | 0 | 0 | 0 | 0 | 0 | 0 | 0 | 0 | 0
PG&E FRESNO | California Ave | 115 | Geothermal |  |  | 0 | 0 | 0 | 0 | 0 | 0 | 0 | 0 | 0 | 0 | 0 | 0 | 0 | 0 | 0 | 0 | 0 | 0 | 0 | 0 | 0 | 0 | 0 | 0 | 0 | 0 | 0 | 0
PG&E KERN | Callender | 115 | Geothermal |  |  | 0 | 0 | 0 | 0 | 0 | 0 | 0 | 0 | 0 | 0 | 0 | 0 | 0 | 0 | 0 | 0 | 0 | 0 | 0 | 0 | 0 | 0 | 0 | 0 | 0 | 0 | 0 | 0
PG&E NGBA | Calpella | 115 | Geothermal |  |  | 0 | 0 | 0 | 0 | 0 | 0 | 0 | 0 | 0 | 0 | 0 | 0 | 0 | 0 | 0 | 0 | 0 | 0 | 0 | 0 | 0 | 0 | 0 | 0 | 0 | 0 | 0 | 0
PG&E GBA | Camanche | 230 | Geothermal |  |  | 0 | 0 | 0 | 0 | 0 | 0 | 0 | 0 | 0 | 0 | 0 | 0 | 0 | 0 | 0 | 0 | 0 | 0 | 0 | 0 | 0 | 0 | 0 | 0 | 0 | 0 | 0 | 0
SDGE | Cameron | 69 | Geothermal |  |  | 0 | 0 | 0 | 0 | 0 | 0 | 0 | 0 | 0 | 0 | 0 | 0 | 0 | 0 | 0 | 0 | 0 | 0 | 0 | 0 | 0 | 0 | 0 | 0 | 0 | 0 | 0 | 0
SDGE | Cannon | 69 | Geothermal |  |  | 0 | 0 | 0 | 0 | 0 | 0 | 0 | 0 | 0 | 0 | 0 | 0 | 0 | 0 | 0 | 0 | 0 | 0 | 0 | 0 | 0 | 0 | 0 | 0 | 0 | 0 | 0 | 0
PG&E FRESNO | Cantua | 115 | Geothermal |  |  | 0 | 0 | 0 | 0 | 0 | 0 | 0 | 0 | 0 | 0 | 0 | 0 | 0 | 0 | 0 | 0 | 0 | 0 | 0 | 0 | 0 | 0 | 0 | 0 | 0 | 0 | 0 | 0
SDGE | Capistrano | 138 | Geothermal |  |  | 0 | 0 | 0 | 0 | 0 | 0 | 0 | 0 | 0 | 0 | 0 | 0 | 0 | 0 | 0 | 0 | 0 | 0 | 0 | 0 | 0 | 0 | 0 | 0 | 0 | 0 | 0 | 0
SDGE | Capistrano | 230 | Geothermal |  |  | 0 | 0 | 0 | 0 | 0 | 0 | 0 | 0 | 0 | 0 | 0 | 0 | 0 | 0 | 0 | 0 | 0 | 0 | 0 | 0 | 0 | 0 | 0 | 0 | 0 | 0 | 0 | 0
PG&E NGBA | Carberry | 230 | Geothermal |  |  | 0 | 0 | 0 | 0 | 0 | 0 | 0 | 0 | 0 | 0 | 0 | 0 | 0 | 0 | 0 | 0 | 0 | 0 | 0 | 0 | 0 | 0 | 0 | 0 | 0 | 0 | 0 | 0
SCE Eastern | Cardiff | 66 | Geothermal |  |  | 0 | 0 | 0 | 0 | 0 | 0 | 0 | 0 | 0 | 0 | 0 | 0 | 0 | 0 | 0 | 0 | 0 | 0 | 0 | 0 | 0 | 0 | 0 | 0 | 0 | 0 | 0 | 0
PG&E NGBA | Caribou | 60 | Geothermal |  |  | 0 | 0 | 0 | 0 | 0 | 0 | 0 | 0 | 0 | 0 | 0 | 0 | 0 | 0 | 0 | 0 | 0 | 0 | 0 | 0 | 0 | 0 | 0 | 0 | 0 | 0 | 0 | 0
PG&E NGBA | Caribou | 115 | Geothermal |  |  | 0 | 0 | 0 | 0 | 0 | 0 | 0 | 0 | 0 | 0 | 0 | 0 | 0 | 0 | 0 | 0 | 0 | 0 | 0 | 0 | 0 | 0 | 0 | 0 | 0 | 0 | 0 | 0
PG&E NGBA | Caribou | 230 | Geothermal |  |  | 0 | 0 | 0 | 0 | 0 | 0 | 0 | 0 | 0 | 0 | 0 | 0 | 0 | 0 | 0 | 0 | 0 | 0 | 0 | 0 | 0 | 0 | 0 | 0 | 0 | 0 | 0 | 0
EOP | Carpenter Canyon (fka Gamebird) | 138 | Geothermal |  |  | 0 | 0 | 0 | 0 | 0 | 0 | 0 | 0 | 0 | 0 | 0 | 0 | 0 | 0 | 0 | 0 | 0 | 0 | 0 | 0 | 0 | 0 | 0 | 0 | 0 | 0 | 0 | 0
EOP | Carpenter Canyon (fka Gamebird) | 230 | Geothermal |  |  | 0 | 0 | 0 | 0 | 0 | 0 | 0 | 0 | 0 | 0 | 0 | 0 | 0 | 0 | 0 | 0 | 0 | 0 | 0 | 0 | 0 | 0 | 0 | 0 | 0 | 0 | 0 | 0
PG&E NGBA | Carquinez | 115 | Geothermal |  |  | 0 | 0 | 0 | 0 | 0 | 0 | 0 | 0 | 0 | 0 | 0 | 0 | 0 | 0 | 0 | 0 | 0 | 0 | 0 | 0 | 0 | 0 | 0 | 0 | 0 | 0 | 0 | 0
SDGE | Carrizo Gorge | 138 | Geothermal |  |  | 0 | 0 | 0 | 0 | 0 | 0 | 0 | 0 | 0 | 0 | 0 | 0 | 0 | 0 | 0 | 0 | 0 | 0 | 0 | 0 | 0 | 0 | 0 | 0 | 0 | 0 | 0 | 0
PG&E KERN | Carrizo Plains | 115 | Geothermal |  |  | 0 | 0 | 0 | 0 | 0 | 0 | 0 | 0 | 0 | 0 | 0 | 0 | 0 | 0 | 0 | 0 | 0 | 0 | 0 | 0 | 0 | 0 | 0 | 0 | 0 | 0 | 0 | 0
PG&E KERN | Casaloma | 230 | Geothermal |  |  | 0 | 0 | 0 | 0 | 0 | 0 | 0 | 0 | 0 | 0 | 0 | 0 | 0 | 0 | 0 | 0 | 0 | 0 | 0 | 0 | 0 | 0 | 0 | 0 | 0 | 0 | 0 | 0
PG&E GBA | Castro Valley | 230 | Geothermal |  |  | 0 | 0 | 0 | 0 | 0 | 0 | 0 | 0 | 0 | 0 | 0 | 0 | 0 | 0 | 0 | 0 | 0 | 0 | 0 | 0 | 0 | 0 | 0 | 0 | 0 | 0 | 0 | 0
PG&E GBA | Cayetano | 230 | Geothermal |  |  | 0 | 0 | 0 | 0 | 0 | 0 | 0 | 0 | 0 | 0 | 0 | 0 | 0 | 0 | 0 | 0 | 0 | 0 | 0 | 0 | 0 | 0 | 0 | 0 | 0 | 0 | 0 | 0
SCE Metro | Center | 230 | Geothermal |  |  | 0 | 0 | 0 | 0 | 0 | 0 | 0 | 0 | 0 | 0 | 0 | 0 | 0 | 0 | 0 | 0 | 0 | 0 | 0 | 0 | 0 | 0 | 0 | 0 | 0 | 0 | 0 | 0
PG&E KERN | Charca | 115 | Geothermal |  |  | 0 | 0 | 0 | 0 | 0 | 0 | 0 | 0 | 0 | 0 | 0 | 0 | 0 | 0 | 0 | 0 | 0 | 0 | 0 | 0 | 0 | 0 | 0 | 0 | 0 | 0 | 0 | 0
EOP | Charleston | 138 | Geothermal |  |  | 0 | 0 | 0 | 0 | 0 | 0 | 0 | 0 | 0 | 0 | 0 | 0 | 0 | 0 | 0 | 0 | 0 | 0 | 0 | 0 | 0 | 0 | 0 | 0 | 0 | 0 | 0 | 0
SCE Metro | Chevmain | 230 | Geothermal |  |  | 0 | 0 | 0 | 0 | 0 | 0 | 0 | 0 | 0 | 0 | 0 | 0 | 0 | 0 | 0 | 0 | 0 | 0 | 0 | 0 | 0 | 0 | 0 | 0 | 0 | 0 | 0 | 0
SDGE | Chicarita | 138 | Geothermal |  |  | 0 | 0 | 0 | 0 | 0 | 0 | 0 | 0 | 0 | 0 | 0 | 0 | 0 | 0 | 0 | 0 | 0 | 0 | 0 | 0 | 0 | 0 | 0 | 0 | 0 | 0 | 0 | 0
SCE Metro | Chino | 230 | Geothermal |  |  | 0 | 0 | 0 | 0 | 0 | 0 | 0 | 0 | 0 | 0 | 0 | 0 | 0 | 0 | 0 | 0 | 0 | 0 | 0 | 0 | 0 | 0 | 0 | 0 | 0 | 0 | 0 | 0
PG&E FRESNO | Chowchilla | 115 | Geothermal |  |  | 0 | 0 | 0 | 0 | 0 | 0 | 0 | 0 | 0 | 0 | 0 | 0 | 0 | 0 | 0 | 0 | 0 | 0 | 0 | 0 | 0 | 0 | 0 | 0 | 0 | 0 | 0 | 0
PG&E GBA | Christie | 60 | Geothermal |  |  | 0 | 0 | 0 | 0 | 0 | 0 | 0 | 0 | 0 | 0 | 0 | 0 | 0 | 0 | 0 | 0 | 0 | 0 | 0 | 0 | 0 | 0 | 0 | 0 | 0 | 0 | 0 | 0
PG&E GBA | Christie | 115 | Geothermal |  |  | 0 | 0 | 0 | 0 | 0 | 0 | 0 | 0 | 0 | 0 | 0 | 0 | 0 | 0 | 0 | 0 | 0 | 0 | 0 | 0 | 0 | 0 | 0 | 0 | 0 | 0 | 0 | 0
SCE Eastern | Cielo Azul | 500 | Geothermal |  |  | 0 | 0 | 0 | 0 | 0 | 0 | 0 | 0 | 0 | 0 | 0 | 0 | 0 | 0 | 0 | 0 | 0 | 0 | 0 | 0 | 0 | 0 | 0 | 0 | 0 | 0 | 0 | 0
PG&E GBA | Clay | 60 | Geothermal |  |  | 0 | 0 | 0 | 0 | 0 | 0 | 0 | 0 | 0 | 0 | 0 | 0 | 0 | 0 | 0 | 0 | 0 | 0 | 0 | 0 | 0 | 0 | 0 | 0 | 0 | 0 | 0 | 0
PG&E GBA | Clayton | 115 | Geothermal |  |  | 0 | 0 | 0 | 0 | 0 | 0 | 0 | 0 | 0 | 0 | 0 | 0 | 0 | 0 | 0 | 0 | 0 | 0 | 0 | 0 | 0 | 0 | 0 | 0 | 0 | 0 | 0 | 0
PG&E NGBA | Cloverdale | 115 | Geothermal |  |  | 1 | 25 | 0 | 25 | 0 | 0 | 0 | 0 | 0 | 0 | 0 | 0 | 0 | 46 | 0 | 46 | 0 | 0 | 0 | 46 | 0 | 46 | 71 | 0 | 71 | 71 | 0 | 71
PG&E FRESNO | Clovis | 115 | Geothermal |  |  | 0 | 0 | 0 | 0 | 0 | 0 | 0 | 0 | 0 | 0 | 0 | 0 | 0 | 0 | 0 | 0 | 0 | 0 | 0 | 0 | 0 | 0 | 0 | 0 | 0 | 0 | 0 | 0
PG&E GBA | Coburn | 230 | Geothermal |  |  | 0 | 0 | 0 | 0 | 0 | 0 | 0 | 0 | 0 | 0 | 0 | 0 | 0 | 0 | 0 | 0 | 0 | 0 | 0 | 0 | 0 | 0 | 0 | 0 | 0 | 0 | 0 | 0
PG&E GBA | Coburn | 60 | Geothermal |  |  | 0 | 0 | 0 | 0 | 0 | 0 | 0 | 0 | 0 | 0 | 0 | 0 | 0 | 0 | 0 | 0 | 0 | 0 | 0 | 0 | 0 | 0 | 0 | 0 | 0 | 0 | 0 | 0
PG&E NGBA | Colgate | 230 | Geothermal |  |  | 0 | 0 | 0 | 0 | 0 | 0 | 0 | 0 | 0 | 0 | 0 | 0 | 0 | 0 | 0 | 0 | 0 | 0 | 0 | 0 | 0 | 0 | 0 | 0 | 0 | 0 | 0 | 0
PG&E GBA | Collierville | 230 | Geothermal |  |  | 0 | 0 | 0 | 0 | 0 | 0 | 0 | 0 | 0 | 0 | 0 | 0 | 0 | 0 | 0 | 0 | 0 | 0 | 0 | 0 | 0 | 0 | 0 | 0 | 0 | 0 | 0 | 0
PG&E GBA | Collinsville | 230 | Geothermal |  |  | 0 | 0 | 0 | 0 | 0 | 0 | 0 | 0 | 0 | 0 | 0 | 0 | 0 | 0 | 0 | 0 | 0 | 0 | 0 | 0 | 0 | 0 | 0 | 0 | 0 | 0 | 0 | 0
PG&E GBA | Collinsville | 500 | Geothermal |  |  | 0 | 0 | 0 | 0 | 0 | 0 | 0 | 0 | 0 | 0 | 0 | 0 | 0 | 0 | 0 | 0 | 0 | 0 | 0 | 0 | 0 | 0 | 0 | 0 | 0 | 0 | 0 | 0
SCE Eastern | Colorado River | 230 | Geothermal |  |  | 0 | 0 | 0 | 0 | 0 | 0 | 0 | 0 | 0 | 0 | 0 | 0 | 0 | 0 | 0 | 0 | 0 | 0 | 0 | 0 | 0 | 0 | 0 | 0 | 0 | 0 | 0 | 0
SCE Eastern | Colorado River | 500 | Geothermal |  |  | 0 | 0 | 0 | 0 | 0 | 0 | 0 | 0 | 0 | 0 | 0 | 0 | 0 | 0 | 0 | 0 | 0 | 0 | 0 | 0 | 0 | 0 | 0 | 0 | 0 | 0 | 0 | 0
PG&E KERN | Columbus | 115 | Geothermal |  |  | 0 | 0 | 0 | 0 | 0 | 0 | 0 | 0 | 0 | 0 | 0 | 0 | 0 | 0 | 0 | 0 | 0 | 0 | 0 | 0 | 0 | 0 | 0 | 0 | 0 | 0 | 0 | 0
PG&E GBA | Contra Costa | 115 | Geothermal |  |  | 0 | 0 | 0 | 0 | 0 | 0 | 0 | 0 | 0 | 0 | 0 | 0 | 0 | 0 | 0 | 0 | 0 | 0 | 0 | 0 | 0 | 0 | 0 | 0 | 0 | 0 | 0 | 0
PG&E GBA | Contra Costa | 230 | Geothermal |  |  | 0 | 0 | 0 | 0 | 0 | 0 | 0 | 0 | 0 | 0 | 0 | 0 | 0 | 0 | 0 | 0 | 0 | 0 | 0 | 0 | 0 | 0 | 0 | 0 | 0 | 0 | 0 | 0
PG&E GBA | Contra Costa PP | 230 | Geothermal |  |  | 0 | 0 | 0 | 0 | 0 | 0 | 0 | 0 | 0 | 0 | 0 | 0 | 0 | 0 | 0 | 0 | 0 | 0 | 0 | 0 | 0 | 0 | 0 | 0 | 0 | 0 | 0 | 0
SCE NOL | Control | 115 | Geothermal | YES | Northern Nevada (13 MW in baseline), 9.7 MW in-Dev is instate and already in Tx baseline | 1 | 13 | 0 | 13 | 9.7 | 0 | 9.7 | 9.7 | 0 | 9.7 | 0 | 0 | 0 | 0 | 0 | 0 | 0 | 0 | 0 | 0 | 0 | 0 | 13 | 0 | 13 | 13 | 0 | 13
SCE NOL | Control | 55 | Geothermal |  |  | 0 | 0 | 0 | 0 | 0 | 0 | 0 | 0 | 0 | 0 | 0 | 0 | 0 | 0 | 0 | 0 | 0 | 0 | 0 | 0 | 0 | 0 | 0 | 0 | 0 | 0 | 0 | 0
PG&E GBA | Cooley Landing | 115 | Geothermal |  |  | 0 | 0 | 0 | 0 | 0 | 0 | 0 | 0 | 0 | 0 | 0 | 0 | 0 | 0 | 0 | 0 | 0 | 0 | 0 | 0 | 0 | 0 | 0 | 0 | 0 | 0 | 0 | 0
PG&E GBA | Cooley Landing | 60 | Geothermal |  |  | 0 | 0 | 0 | 0 | 0 | 0 | 0 | 0 | 0 | 0 | 0 | 0 | 0 | 0 | 0 | 0 | 0 | 0 | 0 | 0 | 0 | 0 | 0 | 0 | 0 | 0 | 0 | 0
SCE NOL | Coolwater | 230 | Geothermal |  |  | 0 | 0 | 0 | 0 | 0 | 0 | 0 | 0 | 0 | 0 | 0 | 0 | 0 | 0 | 0 | 0 | 0 | 0 | 0 | 0 | 0 | 0 | 0 | 0 | 0 | 0 | 0 | 0
SCE NOL | Coolwater | 115 | Geothermal |  |  | 0 | 0 | 0 | 0 | 0 | 0 | 0 | 0 | 0 | 0 | 0 | 0 | 0 | 0 | 0 | 0 | 0 | 0 | 0 | 0 | 0 | 0 | 0 | 0 | 0 | 0 | 0 | 0
PG&E KERN | Copus | 70 | Geothermal |  |  | 0 | 0 | 0 | 0 | 0 | 0 | 0 | 0 | 0 | 0 | 0 | 0 | 0 | 0 | 0 | 0 | 0 | 0 | 0 | 0 | 0 | 0 | 0 | 0 | 0 | 0 | 0 | 0
PG&E FRESNO | Corcoran | 70 | Geothermal |  |  | 0 | 0 | 0 | 0 | 0 | 0 | 0 | 0 | 0 | 0 | 0 | 0 | 0 | 0 | 0 | 0 | 0 | 0 | 0 | 0 | 0 | 0 | 0 | 0 | 0 | 0 | 0 | 0
PG&E FRESNO | Corcoran | 115 | Geothermal |  |  | 0 | 0 | 0 | 0 | 0 | 0 | 0 | 0 | 0 | 0 | 0 | 0 | 0 | 0 | 0 | 0 | 0 | 0 | 0 | 0 | 0 | 0 | 0 | 0 | 0 | 0 | 0 | 0
PG&E NGBA | Corona | 115 | Geothermal |  |  | 0 | 0 | 0 | 0 | 0 | 0 | 0 | 0 | 0 | 0 | 0 | 0 | 0 | 0 | 0 | 0 | 0 | 0 | 0 | 0 | 0 | 0 | 0 | 0 | 0 | 0 | 0 | 0
PG&E NGBA | Cortina | 230 | Geothermal |  |  | 0 | 0 | 0 | 0 | 0 | 0 | 0 | 0 | 0 | 0 | 0 | 0 | 0 | 0 | 0 | 0 | 0 | 0 | 0 | 0 | 0 | 0 | 0 | 0 | 0 | 0 | 0 | 0
PG&E NGBA | Cortina | 115 | Geothermal |  |  | 0 | 0 | 0 | 0 | 0 | 0 | 0 | 0 | 0 | 0 | 0 | 0 | 0 | 0 | 0 | 0 | 0 | 0 | 0 | 0 | 0 | 0 | 0 | 0 | 0 | 0 | 0 | 0
PG&E GBA | Cottle | 230 | Geothermal |  |  | 0 | 0 | 0 | 0 | 0 | 0 | 0 | 0 | 0 | 0 | 0 | 0 | 0 | 0 | 0 | 0 | 0 | 0 | 0 | 0 | 0 | 0 | 0 | 0 | 0 | 0 | 0 | 0
PG&E NGBA | Cottonwood | 115 | Geothermal |  |  | 0 | 0 | 0 | 0 | 0 | 0 | 0 | 0 | 0 | 0 | 0 | 0 | 0 | 0 | 0 | 0 | 0 | 0 | 0 | 0 | 0 | 0 | 0 | 0 | 0 | 0 | 0 | 0
PG&E NGBA | Cottonwood | 230 | Geothermal |  |  | 0 | 0 | 0 | 0 | 0 | 0 | 0 | 0 | 0 | 0 | 0 | 0 | 0 | 0 | 0 | 0 | 0 | 0 | 0 | 0 | 0 | 0 | 0 | 0 | 0 | 0 | 0 | 0
PG&E NGBA | Cottonwood | 60 | Geothermal |  |  | 0 | 0 | 0 | 0 | 0 | 0 | 0 | 0 | 0 | 0 | 0 | 0 | 0 | 0 | 0 | 0 | 0 | 0 | 0 | 0 | 0 | 0 | 0 | 0 | 0 | 0 | 0 | 0
PG&E NGBA | Cove Road | 230 | Geothermal |  |  | 0 | 0 | 0 | 0 | 0 | 0 | 0 | 0 | 0 | 0 | 0 | 0 | 0 | 0 | 0 | 0 | 0 | 0 | 0 | 0 | 0 | 0 | 0 | 0 | 0 | 0 | 0 | 0
PG&E GBA | Coyote | 230 | Geothermal |  |  | 0 | 0 | 0 | 0 | 0 | 0 | 0 | 0 | 0 | 0 | 0 | 0 | 0 | 0 | 0 | 0 | 0 | 0 | 0 | 0 | 0 | 0 | 0 | 0 | 0 | 0 | 0 | 0
PG&E GBA | Crazy Horse Canyon | 115 | Geothermal |  |  | 0 | 0 | 0 | 0 | 0 | 0 | 0 | 0 | 0 | 0 | 0 | 0 | 0 | 0 | 0 | 0 | 0 | 0 | 0 | 0 | 0 | 0 | 0 | 0 | 0 | 0 | 0 | 0
SDGE | Creelman | 69 | Geothermal |  |  | 0 | 0 | 0 | 0 | 0 | 0 | 0 | 0 | 0 | 0 | 0 | 0 | 0 | 0 | 0 | 0 | 0 | 0 | 0 | 0 | 0 | 0 | 0 | 0 | 0 | 0 | 0 | 0
PG&E FRESNO | Crescent | 70 | Geothermal |  |  | 0 | 0 | 0 | 0 | 0 | 0 | 0 | 0 | 0 | 0 | 0 | 0 | 0 | 0 | 0 | 0 | 0 | 0 | 0 | 0 | 0 | 0 | 0 | 0 | 0 | 0 | 0 | 0
PG&E FRESNO | Cressey | 115 | Geothermal |  |  | 0 | 0 | 0 | 0 | 0 | 0 | 0 | 0 | 0 | 0 | 0 | 0 | 0 | 0 | 0 | 0 | 0 | 0 | 0 | 0 | 0 | 0 | 0 | 0 | 0 | 0 | 0 | 0
PG&E NGBA | Cresta | 230 | Geothermal |  |  | 0 | 0 | 0 | 0 | 0 | 0 | 0 | 0 | 0 | 0 | 0 | 0 | 0 | 0 | 0 | 0 | 0 | 0 | 0 | 0 | 0 | 0 | 0 | 0 | 0 | 0 | 0 | 0
SDGE | Crestwood | 69 | Geothermal |  |  | 0 | 0 | 0 | 0 | 0 | 0 | 0 | 0 | 0 | 0 | 0 | 0 | 0 | 0 | 0 | 0 | 0 | 0 | 0 | 0 | 0 | 0 | 0 | 0 | 0 | 0 | 0 | 0
PG&E GBA | Crow Creek | 60 | Geothermal |  |  | 0 | 0 | 0 | 0 | 0 | 0 | 0 | 0 | 0 | 0 | 0 | 0 | 0 | 0 | 0 | 0 | 0 | 0 | 0 | 0 | 0 | 0 | 0 | 0 | 0 | 0 | 0 | 0
PG&E GBA | Crows Landing | 60 | Geothermal |  |  | 0 | 0 | 0 | 0 | 0 | 0 | 0 | 0 | 0 | 0 | 0 | 0 | 0 | 0 | 0 | 0 | 0 | 0 | 0 | 0 | 0 | 0 | 0 | 0 | 0 | 0 | 0 | 0
PG&E GBA | Curtis | 115 | Geothermal |  |  | 0 | 0 | 0 | 0 | 0 | 0 | 0 | 0 | 0 | 0 | 0 | 0 | 0 | 0 | 0 | 0 | 0 | 0 | 0 | 0 | 0 | 0 | 0 | 0 | 0 | 0 | 0 | 0
PG&E FRESNO | Dairyland | 115 | Geothermal |  |  | 0 | 0 | 0 | 0 | 0 | 0 | 0 | 0 | 0 | 0 | 0 | 0 | 0 | 0 | 0 | 0 | 0 | 0 | 0 | 0 | 0 | 0 | 0 | 0 | 0 | 0 | 0 | 0
PG&E NGBA | Davis | 115 | Geothermal |  |  | 0 | 0 | 0 | 0 | 0 | 0 | 0 | 0 | 0 | 0 | 0 | 0 | 0 | 0 | 0 | 0 | 0 | 0 | 0 | 0 | 0 | 0 | 0 | 0 | 0 | 0 | 0 | 0
SCE Metro | Del Amo | 500 | Geothermal |  |  | 0 | 0 | 0 | 0 | 0 | 0 | 0 | 0 | 0 | 0 | 0 | 0 | 0 | 0 | 0 | 0 | 0 | 0 | 0 | 0 | 0 | 0 | 0 | 0 | 0 | 0 | 0 | 0
SCE Metro | Del Amo | 230 | Geothermal |  |  | 0 | 0 | 0 | 0 | 0 | 0 | 0 | 0 | 0 | 0 | 0 | 0 | 0 | 0 | 0 | 0 | 0 | 0 | 0 | 0 | 0 | 0 | 0 | 0 | 0 | 0 | 0 | 0
SCE Eastern | Delaney | 500 | Geothermal |  |  | 0 | 0 | 0 | 0 | 0 | 0 | 0 | 0 | 0 | 0 | 0 | 0 | 0 | 0 | 0 | 0 | 0 | 0 | 0 | 0 | 0 | 0 | 0 | 0 | 0 | 0 | 0 | 0
PG&E NGBA | Delevan | 230 | Geothermal |  |  | 0 | 0 | 0 | 0 | 0 | 0 | 0 | 0 | 0 | 0 | 0 | 0 | 0 | 0 | 0 | 0 | 0 | 0 | 0 | 0 | 0 | 0 | 0 | 0 | 0 | 0 | 0 | 0
PG&E GBA | Delta PP | 230 | Geothermal |  |  | 0 | 0 | 0 | 0 | 0 | 0 | 0 | 0 | 0 | 0 | 0 | 0 | 0 | 0 | 0 | 0 | 0 | 0 | 0 | 0 | 0 | 0 | 0 | 0 | 0 | 0 | 0 | 0
EOP | Desert View | 230 | Geothermal |  |  | 0 | 0 | 0 | 0 | 0 | 0 | 0 | 0 | 0 | 0 | 0 | 0 | 0 | 0 | 0 | 0 | 0 | 0 | 0 | 0 | 0 | 0 | 0 | 0 | 0 | 0 | 0 | 0
SCE Eastern | Devers | 230 | Geothermal |  |  | 0 | 0 | 0 | 0 | 0 | 0 | 0 | 0 | 0 | 0 | 0 | 0 | 0 | 0 | 0 | 0 | 0 | 0 | 0 | 0 | 0 | 0 | 0 | 0 | 0 | 0 | 0 | 0
SCE Eastern | Devers | 500 | Geothermal |  |  | 0 | 0 | 0 | 0 | 0 | 0 | 0 | 0 | 0 | 0 | 0 | 0 | 0 | 0 | 0 | 0 | 0 | 0 | 0 | 0 | 0 | 0 | 0 | 0 | 0 | 0 | 0 | 0
PG&E KERN | Diablo Canyon | 230 | Geothermal |  |  | 0 | 0 | 0 | 0 | 0 | 0 | 0 | 0 | 0 | 0 | 0 | 0 | 0 | 0 | 0 | 0 | 0 | 0 | 0 | 0 | 0 | 0 | 0 | 0 | 0 | 0 | 0 | 0
PG&E KERN | Diablo Canyon | 500 | Geothermal |  |  | 0 | 0 | 0 | 0 | 0 | 0 | 0 | 0 | 0 | 0 | 0 | 0 | 0 | 0 | 0 | 0 | 0 | 0 | 0 | 0 | 0 | 0 | 0 | 0 | 0 | 0 | 0 | 0
PG&E KERN | Divide | 115 | Geothermal |  |  | 0 | 0 | 0 | 0 | 0 | 0 | 0 | 0 | 0 | 0 | 0 | 0 | 0 | 0 | 0 | 0 | 0 | 0 | 0 | 0 | 0 | 0 | 0 | 0 | 0 | 0 | 0 | 0
PG&E GBA | Dixon Landing | 115 | Geothermal |  |  | 0 | 0 | 0 | 0 | 0 | 0 | 0 | 0 | 0 | 0 | 0 | 0 | 0 | 0 | 0 | 0 | 0 | 0 | 0 | 0 | 0 | 0 | 0 | 0 | 0 | 0 | 0 | 0
PG&E FRESNO | Dos Amigos | 230 | Geothermal |  |  | 0 | 0 | 0 | 0 | 0 | 0 | 0 | 0 | 0 | 0 | 0 | 0 | 0 | 0 | 0 | 0 | 0 | 0 | 0 | 0 | 0 | 0 | 0 | 0 | 0 | 0 | 0 | 0
PG&E NGBA | Drum | 115 | Geothermal |  |  | 0 | 0 | 0 | 0 | 0 | 0 | 0 | 0 | 0 | 0 | 0 | 0 | 0 | 0 | 0 | 0 | 0 | 0 | 0 | 0 | 0 | 0 | 0 | 0 | 0 | 0 | 0 | 0
PG&E GBA | Dumbarton | 115 | Geothermal |  |  | 0 | 0 | 0 | 0 | 0 | 0 | 0 | 0 | 0 | 0 | 0 | 0 | 0 | 0 | 0 | 0 | 0 | 0 | 0 | 0 | 0 | 0 | 0 | 0 | 0 | 0 | 0 | 0
SCE NOL | Dunn Siding | 115 | Geothermal |  |  | 0 | 0 | 0 | 0 | 0 | 0 | 0 | 0 | 0 | 0 | 0 | 0 | 0 | 0 | 0 | 0 | 0 | 0 | 0 | 0 | 0 | 0 | 0 | 0 | 0 | 0 | 0 | 0
SCE Eastern | Eagle Mountain | 230 | Geothermal |  |  | 0 | 0 | 0 | 0 | 0 | 0 | 0 | 0 | 0 | 0 | 0 | 0 | 0 | 0 | 0 | 0 | 0 | 0 | 0 | 0 | 0 | 0 | 0 | 0 | 0 | 0 | 0 | 0
PG&E NGBA | Eagle Rock (PGE) | 60 | Geothermal |  |  | 0 | 0 | 0 | 0 | 0 | 0 | 0 | 0 | 0 | 0 | 0 | 0 | 0 | 0 | 0 | 0 | 0 | 0 | 0 | 0 | 0 | 0 | 0 | 0 | 0 | 0 | 0 | 0
PG&E NGBA | Eagle Rock (PGE) | 115 | Geothermal |  |  | 1 | 0 | 0 | 0 | 7 | 0 | 7 | 7 | 0 | 7 | 0 | 0 | 0 | 39 | 0 | 39 | 0 | 0 | 0 | 39 | 0 | 39 | 39 | 0 | 39 | 39 | 0 | 39
SCE Metro | Eagle Rock (SCE) | 230 | Geothermal |  |  | 0 | 0 | 0 | 0 | 0 | 0 | 0 | 0 | 0 | 0 | 0 | 0 | 0 | 0 | 0 | 0 | 0 | 0 | 0 | 0 | 0 | 0 | 0 | 0 | 0 | 0 | 0 | 0
PG&E NGBA | East Marysville | 115 | Geothermal |  |  | 0 | 0 | 0 | 0 | 0 | 0 | 0 | 0 | 0 | 0 | 0 | 0 | 0 | 0 | 0 | 0 | 0 | 0 | 0 | 0 | 0 | 0 | 0 | 0 | 0 | 0 | 0 | 0
PG&E NGBA | East Nicolaus | 115 | Geothermal |  |  | 0 | 0 | 0 | 0 | 0 | 0 | 0 | 0 | 0 | 0 | 0 | 0 | 0 | 0 | 0 | 0 | 0 | 0 | 0 | 0 | 0 | 0 | 0 | 0 | 0 | 0 | 0 | 0
PG&E NGBA | East Nicolaus | 60 | Geothermal |  |  | 0 | 0 | 0 | 0 | 0 | 0 | 0 | 0 | 0 | 0 | 0 | 0 | 0 | 0 | 0 | 0 | 0 | 0 | 0 | 0 | 0 | 0 | 0 | 0 | 0 | 0 | 0 | 0
PG&E GBA | Eastshore | 115 | Geothermal |  |  | 0 | 0 | 0 | 0 | 0 | 0 | 0 | 0 | 0 | 0 | 0 | 0 | 0 | 0 | 0 | 0 | 0 | 0 | 0 | 0 | 0 | 0 | 0 | 0 | 0 | 0 | 0 | 0
PG&E GBA | Eastshore | 230 | Geothermal |  |  | 0 | 0 | 0 | 0 | 0 | 0 | 0 | 0 | 0 | 0 | 0 | 0 | 0 | 0 | 0 | 0 | 0 | 0 | 0 | 0 | 0 | 0 | 0 | 0 | 0 | 0 | 0 | 0
SDGE | ECO | 138 | Geothermal |  |  | 0 | 0 | 0 | 0 | 0 | 0 | 0 | 0 | 0 | 0 | 0 | 0 | 0 | 0 | 0 | 0 | 0 | 0 | 0 | 0 | 0 | 0 | 0 | 0 | 0 | 0 | 0 | 0
SDGE | ECO | 230 | Geothermal |  |  | 0 | 0 | 0 | 0 | 0 | 0 | 0 | 0 | 0 | 0 | 0 | 0 | 0 | 0 | 0 | 0 | 0 | 0 | 0 | 0 | 0 | 0 | 0 | 0 | 0 | 0 | 0 | 0
SDGE | ECO | 500 | Geothermal |  |  | 0 | 0 | 0 | 0 | 0 | 0 | 0 | 0 | 0 | 0 | 0 | 0 | 0 | 0 | 0 | 0 | 0 | 0 | 0 | 0 | 0 | 0 | 0 | 0 | 0 | 0 | 0 | 0
PG&E GBA | Edenvale | 115 | Geothermal |  |  | 0 | 0 | 0 | 0 | 0 | 0 | 0 | 0 | 0 | 0 | 0 | 0 | 0 | 0 | 0 | 0 | 0 | 0 | 0 | 0 | 0 | 0 | 0 | 0 | 0 | 0 | 0 | 0
PG&E GBA | Edes | 115 | Geothermal |  |  | 0 | 0 | 0 | 0 | 0 | 0 | 0 | 0 | 0 | 0 | 0 | 0 | 0 | 0 | 0 | 0 | 0 | 0 | 0 | 0 | 0 | 0 | 0 | 0 | 0 | 0 | 0 | 0
PG&E GBA | Eight Mile | 230 | Geothermal |  |  | 0 | 0 | 0 | 0 | 0 | 0 | 0 | 0 | 0 | 0 | 0 | 0 | 0 | 0 | 0 | 0 | 0 | 0 | 0 | 0 | 0 | 0 | 0 | 0 | 0 | 0 | 0 | 0
SDGE | El Cajon | 69 | Geothermal |  |  | 0 | 0 | 0 | 0 | 0 | 0 | 0 | 0 | 0 | 0 | 0 | 0 | 0 | 0 | 0 | 0 | 0 | 0 | 0 | 0 | 0 | 0 | 0 | 0 | 0 | 0 | 0 | 0
SCE Eastern | El Casco | 230 | Geothermal |  |  | 0 | 0 | 0 | 0 | 0 | 0 | 0 | 0 | 0 | 0 | 0 | 0 | 0 | 0 | 0 | 0 | 0 | 0 | 0 | 0 | 0 | 0 | 0 | 0 | 0 | 0 | 0 | 0
PG&E GBA | El Cerrito G | 115 | Geothermal |  |  | 0 | 0 | 0 | 0 | 0 | 0 | 0 | 0 | 0 | 0 | 0 | 0 | 0 | 0 | 0 | 0 | 0 | 0 | 0 | 0 | 0 | 0 | 0 | 0 | 0 | 0 | 0 | 0
PG&E NGBA | El Dorado PH | 115 | Geothermal |  |  | 0 | 0 | 0 | 0 | 0 | 0 | 0 | 0 | 0 | 0 | 0 | 0 | 0 | 0 | 0 | 0 | 0 | 0 | 0 | 0 | 0 | 0 | 0 | 0 | 0 | 0 | 0 | 0
PG&E FRESNO | El Nido (PGE) | 115 | Geothermal |  |  | 0 | 0 | 0 | 0 | 0 | 0 | 0 | 0 | 0 | 0 | 0 | 0 | 0 | 0 | 0 | 0 | 0 | 0 | 0 | 0 | 0 | 0 | 0 | 0 | 0 | 0 | 0 | 0
SCE Metro | El Nido (SCE) | 230 | Geothermal |  |  | 0 | 0 | 0 | 0 | 0 | 0 | 0 | 0 | 0 | 0 | 0 | 0 | 0 | 0 | 0 | 0 | 0 | 0 | 0 | 0 | 0 | 0 | 0 | 0 | 0 | 0 | 0 | 0
PG&E GBA | El Patio | 115 | Geothermal |  |  | 0 | 0 | 0 | 0 | 0 | 0 | 0 | 0 | 0 | 0 | 0 | 0 | 0 | 0 | 0 | 0 | 0 | 0 | 0 | 0 | 0 | 0 | 0 | 0 | 0 | 0 | 0 | 0
SCE Metro | El Segundo | 230 | Geothermal |  |  | 0 | 0 | 0 | 0 | 0 | 0 | 0 | 0 | 0 | 0 | 0 | 0 | 0 | 0 | 0 | 0 | 0 | 0 | 0 | 0 | 0 | 0 | 0 | 0 | 0 | 0 | 0 | 0
EOP | Eldorado | 230 | Geothermal | YES | Northern Nevada | 1 | 45 | 0 | 45 | 0 | 0 | 0 | 0 | 0 | 0 | 0 | 0 | 0 | 128.3 | 0 | 128.3 | 0 | 0 | 0 | 128.3 | 0 | 128.3 | 173.3 | 0 | 173.3 | 173.3 | 0 | 173.3
EOP | Eldorado | 500 | Geothermal |  |  | 0 | 0 | 0 | 0 | 0 | 0 | 0 | 0 | 0 | 0 | 0 | 0 | 0 | 0 | 0 | 0 | 0 | 0 | 0 | 0 | 0 | 0 | 0 | 0 | 0 | 0 | 0 | 0
SCE Northern | Elizabeth Lake | 66 | Geothermal |  |  | 0 | 0 | 0 | 0 | 0 | 0 | 0 | 0 | 0 | 0 | 0 | 0 | 0 | 0 | 0 | 0 | 0 | 0 | 0 | 0 | 0 | 0 | 0 | 0 | 0 | 0 | 0 | 0
PG&E KERN | Elk Hills | 230 | Geothermal |  |  | 0 | 0 | 0 | 0 | 0 | 0 | 0 | 0 | 0 | 0 | 0 | 0 | 0 | 0 | 0 | 0 | 0 | 0 | 0 | 0 | 0 | 0 | 0 | 0 | 0 | 0 | 0 | 0
SDGE | Elliot | 69 | Geothermal |  |  | 0 | 0 | 0 | 0 | 0 | 0 | 0 | 0 | 0 | 0 | 0 | 0 | 0 | 0 | 0 | 0 | 0 | 0 | 0 | 0 | 0 | 0 | 0 | 0 | 0 | 0 | 0 | 0
SCE Metro | Ellis | 230 | Geothermal |  |  | 0 | 0 | 0 | 0 | 0 | 0 | 0 | 0 | 0 | 0 | 0 | 0 | 0 | 0 | 0 | 0 | 0 | 0 | 0 | 0 | 0 | 0 | 0 | 0 | 0 | 0 | 0 | 0
SDGE | Encina | 138 | Geothermal |  |  | 0 | 0 | 0 | 0 | 0 | 0 | 0 | 0 | 0 | 0 | 0 | 0 | 0 | 0 | 0 | 0 | 0 | 0 | 0 | 0 | 0 | 0 | 0 | 0 | 0 | 0 | 0 | 0
SDGE | Encina | 230 | Geothermal |  |  | 0 | 0 | 0 | 0 | 0 | 0 | 0 | 0 | 0 | 0 | 0 | 0 | 0 | 0 | 0 | 0 | 0 | 0 | 0 | 0 | 0 | 0 | 0 | 0 | 0 | 0 | 0 | 0
SDGE | Escondido | 230 | Geothermal |  |  | 0 | 0 | 0 | 0 | 0 | 0 | 0 | 0 | 0 | 0 | 0 | 0 | 0 | 0 | 0 | 0 | 0 | 0 | 0 | 0 | 0 | 0 | 0 | 0 | 0 | 0 | 0 | 0
SDGE | Escondido | 69 | Geothermal |  |  | 0 | 0 | 0 | 0 | 0 | 0 | 0 | 0 | 0 | 0 | 0 | 0 | 0 | 0 | 0 | 0 | 0 | 0 | 0 | 0 | 0 | 0 | 0 | 0 | 0 | 0 | 0 | 0
PG&E KERN | Estrella | 230 | Geothermal |  |  | 0 | 0 | 0 | 0 | 0 | 0 | 0 | 0 | 0 | 0 | 0 | 0 | 0 | 0 | 0 | 0 | 0 | 0 | 0 | 0 | 0 | 0 | 0 | 0 | 0 | 0 | 0 | 0
SCE Eastern | Etiwanda | 230 | Geothermal |  |  | 0 | 0 | 0 | 0 | 0 | 0 | 0 | 0 | 0 | 0 | 0 | 0 | 0 | 0 | 0 | 0 | 0 | 0 | 0 | 0 | 0 | 0 | 0 | 0 | 0 | 0 | 0 | 0
PG&E GBA | Evergreen | 115 | Geothermal |  |  | 0 | 0 | 0 | 0 | 0 | 0 | 0 | 0 | 0 | 0 | 0 | 0 | 0 | 0 | 0 | 0 | 0 | 0 | 0 | 0 | 0 | 0 | 0 | 0 | 0 | 0 | 0 | 0
PG&E GBA | Evergreen | 60 | Geothermal |  |  | 0 | 0 | 0 | 0 | 0 | 0 | 0 | 0 | 0 | 0 | 0 | 0 | 0 | 0 | 0 | 0 | 0 | 0 | 0 | 0 | 0 | 0 | 0 | 0 | 0 | 0 | 0 | 0
PG&E FRESNO | Excelsior | 115 | Geothermal |  |  | 0 | 0 | 0 | 0 | 0 | 0 | 0 | 0 | 0 | 0 | 0 | 0 | 0 | 0 | 0 | 0 | 0 | 0 | 0 | 0 | 0 | 0 | 0 | 0 | 0 | 0 | 0 | 0
PG&E FRESNO | Exchequer | 115 | Geothermal |  |  | 0 | 0 | 0 | 0 | 0 | 0 | 0 | 0 | 0 | 0 | 0 | 0 | 0 | 0 | 0 | 0 | 0 | 0 | 0 | 0 | 0 | 0 | 0 | 0 | 0 | 0 | 0 | 0
PG&E KERN | Fairway | 115 | Geothermal |  |  | 0 | 0 | 0 | 0 | 0 | 0 | 0 | 0 | 0 | 0 | 0 | 0 | 0 | 0 | 0 | 0 | 0 | 0 | 0 | 0 | 0 | 0 | 0 | 0 | 0 | 0 | 0 | 0
PG&E KERN | Famoso | 115 | Geothermal |  |  | 0 | 0 | 0 | 0 | 0 | 0 | 0 | 0 | 0 | 0 | 0 | 0 | 0 | 0 | 0 | 0 | 0 | 0 | 0 | 0 | 0 | 0 | 0 | 0 | 0 | 0 | 0 | 0
PG&E NGBA | Fern Road | 500 | Geothermal |  |  | 0 | 0 | 0 | 0 | 0 | 0 | 0 | 0 | 0 | 0 | 0 | 0 | 0 | 0 | 0 | 0 | 0 | 0 | 0 | 0 | 0 | 0 | 0 | 0 | 0 | 0 | 0 | 0
PG&E GBA | Fibreboard (SPI Sonora) | 115 | Geothermal |  |  | 0 | 0 | 0 | 0 | 0 | 0 | 0 | 0 | 0 | 0 | 0 | 0 | 0 | 0 | 0 | 0 | 0 | 0 | 0 | 0 | 0 | 0 | 0 | 0 | 0 | 0 | 0 | 0
PG&E FRESNO | Figarden | 230 | Geothermal |  |  | 0 | 0 | 0 | 0 | 0 | 0 | 0 | 0 | 0 | 0 | 0 | 0 | 0 | 0 | 0 | 0 | 0 | 0 | 0 | 0 | 0 | 0 | 0 | 0 | 0 | 0 | 0 | 0
PG&E FRESNO | Fink | 230 | Geothermal |  |  | 0 | 0 | 0 | 0 | 0 | 0 | 0 | 0 | 0 | 0 | 0 | 0 | 0 | 0 | 0 | 0 | 0 | 0 | 0 | 0 | 0 | 0 | 0 | 0 | 0 | 0 | 0 | 0
PG&E NGBA | Fitch Mountain | 60 | Geothermal |  |  | 0 | 0 | 0 | 0 | 0 | 0 | 0 | 0 | 0 | 0 | 0 | 0 | 0 | 0 | 0 | 0 | 0 | 0 | 0 | 0 | 0 | 0 | 0 | 0 | 0 | 0 | 0 | 0
PG&E GBA | FMC | 115 | Geothermal |  |  | 0 | 0 | 0 | 0 | 0 | 0 | 0 | 0 | 0 | 0 | 0 | 0 | 0 | 0 | 0 | 0 | 0 | 0 | 0 | 0 | 0 | 0 | 0 | 0 | 0 | 0 | 0 | 0
PG&E GBA | Fremont | 115 | Geothermal |  |  | 0 | 0 | 0 | 0 | 0 | 0 | 0 | 0 | 0 | 0 | 0 | 0 | 0 | 0 | 0 | 0 | 0 | 0 | 0 | 0 | 0 | 0 | 0 | 0 | 0 | 0 | 0 | 0
PG&E GBA | French Camp | 60 | Geothermal |  |  | 0 | 0 | 0 | 0 | 0 | 0 | 0 | 0 | 0 | 0 | 0 | 0 | 0 | 0 | 0 | 0 | 0 | 0 | 0 | 0 | 0 | 0 | 0 | 0 | 0 | 0 | 0 | 0
PG&E GBA | Frogtown | 115 | Geothermal |  |  | 0 | 0 | 0 | 0 | 0 | 0 | 0 | 0 | 0 | 0 | 0 | 0 | 0 | 0 | 0 | 0 | 0 | 0 | 0 | 0 | 0 | 0 | 0 | 0 | 0 | 0 | 0 | 0
PG&E NGBA | Fulton | 115 | Geothermal |  |  | 0 | 0 | 0 | 0 | 0 | 0 | 0 | 0 | 0 | 0 | 0 | 0 | 0 | 0 | 0 | 0 | 0 | 0 | 0 | 0 | 0 | 0 | 0 | 0 | 0 | 0 | 0 | 0
PG&E NGBA | Fulton | 230 | Geothermal |  |  | 1 | 0 | 0 | 0 | 18 | 0 | 18 | 18 | 0 | 18 | 0 | 0 | 0 | 36 | 0 | 36 | 0 | 0 | 0 | 36 | 0 | 36 | 36 | 0 | 36 | 36 | 0 | 36
PG&E NGBA | Fulton | 60 | Geothermal |  |  | 0 | 0 | 0 | 0 | 0 | 0 | 0 | 0 | 0 | 0 | 0 | 0 | 0 | 0 | 0 | 0 | 0 | 0 | 0 | 0 | 0 | 0 | 0 | 0 | 0 | 0 | 0 | 0
PG&E KERN | Ganso | 115 | Geothermal |  |  | 0 | 0 | 0 | 0 | 0 | 0 | 0 | 0 | 0 | 0 | 0 | 0 | 0 | 0 | 0 | 0 | 0 | 0 | 0 | 0 | 0 | 0 | 0 | 0 | 0 | 0 | 0 | 0
PG&E FRESNO | Gates | 230 | Geothermal |  |  | 0 | 0 | 0 | 0 | 0 | 0 | 0 | 0 | 0 | 0 | 0 | 0 | 0 | 0 | 0 | 0 | 0 | 0 | 0 | 0 | 0 | 0 | 0 | 0 | 0 | 0 | 0 | 0
PG&E FRESNO | Gates | 500 | Geothermal |  |  | 0 | 0 | 0 | 0 | 0 | 0 | 0 | 0 | 0 | 0 | 0 | 0 | 0 | 0 | 0 | 0 | 0 | 0 | 0 | 0 | 0 | 0 | 0 | 0 | 0 | 0 | 0 | 0
PG&E NGBA | Geysers 12 | 230 | Geothermal |  |  | 0 | 0 | 0 | 0 | 0 | 0 | 0 | 0 | 0 | 0 | 0 | 0 | 0 | 0 | 0 | 0 | 0 | 0 | 0 | 0 | 0 | 0 | 0 | 0 | 0 | 0 | 0 | 0
PG&E NGBA | Geysers 17 | 230 | Geothermal |  |  | 1 | 0 | 0 | 0 | 0 | 0 | 0 | 0 | 0 | 0 | 0 | 0 | 0 | 19.5 | 0 | 19.5 | 0 | 0 | 0 | 19.5 | 0 | 19.5 | 19.5 | 0 | 19.5 | 19.5 | 0 | 19.5
PG&E NGBA | Geysers 3 | 115 | Geothermal |  |  | 0 | 0 | 0 | 0 | 0 | 0 | 0 | 0 | 0 | 0 | 0 | 0 | 0 | 0 | 0 | 0 | 0 | 0 | 0 | 0 | 0 | 0 | 0 | 0 | 0 | 0 | 0 | 0
PG&E NGBA | Glenn | 230 | Geothermal |  |  | 0 | 0 | 0 | 0 | 0 | 0 | 0 | 0 | 0 | 0 | 0 | 0 | 0 | 0 | 0 | 0 | 0 | 0 | 0 | 0 | 0 | 0 | 0 | 0 | 0 | 0 | 0 | 0
PG&E NGBA | Glenn | 60 | Geothermal |  |  | 0 | 0 | 0 | 0 | 0 | 0 | 0 | 0 | 0 | 0 | 0 | 0 | 0 | 0 | 0 | 0 | 0 | 0 | 0 | 0 | 0 | 0 | 0 | 0 | 0 | 0 | 0 | 0
PG&E NGBA | Gold Hill | 115 | Geothermal |  |  | 0 | 0 | 0 | 0 | 0 | 0 | 0 | 0 | 0 | 0 | 0 | 0 | 0 | 0 | 0 | 0 | 0 | 0 | 0 | 0 | 0 | 0 | 0 | 0 | 0 | 0 | 0 | 0
PG&E NGBA | Gold Hill | 230 | Geothermal |  |  | 0 | 0 | 0 | 0 | 0 | 0 | 0 | 0 | 0 | 0 | 0 | 0 | 0 | 0 | 0 | 0 | 0 | 0 | 0 | 0 | 0 | 0 | 0 | 0 | 0 | 0 | 0 | 0
SCE Northern | Goleta | 230 | Geothermal |  |  | 0 | 0 | 0 | 0 | 0 | 0 | 0 | 0 | 0 | 0 | 0 | 0 | 0 | 0 | 0 | 0 | 0 | 0 | 0 | 0 | 0 | 0 | 0 | 0 | 0 | 0 | 0 | 0
SCE Metro | Goodrich | 230 | Geothermal |  |  | 0 | 0 | 0 | 0 | 0 | 0 | 0 | 0 | 0 | 0 | 0 | 0 | 0 | 0 | 0 | 0 | 0 | 0 | 0 | 0 | 0 | 0 | 0 | 0 | 0 | 0 | 0 | 0
PG&E KERN | Goose Lake | 115 | Geothermal |  |  | 0 | 0 | 0 | 0 | 0 | 0 | 0 | 0 | 0 | 0 | 0 | 0 | 0 | 0 | 0 | 0 | 0 | 0 | 0 | 0 | 0 | 0 | 0 | 0 | 0 | 0 | 0 | 0
SCE Metro | Gould | 230 | Geothermal |  |  | 0 | 0 | 0 | 0 | 0 | 0 | 0 | 0 | 0 | 0 | 0 | 0 | 0 | 0 | 0 | 0 | 0 | 0 | 0 | 0 | 0 | 0 | 0 | 0 | 0 | 0 | 0 | 0
PG&E NGBA | Grand Island | 115 | Geothermal |  |  | 0 | 0 | 0 | 0 | 0 | 0 | 0 | 0 | 0 | 0 | 0 | 0 | 0 | 0 | 0 | 0 | 0 | 0 | 0 | 0 | 0 | 0 | 0 | 0 | 0 | 0 | 0 | 0
SDGE | Granite | 69 | Geothermal |  |  | 0 | 0 | 0 | 0 | 0 | 0 | 0 | 0 | 0 | 0 | 0 | 0 | 0 | 0 | 0 | 0 | 0 | 0 | 0 | 0 | 0 | 0 | 0 | 0 | 0 | 0 | 0 | 0
PG&E GBA | Grant | 115 | Geothermal |  |  | 0 | 0 | 0 | 0 | 0 | 0 | 0 | 0 | 0 | 0 | 0 | 0 | 0 | 0 | 0 | 0 | 0 | 0 | 0 | 0 | 0 | 0 | 0 | 0 | 0 | 0 | 0 | 0
PG&E GBA | Green Valley | 115 | Geothermal |  |  | 0 | 0 | 0 | 0 | 0 | 0 | 0 | 0 | 0 | 0 | 0 | 0 | 0 | 0 | 0 | 0 | 0 | 0 | 0 | 0 | 0 | 0 | 0 | 0 | 0 | 0 | 0 | 0
PG&E NGBA | Greenleaf 1 | 115 | Geothermal |  |  | 0 | 0 | 0 | 0 | 0 | 0 | 0 | 0 | 0 | 0 | 0 | 0 | 0 | 0 | 0 | 0 | 0 | 0 | 0 | 0 | 0 | 0 | 0 | 0 | 0 | 0 | 0 | 0
PG&E FRESNO | Gregg | 230 | Geothermal |  |  | 0 | 0 | 0 | 0 | 0 | 0 | 0 | 0 | 0 | 0 | 0 | 0 | 0 | 0 | 0 | 0 | 0 | 0 | 0 | 0 | 0 | 0 | 0 | 0 | 0 | 0 | 0 | 0
PG&E FRESNO | Grimmway-Malaga | 115 | Geothermal |  |  | 0 | 0 | 0 | 0 | 0 | 0 | 0 | 0 | 0 | 0 | 0 | 0 | 0 | 0 | 0 | 0 | 0 | 0 | 0 | 0 | 0 | 0 | 0 | 0 | 0 | 0 | 0 | 0
PG&E NGBA | Grizzly | 230 | Geothermal |  |  | 0 | 0 | 0 | 0 | 0 | 0 | 0 | 0 | 0 | 0 | 0 | 0 | 0 | 0 | 0 | 0 | 0 | 0 | 0 | 0 | 0 | 0 | 0 | 0 | 0 | 0 | 0 | 0
PG&E FRESNO | Guernsey | 70 | Geothermal |  |  | 0 | 0 | 0 | 0 | 0 | 0 | 0 | 0 | 0 | 0 | 0 | 0 | 0 | 0 | 0 | 0 | 0 | 0 | 0 | 0 | 0 | 0 | 0 | 0 | 0 | 0 | 0 | 0
PG&E FRESNO | GWF Hanford | 115 | Geothermal |  |  | 0 | 0 | 0 | 0 | 0 | 0 | 0 | 0 | 0 | 0 | 0 | 0 | 0 | 0 | 0 | 0 | 0 | 0 | 0 | 0 | 0 | 0 | 0 | 0 | 0 | 0 | 0 | 0
PG&E FRESNO | Haas | 230 | Geothermal |  |  | 0 | 0 | 0 | 0 | 0 | 0 | 0 | 0 | 0 | 0 | 0 | 0 | 0 | 0 | 0 | 0 | 0 | 0 | 0 | 0 | 0 | 0 | 0 | 0 | 0 | 0 | 0 | 0
PG&E FRESNO | Hammonds | 115 | Geothermal |  |  | 0 | 0 | 0 | 0 | 0 | 0 | 0 | 0 | 0 | 0 | 0 | 0 | 0 | 0 | 0 | 0 | 0 | 0 | 0 | 0 | 0 | 0 | 0 | 0 | 0 | 0 | 0 | 0
SCE Metro | HarborGen | 230 | Geothermal |  |  | 0 | 0 | 0 | 0 | 0 | 0 | 0 | 0 | 0 | 0 | 0 | 0 | 0 | 0 | 0 | 0 | 0 | 0 | 0 | 0 | 0 | 0 | 0 | 0 | 0 | 0 | 0 | 0
PG&E NGBA | Harris | 60 | Geothermal |  |  | 0 | 0 | 0 | 0 | 0 | 0 | 0 | 0 | 0 | 0 | 0 | 0 | 0 | 0 | 0 | 0 | 0 | 0 | 0 | 0 | 0 | 0 | 0 | 0 | 0 | 0 | 0 | 0
EOP | Harry Allen | 500 | Geothermal |  |  | 1 | 0 | 0 | 0 | 0 | 0 | 0 | 0 | 0 | 0 | 0 | 0 | 0 | 100 | 0 | 100 | 0 | 0 | 0 | 100 | 0 | 100 | 100 | 0 | 100 | 100 | 0 | 100
PG&E NGBA | Hartley | 60 | Geothermal |  |  | 0 | 0 | 0 | 0 | 0 | 0 | 0 | 0 | 0 | 0 | 0 | 0 | 0 | 0 | 0 | 0 | 0 | 0 | 0 | 0 | 0 | 0 | 0 | 0 | 0 | 0 | 0 | 0
SCE NOL | Harvard | 115 | Geothermal |  |  | 0 | 0 | 0 | 0 | 0 | 0 | 0 | 0 | 0 | 0 | 0 | 0 | 0 | 0 | 0 | 0 | 0 | 0 | 0 | 0 | 0 | 0 | 0 | 0 | 0 | 0 | 0 | 0
SDGE | Hassayampa | 500 | Geothermal |  |  | 0 | 0 | 0 | 0 | 0 | 0 | 0 | 0 | 0 | 0 | 0 | 0 | 0 | 0 | 0 | 0 | 0 | 0 | 0 | 0 | 0 | 0 | 0 | 0 | 0 | 0 | 0 | 0
PG&E FRESNO | Helm | 230 | Geothermal |  |  | 0 | 0 | 0 | 0 | 0 | 0 | 0 | 0 | 0 | 0 | 0 | 0 | 0 | 0 | 0 | 0 | 0 | 0 | 0 | 0 | 0 | 0 | 0 | 0 | 0 | 0 | 0 | 0
PG&E FRESNO | Helm | 70 | Geothermal |  |  | 0 | 0 | 0 | 0 | 0 | 0 | 0 | 0 | 0 | 0 | 0 | 0 | 0 | 0 | 0 | 0 | 0 | 0 | 0 | 0 | 0 | 0 | 0 | 0 | 0 | 0 | 0 | 0
PG&E FRESNO | Henrietta | 115 | Geothermal |  |  | 0 | 0 | 0 | 0 | 0 | 0 | 0 | 0 | 0 | 0 | 0 | 0 | 0 | 0 | 0 | 0 | 0 | 0 | 0 | 0 | 0 | 0 | 0 | 0 | 0 | 0 | 0 | 0
PG&E FRESNO | Henrietta | 230 | Geothermal |  |  | 0 | 0 | 0 | 0 | 0 | 0 | 0 | 0 | 0 | 0 | 0 | 0 | 0 | 0 | 0 | 0 | 0 | 0 | 0 | 0 | 0 | 0 | 0 | 0 | 0 | 0 | 0 | 0
PG&E FRESNO | Henrietta | 70 | Geothermal |  |  | 0 | 0 | 0 | 0 | 0 | 0 | 0 | 0 | 0 | 0 | 0 | 0 | 0 | 0 | 0 | 0 | 0 | 0 | 0 | 0 | 0 | 0 | 0 | 0 | 0 | 0 | 0 | 0
PG&E FRESNO | Herndon | 115 | Geothermal |  |  | 0 | 0 | 0 | 0 | 0 | 0 | 0 | 0 | 0 | 0 | 0 | 0 | 0 | 0 | 0 | 0 | 0 | 0 | 0 | 0 | 0 | 0 | 0 | 0 | 0 | 0 | 0 | 0
PG&E FRESNO | Herndon | 230 | Geothermal |  |  | 0 | 0 | 0 | 0 | 0 | 0 | 0 | 0 | 0 | 0 | 0 | 0 | 0 | 0 | 0 | 0 | 0 | 0 | 0 | 0 | 0 | 0 | 0 | 0 | 0 | 0 | 0 | 0
PG&E GBA | Hicks | 230 | Geothermal |  |  | 0 | 0 | 0 | 0 | 0 | 0 | 0 | 0 | 0 | 0 | 0 | 0 | 0 | 0 | 0 | 0 | 0 | 0 | 0 | 0 | 0 | 0 | 0 | 0 | 0 | 0 | 0 | 0
PG&E NGBA | Higgins | 115 | Geothermal |  |  | 0 | 0 | 0 | 0 | 0 | 0 | 0 | 0 | 0 | 0 | 0 | 0 | 0 | 0 | 0 | 0 | 0 | 0 | 0 | 0 | 0 | 0 | 0 | 0 | 0 | 0 | 0 | 0
PG&E NGBA | Hilltop | 345 | Geothermal |  |  | 1 | 0 | 0 | 0 | 0 | 0 | 0 | 0 | 0 | 0 | 0 | 0 | 0 | 100 | 0 | 100 | 0 | 0 | 0 | 100 | 0 | 100 | 100 | 0 | 100 | 100 | 0 | 100
SCE Metro | Hinson | 230 | Geothermal |  |  | 0 | 0 | 0 | 0 | 0 | 0 | 0 | 0 | 0 | 0 | 0 | 0 | 0 | 0 | 0 | 0 | 0 | 0 | 0 | 0 | 0 | 0 | 0 | 0 | 0 | 0 | 0 | 0
PG&E GBA | Hollister | 115 | Geothermal |  |  | 0 | 0 | 0 | 0 | 0 | 0 | 0 | 0 | 0 | 0 | 0 | 0 | 0 | 0 | 0 | 0 | 0 | 0 | 0 | 0 | 0 | 0 | 0 | 0 | 0 | 0 | 0 | 0
PG&E NGBA | Homestake | 115 | Geothermal |  |  | 0 | 0 | 0 | 0 | 0 | 0 | 0 | 0 | 0 | 0 | 0 | 0 | 0 | 0 | 0 | 0 | 0 | 0 | 0 | 0 | 0 | 0 | 0 | 0 | 0 | 0 | 0 | 0
PG&E NGBA | Honcut | 115 | Geothermal |  |  | 0 | 0 | 0 | 0 | 0 | 0 | 0 | 0 | 0 | 0 | 0 | 0 | 0 | 0 | 0 | 0 | 0 | 0 | 0 | 0 | 0 | 0 | 0 | 0 | 0 | 0 | 0 | 0
SDGE | Hoodoo Wash | 500 | Geothermal |  |  | 0 | 0 | 0 | 0 | 0 | 0 | 0 | 0 | 0 | 0 | 0 | 0 | 0 | 0 | 0 | 0 | 0 | 0 | 0 | 0 | 0 | 0 | 0 | 0 | 0 | 0 | 0 | 0
PG&E NGBA | Hopland | 115 | Geothermal |  |  | 0 | 0 | 0 | 0 | 0 | 0 | 0 | 0 | 0 | 0 | 0 | 0 | 0 | 0 | 0 | 0 | 0 | 0 | 0 | 0 | 0 | 0 | 0 | 0 | 0 | 0 | 0 | 0
PG&E NGBA | Hopland | 60 | Geothermal |  |  | 0 | 0 | 0 | 0 | 0 | 0 | 0 | 0 | 0 | 0 | 0 | 0 | 0 | 0 | 0 | 0 | 0 | 0 | 0 | 0 | 0 | 0 | 0 | 0 | 0 | 0 | 0 | 0
PG&E NGBA | Humboldt | 115 | Geothermal |  |  | 0 | 0 | 0 | 0 | 0 | 0 | 0 | 0 | 0 | 0 | 0 | 0 | 0 | 0 | 0 | 0 | 0 | 0 | 0 | 0 | 0 | 0 | 0 | 0 | 0 | 0 | 0 | 0
PG&E NGBA | Humboldt | 60 | Geothermal |  |  | 0 | 0 | 0 | 0 | 0 | 0 | 0 | 0 | 0 | 0 | 0 | 0 | 0 | 0 | 0 | 0 | 0 | 0 | 0 | 0 | 0 | 0 | 0 | 0 | 0 | 0 | 0 | 0
PG&E NGBA | Humboldt | 500 | Geothermal |  |  | 0 | 0 | 0 | 0 | 0 | 0 | 0 | 0 | 0 | 0 | 0 | 0 | 0 | 0 | 0 | 0 | 0 | 0 | 0 | 0 | 0 | 0 | 0 | 0 | 0 | 0 | 0 | 0
SCE Metro | Huntington Beach | 230 | Geothermal |  |  | 0 | 0 | 0 | 0 | 0 | 0 | 0 | 0 | 0 | 0 | 0 | 0 | 0 | 0 | 0 | 0 | 0 | 0 | 0 | 0 | 0 | 0 | 0 | 0 | 0 | 0 | 0 | 0
PG&E NGBA | Ignacio | 115 | Geothermal |  |  | 0 | 0 | 0 | 0 | 0 | 0 | 0 | 0 | 0 | 0 | 0 | 0 | 0 | 0 | 0 | 0 | 0 | 0 | 0 | 0 | 0 | 0 | 0 | 0 | 0 | 0 | 0 | 0
PG&E NGBA | Ignacio | 230 | Geothermal |  |  | 0 | 0 | 0 | 0 | 0 | 0 | 0 | 0 | 0 | 0 | 0 | 0 | 0 | 0 | 0 | 0 | 0 | 0 | 0 | 0 | 0 | 0 | 0 | 0 | 0 | 0 | 0 | 0
PG&E NGBA | Ignacio | 60 | Geothermal |  |  | 0 | 0 | 0 | 0 | 0 | 0 | 0 | 0 | 0 | 0 | 0 | 0 | 0 | 0 | 0 | 0 | 0 | 0 | 0 | 0 | 0 | 0 | 0 | 0 | 0 | 0 | 0 | 0
SDGE | Imperial Beach | 69 | Geothermal |  |  | 0 | 0 | 0 | 0 | 0 | 0 | 0 | 0 | 0 | 0 | 0 | 0 | 0 | 0 | 0 | 0 | 0 | 0 | 0 | 0 | 0 | 0 | 0 | 0 | 0 | 0 | 0 | 0
SDGE | Imperial Valley | 230 | Geothermal | YES | Imperial-IID | 1 | 25 | 0 | 25 | 0 | 0 | 0 | 0 | 0 | 0 | 0 | 0 | 0 | 140 | 0 | 140 | 0 | 0 | 0 | 140 | 0 | 140 | 165 | 0 | 165 | 165 | 0 | 165
SDGE | Imperial Valley | 500 | Geothermal |  |  | 0 | 0 | 0 | 0 | 0 | 0 | 0 | 0 | 0 | 0 | 0 | 0 | 0 | 0 | 0 | 0 | 0 | 0 | 0 | 0 | 0 | 0 | 0 | 0 | 0 | 0 | 0 | 0
EOP | Innovation | 138 | Geothermal |  |  | 0 | 0 | 0 | 0 | 0 | 0 | 0 | 0 | 0 | 0 | 0 | 0 | 0 | 0 | 0 | 0 | 0 | 0 | 0 | 0 | 0 | 0 | 0 | 0 | 0 | 0 | 0 | 0
EOP | Innovation | 230 | Geothermal |  |  | 0 | 0 | 0 | 0 | 0 | 0 | 0 | 0 | 0 | 0 | 0 | 0 | 0 | 0 | 0 | 0 | 0 | 0 | 0 | 0 | 0 | 0 | 0 | 0 | 0 | 0 | 0 | 0
SCE NOL | Inyokern | 115 | Geothermal |  |  | 0 | 0 | 0 | 0 | 0 | 0 | 0 | 0 | 0 | 0 | 0 | 0 | 0 | 0 | 0 | 0 | 0 | 0 | 0 | 0 | 0 | 0 | 0 | 0 | 0 | 0 | 0 | 0
EOP | IS Tap | 138 | Geothermal |  |  | 0 | 0 | 0 | 0 | 0 | 0 | 0 | 0 | 0 | 0 | 0 | 0 | 0 | 0 | 0 | 0 | 0 | 0 | 0 | 0 | 0 | 0 | 0 | 0 | 0 | 0 | 0 | 0
EOP | Ivanpah | 115 | Geothermal |  |  | 0 | 0 | 0 | 0 | 0 | 0 | 0 | 0 | 0 | 0 | 0 | 0 | 0 | 0 | 0 | 0 | 0 | 0 | 0 | 0 | 0 | 0 | 0 | 0 | 0 | 0 | 0 | 0
EOP | Ivanpah | 230 | Geothermal |  |  | 0 | 0 | 0 | 0 | 0 | 0 | 0 | 0 | 0 | 0 | 0 | 0 | 0 | 0 | 0 | 0 | 0 | 0 | 0 | 0 | 0 | 0 | 0 | 0 | 0 | 0 | 0 | 0
EOP | Jackass (DOE) | 138 | Geothermal |  |  | 0 | 0 | 0 | 0 | 0 | 0 | 0 | 0 | 0 | 0 | 0 | 0 | 0 | 0 | 0 | 0 | 0 | 0 | 0 | 0 | 0 | 0 | 0 | 0 | 0 | 0 | 0 | 0
PG&E NGBA | James B Black | 230 | Geothermal |  |  | 0 | 0 | 0 | 0 | 0 | 0 | 0 | 0 | 0 | 0 | 0 | 0 | 0 | 0 | 0 | 0 | 0 | 0 | 0 | 0 | 0 | 0 | 0 | 0 | 0 | 0 | 0 | 0
PG&E GBA | Jefferson | 230 | Geothermal |  |  | 0 | 0 | 0 | 0 | 0 | 0 | 0 | 0 | 0 | 0 | 0 | 0 | 0 | 0 | 0 | 0 | 0 | 0 | 0 | 0 | 0 | 0 | 0 | 0 | 0 | 0 | 0 | 0
PG&E NGBA | Jessup | 115 | Geothermal |  |  | 0 | 0 | 0 | 0 | 0 | 0 | 0 | 0 | 0 | 0 | 0 | 0 | 0 | 0 | 0 | 0 | 0 | 0 | 0 | 0 | 0 | 0 | 0 | 0 | 0 | 0 | 0 | 0
SCE Metro | Johanna | 230 | Geothermal |  |  | 0 | 0 | 0 | 0 | 0 | 0 | 0 | 0 | 0 | 0 | 0 | 0 | 0 | 0 | 0 | 0 | 0 | 0 | 0 | 0 | 0 | 0 | 0 | 0 | 0 | 0 | 0 | 0
SCE Eastern | Julian Hinds | 230 | Geothermal |  |  | 0 | 0 | 0 | 0 | 0 | 0 | 0 | 0 | 0 | 0 | 0 | 0 | 0 | 0 | 0 | 0 | 0 | 0 | 0 | 0 | 0 | 0 | 0 | 0 | 0 | 0 | 0 | 0
PG&E GBA | Kasson | 115 | Geothermal |  |  | 0 | 0 | 0 | 0 | 0 | 0 | 0 | 0 | 0 | 0 | 0 | 0 | 0 | 0 | 0 | 0 | 0 | 0 | 0 | 0 | 0 | 0 | 0 | 0 | 0 | 0 | 0 | 0
PG&E GBA | Kasson | 60 | Geothermal |  |  | 0 | 0 | 0 | 0 | 0 | 0 | 0 | 0 | 0 | 0 | 0 | 0 | 0 | 0 | 0 | 0 | 0 | 0 | 0 | 0 | 0 | 0 | 0 | 0 | 0 | 0 | 0 | 0
PG&E FRESNO | Kearney | 230 | Geothermal |  |  | 0 | 0 | 0 | 0 | 0 | 0 | 0 | 0 | 0 | 0 | 0 | 0 | 0 | 0 | 0 | 0 | 0 | 0 | 0 | 0 | 0 | 0 | 0 | 0 | 0 | 0 | 0 | 0
PG&E FRESNO | Kearney | 70 | Geothermal |  |  | 0 | 0 | 0 | 0 | 0 | 0 | 0 | 0 | 0 | 0 | 0 | 0 | 0 | 0 | 0 | 0 | 0 | 0 | 0 | 0 | 0 | 0 | 0 | 0 | 0 | 0 | 0 | 0
PG&E GBA | Kelso | 230 | Geothermal |  |  | 0 | 0 | 0 | 0 | 0 | 0 | 0 | 0 | 0 | 0 | 0 | 0 | 0 | 0 | 0 | 0 | 0 | 0 | 0 | 0 | 0 | 0 | 0 | 0 | 0 | 0 | 0 | 0
PG&E FRESNO | Kerchoff 1 | 115 | Geothermal |  |  | 0 | 0 | 0 | 0 | 0 | 0 | 0 | 0 | 0 | 0 | 0 | 0 | 0 | 0 | 0 | 0 | 0 | 0 | 0 | 0 | 0 | 0 | 0 | 0 | 0 | 0 | 0 | 0
PG&E KERN | Kern Oil | 115 | Geothermal |  |  | 0 | 0 | 0 | 0 | 0 | 0 | 0 | 0 | 0 | 0 | 0 | 0 | 0 | 0 | 0 | 0 | 0 | 0 | 0 | 0 | 0 | 0 | 0 | 0 | 0 | 0 | 0 | 0
PG&E KERN | Kern PP | 115 | Geothermal |  |  | 0 | 0 | 0 | 0 | 0 | 0 | 0 | 0 | 0 | 0 | 0 | 0 | 0 | 0 | 0 | 0 | 0 | 0 | 0 | 0 | 0 | 0 | 0 | 0 | 0 | 0 | 0 | 0
PG&E KERN | Kern PP | 230 | Geothermal |  |  | 0 | 0 | 0 | 0 | 0 | 0 | 0 | 0 | 0 | 0 | 0 | 0 | 0 | 0 | 0 | 0 | 0 | 0 | 0 | 0 | 0 | 0 | 0 | 0 | 0 | 0 | 0 | 0
PG&E KERN | Kern PP | 70 | Geothermal |  |  | 0 | 0 | 0 | 0 | 0 | 0 | 0 | 0 | 0 | 0 | 0 | 0 | 0 | 0 | 0 | 0 | 0 | 0 | 0 | 0 | 0 | 0 | 0 | 0 | 0 | 0 | 0 | 0
PG&E KERN | Kernridge | 115 | Geothermal |  |  | 0 | 0 | 0 | 0 | 0 | 0 | 0 | 0 | 0 | 0 | 0 | 0 | 0 | 0 | 0 | 0 | 0 | 0 | 0 | 0 | 0 | 0 | 0 | 0 | 0 | 0 | 0 | 0
PG&E FRESNO | Kingsburg | 115 | Geothermal |  |  | 0 | 0 | 0 | 0 | 0 | 0 | 0 | 0 | 0 | 0 | 0 | 0 | 0 | 0 | 0 | 0 | 0 | 0 | 0 | 0 | 0 | 0 | 0 | 0 | 0 | 0 | 0 | 0
PG&E GBA | Kirker | 115 | Geothermal |  |  | 0 | 0 | 0 | 0 | 0 | 0 | 0 | 0 | 0 | 0 | 0 | 0 | 0 | 0 | 0 | 0 | 0 | 0 | 0 | 0 | 0 | 0 | 0 | 0 | 0 | 0 | 0 | 0
PG&E NGBA | Knights Landing | 115 | Geothermal |  |  | 0 | 0 | 0 | 0 | 0 | 0 | 0 | 0 | 0 | 0 | 0 | 0 | 0 | 0 | 0 | 0 | 0 | 0 | 0 | 0 | 0 | 0 | 0 | 0 | 0 | 0 | 0 | 0
PG&E NGBA | Konocti | 60 | Geothermal |  |  | 0 | 0 | 0 | 0 | 0 | 0 | 0 | 0 | 0 | 0 | 0 | 0 | 0 | 0 | 0 | 0 | 0 | 0 | 0 | 0 | 0 | 0 | 0 | 0 | 0 | 0 | 0 | 0
SCE NOL | Kramer | 115 | Geothermal |  |  | 0 | 0 | 0 | 0 | 0 | 0 | 0 | 0 | 0 | 0 | 0 | 0 | 0 | 0 | 0 | 0 | 0 | 0 | 0 | 0 | 0 | 0 | 0 | 0 | 0 | 0 | 0 | 0
SCE NOL | Kramer | 230 | Geothermal |  |  | 0 | 0 | 0 | 0 | 0 | 0 | 0 | 0 | 0 | 0 | 0 | 0 | 0 | 0 | 0 | 0 | 0 | 0 | 0 | 0 | 0 | 0 | 0 | 0 | 0 | 0 | 0 | 0
SCE Metro | La Cienega | 230 | Geothermal |  |  | 0 | 0 | 0 | 0 | 0 | 0 | 0 | 0 | 0 | 0 | 0 | 0 | 0 | 0 | 0 | 0 | 0 | 0 | 0 | 0 | 0 | 0 | 0 | 0 | 0 | 0 | 0 | 0
SCE Metro | La Fresa | 230 | Geothermal |  |  | 0 | 0 | 0 | 0 | 0 | 0 | 0 | 0 | 0 | 0 | 0 | 0 | 0 | 0 | 0 | 0 | 0 | 0 | 0 | 0 | 0 | 0 | 0 | 0 | 0 | 0 | 0 | 0
SCE Metro | Laguna Bell | 230 | Geothermal |  |  | 0 | 0 | 0 | 0 | 0 | 0 | 0 | 0 | 0 | 0 | 0 | 0 | 0 | 0 | 0 | 0 | 0 | 0 | 0 | 0 | 0 | 0 | 0 | 0 | 0 | 0 | 0 | 0
PG&E KERN | Lakeview | 70 | Geothermal |  |  | 0 | 0 | 0 | 0 | 0 | 0 | 0 | 0 | 0 | 0 | 0 | 0 | 0 | 0 | 0 | 0 | 0 | 0 | 0 | 0 | 0 | 0 | 0 | 0 | 0 | 0 | 0 | 0
PG&E NGBA | Lakeville | 230 | Geothermal |  |  | 0 | 0 | 0 | 0 | 0 | 0 | 0 | 0 | 0 | 0 | 0 | 0 | 0 | 0 | 0 | 0 | 0 | 0 | 0 | 0 | 0 | 0 | 0 | 0 | 0 | 0 | 0 | 0
PG&E NGBA | Lakeville | 60 | Geothermal |  |  | 0 | 0 | 0 | 0 | 0 | 0 | 0 | 0 | 0 | 0 | 0 | 0 | 0 | 0 | 0 | 0 | 0 | 0 | 0 | 0 | 0 | 0 | 0 | 0 | 0 | 0 | 0 | 0
PG&E NGBA | Lakeville | 115 | Geothermal |  |  | 0 | 0 | 0 | 0 | 0 | 0 | 0 | 0 | 0 | 0 | 0 | 0 | 0 | 0 | 0 | 0 | 0 | 0 | 0 | 0 | 0 | 0 | 0 | 0 | 0 | 0 | 0 | 0
PG&E GBA | Lakewood | 115 | Geothermal |  |  | 0 | 0 | 0 | 0 | 0 | 0 | 0 | 0 | 0 | 0 | 0 | 0 | 0 | 0 | 0 | 0 | 0 | 0 | 0 | 0 | 0 | 0 | 0 | 0 | 0 | 0 | 0 | 0
PG&E NGBA | Lambie | 230 | Geothermal |  |  | 0 | 0 | 0 | 0 | 0 | 0 | 0 | 0 | 0 | 0 | 0 | 0 | 0 | 0 | 0 | 0 | 0 | 0 | 0 | 0 | 0 | 0 | 0 | 0 | 0 | 0 | 0 | 0
PG&E GBA | Lammers | 115 | Geothermal |  |  | 0 | 0 | 0 | 0 | 0 | 0 | 0 | 0 | 0 | 0 | 0 | 0 | 0 | 0 | 0 | 0 | 0 | 0 | 0 | 0 | 0 | 0 | 0 | 0 | 0 | 0 | 0 | 0
PG&E KERN | Lamont | 115 | Geothermal |  |  | 0 | 0 | 0 | 0 | 0 | 0 | 0 | 0 | 0 | 0 | 0 | 0 | 0 | 0 | 0 | 0 | 0 | 0 | 0 | 0 | 0 | 0 | 0 | 0 | 0 | 0 | 0 | 0
PG&E FRESNO | Las Aguilas | 230 | Geothermal |  |  | 0 | 0 | 0 | 0 | 0 | 0 | 0 | 0 | 0 | 0 | 0 | 0 | 0 | 0 | 0 | 0 | 0 | 0 | 0 | 0 | 0 | 0 | 0 | 0 | 0 | 0 | 0 | 0
EOP | Lathrop | 138 | Geothermal |  |  | 0 | 0 | 0 | 0 | 0 | 0 | 0 | 0 | 0 | 0 | 0 | 0 | 0 | 0 | 0 | 0 | 0 | 0 | 0 | 0 | 0 | 0 | 0 | 0 | 0 | 0 | 0 | 0
EOP | Lathrop | 230 | Geothermal |  |  | 0 | 0 | 0 | 0 | 0 | 0 | 0 | 0 | 0 | 0 | 0 | 0 | 0 | 0 | 0 | 0 | 0 | 0 | 0 | 0 | 0 | 0 | 0 | 0 | 0 | 0 | 0 | 0
PG&E FRESNO | Le Grand | 115 | Geothermal |  |  | 0 | 0 | 0 | 0 | 0 | 0 | 0 | 0 | 0 | 0 | 0 | 0 | 0 | 0 | 0 | 0 | 0 | 0 | 0 | 0 | 0 | 0 | 0 | 0 | 0 | 0 | 0 | 0
PG&E FRESNO | Lemoore | 70 | Geothermal |  |  | 0 | 0 | 0 | 0 | 0 | 0 | 0 | 0 | 0 | 0 | 0 | 0 | 0 | 0 | 0 | 0 | 0 | 0 | 0 | 0 | 0 | 0 | 0 | 0 | 0 | 0 | 0 | 0
PG&E KERN | Lerdo | 115 | Geothermal |  |  | 0 | 0 | 0 | 0 | 0 | 0 | 0 | 0 | 0 | 0 | 0 | 0 | 0 | 0 | 0 | 0 | 0 | 0 | 0 | 0 | 0 | 0 | 0 | 0 | 0 | 0 | 0 | 0
SCE Metro | Lewis | 230 | Geothermal |  |  | 0 | 0 | 0 | 0 | 0 | 0 | 0 | 0 | 0 | 0 | 0 | 0 | 0 | 0 | 0 | 0 | 0 | 0 | 0 | 0 | 0 | 0 | 0 | 0 | 0 | 0 | 0 | 0
SCE Metro | Lighthipe | 230 | Geothermal |  |  | 0 | 0 | 0 | 0 | 0 | 0 | 0 | 0 | 0 | 0 | 0 | 0 | 0 | 0 | 0 | 0 | 0 | 0 | 0 | 0 | 0 | 0 | 0 | 0 | 0 | 0 | 0 | 0
SDGE | Lilac | 69 | Geothermal |  |  | 0 | 0 | 0 | 0 | 0 | 0 | 0 | 0 | 0 | 0 | 0 | 0 | 0 | 0 | 0 | 0 | 0 | 0 | 0 | 0 | 0 | 0 | 0 | 0 | 0 | 0 | 0 | 0
PG&E NGBA | Lincoln | 115 | Geothermal |  |  | 0 | 0 | 0 | 0 | 0 | 0 | 0 | 0 | 0 | 0 | 0 | 0 | 0 | 0 | 0 | 0 | 0 | 0 | 0 | 0 | 0 | 0 | 0 | 0 | 0 | 0 | 0 | 0
PG&E KERN | Live Oak | 115 | Geothermal |  |  | 0 | 0 | 0 | 0 | 0 | 0 | 0 | 0 | 0 | 0 | 0 | 0 | 0 | 0 | 0 | 0 | 0 | 0 | 0 | 0 | 0 | 0 | 0 | 0 | 0 | 0 | 0 | 0
PG&E GBA | Llagas | 115 | Geothermal |  |  | 0 | 0 | 0 | 0 | 0 | 0 | 0 | 0 | 0 | 0 | 0 | 0 | 0 | 0 | 0 | 0 | 0 | 0 | 0 | 0 | 0 | 0 | 0 | 0 | 0 | 0 | 0 | 0
PG&E GBA | Lockeford | 115 | Geothermal |  |  | 0 | 0 | 0 | 0 | 0 | 0 | 0 | 0 | 0 | 0 | 0 | 0 | 0 | 0 | 0 | 0 | 0 | 0 | 0 | 0 | 0 | 0 | 0 | 0 | 0 | 0 | 0 | 0
PG&E GBA | Lockeford | 230 | Geothermal |  |  | 0 | 0 | 0 | 0 | 0 | 0 | 0 | 0 | 0 | 0 | 0 | 0 | 0 | 0 | 0 | 0 | 0 | 0 | 0 | 0 | 0 | 0 | 0 | 0 | 0 | 0 | 0 | 0
PG&E GBA | Lockeford | 60 | Geothermal |  |  | 0 | 0 | 0 | 0 | 0 | 0 | 0 | 0 | 0 | 0 | 0 | 0 | 0 | 0 | 0 | 0 | 0 | 0 | 0 | 0 | 0 | 0 | 0 | 0 | 0 | 0 | 0 | 0
PG&E GBA | Lodi | 230 | Geothermal |  |  | 0 | 0 | 0 | 0 | 0 | 0 | 0 | 0 | 0 | 0 | 0 | 0 | 0 | 0 | 0 | 0 | 0 | 0 | 0 | 0 | 0 | 0 | 0 | 0 | 0 | 0 | 0 | 0
PG&E NGBA | Logan Creek | 230 | Geothermal |  |  | 0 | 0 | 0 | 0 | 0 | 0 | 0 | 0 | 0 | 0 | 0 | 0 | 0 | 0 | 0 | 0 | 0 | 0 | 0 | 0 | 0 | 0 | 0 | 0 | 0 | 0 | 0 | 0
PG&E GBA | Lone Tree | 230 | Geothermal |  |  | 0 | 0 | 0 | 0 | 0 | 0 | 0 | 0 | 0 | 0 | 0 | 0 | 0 | 0 | 0 | 0 | 0 | 0 | 0 | 0 | 0 | 0 | 0 | 0 | 0 | 0 | 0 | 0
PG&E FRESNO | Los Banos | 230 | Geothermal |  |  | 0 | 0 | 0 | 0 | 0 | 0 | 0 | 0 | 0 | 0 | 0 | 0 | 0 | 0 | 0 | 0 | 0 | 0 | 0 | 0 | 0 | 0 | 0 | 0 | 0 | 0 | 0 | 0
PG&E FRESNO | Los Banos | 500 | Geothermal |  |  | 0 | 0 | 0 | 0 | 0 | 0 | 0 | 0 | 0 | 0 | 0 | 0 | 0 | 0 | 0 | 0 | 0 | 0 | 0 | 0 | 0 | 0 | 0 | 0 | 0 | 0 | 0 | 0
SDGE | Los Coches | 138 | Geothermal |  |  | 0 | 0 | 0 | 0 | 0 | 0 | 0 | 0 | 0 | 0 | 0 | 0 | 0 | 0 | 0 | 0 | 0 | 0 | 0 | 0 | 0 | 0 | 0 | 0 | 0 | 0 | 0 | 0
SDGE | Los Coches | 69 | Geothermal |  |  | 0 | 0 | 0 | 0 | 0 | 0 | 0 | 0 | 0 | 0 | 0 | 0 | 0 | 0 | 0 | 0 | 0 | 0 | 0 | 0 | 0 | 0 | 0 | 0 | 0 | 0 | 0 | 0
PG&E GBA | Los Esteros | 115 | Geothermal |  |  | 0 | 0 | 0 | 0 | 0 | 0 | 0 | 0 | 0 | 0 | 0 | 0 | 0 | 0 | 0 | 0 | 0 | 0 | 0 | 0 | 0 | 0 | 0 | 0 | 0 | 0 | 0 | 0
PG&E GBA | Los Esteros | 230 | Geothermal |  |  | 0 | 0 | 0 | 0 | 0 | 0 | 0 | 0 | 0 | 0 | 0 | 0 | 0 | 0 | 0 | 0 | 0 | 0 | 0 | 0 | 0 | 0 | 0 | 0 | 0 | 0 | 0 | 0
PG&E GBA | Los Positas | 230 | Geothermal |  |  | 0 | 0 | 0 | 0 | 0 | 0 | 0 | 0 | 0 | 0 | 0 | 0 | 0 | 0 | 0 | 0 | 0 | 0 | 0 | 0 | 0 | 0 | 0 | 0 | 0 | 0 | 0 | 0
PG&E GBA | Los Positas | 60 | Geothermal |  |  | 0 | 0 | 0 | 0 | 0 | 0 | 0 | 0 | 0 | 0 | 0 | 0 | 0 | 0 | 0 | 0 | 0 | 0 | 0 | 0 | 0 | 0 | 0 | 0 | 0 | 0 | 0 | 0
SDGE | Loveland | 69 | Geothermal |  |  | 0 | 0 | 0 | 0 | 0 | 0 | 0 | 0 | 0 | 0 | 0 | 0 | 0 | 0 | 0 | 0 | 0 | 0 | 0 | 0 | 0 | 0 | 0 | 0 | 0 | 0 | 0 | 0
SCE NOL | Lugo | 230 | Geothermal |  |  | 0 | 0 | 0 | 0 | 0 | 0 | 0 | 0 | 0 | 0 | 0 | 0 | 0 | 0 | 0 | 0 | 0 | 0 | 0 | 0 | 0 | 0 | 0 | 0 | 0 | 0 | 0 | 0
SCE Metro | Lugo | 500 | Geothermal | YES | Utah, Northern Nevada | 1 | 33 | 0 | 33 | 366 | 0 | 366 | 0 | 0 | 0 | 366 | 0 | 366 | 23 | 0 | 23 | 0 | 0 | 0 | 23 | 0 | 23 | 422 | 0 | 422 | 422 | 0 | 422
PG&E FRESNO | Madera | 70 | Geothermal |  |  | 0 | 0 | 0 | 0 | 0 | 0 | 0 | 0 | 0 | 0 | 0 | 0 | 0 | 0 | 0 | 0 | 0 | 0 | 0 | 0 | 0 | 0 | 0 | 0 | 0 | 0 | 0 | 0
PG&E NGBA | Madison | 115 | Geothermal |  |  | 0 | 0 | 0 | 0 | 0 | 0 | 0 | 0 | 0 | 0 | 0 | 0 | 0 | 0 | 0 | 0 | 0 | 0 | 0 | 0 | 0 | 0 | 0 | 0 | 0 | 0 | 0 | 0
PG&E KERN | Magunden | 115 | Geothermal |  |  | 0 | 0 | 0 | 0 | 0 | 0 | 0 | 0 | 0 | 0 | 0 | 0 | 0 | 0 | 0 | 0 | 0 | 0 | 0 | 0 | 0 | 0 | 0 | 0 | 0 | 0 | 0 | 0
SCE Northern | Magunden | 230 | Geothermal |  |  | 0 | 0 | 0 | 0 | 0 | 0 | 0 | 0 | 0 | 0 | 0 | 0 | 0 | 0 | 0 | 0 | 0 | 0 | 0 | 0 | 0 | 0 | 0 | 0 | 0 | 0 | 0 | 0
PG&E FRESNO | Malaga | 115 | Geothermal |  |  | 0 | 0 | 0 | 0 | 0 | 0 | 0 | 0 | 0 | 0 | 0 | 0 | 0 | 0 | 0 | 0 | 0 | 0 | 0 | 0 | 0 | 0 | 0 | 0 | 0 | 0 | 0 | 0
PG&E NGBA | Malin | 500 | Geothermal | YES |  | 1 | 0 | 0 | 0 | 0 | 0 | 0 | 0 | 0 | 0 | 0 | 0 | 0 | 100 | 0 | 100 | 0 | 0 | 0 | 100 | 0 | 100 | 100 | 0 | 100 | 100 | 0 | 100
SCE Northern | Mandalay | 230 | Geothermal |  |  | 0 | 0 | 0 | 0 | 0 | 0 | 0 | 0 | 0 | 0 | 0 | 0 | 0 | 0 | 0 | 0 | 0 | 0 | 0 | 0 | 0 | 0 | 0 | 0 | 0 | 0 | 0 | 0
PG&E FRESNO | Manning | 230 | Geothermal |  |  | 0 | 0 | 0 | 0 | 0 | 0 | 0 | 0 | 0 | 0 | 0 | 0 | 0 | 0 | 0 | 0 | 0 | 0 | 0 | 0 | 0 | 0 | 0 | 0 | 0 | 0 | 0 | 0
PG&E FRESNO | Manning | 500 | Geothermal |  |  | 0 | 0 | 0 | 0 | 0 | 0 | 0 | 0 | 0 | 0 | 0 | 0 | 0 | 0 | 0 | 0 | 0 | 0 | 0 | 0 | 0 | 0 | 0 | 0 | 0 | 0 | 0 | 0
PG&E GBA | Manteca | 115 | Geothermal |  |  | 0 | 0 | 0 | 0 | 0 | 0 | 0 | 0 | 0 | 0 | 0 | 0 | 0 | 0 | 0 | 0 | 0 | 0 | 0 | 0 | 0 | 0 | 0 | 0 | 0 | 0 | 0 | 0
SDGE | Margarita | 138 | Geothermal |  |  | 0 | 0 | 0 | 0 | 0 | 0 | 0 | 0 | 0 | 0 | 0 | 0 | 0 | 0 | 0 | 0 | 0 | 0 | 0 | 0 | 0 | 0 | 0 | 0 | 0 | 0 | 0 | 0
PG&E GBA | Martin | 230 | Geothermal |  |  | 0 | 0 | 0 | 0 | 0 | 0 | 0 | 0 | 0 | 0 | 0 | 0 | 0 | 0 | 0 | 0 | 0 | 0 | 0 | 0 | 0 | 0 | 0 | 0 | 0 | 0 | 0 | 0
PG&E GBA | Martin | 115 | Geothermal |  |  | 0 | 0 | 0 | 0 | 0 | 0 | 0 | 0 | 0 | 0 | 0 | 0 | 0 | 0 | 0 | 0 | 0 | 0 | 0 | 0 | 0 | 0 | 0 | 0 | 0 | 0 | 0 | 0
PG&E GBA | Martinez | 115 | Geothermal |  |  | 0 | 0 | 0 | 0 | 0 | 0 | 0 | 0 | 0 | 0 | 0 | 0 | 0 | 0 | 0 | 0 | 0 | 0 | 0 | 0 | 0 | 0 | 0 | 0 | 0 | 0 | 0 | 0
PG&E FRESNO | Mc Mullin | 230 | Geothermal |  |  | 0 | 0 | 0 | 0 | 0 | 0 | 0 | 0 | 0 | 0 | 0 | 0 | 0 | 0 | 0 | 0 | 0 | 0 | 0 | 0 | 0 | 0 | 0 | 0 | 0 | 0 | 0 | 0
PG&E FRESNO | McCall | 115 | Geothermal |  |  | 0 | 0 | 0 | 0 | 0 | 0 | 0 | 0 | 0 | 0 | 0 | 0 | 0 | 0 | 0 | 0 | 0 | 0 | 0 | 0 | 0 | 0 | 0 | 0 | 0 | 0 | 0 | 0
PG&E FRESNO | McCall | 230 | Geothermal |  |  | 0 | 0 | 0 | 0 | 0 | 0 | 0 | 0 | 0 | 0 | 0 | 0 | 0 | 0 | 0 | 0 | 0 | 0 | 0 | 0 | 0 | 0 | 0 | 0 | 0 | 0 | 0 | 0
PG&E GBA | Meadow Lane | 115 | Geothermal |  |  | 0 | 0 | 0 | 0 | 0 | 0 | 0 | 0 | 0 | 0 | 0 | 0 | 0 | 0 | 0 | 0 | 0 | 0 | 0 | 0 | 0 | 0 | 0 | 0 | 0 | 0 | 0 | 0
PG&E GBA | Melones | 115 | Geothermal |  |  | 0 | 0 | 0 | 0 | 0 | 0 | 0 | 0 | 0 | 0 | 0 | 0 | 0 | 0 | 0 | 0 | 0 | 0 | 0 | 0 | 0 | 0 | 0 | 0 | 0 | 0 | 0 | 0
PG&E GBA | Melones | 230 | Geothermal |  |  | 0 | 0 | 0 | 0 | 0 | 0 | 0 | 0 | 0 | 0 | 0 | 0 | 0 | 0 | 0 | 0 | 0 | 0 | 0 | 0 | 0 | 0 | 0 | 0 | 0 | 0 | 0 | 0
SDGE | Melrose | 69 | Geothermal |  |  | 0 | 0 | 0 | 0 | 0 | 0 | 0 | 0 | 0 | 0 | 0 | 0 | 0 | 0 | 0 | 0 | 0 | 0 | 0 | 0 | 0 | 0 | 0 | 0 | 0 | 0 | 0 | 0
PG&E NGBA | Mendocino | 115 | Geothermal |  |  | 0 | 0 | 0 | 0 | 0 | 0 | 0 | 0 | 0 | 0 | 0 | 0 | 0 | 0 | 0 | 0 | 0 | 0 | 0 | 0 | 0 | 0 | 0 | 0 | 0 | 0 | 0 | 0
PG&E NGBA | Mendocino | 60 | Geothermal |  |  | 0 | 0 | 0 | 0 | 0 | 0 | 0 | 0 | 0 | 0 | 0 | 0 | 0 | 0 | 0 | 0 | 0 | 0 | 0 | 0 | 0 | 0 | 0 | 0 | 0 | 0 | 0 | 0
PG&E FRESNO | Mendota | 115 | Geothermal |  |  | 0 | 0 | 0 | 0 | 0 | 0 | 0 | 0 | 0 | 0 | 0 | 0 | 0 | 0 | 0 | 0 | 0 | 0 | 0 | 0 | 0 | 0 | 0 | 0 | 0 | 0 | 0 | 0
PG&E GBA | Menlo | 60 | Geothermal |  |  | 0 | 0 | 0 | 0 | 0 | 0 | 0 | 0 | 0 | 0 | 0 | 0 | 0 | 0 | 0 | 0 | 0 | 0 | 0 | 0 | 0 | 0 | 0 | 0 | 0 | 0 | 0 | 0
PG&E FRESNO | Merced | 115 | Geothermal |  |  | 0 | 0 | 0 | 0 | 0 | 0 | 0 | 0 | 0 | 0 | 0 | 0 | 0 | 0 | 0 | 0 | 0 | 0 | 0 | 0 | 0 | 0 | 0 | 0 | 0 | 0 | 0 | 0
EOP | Mercury | 138 | Geothermal |  |  | 0 | 0 | 0 | 0 | 0 | 0 | 0 | 0 | 0 | 0 | 0 | 0 | 0 | 0 | 0 | 0 | 0 | 0 | 0 | 0 | 0 | 0 | 0 | 0 | 0 | 0 | 0 | 0
PG&E FRESNO | Mercy Springs | 70 | Geothermal |  |  | 0 | 0 | 0 | 0 | 0 | 0 | 0 | 0 | 0 | 0 | 0 | 0 | 0 | 0 | 0 | 0 | 0 | 0 | 0 | 0 | 0 | 0 | 0 | 0 | 0 | 0 | 0 | 0
PG&E NGBA | Meridian | 60 | Geothermal |  |  | 0 | 0 | 0 | 0 | 0 | 0 | 0 | 0 | 0 | 0 | 0 | 0 | 0 | 0 | 0 | 0 | 0 | 0 | 0 | 0 | 0 | 0 | 0 | 0 | 0 | 0 | 0 | 0
PG&E KERN | Mesa (PGE) | 115 | Geothermal |  |  | 0 | 0 | 0 | 0 | 0 | 0 | 0 | 0 | 0 | 0 | 0 | 0 | 0 | 0 | 0 | 0 | 0 | 0 | 0 | 0 | 0 | 0 | 0 | 0 | 0 | 0 | 0 | 0
PG&E KERN | Mesa (PGE) | 230 | Geothermal |  |  | 0 | 0 | 0 | 0 | 0 | 0 | 0 | 0 | 0 | 0 | 0 | 0 | 0 | 0 | 0 | 0 | 0 | 0 | 0 | 0 | 0 | 0 | 0 | 0 | 0 | 0 | 0 | 0
SCE Metro | Mesa (SCE) | 230 | Geothermal |  |  | 0 | 0 | 0 | 0 | 0 | 0 | 0 | 0 | 0 | 0 | 0 | 0 | 0 | 0 | 0 | 0 | 0 | 0 | 0 | 0 | 0 | 0 | 0 | 0 | 0 | 0 | 0 | 0
SCE Metro | Mesa (SCE) | 500 | Geothermal |  |  | 0 | 0 | 0 | 0 | 0 | 0 | 0 | 0 | 0 | 0 | 0 | 0 | 0 | 0 | 0 | 0 | 0 | 0 | 0 | 0 | 0 | 0 | 0 | 0 | 0 | 0 | 0 | 0
SDGE | Mesa Heights | 69 | Geothermal |  |  | 0 | 0 | 0 | 0 | 0 | 0 | 0 | 0 | 0 | 0 | 0 | 0 | 0 | 0 | 0 | 0 | 0 | 0 | 0 | 0 | 0 | 0 | 0 | 0 | 0 | 0 | 0 | 0
PG&E GBA | Metcalf | 115 | Geothermal |  |  | 0 | 0 | 0 | 0 | 0 | 0 | 0 | 0 | 0 | 0 | 0 | 0 | 0 | 0 | 0 | 0 | 0 | 0 | 0 | 0 | 0 | 0 | 0 | 0 | 0 | 0 | 0 | 0
PG&E GBA | Metcalf | 230 | Geothermal |  |  | 0 | 0 | 0 | 0 | 0 | 0 | 0 | 0 | 0 | 0 | 0 | 0 | 0 | 0 | 0 | 0 | 0 | 0 | 0 | 0 | 0 | 0 | 0 | 0 | 0 | 0 | 0 | 0
PG&E GBA | Metcalf | 500 | Geothermal |  |  | 0 | 0 | 0 | 0 | 0 | 0 | 0 | 0 | 0 | 0 | 0 | 0 | 0 | 0 | 0 | 0 | 0 | 0 | 0 | 0 | 0 | 0 | 0 | 0 | 0 | 0 | 0 | 0
PG&E KERN | Midway | 115 | Geothermal |  |  | 0 | 0 | 0 | 0 | 0 | 0 | 0 | 0 | 0 | 0 | 0 | 0 | 0 | 0 | 0 | 0 | 0 | 0 | 0 | 0 | 0 | 0 | 0 | 0 | 0 | 0 | 0 | 0
PG&E KERN | Midway | 230 | Geothermal |  |  | 0 | 0 | 0 | 0 | 0 | 0 | 0 | 0 | 0 | 0 | 0 | 0 | 0 | 0 | 0 | 0 | 0 | 0 | 0 | 0 | 0 | 0 | 0 | 0 | 0 | 0 | 0 | 0
PG&E KERN | Midway | 500 | Geothermal |  |  | 0 | 0 | 0 | 0 | 0 | 0 | 0 | 0 | 0 | 0 | 0 | 0 | 0 | 0 | 0 | 0 | 0 | 0 | 0 | 0 | 0 | 0 | 0 | 0 | 0 | 0 | 0 | 0
SDGE | Miguel | 230 | Geothermal |  |  | 0 | 0 | 0 | 0 | 0 | 0 | 0 | 0 | 0 | 0 | 0 | 0 | 0 | 0 | 0 | 0 | 0 | 0 | 0 | 0 | 0 | 0 | 0 | 0 | 0 | 0 | 0 | 0
SDGE | Miguel | 500 | Geothermal |  |  | 0 | 0 | 0 | 0 | 0 | 0 | 0 | 0 | 0 | 0 | 0 | 0 | 0 | 0 | 0 | 0 | 0 | 0 | 0 | 0 | 0 | 0 | 0 | 0 | 0 | 0 | 0 | 0
SDGE | Miguel | 69 | Geothermal |  |  | 0 | 0 | 0 | 0 | 0 | 0 | 0 | 0 | 0 | 0 | 0 | 0 | 0 | 0 | 0 | 0 | 0 | 0 | 0 | 0 | 0 | 0 | 0 | 0 | 0 | 0 | 0 | 0
PG&E GBA | Millbrae | 115 | Geothermal |  |  | 0 | 0 | 0 | 0 | 0 | 0 | 0 | 0 | 0 | 0 | 0 | 0 | 0 | 0 | 0 | 0 | 0 | 0 | 0 | 0 | 0 | 0 | 0 | 0 | 0 | 0 | 0 | 0
PG&E GBA | Miller | 115 | Geothermal |  |  | 0 | 0 | 0 | 0 | 0 | 0 | 0 | 0 | 0 | 0 | 0 | 0 | 0 | 0 | 0 | 0 | 0 | 0 | 0 | 0 | 0 | 0 | 0 | 0 | 0 | 0 | 0 | 0
SCE Metro | Mira Loma | 230 | Geothermal |  |  | 0 | 0 | 0 | 0 | 0 | 0 | 0 | 0 | 0 | 0 | 0 | 0 | 0 | 0 | 0 | 0 | 0 | 0 | 0 | 0 | 0 | 0 | 0 | 0 | 0 | 0 | 0 | 0
SCE Metro | Mira Loma | 500 | Geothermal |  |  | 0 | 0 | 0 | 0 | 0 | 0 | 0 | 0 | 0 | 0 | 0 | 0 | 0 | 0 | 0 | 0 | 0 | 0 | 0 | 0 | 0 | 0 | 0 | 0 | 0 | 0 | 0 | 0
SCE Eastern | Mirage | 115 | Geothermal |  |  | 0 | 0 | 0 | 0 | 0 | 0 | 0 | 0 | 0 | 0 | 0 | 0 | 0 | 0 | 0 | 0 | 0 | 0 | 0 | 0 | 0 | 0 | 0 | 0 | 0 | 0 | 0 | 0
SCE Eastern | Mirage | 230 | Geothermal | YES | Imperial-IID | 1 | 30 | 0 | 30 | 0 | 0 | 0 | 0 | 0 | 0 | 0 | 0 | 0 | 556.5 | 0 | 556.5 | 0 | 0 | 0 | 556.5 | 0 | 556.5 | 586.5 | 0 | 586.5 | 586.5 | 0 | 586.5
SDGE | Mission | 138 | Geothermal |  |  | 0 | 0 | 0 | 0 | 0 | 0 | 0 | 0 | 0 | 0 | 0 | 0 | 0 | 0 | 0 | 0 | 0 | 0 | 0 | 0 | 0 | 0 | 0 | 0 | 0 | 0 | 0 | 0
SDGE | Mission | 230 | Geothermal |  |  | 0 | 0 | 0 | 0 | 0 | 0 | 0 | 0 | 0 | 0 | 0 | 0 | 0 | 0 | 0 | 0 | 0 | 0 | 0 | 0 | 0 | 0 | 0 | 0 | 0 | 0 | 0 | 0
SDGE | Mission | 69 | Geothermal |  |  | 0 | 0 | 0 | 0 | 0 | 0 | 0 | 0 | 0 | 0 | 0 | 0 | 0 | 0 | 0 | 0 | 0 | 0 | 0 | 0 | 0 | 0 | 0 | 0 | 0 | 0 | 0 | 0
PG&E GBA | Mi-Wuk | 115 | Geothermal |  |  | 0 | 0 | 0 | 0 | 0 | 0 | 0 | 0 | 0 | 0 | 0 | 0 | 0 | 0 | 0 | 0 | 0 | 0 | 0 | 0 | 0 | 0 | 0 | 0 | 0 | 0 | 0 | 0
EOP | Mohave | 500 | Geothermal |  |  | 0 | 0 | 0 | 0 | 0 | 0 | 0 | 0 | 0 | 0 | 0 | 0 | 0 | 0 | 0 | 0 | 0 | 0 | 0 | 0 | 0 | 0 | 0 | 0 | 0 | 0 | 0 | 0
PG&E NGBA | Monroe | 115 | Geothermal |  |  | 0 | 0 | 0 | 0 | 0 | 0 | 0 | 0 | 0 | 0 | 0 | 0 | 0 | 0 | 0 | 0 | 0 | 0 | 0 | 0 | 0 | 0 | 0 | 0 | 0 | 0 | 0 | 0
SDGE | Monserate | 69 | Geothermal |  |  | 0 | 0 | 0 | 0 | 0 | 0 | 0 | 0 | 0 | 0 | 0 | 0 | 0 | 0 | 0 | 0 | 0 | 0 | 0 | 0 | 0 | 0 | 0 | 0 | 0 | 0 | 0 | 0
PG&E GBA | Monta Vista | 115 | Geothermal |  |  | 0 | 0 | 0 | 0 | 0 | 0 | 0 | 0 | 0 | 0 | 0 | 0 | 0 | 0 | 0 | 0 | 0 | 0 | 0 | 0 | 0 | 0 | 0 | 0 | 0 | 0 | 0 | 0
PG&E GBA | Monta Vista | 230 | Geothermal |  |  | 0 | 0 | 0 | 0 | 0 | 0 | 0 | 0 | 0 | 0 | 0 | 0 | 0 | 0 | 0 | 0 | 0 | 0 | 0 | 0 | 0 | 0 | 0 | 0 | 0 | 0 | 0 | 0
PG&E GBA | Monta Vista | 60 | Geothermal |  |  | 0 | 0 | 0 | 0 | 0 | 0 | 0 | 0 | 0 | 0 | 0 | 0 | 0 | 0 | 0 | 0 | 0 | 0 | 0 | 0 | 0 | 0 | 0 | 0 | 0 | 0 | 0 | 0
PG&E NGBA | Monticello | 115 | Geothermal |  |  | 0 | 0 | 0 | 0 | 0 | 0 | 0 | 0 | 0 | 0 | 0 | 0 | 0 | 0 | 0 | 0 | 0 | 0 | 0 | 0 | 0 | 0 | 0 | 0 | 0 | 0 | 0 | 0
SCE Northern | Moorpark | 230 | Geothermal |  |  | 0 | 0 | 0 | 0 | 0 | 0 | 0 | 0 | 0 | 0 | 0 | 0 | 0 | 0 | 0 | 0 | 0 | 0 | 0 | 0 | 0 | 0 | 0 | 0 | 0 | 0 | 0 | 0
SCE Northern | Moorpark | 66 | Geothermal |  |  | 0 | 0 | 0 | 0 | 0 | 0 | 0 | 0 | 0 | 0 | 0 | 0 | 0 | 0 | 0 | 0 | 0 | 0 | 0 | 0 | 0 | 0 | 0 | 0 | 0 | 0 | 0 | 0
PG&E GBA | Moraga | 115 | Geothermal |  |  | 0 | 0 | 0 | 0 | 0 | 0 | 0 | 0 | 0 | 0 | 0 | 0 | 0 | 0 | 0 | 0 | 0 | 0 | 0 | 0 | 0 | 0 | 0 | 0 | 0 | 0 | 0 | 0
PG&E GBA | Moraga | 230 | Geothermal |  |  | 0 | 0 | 0 | 0 | 0 | 0 | 0 | 0 | 0 | 0 | 0 | 0 | 0 | 0 | 0 | 0 | 0 | 0 | 0 | 0 | 0 | 0 | 0 | 0 | 0 | 0 | 0 | 0
PG&E GBA | Morgan Hill | 115 | Geothermal |  |  | 0 | 0 | 0 | 0 | 0 | 0 | 0 | 0 | 0 | 0 | 0 | 0 | 0 | 0 | 0 | 0 | 0 | 0 | 0 | 0 | 0 | 0 | 0 | 0 | 0 | 0 | 0 | 0
PG&E KERN | Morro Bay | 115 | Geothermal |  |  | 0 | 0 | 0 | 0 | 0 | 0 | 0 | 0 | 0 | 0 | 0 | 0 | 0 | 0 | 0 | 0 | 0 | 0 | 0 | 0 | 0 | 0 | 0 | 0 | 0 | 0 | 0 | 0
PG&E KERN | Morro Bay | 230 | Geothermal |  |  | 0 | 0 | 0 | 0 | 0 | 0 | 0 | 0 | 0 | 0 | 0 | 0 | 0 | 0 | 0 | 0 | 0 | 0 | 0 | 0 | 0 | 0 | 0 | 0 | 0 | 0 | 0 | 0
PG&E KERN | Morro Bay | 500 | Geothermal |  |  | 0 | 0 | 0 | 0 | 0 | 0 | 0 | 0 | 0 | 0 | 0 | 0 | 0 | 0 | 0 | 0 | 0 | 0 | 0 | 0 | 0 | 0 | 0 | 0 | 0 | 0 | 0 | 0
PG&E GBA | Moss Landing | 115 | Geothermal |  |  | 0 | 0 | 0 | 0 | 0 | 0 | 0 | 0 | 0 | 0 | 0 | 0 | 0 | 0 | 0 | 0 | 0 | 0 | 0 | 0 | 0 | 0 | 0 | 0 | 0 | 0 | 0 | 0
PG&E GBA | Moss Landing | 230 | Geothermal |  |  | 0 | 0 | 0 | 0 | 0 | 0 | 0 | 0 | 0 | 0 | 0 | 0 | 0 | 0 | 0 | 0 | 0 | 0 | 0 | 0 | 0 | 0 | 0 | 0 | 0 | 0 | 0 | 0
PG&E GBA | Moss Landing | 500 | Geothermal |  |  | 0 | 0 | 0 | 0 | 0 | 0 | 0 | 0 | 0 | 0 | 0 | 0 | 0 | 0 | 0 | 0 | 0 | 0 | 0 | 0 | 0 | 0 | 0 | 0 | 0 | 0 | 0 | 0
EOP | Mountain Pass | 115 | Geothermal |  |  | 0 | 0 | 0 | 0 | 0 | 0 | 0 | 0 | 0 | 0 | 0 | 0 | 0 | 0 | 0 | 0 | 0 | 0 | 0 | 0 | 0 | 0 | 0 | 0 | 0 | 0 | 0 | 0
PG&E GBA | Mountain View | 115 | Geothermal |  |  | 0 | 0 | 0 | 0 | 0 | 0 | 0 | 0 | 0 | 0 | 0 | 0 | 0 | 0 | 0 | 0 | 0 | 0 | 0 | 0 | 0 | 0 | 0 | 0 | 0 | 0 | 0 | 0
PG&E GBA | Mt Eden | 115 | Geothermal |  |  | 0 | 0 | 0 | 0 | 0 | 0 | 0 | 0 | 0 | 0 | 0 | 0 | 0 | 0 | 0 | 0 | 0 | 0 | 0 | 0 | 0 | 0 | 0 | 0 | 0 | 0 | 0 | 0
PG&E KERN | Mt Poso | 115 | Geothermal |  |  | 0 | 0 | 0 | 0 | 0 | 0 | 0 | 0 | 0 | 0 | 0 | 0 | 0 | 0 | 0 | 0 | 0 | 0 | 0 | 0 | 0 | 0 | 0 | 0 | 0 | 0 | 0 | 0
SDGE | Murray | 69 | Geothermal |  |  | 0 | 0 | 0 | 0 | 0 | 0 | 0 | 0 | 0 | 0 | 0 | 0 | 0 | 0 | 0 | 0 | 0 | 0 | 0 | 0 | 0 | 0 | 0 | 0 | 0 | 0 | 0 | 0
PG&E FRESNO | Mustang | 230 | Geothermal |  |  | 0 | 0 | 0 | 0 | 0 | 0 | 0 | 0 | 0 | 0 | 0 | 0 | 0 | 0 | 0 | 0 | 0 | 0 | 0 | 0 | 0 | 0 | 0 | 0 | 0 | 0 | 0 | 0
SCE Northern | Neenach | 66 | Geothermal |  |  | 0 | 0 | 0 | 0 | 0 | 0 | 0 | 0 | 0 | 0 | 0 | 0 | 0 | 0 | 0 | 0 | 0 | 0 | 0 | 0 | 0 | 0 | 0 | 0 | 0 | 0 | 0 | 0
PG&E KERN | New Sub - Gates - Midway (Proposed) | 230 | Geothermal |  |  | 0 | 0 | 0 | 0 | 0 | 0 | 0 | 0 | 0 | 0 | 0 | 0 | 0 | 0 | 0 | 0 | 0 | 0 | 0 | 0 | 0 | 0 | 0 | 0 | 0 | 0 | 0 | 0
PG&E KERN | New Sub - Gates - Templeton (Proposed) | 230 | Geothermal |  |  | 0 | 0 | 0 | 0 | 0 | 0 | 0 | 0 | 0 | 0 | 0 | 0 | 0 | 0 | 0 | 0 | 0 | 0 | 0 | 0 | 0 | 0 | 0 | 0 | 0 | 0 | 0 | 0
SCE NOL | New Sub - Kramer - Lugo (Proposed) | 230 | Geothermal |  |  | 0 | 0 | 0 | 0 | 0 | 0 | 0 | 0 | 0 | 0 | 0 | 0 | 0 | 0 | 0 | 0 | 0 | 0 | 0 | 0 | 0 | 0 | 0 | 0 | 0 | 0 | 0 | 0
PG&E FRESNO | New Sub - Los Banos - Midway (Proposed) | 500 | Geothermal |  |  | 0 | 0 | 0 | 0 | 0 | 0 | 0 | 0 | 0 | 0 | 0 | 0 | 0 | 0 | 0 | 0 | 0 | 0 | 0 | 0 | 0 | 0 | 0 | 0 | 0 | 0 | 0 | 0
SCE NOL | New Sub - Lugo - Pisgah (Proposed) | 230 | Geothermal |  |  | 0 | 0 | 0 | 0 | 0 | 0 | 0 | 0 | 0 | 0 | 0 | 0 | 0 | 0 | 0 | 0 | 0 | 0 | 0 | 0 | 0 | 0 | 0 | 0 | 0 | 0 | 0 | 0
PG&E KERN | New Sub - Midway - Wheeler Ridge (Proposed) | 230 | Geothermal |  |  | 0 | 0 | 0 | 0 | 0 | 0 | 0 | 0 | 0 | 0 | 0 | 0 | 0 | 0 | 0 | 0 | 0 | 0 | 0 | 0 | 0 | 0 | 0 | 0 | 0 | 0 | 0 | 0
PG&E NGBA | New Sub - Near existing Leavitt (PSREC) | 345 | Geothermal |  |  | 0 | 0 | 0 | 0 | 0 | 0 | 0 | 0 | 0 | 0 | 0 | 0 | 0 | 0 | 0 | 0 | 0 | 0 | 0 | 0 | 0 | 0 | 0 | 0 | 0 | 0 | 0 | 0
PG&E NGBA | New Sub - Near existing Madeline (NVE) | 345 | Geothermal |  |  | 0 | 0 | 0 | 0 | 0 | 0 | 0 | 0 | 0 | 0 | 0 | 0 | 0 | 0 | 0 | 0 | 0 | 0 | 0 | 0 | 0 | 0 | 0 | 0 | 0 | 0 | 0 | 0
SDGE | New Sub - North Gila - IV (Proposed) | 500 | Geothermal |  |  | 0 | 0 | 0 | 0 | 0 | 0 | 0 | 0 | 0 | 0 | 0 | 0 | 0 | 0 | 0 | 0 | 0 | 0 | 0 | 0 | 0 | 0 | 0 | 0 | 0 | 0 | 0 | 0
PG&E NGBA | New Sub - Pit 1 - Cottonwood (Proposed) | 230 | Geothermal |  |  | 0 | 0 | 0 | 0 | 0 | 0 | 0 | 0 | 0 | 0 | 0 | 0 | 0 | 0 | 0 | 0 | 0 | 0 | 0 | 0 | 0 | 0 | 0 | 0 | 0 | 0 | 0 | 0
PG&E GBA | New Sub - Rancho Seco - Bellota (Proposed) | 230 | Geothermal |  |  | 0 | 0 | 0 | 0 | 0 | 0 | 0 | 0 | 0 | 0 | 0 | 0 | 0 | 0 | 0 | 0 | 0 | 0 | 0 | 0 | 0 | 0 | 0 | 0 | 0 | 0 | 0 | 0
SDGE | New Sub - Suncrest - Ocotillo (Proposed) | 500 | Geothermal |  |  | 0 | 0 | 0 | 0 | 0 | 0 | 0 | 0 | 0 | 0 | 0 | 0 | 0 | 0 | 0 | 0 | 0 | 0 | 0 | 0 | 0 | 0 | 0 | 0 | 0 | 0 | 0 | 0
PG&E FRESNO | New Sub - Westley - Quinto (Proposed) | 230 | Geothermal |  |  | 0 | 0 | 0 | 0 | 0 | 0 | 0 | 0 | 0 | 0 | 0 | 0 | 0 | 0 | 0 | 0 | 0 | 0 | 0 | 0 | 0 | 0 | 0 | 0 | 0 | 0 | 0 | 0
PG&E GBA | Newark | 115 | Geothermal |  |  | 0 | 0 | 0 | 0 | 0 | 0 | 0 | 0 | 0 | 0 | 0 | 0 | 0 | 0 | 0 | 0 | 0 | 0 | 0 | 0 | 0 | 0 | 0 | 0 | 0 | 0 | 0 | 0
PG&E GBA | Newark | 230 | Geothermal |  |  | 0 | 0 | 0 | 0 | 0 | 0 | 0 | 0 | 0 | 0 | 0 | 0 | 0 | 0 | 0 | 0 | 0 | 0 | 0 | 0 | 0 | 0 | 0 | 0 | 0 | 0 | 0 | 0
PG&E GBA | Newark | 60 | Geothermal |  |  | 0 | 0 | 0 | 0 | 0 | 0 | 0 | 0 | 0 | 0 | 0 | 0 | 0 | 0 | 0 | 0 | 0 | 0 | 0 | 0 | 0 | 0 | 0 | 0 | 0 | 0 | 0 | 0
PG&E FRESNO | Newhall | 115 | Geothermal |  |  | 0 | 0 | 0 | 0 | 0 | 0 | 0 | 0 | 0 | 0 | 0 | 0 | 0 | 0 | 0 | 0 | 0 | 0 | 0 | 0 | 0 | 0 | 0 | 0 | 0 | 0 | 0 | 0
PG&E KERN | Norco | 115 | Geothermal |  |  | 0 | 0 | 0 | 0 | 0 | 0 | 0 | 0 | 0 | 0 | 0 | 0 | 0 | 0 | 0 | 0 | 0 | 0 | 0 | 0 | 0 | 0 | 0 | 0 | 0 | 0 | 0 | 0
PG&E GBA | Nortech | 115 | Geothermal |  |  | 0 | 0 | 0 | 0 | 0 | 0 | 0 | 0 | 0 | 0 | 0 | 0 | 0 | 0 | 0 | 0 | 0 | 0 | 0 | 0 | 0 | 0 | 0 | 0 | 0 | 0 | 0 | 0
SDGE | North City Metering | 138 | Geothermal |  |  | 0 | 0 | 0 | 0 | 0 | 0 | 0 | 0 | 0 | 0 | 0 | 0 | 0 | 0 | 0 | 0 | 0 | 0 | 0 | 0 | 0 | 0 | 0 | 0 | 0 | 0 | 0 | 0
PG&E GBA | North Dublin | 230 | Geothermal |  |  | 0 | 0 | 0 | 0 | 0 | 0 | 0 | 0 | 0 | 0 | 0 | 0 | 0 | 0 | 0 | 0 | 0 | 0 | 0 | 0 | 0 | 0 | 0 | 0 | 0 | 0 | 0 | 0
SDGE | North Gila | 500 | Geothermal |  |  | 0 | 0 | 0 | 0 | 0 | 0 | 0 | 0 | 0 | 0 | 0 | 0 | 0 | 0 | 0 | 0 | 0 | 0 | 0 | 0 | 0 | 0 | 0 | 0 | 0 | 0 | 0 | 0
SCE Metro | North of SONGS | 230 | Geothermal |  |  | 0 | 0 | 0 | 0 | 0 | 0 | 0 | 0 | 0 | 0 | 0 | 0 | 0 | 0 | 0 | 0 | 0 | 0 | 0 | 0 | 0 | 0 | 0 | 0 | 0 | 0 | 0 | 0
SCE Metro | North of SONGS | 500 | Geothermal |  |  | 0 | 0 | 0 | 0 | 0 | 0 | 0 | 0 | 0 | 0 | 0 | 0 | 0 | 0 | 0 | 0 | 0 | 0 | 0 | 0 | 0 | 0 | 0 | 0 | 0 | 0 | 0 | 0
PG&E NGBA | Notre Dame | 115 | Geothermal |  |  | 0 | 0 | 0 | 0 | 0 | 0 | 0 | 0 | 0 | 0 | 0 | 0 | 0 | 0 | 0 | 0 | 0 | 0 | 0 | 0 | 0 | 0 | 0 | 0 | 0 | 0 | 0 | 0
PG&E GBA | Oakland C | 115 | Geothermal |  |  | 0 | 0 | 0 | 0 | 0 | 0 | 0 | 0 | 0 | 0 | 0 | 0 | 0 | 0 | 0 | 0 | 0 | 0 | 0 | 0 | 0 | 0 | 0 | 0 | 0 | 0 | 0 | 0
PG&E GBA | Oakland J | 115 | Geothermal |  |  | 0 | 0 | 0 | 0 | 0 | 0 | 0 | 0 | 0 | 0 | 0 | 0 | 0 | 0 | 0 | 0 | 0 | 0 | 0 | 0 | 0 | 0 | 0 | 0 | 0 | 0 | 0 | 0
PG&E GBA | Oakland L | 115 | Geothermal |  |  | 0 | 0 | 0 | 0 | 0 | 0 | 0 | 0 | 0 | 0 | 0 | 0 | 0 | 0 | 0 | 0 | 0 | 0 | 0 | 0 | 0 | 0 | 0 | 0 | 0 | 0 | 0 | 0
PG&E GBA | Oakland X | 115 | Geothermal |  |  | 0 | 0 | 0 | 0 | 0 | 0 | 0 | 0 | 0 | 0 | 0 | 0 | 0 | 0 | 0 | 0 | 0 | 0 | 0 | 0 | 0 | 0 | 0 | 0 | 0 | 0 | 0 | 0
SDGE | Ocean Ranch | 69 | Geothermal |  |  | 0 | 0 | 0 | 0 | 0 | 0 | 0 | 0 | 0 | 0 | 0 | 0 | 0 | 0 | 0 | 0 | 0 | 0 | 0 | 0 | 0 | 0 | 0 | 0 | 0 | 0 | 0 | 0
PG&E KERN | Oceano | 115 | Geothermal |  |  | 0 | 0 | 0 | 0 | 0 | 0 | 0 | 0 | 0 | 0 | 0 | 0 | 0 | 0 | 0 | 0 | 0 | 0 | 0 | 0 | 0 | 0 | 0 | 0 | 0 | 0 | 0 | 0
SDGE | Ocotillo Express | 500 | Geothermal |  |  | 0 | 0 | 0 | 0 | 0 | 0 | 0 | 0 | 0 | 0 | 0 | 0 | 0 | 0 | 0 | 0 | 0 | 0 | 0 | 0 | 0 | 0 | 0 | 0 | 0 | 0 | 0 | 0
PG&E KERN | Old River | 70 | Geothermal |  |  | 0 | 0 | 0 | 0 | 0 | 0 | 0 | 0 | 0 | 0 | 0 | 0 | 0 | 0 | 0 | 0 | 0 | 0 | 0 | 0 | 0 | 0 | 0 | 0 | 0 | 0 | 0 | 0
SDGE | Old Town | 230 | Geothermal |  |  | 0 | 0 | 0 | 0 | 0 | 0 | 0 | 0 | 0 | 0 | 0 | 0 | 0 | 0 | 0 | 0 | 0 | 0 | 0 | 0 | 0 | 0 | 0 | 0 | 0 | 0 | 0 | 0
SCE Metro | Olinda | 230 | Geothermal |  |  | 0 | 0 | 0 | 0 | 0 | 0 | 0 | 0 | 0 | 0 | 0 | 0 | 0 | 0 | 0 | 0 | 0 | 0 | 0 | 0 | 0 | 0 | 0 | 0 | 0 | 0 | 0 | 0
PG&E FRESNO | Olive | 115 | Geothermal |  |  | 0 | 0 | 0 | 0 | 0 | 0 | 0 | 0 | 0 | 0 | 0 | 0 | 0 | 0 | 0 | 0 | 0 | 0 | 0 | 0 | 0 | 0 | 0 | 0 | 0 | 0 | 0 | 0
PG&E NGBA | Olivehurst | 115 | Geothermal |  |  | 0 | 0 | 0 | 0 | 0 | 0 | 0 | 0 | 0 | 0 | 0 | 0 | 0 | 0 | 0 | 0 | 0 | 0 | 0 | 0 | 0 | 0 | 0 | 0 | 0 | 0 | 0 | 0
PG&E NGBA | Oregon Trail | 60 | Geothermal |  |  | 0 | 0 | 0 | 0 | 0 | 0 | 0 | 0 | 0 | 0 | 0 | 0 | 0 | 0 | 0 | 0 | 0 | 0 | 0 | 0 | 0 | 0 | 0 | 0 | 0 | 0 | 0 | 0
SCE Northern | Ormond Beach | 230 | Geothermal |  |  | 0 | 0 | 0 | 0 | 0 | 0 | 0 | 0 | 0 | 0 | 0 | 0 | 0 | 0 | 0 | 0 | 0 | 0 | 0 | 0 | 0 | 0 | 0 | 0 | 0 | 0 | 0 | 0
PG&E FRESNO | Oro Loma | 115 | Geothermal |  |  | 0 | 0 | 0 | 0 | 0 | 0 | 0 | 0 | 0 | 0 | 0 | 0 | 0 | 0 | 0 | 0 | 0 | 0 | 0 | 0 | 0 | 0 | 0 | 0 | 0 | 0 | 0 | 0
PG&E FRESNO | Oro Loma | 70 | Geothermal |  |  | 0 | 0 | 0 | 0 | 0 | 0 | 0 | 0 | 0 | 0 | 0 | 0 | 0 | 0 | 0 | 0 | 0 | 0 | 0 | 0 | 0 | 0 | 0 | 0 | 0 | 0 | 0 | 0
PG&E FRESNO | Orosi | 70 | Geothermal |  |  | 0 | 0 | 0 | 0 | 0 | 0 | 0 | 0 | 0 | 0 | 0 | 0 | 0 | 0 | 0 | 0 | 0 | 0 | 0 | 0 | 0 | 0 | 0 | 0 | 0 | 0 | 0 | 0
SDGE | Otay | 69 | Geothermal |  |  | 0 | 0 | 0 | 0 | 0 | 0 | 0 | 0 | 0 | 0 | 0 | 0 | 0 | 0 | 0 | 0 | 0 | 0 | 0 | 0 | 0 | 0 | 0 | 0 | 0 | 0 | 0 | 0
SDGE | Otay Mesa | 230 | Geothermal |  |  | 0 | 0 | 0 | 0 | 0 | 0 | 0 | 0 | 0 | 0 | 0 | 0 | 0 | 0 | 0 | 0 | 0 | 0 | 0 | 0 | 0 | 0 | 0 | 0 | 0 | 0 | 0 | 0
PG&E FRESNO | Padre Flats SW STA | 230 | Geothermal |  |  | 0 | 0 | 0 | 0 | 0 | 0 | 0 | 0 | 0 | 0 | 0 | 0 | 0 | 0 | 0 | 0 | 0 | 0 | 0 | 0 | 0 | 0 | 0 | 0 | 0 | 0 | 0 | 0
EOP | Pahrump | 138 | Geothermal |  |  | 0 | 0 | 0 | 0 | 0 | 0 | 0 | 0 | 0 | 0 | 0 | 0 | 0 | 0 | 0 | 0 | 0 | 0 | 0 | 0 | 0 | 0 | 0 | 0 | 0 | 0 | 0 | 0
EOP | Pahrump | 230 | Geothermal |  |  | 0 | 0 | 0 | 0 | 0 | 0 | 0 | 0 | 0 | 0 | 0 | 0 | 0 | 0 | 0 | 0 | 0 | 0 | 0 | 0 | 0 | 0 | 0 | 0 | 0 | 0 | 0 | 0
SDGE | Pala | 69 | Geothermal |  |  | 0 | 0 | 0 | 0 | 0 | 0 | 0 | 0 | 0 | 0 | 0 | 0 | 0 | 0 | 0 | 0 | 0 | 0 | 0 | 0 | 0 | 0 | 0 | 0 | 0 | 0 | 0 | 0
PG&E NGBA | Palermo | 115 | Geothermal |  |  | 0 | 0 | 0 | 0 | 0 | 0 | 0 | 0 | 0 | 0 | 0 | 0 | 0 | 0 | 0 | 0 | 0 | 0 | 0 | 0 | 0 | 0 | 0 | 0 | 0 | 0 | 0 | 0
PG&E NGBA | Palermo | 230 | Geothermal |  |  | 0 | 0 | 0 | 0 | 0 | 0 | 0 | 0 | 0 | 0 | 0 | 0 | 0 | 0 | 0 | 0 | 0 | 0 | 0 | 0 | 0 | 0 | 0 | 0 | 0 | 0 | 0 | 0
SCE Eastern | Palo Verde | 500 | Geothermal |  |  | 0 | 0 | 0 | 0 | 0 | 0 | 0 | 0 | 0 | 0 | 0 | 0 | 0 | 0 | 0 | 0 | 0 | 0 | 0 | 0 | 0 | 0 | 0 | 0 | 0 | 0 | 0 | 0
SDGE | Palomar Energy | 230 | Geothermal |  |  | 0 | 0 | 0 | 0 | 0 | 0 | 0 | 0 | 0 | 0 | 0 | 0 | 0 | 0 | 0 | 0 | 0 | 0 | 0 | 0 | 0 | 0 | 0 | 0 | 0 | 0 | 0 | 0
PG&E KERN | Panama | 70 | Geothermal |  |  | 0 | 0 | 0 | 0 | 0 | 0 | 0 | 0 | 0 | 0 | 0 | 0 | 0 | 0 | 0 | 0 | 0 | 0 | 0 | 0 | 0 | 0 | 0 | 0 | 0 | 0 | 0 | 0
PG&E FRESNO | Panoche | 115 | Geothermal |  |  | 0 | 0 | 0 | 0 | 0 | 0 | 0 | 0 | 0 | 0 | 0 | 0 | 0 | 0 | 0 | 0 | 0 | 0 | 0 | 0 | 0 | 0 | 0 | 0 | 0 | 0 | 0 | 0
PG&E FRESNO | Panoche | 230 | Geothermal |  |  | 0 | 0 | 0 | 0 | 0 | 0 | 0 | 0 | 0 | 0 | 0 | 0 | 0 | 0 | 0 | 0 | 0 | 0 | 0 | 0 | 0 | 0 | 0 | 0 | 0 | 0 | 0 | 0
SCE Northern | Pardee | 230 | Geothermal |  |  | 0 | 0 | 0 | 0 | 0 | 0 | 0 | 0 | 0 | 0 | 0 | 0 | 0 | 0 | 0 | 0 | 0 | 0 | 0 | 0 | 0 | 0 | 0 | 0 | 0 | 0 | 0 | 0
PG&E NGBA | Parkway | 230 | Geothermal |  |  | 0 | 0 | 0 | 0 | 0 | 0 | 0 | 0 | 0 | 0 | 0 | 0 | 0 | 0 | 0 | 0 | 0 | 0 | 0 | 0 | 0 | 0 | 0 | 0 | 0 | 0 | 0 | 0
SCE Northern | Pastoria | 230 | Geothermal |  |  | 0 | 0 | 0 | 0 | 0 | 0 | 0 | 0 | 0 | 0 | 0 | 0 | 0 | 0 | 0 | 0 | 0 | 0 | 0 | 0 | 0 | 0 | 0 | 0 | 0 | 0 | 0 | 0
SCE Metro | Pauda | 230 | Geothermal |  |  | 0 | 0 | 0 | 0 | 0 | 0 | 0 | 0 | 0 | 0 | 0 | 0 | 0 | 0 | 0 | 0 | 0 | 0 | 0 | 0 | 0 | 0 | 0 | 0 | 0 | 0 | 0 | 0
PG&E GBA | Paul Sweet | 115 | Geothermal |  |  | 0 | 0 | 0 | 0 | 0 | 0 | 0 | 0 | 0 | 0 | 0 | 0 | 0 | 0 | 0 | 0 | 0 | 0 | 0 | 0 | 0 | 0 | 0 | 0 | 0 | 0 | 0 | 0
PG&E NGBA | Peabody | 230 | Geothermal |  |  | 0 | 0 | 0 | 0 | 0 | 0 | 0 | 0 | 0 | 0 | 0 | 0 | 0 | 0 | 0 | 0 | 0 | 0 | 0 | 0 | 0 | 0 | 0 | 0 | 0 | 0 | 0 | 0
PG&E NGBA | Pease | 115 | Geothermal |  |  | 0 | 0 | 0 | 0 | 0 | 0 | 0 | 0 | 0 | 0 | 0 | 0 | 0 | 0 | 0 | 0 | 0 | 0 | 0 | 0 | 0 | 0 | 0 | 0 | 0 | 0 | 0 | 0
PG&E NGBA | Pease | 60 | Geothermal |  |  | 0 | 0 | 0 | 0 | 0 | 0 | 0 | 0 | 0 | 0 | 0 | 0 | 0 | 0 | 0 | 0 | 0 | 0 | 0 | 0 | 0 | 0 | 0 | 0 | 0 | 0 | 0 | 0
SDGE | Penasquitos | 138 | Geothermal |  |  | 0 | 0 | 0 | 0 | 0 | 0 | 0 | 0 | 0 | 0 | 0 | 0 | 0 | 0 | 0 | 0 | 0 | 0 | 0 | 0 | 0 | 0 | 0 | 0 | 0 | 0 | 0 | 0
SDGE | Penasquitos | 230 | Geothermal |  |  | 0 | 0 | 0 | 0 | 0 | 0 | 0 | 0 | 0 | 0 | 0 | 0 | 0 | 0 | 0 | 0 | 0 | 0 | 0 | 0 | 0 | 0 | 0 | 0 | 0 | 0 | 0 | 0
SDGE | Penasquitos | 69 | Geothermal |  |  | 0 | 0 | 0 | 0 | 0 | 0 | 0 | 0 | 0 | 0 | 0 | 0 | 0 | 0 | 0 | 0 | 0 | 0 | 0 | 0 | 0 | 0 | 0 | 0 | 0 | 0 | 0 | 0
SDGE | Pendleton | 69 | Geothermal |  |  | 0 | 0 | 0 | 0 | 0 | 0 | 0 | 0 | 0 | 0 | 0 | 0 | 0 | 0 | 0 | 0 | 0 | 0 | 0 | 0 | 0 | 0 | 0 | 0 | 0 | 0 | 0 | 0
PG&E NGBA | Penngrove | 115 | Geothermal |  |  | 0 | 0 | 0 | 0 | 0 | 0 | 0 | 0 | 0 | 0 | 0 | 0 | 0 | 0 | 0 | 0 | 0 | 0 | 0 | 0 | 0 | 0 | 0 | 0 | 0 | 0 | 0 | 0
PG&E GBA | Peoria | 115 | Geothermal |  |  | 0 | 0 | 0 | 0 | 0 | 0 | 0 | 0 | 0 | 0 | 0 | 0 | 0 | 0 | 0 | 0 | 0 | 0 | 0 | 0 | 0 | 0 | 0 | 0 | 0 | 0 | 0 | 0
PG&E GBA | Piercy | 115 | Geothermal |  |  | 0 | 0 | 0 | 0 | 0 | 0 | 0 | 0 | 0 | 0 | 0 | 0 | 0 | 0 | 0 | 0 | 0 | 0 | 0 | 0 | 0 | 0 | 0 | 0 | 0 | 0 | 0 | 0
PG&E FRESNO | Pine Flat | 230 | Geothermal |  |  | 0 | 0 | 0 | 0 | 0 | 0 | 0 | 0 | 0 | 0 | 0 | 0 | 0 | 0 | 0 | 0 | 0 | 0 | 0 | 0 | 0 | 0 | 0 | 0 | 0 | 0 | 0 | 0
SCE NOL | Pisgah | 230 | Geothermal |  |  | 0 | 0 | 0 | 0 | 0 | 0 | 0 | 0 | 0 | 0 | 0 | 0 | 0 | 0 | 0 | 0 | 0 | 0 | 0 | 0 | 0 | 0 | 0 | 0 | 0 | 0 | 0 | 0
PG&E NGBA | Pit 1 | 230 | Geothermal |  |  | 0 | 0 | 0 | 0 | 0 | 0 | 0 | 0 | 0 | 0 | 0 | 0 | 0 | 0 | 0 | 0 | 0 | 0 | 0 | 0 | 0 | 0 | 0 | 0 | 0 | 0 | 0 | 0
PG&E NGBA | Pit 1 | 60 | Geothermal |  |  | 0 | 0 | 0 | 0 | 0 | 0 | 0 | 0 | 0 | 0 | 0 | 0 | 0 | 0 | 0 | 0 | 0 | 0 | 0 | 0 | 0 | 0 | 0 | 0 | 0 | 0 | 0 | 0
PG&E NGBA | Pit 3 | 230 | Geothermal |  |  | 0 | 0 | 0 | 0 | 0 | 0 | 0 | 0 | 0 | 0 | 0 | 0 | 0 | 0 | 0 | 0 | 0 | 0 | 0 | 0 | 0 | 0 | 0 | 0 | 0 | 0 | 0 | 0
PG&E NGBA | Pit 4 | 230 | Geothermal |  |  | 0 | 0 | 0 | 0 | 0 | 0 | 0 | 0 | 0 | 0 | 0 | 0 | 0 | 0 | 0 | 0 | 0 | 0 | 0 | 0 | 0 | 0 | 0 | 0 | 0 | 0 | 0 | 0
PG&E GBA | Pittsburg | 115 | Geothermal |  |  | 0 | 0 | 0 | 0 | 0 | 0 | 0 | 0 | 0 | 0 | 0 | 0 | 0 | 0 | 0 | 0 | 0 | 0 | 0 | 0 | 0 | 0 | 0 | 0 | 0 | 0 | 0 | 0
PG&E GBA | Pittsburg | 230 | Geothermal |  |  | 0 | 0 | 0 | 0 | 0 | 0 | 0 | 0 | 0 | 0 | 0 | 0 | 0 | 0 | 0 | 0 | 0 | 0 | 0 | 0 | 0 | 0 | 0 | 0 | 0 | 0 | 0 | 0
PG&E NGBA | Pleasant Grove | 115 | Geothermal |  |  | 0 | 0 | 0 | 0 | 0 | 0 | 0 | 0 | 0 | 0 | 0 | 0 | 0 | 0 | 0 | 0 | 0 | 0 | 0 | 0 | 0 | 0 | 0 | 0 | 0 | 0 | 0 | 0
PG&E NGBA | POE | 230 | Geothermal |  |  | 0 | 0 | 0 | 0 | 0 | 0 | 0 | 0 | 0 | 0 | 0 | 0 | 0 | 0 | 0 | 0 | 0 | 0 | 0 | 0 | 0 | 0 | 0 | 0 | 0 | 0 | 0 | 0
SDGE | Point Loma | 69 | Geothermal |  |  | 0 | 0 | 0 | 0 | 0 | 0 | 0 | 0 | 0 | 0 | 0 | 0 | 0 | 0 | 0 | 0 | 0 | 0 | 0 | 0 | 0 | 0 | 0 | 0 | 0 | 0 | 0 | 0
SDGE | Pomerado | 69 | Geothermal |  |  | 0 | 0 | 0 | 0 | 0 | 0 | 0 | 0 | 0 | 0 | 0 | 0 | 0 | 0 | 0 | 0 | 0 | 0 | 0 | 0 | 0 | 0 | 0 | 0 | 0 | 0 | 0 | 0
PG&E KERN | Poso Mountain | 115 | Geothermal |  |  | 0 | 0 | 0 | 0 | 0 | 0 | 0 | 0 | 0 | 0 | 0 | 0 | 0 | 0 | 0 | 0 | 0 | 0 | 0 | 0 | 0 | 0 | 0 | 0 | 0 | 0 | 0 | 0
EOP | Primm | 230 | Geothermal |  |  | 0 | 0 | 0 | 0 | 0 | 0 | 0 | 0 | 0 | 0 | 0 | 0 | 0 | 0 | 0 | 0 | 0 | 0 | 0 | 0 | 0 | 0 | 0 | 0 | 0 | 0 | 0 | 0
PG&E NGBA | Putah Creek | 115 | Geothermal |  |  | 0 | 0 | 0 | 0 | 0 | 0 | 0 | 0 | 0 | 0 | 0 | 0 | 0 | 0 | 0 | 0 | 0 | 0 | 0 | 0 | 0 | 0 | 0 | 0 | 0 | 0 | 0 | 0
SDGE | Q1806 | 138 | Geothermal |  |  | 0 | 0 | 0 | 0 | 0 | 0 | 0 | 0 | 0 | 0 | 0 | 0 | 0 | 0 | 0 | 0 | 0 | 0 | 0 | 0 | 0 | 0 | 0 | 0 | 0 | 0 | 0 | 0
PG&E FRESNO | Quinto | 230 | Geothermal |  |  | 0 | 0 | 0 | 0 | 0 | 0 | 0 | 0 | 0 | 0 | 0 | 0 | 0 | 0 | 0 | 0 | 0 | 0 | 0 | 0 | 0 | 0 | 0 | 0 | 0 | 0 | 0 | 0
PG&E GBA | Race Track | 115 | Geothermal |  |  | 0 | 0 | 0 | 0 | 0 | 0 | 0 | 0 | 0 | 0 | 0 | 0 | 0 | 0 | 0 | 0 | 0 | 0 | 0 | 0 | 0 | 0 | 0 | 0 | 0 | 0 | 0 | 0
SDGE | Rancho Mission Viejo | 138 | Geothermal |  |  | 0 | 0 | 0 | 0 | 0 | 0 | 0 | 0 | 0 | 0 | 0 | 0 | 0 | 0 | 0 | 0 | 0 | 0 | 0 | 0 | 0 | 0 | 0 | 0 | 0 | 0 | 0 | 0
PG&E GBA | Rancho Seco | 230 | Geothermal |  |  | 0 | 0 | 0 | 0 | 0 | 0 | 0 | 0 | 0 | 0 | 0 | 0 | 0 | 0 | 0 | 0 | 0 | 0 | 0 | 0 | 0 | 0 | 0 | 0 | 0 | 0 | 0 | 0
SCE Metro | Rancho Vista | 230 | Geothermal |  |  | 0 | 0 | 0 | 0 | 0 | 0 | 0 | 0 | 0 | 0 | 0 | 0 | 0 | 0 | 0 | 0 | 0 | 0 | 0 | 0 | 0 | 0 | 0 | 0 | 0 | 0 | 0 | 0
SCE Metro | Rancho Vista | 500 | Geothermal |  |  | 0 | 0 | 0 | 0 | 0 | 0 | 0 | 0 | 0 | 0 | 0 | 0 | 0 | 0 | 0 | 0 | 0 | 0 | 0 | 0 | 0 | 0 | 0 | 0 | 0 | 0 | 0 | 0
SCE NOL | Ransburg | 115 | Geothermal |  |  | 0 | 0 | 0 | 0 | 0 | 0 | 0 | 0 | 0 | 0 | 0 | 0 | 0 | 0 | 0 | 0 | 0 | 0 | 0 | 0 | 0 | 0 | 0 | 0 | 0 | 0 | 0 | 0
PG&E GBA | Ravenswood | 115 | Geothermal |  |  | 0 | 0 | 0 | 0 | 0 | 0 | 0 | 0 | 0 | 0 | 0 | 0 | 0 | 0 | 0 | 0 | 0 | 0 | 0 | 0 | 0 | 0 | 0 | 0 | 0 | 0 | 0 | 0
PG&E GBA | Ravenswood | 230 | Geothermal |  |  | 0 | 0 | 0 | 0 | 0 | 0 | 0 | 0 | 0 | 0 | 0 | 0 | 0 | 0 | 0 | 0 | 0 | 0 | 0 | 0 | 0 | 0 | 0 | 0 | 0 | 0 | 0 | 0
SCE Northern | Rector | 230 | Geothermal |  |  | 0 | 0 | 0 | 0 | 0 | 0 | 0 | 0 | 0 | 0 | 0 | 0 | 0 | 0 | 0 | 0 | 0 | 0 | 0 | 0 | 0 | 0 | 0 | 0 | 0 | 0 | 0 | 0
SCE Eastern | Red Bluff | 230 | Geothermal |  |  | 0 | 0 | 0 | 0 | 0 | 0 | 0 | 0 | 0 | 0 | 0 | 0 | 0 | 0 | 0 | 0 | 0 | 0 | 0 | 0 | 0 | 0 | 0 | 0 | 0 | 0 | 0 | 0
SCE Eastern | Red Bluff | 500 | Geothermal |  |  | 0 | 0 | 0 | 0 | 0 | 0 | 0 | 0 | 0 | 0 | 0 | 0 | 0 | 0 | 0 | 0 | 0 | 0 | 0 | 0 | 0 | 0 | 0 | 0 | 0 | 0 | 0 | 0
PG&E NGBA | Redbud | 115 | Geothermal |  |  | 0 | 0 | 0 | 0 | 0 | 0 | 0 | 0 | 0 | 0 | 0 | 0 | 0 | 0 | 0 | 0 | 0 | 0 | 0 | 0 | 0 | 0 | 0 | 0 | 0 | 0 | 0 | 0
SCE Metro | Redondo | 230 | Geothermal |  |  | 0 | 0 | 0 | 0 | 0 | 0 | 0 | 0 | 0 | 0 | 0 | 0 | 0 | 0 | 0 | 0 | 0 | 0 | 0 | 0 | 0 | 0 | 0 | 0 | 0 | 0 | 0 | 0
PG&E FRESNO | Reedley | 115 | Geothermal |  |  | 0 | 0 | 0 | 0 | 0 | 0 | 0 | 0 | 0 | 0 | 0 | 0 | 0 | 0 | 0 | 0 | 0 | 0 | 0 | 0 | 0 | 0 | 0 | 0 | 0 | 0 | 0 | 0
PG&E KERN | Renfro | 115 | Geothermal |  |  | 0 | 0 | 0 | 0 | 0 | 0 | 0 | 0 | 0 | 0 | 0 | 0 | 0 | 0 | 0 | 0 | 0 | 0 | 0 | 0 | 0 | 0 | 0 | 0 | 0 | 0 | 0 | 0
PG&E GBA | Richmond R | 115 | Geothermal |  |  | 0 | 0 | 0 | 0 | 0 | 0 | 0 | 0 | 0 | 0 | 0 | 0 | 0 | 0 | 0 | 0 | 0 | 0 | 0 | 0 | 0 | 0 | 0 | 0 | 0 | 0 | 0 | 0
PG&E NGBA | Rincon | 115 | Geothermal |  |  | 0 | 0 | 0 | 0 | 0 | 0 | 0 | 0 | 0 | 0 | 0 | 0 | 0 | 0 | 0 | 0 | 0 | 0 | 0 | 0 | 0 | 0 | 0 | 0 | 0 | 0 | 0 | 0
PG&E KERN | Rio Bravo | 115 | Geothermal |  |  | 0 | 0 | 0 | 0 | 0 | 0 | 0 | 0 | 0 | 0 | 0 | 0 | 0 | 0 | 0 | 0 | 0 | 0 | 0 | 0 | 0 | 0 | 0 | 0 | 0 | 0 | 0 | 0
SCE Metro | Rio Hondo | 230 | Geothermal |  |  | 0 | 0 | 0 | 0 | 0 | 0 | 0 | 0 | 0 | 0 | 0 | 0 | 0 | 0 | 0 | 0 | 0 | 0 | 0 | 0 | 0 | 0 | 0 | 0 | 0 | 0 | 0 | 0
PG&E NGBA | Rio Oso | 115 | Geothermal |  |  | 0 | 0 | 0 | 0 | 0 | 0 | 0 | 0 | 0 | 0 | 0 | 0 | 0 | 0 | 0 | 0 | 0 | 0 | 0 | 0 | 0 | 0 | 0 | 0 | 0 | 0 | 0 | 0
PG&E NGBA | Rio Oso | 230 | Geothermal |  |  | 0 | 0 | 0 | 0 | 0 | 0 | 0 | 0 | 0 | 0 | 0 | 0 | 0 | 0 | 0 | 0 | 0 | 0 | 0 | 0 | 0 | 0 | 0 | 0 | 0 | 0 | 0 | 0
PG&E GBA | Ripon | 115 | Geothermal |  |  | 0 | 0 | 0 | 0 | 0 | 0 | 0 | 0 | 0 | 0 | 0 | 0 | 0 | 0 | 0 | 0 | 0 | 0 | 0 | 0 | 0 | 0 | 0 | 0 | 0 | 0 | 0 | 0
PG&E GBA | Riverbank | 115 | Geothermal |  |  | 0 | 0 | 0 | 0 | 0 | 0 | 0 | 0 | 0 | 0 | 0 | 0 | 0 | 0 | 0 | 0 | 0 | 0 | 0 | 0 | 0 | 0 | 0 | 0 | 0 | 0 | 0 | 0
SCE NOL | Roadway | 115 | Geothermal |  |  | 0 | 0 | 0 | 0 | 0 | 0 | 0 | 0 | 0 | 0 | 0 | 0 | 0 | 0 | 0 | 0 | 0 | 0 | 0 | 0 | 0 | 0 | 0 | 0 | 0 | 0 | 0 | 0
PG&E NGBA | Rock Creek 1 | 230 | Geothermal |  |  | 0 | 0 | 0 | 0 | 0 | 0 | 0 | 0 | 0 | 0 | 0 | 0 | 0 | 0 | 0 | 0 | 0 | 0 | 0 | 0 | 0 | 0 | 0 | 0 | 0 | 0 | 0 | 0
SCE Northern | Rosamond | 66 | Geothermal |  |  | 0 | 0 | 0 | 0 | 0 | 0 | 0 | 0 | 0 | 0 | 0 | 0 | 0 | 0 | 0 | 0 | 0 | 0 | 0 | 0 | 0 | 0 | 0 | 0 | 0 | 0 | 0 | 0
PG&E GBA | Rossmoor | 230 | Geothermal |  |  | 0 | 0 | 0 | 0 | 0 | 0 | 0 | 0 | 0 | 0 | 0 | 0 | 0 | 0 | 0 | 0 | 0 | 0 | 0 | 0 | 0 | 0 | 0 | 0 | 0 | 0 | 0 | 0
PG&E NGBA | Round Mountain | 230 | Geothermal |  |  | 0 | 0 | 0 | 0 | 0 | 0 | 0 | 0 | 0 | 0 | 0 | 0 | 0 | 0 | 0 | 0 | 0 | 0 | 0 | 0 | 0 | 0 | 0 | 0 | 0 | 0 | 0 | 0
PG&E NGBA | Round Mountain | 500 | Geothermal |  |  | 0 | 0 | 0 | 0 | 0 | 0 | 0 | 0 | 0 | 0 | 0 | 0 | 0 | 0 | 0 | 0 | 0 | 0 | 0 | 0 | 0 | 0 | 0 | 0 | 0 | 0 | 0 | 0
PG&E GBA | Salado | 115 | Geothermal |  |  | 0 | 0 | 0 | 0 | 0 | 0 | 0 | 0 | 0 | 0 | 0 | 0 | 0 | 0 | 0 | 0 | 0 | 0 | 0 | 0 | 0 | 0 | 0 | 0 | 0 | 0 | 0 | 0
PG&E GBA | Salado | 60 | Geothermal |  |  | 0 | 0 | 0 | 0 | 0 | 0 | 0 | 0 | 0 | 0 | 0 | 0 | 0 | 0 | 0 | 0 | 0 | 0 | 0 | 0 | 0 | 0 | 0 | 0 | 0 | 0 | 0 | 0
PG&E GBA | Salinas | 115 | Geothermal |  |  | 0 | 0 | 0 | 0 | 0 | 0 | 0 | 0 | 0 | 0 | 0 | 0 | 0 | 0 | 0 | 0 | 0 | 0 | 0 | 0 | 0 | 0 | 0 | 0 | 0 | 0 | 0 | 0
SDGE | Salt Creek | 69 | Geothermal |  |  | 0 | 0 | 0 | 0 | 0 | 0 | 0 | 0 | 0 | 0 | 0 | 0 | 0 | 0 | 0 | 0 | 0 | 0 | 0 | 0 | 0 | 0 | 0 | 0 | 0 | 0 | 0 | 0
SCE Eastern | San Bernardino | 230 | Geothermal |  |  | 0 | 0 | 0 | 0 | 0 | 0 | 0 | 0 | 0 | 0 | 0 | 0 | 0 | 0 | 0 | 0 | 0 | 0 | 0 | 0 | 0 | 0 | 0 | 0 | 0 | 0 | 0 | 0
PG&E GBA | SAN FRAN A (POTRERO PP) | 115 | Geothermal |  |  | 0 | 0 | 0 | 0 | 0 | 0 | 0 | 0 | 0 | 0 | 0 | 0 | 0 | 0 | 0 | 0 | 0 | 0 | 0 | 0 | 0 | 0 | 0 | 0 | 0 | 0 | 0 | 0
PG&E GBA | SAN FRAN A (POTRERO PP) | 230 | Geothermal |  |  | 0 | 0 | 0 | 0 | 0 | 0 | 0 | 0 | 0 | 0 | 0 | 0 | 0 | 0 | 0 | 0 | 0 | 0 | 0 | 0 | 0 | 0 | 0 | 0 | 0 | 0 | 0 | 0
PG&E GBA | San Jose A | 115 | Geothermal |  |  | 0 | 0 | 0 | 0 | 0 | 0 | 0 | 0 | 0 | 0 | 0 | 0 | 0 | 0 | 0 | 0 | 0 | 0 | 0 | 0 | 0 | 0 | 0 | 0 | 0 | 0 | 0 | 0
PG&E GBA | San Jose B | 115 | Geothermal |  |  | 0 | 0 | 0 | 0 | 0 | 0 | 0 | 0 | 0 | 0 | 0 | 0 | 0 | 0 | 0 | 0 | 0 | 0 | 0 | 0 | 0 | 0 | 0 | 0 | 0 | 0 | 0 | 0
PG&E GBA | San Leandro U | 115 | Geothermal |  |  | 0 | 0 | 0 | 0 | 0 | 0 | 0 | 0 | 0 | 0 | 0 | 0 | 0 | 0 | 0 | 0 | 0 | 0 | 0 | 0 | 0 | 0 | 0 | 0 | 0 | 0 | 0 | 0
PG&E KERN | San Luis Obispo | 115 | Geothermal |  |  | 0 | 0 | 0 | 0 | 0 | 0 | 0 | 0 | 0 | 0 | 0 | 0 | 0 | 0 | 0 | 0 | 0 | 0 | 0 | 0 | 0 | 0 | 0 | 0 | 0 | 0 | 0 | 0
PG&E KERN | San Luis Obispo | 70 | Geothermal |  |  | 0 | 0 | 0 | 0 | 0 | 0 | 0 | 0 | 0 | 0 | 0 | 0 | 0 | 0 | 0 | 0 | 0 | 0 | 0 | 0 | 0 | 0 | 0 | 0 | 0 | 0 | 0 | 0
SDGE | San Luis Rey | 230 | Geothermal |  |  | 0 | 0 | 0 | 0 | 0 | 0 | 0 | 0 | 0 | 0 | 0 | 0 | 0 | 0 | 0 | 0 | 0 | 0 | 0 | 0 | 0 | 0 | 0 | 0 | 0 | 0 | 0 | 0
SDGE | San Luis Rey | 69 | Geothermal |  |  | 0 | 0 | 0 | 0 | 0 | 0 | 0 | 0 | 0 | 0 | 0 | 0 | 0 | 0 | 0 | 0 | 0 | 0 | 0 | 0 | 0 | 0 | 0 | 0 | 0 | 0 | 0 | 0
SDGE | San Marcos | 69 | Geothermal |  |  | 0 | 0 | 0 | 0 | 0 | 0 | 0 | 0 | 0 | 0 | 0 | 0 | 0 | 0 | 0 | 0 | 0 | 0 | 0 | 0 | 0 | 0 | 0 | 0 | 0 | 0 | 0 | 0
SCE Metro | San Onofre | 230 | Geothermal |  |  | 0 | 0 | 0 | 0 | 0 | 0 | 0 | 0 | 0 | 0 | 0 | 0 | 0 | 0 | 0 | 0 | 0 | 0 | 0 | 0 | 0 | 0 | 0 | 0 | 0 | 0 | 0 | 0
PG&E GBA | San Pablo | 115 | Geothermal |  |  | 0 | 0 | 0 | 0 | 0 | 0 | 0 | 0 | 0 | 0 | 0 | 0 | 0 | 0 | 0 | 0 | 0 | 0 | 0 | 0 | 0 | 0 | 0 | 0 | 0 | 0 | 0 | 0
PG&E GBA | San Ramon | 230 | Geothermal |  |  | 0 | 0 | 0 | 0 | 0 | 0 | 0 | 0 | 0 | 0 | 0 | 0 | 0 | 0 | 0 | 0 | 0 | 0 | 0 | 0 | 0 | 0 | 0 | 0 | 0 | 0 | 0 | 0
SDGE | San Ysidro | 69 | Geothermal |  |  | 0 | 0 | 0 | 0 | 0 | 0 | 0 | 0 | 0 | 0 | 0 | 0 | 0 | 0 | 0 | 0 | 0 | 0 | 0 | 0 | 0 | 0 | 0 | 0 | 0 | 0 | 0 | 0
SCE NOL | Sandlot | 230 | Geothermal |  |  | 0 | 0 | 0 | 0 | 0 | 0 | 0 | 0 | 0 | 0 | 0 | 0 | 0 | 0 | 0 | 0 | 0 | 0 | 0 | 0 | 0 | 0 | 0 | 0 | 0 | 0 | 0 | 0
EOP | Sandy | 138 | Geothermal |  |  | 0 | 0 | 0 | 0 | 0 | 0 | 0 | 0 | 0 | 0 | 0 | 0 | 0 | 0 | 0 | 0 | 0 | 0 | 0 | 0 | 0 | 0 | 0 | 0 | 0 | 0 | 0 | 0
PG&E FRESNO | Sanger | 115 | Geothermal |  |  | 0 | 0 | 0 | 0 | 0 | 0 | 0 | 0 | 0 | 0 | 0 | 0 | 0 | 0 | 0 | 0 | 0 | 0 | 0 | 0 | 0 | 0 | 0 | 0 | 0 | 0 | 0 | 0
SCE Northern | Santa Clara | 230 | Geothermal |  |  | 0 | 0 | 0 | 0 | 0 | 0 | 0 | 0 | 0 | 0 | 0 | 0 | 0 | 0 | 0 | 0 | 0 | 0 | 0 | 0 | 0 | 0 | 0 | 0 | 0 | 0 | 0 | 0
PG&E NGBA | Santa Rosa A | 115 | Geothermal |  |  | 0 | 0 | 0 | 0 | 0 | 0 | 0 | 0 | 0 | 0 | 0 | 0 | 0 | 0 | 0 | 0 | 0 | 0 | 0 | 0 | 0 | 0 | 0 | 0 | 0 | 0 | 0 | 0
PG&E GBA | Santa Teresa | 115 | Geothermal |  |  | 0 | 0 | 0 | 0 | 0 | 0 | 0 | 0 | 0 | 0 | 0 | 0 | 0 | 0 | 0 | 0 | 0 | 0 | 0 | 0 | 0 | 0 | 0 | 0 | 0 | 0 | 0 | 0
SDGE | Santee | 138 | Geothermal |  |  | 0 | 0 | 0 | 0 | 0 | 0 | 0 | 0 | 0 | 0 | 0 | 0 | 0 | 0 | 0 | 0 | 0 | 0 | 0 | 0 | 0 | 0 | 0 | 0 | 0 | 0 | 0 | 0
SCE Metro | Santiago | 230 | Geothermal |  |  | 0 | 0 | 0 | 0 | 0 | 0 | 0 | 0 | 0 | 0 | 0 | 0 | 0 | 0 | 0 | 0 | 0 | 0 | 0 | 0 | 0 | 0 | 0 | 0 | 0 | 0 | 0 | 0
PG&E GBA | Saratoga | 230 | Geothermal |  |  | 0 | 0 | 0 | 0 | 0 | 0 | 0 | 0 | 0 | 0 | 0 | 0 | 0 | 0 | 0 | 0 | 0 | 0 | 0 | 0 | 0 | 0 | 0 | 0 | 0 | 0 | 0 | 0
SCE Northern | Saugus | 230 | Geothermal |  |  | 0 | 0 | 0 | 0 | 0 | 0 | 0 | 0 | 0 | 0 | 0 | 0 | 0 | 0 | 0 | 0 | 0 | 0 | 0 | 0 | 0 | 0 | 0 | 0 | 0 | 0 | 0 | 0
PG&E FRESNO | Schindler | 115 | Geothermal |  |  | 0 | 0 | 0 | 0 | 0 | 0 | 0 | 0 | 0 | 0 | 0 | 0 | 0 | 0 | 0 | 0 | 0 | 0 | 0 | 0 | 0 | 0 | 0 | 0 | 0 | 0 | 0 | 0
PG&E FRESNO | Schindler | 70 | Geothermal |  |  | 0 | 0 | 0 | 0 | 0 | 0 | 0 | 0 | 0 | 0 | 0 | 0 | 0 | 0 | 0 | 0 | 0 | 0 | 0 | 0 | 0 | 0 | 0 | 0 | 0 | 0 | 0 | 0
PG&E GBA | Schulte | 115 | Geothermal |  |  | 0 | 0 | 0 | 0 | 0 | 0 | 0 | 0 | 0 | 0 | 0 | 0 | 0 | 0 | 0 | 0 | 0 | 0 | 0 | 0 | 0 | 0 | 0 | 0 | 0 | 0 | 0 | 0
SDGE | Scripps | 69 | Geothermal |  |  | 0 | 0 | 0 | 0 | 0 | 0 | 0 | 0 | 0 | 0 | 0 | 0 | 0 | 0 | 0 | 0 | 0 | 0 | 0 | 0 | 0 | 0 | 0 | 0 | 0 | 0 | 0 | 0
PG&E KERN | Semitropic | 115 | Geothermal |  |  | 0 | 0 | 0 | 0 | 0 | 0 | 0 | 0 | 0 | 0 | 0 | 0 | 0 | 0 | 0 | 0 | 0 | 0 | 0 | 0 | 0 | 0 | 0 | 0 | 0 | 0 | 0 | 0
SCE Metro | Serrano | 230 | Geothermal |  |  | 0 | 0 | 0 | 0 | 0 | 0 | 0 | 0 | 0 | 0 | 0 | 0 | 0 | 0 | 0 | 0 | 0 | 0 | 0 | 0 | 0 | 0 | 0 | 0 | 0 | 0 | 0 | 0
SCE Metro | Serrano | 500 | Geothermal |  |  | 0 | 0 | 0 | 0 | 0 | 0 | 0 | 0 | 0 | 0 | 0 | 0 | 0 | 0 | 0 | 0 | 0 | 0 | 0 | 0 | 0 | 0 | 0 | 0 | 0 | 0 | 0 | 0
SDGE | Shadowridge | 138 | Geothermal |  |  | 0 | 0 | 0 | 0 | 0 | 0 | 0 | 0 | 0 | 0 | 0 | 0 | 0 | 0 | 0 | 0 | 0 | 0 | 0 | 0 | 0 | 0 | 0 | 0 | 0 | 0 | 0 | 0
PG&E KERN | Shafter | 115 | Geothermal |  |  | 0 | 0 | 0 | 0 | 0 | 0 | 0 | 0 | 0 | 0 | 0 | 0 | 0 | 0 | 0 | 0 | 0 | 0 | 0 | 0 | 0 | 0 | 0 | 0 | 0 | 0 | 0 | 0
PG&E NGBA | Silverado | 115 | Geothermal |  |  | 0 | 0 | 0 | 0 | 0 | 0 | 0 | 0 | 0 | 0 | 0 | 0 | 0 | 0 | 0 | 0 | 0 | 0 | 0 | 0 | 0 | 0 | 0 | 0 | 0 | 0 | 0 | 0
SDGE | Silvergate | 230 | Geothermal |  |  | 0 | 0 | 0 | 0 | 0 | 0 | 0 | 0 | 0 | 0 | 0 | 0 | 0 | 0 | 0 | 0 | 0 | 0 | 0 | 0 | 0 | 0 | 0 | 0 | 0 | 0 | 0 | 0
SDGE | Silvergate | 69 | Geothermal |  |  | 0 | 0 | 0 | 0 | 0 | 0 | 0 | 0 | 0 | 0 | 0 | 0 | 0 | 0 | 0 | 0 | 0 | 0 | 0 | 0 | 0 | 0 | 0 | 0 | 0 | 0 | 0 | 0
PG&E KERN | Sisquoc | 115 | Geothermal |  |  | 0 | 0 | 0 | 0 | 0 | 0 | 0 | 0 | 0 | 0 | 0 | 0 | 0 | 0 | 0 | 0 | 0 | 0 | 0 | 0 | 0 | 0 | 0 | 0 | 0 | 0 | 0 | 0
EOP | Sloan Canyon | 230 | Geothermal |  |  | 0 | 0 | 0 | 0 | 0 | 0 | 0 | 0 | 0 | 0 | 0 | 0 | 0 | 0 | 0 | 0 | 0 | 0 | 0 | 0 | 0 | 0 | 0 | 0 | 0 | 0 | 0 | 0
EOP | Sloan Canyon | 500 | Geothermal |  |  | 0 | 0 | 0 | 0 | 0 | 0 | 0 | 0 | 0 | 0 | 0 | 0 | 0 | 0 | 0 | 0 | 0 | 0 | 0 | 0 | 0 | 0 | 0 | 0 | 0 | 0 | 0 | 0
PG&E KERN | Smyrna | 115 | Geothermal |  |  | 0 | 0 | 0 | 0 | 0 | 0 | 0 | 0 | 0 | 0 | 0 | 0 | 0 | 0 | 0 | 0 | 0 | 0 | 0 | 0 | 0 | 0 | 0 | 0 | 0 | 0 | 0 | 0
PG&E GBA | Sobrante | 115 | Geothermal |  |  | 0 | 0 | 0 | 0 | 0 | 0 | 0 | 0 | 0 | 0 | 0 | 0 | 0 | 0 | 0 | 0 | 0 | 0 | 0 | 0 | 0 | 0 | 0 | 0 | 0 | 0 | 0 | 0
PG&E GBA | Sobrante | 230 | Geothermal |  |  | 0 | 0 | 0 | 0 | 0 | 0 | 0 | 0 | 0 | 0 | 0 | 0 | 0 | 0 | 0 | 0 | 0 | 0 | 0 | 0 | 0 | 0 | 0 | 0 | 0 | 0 | 0 | 0
PG&E KERN | Solar | 230 | Geothermal |  |  | 0 | 0 | 0 | 0 | 0 | 0 | 0 | 0 | 0 | 0 | 0 | 0 | 0 | 0 | 0 | 0 | 0 | 0 | 0 | 0 | 0 | 0 | 0 | 0 | 0 | 0 | 0 | 0
PG&E GBA | Soledad | 115 | Geothermal |  |  | 0 | 0 | 0 | 0 | 0 | 0 | 0 | 0 | 0 | 0 | 0 | 0 | 0 | 0 | 0 | 0 | 0 | 0 | 0 | 0 | 0 | 0 | 0 | 0 | 0 | 0 | 0 | 0
PG&E GBA | Soledad | 60 | Geothermal |  |  | 0 | 0 | 0 | 0 | 0 | 0 | 0 | 0 | 0 | 0 | 0 | 0 | 0 | 0 | 0 | 0 | 0 | 0 | 0 | 0 | 0 | 0 | 0 | 0 | 0 | 0 | 0 | 0
SDGE | Spring Valley | 69 | Geothermal |  |  | 0 | 0 | 0 | 0 | 0 | 0 | 0 | 0 | 0 | 0 | 0 | 0 | 0 | 0 | 0 | 0 | 0 | 0 | 0 | 0 | 0 | 0 | 0 | 0 | 0 | 0 | 0 | 0
SCE Northern | Springville | 230 | Geothermal |  |  | 0 | 0 | 0 | 0 | 0 | 0 | 0 | 0 | 0 | 0 | 0 | 0 | 0 | 0 | 0 | 0 | 0 | 0 | 0 | 0 | 0 | 0 | 0 | 0 | 0 | 0 | 0 | 0
PG&E GBA | Stagg | 230 | Geothermal |  |  | 0 | 0 | 0 | 0 | 0 | 0 | 0 | 0 | 0 | 0 | 0 | 0 | 0 | 0 | 0 | 0 | 0 | 0 | 0 | 0 | 0 | 0 | 0 | 0 | 0 | 0 | 0 | 0
PG&E GBA | Standard Oil | 115 | Geothermal |  |  | 0 | 0 | 0 | 0 | 0 | 0 | 0 | 0 | 0 | 0 | 0 | 0 | 0 | 0 | 0 | 0 | 0 | 0 | 0 | 0 | 0 | 0 | 0 | 0 | 0 | 0 | 0 | 0
PG&E GBA | Stanislaus | 115 | Geothermal |  |  | 0 | 0 | 0 | 0 | 0 | 0 | 0 | 0 | 0 | 0 | 0 | 0 | 0 | 0 | 0 | 0 | 0 | 0 | 0 | 0 | 0 | 0 | 0 | 0 | 0 | 0 | 0 | 0
PG&E KERN | Stockdale | 115 | Geothermal |  |  | 0 | 0 | 0 | 0 | 0 | 0 | 0 | 0 | 0 | 0 | 0 | 0 | 0 | 0 | 0 | 0 | 0 | 0 | 0 | 0 | 0 | 0 | 0 | 0 | 0 | 0 | 0 | 0
PG&E KERN | Stockdale | 230 | Geothermal |  |  | 0 | 0 | 0 | 0 | 0 | 0 | 0 | 0 | 0 | 0 | 0 | 0 | 0 | 0 | 0 | 0 | 0 | 0 | 0 | 0 | 0 | 0 | 0 | 0 | 0 | 0 | 0 | 0
PG&E GBA | Stockton A | 115 | Geothermal |  |  | 0 | 0 | 0 | 0 | 0 | 0 | 0 | 0 | 0 | 0 | 0 | 0 | 0 | 0 | 0 | 0 | 0 | 0 | 0 | 0 | 0 | 0 | 0 | 0 | 0 | 0 | 0 | 0
PG&E GBA | Stone | 115 | Geothermal |  |  | 0 | 0 | 0 | 0 | 0 | 0 | 0 | 0 | 0 | 0 | 0 | 0 | 0 | 0 | 0 | 0 | 0 | 0 | 0 | 0 | 0 | 0 | 0 | 0 | 0 | 0 | 0 | 0
PG&E FRESNO | Storey | 230 | Geothermal |  |  | 0 | 0 | 0 | 0 | 0 | 0 | 0 | 0 | 0 | 0 | 0 | 0 | 0 | 0 | 0 | 0 | 0 | 0 | 0 | 0 | 0 | 0 | 0 | 0 | 0 | 0 | 0 | 0
PG&E NGBA | Summit | 115 | Geothermal | YES | Northern Nevada | 1 | 40 | 0 | 40 | 0 | 0 | 0 | 0 | 0 | 0 | 0 | 0 | 0 | 0 | 0 | 0 | 0 | 0 | 0 | 0 | 0 | 0 | 40 | 0 | 40 | 40 | 0 | 40
SDGE | Suncrest | 230 | Geothermal |  |  | 0 | 0 | 0 | 0 | 0 | 0 | 0 | 0 | 0 | 0 | 0 | 0 | 0 | 0 | 0 | 0 | 0 | 0 | 0 | 0 | 0 | 0 | 0 | 0 | 0 | 0 | 0 | 0
SDGE | Suncrest | 500 | Geothermal |  |  | 0 | 0 | 0 | 0 | 0 | 0 | 0 | 0 | 0 | 0 | 0 | 0 | 0 | 0 | 0 | 0 | 0 | 0 | 0 | 0 | 0 | 0 | 0 | 0 | 0 | 0 | 0 | 0
PG&E KERN | Sunrise | 230 | Geothermal |  |  | 0 | 0 | 0 | 0 | 0 | 0 | 0 | 0 | 0 | 0 | 0 | 0 | 0 | 0 | 0 | 0 | 0 | 0 | 0 | 0 | 0 | 0 | 0 | 0 | 0 | 0 | 0 | 0
PG&E KERN | Sunset | 230 | Geothermal |  |  | 0 | 0 | 0 | 0 | 0 | 0 | 0 | 0 | 0 | 0 | 0 | 0 | 0 | 0 | 0 | 0 | 0 | 0 | 0 | 0 | 0 | 0 | 0 | 0 | 0 | 0 | 0 | 0
PG&E GBA | Swift | 115 | Geothermal |  |  | 0 | 0 | 0 | 0 | 0 | 0 | 0 | 0 | 0 | 0 | 0 | 0 | 0 | 0 | 0 | 0 | 0 | 0 | 0 | 0 | 0 | 0 | 0 | 0 | 0 | 0 | 0 | 0
SDGE | Sycamore Canyon | 138 | Geothermal |  |  | 0 | 0 | 0 | 0 | 0 | 0 | 0 | 0 | 0 | 0 | 0 | 0 | 0 | 0 | 0 | 0 | 0 | 0 | 0 | 0 | 0 | 0 | 0 | 0 | 0 | 0 | 0 | 0
SDGE | Sycamore Canyon | 230 | Geothermal |  |  | 0 | 0 | 0 | 0 | 0 | 0 | 0 | 0 | 0 | 0 | 0 | 0 | 0 | 0 | 0 | 0 | 0 | 0 | 0 | 0 | 0 | 0 | 0 | 0 | 0 | 0 | 0 | 0
SDGE | Sycamore Canyon | 69 | Geothermal |  |  | 0 | 0 | 0 | 0 | 0 | 0 | 0 | 0 | 0 | 0 | 0 | 0 | 0 | 0 | 0 | 0 | 0 | 0 | 0 | 0 | 0 | 0 | 0 | 0 | 0 | 0 | 0 | 0
SCE Northern | Sylmar | 230 | Geothermal |  |  | 0 | 0 | 0 | 0 | 0 | 0 | 0 | 0 | 0 | 0 | 0 | 0 | 0 | 0 | 0 | 0 | 0 | 0 | 0 | 0 | 0 | 0 | 0 | 0 | 0 | 0 | 0 | 0
PG&E NGBA | Table Mountain | 115 | Geothermal |  |  | 0 | 0 | 0 | 0 | 0 | 0 | 0 | 0 | 0 | 0 | 0 | 0 | 0 | 0 | 0 | 0 | 0 | 0 | 0 | 0 | 0 | 0 | 0 | 0 | 0 | 0 | 0 | 0
PG&E NGBA | Table Mountain | 230 | Geothermal |  |  | 0 | 0 | 0 | 0 | 0 | 0 | 0 | 0 | 0 | 0 | 0 | 0 | 0 | 0 | 0 | 0 | 0 | 0 | 0 | 0 | 0 | 0 | 0 | 0 | 0 | 0 | 0 | 0
PG&E NGBA | Table Mountain | 500 | Geothermal |  |  | 0 | 0 | 0 | 0 | 0 | 0 | 0 | 0 | 0 | 0 | 0 | 0 | 0 | 0 | 0 | 0 | 0 | 0 | 0 | 0 | 0 | 0 | 0 | 0 | 0 | 0 | 0 | 0
PG&E NGBA | Table Mountain | 60 | Geothermal |  |  | 0 | 0 | 0 | 0 | 0 | 0 | 0 | 0 | 0 | 0 | 0 | 0 | 0 | 0 | 0 | 0 | 0 | 0 | 0 | 0 | 0 | 0 | 0 | 0 | 0 | 0 | 0 | 0
PG&E KERN | Taft | 115 | Geothermal |  |  | 0 | 0 | 0 | 0 | 0 | 0 | 0 | 0 | 0 | 0 | 0 | 0 | 0 | 0 | 0 | 0 | 0 | 0 | 0 | 0 | 0 | 0 | 0 | 0 | 0 | 0 | 0 | 0
SDGE | Talega | 138 | Geothermal |  |  | 0 | 0 | 0 | 0 | 0 | 0 | 0 | 0 | 0 | 0 | 0 | 0 | 0 | 0 | 0 | 0 | 0 | 0 | 0 | 0 | 0 | 0 | 0 | 0 | 0 | 0 | 0 | 0
SDGE | Talega | 230 | Geothermal |  |  | 0 | 0 | 0 | 0 | 0 | 0 | 0 | 0 | 0 | 0 | 0 | 0 | 0 | 0 | 0 | 0 | 0 | 0 | 0 | 0 | 0 | 0 | 0 | 0 | 0 | 0 | 0 | 0
PG&E GBA | Tassajara | 230 | Geothermal |  |  | 0 | 0 | 0 | 0 | 0 | 0 | 0 | 0 | 0 | 0 | 0 | 0 | 0 | 0 | 0 | 0 | 0 | 0 | 0 | 0 | 0 | 0 | 0 | 0 | 0 | 0 | 0 | 0
PG&E KERN | Tejon | 70 | Geothermal |  |  | 0 | 0 | 0 | 0 | 0 | 0 | 0 | 0 | 0 | 0 | 0 | 0 | 0 | 0 | 0 | 0 | 0 | 0 | 0 | 0 | 0 | 0 | 0 | 0 | 0 | 0 | 0 | 0
SDGE | Telegraph Canyon | 138 | Geothermal |  |  | 0 | 0 | 0 | 0 | 0 | 0 | 0 | 0 | 0 | 0 | 0 | 0 | 0 | 0 | 0 | 0 | 0 | 0 | 0 | 0 | 0 | 0 | 0 | 0 | 0 | 0 | 0 | 0
PG&E KERN | Temblor | 115 | Geothermal |  |  | 0 | 0 | 0 | 0 | 0 | 0 | 0 | 0 | 0 | 0 | 0 | 0 | 0 | 0 | 0 | 0 | 0 | 0 | 0 | 0 | 0 | 0 | 0 | 0 | 0 | 0 | 0 | 0
PG&E KERN | Templeton | 230 | Geothermal |  |  | 0 | 0 | 0 | 0 | 0 | 0 | 0 | 0 | 0 | 0 | 0 | 0 | 0 | 0 | 0 | 0 | 0 | 0 | 0 | 0 | 0 | 0 | 0 | 0 | 0 | 0 | 0 | 0
PG&E KERN | Templeton | 70 | Geothermal |  |  | 0 | 0 | 0 | 0 | 0 | 0 | 0 | 0 | 0 | 0 | 0 | 0 | 0 | 0 | 0 | 0 | 0 | 0 | 0 | 0 | 0 | 0 | 0 | 0 | 0 | 0 | 0 | 0
PG&E GBA | Tesla | 115 | Geothermal |  |  | 0 | 0 | 0 | 0 | 0 | 0 | 0 | 0 | 0 | 0 | 0 | 0 | 0 | 0 | 0 | 0 | 0 | 0 | 0 | 0 | 0 | 0 | 0 | 0 | 0 | 0 | 0 | 0
PG&E GBA | Tesla | 230 | Geothermal |  |  | 0 | 0 | 0 | 0 | 0 | 0 | 0 | 0 | 0 | 0 | 0 | 0 | 0 | 0 | 0 | 0 | 0 | 0 | 0 | 0 | 0 | 0 | 0 | 0 | 0 | 0 | 0 | 0
PG&E GBA | Tesla | 500 | Geothermal |  |  | 0 | 0 | 0 | 0 | 0 | 0 | 0 | 0 | 0 | 0 | 0 | 0 | 0 | 0 | 0 | 0 | 0 | 0 | 0 | 0 | 0 | 0 | 0 | 0 | 0 | 0 | 0 | 0
PG&E KERN | Tevis | 115 | Geothermal |  |  | 0 | 0 | 0 | 0 | 0 | 0 | 0 | 0 | 0 | 0 | 0 | 0 | 0 | 0 | 0 | 0 | 0 | 0 | 0 | 0 | 0 | 0 | 0 | 0 | 0 | 0 | 0 | 0
EOP | Thousandaire | 138 | Geothermal |  |  | 0 | 0 | 0 | 0 | 0 | 0 | 0 | 0 | 0 | 0 | 0 | 0 | 0 | 0 | 0 | 0 | 0 | 0 | 0 | 0 | 0 | 0 | 0 | 0 | 0 | 0 | 0 | 0
PG&E KERN | Topaz | 230 | Geothermal |  |  | 0 | 0 | 0 | 0 | 0 | 0 | 0 | 0 | 0 | 0 | 0 | 0 | 0 | 0 | 0 | 0 | 0 | 0 | 0 | 0 | 0 | 0 | 0 | 0 | 0 | 0 | 0 | 0
SCE NOL | Tortilla | 115 | Geothermal |  |  | 0 | 0 | 0 | 0 | 0 | 0 | 0 | 0 | 0 | 0 | 0 | 0 | 0 | 0 | 0 | 0 | 0 | 0 | 0 | 0 | 0 | 0 | 0 | 0 | 0 | 0 | 0 | 0
SDGE | Trabuco | 138 | Geothermal |  |  | 0 | 0 | 0 | 0 | 0 | 0 | 0 | 0 | 0 | 0 | 0 | 0 | 0 | 0 | 0 | 0 | 0 | 0 | 0 | 0 | 0 | 0 | 0 | 0 | 0 | 0 | 0 | 0
PG&E GBA | Tracy | 115 | Geothermal |  |  | 0 | 0 | 0 | 0 | 0 | 0 | 0 | 0 | 0 | 0 | 0 | 0 | 0 | 0 | 0 | 0 | 0 | 0 | 0 | 0 | 0 | 0 | 0 | 0 | 0 | 0 | 0 | 0
PG&E FRESNO | Tranquility | 230 | Geothermal |  |  | 0 | 0 | 0 | 0 | 0 | 0 | 0 | 0 | 0 | 0 | 0 | 0 | 0 | 0 | 0 | 0 | 0 | 0 | 0 | 0 | 0 | 0 | 0 | 0 | 0 | 0 | 0 | 0
PG&E GBA | Trimble | 115 | Geothermal |  |  | 0 | 0 | 0 | 0 | 0 | 0 | 0 | 0 | 0 | 0 | 0 | 0 | 0 | 0 | 0 | 0 | 0 | 0 | 0 | 0 | 0 | 0 | 0 | 0 | 0 | 0 | 0 | 0
EOP | Trout Canyon | 230 | Geothermal |  |  | 0 | 0 | 0 | 0 | 0 | 0 | 0 | 0 | 0 | 0 | 0 | 0 | 0 | 0 | 0 | 0 | 0 | 0 | 0 | 0 | 0 | 0 | 0 | 0 | 0 | 0 | 0 | 0
EOP | Trout Canyon | 500 | Geothermal |  |  | 0 | 0 | 0 | 0 | 0 | 0 | 0 | 0 | 0 | 0 | 0 | 0 | 0 | 0 | 0 | 0 | 0 | 0 | 0 | 0 | 0 | 0 | 0 | 0 | 0 | 0 | 0 | 0
PG&E NGBA | Tulucay | 230 | Geothermal |  |  | 0 | 0 | 0 | 0 | 0 | 0 | 0 | 0 | 0 | 0 | 0 | 0 | 0 | 0 | 0 | 0 | 0 | 0 | 0 | 0 | 0 | 0 | 0 | 0 | 0 | 0 | 0 | 0
PG&E NGBA | Tulucay | 60 | Geothermal |  |  | 0 | 0 | 0 | 0 | 0 | 0 | 0 | 0 | 0 | 0 | 0 | 0 | 0 | 0 | 0 | 0 | 0 | 0 | 0 | 0 | 0 | 0 | 0 | 0 | 0 | 0 | 0 | 0
PG&E KERN | Tupman | 115 | Geothermal |  |  | 0 | 0 | 0 | 0 | 0 | 0 | 0 | 0 | 0 | 0 | 0 | 0 | 0 | 0 | 0 | 0 | 0 | 0 | 0 | 0 | 0 | 0 | 0 | 0 | 0 | 0 | 0 | 0
PG&E NGBA | Ukiah | 115 | Geothermal |  |  | 0 | 0 | 0 | 0 | 0 | 0 | 0 | 0 | 0 | 0 | 0 | 0 | 0 | 0 | 0 | 0 | 0 | 0 | 0 | 0 | 0 | 0 | 0 | 0 | 0 | 0 | 0 | 0
PG&E KERN | Union (Estrella) | 70 | Geothermal |  |  | 0 | 0 | 0 | 0 | 0 | 0 | 0 | 0 | 0 | 0 | 0 | 0 | 0 | 0 | 0 | 0 | 0 | 0 | 0 | 0 | 0 | 0 | 0 | 0 | 0 | 0 | 0 | 0
PG&E NGBA | Vaca Dixon | 115 | Geothermal |  |  | 0 | 0 | 0 | 0 | 0 | 0 | 0 | 0 | 0 | 0 | 0 | 0 | 0 | 0 | 0 | 0 | 0 | 0 | 0 | 0 | 0 | 0 | 0 | 0 | 0 | 0 | 0 | 0
PG&E NGBA | Vaca Dixon | 230 | Geothermal |  |  | 0 | 0 | 0 | 0 | 0 | 0 | 0 | 0 | 0 | 0 | 0 | 0 | 0 | 0 | 0 | 0 | 0 | 0 | 0 | 0 | 0 | 0 | 0 | 0 | 0 | 0 | 0 | 0
PG&E NGBA | Vaca Dixon | 500 | Geothermal |  |  | 0 | 0 | 0 | 0 | 0 | 0 | 0 | 0 | 0 | 0 | 0 | 0 | 0 | 0 | 0 | 0 | 0 | 0 | 0 | 0 | 0 | 0 | 0 | 0 | 0 | 0 | 0 | 0
PG&E NGBA | Vaca Dixon | 60 | Geothermal |  |  | 0 | 0 | 0 | 0 | 0 | 0 | 0 | 0 | 0 | 0 | 0 | 0 | 0 | 0 | 0 | 0 | 0 | 0 | 0 | 0 | 0 | 0 | 0 | 0 | 0 | 0 | 0 | 0
SCE Eastern | Valley (SCE) | 500 | Geothermal |  |  | 0 | 0 | 0 | 0 | 0 | 0 | 0 | 0 | 0 | 0 | 0 | 0 | 0 | 0 | 0 | 0 | 0 | 0 | 0 | 0 | 0 | 0 | 0 | 0 | 0 | 0 | 0 | 0
EOP | Valley (VEA) | 138 | Geothermal |  |  | 0 | 0 | 0 | 0 | 0 | 0 | 0 | 0 | 0 | 0 | 0 | 0 | 0 | 0 | 0 | 0 | 0 | 0 | 0 | 0 | 0 | 0 | 0 | 0 | 0 | 0 | 0 | 0
SDGE | Valley Center | 69 | Geothermal |  |  | 0 | 0 | 0 | 0 | 0 | 0 | 0 | 0 | 0 | 0 | 0 | 0 | 0 | 0 | 0 | 0 | 0 | 0 | 0 | 0 | 0 | 0 | 0 | 0 | 0 | 0 | 0 | 0
PG&E GBA | Valley Home | 115 | Geothermal |  |  | 0 | 0 | 0 | 0 | 0 | 0 | 0 | 0 | 0 | 0 | 0 | 0 | 0 | 0 | 0 | 0 | 0 | 0 | 0 | 0 | 0 | 0 | 0 | 0 | 0 | 0 | 0 | 0
PG&E GBA | Valley Springs | 230 | Geothermal |  |  | 0 | 0 | 0 | 0 | 0 | 0 | 0 | 0 | 0 | 0 | 0 | 0 | 0 | 0 | 0 | 0 | 0 | 0 | 0 | 0 | 0 | 0 | 0 | 0 | 0 | 0 | 0 | 0
PG&E GBA | Valley Springs | 60 | Geothermal |  |  | 0 | 0 | 0 | 0 | 0 | 0 | 0 | 0 | 0 | 0 | 0 | 0 | 0 | 0 | 0 | 0 | 0 | 0 | 0 | 0 | 0 | 0 | 0 | 0 | 0 | 0 | 0 | 0
EOP | Valley Switch | 138 | Geothermal |  |  | 0 | 0 | 0 | 0 | 0 | 0 | 0 | 0 | 0 | 0 | 0 | 0 | 0 | 0 | 0 | 0 | 0 | 0 | 0 | 0 | 0 | 0 | 0 | 0 | 0 | 0 | 0 | 0
EOP | Valley Switch | 230 | Geothermal |  |  | 0 | 0 | 0 | 0 | 0 | 0 | 0 | 0 | 0 | 0 | 0 | 0 | 0 | 0 | 0 | 0 | 0 | 0 | 0 | 0 | 0 | 0 | 0 | 0 | 0 | 0 | 0 | 0
PG&E GBA | Vasco | 230 | Geothermal |  |  | 0 | 0 | 0 | 0 | 0 | 0 | 0 | 0 | 0 | 0 | 0 | 0 | 0 | 0 | 0 | 0 | 0 | 0 | 0 | 0 | 0 | 0 | 0 | 0 | 0 | 0 | 0 | 0
PG&E GBA | Vasona | 230 | Geothermal |  |  | 0 | 0 | 0 | 0 | 0 | 0 | 0 | 0 | 0 | 0 | 0 | 0 | 0 | 0 | 0 | 0 | 0 | 0 | 0 | 0 | 0 | 0 | 0 | 0 | 0 | 0 | 0 | 0
SCE Northern | Vestal | 230 | Geothermal |  |  | 0 | 0 | 0 | 0 | 0 | 0 | 0 | 0 | 0 | 0 | 0 | 0 | 0 | 0 | 0 | 0 | 0 | 0 | 0 | 0 | 0 | 0 | 0 | 0 | 0 | 0 | 0 | 0
SCE Northern | Vestal | 66 | Geothermal |  |  | 0 | 0 | 0 | 0 | 0 | 0 | 0 | 0 | 0 | 0 | 0 | 0 | 0 | 0 | 0 | 0 | 0 | 0 | 0 | 0 | 0 | 0 | 0 | 0 | 0 | 0 | 0 | 0
SCE NOL | Victor | 115 | Geothermal |  |  | 0 | 0 | 0 | 0 | 0 | 0 | 0 | 0 | 0 | 0 | 0 | 0 | 0 | 0 | 0 | 0 | 0 | 0 | 0 | 0 | 0 | 0 | 0 | 0 | 0 | 0 | 0 | 0
SCE NOL | Victor | 230 | Geothermal |  |  | 0 | 0 | 0 | 0 | 0 | 0 | 0 | 0 | 0 | 0 | 0 | 0 | 0 | 0 | 0 | 0 | 0 | 0 | 0 | 0 | 0 | 0 | 0 | 0 | 0 | 0 | 0 | 0
SCE Metro | Viejo | 230 | Geothermal |  |  | 0 | 0 | 0 | 0 | 0 | 0 | 0 | 0 | 0 | 0 | 0 | 0 | 0 | 0 | 0 | 0 | 0 | 0 | 0 | 0 | 0 | 0 | 0 | 0 | 0 | 0 | 0 | 0
PG&E GBA | Vierra | 115 | Geothermal |  |  | 0 | 0 | 0 | 0 | 0 | 0 | 0 | 0 | 0 | 0 | 0 | 0 | 0 | 0 | 0 | 0 | 0 | 0 | 0 | 0 | 0 | 0 | 0 | 0 | 0 | 0 | 0 | 0
SCE Metro | Villa Park | 230 | Geothermal |  |  | 0 | 0 | 0 | 0 | 0 | 0 | 0 | 0 | 0 | 0 | 0 | 0 | 0 | 0 | 0 | 0 | 0 | 0 | 0 | 0 | 0 | 0 | 0 | 0 | 0 | 0 | 0 | 0
SCE Northern | Vincent | 230 | Geothermal |  |  | 0 | 0 | 0 | 0 | 0 | 0 | 0 | 0 | 0 | 0 | 0 | 0 | 0 | 0 | 0 | 0 | 0 | 0 | 0 | 0 | 0 | 0 | 0 | 0 | 0 | 0 | 0 | 0
SCE Northern | Vincent | 500 | Geothermal |  |  | 0 | 0 | 0 | 0 | 0 | 0 | 0 | 0 | 0 | 0 | 0 | 0 | 0 | 0 | 0 | 0 | 0 | 0 | 0 | 0 | 0 | 0 | 0 | 0 | 0 | 0 | 0 | 0
PG&E GBA | Vineyard | 230 | Geothermal |  |  | 0 | 0 | 0 | 0 | 0 | 0 | 0 | 0 | 0 | 0 | 0 | 0 | 0 | 0 | 0 | 0 | 0 | 0 | 0 | 0 | 0 | 0 | 0 | 0 | 0 | 0 | 0 | 0
SDGE | Vineyard | 69 | Geothermal |  |  | 0 | 0 | 0 | 0 | 0 | 0 | 0 | 0 | 0 | 0 | 0 | 0 | 0 | 0 | 0 | 0 | 0 | 0 | 0 | 0 | 0 | 0 | 0 | 0 | 0 | 0 | 0 | 0
SCE Eastern | Vista (SCE) | 230 | Geothermal |  |  | 0 | 0 | 0 | 0 | 0 | 0 | 0 | 0 | 0 | 0 | 0 | 0 | 0 | 0 | 0 | 0 | 0 | 0 | 0 | 0 | 0 | 0 | 0 | 0 | 0 | 0 | 0 | 0
EOP | Vista (VEA) | 138 | Geothermal |  |  | 0 | 0 | 0 | 0 | 0 | 0 | 0 | 0 | 0 | 0 | 0 | 0 | 0 | 0 | 0 | 0 | 0 | 0 | 0 | 0 | 0 | 0 | 0 | 0 | 0 | 0 | 0 | 0
EOP | Vista (VEA) | 230 | Geothermal |  |  | 0 | 0 | 0 | 0 | 0 | 0 | 0 | 0 | 0 | 0 | 0 | 0 | 0 | 0 | 0 | 0 | 0 | 0 | 0 | 0 | 0 | 0 | 0 | 0 | 0 | 0 | 0 | 0
PG&E FRESNO | Wahtoke | 115 | Geothermal |  |  | 0 | 0 | 0 | 0 | 0 | 0 | 0 | 0 | 0 | 0 | 0 | 0 | 0 | 0 | 0 | 0 | 0 | 0 | 0 | 0 | 0 | 0 | 0 | 0 | 0 | 0 | 0 | 0
SCE Northern | Wakefield | 66 | Geothermal |  |  | 0 | 0 | 0 | 0 | 0 | 0 | 0 | 0 | 0 | 0 | 0 | 0 | 0 | 0 | 0 | 0 | 0 | 0 | 0 | 0 | 0 | 0 | 0 | 0 | 0 | 0 | 0 | 0
SCE Metro | Walnut | 230 | Geothermal |  |  | 0 | 0 | 0 | 0 | 0 | 0 | 0 | 0 | 0 | 0 | 0 | 0 | 0 | 0 | 0 | 0 | 0 | 0 | 0 | 0 | 0 | 0 | 0 | 0 | 0 | 0 | 0 | 0
SCE Northern | Warne | 230 | Geothermal |  |  | 0 | 0 | 0 | 0 | 0 | 0 | 0 | 0 | 0 | 0 | 0 | 0 | 0 | 0 | 0 | 0 | 0 | 0 | 0 | 0 | 0 | 0 | 0 | 0 | 0 | 0 | 0 | 0
PG&E GBA | Warnerville | 230 | Geothermal |  |  | 0 | 0 | 0 | 0 | 0 | 0 | 0 | 0 | 0 | 0 | 0 | 0 | 0 | 0 | 0 | 0 | 0 | 0 | 0 | 0 | 0 | 0 | 0 | 0 | 0 | 0 | 0 | 0
PG&E FRESNO | Waukena | 115 | Geothermal |  |  | 0 | 0 | 0 | 0 | 0 | 0 | 0 | 0 | 0 | 0 | 0 | 0 | 0 | 0 | 0 | 0 | 0 | 0 | 0 | 0 | 0 | 0 | 0 | 0 | 0 | 0 | 0 | 0
PG&E GBA | Weber | 230 | Geothermal |  |  | 0 | 0 | 0 | 0 | 0 | 0 | 0 | 0 | 0 | 0 | 0 | 0 | 0 | 0 | 0 | 0 | 0 | 0 | 0 | 0 | 0 | 0 | 0 | 0 | 0 | 0 | 0 | 0
PG&E GBA | Weber | 60 | Geothermal |  |  | 0 | 0 | 0 | 0 | 0 | 0 | 0 | 0 | 0 | 0 | 0 | 0 | 0 | 0 | 0 | 0 | 0 | 0 | 0 | 0 | 0 | 0 | 0 | 0 | 0 | 0 | 0 | 0
PG&E FRESNO | West Fresno | 115 | Geothermal |  |  | 0 | 0 | 0 | 0 | 0 | 0 | 0 | 0 | 0 | 0 | 0 | 0 | 0 | 0 | 0 | 0 | 0 | 0 | 0 | 0 | 0 | 0 | 0 | 0 | 0 | 0 | 0 | 0
PG&E FRESNO | Westley | 230 | Geothermal |  |  | 0 | 0 | 0 | 0 | 0 | 0 | 0 | 0 | 0 | 0 | 0 | 0 | 0 | 0 | 0 | 0 | 0 | 0 | 0 | 0 | 0 | 0 | 0 | 0 | 0 | 0 | 0 | 0
PG&E KERN | Westpark | 115 | Geothermal |  |  | 0 | 0 | 0 | 0 | 0 | 0 | 0 | 0 | 0 | 0 | 0 | 0 | 0 | 0 | 0 | 0 | 0 | 0 | 0 | 0 | 0 | 0 | 0 | 0 | 0 | 0 | 0 | 0
PG&E KERN | Wheeler Ridge | 230 | Geothermal |  |  | 0 | 0 | 0 | 0 | 0 | 0 | 0 | 0 | 0 | 0 | 0 | 0 | 0 | 0 | 0 | 0 | 0 | 0 | 0 | 0 | 0 | 0 | 0 | 0 | 0 | 0 | 0 | 0
PG&E KERN | Wheeler Ridge | 115 | Geothermal |  |  | 0 | 0 | 0 | 0 | 0 | 0 | 0 | 0 | 0 | 0 | 0 | 0 | 0 | 0 | 0 | 0 | 0 | 0 | 0 | 0 | 0 | 0 | 0 | 0 | 0 | 0 | 0 | 0
PG&E KERN | Wheeler Ridge | 70 | Geothermal |  |  | 0 | 0 | 0 | 0 | 0 | 0 | 0 | 0 | 0 | 0 | 0 | 0 | 0 | 0 | 0 | 0 | 0 | 0 | 0 | 0 | 0 | 0 | 0 | 0 | 0 | 0 | 0 | 0
SCE Northern | Whirlwind | 230 | Geothermal |  |  | 0 | 0 | 0 | 0 | 0 | 0 | 0 | 0 | 0 | 0 | 0 | 0 | 0 | 0 | 0 | 0 | 0 | 0 | 0 | 0 | 0 | 0 | 0 | 0 | 0 | 0 | 0 | 0
SCE Northern | Whirlwind | 500 | Geothermal |  |  | 0 | 0 | 0 | 0 | 0 | 0 | 0 | 0 | 0 | 0 | 0 | 0 | 0 | 0 | 0 | 0 | 0 | 0 | 0 | 0 | 0 | 0 | 0 | 0 | 0 | 0 | 0 | 0
PG&E GBA | Whisman | 115 | Geothermal |  |  | 0 | 0 | 0 | 0 | 0 | 0 | 0 | 0 | 0 | 0 | 0 | 0 | 0 | 0 | 0 | 0 | 0 | 0 | 0 | 0 | 0 | 0 | 0 | 0 | 0 | 0 | 0 | 0
SCE Eastern | Wildlife | 230 | Geothermal |  |  | 0 | 0 | 0 | 0 | 0 | 0 | 0 | 0 | 0 | 0 | 0 | 0 | 0 | 0 | 0 | 0 | 0 | 0 | 0 | 0 | 0 | 0 | 0 | 0 | 0 | 0 | 0 | 0
PG&E FRESNO | Wilson | 115 | Geothermal |  |  | 0 | 0 | 0 | 0 | 0 | 0 | 0 | 0 | 0 | 0 | 0 | 0 | 0 | 0 | 0 | 0 | 0 | 0 | 0 | 0 | 0 | 0 | 0 | 0 | 0 | 0 | 0 | 0
PG&E FRESNO | Wilson | 230 | Geothermal |  |  | 0 | 0 | 0 | 0 | 0 | 0 | 0 | 0 | 0 | 0 | 0 | 0 | 0 | 0 | 0 | 0 | 0 | 0 | 0 | 0 | 0 | 0 | 0 | 0 | 0 | 0 | 0 | 0
SCE Northern | Windhub | 230 | Geothermal |  |  | 0 | 0 | 0 | 0 | 0 | 0 | 0 | 0 | 0 | 0 | 0 | 0 | 0 | 0 | 0 | 0 | 0 | 0 | 0 | 0 | 0 | 0 | 0 | 0 | 0 | 0 | 0 | 0
SCE Northern | Windhub | 500 | Geothermal |  |  | 0 | 0 | 0 | 0 | 0 | 0 | 0 | 0 | 0 | 0 | 0 | 0 | 0 | 0 | 0 | 0 | 0 | 0 | 0 | 0 | 0 | 0 | 0 | 0 | 0 | 0 | 0 | 0
PG&E GBA | Windmaster | 230 | Geothermal |  |  | 0 | 0 | 0 | 0 | 0 | 0 | 0 | 0 | 0 | 0 | 0 | 0 | 0 | 0 | 0 | 0 | 0 | 0 | 0 | 0 | 0 | 0 | 0 | 0 | 0 | 0 | 0 | 0
PG&E NGBA | Windsor | 60 | Geothermal |  |  | 0 | 0 | 0 | 0 | 0 | 0 | 0 | 0 | 0 | 0 | 0 | 0 | 0 | 0 | 0 | 0 | 0 | 0 | 0 | 0 | 0 | 0 | 0 | 0 | 0 | 0 | 0 | 0
PG&E NGBA | Woodland | 115 | Geothermal |  |  | 0 | 0 | 0 | 0 | 0 | 0 | 0 | 0 | 0 | 0 | 0 | 0 | 0 | 0 | 0 | 0 | 0 | 0 | 0 | 0 | 0 | 0 | 0 | 0 | 0 | 0 | 0 | 0
PG&E FRESNO | Woodward | 115 | Geothermal |  |  | 0 | 0 | 0 | 0 | 0 | 0 | 0 | 0 | 0 | 0 | 0 | 0 | 0 | 0 | 0 | 0 | 0 | 0 | 0 | 0 | 0 | 0 | 0 | 0 | 0 | 0 | 0 | 0
PG&E NGBA | Wyandotte | 115 | Geothermal |  |  | 0 | 0 | 0 | 0 | 0 | 0 | 0 | 0 | 0 | 0 | 0 | 0 | 0 | 0 | 0 | 0 | 0 | 0 | 0 | 0 | 0 | 0 | 0 | 0 | 0 | 0 | 0 | 0
PG&E KERN | 7th Standard | 115 | Biomass |  |  | 0 | 0 | 0 | 0 | 0 | 0 | 0 | 0 | 0 | 0 | 0 | 0 | 0 | 0 | 0 | 0 | 0 | 0 | 0 | 0 | 0 | 0 | 0 | 0 | 0 | 0 | 0 | 0
SCE Metro | Alamitos | 230 | Biomass |  |  | 0 | 0 | 0 | 0 | 0 | 0 | 0 | 0 | 0 | 0 | 0 | 0 | 0 | 0 | 0 | 0 | 0 | 0 | 0 | 0 | 0 | 0 | 0 | 0 | 0 | 0 | 0 | 0
SCE Eastern | Alberhill | 115 | Biomass |  |  | 0 | 0 | 0 | 0 | 0 | 0 | 0 | 0 | 0 | 0 | 0 | 0 | 0 | 0 | 0 | 0 | 0 | 0 | 0 | 0 | 0 | 0 | 0 | 0 | 0 | 0 | 0 | 0
SCE Eastern | Alberhill | 500 | Biomass |  |  | 0 | 0 | 0 | 0 | 0 | 0 | 0 | 0 | 0 | 0 | 0 | 0 | 0 | 0 | 0 | 0 | 0 | 0 | 0 | 0 | 0 | 0 | 0 | 0 | 0 | 0 | 0 | 0
PG&E GBA | Alhambra | 115 | Biomass |  |  | 0 | 0 | 0 | 0 | 0 | 0 | 0 | 0 | 0 | 0 | 0 | 0 | 0 | 0 | 0 | 0 | 0 | 0 | 0 | 0 | 0 | 0 | 0 | 0 | 0 | 0 | 0 | 0
PG&E FRESNO | Alpaugh | 115 | Biomass |  |  | 0 | 0 | 0 | 0 | 0 | 0 | 0 | 0 | 0 | 0 | 0 | 0 | 0 | 0 | 0 | 0 | 0 | 0 | 0 | 0 | 0 | 0 | 0 | 0 | 0 | 0 | 0 | 0
SDGE | Alpine | 69 | Biomass |  |  | 0 | 0 | 0 | 0 | 0 | 0 | 0 | 0 | 0 | 0 | 0 | 0 | 0 | 0 | 0 | 0 | 0 | 0 | 0 | 0 | 0 | 0 | 0 | 0 | 0 | 0 | 0 | 0
PG&E GBA | Altamont Midway (Sandhill) | 230 | Biomass |  |  | 0 | 0 | 0 | 0 | 0 | 0 | 0 | 0 | 0 | 0 | 0 | 0 | 0 | 0 | 0 | 0 | 0 | 0 | 0 | 0 | 0 | 0 | 0 | 0 | 0 | 0 | 0 | 0
SCE Northern | Antelope | 66 | Biomass |  |  | 0 | 0 | 0 | 0 | 0 | 0 | 0 | 0 | 0 | 0 | 0 | 0 | 0 | 0 | 0 | 0 | 0 | 0 | 0 | 0 | 0 | 0 | 0 | 0 | 0 | 0 | 0 | 0
SCE Northern | Antelope | 230 | Biomass |  |  | 0 | 0 | 0 | 0 | 0 | 0 | 0 | 0 | 0 | 0 | 0 | 0 | 0 | 0 | 0 | 0 | 0 | 0 | 0 | 0 | 0 | 0 | 0 | 0 | 0 | 0 | 0 | 0
SCE Northern | Antelope | 500 | Biomass |  |  | 0 | 0 | 0 | 0 | 0 | 0 | 0 | 0 | 0 | 0 | 0 | 0 | 0 | 0 | 0 | 0 | 0 | 0 | 0 | 0 | 0 | 0 | 0 | 0 | 0 | 0 | 0 | 0
PG&E NGBA | Arcata | 60 | Biomass |  |  | 0 | 0 | 0 | 0 | 0 | 0 | 0 | 0 | 0 | 0 | 0 | 0 | 0 | 0 | 0 | 0 | 0 | 0 | 0 | 0 | 0 | 0 | 0 | 0 | 0 | 0 | 0 | 0
PG&E KERN | Arco | 230 | Biomass |  |  | 0 | 0 | 0 | 0 | 0 | 0 | 0 | 0 | 0 | 0 | 0 | 0 | 0 | 0 | 0 | 0 | 0 | 0 | 0 | 0 | 0 | 0 | 0 | 0 | 0 | 0 | 0 | 0
PG&E KERN | Arco | 70 | Biomass |  |  | 0 | 0 | 0 | 0 | 0 | 0 | 0 | 0 | 0 | 0 | 0 | 0 | 0 | 0 | 0 | 0 | 0 | 0 | 0 | 0 | 0 | 0 | 0 | 0 | 0 | 0 | 0 | 0
SCE Metro | ArcoGen | 230 | Biomass |  |  | 0 | 0 | 0 | 0 | 0 | 0 | 0 | 0 | 0 | 0 | 0 | 0 | 0 | 0 | 0 | 0 | 0 | 0 | 0 | 0 | 0 | 0 | 0 | 0 | 0 | 0 | 0 | 0
SDGE | Artesian | 230 | Biomass |  |  | 0 | 0 | 0 | 0 | 0 | 0 | 0 | 0 | 0 | 0 | 0 | 0 | 0 | 0 | 0 | 0 | 0 | 0 | 0 | 0 | 0 | 0 | 0 | 0 | 0 | 0 | 0 | 0
SDGE | Artesian | 69 | Biomass |  |  | 0 | 0 | 0 | 0 | 0 | 0 | 0 | 0 | 0 | 0 | 0 | 0 | 0 | 0 | 0 | 0 | 0 | 0 | 0 | 0 | 0 | 0 | 0 | 0 | 0 | 0 | 0 | 0
PG&E FRESNO | Ashlan | 230 | Biomass |  |  | 0 | 0 | 0 | 0 | 0 | 0 | 0 | 0 | 0 | 0 | 0 | 0 | 0 | 0 | 0 | 0 | 0 | 0 | 0 | 0 | 0 | 0 | 0 | 0 | 0 | 0 | 0 | 0
PG&E NGBA | Atlantic | 115 | Biomass |  |  | 0 | 0 | 0 | 0 | 0 | 0 | 0 | 0 | 0 | 0 | 0 | 0 | 0 | 0 | 0 | 0 | 0 | 0 | 0 | 0 | 0 | 0 | 0 | 0 | 0 | 0 | 0 | 0
PG&E NGBA | Atlantic | 230 | Biomass |  |  | 0 | 0 | 0 | 0 | 0 | 0 | 0 | 0 | 0 | 0 | 0 | 0 | 0 | 0 | 0 | 0 | 0 | 0 | 0 | 0 | 0 | 0 | 0 | 0 | 0 | 0 | 0 | 0
PG&E NGBA | Atlantic | 60 | Biomass |  |  | 0 | 0 | 0 | 0 | 0 | 0 | 0 | 0 | 0 | 0 | 0 | 0 | 0 | 0 | 0 | 0 | 0 | 0 | 0 | 0 | 0 | 0 | 0 | 0 | 0 | 0 | 0 | 0
PG&E FRESNO | Atwater | 115 | Biomass |  |  | 0 | 0 | 0 | 0 | 0 | 0 | 0 | 0 | 0 | 0 | 0 | 0 | 0 | 0 | 0 | 0 | 0 | 0 | 0 | 0 | 0 | 0 | 0 | 0 | 0 | 0 | 0 | 0
PG&E GBA | Avena | 115 | Biomass |  |  | 0 | 0 | 0 | 0 | 0 | 0 | 0 | 0 | 0 | 0 | 0 | 0 | 0 | 0 | 0 | 0 | 0 | 0 | 0 | 0 | 0 | 0 | 0 | 0 | 0 | 0 | 0 | 0
SDGE | Avocado | 69 | Biomass |  |  | 0 | 0 | 0 | 0 | 0 | 0 | 0 | 0 | 0 | 0 | 0 | 0 | 0 | 0 | 0 | 0 | 0 | 0 | 0 | 0 | 0 | 0 | 0 | 0 | 0 | 0 | 0 | 0
PG&E NGBA | Bahia | 230 | Biomass |  |  | 0 | 0 | 0 | 0 | 0 | 0 | 0 | 0 | 0 | 0 | 0 | 0 | 0 | 0 | 0 | 0 | 0 | 0 | 0 | 0 | 0 | 0 | 0 | 0 | 0 | 0 | 0 | 0
SCE Northern | Bailey | 230 | Biomass |  |  | 0 | 0 | 0 | 0 | 0 | 0 | 0 | 0 | 0 | 0 | 0 | 0 | 0 | 0 | 0 | 0 | 0 | 0 | 0 | 0 | 0 | 0 | 0 | 0 | 0 | 0 | 0 | 0
SCE NOL | Baker | 115 | Biomass |  |  | 0 | 0 | 0 | 0 | 0 | 0 | 0 | 0 | 0 | 0 | 0 | 0 | 0 | 0 | 0 | 0 | 0 | 0 | 0 | 0 | 0 | 0 | 0 | 0 | 0 | 0 | 0 | 0
PG&E KERN | Bakersfield | 230 | Biomass |  |  | 0 | 0 | 0 | 0 | 0 | 0 | 0 | 0 | 0 | 0 | 0 | 0 | 0 | 0 | 0 | 0 | 0 | 0 | 0 | 0 | 0 | 0 | 0 | 0 | 0 | 0 | 0 | 0
PG&E FRESNO | Balch | 230 | Biomass |  |  | 0 | 0 | 0 | 0 | 0 | 0 | 0 | 0 | 0 | 0 | 0 | 0 | 0 | 0 | 0 | 0 | 0 | 0 | 0 | 0 | 0 | 0 | 0 | 0 | 0 | 0 | 0 | 0
SCE Eastern | Bannister | 230 | Biomass |  |  | 0 | 0 | 0 | 0 | 0 | 0 | 0 | 0 | 0 | 0 | 0 | 0 | 0 | 0 | 0 | 0 | 0 | 0 | 0 | 0 | 0 | 0 | 0 | 0 | 0 | 0 | 0 | 0
SCE Metro | Barre | 230 | Biomass |  |  | 0 | 0 | 0 | 0 | 0 | 0 | 0 | 0 | 0 | 0 | 0 | 0 | 0 | 0 | 0 | 0 | 0 | 0 | 0 | 0 | 0 | 0 | 0 | 0 | 0 | 0 | 0 | 0
SDGE | Bay Boulevard | 69 | Biomass |  |  | 0 | 0 | 0 | 0 | 0 | 0 | 0 | 0 | 0 | 0 | 0 | 0 | 0 | 0 | 0 | 0 | 0 | 0 | 0 | 0 | 0 | 0 | 0 | 0 | 0 | 0 | 0 | 0
SDGE | Bay Boulevard | 230 | Biomass |  |  | 0 | 0 | 0 | 0 | 0 | 0 | 0 | 0 | 0 | 0 | 0 | 0 | 0 | 0 | 0 | 0 | 0 | 0 | 0 | 0 | 0 | 0 | 0 | 0 | 0 | 0 | 0 | 0
EOP | Beatty | 138 | Biomass |  |  | 0 | 0 | 0 | 0 | 0 | 0 | 0 | 0 | 0 | 0 | 0 | 0 | 0 | 0 | 0 | 0 | 0 | 0 | 0 | 0 | 0 | 0 | 0 | 0 | 0 | 0 | 0 | 0
EOP | Beatty | 230 | Biomass |  |  | 0 | 0 | 0 | 0 | 0 | 0 | 0 | 0 | 0 | 0 | 0 | 0 | 0 | 0 | 0 | 0 | 0 | 0 | 0 | 0 | 0 | 0 | 0 | 0 | 0 | 0 | 0 | 0
PG&E NGBA | Belden | 230 | Biomass |  |  | 0 | 0 | 0 | 0 | 0 | 0 | 0 | 0 | 0 | 0 | 0 | 0 | 0 | 0 | 0 | 0 | 0 | 0 | 0 | 0 | 0 | 0 | 0 | 0 | 0 | 0 | 0 | 0
PG&E NGBA | Bell | 115 | Biomass |  |  | 0 | 0 | 0 | 0 | 0 | 0 | 0 | 0 | 0 | 0 | 0 | 0 | 0 | 0 | 0 | 0 | 0 | 0 | 0 | 0 | 0 | 0 | 0 | 0 | 0 | 0 | 0 | 0
PG&E NGBA | Bellevue | 115 | Biomass |  |  | 0 | 0 | 0 | 0 | 0 | 0 | 0 | 0 | 0 | 0 | 0 | 0 | 0 | 0 | 0 | 0 | 0 | 0 | 0 | 0 | 0 | 0 | 0 | 0 | 0 | 0 | 0 | 0
PG&E GBA | Bellota | 115 | Biomass |  |  | 1 | 2.8 | 0 | 2.8 | 0 | 0 | 0 | 0 | 0 | 0 | 0 | 0 | 0 | 0 | 0 | 0 | 0 | 0 | 0 | 0 | 0 | 0 | 2.8 | 0 | 2.8 | 2.8 | 0 | 2.8
PG&E GBA | Bellota | 230 | Biomass |  |  | 0 | 0 | 0 | 0 | 0 | 0 | 0 | 0 | 0 | 0 | 0 | 0 | 0 | 0 | 0 | 0 | 0 | 0 | 0 | 0 | 0 | 0 | 0 | 0 | 0 | 0 | 0 | 0
SCE Northern | Big Creek | 230 | Biomass |  |  | 0 | 0 | 0 | 0 | 0 | 0 | 0 | 0 | 0 | 0 | 0 | 0 | 0 | 0 | 0 | 0 | 0 | 0 | 0 | 0 | 0 | 0 | 0 | 0 | 0 | 0 | 0 | 0
PG&E FRESNO | Biola | 70 | Biomass |  |  | 0 | 0 | 0 | 0 | 0 | 0 | 0 | 0 | 0 | 0 | 0 | 0 | 0 | 0 | 0 | 0 | 0 | 0 | 0 | 0 | 0 | 0 | 0 | 0 | 0 | 0 | 0 | 0
PG&E GBA | Birds Landing | 230 | Biomass |  |  | 0 | 0 | 0 | 0 | 0 | 0 | 0 | 0 | 0 | 0 | 0 | 0 | 0 | 0 | 0 | 0 | 0 | 0 | 0 | 0 | 0 | 0 | 0 | 0 | 0 | 0 | 0 | 0
SCE Northern | Bliss | 66 | Biomass |  |  | 0 | 0 | 0 | 0 | 0 | 0 | 0 | 0 | 0 | 0 | 0 | 0 | 0 | 0 | 0 | 0 | 0 | 0 | 0 | 0 | 0 | 0 | 0 | 0 | 0 | 0 | 0 | 0
SCE Eastern | Blythe | 161 | Biomass |  |  | 0 | 0 | 0 | 0 | 0 | 0 | 0 | 0 | 0 | 0 | 0 | 0 | 0 | 0 | 0 | 0 | 0 | 0 | 0 | 0 | 0 | 0 | 0 | 0 | 0 | 0 | 0 | 0
PG&E NGBA | Bogue | 115 | Biomass |  |  | 0 | 0 | 0 | 0 | 0 | 0 | 0 | 0 | 0 | 0 | 0 | 0 | 0 | 0 | 0 | 0 | 0 | 0 | 0 | 0 | 0 | 0 | 0 | 0 | 0 | 0 | 0 | 0
PG&E FRESNO | Borden | 230 | Biomass |  |  | 0 | 0 | 0 | 0 | 0 | 0 | 0 | 0 | 0 | 0 | 0 | 0 | 0 | 0 | 0 | 0 | 0 | 0 | 0 | 0 | 0 | 0 | 0 | 0 | 0 | 0 | 0 | 0
PG&E FRESNO | Borden | 70 | Biomass |  |  | 0 | 0 | 0 | 0 | 0 | 0 | 0 | 0 | 0 | 0 | 0 | 0 | 0 | 0 | 0 | 0 | 0 | 0 | 0 | 0 | 0 | 0 | 0 | 0 | 0 | 0 | 0 | 0
SDGE | Boulevard East | 138 | Biomass |  |  | 0 | 0 | 0 | 0 | 0 | 0 | 0 | 0 | 0 | 0 | 0 | 0 | 0 | 0 | 0 | 0 | 0 | 0 | 0 | 0 | 0 | 0 | 0 | 0 | 0 | 0 | 0 | 0
SDGE | Boulevard East | 69 | Biomass |  |  | 0 | 0 | 0 | 0 | 0 | 0 | 0 | 0 | 0 | 0 | 0 | 0 | 0 | 0 | 0 | 0 | 0 | 0 | 0 | 0 | 0 | 0 | 0 | 0 | 0 | 0 | 0 | 0
PG&E GBA | Brentwood | 230 | Biomass |  |  | 0 | 0 | 0 | 0 | 0 | 0 | 0 | 0 | 0 | 0 | 0 | 0 | 0 | 0 | 0 | 0 | 0 | 0 | 0 | 0 | 0 | 0 | 0 | 0 | 0 | 0 | 0 | 0
PG&E NGBA | Bridgeville | 115 | Biomass |  |  | 1 | 0 | 0 | 0 | 0 | 0 | 0 | 0 | 0 | 0 | 0 | 0 | 0 | 8 | 0 | 8 | 0 | 0 | 0 | 8 | 0 | 8 | 8 | 0 | 8 | 8 | 0 | 8
PG&E NGBA | Brighton | 115 | Biomass |  |  | 0 | 0 | 0 | 0 | 0 | 0 | 0 | 0 | 0 | 0 | 0 | 0 | 0 | 0 | 0 | 0 | 0 | 0 | 0 | 0 | 0 | 0 | 0 | 0 | 0 | 0 | 0 | 0
PG&E NGBA | Brighton | 230 | Biomass |  |  | 0 | 0 | 0 | 0 | 0 | 0 | 0 | 0 | 0 | 0 | 0 | 0 | 0 | 0 | 0 | 0 | 0 | 0 | 0 | 0 | 0 | 0 | 0 | 0 | 0 | 0 | 0 | 0
PG&E NGBA | Brunswick | 115 | Biomass |  |  | 0 | 0 | 0 | 0 | 0 | 0 | 0 | 0 | 0 | 0 | 0 | 0 | 0 | 0 | 0 | 0 | 0 | 0 | 0 | 0 | 0 | 0 | 0 | 0 | 0 | 0 | 0 | 0
PG&E NGBA | Bucks Creek | 230 | Biomass |  |  | 0 | 0 | 0 | 0 | 0 | 0 | 0 | 0 | 0 | 0 | 0 | 0 | 0 | 0 | 0 | 0 | 0 | 0 | 0 | 0 | 0 | 0 | 0 | 0 | 0 | 0 | 0 | 0
PG&E KERN | Buena Vista | 230 | Biomass |  |  | 0 | 0 | 0 | 0 | 0 | 0 | 0 | 0 | 0 | 0 | 0 | 0 | 0 | 0 | 0 | 0 | 0 | 0 | 0 | 0 | 0 | 0 | 0 | 0 | 0 | 0 | 0 | 0
PG&E FRESNO | Bullard | 115 | Biomass |  |  | 0 | 0 | 0 | 0 | 0 | 0 | 0 | 0 | 0 | 0 | 0 | 0 | 0 | 0 | 0 | 0 | 0 | 0 | 0 | 0 | 0 | 0 | 0 | 0 | 0 | 0 | 0 | 0
PG&E GBA | Burlingame | 115 | Biomass |  |  | 0 | 0 | 0 | 0 | 0 | 0 | 0 | 0 | 0 | 0 | 0 | 0 | 0 | 0 | 0 | 0 | 0 | 0 | 0 | 0 | 0 | 0 | 0 | 0 | 0 | 0 | 0 | 0
PG&E NGBA | Burney Forest | 230 | Biomass |  |  | 1 | 2.88 | 0 | 2.88 | 0 | 0 | 0 | 0 | 0 | 0 | 0 | 0 | 0 | 11 | 0 | 11 | 0 | 0 | 0 | 11 | 0 | 11 | 13.88 | 0 | 13.88 | 13.88 | 0 | 13.88
PG&E NGBA | Butte | 115 | Biomass |  |  | 0 | 0 | 0 | 0 | 0 | 0 | 0 | 0 | 0 | 0 | 0 | 0 | 0 | 0 | 0 | 0 | 0 | 0 | 0 | 0 | 0 | 0 | 0 | 0 | 0 | 0 | 0 | 0
PG&E KERN | Cabrillo | 115 | Biomass |  |  | 0 | 0 | 0 | 0 | 0 | 0 | 0 | 0 | 0 | 0 | 0 | 0 | 0 | 0 | 0 | 0 | 0 | 0 | 0 | 0 | 0 | 0 | 0 | 0 | 0 | 0 | 0 | 0
PG&E FRESNO | Cal Flats | 230 | Biomass |  |  | 0 | 0 | 0 | 0 | 0 | 0 | 0 | 0 | 0 | 0 | 0 | 0 | 0 | 0 | 0 | 0 | 0 | 0 | 0 | 0 | 0 | 0 | 0 | 0 | 0 | 0 | 0 | 0
SCE NOL | Calcite | 230 | Biomass |  |  | 0 | 0 | 0 | 0 | 0 | 0 | 0 | 0 | 0 | 0 | 0 | 0 | 0 | 0 | 0 | 0 | 0 | 0 | 0 | 0 | 0 | 0 | 0 | 0 | 0 | 0 | 0 | 0
PG&E KERN | Caliente | 230 | Biomass |  |  | 0 | 0 | 0 | 0 | 0 | 0 | 0 | 0 | 0 | 0 | 0 | 0 | 0 | 0 | 0 | 0 | 0 | 0 | 0 | 0 | 0 | 0 | 0 | 0 | 0 | 0 | 0 | 0
PG&E FRESNO | California Ave | 115 | Biomass |  |  | 0 | 0 | 0 | 0 | 0 | 0 | 0 | 0 | 0 | 0 | 0 | 0 | 0 | 0 | 0 | 0 | 0 | 0 | 0 | 0 | 0 | 0 | 0 | 0 | 0 | 0 | 0 | 0
PG&E KERN | Callender | 115 | Biomass |  |  | 0 | 0 | 0 | 0 | 0 | 0 | 0 | 0 | 0 | 0 | 0 | 0 | 0 | 0 | 0 | 0 | 0 | 0 | 0 | 0 | 0 | 0 | 0 | 0 | 0 | 0 | 0 | 0
PG&E NGBA | Calpella | 115 | Biomass |  |  | 1 | 0 | 0 | 0 | 0 | 0 | 0 | 0 | 0 | 0 | 0 | 0 | 0 | 10 | 0 | 10 | 0 | 0 | 0 | 10 | 0 | 10 | 10 | 0 | 10 | 10 | 0 | 10
PG&E GBA | Camanche | 230 | Biomass |  |  | 0 | 0 | 0 | 0 | 0 | 0 | 0 | 0 | 0 | 0 | 0 | 0 | 0 | 0 | 0 | 0 | 0 | 0 | 0 | 0 | 0 | 0 | 0 | 0 | 0 | 0 | 0 | 0
SDGE | Cameron | 69 | Biomass |  |  | 0 | 0 | 0 | 0 | 0 | 0 | 0 | 0 | 0 | 0 | 0 | 0 | 0 | 0 | 0 | 0 | 0 | 0 | 0 | 0 | 0 | 0 | 0 | 0 | 0 | 0 | 0 | 0
SDGE | Cannon | 69 | Biomass |  |  | 0 | 0 | 0 | 0 | 0 | 0 | 0 | 0 | 0 | 0 | 0 | 0 | 0 | 0 | 0 | 0 | 0 | 0 | 0 | 0 | 0 | 0 | 0 | 0 | 0 | 0 | 0 | 0
PG&E FRESNO | Cantua | 115 | Biomass |  |  | 0 | 0 | 0 | 0 | 0 | 0 | 0 | 0 | 0 | 0 | 0 | 0 | 0 | 0 | 0 | 0 | 0 | 0 | 0 | 0 | 0 | 0 | 0 | 0 | 0 | 0 | 0 | 0
SDGE | Capistrano | 138 | Biomass |  |  | 0 | 0 | 0 | 0 | 0 | 0 | 0 | 0 | 0 | 0 | 0 | 0 | 0 | 0 | 0 | 0 | 0 | 0 | 0 | 0 | 0 | 0 | 0 | 0 | 0 | 0 | 0 | 0
SDGE | Capistrano | 230 | Biomass |  |  | 0 | 0 | 0 | 0 | 0 | 0 | 0 | 0 | 0 | 0 | 0 | 0 | 0 | 0 | 0 | 0 | 0 | 0 | 0 | 0 | 0 | 0 | 0 | 0 | 0 | 0 | 0 | 0
PG&E NGBA | Carberry | 230 | Biomass |  |  | 1 | 0 | 0 | 0 | 0 | 0 | 0 | 0 | 0 | 0 | 0 | 0 | 0 | 3.6 | 0 | 3.6 | 0 | 0 | 0 | 3.6 | 0 | 3.6 | 3.6 | 0 | 3.6 | 3.6 | 0 | 3.6
SCE Eastern | Cardiff | 66 | Biomass |  |  | 0 | 0 | 0 | 0 | 0 | 0 | 0 | 0 | 0 | 0 | 0 | 0 | 0 | 0 | 0 | 0 | 0 | 0 | 0 | 0 | 0 | 0 | 0 | 0 | 0 | 0 | 0 | 0
PG&E NGBA | Caribou | 60 | Biomass |  |  | 1 | 0 | 0 | 0 | 0 | 0 | 0 | 0 | 0 | 0 | 0 | 0 | 0 | 10 | 0 | 10 | 0 | 0 | 0 | 10 | 0 | 10 | 10 | 0 | 10 | 10 | 0 | 10
PG&E NGBA | Caribou | 115 | Biomass |  |  | 1 | 0 | 0 | 0 | 0 | 0 | 0 | 0 | 0 | 0 | 0 | 0 | 0 | 10 | 0 | 10 | 0 | 0 | 0 | 10 | 0 | 10 | 10 | 0 | 10 | 10 | 0 | 10
PG&E NGBA | Caribou | 230 | Biomass |  |  | 0 | 0 | 0 | 0 | 0 | 0 | 0 | 0 | 0 | 0 | 0 | 0 | 0 | 0 | 0 | 0 | 0 | 0 | 0 | 0 | 0 | 0 | 0 | 0 | 0 | 0 | 0 | 0
EOP | Carpenter Canyon (fka Gamebird) | 138 | Biomass |  |  | 0 | 0 | 0 | 0 | 0 | 0 | 0 | 0 | 0 | 0 | 0 | 0 | 0 | 0 | 0 | 0 | 0 | 0 | 0 | 0 | 0 | 0 | 0 | 0 | 0 | 0 | 0 | 0
EOP | Carpenter Canyon (fka Gamebird) | 230 | Biomass |  |  | 0 | 0 | 0 | 0 | 0 | 0 | 0 | 0 | 0 | 0 | 0 | 0 | 0 | 0 | 0 | 0 | 0 | 0 | 0 | 0 | 0 | 0 | 0 | 0 | 0 | 0 | 0 | 0
PG&E NGBA | Carquinez | 115 | Biomass |  |  | 0 | 0 | 0 | 0 | 0 | 0 | 0 | 0 | 0 | 0 | 0 | 0 | 0 | 0 | 0 | 0 | 0 | 0 | 0 | 0 | 0 | 0 | 0 | 0 | 0 | 0 | 0 | 0
SDGE | Carrizo Gorge | 138 | Biomass |  |  | 0 | 0 | 0 | 0 | 0 | 0 | 0 | 0 | 0 | 0 | 0 | 0 | 0 | 0 | 0 | 0 | 0 | 0 | 0 | 0 | 0 | 0 | 0 | 0 | 0 | 0 | 0 | 0
PG&E KERN | Carrizo Plains | 115 | Biomass |  |  | 0 | 0 | 0 | 0 | 0 | 0 | 0 | 0 | 0 | 0 | 0 | 0 | 0 | 0 | 0 | 0 | 0 | 0 | 0 | 0 | 0 | 0 | 0 | 0 | 0 | 0 | 0 | 0
PG&E KERN | Casaloma | 230 | Biomass |  |  | 0 | 0 | 0 | 0 | 0 | 0 | 0 | 0 | 0 | 0 | 0 | 0 | 0 | 0 | 0 | 0 | 0 | 0 | 0 | 0 | 0 | 0 | 0 | 0 | 0 | 0 | 0 | 0
PG&E GBA | Castro Valley | 230 | Biomass |  |  | 0 | 0 | 0 | 0 | 0 | 0 | 0 | 0 | 0 | 0 | 0 | 0 | 0 | 0 | 0 | 0 | 0 | 0 | 0 | 0 | 0 | 0 | 0 | 0 | 0 | 0 | 0 | 0
PG&E GBA | Cayetano | 230 | Biomass |  |  | 0 | 0 | 0 | 0 | 0 | 0 | 0 | 0 | 0 | 0 | 0 | 0 | 0 | 0 | 0 | 0 | 0 | 0 | 0 | 0 | 0 | 0 | 0 | 0 | 0 | 0 | 0 | 0
SCE Metro | Center | 230 | Biomass |  |  | 0 | 0 | 0 | 0 | 0 | 0 | 0 | 0 | 0 | 0 | 0 | 0 | 0 | 0 | 0 | 0 | 0 | 0 | 0 | 0 | 0 | 0 | 0 | 0 | 0 | 0 | 0 | 0
PG&E KERN | Charca | 115 | Biomass |  |  | 0 | 0 | 0 | 0 | 0 | 0 | 0 | 0 | 0 | 0 | 0 | 0 | 0 | 0 | 0 | 0 | 0 | 0 | 0 | 0 | 0 | 0 | 0 | 0 | 0 | 0 | 0 | 0
EOP | Charleston | 138 | Biomass |  |  | 0 | 0 | 0 | 0 | 0 | 0 | 0 | 0 | 0 | 0 | 0 | 0 | 0 | 0 | 0 | 0 | 0 | 0 | 0 | 0 | 0 | 0 | 0 | 0 | 0 | 0 | 0 | 0
SCE Metro | Chevmain | 230 | Biomass |  |  | 0 | 0 | 0 | 0 | 0 | 0 | 0 | 0 | 0 | 0 | 0 | 0 | 0 | 0 | 0 | 0 | 0 | 0 | 0 | 0 | 0 | 0 | 0 | 0 | 0 | 0 | 0 | 0
SDGE | Chicarita | 138 | Biomass |  |  | 0 | 0 | 0 | 0 | 0 | 0 | 0 | 0 | 0 | 0 | 0 | 0 | 0 | 0 | 0 | 0 | 0 | 0 | 0 | 0 | 0 | 0 | 0 | 0 | 0 | 0 | 0 | 0
SCE Metro | Chino | 230 | Biomass |  |  | 0 | 0 | 0 | 0 | 0 | 0 | 0 | 0 | 0 | 0 | 0 | 0 | 0 | 0 | 0 | 0 | 0 | 0 | 0 | 0 | 0 | 0 | 0 | 0 | 0 | 0 | 0 | 0
PG&E FRESNO | Chowchilla | 115 | Biomass |  |  | 0 | 0 | 0 | 0 | 0 | 0 | 0 | 0 | 0 | 0 | 0 | 0 | 0 | 0 | 0 | 0 | 0 | 0 | 0 | 0 | 0 | 0 | 0 | 0 | 0 | 0 | 0 | 0
PG&E GBA | Christie | 60 | Biomass |  |  | 0 | 0 | 0 | 0 | 0 | 0 | 0 | 0 | 0 | 0 | 0 | 0 | 0 | 0 | 0 | 0 | 0 | 0 | 0 | 0 | 0 | 0 | 0 | 0 | 0 | 0 | 0 | 0
PG&E GBA | Christie | 115 | Biomass |  |  | 0 | 0 | 0 | 0 | 0 | 0 | 0 | 0 | 0 | 0 | 0 | 0 | 0 | 0 | 0 | 0 | 0 | 0 | 0 | 0 | 0 | 0 | 0 | 0 | 0 | 0 | 0 | 0
SCE Eastern | Cielo Azul | 500 | Biomass |  |  | 0 | 0 | 0 | 0 | 0 | 0 | 0 | 0 | 0 | 0 | 0 | 0 | 0 | 0 | 0 | 0 | 0 | 0 | 0 | 0 | 0 | 0 | 0 | 0 | 0 | 0 | 0 | 0
PG&E GBA | Clay | 60 | Biomass |  |  | 0 | 0 | 0 | 0 | 0 | 0 | 0 | 0 | 0 | 0 | 0 | 0 | 0 | 0 | 0 | 0 | 0 | 0 | 0 | 0 | 0 | 0 | 0 | 0 | 0 | 0 | 0 | 0
PG&E GBA | Clayton | 115 | Biomass |  |  | 0 | 0 | 0 | 0 | 0 | 0 | 0 | 0 | 0 | 0 | 0 | 0 | 0 | 0 | 0 | 0 | 0 | 0 | 0 | 0 | 0 | 0 | 0 | 0 | 0 | 0 | 0 | 0
PG&E NGBA | Cloverdale | 115 | Biomass |  |  | 1 | 0 | 0 | 0 | 0 | 0 | 0 | 0 | 0 | 0 | 0 | 0 | 0 | 5.5 | 0 | 5.5 | 0 | 0 | 0 | 5.5 | 0 | 5.5 | 5.5 | 0 | 5.5 | 5.5 | 0 | 5.5
PG&E FRESNO | Clovis | 115 | Biomass |  |  | 0 | 0 | 0 | 0 | 0 | 0 | 0 | 0 | 0 | 0 | 0 | 0 | 0 | 0 | 0 | 0 | 0 | 0 | 0 | 0 | 0 | 0 | 0 | 0 | 0 | 0 | 0 | 0
PG&E GBA | Coburn | 230 | Biomass |  |  | 0 | 0 | 0 | 0 | 0 | 0 | 0 | 0 | 0 | 0 | 0 | 0 | 0 | 0 | 0 | 0 | 0 | 0 | 0 | 0 | 0 | 0 | 0 | 0 | 0 | 0 | 0 | 0
PG&E GBA | Coburn | 60 | Biomass |  |  | 0 | 0 | 0 | 0 | 0 | 0 | 0 | 0 | 0 | 0 | 0 | 0 | 0 | 0 | 0 | 0 | 0 | 0 | 0 | 0 | 0 | 0 | 0 | 0 | 0 | 0 | 0 | 0
PG&E NGBA | Colgate | 230 | Biomass |  |  | 1 | 0 | 0 | 0 | 3 | 0 | 3 | 0 | 0 | 0 | 3 | 0 | 3 | 5.5 | 0 | 5.5 | 0 | 0 | 0 | 5.5 | 0 | 5.5 | 8.5 | 0 | 8.5 | 8.5 | 0 | 8.5
PG&E GBA | Collierville | 230 | Biomass |  |  | 0 | 0 | 0 | 0 | 0 | 0 | 0 | 0 | 0 | 0 | 0 | 0 | 0 | 0 | 0 | 0 | 0 | 0 | 0 | 0 | 0 | 0 | 0 | 0 | 0 | 0 | 0 | 0
PG&E GBA | Collinsville | 230 | Biomass |  |  | 0 | 0 | 0 | 0 | 0 | 0 | 0 | 0 | 0 | 0 | 0 | 0 | 0 | 0 | 0 | 0 | 0 | 0 | 0 | 0 | 0 | 0 | 0 | 0 | 0 | 0 | 0 | 0
PG&E GBA | Collinsville | 500 | Biomass |  |  | 0 | 0 | 0 | 0 | 0 | 0 | 0 | 0 | 0 | 0 | 0 | 0 | 0 | 0 | 0 | 0 | 0 | 0 | 0 | 0 | 0 | 0 | 0 | 0 | 0 | 0 | 0 | 0
SCE Eastern | Colorado River | 230 | Biomass |  |  | 0 | 0 | 0 | 0 | 0 | 0 | 0 | 0 | 0 | 0 | 0 | 0 | 0 | 0 | 0 | 0 | 0 | 0 | 0 | 0 | 0 | 0 | 0 | 0 | 0 | 0 | 0 | 0
SCE Eastern | Colorado River | 500 | Biomass |  |  | 0 | 0 | 0 | 0 | 0 | 0 | 0 | 0 | 0 | 0 | 0 | 0 | 0 | 0 | 0 | 0 | 0 | 0 | 0 | 0 | 0 | 0 | 0 | 0 | 0 | 0 | 0 | 0
PG&E KERN | Columbus | 115 | Biomass |  |  | 0 | 0 | 0 | 0 | 0 | 0 | 0 | 0 | 0 | 0 | 0 | 0 | 0 | 0 | 0 | 0 | 0 | 0 | 0 | 0 | 0 | 0 | 0 | 0 | 0 | 0 | 0 | 0
PG&E GBA | Contra Costa | 115 | Biomass |  |  | 0 | 0 | 0 | 0 | 0 | 0 | 0 | 0 | 0 | 0 | 0 | 0 | 0 | 0 | 0 | 0 | 0 | 0 | 0 | 0 | 0 | 0 | 0 | 0 | 0 | 0 | 0 | 0
PG&E GBA | Contra Costa | 230 | Biomass |  |  | 0 | 0 | 0 | 0 | 0 | 0 | 0 | 0 | 0 | 0 | 0 | 0 | 0 | 0 | 0 | 0 | 0 | 0 | 0 | 0 | 0 | 0 | 0 | 0 | 0 | 0 | 0 | 0
PG&E GBA | Contra Costa PP | 230 | Biomass |  |  | 0 | 0 | 0 | 0 | 0 | 0 | 0 | 0 | 0 | 0 | 0 | 0 | 0 | 0 | 0 | 0 | 0 | 0 | 0 | 0 | 0 | 0 | 0 | 0 | 0 | 0 | 0 | 0
SCE NOL | Control | 115 | Biomass |  |  | 0 | 0 | 0 | 0 | 0 | 0 | 0 | 0 | 0 | 0 | 0 | 0 | 0 | 0 | 0 | 0 | 0 | 0 | 0 | 0 | 0 | 0 | 0 | 0 | 0 | 0 | 0 | 0
SCE NOL | Control | 55 | Biomass |  |  | 0 | 0 | 0 | 0 | 0 | 0 | 0 | 0 | 0 | 0 | 0 | 0 | 0 | 0 | 0 | 0 | 0 | 0 | 0 | 0 | 0 | 0 | 0 | 0 | 0 | 0 | 0 | 0
PG&E GBA | Cooley Landing | 115 | Biomass |  |  | 0 | 0 | 0 | 0 | 0 | 0 | 0 | 0 | 0 | 0 | 0 | 0 | 0 | 0 | 0 | 0 | 0 | 0 | 0 | 0 | 0 | 0 | 0 | 0 | 0 | 0 | 0 | 0
PG&E GBA | Cooley Landing | 60 | Biomass |  |  | 0 | 0 | 0 | 0 | 0 | 0 | 0 | 0 | 0 | 0 | 0 | 0 | 0 | 0 | 0 | 0 | 0 | 0 | 0 | 0 | 0 | 0 | 0 | 0 | 0 | 0 | 0 | 0
SCE NOL | Coolwater | 230 | Biomass |  |  | 0 | 0 | 0 | 0 | 0 | 0 | 0 | 0 | 0 | 0 | 0 | 0 | 0 | 0 | 0 | 0 | 0 | 0 | 0 | 0 | 0 | 0 | 0 | 0 | 0 | 0 | 0 | 0
SCE NOL | Coolwater | 115 | Biomass |  |  | 0 | 0 | 0 | 0 | 0 | 0 | 0 | 0 | 0 | 0 | 0 | 0 | 0 | 0 | 0 | 0 | 0 | 0 | 0 | 0 | 0 | 0 | 0 | 0 | 0 | 0 | 0 | 0
PG&E KERN | Copus | 70 | Biomass |  |  | 0 | 0 | 0 | 0 | 0 | 0 | 0 | 0 | 0 | 0 | 0 | 0 | 0 | 0 | 0 | 0 | 0 | 0 | 0 | 0 | 0 | 0 | 0 | 0 | 0 | 0 | 0 | 0
PG&E FRESNO | Corcoran | 70 | Biomass |  |  | 0 | 0 | 0 | 0 | 0 | 0 | 0 | 0 | 0 | 0 | 0 | 0 | 0 | 0 | 0 | 0 | 0 | 0 | 0 | 0 | 0 | 0 | 0 | 0 | 0 | 0 | 0 | 0
PG&E FRESNO | Corcoran | 115 | Biomass |  |  | 0 | 0 | 0 | 0 | 0 | 0 | 0 | 0 | 0 | 0 | 0 | 0 | 0 | 0 | 0 | 0 | 0 | 0 | 0 | 0 | 0 | 0 | 0 | 0 | 0 | 0 | 0 | 0
PG&E NGBA | Corona | 115 | Biomass |  |  | 0 | 0 | 0 | 0 | 0 | 0 | 0 | 0 | 0 | 0 | 0 | 0 | 0 | 0 | 0 | 0 | 0 | 0 | 0 | 0 | 0 | 0 | 0 | 0 | 0 | 0 | 0 | 0
PG&E NGBA | Cortina | 230 | Biomass |  |  | 0 | 0 | 0 | 0 | 0 | 0 | 0 | 0 | 0 | 0 | 0 | 0 | 0 | 0 | 0 | 0 | 0 | 0 | 0 | 0 | 0 | 0 | 0 | 0 | 0 | 0 | 0 | 0
PG&E NGBA | Cortina | 115 | Biomass |  |  | 1 | 0 | 0 | 0 | 0 | 0 | 0 | 0 | 0 | 0 | 0 | 0 | 0 | 5 | 0 | 5 | 0 | 0 | 0 | 5 | 0 | 5 | 5 | 0 | 5 | 5 | 0 | 5
PG&E GBA | Cottle | 230 | Biomass |  |  | 0 | 0 | 0 | 0 | 0 | 0 | 0 | 0 | 0 | 0 | 0 | 0 | 0 | 0 | 0 | 0 | 0 | 0 | 0 | 0 | 0 | 0 | 0 | 0 | 0 | 0 | 0 | 0
PG&E NGBA | Cottonwood | 115 | Biomass |  |  | 0 | 0 | 0 | 0 | 0 | 0 | 0 | 0 | 0 | 0 | 0 | 0 | 0 | 0 | 0 | 0 | 0 | 0 | 0 | 0 | 0 | 0 | 0 | 0 | 0 | 0 | 0 | 0
PG&E NGBA | Cottonwood | 230 | Biomass |  |  | 0 | 0 | 0 | 0 | 0 | 0 | 0 | 0 | 0 | 0 | 0 | 0 | 0 | 0 | 0 | 0 | 0 | 0 | 0 | 0 | 0 | 0 | 0 | 0 | 0 | 0 | 0 | 0
PG&E NGBA | Cottonwood | 60 | Biomass |  |  | 0 | 0 | 0 | 0 | 0 | 0 | 0 | 0 | 0 | 0 | 0 | 0 | 0 | 0 | 0 | 0 | 0 | 0 | 0 | 0 | 0 | 0 | 0 | 0 | 0 | 0 | 0 | 0
PG&E NGBA | Cove Road | 230 | Biomass |  |  | 0 | 0 | 0 | 0 | 0 | 0 | 0 | 0 | 0 | 0 | 0 | 0 | 0 | 0 | 0 | 0 | 0 | 0 | 0 | 0 | 0 | 0 | 0 | 0 | 0 | 0 | 0 | 0
PG&E GBA | Coyote | 230 | Biomass |  |  | 0 | 0 | 0 | 0 | 0 | 0 | 0 | 0 | 0 | 0 | 0 | 0 | 0 | 0 | 0 | 0 | 0 | 0 | 0 | 0 | 0 | 0 | 0 | 0 | 0 | 0 | 0 | 0
PG&E GBA | Crazy Horse Canyon | 115 | Biomass |  |  | 0 | 0 | 0 | 0 | 0 | 0 | 0 | 0 | 0 | 0 | 0 | 0 | 0 | 0 | 0 | 0 | 0 | 0 | 0 | 0 | 0 | 0 | 0 | 0 | 0 | 0 | 0 | 0
SDGE | Creelman | 69 | Biomass |  |  | 0 | 0 | 0 | 0 | 0 | 0 | 0 | 0 | 0 | 0 | 0 | 0 | 0 | 0 | 0 | 0 | 0 | 0 | 0 | 0 | 0 | 0 | 0 | 0 | 0 | 0 | 0 | 0
PG&E FRESNO | Crescent | 70 | Biomass |  |  | 0 | 0 | 0 | 0 | 0 | 0 | 0 | 0 | 0 | 0 | 0 | 0 | 0 | 0 | 0 | 0 | 0 | 0 | 0 | 0 | 0 | 0 | 0 | 0 | 0 | 0 | 0 | 0
PG&E FRESNO | Cressey | 115 | Biomass |  |  | 0 | 0 | 0 | 0 | 0 | 0 | 0 | 0 | 0 | 0 | 0 | 0 | 0 | 0 | 0 | 0 | 0 | 0 | 0 | 0 | 0 | 0 | 0 | 0 | 0 | 0 | 0 | 0
PG&E NGBA | Cresta | 230 | Biomass |  |  | 0 | 0 | 0 | 0 | 0 | 0 | 0 | 0 | 0 | 0 | 0 | 0 | 0 | 0 | 0 | 0 | 0 | 0 | 0 | 0 | 0 | 0 | 0 | 0 | 0 | 0 | 0 | 0
SDGE | Crestwood | 69 | Biomass |  |  | 0 | 0 | 0 | 0 | 0 | 0 | 0 | 0 | 0 | 0 | 0 | 0 | 0 | 0 | 0 | 0 | 0 | 0 | 0 | 0 | 0 | 0 | 0 | 0 | 0 | 0 | 0 | 0
PG&E GBA | Crow Creek | 60 | Biomass |  |  | 0 | 0 | 0 | 0 | 0 | 0 | 0 | 0 | 0 | 0 | 0 | 0 | 0 | 0 | 0 | 0 | 0 | 0 | 0 | 0 | 0 | 0 | 0 | 0 | 0 | 0 | 0 | 0
PG&E GBA | Crows Landing | 60 | Biomass |  |  | 0 | 0 | 0 | 0 | 0 | 0 | 0 | 0 | 0 | 0 | 0 | 0 | 0 | 0 | 0 | 0 | 0 | 0 | 0 | 0 | 0 | 0 | 0 | 0 | 0 | 0 | 0 | 0
PG&E GBA | Curtis | 115 | Biomass |  |  | 0 | 0 | 0 | 0 | 0 | 0 | 0 | 0 | 0 | 0 | 0 | 0 | 0 | 0 | 0 | 0 | 0 | 0 | 0 | 0 | 0 | 0 | 0 | 0 | 0 | 0 | 0 | 0
PG&E FRESNO | Dairyland | 115 | Biomass |  |  | 0 | 0 | 0 | 0 | 0 | 0 | 0 | 0 | 0 | 0 | 0 | 0 | 0 | 0 | 0 | 0 | 0 | 0 | 0 | 0 | 0 | 0 | 0 | 0 | 0 | 0 | 0 | 0
PG&E NGBA | Davis | 115 | Biomass |  |  | 0 | 0 | 0 | 0 | 0 | 0 | 0 | 0 | 0 | 0 | 0 | 0 | 0 | 0 | 0 | 0 | 0 | 0 | 0 | 0 | 0 | 0 | 0 | 0 | 0 | 0 | 0 | 0
SCE Metro | Del Amo | 500 | Biomass |  |  | 0 | 0 | 0 | 0 | 0 | 0 | 0 | 0 | 0 | 0 | 0 | 0 | 0 | 0 | 0 | 0 | 0 | 0 | 0 | 0 | 0 | 0 | 0 | 0 | 0 | 0 | 0 | 0
SCE Metro | Del Amo | 230 | Biomass |  |  | 0 | 0 | 0 | 0 | 0 | 0 | 0 | 0 | 0 | 0 | 0 | 0 | 0 | 0 | 0 | 0 | 0 | 0 | 0 | 0 | 0 | 0 | 0 | 0 | 0 | 0 | 0 | 0
SCE Eastern | Delaney | 500 | Biomass |  |  | 0 | 0 | 0 | 0 | 0 | 0 | 0 | 0 | 0 | 0 | 0 | 0 | 0 | 0 | 0 | 0 | 0 | 0 | 0 | 0 | 0 | 0 | 0 | 0 | 0 | 0 | 0 | 0
PG&E NGBA | Delevan | 230 | Biomass |  |  | 0 | 0 | 0 | 0 | 0 | 0 | 0 | 0 | 0 | 0 | 0 | 0 | 0 | 0 | 0 | 0 | 0 | 0 | 0 | 0 | 0 | 0 | 0 | 0 | 0 | 0 | 0 | 0
PG&E GBA | Delta PP | 230 | Biomass |  |  | 0 | 0 | 0 | 0 | 0 | 0 | 0 | 0 | 0 | 0 | 0 | 0 | 0 | 0 | 0 | 0 | 0 | 0 | 0 | 0 | 0 | 0 | 0 | 0 | 0 | 0 | 0 | 0
EOP | Desert View | 230 | Biomass |  |  | 0 | 0 | 0 | 0 | 0 | 0 | 0 | 0 | 0 | 0 | 0 | 0 | 0 | 0 | 0 | 0 | 0 | 0 | 0 | 0 | 0 | 0 | 0 | 0 | 0 | 0 | 0 | 0
SCE Eastern | Devers | 230 | Biomass |  |  | 0 | 0 | 0 | 0 | 0 | 0 | 0 | 0 | 0 | 0 | 0 | 0 | 0 | 0 | 0 | 0 | 0 | 0 | 0 | 0 | 0 | 0 | 0 | 0 | 0 | 0 | 0 | 0
SCE Eastern | Devers | 500 | Biomass |  |  | 0 | 0 | 0 | 0 | 0 | 0 | 0 | 0 | 0 | 0 | 0 | 0 | 0 | 0 | 0 | 0 | 0 | 0 | 0 | 0 | 0 | 0 | 0 | 0 | 0 | 0 | 0 | 0
PG&E KERN | Diablo Canyon | 230 | Biomass |  |  | 0 | 0 | 0 | 0 | 0 | 0 | 0 | 0 | 0 | 0 | 0 | 0 | 0 | 0 | 0 | 0 | 0 | 0 | 0 | 0 | 0 | 0 | 0 | 0 | 0 | 0 | 0 | 0
PG&E KERN | Diablo Canyon | 500 | Biomass |  |  | 0 | 0 | 0 | 0 | 0 | 0 | 0 | 0 | 0 | 0 | 0 | 0 | 0 | 0 | 0 | 0 | 0 | 0 | 0 | 0 | 0 | 0 | 0 | 0 | 0 | 0 | 0 | 0
PG&E KERN | Divide | 115 | Biomass |  |  | 0 | 0 | 0 | 0 | 0 | 0 | 0 | 0 | 0 | 0 | 0 | 0 | 0 | 0 | 0 | 0 | 0 | 0 | 0 | 0 | 0 | 0 | 0 | 0 | 0 | 0 | 0 | 0
PG&E GBA | Dixon Landing | 115 | Biomass |  |  | 0 | 0 | 0 | 0 | 0 | 0 | 0 | 0 | 0 | 0 | 0 | 0 | 0 | 0 | 0 | 0 | 0 | 0 | 0 | 0 | 0 | 0 | 0 | 0 | 0 | 0 | 0 | 0
PG&E FRESNO | Dos Amigos | 230 | Biomass |  |  | 0 | 0 | 0 | 0 | 0 | 0 | 0 | 0 | 0 | 0 | 0 | 0 | 0 | 0 | 0 | 0 | 0 | 0 | 0 | 0 | 0 | 0 | 0 | 0 | 0 | 0 | 0 | 0
PG&E NGBA | Drum | 115 | Biomass |  |  | 0 | 0 | 0 | 0 | 0 | 0 | 0 | 0 | 0 | 0 | 0 | 0 | 0 | 0 | 0 | 0 | 0 | 0 | 0 | 0 | 0 | 0 | 0 | 0 | 0 | 0 | 0 | 0
PG&E GBA | Dumbarton | 115 | Biomass |  |  | 0 | 0 | 0 | 0 | 0 | 0 | 0 | 0 | 0 | 0 | 0 | 0 | 0 | 0 | 0 | 0 | 0 | 0 | 0 | 0 | 0 | 0 | 0 | 0 | 0 | 0 | 0 | 0
SCE NOL | Dunn Siding | 115 | Biomass |  |  | 0 | 0 | 0 | 0 | 0 | 0 | 0 | 0 | 0 | 0 | 0 | 0 | 0 | 0 | 0 | 0 | 0 | 0 | 0 | 0 | 0 | 0 | 0 | 0 | 0 | 0 | 0 | 0
SCE Eastern | Eagle Mountain | 230 | Biomass |  |  | 0 | 0 | 0 | 0 | 0 | 0 | 0 | 0 | 0 | 0 | 0 | 0 | 0 | 0 | 0 | 0 | 0 | 0 | 0 | 0 | 0 | 0 | 0 | 0 | 0 | 0 | 0 | 0
PG&E NGBA | Eagle Rock (PGE) | 60 | Biomass |  |  | 0 | 0 | 0 | 0 | 0 | 0 | 0 | 0 | 0 | 0 | 0 | 0 | 0 | 0 | 0 | 0 | 0 | 0 | 0 | 0 | 0 | 0 | 0 | 0 | 0 | 0 | 0 | 0
PG&E NGBA | Eagle Rock (PGE) | 115 | Biomass |  |  | 0 | 0 | 0 | 0 | 0 | 0 | 0 | 0 | 0 | 0 | 0 | 0 | 0 | 0 | 0 | 0 | 0 | 0 | 0 | 0 | 0 | 0 | 0 | 0 | 0 | 0 | 0 | 0
SCE Metro | Eagle Rock (SCE) | 230 | Biomass |  |  | 0 | 0 | 0 | 0 | 0 | 0 | 0 | 0 | 0 | 0 | 0 | 0 | 0 | 0 | 0 | 0 | 0 | 0 | 0 | 0 | 0 | 0 | 0 | 0 | 0 | 0 | 0 | 0
PG&E NGBA | East Marysville | 115 | Biomass |  |  | 0 | 0 | 0 | 0 | 0 | 0 | 0 | 0 | 0 | 0 | 0 | 0 | 0 | 0 | 0 | 0 | 0 | 0 | 0 | 0 | 0 | 0 | 0 | 0 | 0 | 0 | 0 | 0
PG&E NGBA | East Nicolaus | 115 | Biomass |  |  | 0 | 0 | 0 | 0 | 0 | 0 | 0 | 0 | 0 | 0 | 0 | 0 | 0 | 0 | 0 | 0 | 0 | 0 | 0 | 0 | 0 | 0 | 0 | 0 | 0 | 0 | 0 | 0
PG&E NGBA | East Nicolaus | 60 | Biomass |  |  | 0 | 0 | 0 | 0 | 0 | 0 | 0 | 0 | 0 | 0 | 0 | 0 | 0 | 0 | 0 | 0 | 0 | 0 | 0 | 0 | 0 | 0 | 0 | 0 | 0 | 0 | 0 | 0
PG&E GBA | Eastshore | 115 | Biomass |  |  | 0 | 0 | 0 | 0 | 0 | 0 | 0 | 0 | 0 | 0 | 0 | 0 | 0 | 0 | 0 | 0 | 0 | 0 | 0 | 0 | 0 | 0 | 0 | 0 | 0 | 0 | 0 | 0
PG&E GBA | Eastshore | 230 | Biomass |  |  | 0 | 0 | 0 | 0 | 0 | 0 | 0 | 0 | 0 | 0 | 0 | 0 | 0 | 0 | 0 | 0 | 0 | 0 | 0 | 0 | 0 | 0 | 0 | 0 | 0 | 0 | 0 | 0
SDGE | ECO | 138 | Biomass |  |  | 0 | 0 | 0 | 0 | 0 | 0 | 0 | 0 | 0 | 0 | 0 | 0 | 0 | 0 | 0 | 0 | 0 | 0 | 0 | 0 | 0 | 0 | 0 | 0 | 0 | 0 | 0 | 0
SDGE | ECO | 230 | Biomass |  |  | 0 | 0 | 0 | 0 | 0 | 0 | 0 | 0 | 0 | 0 | 0 | 0 | 0 | 0 | 0 | 0 | 0 | 0 | 0 | 0 | 0 | 0 | 0 | 0 | 0 | 0 | 0 | 0
SDGE | ECO | 500 | Biomass |  |  | 0 | 0 | 0 | 0 | 0 | 0 | 0 | 0 | 0 | 0 | 0 | 0 | 0 | 0 | 0 | 0 | 0 | 0 | 0 | 0 | 0 | 0 | 0 | 0 | 0 | 0 | 0 | 0
PG&E GBA | Edenvale | 115 | Biomass |  |  | 0 | 0 | 0 | 0 | 0 | 0 | 0 | 0 | 0 | 0 | 0 | 0 | 0 | 0 | 0 | 0 | 0 | 0 | 0 | 0 | 0 | 0 | 0 | 0 | 0 | 0 | 0 | 0
PG&E GBA | Edes | 115 | Biomass |  |  | 0 | 0 | 0 | 0 | 0 | 0 | 0 | 0 | 0 | 0 | 0 | 0 | 0 | 0 | 0 | 0 | 0 | 0 | 0 | 0 | 0 | 0 | 0 | 0 | 0 | 0 | 0 | 0
PG&E GBA | Eight Mile | 230 | Biomass |  |  | 0 | 0 | 0 | 0 | 0 | 0 | 0 | 0 | 0 | 0 | 0 | 0 | 0 | 0 | 0 | 0 | 0 | 0 | 0 | 0 | 0 | 0 | 0 | 0 | 0 | 0 | 0 | 0
SDGE | El Cajon | 69 | Biomass |  |  | 0 | 0 | 0 | 0 | 0 | 0 | 0 | 0 | 0 | 0 | 0 | 0 | 0 | 0 | 0 | 0 | 0 | 0 | 0 | 0 | 0 | 0 | 0 | 0 | 0 | 0 | 0 | 0
SCE Eastern | El Casco | 230 | Biomass |  |  | 0 | 0 | 0 | 0 | 0 | 0 | 0 | 0 | 0 | 0 | 0 | 0 | 0 | 0 | 0 | 0 | 0 | 0 | 0 | 0 | 0 | 0 | 0 | 0 | 0 | 0 | 0 | 0
PG&E GBA | El Cerrito G | 115 | Biomass |  |  | 0 | 0 | 0 | 0 | 0 | 0 | 0 | 0 | 0 | 0 | 0 | 0 | 0 | 0 | 0 | 0 | 0 | 0 | 0 | 0 | 0 | 0 | 0 | 0 | 0 | 0 | 0 | 0
PG&E NGBA | El Dorado PH | 115 | Biomass |  |  | 0 | 0 | 0 | 0 | 0 | 0 | 0 | 0 | 0 | 0 | 0 | 0 | 0 | 0 | 0 | 0 | 0 | 0 | 0 | 0 | 0 | 0 | 0 | 0 | 0 | 0 | 0 | 0
PG&E FRESNO | El Nido (PGE) | 115 | Biomass |  |  | 0 | 0 | 0 | 0 | 0 | 0 | 0 | 0 | 0 | 0 | 0 | 0 | 0 | 0 | 0 | 0 | 0 | 0 | 0 | 0 | 0 | 0 | 0 | 0 | 0 | 0 | 0 | 0
SCE Metro | El Nido (SCE) | 230 | Biomass |  |  | 0 | 0 | 0 | 0 | 0 | 0 | 0 | 0 | 0 | 0 | 0 | 0 | 0 | 0 | 0 | 0 | 0 | 0 | 0 | 0 | 0 | 0 | 0 | 0 | 0 | 0 | 0 | 0
PG&E GBA | El Patio | 115 | Biomass |  |  | 0 | 0 | 0 | 0 | 0 | 0 | 0 | 0 | 0 | 0 | 0 | 0 | 0 | 0 | 0 | 0 | 0 | 0 | 0 | 0 | 0 | 0 | 0 | 0 | 0 | 0 | 0 | 0
SCE Metro | El Segundo | 230 | Biomass |  |  | 0 | 0 | 0 | 0 | 0 | 0 | 0 | 0 | 0 | 0 | 0 | 0 | 0 | 0 | 0 | 0 | 0 | 0 | 0 | 0 | 0 | 0 | 0 | 0 | 0 | 0 | 0 | 0
EOP | Eldorado | 230 | Biomass |  |  | 0 | 0 | 0 | 0 | 0 | 0 | 0 | 0 | 0 | 0 | 0 | 0 | 0 | 0 | 0 | 0 | 0 | 0 | 0 | 0 | 0 | 0 | 0 | 0 | 0 | 0 | 0 | 0
EOP | Eldorado | 500 | Biomass |  |  | 0 | 0 | 0 | 0 | 0 | 0 | 0 | 0 | 0 | 0 | 0 | 0 | 0 | 0 | 0 | 0 | 0 | 0 | 0 | 0 | 0 | 0 | 0 | 0 | 0 | 0 | 0 | 0
SCE Northern | Elizabeth Lake | 66 | Biomass |  |  | 0 | 0 | 0 | 0 | 0 | 0 | 0 | 0 | 0 | 0 | 0 | 0 | 0 | 0 | 0 | 0 | 0 | 0 | 0 | 0 | 0 | 0 | 0 | 0 | 0 | 0 | 0 | 0
PG&E KERN | Elk Hills | 230 | Biomass |  |  | 0 | 0 | 0 | 0 | 0 | 0 | 0 | 0 | 0 | 0 | 0 | 0 | 0 | 0 | 0 | 0 | 0 | 0 | 0 | 0 | 0 | 0 | 0 | 0 | 0 | 0 | 0 | 0
SDGE | Elliot | 69 | Biomass |  |  | 0 | 0 | 0 | 0 | 0 | 0 | 0 | 0 | 0 | 0 | 0 | 0 | 0 | 0 | 0 | 0 | 0 | 0 | 0 | 0 | 0 | 0 | 0 | 0 | 0 | 0 | 0 | 0
SCE Metro | Ellis | 230 | Biomass |  |  | 0 | 0 | 0 | 0 | 0 | 0 | 0 | 0 | 0 | 0 | 0 | 0 | 0 | 0 | 0 | 0 | 0 | 0 | 0 | 0 | 0 | 0 | 0 | 0 | 0 | 0 | 0 | 0
SDGE | Encina | 138 | Biomass |  |  | 0 | 0 | 0 | 0 | 0 | 0 | 0 | 0 | 0 | 0 | 0 | 0 | 0 | 0 | 0 | 0 | 0 | 0 | 0 | 0 | 0 | 0 | 0 | 0 | 0 | 0 | 0 | 0
SDGE | Encina | 230 | Biomass |  |  | 0 | 0 | 0 | 0 | 0 | 0 | 0 | 0 | 0 | 0 | 0 | 0 | 0 | 0 | 0 | 0 | 0 | 0 | 0 | 0 | 0 | 0 | 0 | 0 | 0 | 0 | 0 | 0
SDGE | Escondido | 230 | Biomass |  |  | 0 | 0 | 0 | 0 | 0 | 0 | 0 | 0 | 0 | 0 | 0 | 0 | 0 | 0 | 0 | 0 | 0 | 0 | 0 | 0 | 0 | 0 | 0 | 0 | 0 | 0 | 0 | 0
SDGE | Escondido | 69 | Biomass |  |  | 0 | 0 | 0 | 0 | 0 | 0 | 0 | 0 | 0 | 0 | 0 | 0 | 0 | 0 | 0 | 0 | 0 | 0 | 0 | 0 | 0 | 0 | 0 | 0 | 0 | 0 | 0 | 0
PG&E KERN | Estrella | 230 | Biomass |  |  | 0 | 0 | 0 | 0 | 0 | 0 | 0 | 0 | 0 | 0 | 0 | 0 | 0 | 0 | 0 | 0 | 0 | 0 | 0 | 0 | 0 | 0 | 0 | 0 | 0 | 0 | 0 | 0
SCE Eastern | Etiwanda | 230 | Biomass |  |  | 0 | 0 | 0 | 0 | 0 | 0 | 0 | 0 | 0 | 0 | 0 | 0 | 0 | 0 | 0 | 0 | 0 | 0 | 0 | 0 | 0 | 0 | 0 | 0 | 0 | 0 | 0 | 0
PG&E GBA | Evergreen | 115 | Biomass |  |  | 0 | 0 | 0 | 0 | 0 | 0 | 0 | 0 | 0 | 0 | 0 | 0 | 0 | 0 | 0 | 0 | 0 | 0 | 0 | 0 | 0 | 0 | 0 | 0 | 0 | 0 | 0 | 0
PG&E GBA | Evergreen | 60 | Biomass |  |  | 0 | 0 | 0 | 0 | 0 | 0 | 0 | 0 | 0 | 0 | 0 | 0 | 0 | 0 | 0 | 0 | 0 | 0 | 0 | 0 | 0 | 0 | 0 | 0 | 0 | 0 | 0 | 0
PG&E FRESNO | Excelsior | 115 | Biomass |  |  | 0 | 0 | 0 | 0 | 0 | 0 | 0 | 0 | 0 | 0 | 0 | 0 | 0 | 0 | 0 | 0 | 0 | 0 | 0 | 0 | 0 | 0 | 0 | 0 | 0 | 0 | 0 | 0
PG&E FRESNO | Exchequer | 115 | Biomass |  |  | 1 | 0 | 0 | 0 | 0 | 0 | 0 | 0 | 0 | 0 | 0 | 0 | 0 | 2 | 0 | 2 | 0 | 0 | 0 | 2 | 0 | 2 | 2 | 0 | 2 | 2 | 0 | 2
PG&E KERN | Fairway | 115 | Biomass |  |  | 0 | 0 | 0 | 0 | 0 | 0 | 0 | 0 | 0 | 0 | 0 | 0 | 0 | 0 | 0 | 0 | 0 | 0 | 0 | 0 | 0 | 0 | 0 | 0 | 0 | 0 | 0 | 0
PG&E KERN | Famoso | 115 | Biomass |  |  | 0 | 0 | 0 | 0 | 0 | 0 | 0 | 0 | 0 | 0 | 0 | 0 | 0 | 0 | 0 | 0 | 0 | 0 | 0 | 0 | 0 | 0 | 0 | 0 | 0 | 0 | 0 | 0
PG&E NGBA | Fern Road | 500 | Biomass |  |  | 0 | 0 | 0 | 0 | 0 | 0 | 0 | 0 | 0 | 0 | 0 | 0 | 0 | 0 | 0 | 0 | 0 | 0 | 0 | 0 | 0 | 0 | 0 | 0 | 0 | 0 | 0 | 0
PG&E GBA | Fibreboard (SPI Sonora) | 115 | Biomass |  |  | 0 | 0 | 0 | 0 | 0 | 0 | 0 | 0 | 0 | 0 | 0 | 0 | 0 | 0 | 0 | 0 | 0 | 0 | 0 | 0 | 0 | 0 | 0 | 0 | 0 | 0 | 0 | 0
PG&E FRESNO | Figarden | 230 | Biomass |  |  | 0 | 0 | 0 | 0 | 0 | 0 | 0 | 0 | 0 | 0 | 0 | 0 | 0 | 0 | 0 | 0 | 0 | 0 | 0 | 0 | 0 | 0 | 0 | 0 | 0 | 0 | 0 | 0
PG&E FRESNO | Fink | 230 | Biomass |  |  | 0 | 0 | 0 | 0 | 0 | 0 | 0 | 0 | 0 | 0 | 0 | 0 | 0 | 0 | 0 | 0 | 0 | 0 | 0 | 0 | 0 | 0 | 0 | 0 | 0 | 0 | 0 | 0
PG&E NGBA | Fitch Mountain | 60 | Biomass |  |  | 0 | 0 | 0 | 0 | 0 | 0 | 0 | 0 | 0 | 0 | 0 | 0 | 0 | 0 | 0 | 0 | 0 | 0 | 0 | 0 | 0 | 0 | 0 | 0 | 0 | 0 | 0 | 0
PG&E GBA | FMC | 115 | Biomass |  |  | 0 | 0 | 0 | 0 | 0 | 0 | 0 | 0 | 0 | 0 | 0 | 0 | 0 | 0 | 0 | 0 | 0 | 0 | 0 | 0 | 0 | 0 | 0 | 0 | 0 | 0 | 0 | 0
PG&E GBA | Fremont | 115 | Biomass |  |  | 0 | 0 | 0 | 0 | 0 | 0 | 0 | 0 | 0 | 0 | 0 | 0 | 0 | 0 | 0 | 0 | 0 | 0 | 0 | 0 | 0 | 0 | 0 | 0 | 0 | 0 | 0 | 0
PG&E GBA | French Camp | 60 | Biomass |  |  | 0 | 0 | 0 | 0 | 0 | 0 | 0 | 0 | 0 | 0 | 0 | 0 | 0 | 0 | 0 | 0 | 0 | 0 | 0 | 0 | 0 | 0 | 0 | 0 | 0 | 0 | 0 | 0
PG&E GBA | Frogtown | 115 | Biomass |  |  | 0 | 0 | 0 | 0 | 0 | 0 | 0 | 0 | 0 | 0 | 0 | 0 | 0 | 0 | 0 | 0 | 0 | 0 | 0 | 0 | 0 | 0 | 0 | 0 | 0 | 0 | 0 | 0
PG&E NGBA | Fulton | 115 | Biomass |  |  | 0 | 0 | 0 | 0 | 0 | 0 | 0 | 0 | 0 | 0 | 0 | 0 | 0 | 0 | 0 | 0 | 0 | 0 | 0 | 0 | 0 | 0 | 0 | 0 | 0 | 0 | 0 | 0
PG&E NGBA | Fulton | 230 | Biomass |  |  | 0 | 0 | 0 | 0 | 0 | 0 | 0 | 0 | 0 | 0 | 0 | 0 | 0 | 0 | 0 | 0 | 0 | 0 | 0 | 0 | 0 | 0 | 0 | 0 | 0 | 0 | 0 | 0
PG&E NGBA | Fulton | 60 | Biomass |  |  | 0 | 0 | 0 | 0 | 0 | 0 | 0 | 0 | 0 | 0 | 0 | 0 | 0 | 0 | 0 | 0 | 0 | 0 | 0 | 0 | 0 | 0 | 0 | 0 | 0 | 0 | 0 | 0
PG&E KERN | Ganso | 115 | Biomass |  |  | 1 | 0 | 0 | 0 | 0 | 0 | 0 | 0 | 0 | 0 | 0 | 0 | 0 | 0.5 | 0 | 0.5 | 0 | 0 | 0 | 0.5 | 0 | 0.5 | 0.5 | 0 | 0.5 | 0.5 | 0 | 0.5
PG&E FRESNO | Gates | 230 | Biomass |  |  | 0 | 0 | 0 | 0 | 0 | 0 | 0 | 0 | 0 | 0 | 0 | 0 | 0 | 0 | 0 | 0 | 0 | 0 | 0 | 0 | 0 | 0 | 0 | 0 | 0 | 0 | 0 | 0
PG&E FRESNO | Gates | 500 | Biomass |  |  | 0 | 0 | 0 | 0 | 0 | 0 | 0 | 0 | 0 | 0 | 0 | 0 | 0 | 0 | 0 | 0 | 0 | 0 | 0 | 0 | 0 | 0 | 0 | 0 | 0 | 0 | 0 | 0
PG&E NGBA | Geysers 12 | 230 | Biomass |  |  | 0 | 0 | 0 | 0 | 0 | 0 | 0 | 0 | 0 | 0 | 0 | 0 | 0 | 0 | 0 | 0 | 0 | 0 | 0 | 0 | 0 | 0 | 0 | 0 | 0 | 0 | 0 | 0
PG&E NGBA | Geysers 17 | 230 | Biomass |  |  | 0 | 0 | 0 | 0 | 0 | 0 | 0 | 0 | 0 | 0 | 0 | 0 | 0 | 0 | 0 | 0 | 0 | 0 | 0 | 0 | 0 | 0 | 0 | 0 | 0 | 0 | 0 | 0
PG&E NGBA | Geysers 3 | 115 | Biomass |  |  | 0 | 0 | 0 | 0 | 0 | 0 | 0 | 0 | 0 | 0 | 0 | 0 | 0 | 0 | 0 | 0 | 0 | 0 | 0 | 0 | 0 | 0 | 0 | 0 | 0 | 0 | 0 | 0
PG&E NGBA | Glenn | 230 | Biomass |  |  | 0 | 0 | 0 | 0 | 0 | 0 | 0 | 0 | 0 | 0 | 0 | 0 | 0 | 0 | 0 | 0 | 0 | 0 | 0 | 0 | 0 | 0 | 0 | 0 | 0 | 0 | 0 | 0
PG&E NGBA | Glenn | 60 | Biomass |  |  | 0 | 0 | 0 | 0 | 0 | 0 | 0 | 0 | 0 | 0 | 0 | 0 | 0 | 0 | 0 | 0 | 0 | 0 | 0 | 0 | 0 | 0 | 0 | 0 | 0 | 0 | 0 | 0
PG&E NGBA | Gold Hill | 115 | Biomass |  |  | 0 | 0 | 0 | 0 | 0 | 0 | 0 | 0 | 0 | 0 | 0 | 0 | 0 | 0 | 0 | 0 | 0 | 0 | 0 | 0 | 0 | 0 | 0 | 0 | 0 | 0 | 0 | 0
PG&E NGBA | Gold Hill | 230 | Biomass |  |  | 0 | 0 | 0 | 0 | 0 | 0 | 0 | 0 | 0 | 0 | 0 | 0 | 0 | 0 | 0 | 0 | 0 | 0 | 0 | 0 | 0 | 0 | 0 | 0 | 0 | 0 | 0 | 0
SCE Northern | Goleta | 230 | Biomass |  |  | 0 | 0 | 0 | 0 | 0 | 0 | 0 | 0 | 0 | 0 | 0 | 0 | 0 | 0 | 0 | 0 | 0 | 0 | 0 | 0 | 0 | 0 | 0 | 0 | 0 | 0 | 0 | 0
SCE Metro | Goodrich | 230 | Biomass |  |  | 0 | 0 | 0 | 0 | 0 | 0 | 0 | 0 | 0 | 0 | 0 | 0 | 0 | 0 | 0 | 0 | 0 | 0 | 0 | 0 | 0 | 0 | 0 | 0 | 0 | 0 | 0 | 0
PG&E KERN | Goose Lake | 115 | Biomass |  |  | 1 | 0 | 0 | 0 | 0 | 0 | 0 | 0 | 0 | 0 | 0 | 0 | 0 | 3 | 0 | 3 | 0 | 0 | 0 | 3 | 0 | 3 | 3 | 0 | 3 | 3 | 0 | 3
SCE Metro | Gould | 230 | Biomass |  |  | 0 | 0 | 0 | 0 | 0 | 0 | 0 | 0 | 0 | 0 | 0 | 0 | 0 | 0 | 0 | 0 | 0 | 0 | 0 | 0 | 0 | 0 | 0 | 0 | 0 | 0 | 0 | 0
PG&E NGBA | Grand Island | 115 | Biomass |  |  | 0 | 0 | 0 | 0 | 0 | 0 | 0 | 0 | 0 | 0 | 0 | 0 | 0 | 0 | 0 | 0 | 0 | 0 | 0 | 0 | 0 | 0 | 0 | 0 | 0 | 0 | 0 | 0
SDGE | Granite | 69 | Biomass |  |  | 0 | 0 | 0 | 0 | 0 | 0 | 0 | 0 | 0 | 0 | 0 | 0 | 0 | 0 | 0 | 0 | 0 | 0 | 0 | 0 | 0 | 0 | 0 | 0 | 0 | 0 | 0 | 0
PG&E GBA | Grant | 115 | Biomass |  |  | 0 | 0 | 0 | 0 | 0 | 0 | 0 | 0 | 0 | 0 | 0 | 0 | 0 | 0 | 0 | 0 | 0 | 0 | 0 | 0 | 0 | 0 | 0 | 0 | 0 | 0 | 0 | 0
PG&E GBA | Green Valley | 115 | Biomass |  |  | 1 | 0 | 0 | 0 | 0 | 0 | 0 | 0 | 0 | 0 | 0 | 0 | 0 | 1.1 | 0 | 1.1 | 0 | 0 | 0 | 1.1 | 0 | 1.1 | 1.1 | 0 | 1.1 | 1.1 | 0 | 1.1
PG&E NGBA | Greenleaf 1 | 115 | Biomass |  |  | 0 | 0 | 0 | 0 | 0 | 0 | 0 | 0 | 0 | 0 | 0 | 0 | 0 | 0 | 0 | 0 | 0 | 0 | 0 | 0 | 0 | 0 | 0 | 0 | 0 | 0 | 0 | 0
PG&E FRESNO | Gregg | 230 | Biomass |  |  | 0 | 0 | 0 | 0 | 0 | 0 | 0 | 0 | 0 | 0 | 0 | 0 | 0 | 0 | 0 | 0 | 0 | 0 | 0 | 0 | 0 | 0 | 0 | 0 | 0 | 0 | 0 | 0
PG&E FRESNO | Grimmway-Malaga | 115 | Biomass |  |  | 0 | 0 | 0 | 0 | 0 | 0 | 0 | 0 | 0 | 0 | 0 | 0 | 0 | 0 | 0 | 0 | 0 | 0 | 0 | 0 | 0 | 0 | 0 | 0 | 0 | 0 | 0 | 0
PG&E NGBA | Grizzly | 230 | Biomass |  |  | 0 | 0 | 0 | 0 | 0 | 0 | 0 | 0 | 0 | 0 | 0 | 0 | 0 | 0 | 0 | 0 | 0 | 0 | 0 | 0 | 0 | 0 | 0 | 0 | 0 | 0 | 0 | 0
PG&E FRESNO | Guernsey | 70 | Biomass |  |  | 0 | 0 | 0 | 0 | 0 | 0 | 0 | 0 | 0 | 0 | 0 | 0 | 0 | 0 | 0 | 0 | 0 | 0 | 0 | 0 | 0 | 0 | 0 | 0 | 0 | 0 | 0 | 0
PG&E FRESNO | GWF Hanford | 115 | Biomass |  |  | 0 | 0 | 0 | 0 | 0 | 0 | 0 | 0 | 0 | 0 | 0 | 0 | 0 | 0 | 0 | 0 | 0 | 0 | 0 | 0 | 0 | 0 | 0 | 0 | 0 | 0 | 0 | 0
PG&E FRESNO | Haas | 230 | Biomass |  |  | 0 | 0 | 0 | 0 | 0 | 0 | 0 | 0 | 0 | 0 | 0 | 0 | 0 | 0 | 0 | 0 | 0 | 0 | 0 | 0 | 0 | 0 | 0 | 0 | 0 | 0 | 0 | 0
PG&E FRESNO | Hammonds | 115 | Biomass |  |  | 0 | 0 | 0 | 0 | 0 | 0 | 0 | 0 | 0 | 0 | 0 | 0 | 0 | 0 | 0 | 0 | 0 | 0 | 0 | 0 | 0 | 0 | 0 | 0 | 0 | 0 | 0 | 0
SCE Metro | HarborGen | 230 | Biomass |  |  | 0 | 0 | 0 | 0 | 0 | 0 | 0 | 0 | 0 | 0 | 0 | 0 | 0 | 0 | 0 | 0 | 0 | 0 | 0 | 0 | 0 | 0 | 0 | 0 | 0 | 0 | 0 | 0
PG&E NGBA | Harris | 60 | Biomass |  |  | 0 | 0 | 0 | 0 | 0 | 0 | 0 | 0 | 0 | 0 | 0 | 0 | 0 | 0 | 0 | 0 | 0 | 0 | 0 | 0 | 0 | 0 | 0 | 0 | 0 | 0 | 0 | 0
EOP | Harry Allen | 500 | Biomass |  |  | 0 | 0 | 0 | 0 | 0 | 0 | 0 | 0 | 0 | 0 | 0 | 0 | 0 | 0 | 0 | 0 | 0 | 0 | 0 | 0 | 0 | 0 | 0 | 0 | 0 | 0 | 0 | 0
PG&E NGBA | Hartley | 60 | Biomass |  |  | 0 | 0 | 0 | 0 | 0 | 0 | 0 | 0 | 0 | 0 | 0 | 0 | 0 | 0 | 0 | 0 | 0 | 0 | 0 | 0 | 0 | 0 | 0 | 0 | 0 | 0 | 0 | 0
SCE NOL | Harvard | 115 | Biomass |  |  | 0 | 0 | 0 | 0 | 0 | 0 | 0 | 0 | 0 | 0 | 0 | 0 | 0 | 0 | 0 | 0 | 0 | 0 | 0 | 0 | 0 | 0 | 0 | 0 | 0 | 0 | 0 | 0
SDGE | Hassayampa | 500 | Biomass |  |  | 0 | 0 | 0 | 0 | 0 | 0 | 0 | 0 | 0 | 0 | 0 | 0 | 0 | 0 | 0 | 0 | 0 | 0 | 0 | 0 | 0 | 0 | 0 | 0 | 0 | 0 | 0 | 0
PG&E FRESNO | Helm | 230 | Biomass |  |  | 0 | 0 | 0 | 0 | 0 | 0 | 0 | 0 | 0 | 0 | 0 | 0 | 0 | 0 | 0 | 0 | 0 | 0 | 0 | 0 | 0 | 0 | 0 | 0 | 0 | 0 | 0 | 0
PG&E FRESNO | Helm | 70 | Biomass |  |  | 0 | 0 | 0 | 0 | 0 | 0 | 0 | 0 | 0 | 0 | 0 | 0 | 0 | 0 | 0 | 0 | 0 | 0 | 0 | 0 | 0 | 0 | 0 | 0 | 0 | 0 | 0 | 0
PG&E FRESNO | Henrietta | 115 | Biomass |  |  | 0 | 0 | 0 | 0 | 0 | 0 | 0 | 0 | 0 | 0 | 0 | 0 | 0 | 0 | 0 | 0 | 0 | 0 | 0 | 0 | 0 | 0 | 0 | 0 | 0 | 0 | 0 | 0
PG&E FRESNO | Henrietta | 230 | Biomass |  |  | 0 | 0 | 0 | 0 | 0 | 0 | 0 | 0 | 0 | 0 | 0 | 0 | 0 | 0 | 0 | 0 | 0 | 0 | 0 | 0 | 0 | 0 | 0 | 0 | 0 | 0 | 0 | 0
PG&E FRESNO | Henrietta | 70 | Biomass |  |  | 0 | 0 | 0 | 0 | 0 | 0 | 0 | 0 | 0 | 0 | 0 | 0 | 0 | 0 | 0 | 0 | 0 | 0 | 0 | 0 | 0 | 0 | 0 | 0 | 0 | 0 | 0 | 0
PG&E FRESNO | Herndon | 115 | Biomass |  |  | 0 | 0 | 0 | 0 | 0 | 0 | 0 | 0 | 0 | 0 | 0 | 0 | 0 | 0 | 0 | 0 | 0 | 0 | 0 | 0 | 0 | 0 | 0 | 0 | 0 | 0 | 0 | 0
PG&E FRESNO | Herndon | 230 | Biomass |  |  | 1 | 1.9 | 0 | 1.9 | 0 | 0 | 0 | 0 | 0 | 0 | 0 | 0 | 0 | 0 | 0 | 0 | 0 | 0 | 0 | 0 | 0 | 0 | 1.9 | 0 | 1.9 | 1.9 | 0 | 1.9
PG&E GBA | Hicks | 230 | Biomass |  |  | 0 | 0 | 0 | 0 | 0 | 0 | 0 | 0 | 0 | 0 | 0 | 0 | 0 | 0 | 0 | 0 | 0 | 0 | 0 | 0 | 0 | 0 | 0 | 0 | 0 | 0 | 0 | 0
PG&E NGBA | Higgins | 115 | Biomass |  |  | 0 | 0 | 0 | 0 | 0 | 0 | 0 | 0 | 0 | 0 | 0 | 0 | 0 | 0 | 0 | 0 | 0 | 0 | 0 | 0 | 0 | 0 | 0 | 0 | 0 | 0 | 0 | 0
PG&E NGBA | Hilltop | 345 | Biomass |  |  | 0 | 0 | 0 | 0 | 0 | 0 | 0 | 0 | 0 | 0 | 0 | 0 | 0 | 0 | 0 | 0 | 0 | 0 | 0 | 0 | 0 | 0 | 0 | 0 | 0 | 0 | 0 | 0
SCE Metro | Hinson | 230 | Biomass |  |  | 1 | 0 | 0 | 0 | 5.6 | 0 | 5.6 | 5.6 | 0 | 5.6 | 0 | 0 | 0 | 0 | 0 | 0 | 0 | 0 | 0 | 0 | 0 | 0 | 0 | 0 | 0 | 0 | 0 | 0
PG&E GBA | Hollister | 115 | Biomass |  |  | 0 | 0 | 0 | 0 | 0 | 0 | 0 | 0 | 0 | 0 | 0 | 0 | 0 | 0 | 0 | 0 | 0 | 0 | 0 | 0 | 0 | 0 | 0 | 0 | 0 | 0 | 0 | 0
PG&E NGBA | Homestake | 115 | Biomass |  |  | 0 | 0 | 0 | 0 | 0 | 0 | 0 | 0 | 0 | 0 | 0 | 0 | 0 | 0 | 0 | 0 | 0 | 0 | 0 | 0 | 0 | 0 | 0 | 0 | 0 | 0 | 0 | 0
PG&E NGBA | Honcut | 115 | Biomass |  |  | 0 | 0 | 0 | 0 | 0 | 0 | 0 | 0 | 0 | 0 | 0 | 0 | 0 | 0 | 0 | 0 | 0 | 0 | 0 | 0 | 0 | 0 | 0 | 0 | 0 | 0 | 0 | 0
SDGE | Hoodoo Wash | 500 | Biomass |  |  | 0 | 0 | 0 | 0 | 0 | 0 | 0 | 0 | 0 | 0 | 0 | 0 | 0 | 0 | 0 | 0 | 0 | 0 | 0 | 0 | 0 | 0 | 0 | 0 | 0 | 0 | 0 | 0
PG&E NGBA | Hopland | 115 | Biomass |  |  | 0 | 0 | 0 | 0 | 0 | 0 | 0 | 0 | 0 | 0 | 0 | 0 | 0 | 0 | 0 | 0 | 0 | 0 | 0 | 0 | 0 | 0 | 0 | 0 | 0 | 0 | 0 | 0
PG&E NGBA | Hopland | 60 | Biomass |  |  | 0 | 0 | 0 | 0 | 0 | 0 | 0 | 0 | 0 | 0 | 0 | 0 | 0 | 0 | 0 | 0 | 0 | 0 | 0 | 0 | 0 | 0 | 0 | 0 | 0 | 0 | 0 | 0
PG&E NGBA | Humboldt | 115 | Biomass |  |  | 1 | 0 | 0 | 0 | 0 | 0 | 0 | 0 | 0 | 0 | 0 | 0 | 0 | 2.5 | 0 | 2.5 | 0 | 0 | 0 | 2.5 | 0 | 2.5 | 2.5 | 0 | 2.5 | 2.5 | 0 | 2.5
PG&E NGBA | Humboldt | 60 | Biomass |  |  | 0 | 0 | 0 | 0 | 0 | 0 | 0 | 0 | 0 | 0 | 0 | 0 | 0 | 0 | 0 | 0 | 0 | 0 | 0 | 0 | 0 | 0 | 0 | 0 | 0 | 0 | 0 | 0
PG&E NGBA | Humboldt | 500 | Biomass |  |  | 0 | 0 | 0 | 0 | 0 | 0 | 0 | 0 | 0 | 0 | 0 | 0 | 0 | 0 | 0 | 0 | 0 | 0 | 0 | 0 | 0 | 0 | 0 | 0 | 0 | 0 | 0 | 0
SCE Metro | Huntington Beach | 230 | Biomass |  |  | 0 | 0 | 0 | 0 | 0 | 0 | 0 | 0 | 0 | 0 | 0 | 0 | 0 | 0 | 0 | 0 | 0 | 0 | 0 | 0 | 0 | 0 | 0 | 0 | 0 | 0 | 0 | 0
PG&E NGBA | Ignacio | 115 | Biomass |  |  | 1 | 0 | 0 | 0 | 0 | 0 | 0 | 0 | 0 | 0 | 0 | 0 | 0 | 0.65 | 0 | 0.65 | 0 | 0 | 0 | 0.65 | 0 | 0.65 | 0.65 | 0 | 0.65 | 0.65 | 0 | 0.65
PG&E NGBA | Ignacio | 230 | Biomass |  |  | 0 | 0 | 0 | 0 | 0 | 0 | 0 | 0 | 0 | 0 | 0 | 0 | 0 | 0 | 0 | 0 | 0 | 0 | 0 | 0 | 0 | 0 | 0 | 0 | 0 | 0 | 0 | 0
PG&E NGBA | Ignacio | 60 | Biomass |  |  | 0 | 0 | 0 | 0 | 0 | 0 | 0 | 0 | 0 | 0 | 0 | 0 | 0 | 0 | 0 | 0 | 0 | 0 | 0 | 0 | 0 | 0 | 0 | 0 | 0 | 0 | 0 | 0
SDGE | Imperial Beach | 69 | Biomass |  |  | 0 | 0 | 0 | 0 | 0 | 0 | 0 | 0 | 0 | 0 | 0 | 0 | 0 | 0 | 0 | 0 | 0 | 0 | 0 | 0 | 0 | 0 | 0 | 0 | 0 | 0 | 0 | 0
SDGE | Imperial Valley | 230 | Biomass |  |  | 0 | 0 | 0 | 0 | 0 | 0 | 0 | 0 | 0 | 0 | 0 | 0 | 0 | 0 | 0 | 0 | 0 | 0 | 0 | 0 | 0 | 0 | 0 | 0 | 0 | 0 | 0 | 0
SDGE | Imperial Valley | 500 | Biomass |  |  | 0 | 0 | 0 | 0 | 0 | 0 | 0 | 0 | 0 | 0 | 0 | 0 | 0 | 0 | 0 | 0 | 0 | 0 | 0 | 0 | 0 | 0 | 0 | 0 | 0 | 0 | 0 | 0
EOP | Innovation | 138 | Biomass |  |  | 0 | 0 | 0 | 0 | 0 | 0 | 0 | 0 | 0 | 0 | 0 | 0 | 0 | 0 | 0 | 0 | 0 | 0 | 0 | 0 | 0 | 0 | 0 | 0 | 0 | 0 | 0 | 0
EOP | Innovation | 230 | Biomass |  |  | 0 | 0 | 0 | 0 | 0 | 0 | 0 | 0 | 0 | 0 | 0 | 0 | 0 | 0 | 0 | 0 | 0 | 0 | 0 | 0 | 0 | 0 | 0 | 0 | 0 | 0 | 0 | 0
SCE NOL | Inyokern | 115 | Biomass |  |  | 1 | 0 | 0 | 0 | 0 | 0 | 0 | 0 | 0 | 0 | 0 | 0 | 0 | 1.5 | 0 | 1.5 | 0 | 0 | 0 | 1.5 | 0 | 1.5 | 1.5 | 0 | 1.5 | 1.5 | 0 | 1.5
EOP | IS Tap | 138 | Biomass |  |  | 0 | 0 | 0 | 0 | 0 | 0 | 0 | 0 | 0 | 0 | 0 | 0 | 0 | 0 | 0 | 0 | 0 | 0 | 0 | 0 | 0 | 0 | 0 | 0 | 0 | 0 | 0 | 0
EOP | Ivanpah | 115 | Biomass |  |  | 0 | 0 | 0 | 0 | 0 | 0 | 0 | 0 | 0 | 0 | 0 | 0 | 0 | 0 | 0 | 0 | 0 | 0 | 0 | 0 | 0 | 0 | 0 | 0 | 0 | 0 | 0 | 0
EOP | Ivanpah | 230 | Biomass |  |  | 0 | 0 | 0 | 0 | 0 | 0 | 0 | 0 | 0 | 0 | 0 | 0 | 0 | 0 | 0 | 0 | 0 | 0 | 0 | 0 | 0 | 0 | 0 | 0 | 0 | 0 | 0 | 0
EOP | Jackass (DOE) | 138 | Biomass |  |  | 0 | 0 | 0 | 0 | 0 | 0 | 0 | 0 | 0 | 0 | 0 | 0 | 0 | 0 | 0 | 0 | 0 | 0 | 0 | 0 | 0 | 0 | 0 | 0 | 0 | 0 | 0 | 0
PG&E NGBA | James B Black | 230 | Biomass |  |  | 0 | 0 | 0 | 0 | 0 | 0 | 0 | 0 | 0 | 0 | 0 | 0 | 0 | 0 | 0 | 0 | 0 | 0 | 0 | 0 | 0 | 0 | 0 | 0 | 0 | 0 | 0 | 0
PG&E GBA | Jefferson | 230 | Biomass |  |  | 0 | 0 | 0 | 0 | 0 | 0 | 0 | 0 | 0 | 0 | 0 | 0 | 0 | 0 | 0 | 0 | 0 | 0 | 0 | 0 | 0 | 0 | 0 | 0 | 0 | 0 | 0 | 0
PG&E NGBA | Jessup | 115 | Biomass |  |  | 1 | 0 | 0 | 0 | 0 | 0 | 0 | 0 | 0 | 0 | 0 | 0 | 0 | 17 | 0 | 17 | 0 | 0 | 0 | 17 | 0 | 17 | 17 | 0 | 17 | 17 | 0 | 17
SCE Metro | Johanna | 230 | Biomass |  |  | 0 | 0 | 0 | 0 | 0 | 0 | 0 | 0 | 0 | 0 | 0 | 0 | 0 | 0 | 0 | 0 | 0 | 0 | 0 | 0 | 0 | 0 | 0 | 0 | 0 | 0 | 0 | 0
SCE Eastern | Julian Hinds | 230 | Biomass |  |  | 0 | 0 | 0 | 0 | 0 | 0 | 0 | 0 | 0 | 0 | 0 | 0 | 0 | 0 | 0 | 0 | 0 | 0 | 0 | 0 | 0 | 0 | 0 | 0 | 0 | 0 | 0 | 0
PG&E GBA | Kasson | 115 | Biomass |  |  | 0 | 0 | 0 | 0 | 0 | 0 | 0 | 0 | 0 | 0 | 0 | 0 | 0 | 0 | 0 | 0 | 0 | 0 | 0 | 0 | 0 | 0 | 0 | 0 | 0 | 0 | 0 | 0
PG&E GBA | Kasson | 60 | Biomass |  |  | 0 | 0 | 0 | 0 | 0 | 0 | 0 | 0 | 0 | 0 | 0 | 0 | 0 | 0 | 0 | 0 | 0 | 0 | 0 | 0 | 0 | 0 | 0 | 0 | 0 | 0 | 0 | 0
PG&E FRESNO | Kearney | 230 | Biomass |  |  | 0 | 0 | 0 | 0 | 0 | 0 | 0 | 0 | 0 | 0 | 0 | 0 | 0 | 0 | 0 | 0 | 0 | 0 | 0 | 0 | 0 | 0 | 0 | 0 | 0 | 0 | 0 | 0
PG&E FRESNO | Kearney | 70 | Biomass |  |  | 1 | 0.5 | 0 | 0.5 | 0 | 0 | 0 | 0 | 0 | 0 | 0 | 0 | 0 | 0 | 0 | 0 | 0 | 0 | 0 | 0 | 0 | 0 | 0.5 | 0 | 0.5 | 0.5 | 0 | 0.5
PG&E GBA | Kelso | 230 | Biomass |  |  | 0 | 0 | 0 | 0 | 0 | 0 | 0 | 0 | 0 | 0 | 0 | 0 | 0 | 0 | 0 | 0 | 0 | 0 | 0 | 0 | 0 | 0 | 0 | 0 | 0 | 0 | 0 | 0
PG&E FRESNO | Kerchoff 1 | 115 | Biomass |  |  | 1 | 0 | 0 | 0 | 0 | 0 | 0 | 0 | 0 | 0 | 0 | 0 | 0 | 2 | 0 | 2 | 0 | 0 | 0 | 2 | 0 | 2 | 2 | 0 | 2 | 2 | 0 | 2
PG&E KERN | Kern Oil | 115 | Biomass |  |  | 0 | 0 | 0 | 0 | 0 | 0 | 0 | 0 | 0 | 0 | 0 | 0 | 0 | 0 | 0 | 0 | 0 | 0 | 0 | 0 | 0 | 0 | 0 | 0 | 0 | 0 | 0 | 0
PG&E KERN | Kern PP | 115 | Biomass |  |  | 0 | 0 | 0 | 0 | 0 | 0 | 0 | 0 | 0 | 0 | 0 | 0 | 0 | 0 | 0 | 0 | 0 | 0 | 0 | 0 | 0 | 0 | 0 | 0 | 0 | 0 | 0 | 0
PG&E KERN | Kern PP | 230 | Biomass |  |  | 0 | 0 | 0 | 0 | 0 | 0 | 0 | 0 | 0 | 0 | 0 | 0 | 0 | 0 | 0 | 0 | 0 | 0 | 0 | 0 | 0 | 0 | 0 | 0 | 0 | 0 | 0 | 0
PG&E KERN | Kern PP | 70 | Biomass |  |  | 0 | 0 | 0 | 0 | 0 | 0 | 0 | 0 | 0 | 0 | 0 | 0 | 0 | 0 | 0 | 0 | 0 | 0 | 0 | 0 | 0 | 0 | 0 | 0 | 0 | 0 | 0 | 0
PG&E KERN | Kernridge | 115 | Biomass |  |  | 0 | 0 | 0 | 0 | 0 | 0 | 0 | 0 | 0 | 0 | 0 | 0 | 0 | 0 | 0 | 0 | 0 | 0 | 0 | 0 | 0 | 0 | 0 | 0 | 0 | 0 | 0 | 0
PG&E FRESNO | Kingsburg | 115 | Biomass |  |  | 0 | 0 | 0 | 0 | 0 | 0 | 0 | 0 | 0 | 0 | 0 | 0 | 0 | 0 | 0 | 0 | 0 | 0 | 0 | 0 | 0 | 0 | 0 | 0 | 0 | 0 | 0 | 0
PG&E GBA | Kirker | 115 | Biomass |  |  | 0 | 0 | 0 | 0 | 0 | 0 | 0 | 0 | 0 | 0 | 0 | 0 | 0 | 0 | 0 | 0 | 0 | 0 | 0 | 0 | 0 | 0 | 0 | 0 | 0 | 0 | 0 | 0
PG&E NGBA | Knights Landing | 115 | Biomass |  |  | 0 | 0 | 0 | 0 | 0 | 0 | 0 | 0 | 0 | 0 | 0 | 0 | 0 | 0 | 0 | 0 | 0 | 0 | 0 | 0 | 0 | 0 | 0 | 0 | 0 | 0 | 0 | 0
PG&E NGBA | Konocti | 60 | Biomass |  |  | 1 | 0 | 0 | 0 | 0.2 | 0 | 0.2 | 0 | 0 | 0 | 0.2 | 0 | 0.2 | 0 | 0 | 0 | 0 | 0 | 0 | 0 | 0 | 0 | 0.2 | 0 | 0.2 | 0.2 | 0 | 0.2
SCE NOL | Kramer | 115 | Biomass |  |  | 0 | 0 | 0 | 0 | 0 | 0 | 0 | 0 | 0 | 0 | 0 | 0 | 0 | 0 | 0 | 0 | 0 | 0 | 0 | 0 | 0 | 0 | 0 | 0 | 0 | 0 | 0 | 0
SCE NOL | Kramer | 230 | Biomass |  |  | 0 | 0 | 0 | 0 | 0 | 0 | 0 | 0 | 0 | 0 | 0 | 0 | 0 | 0 | 0 | 0 | 0 | 0 | 0 | 0 | 0 | 0 | 0 | 0 | 0 | 0 | 0 | 0
SCE Metro | La Cienega | 230 | Biomass |  |  | 0 | 0 | 0 | 0 | 0 | 0 | 0 | 0 | 0 | 0 | 0 | 0 | 0 | 0 | 0 | 0 | 0 | 0 | 0 | 0 | 0 | 0 | 0 | 0 | 0 | 0 | 0 | 0
SCE Metro | La Fresa | 230 | Biomass |  |  | 0 | 0 | 0 | 0 | 0 | 0 | 0 | 0 | 0 | 0 | 0 | 0 | 0 | 0 | 0 | 0 | 0 | 0 | 0 | 0 | 0 | 0 | 0 | 0 | 0 | 0 | 0 | 0
SCE Metro | Laguna Bell | 230 | Biomass |  |  | 0 | 0 | 0 | 0 | 0 | 0 | 0 | 0 | 0 | 0 | 0 | 0 | 0 | 0 | 0 | 0 | 0 | 0 | 0 | 0 | 0 | 0 | 0 | 0 | 0 | 0 | 0 | 0
PG&E KERN | Lakeview | 70 | Biomass |  |  | 0 | 0 | 0 | 0 | 0 | 0 | 0 | 0 | 0 | 0 | 0 | 0 | 0 | 0 | 0 | 0 | 0 | 0 | 0 | 0 | 0 | 0 | 0 | 0 | 0 | 0 | 0 | 0
PG&E NGBA | Lakeville | 230 | Biomass |  |  | 0 | 0 | 0 | 0 | 0 | 0 | 0 | 0 | 0 | 0 | 0 | 0 | 0 | 0 | 0 | 0 | 0 | 0 | 0 | 0 | 0 | 0 | 0 | 0 | 0 | 0 | 0 | 0
PG&E NGBA | Lakeville | 60 | Biomass |  |  | 0 | 0 | 0 | 0 | 0 | 0 | 0 | 0 | 0 | 0 | 0 | 0 | 0 | 0 | 0 | 0 | 0 | 0 | 0 | 0 | 0 | 0 | 0 | 0 | 0 | 0 | 0 | 0
PG&E NGBA | Lakeville | 115 | Biomass |  |  | 0 | 0 | 0 | 0 | 0 | 0 | 0 | 0 | 0 | 0 | 0 | 0 | 0 | 0 | 0 | 0 | 0 | 0 | 0 | 0 | 0 | 0 | 0 | 0 | 0 | 0 | 0 | 0
PG&E GBA | Lakewood | 115 | Biomass |  |  | 0 | 0 | 0 | 0 | 0 | 0 | 0 | 0 | 0 | 0 | 0 | 0 | 0 | 0 | 0 | 0 | 0 | 0 | 0 | 0 | 0 | 0 | 0 | 0 | 0 | 0 | 0 | 0
PG&E NGBA | Lambie | 230 | Biomass |  |  | 0 | 0 | 0 | 0 | 0 | 0 | 0 | 0 | 0 | 0 | 0 | 0 | 0 | 0 | 0 | 0 | 0 | 0 | 0 | 0 | 0 | 0 | 0 | 0 | 0 | 0 | 0 | 0
PG&E GBA | Lammers | 115 | Biomass |  |  | 0 | 0 | 0 | 0 | 0 | 0 | 0 | 0 | 0 | 0 | 0 | 0 | 0 | 0 | 0 | 0 | 0 | 0 | 0 | 0 | 0 | 0 | 0 | 0 | 0 | 0 | 0 | 0
PG&E KERN | Lamont | 115 | Biomass |  |  | 1 | 0 | 0 | 0 | 0 | 0 | 0 | 0 | 0 | 0 | 0 | 0 | 0 | 5 | 0 | 5 | 0 | 0 | 0 | 5 | 0 | 5 | 5 | 0 | 5 | 5 | 0 | 5
PG&E FRESNO | Las Aguilas | 230 | Biomass |  |  | 0 | 0 | 0 | 0 | 0 | 0 | 0 | 0 | 0 | 0 | 0 | 0 | 0 | 0 | 0 | 0 | 0 | 0 | 0 | 0 | 0 | 0 | 0 | 0 | 0 | 0 | 0 | 0
EOP | Lathrop | 138 | Biomass |  |  | 0 | 0 | 0 | 0 | 0 | 0 | 0 | 0 | 0 | 0 | 0 | 0 | 0 | 0 | 0 | 0 | 0 | 0 | 0 | 0 | 0 | 0 | 0 | 0 | 0 | 0 | 0 | 0
EOP | Lathrop | 230 | Biomass |  |  | 0 | 0 | 0 | 0 | 0 | 0 | 0 | 0 | 0 | 0 | 0 | 0 | 0 | 0 | 0 | 0 | 0 | 0 | 0 | 0 | 0 | 0 | 0 | 0 | 0 | 0 | 0 | 0
PG&E FRESNO | Le Grand | 115 | Biomass |  |  | 0 | 0 | 0 | 0 | 0 | 0 | 0 | 0 | 0 | 0 | 0 | 0 | 0 | 0 | 0 | 0 | 0 | 0 | 0 | 0 | 0 | 0 | 0 | 0 | 0 | 0 | 0 | 0
PG&E FRESNO | Lemoore | 70 | Biomass |  |  | 0 | 0 | 0 | 0 | 0 | 0 | 0 | 0 | 0 | 0 | 0 | 0 | 0 | 0 | 0 | 0 | 0 | 0 | 0 | 0 | 0 | 0 | 0 | 0 | 0 | 0 | 0 | 0
PG&E KERN | Lerdo | 115 | Biomass |  |  | 0 | 0 | 0 | 0 | 0 | 0 | 0 | 0 | 0 | 0 | 0 | 0 | 0 | 0 | 0 | 0 | 0 | 0 | 0 | 0 | 0 | 0 | 0 | 0 | 0 | 0 | 0 | 0
SCE Metro | Lewis | 230 | Biomass |  |  | 0 | 0 | 0 | 0 | 0 | 0 | 0 | 0 | 0 | 0 | 0 | 0 | 0 | 0 | 0 | 0 | 0 | 0 | 0 | 0 | 0 | 0 | 0 | 0 | 0 | 0 | 0 | 0
SCE Metro | Lighthipe | 230 | Biomass |  |  | 0 | 0 | 0 | 0 | 0 | 0 | 0 | 0 | 0 | 0 | 0 | 0 | 0 | 0 | 0 | 0 | 0 | 0 | 0 | 0 | 0 | 0 | 0 | 0 | 0 | 0 | 0 | 0
SDGE | Lilac | 69 | Biomass |  |  | 0 | 0 | 0 | 0 | 0 | 0 | 0 | 0 | 0 | 0 | 0 | 0 | 0 | 0 | 0 | 0 | 0 | 0 | 0 | 0 | 0 | 0 | 0 | 0 | 0 | 0 | 0 | 0
PG&E NGBA | Lincoln | 115 | Biomass |  |  | 0 | 0 | 0 | 0 | 0 | 0 | 0 | 0 | 0 | 0 | 0 | 0 | 0 | 0 | 0 | 0 | 0 | 0 | 0 | 0 | 0 | 0 | 0 | 0 | 0 | 0 | 0 | 0
PG&E KERN | Live Oak | 115 | Biomass |  |  | 0 | 0 | 0 | 0 | 0 | 0 | 0 | 0 | 0 | 0 | 0 | 0 | 0 | 0 | 0 | 0 | 0 | 0 | 0 | 0 | 0 | 0 | 0 | 0 | 0 | 0 | 0 | 0
PG&E GBA | Llagas | 115 | Biomass |  |  | 0 | 0 | 0 | 0 | 0 | 0 | 0 | 0 | 0 | 0 | 0 | 0 | 0 | 0 | 0 | 0 | 0 | 0 | 0 | 0 | 0 | 0 | 0 | 0 | 0 | 0 | 0 | 0
PG&E GBA | Lockeford | 115 | Biomass |  |  | 0 | 0 | 0 | 0 | 0 | 0 | 0 | 0 | 0 | 0 | 0 | 0 | 0 | 0 | 0 | 0 | 0 | 0 | 0 | 0 | 0 | 0 | 0 | 0 | 0 | 0 | 0 | 0
PG&E GBA | Lockeford | 230 | Biomass |  |  | 0 | 0 | 0 | 0 | 0 | 0 | 0 | 0 | 0 | 0 | 0 | 0 | 0 | 0 | 0 | 0 | 0 | 0 | 0 | 0 | 0 | 0 | 0 | 0 | 0 | 0 | 0 | 0
PG&E GBA | Lockeford | 60 | Biomass |  |  | 0 | 0 | 0 | 0 | 0 | 0 | 0 | 0 | 0 | 0 | 0 | 0 | 0 | 0 | 0 | 0 | 0 | 0 | 0 | 0 | 0 | 0 | 0 | 0 | 0 | 0 | 0 | 0
PG&E GBA | Lodi | 230 | Biomass |  |  | 0 | 0 | 0 | 0 | 0 | 0 | 0 | 0 | 0 | 0 | 0 | 0 | 0 | 0 | 0 | 0 | 0 | 0 | 0 | 0 | 0 | 0 | 0 | 0 | 0 | 0 | 0 | 0
PG&E NGBA | Logan Creek | 230 | Biomass |  |  | 0 | 0 | 0 | 0 | 0 | 0 | 0 | 0 | 0 | 0 | 0 | 0 | 0 | 0 | 0 | 0 | 0 | 0 | 0 | 0 | 0 | 0 | 0 | 0 | 0 | 0 | 0 | 0
PG&E GBA | Lone Tree | 230 | Biomass |  |  | 0 | 0 | 0 | 0 | 0 | 0 | 0 | 0 | 0 | 0 | 0 | 0 | 0 | 0 | 0 | 0 | 0 | 0 | 0 | 0 | 0 | 0 | 0 | 0 | 0 | 0 | 0 | 0
PG&E FRESNO | Los Banos | 230 | Biomass |  |  | 1 | 0 | 0 | 0 | 1.988 | 0 | 1.988 | 0 | 0 | 0 | 1.988 | 0 | 1.988 | 0 | 0 | 0 | 0 | 0 | 0 | 0 | 0 | 0 | 1.988 | 0 | 1.988 | 1.988 | 0 | 1.988
PG&E FRESNO | Los Banos | 500 | Biomass |  |  | 0 | 0 | 0 | 0 | 0 | 0 | 0 | 0 | 0 | 0 | 0 | 0 | 0 | 0 | 0 | 0 | 0 | 0 | 0 | 0 | 0 | 0 | 0 | 0 | 0 | 0 | 0 | 0
SDGE | Los Coches | 138 | Biomass |  |  | 0 | 0 | 0 | 0 | 0 | 0 | 0 | 0 | 0 | 0 | 0 | 0 | 0 | 0 | 0 | 0 | 0 | 0 | 0 | 0 | 0 | 0 | 0 | 0 | 0 | 0 | 0 | 0
SDGE | Los Coches | 69 | Biomass |  |  | 0 | 0 | 0 | 0 | 0 | 0 | 0 | 0 | 0 | 0 | 0 | 0 | 0 | 0 | 0 | 0 | 0 | 0 | 0 | 0 | 0 | 0 | 0 | 0 | 0 | 0 | 0 | 0
PG&E GBA | Los Esteros | 115 | Biomass |  |  | 0 | 0 | 0 | 0 | 0 | 0 | 0 | 0 | 0 | 0 | 0 | 0 | 0 | 0 | 0 | 0 | 0 | 0 | 0 | 0 | 0 | 0 | 0 | 0 | 0 | 0 | 0 | 0
PG&E GBA | Los Esteros | 230 | Biomass |  |  | 0 | 0 | 0 | 0 | 0 | 0 | 0 | 0 | 0 | 0 | 0 | 0 | 0 | 0 | 0 | 0 | 0 | 0 | 0 | 0 | 0 | 0 | 0 | 0 | 0 | 0 | 0 | 0
PG&E GBA | Los Positas | 230 | Biomass |  |  | 0 | 0 | 0 | 0 | 0 | 0 | 0 | 0 | 0 | 0 | 0 | 0 | 0 | 0 | 0 | 0 | 0 | 0 | 0 | 0 | 0 | 0 | 0 | 0 | 0 | 0 | 0 | 0
PG&E GBA | Los Positas | 60 | Biomass |  |  | 0 | 0 | 0 | 0 | 0 | 0 | 0 | 0 | 0 | 0 | 0 | 0 | 0 | 0 | 0 | 0 | 0 | 0 | 0 | 0 | 0 | 0 | 0 | 0 | 0 | 0 | 0 | 0
SDGE | Loveland | 69 | Biomass |  |  | 0 | 0 | 0 | 0 | 0 | 0 | 0 | 0 | 0 | 0 | 0 | 0 | 0 | 0 | 0 | 0 | 0 | 0 | 0 | 0 | 0 | 0 | 0 | 0 | 0 | 0 | 0 | 0
SCE NOL | Lugo | 230 | Biomass |  |  | 0 | 0 | 0 | 0 | 0 | 0 | 0 | 0 | 0 | 0 | 0 | 0 | 0 | 0 | 0 | 0 | 0 | 0 | 0 | 0 | 0 | 0 | 0 | 0 | 0 | 0 | 0 | 0
SCE Metro | Lugo | 500 | Biomass |  |  | 0 | 0 | 0 | 0 | 0 | 0 | 0 | 0 | 0 | 0 | 0 | 0 | 0 | 0 | 0 | 0 | 0 | 0 | 0 | 0 | 0 | 0 | 0 | 0 | 0 | 0 | 0 | 0
PG&E FRESNO | Madera | 70 | Biomass |  |  | 0 | 0 | 0 | 0 | 0 | 0 | 0 | 0 | 0 | 0 | 0 | 0 | 0 | 0 | 0 | 0 | 0 | 0 | 0 | 0 | 0 | 0 | 0 | 0 | 0 | 0 | 0 | 0
PG&E NGBA | Madison | 115 | Biomass |  |  | 0 | 0 | 0 | 0 | 0 | 0 | 0 | 0 | 0 | 0 | 0 | 0 | 0 | 0 | 0 | 0 | 0 | 0 | 0 | 0 | 0 | 0 | 0 | 0 | 0 | 0 | 0 | 0
PG&E KERN | Magunden | 115 | Biomass |  |  | 0 | 0 | 0 | 0 | 0 | 0 | 0 | 0 | 0 | 0 | 0 | 0 | 0 | 0 | 0 | 0 | 0 | 0 | 0 | 0 | 0 | 0 | 0 | 0 | 0 | 0 | 0 | 0
SCE Northern | Magunden | 230 | Biomass |  |  | 0 | 0 | 0 | 0 | 0 | 0 | 0 | 0 | 0 | 0 | 0 | 0 | 0 | 0 | 0 | 0 | 0 | 0 | 0 | 0 | 0 | 0 | 0 | 0 | 0 | 0 | 0 | 0
PG&E FRESNO | Malaga | 115 | Biomass |  |  | 0 | 0 | 0 | 0 | 0 | 0 | 0 | 0 | 0 | 0 | 0 | 0 | 0 | 0 | 0 | 0 | 0 | 0 | 0 | 0 | 0 | 0 | 0 | 0 | 0 | 0 | 0 | 0
PG&E NGBA | Malin | 500 | Biomass |  |  | 0 | 0 | 0 | 0 | 0 | 0 | 0 | 0 | 0 | 0 | 0 | 0 | 0 | 0 | 0 | 0 | 0 | 0 | 0 | 0 | 0 | 0 | 0 | 0 | 0 | 0 | 0 | 0
SCE Northern | Mandalay | 230 | Biomass |  |  | 0 | 0 | 0 | 0 | 0 | 0 | 0 | 0 | 0 | 0 | 0 | 0 | 0 | 0 | 0 | 0 | 0 | 0 | 0 | 0 | 0 | 0 | 0 | 0 | 0 | 0 | 0 | 0
PG&E FRESNO | Manning | 230 | Biomass |  |  | 0 | 0 | 0 | 0 | 0 | 0 | 0 | 0 | 0 | 0 | 0 | 0 | 0 | 0 | 0 | 0 | 0 | 0 | 0 | 0 | 0 | 0 | 0 | 0 | 0 | 0 | 0 | 0
PG&E FRESNO | Manning | 500 | Biomass |  |  | 0 | 0 | 0 | 0 | 0 | 0 | 0 | 0 | 0 | 0 | 0 | 0 | 0 | 0 | 0 | 0 | 0 | 0 | 0 | 0 | 0 | 0 | 0 | 0 | 0 | 0 | 0 | 0
PG&E GBA | Manteca | 115 | Biomass |  |  | 0 | 0 | 0 | 0 | 0 | 0 | 0 | 0 | 0 | 0 | 0 | 0 | 0 | 0 | 0 | 0 | 0 | 0 | 0 | 0 | 0 | 0 | 0 | 0 | 0 | 0 | 0 | 0
SDGE | Margarita | 138 | Biomass |  |  | 0 | 0 | 0 | 0 | 0 | 0 | 0 | 0 | 0 | 0 | 0 | 0 | 0 | 0 | 0 | 0 | 0 | 0 | 0 | 0 | 0 | 0 | 0 | 0 | 0 | 0 | 0 | 0
PG&E GBA | Martin | 230 | Biomass |  |  | 0 | 0 | 0 | 0 | 0 | 0 | 0 | 0 | 0 | 0 | 0 | 0 | 0 | 0 | 0 | 0 | 0 | 0 | 0 | 0 | 0 | 0 | 0 | 0 | 0 | 0 | 0 | 0
PG&E GBA | Martin | 115 | Biomass |  |  | 0 | 0 | 0 | 0 | 0 | 0 | 0 | 0 | 0 | 0 | 0 | 0 | 0 | 0 | 0 | 0 | 0 | 0 | 0 | 0 | 0 | 0 | 0 | 0 | 0 | 0 | 0 | 0
PG&E GBA | Martinez | 115 | Biomass |  |  | 0 | 0 | 0 | 0 | 0 | 0 | 0 | 0 | 0 | 0 | 0 | 0 | 0 | 0 | 0 | 0 | 0 | 0 | 0 | 0 | 0 | 0 | 0 | 0 | 0 | 0 | 0 | 0
PG&E FRESNO | Mc Mullin | 230 | Biomass |  |  | 0 | 0 | 0 | 0 | 0 | 0 | 0 | 0 | 0 | 0 | 0 | 0 | 0 | 0 | 0 | 0 | 0 | 0 | 0 | 0 | 0 | 0 | 0 | 0 | 0 | 0 | 0 | 0
PG&E FRESNO | McCall | 115 | Biomass |  |  | 0 | 0 | 0 | 0 | 0 | 0 | 0 | 0 | 0 | 0 | 0 | 0 | 0 | 0 | 0 | 0 | 0 | 0 | 0 | 0 | 0 | 0 | 0 | 0 | 0 | 0 | 0 | 0
PG&E FRESNO | McCall | 230 | Biomass |  |  | 0 | 0 | 0 | 0 | 0 | 0 | 0 | 0 | 0 | 0 | 0 | 0 | 0 | 0 | 0 | 0 | 0 | 0 | 0 | 0 | 0 | 0 | 0 | 0 | 0 | 0 | 0 | 0
PG&E GBA | Meadow Lane | 115 | Biomass |  |  | 0 | 0 | 0 | 0 | 0 | 0 | 0 | 0 | 0 | 0 | 0 | 0 | 0 | 0 | 0 | 0 | 0 | 0 | 0 | 0 | 0 | 0 | 0 | 0 | 0 | 0 | 0 | 0
PG&E GBA | Melones | 115 | Biomass |  |  | 0 | 0 | 0 | 0 | 0 | 0 | 0 | 0 | 0 | 0 | 0 | 0 | 0 | 0 | 0 | 0 | 0 | 0 | 0 | 0 | 0 | 0 | 0 | 0 | 0 | 0 | 0 | 0
PG&E GBA | Melones | 230 | Biomass |  |  | 0 | 0 | 0 | 0 | 0 | 0 | 0 | 0 | 0 | 0 | 0 | 0 | 0 | 0 | 0 | 0 | 0 | 0 | 0 | 0 | 0 | 0 | 0 | 0 | 0 | 0 | 0 | 0
SDGE | Melrose | 69 | Biomass |  |  | 0 | 0 | 0 | 0 | 0 | 0 | 0 | 0 | 0 | 0 | 0 | 0 | 0 | 0 | 0 | 0 | 0 | 0 | 0 | 0 | 0 | 0 | 0 | 0 | 0 | 0 | 0 | 0
PG&E NGBA | Mendocino | 115 | Biomass |  |  | 0 | 0 | 0 | 0 | 0 | 0 | 0 | 0 | 0 | 0 | 0 | 0 | 0 | 0 | 0 | 0 | 0 | 0 | 0 | 0 | 0 | 0 | 0 | 0 | 0 | 0 | 0 | 0
PG&E NGBA | Mendocino | 60 | Biomass |  |  | 1 | 0 | 0 | 0 | 0 | 0 | 0 | 0 | 0 | 0 | 0 | 0 | 0 | 3 | 0 | 3 | 0 | 0 | 0 | 3 | 0 | 3 | 3 | 0 | 3 | 3 | 0 | 3
PG&E FRESNO | Mendota | 115 | Biomass |  |  | 0 | 0 | 0 | 0 | 0 | 0 | 0 | 0 | 0 | 0 | 0 | 0 | 0 | 0 | 0 | 0 | 0 | 0 | 0 | 0 | 0 | 0 | 0 | 0 | 0 | 0 | 0 | 0
PG&E GBA | Menlo | 60 | Biomass |  |  | 0 | 0 | 0 | 0 | 0 | 0 | 0 | 0 | 0 | 0 | 0 | 0 | 0 | 0 | 0 | 0 | 0 | 0 | 0 | 0 | 0 | 0 | 0 | 0 | 0 | 0 | 0 | 0
PG&E FRESNO | Merced | 115 | Biomass |  |  | 0 | 0 | 0 | 0 | 0 | 0 | 0 | 0 | 0 | 0 | 0 | 0 | 0 | 0 | 0 | 0 | 0 | 0 | 0 | 0 | 0 | 0 | 0 | 0 | 0 | 0 | 0 | 0
EOP | Mercury | 138 | Biomass |  |  | 0 | 0 | 0 | 0 | 0 | 0 | 0 | 0 | 0 | 0 | 0 | 0 | 0 | 0 | 0 | 0 | 0 | 0 | 0 | 0 | 0 | 0 | 0 | 0 | 0 | 0 | 0 | 0
PG&E FRESNO | Mercy Springs | 70 | Biomass |  |  | 1 | 0 | 0 | 0 | 0 | 0 | 0 | 0 | 0 | 0 | 0 | 0 | 0 | 2 | 0 | 2 | 0 | 0 | 0 | 2 | 0 | 2 | 2 | 0 | 2 | 2 | 0 | 2
PG&E NGBA | Meridian | 60 | Biomass |  |  | 0 | 0 | 0 | 0 | 0 | 0 | 0 | 0 | 0 | 0 | 0 | 0 | 0 | 0 | 0 | 0 | 0 | 0 | 0 | 0 | 0 | 0 | 0 | 0 | 0 | 0 | 0 | 0
PG&E KERN | Mesa (PGE) | 115 | Biomass |  |  | 0 | 0 | 0 | 0 | 0 | 0 | 0 | 0 | 0 | 0 | 0 | 0 | 0 | 0 | 0 | 0 | 0 | 0 | 0 | 0 | 0 | 0 | 0 | 0 | 0 | 0 | 0 | 0
PG&E KERN | Mesa (PGE) | 230 | Biomass |  |  | 0 | 0 | 0 | 0 | 0 | 0 | 0 | 0 | 0 | 0 | 0 | 0 | 0 | 0 | 0 | 0 | 0 | 0 | 0 | 0 | 0 | 0 | 0 | 0 | 0 | 0 | 0 | 0
SCE Metro | Mesa (SCE) | 230 | Biomass |  |  | 0 | 0 | 0 | 0 | 0 | 0 | 0 | 0 | 0 | 0 | 0 | 0 | 0 | 0 | 0 | 0 | 0 | 0 | 0 | 0 | 0 | 0 | 0 | 0 | 0 | 0 | 0 | 0
SCE Metro | Mesa (SCE) | 500 | Biomass |  |  | 0 | 0 | 0 | 0 | 0 | 0 | 0 | 0 | 0 | 0 | 0 | 0 | 0 | 0 | 0 | 0 | 0 | 0 | 0 | 0 | 0 | 0 | 0 | 0 | 0 | 0 | 0 | 0
SDGE | Mesa Heights | 69 | Biomass |  |  | 0 | 0 | 0 | 0 | 0 | 0 | 0 | 0 | 0 | 0 | 0 | 0 | 0 | 0 | 0 | 0 | 0 | 0 | 0 | 0 | 0 | 0 | 0 | 0 | 0 | 0 | 0 | 0
PG&E GBA | Metcalf | 115 | Biomass |  |  | 0 | 0 | 0 | 0 | 0 | 0 | 0 | 0 | 0 | 0 | 0 | 0 | 0 | 0 | 0 | 0 | 0 | 0 | 0 | 0 | 0 | 0 | 0 | 0 | 0 | 0 | 0 | 0
PG&E GBA | Metcalf | 230 | Biomass |  |  | 0 | 0 | 0 | 0 | 0 | 0 | 0 | 0 | 0 | 0 | 0 | 0 | 0 | 0 | 0 | 0 | 0 | 0 | 0 | 0 | 0 | 0 | 0 | 0 | 0 | 0 | 0 | 0
PG&E GBA | Metcalf | 500 | Biomass |  |  | 0 | 0 | 0 | 0 | 0 | 0 | 0 | 0 | 0 | 0 | 0 | 0 | 0 | 0 | 0 | 0 | 0 | 0 | 0 | 0 | 0 | 0 | 0 | 0 | 0 | 0 | 0 | 0
PG&E KERN | Midway | 115 | Biomass |  |  | 0 | 0 | 0 | 0 | 0 | 0 | 0 | 0 | 0 | 0 | 0 | 0 | 0 | 0 | 0 | 0 | 0 | 0 | 0 | 0 | 0 | 0 | 0 | 0 | 0 | 0 | 0 | 0
PG&E KERN | Midway | 230 | Biomass |  |  | 0 | 0 | 0 | 0 | 0 | 0 | 0 | 0 | 0 | 0 | 0 | 0 | 0 | 0 | 0 | 0 | 0 | 0 | 0 | 0 | 0 | 0 | 0 | 0 | 0 | 0 | 0 | 0
PG&E KERN | Midway | 500 | Biomass |  |  | 0 | 0 | 0 | 0 | 0 | 0 | 0 | 0 | 0 | 0 | 0 | 0 | 0 | 0 | 0 | 0 | 0 | 0 | 0 | 0 | 0 | 0 | 0 | 0 | 0 | 0 | 0 | 0
SDGE | Miguel | 230 | Biomass |  |  | 0 | 0 | 0 | 0 | 0 | 0 | 0 | 0 | 0 | 0 | 0 | 0 | 0 | 0 | 0 | 0 | 0 | 0 | 0 | 0 | 0 | 0 | 0 | 0 | 0 | 0 | 0 | 0
SDGE | Miguel | 500 | Biomass |  |  | 0 | 0 | 0 | 0 | 0 | 0 | 0 | 0 | 0 | 0 | 0 | 0 | 0 | 0 | 0 | 0 | 0 | 0 | 0 | 0 | 0 | 0 | 0 | 0 | 0 | 0 | 0 | 0
SDGE | Miguel | 69 | Biomass |  |  | 0 | 0 | 0 | 0 | 0 | 0 | 0 | 0 | 0 | 0 | 0 | 0 | 0 | 0 | 0 | 0 | 0 | 0 | 0 | 0 | 0 | 0 | 0 | 0 | 0 | 0 | 0 | 0
PG&E GBA | Millbrae | 115 | Biomass |  |  | 0 | 0 | 0 | 0 | 0 | 0 | 0 | 0 | 0 | 0 | 0 | 0 | 0 | 0 | 0 | 0 | 0 | 0 | 0 | 0 | 0 | 0 | 0 | 0 | 0 | 0 | 0 | 0
PG&E GBA | Miller | 115 | Biomass |  |  | 0 | 0 | 0 | 0 | 0 | 0 | 0 | 0 | 0 | 0 | 0 | 0 | 0 | 0 | 0 | 0 | 0 | 0 | 0 | 0 | 0 | 0 | 0 | 0 | 0 | 0 | 0 | 0
SCE Metro | Mira Loma | 230 | Biomass |  |  | 0 | 0 | 0 | 0 | 0 | 0 | 0 | 0 | 0 | 0 | 0 | 0 | 0 | 0 | 0 | 0 | 0 | 0 | 0 | 0 | 0 | 0 | 0 | 0 | 0 | 0 | 0 | 0
SCE Metro | Mira Loma | 500 | Biomass |  |  | 0 | 0 | 0 | 0 | 0 | 0 | 0 | 0 | 0 | 0 | 0 | 0 | 0 | 0 | 0 | 0 | 0 | 0 | 0 | 0 | 0 | 0 | 0 | 0 | 0 | 0 | 0 | 0
SCE Eastern | Mirage | 115 | Biomass |  |  | 0 | 0 | 0 | 0 | 0 | 0 | 0 | 0 | 0 | 0 | 0 | 0 | 0 | 0 | 0 | 0 | 0 | 0 | 0 | 0 | 0 | 0 | 0 | 0 | 0 | 0 | 0 | 0
SCE Eastern | Mirage | 230 | Biomass |  |  | 0 | 0 | 0 | 0 | 0 | 0 | 0 | 0 | 0 | 0 | 0 | 0 | 0 | 0 | 0 | 0 | 0 | 0 | 0 | 0 | 0 | 0 | 0 | 0 | 0 | 0 | 0 | 0
SDGE | Mission | 138 | Biomass |  |  | 0 | 0 | 0 | 0 | 0 | 0 | 0 | 0 | 0 | 0 | 0 | 0 | 0 | 0 | 0 | 0 | 0 | 0 | 0 | 0 | 0 | 0 | 0 | 0 | 0 | 0 | 0 | 0
SDGE | Mission | 230 | Biomass |  |  | 0 | 0 | 0 | 0 | 0 | 0 | 0 | 0 | 0 | 0 | 0 | 0 | 0 | 0 | 0 | 0 | 0 | 0 | 0 | 0 | 0 | 0 | 0 | 0 | 0 | 0 | 0 | 0
SDGE | Mission | 69 | Biomass |  |  | 0 | 0 | 0 | 0 | 0 | 0 | 0 | 0 | 0 | 0 | 0 | 0 | 0 | 0 | 0 | 0 | 0 | 0 | 0 | 0 | 0 | 0 | 0 | 0 | 0 | 0 | 0 | 0
PG&E GBA | Mi-Wuk | 115 | Biomass |  |  | 0 | 0 | 0 | 0 | 0 | 0 | 0 | 0 | 0 | 0 | 0 | 0 | 0 | 0 | 0 | 0 | 0 | 0 | 0 | 0 | 0 | 0 | 0 | 0 | 0 | 0 | 0 | 0
EOP | Mohave | 500 | Biomass |  |  | 0 | 0 | 0 | 0 | 0 | 0 | 0 | 0 | 0 | 0 | 0 | 0 | 0 | 0 | 0 | 0 | 0 | 0 | 0 | 0 | 0 | 0 | 0 | 0 | 0 | 0 | 0 | 0
PG&E NGBA | Monroe | 115 | Biomass |  |  | 0 | 0 | 0 | 0 | 0 | 0 | 0 | 0 | 0 | 0 | 0 | 0 | 0 | 0 | 0 | 0 | 0 | 0 | 0 | 0 | 0 | 0 | 0 | 0 | 0 | 0 | 0 | 0
SDGE | Monserate | 69 | Biomass |  |  | 0 | 0 | 0 | 0 | 0 | 0 | 0 | 0 | 0 | 0 | 0 | 0 | 0 | 0 | 0 | 0 | 0 | 0 | 0 | 0 | 0 | 0 | 0 | 0 | 0 | 0 | 0 | 0
PG&E GBA | Monta Vista | 115 | Biomass |  |  | 0 | 0 | 0 | 0 | 0 | 0 | 0 | 0 | 0 | 0 | 0 | 0 | 0 | 0 | 0 | 0 | 0 | 0 | 0 | 0 | 0 | 0 | 0 | 0 | 0 | 0 | 0 | 0
PG&E GBA | Monta Vista | 230 | Biomass |  |  | 0 | 0 | 0 | 0 | 0 | 0 | 0 | 0 | 0 | 0 | 0 | 0 | 0 | 0 | 0 | 0 | 0 | 0 | 0 | 0 | 0 | 0 | 0 | 0 | 0 | 0 | 0 | 0
PG&E GBA | Monta Vista | 60 | Biomass |  |  | 0 | 0 | 0 | 0 | 0 | 0 | 0 | 0 | 0 | 0 | 0 | 0 | 0 | 0 | 0 | 0 | 0 | 0 | 0 | 0 | 0 | 0 | 0 | 0 | 0 | 0 | 0 | 0
PG&E NGBA | Monticello | 115 | Biomass |  |  | 0 | 0 | 0 | 0 | 0 | 0 | 0 | 0 | 0 | 0 | 0 | 0 | 0 | 0 | 0 | 0 | 0 | 0 | 0 | 0 | 0 | 0 | 0 | 0 | 0 | 0 | 0 | 0
SCE Northern | Moorpark | 230 | Biomass |  |  | 0 | 0 | 0 | 0 | 0 | 0 | 0 | 0 | 0 | 0 | 0 | 0 | 0 | 0 | 0 | 0 | 0 | 0 | 0 | 0 | 0 | 0 | 0 | 0 | 0 | 0 | 0 | 0
SCE Northern | Moorpark | 66 | Biomass |  |  | 0 | 0 | 0 | 0 | 0 | 0 | 0 | 0 | 0 | 0 | 0 | 0 | 0 | 0 | 0 | 0 | 0 | 0 | 0 | 0 | 0 | 0 | 0 | 0 | 0 | 0 | 0 | 0
PG&E GBA | Moraga | 115 | Biomass |  |  | 0 | 0 | 0 | 0 | 0 | 0 | 0 | 0 | 0 | 0 | 0 | 0 | 0 | 0 | 0 | 0 | 0 | 0 | 0 | 0 | 0 | 0 | 0 | 0 | 0 | 0 | 0 | 0
PG&E GBA | Moraga | 230 | Biomass |  |  | 0 | 0 | 0 | 0 | 0 | 0 | 0 | 0 | 0 | 0 | 0 | 0 | 0 | 0 | 0 | 0 | 0 | 0 | 0 | 0 | 0 | 0 | 0 | 0 | 0 | 0 | 0 | 0
PG&E GBA | Morgan Hill | 115 | Biomass |  |  | 0 | 0 | 0 | 0 | 0 | 0 | 0 | 0 | 0 | 0 | 0 | 0 | 0 | 0 | 0 | 0 | 0 | 0 | 0 | 0 | 0 | 0 | 0 | 0 | 0 | 0 | 0 | 0
PG&E KERN | Morro Bay | 115 | Biomass |  |  | 0 | 0 | 0 | 0 | 0 | 0 | 0 | 0 | 0 | 0 | 0 | 0 | 0 | 0 | 0 | 0 | 0 | 0 | 0 | 0 | 0 | 0 | 0 | 0 | 0 | 0 | 0 | 0
PG&E KERN | Morro Bay | 230 | Biomass |  |  | 0 | 0 | 0 | 0 | 0 | 0 | 0 | 0 | 0 | 0 | 0 | 0 | 0 | 0 | 0 | 0 | 0 | 0 | 0 | 0 | 0 | 0 | 0 | 0 | 0 | 0 | 0 | 0
PG&E KERN | Morro Bay | 500 | Biomass |  |  | 0 | 0 | 0 | 0 | 0 | 0 | 0 | 0 | 0 | 0 | 0 | 0 | 0 | 0 | 0 | 0 | 0 | 0 | 0 | 0 | 0 | 0 | 0 | 0 | 0 | 0 | 0 | 0
PG&E GBA | Moss Landing | 115 | Biomass |  |  | 0 | 0 | 0 | 0 | 0 | 0 | 0 | 0 | 0 | 0 | 0 | 0 | 0 | 0 | 0 | 0 | 0 | 0 | 0 | 0 | 0 | 0 | 0 | 0 | 0 | 0 | 0 | 0
PG&E GBA | Moss Landing | 230 | Biomass |  |  | 0 | 0 | 0 | 0 | 0 | 0 | 0 | 0 | 0 | 0 | 0 | 0 | 0 | 0 | 0 | 0 | 0 | 0 | 0 | 0 | 0 | 0 | 0 | 0 | 0 | 0 | 0 | 0
PG&E GBA | Moss Landing | 500 | Biomass |  |  | 0 | 0 | 0 | 0 | 0 | 0 | 0 | 0 | 0 | 0 | 0 | 0 | 0 | 0 | 0 | 0 | 0 | 0 | 0 | 0 | 0 | 0 | 0 | 0 | 0 | 0 | 0 | 0
EOP | Mountain Pass | 115 | Biomass |  |  | 0 | 0 | 0 | 0 | 0 | 0 | 0 | 0 | 0 | 0 | 0 | 0 | 0 | 0 | 0 | 0 | 0 | 0 | 0 | 0 | 0 | 0 | 0 | 0 | 0 | 0 | 0 | 0
PG&E GBA | Mountain View | 115 | Biomass |  |  | 0 | 0 | 0 | 0 | 0 | 0 | 0 | 0 | 0 | 0 | 0 | 0 | 0 | 0 | 0 | 0 | 0 | 0 | 0 | 0 | 0 | 0 | 0 | 0 | 0 | 0 | 0 | 0
PG&E GBA | Mt Eden | 115 | Biomass |  |  | 0 | 0 | 0 | 0 | 0 | 0 | 0 | 0 | 0 | 0 | 0 | 0 | 0 | 0 | 0 | 0 | 0 | 0 | 0 | 0 | 0 | 0 | 0 | 0 | 0 | 0 | 0 | 0
PG&E KERN | Mt Poso | 115 | Biomass |  |  | 0 | 0 | 0 | 0 | 0 | 0 | 0 | 0 | 0 | 0 | 0 | 0 | 0 | 0 | 0 | 0 | 0 | 0 | 0 | 0 | 0 | 0 | 0 | 0 | 0 | 0 | 0 | 0
SDGE | Murray | 69 | Biomass |  |  | 0 | 0 | 0 | 0 | 0 | 0 | 0 | 0 | 0 | 0 | 0 | 0 | 0 | 0 | 0 | 0 | 0 | 0 | 0 | 0 | 0 | 0 | 0 | 0 | 0 | 0 | 0 | 0
PG&E FRESNO | Mustang | 230 | Biomass |  |  | 0 | 0 | 0 | 0 | 0 | 0 | 0 | 0 | 0 | 0 | 0 | 0 | 0 | 0 | 0 | 0 | 0 | 0 | 0 | 0 | 0 | 0 | 0 | 0 | 0 | 0 | 0 | 0
SCE Northern | Neenach | 66 | Biomass |  |  | 0 | 0 | 0 | 0 | 0 | 0 | 0 | 0 | 0 | 0 | 0 | 0 | 0 | 0 | 0 | 0 | 0 | 0 | 0 | 0 | 0 | 0 | 0 | 0 | 0 | 0 | 0 | 0
PG&E KERN | New Sub - Gates - Midway (Proposed) | 230 | Biomass |  |  | 0 | 0 | 0 | 0 | 0 | 0 | 0 | 0 | 0 | 0 | 0 | 0 | 0 | 0 | 0 | 0 | 0 | 0 | 0 | 0 | 0 | 0 | 0 | 0 | 0 | 0 | 0 | 0
PG&E KERN | New Sub - Gates - Templeton (Proposed) | 230 | Biomass |  |  | 0 | 0 | 0 | 0 | 0 | 0 | 0 | 0 | 0 | 0 | 0 | 0 | 0 | 0 | 0 | 0 | 0 | 0 | 0 | 0 | 0 | 0 | 0 | 0 | 0 | 0 | 0 | 0
SCE NOL | New Sub - Kramer - Lugo (Proposed) | 230 | Biomass |  |  | 0 | 0 | 0 | 0 | 0 | 0 | 0 | 0 | 0 | 0 | 0 | 0 | 0 | 0 | 0 | 0 | 0 | 0 | 0 | 0 | 0 | 0 | 0 | 0 | 0 | 0 | 0 | 0
PG&E FRESNO | New Sub - Los Banos - Midway (Proposed) | 500 | Biomass |  |  | 0 | 0 | 0 | 0 | 0 | 0 | 0 | 0 | 0 | 0 | 0 | 0 | 0 | 0 | 0 | 0 | 0 | 0 | 0 | 0 | 0 | 0 | 0 | 0 | 0 | 0 | 0 | 0
SCE NOL | New Sub - Lugo - Pisgah (Proposed) | 230 | Biomass |  |  | 0 | 0 | 0 | 0 | 0 | 0 | 0 | 0 | 0 | 0 | 0 | 0 | 0 | 0 | 0 | 0 | 0 | 0 | 0 | 0 | 0 | 0 | 0 | 0 | 0 | 0 | 0 | 0
PG&E KERN | New Sub - Midway - Wheeler Ridge (Proposed) | 230 | Biomass |  |  | 0 | 0 | 0 | 0 | 0 | 0 | 0 | 0 | 0 | 0 | 0 | 0 | 0 | 0 | 0 | 0 | 0 | 0 | 0 | 0 | 0 | 0 | 0 | 0 | 0 | 0 | 0 | 0
PG&E NGBA | New Sub - Near existing Leavitt (PSREC) | 345 | Biomass |  |  | 0 | 0 | 0 | 0 | 0 | 0 | 0 | 0 | 0 | 0 | 0 | 0 | 0 | 0 | 0 | 0 | 0 | 0 | 0 | 0 | 0 | 0 | 0 | 0 | 0 | 0 | 0 | 0
PG&E NGBA | New Sub - Near existing Madeline (NVE) | 345 | Biomass |  |  | 0 | 0 | 0 | 0 | 0 | 0 | 0 | 0 | 0 | 0 | 0 | 0 | 0 | 0 | 0 | 0 | 0 | 0 | 0 | 0 | 0 | 0 | 0 | 0 | 0 | 0 | 0 | 0
SDGE | New Sub - North Gila - IV (Proposed) | 500 | Biomass |  |  | 0 | 0 | 0 | 0 | 0 | 0 | 0 | 0 | 0 | 0 | 0 | 0 | 0 | 0 | 0 | 0 | 0 | 0 | 0 | 0 | 0 | 0 | 0 | 0 | 0 | 0 | 0 | 0
PG&E NGBA | New Sub - Pit 1 - Cottonwood (Proposed) | 230 | Biomass |  |  | 0 | 0 | 0 | 0 | 0 | 0 | 0 | 0 | 0 | 0 | 0 | 0 | 0 | 0 | 0 | 0 | 0 | 0 | 0 | 0 | 0 | 0 | 0 | 0 | 0 | 0 | 0 | 0
PG&E GBA | New Sub - Rancho Seco - Bellota (Proposed) | 230 | Biomass |  |  | 0 | 0 | 0 | 0 | 0 | 0 | 0 | 0 | 0 | 0 | 0 | 0 | 0 | 0 | 0 | 0 | 0 | 0 | 0 | 0 | 0 | 0 | 0 | 0 | 0 | 0 | 0 | 0
SDGE | New Sub - Suncrest - Ocotillo (Proposed) | 500 | Biomass |  |  | 0 | 0 | 0 | 0 | 0 | 0 | 0 | 0 | 0 | 0 | 0 | 0 | 0 | 0 | 0 | 0 | 0 | 0 | 0 | 0 | 0 | 0 | 0 | 0 | 0 | 0 | 0 | 0
PG&E FRESNO | New Sub - Westley - Quinto (Proposed) | 230 | Biomass |  |  | 0 | 0 | 0 | 0 | 0 | 0 | 0 | 0 | 0 | 0 | 0 | 0 | 0 | 0 | 0 | 0 | 0 | 0 | 0 | 0 | 0 | 0 | 0 | 0 | 0 | 0 | 0 | 0
PG&E GBA | Newark | 115 | Biomass |  |  | 0 | 0 | 0 | 0 | 0 | 0 | 0 | 0 | 0 | 0 | 0 | 0 | 0 | 0 | 0 | 0 | 0 | 0 | 0 | 0 | 0 | 0 | 0 | 0 | 0 | 0 | 0 | 0
PG&E GBA | Newark | 230 | Biomass |  |  | 0 | 0 | 0 | 0 | 0 | 0 | 0 | 0 | 0 | 0 | 0 | 0 | 0 | 0 | 0 | 0 | 0 | 0 | 0 | 0 | 0 | 0 | 0 | 0 | 0 | 0 | 0 | 0
PG&E GBA | Newark | 60 | Biomass |  |  | 0 | 0 | 0 | 0 | 0 | 0 | 0 | 0 | 0 | 0 | 0 | 0 | 0 | 0 | 0 | 0 | 0 | 0 | 0 | 0 | 0 | 0 | 0 | 0 | 0 | 0 | 0 | 0
PG&E FRESNO | Newhall | 115 | Biomass |  |  | 0 | 0 | 0 | 0 | 0 | 0 | 0 | 0 | 0 | 0 | 0 | 0 | 0 | 0 | 0 | 0 | 0 | 0 | 0 | 0 | 0 | 0 | 0 | 0 | 0 | 0 | 0 | 0
PG&E KERN | Norco | 115 | Biomass |  |  | 1 | 0 | 0 | 0 | 0 | 0 | 0 | 0 | 0 | 0 | 0 | 0 | 0 | 0.8 | 0 | 0.8 | 0 | 0 | 0 | 0.8 | 0 | 0.8 | 0.8 | 0 | 0.8 | 0.8 | 0 | 0.8
PG&E GBA | Nortech | 115 | Biomass |  |  | 0 | 0 | 0 | 0 | 0 | 0 | 0 | 0 | 0 | 0 | 0 | 0 | 0 | 0 | 0 | 0 | 0 | 0 | 0 | 0 | 0 | 0 | 0 | 0 | 0 | 0 | 0 | 0
SDGE | North City Metering | 138 | Biomass |  |  | 0 | 0 | 0 | 0 | 0 | 0 | 0 | 0 | 0 | 0 | 0 | 0 | 0 | 0 | 0 | 0 | 0 | 0 | 0 | 0 | 0 | 0 | 0 | 0 | 0 | 0 | 0 | 0
PG&E GBA | North Dublin | 230 | Biomass |  |  | 0 | 0 | 0 | 0 | 0 | 0 | 0 | 0 | 0 | 0 | 0 | 0 | 0 | 0 | 0 | 0 | 0 | 0 | 0 | 0 | 0 | 0 | 0 | 0 | 0 | 0 | 0 | 0
SDGE | North Gila | 500 | Biomass |  |  | 0 | 0 | 0 | 0 | 0 | 0 | 0 | 0 | 0 | 0 | 0 | 0 | 0 | 0 | 0 | 0 | 0 | 0 | 0 | 0 | 0 | 0 | 0 | 0 | 0 | 0 | 0 | 0
SCE Metro | North of SONGS | 230 | Biomass |  |  | 0 | 0 | 0 | 0 | 0 | 0 | 0 | 0 | 0 | 0 | 0 | 0 | 0 | 0 | 0 | 0 | 0 | 0 | 0 | 0 | 0 | 0 | 0 | 0 | 0 | 0 | 0 | 0
SCE Metro | North of SONGS | 500 | Biomass |  |  | 0 | 0 | 0 | 0 | 0 | 0 | 0 | 0 | 0 | 0 | 0 | 0 | 0 | 0 | 0 | 0 | 0 | 0 | 0 | 0 | 0 | 0 | 0 | 0 | 0 | 0 | 0 | 0
PG&E NGBA | Notre Dame | 115 | Biomass |  |  | 0 | 0 | 0 | 0 | 0 | 0 | 0 | 0 | 0 | 0 | 0 | 0 | 0 | 0 | 0 | 0 | 0 | 0 | 0 | 0 | 0 | 0 | 0 | 0 | 0 | 0 | 0 | 0
PG&E GBA | Oakland C | 115 | Biomass |  |  | 0 | 0 | 0 | 0 | 0 | 0 | 0 | 0 | 0 | 0 | 0 | 0 | 0 | 0 | 0 | 0 | 0 | 0 | 0 | 0 | 0 | 0 | 0 | 0 | 0 | 0 | 0 | 0
PG&E GBA | Oakland J | 115 | Biomass |  |  | 0 | 0 | 0 | 0 | 0 | 0 | 0 | 0 | 0 | 0 | 0 | 0 | 0 | 0 | 0 | 0 | 0 | 0 | 0 | 0 | 0 | 0 | 0 | 0 | 0 | 0 | 0 | 0
PG&E GBA | Oakland L | 115 | Biomass |  |  | 0 | 0 | 0 | 0 | 0 | 0 | 0 | 0 | 0 | 0 | 0 | 0 | 0 | 0 | 0 | 0 | 0 | 0 | 0 | 0 | 0 | 0 | 0 | 0 | 0 | 0 | 0 | 0
PG&E GBA | Oakland X | 115 | Biomass |  |  | 0 | 0 | 0 | 0 | 0 | 0 | 0 | 0 | 0 | 0 | 0 | 0 | 0 | 0 | 0 | 0 | 0 | 0 | 0 | 0 | 0 | 0 | 0 | 0 | 0 | 0 | 0 | 0
SDGE | Ocean Ranch | 69 | Biomass |  |  | 0 | 0 | 0 | 0 | 0 | 0 | 0 | 0 | 0 | 0 | 0 | 0 | 0 | 0 | 0 | 0 | 0 | 0 | 0 | 0 | 0 | 0 | 0 | 0 | 0 | 0 | 0 | 0
PG&E KERN | Oceano | 115 | Biomass |  |  | 0 | 0 | 0 | 0 | 0 | 0 | 0 | 0 | 0 | 0 | 0 | 0 | 0 | 0 | 0 | 0 | 0 | 0 | 0 | 0 | 0 | 0 | 0 | 0 | 0 | 0 | 0 | 0
SDGE | Ocotillo Express | 500 | Biomass |  |  | 0 | 0 | 0 | 0 | 0 | 0 | 0 | 0 | 0 | 0 | 0 | 0 | 0 | 0 | 0 | 0 | 0 | 0 | 0 | 0 | 0 | 0 | 0 | 0 | 0 | 0 | 0 | 0
PG&E KERN | Old River | 70 | Biomass |  |  | 0 | 0 | 0 | 0 | 0 | 0 | 0 | 0 | 0 | 0 | 0 | 0 | 0 | 0 | 0 | 0 | 0 | 0 | 0 | 0 | 0 | 0 | 0 | 0 | 0 | 0 | 0 | 0
SDGE | Old Town | 230 | Biomass |  |  | 0 | 0 | 0 | 0 | 0 | 0 | 0 | 0 | 0 | 0 | 0 | 0 | 0 | 0 | 0 | 0 | 0 | 0 | 0 | 0 | 0 | 0 | 0 | 0 | 0 | 0 | 0 | 0
SCE Metro | Olinda | 230 | Biomass |  |  | 0 | 0 | 0 | 0 | 0 | 0 | 0 | 0 | 0 | 0 | 0 | 0 | 0 | 0 | 0 | 0 | 0 | 0 | 0 | 0 | 0 | 0 | 0 | 0 | 0 | 0 | 0 | 0
PG&E FRESNO | Olive | 115 | Biomass |  |  | 0 | 0 | 0 | 0 | 0 | 0 | 0 | 0 | 0 | 0 | 0 | 0 | 0 | 0 | 0 | 0 | 0 | 0 | 0 | 0 | 0 | 0 | 0 | 0 | 0 | 0 | 0 | 0
PG&E NGBA | Olivehurst | 115 | Biomass |  |  | 0 | 0 | 0 | 0 | 0 | 0 | 0 | 0 | 0 | 0 | 0 | 0 | 0 | 0 | 0 | 0 | 0 | 0 | 0 | 0 | 0 | 0 | 0 | 0 | 0 | 0 | 0 | 0
PG&E NGBA | Oregon Trail | 60 | Biomass |  |  | 0 | 0 | 0 | 0 | 0 | 0 | 0 | 0 | 0 | 0 | 0 | 0 | 0 | 0 | 0 | 0 | 0 | 0 | 0 | 0 | 0 | 0 | 0 | 0 | 0 | 0 | 0 | 0
SCE Northern | Ormond Beach | 230 | Biomass |  |  | 0 | 0 | 0 | 0 | 0 | 0 | 0 | 0 | 0 | 0 | 0 | 0 | 0 | 0 | 0 | 0 | 0 | 0 | 0 | 0 | 0 | 0 | 0 | 0 | 0 | 0 | 0 | 0
PG&E FRESNO | Oro Loma | 115 | Biomass |  |  | 0 | 0 | 0 | 0 | 0 | 0 | 0 | 0 | 0 | 0 | 0 | 0 | 0 | 0 | 0 | 0 | 0 | 0 | 0 | 0 | 0 | 0 | 0 | 0 | 0 | 0 | 0 | 0
PG&E FRESNO | Oro Loma | 70 | Biomass |  |  | 0 | 0 | 0 | 0 | 0 | 0 | 0 | 0 | 0 | 0 | 0 | 0 | 0 | 0 | 0 | 0 | 0 | 0 | 0 | 0 | 0 | 0 | 0 | 0 | 0 | 0 | 0 | 0
PG&E FRESNO | Orosi | 70 | Biomass |  |  | 0 | 0 | 0 | 0 | 0 | 0 | 0 | 0 | 0 | 0 | 0 | 0 | 0 | 0 | 0 | 0 | 0 | 0 | 0 | 0 | 0 | 0 | 0 | 0 | 0 | 0 | 0 | 0
SDGE | Otay | 69 | Biomass |  |  | 0 | 0 | 0 | 0 | 0 | 0 | 0 | 0 | 0 | 0 | 0 | 0 | 0 | 0 | 0 | 0 | 0 | 0 | 0 | 0 | 0 | 0 | 0 | 0 | 0 | 0 | 0 | 0
SDGE | Otay Mesa | 230 | Biomass |  |  | 0 | 0 | 0 | 0 | 0 | 0 | 0 | 0 | 0 | 0 | 0 | 0 | 0 | 0 | 0 | 0 | 0 | 0 | 0 | 0 | 0 | 0 | 0 | 0 | 0 | 0 | 0 | 0
PG&E FRESNO | Padre Flats SW STA | 230 | Biomass |  |  | 0 | 0 | 0 | 0 | 0 | 0 | 0 | 0 | 0 | 0 | 0 | 0 | 0 | 0 | 0 | 0 | 0 | 0 | 0 | 0 | 0 | 0 | 0 | 0 | 0 | 0 | 0 | 0
EOP | Pahrump | 138 | Biomass |  |  | 0 | 0 | 0 | 0 | 0 | 0 | 0 | 0 | 0 | 0 | 0 | 0 | 0 | 0 | 0 | 0 | 0 | 0 | 0 | 0 | 0 | 0 | 0 | 0 | 0 | 0 | 0 | 0
EOP | Pahrump | 230 | Biomass |  |  | 0 | 0 | 0 | 0 | 0 | 0 | 0 | 0 | 0 | 0 | 0 | 0 | 0 | 0 | 0 | 0 | 0 | 0 | 0 | 0 | 0 | 0 | 0 | 0 | 0 | 0 | 0 | 0
SDGE | Pala | 69 | Biomass |  |  | 0 | 0 | 0 | 0 | 0 | 0 | 0 | 0 | 0 | 0 | 0 | 0 | 0 | 0 | 0 | 0 | 0 | 0 | 0 | 0 | 0 | 0 | 0 | 0 | 0 | 0 | 0 | 0
PG&E NGBA | Palermo | 115 | Biomass |  |  | 0 | 0 | 0 | 0 | 0 | 0 | 0 | 0 | 0 | 0 | 0 | 0 | 0 | 0 | 0 | 0 | 0 | 0 | 0 | 0 | 0 | 0 | 0 | 0 | 0 | 0 | 0 | 0
PG&E NGBA | Palermo | 230 | Biomass |  |  | 0 | 0 | 0 | 0 | 0 | 0 | 0 | 0 | 0 | 0 | 0 | 0 | 0 | 0 | 0 | 0 | 0 | 0 | 0 | 0 | 0 | 0 | 0 | 0 | 0 | 0 | 0 | 0
SCE Eastern | Palo Verde | 500 | Biomass |  |  | 0 | 0 | 0 | 0 | 0 | 0 | 0 | 0 | 0 | 0 | 0 | 0 | 0 | 0 | 0 | 0 | 0 | 0 | 0 | 0 | 0 | 0 | 0 | 0 | 0 | 0 | 0 | 0
SDGE | Palomar Energy | 230 | Biomass |  |  | 0 | 0 | 0 | 0 | 0 | 0 | 0 | 0 | 0 | 0 | 0 | 0 | 0 | 0 | 0 | 0 | 0 | 0 | 0 | 0 | 0 | 0 | 0 | 0 | 0 | 0 | 0 | 0
PG&E KERN | Panama | 70 | Biomass |  |  | 0 | 0 | 0 | 0 | 0 | 0 | 0 | 0 | 0 | 0 | 0 | 0 | 0 | 0 | 0 | 0 | 0 | 0 | 0 | 0 | 0 | 0 | 0 | 0 | 0 | 0 | 0 | 0
PG&E FRESNO | Panoche | 115 | Biomass |  |  | 0 | 0 | 0 | 0 | 0 | 0 | 0 | 0 | 0 | 0 | 0 | 0 | 0 | 0 | 0 | 0 | 0 | 0 | 0 | 0 | 0 | 0 | 0 | 0 | 0 | 0 | 0 | 0
PG&E FRESNO | Panoche | 230 | Biomass |  |  | 0 | 0 | 0 | 0 | 0 | 0 | 0 | 0 | 0 | 0 | 0 | 0 | 0 | 0 | 0 | 0 | 0 | 0 | 0 | 0 | 0 | 0 | 0 | 0 | 0 | 0 | 0 | 0
SCE Northern | Pardee | 230 | Biomass |  |  | 0 | 0 | 0 | 0 | 0 | 0 | 0 | 0 | 0 | 0 | 0 | 0 | 0 | 0 | 0 | 0 | 0 | 0 | 0 | 0 | 0 | 0 | 0 | 0 | 0 | 0 | 0 | 0
PG&E NGBA | Parkway | 230 | Biomass |  |  | 1 | 0 | 0 | 0 | 0 | 0 | 0 | 0 | 0 | 0 | 0 | 0 | 0 | 3.8 | 0 | 3.8 | 0 | 0 | 0 | 3.8 | 0 | 3.8 | 3.8 | 0 | 3.8 | 3.8 | 0 | 3.8
SCE Northern | Pastoria | 230 | Biomass |  |  | 0 | 0 | 0 | 0 | 0 | 0 | 0 | 0 | 0 | 0 | 0 | 0 | 0 | 0 | 0 | 0 | 0 | 0 | 0 | 0 | 0 | 0 | 0 | 0 | 0 | 0 | 0 | 0
SCE Metro | Pauda | 230 | Biomass |  |  | 0 | 0 | 0 | 0 | 0 | 0 | 0 | 0 | 0 | 0 | 0 | 0 | 0 | 0 | 0 | 0 | 0 | 0 | 0 | 0 | 0 | 0 | 0 | 0 | 0 | 0 | 0 | 0
PG&E GBA | Paul Sweet | 115 | Biomass |  |  | 0 | 0 | 0 | 0 | 0 | 0 | 0 | 0 | 0 | 0 | 0 | 0 | 0 | 0 | 0 | 0 | 0 | 0 | 0 | 0 | 0 | 0 | 0 | 0 | 0 | 0 | 0 | 0
PG&E NGBA | Peabody | 230 | Biomass |  |  | 0 | 0 | 0 | 0 | 0 | 0 | 0 | 0 | 0 | 0 | 0 | 0 | 0 | 0 | 0 | 0 | 0 | 0 | 0 | 0 | 0 | 0 | 0 | 0 | 0 | 0 | 0 | 0
PG&E NGBA | Pease | 115 | Biomass |  |  | 0 | 0 | 0 | 0 | 0 | 0 | 0 | 0 | 0 | 0 | 0 | 0 | 0 | 0 | 0 | 0 | 0 | 0 | 0 | 0 | 0 | 0 | 0 | 0 | 0 | 0 | 0 | 0
PG&E NGBA | Pease | 60 | Biomass |  |  | 0 | 0 | 0 | 0 | 0 | 0 | 0 | 0 | 0 | 0 | 0 | 0 | 0 | 0 | 0 | 0 | 0 | 0 | 0 | 0 | 0 | 0 | 0 | 0 | 0 | 0 | 0 | 0
SDGE | Penasquitos | 138 | Biomass |  |  | 0 | 0 | 0 | 0 | 0 | 0 | 0 | 0 | 0 | 0 | 0 | 0 | 0 | 0 | 0 | 0 | 0 | 0 | 0 | 0 | 0 | 0 | 0 | 0 | 0 | 0 | 0 | 0
SDGE | Penasquitos | 230 | Biomass |  |  | 0 | 0 | 0 | 0 | 0 | 0 | 0 | 0 | 0 | 0 | 0 | 0 | 0 | 0 | 0 | 0 | 0 | 0 | 0 | 0 | 0 | 0 | 0 | 0 | 0 | 0 | 0 | 0
SDGE | Penasquitos | 69 | Biomass |  |  | 0 | 0 | 0 | 0 | 0 | 0 | 0 | 0 | 0 | 0 | 0 | 0 | 0 | 0 | 0 | 0 | 0 | 0 | 0 | 0 | 0 | 0 | 0 | 0 | 0 | 0 | 0 | 0
SDGE | Pendleton | 69 | Biomass |  |  | 0 | 0 | 0 | 0 | 0 | 0 | 0 | 0 | 0 | 0 | 0 | 0 | 0 | 0 | 0 | 0 | 0 | 0 | 0 | 0 | 0 | 0 | 0 | 0 | 0 | 0 | 0 | 0
PG&E NGBA | Penngrove | 115 | Biomass |  |  | 0 | 0 | 0 | 0 | 0 | 0 | 0 | 0 | 0 | 0 | 0 | 0 | 0 | 0 | 0 | 0 | 0 | 0 | 0 | 0 | 0 | 0 | 0 | 0 | 0 | 0 | 0 | 0
PG&E GBA | Peoria | 115 | Biomass |  |  | 1 | 0 | 0 | 0 | 0 | 0 | 0 | 0 | 0 | 0 | 0 | 0 | 0 | 1 | 0 | 1 | 0 | 0 | 0 | 1 | 0 | 1 | 1 | 0 | 1 | 1 | 0 | 1
PG&E GBA | Piercy | 115 | Biomass |  |  | 0 | 0 | 0 | 0 | 0 | 0 | 0 | 0 | 0 | 0 | 0 | 0 | 0 | 0 | 0 | 0 | 0 | 0 | 0 | 0 | 0 | 0 | 0 | 0 | 0 | 0 | 0 | 0
PG&E FRESNO | Pine Flat | 230 | Biomass |  |  | 0 | 0 | 0 | 0 | 0 | 0 | 0 | 0 | 0 | 0 | 0 | 0 | 0 | 0 | 0 | 0 | 0 | 0 | 0 | 0 | 0 | 0 | 0 | 0 | 0 | 0 | 0 | 0
SCE NOL | Pisgah | 230 | Biomass |  |  | 0 | 0 | 0 | 0 | 0 | 0 | 0 | 0 | 0 | 0 | 0 | 0 | 0 | 0 | 0 | 0 | 0 | 0 | 0 | 0 | 0 | 0 | 0 | 0 | 0 | 0 | 0 | 0
PG&E NGBA | Pit 1 | 230 | Biomass |  |  | 0 | 0 | 0 | 0 | 0 | 0 | 0 | 0 | 0 | 0 | 0 | 0 | 0 | 0 | 0 | 0 | 0 | 0 | 0 | 0 | 0 | 0 | 0 | 0 | 0 | 0 | 0 | 0
PG&E NGBA | Pit 1 | 60 | Biomass |  |  | 0 | 0 | 0 | 0 | 0 | 0 | 0 | 0 | 0 | 0 | 0 | 0 | 0 | 0 | 0 | 0 | 0 | 0 | 0 | 0 | 0 | 0 | 0 | 0 | 0 | 0 | 0 | 0
PG&E NGBA | Pit 3 | 230 | Biomass |  |  | 0 | 0 | 0 | 0 | 0 | 0 | 0 | 0 | 0 | 0 | 0 | 0 | 0 | 0 | 0 | 0 | 0 | 0 | 0 | 0 | 0 | 0 | 0 | 0 | 0 | 0 | 0 | 0
PG&E NGBA | Pit 4 | 230 | Biomass |  |  | 0 | 0 | 0 | 0 | 0 | 0 | 0 | 0 | 0 | 0 | 0 | 0 | 0 | 0 | 0 | 0 | 0 | 0 | 0 | 0 | 0 | 0 | 0 | 0 | 0 | 0 | 0 | 0
PG&E GBA | Pittsburg | 115 | Biomass |  |  | 0 | 0 | 0 | 0 | 0 | 0 | 0 | 0 | 0 | 0 | 0 | 0 | 0 | 0 | 0 | 0 | 0 | 0 | 0 | 0 | 0 | 0 | 0 | 0 | 0 | 0 | 0 | 0
PG&E GBA | Pittsburg | 230 | Biomass |  |  | 0 | 0 | 0 | 0 | 0 | 0 | 0 | 0 | 0 | 0 | 0 | 0 | 0 | 0 | 0 | 0 | 0 | 0 | 0 | 0 | 0 | 0 | 0 | 0 | 0 | 0 | 0 | 0
PG&E NGBA | Pleasant Grove | 115 | Biomass |  |  | 0 | 0 | 0 | 0 | 0 | 0 | 0 | 0 | 0 | 0 | 0 | 0 | 0 | 0 | 0 | 0 | 0 | 0 | 0 | 0 | 0 | 0 | 0 | 0 | 0 | 0 | 0 | 0
PG&E NGBA | POE | 230 | Biomass |  |  | 0 | 0 | 0 | 0 | 0 | 0 | 0 | 0 | 0 | 0 | 0 | 0 | 0 | 0 | 0 | 0 | 0 | 0 | 0 | 0 | 0 | 0 | 0 | 0 | 0 | 0 | 0 | 0
SDGE | Point Loma | 69 | Biomass |  |  | 0 | 0 | 0 | 0 | 0 | 0 | 0 | 0 | 0 | 0 | 0 | 0 | 0 | 0 | 0 | 0 | 0 | 0 | 0 | 0 | 0 | 0 | 0 | 0 | 0 | 0 | 0 | 0
SDGE | Pomerado | 69 | Biomass |  |  | 0 | 0 | 0 | 0 | 0 | 0 | 0 | 0 | 0 | 0 | 0 | 0 | 0 | 0 | 0 | 0 | 0 | 0 | 0 | 0 | 0 | 0 | 0 | 0 | 0 | 0 | 0 | 0
PG&E KERN | Poso Mountain | 115 | Biomass |  |  | 0 | 0 | 0 | 0 | 0 | 0 | 0 | 0 | 0 | 0 | 0 | 0 | 0 | 0 | 0 | 0 | 0 | 0 | 0 | 0 | 0 | 0 | 0 | 0 | 0 | 0 | 0 | 0
EOP | Primm | 230 | Biomass |  |  | 0 | 0 | 0 | 0 | 0 | 0 | 0 | 0 | 0 | 0 | 0 | 0 | 0 | 0 | 0 | 0 | 0 | 0 | 0 | 0 | 0 | 0 | 0 | 0 | 0 | 0 | 0 | 0
PG&E NGBA | Putah Creek | 115 | Biomass |  |  | 0 | 0 | 0 | 0 | 0 | 0 | 0 | 0 | 0 | 0 | 0 | 0 | 0 | 0 | 0 | 0 | 0 | 0 | 0 | 0 | 0 | 0 | 0 | 0 | 0 | 0 | 0 | 0
SDGE | Q1806 | 138 | Biomass |  |  | 0 | 0 | 0 | 0 | 0 | 0 | 0 | 0 | 0 | 0 | 0 | 0 | 0 | 0 | 0 | 0 | 0 | 0 | 0 | 0 | 0 | 0 | 0 | 0 | 0 | 0 | 0 | 0
PG&E FRESNO | Quinto | 230 | Biomass |  |  | 0 | 0 | 0 | 0 | 0 | 0 | 0 | 0 | 0 | 0 | 0 | 0 | 0 | 0 | 0 | 0 | 0 | 0 | 0 | 0 | 0 | 0 | 0 | 0 | 0 | 0 | 0 | 0
PG&E GBA | Race Track | 115 | Biomass |  |  | 0 | 0 | 0 | 0 | 0 | 0 | 0 | 0 | 0 | 0 | 0 | 0 | 0 | 0 | 0 | 0 | 0 | 0 | 0 | 0 | 0 | 0 | 0 | 0 | 0 | 0 | 0 | 0
SDGE | Rancho Mission Viejo | 138 | Biomass |  |  | 0 | 0 | 0 | 0 | 0 | 0 | 0 | 0 | 0 | 0 | 0 | 0 | 0 | 0 | 0 | 0 | 0 | 0 | 0 | 0 | 0 | 0 | 0 | 0 | 0 | 0 | 0 | 0
PG&E GBA | Rancho Seco | 230 | Biomass |  |  | 0 | 0 | 0 | 0 | 0 | 0 | 0 | 0 | 0 | 0 | 0 | 0 | 0 | 0 | 0 | 0 | 0 | 0 | 0 | 0 | 0 | 0 | 0 | 0 | 0 | 0 | 0 | 0
SCE Metro | Rancho Vista | 230 | Biomass |  |  | 0 | 0 | 0 | 0 | 0 | 0 | 0 | 0 | 0 | 0 | 0 | 0 | 0 | 0 | 0 | 0 | 0 | 0 | 0 | 0 | 0 | 0 | 0 | 0 | 0 | 0 | 0 | 0
SCE Metro | Rancho Vista | 500 | Biomass |  |  | 0 | 0 | 0 | 0 | 0 | 0 | 0 | 0 | 0 | 0 | 0 | 0 | 0 | 0 | 0 | 0 | 0 | 0 | 0 | 0 | 0 | 0 | 0 | 0 | 0 | 0 | 0 | 0
SCE NOL | Ransburg | 115 | Biomass |  |  | 0 | 0 | 0 | 0 | 0 | 0 | 0 | 0 | 0 | 0 | 0 | 0 | 0 | 0 | 0 | 0 | 0 | 0 | 0 | 0 | 0 | 0 | 0 | 0 | 0 | 0 | 0 | 0
PG&E GBA | Ravenswood | 115 | Biomass |  |  | 0 | 0 | 0 | 0 | 0 | 0 | 0 | 0 | 0 | 0 | 0 | 0 | 0 | 0 | 0 | 0 | 0 | 0 | 0 | 0 | 0 | 0 | 0 | 0 | 0 | 0 | 0 | 0
PG&E GBA | Ravenswood | 230 | Biomass |  |  | 0 | 0 | 0 | 0 | 0 | 0 | 0 | 0 | 0 | 0 | 0 | 0 | 0 | 0 | 0 | 0 | 0 | 0 | 0 | 0 | 0 | 0 | 0 | 0 | 0 | 0 | 0 | 0
SCE Northern | Rector | 230 | Biomass |  |  | 0 | 0 | 0 | 0 | 0 | 0 | 0 | 0 | 0 | 0 | 0 | 0 | 0 | 0 | 0 | 0 | 0 | 0 | 0 | 0 | 0 | 0 | 0 | 0 | 0 | 0 | 0 | 0
SCE Eastern | Red Bluff | 230 | Biomass |  |  | 0 | 0 | 0 | 0 | 0 | 0 | 0 | 0 | 0 | 0 | 0 | 0 | 0 | 0 | 0 | 0 | 0 | 0 | 0 | 0 | 0 | 0 | 0 | 0 | 0 | 0 | 0 | 0
SCE Eastern | Red Bluff | 500 | Biomass |  |  | 0 | 0 | 0 | 0 | 0 | 0 | 0 | 0 | 0 | 0 | 0 | 0 | 0 | 0 | 0 | 0 | 0 | 0 | 0 | 0 | 0 | 0 | 0 | 0 | 0 | 0 | 0 | 0
PG&E NGBA | Redbud | 115 | Biomass |  |  | 0 | 0 | 0 | 0 | 0 | 0 | 0 | 0 | 0 | 0 | 0 | 0 | 0 | 0 | 0 | 0 | 0 | 0 | 0 | 0 | 0 | 0 | 0 | 0 | 0 | 0 | 0 | 0
SCE Metro | Redondo | 230 | Biomass |  |  | 0 | 0 | 0 | 0 | 0 | 0 | 0 | 0 | 0 | 0 | 0 | 0 | 0 | 0 | 0 | 0 | 0 | 0 | 0 | 0 | 0 | 0 | 0 | 0 | 0 | 0 | 0 | 0
PG&E FRESNO | Reedley | 115 | Biomass |  |  | 0 | 0 | 0 | 0 | 0 | 0 | 0 | 0 | 0 | 0 | 0 | 0 | 0 | 0 | 0 | 0 | 0 | 0 | 0 | 0 | 0 | 0 | 0 | 0 | 0 | 0 | 0 | 0
PG&E KERN | Renfro | 115 | Biomass |  |  | 0 | 0 | 0 | 0 | 0 | 0 | 0 | 0 | 0 | 0 | 0 | 0 | 0 | 0 | 0 | 0 | 0 | 0 | 0 | 0 | 0 | 0 | 0 | 0 | 0 | 0 | 0 | 0
PG&E GBA | Richmond R | 115 | Biomass |  |  | 1 | 0 | 0 | 0 | 0 | 0 | 0 | 0 | 0 | 0 | 0 | 0 | 0 | 0.5 | 0 | 0.5 | 0 | 0 | 0 | 0.5 | 0 | 0.5 | 0.5 | 0 | 0.5 | 0.5 | 0 | 0.5
PG&E NGBA | Rincon | 115 | Biomass |  |  | 0 | 0 | 0 | 0 | 0 | 0 | 0 | 0 | 0 | 0 | 0 | 0 | 0 | 0 | 0 | 0 | 0 | 0 | 0 | 0 | 0 | 0 | 0 | 0 | 0 | 0 | 0 | 0
PG&E KERN | Rio Bravo | 115 | Biomass |  |  | 0 | 0 | 0 | 0 | 0 | 0 | 0 | 0 | 0 | 0 | 0 | 0 | 0 | 0 | 0 | 0 | 0 | 0 | 0 | 0 | 0 | 0 | 0 | 0 | 0 | 0 | 0 | 0
SCE Metro | Rio Hondo | 230 | Biomass |  |  | 0 | 0 | 0 | 0 | 0 | 0 | 0 | 0 | 0 | 0 | 0 | 0 | 0 | 0 | 0 | 0 | 0 | 0 | 0 | 0 | 0 | 0 | 0 | 0 | 0 | 0 | 0 | 0
PG&E NGBA | Rio Oso | 115 | Biomass |  |  | 0 | 0 | 0 | 0 | 0 | 0 | 0 | 0 | 0 | 0 | 0 | 0 | 0 | 0 | 0 | 0 | 0 | 0 | 0 | 0 | 0 | 0 | 0 | 0 | 0 | 0 | 0 | 0
PG&E NGBA | Rio Oso | 230 | Biomass |  |  | 0 | 0 | 0 | 0 | 0 | 0 | 0 | 0 | 0 | 0 | 0 | 0 | 0 | 0 | 0 | 0 | 0 | 0 | 0 | 0 | 0 | 0 | 0 | 0 | 0 | 0 | 0 | 0
PG&E GBA | Ripon | 115 | Biomass |  |  | 0 | 0 | 0 | 0 | 0 | 0 | 0 | 0 | 0 | 0 | 0 | 0 | 0 | 0 | 0 | 0 | 0 | 0 | 0 | 0 | 0 | 0 | 0 | 0 | 0 | 0 | 0 | 0
PG&E GBA | Riverbank | 115 | Biomass |  |  | 0 | 0 | 0 | 0 | 0 | 0 | 0 | 0 | 0 | 0 | 0 | 0 | 0 | 0 | 0 | 0 | 0 | 0 | 0 | 0 | 0 | 0 | 0 | 0 | 0 | 0 | 0 | 0
SCE NOL | Roadway | 115 | Biomass |  |  | 1 | 0 | 0 | 0 | 0 | 0 | 0 | 0 | 0 | 0 | 0 | 0 | 0 | 2.7 | 0 | 2.7 | 0 | 0 | 0 | 2.7 | 0 | 2.7 | 2.7 | 0 | 2.7 | 2.7 | 0 | 2.7
PG&E NGBA | Rock Creek 1 | 230 | Biomass |  |  | 0 | 0 | 0 | 0 | 0 | 0 | 0 | 0 | 0 | 0 | 0 | 0 | 0 | 0 | 0 | 0 | 0 | 0 | 0 | 0 | 0 | 0 | 0 | 0 | 0 | 0 | 0 | 0
SCE Northern | Rosamond | 66 | Biomass |  |  | 0 | 0 | 0 | 0 | 0 | 0 | 0 | 0 | 0 | 0 | 0 | 0 | 0 | 0 | 0 | 0 | 0 | 0 | 0 | 0 | 0 | 0 | 0 | 0 | 0 | 0 | 0 | 0
PG&E GBA | Rossmoor | 230 | Biomass |  |  | 0 | 0 | 0 | 0 | 0 | 0 | 0 | 0 | 0 | 0 | 0 | 0 | 0 | 0 | 0 | 0 | 0 | 0 | 0 | 0 | 0 | 0 | 0 | 0 | 0 | 0 | 0 | 0
PG&E NGBA | Round Mountain | 230 | Biomass |  |  | 0 | 0 | 0 | 0 | 0 | 0 | 0 | 0 | 0 | 0 | 0 | 0 | 0 | 0 | 0 | 0 | 0 | 0 | 0 | 0 | 0 | 0 | 0 | 0 | 0 | 0 | 0 | 0
PG&E NGBA | Round Mountain | 500 | Biomass |  |  | 0 | 0 | 0 | 0 | 0 | 0 | 0 | 0 | 0 | 0 | 0 | 0 | 0 | 0 | 0 | 0 | 0 | 0 | 0 | 0 | 0 | 0 | 0 | 0 | 0 | 0 | 0 | 0
PG&E GBA | Salado | 115 | Biomass |  |  | 0 | 0 | 0 | 0 | 0 | 0 | 0 | 0 | 0 | 0 | 0 | 0 | 0 | 0 | 0 | 0 | 0 | 0 | 0 | 0 | 0 | 0 | 0 | 0 | 0 | 0 | 0 | 0
PG&E GBA | Salado | 60 | Biomass |  |  | 0 | 0 | 0 | 0 | 0 | 0 | 0 | 0 | 0 | 0 | 0 | 0 | 0 | 0 | 0 | 0 | 0 | 0 | 0 | 0 | 0 | 0 | 0 | 0 | 0 | 0 | 0 | 0
PG&E GBA | Salinas | 115 | Biomass |  |  | 1 | 0 | 0 | 0 | 0 | 0 | 0 | 0 | 0 | 0 | 0 | 0 | 0 | 3.25 | 0 | 3.25 | 0 | 0 | 0 | 3.25 | 0 | 3.25 | 3.25 | 0 | 3.25 | 3.25 | 0 | 3.25
SDGE | Salt Creek | 69 | Biomass |  |  | 0 | 0 | 0 | 0 | 0 | 0 | 0 | 0 | 0 | 0 | 0 | 0 | 0 | 0 | 0 | 0 | 0 | 0 | 0 | 0 | 0 | 0 | 0 | 0 | 0 | 0 | 0 | 0
SCE Eastern | San Bernardino | 230 | Biomass |  |  | 1 | 0 | 0 | 0 | 0 | 0 | 0 | 0 | 0 | 0 | 0 | 0 | 0 | 5.25 | 0 | 5.25 | 0 | 0 | 0 | 5.25 | 0 | 5.25 | 5.25 | 0 | 5.25 | 5.25 | 0 | 5.25
PG&E GBA | SAN FRAN A (POTRERO PP) | 115 | Biomass |  |  | 0 | 0 | 0 | 0 | 0 | 0 | 0 | 0 | 0 | 0 | 0 | 0 | 0 | 0 | 0 | 0 | 0 | 0 | 0 | 0 | 0 | 0 | 0 | 0 | 0 | 0 | 0 | 0
PG&E GBA | SAN FRAN A (POTRERO PP) | 230 | Biomass |  |  | 0 | 0 | 0 | 0 | 0 | 0 | 0 | 0 | 0 | 0 | 0 | 0 | 0 | 0 | 0 | 0 | 0 | 0 | 0 | 0 | 0 | 0 | 0 | 0 | 0 | 0 | 0 | 0
PG&E GBA | San Jose A | 115 | Biomass |  |  | 0 | 0 | 0 | 0 | 0 | 0 | 0 | 0 | 0 | 0 | 0 | 0 | 0 | 0 | 0 | 0 | 0 | 0 | 0 | 0 | 0 | 0 | 0 | 0 | 0 | 0 | 0 | 0
PG&E GBA | San Jose B | 115 | Biomass |  |  | 0 | 0 | 0 | 0 | 0 | 0 | 0 | 0 | 0 | 0 | 0 | 0 | 0 | 0 | 0 | 0 | 0 | 0 | 0 | 0 | 0 | 0 | 0 | 0 | 0 | 0 | 0 | 0
PG&E GBA | San Leandro U | 115 | Biomass |  |  | 0 | 0 | 0 | 0 | 0 | 0 | 0 | 0 | 0 | 0 | 0 | 0 | 0 | 0 | 0 | 0 | 0 | 0 | 0 | 0 | 0 | 0 | 0 | 0 | 0 | 0 | 0 | 0
PG&E KERN | San Luis Obispo | 115 | Biomass |  |  | 0 | 0 | 0 | 0 | 0 | 0 | 0 | 0 | 0 | 0 | 0 | 0 | 0 | 0 | 0 | 0 | 0 | 0 | 0 | 0 | 0 | 0 | 0 | 0 | 0 | 0 | 0 | 0
PG&E KERN | San Luis Obispo | 70 | Biomass |  |  | 1 | 0 | 0 | 0 | 0 | 0 | 0 | 0 | 0 | 0 | 0 | 0 | 0 | 11 | 0 | 11 | 0 | 0 | 0 | 11 | 0 | 11 | 11 | 0 | 11 | 11 | 0 | 11
SDGE | San Luis Rey | 230 | Biomass |  |  | 0 | 0 | 0 | 0 | 0 | 0 | 0 | 0 | 0 | 0 | 0 | 0 | 0 | 0 | 0 | 0 | 0 | 0 | 0 | 0 | 0 | 0 | 0 | 0 | 0 | 0 | 0 | 0
SDGE | San Luis Rey | 69 | Biomass |  |  | 0 | 0 | 0 | 0 | 0 | 0 | 0 | 0 | 0 | 0 | 0 | 0 | 0 | 0 | 0 | 0 | 0 | 0 | 0 | 0 | 0 | 0 | 0 | 0 | 0 | 0 | 0 | 0
SDGE | San Marcos | 69 | Biomass |  |  | 0 | 0 | 0 | 0 | 0 | 0 | 0 | 0 | 0 | 0 | 0 | 0 | 0 | 0 | 0 | 0 | 0 | 0 | 0 | 0 | 0 | 0 | 0 | 0 | 0 | 0 | 0 | 0
SCE Metro | San Onofre | 230 | Biomass |  |  | 0 | 0 | 0 | 0 | 0 | 0 | 0 | 0 | 0 | 0 | 0 | 0 | 0 | 0 | 0 | 0 | 0 | 0 | 0 | 0 | 0 | 0 | 0 | 0 | 0 | 0 | 0 | 0
PG&E GBA | San Pablo | 115 | Biomass |  |  | 0 | 0 | 0 | 0 | 0 | 0 | 0 | 0 | 0 | 0 | 0 | 0 | 0 | 0 | 0 | 0 | 0 | 0 | 0 | 0 | 0 | 0 | 0 | 0 | 0 | 0 | 0 | 0
PG&E GBA | San Ramon | 230 | Biomass |  |  | 0 | 0 | 0 | 0 | 0 | 0 | 0 | 0 | 0 | 0 | 0 | 0 | 0 | 0 | 0 | 0 | 0 | 0 | 0 | 0 | 0 | 0 | 0 | 0 | 0 | 0 | 0 | 0
SDGE | San Ysidro | 69 | Biomass |  |  | 0 | 0 | 0 | 0 | 0 | 0 | 0 | 0 | 0 | 0 | 0 | 0 | 0 | 0 | 0 | 0 | 0 | 0 | 0 | 0 | 0 | 0 | 0 | 0 | 0 | 0 | 0 | 0
SCE NOL | Sandlot | 230 | Biomass |  |  | 0 | 0 | 0 | 0 | 0 | 0 | 0 | 0 | 0 | 0 | 0 | 0 | 0 | 0 | 0 | 0 | 0 | 0 | 0 | 0 | 0 | 0 | 0 | 0 | 0 | 0 | 0 | 0
EOP | Sandy | 138 | Biomass |  |  | 0 | 0 | 0 | 0 | 0 | 0 | 0 | 0 | 0 | 0 | 0 | 0 | 0 | 0 | 0 | 0 | 0 | 0 | 0 | 0 | 0 | 0 | 0 | 0 | 0 | 0 | 0 | 0
PG&E FRESNO | Sanger | 115 | Biomass |  |  | 1 | 0 | 0 | 0 | 0 | 0 | 0 | 0 | 0 | 0 | 0 | 0 | 0 | 1.5 | 0 | 1.5 | 0 | 0 | 0 | 1.5 | 0 | 1.5 | 1.5 | 0 | 1.5 | 1.5 | 0 | 1.5
SCE Northern | Santa Clara | 230 | Biomass |  |  | 0 | 0 | 0 | 0 | 0 | 0 | 0 | 0 | 0 | 0 | 0 | 0 | 0 | 0 | 0 | 0 | 0 | 0 | 0 | 0 | 0 | 0 | 0 | 0 | 0 | 0 | 0 | 0
PG&E NGBA | Santa Rosa A | 115 | Biomass |  |  | 0 | 0 | 0 | 0 | 0 | 0 | 0 | 0 | 0 | 0 | 0 | 0 | 0 | 0 | 0 | 0 | 0 | 0 | 0 | 0 | 0 | 0 | 0 | 0 | 0 | 0 | 0 | 0
PG&E GBA | Santa Teresa | 115 | Biomass |  |  | 0 | 0 | 0 | 0 | 0 | 0 | 0 | 0 | 0 | 0 | 0 | 0 | 0 | 0 | 0 | 0 | 0 | 0 | 0 | 0 | 0 | 0 | 0 | 0 | 0 | 0 | 0 | 0
SDGE | Santee | 138 | Biomass |  |  | 0 | 0 | 0 | 0 | 0 | 0 | 0 | 0 | 0 | 0 | 0 | 0 | 0 | 0 | 0 | 0 | 0 | 0 | 0 | 0 | 0 | 0 | 0 | 0 | 0 | 0 | 0 | 0
SCE Metro | Santiago | 230 | Biomass |  |  | 0 | 0 | 0 | 0 | 0 | 0 | 0 | 0 | 0 | 0 | 0 | 0 | 0 | 0 | 0 | 0 | 0 | 0 | 0 | 0 | 0 | 0 | 0 | 0 | 0 | 0 | 0 | 0
PG&E GBA | Saratoga | 230 | Biomass |  |  | 0 | 0 | 0 | 0 | 0 | 0 | 0 | 0 | 0 | 0 | 0 | 0 | 0 | 0 | 0 | 0 | 0 | 0 | 0 | 0 | 0 | 0 | 0 | 0 | 0 | 0 | 0 | 0
SCE Northern | Saugus | 230 | Biomass |  |  | 0 | 0 | 0 | 0 | 0 | 0 | 0 | 0 | 0 | 0 | 0 | 0 | 0 | 0 | 0 | 0 | 0 | 0 | 0 | 0 | 0 | 0 | 0 | 0 | 0 | 0 | 0 | 0
PG&E FRESNO | Schindler | 115 | Biomass |  |  | 0 | 0 | 0 | 0 | 0 | 0 | 0 | 0 | 0 | 0 | 0 | 0 | 0 | 0 | 0 | 0 | 0 | 0 | 0 | 0 | 0 | 0 | 0 | 0 | 0 | 0 | 0 | 0
PG&E FRESNO | Schindler | 70 | Biomass |  |  | 0 | 0 | 0 | 0 | 0 | 0 | 0 | 0 | 0 | 0 | 0 | 0 | 0 | 0 | 0 | 0 | 0 | 0 | 0 | 0 | 0 | 0 | 0 | 0 | 0 | 0 | 0 | 0
PG&E GBA | Schulte | 115 | Biomass |  |  | 0 | 0 | 0 | 0 | 0 | 0 | 0 | 0 | 0 | 0 | 0 | 0 | 0 | 0 | 0 | 0 | 0 | 0 | 0 | 0 | 0 | 0 | 0 | 0 | 0 | 0 | 0 | 0
SDGE | Scripps | 69 | Biomass |  |  | 0 | 0 | 0 | 0 | 0 | 0 | 0 | 0 | 0 | 0 | 0 | 0 | 0 | 0 | 0 | 0 | 0 | 0 | 0 | 0 | 0 | 0 | 0 | 0 | 0 | 0 | 0 | 0
PG&E KERN | Semitropic | 115 | Biomass |  |  | 0 | 0 | 0 | 0 | 0 | 0 | 0 | 0 | 0 | 0 | 0 | 0 | 0 | 0 | 0 | 0 | 0 | 0 | 0 | 0 | 0 | 0 | 0 | 0 | 0 | 0 | 0 | 0
SCE Metro | Serrano | 230 | Biomass |  |  | 0 | 0 | 0 | 0 | 0 | 0 | 0 | 0 | 0 | 0 | 0 | 0 | 0 | 0 | 0 | 0 | 0 | 0 | 0 | 0 | 0 | 0 | 0 | 0 | 0 | 0 | 0 | 0
SCE Metro | Serrano | 500 | Biomass |  |  | 0 | 0 | 0 | 0 | 0 | 0 | 0 | 0 | 0 | 0 | 0 | 0 | 0 | 0 | 0 | 0 | 0 | 0 | 0 | 0 | 0 | 0 | 0 | 0 | 0 | 0 | 0 | 0
SDGE | Shadowridge | 138 | Biomass |  |  | 0 | 0 | 0 | 0 | 0 | 0 | 0 | 0 | 0 | 0 | 0 | 0 | 0 | 0 | 0 | 0 | 0 | 0 | 0 | 0 | 0 | 0 | 0 | 0 | 0 | 0 | 0 | 0
PG&E KERN | Shafter | 115 | Biomass |  |  | 0 | 0 | 0 | 0 | 0 | 0 | 0 | 0 | 0 | 0 | 0 | 0 | 0 | 0 | 0 | 0 | 0 | 0 | 0 | 0 | 0 | 0 | 0 | 0 | 0 | 0 | 0 | 0
PG&E NGBA | Silverado | 115 | Biomass |  |  | 0 | 0 | 0 | 0 | 0 | 0 | 0 | 0 | 0 | 0 | 0 | 0 | 0 | 0 | 0 | 0 | 0 | 0 | 0 | 0 | 0 | 0 | 0 | 0 | 0 | 0 | 0 | 0
SDGE | Silvergate | 230 | Biomass |  |  | 0 | 0 | 0 | 0 | 0 | 0 | 0 | 0 | 0 | 0 | 0 | 0 | 0 | 0 | 0 | 0 | 0 | 0 | 0 | 0 | 0 | 0 | 0 | 0 | 0 | 0 | 0 | 0
SDGE | Silvergate | 69 | Biomass |  |  | 0 | 0 | 0 | 0 | 0 | 0 | 0 | 0 | 0 | 0 | 0 | 0 | 0 | 0 | 0 | 0 | 0 | 0 | 0 | 0 | 0 | 0 | 0 | 0 | 0 | 0 | 0 | 0
PG&E KERN | Sisquoc | 115 | Biomass |  |  | 0 | 0 | 0 | 0 | 0 | 0 | 0 | 0 | 0 | 0 | 0 | 0 | 0 | 0 | 0 | 0 | 0 | 0 | 0 | 0 | 0 | 0 | 0 | 0 | 0 | 0 | 0 | 0
EOP | Sloan Canyon | 230 | Biomass |  |  | 0 | 0 | 0 | 0 | 0 | 0 | 0 | 0 | 0 | 0 | 0 | 0 | 0 | 0 | 0 | 0 | 0 | 0 | 0 | 0 | 0 | 0 | 0 | 0 | 0 | 0 | 0 | 0
EOP | Sloan Canyon | 500 | Biomass |  |  | 0 | 0 | 0 | 0 | 0 | 0 | 0 | 0 | 0 | 0 | 0 | 0 | 0 | 0 | 0 | 0 | 0 | 0 | 0 | 0 | 0 | 0 | 0 | 0 | 0 | 0 | 0 | 0
PG&E KERN | Smyrna | 115 | Biomass |  |  | 0 | 0 | 0 | 0 | 0 | 0 | 0 | 0 | 0 | 0 | 0 | 0 | 0 | 0 | 0 | 0 | 0 | 0 | 0 | 0 | 0 | 0 | 0 | 0 | 0 | 0 | 0 | 0
PG&E GBA | Sobrante | 115 | Biomass |  |  | 0 | 0 | 0 | 0 | 0 | 0 | 0 | 0 | 0 | 0 | 0 | 0 | 0 | 0 | 0 | 0 | 0 | 0 | 0 | 0 | 0 | 0 | 0 | 0 | 0 | 0 | 0 | 0
PG&E GBA | Sobrante | 230 | Biomass |  |  | 0 | 0 | 0 | 0 | 0 | 0 | 0 | 0 | 0 | 0 | 0 | 0 | 0 | 0 | 0 | 0 | 0 | 0 | 0 | 0 | 0 | 0 | 0 | 0 | 0 | 0 | 0 | 0
PG&E KERN | Solar | 230 | Biomass |  |  | 0 | 0 | 0 | 0 | 0 | 0 | 0 | 0 | 0 | 0 | 0 | 0 | 0 | 0 | 0 | 0 | 0 | 0 | 0 | 0 | 0 | 0 | 0 | 0 | 0 | 0 | 0 | 0
PG&E GBA | Soledad | 115 | Biomass |  |  | 0 | 0 | 0 | 0 | 0 | 0 | 0 | 0 | 0 | 0 | 0 | 0 | 0 | 0 | 0 | 0 | 0 | 0 | 0 | 0 | 0 | 0 | 0 | 0 | 0 | 0 | 0 | 0
PG&E GBA | Soledad | 60 | Biomass |  |  | 0 | 0 | 0 | 0 | 0 | 0 | 0 | 0 | 0 | 0 | 0 | 0 | 0 | 0 | 0 | 0 | 0 | 0 | 0 | 0 | 0 | 0 | 0 | 0 | 0 | 0 | 0 | 0
SDGE | Spring Valley | 69 | Biomass |  |  | 0 | 0 | 0 | 0 | 0 | 0 | 0 | 0 | 0 | 0 | 0 | 0 | 0 | 0 | 0 | 0 | 0 | 0 | 0 | 0 | 0 | 0 | 0 | 0 | 0 | 0 | 0 | 0
SCE Northern | Springville | 230 | Biomass |  |  | 0 | 0 | 0 | 0 | 0 | 0 | 0 | 0 | 0 | 0 | 0 | 0 | 0 | 0 | 0 | 0 | 0 | 0 | 0 | 0 | 0 | 0 | 0 | 0 | 0 | 0 | 0 | 0
PG&E GBA | Stagg | 230 | Biomass |  |  | 0 | 0 | 0 | 0 | 0 | 0 | 0 | 0 | 0 | 0 | 0 | 0 | 0 | 0 | 0 | 0 | 0 | 0 | 0 | 0 | 0 | 0 | 0 | 0 | 0 | 0 | 0 | 0
PG&E GBA | Standard Oil | 115 | Biomass |  |  | 0 | 0 | 0 | 0 | 0 | 0 | 0 | 0 | 0 | 0 | 0 | 0 | 0 | 0 | 0 | 0 | 0 | 0 | 0 | 0 | 0 | 0 | 0 | 0 | 0 | 0 | 0 | 0
PG&E GBA | Stanislaus | 115 | Biomass |  |  | 0 | 0 | 0 | 0 | 0 | 0 | 0 | 0 | 0 | 0 | 0 | 0 | 0 | 0 | 0 | 0 | 0 | 0 | 0 | 0 | 0 | 0 | 0 | 0 | 0 | 0 | 0 | 0
PG&E KERN | Stockdale | 115 | Biomass |  |  | 0 | 0 | 0 | 0 | 0 | 0 | 0 | 0 | 0 | 0 | 0 | 0 | 0 | 0 | 0 | 0 | 0 | 0 | 0 | 0 | 0 | 0 | 0 | 0 | 0 | 0 | 0 | 0
PG&E KERN | Stockdale | 230 | Biomass |  |  | 0 | 0 | 0 | 0 | 0 | 0 | 0 | 0 | 0 | 0 | 0 | 0 | 0 | 0 | 0 | 0 | 0 | 0 | 0 | 0 | 0 | 0 | 0 | 0 | 0 | 0 | 0 | 0
PG&E GBA | Stockton A | 115 | Biomass |  |  | 0 | 0 | 0 | 0 | 0 | 0 | 0 | 0 | 0 | 0 | 0 | 0 | 0 | 0 | 0 | 0 | 0 | 0 | 0 | 0 | 0 | 0 | 0 | 0 | 0 | 0 | 0 | 0
PG&E GBA | Stone | 115 | Biomass |  |  | 0 | 0 | 0 | 0 | 0 | 0 | 0 | 0 | 0 | 0 | 0 | 0 | 0 | 0 | 0 | 0 | 0 | 0 | 0 | 0 | 0 | 0 | 0 | 0 | 0 | 0 | 0 | 0
PG&E FRESNO | Storey | 230 | Biomass |  |  | 0 | 0 | 0 | 0 | 0 | 0 | 0 | 0 | 0 | 0 | 0 | 0 | 0 | 0 | 0 | 0 | 0 | 0 | 0 | 0 | 0 | 0 | 0 | 0 | 0 | 0 | 0 | 0
PG&E NGBA | Summit | 115 | Biomass |  |  | 0 | 0 | 0 | 0 | 0 | 0 | 0 | 0 | 0 | 0 | 0 | 0 | 0 | 0 | 0 | 0 | 0 | 0 | 0 | 0 | 0 | 0 | 0 | 0 | 0 | 0 | 0 | 0
SDGE | Suncrest | 230 | Biomass |  |  | 0 | 0 | 0 | 0 | 0 | 0 | 0 | 0 | 0 | 0 | 0 | 0 | 0 | 0 | 0 | 0 | 0 | 0 | 0 | 0 | 0 | 0 | 0 | 0 | 0 | 0 | 0 | 0
SDGE | Suncrest | 500 | Biomass |  |  | 0 | 0 | 0 | 0 | 0 | 0 | 0 | 0 | 0 | 0 | 0 | 0 | 0 | 0 | 0 | 0 | 0 | 0 | 0 | 0 | 0 | 0 | 0 | 0 | 0 | 0 | 0 | 0
PG&E KERN | Sunrise | 230 | Biomass |  |  | 0 | 0 | 0 | 0 | 0 | 0 | 0 | 0 | 0 | 0 | 0 | 0 | 0 | 0 | 0 | 0 | 0 | 0 | 0 | 0 | 0 | 0 | 0 | 0 | 0 | 0 | 0 | 0
PG&E KERN | Sunset | 230 | Biomass |  |  | 0 | 0 | 0 | 0 | 0 | 0 | 0 | 0 | 0 | 0 | 0 | 0 | 0 | 0 | 0 | 0 | 0 | 0 | 0 | 0 | 0 | 0 | 0 | 0 | 0 | 0 | 0 | 0
PG&E GBA | Swift | 115 | Biomass |  |  | 0 | 0 | 0 | 0 | 0 | 0 | 0 | 0 | 0 | 0 | 0 | 0 | 0 | 0 | 0 | 0 | 0 | 0 | 0 | 0 | 0 | 0 | 0 | 0 | 0 | 0 | 0 | 0
SDGE | Sycamore Canyon | 138 | Biomass |  |  | 0 | 0 | 0 | 0 | 0 | 0 | 0 | 0 | 0 | 0 | 0 | 0 | 0 | 0 | 0 | 0 | 0 | 0 | 0 | 0 | 0 | 0 | 0 | 0 | 0 | 0 | 0 | 0
SDGE | Sycamore Canyon | 230 | Biomass |  |  | 0 | 0 | 0 | 0 | 0 | 0 | 0 | 0 | 0 | 0 | 0 | 0 | 0 | 0 | 0 | 0 | 0 | 0 | 0 | 0 | 0 | 0 | 0 | 0 | 0 | 0 | 0 | 0
SDGE | Sycamore Canyon | 69 | Biomass |  |  | 0 | 0 | 0 | 0 | 0 | 0 | 0 | 0 | 0 | 0 | 0 | 0 | 0 | 0 | 0 | 0 | 0 | 0 | 0 | 0 | 0 | 0 | 0 | 0 | 0 | 0 | 0 | 0
SCE Northern | Sylmar | 230 | Biomass |  |  | 0 | 0 | 0 | 0 | 0 | 0 | 0 | 0 | 0 | 0 | 0 | 0 | 0 | 0 | 0 | 0 | 0 | 0 | 0 | 0 | 0 | 0 | 0 | 0 | 0 | 0 | 0 | 0
PG&E NGBA | Table Mountain | 115 | Biomass |  |  | 0 | 0 | 0 | 0 | 0 | 0 | 0 | 0 | 0 | 0 | 0 | 0 | 0 | 0 | 0 | 0 | 0 | 0 | 0 | 0 | 0 | 0 | 0 | 0 | 0 | 0 | 0 | 0
PG&E NGBA | Table Mountain | 230 | Biomass |  |  | 0 | 0 | 0 | 0 | 0 | 0 | 0 | 0 | 0 | 0 | 0 | 0 | 0 | 0 | 0 | 0 | 0 | 0 | 0 | 0 | 0 | 0 | 0 | 0 | 0 | 0 | 0 | 0
PG&E NGBA | Table Mountain | 500 | Biomass |  |  | 0 | 0 | 0 | 0 | 0 | 0 | 0 | 0 | 0 | 0 | 0 | 0 | 0 | 0 | 0 | 0 | 0 | 0 | 0 | 0 | 0 | 0 | 0 | 0 | 0 | 0 | 0 | 0
PG&E NGBA | Table Mountain | 60 | Biomass |  |  | 0 | 0 | 0 | 0 | 0 | 0 | 0 | 0 | 0 | 0 | 0 | 0 | 0 | 0 | 0 | 0 | 0 | 0 | 0 | 0 | 0 | 0 | 0 | 0 | 0 | 0 | 0 | 0
PG&E KERN | Taft | 115 | Biomass |  |  | 0 | 0 | 0 | 0 | 0 | 0 | 0 | 0 | 0 | 0 | 0 | 0 | 0 | 0 | 0 | 0 | 0 | 0 | 0 | 0 | 0 | 0 | 0 | 0 | 0 | 0 | 0 | 0
SDGE | Talega | 138 | Biomass |  |  | 0 | 0 | 0 | 0 | 0 | 0 | 0 | 0 | 0 | 0 | 0 | 0 | 0 | 0 | 0 | 0 | 0 | 0 | 0 | 0 | 0 | 0 | 0 | 0 | 0 | 0 | 0 | 0
SDGE | Talega | 230 | Biomass |  |  | 0 | 0 | 0 | 0 | 0 | 0 | 0 | 0 | 0 | 0 | 0 | 0 | 0 | 0 | 0 | 0 | 0 | 0 | 0 | 0 | 0 | 0 | 0 | 0 | 0 | 0 | 0 | 0
PG&E GBA | Tassajara | 230 | Biomass |  |  | 0 | 0 | 0 | 0 | 0 | 0 | 0 | 0 | 0 | 0 | 0 | 0 | 0 | 0 | 0 | 0 | 0 | 0 | 0 | 0 | 0 | 0 | 0 | 0 | 0 | 0 | 0 | 0
PG&E KERN | Tejon | 70 | Biomass |  |  | 0 | 0 | 0 | 0 | 0 | 0 | 0 | 0 | 0 | 0 | 0 | 0 | 0 | 0 | 0 | 0 | 0 | 0 | 0 | 0 | 0 | 0 | 0 | 0 | 0 | 0 | 0 | 0
SDGE | Telegraph Canyon | 138 | Biomass |  |  | 0 | 0 | 0 | 0 | 0 | 0 | 0 | 0 | 0 | 0 | 0 | 0 | 0 | 0 | 0 | 0 | 0 | 0 | 0 | 0 | 0 | 0 | 0 | 0 | 0 | 0 | 0 | 0
PG&E KERN | Temblor | 115 | Biomass |  |  | 0 | 0 | 0 | 0 | 0 | 0 | 0 | 0 | 0 | 0 | 0 | 0 | 0 | 0 | 0 | 0 | 0 | 0 | 0 | 0 | 0 | 0 | 0 | 0 | 0 | 0 | 0 | 0
PG&E KERN | Templeton | 230 | Biomass |  |  | 0 | 0 | 0 | 0 | 0 | 0 | 0 | 0 | 0 | 0 | 0 | 0 | 0 | 0 | 0 | 0 | 0 | 0 | 0 | 0 | 0 | 0 | 0 | 0 | 0 | 0 | 0 | 0
PG&E KERN | Templeton | 70 | Biomass |  |  | 1 | 0 | 0 | 0 | 0 | 0 | 0 | 0 | 0 | 0 | 0 | 0 | 0 | 3 | 0 | 3 | 0 | 0 | 0 | 3 | 0 | 3 | 3 | 0 | 3 | 3 | 0 | 3
PG&E GBA | Tesla | 115 | Biomass |  |  | 0 | 0 | 0 | 0 | 0 | 0 | 0 | 0 | 0 | 0 | 0 | 0 | 0 | 0 | 0 | 0 | 0 | 0 | 0 | 0 | 0 | 0 | 0 | 0 | 0 | 0 | 0 | 0
PG&E GBA | Tesla | 230 | Biomass |  |  | 0 | 0 | 0 | 0 | 0 | 0 | 0 | 0 | 0 | 0 | 0 | 0 | 0 | 0 | 0 | 0 | 0 | 0 | 0 | 0 | 0 | 0 | 0 | 0 | 0 | 0 | 0 | 0
PG&E GBA | Tesla | 500 | Biomass |  |  | 0 | 0 | 0 | 0 | 0 | 0 | 0 | 0 | 0 | 0 | 0 | 0 | 0 | 0 | 0 | 0 | 0 | 0 | 0 | 0 | 0 | 0 | 0 | 0 | 0 | 0 | 0 | 0
PG&E KERN | Tevis | 115 | Biomass |  |  | 0 | 0 | 0 | 0 | 0 | 0 | 0 | 0 | 0 | 0 | 0 | 0 | 0 | 0 | 0 | 0 | 0 | 0 | 0 | 0 | 0 | 0 | 0 | 0 | 0 | 0 | 0 | 0
EOP | Thousandaire | 138 | Biomass |  |  | 0 | 0 | 0 | 0 | 0 | 0 | 0 | 0 | 0 | 0 | 0 | 0 | 0 | 0 | 0 | 0 | 0 | 0 | 0 | 0 | 0 | 0 | 0 | 0 | 0 | 0 | 0 | 0
PG&E KERN | Topaz | 230 | Biomass |  |  | 0 | 0 | 0 | 0 | 0 | 0 | 0 | 0 | 0 | 0 | 0 | 0 | 0 | 0 | 0 | 0 | 0 | 0 | 0 | 0 | 0 | 0 | 0 | 0 | 0 | 0 | 0 | 0
SCE NOL | Tortilla | 115 | Biomass |  |  | 0 | 0 | 0 | 0 | 0 | 0 | 0 | 0 | 0 | 0 | 0 | 0 | 0 | 0 | 0 | 0 | 0 | 0 | 0 | 0 | 0 | 0 | 0 | 0 | 0 | 0 | 0 | 0
SDGE | Trabuco | 138 | Biomass |  |  | 0 | 0 | 0 | 0 | 0 | 0 | 0 | 0 | 0 | 0 | 0 | 0 | 0 | 0 | 0 | 0 | 0 | 0 | 0 | 0 | 0 | 0 | 0 | 0 | 0 | 0 | 0 | 0
PG&E GBA | Tracy | 115 | Biomass |  |  | 1 | 0 | 0 | 0 | 3 | 0 | 3 | 0 | 0 | 0 | 3 | 0 | 3 | 0 | 0 | 0 | 0 | 0 | 0 | 0 | 0 | 0 | 3 | 0 | 3 | 3 | 0 | 3
PG&E FRESNO | Tranquility | 230 | Biomass |  |  | 0 | 0 | 0 | 0 | 0 | 0 | 0 | 0 | 0 | 0 | 0 | 0 | 0 | 0 | 0 | 0 | 0 | 0 | 0 | 0 | 0 | 0 | 0 | 0 | 0 | 0 | 0 | 0
PG&E GBA | Trimble | 115 | Biomass |  |  | 0 | 0 | 0 | 0 | 0 | 0 | 0 | 0 | 0 | 0 | 0 | 0 | 0 | 0 | 0 | 0 | 0 | 0 | 0 | 0 | 0 | 0 | 0 | 0 | 0 | 0 | 0 | 0
EOP | Trout Canyon | 230 | Biomass |  |  | 0 | 0 | 0 | 0 | 0 | 0 | 0 | 0 | 0 | 0 | 0 | 0 | 0 | 0 | 0 | 0 | 0 | 0 | 0 | 0 | 0 | 0 | 0 | 0 | 0 | 0 | 0 | 0
EOP | Trout Canyon | 500 | Biomass |  |  | 0 | 0 | 0 | 0 | 0 | 0 | 0 | 0 | 0 | 0 | 0 | 0 | 0 | 0 | 0 | 0 | 0 | 0 | 0 | 0 | 0 | 0 | 0 | 0 | 0 | 0 | 0 | 0
PG&E NGBA | Tulucay | 230 | Biomass |  |  | 0 | 0 | 0 | 0 | 0 | 0 | 0 | 0 | 0 | 0 | 0 | 0 | 0 | 0 | 0 | 0 | 0 | 0 | 0 | 0 | 0 | 0 | 0 | 0 | 0 | 0 | 0 | 0
PG&E NGBA | Tulucay | 60 | Biomass |  |  | 0 | 0 | 0 | 0 | 0 | 0 | 0 | 0 | 0 | 0 | 0 | 0 | 0 | 0 | 0 | 0 | 0 | 0 | 0 | 0 | 0 | 0 | 0 | 0 | 0 | 0 | 0 | 0
PG&E KERN | Tupman | 115 | Biomass |  |  | 0 | 0 | 0 | 0 | 0 | 0 | 0 | 0 | 0 | 0 | 0 | 0 | 0 | 0 | 0 | 0 | 0 | 0 | 0 | 0 | 0 | 0 | 0 | 0 | 0 | 0 | 0 | 0
PG&E NGBA | Ukiah | 115 | Biomass |  |  | 0 | 0 | 0 | 0 | 0 | 0 | 0 | 0 | 0 | 0 | 0 | 0 | 0 | 0 | 0 | 0 | 0 | 0 | 0 | 0 | 0 | 0 | 0 | 0 | 0 | 0 | 0 | 0
PG&E KERN | Union (Estrella) | 70 | Biomass |  |  | 0 | 0 | 0 | 0 | 0 | 0 | 0 | 0 | 0 | 0 | 0 | 0 | 0 | 0 | 0 | 0 | 0 | 0 | 0 | 0 | 0 | 0 | 0 | 0 | 0 | 0 | 0 | 0
PG&E NGBA | Vaca Dixon | 115 | Biomass |  |  | 0 | 0 | 0 | 0 | 0 | 0 | 0 | 0 | 0 | 0 | 0 | 0 | 0 | 0 | 0 | 0 | 0 | 0 | 0 | 0 | 0 | 0 | 0 | 0 | 0 | 0 | 0 | 0
PG&E NGBA | Vaca Dixon | 230 | Biomass |  |  | 0 | 0 | 0 | 0 | 0 | 0 | 0 | 0 | 0 | 0 | 0 | 0 | 0 | 0 | 0 | 0 | 0 | 0 | 0 | 0 | 0 | 0 | 0 | 0 | 0 | 0 | 0 | 0
PG&E NGBA | Vaca Dixon | 500 | Biomass |  |  | 0 | 0 | 0 | 0 | 0 | 0 | 0 | 0 | 0 | 0 | 0 | 0 | 0 | 0 | 0 | 0 | 0 | 0 | 0 | 0 | 0 | 0 | 0 | 0 | 0 | 0 | 0 | 0
PG&E NGBA | Vaca Dixon | 60 | Biomass |  |  | 0 | 0 | 0 | 0 | 0 | 0 | 0 | 0 | 0 | 0 | 0 | 0 | 0 | 0 | 0 | 0 | 0 | 0 | 0 | 0 | 0 | 0 | 0 | 0 | 0 | 0 | 0 | 0
SCE Eastern | Valley (SCE) | 500 | Biomass |  |  | 0 | 0 | 0 | 0 | 0 | 0 | 0 | 0 | 0 | 0 | 0 | 0 | 0 | 0 | 0 | 0 | 0 | 0 | 0 | 0 | 0 | 0 | 0 | 0 | 0 | 0 | 0 | 0
EOP | Valley (VEA) | 138 | Biomass |  |  | 0 | 0 | 0 | 0 | 0 | 0 | 0 | 0 | 0 | 0 | 0 | 0 | 0 | 0 | 0 | 0 | 0 | 0 | 0 | 0 | 0 | 0 | 0 | 0 | 0 | 0 | 0 | 0
SDGE | Valley Center | 69 | Biomass |  |  | 0 | 0 | 0 | 0 | 0 | 0 | 0 | 0 | 0 | 0 | 0 | 0 | 0 | 0 | 0 | 0 | 0 | 0 | 0 | 0 | 0 | 0 | 0 | 0 | 0 | 0 | 0 | 0
PG&E GBA | Valley Home | 115 | Biomass |  |  | 0 | 0 | 0 | 0 | 0 | 0 | 0 | 0 | 0 | 0 | 0 | 0 | 0 | 0 | 0 | 0 | 0 | 0 | 0 | 0 | 0 | 0 | 0 | 0 | 0 | 0 | 0 | 0
PG&E GBA | Valley Springs | 230 | Biomass |  |  | 1 | 0 | 0 | 0 | 0 | 0 | 0 | 0 | 0 | 0 | 0 | 0 | 0 | 3 | 0 | 3 | 0 | 0 | 0 | 3 | 0 | 3 | 3 | 0 | 3 | 3 | 0 | 3
PG&E GBA | Valley Springs | 60 | Biomass |  |  | 0 | 0 | 0 | 0 | 0 | 0 | 0 | 0 | 0 | 0 | 0 | 0 | 0 | 0 | 0 | 0 | 0 | 0 | 0 | 0 | 0 | 0 | 0 | 0 | 0 | 0 | 0 | 0
EOP | Valley Switch | 138 | Biomass |  |  | 0 | 0 | 0 | 0 | 0 | 0 | 0 | 0 | 0 | 0 | 0 | 0 | 0 | 0 | 0 | 0 | 0 | 0 | 0 | 0 | 0 | 0 | 0 | 0 | 0 | 0 | 0 | 0
EOP | Valley Switch | 230 | Biomass |  |  | 0 | 0 | 0 | 0 | 0 | 0 | 0 | 0 | 0 | 0 | 0 | 0 | 0 | 0 | 0 | 0 | 0 | 0 | 0 | 0 | 0 | 0 | 0 | 0 | 0 | 0 | 0 | 0
PG&E GBA | Vasco | 230 | Biomass |  |  | 0 | 0 | 0 | 0 | 0 | 0 | 0 | 0 | 0 | 0 | 0 | 0 | 0 | 0 | 0 | 0 | 0 | 0 | 0 | 0 | 0 | 0 | 0 | 0 | 0 | 0 | 0 | 0
PG&E GBA | Vasona | 230 | Biomass |  |  | 0 | 0 | 0 | 0 | 0 | 0 | 0 | 0 | 0 | 0 | 0 | 0 | 0 | 0 | 0 | 0 | 0 | 0 | 0 | 0 | 0 | 0 | 0 | 0 | 0 | 0 | 0 | 0
SCE Northern | Vestal | 230 | Biomass |  |  | 0 | 0 | 0 | 0 | 0 | 0 | 0 | 0 | 0 | 0 | 0 | 0 | 0 | 0 | 0 | 0 | 0 | 0 | 0 | 0 | 0 | 0 | 0 | 0 | 0 | 0 | 0 | 0
SCE Northern | Vestal | 66 | Biomass |  |  | 0 | 0 | 0 | 0 | 0 | 0 | 0 | 0 | 0 | 0 | 0 | 0 | 0 | 0 | 0 | 0 | 0 | 0 | 0 | 0 | 0 | 0 | 0 | 0 | 0 | 0 | 0 | 0
SCE NOL | Victor | 115 | Biomass |  |  | 0 | 0 | 0 | 0 | 0 | 0 | 0 | 0 | 0 | 0 | 0 | 0 | 0 | 0 | 0 | 0 | 0 | 0 | 0 | 0 | 0 | 0 | 0 | 0 | 0 | 0 | 0 | 0
SCE NOL | Victor | 230 | Biomass |  |  | 0 | 0 | 0 | 0 | 0 | 0 | 0 | 0 | 0 | 0 | 0 | 0 | 0 | 0 | 0 | 0 | 0 | 0 | 0 | 0 | 0 | 0 | 0 | 0 | 0 | 0 | 0 | 0
SCE Metro | Viejo | 230 | Biomass |  |  | 0 | 0 | 0 | 0 | 0 | 0 | 0 | 0 | 0 | 0 | 0 | 0 | 0 | 0 | 0 | 0 | 0 | 0 | 0 | 0 | 0 | 0 | 0 | 0 | 0 | 0 | 0 | 0
PG&E GBA | Vierra | 115 | Biomass |  |  | 0 | 0 | 0 | 0 | 0 | 0 | 0 | 0 | 0 | 0 | 0 | 0 | 0 | 0 | 0 | 0 | 0 | 0 | 0 | 0 | 0 | 0 | 0 | 0 | 0 | 0 | 0 | 0
SCE Metro | Villa Park | 230 | Biomass |  |  | 0 | 0 | 0 | 0 | 0 | 0 | 0 | 0 | 0 | 0 | 0 | 0 | 0 | 0 | 0 | 0 | 0 | 0 | 0 | 0 | 0 | 0 | 0 | 0 | 0 | 0 | 0 | 0
SCE Northern | Vincent | 230 | Biomass |  |  | 0 | 0 | 0 | 0 | 0 | 0 | 0 | 0 | 0 | 0 | 0 | 0 | 0 | 0 | 0 | 0 | 0 | 0 | 0 | 0 | 0 | 0 | 0 | 0 | 0 | 0 | 0 | 0
SCE Northern | Vincent | 500 | Biomass |  |  | 0 | 0 | 0 | 0 | 0 | 0 | 0 | 0 | 0 | 0 | 0 | 0 | 0 | 0 | 0 | 0 | 0 | 0 | 0 | 0 | 0 | 0 | 0 | 0 | 0 | 0 | 0 | 0
PG&E GBA | Vineyard | 230 | Biomass |  |  | 0 | 0 | 0 | 0 | 0 | 0 | 0 | 0 | 0 | 0 | 0 | 0 | 0 | 0 | 0 | 0 | 0 | 0 | 0 | 0 | 0 | 0 | 0 | 0 | 0 | 0 | 0 | 0
SDGE | Vineyard | 69 | Biomass |  |  | 0 | 0 | 0 | 0 | 0 | 0 | 0 | 0 | 0 | 0 | 0 | 0 | 0 | 0 | 0 | 0 | 0 | 0 | 0 | 0 | 0 | 0 | 0 | 0 | 0 | 0 | 0 | 0
SCE Eastern | Vista (SCE) | 230 | Biomass |  |  | 1 | 0 | 0 | 0 | 2.6 | 0 | 2.6 | 2.6 | 0 | 2.6 | 0 | 0 | 0 | 0 | 0 | 0 | 0 | 0 | 0 | 0 | 0 | 0 | 0 | 0 | 0 | 0 | 0 | 0
EOP | Vista (VEA) | 138 | Biomass |  |  | 0 | 0 | 0 | 0 | 0 | 0 | 0 | 0 | 0 | 0 | 0 | 0 | 0 | 0 | 0 | 0 | 0 | 0 | 0 | 0 | 0 | 0 | 0 | 0 | 0 | 0 | 0 | 0
EOP | Vista (VEA) | 230 | Biomass |  |  | 0 | 0 | 0 | 0 | 0 | 0 | 0 | 0 | 0 | 0 | 0 | 0 | 0 | 0 | 0 | 0 | 0 | 0 | 0 | 0 | 0 | 0 | 0 | 0 | 0 | 0 | 0 | 0
PG&E FRESNO | Wahtoke | 115 | Biomass |  |  | 0 | 0 | 0 | 0 | 0 | 0 | 0 | 0 | 0 | 0 | 0 | 0 | 0 | 0 | 0 | 0 | 0 | 0 | 0 | 0 | 0 | 0 | 0 | 0 | 0 | 0 | 0 | 0
SCE Northern | Wakefield | 66 | Biomass |  |  | 0 | 0 | 0 | 0 | 0 | 0 | 0 | 0 | 0 | 0 | 0 | 0 | 0 | 0 | 0 | 0 | 0 | 0 | 0 | 0 | 0 | 0 | 0 | 0 | 0 | 0 | 0 | 0
SCE Metro | Walnut | 230 | Biomass |  |  | 0 | 0 | 0 | 0 | 0 | 0 | 0 | 0 | 0 | 0 | 0 | 0 | 0 | 0 | 0 | 0 | 0 | 0 | 0 | 0 | 0 | 0 | 0 | 0 | 0 | 0 | 0 | 0
SCE Northern | Warne | 230 | Biomass |  |  | 0 | 0 | 0 | 0 | 0 | 0 | 0 | 0 | 0 | 0 | 0 | 0 | 0 | 0 | 0 | 0 | 0 | 0 | 0 | 0 | 0 | 0 | 0 | 0 | 0 | 0 | 0 | 0
PG&E GBA | Warnerville | 230 | Biomass |  |  | 0 | 0 | 0 | 0 | 0 | 0 | 0 | 0 | 0 | 0 | 0 | 0 | 0 | 0 | 0 | 0 | 0 | 0 | 0 | 0 | 0 | 0 | 0 | 0 | 0 | 0 | 0 | 0
PG&E FRESNO | Waukena | 115 | Biomass |  |  | 0 | 0 | 0 | 0 | 0 | 0 | 0 | 0 | 0 | 0 | 0 | 0 | 0 | 0 | 0 | 0 | 0 | 0 | 0 | 0 | 0 | 0 | 0 | 0 | 0 | 0 | 0 | 0
PG&E GBA | Weber | 230 | Biomass |  |  | 0 | 0 | 0 | 0 | 0 | 0 | 0 | 0 | 0 | 0 | 0 | 0 | 0 | 0 | 0 | 0 | 0 | 0 | 0 | 0 | 0 | 0 | 0 | 0 | 0 | 0 | 0 | 0
PG&E GBA | Weber | 60 | Biomass |  |  | 0 | 0 | 0 | 0 | 0 | 0 | 0 | 0 | 0 | 0 | 0 | 0 | 0 | 0 | 0 | 0 | 0 | 0 | 0 | 0 | 0 | 0 | 0 | 0 | 0 | 0 | 0 | 0
PG&E FRESNO | West Fresno | 115 | Biomass |  |  | 0 | 0 | 0 | 0 | 0 | 0 | 0 | 0 | 0 | 0 | 0 | 0 | 0 | 0 | 0 | 0 | 0 | 0 | 0 | 0 | 0 | 0 | 0 | 0 | 0 | 0 | 0 | 0
PG&E FRESNO | Westley | 230 | Biomass |  |  | 0 | 0 | 0 | 0 | 0 | 0 | 0 | 0 | 0 | 0 | 0 | 0 | 0 | 0 | 0 | 0 | 0 | 0 | 0 | 0 | 0 | 0 | 0 | 0 | 0 | 0 | 0 | 0
PG&E KERN | Westpark | 115 | Biomass |  |  | 0 | 0 | 0 | 0 | 0 | 0 | 0 | 0 | 0 | 0 | 0 | 0 | 0 | 0 | 0 | 0 | 0 | 0 | 0 | 0 | 0 | 0 | 0 | 0 | 0 | 0 | 0 | 0
PG&E KERN | Wheeler Ridge | 230 | Biomass |  |  | 0 | 0 | 0 | 0 | 0 | 0 | 0 | 0 | 0 | 0 | 0 | 0 | 0 | 0 | 0 | 0 | 0 | 0 | 0 | 0 | 0 | 0 | 0 | 0 | 0 | 0 | 0 | 0
PG&E KERN | Wheeler Ridge | 115 | Biomass |  |  | 0 | 0 | 0 | 0 | 0 | 0 | 0 | 0 | 0 | 0 | 0 | 0 | 0 | 0 | 0 | 0 | 0 | 0 | 0 | 0 | 0 | 0 | 0 | 0 | 0 | 0 | 0 | 0
PG&E KERN | Wheeler Ridge | 70 | Biomass |  |  | 0 | 0 | 0 | 0 | 0 | 0 | 0 | 0 | 0 | 0 | 0 | 0 | 0 | 0 | 0 | 0 | 0 | 0 | 0 | 0 | 0 | 0 | 0 | 0 | 0 | 0 | 0 | 0
SCE Northern | Whirlwind | 230 | Biomass |  |  | 0 | 0 | 0 | 0 | 0 | 0 | 0 | 0 | 0 | 0 | 0 | 0 | 0 | 0 | 0 | 0 | 0 | 0 | 0 | 0 | 0 | 0 | 0 | 0 | 0 | 0 | 0 | 0
SCE Northern | Whirlwind | 500 | Biomass |  |  | 0 | 0 | 0 | 0 | 0 | 0 | 0 | 0 | 0 | 0 | 0 | 0 | 0 | 0 | 0 | 0 | 0 | 0 | 0 | 0 | 0 | 0 | 0 | 0 | 0 | 0 | 0 | 0
PG&E GBA | Whisman | 115 | Biomass |  |  | 0 | 0 | 0 | 0 | 0 | 0 | 0 | 0 | 0 | 0 | 0 | 0 | 0 | 0 | 0 | 0 | 0 | 0 | 0 | 0 | 0 | 0 | 0 | 0 | 0 | 0 | 0 | 0
SCE Eastern | Wildlife | 230 | Biomass |  |  | 0 | 0 | 0 | 0 | 0 | 0 | 0 | 0 | 0 | 0 | 0 | 0 | 0 | 0 | 0 | 0 | 0 | 0 | 0 | 0 | 0 | 0 | 0 | 0 | 0 | 0 | 0 | 0
PG&E FRESNO | Wilson | 115 | Biomass |  |  | 0 | 0 | 0 | 0 | 0 | 0 | 0 | 0 | 0 | 0 | 0 | 0 | 0 | 0 | 0 | 0 | 0 | 0 | 0 | 0 | 0 | 0 | 0 | 0 | 0 | 0 | 0 | 0
PG&E FRESNO | Wilson | 230 | Biomass |  |  | 0 | 0 | 0 | 0 | 0 | 0 | 0 | 0 | 0 | 0 | 0 | 0 | 0 | 0 | 0 | 0 | 0 | 0 | 0 | 0 | 0 | 0 | 0 | 0 | 0 | 0 | 0 | 0
SCE Northern | Windhub | 230 | Biomass |  |  | 0 | 0 | 0 | 0 | 0 | 0 | 0 | 0 | 0 | 0 | 0 | 0 | 0 | 0 | 0 | 0 | 0 | 0 | 0 | 0 | 0 | 0 | 0 | 0 | 0 | 0 | 0 | 0
SCE Northern | Windhub | 500 | Biomass |  |  | 0 | 0 | 0 | 0 | 0 | 0 | 0 | 0 | 0 | 0 | 0 | 0 | 0 | 0 | 0 | 0 | 0 | 0 | 0 | 0 | 0 | 0 | 0 | 0 | 0 | 0 | 0 | 0
PG&E GBA | Windmaster | 230 | Biomass |  |  | 0 | 0 | 0 | 0 | 0 | 0 | 0 | 0 | 0 | 0 | 0 | 0 | 0 | 0 | 0 | 0 | 0 | 0 | 0 | 0 | 0 | 0 | 0 | 0 | 0 | 0 | 0 | 0
PG&E NGBA | Windsor | 60 | Biomass |  |  | 0 | 0 | 0 | 0 | 0 | 0 | 0 | 0 | 0 | 0 | 0 | 0 | 0 | 0 | 0 | 0 | 0 | 0 | 0 | 0 | 0 | 0 | 0 | 0 | 0 | 0 | 0 | 0
PG&E NGBA | Woodland | 115 | Biomass |  |  | 0 | 0 | 0 | 0 | 0 | 0 | 0 | 0 | 0 | 0 | 0 | 0 | 0 | 0 | 0 | 0 | 0 | 0 | 0 | 0 | 0 | 0 | 0 | 0 | 0 | 0 | 0 | 0
PG&E FRESNO | Woodward | 115 | Biomass |  |  | 0 | 0 | 0 | 0 | 0 | 0 | 0 | 0 | 0 | 0 | 0 | 0 | 0 | 0 | 0 | 0 | 0 | 0 | 0 | 0 | 0 | 0 | 0 | 0 | 0 | 0 | 0 | 0
PG&E NGBA | Wyandotte | 115 | Biomass |  |  | 1 | 0 | 0 | 0 | 0 | 0 | 0 | 0 | 0 | 0 | 0 | 0 | 0 | 10 | 0 | 10 | 0 | 0 | 0 | 10 | 0 | 10 | 10 | 0 | 10 | 10 | 0 | 10
PG&E KERN | 7th Standard | 115 | Wind, Onshore |  |  | 0 | 0 | 0 | 0 | 0 | 0 | 0 | 0 | 0 | 0 | 0 | 0 | 0 | 0 | 0 | 0 | 0 | 0 | 0 | 0 | 0 | 0 | 0 | 0 | 0 | 0 | 0 | 0
SCE Metro | Alamitos | 230 | Wind, Onshore |  |  | 0 | 0 | 0 | 0 | 0 | 0 | 0 | 0 | 0 | 0 | 0 | 0 | 0 | 0 | 0 | 0 | 0 | 0 | 0 | 0 | 0 | 0 | 0 | 0 | 0 | 0 | 0 | 0
SCE Eastern | Alberhill | 115 | Wind, Onshore |  |  | 0 | 0 | 0 | 0 | 0 | 0 | 0 | 0 | 0 | 0 | 0 | 0 | 0 | 0 | 0 | 0 | 0 | 0 | 0 | 0 | 0 | 0 | 0 | 0 | 0 | 0 | 0 | 0
SCE Eastern | Alberhill | 500 | Wind, Onshore |  |  | 0 | 0 | 0 | 0 | 0 | 0 | 0 | 0 | 0 | 0 | 0 | 0 | 0 | 0 | 0 | 0 | 0 | 0 | 0 | 0 | 0 | 0 | 0 | 0 | 0 | 0 | 0 | 0
PG&E GBA | Alhambra | 115 | Wind, Onshore |  |  | 0 | 0 | 0 | 0 | 0 | 0 | 0 | 0 | 0 | 0 | 0 | 0 | 0 | 0 | 0 | 0 | 0 | 0 | 0 | 0 | 0 | 0 | 0 | 0 | 0 | 0 | 0 | 0
PG&E FRESNO | Alpaugh | 115 | Wind, Onshore |  |  | 0 | 0 | 0 | 0 | 0 | 0 | 0 | 0 | 0 | 0 | 0 | 0 | 0 | 0 | 0 | 0 | 0 | 0 | 0 | 0 | 0 | 0 | 0 | 0 | 0 | 0 | 0 | 0
SDGE | Alpine | 69 | Wind, Onshore |  |  | 0 | 0 | 0 | 0 | 0 | 0 | 0 | 0 | 0 | 0 | 0 | 0 | 0 | 0 | 0 | 0 | 0 | 0 | 0 | 0 | 0 | 0 | 0 | 0 | 0 | 0 | 0 | 0
PG&E GBA | Altamont Midway (Sandhill) | 230 | Wind, Onshore |  |  | 1 | 0 | 0 | 0 | 0 | 0 | 0 | 0 | 0 | 0 | 0 | 0 | 0 | 5 | 0 | 5 | 0 | 0 | 0 | 5 | 0 | 5 | 5 | 0 | 5 | 5 | 0 | 5
SCE Northern | Antelope | 66 | Wind, Onshore |  |  | 0 | 0 | 0 | 0 | 0 | 0 | 0 | 0 | 0 | 0 | 0 | 0 | 0 | 0 | 0 | 0 | 0 | 0 | 0 | 0 | 0 | 0 | 0 | 0 | 0 | 0 | 0 | 0
SCE Northern | Antelope | 230 | Wind, Onshore |  |  | 1 | 0 | 0 | 0 | 0 | 0 | 0 | 0 | 0 | 0 | 0 | 0 | 0 | 200 | 0 | 200 | 0 | 0 | 0 | 200 | 0 | 200 | 200 | 0 | 200 | 200 | 0 | 200
SCE Northern | Antelope | 500 | Wind, Onshore |  |  | 0 | 0 | 0 | 0 | 0 | 0 | 0 | 0 | 0 | 0 | 0 | 0 | 0 | 0 | 0 | 0 | 0 | 0 | 0 | 0 | 0 | 0 | 0 | 0 | 0 | 0 | 0 | 0
PG&E NGBA | Arcata | 60 | Wind, Onshore |  |  | 0 | 0 | 0 | 0 | 0 | 0 | 0 | 0 | 0 | 0 | 0 | 0 | 0 | 0 | 0 | 0 | 0 | 0 | 0 | 0 | 0 | 0 | 0 | 0 | 0 | 0 | 0 | 0
PG&E KERN | Arco | 230 | Wind, Onshore |  |  | 0 | 0 | 0 | 0 | 0 | 0 | 0 | 0 | 0 | 0 | 0 | 0 | 0 | 0 | 0 | 0 | 0 | 0 | 0 | 0 | 0 | 0 | 0 | 0 | 0 | 0 | 0 | 0
PG&E KERN | Arco | 70 | Wind, Onshore |  |  | 0 | 0 | 0 | 0 | 0 | 0 | 0 | 0 | 0 | 0 | 0 | 0 | 0 | 0 | 0 | 0 | 0 | 0 | 0 | 0 | 0 | 0 | 0 | 0 | 0 | 0 | 0 | 0
SCE Metro | ArcoGen | 230 | Wind, Onshore |  |  | 0 | 0 | 0 | 0 | 0 | 0 | 0 | 0 | 0 | 0 | 0 | 0 | 0 | 0 | 0 | 0 | 0 | 0 | 0 | 0 | 0 | 0 | 0 | 0 | 0 | 0 | 0 | 0
SDGE | Artesian | 230 | Wind, Onshore |  |  | 0 | 0 | 0 | 0 | 0 | 0 | 0 | 0 | 0 | 0 | 0 | 0 | 0 | 0 | 0 | 0 | 0 | 0 | 0 | 0 | 0 | 0 | 0 | 0 | 0 | 0 | 0 | 0
SDGE | Artesian | 69 | Wind, Onshore |  |  | 0 | 0 | 0 | 0 | 0 | 0 | 0 | 0 | 0 | 0 | 0 | 0 | 0 | 0 | 0 | 0 | 0 | 0 | 0 | 0 | 0 | 0 | 0 | 0 | 0 | 0 | 0 | 0
PG&E FRESNO | Ashlan | 230 | Wind, Onshore |  |  | 0 | 0 | 0 | 0 | 0 | 0 | 0 | 0 | 0 | 0 | 0 | 0 | 0 | 0 | 0 | 0 | 0 | 0 | 0 | 0 | 0 | 0 | 0 | 0 | 0 | 0 | 0 | 0
PG&E NGBA | Atlantic | 115 | Wind, Onshore |  |  | 0 | 0 | 0 | 0 | 0 | 0 | 0 | 0 | 0 | 0 | 0 | 0 | 0 | 0 | 0 | 0 | 0 | 0 | 0 | 0 | 0 | 0 | 0 | 0 | 0 | 0 | 0 | 0
PG&E NGBA | Atlantic | 230 | Wind, Onshore |  |  | 0 | 0 | 0 | 0 | 0 | 0 | 0 | 0 | 0 | 0 | 0 | 0 | 0 | 0 | 0 | 0 | 0 | 0 | 0 | 0 | 0 | 0 | 0 | 0 | 0 | 0 | 0 | 0
PG&E NGBA | Atlantic | 60 | Wind, Onshore |  |  | 0 | 0 | 0 | 0 | 0 | 0 | 0 | 0 | 0 | 0 | 0 | 0 | 0 | 0 | 0 | 0 | 0 | 0 | 0 | 0 | 0 | 0 | 0 | 0 | 0 | 0 | 0 | 0
PG&E FRESNO | Atwater | 115 | Wind, Onshore |  |  | 0 | 0 | 0 | 0 | 0 | 0 | 0 | 0 | 0 | 0 | 0 | 0 | 0 | 0 | 0 | 0 | 0 | 0 | 0 | 0 | 0 | 0 | 0 | 0 | 0 | 0 | 0 | 0
PG&E GBA | Avena | 115 | Wind, Onshore |  |  | 0 | 0 | 0 | 0 | 0 | 0 | 0 | 0 | 0 | 0 | 0 | 0 | 0 | 0 | 0 | 0 | 0 | 0 | 0 | 0 | 0 | 0 | 0 | 0 | 0 | 0 | 0 | 0
SDGE | Avocado | 69 | Wind, Onshore |  |  | 0 | 0 | 0 | 0 | 0 | 0 | 0 | 0 | 0 | 0 | 0 | 0 | 0 | 0 | 0 | 0 | 0 | 0 | 0 | 0 | 0 | 0 | 0 | 0 | 0 | 0 | 0 | 0
PG&E NGBA | Bahia | 230 | Wind, Onshore |  |  | 0 | 0 | 0 | 0 | 0 | 0 | 0 | 0 | 0 | 0 | 0 | 0 | 0 | 0 | 0 | 0 | 0 | 0 | 0 | 0 | 0 | 0 | 0 | 0 | 0 | 0 | 0 | 0
SCE Northern | Bailey | 230 | Wind, Onshore |  |  | 0 | 0 | 0 | 0 | 0 | 0 | 0 | 0 | 0 | 0 | 0 | 0 | 0 | 0 | 0 | 0 | 0 | 0 | 0 | 0 | 0 | 0 | 0 | 0 | 0 | 0 | 0 | 0
SCE NOL | Baker | 115 | Wind, Onshore |  |  | 0 | 0 | 0 | 0 | 0 | 0 | 0 | 0 | 0 | 0 | 0 | 0 | 0 | 0 | 0 | 0 | 0 | 0 | 0 | 0 | 0 | 0 | 0 | 0 | 0 | 0 | 0 | 0
PG&E KERN | Bakersfield | 230 | Wind, Onshore |  |  | 0 | 0 | 0 | 0 | 0 | 0 | 0 | 0 | 0 | 0 | 0 | 0 | 0 | 0 | 0 | 0 | 0 | 0 | 0 | 0 | 0 | 0 | 0 | 0 | 0 | 0 | 0 | 0
PG&E FRESNO | Balch | 230 | Wind, Onshore |  |  | 0 | 0 | 0 | 0 | 0 | 0 | 0 | 0 | 0 | 0 | 0 | 0 | 0 | 0 | 0 | 0 | 0 | 0 | 0 | 0 | 0 | 0 | 0 | 0 | 0 | 0 | 0 | 0
SCE Eastern | Bannister | 230 | Wind, Onshore |  |  | 0 | 0 | 0 | 0 | 0 | 0 | 0 | 0 | 0 | 0 | 0 | 0 | 0 | 0 | 0 | 0 | 0 | 0 | 0 | 0 | 0 | 0 | 0 | 0 | 0 | 0 | 0 | 0
SCE Metro | Barre | 230 | Wind, Onshore |  |  | 0 | 0 | 0 | 0 | 0 | 0 | 0 | 0 | 0 | 0 | 0 | 0 | 0 | 0 | 0 | 0 | 0 | 0 | 0 | 0 | 0 | 0 | 0 | 0 | 0 | 0 | 0 | 0
SDGE | Bay Boulevard | 69 | Wind, Onshore |  |  | 0 | 0 | 0 | 0 | 0 | 0 | 0 | 0 | 0 | 0 | 0 | 0 | 0 | 0 | 0 | 0 | 0 | 0 | 0 | 0 | 0 | 0 | 0 | 0 | 0 | 0 | 0 | 0
SDGE | Bay Boulevard | 230 | Wind, Onshore |  |  | 0 | 0 | 0 | 0 | 0 | 0 | 0 | 0 | 0 | 0 | 0 | 0 | 0 | 0 | 0 | 0 | 0 | 0 | 0 | 0 | 0 | 0 | 0 | 0 | 0 | 0 | 0 | 0
EOP | Beatty | 138 | Wind, Onshore |  |  | 0 | 0 | 0 | 0 | 0 | 0 | 0 | 0 | 0 | 0 | 0 | 0 | 0 | 0 | 0 | 0 | 0 | 0 | 0 | 0 | 0 | 0 | 0 | 0 | 0 | 0 | 0 | 0
EOP | Beatty | 230 | Wind, Onshore |  |  | 0 | 0 | 0 | 0 | 0 | 0 | 0 | 0 | 0 | 0 | 0 | 0 | 0 | 0 | 0 | 0 | 0 | 0 | 0 | 0 | 0 | 0 | 0 | 0 | 0 | 0 | 0 | 0
PG&E NGBA | Belden | 230 | Wind, Onshore |  |  | 0 | 0 | 0 | 0 | 0 | 0 | 0 | 0 | 0 | 0 | 0 | 0 | 0 | 0 | 0 | 0 | 0 | 0 | 0 | 0 | 0 | 0 | 0 | 0 | 0 | 0 | 0 | 0
PG&E NGBA | Bell | 115 | Wind, Onshore |  |  | 0 | 0 | 0 | 0 | 0 | 0 | 0 | 0 | 0 | 0 | 0 | 0 | 0 | 0 | 0 | 0 | 0 | 0 | 0 | 0 | 0 | 0 | 0 | 0 | 0 | 0 | 0 | 0
PG&E NGBA | Bellevue | 115 | Wind, Onshore |  |  | 0 | 0 | 0 | 0 | 0 | 0 | 0 | 0 | 0 | 0 | 0 | 0 | 0 | 0 | 0 | 0 | 0 | 0 | 0 | 0 | 0 | 0 | 0 | 0 | 0 | 0 | 0 | 0
PG&E GBA | Bellota | 115 | Wind, Onshore |  |  | 0 | 0 | 0 | 0 | 0 | 0 | 0 | 0 | 0 | 0 | 0 | 0 | 0 | 0 | 0 | 0 | 0 | 0 | 0 | 0 | 0 | 0 | 0 | 0 | 0 | 0 | 0 | 0
PG&E GBA | Bellota | 230 | Wind, Onshore |  |  | 0 | 0 | 0 | 0 | 0 | 0 | 0 | 0 | 0 | 0 | 0 | 0 | 0 | 0 | 0 | 0 | 0 | 0 | 0 | 0 | 0 | 0 | 0 | 0 | 0 | 0 | 0 | 0
SCE Northern | Big Creek | 230 | Wind, Onshore |  |  | 0 | 0 | 0 | 0 | 0 | 0 | 0 | 0 | 0 | 0 | 0 | 0 | 0 | 0 | 0 | 0 | 0 | 0 | 0 | 0 | 0 | 0 | 0 | 0 | 0 | 0 | 0 | 0
PG&E FRESNO | Biola | 70 | Wind, Onshore |  |  | 0 | 0 | 0 | 0 | 0 | 0 | 0 | 0 | 0 | 0 | 0 | 0 | 0 | 0 | 0 | 0 | 0 | 0 | 0 | 0 | 0 | 0 | 0 | 0 | 0 | 0 | 0 | 0
PG&E GBA | Birds Landing | 230 | Wind, Onshore |  |  | 1 | 0 | 0 | 0 | 90.8 | 0 | 90.8 | 0 | 0 | 0 | 90.8 | 0 | 90.8 | 144 | 107 | 251 | 0 | 0 | 0 | 144 | 107 | 251 | 234.8 | 107 | 341.8 | 234.8 | 107 | 341.8
SCE Northern | Bliss | 66 | Wind, Onshore |  |  | 0 | 0 | 0 | 0 | 0 | 0 | 0 | 0 | 0 | 0 | 0 | 0 | 0 | 0 | 0 | 0 | 0 | 0 | 0 | 0 | 0 | 0 | 0 | 0 | 0 | 0 | 0 | 0
SCE Eastern | Blythe | 161 | Wind, Onshore |  |  | 0 | 0 | 0 | 0 | 0 | 0 | 0 | 0 | 0 | 0 | 0 | 0 | 0 | 0 | 0 | 0 | 0 | 0 | 0 | 0 | 0 | 0 | 0 | 0 | 0 | 0 | 0 | 0
PG&E NGBA | Bogue | 115 | Wind, Onshore |  |  | 0 | 0 | 0 | 0 | 0 | 0 | 0 | 0 | 0 | 0 | 0 | 0 | 0 | 0 | 0 | 0 | 0 | 0 | 0 | 0 | 0 | 0 | 0 | 0 | 0 | 0 | 0 | 0
PG&E FRESNO | Borden | 230 | Wind, Onshore |  |  | 0 | 0 | 0 | 0 | 0 | 0 | 0 | 0 | 0 | 0 | 0 | 0 | 0 | 0 | 0 | 0 | 0 | 0 | 0 | 0 | 0 | 0 | 0 | 0 | 0 | 0 | 0 | 0
PG&E FRESNO | Borden | 70 | Wind, Onshore |  |  | 0 | 0 | 0 | 0 | 0 | 0 | 0 | 0 | 0 | 0 | 0 | 0 | 0 | 0 | 0 | 0 | 0 | 0 | 0 | 0 | 0 | 0 | 0 | 0 | 0 | 0 | 0 | 0
SDGE | Boulevard East | 138 | Wind, Onshore |  |  | 1 | 0 | 0 | 0 | 0 | 0 | 0 | 0 | 0 | 0 | 0 | 0 | 0 | 60 | 3.3 | 63.3 | 0 | 0 | 0 | 60 | 3.3 | 63.3 | 60 | 3.3 | 63.3 | 60 | 3.3 | 63.3
SDGE | Boulevard East | 69 | Wind, Onshore |  |  | 0 | 0 | 0 | 0 | 0 | 0 | 0 | 0 | 0 | 0 | 0 | 0 | 0 | 0 | 0 | 0 | 0 | 0 | 0 | 0 | 0 | 0 | 0 | 0 | 0 | 0 | 0 | 0
PG&E GBA | Brentwood | 230 | Wind, Onshore |  |  | 0 | 0 | 0 | 0 | 0 | 0 | 0 | 0 | 0 | 0 | 0 | 0 | 0 | 0 | 0 | 0 | 0 | 0 | 0 | 0 | 0 | 0 | 0 | 0 | 0 | 0 | 0 | 0
PG&E NGBA | Bridgeville | 115 | Wind, Onshore |  |  | 0 | 0 | 0 | 0 | 0 | 0 | 0 | 0 | 0 | 0 | 0 | 0 | 0 | 0 | 0 | 0 | 0 | 0 | 0 | 0 | 0 | 0 | 0 | 0 | 0 | 0 | 0 | 0
PG&E NGBA | Brighton | 115 | Wind, Onshore |  |  | 0 | 0 | 0 | 0 | 0 | 0 | 0 | 0 | 0 | 0 | 0 | 0 | 0 | 0 | 0 | 0 | 0 | 0 | 0 | 0 | 0 | 0 | 0 | 0 | 0 | 0 | 0 | 0
PG&E NGBA | Brighton | 230 | Wind, Onshore |  |  | 0 | 0 | 0 | 0 | 0 | 0 | 0 | 0 | 0 | 0 | 0 | 0 | 0 | 0 | 0 | 0 | 0 | 0 | 0 | 0 | 0 | 0 | 0 | 0 | 0 | 0 | 0 | 0
PG&E NGBA | Brunswick | 115 | Wind, Onshore |  |  | 0 | 0 | 0 | 0 | 0 | 0 | 0 | 0 | 0 | 0 | 0 | 0 | 0 | 0 | 0 | 0 | 0 | 0 | 0 | 0 | 0 | 0 | 0 | 0 | 0 | 0 | 0 | 0
PG&E NGBA | Bucks Creek | 230 | Wind, Onshore |  |  | 0 | 0 | 0 | 0 | 0 | 0 | 0 | 0 | 0 | 0 | 0 | 0 | 0 | 0 | 0 | 0 | 0 | 0 | 0 | 0 | 0 | 0 | 0 | 0 | 0 | 0 | 0 | 0
PG&E KERN | Buena Vista | 230 | Wind, Onshore |  |  | 0 | 0 | 0 | 0 | 0 | 0 | 0 | 0 | 0 | 0 | 0 | 0 | 0 | 0 | 0 | 0 | 0 | 0 | 0 | 0 | 0 | 0 | 0 | 0 | 0 | 0 | 0 | 0
PG&E FRESNO | Bullard | 115 | Wind, Onshore |  |  | 0 | 0 | 0 | 0 | 0 | 0 | 0 | 0 | 0 | 0 | 0 | 0 | 0 | 0 | 0 | 0 | 0 | 0 | 0 | 0 | 0 | 0 | 0 | 0 | 0 | 0 | 0 | 0
PG&E GBA | Burlingame | 115 | Wind, Onshore |  |  | 0 | 0 | 0 | 0 | 0 | 0 | 0 | 0 | 0 | 0 | 0 | 0 | 0 | 0 | 0 | 0 | 0 | 0 | 0 | 0 | 0 | 0 | 0 | 0 | 0 | 0 | 0 | 0
PG&E NGBA | Burney Forest | 230 | Wind, Onshore |  |  | 0 | 0 | 0 | 0 | 0 | 0 | 0 | 0 | 0 | 0 | 0 | 0 | 0 | 0 | 0 | 0 | 0 | 0 | 0 | 0 | 0 | 0 | 0 | 0 | 0 | 0 | 0 | 0
PG&E NGBA | Butte | 115 | Wind, Onshore |  |  | 0 | 0 | 0 | 0 | 0 | 0 | 0 | 0 | 0 | 0 | 0 | 0 | 0 | 0 | 0 | 0 | 0 | 0 | 0 | 0 | 0 | 0 | 0 | 0 | 0 | 0 | 0 | 0
PG&E KERN | Cabrillo | 115 | Wind, Onshore |  |  | 0 | 0 | 0 | 0 | 0 | 0 | 0 | 0 | 0 | 0 | 0 | 0 | 0 | 0 | 0 | 0 | 0 | 0 | 0 | 0 | 0 | 0 | 0 | 0 | 0 | 0 | 0 | 0
PG&E FRESNO | Cal Flats | 230 | Wind, Onshore |  |  | 0 | 0 | 0 | 0 | 0 | 0 | 0 | 0 | 0 | 0 | 0 | 0 | 0 | 0 | 0 | 0 | 0 | 0 | 0 | 0 | 0 | 0 | 0 | 0 | 0 | 0 | 0 | 0
SCE NOL | Calcite | 230 | Wind, Onshore |  |  | 0 | 0 | 0 | 0 | 0 | 0 | 0 | 0 | 0 | 0 | 0 | 0 | 0 | 0 | 0 | 0 | 0 | 0 | 0 | 0 | 0 | 0 | 0 | 0 | 0 | 0 | 0 | 0
PG&E KERN | Caliente | 230 | Wind, Onshore |  |  | 0 | 0 | 0 | 0 | 0 | 0 | 0 | 0 | 0 | 0 | 0 | 0 | 0 | 0 | 0 | 0 | 0 | 0 | 0 | 0 | 0 | 0 | 0 | 0 | 0 | 0 | 0 | 0
PG&E FRESNO | California Ave | 115 | Wind, Onshore |  |  | 0 | 0 | 0 | 0 | 0 | 0 | 0 | 0 | 0 | 0 | 0 | 0 | 0 | 0 | 0 | 0 | 0 | 0 | 0 | 0 | 0 | 0 | 0 | 0 | 0 | 0 | 0 | 0
PG&E KERN | Callender | 115 | Wind, Onshore |  |  | 0 | 0 | 0 | 0 | 0 | 0 | 0 | 0 | 0 | 0 | 0 | 0 | 0 | 0 | 0 | 0 | 0 | 0 | 0 | 0 | 0 | 0 | 0 | 0 | 0 | 0 | 0 | 0
PG&E NGBA | Calpella | 115 | Wind, Onshore |  |  | 0 | 0 | 0 | 0 | 0 | 0 | 0 | 0 | 0 | 0 | 0 | 0 | 0 | 0 | 0 | 0 | 0 | 0 | 0 | 0 | 0 | 0 | 0 | 0 | 0 | 0 | 0 | 0
PG&E GBA | Camanche | 230 | Wind, Onshore |  |  | 0 | 0 | 0 | 0 | 0 | 0 | 0 | 0 | 0 | 0 | 0 | 0 | 0 | 0 | 0 | 0 | 0 | 0 | 0 | 0 | 0 | 0 | 0 | 0 | 0 | 0 | 0 | 0
SDGE | Cameron | 69 | Wind, Onshore |  |  | 0 | 0 | 0 | 0 | 0 | 0 | 0 | 0 | 0 | 0 | 0 | 0 | 0 | 0 | 0 | 0 | 0 | 0 | 0 | 0 | 0 | 0 | 0 | 0 | 0 | 0 | 0 | 0
SDGE | Cannon | 69 | Wind, Onshore |  |  | 0 | 0 | 0 | 0 | 0 | 0 | 0 | 0 | 0 | 0 | 0 | 0 | 0 | 0 | 0 | 0 | 0 | 0 | 0 | 0 | 0 | 0 | 0 | 0 | 0 | 0 | 0 | 0
PG&E FRESNO | Cantua | 115 | Wind, Onshore |  |  | 0 | 0 | 0 | 0 | 0 | 0 | 0 | 0 | 0 | 0 | 0 | 0 | 0 | 0 | 0 | 0 | 0 | 0 | 0 | 0 | 0 | 0 | 0 | 0 | 0 | 0 | 0 | 0
SDGE | Capistrano | 138 | Wind, Onshore |  |  | 0 | 0 | 0 | 0 | 0 | 0 | 0 | 0 | 0 | 0 | 0 | 0 | 0 | 0 | 0 | 0 | 0 | 0 | 0 | 0 | 0 | 0 | 0 | 0 | 0 | 0 | 0 | 0
SDGE | Capistrano | 230 | Wind, Onshore |  |  | 0 | 0 | 0 | 0 | 0 | 0 | 0 | 0 | 0 | 0 | 0 | 0 | 0 | 0 | 0 | 0 | 0 | 0 | 0 | 0 | 0 | 0 | 0 | 0 | 0 | 0 | 0 | 0
PG&E NGBA | Carberry | 230 | Wind, Onshore |  |  | 0 | 0 | 0 | 0 | 0 | 0 | 0 | 0 | 0 | 0 | 0 | 0 | 0 | 0 | 0 | 0 | 0 | 0 | 0 | 0 | 0 | 0 | 0 | 0 | 0 | 0 | 0 | 0
SCE Eastern | Cardiff | 66 | Wind, Onshore |  |  | 0 | 0 | 0 | 0 | 0 | 0 | 0 | 0 | 0 | 0 | 0 | 0 | 0 | 0 | 0 | 0 | 0 | 0 | 0 | 0 | 0 | 0 | 0 | 0 | 0 | 0 | 0 | 0
PG&E NGBA | Caribou | 60 | Wind, Onshore |  |  | 0 | 0 | 0 | 0 | 0 | 0 | 0 | 0 | 0 | 0 | 0 | 0 | 0 | 0 | 0 | 0 | 0 | 0 | 0 | 0 | 0 | 0 | 0 | 0 | 0 | 0 | 0 | 0
PG&E NGBA | Caribou | 115 | Wind, Onshore |  |  | 0 | 0 | 0 | 0 | 0 | 0 | 0 | 0 | 0 | 0 | 0 | 0 | 0 | 0 | 0 | 0 | 0 | 0 | 0 | 0 | 0 | 0 | 0 | 0 | 0 | 0 | 0 | 0
PG&E NGBA | Caribou | 230 | Wind, Onshore |  |  | 0 | 0 | 0 | 0 | 0 | 0 | 0 | 0 | 0 | 0 | 0 | 0 | 0 | 0 | 0 | 0 | 0 | 0 | 0 | 0 | 0 | 0 | 0 | 0 | 0 | 0 | 0 | 0
EOP | Carpenter Canyon (fka Gamebird) | 138 | Wind, Onshore |  |  | 0 | 0 | 0 | 0 | 0 | 0 | 0 | 0 | 0 | 0 | 0 | 0 | 0 | 0 | 0 | 0 | 0 | 0 | 0 | 0 | 0 | 0 | 0 | 0 | 0 | 0 | 0 | 0
EOP | Carpenter Canyon (fka Gamebird) | 230 | Wind, Onshore |  |  | 0 | 0 | 0 | 0 | 0 | 0 | 0 | 0 | 0 | 0 | 0 | 0 | 0 | 0 | 0 | 0 | 0 | 0 | 0 | 0 | 0 | 0 | 0 | 0 | 0 | 0 | 0 | 0
PG&E NGBA | Carquinez | 115 | Wind, Onshore |  |  | 0 | 0 | 0 | 0 | 0 | 0 | 0 | 0 | 0 | 0 | 0 | 0 | 0 | 0 | 0 | 0 | 0 | 0 | 0 | 0 | 0 | 0 | 0 | 0 | 0 | 0 | 0 | 0
SDGE | Carrizo Gorge | 138 | Wind, Onshore |  |  | 0 | 0 | 0 | 0 | 0 | 0 | 0 | 0 | 0 | 0 | 0 | 0 | 0 | 0 | 0 | 0 | 0 | 0 | 0 | 0 | 0 | 0 | 0 | 0 | 0 | 0 | 0 | 0
PG&E KERN | Carrizo Plains | 115 | Wind, Onshore |  |  | 0 | 0 | 0 | 0 | 0 | 0 | 0 | 0 | 0 | 0 | 0 | 0 | 0 | 0 | 0 | 0 | 0 | 0 | 0 | 0 | 0 | 0 | 0 | 0 | 0 | 0 | 0 | 0
PG&E KERN | Casaloma | 230 | Wind, Onshore |  |  | 0 | 0 | 0 | 0 | 0 | 0 | 0 | 0 | 0 | 0 | 0 | 0 | 0 | 0 | 0 | 0 | 0 | 0 | 0 | 0 | 0 | 0 | 0 | 0 | 0 | 0 | 0 | 0
PG&E GBA | Castro Valley | 230 | Wind, Onshore |  |  | 0 | 0 | 0 | 0 | 0 | 0 | 0 | 0 | 0 | 0 | 0 | 0 | 0 | 0 | 0 | 0 | 0 | 0 | 0 | 0 | 0 | 0 | 0 | 0 | 0 | 0 | 0 | 0
PG&E GBA | Cayetano | 230 | Wind, Onshore |  |  | 0 | 0 | 0 | 0 | 0 | 0 | 0 | 0 | 0 | 0 | 0 | 0 | 0 | 0 | 0 | 0 | 0 | 0 | 0 | 0 | 0 | 0 | 0 | 0 | 0 | 0 | 0 | 0
SCE Metro | Center | 230 | Wind, Onshore |  |  | 0 | 0 | 0 | 0 | 0 | 0 | 0 | 0 | 0 | 0 | 0 | 0 | 0 | 0 | 0 | 0 | 0 | 0 | 0 | 0 | 0 | 0 | 0 | 0 | 0 | 0 | 0 | 0
PG&E KERN | Charca | 115 | Wind, Onshore |  |  | 0 | 0 | 0 | 0 | 0 | 0 | 0 | 0 | 0 | 0 | 0 | 0 | 0 | 0 | 0 | 0 | 0 | 0 | 0 | 0 | 0 | 0 | 0 | 0 | 0 | 0 | 0 | 0
EOP | Charleston | 138 | Wind, Onshore |  |  | 0 | 0 | 0 | 0 | 0 | 0 | 0 | 0 | 0 | 0 | 0 | 0 | 0 | 0 | 0 | 0 | 0 | 0 | 0 | 0 | 0 | 0 | 0 | 0 | 0 | 0 | 0 | 0
SCE Metro | Chevmain | 230 | Wind, Onshore |  |  | 0 | 0 | 0 | 0 | 0 | 0 | 0 | 0 | 0 | 0 | 0 | 0 | 0 | 0 | 0 | 0 | 0 | 0 | 0 | 0 | 0 | 0 | 0 | 0 | 0 | 0 | 0 | 0
SDGE | Chicarita | 138 | Wind, Onshore |  |  | 0 | 0 | 0 | 0 | 0 | 0 | 0 | 0 | 0 | 0 | 0 | 0 | 0 | 0 | 0 | 0 | 0 | 0 | 0 | 0 | 0 | 0 | 0 | 0 | 0 | 0 | 0 | 0
SCE Metro | Chino | 230 | Wind, Onshore |  |  | 0 | 0 | 0 | 0 | 0 | 0 | 0 | 0 | 0 | 0 | 0 | 0 | 0 | 0 | 0 | 0 | 0 | 0 | 0 | 0 | 0 | 0 | 0 | 0 | 0 | 0 | 0 | 0
PG&E FRESNO | Chowchilla | 115 | Wind, Onshore |  |  | 0 | 0 | 0 | 0 | 0 | 0 | 0 | 0 | 0 | 0 | 0 | 0 | 0 | 0 | 0 | 0 | 0 | 0 | 0 | 0 | 0 | 0 | 0 | 0 | 0 | 0 | 0 | 0
PG&E GBA | Christie | 60 | Wind, Onshore |  |  | 0 | 0 | 0 | 0 | 0 | 0 | 0 | 0 | 0 | 0 | 0 | 0 | 0 | 0 | 0 | 0 | 0 | 0 | 0 | 0 | 0 | 0 | 0 | 0 | 0 | 0 | 0 | 0
PG&E GBA | Christie | 115 | Wind, Onshore |  |  | 0 | 0 | 0 | 0 | 0 | 0 | 0 | 0 | 0 | 0 | 0 | 0 | 0 | 0 | 0 | 0 | 0 | 0 | 0 | 0 | 0 | 0 | 0 | 0 | 0 | 0 | 0 | 0
SCE Eastern | Cielo Azul | 500 | Wind, Onshore |  |  | 0 | 0 | 0 | 0 | 0 | 0 | 0 | 0 | 0 | 0 | 0 | 0 | 0 | 0 | 0 | 0 | 0 | 0 | 0 | 0 | 0 | 0 | 0 | 0 | 0 | 0 | 0 | 0
PG&E GBA | Clay | 60 | Wind, Onshore |  |  | 0 | 0 | 0 | 0 | 0 | 0 | 0 | 0 | 0 | 0 | 0 | 0 | 0 | 0 | 0 | 0 | 0 | 0 | 0 | 0 | 0 | 0 | 0 | 0 | 0 | 0 | 0 | 0
PG&E GBA | Clayton | 115 | Wind, Onshore |  |  | 0 | 0 | 0 | 0 | 0 | 0 | 0 | 0 | 0 | 0 | 0 | 0 | 0 | 0 | 0 | 0 | 0 | 0 | 0 | 0 | 0 | 0 | 0 | 0 | 0 | 0 | 0 | 0
PG&E NGBA | Cloverdale | 115 | Wind, Onshore |  |  | 0 | 0 | 0 | 0 | 0 | 0 | 0 | 0 | 0 | 0 | 0 | 0 | 0 | 0 | 0 | 0 | 0 | 0 | 0 | 0 | 0 | 0 | 0 | 0 | 0 | 0 | 0 | 0
PG&E FRESNO | Clovis | 115 | Wind, Onshore |  |  | 0 | 0 | 0 | 0 | 0 | 0 | 0 | 0 | 0 | 0 | 0 | 0 | 0 | 0 | 0 | 0 | 0 | 0 | 0 | 0 | 0 | 0 | 0 | 0 | 0 | 0 | 0 | 0
PG&E GBA | Coburn | 230 | Wind, Onshore |  |  | 1 | 0 | 0 | 0 | 0 | 0 | 0 | 0 | 0 | 0 | 0 | 0 | 0 | 100 | 0 | 100 | 0 | 0 | 0 | 100 | 0 | 100 | 100 | 0 | 100 | 100 | 0 | 100
PG&E GBA | Coburn | 60 | Wind, Onshore |  |  | 0 | 0 | 0 | 0 | 0 | 0 | 0 | 0 | 0 | 0 | 0 | 0 | 0 | 0 | 0 | 0 | 0 | 0 | 0 | 0 | 0 | 0 | 0 | 0 | 0 | 0 | 0 | 0
PG&E NGBA | Colgate | 230 | Wind, Onshore |  |  | 0 | 0 | 0 | 0 | 0 | 0 | 0 | 0 | 0 | 0 | 0 | 0 | 0 | 0 | 0 | 0 | 0 | 0 | 0 | 0 | 0 | 0 | 0 | 0 | 0 | 0 | 0 | 0
PG&E GBA | Collierville | 230 | Wind, Onshore |  |  | 0 | 0 | 0 | 0 | 0 | 0 | 0 | 0 | 0 | 0 | 0 | 0 | 0 | 0 | 0 | 0 | 0 | 0 | 0 | 0 | 0 | 0 | 0 | 0 | 0 | 0 | 0 | 0
PG&E GBA | Collinsville | 230 | Wind, Onshore |  |  | 0 | 0 | 0 | 0 | 0 | 0 | 0 | 0 | 0 | 0 | 0 | 0 | 0 | 0 | 0 | 0 | 0 | 0 | 0 | 0 | 0 | 0 | 0 | 0 | 0 | 0 | 0 | 0
PG&E GBA | Collinsville | 500 | Wind, Onshore |  |  | 0 | 0 | 0 | 0 | 0 | 0 | 0 | 0 | 0 | 0 | 0 | 0 | 0 | 0 | 0 | 0 | 0 | 0 | 0 | 0 | 0 | 0 | 0 | 0 | 0 | 0 | 0 | 0
SCE Eastern | Colorado River | 230 | Wind, Onshore |  |  | 0 | 0 | 0 | 0 | 0 | 0 | 0 | 0 | 0 | 0 | 0 | 0 | 0 | 0 | 0 | 0 | 0 | 0 | 0 | 0 | 0 | 0 | 0 | 0 | 0 | 0 | 0 | 0
SCE Eastern | Colorado River | 500 | Wind, Onshore |  |  | 0 | 0 | 0 | 0 | 0 | 0 | 0 | 0 | 0 | 0 | 0 | 0 | 0 | 0 | 0 | 0 | 0 | 0 | 0 | 0 | 0 | 0 | 0 | 0 | 0 | 0 | 0 | 0
PG&E KERN | Columbus | 115 | Wind, Onshore |  |  | 0 | 0 | 0 | 0 | 0 | 0 | 0 | 0 | 0 | 0 | 0 | 0 | 0 | 0 | 0 | 0 | 0 | 0 | 0 | 0 | 0 | 0 | 0 | 0 | 0 | 0 | 0 | 0
PG&E GBA | Contra Costa | 115 | Wind, Onshore |  |  | 0 | 0 | 0 | 0 | 0 | 0 | 0 | 0 | 0 | 0 | 0 | 0 | 0 | 0 | 0 | 0 | 0 | 0 | 0 | 0 | 0 | 0 | 0 | 0 | 0 | 0 | 0 | 0
PG&E GBA | Contra Costa | 230 | Wind, Onshore |  |  | 0 | 0 | 0 | 0 | 0 | 0 | 0 | 0 | 0 | 0 | 0 | 0 | 0 | 0 | 0 | 0 | 0 | 0 | 0 | 0 | 0 | 0 | 0 | 0 | 0 | 0 | 0 | 0
PG&E GBA | Contra Costa PP | 230 | Wind, Onshore |  |  | 0 | 0 | 0 | 0 | 0 | 0 | 0 | 0 | 0 | 0 | 0 | 0 | 0 | 0 | 0 | 0 | 0 | 0 | 0 | 0 | 0 | 0 | 0 | 0 | 0 | 0 | 0 | 0
SCE NOL | Control | 115 | Wind, Onshore |  |  | 0 | 0 | 0 | 0 | 0 | 0 | 0 | 0 | 0 | 0 | 0 | 0 | 0 | 0 | 0 | 0 | 0 | 0 | 0 | 0 | 0 | 0 | 0 | 0 | 0 | 0 | 0 | 0
SCE NOL | Control | 55 | Wind, Onshore |  |  | 0 | 0 | 0 | 0 | 0 | 0 | 0 | 0 | 0 | 0 | 0 | 0 | 0 | 0 | 0 | 0 | 0 | 0 | 0 | 0 | 0 | 0 | 0 | 0 | 0 | 0 | 0 | 0
PG&E GBA | Cooley Landing | 115 | Wind, Onshore |  |  | 0 | 0 | 0 | 0 | 0 | 0 | 0 | 0 | 0 | 0 | 0 | 0 | 0 | 0 | 0 | 0 | 0 | 0 | 0 | 0 | 0 | 0 | 0 | 0 | 0 | 0 | 0 | 0
PG&E GBA | Cooley Landing | 60 | Wind, Onshore |  |  | 0 | 0 | 0 | 0 | 0 | 0 | 0 | 0 | 0 | 0 | 0 | 0 | 0 | 0 | 0 | 0 | 0 | 0 | 0 | 0 | 0 | 0 | 0 | 0 | 0 | 0 | 0 | 0
SCE NOL | Coolwater | 230 | Wind, Onshore |  |  | 0 | 0 | 0 | 0 | 0 | 0 | 0 | 0 | 0 | 0 | 0 | 0 | 0 | 0 | 0 | 0 | 0 | 0 | 0 | 0 | 0 | 0 | 0 | 0 | 0 | 0 | 0 | 0
SCE NOL | Coolwater | 115 | Wind, Onshore |  |  | 1 | 0 | 0 | 0 | 0 | 0 | 0 | 0 | 0 | 0 | 0 | 0 | 0 | 180 | 32.18 | 212.18 | 0 | 0 | 0 | 180 | 32.18 | 212.18 | 180 | 32.18 | 212.18 | 180 | 32.18 | 212.18
PG&E KERN | Copus | 70 | Wind, Onshore |  |  | 0 | 0 | 0 | 0 | 0 | 0 | 0 | 0 | 0 | 0 | 0 | 0 | 0 | 0 | 0 | 0 | 0 | 0 | 0 | 0 | 0 | 0 | 0 | 0 | 0 | 0 | 0 | 0
PG&E FRESNO | Corcoran | 70 | Wind, Onshore |  |  | 0 | 0 | 0 | 0 | 0 | 0 | 0 | 0 | 0 | 0 | 0 | 0 | 0 | 0 | 0 | 0 | 0 | 0 | 0 | 0 | 0 | 0 | 0 | 0 | 0 | 0 | 0 | 0
PG&E FRESNO | Corcoran | 115 | Wind, Onshore |  |  | 0 | 0 | 0 | 0 | 0 | 0 | 0 | 0 | 0 | 0 | 0 | 0 | 0 | 0 | 0 | 0 | 0 | 0 | 0 | 0 | 0 | 0 | 0 | 0 | 0 | 0 | 0 | 0
PG&E NGBA | Corona | 115 | Wind, Onshore |  |  | 0 | 0 | 0 | 0 | 0 | 0 | 0 | 0 | 0 | 0 | 0 | 0 | 0 | 0 | 0 | 0 | 0 | 0 | 0 | 0 | 0 | 0 | 0 | 0 | 0 | 0 | 0 | 0
PG&E NGBA | Cortina | 230 | Wind, Onshore |  |  | 0 | 0 | 0 | 0 | 0 | 0 | 0 | 0 | 0 | 0 | 0 | 0 | 0 | 0 | 0 | 0 | 0 | 0 | 0 | 0 | 0 | 0 | 0 | 0 | 0 | 0 | 0 | 0
PG&E NGBA | Cortina | 115 | Wind, Onshore |  |  | 0 | 0 | 0 | 0 | 0 | 0 | 0 | 0 | 0 | 0 | 0 | 0 | 0 | 0 | 0 | 0 | 0 | 0 | 0 | 0 | 0 | 0 | 0 | 0 | 0 | 0 | 0 | 0
PG&E GBA | Cottle | 230 | Wind, Onshore |  |  | 0 | 0 | 0 | 0 | 0 | 0 | 0 | 0 | 0 | 0 | 0 | 0 | 0 | 0 | 0 | 0 | 0 | 0 | 0 | 0 | 0 | 0 | 0 | 0 | 0 | 0 | 0 | 0
PG&E NGBA | Cottonwood | 115 | Wind, Onshore |  |  | 0 | 0 | 0 | 0 | 0 | 0 | 0 | 0 | 0 | 0 | 0 | 0 | 0 | 0 | 0 | 0 | 0 | 0 | 0 | 0 | 0 | 0 | 0 | 0 | 0 | 0 | 0 | 0
PG&E NGBA | Cottonwood | 230 | Wind, Onshore |  |  | 0 | 0 | 0 | 0 | 0 | 0 | 0 | 0 | 0 | 0 | 0 | 0 | 0 | 0 | 0 | 0 | 0 | 0 | 0 | 0 | 0 | 0 | 0 | 0 | 0 | 0 | 0 | 0
PG&E NGBA | Cottonwood | 60 | Wind, Onshore |  |  | 0 | 0 | 0 | 0 | 0 | 0 | 0 | 0 | 0 | 0 | 0 | 0 | 0 | 0 | 0 | 0 | 0 | 0 | 0 | 0 | 0 | 0 | 0 | 0 | 0 | 0 | 0 | 0
PG&E NGBA | Cove Road | 230 | Wind, Onshore |  |  | 0 | 0 | 0 | 0 | 0 | 0 | 0 | 0 | 0 | 0 | 0 | 0 | 0 | 0 | 0 | 0 | 0 | 0 | 0 | 0 | 0 | 0 | 0 | 0 | 0 | 0 | 0 | 0
PG&E GBA | Coyote | 230 | Wind, Onshore |  |  | 0 | 0 | 0 | 0 | 0 | 0 | 0 | 0 | 0 | 0 | 0 | 0 | 0 | 0 | 0 | 0 | 0 | 0 | 0 | 0 | 0 | 0 | 0 | 0 | 0 | 0 | 0 | 0
PG&E GBA | Crazy Horse Canyon | 115 | Wind, Onshore |  |  | 0 | 0 | 0 | 0 | 0 | 0 | 0 | 0 | 0 | 0 | 0 | 0 | 0 | 0 | 0 | 0 | 0 | 0 | 0 | 0 | 0 | 0 | 0 | 0 | 0 | 0 | 0 | 0
SDGE | Creelman | 69 | Wind, Onshore |  |  | 0 | 0 | 0 | 0 | 0 | 0 | 0 | 0 | 0 | 0 | 0 | 0 | 0 | 0 | 0 | 0 | 0 | 0 | 0 | 0 | 0 | 0 | 0 | 0 | 0 | 0 | 0 | 0
PG&E FRESNO | Crescent | 70 | Wind, Onshore |  |  | 0 | 0 | 0 | 0 | 0 | 0 | 0 | 0 | 0 | 0 | 0 | 0 | 0 | 0 | 0 | 0 | 0 | 0 | 0 | 0 | 0 | 0 | 0 | 0 | 0 | 0 | 0 | 0
PG&E FRESNO | Cressey | 115 | Wind, Onshore |  |  | 0 | 0 | 0 | 0 | 0 | 0 | 0 | 0 | 0 | 0 | 0 | 0 | 0 | 0 | 0 | 0 | 0 | 0 | 0 | 0 | 0 | 0 | 0 | 0 | 0 | 0 | 0 | 0
PG&E NGBA | Cresta | 230 | Wind, Onshore |  |  | 0 | 0 | 0 | 0 | 0 | 0 | 0 | 0 | 0 | 0 | 0 | 0 | 0 | 0 | 0 | 0 | 0 | 0 | 0 | 0 | 0 | 0 | 0 | 0 | 0 | 0 | 0 | 0
SDGE | Crestwood | 69 | Wind, Onshore |  |  | 0 | 0 | 0 | 0 | 0 | 0 | 0 | 0 | 0 | 0 | 0 | 0 | 0 | 0 | 0 | 0 | 0 | 0 | 0 | 0 | 0 | 0 | 0 | 0 | 0 | 0 | 0 | 0
PG&E GBA | Crow Creek | 60 | Wind, Onshore |  |  | 0 | 0 | 0 | 0 | 0 | 0 | 0 | 0 | 0 | 0 | 0 | 0 | 0 | 0 | 0 | 0 | 0 | 0 | 0 | 0 | 0 | 0 | 0 | 0 | 0 | 0 | 0 | 0
PG&E GBA | Crows Landing | 60 | Wind, Onshore |  |  | 0 | 0 | 0 | 0 | 0 | 0 | 0 | 0 | 0 | 0 | 0 | 0 | 0 | 0 | 0 | 0 | 0 | 0 | 0 | 0 | 0 | 0 | 0 | 0 | 0 | 0 | 0 | 0
PG&E GBA | Curtis | 115 | Wind, Onshore |  |  | 0 | 0 | 0 | 0 | 0 | 0 | 0 | 0 | 0 | 0 | 0 | 0 | 0 | 0 | 0 | 0 | 0 | 0 | 0 | 0 | 0 | 0 | 0 | 0 | 0 | 0 | 0 | 0
PG&E FRESNO | Dairyland | 115 | Wind, Onshore |  |  | 0 | 0 | 0 | 0 | 0 | 0 | 0 | 0 | 0 | 0 | 0 | 0 | 0 | 0 | 0 | 0 | 0 | 0 | 0 | 0 | 0 | 0 | 0 | 0 | 0 | 0 | 0 | 0
PG&E NGBA | Davis | 115 | Wind, Onshore |  |  | 0 | 0 | 0 | 0 | 0 | 0 | 0 | 0 | 0 | 0 | 0 | 0 | 0 | 0 | 0 | 0 | 0 | 0 | 0 | 0 | 0 | 0 | 0 | 0 | 0 | 0 | 0 | 0
SCE Metro | Del Amo | 500 | Wind, Onshore |  |  | 0 | 0 | 0 | 0 | 0 | 0 | 0 | 0 | 0 | 0 | 0 | 0 | 0 | 0 | 0 | 0 | 0 | 0 | 0 | 0 | 0 | 0 | 0 | 0 | 0 | 0 | 0 | 0
SCE Metro | Del Amo | 230 | Wind, Onshore |  |  | 0 | 0 | 0 | 0 | 0 | 0 | 0 | 0 | 0 | 0 | 0 | 0 | 0 | 0 | 0 | 0 | 0 | 0 | 0 | 0 | 0 | 0 | 0 | 0 | 0 | 0 | 0 | 0
SCE Eastern | Delaney | 500 | Wind, Onshore |  |  | 0 | 0 | 0 | 0 | 0 | 0 | 0 | 0 | 0 | 0 | 0 | 0 | 0 | 0 | 0 | 0 | 0 | 0 | 0 | 0 | 0 | 0 | 0 | 0 | 0 | 0 | 0 | 0
PG&E NGBA | Delevan | 230 | Wind, Onshore |  |  | 0 | 0 | 0 | 0 | 0 | 0 | 0 | 0 | 0 | 0 | 0 | 0 | 0 | 0 | 0 | 0 | 0 | 0 | 0 | 0 | 0 | 0 | 0 | 0 | 0 | 0 | 0 | 0
PG&E GBA | Delta PP | 230 | Wind, Onshore |  |  | 0 | 0 | 0 | 0 | 0 | 0 | 0 | 0 | 0 | 0 | 0 | 0 | 0 | 0 | 0 | 0 | 0 | 0 | 0 | 0 | 0 | 0 | 0 | 0 | 0 | 0 | 0 | 0
EOP | Desert View | 230 | Wind, Onshore |  |  | 0 | 0 | 0 | 0 | 0 | 0 | 0 | 0 | 0 | 0 | 0 | 0 | 0 | 0 | 0 | 0 | 0 | 0 | 0 | 0 | 0 | 0 | 0 | 0 | 0 | 0 | 0 | 0
SCE Eastern | Devers | 230 | Wind, Onshore |  |  | 1 | 0 | 0 | 0 | 57 | 0 | 57 | 0 | 0 | 0 | 57 | 0 | 57 | 230.5 | 37 | 267.5 | 0 | 0 | 0 | 230.5 | 37 | 267.5 | 287.5 | 37 | 324.5 | 287.5 | 37 | 324.5
SCE Eastern | Devers | 500 | Wind, Onshore |  |  | 0 | 0 | 0 | 0 | 0 | 0 | 0 | 0 | 0 | 0 | 0 | 0 | 0 | 0 | 0 | 0 | 0 | 0 | 0 | 0 | 0 | 0 | 0 | 0 | 0 | 0 | 0 | 0
PG&E KERN | Diablo Canyon | 230 | Wind, Onshore |  |  | 0 | 0 | 0 | 0 | 0 | 0 | 0 | 0 | 0 | 0 | 0 | 0 | 0 | 0 | 0 | 0 | 0 | 0 | 0 | 0 | 0 | 0 | 0 | 0 | 0 | 0 | 0 | 0
PG&E KERN | Diablo Canyon | 500 | Wind, Onshore |  |  | 0 | 0 | 0 | 0 | 0 | 0 | 0 | 0 | 0 | 0 | 0 | 0 | 0 | 0 | 0 | 0 | 0 | 0 | 0 | 0 | 0 | 0 | 0 | 0 | 0 | 0 | 0 | 0
PG&E KERN | Divide | 115 | Wind, Onshore |  |  | 0 | 0 | 0 | 0 | 0 | 0 | 0 | 0 | 0 | 0 | 0 | 0 | 0 | 0 | 0 | 0 | 0 | 0 | 0 | 0 | 0 | 0 | 0 | 0 | 0 | 0 | 0 | 0
PG&E GBA | Dixon Landing | 115 | Wind, Onshore |  |  | 0 | 0 | 0 | 0 | 0 | 0 | 0 | 0 | 0 | 0 | 0 | 0 | 0 | 0 | 0 | 0 | 0 | 0 | 0 | 0 | 0 | 0 | 0 | 0 | 0 | 0 | 0 | 0
PG&E FRESNO | Dos Amigos | 230 | Wind, Onshore |  |  | 0 | 0 | 0 | 0 | 0 | 0 | 0 | 0 | 0 | 0 | 0 | 0 | 0 | 0 | 0 | 0 | 0 | 0 | 0 | 0 | 0 | 0 | 0 | 0 | 0 | 0 | 0 | 0
PG&E NGBA | Drum | 115 | Wind, Onshore |  |  | 0 | 0 | 0 | 0 | 0 | 0 | 0 | 0 | 0 | 0 | 0 | 0 | 0 | 0 | 0 | 0 | 0 | 0 | 0 | 0 | 0 | 0 | 0 | 0 | 0 | 0 | 0 | 0
PG&E GBA | Dumbarton | 115 | Wind, Onshore |  |  | 0 | 0 | 0 | 0 | 0 | 0 | 0 | 0 | 0 | 0 | 0 | 0 | 0 | 0 | 0 | 0 | 0 | 0 | 0 | 0 | 0 | 0 | 0 | 0 | 0 | 0 | 0 | 0
SCE NOL | Dunn Siding | 115 | Wind, Onshore |  |  | 0 | 0 | 0 | 0 | 0 | 0 | 0 | 0 | 0 | 0 | 0 | 0 | 0 | 0 | 0 | 0 | 0 | 0 | 0 | 0 | 0 | 0 | 0 | 0 | 0 | 0 | 0 | 0
SCE Eastern | Eagle Mountain | 230 | Wind, Onshore |  |  | 0 | 0 | 0 | 0 | 0 | 0 | 0 | 0 | 0 | 0 | 0 | 0 | 0 | 0 | 0 | 0 | 0 | 0 | 0 | 0 | 0 | 0 | 0 | 0 | 0 | 0 | 0 | 0
PG&E NGBA | Eagle Rock (PGE) | 60 | Wind, Onshore |  |  | 0 | 0 | 0 | 0 | 0 | 0 | 0 | 0 | 0 | 0 | 0 | 0 | 0 | 0 | 0 | 0 | 0 | 0 | 0 | 0 | 0 | 0 | 0 | 0 | 0 | 0 | 0 | 0
PG&E NGBA | Eagle Rock (PGE) | 115 | Wind, Onshore |  |  | 1 | 0 | 0 | 0 | 0 | 0 | 0 | 0 | 0 | 0 | 0 | 0 | 0 | 0 | 0 | 0 | 98 | 33.2 | 131.2 | 98 | 33.2 | 131.2 | 0 | 0 | 0 | 98 | 33.2 | 131.2
SCE Metro | Eagle Rock (SCE) | 230 | Wind, Onshore |  |  | 0 | 0 | 0 | 0 | 0 | 0 | 0 | 0 | 0 | 0 | 0 | 0 | 0 | 0 | 0 | 0 | 0 | 0 | 0 | 0 | 0 | 0 | 0 | 0 | 0 | 0 | 0 | 0
PG&E NGBA | East Marysville | 115 | Wind, Onshore |  |  | 0 | 0 | 0 | 0 | 0 | 0 | 0 | 0 | 0 | 0 | 0 | 0 | 0 | 0 | 0 | 0 | 0 | 0 | 0 | 0 | 0 | 0 | 0 | 0 | 0 | 0 | 0 | 0
PG&E NGBA | East Nicolaus | 115 | Wind, Onshore |  |  | 0 | 0 | 0 | 0 | 0 | 0 | 0 | 0 | 0 | 0 | 0 | 0 | 0 | 0 | 0 | 0 | 0 | 0 | 0 | 0 | 0 | 0 | 0 | 0 | 0 | 0 | 0 | 0
PG&E NGBA | East Nicolaus | 60 | Wind, Onshore |  |  | 0 | 0 | 0 | 0 | 0 | 0 | 0 | 0 | 0 | 0 | 0 | 0 | 0 | 0 | 0 | 0 | 0 | 0 | 0 | 0 | 0 | 0 | 0 | 0 | 0 | 0 | 0 | 0
PG&E GBA | Eastshore | 115 | Wind, Onshore |  |  | 0 | 0 | 0 | 0 | 0 | 0 | 0 | 0 | 0 | 0 | 0 | 0 | 0 | 0 | 0 | 0 | 0 | 0 | 0 | 0 | 0 | 0 | 0 | 0 | 0 | 0 | 0 | 0
PG&E GBA | Eastshore | 230 | Wind, Onshore |  |  | 0 | 0 | 0 | 0 | 0 | 0 | 0 | 0 | 0 | 0 | 0 | 0 | 0 | 0 | 0 | 0 | 0 | 0 | 0 | 0 | 0 | 0 | 0 | 0 | 0 | 0 | 0 | 0
SDGE | ECO | 138 | Wind, Onshore |  |  | 0 | 0 | 0 | 0 | 0 | 0 | 0 | 0 | 0 | 0 | 0 | 0 | 0 | 0 | 0 | 0 | 0 | 0 | 0 | 0 | 0 | 0 | 0 | 0 | 0 | 0 | 0 | 0
SDGE | ECO | 230 | Wind, Onshore |  |  | 1 | 0 | 0 | 0 | 300 | 0 | 300 | 0 | 0 | 0 | 300 | 0 | 300 | 0 | 52.5 | 52.5 | 0 | 0 | 0 | 0 | 52.5 | 52.5 | 300 | 52.5 | 352.5 | 300 | 52.5 | 352.5
SDGE | ECO | 500 | Wind, Onshore |  |  | 1 | 0 | 0 | 0 | 0 | 0 | 0 | 0 | 0 | 0 | 0 | 0 | 0 | 600 | 400 | 1000 | 0 | 0 | 0 | 600 | 400 | 1000 | 600 | 400 | 1000 | 600 | 400 | 1000
PG&E GBA | Edenvale | 115 | Wind, Onshore |  |  | 0 | 0 | 0 | 0 | 0 | 0 | 0 | 0 | 0 | 0 | 0 | 0 | 0 | 0 | 0 | 0 | 0 | 0 | 0 | 0 | 0 | 0 | 0 | 0 | 0 | 0 | 0 | 0
PG&E GBA | Edes | 115 | Wind, Onshore |  |  | 0 | 0 | 0 | 0 | 0 | 0 | 0 | 0 | 0 | 0 | 0 | 0 | 0 | 0 | 0 | 0 | 0 | 0 | 0 | 0 | 0 | 0 | 0 | 0 | 0 | 0 | 0 | 0
PG&E GBA | Eight Mile | 230 | Wind, Onshore |  |  | 0 | 0 | 0 | 0 | 0 | 0 | 0 | 0 | 0 | 0 | 0 | 0 | 0 | 0 | 0 | 0 | 0 | 0 | 0 | 0 | 0 | 0 | 0 | 0 | 0 | 0 | 0 | 0
SDGE | El Cajon | 69 | Wind, Onshore |  |  | 0 | 0 | 0 | 0 | 0 | 0 | 0 | 0 | 0 | 0 | 0 | 0 | 0 | 0 | 0 | 0 | 0 | 0 | 0 | 0 | 0 | 0 | 0 | 0 | 0 | 0 | 0 | 0
SCE Eastern | El Casco | 230 | Wind, Onshore |  |  | 0 | 0 | 0 | 0 | 0 | 0 | 0 | 0 | 0 | 0 | 0 | 0 | 0 | 0 | 0 | 0 | 0 | 0 | 0 | 0 | 0 | 0 | 0 | 0 | 0 | 0 | 0 | 0
PG&E GBA | El Cerrito G | 115 | Wind, Onshore |  |  | 0 | 0 | 0 | 0 | 0 | 0 | 0 | 0 | 0 | 0 | 0 | 0 | 0 | 0 | 0 | 0 | 0 | 0 | 0 | 0 | 0 | 0 | 0 | 0 | 0 | 0 | 0 | 0
PG&E NGBA | El Dorado PH | 115 | Wind, Onshore |  |  | 0 | 0 | 0 | 0 | 0 | 0 | 0 | 0 | 0 | 0 | 0 | 0 | 0 | 0 | 0 | 0 | 0 | 0 | 0 | 0 | 0 | 0 | 0 | 0 | 0 | 0 | 0 | 0
PG&E FRESNO | El Nido (PGE) | 115 | Wind, Onshore |  |  | 0 | 0 | 0 | 0 | 0 | 0 | 0 | 0 | 0 | 0 | 0 | 0 | 0 | 0 | 0 | 0 | 0 | 0 | 0 | 0 | 0 | 0 | 0 | 0 | 0 | 0 | 0 | 0
SCE Metro | El Nido (SCE) | 230 | Wind, Onshore |  |  | 0 | 0 | 0 | 0 | 0 | 0 | 0 | 0 | 0 | 0 | 0 | 0 | 0 | 0 | 0 | 0 | 0 | 0 | 0 | 0 | 0 | 0 | 0 | 0 | 0 | 0 | 0 | 0
PG&E GBA | El Patio | 115 | Wind, Onshore |  |  | 0 | 0 | 0 | 0 | 0 | 0 | 0 | 0 | 0 | 0 | 0 | 0 | 0 | 0 | 0 | 0 | 0 | 0 | 0 | 0 | 0 | 0 | 0 | 0 | 0 | 0 | 0 | 0
SCE Metro | El Segundo | 230 | Wind, Onshore |  |  | 0 | 0 | 0 | 0 | 0 | 0 | 0 | 0 | 0 | 0 | 0 | 0 | 0 | 0 | 0 | 0 | 0 | 0 | 0 | 0 | 0 | 0 | 0 | 0 | 0 | 0 | 0 | 0
EOP | Eldorado | 230 | Wind, Onshore |  |  | 0 | 0 | 0 | 0 | 0 | 0 | 0 | 0 | 0 | 0 | 0 | 0 | 0 | 0 | 0 | 0 | 0 | 0 | 0 | 0 | 0 | 0 | 0 | 0 | 0 | 0 | 0 | 0
EOP | Eldorado | 500 | Wind, Onshore |  |  | 0 | 0 | 0 | 0 | 0 | 0 | 0 | 0 | 0 | 0 | 0 | 0 | 0 | 0 | 0 | 0 | 0 | 0 | 0 | 0 | 0 | 0 | 0 | 0 | 0 | 0 | 0 | 0
SCE Northern | Elizabeth Lake | 66 | Wind, Onshore |  |  | 0 | 0 | 0 | 0 | 0 | 0 | 0 | 0 | 0 | 0 | 0 | 0 | 0 | 0 | 0 | 0 | 0 | 0 | 0 | 0 | 0 | 0 | 0 | 0 | 0 | 0 | 0 | 0
PG&E KERN | Elk Hills | 230 | Wind, Onshore |  |  | 0 | 0 | 0 | 0 | 0 | 0 | 0 | 0 | 0 | 0 | 0 | 0 | 0 | 0 | 0 | 0 | 0 | 0 | 0 | 0 | 0 | 0 | 0 | 0 | 0 | 0 | 0 | 0
SDGE | Elliot | 69 | Wind, Onshore |  |  | 0 | 0 | 0 | 0 | 0 | 0 | 0 | 0 | 0 | 0 | 0 | 0 | 0 | 0 | 0 | 0 | 0 | 0 | 0 | 0 | 0 | 0 | 0 | 0 | 0 | 0 | 0 | 0
SCE Metro | Ellis | 230 | Wind, Onshore |  |  | 0 | 0 | 0 | 0 | 0 | 0 | 0 | 0 | 0 | 0 | 0 | 0 | 0 | 0 | 0 | 0 | 0 | 0 | 0 | 0 | 0 | 0 | 0 | 0 | 0 | 0 | 0 | 0
SDGE | Encina | 138 | Wind, Onshore |  |  | 0 | 0 | 0 | 0 | 0 | 0 | 0 | 0 | 0 | 0 | 0 | 0 | 0 | 0 | 0 | 0 | 0 | 0 | 0 | 0 | 0 | 0 | 0 | 0 | 0 | 0 | 0 | 0
SDGE | Encina | 230 | Wind, Onshore |  |  | 0 | 0 | 0 | 0 | 0 | 0 | 0 | 0 | 0 | 0 | 0 | 0 | 0 | 0 | 0 | 0 | 0 | 0 | 0 | 0 | 0 | 0 | 0 | 0 | 0 | 0 | 0 | 0
SDGE | Escondido | 230 | Wind, Onshore |  |  | 0 | 0 | 0 | 0 | 0 | 0 | 0 | 0 | 0 | 0 | 0 | 0 | 0 | 0 | 0 | 0 | 0 | 0 | 0 | 0 | 0 | 0 | 0 | 0 | 0 | 0 | 0 | 0
SDGE | Escondido | 69 | Wind, Onshore |  |  | 0 | 0 | 0 | 0 | 0 | 0 | 0 | 0 | 0 | 0 | 0 | 0 | 0 | 0 | 0 | 0 | 0 | 0 | 0 | 0 | 0 | 0 | 0 | 0 | 0 | 0 | 0 | 0
PG&E KERN | Estrella | 230 | Wind, Onshore |  |  | 0 | 0 | 0 | 0 | 0 | 0 | 0 | 0 | 0 | 0 | 0 | 0 | 0 | 0 | 0 | 0 | 0 | 0 | 0 | 0 | 0 | 0 | 0 | 0 | 0 | 0 | 0 | 0
SCE Eastern | Etiwanda | 230 | Wind, Onshore |  |  | 0 | 0 | 0 | 0 | 0 | 0 | 0 | 0 | 0 | 0 | 0 | 0 | 0 | 0 | 0 | 0 | 0 | 0 | 0 | 0 | 0 | 0 | 0 | 0 | 0 | 0 | 0 | 0
PG&E GBA | Evergreen | 115 | Wind, Onshore |  |  | 0 | 0 | 0 | 0 | 0 | 0 | 0 | 0 | 0 | 0 | 0 | 0 | 0 | 0 | 0 | 0 | 0 | 0 | 0 | 0 | 0 | 0 | 0 | 0 | 0 | 0 | 0 | 0
PG&E GBA | Evergreen | 60 | Wind, Onshore |  |  | 0 | 0 | 0 | 0 | 0 | 0 | 0 | 0 | 0 | 0 | 0 | 0 | 0 | 0 | 0 | 0 | 0 | 0 | 0 | 0 | 0 | 0 | 0 | 0 | 0 | 0 | 0 | 0
PG&E FRESNO | Excelsior | 115 | Wind, Onshore |  |  | 0 | 0 | 0 | 0 | 0 | 0 | 0 | 0 | 0 | 0 | 0 | 0 | 0 | 0 | 0 | 0 | 0 | 0 | 0 | 0 | 0 | 0 | 0 | 0 | 0 | 0 | 0 | 0
PG&E FRESNO | Exchequer | 115 | Wind, Onshore |  |  | 0 | 0 | 0 | 0 | 0 | 0 | 0 | 0 | 0 | 0 | 0 | 0 | 0 | 0 | 0 | 0 | 0 | 0 | 0 | 0 | 0 | 0 | 0 | 0 | 0 | 0 | 0 | 0
PG&E KERN | Fairway | 115 | Wind, Onshore |  |  | 0 | 0 | 0 | 0 | 0 | 0 | 0 | 0 | 0 | 0 | 0 | 0 | 0 | 0 | 0 | 0 | 0 | 0 | 0 | 0 | 0 | 0 | 0 | 0 | 0 | 0 | 0 | 0
PG&E KERN | Famoso | 115 | Wind, Onshore |  |  | 0 | 0 | 0 | 0 | 0 | 0 | 0 | 0 | 0 | 0 | 0 | 0 | 0 | 0 | 0 | 0 | 0 | 0 | 0 | 0 | 0 | 0 | 0 | 0 | 0 | 0 | 0 | 0
PG&E NGBA | Fern Road | 500 | Wind, Onshore |  |  | 0 | 0 | 0 | 0 | 0 | 0 | 0 | 0 | 0 | 0 | 0 | 0 | 0 | 0 | 0 | 0 | 0 | 0 | 0 | 0 | 0 | 0 | 0 | 0 | 0 | 0 | 0 | 0
PG&E GBA | Fibreboard (SPI Sonora) | 115 | Wind, Onshore |  |  | 0 | 0 | 0 | 0 | 0 | 0 | 0 | 0 | 0 | 0 | 0 | 0 | 0 | 0 | 0 | 0 | 0 | 0 | 0 | 0 | 0 | 0 | 0 | 0 | 0 | 0 | 0 | 0
PG&E FRESNO | Figarden | 230 | Wind, Onshore |  |  | 0 | 0 | 0 | 0 | 0 | 0 | 0 | 0 | 0 | 0 | 0 | 0 | 0 | 0 | 0 | 0 | 0 | 0 | 0 | 0 | 0 | 0 | 0 | 0 | 0 | 0 | 0 | 0
PG&E FRESNO | Fink | 230 | Wind, Onshore |  |  | 0 | 0 | 0 | 0 | 0 | 0 | 0 | 0 | 0 | 0 | 0 | 0 | 0 | 0 | 0 | 0 | 0 | 0 | 0 | 0 | 0 | 0 | 0 | 0 | 0 | 0 | 0 | 0
PG&E NGBA | Fitch Mountain | 60 | Wind, Onshore |  |  | 0 | 0 | 0 | 0 | 0 | 0 | 0 | 0 | 0 | 0 | 0 | 0 | 0 | 0 | 0 | 0 | 0 | 0 | 0 | 0 | 0 | 0 | 0 | 0 | 0 | 0 | 0 | 0
PG&E GBA | FMC | 115 | Wind, Onshore |  |  | 0 | 0 | 0 | 0 | 0 | 0 | 0 | 0 | 0 | 0 | 0 | 0 | 0 | 0 | 0 | 0 | 0 | 0 | 0 | 0 | 0 | 0 | 0 | 0 | 0 | 0 | 0 | 0
PG&E GBA | Fremont | 115 | Wind, Onshore |  |  | 0 | 0 | 0 | 0 | 0 | 0 | 0 | 0 | 0 | 0 | 0 | 0 | 0 | 0 | 0 | 0 | 0 | 0 | 0 | 0 | 0 | 0 | 0 | 0 | 0 | 0 | 0 | 0
PG&E GBA | French Camp | 60 | Wind, Onshore |  |  | 0 | 0 | 0 | 0 | 0 | 0 | 0 | 0 | 0 | 0 | 0 | 0 | 0 | 0 | 0 | 0 | 0 | 0 | 0 | 0 | 0 | 0 | 0 | 0 | 0 | 0 | 0 | 0
PG&E GBA | Frogtown | 115 | Wind, Onshore |  |  | 0 | 0 | 0 | 0 | 0 | 0 | 0 | 0 | 0 | 0 | 0 | 0 | 0 | 0 | 0 | 0 | 0 | 0 | 0 | 0 | 0 | 0 | 0 | 0 | 0 | 0 | 0 | 0
PG&E NGBA | Fulton | 115 | Wind, Onshore |  |  | 0 | 0 | 0 | 0 | 0 | 0 | 0 | 0 | 0 | 0 | 0 | 0 | 0 | 0 | 0 | 0 | 0 | 0 | 0 | 0 | 0 | 0 | 0 | 0 | 0 | 0 | 0 | 0
PG&E NGBA | Fulton | 230 | Wind, Onshore |  |  | 0 | 0 | 0 | 0 | 0 | 0 | 0 | 0 | 0 | 0 | 0 | 0 | 0 | 0 | 0 | 0 | 0 | 0 | 0 | 0 | 0 | 0 | 0 | 0 | 0 | 0 | 0 | 0
PG&E NGBA | Fulton | 60 | Wind, Onshore |  |  | 0 | 0 | 0 | 0 | 0 | 0 | 0 | 0 | 0 | 0 | 0 | 0 | 0 | 0 | 0 | 0 | 0 | 0 | 0 | 0 | 0 | 0 | 0 | 0 | 0 | 0 | 0 | 0
PG&E KERN | Ganso | 115 | Wind, Onshore |  |  | 0 | 0 | 0 | 0 | 0 | 0 | 0 | 0 | 0 | 0 | 0 | 0 | 0 | 0 | 0 | 0 | 0 | 0 | 0 | 0 | 0 | 0 | 0 | 0 | 0 | 0 | 0 | 0
PG&E FRESNO | Gates | 230 | Wind, Onshore |  |  | 0 | 0 | 0 | 0 | 0 | 0 | 0 | 0 | 0 | 0 | 0 | 0 | 0 | 0 | 0 | 0 | 0 | 0 | 0 | 0 | 0 | 0 | 0 | 0 | 0 | 0 | 0 | 0
PG&E FRESNO | Gates | 500 | Wind, Onshore |  |  | 0 | 0 | 0 | 0 | 0 | 0 | 0 | 0 | 0 | 0 | 0 | 0 | 0 | 0 | 0 | 0 | 0 | 0 | 0 | 0 | 0 | 0 | 0 | 0 | 0 | 0 | 0 | 0
PG&E NGBA | Geysers 12 | 230 | Wind, Onshore |  |  | 0 | 0 | 0 | 0 | 0 | 0 | 0 | 0 | 0 | 0 | 0 | 0 | 0 | 0 | 0 | 0 | 0 | 0 | 0 | 0 | 0 | 0 | 0 | 0 | 0 | 0 | 0 | 0
PG&E NGBA | Geysers 17 | 230 | Wind, Onshore |  |  | 0 | 0 | 0 | 0 | 0 | 0 | 0 | 0 | 0 | 0 | 0 | 0 | 0 | 0 | 0 | 0 | 0 | 0 | 0 | 0 | 0 | 0 | 0 | 0 | 0 | 0 | 0 | 0
PG&E NGBA | Geysers 3 | 115 | Wind, Onshore |  |  | 0 | 0 | 0 | 0 | 0 | 0 | 0 | 0 | 0 | 0 | 0 | 0 | 0 | 0 | 0 | 0 | 0 | 0 | 0 | 0 | 0 | 0 | 0 | 0 | 0 | 0 | 0 | 0
PG&E NGBA | Glenn | 230 | Wind, Onshore |  |  | 1 | 0 | 0 | 0 | 0 | 0 | 0 | 0 | 0 | 0 | 0 | 0 | 0 | 166.5 | 36 | 202.5 | 0 | 0 | 0 | 166.5 | 36 | 202.5 | 166.5 | 36 | 202.5 | 166.5 | 36 | 202.5
PG&E NGBA | Glenn | 60 | Wind, Onshore |  |  | 0 | 0 | 0 | 0 | 0 | 0 | 0 | 0 | 0 | 0 | 0 | 0 | 0 | 0 | 0 | 0 | 0 | 0 | 0 | 0 | 0 | 0 | 0 | 0 | 0 | 0 | 0 | 0
PG&E NGBA | Gold Hill | 115 | Wind, Onshore |  |  | 0 | 0 | 0 | 0 | 0 | 0 | 0 | 0 | 0 | 0 | 0 | 0 | 0 | 0 | 0 | 0 | 0 | 0 | 0 | 0 | 0 | 0 | 0 | 0 | 0 | 0 | 0 | 0
PG&E NGBA | Gold Hill | 230 | Wind, Onshore |  |  | 0 | 0 | 0 | 0 | 0 | 0 | 0 | 0 | 0 | 0 | 0 | 0 | 0 | 0 | 0 | 0 | 0 | 0 | 0 | 0 | 0 | 0 | 0 | 0 | 0 | 0 | 0 | 0
SCE Northern | Goleta | 230 | Wind, Onshore |  |  | 0 | 0 | 0 | 0 | 0 | 0 | 0 | 0 | 0 | 0 | 0 | 0 | 0 | 0 | 0 | 0 | 0 | 0 | 0 | 0 | 0 | 0 | 0 | 0 | 0 | 0 | 0 | 0
SCE Metro | Goodrich | 230 | Wind, Onshore |  |  | 0 | 0 | 0 | 0 | 0 | 0 | 0 | 0 | 0 | 0 | 0 | 0 | 0 | 0 | 0 | 0 | 0 | 0 | 0 | 0 | 0 | 0 | 0 | 0 | 0 | 0 | 0 | 0
PG&E KERN | Goose Lake | 115 | Wind, Onshore |  |  | 0 | 0 | 0 | 0 | 0 | 0 | 0 | 0 | 0 | 0 | 0 | 0 | 0 | 0 | 0 | 0 | 0 | 0 | 0 | 0 | 0 | 0 | 0 | 0 | 0 | 0 | 0 | 0
SCE Metro | Gould | 230 | Wind, Onshore |  |  | 0 | 0 | 0 | 0 | 0 | 0 | 0 | 0 | 0 | 0 | 0 | 0 | 0 | 0 | 0 | 0 | 0 | 0 | 0 | 0 | 0 | 0 | 0 | 0 | 0 | 0 | 0 | 0
PG&E NGBA | Grand Island | 115 | Wind, Onshore |  |  | 0 | 0 | 0 | 0 | 0 | 0 | 0 | 0 | 0 | 0 | 0 | 0 | 0 | 0 | 0 | 0 | 0 | 0 | 0 | 0 | 0 | 0 | 0 | 0 | 0 | 0 | 0 | 0
SDGE | Granite | 69 | Wind, Onshore |  |  | 0 | 0 | 0 | 0 | 0 | 0 | 0 | 0 | 0 | 0 | 0 | 0 | 0 | 0 | 0 | 0 | 0 | 0 | 0 | 0 | 0 | 0 | 0 | 0 | 0 | 0 | 0 | 0
PG&E GBA | Grant | 115 | Wind, Onshore |  |  | 0 | 0 | 0 | 0 | 0 | 0 | 0 | 0 | 0 | 0 | 0 | 0 | 0 | 0 | 0 | 0 | 0 | 0 | 0 | 0 | 0 | 0 | 0 | 0 | 0 | 0 | 0 | 0
PG&E GBA | Green Valley | 115 | Wind, Onshore |  |  | 0 | 0 | 0 | 0 | 0 | 0 | 0 | 0 | 0 | 0 | 0 | 0 | 0 | 0 | 0 | 0 | 0 | 0 | 0 | 0 | 0 | 0 | 0 | 0 | 0 | 0 | 0 | 0
PG&E NGBA | Greenleaf 1 | 115 | Wind, Onshore |  |  | 0 | 0 | 0 | 0 | 0 | 0 | 0 | 0 | 0 | 0 | 0 | 0 | 0 | 0 | 0 | 0 | 0 | 0 | 0 | 0 | 0 | 0 | 0 | 0 | 0 | 0 | 0 | 0
PG&E FRESNO | Gregg | 230 | Wind, Onshore |  |  | 0 | 0 | 0 | 0 | 0 | 0 | 0 | 0 | 0 | 0 | 0 | 0 | 0 | 0 | 0 | 0 | 0 | 0 | 0 | 0 | 0 | 0 | 0 | 0 | 0 | 0 | 0 | 0
PG&E FRESNO | Grimmway-Malaga | 115 | Wind, Onshore |  |  | 0 | 0 | 0 | 0 | 0 | 0 | 0 | 0 | 0 | 0 | 0 | 0 | 0 | 0 | 0 | 0 | 0 | 0 | 0 | 0 | 0 | 0 | 0 | 0 | 0 | 0 | 0 | 0
PG&E NGBA | Grizzly | 230 | Wind, Onshore |  |  | 0 | 0 | 0 | 0 | 0 | 0 | 0 | 0 | 0 | 0 | 0 | 0 | 0 | 0 | 0 | 0 | 0 | 0 | 0 | 0 | 0 | 0 | 0 | 0 | 0 | 0 | 0 | 0
PG&E FRESNO | Guernsey | 70 | Wind, Onshore |  |  | 0 | 0 | 0 | 0 | 0 | 0 | 0 | 0 | 0 | 0 | 0 | 0 | 0 | 0 | 0 | 0 | 0 | 0 | 0 | 0 | 0 | 0 | 0 | 0 | 0 | 0 | 0 | 0
PG&E FRESNO | GWF Hanford | 115 | Wind, Onshore |  |  | 0 | 0 | 0 | 0 | 0 | 0 | 0 | 0 | 0 | 0 | 0 | 0 | 0 | 0 | 0 | 0 | 0 | 0 | 0 | 0 | 0 | 0 | 0 | 0 | 0 | 0 | 0 | 0
PG&E FRESNO | Haas | 230 | Wind, Onshore |  |  | 0 | 0 | 0 | 0 | 0 | 0 | 0 | 0 | 0 | 0 | 0 | 0 | 0 | 0 | 0 | 0 | 0 | 0 | 0 | 0 | 0 | 0 | 0 | 0 | 0 | 0 | 0 | 0
PG&E FRESNO | Hammonds | 115 | Wind, Onshore |  |  | 0 | 0 | 0 | 0 | 0 | 0 | 0 | 0 | 0 | 0 | 0 | 0 | 0 | 0 | 0 | 0 | 0 | 0 | 0 | 0 | 0 | 0 | 0 | 0 | 0 | 0 | 0 | 0
SCE Metro | HarborGen | 230 | Wind, Onshore |  |  | 0 | 0 | 0 | 0 | 0 | 0 | 0 | 0 | 0 | 0 | 0 | 0 | 0 | 0 | 0 | 0 | 0 | 0 | 0 | 0 | 0 | 0 | 0 | 0 | 0 | 0 | 0 | 0
PG&E NGBA | Harris | 60 | Wind, Onshore |  |  | 0 | 0 | 0 | 0 | 0 | 0 | 0 | 0 | 0 | 0 | 0 | 0 | 0 | 0 | 0 | 0 | 0 | 0 | 0 | 0 | 0 | 0 | 0 | 0 | 0 | 0 | 0 | 0
EOP | Harry Allen | 500 | Wind, Onshore |  |  | 0 | 0 | 0 | 0 | 0 | 0 | 0 | 0 | 0 | 0 | 0 | 0 | 0 | 0 | 0 | 0 | 0 | 0 | 0 | 0 | 0 | 0 | 0 | 0 | 0 | 0 | 0 | 0
PG&E NGBA | Hartley | 60 | Wind, Onshore |  |  | 0 | 0 | 0 | 0 | 0 | 0 | 0 | 0 | 0 | 0 | 0 | 0 | 0 | 0 | 0 | 0 | 0 | 0 | 0 | 0 | 0 | 0 | 0 | 0 | 0 | 0 | 0 | 0
SCE NOL | Harvard | 115 | Wind, Onshore |  |  | 0 | 0 | 0 | 0 | 0 | 0 | 0 | 0 | 0 | 0 | 0 | 0 | 0 | 0 | 0 | 0 | 0 | 0 | 0 | 0 | 0 | 0 | 0 | 0 | 0 | 0 | 0 | 0
SDGE | Hassayampa | 500 | Wind, Onshore |  |  | 0 | 0 | 0 | 0 | 0 | 0 | 0 | 0 | 0 | 0 | 0 | 0 | 0 | 0 | 0 | 0 | 0 | 0 | 0 | 0 | 0 | 0 | 0 | 0 | 0 | 0 | 0 | 0
PG&E FRESNO | Helm | 230 | Wind, Onshore |  |  | 0 | 0 | 0 | 0 | 0 | 0 | 0 | 0 | 0 | 0 | 0 | 0 | 0 | 0 | 0 | 0 | 0 | 0 | 0 | 0 | 0 | 0 | 0 | 0 | 0 | 0 | 0 | 0
PG&E FRESNO | Helm | 70 | Wind, Onshore |  |  | 0 | 0 | 0 | 0 | 0 | 0 | 0 | 0 | 0 | 0 | 0 | 0 | 0 | 0 | 0 | 0 | 0 | 0 | 0 | 0 | 0 | 0 | 0 | 0 | 0 | 0 | 0 | 0
PG&E FRESNO | Henrietta | 115 | Wind, Onshore |  |  | 0 | 0 | 0 | 0 | 0 | 0 | 0 | 0 | 0 | 0 | 0 | 0 | 0 | 0 | 0 | 0 | 0 | 0 | 0 | 0 | 0 | 0 | 0 | 0 | 0 | 0 | 0 | 0
PG&E FRESNO | Henrietta | 230 | Wind, Onshore |  |  | 0 | 0 | 0 | 0 | 0 | 0 | 0 | 0 | 0 | 0 | 0 | 0 | 0 | 0 | 0 | 0 | 0 | 0 | 0 | 0 | 0 | 0 | 0 | 0 | 0 | 0 | 0 | 0
PG&E FRESNO | Henrietta | 70 | Wind, Onshore |  |  | 0 | 0 | 0 | 0 | 0 | 0 | 0 | 0 | 0 | 0 | 0 | 0 | 0 | 0 | 0 | 0 | 0 | 0 | 0 | 0 | 0 | 0 | 0 | 0 | 0 | 0 | 0 | 0
PG&E FRESNO | Herndon | 115 | Wind, Onshore |  |  | 0 | 0 | 0 | 0 | 0 | 0 | 0 | 0 | 0 | 0 | 0 | 0 | 0 | 0 | 0 | 0 | 0 | 0 | 0 | 0 | 0 | 0 | 0 | 0 | 0 | 0 | 0 | 0
PG&E FRESNO | Herndon | 230 | Wind, Onshore |  |  | 0 | 0 | 0 | 0 | 0 | 0 | 0 | 0 | 0 | 0 | 0 | 0 | 0 | 0 | 0 | 0 | 0 | 0 | 0 | 0 | 0 | 0 | 0 | 0 | 0 | 0 | 0 | 0
PG&E GBA | Hicks | 230 | Wind, Onshore |  |  | 0 | 0 | 0 | 0 | 0 | 0 | 0 | 0 | 0 | 0 | 0 | 0 | 0 | 0 | 0 | 0 | 0 | 0 | 0 | 0 | 0 | 0 | 0 | 0 | 0 | 0 | 0 | 0
PG&E NGBA | Higgins | 115 | Wind, Onshore |  |  | 0 | 0 | 0 | 0 | 0 | 0 | 0 | 0 | 0 | 0 | 0 | 0 | 0 | 0 | 0 | 0 | 0 | 0 | 0 | 0 | 0 | 0 | 0 | 0 | 0 | 0 | 0 | 0
PG&E NGBA | Hilltop | 345 | Wind, Onshore | YES | Northern CA Wind Mapped to NVE area | 0 | 0 | 0 | 0 | 0 | 0 | 0 | 0 | 0 | 0 | 0 | 0 | 0 | 0 | 0 | 0 | 0 | 0 | 0 | 0 | 0 | 0 | 0 | 0 | 0 | 0 | 0 | 0
SCE Metro | Hinson | 230 | Wind, Onshore |  |  | 0 | 0 | 0 | 0 | 0 | 0 | 0 | 0 | 0 | 0 | 0 | 0 | 0 | 0 | 0 | 0 | 0 | 0 | 0 | 0 | 0 | 0 | 0 | 0 | 0 | 0 | 0 | 0
PG&E GBA | Hollister | 115 | Wind, Onshore |  |  | 0 | 0 | 0 | 0 | 0 | 0 | 0 | 0 | 0 | 0 | 0 | 0 | 0 | 0 | 0 | 0 | 0 | 0 | 0 | 0 | 0 | 0 | 0 | 0 | 0 | 0 | 0 | 0
PG&E NGBA | Homestake | 115 | Wind, Onshore |  |  | 0 | 0 | 0 | 0 | 0 | 0 | 0 | 0 | 0 | 0 | 0 | 0 | 0 | 0 | 0 | 0 | 0 | 0 | 0 | 0 | 0 | 0 | 0 | 0 | 0 | 0 | 0 | 0
PG&E NGBA | Honcut | 115 | Wind, Onshore |  |  | 0 | 0 | 0 | 0 | 0 | 0 | 0 | 0 | 0 | 0 | 0 | 0 | 0 | 0 | 0 | 0 | 0 | 0 | 0 | 0 | 0 | 0 | 0 | 0 | 0 | 0 | 0 | 0
SDGE | Hoodoo Wash | 500 | Wind, Onshore |  |  | 0 | 0 | 0 | 0 | 0 | 0 | 0 | 0 | 0 | 0 | 0 | 0 | 0 | 0 | 0 | 0 | 0 | 0 | 0 | 0 | 0 | 0 | 0 | 0 | 0 | 0 | 0 | 0
PG&E NGBA | Hopland | 115 | Wind, Onshore |  |  | 0 | 0 | 0 | 0 | 0 | 0 | 0 | 0 | 0 | 0 | 0 | 0 | 0 | 0 | 0 | 0 | 0 | 0 | 0 | 0 | 0 | 0 | 0 | 0 | 0 | 0 | 0 | 0
PG&E NGBA | Hopland | 60 | Wind, Onshore |  |  | 0 | 0 | 0 | 0 | 0 | 0 | 0 | 0 | 0 | 0 | 0 | 0 | 0 | 0 | 0 | 0 | 0 | 0 | 0 | 0 | 0 | 0 | 0 | 0 | 0 | 0 | 0 | 0
PG&E NGBA | Humboldt | 115 | Wind, Onshore |  |  | 0 | 0 | 0 | 0 | 0 | 0 | 0 | 0 | 0 | 0 | 0 | 0 | 0 | 0 | 0 | 0 | 0 | 0 | 0 | 0 | 0 | 0 | 0 | 0 | 0 | 0 | 0 | 0
PG&E NGBA | Humboldt | 60 | Wind, Onshore |  |  | 0 | 0 | 0 | 0 | 0 | 0 | 0 | 0 | 0 | 0 | 0 | 0 | 0 | 0 | 0 | 0 | 0 | 0 | 0 | 0 | 0 | 0 | 0 | 0 | 0 | 0 | 0 | 0
PG&E NGBA | Humboldt | 500 | Wind, Onshore |  |  | 0 | 0 | 0 | 0 | 0 | 0 | 0 | 0 | 0 | 0 | 0 | 0 | 0 | 0 | 0 | 0 | 0 | 0 | 0 | 0 | 0 | 0 | 0 | 0 | 0 | 0 | 0 | 0
SCE Metro | Huntington Beach | 230 | Wind, Onshore |  |  | 0 | 0 | 0 | 0 | 0 | 0 | 0 | 0 | 0 | 0 | 0 | 0 | 0 | 0 | 0 | 0 | 0 | 0 | 0 | 0 | 0 | 0 | 0 | 0 | 0 | 0 | 0 | 0
PG&E NGBA | Ignacio | 115 | Wind, Onshore |  |  | 0 | 0 | 0 | 0 | 0 | 0 | 0 | 0 | 0 | 0 | 0 | 0 | 0 | 0 | 0 | 0 | 0 | 0 | 0 | 0 | 0 | 0 | 0 | 0 | 0 | 0 | 0 | 0
PG&E NGBA | Ignacio | 230 | Wind, Onshore |  |  | 0 | 0 | 0 | 0 | 0 | 0 | 0 | 0 | 0 | 0 | 0 | 0 | 0 | 0 | 0 | 0 | 0 | 0 | 0 | 0 | 0 | 0 | 0 | 0 | 0 | 0 | 0 | 0
PG&E NGBA | Ignacio | 60 | Wind, Onshore |  |  | 0 | 0 | 0 | 0 | 0 | 0 | 0 | 0 | 0 | 0 | 0 | 0 | 0 | 0 | 0 | 0 | 0 | 0 | 0 | 0 | 0 | 0 | 0 | 0 | 0 | 0 | 0 | 0
SDGE | Imperial Beach | 69 | Wind, Onshore |  |  | 0 | 0 | 0 | 0 | 0 | 0 | 0 | 0 | 0 | 0 | 0 | 0 | 0 | 0 | 0 | 0 | 0 | 0 | 0 | 0 | 0 | 0 | 0 | 0 | 0 | 0 | 0 | 0
SDGE | Imperial Valley | 230 | Wind, Onshore |  |  | 0 | 0 | 0 | 0 | 0 | 0 | 0 | 0 | 0 | 0 | 0 | 0 | 0 | 0 | 0 | 0 | 0 | 0 | 0 | 0 | 0 | 0 | 0 | 0 | 0 | 0 | 0 | 0
SDGE | Imperial Valley | 500 | Wind, Onshore |  |  | 0 | 0 | 0 | 0 | 0 | 0 | 0 | 0 | 0 | 0 | 0 | 0 | 0 | 0 | 0 | 0 | 0 | 0 | 0 | 0 | 0 | 0 | 0 | 0 | 0 | 0 | 0 | 0
EOP | Innovation | 138 | Wind, Onshore |  |  | 0 | 0 | 0 | 0 | 0 | 0 | 0 | 0 | 0 | 0 | 0 | 0 | 0 | 0 | 0 | 0 | 0 | 0 | 0 | 0 | 0 | 0 | 0 | 0 | 0 | 0 | 0 | 0
EOP | Innovation | 230 | Wind, Onshore |  |  | 0 | 0 | 0 | 0 | 0 | 0 | 0 | 0 | 0 | 0 | 0 | 0 | 0 | 0 | 0 | 0 | 0 | 0 | 0 | 0 | 0 | 0 | 0 | 0 | 0 | 0 | 0 | 0
SCE NOL | Inyokern | 115 | Wind, Onshore |  |  | 0 | 0 | 0 | 0 | 0 | 0 | 0 | 0 | 0 | 0 | 0 | 0 | 0 | 0 | 0 | 0 | 0 | 0 | 0 | 0 | 0 | 0 | 0 | 0 | 0 | 0 | 0 | 0
EOP | IS Tap | 138 | Wind, Onshore |  |  | 0 | 0 | 0 | 0 | 0 | 0 | 0 | 0 | 0 | 0 | 0 | 0 | 0 | 0 | 0 | 0 | 0 | 0 | 0 | 0 | 0 | 0 | 0 | 0 | 0 | 0 | 0 | 0
EOP | Ivanpah | 115 | Wind, Onshore |  |  | 0 | 0 | 0 | 0 | 0 | 0 | 0 | 0 | 0 | 0 | 0 | 0 | 0 | 0 | 0 | 0 | 0 | 0 | 0 | 0 | 0 | 0 | 0 | 0 | 0 | 0 | 0 | 0
EOP | Ivanpah | 230 | Wind, Onshore |  |  | 0 | 0 | 0 | 0 | 0 | 0 | 0 | 0 | 0 | 0 | 0 | 0 | 0 | 0 | 0 | 0 | 0 | 0 | 0 | 0 | 0 | 0 | 0 | 0 | 0 | 0 | 0 | 0
EOP | Jackass (DOE) | 138 | Wind, Onshore |  |  | 0 | 0 | 0 | 0 | 0 | 0 | 0 | 0 | 0 | 0 | 0 | 0 | 0 | 0 | 0 | 0 | 0 | 0 | 0 | 0 | 0 | 0 | 0 | 0 | 0 | 0 | 0 | 0
PG&E NGBA | James B Black | 230 | Wind, Onshore |  |  | 0 | 0 | 0 | 0 | 0 | 0 | 0 | 0 | 0 | 0 | 0 | 0 | 0 | 0 | 0 | 0 | 0 | 0 | 0 | 0 | 0 | 0 | 0 | 0 | 0 | 0 | 0 | 0
PG&E GBA | Jefferson | 230 | Wind, Onshore |  |  | 0 | 0 | 0 | 0 | 0 | 0 | 0 | 0 | 0 | 0 | 0 | 0 | 0 | 0 | 0 | 0 | 0 | 0 | 0 | 0 | 0 | 0 | 0 | 0 | 0 | 0 | 0 | 0
PG&E NGBA | Jessup | 115 | Wind, Onshore |  |  | 0 | 0 | 0 | 0 | 0 | 0 | 0 | 0 | 0 | 0 | 0 | 0 | 0 | 0 | 0 | 0 | 0 | 0 | 0 | 0 | 0 | 0 | 0 | 0 | 0 | 0 | 0 | 0
SCE Metro | Johanna | 230 | Wind, Onshore |  |  | 0 | 0 | 0 | 0 | 0 | 0 | 0 | 0 | 0 | 0 | 0 | 0 | 0 | 0 | 0 | 0 | 0 | 0 | 0 | 0 | 0 | 0 | 0 | 0 | 0 | 0 | 0 | 0
SCE Eastern | Julian Hinds | 230 | Wind, Onshore |  |  | 0 | 0 | 0 | 0 | 0 | 0 | 0 | 0 | 0 | 0 | 0 | 0 | 0 | 0 | 0 | 0 | 0 | 0 | 0 | 0 | 0 | 0 | 0 | 0 | 0 | 0 | 0 | 0
PG&E GBA | Kasson | 115 | Wind, Onshore |  |  | 0 | 0 | 0 | 0 | 0 | 0 | 0 | 0 | 0 | 0 | 0 | 0 | 0 | 0 | 0 | 0 | 0 | 0 | 0 | 0 | 0 | 0 | 0 | 0 | 0 | 0 | 0 | 0
PG&E GBA | Kasson | 60 | Wind, Onshore |  |  | 0 | 0 | 0 | 0 | 0 | 0 | 0 | 0 | 0 | 0 | 0 | 0 | 0 | 0 | 0 | 0 | 0 | 0 | 0 | 0 | 0 | 0 | 0 | 0 | 0 | 0 | 0 | 0
PG&E FRESNO | Kearney | 230 | Wind, Onshore |  |  | 0 | 0 | 0 | 0 | 0 | 0 | 0 | 0 | 0 | 0 | 0 | 0 | 0 | 0 | 0 | 0 | 0 | 0 | 0 | 0 | 0 | 0 | 0 | 0 | 0 | 0 | 0 | 0
PG&E FRESNO | Kearney | 70 | Wind, Onshore |  |  | 0 | 0 | 0 | 0 | 0 | 0 | 0 | 0 | 0 | 0 | 0 | 0 | 0 | 0 | 0 | 0 | 0 | 0 | 0 | 0 | 0 | 0 | 0 | 0 | 0 | 0 | 0 | 0
PG&E GBA | Kelso | 230 | Wind, Onshore |  |  | 1 | 0 | 0 | 0 | 0 | 0 | 0 | 0 | 0 | 0 | 0 | 0 | 0 | 80.8 | 3.45 | 84.25 | 0 | 0 | 0 | 80.8 | 3.45 | 84.25 | 80.8 | 3.45 | 84.25 | 80.8 | 3.45 | 84.25
PG&E FRESNO | Kerchoff 1 | 115 | Wind, Onshore |  |  | 0 | 0 | 0 | 0 | 0 | 0 | 0 | 0 | 0 | 0 | 0 | 0 | 0 | 0 | 0 | 0 | 0 | 0 | 0 | 0 | 0 | 0 | 0 | 0 | 0 | 0 | 0 | 0
PG&E KERN | Kern Oil | 115 | Wind, Onshore |  |  | 0 | 0 | 0 | 0 | 0 | 0 | 0 | 0 | 0 | 0 | 0 | 0 | 0 | 0 | 0 | 0 | 0 | 0 | 0 | 0 | 0 | 0 | 0 | 0 | 0 | 0 | 0 | 0
PG&E KERN | Kern PP | 115 | Wind, Onshore |  |  | 0 | 0 | 0 | 0 | 0 | 0 | 0 | 0 | 0 | 0 | 0 | 0 | 0 | 0 | 0 | 0 | 0 | 0 | 0 | 0 | 0 | 0 | 0 | 0 | 0 | 0 | 0 | 0
PG&E KERN | Kern PP | 230 | Wind, Onshore |  |  | 0 | 0 | 0 | 0 | 0 | 0 | 0 | 0 | 0 | 0 | 0 | 0 | 0 | 0 | 0 | 0 | 0 | 0 | 0 | 0 | 0 | 0 | 0 | 0 | 0 | 0 | 0 | 0
PG&E KERN | Kern PP | 70 | Wind, Onshore |  |  | 0 | 0 | 0 | 0 | 0 | 0 | 0 | 0 | 0 | 0 | 0 | 0 | 0 | 0 | 0 | 0 | 0 | 0 | 0 | 0 | 0 | 0 | 0 | 0 | 0 | 0 | 0 | 0
PG&E KERN | Kernridge | 115 | Wind, Onshore |  |  | 0 | 0 | 0 | 0 | 0 | 0 | 0 | 0 | 0 | 0 | 0 | 0 | 0 | 0 | 0 | 0 | 0 | 0 | 0 | 0 | 0 | 0 | 0 | 0 | 0 | 0 | 0 | 0
PG&E FRESNO | Kingsburg | 115 | Wind, Onshore |  |  | 0 | 0 | 0 | 0 | 0 | 0 | 0 | 0 | 0 | 0 | 0 | 0 | 0 | 0 | 0 | 0 | 0 | 0 | 0 | 0 | 0 | 0 | 0 | 0 | 0 | 0 | 0 | 0
PG&E GBA | Kirker | 115 | Wind, Onshore |  |  | 0 | 0 | 0 | 0 | 0 | 0 | 0 | 0 | 0 | 0 | 0 | 0 | 0 | 0 | 0 | 0 | 0 | 0 | 0 | 0 | 0 | 0 | 0 | 0 | 0 | 0 | 0 | 0
PG&E NGBA | Knights Landing | 115 | Wind, Onshore |  |  | 0 | 0 | 0 | 0 | 0 | 0 | 0 | 0 | 0 | 0 | 0 | 0 | 0 | 0 | 0 | 0 | 0 | 0 | 0 | 0 | 0 | 0 | 0 | 0 | 0 | 0 | 0 | 0
PG&E NGBA | Konocti | 60 | Wind, Onshore |  |  | 0 | 0 | 0 | 0 | 0 | 0 | 0 | 0 | 0 | 0 | 0 | 0 | 0 | 0 | 0 | 0 | 0 | 0 | 0 | 0 | 0 | 0 | 0 | 0 | 0 | 0 | 0 | 0
SCE NOL | Kramer | 115 | Wind, Onshore |  |  | 0 | 0 | 0 | 0 | 0 | 0 | 0 | 0 | 0 | 0 | 0 | 0 | 0 | 0 | 0 | 0 | 0 | 0 | 0 | 0 | 0 | 0 | 0 | 0 | 0 | 0 | 0 | 0
SCE NOL | Kramer | 230 | Wind, Onshore |  |  | 0 | 0 | 0 | 0 | 0 | 0 | 0 | 0 | 0 | 0 | 0 | 0 | 0 | 0 | 0 | 0 | 0 | 0 | 0 | 0 | 0 | 0 | 0 | 0 | 0 | 0 | 0 | 0
SCE Metro | La Cienega | 230 | Wind, Onshore |  |  | 0 | 0 | 0 | 0 | 0 | 0 | 0 | 0 | 0 | 0 | 0 | 0 | 0 | 0 | 0 | 0 | 0 | 0 | 0 | 0 | 0 | 0 | 0 | 0 | 0 | 0 | 0 | 0
SCE Metro | La Fresa | 230 | Wind, Onshore |  |  | 0 | 0 | 0 | 0 | 0 | 0 | 0 | 0 | 0 | 0 | 0 | 0 | 0 | 0 | 0 | 0 | 0 | 0 | 0 | 0 | 0 | 0 | 0 | 0 | 0 | 0 | 0 | 0
SCE Metro | Laguna Bell | 230 | Wind, Onshore |  |  | 0 | 0 | 0 | 0 | 0 | 0 | 0 | 0 | 0 | 0 | 0 | 0 | 0 | 0 | 0 | 0 | 0 | 0 | 0 | 0 | 0 | 0 | 0 | 0 | 0 | 0 | 0 | 0
PG&E KERN | Lakeview | 70 | Wind, Onshore |  |  | 0 | 0 | 0 | 0 | 0 | 0 | 0 | 0 | 0 | 0 | 0 | 0 | 0 | 0 | 0 | 0 | 0 | 0 | 0 | 0 | 0 | 0 | 0 | 0 | 0 | 0 | 0 | 0
PG&E NGBA | Lakeville | 230 | Wind, Onshore |  |  | 0 | 0 | 0 | 0 | 0 | 0 | 0 | 0 | 0 | 0 | 0 | 0 | 0 | 0 | 0 | 0 | 0 | 0 | 0 | 0 | 0 | 0 | 0 | 0 | 0 | 0 | 0 | 0
PG&E NGBA | Lakeville | 60 | Wind, Onshore |  |  | 0 | 0 | 0 | 0 | 0 | 0 | 0 | 0 | 0 | 0 | 0 | 0 | 0 | 0 | 0 | 0 | 0 | 0 | 0 | 0 | 0 | 0 | 0 | 0 | 0 | 0 | 0 | 0
PG&E NGBA | Lakeville | 115 | Wind, Onshore |  |  | 0 | 0 | 0 | 0 | 0 | 0 | 0 | 0 | 0 | 0 | 0 | 0 | 0 | 0 | 0 | 0 | 0 | 0 | 0 | 0 | 0 | 0 | 0 | 0 | 0 | 0 | 0 | 0
PG&E GBA | Lakewood | 115 | Wind, Onshore |  |  | 0 | 0 | 0 | 0 | 0 | 0 | 0 | 0 | 0 | 0 | 0 | 0 | 0 | 0 | 0 | 0 | 0 | 0 | 0 | 0 | 0 | 0 | 0 | 0 | 0 | 0 | 0 | 0
PG&E NGBA | Lambie | 230 | Wind, Onshore |  |  | 0 | 0 | 0 | 0 | 0 | 0 | 0 | 0 | 0 | 0 | 0 | 0 | 0 | 0 | 0 | 0 | 0 | 0 | 0 | 0 | 0 | 0 | 0 | 0 | 0 | 0 | 0 | 0
PG&E GBA | Lammers | 115 | Wind, Onshore |  |  | 0 | 0 | 0 | 0 | 0 | 0 | 0 | 0 | 0 | 0 | 0 | 0 | 0 | 0 | 0 | 0 | 0 | 0 | 0 | 0 | 0 | 0 | 0 | 0 | 0 | 0 | 0 | 0
PG&E KERN | Lamont | 115 | Wind, Onshore |  |  | 0 | 0 | 0 | 0 | 0 | 0 | 0 | 0 | 0 | 0 | 0 | 0 | 0 | 0 | 0 | 0 | 0 | 0 | 0 | 0 | 0 | 0 | 0 | 0 | 0 | 0 | 0 | 0
PG&E FRESNO | Las Aguilas | 230 | Wind, Onshore |  |  | 0 | 0 | 0 | 0 | 0 | 0 | 0 | 0 | 0 | 0 | 0 | 0 | 0 | 0 | 0 | 0 | 0 | 0 | 0 | 0 | 0 | 0 | 0 | 0 | 0 | 0 | 0 | 0
EOP | Lathrop | 138 | Wind, Onshore |  |  | 0 | 0 | 0 | 0 | 0 | 0 | 0 | 0 | 0 | 0 | 0 | 0 | 0 | 0 | 0 | 0 | 0 | 0 | 0 | 0 | 0 | 0 | 0 | 0 | 0 | 0 | 0 | 0
EOP | Lathrop | 230 | Wind, Onshore |  |  | 1 | 0 | 0 | 0 | 0 | 0 | 0 | 0 | 0 | 0 | 0 | 0 | 0 | 300 | 0 | 300 | 0 | 0 | 0 | 300 | 0 | 300 | 300 | 0 | 300 | 300 | 0 | 300
PG&E FRESNO | Le Grand | 115 | Wind, Onshore |  |  | 0 | 0 | 0 | 0 | 0 | 0 | 0 | 0 | 0 | 0 | 0 | 0 | 0 | 0 | 0 | 0 | 0 | 0 | 0 | 0 | 0 | 0 | 0 | 0 | 0 | 0 | 0 | 0
PG&E FRESNO | Lemoore | 70 | Wind, Onshore |  |  | 0 | 0 | 0 | 0 | 0 | 0 | 0 | 0 | 0 | 0 | 0 | 0 | 0 | 0 | 0 | 0 | 0 | 0 | 0 | 0 | 0 | 0 | 0 | 0 | 0 | 0 | 0 | 0
PG&E KERN | Lerdo | 115 | Wind, Onshore |  |  | 0 | 0 | 0 | 0 | 0 | 0 | 0 | 0 | 0 | 0 | 0 | 0 | 0 | 0 | 0 | 0 | 0 | 0 | 0 | 0 | 0 | 0 | 0 | 0 | 0 | 0 | 0 | 0
SCE Metro | Lewis | 230 | Wind, Onshore |  |  | 0 | 0 | 0 | 0 | 0 | 0 | 0 | 0 | 0 | 0 | 0 | 0 | 0 | 0 | 0 | 0 | 0 | 0 | 0 | 0 | 0 | 0 | 0 | 0 | 0 | 0 | 0 | 0
SCE Metro | Lighthipe | 230 | Wind, Onshore |  |  | 0 | 0 | 0 | 0 | 0 | 0 | 0 | 0 | 0 | 0 | 0 | 0 | 0 | 0 | 0 | 0 | 0 | 0 | 0 | 0 | 0 | 0 | 0 | 0 | 0 | 0 | 0 | 0
SDGE | Lilac | 69 | Wind, Onshore |  |  | 0 | 0 | 0 | 0 | 0 | 0 | 0 | 0 | 0 | 0 | 0 | 0 | 0 | 0 | 0 | 0 | 0 | 0 | 0 | 0 | 0 | 0 | 0 | 0 | 0 | 0 | 0 | 0
PG&E NGBA | Lincoln | 115 | Wind, Onshore |  |  | 0 | 0 | 0 | 0 | 0 | 0 | 0 | 0 | 0 | 0 | 0 | 0 | 0 | 0 | 0 | 0 | 0 | 0 | 0 | 0 | 0 | 0 | 0 | 0 | 0 | 0 | 0 | 0
PG&E KERN | Live Oak | 115 | Wind, Onshore |  |  | 0 | 0 | 0 | 0 | 0 | 0 | 0 | 0 | 0 | 0 | 0 | 0 | 0 | 0 | 0 | 0 | 0 | 0 | 0 | 0 | 0 | 0 | 0 | 0 | 0 | 0 | 0 | 0
PG&E GBA | Llagas | 115 | Wind, Onshore |  |  | 0 | 0 | 0 | 0 | 0 | 0 | 0 | 0 | 0 | 0 | 0 | 0 | 0 | 0 | 0 | 0 | 0 | 0 | 0 | 0 | 0 | 0 | 0 | 0 | 0 | 0 | 0 | 0
PG&E GBA | Lockeford | 115 | Wind, Onshore |  |  | 0 | 0 | 0 | 0 | 0 | 0 | 0 | 0 | 0 | 0 | 0 | 0 | 0 | 0 | 0 | 0 | 0 | 0 | 0 | 0 | 0 | 0 | 0 | 0 | 0 | 0 | 0 | 0
PG&E GBA | Lockeford | 230 | Wind, Onshore |  |  | 0 | 0 | 0 | 0 | 0 | 0 | 0 | 0 | 0 | 0 | 0 | 0 | 0 | 0 | 0 | 0 | 0 | 0 | 0 | 0 | 0 | 0 | 0 | 0 | 0 | 0 | 0 | 0
PG&E GBA | Lockeford | 60 | Wind, Onshore |  |  | 0 | 0 | 0 | 0 | 0 | 0 | 0 | 0 | 0 | 0 | 0 | 0 | 0 | 0 | 0 | 0 | 0 | 0 | 0 | 0 | 0 | 0 | 0 | 0 | 0 | 0 | 0 | 0
PG&E GBA | Lodi | 230 | Wind, Onshore |  |  | 0 | 0 | 0 | 0 | 0 | 0 | 0 | 0 | 0 | 0 | 0 | 0 | 0 | 0 | 0 | 0 | 0 | 0 | 0 | 0 | 0 | 0 | 0 | 0 | 0 | 0 | 0 | 0
PG&E NGBA | Logan Creek | 230 | Wind, Onshore |  |  | 0 | 0 | 0 | 0 | 0 | 0 | 0 | 0 | 0 | 0 | 0 | 0 | 0 | 0 | 0 | 0 | 0 | 0 | 0 | 0 | 0 | 0 | 0 | 0 | 0 | 0 | 0 | 0
PG&E GBA | Lone Tree | 230 | Wind, Onshore |  |  | 0 | 0 | 0 | 0 | 0 | 0 | 0 | 0 | 0 | 0 | 0 | 0 | 0 | 0 | 0 | 0 | 0 | 0 | 0 | 0 | 0 | 0 | 0 | 0 | 0 | 0 | 0 | 0
PG&E FRESNO | Los Banos | 230 | Wind, Onshore |  |  | 1 | 76.4 | 0 | 76.4 | 60.5 | 0 | 60.5 | 0 | 0 | 0 | 60.5 | 0 | 60.5 | 110 | 0 | 110 | 0 | 0 | 0 | 110 | 0 | 110 | 246.9 | 0 | 246.9 | 246.9 | 0 | 246.9
PG&E FRESNO | Los Banos | 500 | Wind, Onshore |  |  | 0 | 0 | 0 | 0 | 0 | 0 | 0 | 0 | 0 | 0 | 0 | 0 | 0 | 0 | 0 | 0 | 0 | 0 | 0 | 0 | 0 | 0 | 0 | 0 | 0 | 0 | 0 | 0
SDGE | Los Coches | 138 | Wind, Onshore |  |  | 0 | 0 | 0 | 0 | 0 | 0 | 0 | 0 | 0 | 0 | 0 | 0 | 0 | 0 | 0 | 0 | 0 | 0 | 0 | 0 | 0 | 0 | 0 | 0 | 0 | 0 | 0 | 0
SDGE | Los Coches | 69 | Wind, Onshore |  |  | 0 | 0 | 0 | 0 | 0 | 0 | 0 | 0 | 0 | 0 | 0 | 0 | 0 | 0 | 0 | 0 | 0 | 0 | 0 | 0 | 0 | 0 | 0 | 0 | 0 | 0 | 0 | 0
PG&E GBA | Los Esteros | 115 | Wind, Onshore |  |  | 0 | 0 | 0 | 0 | 0 | 0 | 0 | 0 | 0 | 0 | 0 | 0 | 0 | 0 | 0 | 0 | 0 | 0 | 0 | 0 | 0 | 0 | 0 | 0 | 0 | 0 | 0 | 0
PG&E GBA | Los Esteros | 230 | Wind, Onshore |  |  | 0 | 0 | 0 | 0 | 0 | 0 | 0 | 0 | 0 | 0 | 0 | 0 | 0 | 0 | 0 | 0 | 0 | 0 | 0 | 0 | 0 | 0 | 0 | 0 | 0 | 0 | 0 | 0
PG&E GBA | Los Positas | 230 | Wind, Onshore |  |  | 0 | 0 | 0 | 0 | 0 | 0 | 0 | 0 | 0 | 0 | 0 | 0 | 0 | 0 | 0 | 0 | 0 | 0 | 0 | 0 | 0 | 0 | 0 | 0 | 0 | 0 | 0 | 0
PG&E GBA | Los Positas | 60 | Wind, Onshore |  |  | 0 | 0 | 0 | 0 | 0 | 0 | 0 | 0 | 0 | 0 | 0 | 0 | 0 | 0 | 0 | 0 | 0 | 0 | 0 | 0 | 0 | 0 | 0 | 0 | 0 | 0 | 0 | 0
SDGE | Loveland | 69 | Wind, Onshore |  |  | 0 | 0 | 0 | 0 | 0 | 0 | 0 | 0 | 0 | 0 | 0 | 0 | 0 | 0 | 0 | 0 | 0 | 0 | 0 | 0 | 0 | 0 | 0 | 0 | 0 | 0 | 0 | 0
SCE NOL | Lugo | 230 | Wind, Onshore |  |  | 0 | 0 | 0 | 0 | 0 | 0 | 0 | 0 | 0 | 0 | 0 | 0 | 0 | 0 | 0 | 0 | 0 | 0 | 0 | 0 | 0 | 0 | 0 | 0 | 0 | 0 | 0 | 0
SCE Metro | Lugo | 500 | Wind, Onshore |  |  | 0 | 0 | 0 | 0 | 0 | 0 | 0 | 0 | 0 | 0 | 0 | 0 | 0 | 0 | 0 | 0 | 0 | 0 | 0 | 0 | 0 | 0 | 0 | 0 | 0 | 0 | 0 | 0
PG&E FRESNO | Madera | 70 | Wind, Onshore |  |  | 0 | 0 | 0 | 0 | 0 | 0 | 0 | 0 | 0 | 0 | 0 | 0 | 0 | 0 | 0 | 0 | 0 | 0 | 0 | 0 | 0 | 0 | 0 | 0 | 0 | 0 | 0 | 0
PG&E NGBA | Madison | 115 | Wind, Onshore |  |  | 0 | 0 | 0 | 0 | 0 | 0 | 0 | 0 | 0 | 0 | 0 | 0 | 0 | 0 | 0 | 0 | 0 | 0 | 0 | 0 | 0 | 0 | 0 | 0 | 0 | 0 | 0 | 0
PG&E KERN | Magunden | 115 | Wind, Onshore |  |  | 0 | 0 | 0 | 0 | 0 | 0 | 0 | 0 | 0 | 0 | 0 | 0 | 0 | 0 | 0 | 0 | 0 | 0 | 0 | 0 | 0 | 0 | 0 | 0 | 0 | 0 | 0 | 0
SCE Northern | Magunden | 230 | Wind, Onshore |  |  | 0 | 0 | 0 | 0 | 0 | 0 | 0 | 0 | 0 | 0 | 0 | 0 | 0 | 0 | 0 | 0 | 0 | 0 | 0 | 0 | 0 | 0 | 0 | 0 | 0 | 0 | 0 | 0
PG&E FRESNO | Malaga | 115 | Wind, Onshore |  |  | 0 | 0 | 0 | 0 | 0 | 0 | 0 | 0 | 0 | 0 | 0 | 0 | 0 | 0 | 0 | 0 | 0 | 0 | 0 | 0 | 0 | 0 | 0 | 0 | 0 | 0 | 0 | 0
PG&E NGBA | Malin | 500 | Wind, Onshore |  |  | 0 | 0 | 0 | 0 | 0 | 0 | 0 | 0 | 0 | 0 | 0 | 0 | 0 | 0 | 0 | 0 | 0 | 0 | 0 | 0 | 0 | 0 | 0 | 0 | 0 | 0 | 0 | 0
SCE Northern | Mandalay | 230 | Wind, Onshore |  |  | 0 | 0 | 0 | 0 | 0 | 0 | 0 | 0 | 0 | 0 | 0 | 0 | 0 | 0 | 0 | 0 | 0 | 0 | 0 | 0 | 0 | 0 | 0 | 0 | 0 | 0 | 0 | 0
PG&E FRESNO | Manning | 230 | Wind, Onshore |  |  | 0 | 0 | 0 | 0 | 0 | 0 | 0 | 0 | 0 | 0 | 0 | 0 | 0 | 0 | 0 | 0 | 0 | 0 | 0 | 0 | 0 | 0 | 0 | 0 | 0 | 0 | 0 | 0
PG&E FRESNO | Manning | 500 | Wind, Onshore |  |  | 0 | 0 | 0 | 0 | 0 | 0 | 0 | 0 | 0 | 0 | 0 | 0 | 0 | 0 | 0 | 0 | 0 | 0 | 0 | 0 | 0 | 0 | 0 | 0 | 0 | 0 | 0 | 0
PG&E GBA | Manteca | 115 | Wind, Onshore |  |  | 0 | 0 | 0 | 0 | 0 | 0 | 0 | 0 | 0 | 0 | 0 | 0 | 0 | 0 | 0 | 0 | 0 | 0 | 0 | 0 | 0 | 0 | 0 | 0 | 0 | 0 | 0 | 0
SDGE | Margarita | 138 | Wind, Onshore |  |  | 0 | 0 | 0 | 0 | 0 | 0 | 0 | 0 | 0 | 0 | 0 | 0 | 0 | 0 | 0 | 0 | 0 | 0 | 0 | 0 | 0 | 0 | 0 | 0 | 0 | 0 | 0 | 0
PG&E GBA | Martin | 230 | Wind, Onshore |  |  | 0 | 0 | 0 | 0 | 0 | 0 | 0 | 0 | 0 | 0 | 0 | 0 | 0 | 0 | 0 | 0 | 0 | 0 | 0 | 0 | 0 | 0 | 0 | 0 | 0 | 0 | 0 | 0
PG&E GBA | Martin | 115 | Wind, Onshore |  |  | 0 | 0 | 0 | 0 | 0 | 0 | 0 | 0 | 0 | 0 | 0 | 0 | 0 | 0 | 0 | 0 | 0 | 0 | 0 | 0 | 0 | 0 | 0 | 0 | 0 | 0 | 0 | 0
PG&E GBA | Martinez | 115 | Wind, Onshore |  |  | 0 | 0 | 0 | 0 | 0 | 0 | 0 | 0 | 0 | 0 | 0 | 0 | 0 | 0 | 0 | 0 | 0 | 0 | 0 | 0 | 0 | 0 | 0 | 0 | 0 | 0 | 0 | 0
PG&E FRESNO | Mc Mullin | 230 | Wind, Onshore |  |  | 0 | 0 | 0 | 0 | 0 | 0 | 0 | 0 | 0 | 0 | 0 | 0 | 0 | 0 | 0 | 0 | 0 | 0 | 0 | 0 | 0 | 0 | 0 | 0 | 0 | 0 | 0 | 0
PG&E FRESNO | McCall | 115 | Wind, Onshore |  |  | 0 | 0 | 0 | 0 | 0 | 0 | 0 | 0 | 0 | 0 | 0 | 0 | 0 | 0 | 0 | 0 | 0 | 0 | 0 | 0 | 0 | 0 | 0 | 0 | 0 | 0 | 0 | 0
PG&E FRESNO | McCall | 230 | Wind, Onshore |  |  | 0 | 0 | 0 | 0 | 0 | 0 | 0 | 0 | 0 | 0 | 0 | 0 | 0 | 0 | 0 | 0 | 0 | 0 | 0 | 0 | 0 | 0 | 0 | 0 | 0 | 0 | 0 | 0
PG&E GBA | Meadow Lane | 115 | Wind, Onshore |  |  | 0 | 0 | 0 | 0 | 0 | 0 | 0 | 0 | 0 | 0 | 0 | 0 | 0 | 0 | 0 | 0 | 0 | 0 | 0 | 0 | 0 | 0 | 0 | 0 | 0 | 0 | 0 | 0
PG&E GBA | Melones | 115 | Wind, Onshore |  |  | 0 | 0 | 0 | 0 | 0 | 0 | 0 | 0 | 0 | 0 | 0 | 0 | 0 | 0 | 0 | 0 | 0 | 0 | 0 | 0 | 0 | 0 | 0 | 0 | 0 | 0 | 0 | 0
PG&E GBA | Melones | 230 | Wind, Onshore |  |  | 0 | 0 | 0 | 0 | 0 | 0 | 0 | 0 | 0 | 0 | 0 | 0 | 0 | 0 | 0 | 0 | 0 | 0 | 0 | 0 | 0 | 0 | 0 | 0 | 0 | 0 | 0 | 0
SDGE | Melrose | 69 | Wind, Onshore |  |  | 0 | 0 | 0 | 0 | 0 | 0 | 0 | 0 | 0 | 0 | 0 | 0 | 0 | 0 | 0 | 0 | 0 | 0 | 0 | 0 | 0 | 0 | 0 | 0 | 0 | 0 | 0 | 0
PG&E NGBA | Mendocino | 115 | Wind, Onshore |  |  | 0 | 0 | 0 | 0 | 0 | 0 | 0 | 0 | 0 | 0 | 0 | 0 | 0 | 0 | 0 | 0 | 0 | 0 | 0 | 0 | 0 | 0 | 0 | 0 | 0 | 0 | 0 | 0
PG&E NGBA | Mendocino | 60 | Wind, Onshore |  |  | 0 | 0 | 0 | 0 | 0 | 0 | 0 | 0 | 0 | 0 | 0 | 0 | 0 | 0 | 0 | 0 | 0 | 0 | 0 | 0 | 0 | 0 | 0 | 0 | 0 | 0 | 0 | 0
PG&E FRESNO | Mendota | 115 | Wind, Onshore |  |  | 0 | 0 | 0 | 0 | 0 | 0 | 0 | 0 | 0 | 0 | 0 | 0 | 0 | 0 | 0 | 0 | 0 | 0 | 0 | 0 | 0 | 0 | 0 | 0 | 0 | 0 | 0 | 0
PG&E GBA | Menlo | 60 | Wind, Onshore |  |  | 0 | 0 | 0 | 0 | 0 | 0 | 0 | 0 | 0 | 0 | 0 | 0 | 0 | 0 | 0 | 0 | 0 | 0 | 0 | 0 | 0 | 0 | 0 | 0 | 0 | 0 | 0 | 0
PG&E FRESNO | Merced | 115 | Wind, Onshore |  |  | 0 | 0 | 0 | 0 | 0 | 0 | 0 | 0 | 0 | 0 | 0 | 0 | 0 | 0 | 0 | 0 | 0 | 0 | 0 | 0 | 0 | 0 | 0 | 0 | 0 | 0 | 0 | 0
EOP | Mercury | 138 | Wind, Onshore |  |  | 0 | 0 | 0 | 0 | 0 | 0 | 0 | 0 | 0 | 0 | 0 | 0 | 0 | 0 | 0 | 0 | 0 | 0 | 0 | 0 | 0 | 0 | 0 | 0 | 0 | 0 | 0 | 0
PG&E FRESNO | Mercy Springs | 70 | Wind, Onshore |  |  | 0 | 0 | 0 | 0 | 0 | 0 | 0 | 0 | 0 | 0 | 0 | 0 | 0 | 0 | 0 | 0 | 0 | 0 | 0 | 0 | 0 | 0 | 0 | 0 | 0 | 0 | 0 | 0
PG&E NGBA | Meridian | 60 | Wind, Onshore |  |  | 0 | 0 | 0 | 0 | 0 | 0 | 0 | 0 | 0 | 0 | 0 | 0 | 0 | 0 | 0 | 0 | 0 | 0 | 0 | 0 | 0 | 0 | 0 | 0 | 0 | 0 | 0 | 0
PG&E KERN | Mesa (PGE) | 115 | Wind, Onshore |  |  | 0 | 0 | 0 | 0 | 0 | 0 | 0 | 0 | 0 | 0 | 0 | 0 | 0 | 0 | 0 | 0 | 0 | 0 | 0 | 0 | 0 | 0 | 0 | 0 | 0 | 0 | 0 | 0
PG&E KERN | Mesa (PGE) | 230 | Wind, Onshore |  |  | 0 | 0 | 0 | 0 | 0 | 0 | 0 | 0 | 0 | 0 | 0 | 0 | 0 | 0 | 0 | 0 | 0 | 0 | 0 | 0 | 0 | 0 | 0 | 0 | 0 | 0 | 0 | 0
SCE Metro | Mesa (SCE) | 230 | Wind, Onshore |  |  | 0 | 0 | 0 | 0 | 0 | 0 | 0 | 0 | 0 | 0 | 0 | 0 | 0 | 0 | 0 | 0 | 0 | 0 | 0 | 0 | 0 | 0 | 0 | 0 | 0 | 0 | 0 | 0
SCE Metro | Mesa (SCE) | 500 | Wind, Onshore |  |  | 0 | 0 | 0 | 0 | 0 | 0 | 0 | 0 | 0 | 0 | 0 | 0 | 0 | 0 | 0 | 0 | 0 | 0 | 0 | 0 | 0 | 0 | 0 | 0 | 0 | 0 | 0 | 0
SDGE | Mesa Heights | 69 | Wind, Onshore |  |  | 0 | 0 | 0 | 0 | 0 | 0 | 0 | 0 | 0 | 0 | 0 | 0 | 0 | 0 | 0 | 0 | 0 | 0 | 0 | 0 | 0 | 0 | 0 | 0 | 0 | 0 | 0 | 0
PG&E GBA | Metcalf | 115 | Wind, Onshore |  |  | 0 | 0 | 0 | 0 | 0 | 0 | 0 | 0 | 0 | 0 | 0 | 0 | 0 | 0 | 0 | 0 | 0 | 0 | 0 | 0 | 0 | 0 | 0 | 0 | 0 | 0 | 0 | 0
PG&E GBA | Metcalf | 230 | Wind, Onshore |  |  | 0 | 0 | 0 | 0 | 0 | 0 | 0 | 0 | 0 | 0 | 0 | 0 | 0 | 0 | 0 | 0 | 0 | 0 | 0 | 0 | 0 | 0 | 0 | 0 | 0 | 0 | 0 | 0
PG&E GBA | Metcalf | 500 | Wind, Onshore |  |  | 0 | 0 | 0 | 0 | 0 | 0 | 0 | 0 | 0 | 0 | 0 | 0 | 0 | 0 | 0 | 0 | 0 | 0 | 0 | 0 | 0 | 0 | 0 | 0 | 0 | 0 | 0 | 0
PG&E KERN | Midway | 115 | Wind, Onshore |  |  | 0 | 0 | 0 | 0 | 0 | 0 | 0 | 0 | 0 | 0 | 0 | 0 | 0 | 0 | 0 | 0 | 0 | 0 | 0 | 0 | 0 | 0 | 0 | 0 | 0 | 0 | 0 | 0
PG&E KERN | Midway | 230 | Wind, Onshore |  |  | 0 | 0 | 0 | 0 | 0 | 0 | 0 | 0 | 0 | 0 | 0 | 0 | 0 | 0 | 0 | 0 | 0 | 0 | 0 | 0 | 0 | 0 | 0 | 0 | 0 | 0 | 0 | 0
PG&E KERN | Midway | 500 | Wind, Onshore |  |  | 0 | 0 | 0 | 0 | 0 | 0 | 0 | 0 | 0 | 0 | 0 | 0 | 0 | 0 | 0 | 0 | 0 | 0 | 0 | 0 | 0 | 0 | 0 | 0 | 0 | 0 | 0 | 0
SDGE | Miguel | 230 | Wind, Onshore |  |  | 0 | 0 | 0 | 0 | 0 | 0 | 0 | 0 | 0 | 0 | 0 | 0 | 0 | 0 | 0 | 0 | 0 | 0 | 0 | 0 | 0 | 0 | 0 | 0 | 0 | 0 | 0 | 0
SDGE | Miguel | 500 | Wind, Onshore |  |  | 0 | 0 | 0 | 0 | 0 | 0 | 0 | 0 | 0 | 0 | 0 | 0 | 0 | 0 | 0 | 0 | 0 | 0 | 0 | 0 | 0 | 0 | 0 | 0 | 0 | 0 | 0 | 0
SDGE | Miguel | 69 | Wind, Onshore |  |  | 0 | 0 | 0 | 0 | 0 | 0 | 0 | 0 | 0 | 0 | 0 | 0 | 0 | 0 | 0 | 0 | 0 | 0 | 0 | 0 | 0 | 0 | 0 | 0 | 0 | 0 | 0 | 0
PG&E GBA | Millbrae | 115 | Wind, Onshore |  |  | 0 | 0 | 0 | 0 | 0 | 0 | 0 | 0 | 0 | 0 | 0 | 0 | 0 | 0 | 0 | 0 | 0 | 0 | 0 | 0 | 0 | 0 | 0 | 0 | 0 | 0 | 0 | 0
PG&E GBA | Miller | 115 | Wind, Onshore |  |  | 0 | 0 | 0 | 0 | 0 | 0 | 0 | 0 | 0 | 0 | 0 | 0 | 0 | 0 | 0 | 0 | 0 | 0 | 0 | 0 | 0 | 0 | 0 | 0 | 0 | 0 | 0 | 0
SCE Metro | Mira Loma | 230 | Wind, Onshore |  |  | 0 | 0 | 0 | 0 | 0 | 0 | 0 | 0 | 0 | 0 | 0 | 0 | 0 | 0 | 0 | 0 | 0 | 0 | 0 | 0 | 0 | 0 | 0 | 0 | 0 | 0 | 0 | 0
SCE Metro | Mira Loma | 500 | Wind, Onshore |  |  | 0 | 0 | 0 | 0 | 0 | 0 | 0 | 0 | 0 | 0 | 0 | 0 | 0 | 0 | 0 | 0 | 0 | 0 | 0 | 0 | 0 | 0 | 0 | 0 | 0 | 0 | 0 | 0
SCE Eastern | Mirage | 115 | Wind, Onshore |  |  | 0 | 0 | 0 | 0 | 0 | 0 | 0 | 0 | 0 | 0 | 0 | 0 | 0 | 0 | 0 | 0 | 0 | 0 | 0 | 0 | 0 | 0 | 0 | 0 | 0 | 0 | 0 | 0
SCE Eastern | Mirage | 230 | Wind, Onshore |  |  | 0 | 0 | 0 | 0 | 0 | 0 | 0 | 0 | 0 | 0 | 0 | 0 | 0 | 0 | 0 | 0 | 0 | 0 | 0 | 0 | 0 | 0 | 0 | 0 | 0 | 0 | 0 | 0
SDGE | Mission | 138 | Wind, Onshore |  |  | 0 | 0 | 0 | 0 | 0 | 0 | 0 | 0 | 0 | 0 | 0 | 0 | 0 | 0 | 0 | 0 | 0 | 0 | 0 | 0 | 0 | 0 | 0 | 0 | 0 | 0 | 0 | 0
SDGE | Mission | 230 | Wind, Onshore |  |  | 0 | 0 | 0 | 0 | 0 | 0 | 0 | 0 | 0 | 0 | 0 | 0 | 0 | 0 | 0 | 0 | 0 | 0 | 0 | 0 | 0 | 0 | 0 | 0 | 0 | 0 | 0 | 0
SDGE | Mission | 69 | Wind, Onshore |  |  | 0 | 0 | 0 | 0 | 0 | 0 | 0 | 0 | 0 | 0 | 0 | 0 | 0 | 0 | 0 | 0 | 0 | 0 | 0 | 0 | 0 | 0 | 0 | 0 | 0 | 0 | 0 | 0
PG&E GBA | Mi-Wuk | 115 | Wind, Onshore |  |  | 0 | 0 | 0 | 0 | 0 | 0 | 0 | 0 | 0 | 0 | 0 | 0 | 0 | 0 | 0 | 0 | 0 | 0 | 0 | 0 | 0 | 0 | 0 | 0 | 0 | 0 | 0 | 0
EOP | Mohave | 500 | Wind, Onshore |  |  | 1 | 0 | 0 | 0 | 0 | 0 | 0 | 0 | 0 | 0 | 0 | 0 | 0 | 300 | 0 | 300 | 184.9 | 0 | 184.9 | 484.9 | 0 | 484.9 | 300 | 0 | 300 | 484.9 | 0 | 484.9
PG&E NGBA | Monroe | 115 | Wind, Onshore |  |  | 0 | 0 | 0 | 0 | 0 | 0 | 0 | 0 | 0 | 0 | 0 | 0 | 0 | 0 | 0 | 0 | 0 | 0 | 0 | 0 | 0 | 0 | 0 | 0 | 0 | 0 | 0 | 0
SDGE | Monserate | 69 | Wind, Onshore |  |  | 0 | 0 | 0 | 0 | 0 | 0 | 0 | 0 | 0 | 0 | 0 | 0 | 0 | 0 | 0 | 0 | 0 | 0 | 0 | 0 | 0 | 0 | 0 | 0 | 0 | 0 | 0 | 0
PG&E GBA | Monta Vista | 115 | Wind, Onshore |  |  | 0 | 0 | 0 | 0 | 0 | 0 | 0 | 0 | 0 | 0 | 0 | 0 | 0 | 0 | 0 | 0 | 0 | 0 | 0 | 0 | 0 | 0 | 0 | 0 | 0 | 0 | 0 | 0
PG&E GBA | Monta Vista | 230 | Wind, Onshore |  |  | 0 | 0 | 0 | 0 | 0 | 0 | 0 | 0 | 0 | 0 | 0 | 0 | 0 | 0 | 0 | 0 | 0 | 0 | 0 | 0 | 0 | 0 | 0 | 0 | 0 | 0 | 0 | 0
PG&E GBA | Monta Vista | 60 | Wind, Onshore |  |  | 0 | 0 | 0 | 0 | 0 | 0 | 0 | 0 | 0 | 0 | 0 | 0 | 0 | 0 | 0 | 0 | 0 | 0 | 0 | 0 | 0 | 0 | 0 | 0 | 0 | 0 | 0 | 0
PG&E NGBA | Monticello | 115 | Wind, Onshore |  |  | 0 | 0 | 0 | 0 | 0 | 0 | 0 | 0 | 0 | 0 | 0 | 0 | 0 | 0 | 0 | 0 | 0 | 0 | 0 | 0 | 0 | 0 | 0 | 0 | 0 | 0 | 0 | 0
SCE Northern | Moorpark | 230 | Wind, Onshore |  |  | 0 | 0 | 0 | 0 | 0 | 0 | 0 | 0 | 0 | 0 | 0 | 0 | 0 | 0 | 0 | 0 | 0 | 0 | 0 | 0 | 0 | 0 | 0 | 0 | 0 | 0 | 0 | 0
SCE Northern | Moorpark | 66 | Wind, Onshore |  |  | 0 | 0 | 0 | 0 | 0 | 0 | 0 | 0 | 0 | 0 | 0 | 0 | 0 | 0 | 0 | 0 | 0 | 0 | 0 | 0 | 0 | 0 | 0 | 0 | 0 | 0 | 0 | 0
PG&E GBA | Moraga | 115 | Wind, Onshore |  |  | 0 | 0 | 0 | 0 | 0 | 0 | 0 | 0 | 0 | 0 | 0 | 0 | 0 | 0 | 0 | 0 | 0 | 0 | 0 | 0 | 0 | 0 | 0 | 0 | 0 | 0 | 0 | 0
PG&E GBA | Moraga | 230 | Wind, Onshore |  |  | 0 | 0 | 0 | 0 | 0 | 0 | 0 | 0 | 0 | 0 | 0 | 0 | 0 | 0 | 0 | 0 | 0 | 0 | 0 | 0 | 0 | 0 | 0 | 0 | 0 | 0 | 0 | 0
PG&E GBA | Morgan Hill | 115 | Wind, Onshore |  |  | 0 | 0 | 0 | 0 | 0 | 0 | 0 | 0 | 0 | 0 | 0 | 0 | 0 | 0 | 0 | 0 | 0 | 0 | 0 | 0 | 0 | 0 | 0 | 0 | 0 | 0 | 0 | 0
PG&E KERN | Morro Bay | 115 | Wind, Onshore |  |  | 0 | 0 | 0 | 0 | 0 | 0 | 0 | 0 | 0 | 0 | 0 | 0 | 0 | 0 | 0 | 0 | 0 | 0 | 0 | 0 | 0 | 0 | 0 | 0 | 0 | 0 | 0 | 0
PG&E KERN | Morro Bay | 230 | Wind, Onshore |  |  | 0 | 0 | 0 | 0 | 0 | 0 | 0 | 0 | 0 | 0 | 0 | 0 | 0 | 0 | 0 | 0 | 0 | 0 | 0 | 0 | 0 | 0 | 0 | 0 | 0 | 0 | 0 | 0
PG&E KERN | Morro Bay | 500 | Wind, Onshore |  |  | 0 | 0 | 0 | 0 | 0 | 0 | 0 | 0 | 0 | 0 | 0 | 0 | 0 | 0 | 0 | 0 | 0 | 0 | 0 | 0 | 0 | 0 | 0 | 0 | 0 | 0 | 0 | 0
PG&E GBA | Moss Landing | 115 | Wind, Onshore |  |  | 0 | 0 | 0 | 0 | 0 | 0 | 0 | 0 | 0 | 0 | 0 | 0 | 0 | 0 | 0 | 0 | 0 | 0 | 0 | 0 | 0 | 0 | 0 | 0 | 0 | 0 | 0 | 0
PG&E GBA | Moss Landing | 230 | Wind, Onshore |  |  | 0 | 0 | 0 | 0 | 0 | 0 | 0 | 0 | 0 | 0 | 0 | 0 | 0 | 0 | 0 | 0 | 0 | 0 | 0 | 0 | 0 | 0 | 0 | 0 | 0 | 0 | 0 | 0
PG&E GBA | Moss Landing | 500 | Wind, Onshore |  |  | 0 | 0 | 0 | 0 | 0 | 0 | 0 | 0 | 0 | 0 | 0 | 0 | 0 | 0 | 0 | 0 | 0 | 0 | 0 | 0 | 0 | 0 | 0 | 0 | 0 | 0 | 0 | 0
EOP | Mountain Pass | 115 | Wind, Onshore |  |  | 0 | 0 | 0 | 0 | 0 | 0 | 0 | 0 | 0 | 0 | 0 | 0 | 0 | 0 | 0 | 0 | 0 | 0 | 0 | 0 | 0 | 0 | 0 | 0 | 0 | 0 | 0 | 0
PG&E GBA | Mountain View | 115 | Wind, Onshore |  |  | 0 | 0 | 0 | 0 | 0 | 0 | 0 | 0 | 0 | 0 | 0 | 0 | 0 | 0 | 0 | 0 | 0 | 0 | 0 | 0 | 0 | 0 | 0 | 0 | 0 | 0 | 0 | 0
PG&E GBA | Mt Eden | 115 | Wind, Onshore |  |  | 0 | 0 | 0 | 0 | 0 | 0 | 0 | 0 | 0 | 0 | 0 | 0 | 0 | 0 | 0 | 0 | 0 | 0 | 0 | 0 | 0 | 0 | 0 | 0 | 0 | 0 | 0 | 0
PG&E KERN | Mt Poso | 115 | Wind, Onshore |  |  | 0 | 0 | 0 | 0 | 0 | 0 | 0 | 0 | 0 | 0 | 0 | 0 | 0 | 0 | 0 | 0 | 0 | 0 | 0 | 0 | 0 | 0 | 0 | 0 | 0 | 0 | 0 | 0
SDGE | Murray | 69 | Wind, Onshore |  |  | 0 | 0 | 0 | 0 | 0 | 0 | 0 | 0 | 0 | 0 | 0 | 0 | 0 | 0 | 0 | 0 | 0 | 0 | 0 | 0 | 0 | 0 | 0 | 0 | 0 | 0 | 0 | 0
PG&E FRESNO | Mustang | 230 | Wind, Onshore |  |  | 0 | 0 | 0 | 0 | 0 | 0 | 0 | 0 | 0 | 0 | 0 | 0 | 0 | 0 | 0 | 0 | 0 | 0 | 0 | 0 | 0 | 0 | 0 | 0 | 0 | 0 | 0 | 0
SCE Northern | Neenach | 66 | Wind, Onshore |  |  | 0 | 0 | 0 | 0 | 0 | 0 | 0 | 0 | 0 | 0 | 0 | 0 | 0 | 0 | 0 | 0 | 0 | 0 | 0 | 0 | 0 | 0 | 0 | 0 | 0 | 0 | 0 | 0
PG&E KERN | New Sub - Gates - Midway (Proposed) | 230 | Wind, Onshore |  |  | 0 | 0 | 0 | 0 | 0 | 0 | 0 | 0 | 0 | 0 | 0 | 0 | 0 | 0 | 0 | 0 | 0 | 0 | 0 | 0 | 0 | 0 | 0 | 0 | 0 | 0 | 0 | 0
PG&E KERN | New Sub - Gates - Templeton (Proposed) | 230 | Wind, Onshore |  |  | 0 | 0 | 0 | 0 | 0 | 0 | 0 | 0 | 0 | 0 | 0 | 0 | 0 | 0 | 0 | 0 | 0 | 0 | 0 | 0 | 0 | 0 | 0 | 0 | 0 | 0 | 0 | 0
SCE NOL | New Sub - Kramer - Lugo (Proposed) | 230 | Wind, Onshore |  |  | 0 | 0 | 0 | 0 | 0 | 0 | 0 | 0 | 0 | 0 | 0 | 0 | 0 | 0 | 0 | 0 | 0 | 0 | 0 | 0 | 0 | 0 | 0 | 0 | 0 | 0 | 0 | 0
PG&E FRESNO | New Sub - Los Banos - Midway (Proposed) | 500 | Wind, Onshore |  |  | 0 | 0 | 0 | 0 | 0 | 0 | 0 | 0 | 0 | 0 | 0 | 0 | 0 | 0 | 0 | 0 | 0 | 0 | 0 | 0 | 0 | 0 | 0 | 0 | 0 | 0 | 0 | 0
SCE NOL | New Sub - Lugo - Pisgah (Proposed) | 230 | Wind, Onshore |  |  | 1 | 0 | 0 | 0 | 0 | 0 | 0 | 0 | 0 | 0 | 0 | 0 | 0 | 150 | 0 | 150 | 0 | 0 | 0 | 150 | 0 | 150 | 150 | 0 | 150 | 150 | 0 | 150
PG&E KERN | New Sub - Midway - Wheeler Ridge (Proposed) | 230 | Wind, Onshore |  |  | 0 | 0 | 0 | 0 | 0 | 0 | 0 | 0 | 0 | 0 | 0 | 0 | 0 | 0 | 0 | 0 | 0 | 0 | 0 | 0 | 0 | 0 | 0 | 0 | 0 | 0 | 0 | 0
PG&E NGBA | New Sub - Near existing Leavitt (PSREC) | 345 | Wind, Onshore | YES | Northern CA Wind Mapped to NVE area | 1 | 0 | 0 | 0 | 0 | 0 | 0 | 0 | 0 | 0 | 0 | 0 | 0 | 300 | 0 | 300 | 0 | 0 | 0 | 300 | 0 | 300 | 300 | 0 | 300 | 300 | 0 | 300
PG&E NGBA | New Sub - Near existing Madeline (NVE) | 345 | Wind, Onshore | YES | Northern CA Wind Mapped to NVE area | 1 | 0 | 0 | 0 | 0 | 0 | 0 | 0 | 0 | 0 | 0 | 0 | 0 | 631.1 | 0 | 631.1 | 0 | 0 | 0 | 631.1 | 0 | 631.1 | 631.1 | 0 | 631.1 | 631.1 | 0 | 631.1
SDGE | New Sub - North Gila - IV (Proposed) | 500 | Wind, Onshore |  |  | 0 | 0 | 0 | 0 | 0 | 0 | 0 | 0 | 0 | 0 | 0 | 0 | 0 | 0 | 0 | 0 | 0 | 0 | 0 | 0 | 0 | 0 | 0 | 0 | 0 | 0 | 0 | 0
PG&E NGBA | New Sub - Pit 1 - Cottonwood (Proposed) | 230 | Wind, Onshore |  |  | 1 | 0 | 0 | 0 | 0 | 0 | 0 | 0 | 0 | 0 | 0 | 0 | 0 | 200 | 6 | 206 | 0 | 0 | 0 | 200 | 6 | 206 | 200 | 6 | 206 | 200 | 6 | 206
PG&E GBA | New Sub - Rancho Seco - Bellota (Proposed) | 230 | Wind, Onshore |  |  | 0 | 0 | 0 | 0 | 0 | 0 | 0 | 0 | 0 | 0 | 0 | 0 | 0 | 0 | 0 | 0 | 0 | 0 | 0 | 0 | 0 | 0 | 0 | 0 | 0 | 0 | 0 | 0
SDGE | New Sub - Suncrest - Ocotillo (Proposed) | 500 | Wind, Onshore |  |  | 1 | 0 | 0 | 0 | 0 | 0 | 0 | 0 | 0 | 0 | 0 | 0 | 0 | 300 | 100 | 400 | 0 | 0 | 0 | 300 | 100 | 400 | 300 | 100 | 400 | 300 | 100 | 400
PG&E FRESNO | New Sub - Westley - Quinto (Proposed) | 230 | Wind, Onshore |  |  | 0 | 0 | 0 | 0 | 0 | 0 | 0 | 0 | 0 | 0 | 0 | 0 | 0 | 0 | 0 | 0 | 0 | 0 | 0 | 0 | 0 | 0 | 0 | 0 | 0 | 0 | 0 | 0
PG&E GBA | Newark | 115 | Wind, Onshore |  |  | 0 | 0 | 0 | 0 | 0 | 0 | 0 | 0 | 0 | 0 | 0 | 0 | 0 | 0 | 0 | 0 | 0 | 0 | 0 | 0 | 0 | 0 | 0 | 0 | 0 | 0 | 0 | 0
PG&E GBA | Newark | 230 | Wind, Onshore |  |  | 0 | 0 | 0 | 0 | 0 | 0 | 0 | 0 | 0 | 0 | 0 | 0 | 0 | 0 | 0 | 0 | 0 | 0 | 0 | 0 | 0 | 0 | 0 | 0 | 0 | 0 | 0 | 0
PG&E GBA | Newark | 60 | Wind, Onshore |  |  | 0 | 0 | 0 | 0 | 0 | 0 | 0 | 0 | 0 | 0 | 0 | 0 | 0 | 0 | 0 | 0 | 0 | 0 | 0 | 0 | 0 | 0 | 0 | 0 | 0 | 0 | 0 | 0
PG&E FRESNO | Newhall | 115 | Wind, Onshore |  |  | 0 | 0 | 0 | 0 | 0 | 0 | 0 | 0 | 0 | 0 | 0 | 0 | 0 | 0 | 0 | 0 | 0 | 0 | 0 | 0 | 0 | 0 | 0 | 0 | 0 | 0 | 0 | 0
PG&E KERN | Norco | 115 | Wind, Onshore |  |  | 0 | 0 | 0 | 0 | 0 | 0 | 0 | 0 | 0 | 0 | 0 | 0 | 0 | 0 | 0 | 0 | 0 | 0 | 0 | 0 | 0 | 0 | 0 | 0 | 0 | 0 | 0 | 0
PG&E GBA | Nortech | 115 | Wind, Onshore |  |  | 0 | 0 | 0 | 0 | 0 | 0 | 0 | 0 | 0 | 0 | 0 | 0 | 0 | 0 | 0 | 0 | 0 | 0 | 0 | 0 | 0 | 0 | 0 | 0 | 0 | 0 | 0 | 0
SDGE | North City Metering | 138 | Wind, Onshore |  |  | 0 | 0 | 0 | 0 | 0 | 0 | 0 | 0 | 0 | 0 | 0 | 0 | 0 | 0 | 0 | 0 | 0 | 0 | 0 | 0 | 0 | 0 | 0 | 0 | 0 | 0 | 0 | 0
PG&E GBA | North Dublin | 230 | Wind, Onshore |  |  | 0 | 0 | 0 | 0 | 0 | 0 | 0 | 0 | 0 | 0 | 0 | 0 | 0 | 0 | 0 | 0 | 0 | 0 | 0 | 0 | 0 | 0 | 0 | 0 | 0 | 0 | 0 | 0
SDGE | North Gila | 500 | Wind, Onshore |  |  | 0 | 0 | 0 | 0 | 0 | 0 | 0 | 0 | 0 | 0 | 0 | 0 | 0 | 0 | 0 | 0 | 0 | 0 | 0 | 0 | 0 | 0 | 0 | 0 | 0 | 0 | 0 | 0
SCE Metro | North of SONGS | 230 | Wind, Onshore |  |  | 0 | 0 | 0 | 0 | 0 | 0 | 0 | 0 | 0 | 0 | 0 | 0 | 0 | 0 | 0 | 0 | 0 | 0 | 0 | 0 | 0 | 0 | 0 | 0 | 0 | 0 | 0 | 0
SCE Metro | North of SONGS | 500 | Wind, Onshore |  |  | 0 | 0 | 0 | 0 | 0 | 0 | 0 | 0 | 0 | 0 | 0 | 0 | 0 | 0 | 0 | 0 | 0 | 0 | 0 | 0 | 0 | 0 | 0 | 0 | 0 | 0 | 0 | 0
PG&E NGBA | Notre Dame | 115 | Wind, Onshore |  |  | 0 | 0 | 0 | 0 | 0 | 0 | 0 | 0 | 0 | 0 | 0 | 0 | 0 | 0 | 0 | 0 | 0 | 0 | 0 | 0 | 0 | 0 | 0 | 0 | 0 | 0 | 0 | 0
PG&E GBA | Oakland C | 115 | Wind, Onshore |  |  | 0 | 0 | 0 | 0 | 0 | 0 | 0 | 0 | 0 | 0 | 0 | 0 | 0 | 0 | 0 | 0 | 0 | 0 | 0 | 0 | 0 | 0 | 0 | 0 | 0 | 0 | 0 | 0
PG&E GBA | Oakland J | 115 | Wind, Onshore |  |  | 0 | 0 | 0 | 0 | 0 | 0 | 0 | 0 | 0 | 0 | 0 | 0 | 0 | 0 | 0 | 0 | 0 | 0 | 0 | 0 | 0 | 0 | 0 | 0 | 0 | 0 | 0 | 0
PG&E GBA | Oakland L | 115 | Wind, Onshore |  |  | 0 | 0 | 0 | 0 | 0 | 0 | 0 | 0 | 0 | 0 | 0 | 0 | 0 | 0 | 0 | 0 | 0 | 0 | 0 | 0 | 0 | 0 | 0 | 0 | 0 | 0 | 0 | 0
PG&E GBA | Oakland X | 115 | Wind, Onshore |  |  | 0 | 0 | 0 | 0 | 0 | 0 | 0 | 0 | 0 | 0 | 0 | 0 | 0 | 0 | 0 | 0 | 0 | 0 | 0 | 0 | 0 | 0 | 0 | 0 | 0 | 0 | 0 | 0
SDGE | Ocean Ranch | 69 | Wind, Onshore |  |  | 0 | 0 | 0 | 0 | 0 | 0 | 0 | 0 | 0 | 0 | 0 | 0 | 0 | 0 | 0 | 0 | 0 | 0 | 0 | 0 | 0 | 0 | 0 | 0 | 0 | 0 | 0 | 0
PG&E KERN | Oceano | 115 | Wind, Onshore |  |  | 0 | 0 | 0 | 0 | 0 | 0 | 0 | 0 | 0 | 0 | 0 | 0 | 0 | 0 | 0 | 0 | 0 | 0 | 0 | 0 | 0 | 0 | 0 | 0 | 0 | 0 | 0 | 0
SDGE | Ocotillo Express | 500 | Wind, Onshore |  |  | 0 | 0 | 0 | 0 | 0 | 0 | 0 | 0 | 0 | 0 | 0 | 0 | 0 | 0 | 0 | 0 | 0 | 0 | 0 | 0 | 0 | 0 | 0 | 0 | 0 | 0 | 0 | 0
PG&E KERN | Old River | 70 | Wind, Onshore |  |  | 0 | 0 | 0 | 0 | 0 | 0 | 0 | 0 | 0 | 0 | 0 | 0 | 0 | 0 | 0 | 0 | 0 | 0 | 0 | 0 | 0 | 0 | 0 | 0 | 0 | 0 | 0 | 0
SDGE | Old Town | 230 | Wind, Onshore |  |  | 0 | 0 | 0 | 0 | 0 | 0 | 0 | 0 | 0 | 0 | 0 | 0 | 0 | 0 | 0 | 0 | 0 | 0 | 0 | 0 | 0 | 0 | 0 | 0 | 0 | 0 | 0 | 0
SCE Metro | Olinda | 230 | Wind, Onshore |  |  | 0 | 0 | 0 | 0 | 0 | 0 | 0 | 0 | 0 | 0 | 0 | 0 | 0 | 0 | 0 | 0 | 0 | 0 | 0 | 0 | 0 | 0 | 0 | 0 | 0 | 0 | 0 | 0
PG&E FRESNO | Olive | 115 | Wind, Onshore |  |  | 0 | 0 | 0 | 0 | 0 | 0 | 0 | 0 | 0 | 0 | 0 | 0 | 0 | 0 | 0 | 0 | 0 | 0 | 0 | 0 | 0 | 0 | 0 | 0 | 0 | 0 | 0 | 0
PG&E NGBA | Olivehurst | 115 | Wind, Onshore |  |  | 0 | 0 | 0 | 0 | 0 | 0 | 0 | 0 | 0 | 0 | 0 | 0 | 0 | 0 | 0 | 0 | 0 | 0 | 0 | 0 | 0 | 0 | 0 | 0 | 0 | 0 | 0 | 0
PG&E NGBA | Oregon Trail | 60 | Wind, Onshore |  |  | 0 | 0 | 0 | 0 | 0 | 0 | 0 | 0 | 0 | 0 | 0 | 0 | 0 | 0 | 0 | 0 | 0 | 0 | 0 | 0 | 0 | 0 | 0 | 0 | 0 | 0 | 0 | 0
SCE Northern | Ormond Beach | 230 | Wind, Onshore |  |  | 0 | 0 | 0 | 0 | 0 | 0 | 0 | 0 | 0 | 0 | 0 | 0 | 0 | 0 | 0 | 0 | 0 | 0 | 0 | 0 | 0 | 0 | 0 | 0 | 0 | 0 | 0 | 0
PG&E FRESNO | Oro Loma | 115 | Wind, Onshore |  |  | 0 | 0 | 0 | 0 | 0 | 0 | 0 | 0 | 0 | 0 | 0 | 0 | 0 | 0 | 0 | 0 | 0 | 0 | 0 | 0 | 0 | 0 | 0 | 0 | 0 | 0 | 0 | 0
PG&E FRESNO | Oro Loma | 70 | Wind, Onshore |  |  | 0 | 0 | 0 | 0 | 0 | 0 | 0 | 0 | 0 | 0 | 0 | 0 | 0 | 0 | 0 | 0 | 0 | 0 | 0 | 0 | 0 | 0 | 0 | 0 | 0 | 0 | 0 | 0
PG&E FRESNO | Orosi | 70 | Wind, Onshore |  |  | 0 | 0 | 0 | 0 | 0 | 0 | 0 | 0 | 0 | 0 | 0 | 0 | 0 | 0 | 0 | 0 | 0 | 0 | 0 | 0 | 0 | 0 | 0 | 0 | 0 | 0 | 0 | 0
SDGE | Otay | 69 | Wind, Onshore |  |  | 0 | 0 | 0 | 0 | 0 | 0 | 0 | 0 | 0 | 0 | 0 | 0 | 0 | 0 | 0 | 0 | 0 | 0 | 0 | 0 | 0 | 0 | 0 | 0 | 0 | 0 | 0 | 0
SDGE | Otay Mesa | 230 | Wind, Onshore |  |  | 0 | 0 | 0 | 0 | 0 | 0 | 0 | 0 | 0 | 0 | 0 | 0 | 0 | 0 | 0 | 0 | 0 | 0 | 0 | 0 | 0 | 0 | 0 | 0 | 0 | 0 | 0 | 0
PG&E FRESNO | Padre Flats SW STA | 230 | Wind, Onshore |  |  | 0 | 0 | 0 | 0 | 0 | 0 | 0 | 0 | 0 | 0 | 0 | 0 | 0 | 0 | 0 | 0 | 0 | 0 | 0 | 0 | 0 | 0 | 0 | 0 | 0 | 0 | 0 | 0
EOP | Pahrump | 138 | Wind, Onshore |  |  | 0 | 0 | 0 | 0 | 0 | 0 | 0 | 0 | 0 | 0 | 0 | 0 | 0 | 0 | 0 | 0 | 0 | 0 | 0 | 0 | 0 | 0 | 0 | 0 | 0 | 0 | 0 | 0
EOP | Pahrump | 230 | Wind, Onshore |  |  | 0 | 0 | 0 | 0 | 0 | 0 | 0 | 0 | 0 | 0 | 0 | 0 | 0 | 0 | 0 | 0 | 0 | 0 | 0 | 0 | 0 | 0 | 0 | 0 | 0 | 0 | 0 | 0
SDGE | Pala | 69 | Wind, Onshore |  |  | 0 | 0 | 0 | 0 | 0 | 0 | 0 | 0 | 0 | 0 | 0 | 0 | 0 | 0 | 0 | 0 | 0 | 0 | 0 | 0 | 0 | 0 | 0 | 0 | 0 | 0 | 0 | 0
PG&E NGBA | Palermo | 115 | Wind, Onshore |  |  | 0 | 0 | 0 | 0 | 0 | 0 | 0 | 0 | 0 | 0 | 0 | 0 | 0 | 0 | 0 | 0 | 0 | 0 | 0 | 0 | 0 | 0 | 0 | 0 | 0 | 0 | 0 | 0
PG&E NGBA | Palermo | 230 | Wind, Onshore |  |  | 0 | 0 | 0 | 0 | 0 | 0 | 0 | 0 | 0 | 0 | 0 | 0 | 0 | 0 | 0 | 0 | 0 | 0 | 0 | 0 | 0 | 0 | 0 | 0 | 0 | 0 | 0 | 0
SCE Eastern | Palo Verde | 500 | Wind, Onshore |  |  | 0 | 0 | 0 | 0 | 0 | 0 | 0 | 0 | 0 | 0 | 0 | 0 | 0 | 0 | 0 | 0 | 0 | 0 | 0 | 0 | 0 | 0 | 0 | 0 | 0 | 0 | 0 | 0
SDGE | Palomar Energy | 230 | Wind, Onshore |  |  | 0 | 0 | 0 | 0 | 0 | 0 | 0 | 0 | 0 | 0 | 0 | 0 | 0 | 0 | 0 | 0 | 0 | 0 | 0 | 0 | 0 | 0 | 0 | 0 | 0 | 0 | 0 | 0
PG&E KERN | Panama | 70 | Wind, Onshore |  |  | 0 | 0 | 0 | 0 | 0 | 0 | 0 | 0 | 0 | 0 | 0 | 0 | 0 | 0 | 0 | 0 | 0 | 0 | 0 | 0 | 0 | 0 | 0 | 0 | 0 | 0 | 0 | 0
PG&E FRESNO | Panoche | 115 | Wind, Onshore |  |  | 0 | 0 | 0 | 0 | 0 | 0 | 0 | 0 | 0 | 0 | 0 | 0 | 0 | 0 | 0 | 0 | 0 | 0 | 0 | 0 | 0 | 0 | 0 | 0 | 0 | 0 | 0 | 0
PG&E FRESNO | Panoche | 230 | Wind, Onshore |  |  | 0 | 0 | 0 | 0 | 0 | 0 | 0 | 0 | 0 | 0 | 0 | 0 | 0 | 0 | 0 | 0 | 0 | 0 | 0 | 0 | 0 | 0 | 0 | 0 | 0 | 0 | 0 | 0
SCE Northern | Pardee | 230 | Wind, Onshore |  |  | 0 | 0 | 0 | 0 | 0 | 0 | 0 | 0 | 0 | 0 | 0 | 0 | 0 | 0 | 0 | 0 | 0 | 0 | 0 | 0 | 0 | 0 | 0 | 0 | 0 | 0 | 0 | 0
PG&E NGBA | Parkway | 230 | Wind, Onshore |  |  | 0 | 0 | 0 | 0 | 0 | 0 | 0 | 0 | 0 | 0 | 0 | 0 | 0 | 0 | 0 | 0 | 0 | 0 | 0 | 0 | 0 | 0 | 0 | 0 | 0 | 0 | 0 | 0
SCE Northern | Pastoria | 230 | Wind, Onshore |  |  | 0 | 0 | 0 | 0 | 0 | 0 | 0 | 0 | 0 | 0 | 0 | 0 | 0 | 0 | 0 | 0 | 0 | 0 | 0 | 0 | 0 | 0 | 0 | 0 | 0 | 0 | 0 | 0
SCE Metro | Pauda | 230 | Wind, Onshore |  |  | 0 | 0 | 0 | 0 | 0 | 0 | 0 | 0 | 0 | 0 | 0 | 0 | 0 | 0 | 0 | 0 | 0 | 0 | 0 | 0 | 0 | 0 | 0 | 0 | 0 | 0 | 0 | 0
PG&E GBA | Paul Sweet | 115 | Wind, Onshore |  |  | 0 | 0 | 0 | 0 | 0 | 0 | 0 | 0 | 0 | 0 | 0 | 0 | 0 | 0 | 0 | 0 | 0 | 0 | 0 | 0 | 0 | 0 | 0 | 0 | 0 | 0 | 0 | 0
PG&E NGBA | Peabody | 230 | Wind, Onshore |  |  | 0 | 0 | 0 | 0 | 0 | 0 | 0 | 0 | 0 | 0 | 0 | 0 | 0 | 0 | 0 | 0 | 0 | 0 | 0 | 0 | 0 | 0 | 0 | 0 | 0 | 0 | 0 | 0
PG&E NGBA | Pease | 115 | Wind, Onshore |  |  | 0 | 0 | 0 | 0 | 0 | 0 | 0 | 0 | 0 | 0 | 0 | 0 | 0 | 0 | 0 | 0 | 0 | 0 | 0 | 0 | 0 | 0 | 0 | 0 | 0 | 0 | 0 | 0
PG&E NGBA | Pease | 60 | Wind, Onshore |  |  | 0 | 0 | 0 | 0 | 0 | 0 | 0 | 0 | 0 | 0 | 0 | 0 | 0 | 0 | 0 | 0 | 0 | 0 | 0 | 0 | 0 | 0 | 0 | 0 | 0 | 0 | 0 | 0
SDGE | Penasquitos | 138 | Wind, Onshore |  |  | 0 | 0 | 0 | 0 | 0 | 0 | 0 | 0 | 0 | 0 | 0 | 0 | 0 | 0 | 0 | 0 | 0 | 0 | 0 | 0 | 0 | 0 | 0 | 0 | 0 | 0 | 0 | 0
SDGE | Penasquitos | 230 | Wind, Onshore |  |  | 0 | 0 | 0 | 0 | 0 | 0 | 0 | 0 | 0 | 0 | 0 | 0 | 0 | 0 | 0 | 0 | 0 | 0 | 0 | 0 | 0 | 0 | 0 | 0 | 0 | 0 | 0 | 0
SDGE | Penasquitos | 69 | Wind, Onshore |  |  | 0 | 0 | 0 | 0 | 0 | 0 | 0 | 0 | 0 | 0 | 0 | 0 | 0 | 0 | 0 | 0 | 0 | 0 | 0 | 0 | 0 | 0 | 0 | 0 | 0 | 0 | 0 | 0
SDGE | Pendleton | 69 | Wind, Onshore |  |  | 0 | 0 | 0 | 0 | 0 | 0 | 0 | 0 | 0 | 0 | 0 | 0 | 0 | 0 | 0 | 0 | 0 | 0 | 0 | 0 | 0 | 0 | 0 | 0 | 0 | 0 | 0 | 0
PG&E NGBA | Penngrove | 115 | Wind, Onshore |  |  | 0 | 0 | 0 | 0 | 0 | 0 | 0 | 0 | 0 | 0 | 0 | 0 | 0 | 0 | 0 | 0 | 0 | 0 | 0 | 0 | 0 | 0 | 0 | 0 | 0 | 0 | 0 | 0
PG&E GBA | Peoria | 115 | Wind, Onshore |  |  | 0 | 0 | 0 | 0 | 0 | 0 | 0 | 0 | 0 | 0 | 0 | 0 | 0 | 0 | 0 | 0 | 0 | 0 | 0 | 0 | 0 | 0 | 0 | 0 | 0 | 0 | 0 | 0
PG&E GBA | Piercy | 115 | Wind, Onshore |  |  | 0 | 0 | 0 | 0 | 0 | 0 | 0 | 0 | 0 | 0 | 0 | 0 | 0 | 0 | 0 | 0 | 0 | 0 | 0 | 0 | 0 | 0 | 0 | 0 | 0 | 0 | 0 | 0
PG&E FRESNO | Pine Flat | 230 | Wind, Onshore |  |  | 0 | 0 | 0 | 0 | 0 | 0 | 0 | 0 | 0 | 0 | 0 | 0 | 0 | 0 | 0 | 0 | 0 | 0 | 0 | 0 | 0 | 0 | 0 | 0 | 0 | 0 | 0 | 0
SCE NOL | Pisgah | 230 | Wind, Onshore |  |  | 0 | 0 | 0 | 0 | 0 | 0 | 0 | 0 | 0 | 0 | 0 | 0 | 0 | 0 | 0 | 0 | 0 | 0 | 0 | 0 | 0 | 0 | 0 | 0 | 0 | 0 | 0 | 0
PG&E NGBA | Pit 1 | 230 | Wind, Onshore |  |  | 0 | 0 | 0 | 0 | 0 | 0 | 0 | 0 | 0 | 0 | 0 | 0 | 0 | 0 | 0 | 0 | 0 | 0 | 0 | 0 | 0 | 0 | 0 | 0 | 0 | 0 | 0 | 0
PG&E NGBA | Pit 1 | 60 | Wind, Onshore |  |  | 0 | 0 | 0 | 0 | 0 | 0 | 0 | 0 | 0 | 0 | 0 | 0 | 0 | 0 | 0 | 0 | 0 | 0 | 0 | 0 | 0 | 0 | 0 | 0 | 0 | 0 | 0 | 0
PG&E NGBA | Pit 3 | 230 | Wind, Onshore |  |  | 0 | 0 | 0 | 0 | 0 | 0 | 0 | 0 | 0 | 0 | 0 | 0 | 0 | 0 | 0 | 0 | 0 | 0 | 0 | 0 | 0 | 0 | 0 | 0 | 0 | 0 | 0 | 0
PG&E NGBA | Pit 4 | 230 | Wind, Onshore |  |  | 0 | 0 | 0 | 0 | 0 | 0 | 0 | 0 | 0 | 0 | 0 | 0 | 0 | 0 | 0 | 0 | 0 | 0 | 0 | 0 | 0 | 0 | 0 | 0 | 0 | 0 | 0 | 0
PG&E GBA | Pittsburg | 115 | Wind, Onshore |  |  | 0 | 0 | 0 | 0 | 0 | 0 | 0 | 0 | 0 | 0 | 0 | 0 | 0 | 0 | 0 | 0 | 0 | 0 | 0 | 0 | 0 | 0 | 0 | 0 | 0 | 0 | 0 | 0
PG&E GBA | Pittsburg | 230 | Wind, Onshore |  |  | 0 | 0 | 0 | 0 | 0 | 0 | 0 | 0 | 0 | 0 | 0 | 0 | 0 | 0 | 0 | 0 | 0 | 0 | 0 | 0 | 0 | 0 | 0 | 0 | 0 | 0 | 0 | 0
PG&E NGBA | Pleasant Grove | 115 | Wind, Onshore |  |  | 0 | 0 | 0 | 0 | 0 | 0 | 0 | 0 | 0 | 0 | 0 | 0 | 0 | 0 | 0 | 0 | 0 | 0 | 0 | 0 | 0 | 0 | 0 | 0 | 0 | 0 | 0 | 0
PG&E NGBA | POE | 230 | Wind, Onshore |  |  | 0 | 0 | 0 | 0 | 0 | 0 | 0 | 0 | 0 | 0 | 0 | 0 | 0 | 0 | 0 | 0 | 0 | 0 | 0 | 0 | 0 | 0 | 0 | 0 | 0 | 0 | 0 | 0
SDGE | Point Loma | 69 | Wind, Onshore |  |  | 0 | 0 | 0 | 0 | 0 | 0 | 0 | 0 | 0 | 0 | 0 | 0 | 0 | 0 | 0 | 0 | 0 | 0 | 0 | 0 | 0 | 0 | 0 | 0 | 0 | 0 | 0 | 0
SDGE | Pomerado | 69 | Wind, Onshore |  |  | 0 | 0 | 0 | 0 | 0 | 0 | 0 | 0 | 0 | 0 | 0 | 0 | 0 | 0 | 0 | 0 | 0 | 0 | 0 | 0 | 0 | 0 | 0 | 0 | 0 | 0 | 0 | 0
PG&E KERN | Poso Mountain | 115 | Wind, Onshore |  |  | 0 | 0 | 0 | 0 | 0 | 0 | 0 | 0 | 0 | 0 | 0 | 0 | 0 | 0 | 0 | 0 | 0 | 0 | 0 | 0 | 0 | 0 | 0 | 0 | 0 | 0 | 0 | 0
EOP | Primm | 230 | Wind, Onshore |  |  | 0 | 0 | 0 | 0 | 0 | 0 | 0 | 0 | 0 | 0 | 0 | 0 | 0 | 0 | 0 | 0 | 0 | 0 | 0 | 0 | 0 | 0 | 0 | 0 | 0 | 0 | 0 | 0
PG&E NGBA | Putah Creek | 115 | Wind, Onshore |  |  | 0 | 0 | 0 | 0 | 0 | 0 | 0 | 0 | 0 | 0 | 0 | 0 | 0 | 0 | 0 | 0 | 0 | 0 | 0 | 0 | 0 | 0 | 0 | 0 | 0 | 0 | 0 | 0
SDGE | Q1806 | 138 | Wind, Onshore |  |  | 0 | 0 | 0 | 0 | 0 | 0 | 0 | 0 | 0 | 0 | 0 | 0 | 0 | 0 | 0 | 0 | 0 | 0 | 0 | 0 | 0 | 0 | 0 | 0 | 0 | 0 | 0 | 0
PG&E FRESNO | Quinto | 230 | Wind, Onshore |  |  | 0 | 0 | 0 | 0 | 0 | 0 | 0 | 0 | 0 | 0 | 0 | 0 | 0 | 0 | 0 | 0 | 0 | 0 | 0 | 0 | 0 | 0 | 0 | 0 | 0 | 0 | 0 | 0
PG&E GBA | Race Track | 115 | Wind, Onshore |  |  | 0 | 0 | 0 | 0 | 0 | 0 | 0 | 0 | 0 | 0 | 0 | 0 | 0 | 0 | 0 | 0 | 0 | 0 | 0 | 0 | 0 | 0 | 0 | 0 | 0 | 0 | 0 | 0
SDGE | Rancho Mission Viejo | 138 | Wind, Onshore |  |  | 0 | 0 | 0 | 0 | 0 | 0 | 0 | 0 | 0 | 0 | 0 | 0 | 0 | 0 | 0 | 0 | 0 | 0 | 0 | 0 | 0 | 0 | 0 | 0 | 0 | 0 | 0 | 0
PG&E GBA | Rancho Seco | 230 | Wind, Onshore |  |  | 0 | 0 | 0 | 0 | 0 | 0 | 0 | 0 | 0 | 0 | 0 | 0 | 0 | 0 | 0 | 0 | 0 | 0 | 0 | 0 | 0 | 0 | 0 | 0 | 0 | 0 | 0 | 0
SCE Metro | Rancho Vista | 230 | Wind, Onshore |  |  | 0 | 0 | 0 | 0 | 0 | 0 | 0 | 0 | 0 | 0 | 0 | 0 | 0 | 0 | 0 | 0 | 0 | 0 | 0 | 0 | 0 | 0 | 0 | 0 | 0 | 0 | 0 | 0
SCE Metro | Rancho Vista | 500 | Wind, Onshore |  |  | 0 | 0 | 0 | 0 | 0 | 0 | 0 | 0 | 0 | 0 | 0 | 0 | 0 | 0 | 0 | 0 | 0 | 0 | 0 | 0 | 0 | 0 | 0 | 0 | 0 | 0 | 0 | 0
SCE NOL | Ransburg | 115 | Wind, Onshore |  |  | 0 | 0 | 0 | 0 | 0 | 0 | 0 | 0 | 0 | 0 | 0 | 0 | 0 | 0 | 0 | 0 | 0 | 0 | 0 | 0 | 0 | 0 | 0 | 0 | 0 | 0 | 0 | 0
PG&E GBA | Ravenswood | 115 | Wind, Onshore |  |  | 0 | 0 | 0 | 0 | 0 | 0 | 0 | 0 | 0 | 0 | 0 | 0 | 0 | 0 | 0 | 0 | 0 | 0 | 0 | 0 | 0 | 0 | 0 | 0 | 0 | 0 | 0 | 0
PG&E GBA | Ravenswood | 230 | Wind, Onshore |  |  | 0 | 0 | 0 | 0 | 0 | 0 | 0 | 0 | 0 | 0 | 0 | 0 | 0 | 0 | 0 | 0 | 0 | 0 | 0 | 0 | 0 | 0 | 0 | 0 | 0 | 0 | 0 | 0
SCE Northern | Rector | 230 | Wind, Onshore |  |  | 0 | 0 | 0 | 0 | 0 | 0 | 0 | 0 | 0 | 0 | 0 | 0 | 0 | 0 | 0 | 0 | 0 | 0 | 0 | 0 | 0 | 0 | 0 | 0 | 0 | 0 | 0 | 0
SCE Eastern | Red Bluff | 230 | Wind, Onshore |  |  | 0 | 0 | 0 | 0 | 0 | 0 | 0 | 0 | 0 | 0 | 0 | 0 | 0 | 0 | 0 | 0 | 0 | 0 | 0 | 0 | 0 | 0 | 0 | 0 | 0 | 0 | 0 | 0
SCE Eastern | Red Bluff | 500 | Wind, Onshore |  |  | 0 | 0 | 0 | 0 | 0 | 0 | 0 | 0 | 0 | 0 | 0 | 0 | 0 | 0 | 0 | 0 | 0 | 0 | 0 | 0 | 0 | 0 | 0 | 0 | 0 | 0 | 0 | 0
PG&E NGBA | Redbud | 115 | Wind, Onshore |  |  | 0 | 0 | 0 | 0 | 0 | 0 | 0 | 0 | 0 | 0 | 0 | 0 | 0 | 0 | 0 | 0 | 0 | 0 | 0 | 0 | 0 | 0 | 0 | 0 | 0 | 0 | 0 | 0
SCE Metro | Redondo | 230 | Wind, Onshore |  |  | 0 | 0 | 0 | 0 | 0 | 0 | 0 | 0 | 0 | 0 | 0 | 0 | 0 | 0 | 0 | 0 | 0 | 0 | 0 | 0 | 0 | 0 | 0 | 0 | 0 | 0 | 0 | 0
PG&E FRESNO | Reedley | 115 | Wind, Onshore |  |  | 0 | 0 | 0 | 0 | 0 | 0 | 0 | 0 | 0 | 0 | 0 | 0 | 0 | 0 | 0 | 0 | 0 | 0 | 0 | 0 | 0 | 0 | 0 | 0 | 0 | 0 | 0 | 0
PG&E KERN | Renfro | 115 | Wind, Onshore |  |  | 0 | 0 | 0 | 0 | 0 | 0 | 0 | 0 | 0 | 0 | 0 | 0 | 0 | 0 | 0 | 0 | 0 | 0 | 0 | 0 | 0 | 0 | 0 | 0 | 0 | 0 | 0 | 0
PG&E GBA | Richmond R | 115 | Wind, Onshore |  |  | 0 | 0 | 0 | 0 | 0 | 0 | 0 | 0 | 0 | 0 | 0 | 0 | 0 | 0 | 0 | 0 | 0 | 0 | 0 | 0 | 0 | 0 | 0 | 0 | 0 | 0 | 0 | 0
PG&E NGBA | Rincon | 115 | Wind, Onshore |  |  | 0 | 0 | 0 | 0 | 0 | 0 | 0 | 0 | 0 | 0 | 0 | 0 | 0 | 0 | 0 | 0 | 0 | 0 | 0 | 0 | 0 | 0 | 0 | 0 | 0 | 0 | 0 | 0
PG&E KERN | Rio Bravo | 115 | Wind, Onshore |  |  | 0 | 0 | 0 | 0 | 0 | 0 | 0 | 0 | 0 | 0 | 0 | 0 | 0 | 0 | 0 | 0 | 0 | 0 | 0 | 0 | 0 | 0 | 0 | 0 | 0 | 0 | 0 | 0
SCE Metro | Rio Hondo | 230 | Wind, Onshore |  |  | 0 | 0 | 0 | 0 | 0 | 0 | 0 | 0 | 0 | 0 | 0 | 0 | 0 | 0 | 0 | 0 | 0 | 0 | 0 | 0 | 0 | 0 | 0 | 0 | 0 | 0 | 0 | 0
PG&E NGBA | Rio Oso | 115 | Wind, Onshore |  |  | 0 | 0 | 0 | 0 | 0 | 0 | 0 | 0 | 0 | 0 | 0 | 0 | 0 | 0 | 0 | 0 | 0 | 0 | 0 | 0 | 0 | 0 | 0 | 0 | 0 | 0 | 0 | 0
PG&E NGBA | Rio Oso | 230 | Wind, Onshore |  |  | 0 | 0 | 0 | 0 | 0 | 0 | 0 | 0 | 0 | 0 | 0 | 0 | 0 | 0 | 0 | 0 | 0 | 0 | 0 | 0 | 0 | 0 | 0 | 0 | 0 | 0 | 0 | 0
PG&E GBA | Ripon | 115 | Wind, Onshore |  |  | 0 | 0 | 0 | 0 | 0 | 0 | 0 | 0 | 0 | 0 | 0 | 0 | 0 | 0 | 0 | 0 | 0 | 0 | 0 | 0 | 0 | 0 | 0 | 0 | 0 | 0 | 0 | 0
PG&E GBA | Riverbank | 115 | Wind, Onshore |  |  | 0 | 0 | 0 | 0 | 0 | 0 | 0 | 0 | 0 | 0 | 0 | 0 | 0 | 0 | 0 | 0 | 0 | 0 | 0 | 0 | 0 | 0 | 0 | 0 | 0 | 0 | 0 | 0
SCE NOL | Roadway | 115 | Wind, Onshore |  |  | 0 | 0 | 0 | 0 | 0 | 0 | 0 | 0 | 0 | 0 | 0 | 0 | 0 | 0 | 0 | 0 | 0 | 0 | 0 | 0 | 0 | 0 | 0 | 0 | 0 | 0 | 0 | 0
PG&E NGBA | Rock Creek 1 | 230 | Wind, Onshore |  |  | 0 | 0 | 0 | 0 | 0 | 0 | 0 | 0 | 0 | 0 | 0 | 0 | 0 | 0 | 0 | 0 | 0 | 0 | 0 | 0 | 0 | 0 | 0 | 0 | 0 | 0 | 0 | 0
SCE Northern | Rosamond | 66 | Wind, Onshore |  |  | 0 | 0 | 0 | 0 | 0 | 0 | 0 | 0 | 0 | 0 | 0 | 0 | 0 | 0 | 0 | 0 | 0 | 0 | 0 | 0 | 0 | 0 | 0 | 0 | 0 | 0 | 0 | 0
PG&E GBA | Rossmoor | 230 | Wind, Onshore |  |  | 0 | 0 | 0 | 0 | 0 | 0 | 0 | 0 | 0 | 0 | 0 | 0 | 0 | 0 | 0 | 0 | 0 | 0 | 0 | 0 | 0 | 0 | 0 | 0 | 0 | 0 | 0 | 0
PG&E NGBA | Round Mountain | 230 | Wind, Onshore |  |  | 0 | 0 | 0 | 0 | 0 | 0 | 0 | 0 | 0 | 0 | 0 | 0 | 0 | 0 | 0 | 0 | 0 | 0 | 0 | 0 | 0 | 0 | 0 | 0 | 0 | 0 | 0 | 0
PG&E NGBA | Round Mountain | 500 | Wind, Onshore |  |  | 0 | 0 | 0 | 0 | 0 | 0 | 0 | 0 | 0 | 0 | 0 | 0 | 0 | 0 | 0 | 0 | 0 | 0 | 0 | 0 | 0 | 0 | 0 | 0 | 0 | 0 | 0 | 0
PG&E GBA | Salado | 115 | Wind, Onshore |  |  | 0 | 0 | 0 | 0 | 0 | 0 | 0 | 0 | 0 | 0 | 0 | 0 | 0 | 0 | 0 | 0 | 0 | 0 | 0 | 0 | 0 | 0 | 0 | 0 | 0 | 0 | 0 | 0
PG&E GBA | Salado | 60 | Wind, Onshore |  |  | 0 | 0 | 0 | 0 | 0 | 0 | 0 | 0 | 0 | 0 | 0 | 0 | 0 | 0 | 0 | 0 | 0 | 0 | 0 | 0 | 0 | 0 | 0 | 0 | 0 | 0 | 0 | 0
PG&E GBA | Salinas | 115 | Wind, Onshore |  |  | 0 | 0 | 0 | 0 | 0 | 0 | 0 | 0 | 0 | 0 | 0 | 0 | 0 | 0 | 0 | 0 | 0 | 0 | 0 | 0 | 0 | 0 | 0 | 0 | 0 | 0 | 0 | 0
SDGE | Salt Creek | 69 | Wind, Onshore |  |  | 0 | 0 | 0 | 0 | 0 | 0 | 0 | 0 | 0 | 0 | 0 | 0 | 0 | 0 | 0 | 0 | 0 | 0 | 0 | 0 | 0 | 0 | 0 | 0 | 0 | 0 | 0 | 0
SCE Eastern | San Bernardino | 230 | Wind, Onshore |  |  | 0 | 0 | 0 | 0 | 0 | 0 | 0 | 0 | 0 | 0 | 0 | 0 | 0 | 0 | 0 | 0 | 0 | 0 | 0 | 0 | 0 | 0 | 0 | 0 | 0 | 0 | 0 | 0
PG&E GBA | SAN FRAN A (POTRERO PP) | 115 | Wind, Onshore |  |  | 0 | 0 | 0 | 0 | 0 | 0 | 0 | 0 | 0 | 0 | 0 | 0 | 0 | 0 | 0 | 0 | 0 | 0 | 0 | 0 | 0 | 0 | 0 | 0 | 0 | 0 | 0 | 0
PG&E GBA | SAN FRAN A (POTRERO PP) | 230 | Wind, Onshore |  |  | 0 | 0 | 0 | 0 | 0 | 0 | 0 | 0 | 0 | 0 | 0 | 0 | 0 | 0 | 0 | 0 | 0 | 0 | 0 | 0 | 0 | 0 | 0 | 0 | 0 | 0 | 0 | 0
PG&E GBA | San Jose A | 115 | Wind, Onshore |  |  | 0 | 0 | 0 | 0 | 0 | 0 | 0 | 0 | 0 | 0 | 0 | 0 | 0 | 0 | 0 | 0 | 0 | 0 | 0 | 0 | 0 | 0 | 0 | 0 | 0 | 0 | 0 | 0
PG&E GBA | San Jose B | 115 | Wind, Onshore |  |  | 0 | 0 | 0 | 0 | 0 | 0 | 0 | 0 | 0 | 0 | 0 | 0 | 0 | 0 | 0 | 0 | 0 | 0 | 0 | 0 | 0 | 0 | 0 | 0 | 0 | 0 | 0 | 0
PG&E GBA | San Leandro U | 115 | Wind, Onshore |  |  | 0 | 0 | 0 | 0 | 0 | 0 | 0 | 0 | 0 | 0 | 0 | 0 | 0 | 0 | 0 | 0 | 0 | 0 | 0 | 0 | 0 | 0 | 0 | 0 | 0 | 0 | 0 | 0
PG&E KERN | San Luis Obispo | 115 | Wind, Onshore |  |  | 0 | 0 | 0 | 0 | 0 | 0 | 0 | 0 | 0 | 0 | 0 | 0 | 0 | 0 | 0 | 0 | 0 | 0 | 0 | 0 | 0 | 0 | 0 | 0 | 0 | 0 | 0 | 0
PG&E KERN | San Luis Obispo | 70 | Wind, Onshore |  |  | 0 | 0 | 0 | 0 | 0 | 0 | 0 | 0 | 0 | 0 | 0 | 0 | 0 | 0 | 0 | 0 | 0 | 0 | 0 | 0 | 0 | 0 | 0 | 0 | 0 | 0 | 0 | 0
SDGE | San Luis Rey | 230 | Wind, Onshore |  |  | 0 | 0 | 0 | 0 | 0 | 0 | 0 | 0 | 0 | 0 | 0 | 0 | 0 | 0 | 0 | 0 | 0 | 0 | 0 | 0 | 0 | 0 | 0 | 0 | 0 | 0 | 0 | 0
SDGE | San Luis Rey | 69 | Wind, Onshore |  |  | 0 | 0 | 0 | 0 | 0 | 0 | 0 | 0 | 0 | 0 | 0 | 0 | 0 | 0 | 0 | 0 | 0 | 0 | 0 | 0 | 0 | 0 | 0 | 0 | 0 | 0 | 0 | 0
SDGE | San Marcos | 69 | Wind, Onshore |  |  | 0 | 0 | 0 | 0 | 0 | 0 | 0 | 0 | 0 | 0 | 0 | 0 | 0 | 0 | 0 | 0 | 0 | 0 | 0 | 0 | 0 | 0 | 0 | 0 | 0 | 0 | 0 | 0
SCE Metro | San Onofre | 230 | Wind, Onshore |  |  | 0 | 0 | 0 | 0 | 0 | 0 | 0 | 0 | 0 | 0 | 0 | 0 | 0 | 0 | 0 | 0 | 0 | 0 | 0 | 0 | 0 | 0 | 0 | 0 | 0 | 0 | 0 | 0
PG&E GBA | San Pablo | 115 | Wind, Onshore |  |  | 0 | 0 | 0 | 0 | 0 | 0 | 0 | 0 | 0 | 0 | 0 | 0 | 0 | 0 | 0 | 0 | 0 | 0 | 0 | 0 | 0 | 0 | 0 | 0 | 0 | 0 | 0 | 0
PG&E GBA | San Ramon | 230 | Wind, Onshore |  |  | 0 | 0 | 0 | 0 | 0 | 0 | 0 | 0 | 0 | 0 | 0 | 0 | 0 | 0 | 0 | 0 | 0 | 0 | 0 | 0 | 0 | 0 | 0 | 0 | 0 | 0 | 0 | 0
SDGE | San Ysidro | 69 | Wind, Onshore |  |  | 0 | 0 | 0 | 0 | 0 | 0 | 0 | 0 | 0 | 0 | 0 | 0 | 0 | 0 | 0 | 0 | 0 | 0 | 0 | 0 | 0 | 0 | 0 | 0 | 0 | 0 | 0 | 0
SCE NOL | Sandlot | 230 | Wind, Onshore |  |  | 0 | 0 | 0 | 0 | 0 | 0 | 0 | 0 | 0 | 0 | 0 | 0 | 0 | 0 | 0 | 0 | 0 | 0 | 0 | 0 | 0 | 0 | 0 | 0 | 0 | 0 | 0 | 0
EOP | Sandy | 138 | Wind, Onshore |  |  | 0 | 0 | 0 | 0 | 0 | 0 | 0 | 0 | 0 | 0 | 0 | 0 | 0 | 0 | 0 | 0 | 0 | 0 | 0 | 0 | 0 | 0 | 0 | 0 | 0 | 0 | 0 | 0
PG&E FRESNO | Sanger | 115 | Wind, Onshore |  |  | 0 | 0 | 0 | 0 | 0 | 0 | 0 | 0 | 0 | 0 | 0 | 0 | 0 | 0 | 0 | 0 | 0 | 0 | 0 | 0 | 0 | 0 | 0 | 0 | 0 | 0 | 0 | 0
SCE Northern | Santa Clara | 230 | Wind, Onshore |  |  | 0 | 0 | 0 | 0 | 0 | 0 | 0 | 0 | 0 | 0 | 0 | 0 | 0 | 0 | 0 | 0 | 0 | 0 | 0 | 0 | 0 | 0 | 0 | 0 | 0 | 0 | 0 | 0
PG&E NGBA | Santa Rosa A | 115 | Wind, Onshore |  |  | 0 | 0 | 0 | 0 | 0 | 0 | 0 | 0 | 0 | 0 | 0 | 0 | 0 | 0 | 0 | 0 | 0 | 0 | 0 | 0 | 0 | 0 | 0 | 0 | 0 | 0 | 0 | 0
PG&E GBA | Santa Teresa | 115 | Wind, Onshore |  |  | 0 | 0 | 0 | 0 | 0 | 0 | 0 | 0 | 0 | 0 | 0 | 0 | 0 | 0 | 0 | 0 | 0 | 0 | 0 | 0 | 0 | 0 | 0 | 0 | 0 | 0 | 0 | 0
SDGE | Santee | 138 | Wind, Onshore |  |  | 0 | 0 | 0 | 0 | 0 | 0 | 0 | 0 | 0 | 0 | 0 | 0 | 0 | 0 | 0 | 0 | 0 | 0 | 0 | 0 | 0 | 0 | 0 | 0 | 0 | 0 | 0 | 0
SCE Metro | Santiago | 230 | Wind, Onshore |  |  | 0 | 0 | 0 | 0 | 0 | 0 | 0 | 0 | 0 | 0 | 0 | 0 | 0 | 0 | 0 | 0 | 0 | 0 | 0 | 0 | 0 | 0 | 0 | 0 | 0 | 0 | 0 | 0
PG&E GBA | Saratoga | 230 | Wind, Onshore |  |  | 0 | 0 | 0 | 0 | 0 | 0 | 0 | 0 | 0 | 0 | 0 | 0 | 0 | 0 | 0 | 0 | 0 | 0 | 0 | 0 | 0 | 0 | 0 | 0 | 0 | 0 | 0 | 0
SCE Northern | Saugus | 230 | Wind, Onshore |  |  | 0 | 0 | 0 | 0 | 0 | 0 | 0 | 0 | 0 | 0 | 0 | 0 | 0 | 0 | 0 | 0 | 0 | 0 | 0 | 0 | 0 | 0 | 0 | 0 | 0 | 0 | 0 | 0
PG&E FRESNO | Schindler | 115 | Wind, Onshore |  |  | 0 | 0 | 0 | 0 | 0 | 0 | 0 | 0 | 0 | 0 | 0 | 0 | 0 | 0 | 0 | 0 | 0 | 0 | 0 | 0 | 0 | 0 | 0 | 0 | 0 | 0 | 0 | 0
PG&E FRESNO | Schindler | 70 | Wind, Onshore |  |  | 0 | 0 | 0 | 0 | 0 | 0 | 0 | 0 | 0 | 0 | 0 | 0 | 0 | 0 | 0 | 0 | 0 | 0 | 0 | 0 | 0 | 0 | 0 | 0 | 0 | 0 | 0 | 0
PG&E GBA | Schulte | 115 | Wind, Onshore |  |  | 0 | 0 | 0 | 0 | 0 | 0 | 0 | 0 | 0 | 0 | 0 | 0 | 0 | 0 | 0 | 0 | 0 | 0 | 0 | 0 | 0 | 0 | 0 | 0 | 0 | 0 | 0 | 0
SDGE | Scripps | 69 | Wind, Onshore |  |  | 0 | 0 | 0 | 0 | 0 | 0 | 0 | 0 | 0 | 0 | 0 | 0 | 0 | 0 | 0 | 0 | 0 | 0 | 0 | 0 | 0 | 0 | 0 | 0 | 0 | 0 | 0 | 0
PG&E KERN | Semitropic | 115 | Wind, Onshore |  |  | 0 | 0 | 0 | 0 | 0 | 0 | 0 | 0 | 0 | 0 | 0 | 0 | 0 | 0 | 0 | 0 | 0 | 0 | 0 | 0 | 0 | 0 | 0 | 0 | 0 | 0 | 0 | 0
SCE Metro | Serrano | 230 | Wind, Onshore |  |  | 0 | 0 | 0 | 0 | 0 | 0 | 0 | 0 | 0 | 0 | 0 | 0 | 0 | 0 | 0 | 0 | 0 | 0 | 0 | 0 | 0 | 0 | 0 | 0 | 0 | 0 | 0 | 0
SCE Metro | Serrano | 500 | Wind, Onshore |  |  | 0 | 0 | 0 | 0 | 0 | 0 | 0 | 0 | 0 | 0 | 0 | 0 | 0 | 0 | 0 | 0 | 0 | 0 | 0 | 0 | 0 | 0 | 0 | 0 | 0 | 0 | 0 | 0
SDGE | Shadowridge | 138 | Wind, Onshore |  |  | 0 | 0 | 0 | 0 | 0 | 0 | 0 | 0 | 0 | 0 | 0 | 0 | 0 | 0 | 0 | 0 | 0 | 0 | 0 | 0 | 0 | 0 | 0 | 0 | 0 | 0 | 0 | 0
PG&E KERN | Shafter | 115 | Wind, Onshore |  |  | 0 | 0 | 0 | 0 | 0 | 0 | 0 | 0 | 0 | 0 | 0 | 0 | 0 | 0 | 0 | 0 | 0 | 0 | 0 | 0 | 0 | 0 | 0 | 0 | 0 | 0 | 0 | 0
PG&E NGBA | Silverado | 115 | Wind, Onshore |  |  | 0 | 0 | 0 | 0 | 0 | 0 | 0 | 0 | 0 | 0 | 0 | 0 | 0 | 0 | 0 | 0 | 0 | 0 | 0 | 0 | 0 | 0 | 0 | 0 | 0 | 0 | 0 | 0
SDGE | Silvergate | 230 | Wind, Onshore |  |  | 0 | 0 | 0 | 0 | 0 | 0 | 0 | 0 | 0 | 0 | 0 | 0 | 0 | 0 | 0 | 0 | 0 | 0 | 0 | 0 | 0 | 0 | 0 | 0 | 0 | 0 | 0 | 0
SDGE | Silvergate | 69 | Wind, Onshore |  |  | 0 | 0 | 0 | 0 | 0 | 0 | 0 | 0 | 0 | 0 | 0 | 0 | 0 | 0 | 0 | 0 | 0 | 0 | 0 | 0 | 0 | 0 | 0 | 0 | 0 | 0 | 0 | 0
PG&E KERN | Sisquoc | 115 | Wind, Onshore |  |  | 0 | 0 | 0 | 0 | 0 | 0 | 0 | 0 | 0 | 0 | 0 | 0 | 0 | 0 | 0 | 0 | 0 | 0 | 0 | 0 | 0 | 0 | 0 | 0 | 0 | 0 | 0 | 0
EOP | Sloan Canyon | 230 | Wind, Onshore |  |  | 1 | 0 | 0 | 0 | 0 | 0 | 0 | 0 | 0 | 0 | 0 | 0 | 0 | 260 | 50 | 310 | 0 | 0 | 0 | 260 | 50 | 310 | 260 | 50 | 310 | 260 | 50 | 310
EOP | Sloan Canyon | 500 | Wind, Onshore |  |  | 0 | 0 | 0 | 0 | 0 | 0 | 0 | 0 | 0 | 0 | 0 | 0 | 0 | 0 | 0 | 0 | 0 | 0 | 0 | 0 | 0 | 0 | 0 | 0 | 0 | 0 | 0 | 0
PG&E KERN | Smyrna | 115 | Wind, Onshore |  |  | 0 | 0 | 0 | 0 | 0 | 0 | 0 | 0 | 0 | 0 | 0 | 0 | 0 | 0 | 0 | 0 | 0 | 0 | 0 | 0 | 0 | 0 | 0 | 0 | 0 | 0 | 0 | 0
PG&E GBA | Sobrante | 115 | Wind, Onshore |  |  | 0 | 0 | 0 | 0 | 0 | 0 | 0 | 0 | 0 | 0 | 0 | 0 | 0 | 0 | 0 | 0 | 0 | 0 | 0 | 0 | 0 | 0 | 0 | 0 | 0 | 0 | 0 | 0
PG&E GBA | Sobrante | 230 | Wind, Onshore |  |  | 0 | 0 | 0 | 0 | 0 | 0 | 0 | 0 | 0 | 0 | 0 | 0 | 0 | 0 | 0 | 0 | 0 | 0 | 0 | 0 | 0 | 0 | 0 | 0 | 0 | 0 | 0 | 0
PG&E KERN | Solar | 230 | Wind, Onshore |  |  | 0 | 0 | 0 | 0 | 0 | 0 | 0 | 0 | 0 | 0 | 0 | 0 | 0 | 0 | 0 | 0 | 0 | 0 | 0 | 0 | 0 | 0 | 0 | 0 | 0 | 0 | 0 | 0
PG&E GBA | Soledad | 115 | Wind, Onshore |  |  | 0 | 0 | 0 | 0 | 0 | 0 | 0 | 0 | 0 | 0 | 0 | 0 | 0 | 0 | 0 | 0 | 0 | 0 | 0 | 0 | 0 | 0 | 0 | 0 | 0 | 0 | 0 | 0
PG&E GBA | Soledad | 60 | Wind, Onshore |  |  | 1 | 0 | 0 | 0 | 0 | 0 | 0 | 0 | 0 | 0 | 0 | 0 | 0 | 6 | 0 | 6 | 0 | 0 | 0 | 6 | 0 | 6 | 6 | 0 | 6 | 6 | 0 | 6
SDGE | Spring Valley | 69 | Wind, Onshore |  |  | 0 | 0 | 0 | 0 | 0 | 0 | 0 | 0 | 0 | 0 | 0 | 0 | 0 | 0 | 0 | 0 | 0 | 0 | 0 | 0 | 0 | 0 | 0 | 0 | 0 | 0 | 0 | 0
SCE Northern | Springville | 230 | Wind, Onshore |  |  | 0 | 0 | 0 | 0 | 0 | 0 | 0 | 0 | 0 | 0 | 0 | 0 | 0 | 0 | 0 | 0 | 0 | 0 | 0 | 0 | 0 | 0 | 0 | 0 | 0 | 0 | 0 | 0
PG&E GBA | Stagg | 230 | Wind, Onshore |  |  | 0 | 0 | 0 | 0 | 0 | 0 | 0 | 0 | 0 | 0 | 0 | 0 | 0 | 0 | 0 | 0 | 0 | 0 | 0 | 0 | 0 | 0 | 0 | 0 | 0 | 0 | 0 | 0
PG&E GBA | Standard Oil | 115 | Wind, Onshore |  |  | 0 | 0 | 0 | 0 | 0 | 0 | 0 | 0 | 0 | 0 | 0 | 0 | 0 | 0 | 0 | 0 | 0 | 0 | 0 | 0 | 0 | 0 | 0 | 0 | 0 | 0 | 0 | 0
PG&E GBA | Stanislaus | 115 | Wind, Onshore |  |  | 0 | 0 | 0 | 0 | 0 | 0 | 0 | 0 | 0 | 0 | 0 | 0 | 0 | 0 | 0 | 0 | 0 | 0 | 0 | 0 | 0 | 0 | 0 | 0 | 0 | 0 | 0 | 0
PG&E KERN | Stockdale | 115 | Wind, Onshore |  |  | 0 | 0 | 0 | 0 | 0 | 0 | 0 | 0 | 0 | 0 | 0 | 0 | 0 | 0 | 0 | 0 | 0 | 0 | 0 | 0 | 0 | 0 | 0 | 0 | 0 | 0 | 0 | 0
PG&E KERN | Stockdale | 230 | Wind, Onshore |  |  | 0 | 0 | 0 | 0 | 0 | 0 | 0 | 0 | 0 | 0 | 0 | 0 | 0 | 0 | 0 | 0 | 0 | 0 | 0 | 0 | 0 | 0 | 0 | 0 | 0 | 0 | 0 | 0
PG&E GBA | Stockton A | 115 | Wind, Onshore |  |  | 0 | 0 | 0 | 0 | 0 | 0 | 0 | 0 | 0 | 0 | 0 | 0 | 0 | 0 | 0 | 0 | 0 | 0 | 0 | 0 | 0 | 0 | 0 | 0 | 0 | 0 | 0 | 0
PG&E GBA | Stone | 115 | Wind, Onshore |  |  | 0 | 0 | 0 | 0 | 0 | 0 | 0 | 0 | 0 | 0 | 0 | 0 | 0 | 0 | 0 | 0 | 0 | 0 | 0 | 0 | 0 | 0 | 0 | 0 | 0 | 0 | 0 | 0
PG&E FRESNO | Storey | 230 | Wind, Onshore |  |  | 0 | 0 | 0 | 0 | 0 | 0 | 0 | 0 | 0 | 0 | 0 | 0 | 0 | 0 | 0 | 0 | 0 | 0 | 0 | 0 | 0 | 0 | 0 | 0 | 0 | 0 | 0 | 0
PG&E NGBA | Summit | 115 | Wind, Onshore |  |  | 0 | 0 | 0 | 0 | 0 | 0 | 0 | 0 | 0 | 0 | 0 | 0 | 0 | 0 | 0 | 0 | 0 | 0 | 0 | 0 | 0 | 0 | 0 | 0 | 0 | 0 | 0 | 0
SDGE | Suncrest | 230 | Wind, Onshore |  |  | 0 | 0 | 0 | 0 | 0 | 0 | 0 | 0 | 0 | 0 | 0 | 0 | 0 | 0 | 0 | 0 | 0 | 0 | 0 | 0 | 0 | 0 | 0 | 0 | 0 | 0 | 0 | 0
SDGE | Suncrest | 500 | Wind, Onshore |  |  | 0 | 0 | 0 | 0 | 0 | 0 | 0 | 0 | 0 | 0 | 0 | 0 | 0 | 0 | 0 | 0 | 0 | 0 | 0 | 0 | 0 | 0 | 0 | 0 | 0 | 0 | 0 | 0
PG&E KERN | Sunrise | 230 | Wind, Onshore |  |  | 0 | 0 | 0 | 0 | 0 | 0 | 0 | 0 | 0 | 0 | 0 | 0 | 0 | 0 | 0 | 0 | 0 | 0 | 0 | 0 | 0 | 0 | 0 | 0 | 0 | 0 | 0 | 0
PG&E KERN | Sunset | 230 | Wind, Onshore |  |  | 0 | 0 | 0 | 0 | 0 | 0 | 0 | 0 | 0 | 0 | 0 | 0 | 0 | 0 | 0 | 0 | 0 | 0 | 0 | 0 | 0 | 0 | 0 | 0 | 0 | 0 | 0 | 0
PG&E GBA | Swift | 115 | Wind, Onshore |  |  | 0 | 0 | 0 | 0 | 0 | 0 | 0 | 0 | 0 | 0 | 0 | 0 | 0 | 0 | 0 | 0 | 0 | 0 | 0 | 0 | 0 | 0 | 0 | 0 | 0 | 0 | 0 | 0
SDGE | Sycamore Canyon | 138 | Wind, Onshore |  |  | 0 | 0 | 0 | 0 | 0 | 0 | 0 | 0 | 0 | 0 | 0 | 0 | 0 | 0 | 0 | 0 | 0 | 0 | 0 | 0 | 0 | 0 | 0 | 0 | 0 | 0 | 0 | 0
SDGE | Sycamore Canyon | 230 | Wind, Onshore |  |  | 0 | 0 | 0 | 0 | 0 | 0 | 0 | 0 | 0 | 0 | 0 | 0 | 0 | 0 | 0 | 0 | 0 | 0 | 0 | 0 | 0 | 0 | 0 | 0 | 0 | 0 | 0 | 0
SDGE | Sycamore Canyon | 69 | Wind, Onshore |  |  | 0 | 0 | 0 | 0 | 0 | 0 | 0 | 0 | 0 | 0 | 0 | 0 | 0 | 0 | 0 | 0 | 0 | 0 | 0 | 0 | 0 | 0 | 0 | 0 | 0 | 0 | 0 | 0
SCE Northern | Sylmar | 230 | Wind, Onshore |  |  | 0 | 0 | 0 | 0 | 0 | 0 | 0 | 0 | 0 | 0 | 0 | 0 | 0 | 0 | 0 | 0 | 0 | 0 | 0 | 0 | 0 | 0 | 0 | 0 | 0 | 0 | 0 | 0
PG&E NGBA | Table Mountain | 115 | Wind, Onshore |  |  | 0 | 0 | 0 | 0 | 0 | 0 | 0 | 0 | 0 | 0 | 0 | 0 | 0 | 0 | 0 | 0 | 0 | 0 | 0 | 0 | 0 | 0 | 0 | 0 | 0 | 0 | 0 | 0
PG&E NGBA | Table Mountain | 230 | Wind, Onshore |  |  | 0 | 0 | 0 | 0 | 0 | 0 | 0 | 0 | 0 | 0 | 0 | 0 | 0 | 0 | 0 | 0 | 0 | 0 | 0 | 0 | 0 | 0 | 0 | 0 | 0 | 0 | 0 | 0
PG&E NGBA | Table Mountain | 500 | Wind, Onshore |  |  | 0 | 0 | 0 | 0 | 0 | 0 | 0 | 0 | 0 | 0 | 0 | 0 | 0 | 0 | 0 | 0 | 0 | 0 | 0 | 0 | 0 | 0 | 0 | 0 | 0 | 0 | 0 | 0
PG&E NGBA | Table Mountain | 60 | Wind, Onshore |  |  | 0 | 0 | 0 | 0 | 0 | 0 | 0 | 0 | 0 | 0 | 0 | 0 | 0 | 0 | 0 | 0 | 0 | 0 | 0 | 0 | 0 | 0 | 0 | 0 | 0 | 0 | 0 | 0
PG&E KERN | Taft | 115 | Wind, Onshore |  |  | 0 | 0 | 0 | 0 | 0 | 0 | 0 | 0 | 0 | 0 | 0 | 0 | 0 | 0 | 0 | 0 | 0 | 0 | 0 | 0 | 0 | 0 | 0 | 0 | 0 | 0 | 0 | 0
SDGE | Talega | 138 | Wind, Onshore |  |  | 0 | 0 | 0 | 0 | 0 | 0 | 0 | 0 | 0 | 0 | 0 | 0 | 0 | 0 | 0 | 0 | 0 | 0 | 0 | 0 | 0 | 0 | 0 | 0 | 0 | 0 | 0 | 0
SDGE | Talega | 230 | Wind, Onshore |  |  | 0 | 0 | 0 | 0 | 0 | 0 | 0 | 0 | 0 | 0 | 0 | 0 | 0 | 0 | 0 | 0 | 0 | 0 | 0 | 0 | 0 | 0 | 0 | 0 | 0 | 0 | 0 | 0
PG&E GBA | Tassajara | 230 | Wind, Onshore |  |  | 0 | 0 | 0 | 0 | 0 | 0 | 0 | 0 | 0 | 0 | 0 | 0 | 0 | 0 | 0 | 0 | 0 | 0 | 0 | 0 | 0 | 0 | 0 | 0 | 0 | 0 | 0 | 0
PG&E KERN | Tejon | 70 | Wind, Onshore |  |  | 0 | 0 | 0 | 0 | 0 | 0 | 0 | 0 | 0 | 0 | 0 | 0 | 0 | 0 | 0 | 0 | 0 | 0 | 0 | 0 | 0 | 0 | 0 | 0 | 0 | 0 | 0 | 0
SDGE | Telegraph Canyon | 138 | Wind, Onshore |  |  | 0 | 0 | 0 | 0 | 0 | 0 | 0 | 0 | 0 | 0 | 0 | 0 | 0 | 0 | 0 | 0 | 0 | 0 | 0 | 0 | 0 | 0 | 0 | 0 | 0 | 0 | 0 | 0
PG&E KERN | Temblor | 115 | Wind, Onshore |  |  | 0 | 0 | 0 | 0 | 0 | 0 | 0 | 0 | 0 | 0 | 0 | 0 | 0 | 0 | 0 | 0 | 0 | 0 | 0 | 0 | 0 | 0 | 0 | 0 | 0 | 0 | 0 | 0
PG&E KERN | Templeton | 230 | Wind, Onshore |  |  | 1 | 0 | 0 | 0 | 0 | 0 | 0 | 0 | 0 | 0 | 0 | 0 | 0 | 113.07 | 0 | 113.07 | 0 | 0 | 0 | 113.07 | 0 | 113.07 | 113.07 | 0 | 113.07 | 113.07 | 0 | 113.07
PG&E KERN | Templeton | 70 | Wind, Onshore |  |  | 0 | 0 | 0 | 0 | 0 | 0 | 0 | 0 | 0 | 0 | 0 | 0 | 0 | 0 | 0 | 0 | 0 | 0 | 0 | 0 | 0 | 0 | 0 | 0 | 0 | 0 | 0 | 0
PG&E GBA | Tesla | 115 | Wind, Onshore |  |  | 0 | 0 | 0 | 0 | 0 | 0 | 0 | 0 | 0 | 0 | 0 | 0 | 0 | 0 | 0 | 0 | 0 | 0 | 0 | 0 | 0 | 0 | 0 | 0 | 0 | 0 | 0 | 0
PG&E GBA | Tesla | 230 | Wind, Onshore |  |  | 1 | 0 | 0 | 0 | 0 | 0 | 0 | 0 | 0 | 0 | 0 | 0 | 0 | 100 | 76.5 | 176.5 | 0 | 0 | 0 | 100 | 76.5 | 176.5 | 100 | 76.5 | 176.5 | 100 | 76.5 | 176.5
PG&E GBA | Tesla | 500 | Wind, Onshore |  |  | 1 | 0 | 0 | 0 | 0 | 0 | 0 | 0 | 0 | 0 | 0 | 0 | 0 | 300 | 0 | 300 | 0 | 0 | 0 | 300 | 0 | 300 | 300 | 0 | 300 | 300 | 0 | 300
PG&E KERN | Tevis | 115 | Wind, Onshore |  |  | 0 | 0 | 0 | 0 | 0 | 0 | 0 | 0 | 0 | 0 | 0 | 0 | 0 | 0 | 0 | 0 | 0 | 0 | 0 | 0 | 0 | 0 | 0 | 0 | 0 | 0 | 0 | 0
EOP | Thousandaire | 138 | Wind, Onshore |  |  | 0 | 0 | 0 | 0 | 0 | 0 | 0 | 0 | 0 | 0 | 0 | 0 | 0 | 0 | 0 | 0 | 0 | 0 | 0 | 0 | 0 | 0 | 0 | 0 | 0 | 0 | 0 | 0
PG&E KERN | Topaz | 230 | Wind, Onshore |  |  | 0 | 0 | 0 | 0 | 0 | 0 | 0 | 0 | 0 | 0 | 0 | 0 | 0 | 0 | 0 | 0 | 0 | 0 | 0 | 0 | 0 | 0 | 0 | 0 | 0 | 0 | 0 | 0
SCE NOL | Tortilla | 115 | Wind, Onshore |  |  | 0 | 0 | 0 | 0 | 0 | 0 | 0 | 0 | 0 | 0 | 0 | 0 | 0 | 0 | 0 | 0 | 0 | 0 | 0 | 0 | 0 | 0 | 0 | 0 | 0 | 0 | 0 | 0
SDGE | Trabuco | 138 | Wind, Onshore |  |  | 0 | 0 | 0 | 0 | 0 | 0 | 0 | 0 | 0 | 0 | 0 | 0 | 0 | 0 | 0 | 0 | 0 | 0 | 0 | 0 | 0 | 0 | 0 | 0 | 0 | 0 | 0 | 0
PG&E GBA | Tracy | 115 | Wind, Onshore |  |  | 0 | 0 | 0 | 0 | 0 | 0 | 0 | 0 | 0 | 0 | 0 | 0 | 0 | 0 | 0 | 0 | 0 | 0 | 0 | 0 | 0 | 0 | 0 | 0 | 0 | 0 | 0 | 0
PG&E FRESNO | Tranquility | 230 | Wind, Onshore |  |  | 0 | 0 | 0 | 0 | 0 | 0 | 0 | 0 | 0 | 0 | 0 | 0 | 0 | 0 | 0 | 0 | 0 | 0 | 0 | 0 | 0 | 0 | 0 | 0 | 0 | 0 | 0 | 0
PG&E GBA | Trimble | 115 | Wind, Onshore |  |  | 0 | 0 | 0 | 0 | 0 | 0 | 0 | 0 | 0 | 0 | 0 | 0 | 0 | 0 | 0 | 0 | 0 | 0 | 0 | 0 | 0 | 0 | 0 | 0 | 0 | 0 | 0 | 0
EOP | Trout Canyon | 230 | Wind, Onshore |  |  | 0 | 0 | 0 | 0 | 0 | 0 | 0 | 0 | 0 | 0 | 0 | 0 | 0 | 0 | 0 | 0 | 0 | 0 | 0 | 0 | 0 | 0 | 0 | 0 | 0 | 0 | 0 | 0
EOP | Trout Canyon | 500 | Wind, Onshore |  |  | 0 | 0 | 0 | 0 | 0 | 0 | 0 | 0 | 0 | 0 | 0 | 0 | 0 | 0 | 0 | 0 | 0 | 0 | 0 | 0 | 0 | 0 | 0 | 0 | 0 | 0 | 0 | 0
PG&E NGBA | Tulucay | 230 | Wind, Onshore |  |  | 0 | 0 | 0 | 0 | 0 | 0 | 0 | 0 | 0 | 0 | 0 | 0 | 0 | 0 | 0 | 0 | 0 | 0 | 0 | 0 | 0 | 0 | 0 | 0 | 0 | 0 | 0 | 0
PG&E NGBA | Tulucay | 60 | Wind, Onshore |  |  | 0 | 0 | 0 | 0 | 0 | 0 | 0 | 0 | 0 | 0 | 0 | 0 | 0 | 0 | 0 | 0 | 0 | 0 | 0 | 0 | 0 | 0 | 0 | 0 | 0 | 0 | 0 | 0
PG&E KERN | Tupman | 115 | Wind, Onshore |  |  | 0 | 0 | 0 | 0 | 0 | 0 | 0 | 0 | 0 | 0 | 0 | 0 | 0 | 0 | 0 | 0 | 0 | 0 | 0 | 0 | 0 | 0 | 0 | 0 | 0 | 0 | 0 | 0
PG&E NGBA | Ukiah | 115 | Wind, Onshore |  |  | 0 | 0 | 0 | 0 | 0 | 0 | 0 | 0 | 0 | 0 | 0 | 0 | 0 | 0 | 0 | 0 | 0 | 0 | 0 | 0 | 0 | 0 | 0 | 0 | 0 | 0 | 0 | 0
PG&E KERN | Union (Estrella) | 70 | Wind, Onshore |  |  | 0 | 0 | 0 | 0 | 0 | 0 | 0 | 0 | 0 | 0 | 0 | 0 | 0 | 0 | 0 | 0 | 0 | 0 | 0 | 0 | 0 | 0 | 0 | 0 | 0 | 0 | 0 | 0
PG&E NGBA | Vaca Dixon | 115 | Wind, Onshore |  |  | 0 | 0 | 0 | 0 | 0 | 0 | 0 | 0 | 0 | 0 | 0 | 0 | 0 | 0 | 0 | 0 | 0 | 0 | 0 | 0 | 0 | 0 | 0 | 0 | 0 | 0 | 0 | 0
PG&E NGBA | Vaca Dixon | 230 | Wind, Onshore |  |  | 0 | 0 | 0 | 0 | 0 | 0 | 0 | 0 | 0 | 0 | 0 | 0 | 0 | 0 | 0 | 0 | 0 | 0 | 0 | 0 | 0 | 0 | 0 | 0 | 0 | 0 | 0 | 0
PG&E NGBA | Vaca Dixon | 500 | Wind, Onshore |  |  | 0 | 0 | 0 | 0 | 0 | 0 | 0 | 0 | 0 | 0 | 0 | 0 | 0 | 0 | 0 | 0 | 0 | 0 | 0 | 0 | 0 | 0 | 0 | 0 | 0 | 0 | 0 | 0
PG&E NGBA | Vaca Dixon | 60 | Wind, Onshore |  |  | 0 | 0 | 0 | 0 | 0 | 0 | 0 | 0 | 0 | 0 | 0 | 0 | 0 | 0 | 0 | 0 | 0 | 0 | 0 | 0 | 0 | 0 | 0 | 0 | 0 | 0 | 0 | 0
SCE Eastern | Valley (SCE) | 500 | Wind, Onshore |  |  | 0 | 0 | 0 | 0 | 0 | 0 | 0 | 0 | 0 | 0 | 0 | 0 | 0 | 0 | 0 | 0 | 0 | 0 | 0 | 0 | 0 | 0 | 0 | 0 | 0 | 0 | 0 | 0
EOP | Valley (VEA) | 138 | Wind, Onshore |  |  | 0 | 0 | 0 | 0 | 0 | 0 | 0 | 0 | 0 | 0 | 0 | 0 | 0 | 0 | 0 | 0 | 0 | 0 | 0 | 0 | 0 | 0 | 0 | 0 | 0 | 0 | 0 | 0
SDGE | Valley Center | 69 | Wind, Onshore |  |  | 0 | 0 | 0 | 0 | 0 | 0 | 0 | 0 | 0 | 0 | 0 | 0 | 0 | 0 | 0 | 0 | 0 | 0 | 0 | 0 | 0 | 0 | 0 | 0 | 0 | 0 | 0 | 0
PG&E GBA | Valley Home | 115 | Wind, Onshore |  |  | 0 | 0 | 0 | 0 | 0 | 0 | 0 | 0 | 0 | 0 | 0 | 0 | 0 | 0 | 0 | 0 | 0 | 0 | 0 | 0 | 0 | 0 | 0 | 0 | 0 | 0 | 0 | 0
PG&E GBA | Valley Springs | 230 | Wind, Onshore |  |  | 0 | 0 | 0 | 0 | 0 | 0 | 0 | 0 | 0 | 0 | 0 | 0 | 0 | 0 | 0 | 0 | 0 | 0 | 0 | 0 | 0 | 0 | 0 | 0 | 0 | 0 | 0 | 0
PG&E GBA | Valley Springs | 60 | Wind, Onshore |  |  | 0 | 0 | 0 | 0 | 0 | 0 | 0 | 0 | 0 | 0 | 0 | 0 | 0 | 0 | 0 | 0 | 0 | 0 | 0 | 0 | 0 | 0 | 0 | 0 | 0 | 0 | 0 | 0
EOP | Valley Switch | 138 | Wind, Onshore |  |  | 0 | 0 | 0 | 0 | 0 | 0 | 0 | 0 | 0 | 0 | 0 | 0 | 0 | 0 | 0 | 0 | 0 | 0 | 0 | 0 | 0 | 0 | 0 | 0 | 0 | 0 | 0 | 0
EOP | Valley Switch | 230 | Wind, Onshore |  |  | 0 | 0 | 0 | 0 | 0 | 0 | 0 | 0 | 0 | 0 | 0 | 0 | 0 | 0 | 0 | 0 | 0 | 0 | 0 | 0 | 0 | 0 | 0 | 0 | 0 | 0 | 0 | 0
PG&E GBA | Vasco | 230 | Wind, Onshore |  |  | 0 | 0 | 0 | 0 | 0 | 0 | 0 | 0 | 0 | 0 | 0 | 0 | 0 | 0 | 0 | 0 | 0 | 0 | 0 | 0 | 0 | 0 | 0 | 0 | 0 | 0 | 0 | 0
PG&E GBA | Vasona | 230 | Wind, Onshore |  |  | 0 | 0 | 0 | 0 | 0 | 0 | 0 | 0 | 0 | 0 | 0 | 0 | 0 | 0 | 0 | 0 | 0 | 0 | 0 | 0 | 0 | 0 | 0 | 0 | 0 | 0 | 0 | 0
SCE Northern | Vestal | 230 | Wind, Onshore |  |  | 0 | 0 | 0 | 0 | 0 | 0 | 0 | 0 | 0 | 0 | 0 | 0 | 0 | 0 | 0 | 0 | 0 | 0 | 0 | 0 | 0 | 0 | 0 | 0 | 0 | 0 | 0 | 0
SCE Northern | Vestal | 66 | Wind, Onshore |  |  | 0 | 0 | 0 | 0 | 0 | 0 | 0 | 0 | 0 | 0 | 0 | 0 | 0 | 0 | 0 | 0 | 0 | 0 | 0 | 0 | 0 | 0 | 0 | 0 | 0 | 0 | 0 | 0
SCE NOL | Victor | 115 | Wind, Onshore |  |  | 0 | 0 | 0 | 0 | 0 | 0 | 0 | 0 | 0 | 0 | 0 | 0 | 0 | 0 | 0 | 0 | 0 | 0 | 0 | 0 | 0 | 0 | 0 | 0 | 0 | 0 | 0 | 0
SCE NOL | Victor | 230 | Wind, Onshore |  |  | 0 | 0 | 0 | 0 | 0 | 0 | 0 | 0 | 0 | 0 | 0 | 0 | 0 | 0 | 0 | 0 | 0 | 0 | 0 | 0 | 0 | 0 | 0 | 0 | 0 | 0 | 0 | 0
SCE Metro | Viejo | 230 | Wind, Onshore |  |  | 0 | 0 | 0 | 0 | 0 | 0 | 0 | 0 | 0 | 0 | 0 | 0 | 0 | 0 | 0 | 0 | 0 | 0 | 0 | 0 | 0 | 0 | 0 | 0 | 0 | 0 | 0 | 0
PG&E GBA | Vierra | 115 | Wind, Onshore |  |  | 0 | 0 | 0 | 0 | 0 | 0 | 0 | 0 | 0 | 0 | 0 | 0 | 0 | 0 | 0 | 0 | 0 | 0 | 0 | 0 | 0 | 0 | 0 | 0 | 0 | 0 | 0 | 0
SCE Metro | Villa Park | 230 | Wind, Onshore |  |  | 0 | 0 | 0 | 0 | 0 | 0 | 0 | 0 | 0 | 0 | 0 | 0 | 0 | 0 | 0 | 0 | 0 | 0 | 0 | 0 | 0 | 0 | 0 | 0 | 0 | 0 | 0 | 0
SCE Northern | Vincent | 230 | Wind, Onshore |  |  | 0 | 0 | 0 | 0 | 0 | 0 | 0 | 0 | 0 | 0 | 0 | 0 | 0 | 0 | 0 | 0 | 0 | 0 | 0 | 0 | 0 | 0 | 0 | 0 | 0 | 0 | 0 | 0
SCE Northern | Vincent | 500 | Wind, Onshore |  |  | 0 | 0 | 0 | 0 | 0 | 0 | 0 | 0 | 0 | 0 | 0 | 0 | 0 | 0 | 0 | 0 | 0 | 0 | 0 | 0 | 0 | 0 | 0 | 0 | 0 | 0 | 0 | 0
PG&E GBA | Vineyard | 230 | Wind, Onshore |  |  | 0 | 0 | 0 | 0 | 0 | 0 | 0 | 0 | 0 | 0 | 0 | 0 | 0 | 0 | 0 | 0 | 0 | 0 | 0 | 0 | 0 | 0 | 0 | 0 | 0 | 0 | 0 | 0
SDGE | Vineyard | 69 | Wind, Onshore |  |  | 0 | 0 | 0 | 0 | 0 | 0 | 0 | 0 | 0 | 0 | 0 | 0 | 0 | 0 | 0 | 0 | 0 | 0 | 0 | 0 | 0 | 0 | 0 | 0 | 0 | 0 | 0 | 0
SCE Eastern | Vista (SCE) | 230 | Wind, Onshore |  |  | 0 | 0 | 0 | 0 | 0 | 0 | 0 | 0 | 0 | 0 | 0 | 0 | 0 | 0 | 0 | 0 | 0 | 0 | 0 | 0 | 0 | 0 | 0 | 0 | 0 | 0 | 0 | 0
EOP | Vista (VEA) | 138 | Wind, Onshore |  |  | 0 | 0 | 0 | 0 | 0 | 0 | 0 | 0 | 0 | 0 | 0 | 0 | 0 | 0 | 0 | 0 | 0 | 0 | 0 | 0 | 0 | 0 | 0 | 0 | 0 | 0 | 0 | 0
EOP | Vista (VEA) | 230 | Wind, Onshore |  |  | 0 | 0 | 0 | 0 | 0 | 0 | 0 | 0 | 0 | 0 | 0 | 0 | 0 | 0 | 0 | 0 | 0 | 0 | 0 | 0 | 0 | 0 | 0 | 0 | 0 | 0 | 0 | 0
PG&E FRESNO | Wahtoke | 115 | Wind, Onshore |  |  | 0 | 0 | 0 | 0 | 0 | 0 | 0 | 0 | 0 | 0 | 0 | 0 | 0 | 0 | 0 | 0 | 0 | 0 | 0 | 0 | 0 | 0 | 0 | 0 | 0 | 0 | 0 | 0
SCE Northern | Wakefield | 66 | Wind, Onshore |  |  | 0 | 0 | 0 | 0 | 0 | 0 | 0 | 0 | 0 | 0 | 0 | 0 | 0 | 0 | 0 | 0 | 0 | 0 | 0 | 0 | 0 | 0 | 0 | 0 | 0 | 0 | 0 | 0
SCE Metro | Walnut | 230 | Wind, Onshore |  |  | 0 | 0 | 0 | 0 | 0 | 0 | 0 | 0 | 0 | 0 | 0 | 0 | 0 | 0 | 0 | 0 | 0 | 0 | 0 | 0 | 0 | 0 | 0 | 0 | 0 | 0 | 0 | 0
SCE Northern | Warne | 230 | Wind, Onshore |  |  | 0 | 0 | 0 | 0 | 0 | 0 | 0 | 0 | 0 | 0 | 0 | 0 | 0 | 0 | 0 | 0 | 0 | 0 | 0 | 0 | 0 | 0 | 0 | 0 | 0 | 0 | 0 | 0
PG&E GBA | Warnerville | 230 | Wind, Onshore |  |  | 0 | 0 | 0 | 0 | 0 | 0 | 0 | 0 | 0 | 0 | 0 | 0 | 0 | 0 | 0 | 0 | 0 | 0 | 0 | 0 | 0 | 0 | 0 | 0 | 0 | 0 | 0 | 0
PG&E FRESNO | Waukena | 115 | Wind, Onshore |  |  | 0 | 0 | 0 | 0 | 0 | 0 | 0 | 0 | 0 | 0 | 0 | 0 | 0 | 0 | 0 | 0 | 0 | 0 | 0 | 0 | 0 | 0 | 0 | 0 | 0 | 0 | 0 | 0
PG&E GBA | Weber | 230 | Wind, Onshore |  |  | 0 | 0 | 0 | 0 | 0 | 0 | 0 | 0 | 0 | 0 | 0 | 0 | 0 | 0 | 0 | 0 | 0 | 0 | 0 | 0 | 0 | 0 | 0 | 0 | 0 | 0 | 0 | 0
PG&E GBA | Weber | 60 | Wind, Onshore |  |  | 0 | 0 | 0 | 0 | 0 | 0 | 0 | 0 | 0 | 0 | 0 | 0 | 0 | 0 | 0 | 0 | 0 | 0 | 0 | 0 | 0 | 0 | 0 | 0 | 0 | 0 | 0 | 0
PG&E FRESNO | West Fresno | 115 | Wind, Onshore |  |  | 0 | 0 | 0 | 0 | 0 | 0 | 0 | 0 | 0 | 0 | 0 | 0 | 0 | 0 | 0 | 0 | 0 | 0 | 0 | 0 | 0 | 0 | 0 | 0 | 0 | 0 | 0 | 0
PG&E FRESNO | Westley | 230 | Wind, Onshore |  |  | 0 | 0 | 0 | 0 | 0 | 0 | 0 | 0 | 0 | 0 | 0 | 0 | 0 | 0 | 0 | 0 | 0 | 0 | 0 | 0 | 0 | 0 | 0 | 0 | 0 | 0 | 0 | 0
PG&E KERN | Westpark | 115 | Wind, Onshore |  |  | 0 | 0 | 0 | 0 | 0 | 0 | 0 | 0 | 0 | 0 | 0 | 0 | 0 | 0 | 0 | 0 | 0 | 0 | 0 | 0 | 0 | 0 | 0 | 0 | 0 | 0 | 0 | 0
PG&E KERN | Wheeler Ridge | 230 | Wind, Onshore |  |  | 0 | 0 | 0 | 0 | 0 | 0 | 0 | 0 | 0 | 0 | 0 | 0 | 0 | 0 | 0 | 0 | 0 | 0 | 0 | 0 | 0 | 0 | 0 | 0 | 0 | 0 | 0 | 0
PG&E KERN | Wheeler Ridge | 115 | Wind, Onshore |  |  | 0 | 0 | 0 | 0 | 0 | 0 | 0 | 0 | 0 | 0 | 0 | 0 | 0 | 0 | 0 | 0 | 0 | 0 | 0 | 0 | 0 | 0 | 0 | 0 | 0 | 0 | 0 | 0
PG&E KERN | Wheeler Ridge | 70 | Wind, Onshore |  |  | 0 | 0 | 0 | 0 | 0 | 0 | 0 | 0 | 0 | 0 | 0 | 0 | 0 | 0 | 0 | 0 | 0 | 0 | 0 | 0 | 0 | 0 | 0 | 0 | 0 | 0 | 0 | 0
SCE Northern | Whirlwind | 230 | Wind, Onshore |  |  | 1 | 0 | 0 | 0 | 0 | 0 | 0 | 0 | 0 | 0 | 0 | 0 | 0 | 300 | 0 | 300 | 0 | 0 | 0 | 300 | 0 | 300 | 300 | 0 | 300 | 300 | 0 | 300
SCE Northern | Whirlwind | 500 | Wind, Onshore |  |  | 0 | 0 | 0 | 0 | 0 | 0 | 0 | 0 | 0 | 0 | 0 | 0 | 0 | 0 | 0 | 0 | 0 | 0 | 0 | 0 | 0 | 0 | 0 | 0 | 0 | 0 | 0 | 0
PG&E GBA | Whisman | 115 | Wind, Onshore |  |  | 0 | 0 | 0 | 0 | 0 | 0 | 0 | 0 | 0 | 0 | 0 | 0 | 0 | 0 | 0 | 0 | 0 | 0 | 0 | 0 | 0 | 0 | 0 | 0 | 0 | 0 | 0 | 0
SCE Eastern | Wildlife | 230 | Wind, Onshore |  |  | 0 | 0 | 0 | 0 | 0 | 0 | 0 | 0 | 0 | 0 | 0 | 0 | 0 | 0 | 0 | 0 | 0 | 0 | 0 | 0 | 0 | 0 | 0 | 0 | 0 | 0 | 0 | 0
PG&E FRESNO | Wilson | 115 | Wind, Onshore |  |  | 0 | 0 | 0 | 0 | 0 | 0 | 0 | 0 | 0 | 0 | 0 | 0 | 0 | 0 | 0 | 0 | 0 | 0 | 0 | 0 | 0 | 0 | 0 | 0 | 0 | 0 | 0 | 0
PG&E FRESNO | Wilson | 230 | Wind, Onshore |  |  | 1 | 0 | 0 | 0 | 0 | 0 | 0 | 0 | 0 | 0 | 0 | 0 | 0 | 150 | 50 | 200 | 0 | 0 | 0 | 150 | 50 | 200 | 150 | 50 | 200 | 150 | 50 | 200
SCE Northern | Windhub | 230 | Wind, Onshore |  |  | 1 | 0 | 0 | 0 | 0 | 0 | 0 | 0 | 0 | 0 | 0 | 0 | 0 | 174 | 0 | 174 | 0 | 0 | 0 | 174 | 0 | 174 | 174 | 0 | 174 | 174 | 0 | 174
SCE Northern | Windhub | 500 | Wind, Onshore |  |  | 0 | 0 | 0 | 0 | 0 | 0 | 0 | 0 | 0 | 0 | 0 | 0 | 0 | 0 | 0 | 0 | 0 | 0 | 0 | 0 | 0 | 0 | 0 | 0 | 0 | 0 | 0 | 0
PG&E GBA | Windmaster | 230 | Wind, Onshore |  |  | 0 | 0 | 0 | 0 | 0 | 0 | 0 | 0 | 0 | 0 | 0 | 0 | 0 | 0 | 0 | 0 | 0 | 0 | 0 | 0 | 0 | 0 | 0 | 0 | 0 | 0 | 0 | 0
PG&E NGBA | Windsor | 60 | Wind, Onshore |  |  | 0 | 0 | 0 | 0 | 0 | 0 | 0 | 0 | 0 | 0 | 0 | 0 | 0 | 0 | 0 | 0 | 0 | 0 | 0 | 0 | 0 | 0 | 0 | 0 | 0 | 0 | 0 | 0
PG&E NGBA | Woodland | 115 | Wind, Onshore |  |  | 0 | 0 | 0 | 0 | 0 | 0 | 0 | 0 | 0 | 0 | 0 | 0 | 0 | 0 | 0 | 0 | 0 | 0 | 0 | 0 | 0 | 0 | 0 | 0 | 0 | 0 | 0 | 0
PG&E FRESNO | Woodward | 115 | Wind, Onshore |  |  | 0 | 0 | 0 | 0 | 0 | 0 | 0 | 0 | 0 | 0 | 0 | 0 | 0 | 0 | 0 | 0 | 0 | 0 | 0 | 0 | 0 | 0 | 0 | 0 | 0 | 0 | 0 | 0
PG&E NGBA | Wyandotte | 115 | Wind, Onshore |  |  | 0 | 0 | 0 | 0 | 0 | 0 | 0 | 0 | 0 | 0 | 0 | 0 | 0 | 0 | 0 | 0 | 0 | 0 | 0 | 0 | 0 | 0 | 0 | 0 | 0 | 0 | 0 | 0
PG&E KERN | 7th Standard | 115 | Distributed_Solar |  |  | 0 | 0 | 0 | 0 | 0 | 0 | 0 | 0 | 0 | 0 | 0 | 0 | 0 | 0 | 0 | 0 | 0 | 0 | 0 | 0 | 0 | 0 | 0 | 0 | 0 | 0 | 0 | 0
SCE Metro | Alamitos | 230 | Distributed_Solar |  |  | 0 | 0 | 0 | 0 | 0 | 0 | 0 | 0 | 0 | 0 | 0 | 0 | 0 | 0 | 0 | 0 | 0 | 0 | 0 | 0 | 0 | 0 | 0 | 0 | 0 | 0 | 0 | 0
SCE Eastern | Alberhill | 115 | Distributed_Solar |  |  | 0 | 0 | 0 | 0 | 0 | 0 | 0 | 0 | 0 | 0 | 0 | 0 | 0 | 0 | 0 | 0 | 0 | 0 | 0 | 0 | 0 | 0 | 0 | 0 | 0 | 0 | 0 | 0
SCE Eastern | Alberhill | 500 | Distributed_Solar |  |  | 0 | 0 | 0 | 0 | 0 | 0 | 0 | 0 | 0 | 0 | 0 | 0 | 0 | 0 | 0 | 0 | 0 | 0 | 0 | 0 | 0 | 0 | 0 | 0 | 0 | 0 | 0 | 0
PG&E GBA | Alhambra | 115 | Distributed_Solar |  |  | 0 | 0 | 0 | 0 | 0 | 0 | 0 | 0 | 0 | 0 | 0 | 0 | 0 | 0 | 0 | 0 | 0 | 0 | 0 | 0 | 0 | 0 | 0 | 0 | 0 | 0 | 0 | 0
PG&E FRESNO | Alpaugh | 115 | Distributed_Solar |  |  | 1 | 0 | 0 | 0 | 0 | 3 | 3 | 0 | 0 | 0 | 0 | 3 | 3 | 0 | 0 | 0 | 0 | 0 | 0 | 0 | 0 | 0 | 0 | 3 | 3 | 0 | 3 | 3
SDGE | Alpine | 69 | Distributed_Solar |  |  | 0 | 0 | 0 | 0 | 0 | 0 | 0 | 0 | 0 | 0 | 0 | 0 | 0 | 0 | 0 | 0 | 0 | 0 | 0 | 0 | 0 | 0 | 0 | 0 | 0 | 0 | 0 | 0
PG&E GBA | Altamont Midway (Sandhill) | 230 | Distributed_Solar |  |  | 0 | 0 | 0 | 0 | 0 | 0 | 0 | 0 | 0 | 0 | 0 | 0 | 0 | 0 | 0 | 0 | 0 | 0 | 0 | 0 | 0 | 0 | 0 | 0 | 0 | 0 | 0 | 0
SCE Northern | Antelope | 66 | Distributed_Solar |  |  | 1 | 0 | 2.5 | 2.5 | 0 | 0 | 0 | 0 | 0 | 0 | 0 | 0 | 0 | 0 | 0 | 0 | 0 | 0 | 0 | 0 | 0 | 0 | 0 | 2.5 | 2.5 | 0 | 2.5 | 2.5
SCE Northern | Antelope | 230 | Distributed_Solar |  |  | 1 | 0 | 0 | 0 | 0 | 6 | 6 | 0 | 1 | 1 | 0 | 5 | 5 | 0 | 0 | 0 | 0 | 0 | 0 | 0 | 0 | 0 | 0 | 5 | 5 | 0 | 5 | 5
SCE Northern | Antelope | 500 | Distributed_Solar |  |  | 0 | 0 | 0 | 0 | 0 | 0 | 0 | 0 | 0 | 0 | 0 | 0 | 0 | 0 | 0 | 0 | 0 | 0 | 0 | 0 | 0 | 0 | 0 | 0 | 0 | 0 | 0 | 0
PG&E NGBA | Arcata | 60 | Distributed_Solar |  |  | 1 | 0 | 0 | 0 | 0 | 7 | 7 | 0 | 0 | 0 | 0 | 7 | 7 | 0 | 0 | 0 | 0 | 0 | 0 | 0 | 0 | 0 | 0 | 7 | 7 | 0 | 7 | 7
PG&E KERN | Arco | 230 | Distributed_Solar |  |  | 1 | 0 | 0 | 0 | 0 | 4.79 | 4.79 | 0 | 0 | 0 | 0 | 4.79 | 4.79 | 0 | 0 | 0 | 0 | 0 | 0 | 0 | 0 | 0 | 0 | 4.79 | 4.79 | 0 | 4.79 | 4.79
PG&E KERN | Arco | 70 | Distributed_Solar |  |  | 0 | 0 | 0 | 0 | 0 | 0 | 0 | 0 | 0 | 0 | 0 | 0 | 0 | 0 | 0 | 0 | 0 | 0 | 0 | 0 | 0 | 0 | 0 | 0 | 0 | 0 | 0 | 0
SCE Metro | ArcoGen | 230 | Distributed_Solar |  |  | 0 | 0 | 0 | 0 | 0 | 0 | 0 | 0 | 0 | 0 | 0 | 0 | 0 | 0 | 0 | 0 | 0 | 0 | 0 | 0 | 0 | 0 | 0 | 0 | 0 | 0 | 0 | 0
SDGE | Artesian | 230 | Distributed_Solar |  |  | 0 | 0 | 0 | 0 | 0 | 0 | 0 | 0 | 0 | 0 | 0 | 0 | 0 | 0 | 0 | 0 | 0 | 0 | 0 | 0 | 0 | 0 | 0 | 0 | 0 | 0 | 0 | 0
SDGE | Artesian | 69 | Distributed_Solar |  |  | 0 | 0 | 0 | 0 | 0 | 0 | 0 | 0 | 0 | 0 | 0 | 0 | 0 | 0 | 0 | 0 | 0 | 0 | 0 | 0 | 0 | 0 | 0 | 0 | 0 | 0 | 0 | 0
PG&E FRESNO | Ashlan | 230 | Distributed_Solar |  |  | 0 | 0 | 0 | 0 | 0 | 0 | 0 | 0 | 0 | 0 | 0 | 0 | 0 | 0 | 0 | 0 | 0 | 0 | 0 | 0 | 0 | 0 | 0 | 0 | 0 | 0 | 0 | 0
PG&E NGBA | Atlantic | 115 | Distributed_Solar |  |  | 0 | 0 | 0 | 0 | 0 | 0 | 0 | 0 | 0 | 0 | 0 | 0 | 0 | 0 | 0 | 0 | 0 | 0 | 0 | 0 | 0 | 0 | 0 | 0 | 0 | 0 | 0 | 0
PG&E NGBA | Atlantic | 230 | Distributed_Solar |  |  | 0 | 0 | 0 | 0 | 0 | 0 | 0 | 0 | 0 | 0 | 0 | 0 | 0 | 0 | 0 | 0 | 0 | 0 | 0 | 0 | 0 | 0 | 0 | 0 | 0 | 0 | 0 | 0
PG&E NGBA | Atlantic | 60 | Distributed_Solar |  |  | 0 | 0 | 0 | 0 | 0 | 0 | 0 | 0 | 0 | 0 | 0 | 0 | 0 | 0 | 0 | 0 | 0 | 0 | 0 | 0 | 0 | 0 | 0 | 0 | 0 | 0 | 0 | 0
PG&E FRESNO | Atwater | 115 | Distributed_Solar |  |  | 1 | 0 | 0 | 0 | 0 | 2 | 2 | 0 | 0 | 0 | 0 | 2 | 2 | 0 | 0 | 0 | 0 | 0 | 0 | 0 | 0 | 0 | 0 | 2 | 2 | 0 | 2 | 2
PG&E GBA | Avena | 115 | Distributed_Solar |  |  | 0 | 0 | 0 | 0 | 0 | 0 | 0 | 0 | 0 | 0 | 0 | 0 | 0 | 0 | 0 | 0 | 0 | 0 | 0 | 0 | 0 | 0 | 0 | 0 | 0 | 0 | 0 | 0
SDGE | Avocado | 69 | Distributed_Solar |  |  | 0 | 0 | 0 | 0 | 0 | 0 | 0 | 0 | 0 | 0 | 0 | 0 | 0 | 0 | 0 | 0 | 0 | 0 | 0 | 0 | 0 | 0 | 0 | 0 | 0 | 0 | 0 | 0
PG&E NGBA | Bahia | 230 | Distributed_Solar |  |  | 0 | 0 | 0 | 0 | 0 | 0 | 0 | 0 | 0 | 0 | 0 | 0 | 0 | 0 | 0 | 0 | 0 | 0 | 0 | 0 | 0 | 0 | 0 | 0 | 0 | 0 | 0 | 0
SCE Northern | Bailey | 230 | Distributed_Solar |  |  | 0 | 0 | 0 | 0 | 0 | 0 | 0 | 0 | 0 | 0 | 0 | 0 | 0 | 0 | 0 | 0 | 0 | 0 | 0 | 0 | 0 | 0 | 0 | 0 | 0 | 0 | 0 | 0
SCE NOL | Baker | 115 | Distributed_Solar |  |  | 0 | 0 | 0 | 0 | 0 | 0 | 0 | 0 | 0 | 0 | 0 | 0 | 0 | 0 | 0 | 0 | 0 | 0 | 0 | 0 | 0 | 0 | 0 | 0 | 0 | 0 | 0 | 0
PG&E KERN | Bakersfield | 230 | Distributed_Solar |  |  | 0 | 0 | 0 | 0 | 0 | 0 | 0 | 0 | 0 | 0 | 0 | 0 | 0 | 0 | 0 | 0 | 0 | 0 | 0 | 0 | 0 | 0 | 0 | 0 | 0 | 0 | 0 | 0
PG&E FRESNO | Balch | 230 | Distributed_Solar |  |  | 0 | 0 | 0 | 0 | 0 | 0 | 0 | 0 | 0 | 0 | 0 | 0 | 0 | 0 | 0 | 0 | 0 | 0 | 0 | 0 | 0 | 0 | 0 | 0 | 0 | 0 | 0 | 0
SCE Eastern | Bannister | 230 | Distributed_Solar |  |  | 0 | 0 | 0 | 0 | 0 | 0 | 0 | 0 | 0 | 0 | 0 | 0 | 0 | 0 | 0 | 0 | 0 | 0 | 0 | 0 | 0 | 0 | 0 | 0 | 0 | 0 | 0 | 0
SCE Metro | Barre | 230 | Distributed_Solar |  |  | 0 | 0 | 0 | 0 | 0 | 0 | 0 | 0 | 0 | 0 | 0 | 0 | 0 | 0 | 0 | 0 | 0 | 0 | 0 | 0 | 0 | 0 | 0 | 0 | 0 | 0 | 0 | 0
SDGE | Bay Boulevard | 69 | Distributed_Solar |  |  | 0 | 0 | 0 | 0 | 0 | 0 | 0 | 0 | 0 | 0 | 0 | 0 | 0 | 0 | 0 | 0 | 0 | 0 | 0 | 0 | 0 | 0 | 0 | 0 | 0 | 0 | 0 | 0
SDGE | Bay Boulevard | 230 | Distributed_Solar |  |  | 0 | 0 | 0 | 0 | 0 | 0 | 0 | 0 | 0 | 0 | 0 | 0 | 0 | 0 | 0 | 0 | 0 | 0 | 0 | 0 | 0 | 0 | 0 | 0 | 0 | 0 | 0 | 0
EOP | Beatty | 138 | Distributed_Solar |  |  | 0 | 0 | 0 | 0 | 0 | 0 | 0 | 0 | 0 | 0 | 0 | 0 | 0 | 0 | 0 | 0 | 0 | 0 | 0 | 0 | 0 | 0 | 0 | 0 | 0 | 0 | 0 | 0
EOP | Beatty | 230 | Distributed_Solar |  |  | 0 | 0 | 0 | 0 | 0 | 0 | 0 | 0 | 0 | 0 | 0 | 0 | 0 | 0 | 0 | 0 | 0 | 0 | 0 | 0 | 0 | 0 | 0 | 0 | 0 | 0 | 0 | 0
PG&E NGBA | Belden | 230 | Distributed_Solar |  |  | 0 | 0 | 0 | 0 | 0 | 0 | 0 | 0 | 0 | 0 | 0 | 0 | 0 | 0 | 0 | 0 | 0 | 0 | 0 | 0 | 0 | 0 | 0 | 0 | 0 | 0 | 0 | 0
PG&E NGBA | Bell | 115 | Distributed_Solar |  |  | 0 | 0 | 0 | 0 | 0 | 0 | 0 | 0 | 0 | 0 | 0 | 0 | 0 | 0 | 0 | 0 | 0 | 0 | 0 | 0 | 0 | 0 | 0 | 0 | 0 | 0 | 0 | 0
PG&E NGBA | Bellevue | 115 | Distributed_Solar |  |  | 0 | 0 | 0 | 0 | 0 | 0 | 0 | 0 | 0 | 0 | 0 | 0 | 0 | 0 | 0 | 0 | 0 | 0 | 0 | 0 | 0 | 0 | 0 | 0 | 0 | 0 | 0 | 0
PG&E GBA | Bellota | 115 | Distributed_Solar |  |  | 0 | 0 | 0 | 0 | 0 | 0 | 0 | 0 | 0 | 0 | 0 | 0 | 0 | 0 | 0 | 0 | 0 | 0 | 0 | 0 | 0 | 0 | 0 | 0 | 0 | 0 | 0 | 0
PG&E GBA | Bellota | 230 | Distributed_Solar |  |  | 0 | 0 | 0 | 0 | 0 | 0 | 0 | 0 | 0 | 0 | 0 | 0 | 0 | 0 | 0 | 0 | 0 | 0 | 0 | 0 | 0 | 0 | 0 | 0 | 0 | 0 | 0 | 0
SCE Northern | Big Creek | 230 | Distributed_Solar |  |  | 0 | 0 | 0 | 0 | 0 | 0 | 0 | 0 | 0 | 0 | 0 | 0 | 0 | 0 | 0 | 0 | 0 | 0 | 0 | 0 | 0 | 0 | 0 | 0 | 0 | 0 | 0 | 0
PG&E FRESNO | Biola | 70 | Distributed_Solar |  |  | 0 | 0 | 0 | 0 | 0 | 0 | 0 | 0 | 0 | 0 | 0 | 0 | 0 | 0 | 0 | 0 | 0 | 0 | 0 | 0 | 0 | 0 | 0 | 0 | 0 | 0 | 0 | 0
PG&E GBA | Birds Landing | 230 | Distributed_Solar |  |  | 0 | 0 | 0 | 0 | 0 | 0 | 0 | 0 | 0 | 0 | 0 | 0 | 0 | 0 | 0 | 0 | 0 | 0 | 0 | 0 | 0 | 0 | 0 | 0 | 0 | 0 | 0 | 0
SCE Northern | Bliss | 66 | Distributed_Solar |  |  | 0 | 0 | 0 | 0 | 0 | 0 | 0 | 0 | 0 | 0 | 0 | 0 | 0 | 0 | 0 | 0 | 0 | 0 | 0 | 0 | 0 | 0 | 0 | 0 | 0 | 0 | 0 | 0
SCE Eastern | Blythe | 161 | Distributed_Solar |  |  | 0 | 0 | 0 | 0 | 0 | 0 | 0 | 0 | 0 | 0 | 0 | 0 | 0 | 0 | 0 | 0 | 0 | 0 | 0 | 0 | 0 | 0 | 0 | 0 | 0 | 0 | 0 | 0
PG&E NGBA | Bogue | 115 | Distributed_Solar |  |  | 0 | 0 | 0 | 0 | 0 | 0 | 0 | 0 | 0 | 0 | 0 | 0 | 0 | 0 | 0 | 0 | 0 | 0 | 0 | 0 | 0 | 0 | 0 | 0 | 0 | 0 | 0 | 0
PG&E FRESNO | Borden | 230 | Distributed_Solar |  |  | 0 | 0 | 0 | 0 | 0 | 0 | 0 | 0 | 0 | 0 | 0 | 0 | 0 | 0 | 0 | 0 | 0 | 0 | 0 | 0 | 0 | 0 | 0 | 0 | 0 | 0 | 0 | 0
PG&E FRESNO | Borden | 70 | Distributed_Solar |  |  | 1 | 0 | 0 | 0 | 0 | 0 | 0 | 0 | 0 | 0 | 0 | 0 | 0 | 0 | 4.5 | 4.5 | 0 | 0 | 0 | 0 | 4.5 | 4.5 | 0 | 4.5 | 4.5 | 0 | 4.5 | 4.5
SDGE | Boulevard East | 138 | Distributed_Solar |  |  | 0 | 0 | 0 | 0 | 0 | 0 | 0 | 0 | 0 | 0 | 0 | 0 | 0 | 0 | 0 | 0 | 0 | 0 | 0 | 0 | 0 | 0 | 0 | 0 | 0 | 0 | 0 | 0
SDGE | Boulevard East | 69 | Distributed_Solar |  |  | 0 | 0 | 0 | 0 | 0 | 0 | 0 | 0 | 0 | 0 | 0 | 0 | 0 | 0 | 0 | 0 | 0 | 0 | 0 | 0 | 0 | 0 | 0 | 0 | 0 | 0 | 0 | 0
PG&E GBA | Brentwood | 230 | Distributed_Solar |  |  | 1 | 0 | 0 | 0 | 0 | 2 | 2 | 0 | 0 | 0 | 0 | 2 | 2 | 0 | 0 | 0 | 0 | 0 | 0 | 0 | 0 | 0 | 0 | 2 | 2 | 0 | 2 | 2
PG&E NGBA | Bridgeville | 115 | Distributed_Solar |  |  | 0 | 0 | 0 | 0 | 0 | 0 | 0 | 0 | 0 | 0 | 0 | 0 | 0 | 0 | 0 | 0 | 0 | 0 | 0 | 0 | 0 | 0 | 0 | 0 | 0 | 0 | 0 | 0
PG&E NGBA | Brighton | 115 | Distributed_Solar |  |  | 0 | 0 | 0 | 0 | 0 | 0 | 0 | 0 | 0 | 0 | 0 | 0 | 0 | 0 | 0 | 0 | 0 | 0 | 0 | 0 | 0 | 0 | 0 | 0 | 0 | 0 | 0 | 0
PG&E NGBA | Brighton | 230 | Distributed_Solar |  |  | 0 | 0 | 0 | 0 | 0 | 0 | 0 | 0 | 0 | 0 | 0 | 0 | 0 | 0 | 0 | 0 | 0 | 0 | 0 | 0 | 0 | 0 | 0 | 0 | 0 | 0 | 0 | 0
PG&E NGBA | Brunswick | 115 | Distributed_Solar |  |  | 1 | 0 | 0 | 0 | 0 | 0 | 0 | 0 | 0 | 0 | 0 | 0 | 0 | 0 | 1.9 | 1.9 | 0 | 0 | 0 | 0 | 1.9 | 1.9 | 0 | 1.9 | 1.9 | 0 | 1.9 | 1.9
PG&E NGBA | Bucks Creek | 230 | Distributed_Solar |  |  | 0 | 0 | 0 | 0 | 0 | 0 | 0 | 0 | 0 | 0 | 0 | 0 | 0 | 0 | 0 | 0 | 0 | 0 | 0 | 0 | 0 | 0 | 0 | 0 | 0 | 0 | 0 | 0
PG&E KERN | Buena Vista | 230 | Distributed_Solar |  |  | 0 | 0 | 0 | 0 | 0 | 0 | 0 | 0 | 0 | 0 | 0 | 0 | 0 | 0 | 0 | 0 | 0 | 0 | 0 | 0 | 0 | 0 | 0 | 0 | 0 | 0 | 0 | 0
PG&E FRESNO | Bullard | 115 | Distributed_Solar |  |  | 0 | 0 | 0 | 0 | 0 | 0 | 0 | 0 | 0 | 0 | 0 | 0 | 0 | 0 | 0 | 0 | 0 | 0 | 0 | 0 | 0 | 0 | 0 | 0 | 0 | 0 | 0 | 0
PG&E GBA | Burlingame | 115 | Distributed_Solar |  |  | 0 | 0 | 0 | 0 | 0 | 0 | 0 | 0 | 0 | 0 | 0 | 0 | 0 | 0 | 0 | 0 | 0 | 0 | 0 | 0 | 0 | 0 | 0 | 0 | 0 | 0 | 0 | 0
PG&E NGBA | Burney Forest | 230 | Distributed_Solar |  |  | 0 | 0 | 0 | 0 | 0 | 0 | 0 | 0 | 0 | 0 | 0 | 0 | 0 | 0 | 0 | 0 | 0 | 0 | 0 | 0 | 0 | 0 | 0 | 0 | 0 | 0 | 0 | 0
PG&E NGBA | Butte | 115 | Distributed_Solar |  |  | 0 | 0 | 0 | 0 | 0 | 0 | 0 | 0 | 0 | 0 | 0 | 0 | 0 | 0 | 0 | 0 | 0 | 0 | 0 | 0 | 0 | 0 | 0 | 0 | 0 | 0 | 0 | 0
PG&E KERN | Cabrillo | 115 | Distributed_Solar |  |  | 0 | 0 | 0 | 0 | 0 | 0 | 0 | 0 | 0 | 0 | 0 | 0 | 0 | 0 | 0 | 0 | 0 | 0 | 0 | 0 | 0 | 0 | 0 | 0 | 0 | 0 | 0 | 0
PG&E FRESNO | Cal Flats | 230 | Distributed_Solar |  |  | 0 | 0 | 0 | 0 | 0 | 0 | 0 | 0 | 0 | 0 | 0 | 0 | 0 | 0 | 0 | 0 | 0 | 0 | 0 | 0 | 0 | 0 | 0 | 0 | 0 | 0 | 0 | 0
SCE NOL | Calcite | 230 | Distributed_Solar |  |  | 0 | 0 | 0 | 0 | 0 | 0 | 0 | 0 | 0 | 0 | 0 | 0 | 0 | 0 | 0 | 0 | 0 | 0 | 0 | 0 | 0 | 0 | 0 | 0 | 0 | 0 | 0 | 0
PG&E KERN | Caliente | 230 | Distributed_Solar |  |  | 0 | 0 | 0 | 0 | 0 | 0 | 0 | 0 | 0 | 0 | 0 | 0 | 0 | 0 | 0 | 0 | 0 | 0 | 0 | 0 | 0 | 0 | 0 | 0 | 0 | 0 | 0 | 0
PG&E FRESNO | California Ave | 115 | Distributed_Solar |  |  | 0 | 0 | 0 | 0 | 0 | 0 | 0 | 0 | 0 | 0 | 0 | 0 | 0 | 0 | 0 | 0 | 0 | 0 | 0 | 0 | 0 | 0 | 0 | 0 | 0 | 0 | 0 | 0
PG&E KERN | Callender | 115 | Distributed_Solar |  |  | 0 | 0 | 0 | 0 | 0 | 0 | 0 | 0 | 0 | 0 | 0 | 0 | 0 | 0 | 0 | 0 | 0 | 0 | 0 | 0 | 0 | 0 | 0 | 0 | 0 | 0 | 0 | 0
PG&E NGBA | Calpella | 115 | Distributed_Solar |  |  | 1 | 0 | 0 | 0 | 0 | 4 | 4 | 0 | 0 | 0 | 0 | 4 | 4 | 0 | 0 | 0 | 0 | 0 | 0 | 0 | 0 | 0 | 0 | 4 | 4 | 0 | 4 | 4
PG&E GBA | Camanche | 230 | Distributed_Solar |  |  | 0 | 0 | 0 | 0 | 0 | 0 | 0 | 0 | 0 | 0 | 0 | 0 | 0 | 0 | 0 | 0 | 0 | 0 | 0 | 0 | 0 | 0 | 0 | 0 | 0 | 0 | 0 | 0
SDGE | Cameron | 69 | Distributed_Solar |  |  | 1 | 0 | 0 | 0 | 0 | 0.84 | 0.84 | 0 | 0 | 0 | 0 | 0.84 | 0.84 | 0 | 0 | 0 | 0 | 0 | 0 | 0 | 0 | 0 | 0 | 0.84 | 0.84 | 0 | 0.84 | 0.84
SDGE | Cannon | 69 | Distributed_Solar |  |  | 0 | 0 | 0 | 0 | 0 | 0 | 0 | 0 | 0 | 0 | 0 | 0 | 0 | 0 | 0 | 0 | 0 | 0 | 0 | 0 | 0 | 0 | 0 | 0 | 0 | 0 | 0 | 0
PG&E FRESNO | Cantua | 115 | Distributed_Solar |  |  | 0 | 0 | 0 | 0 | 0 | 0 | 0 | 0 | 0 | 0 | 0 | 0 | 0 | 0 | 0 | 0 | 0 | 0 | 0 | 0 | 0 | 0 | 0 | 0 | 0 | 0 | 0 | 0
SDGE | Capistrano | 138 | Distributed_Solar |  |  | 0 | 0 | 0 | 0 | 0 | 0 | 0 | 0 | 0 | 0 | 0 | 0 | 0 | 0 | 0 | 0 | 0 | 0 | 0 | 0 | 0 | 0 | 0 | 0 | 0 | 0 | 0 | 0
SDGE | Capistrano | 230 | Distributed_Solar |  |  | 0 | 0 | 0 | 0 | 0 | 0 | 0 | 0 | 0 | 0 | 0 | 0 | 0 | 0 | 0 | 0 | 0 | 0 | 0 | 0 | 0 | 0 | 0 | 0 | 0 | 0 | 0 | 0
PG&E NGBA | Carberry | 230 | Distributed_Solar |  |  | 0 | 0 | 0 | 0 | 0 | 0 | 0 | 0 | 0 | 0 | 0 | 0 | 0 | 0 | 0 | 0 | 0 | 0 | 0 | 0 | 0 | 0 | 0 | 0 | 0 | 0 | 0 | 0
SCE Eastern | Cardiff | 66 | Distributed_Solar |  |  | 0 | 0 | 0 | 0 | 0 | 0 | 0 | 0 | 0 | 0 | 0 | 0 | 0 | 0 | 0 | 0 | 0 | 0 | 0 | 0 | 0 | 0 | 0 | 0 | 0 | 0 | 0 | 0
PG&E NGBA | Caribou | 60 | Distributed_Solar |  |  | 0 | 0 | 0 | 0 | 0 | 0 | 0 | 0 | 0 | 0 | 0 | 0 | 0 | 0 | 0 | 0 | 0 | 0 | 0 | 0 | 0 | 0 | 0 | 0 | 0 | 0 | 0 | 0
PG&E NGBA | Caribou | 115 | Distributed_Solar |  |  | 0 | 0 | 0 | 0 | 0 | 0 | 0 | 0 | 0 | 0 | 0 | 0 | 0 | 0 | 0 | 0 | 0 | 0 | 0 | 0 | 0 | 0 | 0 | 0 | 0 | 0 | 0 | 0
PG&E NGBA | Caribou | 230 | Distributed_Solar |  |  | 0 | 0 | 0 | 0 | 0 | 0 | 0 | 0 | 0 | 0 | 0 | 0 | 0 | 0 | 0 | 0 | 0 | 0 | 0 | 0 | 0 | 0 | 0 | 0 | 0 | 0 | 0 | 0
EOP | Carpenter Canyon (fka Gamebird) | 138 | Distributed_Solar |  |  | 0 | 0 | 0 | 0 | 0 | 0 | 0 | 0 | 0 | 0 | 0 | 0 | 0 | 0 | 0 | 0 | 0 | 0 | 0 | 0 | 0 | 0 | 0 | 0 | 0 | 0 | 0 | 0
EOP | Carpenter Canyon (fka Gamebird) | 230 | Distributed_Solar |  |  | 0 | 0 | 0 | 0 | 0 | 0 | 0 | 0 | 0 | 0 | 0 | 0 | 0 | 0 | 0 | 0 | 0 | 0 | 0 | 0 | 0 | 0 | 0 | 0 | 0 | 0 | 0 | 0
PG&E NGBA | Carquinez | 115 | Distributed_Solar |  |  | 0 | 0 | 0 | 0 | 0 | 0 | 0 | 0 | 0 | 0 | 0 | 0 | 0 | 0 | 0 | 0 | 0 | 0 | 0 | 0 | 0 | 0 | 0 | 0 | 0 | 0 | 0 | 0
SDGE | Carrizo Gorge | 138 | Distributed_Solar |  |  | 0 | 0 | 0 | 0 | 0 | 0 | 0 | 0 | 0 | 0 | 0 | 0 | 0 | 0 | 0 | 0 | 0 | 0 | 0 | 0 | 0 | 0 | 0 | 0 | 0 | 0 | 0 | 0
PG&E KERN | Carrizo Plains | 115 | Distributed_Solar |  |  | 0 | 0 | 0 | 0 | 0 | 0 | 0 | 0 | 0 | 0 | 0 | 0 | 0 | 0 | 0 | 0 | 0 | 0 | 0 | 0 | 0 | 0 | 0 | 0 | 0 | 0 | 0 | 0
PG&E KERN | Casaloma | 230 | Distributed_Solar |  |  | 0 | 0 | 0 | 0 | 0 | 0 | 0 | 0 | 0 | 0 | 0 | 0 | 0 | 0 | 0 | 0 | 0 | 0 | 0 | 0 | 0 | 0 | 0 | 0 | 0 | 0 | 0 | 0
PG&E GBA | Castro Valley | 230 | Distributed_Solar |  |  | 0 | 0 | 0 | 0 | 0 | 0 | 0 | 0 | 0 | 0 | 0 | 0 | 0 | 0 | 0 | 0 | 0 | 0 | 0 | 0 | 0 | 0 | 0 | 0 | 0 | 0 | 0 | 0
PG&E GBA | Cayetano | 230 | Distributed_Solar |  |  | 0 | 0 | 0 | 0 | 0 | 0 | 0 | 0 | 0 | 0 | 0 | 0 | 0 | 0 | 0 | 0 | 0 | 0 | 0 | 0 | 0 | 0 | 0 | 0 | 0 | 0 | 0 | 0
SCE Metro | Center | 230 | Distributed_Solar |  |  | 0 | 0 | 0 | 0 | 0 | 0 | 0 | 0 | 0 | 0 | 0 | 0 | 0 | 0 | 0 | 0 | 0 | 0 | 0 | 0 | 0 | 0 | 0 | 0 | 0 | 0 | 0 | 0
PG&E KERN | Charca | 115 | Distributed_Solar |  |  | 1 | 0 | 0 | 0 | 0 | 4.62 | 4.62 | 0 | 0 | 0 | 0 | 4.62 | 4.62 | 0 | 0 | 0 | 0 | 0 | 0 | 0 | 0 | 0 | 0 | 4.62 | 4.62 | 0 | 4.62 | 4.62
EOP | Charleston | 138 | Distributed_Solar |  |  | 0 | 0 | 0 | 0 | 0 | 0 | 0 | 0 | 0 | 0 | 0 | 0 | 0 | 0 | 0 | 0 | 0 | 0 | 0 | 0 | 0 | 0 | 0 | 0 | 0 | 0 | 0 | 0
SCE Metro | Chevmain | 230 | Distributed_Solar |  |  | 0 | 0 | 0 | 0 | 0 | 0 | 0 | 0 | 0 | 0 | 0 | 0 | 0 | 0 | 0 | 0 | 0 | 0 | 0 | 0 | 0 | 0 | 0 | 0 | 0 | 0 | 0 | 0
SDGE | Chicarita | 138 | Distributed_Solar |  |  | 0 | 0 | 0 | 0 | 0 | 0 | 0 | 0 | 0 | 0 | 0 | 0 | 0 | 0 | 0 | 0 | 0 | 0 | 0 | 0 | 0 | 0 | 0 | 0 | 0 | 0 | 0 | 0
SCE Metro | Chino | 230 | Distributed_Solar |  |  | 0 | 0 | 0 | 0 | 0 | 0 | 0 | 0 | 0 | 0 | 0 | 0 | 0 | 0 | 0 | 0 | 0 | 0 | 0 | 0 | 0 | 0 | 0 | 0 | 0 | 0 | 0 | 0
PG&E FRESNO | Chowchilla | 115 | Distributed_Solar |  |  | 1 | 0 | 0 | 0 | 0 | 7.56 | 7.56 | 0 | 0 | 0 | 0 | 7.56 | 7.56 | 0 | 0 | 0 | 0 | 0 | 0 | 0 | 0 | 0 | 0 | 7.56 | 7.56 | 0 | 7.56 | 7.56
PG&E GBA | Christie | 60 | Distributed_Solar |  |  | 0 | 0 | 0 | 0 | 0 | 0 | 0 | 0 | 0 | 0 | 0 | 0 | 0 | 0 | 0 | 0 | 0 | 0 | 0 | 0 | 0 | 0 | 0 | 0 | 0 | 0 | 0 | 0
PG&E GBA | Christie | 115 | Distributed_Solar |  |  | 0 | 0 | 0 | 0 | 0 | 0 | 0 | 0 | 0 | 0 | 0 | 0 | 0 | 0 | 0 | 0 | 0 | 0 | 0 | 0 | 0 | 0 | 0 | 0 | 0 | 0 | 0 | 0
SCE Eastern | Cielo Azul | 500 | Distributed_Solar |  |  | 0 | 0 | 0 | 0 | 0 | 0 | 0 | 0 | 0 | 0 | 0 | 0 | 0 | 0 | 0 | 0 | 0 | 0 | 0 | 0 | 0 | 0 | 0 | 0 | 0 | 0 | 0 | 0
PG&E GBA | Clay | 60 | Distributed_Solar |  |  | 0 | 0 | 0 | 0 | 0 | 0 | 0 | 0 | 0 | 0 | 0 | 0 | 0 | 0 | 0 | 0 | 0 | 0 | 0 | 0 | 0 | 0 | 0 | 0 | 0 | 0 | 0 | 0
PG&E GBA | Clayton | 115 | Distributed_Solar |  |  | 0 | 0 | 0 | 0 | 0 | 0 | 0 | 0 | 0 | 0 | 0 | 0 | 0 | 0 | 0 | 0 | 0 | 0 | 0 | 0 | 0 | 0 | 0 | 0 | 0 | 0 | 0 | 0
PG&E NGBA | Cloverdale | 115 | Distributed_Solar |  |  | 0 | 0 | 0 | 0 | 0 | 0 | 0 | 0 | 0 | 0 | 0 | 0 | 0 | 0 | 0 | 0 | 0 | 0 | 0 | 0 | 0 | 0 | 0 | 0 | 0 | 0 | 0 | 0
PG&E FRESNO | Clovis | 115 | Distributed_Solar |  |  | 0 | 0 | 0 | 0 | 0 | 0 | 0 | 0 | 0 | 0 | 0 | 0 | 0 | 0 | 0 | 0 | 0 | 0 | 0 | 0 | 0 | 0 | 0 | 0 | 0 | 0 | 0 | 0
PG&E GBA | Coburn | 230 | Distributed_Solar |  |  | 0 | 0 | 0 | 0 | 0 | 0 | 0 | 0 | 0 | 0 | 0 | 0 | 0 | 0 | 0 | 0 | 0 | 0 | 0 | 0 | 0 | 0 | 0 | 0 | 0 | 0 | 0 | 0
PG&E GBA | Coburn | 60 | Distributed_Solar |  |  | 0 | 0 | 0 | 0 | 0 | 0 | 0 | 0 | 0 | 0 | 0 | 0 | 0 | 0 | 0 | 0 | 0 | 0 | 0 | 0 | 0 | 0 | 0 | 0 | 0 | 0 | 0 | 0
PG&E NGBA | Colgate | 230 | Distributed_Solar |  |  | 0 | 0 | 0 | 0 | 0 | 0 | 0 | 0 | 0 | 0 | 0 | 0 | 0 | 0 | 0 | 0 | 0 | 0 | 0 | 0 | 0 | 0 | 0 | 0 | 0 | 0 | 0 | 0
PG&E GBA | Collierville | 230 | Distributed_Solar |  |  | 0 | 0 | 0 | 0 | 0 | 0 | 0 | 0 | 0 | 0 | 0 | 0 | 0 | 0 | 0 | 0 | 0 | 0 | 0 | 0 | 0 | 0 | 0 | 0 | 0 | 0 | 0 | 0
PG&E GBA | Collinsville | 230 | Distributed_Solar |  |  | 0 | 0 | 0 | 0 | 0 | 0 | 0 | 0 | 0 | 0 | 0 | 0 | 0 | 0 | 0 | 0 | 0 | 0 | 0 | 0 | 0 | 0 | 0 | 0 | 0 | 0 | 0 | 0
PG&E GBA | Collinsville | 500 | Distributed_Solar |  |  | 0 | 0 | 0 | 0 | 0 | 0 | 0 | 0 | 0 | 0 | 0 | 0 | 0 | 0 | 0 | 0 | 0 | 0 | 0 | 0 | 0 | 0 | 0 | 0 | 0 | 0 | 0 | 0
SCE Eastern | Colorado River | 230 | Distributed_Solar |  |  | 0 | 0 | 0 | 0 | 0 | 0 | 0 | 0 | 0 | 0 | 0 | 0 | 0 | 0 | 0 | 0 | 0 | 0 | 0 | 0 | 0 | 0 | 0 | 0 | 0 | 0 | 0 | 0
SCE Eastern | Colorado River | 500 | Distributed_Solar |  |  | 0 | 0 | 0 | 0 | 0 | 0 | 0 | 0 | 0 | 0 | 0 | 0 | 0 | 0 | 0 | 0 | 0 | 0 | 0 | 0 | 0 | 0 | 0 | 0 | 0 | 0 | 0 | 0
PG&E KERN | Columbus | 115 | Distributed_Solar |  |  | 0 | 0 | 0 | 0 | 0 | 0 | 0 | 0 | 0 | 0 | 0 | 0 | 0 | 0 | 0 | 0 | 0 | 0 | 0 | 0 | 0 | 0 | 0 | 0 | 0 | 0 | 0 | 0
PG&E GBA | Contra Costa | 115 | Distributed_Solar |  |  | 0 | 0 | 0 | 0 | 0 | 0 | 0 | 0 | 0 | 0 | 0 | 0 | 0 | 0 | 0 | 0 | 0 | 0 | 0 | 0 | 0 | 0 | 0 | 0 | 0 | 0 | 0 | 0
PG&E GBA | Contra Costa | 230 | Distributed_Solar |  |  | 0 | 0 | 0 | 0 | 0 | 0 | 0 | 0 | 0 | 0 | 0 | 0 | 0 | 0 | 0 | 0 | 0 | 0 | 0 | 0 | 0 | 0 | 0 | 0 | 0 | 0 | 0 | 0
PG&E GBA | Contra Costa PP | 230 | Distributed_Solar |  |  | 0 | 0 | 0 | 0 | 0 | 0 | 0 | 0 | 0 | 0 | 0 | 0 | 0 | 0 | 0 | 0 | 0 | 0 | 0 | 0 | 0 | 0 | 0 | 0 | 0 | 0 | 0 | 0
SCE NOL | Control | 115 | Distributed_Solar |  |  | 0 | 0 | 0 | 0 | 0 | 0 | 0 | 0 | 0 | 0 | 0 | 0 | 0 | 0 | 0 | 0 | 0 | 0 | 0 | 0 | 0 | 0 | 0 | 0 | 0 | 0 | 0 | 0
SCE NOL | Control | 55 | Distributed_Solar |  |  | 0 | 0 | 0 | 0 | 0 | 0 | 0 | 0 | 0 | 0 | 0 | 0 | 0 | 0 | 0 | 0 | 0 | 0 | 0 | 0 | 0 | 0 | 0 | 0 | 0 | 0 | 0 | 0
PG&E GBA | Cooley Landing | 115 | Distributed_Solar |  |  | 0 | 0 | 0 | 0 | 0 | 0 | 0 | 0 | 0 | 0 | 0 | 0 | 0 | 0 | 0 | 0 | 0 | 0 | 0 | 0 | 0 | 0 | 0 | 0 | 0 | 0 | 0 | 0
PG&E GBA | Cooley Landing | 60 | Distributed_Solar |  |  | 0 | 0 | 0 | 0 | 0 | 0 | 0 | 0 | 0 | 0 | 0 | 0 | 0 | 0 | 0 | 0 | 0 | 0 | 0 | 0 | 0 | 0 | 0 | 0 | 0 | 0 | 0 | 0
SCE NOL | Coolwater | 230 | Distributed_Solar |  |  | 0 | 0 | 0 | 0 | 0 | 0 | 0 | 0 | 0 | 0 | 0 | 0 | 0 | 0 | 0 | 0 | 0 | 0 | 0 | 0 | 0 | 0 | 0 | 0 | 0 | 0 | 0 | 0
SCE NOL | Coolwater | 115 | Distributed_Solar |  |  | 0 | 0 | 0 | 0 | 0 | 0 | 0 | 0 | 0 | 0 | 0 | 0 | 0 | 0 | 0 | 0 | 0 | 0 | 0 | 0 | 0 | 0 | 0 | 0 | 0 | 0 | 0 | 0
PG&E KERN | Copus | 70 | Distributed_Solar |  |  | 0 | 0 | 0 | 0 | 0 | 0 | 0 | 0 | 0 | 0 | 0 | 0 | 0 | 0 | 0 | 0 | 0 | 0 | 0 | 0 | 0 | 0 | 0 | 0 | 0 | 0 | 0 | 0
PG&E FRESNO | Corcoran | 70 | Distributed_Solar |  |  | 1 | 0 | 0 | 0 | 0 | 0 | 0 | 0 | 0 | 0 | 0 | 0 | 0 | 0 | 4.5 | 4.5 | 0 | 0 | 0 | 0 | 4.5 | 4.5 | 0 | 4.5 | 4.5 | 0 | 4.5 | 4.5
PG&E FRESNO | Corcoran | 115 | Distributed_Solar |  |  | 0 | 0 | 0 | 0 | 0 | 0 | 0 | 0 | 0 | 0 | 0 | 0 | 0 | 0 | 0 | 0 | 0 | 0 | 0 | 0 | 0 | 0 | 0 | 0 | 0 | 0 | 0 | 0
PG&E NGBA | Corona | 115 | Distributed_Solar |  |  | 0 | 0 | 0 | 0 | 0 | 0 | 0 | 0 | 0 | 0 | 0 | 0 | 0 | 0 | 0 | 0 | 0 | 0 | 0 | 0 | 0 | 0 | 0 | 0 | 0 | 0 | 0 | 0
PG&E NGBA | Cortina | 230 | Distributed_Solar |  |  | 0 | 0 | 0 | 0 | 0 | 0 | 0 | 0 | 0 | 0 | 0 | 0 | 0 | 0 | 0 | 0 | 0 | 0 | 0 | 0 | 0 | 0 | 0 | 0 | 0 | 0 | 0 | 0
PG&E NGBA | Cortina | 115 | Distributed_Solar |  |  | 0 | 0 | 0 | 0 | 0 | 0 | 0 | 0 | 0 | 0 | 0 | 0 | 0 | 0 | 0 | 0 | 0 | 0 | 0 | 0 | 0 | 0 | 0 | 0 | 0 | 0 | 0 | 0
PG&E GBA | Cottle | 230 | Distributed_Solar |  |  | 0 | 0 | 0 | 0 | 0 | 0 | 0 | 0 | 0 | 0 | 0 | 0 | 0 | 0 | 0 | 0 | 0 | 0 | 0 | 0 | 0 | 0 | 0 | 0 | 0 | 0 | 0 | 0
PG&E NGBA | Cottonwood | 115 | Distributed_Solar |  |  | 0 | 0 | 0 | 0 | 0 | 0 | 0 | 0 | 0 | 0 | 0 | 0 | 0 | 0 | 0 | 0 | 0 | 0 | 0 | 0 | 0 | 0 | 0 | 0 | 0 | 0 | 0 | 0
PG&E NGBA | Cottonwood | 230 | Distributed_Solar |  |  | 0 | 0 | 0 | 0 | 0 | 0 | 0 | 0 | 0 | 0 | 0 | 0 | 0 | 0 | 0 | 0 | 0 | 0 | 0 | 0 | 0 | 0 | 0 | 0 | 0 | 0 | 0 | 0
PG&E NGBA | Cottonwood | 60 | Distributed_Solar |  |  | 0 | 0 | 0 | 0 | 0 | 0 | 0 | 0 | 0 | 0 | 0 | 0 | 0 | 0 | 0 | 0 | 0 | 0 | 0 | 0 | 0 | 0 | 0 | 0 | 0 | 0 | 0 | 0
PG&E NGBA | Cove Road | 230 | Distributed_Solar |  |  | 0 | 0 | 0 | 0 | 0 | 0 | 0 | 0 | 0 | 0 | 0 | 0 | 0 | 0 | 0 | 0 | 0 | 0 | 0 | 0 | 0 | 0 | 0 | 0 | 0 | 0 | 0 | 0
PG&E GBA | Coyote | 230 | Distributed_Solar |  |  | 0 | 0 | 0 | 0 | 0 | 0 | 0 | 0 | 0 | 0 | 0 | 0 | 0 | 0 | 0 | 0 | 0 | 0 | 0 | 0 | 0 | 0 | 0 | 0 | 0 | 0 | 0 | 0
PG&E GBA | Crazy Horse Canyon | 115 | Distributed_Solar |  |  | 0 | 0 | 0 | 0 | 0 | 0 | 0 | 0 | 0 | 0 | 0 | 0 | 0 | 0 | 0 | 0 | 0 | 0 | 0 | 0 | 0 | 0 | 0 | 0 | 0 | 0 | 0 | 0
SDGE | Creelman | 69 | Distributed_Solar |  |  | 0 | 0 | 0 | 0 | 0 | 0 | 0 | 0 | 0 | 0 | 0 | 0 | 0 | 0 | 0 | 0 | 0 | 0 | 0 | 0 | 0 | 0 | 0 | 0 | 0 | 0 | 0 | 0
PG&E FRESNO | Crescent | 70 | Distributed_Solar |  |  | 0 | 0 | 0 | 0 | 0 | 0 | 0 | 0 | 0 | 0 | 0 | 0 | 0 | 0 | 0 | 0 | 0 | 0 | 0 | 0 | 0 | 0 | 0 | 0 | 0 | 0 | 0 | 0
PG&E FRESNO | Cressey | 115 | Distributed_Solar |  |  | 0 | 0 | 0 | 0 | 0 | 0 | 0 | 0 | 0 | 0 | 0 | 0 | 0 | 0 | 0 | 0 | 0 | 0 | 0 | 0 | 0 | 0 | 0 | 0 | 0 | 0 | 0 | 0
PG&E NGBA | Cresta | 230 | Distributed_Solar |  |  | 0 | 0 | 0 | 0 | 0 | 0 | 0 | 0 | 0 | 0 | 0 | 0 | 0 | 0 | 0 | 0 | 0 | 0 | 0 | 0 | 0 | 0 | 0 | 0 | 0 | 0 | 0 | 0
SDGE | Crestwood | 69 | Distributed_Solar |  |  | 0 | 0 | 0 | 0 | 0 | 0 | 0 | 0 | 0 | 0 | 0 | 0 | 0 | 0 | 0 | 0 | 0 | 0 | 0 | 0 | 0 | 0 | 0 | 0 | 0 | 0 | 0 | 0
PG&E GBA | Crow Creek | 60 | Distributed_Solar |  |  | 0 | 0 | 0 | 0 | 0 | 0 | 0 | 0 | 0 | 0 | 0 | 0 | 0 | 0 | 0 | 0 | 0 | 0 | 0 | 0 | 0 | 0 | 0 | 0 | 0 | 0 | 0 | 0
PG&E GBA | Crows Landing | 60 | Distributed_Solar |  |  | 0 | 0 | 0 | 0 | 0 | 0 | 0 | 0 | 0 | 0 | 0 | 0 | 0 | 0 | 0 | 0 | 0 | 0 | 0 | 0 | 0 | 0 | 0 | 0 | 0 | 0 | 0 | 0
PG&E GBA | Curtis | 115 | Distributed_Solar |  |  | 0 | 0 | 0 | 0 | 0 | 0 | 0 | 0 | 0 | 0 | 0 | 0 | 0 | 0 | 0 | 0 | 0 | 0 | 0 | 0 | 0 | 0 | 0 | 0 | 0 | 0 | 0 | 0
PG&E FRESNO | Dairyland | 115 | Distributed_Solar |  |  | 1 | 0 | 0 | 0 | 0 | 0 | 0 | 0 | 0 | 0 | 0 | 0 | 0 | 0 | 5 | 5 | 0 | 0 | 0 | 0 | 5 | 5 | 0 | 5 | 5 | 0 | 5 | 5
PG&E NGBA | Davis | 115 | Distributed_Solar |  |  | 0 | 0 | 0 | 0 | 0 | 0 | 0 | 0 | 0 | 0 | 0 | 0 | 0 | 0 | 0 | 0 | 0 | 0 | 0 | 0 | 0 | 0 | 0 | 0 | 0 | 0 | 0 | 0
SCE Metro | Del Amo | 500 | Distributed_Solar |  |  | 0 | 0 | 0 | 0 | 0 | 0 | 0 | 0 | 0 | 0 | 0 | 0 | 0 | 0 | 0 | 0 | 0 | 0 | 0 | 0 | 0 | 0 | 0 | 0 | 0 | 0 | 0 | 0
SCE Metro | Del Amo | 230 | Distributed_Solar |  |  | 0 | 0 | 0 | 0 | 0 | 0 | 0 | 0 | 0 | 0 | 0 | 0 | 0 | 0 | 0 | 0 | 0 | 0 | 0 | 0 | 0 | 0 | 0 | 0 | 0 | 0 | 0 | 0
SCE Eastern | Delaney | 500 | Distributed_Solar |  |  | 0 | 0 | 0 | 0 | 0 | 0 | 0 | 0 | 0 | 0 | 0 | 0 | 0 | 0 | 0 | 0 | 0 | 0 | 0 | 0 | 0 | 0 | 0 | 0 | 0 | 0 | 0 | 0
PG&E NGBA | Delevan | 230 | Distributed_Solar |  |  | 0 | 0 | 0 | 0 | 0 | 0 | 0 | 0 | 0 | 0 | 0 | 0 | 0 | 0 | 0 | 0 | 0 | 0 | 0 | 0 | 0 | 0 | 0 | 0 | 0 | 0 | 0 | 0
PG&E GBA | Delta PP | 230 | Distributed_Solar |  |  | 0 | 0 | 0 | 0 | 0 | 0 | 0 | 0 | 0 | 0 | 0 | 0 | 0 | 0 | 0 | 0 | 0 | 0 | 0 | 0 | 0 | 0 | 0 | 0 | 0 | 0 | 0 | 0
EOP | Desert View | 230 | Distributed_Solar |  |  | 0 | 0 | 0 | 0 | 0 | 0 | 0 | 0 | 0 | 0 | 0 | 0 | 0 | 0 | 0 | 0 | 0 | 0 | 0 | 0 | 0 | 0 | 0 | 0 | 0 | 0 | 0 | 0
SCE Eastern | Devers | 230 | Distributed_Solar |  |  | 0 | 0 | 0 | 0 | 0 | 0 | 0 | 0 | 0 | 0 | 0 | 0 | 0 | 0 | 0 | 0 | 0 | 0 | 0 | 0 | 0 | 0 | 0 | 0 | 0 | 0 | 0 | 0
SCE Eastern | Devers | 500 | Distributed_Solar |  |  | 0 | 0 | 0 | 0 | 0 | 0 | 0 | 0 | 0 | 0 | 0 | 0 | 0 | 0 | 0 | 0 | 0 | 0 | 0 | 0 | 0 | 0 | 0 | 0 | 0 | 0 | 0 | 0
PG&E KERN | Diablo Canyon | 230 | Distributed_Solar |  |  | 0 | 0 | 0 | 0 | 0 | 0 | 0 | 0 | 0 | 0 | 0 | 0 | 0 | 0 | 0 | 0 | 0 | 0 | 0 | 0 | 0 | 0 | 0 | 0 | 0 | 0 | 0 | 0
PG&E KERN | Diablo Canyon | 500 | Distributed_Solar |  |  | 0 | 0 | 0 | 0 | 0 | 0 | 0 | 0 | 0 | 0 | 0 | 0 | 0 | 0 | 0 | 0 | 0 | 0 | 0 | 0 | 0 | 0 | 0 | 0 | 0 | 0 | 0 | 0
PG&E KERN | Divide | 115 | Distributed_Solar |  |  | 0 | 0 | 0 | 0 | 0 | 0 | 0 | 0 | 0 | 0 | 0 | 0 | 0 | 0 | 0 | 0 | 0 | 0 | 0 | 0 | 0 | 0 | 0 | 0 | 0 | 0 | 0 | 0
PG&E GBA | Dixon Landing | 115 | Distributed_Solar |  |  | 1 | 0 | 0 | 0 | 0 | 0 | 0 | 0 | 0 | 0 | 0 | 0 | 0 | 0 | 2.3 | 2.3 | 0 | 0 | 0 | 0 | 2.3 | 2.3 | 0 | 2.3 | 2.3 | 0 | 2.3 | 2.3
PG&E FRESNO | Dos Amigos | 230 | Distributed_Solar |  |  | 1 | 0 | 0 | 0 | 0 | 3 | 3 | 0 | 0 | 0 | 0 | 3 | 3 | 0 | 0 | 0 | 0 | 0 | 0 | 0 | 0 | 0 | 0 | 3 | 3 | 0 | 3 | 3
PG&E NGBA | Drum | 115 | Distributed_Solar |  |  | 0 | 0 | 0 | 0 | 0 | 0 | 0 | 0 | 0 | 0 | 0 | 0 | 0 | 0 | 0 | 0 | 0 | 0 | 0 | 0 | 0 | 0 | 0 | 0 | 0 | 0 | 0 | 0
PG&E GBA | Dumbarton | 115 | Distributed_Solar |  |  | 1 | 0 | 0 | 0 | 0 | 0 | 0 | 0 | 0 | 0 | 0 | 0 | 0 | 0 | 5 | 5 | 0 | 0 | 0 | 0 | 5 | 5 | 0 | 5 | 5 | 0 | 5 | 5
SCE NOL | Dunn Siding | 115 | Distributed_Solar |  |  | 0 | 0 | 0 | 0 | 0 | 0 | 0 | 0 | 0 | 0 | 0 | 0 | 0 | 0 | 0 | 0 | 0 | 0 | 0 | 0 | 0 | 0 | 0 | 0 | 0 | 0 | 0 | 0
SCE Eastern | Eagle Mountain | 230 | Distributed_Solar |  |  | 0 | 0 | 0 | 0 | 0 | 0 | 0 | 0 | 0 | 0 | 0 | 0 | 0 | 0 | 0 | 0 | 0 | 0 | 0 | 0 | 0 | 0 | 0 | 0 | 0 | 0 | 0 | 0
PG&E NGBA | Eagle Rock (PGE) | 60 | Distributed_Solar |  |  | 0 | 0 | 0 | 0 | 0 | 0 | 0 | 0 | 0 | 0 | 0 | 0 | 0 | 0 | 0 | 0 | 0 | 0 | 0 | 0 | 0 | 0 | 0 | 0 | 0 | 0 | 0 | 0
PG&E NGBA | Eagle Rock (PGE) | 115 | Distributed_Solar |  |  | 0 | 0 | 0 | 0 | 0 | 0 | 0 | 0 | 0 | 0 | 0 | 0 | 0 | 0 | 0 | 0 | 0 | 0 | 0 | 0 | 0 | 0 | 0 | 0 | 0 | 0 | 0 | 0
SCE Metro | Eagle Rock (SCE) | 230 | Distributed_Solar |  |  | 0 | 0 | 0 | 0 | 0 | 0 | 0 | 0 | 0 | 0 | 0 | 0 | 0 | 0 | 0 | 0 | 0 | 0 | 0 | 0 | 0 | 0 | 0 | 0 | 0 | 0 | 0 | 0
PG&E NGBA | East Marysville | 115 | Distributed_Solar |  |  | 0 | 0 | 0 | 0 | 0 | 0 | 0 | 0 | 0 | 0 | 0 | 0 | 0 | 0 | 0 | 0 | 0 | 0 | 0 | 0 | 0 | 0 | 0 | 0 | 0 | 0 | 0 | 0
PG&E NGBA | East Nicolaus | 115 | Distributed_Solar |  |  | 0 | 0 | 0 | 0 | 0 | 0 | 0 | 0 | 0 | 0 | 0 | 0 | 0 | 0 | 0 | 0 | 0 | 0 | 0 | 0 | 0 | 0 | 0 | 0 | 0 | 0 | 0 | 0
PG&E NGBA | East Nicolaus | 60 | Distributed_Solar |  |  | 0 | 0 | 0 | 0 | 0 | 0 | 0 | 0 | 0 | 0 | 0 | 0 | 0 | 0 | 0 | 0 | 0 | 0 | 0 | 0 | 0 | 0 | 0 | 0 | 0 | 0 | 0 | 0
PG&E GBA | Eastshore | 115 | Distributed_Solar |  |  | 0 | 0 | 0 | 0 | 0 | 0 | 0 | 0 | 0 | 0 | 0 | 0 | 0 | 0 | 0 | 0 | 0 | 0 | 0 | 0 | 0 | 0 | 0 | 0 | 0 | 0 | 0 | 0
PG&E GBA | Eastshore | 230 | Distributed_Solar |  |  | 0 | 0 | 0 | 0 | 0 | 0 | 0 | 0 | 0 | 0 | 0 | 0 | 0 | 0 | 0 | 0 | 0 | 0 | 0 | 0 | 0 | 0 | 0 | 0 | 0 | 0 | 0 | 0
SDGE | ECO | 138 | Distributed_Solar |  |  | 0 | 0 | 0 | 0 | 0 | 0 | 0 | 0 | 0 | 0 | 0 | 0 | 0 | 0 | 0 | 0 | 0 | 0 | 0 | 0 | 0 | 0 | 0 | 0 | 0 | 0 | 0 | 0
SDGE | ECO | 230 | Distributed_Solar |  |  | 0 | 0 | 0 | 0 | 0 | 0 | 0 | 0 | 0 | 0 | 0 | 0 | 0 | 0 | 0 | 0 | 0 | 0 | 0 | 0 | 0 | 0 | 0 | 0 | 0 | 0 | 0 | 0
SDGE | ECO | 500 | Distributed_Solar |  |  | 0 | 0 | 0 | 0 | 0 | 0 | 0 | 0 | 0 | 0 | 0 | 0 | 0 | 0 | 0 | 0 | 0 | 0 | 0 | 0 | 0 | 0 | 0 | 0 | 0 | 0 | 0 | 0
PG&E GBA | Edenvale | 115 | Distributed_Solar |  |  | 0 | 0 | 0 | 0 | 0 | 0 | 0 | 0 | 0 | 0 | 0 | 0 | 0 | 0 | 0 | 0 | 0 | 0 | 0 | 0 | 0 | 0 | 0 | 0 | 0 | 0 | 0 | 0
PG&E GBA | Edes | 115 | Distributed_Solar |  |  | 1 | 0 | 0 | 0 | 0 | 0 | 0 | 0 | 0 | 0 | 0 | 0 | 0 | 0 | 1.7 | 1.7 | 0 | 0 | 0 | 0 | 1.7 | 1.7 | 0 | 1.7 | 1.7 | 0 | 1.7 | 1.7
PG&E GBA | Eight Mile | 230 | Distributed_Solar |  |  | 0 | 0 | 0 | 0 | 0 | 0 | 0 | 0 | 0 | 0 | 0 | 0 | 0 | 0 | 0 | 0 | 0 | 0 | 0 | 0 | 0 | 0 | 0 | 0 | 0 | 0 | 0 | 0
SDGE | El Cajon | 69 | Distributed_Solar |  |  | 0 | 0 | 0 | 0 | 0 | 0 | 0 | 0 | 0 | 0 | 0 | 0 | 0 | 0 | 0 | 0 | 0 | 0 | 0 | 0 | 0 | 0 | 0 | 0 | 0 | 0 | 0 | 0
SCE Eastern | El Casco | 230 | Distributed_Solar |  |  | 0 | 0 | 0 | 0 | 0 | 0 | 0 | 0 | 0 | 0 | 0 | 0 | 0 | 0 | 0 | 0 | 0 | 0 | 0 | 0 | 0 | 0 | 0 | 0 | 0 | 0 | 0 | 0
PG&E GBA | El Cerrito G | 115 | Distributed_Solar |  |  | 0 | 0 | 0 | 0 | 0 | 0 | 0 | 0 | 0 | 0 | 0 | 0 | 0 | 0 | 0 | 0 | 0 | 0 | 0 | 0 | 0 | 0 | 0 | 0 | 0 | 0 | 0 | 0
PG&E NGBA | El Dorado PH | 115 | Distributed_Solar |  |  | 0 | 0 | 0 | 0 | 0 | 0 | 0 | 0 | 0 | 0 | 0 | 0 | 0 | 0 | 0 | 0 | 0 | 0 | 0 | 0 | 0 | 0 | 0 | 0 | 0 | 0 | 0 | 0
PG&E FRESNO | El Nido (PGE) | 115 | Distributed_Solar |  |  | 1 | 0 | 0 | 0 | 0 | 3 | 3 | 0 | 0 | 0 | 0 | 3 | 3 | 0 | 0 | 0 | 0 | 0 | 0 | 0 | 0 | 0 | 0 | 3 | 3 | 0 | 3 | 3
SCE Metro | El Nido (SCE) | 230 | Distributed_Solar |  |  | 0 | 0 | 0 | 0 | 0 | 0 | 0 | 0 | 0 | 0 | 0 | 0 | 0 | 0 | 0 | 0 | 0 | 0 | 0 | 0 | 0 | 0 | 0 | 0 | 0 | 0 | 0 | 0
PG&E GBA | El Patio | 115 | Distributed_Solar |  |  | 0 | 0 | 0 | 0 | 0 | 0 | 0 | 0 | 0 | 0 | 0 | 0 | 0 | 0 | 0 | 0 | 0 | 0 | 0 | 0 | 0 | 0 | 0 | 0 | 0 | 0 | 0 | 0
SCE Metro | El Segundo | 230 | Distributed_Solar |  |  | 0 | 0 | 0 | 0 | 0 | 0 | 0 | 0 | 0 | 0 | 0 | 0 | 0 | 0 | 0 | 0 | 0 | 0 | 0 | 0 | 0 | 0 | 0 | 0 | 0 | 0 | 0 | 0
EOP | Eldorado | 230 | Distributed_Solar |  |  | 0 | 0 | 0 | 0 | 0 | 0 | 0 | 0 | 0 | 0 | 0 | 0 | 0 | 0 | 0 | 0 | 0 | 0 | 0 | 0 | 0 | 0 | 0 | 0 | 0 | 0 | 0 | 0
EOP | Eldorado | 500 | Distributed_Solar |  |  | 0 | 0 | 0 | 0 | 0 | 0 | 0 | 0 | 0 | 0 | 0 | 0 | 0 | 0 | 0 | 0 | 0 | 0 | 0 | 0 | 0 | 0 | 0 | 0 | 0 | 0 | 0 | 0
SCE Northern | Elizabeth Lake | 66 | Distributed_Solar |  |  | 0 | 0 | 0 | 0 | 0 | 0 | 0 | 0 | 0 | 0 | 0 | 0 | 0 | 0 | 0 | 0 | 0 | 0 | 0 | 0 | 0 | 0 | 0 | 0 | 0 | 0 | 0 | 0
PG&E KERN | Elk Hills | 230 | Distributed_Solar |  |  | 1 | 0 | 0 | 0 | 0 | 0 | 0 | 0 | 0 | 0 | 0 | 0 | 0 | 0 | 5.25 | 5.25 | 0 | 0 | 0 | 0 | 5.25 | 5.25 | 0 | 5.25 | 5.25 | 0 | 5.25 | 5.25
SDGE | Elliot | 69 | Distributed_Solar |  |  | 0 | 0 | 0 | 0 | 0 | 0 | 0 | 0 | 0 | 0 | 0 | 0 | 0 | 0 | 0 | 0 | 0 | 0 | 0 | 0 | 0 | 0 | 0 | 0 | 0 | 0 | 0 | 0
SCE Metro | Ellis | 230 | Distributed_Solar |  |  | 0 | 0 | 0 | 0 | 0 | 0 | 0 | 0 | 0 | 0 | 0 | 0 | 0 | 0 | 0 | 0 | 0 | 0 | 0 | 0 | 0 | 0 | 0 | 0 | 0 | 0 | 0 | 0
SDGE | Encina | 138 | Distributed_Solar |  |  | 0 | 0 | 0 | 0 | 0 | 0 | 0 | 0 | 0 | 0 | 0 | 0 | 0 | 0 | 0 | 0 | 0 | 0 | 0 | 0 | 0 | 0 | 0 | 0 | 0 | 0 | 0 | 0
SDGE | Encina | 230 | Distributed_Solar |  |  | 0 | 0 | 0 | 0 | 0 | 0 | 0 | 0 | 0 | 0 | 0 | 0 | 0 | 0 | 0 | 0 | 0 | 0 | 0 | 0 | 0 | 0 | 0 | 0 | 0 | 0 | 0 | 0
SDGE | Escondido | 230 | Distributed_Solar |  |  | 0 | 0 | 0 | 0 | 0 | 0 | 0 | 0 | 0 | 0 | 0 | 0 | 0 | 0 | 0 | 0 | 0 | 0 | 0 | 0 | 0 | 0 | 0 | 0 | 0 | 0 | 0 | 0
SDGE | Escondido | 69 | Distributed_Solar |  |  | 0 | 0 | 0 | 0 | 0 | 0 | 0 | 0 | 0 | 0 | 0 | 0 | 0 | 0 | 0 | 0 | 0 | 0 | 0 | 0 | 0 | 0 | 0 | 0 | 0 | 0 | 0 | 0
PG&E KERN | Estrella | 230 | Distributed_Solar |  |  | 0 | 0 | 0 | 0 | 0 | 0 | 0 | 0 | 0 | 0 | 0 | 0 | 0 | 0 | 0 | 0 | 0 | 0 | 0 | 0 | 0 | 0 | 0 | 0 | 0 | 0 | 0 | 0
SCE Eastern | Etiwanda | 230 | Distributed_Solar |  |  | 0 | 0 | 0 | 0 | 0 | 0 | 0 | 0 | 0 | 0 | 0 | 0 | 0 | 0 | 0 | 0 | 0 | 0 | 0 | 0 | 0 | 0 | 0 | 0 | 0 | 0 | 0 | 0
PG&E GBA | Evergreen | 115 | Distributed_Solar |  |  | 0 | 0 | 0 | 0 | 0 | 0 | 0 | 0 | 0 | 0 | 0 | 0 | 0 | 0 | 0 | 0 | 0 | 0 | 0 | 0 | 0 | 0 | 0 | 0 | 0 | 0 | 0 | 0
PG&E GBA | Evergreen | 60 | Distributed_Solar |  |  | 0 | 0 | 0 | 0 | 0 | 0 | 0 | 0 | 0 | 0 | 0 | 0 | 0 | 0 | 0 | 0 | 0 | 0 | 0 | 0 | 0 | 0 | 0 | 0 | 0 | 0 | 0 | 0
PG&E FRESNO | Excelsior | 115 | Distributed_Solar |  |  | 0 | 0 | 0 | 0 | 0 | 0 | 0 | 0 | 0 | 0 | 0 | 0 | 0 | 0 | 0 | 0 | 0 | 0 | 0 | 0 | 0 | 0 | 0 | 0 | 0 | 0 | 0 | 0
PG&E FRESNO | Exchequer | 115 | Distributed_Solar |  |  | 0 | 0 | 0 | 0 | 0 | 0 | 0 | 0 | 0 | 0 | 0 | 0 | 0 | 0 | 0 | 0 | 0 | 0 | 0 | 0 | 0 | 0 | 0 | 0 | 0 | 0 | 0 | 0
PG&E KERN | Fairway | 115 | Distributed_Solar |  |  | 0 | 0 | 0 | 0 | 0 | 0 | 0 | 0 | 0 | 0 | 0 | 0 | 0 | 0 | 0 | 0 | 0 | 0 | 0 | 0 | 0 | 0 | 0 | 0 | 0 | 0 | 0 | 0
PG&E KERN | Famoso | 115 | Distributed_Solar |  |  | 1 | 0 | 0 | 0 | 0 | 0 | 0 | 0 | 0 | 0 | 0 | 0 | 0 | 0 | 4 | 4 | 0 | 0 | 0 | 0 | 4 | 4 | 0 | 4 | 4 | 0 | 4 | 4
PG&E NGBA | Fern Road | 500 | Distributed_Solar |  |  | 0 | 0 | 0 | 0 | 0 | 0 | 0 | 0 | 0 | 0 | 0 | 0 | 0 | 0 | 0 | 0 | 0 | 0 | 0 | 0 | 0 | 0 | 0 | 0 | 0 | 0 | 0 | 0
PG&E GBA | Fibreboard (SPI Sonora) | 115 | Distributed_Solar |  |  | 0 | 0 | 0 | 0 | 0 | 0 | 0 | 0 | 0 | 0 | 0 | 0 | 0 | 0 | 0 | 0 | 0 | 0 | 0 | 0 | 0 | 0 | 0 | 0 | 0 | 0 | 0 | 0
PG&E FRESNO | Figarden | 230 | Distributed_Solar |  |  | 0 | 0 | 0 | 0 | 0 | 0 | 0 | 0 | 0 | 0 | 0 | 0 | 0 | 0 | 0 | 0 | 0 | 0 | 0 | 0 | 0 | 0 | 0 | 0 | 0 | 0 | 0 | 0
PG&E FRESNO | Fink | 230 | Distributed_Solar |  |  | 0 | 0 | 0 | 0 | 0 | 0 | 0 | 0 | 0 | 0 | 0 | 0 | 0 | 0 | 0 | 0 | 0 | 0 | 0 | 0 | 0 | 0 | 0 | 0 | 0 | 0 | 0 | 0
PG&E NGBA | Fitch Mountain | 60 | Distributed_Solar |  |  | 0 | 0 | 0 | 0 | 0 | 0 | 0 | 0 | 0 | 0 | 0 | 0 | 0 | 0 | 0 | 0 | 0 | 0 | 0 | 0 | 0 | 0 | 0 | 0 | 0 | 0 | 0 | 0
PG&E GBA | FMC | 115 | Distributed_Solar |  |  | 0 | 0 | 0 | 0 | 0 | 0 | 0 | 0 | 0 | 0 | 0 | 0 | 0 | 0 | 0 | 0 | 0 | 0 | 0 | 0 | 0 | 0 | 0 | 0 | 0 | 0 | 0 | 0
PG&E GBA | Fremont | 115 | Distributed_Solar |  |  | 0 | 0 | 0 | 0 | 0 | 0 | 0 | 0 | 0 | 0 | 0 | 0 | 0 | 0 | 0 | 0 | 0 | 0 | 0 | 0 | 0 | 0 | 0 | 0 | 0 | 0 | 0 | 0
PG&E GBA | French Camp | 60 | Distributed_Solar |  |  | 0 | 0 | 0 | 0 | 0 | 0 | 0 | 0 | 0 | 0 | 0 | 0 | 0 | 0 | 0 | 0 | 0 | 0 | 0 | 0 | 0 | 0 | 0 | 0 | 0 | 0 | 0 | 0
PG&E GBA | Frogtown | 115 | Distributed_Solar |  |  | 0 | 0 | 0 | 0 | 0 | 0 | 0 | 0 | 0 | 0 | 0 | 0 | 0 | 0 | 0 | 0 | 0 | 0 | 0 | 0 | 0 | 0 | 0 | 0 | 0 | 0 | 0 | 0
PG&E NGBA | Fulton | 115 | Distributed_Solar |  |  | 0 | 0 | 0 | 0 | 0 | 0 | 0 | 0 | 0 | 0 | 0 | 0 | 0 | 0 | 0 | 0 | 0 | 0 | 0 | 0 | 0 | 0 | 0 | 0 | 0 | 0 | 0 | 0
PG&E NGBA | Fulton | 230 | Distributed_Solar |  |  | 0 | 0 | 0 | 0 | 0 | 0 | 0 | 0 | 0 | 0 | 0 | 0 | 0 | 0 | 0 | 0 | 0 | 0 | 0 | 0 | 0 | 0 | 0 | 0 | 0 | 0 | 0 | 0
PG&E NGBA | Fulton | 60 | Distributed_Solar |  |  | 0 | 0 | 0 | 0 | 0 | 0 | 0 | 0 | 0 | 0 | 0 | 0 | 0 | 0 | 0 | 0 | 0 | 0 | 0 | 0 | 0 | 0 | 0 | 0 | 0 | 0 | 0 | 0
PG&E KERN | Ganso | 115 | Distributed_Solar |  |  | 1 | 0 | 0 | 0 | 0 | 0 | 0 | 0 | 0 | 0 | 0 | 0 | 0 | 0 | 1.5 | 1.5 | 0 | 0 | 0 | 0 | 1.5 | 1.5 | 0 | 1.5 | 1.5 | 0 | 1.5 | 1.5
PG&E FRESNO | Gates | 230 | Distributed_Solar |  |  | 1 | 0 | 0 | 0 | 0 | 3 | 3 | 0 | 0 | 0 | 0 | 3 | 3 | 0 | 0 | 0 | 0 | 0 | 0 | 0 | 0 | 0 | 0 | 3 | 3 | 0 | 3 | 3
PG&E FRESNO | Gates | 500 | Distributed_Solar |  |  | 0 | 0 | 0 | 0 | 0 | 0 | 0 | 0 | 0 | 0 | 0 | 0 | 0 | 0 | 0 | 0 | 0 | 0 | 0 | 0 | 0 | 0 | 0 | 0 | 0 | 0 | 0 | 0
PG&E NGBA | Geysers 12 | 230 | Distributed_Solar |  |  | 0 | 0 | 0 | 0 | 0 | 0 | 0 | 0 | 0 | 0 | 0 | 0 | 0 | 0 | 0 | 0 | 0 | 0 | 0 | 0 | 0 | 0 | 0 | 0 | 0 | 0 | 0 | 0
PG&E NGBA | Geysers 17 | 230 | Distributed_Solar |  |  | 0 | 0 | 0 | 0 | 0 | 0 | 0 | 0 | 0 | 0 | 0 | 0 | 0 | 0 | 0 | 0 | 0 | 0 | 0 | 0 | 0 | 0 | 0 | 0 | 0 | 0 | 0 | 0
PG&E NGBA | Geysers 3 | 115 | Distributed_Solar |  |  | 0 | 0 | 0 | 0 | 0 | 0 | 0 | 0 | 0 | 0 | 0 | 0 | 0 | 0 | 0 | 0 | 0 | 0 | 0 | 0 | 0 | 0 | 0 | 0 | 0 | 0 | 0 | 0
PG&E NGBA | Glenn | 230 | Distributed_Solar |  |  | 0 | 0 | 0 | 0 | 0 | 0 | 0 | 0 | 0 | 0 | 0 | 0 | 0 | 0 | 0 | 0 | 0 | 0 | 0 | 0 | 0 | 0 | 0 | 0 | 0 | 0 | 0 | 0
PG&E NGBA | Glenn | 60 | Distributed_Solar |  |  | 0 | 0 | 0 | 0 | 0 | 0 | 0 | 0 | 0 | 0 | 0 | 0 | 0 | 0 | 0 | 0 | 0 | 0 | 0 | 0 | 0 | 0 | 0 | 0 | 0 | 0 | 0 | 0
PG&E NGBA | Gold Hill | 115 | Distributed_Solar |  |  | 0 | 0 | 0 | 0 | 0 | 0 | 0 | 0 | 0 | 0 | 0 | 0 | 0 | 0 | 0 | 0 | 0 | 0 | 0 | 0 | 0 | 0 | 0 | 0 | 0 | 0 | 0 | 0
PG&E NGBA | Gold Hill | 230 | Distributed_Solar |  |  | 0 | 0 | 0 | 0 | 0 | 0 | 0 | 0 | 0 | 0 | 0 | 0 | 0 | 0 | 0 | 0 | 0 | 0 | 0 | 0 | 0 | 0 | 0 | 0 | 0 | 0 | 0 | 0
SCE Northern | Goleta | 230 | Distributed_Solar |  |  | 0 | 0 | 0 | 0 | 0 | 0 | 0 | 0 | 0 | 0 | 0 | 0 | 0 | 0 | 0 | 0 | 0 | 0 | 0 | 0 | 0 | 0 | 0 | 0 | 0 | 0 | 0 | 0
SCE Metro | Goodrich | 230 | Distributed_Solar |  |  | 0 | 0 | 0 | 0 | 0 | 0 | 0 | 0 | 0 | 0 | 0 | 0 | 0 | 0 | 0 | 0 | 0 | 0 | 0 | 0 | 0 | 0 | 0 | 0 | 0 | 0 | 0 | 0
PG&E KERN | Goose Lake | 115 | Distributed_Solar |  |  | 0 | 0 | 0 | 0 | 0 | 0 | 0 | 0 | 0 | 0 | 0 | 0 | 0 | 0 | 0 | 0 | 0 | 0 | 0 | 0 | 0 | 0 | 0 | 0 | 0 | 0 | 0 | 0
SCE Metro | Gould | 230 | Distributed_Solar |  |  | 0 | 0 | 0 | 0 | 0 | 0 | 0 | 0 | 0 | 0 | 0 | 0 | 0 | 0 | 0 | 0 | 0 | 0 | 0 | 0 | 0 | 0 | 0 | 0 | 0 | 0 | 0 | 0
PG&E NGBA | Grand Island | 115 | Distributed_Solar |  |  | 1 | 0 | 0 | 0 | 0 | 2.73 | 2.73 | 0 | 0 | 0 | 0 | 2.73 | 2.73 | 0 | 0 | 0 | 0 | 0 | 0 | 0 | 0 | 0 | 0 | 2.73 | 2.73 | 0 | 2.73 | 2.73
SDGE | Granite | 69 | Distributed_Solar |  |  | 0 | 0 | 0 | 0 | 0 | 0 | 0 | 0 | 0 | 0 | 0 | 0 | 0 | 0 | 0 | 0 | 0 | 0 | 0 | 0 | 0 | 0 | 0 | 0 | 0 | 0 | 0 | 0
PG&E GBA | Grant | 115 | Distributed_Solar |  |  | 0 | 0 | 0 | 0 | 0 | 0 | 0 | 0 | 0 | 0 | 0 | 0 | 0 | 0 | 0 | 0 | 0 | 0 | 0 | 0 | 0 | 0 | 0 | 0 | 0 | 0 | 0 | 0
PG&E GBA | Green Valley | 115 | Distributed_Solar |  |  | 0 | 0 | 0 | 0 | 0 | 0 | 0 | 0 | 0 | 0 | 0 | 0 | 0 | 0 | 0 | 0 | 0 | 0 | 0 | 0 | 0 | 0 | 0 | 0 | 0 | 0 | 0 | 0
PG&E NGBA | Greenleaf 1 | 115 | Distributed_Solar |  |  | 0 | 0 | 0 | 0 | 0 | 0 | 0 | 0 | 0 | 0 | 0 | 0 | 0 | 0 | 0 | 0 | 0 | 0 | 0 | 0 | 0 | 0 | 0 | 0 | 0 | 0 | 0 | 0
PG&E FRESNO | Gregg | 230 | Distributed_Solar |  |  | 0 | 0 | 0 | 0 | 0 | 0 | 0 | 0 | 0 | 0 | 0 | 0 | 0 | 0 | 0 | 0 | 0 | 0 | 0 | 0 | 0 | 0 | 0 | 0 | 0 | 0 | 0 | 0
PG&E FRESNO | Grimmway-Malaga | 115 | Distributed_Solar |  |  | 0 | 0 | 0 | 0 | 0 | 0 | 0 | 0 | 0 | 0 | 0 | 0 | 0 | 0 | 0 | 0 | 0 | 0 | 0 | 0 | 0 | 0 | 0 | 0 | 0 | 0 | 0 | 0
PG&E NGBA | Grizzly | 230 | Distributed_Solar |  |  | 0 | 0 | 0 | 0 | 0 | 0 | 0 | 0 | 0 | 0 | 0 | 0 | 0 | 0 | 0 | 0 | 0 | 0 | 0 | 0 | 0 | 0 | 0 | 0 | 0 | 0 | 0 | 0
PG&E FRESNO | Guernsey | 70 | Distributed_Solar |  |  | 1 | 0 | 0 | 0 | 0 | 0 | 0 | 0 | 0 | 0 | 0 | 0 | 0 | 0 | 7.5 | 7.5 | 0 | 0 | 0 | 0 | 7.5 | 7.5 | 0 | 7.5 | 7.5 | 0 | 7.5 | 7.5
PG&E FRESNO | GWF Hanford | 115 | Distributed_Solar |  |  | 0 | 0 | 0 | 0 | 0 | 0 | 0 | 0 | 0 | 0 | 0 | 0 | 0 | 0 | 0 | 0 | 0 | 0 | 0 | 0 | 0 | 0 | 0 | 0 | 0 | 0 | 0 | 0
PG&E FRESNO | Haas | 230 | Distributed_Solar |  |  | 0 | 0 | 0 | 0 | 0 | 0 | 0 | 0 | 0 | 0 | 0 | 0 | 0 | 0 | 0 | 0 | 0 | 0 | 0 | 0 | 0 | 0 | 0 | 0 | 0 | 0 | 0 | 0
PG&E FRESNO | Hammonds | 115 | Distributed_Solar |  |  | 0 | 0 | 0 | 0 | 0 | 0 | 0 | 0 | 0 | 0 | 0 | 0 | 0 | 0 | 0 | 0 | 0 | 0 | 0 | 0 | 0 | 0 | 0 | 0 | 0 | 0 | 0 | 0
SCE Metro | HarborGen | 230 | Distributed_Solar |  |  | 0 | 0 | 0 | 0 | 0 | 0 | 0 | 0 | 0 | 0 | 0 | 0 | 0 | 0 | 0 | 0 | 0 | 0 | 0 | 0 | 0 | 0 | 0 | 0 | 0 | 0 | 0 | 0
PG&E NGBA | Harris | 60 | Distributed_Solar |  |  | 0 | 0 | 0 | 0 | 0 | 0 | 0 | 0 | 0 | 0 | 0 | 0 | 0 | 0 | 0 | 0 | 0 | 0 | 0 | 0 | 0 | 0 | 0 | 0 | 0 | 0 | 0 | 0
EOP | Harry Allen | 500 | Distributed_Solar |  |  | 0 | 0 | 0 | 0 | 0 | 0 | 0 | 0 | 0 | 0 | 0 | 0 | 0 | 0 | 0 | 0 | 0 | 0 | 0 | 0 | 0 | 0 | 0 | 0 | 0 | 0 | 0 | 0
PG&E NGBA | Hartley | 60 | Distributed_Solar |  |  | 0 | 0 | 0 | 0 | 0 | 0 | 0 | 0 | 0 | 0 | 0 | 0 | 0 | 0 | 0 | 0 | 0 | 0 | 0 | 0 | 0 | 0 | 0 | 0 | 0 | 0 | 0 | 0
SCE NOL | Harvard | 115 | Distributed_Solar |  |  | 0 | 0 | 0 | 0 | 0 | 0 | 0 | 0 | 0 | 0 | 0 | 0 | 0 | 0 | 0 | 0 | 0 | 0 | 0 | 0 | 0 | 0 | 0 | 0 | 0 | 0 | 0 | 0
SDGE | Hassayampa | 500 | Distributed_Solar |  |  | 0 | 0 | 0 | 0 | 0 | 0 | 0 | 0 | 0 | 0 | 0 | 0 | 0 | 0 | 0 | 0 | 0 | 0 | 0 | 0 | 0 | 0 | 0 | 0 | 0 | 0 | 0 | 0
PG&E FRESNO | Helm | 230 | Distributed_Solar |  |  | 0 | 0 | 0 | 0 | 0 | 0 | 0 | 0 | 0 | 0 | 0 | 0 | 0 | 0 | 0 | 0 | 0 | 0 | 0 | 0 | 0 | 0 | 0 | 0 | 0 | 0 | 0 | 0
PG&E FRESNO | Helm | 70 | Distributed_Solar |  |  | 0 | 0 | 0 | 0 | 0 | 0 | 0 | 0 | 0 | 0 | 0 | 0 | 0 | 0 | 0 | 0 | 0 | 0 | 0 | 0 | 0 | 0 | 0 | 0 | 0 | 0 | 0 | 0
PG&E FRESNO | Henrietta | 115 | Distributed_Solar |  |  | 0 | 0 | 0 | 0 | 0 | 0 | 0 | 0 | 0 | 0 | 0 | 0 | 0 | 0 | 0 | 0 | 0 | 0 | 0 | 0 | 0 | 0 | 0 | 0 | 0 | 0 | 0 | 0
PG&E FRESNO | Henrietta | 230 | Distributed_Solar |  |  | 0 | 0 | 0 | 0 | 0 | 0 | 0 | 0 | 0 | 0 | 0 | 0 | 0 | 0 | 0 | 0 | 0 | 0 | 0 | 0 | 0 | 0 | 0 | 0 | 0 | 0 | 0 | 0
PG&E FRESNO | Henrietta | 70 | Distributed_Solar |  |  | 1 | 0 | 0 | 0 | 0 | 3 | 3 | 0 | 0 | 0 | 0 | 3 | 3 | 0 | 0 | 0 | 0 | 0 | 0 | 0 | 0 | 0 | 0 | 3 | 3 | 0 | 3 | 3
PG&E FRESNO | Herndon | 115 | Distributed_Solar |  |  | 0 | 0 | 0 | 0 | 0 | 0 | 0 | 0 | 0 | 0 | 0 | 0 | 0 | 0 | 0 | 0 | 0 | 0 | 0 | 0 | 0 | 0 | 0 | 0 | 0 | 0 | 0 | 0
PG&E FRESNO | Herndon | 230 | Distributed_Solar |  |  | 0 | 0 | 0 | 0 | 0 | 0 | 0 | 0 | 0 | 0 | 0 | 0 | 0 | 0 | 0 | 0 | 0 | 0 | 0 | 0 | 0 | 0 | 0 | 0 | 0 | 0 | 0 | 0
PG&E GBA | Hicks | 230 | Distributed_Solar |  |  | 0 | 0 | 0 | 0 | 0 | 0 | 0 | 0 | 0 | 0 | 0 | 0 | 0 | 0 | 0 | 0 | 0 | 0 | 0 | 0 | 0 | 0 | 0 | 0 | 0 | 0 | 0 | 0
PG&E NGBA | Higgins | 115 | Distributed_Solar |  |  | 0 | 0 | 0 | 0 | 0 | 0 | 0 | 0 | 0 | 0 | 0 | 0 | 0 | 0 | 0 | 0 | 0 | 0 | 0 | 0 | 0 | 0 | 0 | 0 | 0 | 0 | 0 | 0
PG&E NGBA | Hilltop | 345 | Distributed_Solar |  |  | 0 | 0 | 0 | 0 | 0 | 0 | 0 | 0 | 0 | 0 | 0 | 0 | 0 | 0 | 0 | 0 | 0 | 0 | 0 | 0 | 0 | 0 | 0 | 0 | 0 | 0 | 0 | 0
SCE Metro | Hinson | 230 | Distributed_Solar |  |  | 1 | 0 | 0 | 0 | 0 | 3.08 | 3.08 | 0 | 0 | 0 | 0 | 3.08 | 3.08 | 0 | 0 | 0 | 0 | 0 | 0 | 0 | 0 | 0 | 0 | 3.08 | 3.08 | 0 | 3.08 | 3.08
PG&E GBA | Hollister | 115 | Distributed_Solar |  |  | 0 | 0 | 0 | 0 | 0 | 0 | 0 | 0 | 0 | 0 | 0 | 0 | 0 | 0 | 0 | 0 | 0 | 0 | 0 | 0 | 0 | 0 | 0 | 0 | 0 | 0 | 0 | 0
PG&E NGBA | Homestake | 115 | Distributed_Solar |  |  | 0 | 0 | 0 | 0 | 0 | 0 | 0 | 0 | 0 | 0 | 0 | 0 | 0 | 0 | 0 | 0 | 0 | 0 | 0 | 0 | 0 | 0 | 0 | 0 | 0 | 0 | 0 | 0
PG&E NGBA | Honcut | 115 | Distributed_Solar |  |  | 0 | 0 | 0 | 0 | 0 | 0 | 0 | 0 | 0 | 0 | 0 | 0 | 0 | 0 | 0 | 0 | 0 | 0 | 0 | 0 | 0 | 0 | 0 | 0 | 0 | 0 | 0 | 0
SDGE | Hoodoo Wash | 500 | Distributed_Solar |  |  | 0 | 0 | 0 | 0 | 0 | 0 | 0 | 0 | 0 | 0 | 0 | 0 | 0 | 0 | 0 | 0 | 0 | 0 | 0 | 0 | 0 | 0 | 0 | 0 | 0 | 0 | 0 | 0
PG&E NGBA | Hopland | 115 | Distributed_Solar |  |  | 0 | 0 | 0 | 0 | 0 | 0 | 0 | 0 | 0 | 0 | 0 | 0 | 0 | 0 | 0 | 0 | 0 | 0 | 0 | 0 | 0 | 0 | 0 | 0 | 0 | 0 | 0 | 0
PG&E NGBA | Hopland | 60 | Distributed_Solar |  |  | 0 | 0 | 0 | 0 | 0 | 0 | 0 | 0 | 0 | 0 | 0 | 0 | 0 | 0 | 0 | 0 | 0 | 0 | 0 | 0 | 0 | 0 | 0 | 0 | 0 | 0 | 0 | 0
PG&E NGBA | Humboldt | 115 | Distributed_Solar |  |  | 0 | 0 | 0 | 0 | 0 | 0 | 0 | 0 | 0 | 0 | 0 | 0 | 0 | 0 | 0 | 0 | 0 | 0 | 0 | 0 | 0 | 0 | 0 | 0 | 0 | 0 | 0 | 0
PG&E NGBA | Humboldt | 60 | Distributed_Solar |  |  | 1 | 0 | 0 | 0 | 0 | 1.999 | 1.999 | 0 | 0 | 0 | 0 | 1.999 | 1.999 | 0 | 0 | 0 | 0 | 0 | 0 | 0 | 0 | 0 | 0 | 1.999 | 1.999 | 0 | 1.999 | 1.999
PG&E NGBA | Humboldt | 500 | Distributed_Solar |  |  | 0 | 0 | 0 | 0 | 0 | 0 | 0 | 0 | 0 | 0 | 0 | 0 | 0 | 0 | 0 | 0 | 0 | 0 | 0 | 0 | 0 | 0 | 0 | 0 | 0 | 0 | 0 | 0
SCE Metro | Huntington Beach | 230 | Distributed_Solar |  |  | 0 | 0 | 0 | 0 | 0 | 0 | 0 | 0 | 0 | 0 | 0 | 0 | 0 | 0 | 0 | 0 | 0 | 0 | 0 | 0 | 0 | 0 | 0 | 0 | 0 | 0 | 0 | 0
PG&E NGBA | Ignacio | 115 | Distributed_Solar |  |  | 0 | 0 | 0 | 0 | 0 | 0 | 0 | 0 | 0 | 0 | 0 | 0 | 0 | 0 | 0 | 0 | 0 | 0 | 0 | 0 | 0 | 0 | 0 | 0 | 0 | 0 | 0 | 0
PG&E NGBA | Ignacio | 230 | Distributed_Solar |  |  | 0 | 0 | 0 | 0 | 0 | 0 | 0 | 0 | 0 | 0 | 0 | 0 | 0 | 0 | 0 | 0 | 0 | 0 | 0 | 0 | 0 | 0 | 0 | 0 | 0 | 0 | 0 | 0
PG&E NGBA | Ignacio | 60 | Distributed_Solar |  |  | 0 | 0 | 0 | 0 | 0 | 0 | 0 | 0 | 0 | 0 | 0 | 0 | 0 | 0 | 0 | 0 | 0 | 0 | 0 | 0 | 0 | 0 | 0 | 0 | 0 | 0 | 0 | 0
SDGE | Imperial Beach | 69 | Distributed_Solar |  |  | 0 | 0 | 0 | 0 | 0 | 0 | 0 | 0 | 0 | 0 | 0 | 0 | 0 | 0 | 0 | 0 | 0 | 0 | 0 | 0 | 0 | 0 | 0 | 0 | 0 | 0 | 0 | 0
SDGE | Imperial Valley | 230 | Distributed_Solar |  |  | 0 | 0 | 0 | 0 | 0 | 0 | 0 | 0 | 0 | 0 | 0 | 0 | 0 | 0 | 0 | 0 | 0 | 0 | 0 | 0 | 0 | 0 | 0 | 0 | 0 | 0 | 0 | 0
SDGE | Imperial Valley | 500 | Distributed_Solar |  |  | 0 | 0 | 0 | 0 | 0 | 0 | 0 | 0 | 0 | 0 | 0 | 0 | 0 | 0 | 0 | 0 | 0 | 0 | 0 | 0 | 0 | 0 | 0 | 0 | 0 | 0 | 0 | 0
EOP | Innovation | 138 | Distributed_Solar |  |  | 0 | 0 | 0 | 0 | 0 | 0 | 0 | 0 | 0 | 0 | 0 | 0 | 0 | 0 | 0 | 0 | 0 | 0 | 0 | 0 | 0 | 0 | 0 | 0 | 0 | 0 | 0 | 0
EOP | Innovation | 230 | Distributed_Solar |  |  | 0 | 0 | 0 | 0 | 0 | 0 | 0 | 0 | 0 | 0 | 0 | 0 | 0 | 0 | 0 | 0 | 0 | 0 | 0 | 0 | 0 | 0 | 0 | 0 | 0 | 0 | 0 | 0
SCE NOL | Inyokern | 115 | Distributed_Solar |  |  | 0 | 0 | 0 | 0 | 0 | 0 | 0 | 0 | 0 | 0 | 0 | 0 | 0 | 0 | 0 | 0 | 0 | 0 | 0 | 0 | 0 | 0 | 0 | 0 | 0 | 0 | 0 | 0
EOP | IS Tap | 138 | Distributed_Solar |  |  | 0 | 0 | 0 | 0 | 0 | 0 | 0 | 0 | 0 | 0 | 0 | 0 | 0 | 0 | 0 | 0 | 0 | 0 | 0 | 0 | 0 | 0 | 0 | 0 | 0 | 0 | 0 | 0
EOP | Ivanpah | 115 | Distributed_Solar |  |  | 0 | 0 | 0 | 0 | 0 | 0 | 0 | 0 | 0 | 0 | 0 | 0 | 0 | 0 | 0 | 0 | 0 | 0 | 0 | 0 | 0 | 0 | 0 | 0 | 0 | 0 | 0 | 0
EOP | Ivanpah | 230 | Distributed_Solar |  |  | 0 | 0 | 0 | 0 | 0 | 0 | 0 | 0 | 0 | 0 | 0 | 0 | 0 | 0 | 0 | 0 | 0 | 0 | 0 | 0 | 0 | 0 | 0 | 0 | 0 | 0 | 0 | 0
EOP | Jackass (DOE) | 138 | Distributed_Solar |  |  | 0 | 0 | 0 | 0 | 0 | 0 | 0 | 0 | 0 | 0 | 0 | 0 | 0 | 0 | 0 | 0 | 0 | 0 | 0 | 0 | 0 | 0 | 0 | 0 | 0 | 0 | 0 | 0
PG&E NGBA | James B Black | 230 | Distributed_Solar |  |  | 0 | 0 | 0 | 0 | 0 | 0 | 0 | 0 | 0 | 0 | 0 | 0 | 0 | 0 | 0 | 0 | 0 | 0 | 0 | 0 | 0 | 0 | 0 | 0 | 0 | 0 | 0 | 0
PG&E GBA | Jefferson | 230 | Distributed_Solar |  |  | 0 | 0 | 0 | 0 | 0 | 0 | 0 | 0 | 0 | 0 | 0 | 0 | 0 | 0 | 0 | 0 | 0 | 0 | 0 | 0 | 0 | 0 | 0 | 0 | 0 | 0 | 0 | 0
PG&E NGBA | Jessup | 115 | Distributed_Solar |  |  | 0 | 0 | 0 | 0 | 0 | 0 | 0 | 0 | 0 | 0 | 0 | 0 | 0 | 0 | 0 | 0 | 0 | 0 | 0 | 0 | 0 | 0 | 0 | 0 | 0 | 0 | 0 | 0
SCE Metro | Johanna | 230 | Distributed_Solar |  |  | 0 | 0 | 0 | 0 | 0 | 0 | 0 | 0 | 0 | 0 | 0 | 0 | 0 | 0 | 0 | 0 | 0 | 0 | 0 | 0 | 0 | 0 | 0 | 0 | 0 | 0 | 0 | 0
SCE Eastern | Julian Hinds | 230 | Distributed_Solar |  |  | 0 | 0 | 0 | 0 | 0 | 0 | 0 | 0 | 0 | 0 | 0 | 0 | 0 | 0 | 0 | 0 | 0 | 0 | 0 | 0 | 0 | 0 | 0 | 0 | 0 | 0 | 0 | 0
PG&E GBA | Kasson | 115 | Distributed_Solar |  |  | 0 | 0 | 0 | 0 | 0 | 0 | 0 | 0 | 0 | 0 | 0 | 0 | 0 | 0 | 0 | 0 | 0 | 0 | 0 | 0 | 0 | 0 | 0 | 0 | 0 | 0 | 0 | 0
PG&E GBA | Kasson | 60 | Distributed_Solar |  |  | 0 | 0 | 0 | 0 | 0 | 0 | 0 | 0 | 0 | 0 | 0 | 0 | 0 | 0 | 0 | 0 | 0 | 0 | 0 | 0 | 0 | 0 | 0 | 0 | 0 | 0 | 0 | 0
PG&E FRESNO | Kearney | 230 | Distributed_Solar |  |  | 1 | 0 | 0 | 0 | 0 | 10 | 10 | 0 | 0 | 0 | 0 | 10 | 10 | 0 | 0 | 0 | 0 | 0 | 0 | 0 | 0 | 0 | 0 | 10 | 10 | 0 | 10 | 10
PG&E FRESNO | Kearney | 70 | Distributed_Solar |  |  | 0 | 0 | 0 | 0 | 0 | 0 | 0 | 0 | 0 | 0 | 0 | 0 | 0 | 0 | 0 | 0 | 0 | 0 | 0 | 0 | 0 | 0 | 0 | 0 | 0 | 0 | 0 | 0
PG&E GBA | Kelso | 230 | Distributed_Solar |  |  | 0 | 0 | 0 | 0 | 0 | 0 | 0 | 0 | 0 | 0 | 0 | 0 | 0 | 0 | 0 | 0 | 0 | 0 | 0 | 0 | 0 | 0 | 0 | 0 | 0 | 0 | 0 | 0
PG&E FRESNO | Kerchoff 1 | 115 | Distributed_Solar |  |  | 0 | 0 | 0 | 0 | 0 | 0 | 0 | 0 | 0 | 0 | 0 | 0 | 0 | 0 | 0 | 0 | 0 | 0 | 0 | 0 | 0 | 0 | 0 | 0 | 0 | 0 | 0 | 0
PG&E KERN | Kern Oil | 115 | Distributed_Solar |  |  | 1 | 0 | 0 | 0 | 0 | 0 | 0 | 0 | 0 | 0 | 0 | 0 | 0 | 0 | 1 | 1 | 0 | 0 | 0 | 0 | 1 | 1 | 0 | 1 | 1 | 0 | 1 | 1
PG&E KERN | Kern PP | 115 | Distributed_Solar |  |  | 0 | 0 | 0 | 0 | 0 | 0 | 0 | 0 | 0 | 0 | 0 | 0 | 0 | 0 | 0 | 0 | 0 | 0 | 0 | 0 | 0 | 0 | 0 | 0 | 0 | 0 | 0 | 0
PG&E KERN | Kern PP | 230 | Distributed_Solar |  |  | 0 | 0 | 0 | 0 | 0 | 0 | 0 | 0 | 0 | 0 | 0 | 0 | 0 | 0 | 0 | 0 | 0 | 0 | 0 | 0 | 0 | 0 | 0 | 0 | 0 | 0 | 0 | 0
PG&E KERN | Kern PP | 70 | Distributed_Solar |  |  | 0 | 0 | 0 | 0 | 0 | 0 | 0 | 0 | 0 | 0 | 0 | 0 | 0 | 0 | 0 | 0 | 0 | 0 | 0 | 0 | 0 | 0 | 0 | 0 | 0 | 0 | 0 | 0
PG&E KERN | Kernridge | 115 | Distributed_Solar |  |  | 0 | 0 | 0 | 0 | 0 | 0 | 0 | 0 | 0 | 0 | 0 | 0 | 0 | 0 | 0 | 0 | 0 | 0 | 0 | 0 | 0 | 0 | 0 | 0 | 0 | 0 | 0 | 0
PG&E FRESNO | Kingsburg | 115 | Distributed_Solar |  |  | 0 | 0 | 0 | 0 | 0 | 0 | 0 | 0 | 0 | 0 | 0 | 0 | 0 | 0 | 0 | 0 | 0 | 0 | 0 | 0 | 0 | 0 | 0 | 0 | 0 | 0 | 0 | 0
PG&E GBA | Kirker | 115 | Distributed_Solar |  |  | 1 | 0 | 0 | 0 | 0 | 2.9 | 2.9 | 0 | 0 | 0 | 0 | 2.9 | 2.9 | 0 | 0 | 0 | 0 | 0 | 0 | 0 | 0 | 0 | 0 | 2.9 | 2.9 | 0 | 2.9 | 2.9
PG&E NGBA | Knights Landing | 115 | Distributed_Solar |  |  | 0 | 0 | 0 | 0 | 0 | 0 | 0 | 0 | 0 | 0 | 0 | 0 | 0 | 0 | 0 | 0 | 0 | 0 | 0 | 0 | 0 | 0 | 0 | 0 | 0 | 0 | 0 | 0
PG&E NGBA | Konocti | 60 | Distributed_Solar |  |  | 0 | 0 | 0 | 0 | 0 | 0 | 0 | 0 | 0 | 0 | 0 | 0 | 0 | 0 | 0 | 0 | 0 | 0 | 0 | 0 | 0 | 0 | 0 | 0 | 0 | 0 | 0 | 0
SCE NOL | Kramer | 115 | Distributed_Solar |  |  | 1 | 0 | 0 | 0 | 0 | 0 | 0 | 0 | 0 | 0 | 0 | 0 | 0 | 0 | 4 | 4 | 0 | 0 | 0 | 0 | 4 | 4 | 0 | 4 | 4 | 0 | 4 | 4
SCE NOL | Kramer | 230 | Distributed_Solar |  |  | 0 | 0 | 0 | 0 | 0 | 0 | 0 | 0 | 0 | 0 | 0 | 0 | 0 | 0 | 0 | 0 | 0 | 0 | 0 | 0 | 0 | 0 | 0 | 0 | 0 | 0 | 0 | 0
SCE Metro | La Cienega | 230 | Distributed_Solar |  |  | 0 | 0 | 0 | 0 | 0 | 0 | 0 | 0 | 0 | 0 | 0 | 0 | 0 | 0 | 0 | 0 | 0 | 0 | 0 | 0 | 0 | 0 | 0 | 0 | 0 | 0 | 0 | 0
SCE Metro | La Fresa | 230 | Distributed_Solar |  |  | 1 | 0 | 0 | 0 | 0 | 0.64 | 0.64 | 0 | 0 | 0 | 0 | 0.64 | 0.64 | 0 | 0 | 0 | 0 | 0 | 0 | 0 | 0 | 0 | 0 | 0.64 | 0.64 | 0 | 0.64 | 0.64
SCE Metro | Laguna Bell | 230 | Distributed_Solar |  |  | 1 | 0 | 0 | 0 | 0 | 3.27 | 3.27 | 0 | 0 | 0 | 0 | 3.27 | 3.27 | 0 | 0 | 0 | 0 | 0 | 0 | 0 | 0 | 0 | 0 | 3.27 | 3.27 | 0 | 3.27 | 3.27
PG&E KERN | Lakeview | 70 | Distributed_Solar |  |  | 0 | 0 | 0 | 0 | 0 | 0 | 0 | 0 | 0 | 0 | 0 | 0 | 0 | 0 | 0 | 0 | 0 | 0 | 0 | 0 | 0 | 0 | 0 | 0 | 0 | 0 | 0 | 0
PG&E NGBA | Lakeville | 230 | Distributed_Solar |  |  | 0 | 0 | 0 | 0 | 0 | 0 | 0 | 0 | 0 | 0 | 0 | 0 | 0 | 0 | 0 | 0 | 0 | 0 | 0 | 0 | 0 | 0 | 0 | 0 | 0 | 0 | 0 | 0
PG&E NGBA | Lakeville | 60 | Distributed_Solar |  |  | 1 | 0 | 0 | 0 | 0 | 0 | 0 | 0 | 0 | 0 | 0 | 0 | 0 | 0 | 4 | 4 | 0 | 0 | 0 | 0 | 4 | 4 | 0 | 4 | 4 | 0 | 4 | 4
PG&E NGBA | Lakeville | 115 | Distributed_Solar |  |  | 0 | 0 | 0 | 0 | 0 | 0 | 0 | 0 | 0 | 0 | 0 | 0 | 0 | 0 | 0 | 0 | 0 | 0 | 0 | 0 | 0 | 0 | 0 | 0 | 0 | 0 | 0 | 0
PG&E GBA | Lakewood | 115 | Distributed_Solar |  |  | 0 | 0 | 0 | 0 | 0 | 0 | 0 | 0 | 0 | 0 | 0 | 0 | 0 | 0 | 0 | 0 | 0 | 0 | 0 | 0 | 0 | 0 | 0 | 0 | 0 | 0 | 0 | 0
PG&E NGBA | Lambie | 230 | Distributed_Solar |  |  | 0 | 0 | 0 | 0 | 0 | 0 | 0 | 0 | 0 | 0 | 0 | 0 | 0 | 0 | 0 | 0 | 0 | 0 | 0 | 0 | 0 | 0 | 0 | 0 | 0 | 0 | 0 | 0
PG&E GBA | Lammers | 115 | Distributed_Solar |  |  | 0 | 0 | 0 | 0 | 0 | 0 | 0 | 0 | 0 | 0 | 0 | 0 | 0 | 0 | 0 | 0 | 0 | 0 | 0 | 0 | 0 | 0 | 0 | 0 | 0 | 0 | 0 | 0
PG&E KERN | Lamont | 115 | Distributed_Solar |  |  | 1 | 0 | 0 | 0 | 0 | 0 | 0 | 0 | 0 | 0 | 0 | 0 | 0 | 0 | 4 | 4 | 0 | 0 | 0 | 0 | 4 | 4 | 0 | 4 | 4 | 0 | 4 | 4
PG&E FRESNO | Las Aguilas | 230 | Distributed_Solar |  |  | 0 | 0 | 0 | 0 | 0 | 0 | 0 | 0 | 0 | 0 | 0 | 0 | 0 | 0 | 0 | 0 | 0 | 0 | 0 | 0 | 0 | 0 | 0 | 0 | 0 | 0 | 0 | 0
EOP | Lathrop | 138 | Distributed_Solar |  |  | 0 | 0 | 0 | 0 | 0 | 0 | 0 | 0 | 0 | 0 | 0 | 0 | 0 | 0 | 0 | 0 | 0 | 0 | 0 | 0 | 0 | 0 | 0 | 0 | 0 | 0 | 0 | 0
EOP | Lathrop | 230 | Distributed_Solar |  |  | 0 | 0 | 0 | 0 | 0 | 0 | 0 | 0 | 0 | 0 | 0 | 0 | 0 | 0 | 0 | 0 | 0 | 0 | 0 | 0 | 0 | 0 | 0 | 0 | 0 | 0 | 0 | 0
PG&E FRESNO | Le Grand | 115 | Distributed_Solar |  |  | 0 | 0 | 0 | 0 | 0 | 0 | 0 | 0 | 0 | 0 | 0 | 0 | 0 | 0 | 0 | 0 | 0 | 0 | 0 | 0 | 0 | 0 | 0 | 0 | 0 | 0 | 0 | 0
PG&E FRESNO | Lemoore | 70 | Distributed_Solar |  |  | 0 | 0 | 0 | 0 | 0 | 0 | 0 | 0 | 0 | 0 | 0 | 0 | 0 | 0 | 0 | 0 | 0 | 0 | 0 | 0 | 0 | 0 | 0 | 0 | 0 | 0 | 0 | 0
PG&E KERN | Lerdo | 115 | Distributed_Solar |  |  | 0 | 0 | 0 | 0 | 0 | 0 | 0 | 0 | 0 | 0 | 0 | 0 | 0 | 0 | 0 | 0 | 0 | 0 | 0 | 0 | 0 | 0 | 0 | 0 | 0 | 0 | 0 | 0
SCE Metro | Lewis | 230 | Distributed_Solar |  |  | 0 | 0 | 0 | 0 | 0 | 0 | 0 | 0 | 0 | 0 | 0 | 0 | 0 | 0 | 0 | 0 | 0 | 0 | 0 | 0 | 0 | 0 | 0 | 0 | 0 | 0 | 0 | 0
SCE Metro | Lighthipe | 230 | Distributed_Solar |  |  | 1 | 0 | 0 | 0 | 0 | 3.24 | 3.24 | 0 | 0 | 0 | 0 | 3.24 | 3.24 | 0 | 0 | 0 | 0 | 0 | 0 | 0 | 0 | 0 | 0 | 3.24 | 3.24 | 0 | 3.24 | 3.24
SDGE | Lilac | 69 | Distributed_Solar |  |  | 0 | 0 | 0 | 0 | 0 | 0 | 0 | 0 | 0 | 0 | 0 | 0 | 0 | 0 | 0 | 0 | 0 | 0 | 0 | 0 | 0 | 0 | 0 | 0 | 0 | 0 | 0 | 0
PG&E NGBA | Lincoln | 115 | Distributed_Solar |  |  | 0 | 0 | 0 | 0 | 0 | 0 | 0 | 0 | 0 | 0 | 0 | 0 | 0 | 0 | 0 | 0 | 0 | 0 | 0 | 0 | 0 | 0 | 0 | 0 | 0 | 0 | 0 | 0
PG&E KERN | Live Oak | 115 | Distributed_Solar |  |  | 0 | 0 | 0 | 0 | 0 | 0 | 0 | 0 | 0 | 0 | 0 | 0 | 0 | 0 | 0 | 0 | 0 | 0 | 0 | 0 | 0 | 0 | 0 | 0 | 0 | 0 | 0 | 0
PG&E GBA | Llagas | 115 | Distributed_Solar |  |  | 0 | 0 | 0 | 0 | 0 | 0 | 0 | 0 | 0 | 0 | 0 | 0 | 0 | 0 | 0 | 0 | 0 | 0 | 0 | 0 | 0 | 0 | 0 | 0 | 0 | 0 | 0 | 0
PG&E GBA | Lockeford | 115 | Distributed_Solar |  |  | 0 | 0 | 0 | 0 | 0 | 0 | 0 | 0 | 0 | 0 | 0 | 0 | 0 | 0 | 0 | 0 | 0 | 0 | 0 | 0 | 0 | 0 | 0 | 0 | 0 | 0 | 0 | 0
PG&E GBA | Lockeford | 230 | Distributed_Solar |  |  | 0 | 0 | 0 | 0 | 0 | 0 | 0 | 0 | 0 | 0 | 0 | 0 | 0 | 0 | 0 | 0 | 0 | 0 | 0 | 0 | 0 | 0 | 0 | 0 | 0 | 0 | 0 | 0
PG&E GBA | Lockeford | 60 | Distributed_Solar |  |  | 0 | 0 | 0 | 0 | 0 | 0 | 0 | 0 | 0 | 0 | 0 | 0 | 0 | 0 | 0 | 0 | 0 | 0 | 0 | 0 | 0 | 0 | 0 | 0 | 0 | 0 | 0 | 0
PG&E GBA | Lodi | 230 | Distributed_Solar |  |  | 0 | 0 | 0 | 0 | 0 | 0 | 0 | 0 | 0 | 0 | 0 | 0 | 0 | 0 | 0 | 0 | 0 | 0 | 0 | 0 | 0 | 0 | 0 | 0 | 0 | 0 | 0 | 0
PG&E NGBA | Logan Creek | 230 | Distributed_Solar |  |  | 0 | 0 | 0 | 0 | 0 | 0 | 0 | 0 | 0 | 0 | 0 | 0 | 0 | 0 | 0 | 0 | 0 | 0 | 0 | 0 | 0 | 0 | 0 | 0 | 0 | 0 | 0 | 0
PG&E GBA | Lone Tree | 230 | Distributed_Solar |  |  | 1 | 0 | 0 | 0 | 0 | 0 | 0 | 0 | 0 | 0 | 0 | 0 | 0 | 0 | 1.8 | 1.8 | 0 | 0 | 0 | 0 | 1.8 | 1.8 | 0 | 1.8 | 1.8 | 0 | 1.8 | 1.8
PG&E FRESNO | Los Banos | 230 | Distributed_Solar |  |  | 1 | 0 | 0 | 0 | 0 | 5.9 | 5.9 | 0 | 0 | 0 | 0 | 5.9 | 5.9 | 0 | 0 | 0 | 0 | 0 | 0 | 0 | 0 | 0 | 0 | 5.9 | 5.9 | 0 | 5.9 | 5.9
PG&E FRESNO | Los Banos | 500 | Distributed_Solar |  |  | 0 | 0 | 0 | 0 | 0 | 0 | 0 | 0 | 0 | 0 | 0 | 0 | 0 | 0 | 0 | 0 | 0 | 0 | 0 | 0 | 0 | 0 | 0 | 0 | 0 | 0 | 0 | 0
SDGE | Los Coches | 138 | Distributed_Solar |  |  | 0 | 0 | 0 | 0 | 0 | 0 | 0 | 0 | 0 | 0 | 0 | 0 | 0 | 0 | 0 | 0 | 0 | 0 | 0 | 0 | 0 | 0 | 0 | 0 | 0 | 0 | 0 | 0
SDGE | Los Coches | 69 | Distributed_Solar |  |  | 0 | 0 | 0 | 0 | 0 | 0 | 0 | 0 | 0 | 0 | 0 | 0 | 0 | 0 | 0 | 0 | 0 | 0 | 0 | 0 | 0 | 0 | 0 | 0 | 0 | 0 | 0 | 0
PG&E GBA | Los Esteros | 115 | Distributed_Solar |  |  | 0 | 0 | 0 | 0 | 0 | 0 | 0 | 0 | 0 | 0 | 0 | 0 | 0 | 0 | 0 | 0 | 0 | 0 | 0 | 0 | 0 | 0 | 0 | 0 | 0 | 0 | 0 | 0
PG&E GBA | Los Esteros | 230 | Distributed_Solar |  |  | 0 | 0 | 0 | 0 | 0 | 0 | 0 | 0 | 0 | 0 | 0 | 0 | 0 | 0 | 0 | 0 | 0 | 0 | 0 | 0 | 0 | 0 | 0 | 0 | 0 | 0 | 0 | 0
PG&E GBA | Los Positas | 230 | Distributed_Solar |  |  | 0 | 0 | 0 | 0 | 0 | 0 | 0 | 0 | 0 | 0 | 0 | 0 | 0 | 0 | 0 | 0 | 0 | 0 | 0 | 0 | 0 | 0 | 0 | 0 | 0 | 0 | 0 | 0
PG&E GBA | Los Positas | 60 | Distributed_Solar |  |  | 0 | 0 | 0 | 0 | 0 | 0 | 0 | 0 | 0 | 0 | 0 | 0 | 0 | 0 | 0 | 0 | 0 | 0 | 0 | 0 | 0 | 0 | 0 | 0 | 0 | 0 | 0 | 0
SDGE | Loveland | 69 | Distributed_Solar |  |  | 1 | 0 | 0 | 0 | 0 | 0 | 0 | 0 | 0 | 0 | 0 | 0 | 0 | 0 | 0 | 0 | 0 | 4 | 4 | 0 | 4 | 4 | 0 | 0 | 0 | 0 | 4 | 4
SCE NOL | Lugo | 230 | Distributed_Solar |  |  | 0 | 0 | 0 | 0 | 0 | 0 | 0 | 0 | 0 | 0 | 0 | 0 | 0 | 0 | 0 | 0 | 0 | 0 | 0 | 0 | 0 | 0 | 0 | 0 | 0 | 0 | 0 | 0
SCE Metro | Lugo | 500 | Distributed_Solar |  |  | 0 | 0 | 0 | 0 | 0 | 0 | 0 | 0 | 0 | 0 | 0 | 0 | 0 | 0 | 0 | 0 | 0 | 0 | 0 | 0 | 0 | 0 | 0 | 0 | 0 | 0 | 0 | 0
PG&E FRESNO | Madera | 70 | Distributed_Solar |  |  | 0 | 0 | 0 | 0 | 0 | 0 | 0 | 0 | 0 | 0 | 0 | 0 | 0 | 0 | 0 | 0 | 0 | 0 | 0 | 0 | 0 | 0 | 0 | 0 | 0 | 0 | 0 | 0
PG&E NGBA | Madison | 115 | Distributed_Solar |  |  | 0 | 0 | 0 | 0 | 0 | 0 | 0 | 0 | 0 | 0 | 0 | 0 | 0 | 0 | 0 | 0 | 0 | 0 | 0 | 0 | 0 | 0 | 0 | 0 | 0 | 0 | 0 | 0
PG&E KERN | Magunden | 115 | Distributed_Solar |  |  | 0 | 0 | 0 | 0 | 0 | 0 | 0 | 0 | 0 | 0 | 0 | 0 | 0 | 0 | 0 | 0 | 0 | 0 | 0 | 0 | 0 | 0 | 0 | 0 | 0 | 0 | 0 | 0
SCE Northern | Magunden | 230 | Distributed_Solar |  |  | 0 | 0 | 0 | 0 | 0 | 0 | 0 | 0 | 0 | 0 | 0 | 0 | 0 | 0 | 0 | 0 | 0 | 0 | 0 | 0 | 0 | 0 | 0 | 0 | 0 | 0 | 0 | 0
PG&E FRESNO | Malaga | 115 | Distributed_Solar |  |  | 0 | 0 | 0 | 0 | 0 | 0 | 0 | 0 | 0 | 0 | 0 | 0 | 0 | 0 | 0 | 0 | 0 | 0 | 0 | 0 | 0 | 0 | 0 | 0 | 0 | 0 | 0 | 0
PG&E NGBA | Malin | 500 | Distributed_Solar |  |  | 0 | 0 | 0 | 0 | 0 | 0 | 0 | 0 | 0 | 0 | 0 | 0 | 0 | 0 | 0 | 0 | 0 | 0 | 0 | 0 | 0 | 0 | 0 | 0 | 0 | 0 | 0 | 0
SCE Northern | Mandalay | 230 | Distributed_Solar |  |  | 0 | 0 | 0 | 0 | 0 | 0 | 0 | 0 | 0 | 0 | 0 | 0 | 0 | 0 | 0 | 0 | 0 | 0 | 0 | 0 | 0 | 0 | 0 | 0 | 0 | 0 | 0 | 0
PG&E FRESNO | Manning | 230 | Distributed_Solar |  |  | 0 | 0 | 0 | 0 | 0 | 0 | 0 | 0 | 0 | 0 | 0 | 0 | 0 | 0 | 0 | 0 | 0 | 0 | 0 | 0 | 0 | 0 | 0 | 0 | 0 | 0 | 0 | 0
PG&E FRESNO | Manning | 500 | Distributed_Solar |  |  | 0 | 0 | 0 | 0 | 0 | 0 | 0 | 0 | 0 | 0 | 0 | 0 | 0 | 0 | 0 | 0 | 0 | 0 | 0 | 0 | 0 | 0 | 0 | 0 | 0 | 0 | 0 | 0
PG&E GBA | Manteca | 115 | Distributed_Solar |  |  | 1 | 0 | 0 | 0 | 0 | 0 | 0 | 0 | 0 | 0 | 0 | 0 | 0 | 0 | 1.5 | 1.5 | 0 | 0 | 0 | 0 | 1.5 | 1.5 | 0 | 1.5 | 1.5 | 0 | 1.5 | 1.5
SDGE | Margarita | 138 | Distributed_Solar |  |  | 0 | 0 | 0 | 0 | 0 | 0 | 0 | 0 | 0 | 0 | 0 | 0 | 0 | 0 | 0 | 0 | 0 | 0 | 0 | 0 | 0 | 0 | 0 | 0 | 0 | 0 | 0 | 0
PG&E GBA | Martin | 230 | Distributed_Solar |  |  | 0 | 0 | 0 | 0 | 0 | 0 | 0 | 0 | 0 | 0 | 0 | 0 | 0 | 0 | 0 | 0 | 0 | 0 | 0 | 0 | 0 | 0 | 0 | 0 | 0 | 0 | 0 | 0
PG&E GBA | Martin | 115 | Distributed_Solar |  |  | 0 | 0 | 0 | 0 | 0 | 0 | 0 | 0 | 0 | 0 | 0 | 0 | 0 | 0 | 0 | 0 | 0 | 0 | 0 | 0 | 0 | 0 | 0 | 0 | 0 | 0 | 0 | 0
PG&E GBA | Martinez | 115 | Distributed_Solar |  |  | 0 | 0 | 0 | 0 | 0 | 0 | 0 | 0 | 0 | 0 | 0 | 0 | 0 | 0 | 0 | 0 | 0 | 0 | 0 | 0 | 0 | 0 | 0 | 0 | 0 | 0 | 0 | 0
PG&E FRESNO | Mc Mullin | 230 | Distributed_Solar |  |  | 0 | 0 | 0 | 0 | 0 | 0 | 0 | 0 | 0 | 0 | 0 | 0 | 0 | 0 | 0 | 0 | 0 | 0 | 0 | 0 | 0 | 0 | 0 | 0 | 0 | 0 | 0 | 0
PG&E FRESNO | McCall | 115 | Distributed_Solar |  |  | 1 | 0 | 0 | 0 | 0 | 0 | 0 | 0 | 0 | 0 | 0 | 0 | 0 | 0 | 1.5 | 1.5 | 0 | 0 | 0 | 0 | 1.5 | 1.5 | 0 | 1.5 | 1.5 | 0 | 1.5 | 1.5
PG&E FRESNO | McCall | 230 | Distributed_Solar |  |  | 0 | 0 | 0 | 0 | 0 | 0 | 0 | 0 | 0 | 0 | 0 | 0 | 0 | 0 | 0 | 0 | 0 | 0 | 0 | 0 | 0 | 0 | 0 | 0 | 0 | 0 | 0 | 0
PG&E GBA | Meadow Lane | 115 | Distributed_Solar |  |  | 0 | 0 | 0 | 0 | 0 | 0 | 0 | 0 | 0 | 0 | 0 | 0 | 0 | 0 | 0 | 0 | 0 | 0 | 0 | 0 | 0 | 0 | 0 | 0 | 0 | 0 | 0 | 0
PG&E GBA | Melones | 115 | Distributed_Solar |  |  | 0 | 0 | 0 | 0 | 0 | 0 | 0 | 0 | 0 | 0 | 0 | 0 | 0 | 0 | 0 | 0 | 0 | 0 | 0 | 0 | 0 | 0 | 0 | 0 | 0 | 0 | 0 | 0
PG&E GBA | Melones | 230 | Distributed_Solar |  |  | 0 | 0 | 0 | 0 | 0 | 0 | 0 | 0 | 0 | 0 | 0 | 0 | 0 | 0 | 0 | 0 | 0 | 0 | 0 | 0 | 0 | 0 | 0 | 0 | 0 | 0 | 0 | 0
SDGE | Melrose | 69 | Distributed_Solar |  |  | 0 | 0 | 0 | 0 | 0 | 0 | 0 | 0 | 0 | 0 | 0 | 0 | 0 | 0 | 0 | 0 | 0 | 0 | 0 | 0 | 0 | 0 | 0 | 0 | 0 | 0 | 0 | 0
PG&E NGBA | Mendocino | 115 | Distributed_Solar |  |  | 1 | 0 | 0 | 0 | 0 | 5 | 5 | 0 | 0 | 0 | 0 | 5 | 5 | 0 | 0 | 0 | 0 | 0 | 0 | 0 | 0 | 0 | 0 | 5 | 5 | 0 | 5 | 5
PG&E NGBA | Mendocino | 60 | Distributed_Solar |  |  | 0 | 0 | 0 | 0 | 0 | 0 | 0 | 0 | 0 | 0 | 0 | 0 | 0 | 0 | 0 | 0 | 0 | 0 | 0 | 0 | 0 | 0 | 0 | 0 | 0 | 0 | 0 | 0
PG&E FRESNO | Mendota | 115 | Distributed_Solar |  |  | 0 | 0 | 0 | 0 | 0 | 0 | 0 | 0 | 0 | 0 | 0 | 0 | 0 | 0 | 0 | 0 | 0 | 0 | 0 | 0 | 0 | 0 | 0 | 0 | 0 | 0 | 0 | 0
PG&E GBA | Menlo | 60 | Distributed_Solar |  |  | 0 | 0 | 0 | 0 | 0 | 0 | 0 | 0 | 0 | 0 | 0 | 0 | 0 | 0 | 0 | 0 | 0 | 0 | 0 | 0 | 0 | 0 | 0 | 0 | 0 | 0 | 0 | 0
PG&E FRESNO | Merced | 115 | Distributed_Solar |  |  | 1 | 0 | 0 | 0 | 0 | 0 | 0 | 0 | 0 | 0 | 0 | 0 | 0 | 0 | 4 | 4 | 0 | 0 | 0 | 0 | 4 | 4 | 0 | 4 | 4 | 0 | 4 | 4
EOP | Mercury | 138 | Distributed_Solar |  |  | 0 | 0 | 0 | 0 | 0 | 0 | 0 | 0 | 0 | 0 | 0 | 0 | 0 | 0 | 0 | 0 | 0 | 0 | 0 | 0 | 0 | 0 | 0 | 0 | 0 | 0 | 0 | 0
PG&E FRESNO | Mercy Springs | 70 | Distributed_Solar |  |  | 0 | 0 | 0 | 0 | 0 | 0 | 0 | 0 | 0 | 0 | 0 | 0 | 0 | 0 | 0 | 0 | 0 | 0 | 0 | 0 | 0 | 0 | 0 | 0 | 0 | 0 | 0 | 0
PG&E NGBA | Meridian | 60 | Distributed_Solar |  |  | 0 | 0 | 0 | 0 | 0 | 0 | 0 | 0 | 0 | 0 | 0 | 0 | 0 | 0 | 0 | 0 | 0 | 0 | 0 | 0 | 0 | 0 | 0 | 0 | 0 | 0 | 0 | 0
PG&E KERN | Mesa (PGE) | 115 | Distributed_Solar |  |  | 0 | 0 | 0 | 0 | 0 | 0 | 0 | 0 | 0 | 0 | 0 | 0 | 0 | 0 | 0 | 0 | 0 | 0 | 0 | 0 | 0 | 0 | 0 | 0 | 0 | 0 | 0 | 0
PG&E KERN | Mesa (PGE) | 230 | Distributed_Solar |  |  | 0 | 0 | 0 | 0 | 0 | 0 | 0 | 0 | 0 | 0 | 0 | 0 | 0 | 0 | 0 | 0 | 0 | 0 | 0 | 0 | 0 | 0 | 0 | 0 | 0 | 0 | 0 | 0
SCE Metro | Mesa (SCE) | 230 | Distributed_Solar |  |  | 1 | 0 | 0 | 0 | 0 | 2.62 | 2.62 | 0 | 0 | 0 | 0 | 2.62 | 2.62 | 0 | 0 | 0 | 0 | 0 | 0 | 0 | 0 | 0 | 0 | 2.62 | 2.62 | 0 | 2.62 | 2.62
SCE Metro | Mesa (SCE) | 500 | Distributed_Solar |  |  | 0 | 0 | 0 | 0 | 0 | 0 | 0 | 0 | 0 | 0 | 0 | 0 | 0 | 0 | 0 | 0 | 0 | 0 | 0 | 0 | 0 | 0 | 0 | 0 | 0 | 0 | 0 | 0
SDGE | Mesa Heights | 69 | Distributed_Solar |  |  | 0 | 0 | 0 | 0 | 0 | 0 | 0 | 0 | 0 | 0 | 0 | 0 | 0 | 0 | 0 | 0 | 0 | 0 | 0 | 0 | 0 | 0 | 0 | 0 | 0 | 0 | 0 | 0
PG&E GBA | Metcalf | 115 | Distributed_Solar |  |  | 0 | 0 | 0 | 0 | 0 | 0 | 0 | 0 | 0 | 0 | 0 | 0 | 0 | 0 | 0 | 0 | 0 | 0 | 0 | 0 | 0 | 0 | 0 | 0 | 0 | 0 | 0 | 0
PG&E GBA | Metcalf | 230 | Distributed_Solar |  |  | 0 | 0 | 0 | 0 | 0 | 0 | 0 | 0 | 0 | 0 | 0 | 0 | 0 | 0 | 0 | 0 | 0 | 0 | 0 | 0 | 0 | 0 | 0 | 0 | 0 | 0 | 0 | 0
PG&E GBA | Metcalf | 500 | Distributed_Solar |  |  | 0 | 0 | 0 | 0 | 0 | 0 | 0 | 0 | 0 | 0 | 0 | 0 | 0 | 0 | 0 | 0 | 0 | 0 | 0 | 0 | 0 | 0 | 0 | 0 | 0 | 0 | 0 | 0
PG&E KERN | Midway | 115 | Distributed_Solar |  |  | 0 | 0 | 0 | 0 | 0 | 0 | 0 | 0 | 0 | 0 | 0 | 0 | 0 | 0 | 0 | 0 | 0 | 0 | 0 | 0 | 0 | 0 | 0 | 0 | 0 | 0 | 0 | 0
PG&E KERN | Midway | 230 | Distributed_Solar |  |  | 0 | 0 | 0 | 0 | 0 | 0 | 0 | 0 | 0 | 0 | 0 | 0 | 0 | 0 | 0 | 0 | 0 | 0 | 0 | 0 | 0 | 0 | 0 | 0 | 0 | 0 | 0 | 0
PG&E KERN | Midway | 500 | Distributed_Solar |  |  | 0 | 0 | 0 | 0 | 0 | 0 | 0 | 0 | 0 | 0 | 0 | 0 | 0 | 0 | 0 | 0 | 0 | 0 | 0 | 0 | 0 | 0 | 0 | 0 | 0 | 0 | 0 | 0
SDGE | Miguel | 230 | Distributed_Solar |  |  | 0 | 0 | 0 | 0 | 0 | 0 | 0 | 0 | 0 | 0 | 0 | 0 | 0 | 0 | 0 | 0 | 0 | 0 | 0 | 0 | 0 | 0 | 0 | 0 | 0 | 0 | 0 | 0
SDGE | Miguel | 500 | Distributed_Solar |  |  | 0 | 0 | 0 | 0 | 0 | 0 | 0 | 0 | 0 | 0 | 0 | 0 | 0 | 0 | 0 | 0 | 0 | 0 | 0 | 0 | 0 | 0 | 0 | 0 | 0 | 0 | 0 | 0
SDGE | Miguel | 69 | Distributed_Solar |  |  | 0 | 0 | 0 | 0 | 0 | 0 | 0 | 0 | 0 | 0 | 0 | 0 | 0 | 0 | 0 | 0 | 0 | 0 | 0 | 0 | 0 | 0 | 0 | 0 | 0 | 0 | 0 | 0
PG&E GBA | Millbrae | 115 | Distributed_Solar |  |  | 1 | 0 | 0 | 0 | 0 | 0 | 0 | 0 | 0 | 0 | 0 | 0 | 0 | 0 | 3.5 | 3.5 | 0 | 0 | 0 | 0 | 3.5 | 3.5 | 0 | 3.5 | 3.5 | 0 | 3.5 | 3.5
PG&E GBA | Miller | 115 | Distributed_Solar |  |  | 0 | 0 | 0 | 0 | 0 | 0 | 0 | 0 | 0 | 0 | 0 | 0 | 0 | 0 | 0 | 0 | 0 | 0 | 0 | 0 | 0 | 0 | 0 | 0 | 0 | 0 | 0 | 0
SCE Metro | Mira Loma | 230 | Distributed_Solar |  |  | 0 | 0 | 0 | 0 | 0 | 0 | 0 | 0 | 0 | 0 | 0 | 0 | 0 | 0 | 0 | 0 | 0 | 0 | 0 | 0 | 0 | 0 | 0 | 0 | 0 | 0 | 0 | 0
SCE Metro | Mira Loma | 500 | Distributed_Solar |  |  | 0 | 0 | 0 | 0 | 0 | 0 | 0 | 0 | 0 | 0 | 0 | 0 | 0 | 0 | 0 | 0 | 0 | 0 | 0 | 0 | 0 | 0 | 0 | 0 | 0 | 0 | 0 | 0
SCE Eastern | Mirage | 115 | Distributed_Solar |  |  | 0 | 0 | 0 | 0 | 0 | 0 | 0 | 0 | 0 | 0 | 0 | 0 | 0 | 0 | 0 | 0 | 0 | 0 | 0 | 0 | 0 | 0 | 0 | 0 | 0 | 0 | 0 | 0
SCE Eastern | Mirage | 230 | Distributed_Solar |  |  | 0 | 0 | 0 | 0 | 0 | 0 | 0 | 0 | 0 | 0 | 0 | 0 | 0 | 0 | 0 | 0 | 0 | 0 | 0 | 0 | 0 | 0 | 0 | 0 | 0 | 0 | 0 | 0
SDGE | Mission | 138 | Distributed_Solar |  |  | 0 | 0 | 0 | 0 | 0 | 0 | 0 | 0 | 0 | 0 | 0 | 0 | 0 | 0 | 0 | 0 | 0 | 0 | 0 | 0 | 0 | 0 | 0 | 0 | 0 | 0 | 0 | 0
SDGE | Mission | 230 | Distributed_Solar |  |  | 0 | 0 | 0 | 0 | 0 | 0 | 0 | 0 | 0 | 0 | 0 | 0 | 0 | 0 | 0 | 0 | 0 | 0 | 0 | 0 | 0 | 0 | 0 | 0 | 0 | 0 | 0 | 0
SDGE | Mission | 69 | Distributed_Solar |  |  | 0 | 0 | 0 | 0 | 0 | 0 | 0 | 0 | 0 | 0 | 0 | 0 | 0 | 0 | 0 | 0 | 0 | 0 | 0 | 0 | 0 | 0 | 0 | 0 | 0 | 0 | 0 | 0
PG&E GBA | Mi-Wuk | 115 | Distributed_Solar |  |  | 0 | 0 | 0 | 0 | 0 | 0 | 0 | 0 | 0 | 0 | 0 | 0 | 0 | 0 | 0 | 0 | 0 | 0 | 0 | 0 | 0 | 0 | 0 | 0 | 0 | 0 | 0 | 0
EOP | Mohave | 500 | Distributed_Solar |  |  | 0 | 0 | 0 | 0 | 0 | 0 | 0 | 0 | 0 | 0 | 0 | 0 | 0 | 0 | 0 | 0 | 0 | 0 | 0 | 0 | 0 | 0 | 0 | 0 | 0 | 0 | 0 | 0
PG&E NGBA | Monroe | 115 | Distributed_Solar |  |  | 0 | 0 | 0 | 0 | 0 | 0 | 0 | 0 | 0 | 0 | 0 | 0 | 0 | 0 | 0 | 0 | 0 | 0 | 0 | 0 | 0 | 0 | 0 | 0 | 0 | 0 | 0 | 0
SDGE | Monserate | 69 | Distributed_Solar |  |  | 0 | 0 | 0 | 0 | 0 | 0 | 0 | 0 | 0 | 0 | 0 | 0 | 0 | 0 | 0 | 0 | 0 | 0 | 0 | 0 | 0 | 0 | 0 | 0 | 0 | 0 | 0 | 0
PG&E GBA | Monta Vista | 115 | Distributed_Solar |  |  | 0 | 0 | 0 | 0 | 0 | 0 | 0 | 0 | 0 | 0 | 0 | 0 | 0 | 0 | 0 | 0 | 0 | 0 | 0 | 0 | 0 | 0 | 0 | 0 | 0 | 0 | 0 | 0
PG&E GBA | Monta Vista | 230 | Distributed_Solar |  |  | 0 | 0 | 0 | 0 | 0 | 0 | 0 | 0 | 0 | 0 | 0 | 0 | 0 | 0 | 0 | 0 | 0 | 0 | 0 | 0 | 0 | 0 | 0 | 0 | 0 | 0 | 0 | 0
PG&E GBA | Monta Vista | 60 | Distributed_Solar |  |  | 0 | 0 | 0 | 0 | 0 | 0 | 0 | 0 | 0 | 0 | 0 | 0 | 0 | 0 | 0 | 0 | 0 | 0 | 0 | 0 | 0 | 0 | 0 | 0 | 0 | 0 | 0 | 0
PG&E NGBA | Monticello | 115 | Distributed_Solar |  |  | 0 | 0 | 0 | 0 | 0 | 0 | 0 | 0 | 0 | 0 | 0 | 0 | 0 | 0 | 0 | 0 | 0 | 0 | 0 | 0 | 0 | 0 | 0 | 0 | 0 | 0 | 0 | 0
SCE Northern | Moorpark | 230 | Distributed_Solar |  |  | 0 | 0 | 0 | 0 | 0 | 0 | 0 | 0 | 0 | 0 | 0 | 0 | 0 | 0 | 0 | 0 | 0 | 0 | 0 | 0 | 0 | 0 | 0 | 0 | 0 | 0 | 0 | 0
SCE Northern | Moorpark | 66 | Distributed_Solar |  |  | 0 | 0 | 0 | 0 | 0 | 0 | 0 | 0 | 0 | 0 | 0 | 0 | 0 | 0 | 0 | 0 | 0 | 0 | 0 | 0 | 0 | 0 | 0 | 0 | 0 | 0 | 0 | 0
PG&E GBA | Moraga | 115 | Distributed_Solar |  |  | 0 | 0 | 0 | 0 | 0 | 0 | 0 | 0 | 0 | 0 | 0 | 0 | 0 | 0 | 0 | 0 | 0 | 0 | 0 | 0 | 0 | 0 | 0 | 0 | 0 | 0 | 0 | 0
PG&E GBA | Moraga | 230 | Distributed_Solar |  |  | 0 | 0 | 0 | 0 | 0 | 0 | 0 | 0 | 0 | 0 | 0 | 0 | 0 | 0 | 0 | 0 | 0 | 0 | 0 | 0 | 0 | 0 | 0 | 0 | 0 | 0 | 0 | 0
PG&E GBA | Morgan Hill | 115 | Distributed_Solar |  |  | 0 | 0 | 0 | 0 | 0 | 0 | 0 | 0 | 0 | 0 | 0 | 0 | 0 | 0 | 0 | 0 | 0 | 0 | 0 | 0 | 0 | 0 | 0 | 0 | 0 | 0 | 0 | 0
PG&E KERN | Morro Bay | 115 | Distributed_Solar |  |  | 0 | 0 | 0 | 0 | 0 | 0 | 0 | 0 | 0 | 0 | 0 | 0 | 0 | 0 | 0 | 0 | 0 | 0 | 0 | 0 | 0 | 0 | 0 | 0 | 0 | 0 | 0 | 0
PG&E KERN | Morro Bay | 230 | Distributed_Solar |  |  | 0 | 0 | 0 | 0 | 0 | 0 | 0 | 0 | 0 | 0 | 0 | 0 | 0 | 0 | 0 | 0 | 0 | 0 | 0 | 0 | 0 | 0 | 0 | 0 | 0 | 0 | 0 | 0
PG&E KERN | Morro Bay | 500 | Distributed_Solar |  |  | 0 | 0 | 0 | 0 | 0 | 0 | 0 | 0 | 0 | 0 | 0 | 0 | 0 | 0 | 0 | 0 | 0 | 0 | 0 | 0 | 0 | 0 | 0 | 0 | 0 | 0 | 0 | 0
PG&E GBA | Moss Landing | 115 | Distributed_Solar |  |  | 0 | 0 | 0 | 0 | 0 | 0 | 0 | 0 | 0 | 0 | 0 | 0 | 0 | 0 | 0 | 0 | 0 | 0 | 0 | 0 | 0 | 0 | 0 | 0 | 0 | 0 | 0 | 0
PG&E GBA | Moss Landing | 230 | Distributed_Solar |  |  | 0 | 0 | 0 | 0 | 0 | 0 | 0 | 0 | 0 | 0 | 0 | 0 | 0 | 0 | 0 | 0 | 0 | 0 | 0 | 0 | 0 | 0 | 0 | 0 | 0 | 0 | 0 | 0
PG&E GBA | Moss Landing | 500 | Distributed_Solar |  |  | 0 | 0 | 0 | 0 | 0 | 0 | 0 | 0 | 0 | 0 | 0 | 0 | 0 | 0 | 0 | 0 | 0 | 0 | 0 | 0 | 0 | 0 | 0 | 0 | 0 | 0 | 0 | 0
EOP | Mountain Pass | 115 | Distributed_Solar |  |  | 0 | 0 | 0 | 0 | 0 | 0 | 0 | 0 | 0 | 0 | 0 | 0 | 0 | 0 | 0 | 0 | 0 | 0 | 0 | 0 | 0 | 0 | 0 | 0 | 0 | 0 | 0 | 0
PG&E GBA | Mountain View | 115 | Distributed_Solar |  |  | 0 | 0 | 0 | 0 | 0 | 0 | 0 | 0 | 0 | 0 | 0 | 0 | 0 | 0 | 0 | 0 | 0 | 0 | 0 | 0 | 0 | 0 | 0 | 0 | 0 | 0 | 0 | 0
PG&E GBA | Mt Eden | 115 | Distributed_Solar |  |  | 0 | 0 | 0 | 0 | 0 | 0 | 0 | 0 | 0 | 0 | 0 | 0 | 0 | 0 | 0 | 0 | 0 | 0 | 0 | 0 | 0 | 0 | 0 | 0 | 0 | 0 | 0 | 0
PG&E KERN | Mt Poso | 115 | Distributed_Solar |  |  | 0 | 0 | 0 | 0 | 0 | 0 | 0 | 0 | 0 | 0 | 0 | 0 | 0 | 0 | 0 | 0 | 0 | 0 | 0 | 0 | 0 | 0 | 0 | 0 | 0 | 0 | 0 | 0
SDGE | Murray | 69 | Distributed_Solar |  |  | 0 | 0 | 0 | 0 | 0 | 0 | 0 | 0 | 0 | 0 | 0 | 0 | 0 | 0 | 0 | 0 | 0 | 0 | 0 | 0 | 0 | 0 | 0 | 0 | 0 | 0 | 0 | 0
PG&E FRESNO | Mustang | 230 | Distributed_Solar |  |  | 0 | 0 | 0 | 0 | 0 | 0 | 0 | 0 | 0 | 0 | 0 | 0 | 0 | 0 | 0 | 0 | 0 | 0 | 0 | 0 | 0 | 0 | 0 | 0 | 0 | 0 | 0 | 0
SCE Northern | Neenach | 66 | Distributed_Solar |  |  | 0 | 0 | 0 | 0 | 0 | 0 | 0 | 0 | 0 | 0 | 0 | 0 | 0 | 0 | 0 | 0 | 0 | 0 | 0 | 0 | 0 | 0 | 0 | 0 | 0 | 0 | 0 | 0
PG&E KERN | New Sub - Gates - Midway (Proposed) | 230 | Distributed_Solar |  |  | 0 | 0 | 0 | 0 | 0 | 0 | 0 | 0 | 0 | 0 | 0 | 0 | 0 | 0 | 0 | 0 | 0 | 0 | 0 | 0 | 0 | 0 | 0 | 0 | 0 | 0 | 0 | 0
PG&E KERN | New Sub - Gates - Templeton (Proposed) | 230 | Distributed_Solar |  |  | 0 | 0 | 0 | 0 | 0 | 0 | 0 | 0 | 0 | 0 | 0 | 0 | 0 | 0 | 0 | 0 | 0 | 0 | 0 | 0 | 0 | 0 | 0 | 0 | 0 | 0 | 0 | 0
SCE NOL | New Sub - Kramer - Lugo (Proposed) | 230 | Distributed_Solar |  |  | 0 | 0 | 0 | 0 | 0 | 0 | 0 | 0 | 0 | 0 | 0 | 0 | 0 | 0 | 0 | 0 | 0 | 0 | 0 | 0 | 0 | 0 | 0 | 0 | 0 | 0 | 0 | 0
PG&E FRESNO | New Sub - Los Banos - Midway (Proposed) | 500 | Distributed_Solar |  |  | 0 | 0 | 0 | 0 | 0 | 0 | 0 | 0 | 0 | 0 | 0 | 0 | 0 | 0 | 0 | 0 | 0 | 0 | 0 | 0 | 0 | 0 | 0 | 0 | 0 | 0 | 0 | 0
SCE NOL | New Sub - Lugo - Pisgah (Proposed) | 230 | Distributed_Solar |  |  | 0 | 0 | 0 | 0 | 0 | 0 | 0 | 0 | 0 | 0 | 0 | 0 | 0 | 0 | 0 | 0 | 0 | 0 | 0 | 0 | 0 | 0 | 0 | 0 | 0 | 0 | 0 | 0
PG&E KERN | New Sub - Midway - Wheeler Ridge (Proposed) | 230 | Distributed_Solar |  |  | 0 | 0 | 0 | 0 | 0 | 0 | 0 | 0 | 0 | 0 | 0 | 0 | 0 | 0 | 0 | 0 | 0 | 0 | 0 | 0 | 0 | 0 | 0 | 0 | 0 | 0 | 0 | 0
PG&E NGBA | New Sub - Near existing Leavitt (PSREC) | 345 | Distributed_Solar |  |  | 0 | 0 | 0 | 0 | 0 | 0 | 0 | 0 | 0 | 0 | 0 | 0 | 0 | 0 | 0 | 0 | 0 | 0 | 0 | 0 | 0 | 0 | 0 | 0 | 0 | 0 | 0 | 0
PG&E NGBA | New Sub - Near existing Madeline (NVE) | 345 | Distributed_Solar |  |  | 0 | 0 | 0 | 0 | 0 | 0 | 0 | 0 | 0 | 0 | 0 | 0 | 0 | 0 | 0 | 0 | 0 | 0 | 0 | 0 | 0 | 0 | 0 | 0 | 0 | 0 | 0 | 0
SDGE | New Sub - North Gila - IV (Proposed) | 500 | Distributed_Solar |  |  | 0 | 0 | 0 | 0 | 0 | 0 | 0 | 0 | 0 | 0 | 0 | 0 | 0 | 0 | 0 | 0 | 0 | 0 | 0 | 0 | 0 | 0 | 0 | 0 | 0 | 0 | 0 | 0
PG&E NGBA | New Sub - Pit 1 - Cottonwood (Proposed) | 230 | Distributed_Solar |  |  | 0 | 0 | 0 | 0 | 0 | 0 | 0 | 0 | 0 | 0 | 0 | 0 | 0 | 0 | 0 | 0 | 0 | 0 | 0 | 0 | 0 | 0 | 0 | 0 | 0 | 0 | 0 | 0
PG&E GBA | New Sub - Rancho Seco - Bellota (Proposed) | 230 | Distributed_Solar |  |  | 0 | 0 | 0 | 0 | 0 | 0 | 0 | 0 | 0 | 0 | 0 | 0 | 0 | 0 | 0 | 0 | 0 | 0 | 0 | 0 | 0 | 0 | 0 | 0 | 0 | 0 | 0 | 0
SDGE | New Sub - Suncrest - Ocotillo (Proposed) | 500 | Distributed_Solar |  |  | 0 | 0 | 0 | 0 | 0 | 0 | 0 | 0 | 0 | 0 | 0 | 0 | 0 | 0 | 0 | 0 | 0 | 0 | 0 | 0 | 0 | 0 | 0 | 0 | 0 | 0 | 0 | 0
PG&E FRESNO | New Sub - Westley - Quinto (Proposed) | 230 | Distributed_Solar |  |  | 0 | 0 | 0 | 0 | 0 | 0 | 0 | 0 | 0 | 0 | 0 | 0 | 0 | 0 | 0 | 0 | 0 | 0 | 0 | 0 | 0 | 0 | 0 | 0 | 0 | 0 | 0 | 0
PG&E GBA | Newark | 115 | Distributed_Solar |  |  | 0 | 0 | 0 | 0 | 0 | 0 | 0 | 0 | 0 | 0 | 0 | 0 | 0 | 0 | 0 | 0 | 0 | 0 | 0 | 0 | 0 | 0 | 0 | 0 | 0 | 0 | 0 | 0
PG&E GBA | Newark | 230 | Distributed_Solar |  |  | 0 | 0 | 0 | 0 | 0 | 0 | 0 | 0 | 0 | 0 | 0 | 0 | 0 | 0 | 0 | 0 | 0 | 0 | 0 | 0 | 0 | 0 | 0 | 0 | 0 | 0 | 0 | 0
PG&E GBA | Newark | 60 | Distributed_Solar |  |  | 1 | 0 | 0 | 0 | 0 | 0 | 0 | 0 | 0 | 0 | 0 | 0 | 0 | 0 | 2.5 | 2.5 | 0 | 0 | 0 | 0 | 2.5 | 2.5 | 0 | 2.5 | 2.5 | 0 | 2.5 | 2.5
PG&E FRESNO | Newhall | 115 | Distributed_Solar |  |  | 0 | 0 | 0 | 0 | 0 | 0 | 0 | 0 | 0 | 0 | 0 | 0 | 0 | 0 | 0 | 0 | 0 | 0 | 0 | 0 | 0 | 0 | 0 | 0 | 0 | 0 | 0 | 0
PG&E KERN | Norco | 115 | Distributed_Solar |  |  | 0 | 0 | 0 | 0 | 0 | 0 | 0 | 0 | 0 | 0 | 0 | 0 | 0 | 0 | 0 | 0 | 0 | 0 | 0 | 0 | 0 | 0 | 0 | 0 | 0 | 0 | 0 | 0
PG&E GBA | Nortech | 115 | Distributed_Solar |  |  | 0 | 0 | 0 | 0 | 0 | 0 | 0 | 0 | 0 | 0 | 0 | 0 | 0 | 0 | 0 | 0 | 0 | 0 | 0 | 0 | 0 | 0 | 0 | 0 | 0 | 0 | 0 | 0
SDGE | North City Metering | 138 | Distributed_Solar |  |  | 0 | 0 | 0 | 0 | 0 | 0 | 0 | 0 | 0 | 0 | 0 | 0 | 0 | 0 | 0 | 0 | 0 | 0 | 0 | 0 | 0 | 0 | 0 | 0 | 0 | 0 | 0 | 0
PG&E GBA | North Dublin | 230 | Distributed_Solar |  |  | 0 | 0 | 0 | 0 | 0 | 0 | 0 | 0 | 0 | 0 | 0 | 0 | 0 | 0 | 0 | 0 | 0 | 0 | 0 | 0 | 0 | 0 | 0 | 0 | 0 | 0 | 0 | 0
SDGE | North Gila | 500 | Distributed_Solar |  |  | 0 | 0 | 0 | 0 | 0 | 0 | 0 | 0 | 0 | 0 | 0 | 0 | 0 | 0 | 0 | 0 | 0 | 0 | 0 | 0 | 0 | 0 | 0 | 0 | 0 | 0 | 0 | 0
SCE Metro | North of SONGS | 230 | Distributed_Solar |  |  | 0 | 0 | 0 | 0 | 0 | 0 | 0 | 0 | 0 | 0 | 0 | 0 | 0 | 0 | 0 | 0 | 0 | 0 | 0 | 0 | 0 | 0 | 0 | 0 | 0 | 0 | 0 | 0
SCE Metro | North of SONGS | 500 | Distributed_Solar |  |  | 0 | 0 | 0 | 0 | 0 | 0 | 0 | 0 | 0 | 0 | 0 | 0 | 0 | 0 | 0 | 0 | 0 | 0 | 0 | 0 | 0 | 0 | 0 | 0 | 0 | 0 | 0 | 0
PG&E NGBA | Notre Dame | 115 | Distributed_Solar |  |  | 0 | 0 | 0 | 0 | 0 | 0 | 0 | 0 | 0 | 0 | 0 | 0 | 0 | 0 | 0 | 0 | 0 | 0 | 0 | 0 | 0 | 0 | 0 | 0 | 0 | 0 | 0 | 0
PG&E GBA | Oakland C | 115 | Distributed_Solar |  |  | 0 | 0 | 0 | 0 | 0 | 0 | 0 | 0 | 0 | 0 | 0 | 0 | 0 | 0 | 0 | 0 | 0 | 0 | 0 | 0 | 0 | 0 | 0 | 0 | 0 | 0 | 0 | 0
PG&E GBA | Oakland J | 115 | Distributed_Solar |  |  | 0 | 0 | 0 | 0 | 0 | 0 | 0 | 0 | 0 | 0 | 0 | 0 | 0 | 0 | 0 | 0 | 0 | 0 | 0 | 0 | 0 | 0 | 0 | 0 | 0 | 0 | 0 | 0
PG&E GBA | Oakland L | 115 | Distributed_Solar |  |  | 0 | 0 | 0 | 0 | 0 | 0 | 0 | 0 | 0 | 0 | 0 | 0 | 0 | 0 | 0 | 0 | 0 | 0 | 0 | 0 | 0 | 0 | 0 | 0 | 0 | 0 | 0 | 0
PG&E GBA | Oakland X | 115 | Distributed_Solar |  |  | 0 | 0 | 0 | 0 | 0 | 0 | 0 | 0 | 0 | 0 | 0 | 0 | 0 | 0 | 0 | 0 | 0 | 0 | 0 | 0 | 0 | 0 | 0 | 0 | 0 | 0 | 0 | 0
SDGE | Ocean Ranch | 69 | Distributed_Solar |  |  | 0 | 0 | 0 | 0 | 0 | 0 | 0 | 0 | 0 | 0 | 0 | 0 | 0 | 0 | 0 | 0 | 0 | 0 | 0 | 0 | 0 | 0 | 0 | 0 | 0 | 0 | 0 | 0
PG&E KERN | Oceano | 115 | Distributed_Solar |  |  | 0 | 0 | 0 | 0 | 0 | 0 | 0 | 0 | 0 | 0 | 0 | 0 | 0 | 0 | 0 | 0 | 0 | 0 | 0 | 0 | 0 | 0 | 0 | 0 | 0 | 0 | 0 | 0
SDGE | Ocotillo Express | 500 | Distributed_Solar |  |  | 0 | 0 | 0 | 0 | 0 | 0 | 0 | 0 | 0 | 0 | 0 | 0 | 0 | 0 | 0 | 0 | 0 | 0 | 0 | 0 | 0 | 0 | 0 | 0 | 0 | 0 | 0 | 0
PG&E KERN | Old River | 70 | Distributed_Solar |  |  | 1 | 0 | 0 | 0 | 0 | 2.4 | 2.4 | 0 | 0 | 0 | 0 | 2.4 | 2.4 | 0 | 0 | 0 | 0 | 0 | 0 | 0 | 0 | 0 | 0 | 2.4 | 2.4 | 0 | 2.4 | 2.4
SDGE | Old Town | 230 | Distributed_Solar |  |  | 0 | 0 | 0 | 0 | 0 | 0 | 0 | 0 | 0 | 0 | 0 | 0 | 0 | 0 | 0 | 0 | 0 | 0 | 0 | 0 | 0 | 0 | 0 | 0 | 0 | 0 | 0 | 0
SCE Metro | Olinda | 230 | Distributed_Solar |  |  | 0 | 0 | 0 | 0 | 0 | 0 | 0 | 0 | 0 | 0 | 0 | 0 | 0 | 0 | 0 | 0 | 0 | 0 | 0 | 0 | 0 | 0 | 0 | 0 | 0 | 0 | 0 | 0
PG&E FRESNO | Olive | 115 | Distributed_Solar |  |  | 0 | 0 | 0 | 0 | 0 | 0 | 0 | 0 | 0 | 0 | 0 | 0 | 0 | 0 | 0 | 0 | 0 | 0 | 0 | 0 | 0 | 0 | 0 | 0 | 0 | 0 | 0 | 0
PG&E NGBA | Olivehurst | 115 | Distributed_Solar |  |  | 0 | 0 | 0 | 0 | 0 | 0 | 0 | 0 | 0 | 0 | 0 | 0 | 0 | 0 | 0 | 0 | 0 | 0 | 0 | 0 | 0 | 0 | 0 | 0 | 0 | 0 | 0 | 0
PG&E NGBA | Oregon Trail | 60 | Distributed_Solar |  |  | 0 | 0 | 0 | 0 | 0 | 0 | 0 | 0 | 0 | 0 | 0 | 0 | 0 | 0 | 0 | 0 | 0 | 0 | 0 | 0 | 0 | 0 | 0 | 0 | 0 | 0 | 0 | 0
SCE Northern | Ormond Beach | 230 | Distributed_Solar |  |  | 0 | 0 | 0 | 0 | 0 | 0 | 0 | 0 | 0 | 0 | 0 | 0 | 0 | 0 | 0 | 0 | 0 | 0 | 0 | 0 | 0 | 0 | 0 | 0 | 0 | 0 | 0 | 0
PG&E FRESNO | Oro Loma | 115 | Distributed_Solar |  |  | 0 | 0 | 0 | 0 | 0 | 0 | 0 | 0 | 0 | 0 | 0 | 0 | 0 | 0 | 0 | 0 | 0 | 0 | 0 | 0 | 0 | 0 | 0 | 0 | 0 | 0 | 0 | 0
PG&E FRESNO | Oro Loma | 70 | Distributed_Solar |  |  | 1 | 0 | 0 | 0 | 0 | 5 | 5 | 0 | 0 | 0 | 0 | 5 | 5 | 0 | 0 | 0 | 0 | 0 | 0 | 0 | 0 | 0 | 0 | 5 | 5 | 0 | 5 | 5
PG&E FRESNO | Orosi | 70 | Distributed_Solar |  |  | 0 | 0 | 0 | 0 | 0 | 0 | 0 | 0 | 0 | 0 | 0 | 0 | 0 | 0 | 0 | 0 | 0 | 0 | 0 | 0 | 0 | 0 | 0 | 0 | 0 | 0 | 0 | 0
SDGE | Otay | 69 | Distributed_Solar |  |  | 0 | 0 | 0 | 0 | 0 | 0 | 0 | 0 | 0 | 0 | 0 | 0 | 0 | 0 | 0 | 0 | 0 | 0 | 0 | 0 | 0 | 0 | 0 | 0 | 0 | 0 | 0 | 0
SDGE | Otay Mesa | 230 | Distributed_Solar |  |  | 0 | 0 | 0 | 0 | 0 | 0 | 0 | 0 | 0 | 0 | 0 | 0 | 0 | 0 | 0 | 0 | 0 | 0 | 0 | 0 | 0 | 0 | 0 | 0 | 0 | 0 | 0 | 0
PG&E FRESNO | Padre Flats SW STA | 230 | Distributed_Solar |  |  | 0 | 0 | 0 | 0 | 0 | 0 | 0 | 0 | 0 | 0 | 0 | 0 | 0 | 0 | 0 | 0 | 0 | 0 | 0 | 0 | 0 | 0 | 0 | 0 | 0 | 0 | 0 | 0
EOP | Pahrump | 138 | Distributed_Solar |  |  | 0 | 0 | 0 | 0 | 0 | 0 | 0 | 0 | 0 | 0 | 0 | 0 | 0 | 0 | 0 | 0 | 0 | 0 | 0 | 0 | 0 | 0 | 0 | 0 | 0 | 0 | 0 | 0
EOP | Pahrump | 230 | Distributed_Solar |  |  | 0 | 0 | 0 | 0 | 0 | 0 | 0 | 0 | 0 | 0 | 0 | 0 | 0 | 0 | 0 | 0 | 0 | 0 | 0 | 0 | 0 | 0 | 0 | 0 | 0 | 0 | 0 | 0
SDGE | Pala | 69 | Distributed_Solar |  |  | 0 | 0 | 0 | 0 | 0 | 0 | 0 | 0 | 0 | 0 | 0 | 0 | 0 | 0 | 0 | 0 | 0 | 0 | 0 | 0 | 0 | 0 | 0 | 0 | 0 | 0 | 0 | 0
PG&E NGBA | Palermo | 115 | Distributed_Solar |  |  | 0 | 0 | 0 | 0 | 0 | 0 | 0 | 0 | 0 | 0 | 0 | 0 | 0 | 0 | 0 | 0 | 0 | 0 | 0 | 0 | 0 | 0 | 0 | 0 | 0 | 0 | 0 | 0
PG&E NGBA | Palermo | 230 | Distributed_Solar |  |  | 0 | 0 | 0 | 0 | 0 | 0 | 0 | 0 | 0 | 0 | 0 | 0 | 0 | 0 | 0 | 0 | 0 | 0 | 0 | 0 | 0 | 0 | 0 | 0 | 0 | 0 | 0 | 0
SCE Eastern | Palo Verde | 500 | Distributed_Solar |  |  | 0 | 0 | 0 | 0 | 0 | 0 | 0 | 0 | 0 | 0 | 0 | 0 | 0 | 0 | 0 | 0 | 0 | 0 | 0 | 0 | 0 | 0 | 0 | 0 | 0 | 0 | 0 | 0
SDGE | Palomar Energy | 230 | Distributed_Solar |  |  | 0 | 0 | 0 | 0 | 0 | 0 | 0 | 0 | 0 | 0 | 0 | 0 | 0 | 0 | 0 | 0 | 0 | 0 | 0 | 0 | 0 | 0 | 0 | 0 | 0 | 0 | 0 | 0
PG&E KERN | Panama | 70 | Distributed_Solar |  |  | 0 | 0 | 0 | 0 | 0 | 0 | 0 | 0 | 0 | 0 | 0 | 0 | 0 | 0 | 0 | 0 | 0 | 0 | 0 | 0 | 0 | 0 | 0 | 0 | 0 | 0 | 0 | 0
PG&E FRESNO | Panoche | 115 | Distributed_Solar |  |  | 1 | 0 | 0 | 0 | 0 | 4.4 | 4.4 | 0 | 0 | 0 | 0 | 4.4 | 4.4 | 0 | 1.75 | 1.75 | 0 | 0 | 0 | 0 | 1.75 | 1.75 | 0 | 6.15 | 6.15 | 0 | 6.15 | 6.15
PG&E FRESNO | Panoche | 230 | Distributed_Solar |  |  | 0 | 0 | 0 | 0 | 0 | 0 | 0 | 0 | 0 | 0 | 0 | 0 | 0 | 0 | 0 | 0 | 0 | 0 | 0 | 0 | 0 | 0 | 0 | 0 | 0 | 0 | 0 | 0
SCE Northern | Pardee | 230 | Distributed_Solar |  |  | 0 | 0 | 0 | 0 | 0 | 0 | 0 | 0 | 0 | 0 | 0 | 0 | 0 | 0 | 0 | 0 | 0 | 0 | 0 | 0 | 0 | 0 | 0 | 0 | 0 | 0 | 0 | 0
PG&E NGBA | Parkway | 230 | Distributed_Solar |  |  | 0 | 0 | 0 | 0 | 0 | 0 | 0 | 0 | 0 | 0 | 0 | 0 | 0 | 0 | 0 | 0 | 0 | 0 | 0 | 0 | 0 | 0 | 0 | 0 | 0 | 0 | 0 | 0
SCE Northern | Pastoria | 230 | Distributed_Solar |  |  | 0 | 0 | 0 | 0 | 0 | 0 | 0 | 0 | 0 | 0 | 0 | 0 | 0 | 0 | 0 | 0 | 0 | 0 | 0 | 0 | 0 | 0 | 0 | 0 | 0 | 0 | 0 | 0
SCE Metro | Pauda | 230 | Distributed_Solar |  |  | 0 | 0 | 0 | 0 | 0 | 0 | 0 | 0 | 0 | 0 | 0 | 0 | 0 | 0 | 0 | 0 | 0 | 0 | 0 | 0 | 0 | 0 | 0 | 0 | 0 | 0 | 0 | 0
PG&E GBA | Paul Sweet | 115 | Distributed_Solar |  |  | 0 | 0 | 0 | 0 | 0 | 0 | 0 | 0 | 0 | 0 | 0 | 0 | 0 | 0 | 0 | 0 | 0 | 0 | 0 | 0 | 0 | 0 | 0 | 0 | 0 | 0 | 0 | 0
PG&E NGBA | Peabody | 230 | Distributed_Solar |  |  | 1 | 0 | 0 | 0 | 0 | 0 | 0 | 0 | 0 | 0 | 0 | 0 | 0 | 0 | 8 | 8 | 0 | 0 | 0 | 0 | 8 | 8 | 0 | 8 | 8 | 0 | 8 | 8
PG&E NGBA | Pease | 115 | Distributed_Solar |  |  | 0 | 0 | 0 | 0 | 0 | 0 | 0 | 0 | 0 | 0 | 0 | 0 | 0 | 0 | 0 | 0 | 0 | 0 | 0 | 0 | 0 | 0 | 0 | 0 | 0 | 0 | 0 | 0
PG&E NGBA | Pease | 60 | Distributed_Solar |  |  | 1 | 0 | 0 | 0 | 0 | 0 | 0 | 0 | 0 | 0 | 0 | 0 | 0 | 0 | 3 | 3 | 0 | 0 | 0 | 0 | 3 | 3 | 0 | 3 | 3 | 0 | 3 | 3
SDGE | Penasquitos | 138 | Distributed_Solar |  |  | 0 | 0 | 0 | 0 | 0 | 0 | 0 | 0 | 0 | 0 | 0 | 0 | 0 | 0 | 0 | 0 | 0 | 0 | 0 | 0 | 0 | 0 | 0 | 0 | 0 | 0 | 0 | 0
SDGE | Penasquitos | 230 | Distributed_Solar |  |  | 0 | 0 | 0 | 0 | 0 | 0 | 0 | 0 | 0 | 0 | 0 | 0 | 0 | 0 | 0 | 0 | 0 | 0 | 0 | 0 | 0 | 0 | 0 | 0 | 0 | 0 | 0 | 0
SDGE | Penasquitos | 69 | Distributed_Solar |  |  | 0 | 0 | 0 | 0 | 0 | 0 | 0 | 0 | 0 | 0 | 0 | 0 | 0 | 0 | 0 | 0 | 0 | 0 | 0 | 0 | 0 | 0 | 0 | 0 | 0 | 0 | 0 | 0
SDGE | Pendleton | 69 | Distributed_Solar |  |  | 0 | 0 | 0 | 0 | 0 | 0 | 0 | 0 | 0 | 0 | 0 | 0 | 0 | 0 | 0 | 0 | 0 | 0 | 0 | 0 | 0 | 0 | 0 | 0 | 0 | 0 | 0 | 0
PG&E NGBA | Penngrove | 115 | Distributed_Solar |  |  | 0 | 0 | 0 | 0 | 0 | 0 | 0 | 0 | 0 | 0 | 0 | 0 | 0 | 0 | 0 | 0 | 0 | 0 | 0 | 0 | 0 | 0 | 0 | 0 | 0 | 0 | 0 | 0
PG&E GBA | Peoria | 115 | Distributed_Solar |  |  | 0 | 0 | 0 | 0 | 0 | 0 | 0 | 0 | 0 | 0 | 0 | 0 | 0 | 0 | 0 | 0 | 0 | 0 | 0 | 0 | 0 | 0 | 0 | 0 | 0 | 0 | 0 | 0
PG&E GBA | Piercy | 115 | Distributed_Solar |  |  | 0 | 0 | 0 | 0 | 0 | 0 | 0 | 0 | 0 | 0 | 0 | 0 | 0 | 0 | 0 | 0 | 0 | 0 | 0 | 0 | 0 | 0 | 0 | 0 | 0 | 0 | 0 | 0
PG&E FRESNO | Pine Flat | 230 | Distributed_Solar |  |  | 0 | 0 | 0 | 0 | 0 | 0 | 0 | 0 | 0 | 0 | 0 | 0 | 0 | 0 | 0 | 0 | 0 | 0 | 0 | 0 | 0 | 0 | 0 | 0 | 0 | 0 | 0 | 0
SCE NOL | Pisgah | 230 | Distributed_Solar |  |  | 0 | 0 | 0 | 0 | 0 | 0 | 0 | 0 | 0 | 0 | 0 | 0 | 0 | 0 | 0 | 0 | 0 | 0 | 0 | 0 | 0 | 0 | 0 | 0 | 0 | 0 | 0 | 0
PG&E NGBA | Pit 1 | 230 | Distributed_Solar |  |  | 0 | 0 | 0 | 0 | 0 | 0 | 0 | 0 | 0 | 0 | 0 | 0 | 0 | 0 | 0 | 0 | 0 | 0 | 0 | 0 | 0 | 0 | 0 | 0 | 0 | 0 | 0 | 0
PG&E NGBA | Pit 1 | 60 | Distributed_Solar |  |  | 0 | 0 | 0 | 0 | 0 | 0 | 0 | 0 | 0 | 0 | 0 | 0 | 0 | 0 | 0 | 0 | 0 | 0 | 0 | 0 | 0 | 0 | 0 | 0 | 0 | 0 | 0 | 0
PG&E NGBA | Pit 3 | 230 | Distributed_Solar |  |  | 0 | 0 | 0 | 0 | 0 | 0 | 0 | 0 | 0 | 0 | 0 | 0 | 0 | 0 | 0 | 0 | 0 | 0 | 0 | 0 | 0 | 0 | 0 | 0 | 0 | 0 | 0 | 0
PG&E NGBA | Pit 4 | 230 | Distributed_Solar |  |  | 0 | 0 | 0 | 0 | 0 | 0 | 0 | 0 | 0 | 0 | 0 | 0 | 0 | 0 | 0 | 0 | 0 | 0 | 0 | 0 | 0 | 0 | 0 | 0 | 0 | 0 | 0 | 0
PG&E GBA | Pittsburg | 115 | Distributed_Solar |  |  | 0 | 0 | 0 | 0 | 0 | 0 | 0 | 0 | 0 | 0 | 0 | 0 | 0 | 0 | 0 | 0 | 0 | 0 | 0 | 0 | 0 | 0 | 0 | 0 | 0 | 0 | 0 | 0
PG&E GBA | Pittsburg | 230 | Distributed_Solar |  |  | 0 | 0 | 0 | 0 | 0 | 0 | 0 | 0 | 0 | 0 | 0 | 0 | 0 | 0 | 0 | 0 | 0 | 0 | 0 | 0 | 0 | 0 | 0 | 0 | 0 | 0 | 0 | 0
PG&E NGBA | Pleasant Grove | 115 | Distributed_Solar |  |  | 0 | 0 | 0 | 0 | 0 | 0 | 0 | 0 | 0 | 0 | 0 | 0 | 0 | 0 | 0 | 0 | 0 | 0 | 0 | 0 | 0 | 0 | 0 | 0 | 0 | 0 | 0 | 0
PG&E NGBA | POE | 230 | Distributed_Solar |  |  | 0 | 0 | 0 | 0 | 0 | 0 | 0 | 0 | 0 | 0 | 0 | 0 | 0 | 0 | 0 | 0 | 0 | 0 | 0 | 0 | 0 | 0 | 0 | 0 | 0 | 0 | 0 | 0
SDGE | Point Loma | 69 | Distributed_Solar |  |  | 0 | 0 | 0 | 0 | 0 | 0 | 0 | 0 | 0 | 0 | 0 | 0 | 0 | 0 | 0 | 0 | 0 | 0 | 0 | 0 | 0 | 0 | 0 | 0 | 0 | 0 | 0 | 0
SDGE | Pomerado | 69 | Distributed_Solar |  |  | 0 | 0 | 0 | 0 | 0 | 0 | 0 | 0 | 0 | 0 | 0 | 0 | 0 | 0 | 0 | 0 | 0 | 0 | 0 | 0 | 0 | 0 | 0 | 0 | 0 | 0 | 0 | 0
PG&E KERN | Poso Mountain | 115 | Distributed_Solar |  |  | 0 | 0 | 0 | 0 | 0 | 0 | 0 | 0 | 0 | 0 | 0 | 0 | 0 | 0 | 0 | 0 | 0 | 0 | 0 | 0 | 0 | 0 | 0 | 0 | 0 | 0 | 0 | 0
EOP | Primm | 230 | Distributed_Solar |  |  | 0 | 0 | 0 | 0 | 0 | 0 | 0 | 0 | 0 | 0 | 0 | 0 | 0 | 0 | 0 | 0 | 0 | 0 | 0 | 0 | 0 | 0 | 0 | 0 | 0 | 0 | 0 | 0
PG&E NGBA | Putah Creek | 115 | Distributed_Solar |  |  | 1 | 0 | 0 | 0 | 0 | 0 | 0 | 0 | 0 | 0 | 0 | 0 | 0 | 0 | 4.3 | 4.3 | 0 | 0 | 0 | 0 | 4.3 | 4.3 | 0 | 4.3 | 4.3 | 0 | 4.3 | 4.3
SDGE | Q1806 | 138 | Distributed_Solar |  |  | 0 | 0 | 0 | 0 | 0 | 0 | 0 | 0 | 0 | 0 | 0 | 0 | 0 | 0 | 0 | 0 | 0 | 0 | 0 | 0 | 0 | 0 | 0 | 0 | 0 | 0 | 0 | 0
PG&E FRESNO | Quinto | 230 | Distributed_Solar |  |  | 0 | 0 | 0 | 0 | 0 | 0 | 0 | 0 | 0 | 0 | 0 | 0 | 0 | 0 | 0 | 0 | 0 | 0 | 0 | 0 | 0 | 0 | 0 | 0 | 0 | 0 | 0 | 0
PG&E GBA | Race Track | 115 | Distributed_Solar |  |  | 0 | 0 | 0 | 0 | 0 | 0 | 0 | 0 | 0 | 0 | 0 | 0 | 0 | 0 | 0 | 0 | 0 | 0 | 0 | 0 | 0 | 0 | 0 | 0 | 0 | 0 | 0 | 0
SDGE | Rancho Mission Viejo | 138 | Distributed_Solar |  |  | 0 | 0 | 0 | 0 | 0 | 0 | 0 | 0 | 0 | 0 | 0 | 0 | 0 | 0 | 0 | 0 | 0 | 0 | 0 | 0 | 0 | 0 | 0 | 0 | 0 | 0 | 0 | 0
PG&E GBA | Rancho Seco | 230 | Distributed_Solar |  |  | 0 | 0 | 0 | 0 | 0 | 0 | 0 | 0 | 0 | 0 | 0 | 0 | 0 | 0 | 0 | 0 | 0 | 0 | 0 | 0 | 0 | 0 | 0 | 0 | 0 | 0 | 0 | 0
SCE Metro | Rancho Vista | 230 | Distributed_Solar |  |  | 0 | 0 | 0 | 0 | 0 | 0 | 0 | 0 | 0 | 0 | 0 | 0 | 0 | 0 | 0 | 0 | 0 | 0 | 0 | 0 | 0 | 0 | 0 | 0 | 0 | 0 | 0 | 0
SCE Metro | Rancho Vista | 500 | Distributed_Solar |  |  | 0 | 0 | 0 | 0 | 0 | 0 | 0 | 0 | 0 | 0 | 0 | 0 | 0 | 0 | 0 | 0 | 0 | 0 | 0 | 0 | 0 | 0 | 0 | 0 | 0 | 0 | 0 | 0
SCE NOL | Ransburg | 115 | Distributed_Solar |  |  | 1 | 0 | 0 | 0 | 0 | 0 | 0 | 0 | 0 | 0 | 0 | 0 | 0 | 0 | 3.3 | 3.3 | 0 | 0 | 0 | 0 | 3.3 | 3.3 | 0 | 3.3 | 3.3 | 0 | 3.3 | 3.3
PG&E GBA | Ravenswood | 115 | Distributed_Solar |  |  | 0 | 0 | 0 | 0 | 0 | 0 | 0 | 0 | 0 | 0 | 0 | 0 | 0 | 0 | 0 | 0 | 0 | 0 | 0 | 0 | 0 | 0 | 0 | 0 | 0 | 0 | 0 | 0
PG&E GBA | Ravenswood | 230 | Distributed_Solar |  |  | 0 | 0 | 0 | 0 | 0 | 0 | 0 | 0 | 0 | 0 | 0 | 0 | 0 | 0 | 0 | 0 | 0 | 0 | 0 | 0 | 0 | 0 | 0 | 0 | 0 | 0 | 0 | 0
SCE Northern | Rector | 230 | Distributed_Solar |  |  | 1 | 0 | 0 | 0 | 0 | 15 | 15 | 0 | 0 | 0 | 0 | 15 | 15 | 0 | 0 | 0 | 0 | 0 | 0 | 0 | 0 | 0 | 0 | 15 | 15 | 0 | 15 | 15
SCE Eastern | Red Bluff | 230 | Distributed_Solar |  |  | 0 | 0 | 0 | 0 | 0 | 0 | 0 | 0 | 0 | 0 | 0 | 0 | 0 | 0 | 0 | 0 | 0 | 0 | 0 | 0 | 0 | 0 | 0 | 0 | 0 | 0 | 0 | 0
SCE Eastern | Red Bluff | 500 | Distributed_Solar |  |  | 0 | 0 | 0 | 0 | 0 | 0 | 0 | 0 | 0 | 0 | 0 | 0 | 0 | 0 | 0 | 0 | 0 | 0 | 0 | 0 | 0 | 0 | 0 | 0 | 0 | 0 | 0 | 0
PG&E NGBA | Redbud | 115 | Distributed_Solar |  |  | 0 | 0 | 0 | 0 | 0 | 0 | 0 | 0 | 0 | 0 | 0 | 0 | 0 | 0 | 0 | 0 | 0 | 0 | 0 | 0 | 0 | 0 | 0 | 0 | 0 | 0 | 0 | 0
SCE Metro | Redondo | 230 | Distributed_Solar |  |  | 0 | 0 | 0 | 0 | 0 | 0 | 0 | 0 | 0 | 0 | 0 | 0 | 0 | 0 | 0 | 0 | 0 | 0 | 0 | 0 | 0 | 0 | 0 | 0 | 0 | 0 | 0 | 0
PG&E FRESNO | Reedley | 115 | Distributed_Solar |  |  | 0 | 0 | 0 | 0 | 0 | 0 | 0 | 0 | 0 | 0 | 0 | 0 | 0 | 0 | 0 | 0 | 0 | 0 | 0 | 0 | 0 | 0 | 0 | 0 | 0 | 0 | 0 | 0
PG&E KERN | Renfro | 115 | Distributed_Solar |  |  | 0 | 0 | 0 | 0 | 0 | 0 | 0 | 0 | 0 | 0 | 0 | 0 | 0 | 0 | 0 | 0 | 0 | 0 | 0 | 0 | 0 | 0 | 0 | 0 | 0 | 0 | 0 | 0
PG&E GBA | Richmond R | 115 | Distributed_Solar |  |  | 1 | 0 | 0 | 0 | 0 | 0 | 0 | 0 | 0 | 0 | 0 | 0 | 0 | 0 | 8 | 8 | 0 | 0 | 0 | 0 | 8 | 8 | 0 | 8 | 8 | 0 | 8 | 8
PG&E NGBA | Rincon | 115 | Distributed_Solar |  |  | 0 | 0 | 0 | 0 | 0 | 0 | 0 | 0 | 0 | 0 | 0 | 0 | 0 | 0 | 0 | 0 | 0 | 0 | 0 | 0 | 0 | 0 | 0 | 0 | 0 | 0 | 0 | 0
PG&E KERN | Rio Bravo | 115 | Distributed_Solar |  |  | 0 | 0 | 0 | 0 | 0 | 0 | 0 | 0 | 0 | 0 | 0 | 0 | 0 | 0 | 0 | 0 | 0 | 0 | 0 | 0 | 0 | 0 | 0 | 0 | 0 | 0 | 0 | 0
SCE Metro | Rio Hondo | 230 | Distributed_Solar |  |  | 0 | 0 | 0 | 0 | 0 | 0 | 0 | 0 | 0 | 0 | 0 | 0 | 0 | 0 | 0 | 0 | 0 | 0 | 0 | 0 | 0 | 0 | 0 | 0 | 0 | 0 | 0 | 0
PG&E NGBA | Rio Oso | 115 | Distributed_Solar |  |  | 0 | 0 | 0 | 0 | 0 | 0 | 0 | 0 | 0 | 0 | 0 | 0 | 0 | 0 | 0 | 0 | 0 | 0 | 0 | 0 | 0 | 0 | 0 | 0 | 0 | 0 | 0 | 0
PG&E NGBA | Rio Oso | 230 | Distributed_Solar |  |  | 0 | 0 | 0 | 0 | 0 | 0 | 0 | 0 | 0 | 0 | 0 | 0 | 0 | 0 | 0 | 0 | 0 | 0 | 0 | 0 | 0 | 0 | 0 | 0 | 0 | 0 | 0 | 0
PG&E GBA | Ripon | 115 | Distributed_Solar |  |  | 1 | 0 | 0 | 0 | 0 | 2.6 | 2.6 | 0 | 0 | 0 | 0 | 2.6 | 2.6 | 0 | 0 | 0 | 0 | 0 | 0 | 0 | 0 | 0 | 0 | 2.6 | 2.6 | 0 | 2.6 | 2.6
PG&E GBA | Riverbank | 115 | Distributed_Solar |  |  | 0 | 0 | 0 | 0 | 0 | 0 | 0 | 0 | 0 | 0 | 0 | 0 | 0 | 0 | 0 | 0 | 0 | 0 | 0 | 0 | 0 | 0 | 0 | 0 | 0 | 0 | 0 | 0
SCE NOL | Roadway | 115 | Distributed_Solar |  |  | 1 | 0 | 0 | 0 | 0 | 2 | 2 | 0 | 0 | 0 | 0 | 2 | 2 | 0 | 0 | 0 | 0 | 0 | 0 | 0 | 0 | 0 | 0 | 2 | 2 | 0 | 2 | 2
PG&E NGBA | Rock Creek 1 | 230 | Distributed_Solar |  |  | 0 | 0 | 0 | 0 | 0 | 0 | 0 | 0 | 0 | 0 | 0 | 0 | 0 | 0 | 0 | 0 | 0 | 0 | 0 | 0 | 0 | 0 | 0 | 0 | 0 | 0 | 0 | 0
SCE Northern | Rosamond | 66 | Distributed_Solar |  |  | 0 | 0 | 0 | 0 | 0 | 0 | 0 | 0 | 0 | 0 | 0 | 0 | 0 | 0 | 0 | 0 | 0 | 0 | 0 | 0 | 0 | 0 | 0 | 0 | 0 | 0 | 0 | 0
PG&E GBA | Rossmoor | 230 | Distributed_Solar |  |  | 0 | 0 | 0 | 0 | 0 | 0 | 0 | 0 | 0 | 0 | 0 | 0 | 0 | 0 | 0 | 0 | 0 | 0 | 0 | 0 | 0 | 0 | 0 | 0 | 0 | 0 | 0 | 0
PG&E NGBA | Round Mountain | 230 | Distributed_Solar |  |  | 0 | 0 | 0 | 0 | 0 | 0 | 0 | 0 | 0 | 0 | 0 | 0 | 0 | 0 | 0 | 0 | 0 | 0 | 0 | 0 | 0 | 0 | 0 | 0 | 0 | 0 | 0 | 0
PG&E NGBA | Round Mountain | 500 | Distributed_Solar |  |  | 0 | 0 | 0 | 0 | 0 | 0 | 0 | 0 | 0 | 0 | 0 | 0 | 0 | 0 | 0 | 0 | 0 | 0 | 0 | 0 | 0 | 0 | 0 | 0 | 0 | 0 | 0 | 0
PG&E GBA | Salado | 115 | Distributed_Solar |  |  | 0 | 0 | 0 | 0 | 0 | 0 | 0 | 0 | 0 | 0 | 0 | 0 | 0 | 0 | 0 | 0 | 0 | 0 | 0 | 0 | 0 | 0 | 0 | 0 | 0 | 0 | 0 | 0
PG&E GBA | Salado | 60 | Distributed_Solar |  |  | 0 | 0 | 0 | 0 | 0 | 0 | 0 | 0 | 0 | 0 | 0 | 0 | 0 | 0 | 0 | 0 | 0 | 0 | 0 | 0 | 0 | 0 | 0 | 0 | 0 | 0 | 0 | 0
PG&E GBA | Salinas | 115 | Distributed_Solar |  |  | 1 | 0 | 0 | 0 | 0 | 0 | 0 | 0 | 0 | 0 | 0 | 0 | 0 | 0 | 3 | 3 | 0 | 0 | 0 | 0 | 3 | 3 | 0 | 3 | 3 | 0 | 3 | 3
SDGE | Salt Creek | 69 | Distributed_Solar |  |  | 0 | 0 | 0 | 0 | 0 | 0 | 0 | 0 | 0 | 0 | 0 | 0 | 0 | 0 | 0 | 0 | 0 | 0 | 0 | 0 | 0 | 0 | 0 | 0 | 0 | 0 | 0 | 0
SCE Eastern | San Bernardino | 230 | Distributed_Solar |  |  | 0 | 0 | 0 | 0 | 0 | 0 | 0 | 0 | 0 | 0 | 0 | 0 | 0 | 0 | 0 | 0 | 0 | 0 | 0 | 0 | 0 | 0 | 0 | 0 | 0 | 0 | 0 | 0
PG&E GBA | SAN FRAN A (POTRERO PP) | 115 | Distributed_Solar |  |  | 0 | 0 | 0 | 0 | 0 | 0 | 0 | 0 | 0 | 0 | 0 | 0 | 0 | 0 | 0 | 0 | 0 | 0 | 0 | 0 | 0 | 0 | 0 | 0 | 0 | 0 | 0 | 0
PG&E GBA | SAN FRAN A (POTRERO PP) | 230 | Distributed_Solar |  |  | 0 | 0 | 0 | 0 | 0 | 0 | 0 | 0 | 0 | 0 | 0 | 0 | 0 | 0 | 0 | 0 | 0 | 0 | 0 | 0 | 0 | 0 | 0 | 0 | 0 | 0 | 0 | 0
PG&E GBA | San Jose A | 115 | Distributed_Solar |  |  | 0 | 0 | 0 | 0 | 0 | 0 | 0 | 0 | 0 | 0 | 0 | 0 | 0 | 0 | 0 | 0 | 0 | 0 | 0 | 0 | 0 | 0 | 0 | 0 | 0 | 0 | 0 | 0
PG&E GBA | San Jose B | 115 | Distributed_Solar |  |  | 0 | 0 | 0 | 0 | 0 | 0 | 0 | 0 | 0 | 0 | 0 | 0 | 0 | 0 | 0 | 0 | 0 | 0 | 0 | 0 | 0 | 0 | 0 | 0 | 0 | 0 | 0 | 0
PG&E GBA | San Leandro U | 115 | Distributed_Solar |  |  | 0 | 0 | 0 | 0 | 0 | 0 | 0 | 0 | 0 | 0 | 0 | 0 | 0 | 0 | 0 | 0 | 0 | 0 | 0 | 0 | 0 | 0 | 0 | 0 | 0 | 0 | 0 | 0
PG&E KERN | San Luis Obispo | 115 | Distributed_Solar |  |  | 0 | 0 | 0 | 0 | 0 | 0 | 0 | 0 | 0 | 0 | 0 | 0 | 0 | 0 | 0 | 0 | 0 | 0 | 0 | 0 | 0 | 0 | 0 | 0 | 0 | 0 | 0 | 0
PG&E KERN | San Luis Obispo | 70 | Distributed_Solar |  |  | 0 | 0 | 0 | 0 | 0 | 0 | 0 | 0 | 0 | 0 | 0 | 0 | 0 | 0 | 0 | 0 | 0 | 0 | 0 | 0 | 0 | 0 | 0 | 0 | 0 | 0 | 0 | 0
SDGE | San Luis Rey | 230 | Distributed_Solar |  |  | 0 | 0 | 0 | 0 | 0 | 0 | 0 | 0 | 0 | 0 | 0 | 0 | 0 | 0 | 0 | 0 | 0 | 0 | 0 | 0 | 0 | 0 | 0 | 0 | 0 | 0 | 0 | 0
SDGE | San Luis Rey | 69 | Distributed_Solar |  |  | 0 | 0 | 0 | 0 | 0 | 0 | 0 | 0 | 0 | 0 | 0 | 0 | 0 | 0 | 0 | 0 | 0 | 0 | 0 | 0 | 0 | 0 | 0 | 0 | 0 | 0 | 0 | 0
SDGE | San Marcos | 69 | Distributed_Solar |  |  | 0 | 0 | 0 | 0 | 0 | 0 | 0 | 0 | 0 | 0 | 0 | 0 | 0 | 0 | 0 | 0 | 0 | 0 | 0 | 0 | 0 | 0 | 0 | 0 | 0 | 0 | 0 | 0
SCE Metro | San Onofre | 230 | Distributed_Solar |  |  | 0 | 0 | 0 | 0 | 0 | 0 | 0 | 0 | 0 | 0 | 0 | 0 | 0 | 0 | 0 | 0 | 0 | 0 | 0 | 0 | 0 | 0 | 0 | 0 | 0 | 0 | 0 | 0
PG&E GBA | San Pablo | 115 | Distributed_Solar |  |  | 0 | 0 | 0 | 0 | 0 | 0 | 0 | 0 | 0 | 0 | 0 | 0 | 0 | 0 | 0 | 0 | 0 | 0 | 0 | 0 | 0 | 0 | 0 | 0 | 0 | 0 | 0 | 0
PG&E GBA | San Ramon | 230 | Distributed_Solar |  |  | 0 | 0 | 0 | 0 | 0 | 0 | 0 | 0 | 0 | 0 | 0 | 0 | 0 | 0 | 0 | 0 | 0 | 0 | 0 | 0 | 0 | 0 | 0 | 0 | 0 | 0 | 0 | 0
SDGE | San Ysidro | 69 | Distributed_Solar |  |  | 0 | 0 | 0 | 0 | 0 | 0 | 0 | 0 | 0 | 0 | 0 | 0 | 0 | 0 | 0 | 0 | 0 | 0 | 0 | 0 | 0 | 0 | 0 | 0 | 0 | 0 | 0 | 0
SCE NOL | Sandlot | 230 | Distributed_Solar |  |  | 0 | 0 | 0 | 0 | 0 | 0 | 0 | 0 | 0 | 0 | 0 | 0 | 0 | 0 | 0 | 0 | 0 | 0 | 0 | 0 | 0 | 0 | 0 | 0 | 0 | 0 | 0 | 0
EOP | Sandy | 138 | Distributed_Solar |  |  | 0 | 0 | 0 | 0 | 0 | 0 | 0 | 0 | 0 | 0 | 0 | 0 | 0 | 0 | 0 | 0 | 0 | 0 | 0 | 0 | 0 | 0 | 0 | 0 | 0 | 0 | 0 | 0
PG&E FRESNO | Sanger | 115 | Distributed_Solar |  |  | 0 | 0 | 0 | 0 | 0 | 0 | 0 | 0 | 0 | 0 | 0 | 0 | 0 | 0 | 0 | 0 | 0 | 0 | 0 | 0 | 0 | 0 | 0 | 0 | 0 | 0 | 0 | 0
SCE Northern | Santa Clara | 230 | Distributed_Solar |  |  | 0 | 0 | 0 | 0 | 0 | 0 | 0 | 0 | 0 | 0 | 0 | 0 | 0 | 0 | 0 | 0 | 0 | 0 | 0 | 0 | 0 | 0 | 0 | 0 | 0 | 0 | 0 | 0
PG&E NGBA | Santa Rosa A | 115 | Distributed_Solar |  |  | 0 | 0 | 0 | 0 | 0 | 0 | 0 | 0 | 0 | 0 | 0 | 0 | 0 | 0 | 0 | 0 | 0 | 0 | 0 | 0 | 0 | 0 | 0 | 0 | 0 | 0 | 0 | 0
PG&E GBA | Santa Teresa | 115 | Distributed_Solar |  |  | 0 | 0 | 0 | 0 | 0 | 0 | 0 | 0 | 0 | 0 | 0 | 0 | 0 | 0 | 0 | 0 | 0 | 0 | 0 | 0 | 0 | 0 | 0 | 0 | 0 | 0 | 0 | 0
SDGE | Santee | 138 | Distributed_Solar |  |  | 0 | 0 | 0 | 0 | 0 | 0 | 0 | 0 | 0 | 0 | 0 | 0 | 0 | 0 | 0 | 0 | 0 | 0 | 0 | 0 | 0 | 0 | 0 | 0 | 0 | 0 | 0 | 0
SCE Metro | Santiago | 230 | Distributed_Solar |  |  | 0 | 0 | 0 | 0 | 0 | 0 | 0 | 0 | 0 | 0 | 0 | 0 | 0 | 0 | 0 | 0 | 0 | 0 | 0 | 0 | 0 | 0 | 0 | 0 | 0 | 0 | 0 | 0
PG&E GBA | Saratoga | 230 | Distributed_Solar |  |  | 0 | 0 | 0 | 0 | 0 | 0 | 0 | 0 | 0 | 0 | 0 | 0 | 0 | 0 | 0 | 0 | 0 | 0 | 0 | 0 | 0 | 0 | 0 | 0 | 0 | 0 | 0 | 0
SCE Northern | Saugus | 230 | Distributed_Solar |  |  | 0 | 0 | 0 | 0 | 0 | 0 | 0 | 0 | 0 | 0 | 0 | 0 | 0 | 0 | 0 | 0 | 0 | 0 | 0 | 0 | 0 | 0 | 0 | 0 | 0 | 0 | 0 | 0
PG&E FRESNO | Schindler | 115 | Distributed_Solar |  |  | 0 | 0 | 0 | 0 | 0 | 0 | 0 | 0 | 0 | 0 | 0 | 0 | 0 | 0 | 0 | 0 | 0 | 0 | 0 | 0 | 0 | 0 | 0 | 0 | 0 | 0 | 0 | 0
PG&E FRESNO | Schindler | 70 | Distributed_Solar |  |  | 0 | 0 | 0 | 0 | 0 | 0 | 0 | 0 | 0 | 0 | 0 | 0 | 0 | 0 | 0 | 0 | 0 | 0 | 0 | 0 | 0 | 0 | 0 | 0 | 0 | 0 | 0 | 0
PG&E GBA | Schulte | 115 | Distributed_Solar |  |  | 0 | 0 | 0 | 0 | 0 | 0 | 0 | 0 | 0 | 0 | 0 | 0 | 0 | 0 | 0 | 0 | 0 | 0 | 0 | 0 | 0 | 0 | 0 | 0 | 0 | 0 | 0 | 0
SDGE | Scripps | 69 | Distributed_Solar |  |  | 0 | 0 | 0 | 0 | 0 | 0 | 0 | 0 | 0 | 0 | 0 | 0 | 0 | 0 | 0 | 0 | 0 | 0 | 0 | 0 | 0 | 0 | 0 | 0 | 0 | 0 | 0 | 0
PG&E KERN | Semitropic | 115 | Distributed_Solar |  |  | 1 | 0 | 0 | 0 | 0 | 4.66 | 4.66 | 0 | 0 | 0 | 0 | 4.66 | 4.66 | 0 | 0 | 0 | 0 | 0 | 0 | 0 | 0 | 0 | 0 | 4.66 | 4.66 | 0 | 4.66 | 4.66
SCE Metro | Serrano | 230 | Distributed_Solar |  |  | 0 | 0 | 0 | 0 | 0 | 0 | 0 | 0 | 0 | 0 | 0 | 0 | 0 | 0 | 0 | 0 | 0 | 0 | 0 | 0 | 0 | 0 | 0 | 0 | 0 | 0 | 0 | 0
SCE Metro | Serrano | 500 | Distributed_Solar |  |  | 0 | 0 | 0 | 0 | 0 | 0 | 0 | 0 | 0 | 0 | 0 | 0 | 0 | 0 | 0 | 0 | 0 | 0 | 0 | 0 | 0 | 0 | 0 | 0 | 0 | 0 | 0 | 0
SDGE | Shadowridge | 138 | Distributed_Solar |  |  | 0 | 0 | 0 | 0 | 0 | 0 | 0 | 0 | 0 | 0 | 0 | 0 | 0 | 0 | 0 | 0 | 0 | 0 | 0 | 0 | 0 | 0 | 0 | 0 | 0 | 0 | 0 | 0
PG&E KERN | Shafter | 115 | Distributed_Solar |  |  | 1 | 0 | 0 | 0 | 0 | 2.25 | 2.25 | 0 | 0 | 0 | 0 | 2.25 | 2.25 | 0 | 0 | 0 | 0 | 0 | 0 | 0 | 0 | 0 | 0 | 2.25 | 2.25 | 0 | 2.25 | 2.25
PG&E NGBA | Silverado | 115 | Distributed_Solar |  |  | 0 | 0 | 0 | 0 | 0 | 0 | 0 | 0 | 0 | 0 | 0 | 0 | 0 | 0 | 0 | 0 | 0 | 0 | 0 | 0 | 0 | 0 | 0 | 0 | 0 | 0 | 0 | 0
SDGE | Silvergate | 230 | Distributed_Solar |  |  | 0 | 0 | 0 | 0 | 0 | 0 | 0 | 0 | 0 | 0 | 0 | 0 | 0 | 0 | 0 | 0 | 0 | 0 | 0 | 0 | 0 | 0 | 0 | 0 | 0 | 0 | 0 | 0
SDGE | Silvergate | 69 | Distributed_Solar |  |  | 0 | 0 | 0 | 0 | 0 | 0 | 0 | 0 | 0 | 0 | 0 | 0 | 0 | 0 | 0 | 0 | 0 | 0 | 0 | 0 | 0 | 0 | 0 | 0 | 0 | 0 | 0 | 0
PG&E KERN | Sisquoc | 115 | Distributed_Solar |  |  | 0 | 0 | 0 | 0 | 0 | 0 | 0 | 0 | 0 | 0 | 0 | 0 | 0 | 0 | 0 | 0 | 0 | 0 | 0 | 0 | 0 | 0 | 0 | 0 | 0 | 0 | 0 | 0
EOP | Sloan Canyon | 230 | Distributed_Solar |  |  | 0 | 0 | 0 | 0 | 0 | 0 | 0 | 0 | 0 | 0 | 0 | 0 | 0 | 0 | 0 | 0 | 0 | 0 | 0 | 0 | 0 | 0 | 0 | 0 | 0 | 0 | 0 | 0
EOP | Sloan Canyon | 500 | Distributed_Solar |  |  | 0 | 0 | 0 | 0 | 0 | 0 | 0 | 0 | 0 | 0 | 0 | 0 | 0 | 0 | 0 | 0 | 0 | 0 | 0 | 0 | 0 | 0 | 0 | 0 | 0 | 0 | 0 | 0
PG&E KERN | Smyrna | 115 | Distributed_Solar |  |  | 1 | 0 | 0 | 0 | 0 | 0 | 0 | 0 | 0 | 0 | 0 | 0 | 0 | 0 | 6 | 6 | 0 | 0 | 0 | 0 | 6 | 6 | 0 | 6 | 6 | 0 | 6 | 6
PG&E GBA | Sobrante | 115 | Distributed_Solar |  |  | 0 | 0 | 0 | 0 | 0 | 0 | 0 | 0 | 0 | 0 | 0 | 0 | 0 | 0 | 0 | 0 | 0 | 0 | 0 | 0 | 0 | 0 | 0 | 0 | 0 | 0 | 0 | 0
PG&E GBA | Sobrante | 230 | Distributed_Solar |  |  | 0 | 0 | 0 | 0 | 0 | 0 | 0 | 0 | 0 | 0 | 0 | 0 | 0 | 0 | 0 | 0 | 0 | 0 | 0 | 0 | 0 | 0 | 0 | 0 | 0 | 0 | 0 | 0
PG&E KERN | Solar | 230 | Distributed_Solar |  |  | 0 | 0 | 0 | 0 | 0 | 0 | 0 | 0 | 0 | 0 | 0 | 0 | 0 | 0 | 0 | 0 | 0 | 0 | 0 | 0 | 0 | 0 | 0 | 0 | 0 | 0 | 0 | 0
PG&E GBA | Soledad | 115 | Distributed_Solar |  |  | 0 | 0 | 0 | 0 | 0 | 0 | 0 | 0 | 0 | 0 | 0 | 0 | 0 | 0 | 0 | 0 | 0 | 0 | 0 | 0 | 0 | 0 | 0 | 0 | 0 | 0 | 0 | 0
PG&E GBA | Soledad | 60 | Distributed_Solar |  |  | 0 | 0 | 0 | 0 | 0 | 0 | 0 | 0 | 0 | 0 | 0 | 0 | 0 | 0 | 0 | 0 | 0 | 0 | 0 | 0 | 0 | 0 | 0 | 0 | 0 | 0 | 0 | 0
SDGE | Spring Valley | 69 | Distributed_Solar |  |  | 0 | 0 | 0 | 0 | 0 | 0 | 0 | 0 | 0 | 0 | 0 | 0 | 0 | 0 | 0 | 0 | 0 | 0 | 0 | 0 | 0 | 0 | 0 | 0 | 0 | 0 | 0 | 0
SCE Northern | Springville | 230 | Distributed_Solar |  |  | 1 | 0 | 0 | 0 | 0 | 3 | 3 | 0 | 0 | 0 | 0 | 3 | 3 | 0 | 0 | 0 | 0 | 0 | 0 | 0 | 0 | 0 | 0 | 3 | 3 | 0 | 3 | 3
PG&E GBA | Stagg | 230 | Distributed_Solar |  |  | 0 | 0 | 0 | 0 | 0 | 0 | 0 | 0 | 0 | 0 | 0 | 0 | 0 | 0 | 0 | 0 | 0 | 0 | 0 | 0 | 0 | 0 | 0 | 0 | 0 | 0 | 0 | 0
PG&E GBA | Standard Oil | 115 | Distributed_Solar |  |  | 0 | 0 | 0 | 0 | 0 | 0 | 0 | 0 | 0 | 0 | 0 | 0 | 0 | 0 | 0 | 0 | 0 | 0 | 0 | 0 | 0 | 0 | 0 | 0 | 0 | 0 | 0 | 0
PG&E GBA | Stanislaus | 115 | Distributed_Solar |  |  | 0 | 0 | 0 | 0 | 0 | 0 | 0 | 0 | 0 | 0 | 0 | 0 | 0 | 0 | 0 | 0 | 0 | 0 | 0 | 0 | 0 | 0 | 0 | 0 | 0 | 0 | 0 | 0
PG&E KERN | Stockdale | 115 | Distributed_Solar |  |  | 1 | 0 | 0 | 0 | 0 | 0 | 0 | 0 | 0 | 0 | 0 | 0 | 0 | 0 | 1.8 | 1.8 | 0 | 0 | 0 | 0 | 1.8 | 1.8 | 0 | 1.8 | 1.8 | 0 | 1.8 | 1.8
PG&E KERN | Stockdale | 230 | Distributed_Solar |  |  | 0 | 0 | 0 | 0 | 0 | 0 | 0 | 0 | 0 | 0 | 0 | 0 | 0 | 0 | 0 | 0 | 0 | 0 | 0 | 0 | 0 | 0 | 0 | 0 | 0 | 0 | 0 | 0
PG&E GBA | Stockton A | 115 | Distributed_Solar |  |  | 0 | 0 | 0 | 0 | 0 | 0 | 0 | 0 | 0 | 0 | 0 | 0 | 0 | 0 | 0 | 0 | 0 | 0 | 0 | 0 | 0 | 0 | 0 | 0 | 0 | 0 | 0 | 0
PG&E GBA | Stone | 115 | Distributed_Solar |  |  | 0 | 0 | 0 | 0 | 0 | 0 | 0 | 0 | 0 | 0 | 0 | 0 | 0 | 0 | 0 | 0 | 0 | 0 | 0 | 0 | 0 | 0 | 0 | 0 | 0 | 0 | 0 | 0
PG&E FRESNO | Storey | 230 | Distributed_Solar |  |  | 0 | 0 | 0 | 0 | 0 | 0 | 0 | 0 | 0 | 0 | 0 | 0 | 0 | 0 | 0 | 0 | 0 | 0 | 0 | 0 | 0 | 0 | 0 | 0 | 0 | 0 | 0 | 0
PG&E NGBA | Summit | 115 | Distributed_Solar |  |  | 0 | 0 | 0 | 0 | 0 | 0 | 0 | 0 | 0 | 0 | 0 | 0 | 0 | 0 | 0 | 0 | 0 | 0 | 0 | 0 | 0 | 0 | 0 | 0 | 0 | 0 | 0 | 0
SDGE | Suncrest | 230 | Distributed_Solar |  |  | 0 | 0 | 0 | 0 | 0 | 0 | 0 | 0 | 0 | 0 | 0 | 0 | 0 | 0 | 0 | 0 | 0 | 0 | 0 | 0 | 0 | 0 | 0 | 0 | 0 | 0 | 0 | 0
SDGE | Suncrest | 500 | Distributed_Solar |  |  | 0 | 0 | 0 | 0 | 0 | 0 | 0 | 0 | 0 | 0 | 0 | 0 | 0 | 0 | 0 | 0 | 0 | 0 | 0 | 0 | 0 | 0 | 0 | 0 | 0 | 0 | 0 | 0
PG&E KERN | Sunrise | 230 | Distributed_Solar |  |  | 0 | 0 | 0 | 0 | 0 | 0 | 0 | 0 | 0 | 0 | 0 | 0 | 0 | 0 | 0 | 0 | 0 | 0 | 0 | 0 | 0 | 0 | 0 | 0 | 0 | 0 | 0 | 0
PG&E KERN | Sunset | 230 | Distributed_Solar |  |  | 0 | 0 | 0 | 0 | 0 | 0 | 0 | 0 | 0 | 0 | 0 | 0 | 0 | 0 | 0 | 0 | 0 | 0 | 0 | 0 | 0 | 0 | 0 | 0 | 0 | 0 | 0 | 0
PG&E GBA | Swift | 115 | Distributed_Solar |  |  | 0 | 0 | 0 | 0 | 0 | 0 | 0 | 0 | 0 | 0 | 0 | 0 | 0 | 0 | 0 | 0 | 0 | 0 | 0 | 0 | 0 | 0 | 0 | 0 | 0 | 0 | 0 | 0
SDGE | Sycamore Canyon | 138 | Distributed_Solar |  |  | 0 | 0 | 0 | 0 | 0 | 0 | 0 | 0 | 0 | 0 | 0 | 0 | 0 | 0 | 0 | 0 | 0 | 0 | 0 | 0 | 0 | 0 | 0 | 0 | 0 | 0 | 0 | 0
SDGE | Sycamore Canyon | 230 | Distributed_Solar |  |  | 0 | 0 | 0 | 0 | 0 | 0 | 0 | 0 | 0 | 0 | 0 | 0 | 0 | 0 | 0 | 0 | 0 | 0 | 0 | 0 | 0 | 0 | 0 | 0 | 0 | 0 | 0 | 0
SDGE | Sycamore Canyon | 69 | Distributed_Solar |  |  | 0 | 0 | 0 | 0 | 0 | 0 | 0 | 0 | 0 | 0 | 0 | 0 | 0 | 0 | 0 | 0 | 0 | 0 | 0 | 0 | 0 | 0 | 0 | 0 | 0 | 0 | 0 | 0
SCE Northern | Sylmar | 230 | Distributed_Solar |  |  | 0 | 0 | 0 | 0 | 0 | 0 | 0 | 0 | 0 | 0 | 0 | 0 | 0 | 0 | 0 | 0 | 0 | 0 | 0 | 0 | 0 | 0 | 0 | 0 | 0 | 0 | 0 | 0
PG&E NGBA | Table Mountain | 115 | Distributed_Solar |  |  | 0 | 0 | 0 | 0 | 0 | 0 | 0 | 0 | 0 | 0 | 0 | 0 | 0 | 0 | 0 | 0 | 0 | 0 | 0 | 0 | 0 | 0 | 0 | 0 | 0 | 0 | 0 | 0
PG&E NGBA | Table Mountain | 230 | Distributed_Solar |  |  | 0 | 0 | 0 | 0 | 0 | 0 | 0 | 0 | 0 | 0 | 0 | 0 | 0 | 0 | 0 | 0 | 0 | 0 | 0 | 0 | 0 | 0 | 0 | 0 | 0 | 0 | 0 | 0
PG&E NGBA | Table Mountain | 500 | Distributed_Solar |  |  | 0 | 0 | 0 | 0 | 0 | 0 | 0 | 0 | 0 | 0 | 0 | 0 | 0 | 0 | 0 | 0 | 0 | 0 | 0 | 0 | 0 | 0 | 0 | 0 | 0 | 0 | 0 | 0
PG&E NGBA | Table Mountain | 60 | Distributed_Solar |  |  | 0 | 0 | 0 | 0 | 0 | 0 | 0 | 0 | 0 | 0 | 0 | 0 | 0 | 0 | 0 | 0 | 0 | 0 | 0 | 0 | 0 | 0 | 0 | 0 | 0 | 0 | 0 | 0
PG&E KERN | Taft | 115 | Distributed_Solar |  |  | 1 | 0 | 0 | 0 | 0 | 0 | 0 | 0 | 0 | 0 | 0 | 0 | 0 | 0 | 8 | 8 | 0 | 0 | 0 | 0 | 8 | 8 | 0 | 8 | 8 | 0 | 8 | 8
SDGE | Talega | 138 | Distributed_Solar |  |  | 0 | 0 | 0 | 0 | 0 | 0 | 0 | 0 | 0 | 0 | 0 | 0 | 0 | 0 | 0 | 0 | 0 | 0 | 0 | 0 | 0 | 0 | 0 | 0 | 0 | 0 | 0 | 0
SDGE | Talega | 230 | Distributed_Solar |  |  | 0 | 0 | 0 | 0 | 0 | 0 | 0 | 0 | 0 | 0 | 0 | 0 | 0 | 0 | 0 | 0 | 0 | 0 | 0 | 0 | 0 | 0 | 0 | 0 | 0 | 0 | 0 | 0
PG&E GBA | Tassajara | 230 | Distributed_Solar |  |  | 0 | 0 | 0 | 0 | 0 | 0 | 0 | 0 | 0 | 0 | 0 | 0 | 0 | 0 | 0 | 0 | 0 | 0 | 0 | 0 | 0 | 0 | 0 | 0 | 0 | 0 | 0 | 0
PG&E KERN | Tejon | 70 | Distributed_Solar |  |  | 0 | 0 | 0 | 0 | 0 | 0 | 0 | 0 | 0 | 0 | 0 | 0 | 0 | 0 | 0 | 0 | 0 | 0 | 0 | 0 | 0 | 0 | 0 | 0 | 0 | 0 | 0 | 0
SDGE | Telegraph Canyon | 138 | Distributed_Solar |  |  | 0 | 0 | 0 | 0 | 0 | 0 | 0 | 0 | 0 | 0 | 0 | 0 | 0 | 0 | 0 | 0 | 0 | 0 | 0 | 0 | 0 | 0 | 0 | 0 | 0 | 0 | 0 | 0
PG&E KERN | Temblor | 115 | Distributed_Solar |  |  | 0 | 0 | 0 | 0 | 0 | 0 | 0 | 0 | 0 | 0 | 0 | 0 | 0 | 0 | 0 | 0 | 0 | 0 | 0 | 0 | 0 | 0 | 0 | 0 | 0 | 0 | 0 | 0
PG&E KERN | Templeton | 230 | Distributed_Solar |  |  | 0 | 0 | 0 | 0 | 0 | 0 | 0 | 0 | 0 | 0 | 0 | 0 | 0 | 0 | 0 | 0 | 0 | 0 | 0 | 0 | 0 | 0 | 0 | 0 | 0 | 0 | 0 | 0
PG&E KERN | Templeton | 70 | Distributed_Solar |  |  | 0 | 0 | 0 | 0 | 0 | 0 | 0 | 0 | 0 | 0 | 0 | 0 | 0 | 0 | 0 | 0 | 0 | 0 | 0 | 0 | 0 | 0 | 0 | 0 | 0 | 0 | 0 | 0
PG&E GBA | Tesla | 115 | Distributed_Solar |  |  | 0 | 0 | 0 | 0 | 0 | 0 | 0 | 0 | 0 | 0 | 0 | 0 | 0 | 0 | 0 | 0 | 0 | 0 | 0 | 0 | 0 | 0 | 0 | 0 | 0 | 0 | 0 | 0
PG&E GBA | Tesla | 230 | Distributed_Solar |  |  | 0 | 0 | 0 | 0 | 0 | 0 | 0 | 0 | 0 | 0 | 0 | 0 | 0 | 0 | 0 | 0 | 0 | 0 | 0 | 0 | 0 | 0 | 0 | 0 | 0 | 0 | 0 | 0
PG&E GBA | Tesla | 500 | Distributed_Solar |  |  | 0 | 0 | 0 | 0 | 0 | 0 | 0 | 0 | 0 | 0 | 0 | 0 | 0 | 0 | 0 | 0 | 0 | 0 | 0 | 0 | 0 | 0 | 0 | 0 | 0 | 0 | 0 | 0
PG&E KERN | Tevis | 115 | Distributed_Solar |  |  | 0 | 0 | 0 | 0 | 0 | 0 | 0 | 0 | 0 | 0 | 0 | 0 | 0 | 0 | 0 | 0 | 0 | 0 | 0 | 0 | 0 | 0 | 0 | 0 | 0 | 0 | 0 | 0
EOP | Thousandaire | 138 | Distributed_Solar |  |  | 0 | 0 | 0 | 0 | 0 | 0 | 0 | 0 | 0 | 0 | 0 | 0 | 0 | 0 | 0 | 0 | 0 | 0 | 0 | 0 | 0 | 0 | 0 | 0 | 0 | 0 | 0 | 0
PG&E KERN | Topaz | 230 | Distributed_Solar |  |  | 0 | 0 | 0 | 0 | 0 | 0 | 0 | 0 | 0 | 0 | 0 | 0 | 0 | 0 | 0 | 0 | 0 | 0 | 0 | 0 | 0 | 0 | 0 | 0 | 0 | 0 | 0 | 0
SCE NOL | Tortilla | 115 | Distributed_Solar |  |  | 1 | 0 | 0 | 0 | 0 | 3 | 3 | 0 | 0 | 0 | 0 | 3 | 3 | 0 | 0 | 0 | 0 | 0 | 0 | 0 | 0 | 0 | 0 | 3 | 3 | 0 | 3 | 3
SDGE | Trabuco | 138 | Distributed_Solar |  |  | 0 | 0 | 0 | 0 | 0 | 0 | 0 | 0 | 0 | 0 | 0 | 0 | 0 | 0 | 0 | 0 | 0 | 0 | 0 | 0 | 0 | 0 | 0 | 0 | 0 | 0 | 0 | 0
PG&E GBA | Tracy | 115 | Distributed_Solar |  |  | 0 | 0 | 0 | 0 | 0 | 0 | 0 | 0 | 0 | 0 | 0 | 0 | 0 | 0 | 0 | 0 | 0 | 0 | 0 | 0 | 0 | 0 | 0 | 0 | 0 | 0 | 0 | 0
PG&E FRESNO | Tranquility | 230 | Distributed_Solar |  |  | 0 | 0 | 0 | 0 | 0 | 0 | 0 | 0 | 0 | 0 | 0 | 0 | 0 | 0 | 0 | 0 | 0 | 0 | 0 | 0 | 0 | 0 | 0 | 0 | 0 | 0 | 0 | 0
PG&E GBA | Trimble | 115 | Distributed_Solar |  |  | 0 | 0 | 0 | 0 | 0 | 0 | 0 | 0 | 0 | 0 | 0 | 0 | 0 | 0 | 0 | 0 | 0 | 0 | 0 | 0 | 0 | 0 | 0 | 0 | 0 | 0 | 0 | 0
EOP | Trout Canyon | 230 | Distributed_Solar |  |  | 0 | 0 | 0 | 0 | 0 | 0 | 0 | 0 | 0 | 0 | 0 | 0 | 0 | 0 | 0 | 0 | 0 | 0 | 0 | 0 | 0 | 0 | 0 | 0 | 0 | 0 | 0 | 0
EOP | Trout Canyon | 500 | Distributed_Solar |  |  | 0 | 0 | 0 | 0 | 0 | 0 | 0 | 0 | 0 | 0 | 0 | 0 | 0 | 0 | 0 | 0 | 0 | 0 | 0 | 0 | 0 | 0 | 0 | 0 | 0 | 0 | 0 | 0
PG&E NGBA | Tulucay | 230 | Distributed_Solar |  |  | 0 | 0 | 0 | 0 | 0 | 0 | 0 | 0 | 0 | 0 | 0 | 0 | 0 | 0 | 0 | 0 | 0 | 0 | 0 | 0 | 0 | 0 | 0 | 0 | 0 | 0 | 0 | 0
PG&E NGBA | Tulucay | 60 | Distributed_Solar |  |  | 0 | 0 | 0 | 0 | 0 | 0 | 0 | 0 | 0 | 0 | 0 | 0 | 0 | 0 | 0 | 0 | 0 | 0 | 0 | 0 | 0 | 0 | 0 | 0 | 0 | 0 | 0 | 0
PG&E KERN | Tupman | 115 | Distributed_Solar |  |  | 0 | 0 | 0 | 0 | 0 | 0 | 0 | 0 | 0 | 0 | 0 | 0 | 0 | 0 | 0 | 0 | 0 | 0 | 0 | 0 | 0 | 0 | 0 | 0 | 0 | 0 | 0 | 0
PG&E NGBA | Ukiah | 115 | Distributed_Solar |  |  | 0 | 0 | 0 | 0 | 0 | 0 | 0 | 0 | 0 | 0 | 0 | 0 | 0 | 0 | 0 | 0 | 0 | 0 | 0 | 0 | 0 | 0 | 0 | 0 | 0 | 0 | 0 | 0
PG&E KERN | Union (Estrella) | 70 | Distributed_Solar |  |  | 0 | 0 | 0 | 0 | 0 | 0 | 0 | 0 | 0 | 0 | 0 | 0 | 0 | 0 | 0 | 0 | 0 | 0 | 0 | 0 | 0 | 0 | 0 | 0 | 0 | 0 | 0 | 0
PG&E NGBA | Vaca Dixon | 115 | Distributed_Solar |  |  | 0 | 0 | 0 | 0 | 0 | 0 | 0 | 0 | 0 | 0 | 0 | 0 | 0 | 0 | 0 | 0 | 0 | 0 | 0 | 0 | 0 | 0 | 0 | 0 | 0 | 0 | 0 | 0
PG&E NGBA | Vaca Dixon | 230 | Distributed_Solar |  |  | 0 | 0 | 0 | 0 | 0 | 0 | 0 | 0 | 0 | 0 | 0 | 0 | 0 | 0 | 0 | 0 | 0 | 0 | 0 | 0 | 0 | 0 | 0 | 0 | 0 | 0 | 0 | 0
PG&E NGBA | Vaca Dixon | 500 | Distributed_Solar |  |  | 0 | 0 | 0 | 0 | 0 | 0 | 0 | 0 | 0 | 0 | 0 | 0 | 0 | 0 | 0 | 0 | 0 | 0 | 0 | 0 | 0 | 0 | 0 | 0 | 0 | 0 | 0 | 0
PG&E NGBA | Vaca Dixon | 60 | Distributed_Solar |  |  | 0 | 0 | 0 | 0 | 0 | 0 | 0 | 0 | 0 | 0 | 0 | 0 | 0 | 0 | 0 | 0 | 0 | 0 | 0 | 0 | 0 | 0 | 0 | 0 | 0 | 0 | 0 | 0
SCE Eastern | Valley (SCE) | 500 | Distributed_Solar |  |  | 0 | 0 | 0 | 0 | 0 | 0 | 0 | 0 | 0 | 0 | 0 | 0 | 0 | 0 | 0 | 0 | 0 | 0 | 0 | 0 | 0 | 0 | 0 | 0 | 0 | 0 | 0 | 0
EOP | Valley (VEA) | 138 | Distributed_Solar |  |  | 0 | 0 | 0 | 0 | 0 | 0 | 0 | 0 | 0 | 0 | 0 | 0 | 0 | 0 | 0 | 0 | 0 | 0 | 0 | 0 | 0 | 0 | 0 | 0 | 0 | 0 | 0 | 0
SDGE | Valley Center | 69 | Distributed_Solar |  |  | 1 | 0 | 0 | 0 | 0 | 0 | 0 | 0 | 0 | 0 | 0 | 0 | 0 | 0 | 0 | 0 | 0 | 10 | 10 | 0 | 10 | 10 | 0 | 0 | 0 | 0 | 10 | 10
PG&E GBA | Valley Home | 115 | Distributed_Solar |  |  | 0 | 0 | 0 | 0 | 0 | 0 | 0 | 0 | 0 | 0 | 0 | 0 | 0 | 0 | 0 | 0 | 0 | 0 | 0 | 0 | 0 | 0 | 0 | 0 | 0 | 0 | 0 | 0
PG&E GBA | Valley Springs | 230 | Distributed_Solar |  |  | 0 | 0 | 0 | 0 | 0 | 0 | 0 | 0 | 0 | 0 | 0 | 0 | 0 | 0 | 0 | 0 | 0 | 0 | 0 | 0 | 0 | 0 | 0 | 0 | 0 | 0 | 0 | 0
PG&E GBA | Valley Springs | 60 | Distributed_Solar |  |  | 0 | 0 | 0 | 0 | 0 | 0 | 0 | 0 | 0 | 0 | 0 | 0 | 0 | 0 | 0 | 0 | 0 | 0 | 0 | 0 | 0 | 0 | 0 | 0 | 0 | 0 | 0 | 0
EOP | Valley Switch | 138 | Distributed_Solar |  |  | 0 | 0 | 0 | 0 | 0 | 0 | 0 | 0 | 0 | 0 | 0 | 0 | 0 | 0 | 0 | 0 | 0 | 0 | 0 | 0 | 0 | 0 | 0 | 0 | 0 | 0 | 0 | 0
EOP | Valley Switch | 230 | Distributed_Solar |  |  | 0 | 0 | 0 | 0 | 0 | 0 | 0 | 0 | 0 | 0 | 0 | 0 | 0 | 0 | 0 | 0 | 0 | 0 | 0 | 0 | 0 | 0 | 0 | 0 | 0 | 0 | 0 | 0
PG&E GBA | Vasco | 230 | Distributed_Solar |  |  | 0 | 0 | 0 | 0 | 0 | 0 | 0 | 0 | 0 | 0 | 0 | 0 | 0 | 0 | 0 | 0 | 0 | 0 | 0 | 0 | 0 | 0 | 0 | 0 | 0 | 0 | 0 | 0
PG&E GBA | Vasona | 230 | Distributed_Solar |  |  | 0 | 0 | 0 | 0 | 0 | 0 | 0 | 0 | 0 | 0 | 0 | 0 | 0 | 0 | 0 | 0 | 0 | 0 | 0 | 0 | 0 | 0 | 0 | 0 | 0 | 0 | 0 | 0
SCE Northern | Vestal | 230 | Distributed_Solar |  |  | 0 | 0 | 0 | 0 | 0 | 0 | 0 | 0 | 0 | 0 | 0 | 0 | 0 | 0 | 0 | 0 | 0 | 0 | 0 | 0 | 0 | 0 | 0 | 0 | 0 | 0 | 0 | 0
SCE Northern | Vestal | 66 | Distributed_Solar |  |  | 0 | 0 | 0 | 0 | 0 | 0 | 0 | 0 | 0 | 0 | 0 | 0 | 0 | 0 | 0 | 0 | 0 | 0 | 0 | 0 | 0 | 0 | 0 | 0 | 0 | 0 | 0 | 0
SCE NOL | Victor | 115 | Distributed_Solar |  |  | 1 | 0 | 0 | 0 | 0 | 7 | 7 | 0 | 0 | 0 | 0 | 7 | 7 | 0 | 0 | 0 | 0 | 0 | 0 | 0 | 0 | 0 | 0 | 7 | 7 | 0 | 7 | 7
SCE NOL | Victor | 230 | Distributed_Solar |  |  | 1 | 0 | 0 | 0 | 0 | 5 | 5 | 0 | 0 | 0 | 0 | 5 | 5 | 0 | 0 | 0 | 0 | 0 | 0 | 0 | 0 | 0 | 0 | 5 | 5 | 0 | 5 | 5
SCE Metro | Viejo | 230 | Distributed_Solar |  |  | 0 | 0 | 0 | 0 | 0 | 0 | 0 | 0 | 0 | 0 | 0 | 0 | 0 | 0 | 0 | 0 | 0 | 0 | 0 | 0 | 0 | 0 | 0 | 0 | 0 | 0 | 0 | 0
PG&E GBA | Vierra | 115 | Distributed_Solar |  |  | 1 | 0 | 0 | 0 | 0 | 2.975 | 2.975 | 0 | 0 | 0 | 0 | 2.975 | 2.975 | 0 | 0 | 0 | 0 | 0 | 0 | 0 | 0 | 0 | 0 | 2.975 | 2.975 | 0 | 2.975 | 2.975
SCE Metro | Villa Park | 230 | Distributed_Solar |  |  | 0 | 0 | 0 | 0 | 0 | 0 | 0 | 0 | 0 | 0 | 0 | 0 | 0 | 0 | 0 | 0 | 0 | 0 | 0 | 0 | 0 | 0 | 0 | 0 | 0 | 0 | 0 | 0
SCE Northern | Vincent | 230 | Distributed_Solar |  |  | 0 | 0 | 0 | 0 | 0 | 0 | 0 | 0 | 0 | 0 | 0 | 0 | 0 | 0 | 0 | 0 | 0 | 0 | 0 | 0 | 0 | 0 | 0 | 0 | 0 | 0 | 0 | 0
SCE Northern | Vincent | 500 | Distributed_Solar |  |  | 0 | 0 | 0 | 0 | 0 | 0 | 0 | 0 | 0 | 0 | 0 | 0 | 0 | 0 | 0 | 0 | 0 | 0 | 0 | 0 | 0 | 0 | 0 | 0 | 0 | 0 | 0 | 0
PG&E GBA | Vineyard | 230 | Distributed_Solar |  |  | 0 | 0 | 0 | 0 | 0 | 0 | 0 | 0 | 0 | 0 | 0 | 0 | 0 | 0 | 0 | 0 | 0 | 0 | 0 | 0 | 0 | 0 | 0 | 0 | 0 | 0 | 0 | 0
SDGE | Vineyard | 69 | Distributed_Solar |  |  | 0 | 0 | 0 | 0 | 0 | 0 | 0 | 0 | 0 | 0 | 0 | 0 | 0 | 0 | 0 | 0 | 0 | 0 | 0 | 0 | 0 | 0 | 0 | 0 | 0 | 0 | 0 | 0
SCE Eastern | Vista (SCE) | 230 | Distributed_Solar |  |  | 0 | 0 | 0 | 0 | 0 | 0 | 0 | 0 | 0 | 0 | 0 | 0 | 0 | 0 | 0 | 0 | 0 | 0 | 0 | 0 | 0 | 0 | 0 | 0 | 0 | 0 | 0 | 0
EOP | Vista (VEA) | 138 | Distributed_Solar |  |  | 0 | 0 | 0 | 0 | 0 | 0 | 0 | 0 | 0 | 0 | 0 | 0 | 0 | 0 | 0 | 0 | 0 | 0 | 0 | 0 | 0 | 0 | 0 | 0 | 0 | 0 | 0 | 0
EOP | Vista (VEA) | 230 | Distributed_Solar |  |  | 0 | 0 | 0 | 0 | 0 | 0 | 0 | 0 | 0 | 0 | 0 | 0 | 0 | 0 | 0 | 0 | 0 | 0 | 0 | 0 | 0 | 0 | 0 | 0 | 0 | 0 | 0 | 0
PG&E FRESNO | Wahtoke | 115 | Distributed_Solar |  |  | 0 | 0 | 0 | 0 | 0 | 0 | 0 | 0 | 0 | 0 | 0 | 0 | 0 | 0 | 0 | 0 | 0 | 0 | 0 | 0 | 0 | 0 | 0 | 0 | 0 | 0 | 0 | 0
SCE Northern | Wakefield | 66 | Distributed_Solar |  |  | 0 | 0 | 0 | 0 | 0 | 0 | 0 | 0 | 0 | 0 | 0 | 0 | 0 | 0 | 0 | 0 | 0 | 0 | 0 | 0 | 0 | 0 | 0 | 0 | 0 | 0 | 0 | 0
SCE Metro | Walnut | 230 | Distributed_Solar |  |  | 0 | 0 | 0 | 0 | 0 | 0 | 0 | 0 | 0 | 0 | 0 | 0 | 0 | 0 | 0 | 0 | 0 | 0 | 0 | 0 | 0 | 0 | 0 | 0 | 0 | 0 | 0 | 0
SCE Northern | Warne | 230 | Distributed_Solar |  |  | 0 | 0 | 0 | 0 | 0 | 0 | 0 | 0 | 0 | 0 | 0 | 0 | 0 | 0 | 0 | 0 | 0 | 0 | 0 | 0 | 0 | 0 | 0 | 0 | 0 | 0 | 0 | 0
PG&E GBA | Warnerville | 230 | Distributed_Solar |  |  | 0 | 0 | 0 | 0 | 0 | 0 | 0 | 0 | 0 | 0 | 0 | 0 | 0 | 0 | 0 | 0 | 0 | 0 | 0 | 0 | 0 | 0 | 0 | 0 | 0 | 0 | 0 | 0
PG&E FRESNO | Waukena | 115 | Distributed_Solar |  |  | 0 | 0 | 0 | 0 | 0 | 0 | 0 | 0 | 0 | 0 | 0 | 0 | 0 | 0 | 0 | 0 | 0 | 0 | 0 | 0 | 0 | 0 | 0 | 0 | 0 | 0 | 0 | 0
PG&E GBA | Weber | 230 | Distributed_Solar |  |  | 0 | 0 | 0 | 0 | 0 | 0 | 0 | 0 | 0 | 0 | 0 | 0 | 0 | 0 | 0 | 0 | 0 | 0 | 0 | 0 | 0 | 0 | 0 | 0 | 0 | 0 | 0 | 0
PG&E GBA | Weber | 60 | Distributed_Solar |  |  | 1 | 0 | 0 | 0 | 0 | 0 | 0 | 0 | 0 | 0 | 0 | 0 | 0 | 0 | 4 | 4 | 0 | 0 | 0 | 0 | 4 | 4 | 0 | 4 | 4 | 0 | 4 | 4
PG&E FRESNO | West Fresno | 115 | Distributed_Solar |  |  | 0 | 0 | 0 | 0 | 0 | 0 | 0 | 0 | 0 | 0 | 0 | 0 | 0 | 0 | 0 | 0 | 0 | 0 | 0 | 0 | 0 | 0 | 0 | 0 | 0 | 0 | 0 | 0
PG&E FRESNO | Westley | 230 | Distributed_Solar |  |  | 0 | 0 | 0 | 0 | 0 | 0 | 0 | 0 | 0 | 0 | 0 | 0 | 0 | 0 | 0 | 0 | 0 | 0 | 0 | 0 | 0 | 0 | 0 | 0 | 0 | 0 | 0 | 0
PG&E KERN | Westpark | 115 | Distributed_Solar |  |  | 0 | 0 | 0 | 0 | 0 | 0 | 0 | 0 | 0 | 0 | 0 | 0 | 0 | 0 | 0 | 0 | 0 | 0 | 0 | 0 | 0 | 0 | 0 | 0 | 0 | 0 | 0 | 0
PG&E KERN | Wheeler Ridge | 230 | Distributed_Solar |  |  | 0 | 0 | 0 | 0 | 0 | 0 | 0 | 0 | 0 | 0 | 0 | 0 | 0 | 0 | 0 | 0 | 0 | 0 | 0 | 0 | 0 | 0 | 0 | 0 | 0 | 0 | 0 | 0
PG&E KERN | Wheeler Ridge | 115 | Distributed_Solar |  |  | 0 | 0 | 0 | 0 | 0 | 0 | 0 | 0 | 0 | 0 | 0 | 0 | 0 | 0 | 0 | 0 | 0 | 0 | 0 | 0 | 0 | 0 | 0 | 0 | 0 | 0 | 0 | 0
PG&E KERN | Wheeler Ridge | 70 | Distributed_Solar |  |  | 0 | 0 | 0 | 0 | 0 | 0 | 0 | 0 | 0 | 0 | 0 | 0 | 0 | 0 | 0 | 0 | 0 | 0 | 0 | 0 | 0 | 0 | 0 | 0 | 0 | 0 | 0 | 0
SCE Northern | Whirlwind | 230 | Distributed_Solar |  |  | 0 | 0 | 0 | 0 | 0 | 0 | 0 | 0 | 0 | 0 | 0 | 0 | 0 | 0 | 0 | 0 | 0 | 0 | 0 | 0 | 0 | 0 | 0 | 0 | 0 | 0 | 0 | 0
SCE Northern | Whirlwind | 500 | Distributed_Solar |  |  | 0 | 0 | 0 | 0 | 0 | 0 | 0 | 0 | 0 | 0 | 0 | 0 | 0 | 0 | 0 | 0 | 0 | 0 | 0 | 0 | 0 | 0 | 0 | 0 | 0 | 0 | 0 | 0
PG&E GBA | Whisman | 115 | Distributed_Solar |  |  | 0 | 0 | 0 | 0 | 0 | 0 | 0 | 0 | 0 | 0 | 0 | 0 | 0 | 0 | 0 | 0 | 0 | 0 | 0 | 0 | 0 | 0 | 0 | 0 | 0 | 0 | 0 | 0
SCE Eastern | Wildlife | 230 | Distributed_Solar |  |  | 0 | 0 | 0 | 0 | 0 | 0 | 0 | 0 | 0 | 0 | 0 | 0 | 0 | 0 | 0 | 0 | 0 | 0 | 0 | 0 | 0 | 0 | 0 | 0 | 0 | 0 | 0 | 0
PG&E FRESNO | Wilson | 115 | Distributed_Solar |  |  | 0 | 0 | 0 | 0 | 0 | 0 | 0 | 0 | 0 | 0 | 0 | 0 | 0 | 0 | 0 | 0 | 0 | 0 | 0 | 0 | 0 | 0 | 0 | 0 | 0 | 0 | 0 | 0
PG&E FRESNO | Wilson | 230 | Distributed_Solar |  |  | 0 | 0 | 0 | 0 | 0 | 0 | 0 | 0 | 0 | 0 | 0 | 0 | 0 | 0 | 0 | 0 | 0 | 0 | 0 | 0 | 0 | 0 | 0 | 0 | 0 | 0 | 0 | 0
SCE Northern | Windhub | 230 | Distributed_Solar |  |  | 0 | 0 | 0 | 0 | 0 | 0 | 0 | 0 | 0 | 0 | 0 | 0 | 0 | 0 | 0 | 0 | 0 | 0 | 0 | 0 | 0 | 0 | 0 | 0 | 0 | 0 | 0 | 0
SCE Northern | Windhub | 500 | Distributed_Solar |  |  | 0 | 0 | 0 | 0 | 0 | 0 | 0 | 0 | 0 | 0 | 0 | 0 | 0 | 0 | 0 | 0 | 0 | 0 | 0 | 0 | 0 | 0 | 0 | 0 | 0 | 0 | 0 | 0
PG&E GBA | Windmaster | 230 | Distributed_Solar |  |  | 0 | 0 | 0 | 0 | 0 | 0 | 0 | 0 | 0 | 0 | 0 | 0 | 0 | 0 | 0 | 0 | 0 | 0 | 0 | 0 | 0 | 0 | 0 | 0 | 0 | 0 | 0 | 0
PG&E NGBA | Windsor | 60 | Distributed_Solar |  |  | 0 | 0 | 0 | 0 | 0 | 0 | 0 | 0 | 0 | 0 | 0 | 0 | 0 | 0 | 0 | 0 | 0 | 0 | 0 | 0 | 0 | 0 | 0 | 0 | 0 | 0 | 0 | 0
PG&E NGBA | Woodland | 115 | Distributed_Solar |  |  | 0 | 0 | 0 | 0 | 0 | 0 | 0 | 0 | 0 | 0 | 0 | 0 | 0 | 0 | 0 | 0 | 0 | 0 | 0 | 0 | 0 | 0 | 0 | 0 | 0 | 0 | 0 | 0
PG&E FRESNO | Woodward | 115 | Distributed_Solar |  |  | 0 | 0 | 0 | 0 | 0 | 0 | 0 | 0 | 0 | 0 | 0 | 0 | 0 | 0 | 0 | 0 | 0 | 0 | 0 | 0 | 0 | 0 | 0 | 0 | 0 | 0 | 0 | 0
PG&E NGBA | Wyandotte | 115 | Distributed_Solar |  |  | 1 | 0 | 0 | 0 | 0 | 0 | 0 | 0 | 0 | 0 | 0 | 0 | 0 | 0 | 3.6 | 3.6 | 0 | 0 | 0 | 0 | 3.6 | 3.6 | 0 | 3.6 | 3.6 | 0 | 3.6 | 3.6
PG&E KERN | 7th Standard | 115 | Solar |  |  | 0 | 0 | 0 | 0 | 0 | 0 | 0 | 0 | 0 | 0 | 0 | 0 | 0 | 0 | 0 | 0 | 0 | 0 | 0 | 0 | 0 | 0 | 0 | 0 | 0 | 0 | 0 | 0
SCE Metro | Alamitos | 230 | Solar |  |  | 0 | 0 | 0 | 0 | 0 | 0 | 0 | 0 | 0 | 0 | 0 | 0 | 0 | 0 | 0 | 0 | 0 | 0 | 0 | 0 | 0 | 0 | 0 | 0 | 0 | 0 | 0 | 0
SCE Eastern | Alberhill | 115 | Solar |  |  | 0 | 0 | 0 | 0 | 0 | 0 | 0 | 0 | 0 | 0 | 0 | 0 | 0 | 0 | 0 | 0 | 0 | 0 | 0 | 0 | 0 | 0 | 0 | 0 | 0 | 0 | 0 | 0
SCE Eastern | Alberhill | 500 | Solar |  |  | 0 | 0 | 0 | 0 | 0 | 0 | 0 | 0 | 0 | 0 | 0 | 0 | 0 | 0 | 0 | 0 | 0 | 0 | 0 | 0 | 0 | 0 | 0 | 0 | 0 | 0 | 0 | 0
PG&E GBA | Alhambra | 115 | Solar |  |  | 0 | 0 | 0 | 0 | 0 | 0 | 0 | 0 | 0 | 0 | 0 | 0 | 0 | 0 | 0 | 0 | 0 | 0 | 0 | 0 | 0 | 0 | 0 | 0 | 0 | 0 | 0 | 0
PG&E FRESNO | Alpaugh | 115 | Solar |  |  | 0 | 0 | 0 | 0 | 0 | 0 | 0 | 0 | 0 | 0 | 0 | 0 | 0 | 0 | 0 | 0 | 0 | 0 | 0 | 0 | 0 | 0 | 0 | 0 | 0 | 0 | 0 | 0
SDGE | Alpine | 69 | Solar |  |  | 0 | 0 | 0 | 0 | 0 | 0 | 0 | 0 | 0 | 0 | 0 | 0 | 0 | 0 | 0 | 0 | 0 | 0 | 0 | 0 | 0 | 0 | 0 | 0 | 0 | 0 | 0 | 0
PG&E GBA | Altamont Midway (Sandhill) | 230 | Solar |  |  | 0 | 0 | 0 | 0 | 0 | 0 | 0 | 0 | 0 | 0 | 0 | 0 | 0 | 0 | 0 | 0 | 0 | 0 | 0 | 0 | 0 | 0 | 0 | 0 | 0 | 0 | 0 | 0
SCE Northern | Antelope | 66 | Solar |  |  | 1 | 0 | 0 | 0 | 0 | 20 | 20 | 0 | 0 | 0 | 0 | 20 | 20 | 0 | 0 | 0 | 0 | 0 | 0 | 0 | 0 | 0 | 0 | 20 | 20 | 0 | 20 | 20
SCE Northern | Antelope | 230 | Solar |  |  | 1 | 125 | 0 | 125 | 56 | 0 | 56 | 56 | 0 | 56 | 0 | 0 | 0 | 0 | 0 | 0 | 0 | 150 | 150 | 0 | 150 | 150 | 125 | 0 | 125 | 125 | 150 | 275
SCE Northern | Antelope | 500 | Solar |  |  | 0 | 0 | 0 | 0 | 0 | 0 | 0 | 0 | 0 | 0 | 0 | 0 | 0 | 0 | 0 | 0 | 0 | 0 | 0 | 0 | 0 | 0 | 0 | 0 | 0 | 0 | 0 | 0
PG&E NGBA | Arcata | 60 | Solar |  |  | 0 | 0 | 0 | 0 | 0 | 0 | 0 | 0 | 0 | 0 | 0 | 0 | 0 | 0 | 0 | 0 | 0 | 0 | 0 | 0 | 0 | 0 | 0 | 0 | 0 | 0 | 0 | 0
PG&E KERN | Arco | 230 | Solar |  |  | 1 | 43.2 | 21.7 | 64.9 | 0 | 0 | 0 | 0 | 0 | 0 | 0 | 0 | 0 | 125 | 225 | 350 | 75 | 449 | 524 | 200 | 674 | 874 | 168.2 | 246.7 | 414.9 | 243.2 | 695.7 | 938.9
PG&E KERN | Arco | 70 | Solar |  |  | 1 | 27 | 33 | 60 | 0 | 0 | 0 | 0 | 0 | 0 | 0 | 0 | 0 | 0 | 0 | 0 | 0 | 0 | 0 | 0 | 0 | 0 | 27 | 33 | 60 | 27 | 33 | 60
SCE Metro | ArcoGen | 230 | Solar |  |  | 0 | 0 | 0 | 0 | 0 | 0 | 0 | 0 | 0 | 0 | 0 | 0 | 0 | 0 | 0 | 0 | 0 | 0 | 0 | 0 | 0 | 0 | 0 | 0 | 0 | 0 | 0 | 0
SDGE | Artesian | 230 | Solar |  |  | 0 | 0 | 0 | 0 | 0 | 0 | 0 | 0 | 0 | 0 | 0 | 0 | 0 | 0 | 0 | 0 | 0 | 0 | 0 | 0 | 0 | 0 | 0 | 0 | 0 | 0 | 0 | 0
SDGE | Artesian | 69 | Solar |  |  | 0 | 0 | 0 | 0 | 0 | 0 | 0 | 0 | 0 | 0 | 0 | 0 | 0 | 0 | 0 | 0 | 0 | 0 | 0 | 0 | 0 | 0 | 0 | 0 | 0 | 0 | 0 | 0
PG&E FRESNO | Ashlan | 230 | Solar |  |  | 0 | 0 | 0 | 0 | 0 | 0 | 0 | 0 | 0 | 0 | 0 | 0 | 0 | 0 | 0 | 0 | 0 | 0 | 0 | 0 | 0 | 0 | 0 | 0 | 0 | 0 | 0 | 0
PG&E NGBA | Atlantic | 115 | Solar |  |  | 0 | 0 | 0 | 0 | 0 | 0 | 0 | 0 | 0 | 0 | 0 | 0 | 0 | 0 | 0 | 0 | 0 | 0 | 0 | 0 | 0 | 0 | 0 | 0 | 0 | 0 | 0 | 0
PG&E NGBA | Atlantic | 230 | Solar |  |  | 0 | 0 | 0 | 0 | 0 | 0 | 0 | 0 | 0 | 0 | 0 | 0 | 0 | 0 | 0 | 0 | 0 | 0 | 0 | 0 | 0 | 0 | 0 | 0 | 0 | 0 | 0 | 0
PG&E NGBA | Atlantic | 60 | Solar |  |  | 0 | 0 | 0 | 0 | 0 | 0 | 0 | 0 | 0 | 0 | 0 | 0 | 0 | 0 | 0 | 0 | 0 | 0 | 0 | 0 | 0 | 0 | 0 | 0 | 0 | 0 | 0 | 0
PG&E FRESNO | Atwater | 115 | Solar |  |  | 0 | 0 | 0 | 0 | 0 | 0 | 0 | 0 | 0 | 0 | 0 | 0 | 0 | 0 | 0 | 0 | 0 | 0 | 0 | 0 | 0 | 0 | 0 | 0 | 0 | 0 | 0 | 0
PG&E GBA | Avena | 115 | Solar |  |  | 0 | 0 | 0 | 0 | 0 | 0 | 0 | 0 | 0 | 0 | 0 | 0 | 0 | 0 | 0 | 0 | 0 | 0 | 0 | 0 | 0 | 0 | 0 | 0 | 0 | 0 | 0 | 0
SDGE | Avocado | 69 | Solar |  |  | 0 | 0 | 0 | 0 | 0 | 0 | 0 | 0 | 0 | 0 | 0 | 0 | 0 | 0 | 0 | 0 | 0 | 0 | 0 | 0 | 0 | 0 | 0 | 0 | 0 | 0 | 0 | 0
PG&E NGBA | Bahia | 230 | Solar |  |  | 0 | 0 | 0 | 0 | 0 | 0 | 0 | 0 | 0 | 0 | 0 | 0 | 0 | 0 | 0 | 0 | 0 | 0 | 0 | 0 | 0 | 0 | 0 | 0 | 0 | 0 | 0 | 0
SCE Northern | Bailey | 230 | Solar |  |  | 0 | 0 | 0 | 0 | 0 | 0 | 0 | 0 | 0 | 0 | 0 | 0 | 0 | 0 | 0 | 0 | 0 | 0 | 0 | 0 | 0 | 0 | 0 | 0 | 0 | 0 | 0 | 0
SCE NOL | Baker | 115 | Solar |  |  | 0 | 0 | 0 | 0 | 0 | 0 | 0 | 0 | 0 | 0 | 0 | 0 | 0 | 0 | 0 | 0 | 0 | 0 | 0 | 0 | 0 | 0 | 0 | 0 | 0 | 0 | 0 | 0
PG&E KERN | Bakersfield | 230 | Solar |  |  | 0 | 0 | 0 | 0 | 0 | 0 | 0 | 0 | 0 | 0 | 0 | 0 | 0 | 0 | 0 | 0 | 0 | 0 | 0 | 0 | 0 | 0 | 0 | 0 | 0 | 0 | 0 | 0
PG&E FRESNO | Balch | 230 | Solar |  |  | 0 | 0 | 0 | 0 | 0 | 0 | 0 | 0 | 0 | 0 | 0 | 0 | 0 | 0 | 0 | 0 | 0 | 0 | 0 | 0 | 0 | 0 | 0 | 0 | 0 | 0 | 0 | 0
SCE Eastern | Bannister | 230 | Solar |  |  | 0 | 0 | 0 | 0 | 0 | 0 | 0 | 0 | 0 | 0 | 0 | 0 | 0 | 0 | 0 | 0 | 0 | 0 | 0 | 0 | 0 | 0 | 0 | 0 | 0 | 0 | 0 | 0
SCE Metro | Barre | 230 | Solar |  |  | 1 | 0 | 0 | 0 | 10 | 10 | 20 | 0 | 10 | 10 | 10 | 0 | 10 | 0 | 0 | 0 | 0 | 0 | 0 | 0 | 0 | 0 | 10 | 0 | 10 | 10 | 0 | 10
SDGE | Bay Boulevard | 69 | Solar |  |  | 0 | 0 | 0 | 0 | 0 | 0 | 0 | 0 | 0 | 0 | 0 | 0 | 0 | 0 | 0 | 0 | 0 | 0 | 0 | 0 | 0 | 0 | 0 | 0 | 0 | 0 | 0 | 0
SDGE | Bay Boulevard | 230 | Solar |  |  | 0 | 0 | 0 | 0 | 0 | 0 | 0 | 0 | 0 | 0 | 0 | 0 | 0 | 0 | 0 | 0 | 0 | 0 | 0 | 0 | 0 | 0 | 0 | 0 | 0 | 0 | 0 | 0
EOP | Beatty | 138 | Solar |  |  | 0 | 0 | 0 | 0 | 0 | 0 | 0 | 0 | 0 | 0 | 0 | 0 | 0 | 0 | 0 | 0 | 0 | 0 | 0 | 0 | 0 | 0 | 0 | 0 | 0 | 0 | 0 | 0
EOP | Beatty | 230 | Solar |  |  | 1 | 0 | 0 | 0 | 0 | 0 | 0 | 0 | 0 | 0 | 0 | 0 | 0 | 0 | 0 | 0 | 100 | 400 | 500 | 100 | 400 | 500 | 0 | 0 | 0 | 100 | 400 | 500
PG&E NGBA | Belden | 230 | Solar |  |  | 0 | 0 | 0 | 0 | 0 | 0 | 0 | 0 | 0 | 0 | 0 | 0 | 0 | 0 | 0 | 0 | 0 | 0 | 0 | 0 | 0 | 0 | 0 | 0 | 0 | 0 | 0 | 0
PG&E NGBA | Bell | 115 | Solar |  |  | 0 | 0 | 0 | 0 | 0 | 0 | 0 | 0 | 0 | 0 | 0 | 0 | 0 | 0 | 0 | 0 | 0 | 0 | 0 | 0 | 0 | 0 | 0 | 0 | 0 | 0 | 0 | 0
PG&E NGBA | Bellevue | 115 | Solar |  |  | 0 | 0 | 0 | 0 | 0 | 0 | 0 | 0 | 0 | 0 | 0 | 0 | 0 | 0 | 0 | 0 | 0 | 0 | 0 | 0 | 0 | 0 | 0 | 0 | 0 | 0 | 0 | 0
PG&E GBA | Bellota | 115 | Solar |  |  | 0 | 0 | 0 | 0 | 0 | 0 | 0 | 0 | 0 | 0 | 0 | 0 | 0 | 0 | 0 | 0 | 0 | 0 | 0 | 0 | 0 | 0 | 0 | 0 | 0 | 0 | 0 | 0
PG&E GBA | Bellota | 230 | Solar |  |  | 1 | 0 | 0 | 0 | 0 | 0 | 0 | 0 | 0 | 0 | 0 | 0 | 0 | 0 | 0 | 0 | 200 | 200 | 400 | 200 | 200 | 400 | 0 | 0 | 0 | 200 | 200 | 400
SCE Northern | Big Creek | 230 | Solar |  |  | 0 | 0 | 0 | 0 | 0 | 0 | 0 | 0 | 0 | 0 | 0 | 0 | 0 | 0 | 0 | 0 | 0 | 0 | 0 | 0 | 0 | 0 | 0 | 0 | 0 | 0 | 0 | 0
PG&E FRESNO | Biola | 70 | Solar |  |  | 0 | 0 | 0 | 0 | 0 | 0 | 0 | 0 | 0 | 0 | 0 | 0 | 0 | 0 | 0 | 0 | 0 | 0 | 0 | 0 | 0 | 0 | 0 | 0 | 0 | 0 | 0 | 0
PG&E GBA | Birds Landing | 230 | Solar |  |  | 1 | 0 | 0 | 0 | 0 | 0 | 0 | 0 | 0 | 0 | 0 | 0 | 0 | 0 | 0 | 0 | 0 | 200 | 200 | 0 | 200 | 200 | 0 | 0 | 0 | 0 | 200 | 200
SCE Northern | Bliss | 66 | Solar |  |  | 0 | 0 | 0 | 0 | 0 | 0 | 0 | 0 | 0 | 0 | 0 | 0 | 0 | 0 | 0 | 0 | 0 | 0 | 0 | 0 | 0 | 0 | 0 | 0 | 0 | 0 | 0 | 0
SCE Eastern | Blythe | 161 | Solar |  |  | 1 | 0 | 0 | 0 | 0 | 160 | 160 | 0 | 0 | 0 | 0 | 160 | 160 | 0 | 0 | 0 | 0 | 0 | 0 | 0 | 0 | 0 | 0 | 160 | 160 | 0 | 160 | 160
PG&E NGBA | Bogue | 115 | Solar |  |  | 0 | 0 | 0 | 0 | 0 | 0 | 0 | 0 | 0 | 0 | 0 | 0 | 0 | 0 | 0 | 0 | 0 | 0 | 0 | 0 | 0 | 0 | 0 | 0 | 0 | 0 | 0 | 0
PG&E FRESNO | Borden | 230 | Solar |  |  | 1 | 0 | 0 | 0 | 0 | 0 | 0 | 0 | 0 | 0 | 0 | 0 | 0 | 0 | 0 | 0 | 0 | 300 | 300 | 0 | 300 | 300 | 0 | 0 | 0 | 0 | 300 | 300
PG&E FRESNO | Borden | 70 | Solar |  |  | 0 | 0 | 0 | 0 | 0 | 0 | 0 | 0 | 0 | 0 | 0 | 0 | 0 | 0 | 0 | 0 | 0 | 0 | 0 | 0 | 0 | 0 | 0 | 0 | 0 | 0 | 0 | 0
SDGE | Boulevard East | 138 | Solar |  |  | 0 | 0 | 0 | 0 | 0 | 0 | 0 | 0 | 0 | 0 | 0 | 0 | 0 | 0 | 0 | 0 | 0 | 0 | 0 | 0 | 0 | 0 | 0 | 0 | 0 | 0 | 0 | 0
SDGE | Boulevard East | 69 | Solar |  |  | 1 | 0 | 0 | 0 | 0 | 17.4 | 17.4 | 0 | 0 | 0 | 0 | 17.4 | 17.4 | 0 | 0 | 0 | 0 | 22.6 | 22.6 | 0 | 22.6 | 22.6 | 0 | 17.4 | 17.4 | 0 | 40 | 40
PG&E GBA | Brentwood | 230 | Solar |  |  | 0 | 0 | 0 | 0 | 0 | 0 | 0 | 0 | 0 | 0 | 0 | 0 | 0 | 0 | 0 | 0 | 0 | 0 | 0 | 0 | 0 | 0 | 0 | 0 | 0 | 0 | 0 | 0
PG&E NGBA | Bridgeville | 115 | Solar |  |  | 0 | 0 | 0 | 0 | 0 | 0 | 0 | 0 | 0 | 0 | 0 | 0 | 0 | 0 | 0 | 0 | 0 | 0 | 0 | 0 | 0 | 0 | 0 | 0 | 0 | 0 | 0 | 0
PG&E NGBA | Brighton | 115 | Solar |  |  | 0 | 0 | 0 | 0 | 0 | 0 | 0 | 0 | 0 | 0 | 0 | 0 | 0 | 0 | 0 | 0 | 0 | 0 | 0 | 0 | 0 | 0 | 0 | 0 | 0 | 0 | 0 | 0
PG&E NGBA | Brighton | 230 | Solar |  |  | 0 | 0 | 0 | 0 | 0 | 0 | 0 | 0 | 0 | 0 | 0 | 0 | 0 | 0 | 0 | 0 | 0 | 0 | 0 | 0 | 0 | 0 | 0 | 0 | 0 | 0 | 0 | 0
PG&E NGBA | Brunswick | 115 | Solar |  |  | 0 | 0 | 0 | 0 | 0 | 0 | 0 | 0 | 0 | 0 | 0 | 0 | 0 | 0 | 0 | 0 | 0 | 0 | 0 | 0 | 0 | 0 | 0 | 0 | 0 | 0 | 0 | 0
PG&E NGBA | Bucks Creek | 230 | Solar |  |  | 0 | 0 | 0 | 0 | 0 | 0 | 0 | 0 | 0 | 0 | 0 | 0 | 0 | 0 | 0 | 0 | 0 | 0 | 0 | 0 | 0 | 0 | 0 | 0 | 0 | 0 | 0 | 0
PG&E KERN | Buena Vista | 230 | Solar |  |  | 0 | 0 | 0 | 0 | 0 | 0 | 0 | 0 | 0 | 0 | 0 | 0 | 0 | 0 | 0 | 0 | 0 | 0 | 0 | 0 | 0 | 0 | 0 | 0 | 0 | 0 | 0 | 0
PG&E FRESNO | Bullard | 115 | Solar |  |  | 0 | 0 | 0 | 0 | 0 | 0 | 0 | 0 | 0 | 0 | 0 | 0 | 0 | 0 | 0 | 0 | 0 | 0 | 0 | 0 | 0 | 0 | 0 | 0 | 0 | 0 | 0 | 0
PG&E GBA | Burlingame | 115 | Solar |  |  | 0 | 0 | 0 | 0 | 0 | 0 | 0 | 0 | 0 | 0 | 0 | 0 | 0 | 0 | 0 | 0 | 0 | 0 | 0 | 0 | 0 | 0 | 0 | 0 | 0 | 0 | 0 | 0
PG&E NGBA | Burney Forest | 230 | Solar |  |  | 0 | 0 | 0 | 0 | 0 | 0 | 0 | 0 | 0 | 0 | 0 | 0 | 0 | 0 | 0 | 0 | 0 | 0 | 0 | 0 | 0 | 0 | 0 | 0 | 0 | 0 | 0 | 0
PG&E NGBA | Butte | 115 | Solar |  |  | 0 | 0 | 0 | 0 | 0 | 0 | 0 | 0 | 0 | 0 | 0 | 0 | 0 | 0 | 0 | 0 | 0 | 0 | 0 | 0 | 0 | 0 | 0 | 0 | 0 | 0 | 0 | 0
PG&E KERN | Cabrillo | 115 | Solar |  |  | 0 | 0 | 0 | 0 | 0 | 0 | 0 | 0 | 0 | 0 | 0 | 0 | 0 | 0 | 0 | 0 | 0 | 0 | 0 | 0 | 0 | 0 | 0 | 0 | 0 | 0 | 0 | 0
PG&E FRESNO | Cal Flats | 230 | Solar |  |  | 0 | 0 | 0 | 0 | 0 | 0 | 0 | 0 | 0 | 0 | 0 | 0 | 0 | 0 | 0 | 0 | 0 | 0 | 0 | 0 | 0 | 0 | 0 | 0 | 0 | 0 | 0 | 0
SCE NOL | Calcite | 230 | Solar |  |  | 1 | 0 | 0 | 0 | 0 | 0 | 0 | 0 | 0 | 0 | 0 | 0 | 0 | 200 | 150 | 350 | 0 | 104 | 104 | 200 | 254 | 454 | 200 | 150 | 350 | 200 | 254 | 454
PG&E KERN | Caliente | 230 | Solar |  |  | 0 | 0 | 0 | 0 | 0 | 0 | 0 | 0 | 0 | 0 | 0 | 0 | 0 | 0 | 0 | 0 | 0 | 0 | 0 | 0 | 0 | 0 | 0 | 0 | 0 | 0 | 0 | 0
PG&E FRESNO | California Ave | 115 | Solar |  |  | 0 | 0 | 0 | 0 | 0 | 0 | 0 | 0 | 0 | 0 | 0 | 0 | 0 | 0 | 0 | 0 | 0 | 0 | 0 | 0 | 0 | 0 | 0 | 0 | 0 | 0 | 0 | 0
PG&E KERN | Callender | 115 | Solar |  |  | 0 | 0 | 0 | 0 | 0 | 0 | 0 | 0 | 0 | 0 | 0 | 0 | 0 | 0 | 0 | 0 | 0 | 0 | 0 | 0 | 0 | 0 | 0 | 0 | 0 | 0 | 0 | 0
PG&E NGBA | Calpella | 115 | Solar |  |  | 0 | 0 | 0 | 0 | 0 | 0 | 0 | 0 | 0 | 0 | 0 | 0 | 0 | 0 | 0 | 0 | 0 | 0 | 0 | 0 | 0 | 0 | 0 | 0 | 0 | 0 | 0 | 0
PG&E GBA | Camanche | 230 | Solar |  |  | 0 | 0 | 0 | 0 | 0 | 0 | 0 | 0 | 0 | 0 | 0 | 0 | 0 | 0 | 0 | 0 | 0 | 0 | 0 | 0 | 0 | 0 | 0 | 0 | 0 | 0 | 0 | 0
SDGE | Cameron | 69 | Solar |  |  | 0 | 0 | 0 | 0 | 0 | 0 | 0 | 0 | 0 | 0 | 0 | 0 | 0 | 0 | 0 | 0 | 0 | 0 | 0 | 0 | 0 | 0 | 0 | 0 | 0 | 0 | 0 | 0
SDGE | Cannon | 69 | Solar |  |  | 0 | 0 | 0 | 0 | 0 | 0 | 0 | 0 | 0 | 0 | 0 | 0 | 0 | 0 | 0 | 0 | 0 | 0 | 0 | 0 | 0 | 0 | 0 | 0 | 0 | 0 | 0 | 0
PG&E FRESNO | Cantua | 115 | Solar |  |  | 0 | 0 | 0 | 0 | 0 | 0 | 0 | 0 | 0 | 0 | 0 | 0 | 0 | 0 | 0 | 0 | 0 | 0 | 0 | 0 | 0 | 0 | 0 | 0 | 0 | 0 | 0 | 0
SDGE | Capistrano | 138 | Solar |  |  | 0 | 0 | 0 | 0 | 0 | 0 | 0 | 0 | 0 | 0 | 0 | 0 | 0 | 0 | 0 | 0 | 0 | 0 | 0 | 0 | 0 | 0 | 0 | 0 | 0 | 0 | 0 | 0
SDGE | Capistrano | 230 | Solar |  |  | 0 | 0 | 0 | 0 | 0 | 0 | 0 | 0 | 0 | 0 | 0 | 0 | 0 | 0 | 0 | 0 | 0 | 0 | 0 | 0 | 0 | 0 | 0 | 0 | 0 | 0 | 0 | 0
PG&E NGBA | Carberry | 230 | Solar |  |  | 0 | 0 | 0 | 0 | 0 | 0 | 0 | 0 | 0 | 0 | 0 | 0 | 0 | 0 | 0 | 0 | 0 | 0 | 0 | 0 | 0 | 0 | 0 | 0 | 0 | 0 | 0 | 0
SCE Eastern | Cardiff | 66 | Solar |  |  | 0 | 0 | 0 | 0 | 0 | 0 | 0 | 0 | 0 | 0 | 0 | 0 | 0 | 0 | 0 | 0 | 0 | 0 | 0 | 0 | 0 | 0 | 0 | 0 | 0 | 0 | 0 | 0
PG&E NGBA | Caribou | 60 | Solar |  |  | 0 | 0 | 0 | 0 | 0 | 0 | 0 | 0 | 0 | 0 | 0 | 0 | 0 | 0 | 0 | 0 | 0 | 0 | 0 | 0 | 0 | 0 | 0 | 0 | 0 | 0 | 0 | 0
PG&E NGBA | Caribou | 115 | Solar |  |  | 0 | 0 | 0 | 0 | 0 | 0 | 0 | 0 | 0 | 0 | 0 | 0 | 0 | 0 | 0 | 0 | 0 | 0 | 0 | 0 | 0 | 0 | 0 | 0 | 0 | 0 | 0 | 0
PG&E NGBA | Caribou | 230 | Solar |  |  | 0 | 0 | 0 | 0 | 0 | 0 | 0 | 0 | 0 | 0 | 0 | 0 | 0 | 0 | 0 | 0 | 0 | 0 | 0 | 0 | 0 | 0 | 0 | 0 | 0 | 0 | 0 | 0
EOP | Carpenter Canyon (fka Gamebird) | 138 | Solar |  |  | 0 | 0 | 0 | 0 | 0 | 0 | 0 | 0 | 0 | 0 | 0 | 0 | 0 | 0 | 0 | 0 | 0 | 0 | 0 | 0 | 0 | 0 | 0 | 0 | 0 | 0 | 0 | 0
EOP | Carpenter Canyon (fka Gamebird) | 230 | Solar |  |  | 1 | 0 | 0 | 0 | 0 | 0 | 0 | 0 | 0 | 0 | 0 | 0 | 0 | 0 | 158 | 158 | 150 | 392 | 542 | 150 | 550 | 700 | 0 | 158 | 158 | 150 | 550 | 700
PG&E NGBA | Carquinez | 115 | Solar |  |  | 0 | 0 | 0 | 0 | 0 | 0 | 0 | 0 | 0 | 0 | 0 | 0 | 0 | 0 | 0 | 0 | 0 | 0 | 0 | 0 | 0 | 0 | 0 | 0 | 0 | 0 | 0 | 0
SDGE | Carrizo Gorge | 138 | Solar |  |  | 1 | 0 | 0 | 0 | 0 | 90 | 90 | 0 | 0 | 0 | 0 | 90 | 90 | 0 | 0 | 0 | 0 | 0 | 0 | 0 | 0 | 0 | 0 | 90 | 90 | 0 | 90 | 90
PG&E KERN | Carrizo Plains | 115 | Solar |  |  | 0 | 0 | 0 | 0 | 0 | 0 | 0 | 0 | 0 | 0 | 0 | 0 | 0 | 0 | 0 | 0 | 0 | 0 | 0 | 0 | 0 | 0 | 0 | 0 | 0 | 0 | 0 | 0
PG&E KERN | Casaloma | 230 | Solar |  |  | 0 | 0 | 0 | 0 | 0 | 0 | 0 | 0 | 0 | 0 | 0 | 0 | 0 | 0 | 0 | 0 | 0 | 0 | 0 | 0 | 0 | 0 | 0 | 0 | 0 | 0 | 0 | 0
PG&E GBA | Castro Valley | 230 | Solar |  |  | 0 | 0 | 0 | 0 | 0 | 0 | 0 | 0 | 0 | 0 | 0 | 0 | 0 | 0 | 0 | 0 | 0 | 0 | 0 | 0 | 0 | 0 | 0 | 0 | 0 | 0 | 0 | 0
PG&E GBA | Cayetano | 230 | Solar |  |  | 1 | 0 | 0 | 0 | 0 | 100 | 100 | 0 | 0 | 0 | 0 | 100 | 100 | 0 | 0 | 0 | 0 | 0 | 0 | 0 | 0 | 0 | 0 | 100 | 100 | 0 | 100 | 100
SCE Metro | Center | 230 | Solar |  |  | 0 | 0 | 0 | 0 | 0 | 0 | 0 | 0 | 0 | 0 | 0 | 0 | 0 | 0 | 0 | 0 | 0 | 0 | 0 | 0 | 0 | 0 | 0 | 0 | 0 | 0 | 0 | 0
PG&E KERN | Charca | 115 | Solar |  |  | 0 | 0 | 0 | 0 | 0 | 0 | 0 | 0 | 0 | 0 | 0 | 0 | 0 | 0 | 0 | 0 | 0 | 0 | 0 | 0 | 0 | 0 | 0 | 0 | 0 | 0 | 0 | 0
EOP | Charleston | 138 | Solar |  |  | 0 | 0 | 0 | 0 | 0 | 0 | 0 | 0 | 0 | 0 | 0 | 0 | 0 | 0 | 0 | 0 | 0 | 0 | 0 | 0 | 0 | 0 | 0 | 0 | 0 | 0 | 0 | 0
SCE Metro | Chevmain | 230 | Solar |  |  | 0 | 0 | 0 | 0 | 0 | 0 | 0 | 0 | 0 | 0 | 0 | 0 | 0 | 0 | 0 | 0 | 0 | 0 | 0 | 0 | 0 | 0 | 0 | 0 | 0 | 0 | 0 | 0
SDGE | Chicarita | 138 | Solar |  |  | 0 | 0 | 0 | 0 | 0 | 0 | 0 | 0 | 0 | 0 | 0 | 0 | 0 | 0 | 0 | 0 | 0 | 0 | 0 | 0 | 0 | 0 | 0 | 0 | 0 | 0 | 0 | 0
SCE Metro | Chino | 230 | Solar |  |  | 0 | 0 | 0 | 0 | 0 | 0 | 0 | 0 | 0 | 0 | 0 | 0 | 0 | 0 | 0 | 0 | 0 | 0 | 0 | 0 | 0 | 0 | 0 | 0 | 0 | 0 | 0 | 0
PG&E FRESNO | Chowchilla | 115 | Solar |  |  | 0 | 0 | 0 | 0 | 0 | 0 | 0 | 0 | 0 | 0 | 0 | 0 | 0 | 0 | 0 | 0 | 0 | 0 | 0 | 0 | 0 | 0 | 0 | 0 | 0 | 0 | 0 | 0
PG&E GBA | Christie | 60 | Solar |  |  | 0 | 0 | 0 | 0 | 0 | 0 | 0 | 0 | 0 | 0 | 0 | 0 | 0 | 0 | 0 | 0 | 0 | 0 | 0 | 0 | 0 | 0 | 0 | 0 | 0 | 0 | 0 | 0
PG&E GBA | Christie | 115 | Solar |  |  | 0 | 0 | 0 | 0 | 0 | 0 | 0 | 0 | 0 | 0 | 0 | 0 | 0 | 0 | 0 | 0 | 0 | 0 | 0 | 0 | 0 | 0 | 0 | 0 | 0 | 0 | 0 | 0
SCE Eastern | Cielo Azul | 500 | Solar |  |  | 1 | 0 | 0 | 0 | 0 | 2025 | 2025 | 0 | 0 | 0 | 0 | 2025 | 2025 | 0 | 0 | 0 | 500 | 600 | 1100 | 500 | 600 | 1100 | 0 | 2025 | 2025 | 500 | 2625 | 3125
PG&E GBA | Clay | 60 | Solar |  |  | 0 | 0 | 0 | 0 | 0 | 0 | 0 | 0 | 0 | 0 | 0 | 0 | 0 | 0 | 0 | 0 | 0 | 0 | 0 | 0 | 0 | 0 | 0 | 0 | 0 | 0 | 0 | 0
PG&E GBA | Clayton | 115 | Solar |  |  | 0 | 0 | 0 | 0 | 0 | 0 | 0 | 0 | 0 | 0 | 0 | 0 | 0 | 0 | 0 | 0 | 0 | 0 | 0 | 0 | 0 | 0 | 0 | 0 | 0 | 0 | 0 | 0
PG&E NGBA | Cloverdale | 115 | Solar |  |  | 0 | 0 | 0 | 0 | 0 | 0 | 0 | 0 | 0 | 0 | 0 | 0 | 0 | 0 | 0 | 0 | 0 | 0 | 0 | 0 | 0 | 0 | 0 | 0 | 0 | 0 | 0 | 0
PG&E FRESNO | Clovis | 115 | Solar |  |  | 0 | 0 | 0 | 0 | 0 | 0 | 0 | 0 | 0 | 0 | 0 | 0 | 0 | 0 | 0 | 0 | 0 | 0 | 0 | 0 | 0 | 0 | 0 | 0 | 0 | 0 | 0 | 0
PG&E GBA | Coburn | 230 | Solar |  |  | 0 | 0 | 0 | 0 | 0 | 0 | 0 | 0 | 0 | 0 | 0 | 0 | 0 | 0 | 0 | 0 | 0 | 0 | 0 | 0 | 0 | 0 | 0 | 0 | 0 | 0 | 0 | 0
PG&E GBA | Coburn | 60 | Solar |  |  | 0 | 0 | 0 | 0 | 0 | 0 | 0 | 0 | 0 | 0 | 0 | 0 | 0 | 0 | 0 | 0 | 0 | 0 | 0 | 0 | 0 | 0 | 0 | 0 | 0 | 0 | 0 | 0
PG&E NGBA | Colgate | 230 | Solar |  |  | 0 | 0 | 0 | 0 | 0 | 0 | 0 | 0 | 0 | 0 | 0 | 0 | 0 | 0 | 0 | 0 | 0 | 0 | 0 | 0 | 0 | 0 | 0 | 0 | 0 | 0 | 0 | 0
PG&E GBA | Collierville | 230 | Solar |  |  | 0 | 0 | 0 | 0 | 0 | 0 | 0 | 0 | 0 | 0 | 0 | 0 | 0 | 0 | 0 | 0 | 0 | 0 | 0 | 0 | 0 | 0 | 0 | 0 | 0 | 0 | 0 | 0
PG&E GBA | Collinsville | 230 | Solar |  |  | 0 | 0 | 0 | 0 | 0 | 0 | 0 | 0 | 0 | 0 | 0 | 0 | 0 | 0 | 0 | 0 | 0 | 0 | 0 | 0 | 0 | 0 | 0 | 0 | 0 | 0 | 0 | 0
PG&E GBA | Collinsville | 500 | Solar |  |  | 0 | 0 | 0 | 0 | 0 | 0 | 0 | 0 | 0 | 0 | 0 | 0 | 0 | 0 | 0 | 0 | 0 | 0 | 0 | 0 | 0 | 0 | 0 | 0 | 0 | 0 | 0 | 0
SCE Eastern | Colorado River | 230 | Solar |  |  | 1 | 0 | 0 | 0 | 300 | 500 | 800 | 0 | 0 | 0 | 300 | 500 | 800 | 0 | 0 | 0 | 200 | 450 | 650 | 200 | 450 | 650 | 300 | 500 | 800 | 500 | 950 | 1450
SCE Eastern | Colorado River | 500 | Solar |  |  | 0 | 0 | 0 | 0 | 0 | 0 | 0 | 0 | 0 | 0 | 0 | 0 | 0 | 0 | 0 | 0 | 0 | 0 | 0 | 0 | 0 | 0 | 0 | 0 | 0 | 0 | 0 | 0
PG&E KERN | Columbus | 115 | Solar |  |  | 0 | 0 | 0 | 0 | 0 | 0 | 0 | 0 | 0 | 0 | 0 | 0 | 0 | 0 | 0 | 0 | 0 | 0 | 0 | 0 | 0 | 0 | 0 | 0 | 0 | 0 | 0 | 0
PG&E GBA | Contra Costa | 115 | Solar |  |  | 0 | 0 | 0 | 0 | 0 | 0 | 0 | 0 | 0 | 0 | 0 | 0 | 0 | 0 | 0 | 0 | 0 | 0 | 0 | 0 | 0 | 0 | 0 | 0 | 0 | 0 | 0 | 0
PG&E GBA | Contra Costa | 230 | Solar |  |  | 0 | 0 | 0 | 0 | 0 | 0 | 0 | 0 | 0 | 0 | 0 | 0 | 0 | 0 | 0 | 0 | 0 | 0 | 0 | 0 | 0 | 0 | 0 | 0 | 0 | 0 | 0 | 0
PG&E GBA | Contra Costa PP | 230 | Solar |  |  | 0 | 0 | 0 | 0 | 0 | 0 | 0 | 0 | 0 | 0 | 0 | 0 | 0 | 0 | 0 | 0 | 0 | 0 | 0 | 0 | 0 | 0 | 0 | 0 | 0 | 0 | 0 | 0
SCE NOL | Control | 115 | Solar |  |  | 0 | 0 | 0 | 0 | 0 | 0 | 0 | 0 | 0 | 0 | 0 | 0 | 0 | 0 | 0 | 0 | 0 | 0 | 0 | 0 | 0 | 0 | 0 | 0 | 0 | 0 | 0 | 0
SCE NOL | Control | 55 | Solar |  |  | 0 | 0 | 0 | 0 | 0 | 0 | 0 | 0 | 0 | 0 | 0 | 0 | 0 | 0 | 0 | 0 | 0 | 0 | 0 | 0 | 0 | 0 | 0 | 0 | 0 | 0 | 0 | 0
PG&E GBA | Cooley Landing | 115 | Solar |  |  | 0 | 0 | 0 | 0 | 0 | 0 | 0 | 0 | 0 | 0 | 0 | 0 | 0 | 0 | 0 | 0 | 0 | 0 | 0 | 0 | 0 | 0 | 0 | 0 | 0 | 0 | 0 | 0
PG&E GBA | Cooley Landing | 60 | Solar |  |  | 0 | 0 | 0 | 0 | 0 | 0 | 0 | 0 | 0 | 0 | 0 | 0 | 0 | 0 | 0 | 0 | 0 | 0 | 0 | 0 | 0 | 0 | 0 | 0 | 0 | 0 | 0 | 0
SCE NOL | Coolwater | 230 | Solar |  |  | 0 | 0 | 0 | 0 | 0 | 0 | 0 | 0 | 0 | 0 | 0 | 0 | 0 | 0 | 0 | 0 | 0 | 0 | 0 | 0 | 0 | 0 | 0 | 0 | 0 | 0 | 0 | 0
SCE NOL | Coolwater | 115 | Solar |  |  | 1 | 0 | 0 | 0 | 0 | 0 | 0 | 0 | 0 | 0 | 0 | 0 | 0 | 100 | 0 | 100 | 0 | 0 | 0 | 100 | 0 | 100 | 100 | 0 | 100 | 100 | 0 | 100
PG&E KERN | Copus | 70 | Solar |  |  | 0 | 0 | 0 | 0 | 0 | 0 | 0 | 0 | 0 | 0 | 0 | 0 | 0 | 0 | 0 | 0 | 0 | 0 | 0 | 0 | 0 | 0 | 0 | 0 | 0 | 0 | 0 | 0
PG&E FRESNO | Corcoran | 70 | Solar |  |  | 0 | 0 | 0 | 0 | 0 | 0 | 0 | 0 | 0 | 0 | 0 | 0 | 0 | 0 | 0 | 0 | 0 | 0 | 0 | 0 | 0 | 0 | 0 | 0 | 0 | 0 | 0 | 0
PG&E FRESNO | Corcoran | 115 | Solar |  |  | 0 | 0 | 0 | 0 | 0 | 0 | 0 | 0 | 0 | 0 | 0 | 0 | 0 | 0 | 0 | 0 | 0 | 0 | 0 | 0 | 0 | 0 | 0 | 0 | 0 | 0 | 0 | 0
PG&E NGBA | Corona | 115 | Solar |  |  | 0 | 0 | 0 | 0 | 0 | 0 | 0 | 0 | 0 | 0 | 0 | 0 | 0 | 0 | 0 | 0 | 0 | 0 | 0 | 0 | 0 | 0 | 0 | 0 | 0 | 0 | 0 | 0
PG&E NGBA | Cortina | 230 | Solar |  |  | 0 | 0 | 0 | 0 | 0 | 0 | 0 | 0 | 0 | 0 | 0 | 0 | 0 | 0 | 0 | 0 | 0 | 0 | 0 | 0 | 0 | 0 | 0 | 0 | 0 | 0 | 0 | 0
PG&E NGBA | Cortina | 115 | Solar |  |  | 1 | 0 | 0 | 0 | 0 | 0 | 0 | 0 | 0 | 0 | 0 | 0 | 0 | 0 | 80 | 80 | 50 | 0 | 50 | 50 | 80 | 130 | 0 | 80 | 80 | 50 | 80 | 130
PG&E GBA | Cottle | 230 | Solar |  |  | 0 | 0 | 0 | 0 | 0 | 0 | 0 | 0 | 0 | 0 | 0 | 0 | 0 | 0 | 0 | 0 | 0 | 0 | 0 | 0 | 0 | 0 | 0 | 0 | 0 | 0 | 0 | 0
PG&E NGBA | Cottonwood | 115 | Solar |  |  | 0 | 0 | 0 | 0 | 0 | 0 | 0 | 0 | 0 | 0 | 0 | 0 | 0 | 0 | 0 | 0 | 0 | 0 | 0 | 0 | 0 | 0 | 0 | 0 | 0 | 0 | 0 | 0
PG&E NGBA | Cottonwood | 230 | Solar |  |  | 0 | 0 | 0 | 0 | 0 | 0 | 0 | 0 | 0 | 0 | 0 | 0 | 0 | 0 | 0 | 0 | 0 | 0 | 0 | 0 | 0 | 0 | 0 | 0 | 0 | 0 | 0 | 0
PG&E NGBA | Cottonwood | 60 | Solar |  |  | 0 | 0 | 0 | 0 | 0 | 0 | 0 | 0 | 0 | 0 | 0 | 0 | 0 | 0 | 0 | 0 | 0 | 0 | 0 | 0 | 0 | 0 | 0 | 0 | 0 | 0 | 0 | 0
PG&E NGBA | Cove Road | 230 | Solar |  |  | 0 | 0 | 0 | 0 | 0 | 0 | 0 | 0 | 0 | 0 | 0 | 0 | 0 | 0 | 0 | 0 | 0 | 0 | 0 | 0 | 0 | 0 | 0 | 0 | 0 | 0 | 0 | 0
PG&E GBA | Coyote | 230 | Solar |  |  | 0 | 0 | 0 | 0 | 0 | 0 | 0 | 0 | 0 | 0 | 0 | 0 | 0 | 0 | 0 | 0 | 0 | 0 | 0 | 0 | 0 | 0 | 0 | 0 | 0 | 0 | 0 | 0
PG&E GBA | Crazy Horse Canyon | 115 | Solar |  |  | 0 | 0 | 0 | 0 | 0 | 0 | 0 | 0 | 0 | 0 | 0 | 0 | 0 | 0 | 0 | 0 | 0 | 0 | 0 | 0 | 0 | 0 | 0 | 0 | 0 | 0 | 0 | 0
SDGE | Creelman | 69 | Solar |  |  | 0 | 0 | 0 | 0 | 0 | 0 | 0 | 0 | 0 | 0 | 0 | 0 | 0 | 0 | 0 | 0 | 0 | 0 | 0 | 0 | 0 | 0 | 0 | 0 | 0 | 0 | 0 | 0
PG&E FRESNO | Crescent | 70 | Solar |  |  | 1 | 0 | 0 | 0 | 0 | 35 | 35 | 0 | 0 | 0 | 0 | 35 | 35 | 0 | 0 | 0 | 0 | 0 | 0 | 0 | 0 | 0 | 0 | 35 | 35 | 0 | 35 | 35
PG&E FRESNO | Cressey | 115 | Solar |  |  | 0 | 0 | 0 | 0 | 0 | 0 | 0 | 0 | 0 | 0 | 0 | 0 | 0 | 0 | 0 | 0 | 0 | 0 | 0 | 0 | 0 | 0 | 0 | 0 | 0 | 0 | 0 | 0
PG&E NGBA | Cresta | 230 | Solar |  |  | 0 | 0 | 0 | 0 | 0 | 0 | 0 | 0 | 0 | 0 | 0 | 0 | 0 | 0 | 0 | 0 | 0 | 0 | 0 | 0 | 0 | 0 | 0 | 0 | 0 | 0 | 0 | 0
SDGE | Crestwood | 69 | Solar |  |  | 0 | 0 | 0 | 0 | 0 | 0 | 0 | 0 | 0 | 0 | 0 | 0 | 0 | 0 | 0 | 0 | 0 | 0 | 0 | 0 | 0 | 0 | 0 | 0 | 0 | 0 | 0 | 0
PG&E GBA | Crow Creek | 60 | Solar |  |  | 1 | 6.21 | 14.11 | 20.32 | 0 | 0 | 0 | 0 | 0 | 0 | 0 | 0 | 0 | 0 | 0 | 0 | 0 | 0 | 0 | 0 | 0 | 0 | 6.21 | 14.11 | 20.32 | 6.21 | 14.11 | 20.32
PG&E GBA | Crows Landing | 60 | Solar |  |  | 0 | 0 | 0 | 0 | 0 | 0 | 0 | 0 | 0 | 0 | 0 | 0 | 0 | 0 | 0 | 0 | 0 | 0 | 0 | 0 | 0 | 0 | 0 | 0 | 0 | 0 | 0 | 0
PG&E GBA | Curtis | 115 | Solar |  |  | 0 | 0 | 0 | 0 | 0 | 0 | 0 | 0 | 0 | 0 | 0 | 0 | 0 | 0 | 0 | 0 | 0 | 0 | 0 | 0 | 0 | 0 | 0 | 0 | 0 | 0 | 0 | 0
PG&E FRESNO | Dairyland | 115 | Solar |  |  | 0 | 0 | 0 | 0 | 0 | 0 | 0 | 0 | 0 | 0 | 0 | 0 | 0 | 0 | 0 | 0 | 0 | 0 | 0 | 0 | 0 | 0 | 0 | 0 | 0 | 0 | 0 | 0
PG&E NGBA | Davis | 115 | Solar |  |  | 1 | 0 | 0 | 0 | 0 | 0 | 0 | 0 | 0 | 0 | 0 | 0 | 0 | 0 | 0 | 0 | 20 | 80 | 100 | 20 | 80 | 100 | 0 | 0 | 0 | 20 | 80 | 100
SCE Metro | Del Amo | 500 | Solar |  |  | 0 | 0 | 0 | 0 | 0 | 0 | 0 | 0 | 0 | 0 | 0 | 0 | 0 | 0 | 0 | 0 | 0 | 0 | 0 | 0 | 0 | 0 | 0 | 0 | 0 | 0 | 0 | 0
SCE Metro | Del Amo | 230 | Solar |  |  | 0 | 0 | 0 | 0 | 0 | 0 | 0 | 0 | 0 | 0 | 0 | 0 | 0 | 0 | 0 | 0 | 0 | 0 | 0 | 0 | 0 | 0 | 0 | 0 | 0 | 0 | 0 | 0
SCE Eastern | Delaney | 500 | Solar |  |  | 1 | 0 | 0 | 0 | 0 | 0 | 0 | 0 | 0 | 0 | 0 | 0 | 0 | 0 | 0 | 0 | 150 | 250 | 400 | 150 | 250 | 400 | 0 | 0 | 0 | 150 | 250 | 400
PG&E NGBA | Delevan | 230 | Solar |  |  | 1 | 0 | 0 | 0 | 0 | 0 | 0 | 0 | 0 | 0 | 0 | 0 | 0 | 50 | 150 | 200 | 149.4 | 250 | 399.4 | 199.4 | 400 | 599.4 | 50 | 150 | 200 | 199.4 | 400 | 599.4
PG&E GBA | Delta PP | 230 | Solar |  |  | 0 | 0 | 0 | 0 | 0 | 0 | 0 | 0 | 0 | 0 | 0 | 0 | 0 | 0 | 0 | 0 | 0 | 0 | 0 | 0 | 0 | 0 | 0 | 0 | 0 | 0 | 0 | 0
EOP | Desert View | 230 | Solar |  |  | 1 | 0 | 0 | 0 | 0 | 0 | 0 | 0 | 0 | 0 | 0 | 0 | 0 | 0 | 0 | 0 | 0 | 400 | 400 | 0 | 400 | 400 | 0 | 0 | 0 | 0 | 400 | 400
SCE Eastern | Devers | 230 | Solar |  |  | 1 | 0 | 0 | 0 | 0 | 0 | 0 | 0 | 0 | 0 | 0 | 0 | 0 | 0 | 0 | 0 | 50 | 180 | 230 | 50 | 180 | 230 | 0 | 0 | 0 | 50 | 180 | 230
SCE Eastern | Devers | 500 | Solar |  |  | 0 | 0 | 0 | 0 | 0 | 0 | 0 | 0 | 0 | 0 | 0 | 0 | 0 | 0 | 0 | 0 | 0 | 0 | 0 | 0 | 0 | 0 | 0 | 0 | 0 | 0 | 0 | 0
PG&E KERN | Diablo Canyon | 230 | Solar |  |  | 0 | 0 | 0 | 0 | 0 | 0 | 0 | 0 | 0 | 0 | 0 | 0 | 0 | 0 | 0 | 0 | 0 | 0 | 0 | 0 | 0 | 0 | 0 | 0 | 0 | 0 | 0 | 0
PG&E KERN | Diablo Canyon | 500 | Solar |  |  | 0 | 0 | 0 | 0 | 0 | 0 | 0 | 0 | 0 | 0 | 0 | 0 | 0 | 0 | 0 | 0 | 0 | 0 | 0 | 0 | 0 | 0 | 0 | 0 | 0 | 0 | 0 | 0
PG&E KERN | Divide | 115 | Solar |  |  | 0 | 0 | 0 | 0 | 0 | 0 | 0 | 0 | 0 | 0 | 0 | 0 | 0 | 0 | 0 | 0 | 0 | 0 | 0 | 0 | 0 | 0 | 0 | 0 | 0 | 0 | 0 | 0
PG&E GBA | Dixon Landing | 115 | Solar |  |  | 0 | 0 | 0 | 0 | 0 | 0 | 0 | 0 | 0 | 0 | 0 | 0 | 0 | 0 | 0 | 0 | 0 | 0 | 0 | 0 | 0 | 0 | 0 | 0 | 0 | 0 | 0 | 0
PG&E FRESNO | Dos Amigos | 230 | Solar |  |  | 0 | 0 | 0 | 0 | 0 | 0 | 0 | 0 | 0 | 0 | 0 | 0 | 0 | 0 | 0 | 0 | 0 | 0 | 0 | 0 | 0 | 0 | 0 | 0 | 0 | 0 | 0 | 0
PG&E NGBA | Drum | 115 | Solar |  |  | 0 | 0 | 0 | 0 | 0 | 0 | 0 | 0 | 0 | 0 | 0 | 0 | 0 | 0 | 0 | 0 | 0 | 0 | 0 | 0 | 0 | 0 | 0 | 0 | 0 | 0 | 0 | 0
PG&E GBA | Dumbarton | 115 | Solar |  |  | 0 | 0 | 0 | 0 | 0 | 0 | 0 | 0 | 0 | 0 | 0 | 0 | 0 | 0 | 0 | 0 | 0 | 0 | 0 | 0 | 0 | 0 | 0 | 0 | 0 | 0 | 0 | 0
SCE NOL | Dunn Siding | 115 | Solar |  |  | 0 | 0 | 0 | 0 | 0 | 0 | 0 | 0 | 0 | 0 | 0 | 0 | 0 | 0 | 0 | 0 | 0 | 0 | 0 | 0 | 0 | 0 | 0 | 0 | 0 | 0 | 0 | 0
SCE Eastern | Eagle Mountain | 230 | Solar |  |  | 0 | 0 | 0 | 0 | 0 | 0 | 0 | 0 | 0 | 0 | 0 | 0 | 0 | 0 | 0 | 0 | 0 | 0 | 0 | 0 | 0 | 0 | 0 | 0 | 0 | 0 | 0 | 0
PG&E NGBA | Eagle Rock (PGE) | 60 | Solar |  |  | 0 | 0 | 0 | 0 | 0 | 0 | 0 | 0 | 0 | 0 | 0 | 0 | 0 | 0 | 0 | 0 | 0 | 0 | 0 | 0 | 0 | 0 | 0 | 0 | 0 | 0 | 0 | 0
PG&E NGBA | Eagle Rock (PGE) | 115 | Solar |  |  | 0 | 0 | 0 | 0 | 0 | 0 | 0 | 0 | 0 | 0 | 0 | 0 | 0 | 0 | 0 | 0 | 0 | 0 | 0 | 0 | 0 | 0 | 0 | 0 | 0 | 0 | 0 | 0
SCE Metro | Eagle Rock (SCE) | 230 | Solar |  |  | 0 | 0 | 0 | 0 | 0 | 0 | 0 | 0 | 0 | 0 | 0 | 0 | 0 | 0 | 0 | 0 | 0 | 0 | 0 | 0 | 0 | 0 | 0 | 0 | 0 | 0 | 0 | 0
PG&E NGBA | East Marysville | 115 | Solar |  |  | 0 | 0 | 0 | 0 | 0 | 0 | 0 | 0 | 0 | 0 | 0 | 0 | 0 | 0 | 0 | 0 | 0 | 0 | 0 | 0 | 0 | 0 | 0 | 0 | 0 | 0 | 0 | 0
PG&E NGBA | East Nicolaus | 115 | Solar |  |  | 0 | 0 | 0 | 0 | 0 | 0 | 0 | 0 | 0 | 0 | 0 | 0 | 0 | 0 | 0 | 0 | 0 | 0 | 0 | 0 | 0 | 0 | 0 | 0 | 0 | 0 | 0 | 0
PG&E NGBA | East Nicolaus | 60 | Solar |  |  | 0 | 0 | 0 | 0 | 0 | 0 | 0 | 0 | 0 | 0 | 0 | 0 | 0 | 0 | 0 | 0 | 0 | 0 | 0 | 0 | 0 | 0 | 0 | 0 | 0 | 0 | 0 | 0
PG&E GBA | Eastshore | 115 | Solar |  |  | 0 | 0 | 0 | 0 | 0 | 0 | 0 | 0 | 0 | 0 | 0 | 0 | 0 | 0 | 0 | 0 | 0 | 0 | 0 | 0 | 0 | 0 | 0 | 0 | 0 | 0 | 0 | 0
PG&E GBA | Eastshore | 230 | Solar |  |  | 0 | 0 | 0 | 0 | 0 | 0 | 0 | 0 | 0 | 0 | 0 | 0 | 0 | 0 | 0 | 0 | 0 | 0 | 0 | 0 | 0 | 0 | 0 | 0 | 0 | 0 | 0 | 0
SDGE | ECO | 138 | Solar |  |  | 0 | 0 | 0 | 0 | 0 | 0 | 0 | 0 | 0 | 0 | 0 | 0 | 0 | 0 | 0 | 0 | 0 | 0 | 0 | 0 | 0 | 0 | 0 | 0 | 0 | 0 | 0 | 0
SDGE | ECO | 230 | Solar |  |  | 0 | 0 | 0 | 0 | 0 | 0 | 0 | 0 | 0 | 0 | 0 | 0 | 0 | 0 | 0 | 0 | 0 | 0 | 0 | 0 | 0 | 0 | 0 | 0 | 0 | 0 | 0 | 0
SDGE | ECO | 500 | Solar |  |  | 0 | 0 | 0 | 0 | 0 | 0 | 0 | 0 | 0 | 0 | 0 | 0 | 0 | 0 | 0 | 0 | 0 | 0 | 0 | 0 | 0 | 0 | 0 | 0 | 0 | 0 | 0 | 0
PG&E GBA | Edenvale | 115 | Solar |  |  | 0 | 0 | 0 | 0 | 0 | 0 | 0 | 0 | 0 | 0 | 0 | 0 | 0 | 0 | 0 | 0 | 0 | 0 | 0 | 0 | 0 | 0 | 0 | 0 | 0 | 0 | 0 | 0
PG&E GBA | Edes | 115 | Solar |  |  | 0 | 0 | 0 | 0 | 0 | 0 | 0 | 0 | 0 | 0 | 0 | 0 | 0 | 0 | 0 | 0 | 0 | 0 | 0 | 0 | 0 | 0 | 0 | 0 | 0 | 0 | 0 | 0
PG&E GBA | Eight Mile | 230 | Solar |  |  | 0 | 0 | 0 | 0 | 0 | 0 | 0 | 0 | 0 | 0 | 0 | 0 | 0 | 0 | 0 | 0 | 0 | 0 | 0 | 0 | 0 | 0 | 0 | 0 | 0 | 0 | 0 | 0
SDGE | El Cajon | 69 | Solar |  |  | 0 | 0 | 0 | 0 | 0 | 0 | 0 | 0 | 0 | 0 | 0 | 0 | 0 | 0 | 0 | 0 | 0 | 0 | 0 | 0 | 0 | 0 | 0 | 0 | 0 | 0 | 0 | 0
SCE Eastern | El Casco | 230 | Solar |  |  | 0 | 0 | 0 | 0 | 0 | 0 | 0 | 0 | 0 | 0 | 0 | 0 | 0 | 0 | 0 | 0 | 0 | 0 | 0 | 0 | 0 | 0 | 0 | 0 | 0 | 0 | 0 | 0
PG&E GBA | El Cerrito G | 115 | Solar |  |  | 0 | 0 | 0 | 0 | 0 | 0 | 0 | 0 | 0 | 0 | 0 | 0 | 0 | 0 | 0 | 0 | 0 | 0 | 0 | 0 | 0 | 0 | 0 | 0 | 0 | 0 | 0 | 0
PG&E NGBA | El Dorado PH | 115 | Solar |  |  | 0 | 0 | 0 | 0 | 0 | 0 | 0 | 0 | 0 | 0 | 0 | 0 | 0 | 0 | 0 | 0 | 0 | 0 | 0 | 0 | 0 | 0 | 0 | 0 | 0 | 0 | 0 | 0
PG&E FRESNO | El Nido (PGE) | 115 | Solar |  |  | 0 | 0 | 0 | 0 | 0 | 0 | 0 | 0 | 0 | 0 | 0 | 0 | 0 | 0 | 0 | 0 | 0 | 0 | 0 | 0 | 0 | 0 | 0 | 0 | 0 | 0 | 0 | 0
SCE Metro | El Nido (SCE) | 230 | Solar |  |  | 0 | 0 | 0 | 0 | 0 | 0 | 0 | 0 | 0 | 0 | 0 | 0 | 0 | 0 | 0 | 0 | 0 | 0 | 0 | 0 | 0 | 0 | 0 | 0 | 0 | 0 | 0 | 0
PG&E GBA | El Patio | 115 | Solar |  |  | 0 | 0 | 0 | 0 | 0 | 0 | 0 | 0 | 0 | 0 | 0 | 0 | 0 | 0 | 0 | 0 | 0 | 0 | 0 | 0 | 0 | 0 | 0 | 0 | 0 | 0 | 0 | 0
SCE Metro | El Segundo | 230 | Solar |  |  | 0 | 0 | 0 | 0 | 0 | 0 | 0 | 0 | 0 | 0 | 0 | 0 | 0 | 0 | 0 | 0 | 0 | 0 | 0 | 0 | 0 | 0 | 0 | 0 | 0 | 0 | 0 | 0
EOP | Eldorado | 230 | Solar |  |  | 0 | 0 | 0 | 0 | 0 | 0 | 0 | 0 | 0 | 0 | 0 | 0 | 0 | 0 | 0 | 0 | 0 | 0 | 0 | 0 | 0 | 0 | 0 | 0 | 0 | 0 | 0 | 0
EOP | Eldorado | 500 | Solar |  |  | 0 | 0 | 0 | 0 | 0 | 0 | 0 | 0 | 0 | 0 | 0 | 0 | 0 | 0 | 0 | 0 | 0 | 0 | 0 | 0 | 0 | 0 | 0 | 0 | 0 | 0 | 0 | 0
SCE Northern | Elizabeth Lake | 66 | Solar |  |  | 0 | 0 | 0 | 0 | 0 | 0 | 0 | 0 | 0 | 0 | 0 | 0 | 0 | 0 | 0 | 0 | 0 | 0 | 0 | 0 | 0 | 0 | 0 | 0 | 0 | 0 | 0 | 0
PG&E KERN | Elk Hills | 230 | Solar |  |  | 0 | 0 | 0 | 0 | 0 | 0 | 0 | 0 | 0 | 0 | 0 | 0 | 0 | 0 | 0 | 0 | 0 | 0 | 0 | 0 | 0 | 0 | 0 | 0 | 0 | 0 | 0 | 0
SDGE | Elliot | 69 | Solar |  |  | 0 | 0 | 0 | 0 | 0 | 0 | 0 | 0 | 0 | 0 | 0 | 0 | 0 | 0 | 0 | 0 | 0 | 0 | 0 | 0 | 0 | 0 | 0 | 0 | 0 | 0 | 0 | 0
SCE Metro | Ellis | 230 | Solar |  |  | 0 | 0 | 0 | 0 | 0 | 0 | 0 | 0 | 0 | 0 | 0 | 0 | 0 | 0 | 0 | 0 | 0 | 0 | 0 | 0 | 0 | 0 | 0 | 0 | 0 | 0 | 0 | 0
SDGE | Encina | 138 | Solar |  |  | 0 | 0 | 0 | 0 | 0 | 0 | 0 | 0 | 0 | 0 | 0 | 0 | 0 | 0 | 0 | 0 | 0 | 0 | 0 | 0 | 0 | 0 | 0 | 0 | 0 | 0 | 0 | 0
SDGE | Encina | 230 | Solar |  |  | 0 | 0 | 0 | 0 | 0 | 0 | 0 | 0 | 0 | 0 | 0 | 0 | 0 | 0 | 0 | 0 | 0 | 0 | 0 | 0 | 0 | 0 | 0 | 0 | 0 | 0 | 0 | 0
SDGE | Escondido | 230 | Solar |  |  | 0 | 0 | 0 | 0 | 0 | 0 | 0 | 0 | 0 | 0 | 0 | 0 | 0 | 0 | 0 | 0 | 0 | 0 | 0 | 0 | 0 | 0 | 0 | 0 | 0 | 0 | 0 | 0
SDGE | Escondido | 69 | Solar |  |  | 0 | 0 | 0 | 0 | 0 | 0 | 0 | 0 | 0 | 0 | 0 | 0 | 0 | 0 | 0 | 0 | 0 | 0 | 0 | 0 | 0 | 0 | 0 | 0 | 0 | 0 | 0 | 0
PG&E KERN | Estrella | 230 | Solar |  |  | 0 | 0 | 0 | 0 | 0 | 0 | 0 | 0 | 0 | 0 | 0 | 0 | 0 | 0 | 0 | 0 | 0 | 0 | 0 | 0 | 0 | 0 | 0 | 0 | 0 | 0 | 0 | 0
SCE Eastern | Etiwanda | 230 | Solar |  |  | 0 | 0 | 0 | 0 | 0 | 0 | 0 | 0 | 0 | 0 | 0 | 0 | 0 | 0 | 0 | 0 | 0 | 0 | 0 | 0 | 0 | 0 | 0 | 0 | 0 | 0 | 0 | 0
PG&E GBA | Evergreen | 115 | Solar |  |  | 0 | 0 | 0 | 0 | 0 | 0 | 0 | 0 | 0 | 0 | 0 | 0 | 0 | 0 | 0 | 0 | 0 | 0 | 0 | 0 | 0 | 0 | 0 | 0 | 0 | 0 | 0 | 0
PG&E GBA | Evergreen | 60 | Solar |  |  | 0 | 0 | 0 | 0 | 0 | 0 | 0 | 0 | 0 | 0 | 0 | 0 | 0 | 0 | 0 | 0 | 0 | 0 | 0 | 0 | 0 | 0 | 0 | 0 | 0 | 0 | 0 | 0
PG&E FRESNO | Excelsior | 115 | Solar |  |  | 0 | 0 | 0 | 0 | 0 | 0 | 0 | 0 | 0 | 0 | 0 | 0 | 0 | 0 | 0 | 0 | 0 | 0 | 0 | 0 | 0 | 0 | 0 | 0 | 0 | 0 | 0 | 0
PG&E FRESNO | Exchequer | 115 | Solar |  |  | 0 | 0 | 0 | 0 | 0 | 0 | 0 | 0 | 0 | 0 | 0 | 0 | 0 | 0 | 0 | 0 | 0 | 0 | 0 | 0 | 0 | 0 | 0 | 0 | 0 | 0 | 0 | 0
PG&E KERN | Fairway | 115 | Solar |  |  | 0 | 0 | 0 | 0 | 0 | 0 | 0 | 0 | 0 | 0 | 0 | 0 | 0 | 0 | 0 | 0 | 0 | 0 | 0 | 0 | 0 | 0 | 0 | 0 | 0 | 0 | 0 | 0
PG&E KERN | Famoso | 115 | Solar |  |  | 0 | 0 | 0 | 0 | 0 | 0 | 0 | 0 | 0 | 0 | 0 | 0 | 0 | 0 | 0 | 0 | 0 | 0 | 0 | 0 | 0 | 0 | 0 | 0 | 0 | 0 | 0 | 0
PG&E NGBA | Fern Road | 500 | Solar |  |  | 0 | 0 | 0 | 0 | 0 | 0 | 0 | 0 | 0 | 0 | 0 | 0 | 0 | 0 | 0 | 0 | 0 | 0 | 0 | 0 | 0 | 0 | 0 | 0 | 0 | 0 | 0 | 0
PG&E GBA | Fibreboard (SPI Sonora) | 115 | Solar |  |  | 0 | 0 | 0 | 0 | 0 | 0 | 0 | 0 | 0 | 0 | 0 | 0 | 0 | 0 | 0 | 0 | 0 | 0 | 0 | 0 | 0 | 0 | 0 | 0 | 0 | 0 | 0 | 0
PG&E FRESNO | Figarden | 230 | Solar |  |  | 0 | 0 | 0 | 0 | 0 | 0 | 0 | 0 | 0 | 0 | 0 | 0 | 0 | 0 | 0 | 0 | 0 | 0 | 0 | 0 | 0 | 0 | 0 | 0 | 0 | 0 | 0 | 0
PG&E FRESNO | Fink | 230 | Solar |  |  | 1 | 50 | 0 | 50 | 30 | 110 | 140 | 0 | 0 | 0 | 30 | 110 | 140 | 0 | 0 | 0 | 0 | 0 | 0 | 0 | 0 | 0 | 80 | 110 | 190 | 80 | 110 | 190
PG&E NGBA | Fitch Mountain | 60 | Solar |  |  | 0 | 0 | 0 | 0 | 0 | 0 | 0 | 0 | 0 | 0 | 0 | 0 | 0 | 0 | 0 | 0 | 0 | 0 | 0 | 0 | 0 | 0 | 0 | 0 | 0 | 0 | 0 | 0
PG&E GBA | FMC | 115 | Solar |  |  | 0 | 0 | 0 | 0 | 0 | 0 | 0 | 0 | 0 | 0 | 0 | 0 | 0 | 0 | 0 | 0 | 0 | 0 | 0 | 0 | 0 | 0 | 0 | 0 | 0 | 0 | 0 | 0
PG&E GBA | Fremont | 115 | Solar |  |  | 0 | 0 | 0 | 0 | 0 | 0 | 0 | 0 | 0 | 0 | 0 | 0 | 0 | 0 | 0 | 0 | 0 | 0 | 0 | 0 | 0 | 0 | 0 | 0 | 0 | 0 | 0 | 0
PG&E GBA | French Camp | 60 | Solar |  |  | 0 | 0 | 0 | 0 | 0 | 0 | 0 | 0 | 0 | 0 | 0 | 0 | 0 | 0 | 0 | 0 | 0 | 0 | 0 | 0 | 0 | 0 | 0 | 0 | 0 | 0 | 0 | 0
PG&E GBA | Frogtown | 115 | Solar |  |  | 0 | 0 | 0 | 0 | 0 | 0 | 0 | 0 | 0 | 0 | 0 | 0 | 0 | 0 | 0 | 0 | 0 | 0 | 0 | 0 | 0 | 0 | 0 | 0 | 0 | 0 | 0 | 0
PG&E NGBA | Fulton | 115 | Solar |  |  | 0 | 0 | 0 | 0 | 0 | 0 | 0 | 0 | 0 | 0 | 0 | 0 | 0 | 0 | 0 | 0 | 0 | 0 | 0 | 0 | 0 | 0 | 0 | 0 | 0 | 0 | 0 | 0
PG&E NGBA | Fulton | 230 | Solar |  |  | 0 | 0 | 0 | 0 | 0 | 0 | 0 | 0 | 0 | 0 | 0 | 0 | 0 | 0 | 0 | 0 | 0 | 0 | 0 | 0 | 0 | 0 | 0 | 0 | 0 | 0 | 0 | 0
PG&E NGBA | Fulton | 60 | Solar |  |  | 0 | 0 | 0 | 0 | 0 | 0 | 0 | 0 | 0 | 0 | 0 | 0 | 0 | 0 | 0 | 0 | 0 | 0 | 0 | 0 | 0 | 0 | 0 | 0 | 0 | 0 | 0 | 0
PG&E KERN | Ganso | 115 | Solar |  |  | 0 | 0 | 0 | 0 | 0 | 0 | 0 | 0 | 0 | 0 | 0 | 0 | 0 | 0 | 0 | 0 | 0 | 0 | 0 | 0 | 0 | 0 | 0 | 0 | 0 | 0 | 0 | 0
PG&E FRESNO | Gates | 230 | Solar |  |  | 1 | 0 | 0 | 0 | 614.5 | 310.5 | 925 | 406.5 | 143.5 | 550 | 208 | 167 | 375 | 145 | 250 | 395 | 100 | 450 | 550 | 245 | 700 | 945 | 353 | 417 | 770 | 453 | 867 | 1320
PG&E FRESNO | Gates | 500 | Solar |  |  | 0 | 0 | 0 | 0 | 0 | 0 | 0 | 0 | 0 | 0 | 0 | 0 | 0 | 0 | 0 | 0 | 0 | 0 | 0 | 0 | 0 | 0 | 0 | 0 | 0 | 0 | 0 | 0
PG&E NGBA | Geysers 12 | 230 | Solar |  |  | 0 | 0 | 0 | 0 | 0 | 0 | 0 | 0 | 0 | 0 | 0 | 0 | 0 | 0 | 0 | 0 | 0 | 0 | 0 | 0 | 0 | 0 | 0 | 0 | 0 | 0 | 0 | 0
PG&E NGBA | Geysers 17 | 230 | Solar |  |  | 0 | 0 | 0 | 0 | 0 | 0 | 0 | 0 | 0 | 0 | 0 | 0 | 0 | 0 | 0 | 0 | 0 | 0 | 0 | 0 | 0 | 0 | 0 | 0 | 0 | 0 | 0 | 0
PG&E NGBA | Geysers 3 | 115 | Solar |  |  | 0 | 0 | 0 | 0 | 0 | 0 | 0 | 0 | 0 | 0 | 0 | 0 | 0 | 0 | 0 | 0 | 0 | 0 | 0 | 0 | 0 | 0 | 0 | 0 | 0 | 0 | 0 | 0
PG&E NGBA | Glenn | 230 | Solar |  |  | 1 | 0 | 0 | 0 | 0 | 0 | 0 | 0 | 0 | 0 | 0 | 0 | 0 | 0 | 0 | 0 | 100 | 170 | 270 | 100 | 170 | 270 | 0 | 0 | 0 | 100 | 170 | 270
PG&E NGBA | Glenn | 60 | Solar |  |  | 0 | 0 | 0 | 0 | 0 | 0 | 0 | 0 | 0 | 0 | 0 | 0 | 0 | 0 | 0 | 0 | 0 | 0 | 0 | 0 | 0 | 0 | 0 | 0 | 0 | 0 | 0 | 0
PG&E NGBA | Gold Hill | 115 | Solar |  |  | 0 | 0 | 0 | 0 | 0 | 0 | 0 | 0 | 0 | 0 | 0 | 0 | 0 | 0 | 0 | 0 | 0 | 0 | 0 | 0 | 0 | 0 | 0 | 0 | 0 | 0 | 0 | 0
PG&E NGBA | Gold Hill | 230 | Solar |  |  | 0 | 0 | 0 | 0 | 0 | 0 | 0 | 0 | 0 | 0 | 0 | 0 | 0 | 0 | 0 | 0 | 0 | 0 | 0 | 0 | 0 | 0 | 0 | 0 | 0 | 0 | 0 | 0
SCE Northern | Goleta | 230 | Solar |  |  | 0 | 0 | 0 | 0 | 0 | 0 | 0 | 0 | 0 | 0 | 0 | 0 | 0 | 0 | 0 | 0 | 0 | 0 | 0 | 0 | 0 | 0 | 0 | 0 | 0 | 0 | 0 | 0
SCE Metro | Goodrich | 230 | Solar |  |  | 0 | 0 | 0 | 0 | 0 | 0 | 0 | 0 | 0 | 0 | 0 | 0 | 0 | 0 | 0 | 0 | 0 | 0 | 0 | 0 | 0 | 0 | 0 | 0 | 0 | 0 | 0 | 0
PG&E KERN | Goose Lake | 115 | Solar |  |  | 0 | 0 | 0 | 0 | 0 | 0 | 0 | 0 | 0 | 0 | 0 | 0 | 0 | 0 | 0 | 0 | 0 | 0 | 0 | 0 | 0 | 0 | 0 | 0 | 0 | 0 | 0 | 0
SCE Metro | Gould | 230 | Solar |  |  | 0 | 0 | 0 | 0 | 0 | 0 | 0 | 0 | 0 | 0 | 0 | 0 | 0 | 0 | 0 | 0 | 0 | 0 | 0 | 0 | 0 | 0 | 0 | 0 | 0 | 0 | 0 | 0
PG&E NGBA | Grand Island | 115 | Solar |  |  | 0 | 0 | 0 | 0 | 0 | 0 | 0 | 0 | 0 | 0 | 0 | 0 | 0 | 0 | 0 | 0 | 0 | 0 | 0 | 0 | 0 | 0 | 0 | 0 | 0 | 0 | 0 | 0
SDGE | Granite | 69 | Solar |  |  | 0 | 0 | 0 | 0 | 0 | 0 | 0 | 0 | 0 | 0 | 0 | 0 | 0 | 0 | 0 | 0 | 0 | 0 | 0 | 0 | 0 | 0 | 0 | 0 | 0 | 0 | 0 | 0
PG&E GBA | Grant | 115 | Solar |  |  | 0 | 0 | 0 | 0 | 0 | 0 | 0 | 0 | 0 | 0 | 0 | 0 | 0 | 0 | 0 | 0 | 0 | 0 | 0 | 0 | 0 | 0 | 0 | 0 | 0 | 0 | 0 | 0
PG&E GBA | Green Valley | 115 | Solar |  |  | 0 | 0 | 0 | 0 | 0 | 0 | 0 | 0 | 0 | 0 | 0 | 0 | 0 | 0 | 0 | 0 | 0 | 0 | 0 | 0 | 0 | 0 | 0 | 0 | 0 | 0 | 0 | 0
PG&E NGBA | Greenleaf 1 | 115 | Solar |  |  | 0 | 0 | 0 | 0 | 0 | 0 | 0 | 0 | 0 | 0 | 0 | 0 | 0 | 0 | 0 | 0 | 0 | 0 | 0 | 0 | 0 | 0 | 0 | 0 | 0 | 0 | 0 | 0
PG&E FRESNO | Gregg | 230 | Solar |  |  | 0 | 0 | 0 | 0 | 0 | 0 | 0 | 0 | 0 | 0 | 0 | 0 | 0 | 0 | 0 | 0 | 0 | 0 | 0 | 0 | 0 | 0 | 0 | 0 | 0 | 0 | 0 | 0
PG&E FRESNO | Grimmway-Malaga | 115 | Solar |  |  | 0 | 0 | 0 | 0 | 0 | 0 | 0 | 0 | 0 | 0 | 0 | 0 | 0 | 0 | 0 | 0 | 0 | 0 | 0 | 0 | 0 | 0 | 0 | 0 | 0 | 0 | 0 | 0
PG&E NGBA | Grizzly | 230 | Solar |  |  | 0 | 0 | 0 | 0 | 0 | 0 | 0 | 0 | 0 | 0 | 0 | 0 | 0 | 0 | 0 | 0 | 0 | 0 | 0 | 0 | 0 | 0 | 0 | 0 | 0 | 0 | 0 | 0
PG&E FRESNO | Guernsey | 70 | Solar |  |  | 0 | 0 | 0 | 0 | 0 | 0 | 0 | 0 | 0 | 0 | 0 | 0 | 0 | 0 | 0 | 0 | 0 | 0 | 0 | 0 | 0 | 0 | 0 | 0 | 0 | 0 | 0 | 0
PG&E FRESNO | GWF Hanford | 115 | Solar |  |  | 0 | 0 | 0 | 0 | 0 | 0 | 0 | 0 | 0 | 0 | 0 | 0 | 0 | 0 | 0 | 0 | 0 | 0 | 0 | 0 | 0 | 0 | 0 | 0 | 0 | 0 | 0 | 0
PG&E FRESNO | Haas | 230 | Solar |  |  | 0 | 0 | 0 | 0 | 0 | 0 | 0 | 0 | 0 | 0 | 0 | 0 | 0 | 0 | 0 | 0 | 0 | 0 | 0 | 0 | 0 | 0 | 0 | 0 | 0 | 0 | 0 | 0
PG&E FRESNO | Hammonds | 115 | Solar |  |  | 0 | 0 | 0 | 0 | 0 | 0 | 0 | 0 | 0 | 0 | 0 | 0 | 0 | 0 | 0 | 0 | 0 | 0 | 0 | 0 | 0 | 0 | 0 | 0 | 0 | 0 | 0 | 0
SCE Metro | HarborGen | 230 | Solar |  |  | 0 | 0 | 0 | 0 | 0 | 0 | 0 | 0 | 0 | 0 | 0 | 0 | 0 | 0 | 0 | 0 | 0 | 0 | 0 | 0 | 0 | 0 | 0 | 0 | 0 | 0 | 0 | 0
PG&E NGBA | Harris | 60 | Solar |  |  | 0 | 0 | 0 | 0 | 0 | 0 | 0 | 0 | 0 | 0 | 0 | 0 | 0 | 0 | 0 | 0 | 0 | 0 | 0 | 0 | 0 | 0 | 0 | 0 | 0 | 0 | 0 | 0
EOP | Harry Allen | 500 | Solar |  |  | 0 | 0 | 0 | 0 | 0 | 0 | 0 | 0 | 0 | 0 | 0 | 0 | 0 | 0 | 0 | 0 | 0 | 0 | 0 | 0 | 0 | 0 | 0 | 0 | 0 | 0 | 0 | 0
PG&E NGBA | Hartley | 60 | Solar |  |  | 0 | 0 | 0 | 0 | 0 | 0 | 0 | 0 | 0 | 0 | 0 | 0 | 0 | 0 | 0 | 0 | 0 | 0 | 0 | 0 | 0 | 0 | 0 | 0 | 0 | 0 | 0 | 0
SCE NOL | Harvard | 115 | Solar |  |  | 0 | 0 | 0 | 0 | 0 | 0 | 0 | 0 | 0 | 0 | 0 | 0 | 0 | 0 | 0 | 0 | 0 | 0 | 0 | 0 | 0 | 0 | 0 | 0 | 0 | 0 | 0 | 0
SDGE | Hassayampa | 500 | Solar |  |  | 1 | 0 | 0 | 0 | 52.5 | 160 | 212.5 | 0 | 0 | 0 | 52.5 | 160 | 212.5 | 119.5 | 0 | 119.5 | 128 | 220 | 348 | 247.5 | 220 | 467.5 | 172 | 160 | 332 | 300 | 380 | 680
PG&E FRESNO | Helm | 230 | Solar |  |  | 1 | 0 | 0 | 0 | 0 | 0 | 0 | 0 | 0 | 0 | 0 | 0 | 0 | 0 | 0 | 0 | 50 | 200 | 250 | 50 | 200 | 250 | 0 | 0 | 0 | 50 | 200 | 250
PG&E FRESNO | Helm | 70 | Solar |  |  | 0 | 0 | 0 | 0 | 0 | 0 | 0 | 0 | 0 | 0 | 0 | 0 | 0 | 0 | 0 | 0 | 0 | 0 | 0 | 0 | 0 | 0 | 0 | 0 | 0 | 0 | 0 | 0
PG&E FRESNO | Henrietta | 115 | Solar |  |  | 0 | 0 | 0 | 0 | 0 | 0 | 0 | 0 | 0 | 0 | 0 | 0 | 0 | 0 | 0 | 0 | 0 | 0 | 0 | 0 | 0 | 0 | 0 | 0 | 0 | 0 | 0 | 0
PG&E FRESNO | Henrietta | 230 | Solar |  |  | 1 | 0 | 0 | 0 | 0 | 0 | 0 | 0 | 0 | 0 | 0 | 0 | 0 | 0 | 0 | 0 | 50 | 200 | 250 | 50 | 200 | 250 | 0 | 0 | 0 | 50 | 200 | 250
PG&E FRESNO | Henrietta | 70 | Solar |  |  | 0 | 0 | 0 | 0 | 0 | 0 | 0 | 0 | 0 | 0 | 0 | 0 | 0 | 0 | 0 | 0 | 0 | 0 | 0 | 0 | 0 | 0 | 0 | 0 | 0 | 0 | 0 | 0
PG&E FRESNO | Herndon | 115 | Solar |  |  | 0 | 0 | 0 | 0 | 0 | 0 | 0 | 0 | 0 | 0 | 0 | 0 | 0 | 0 | 0 | 0 | 0 | 0 | 0 | 0 | 0 | 0 | 0 | 0 | 0 | 0 | 0 | 0
PG&E FRESNO | Herndon | 230 | Solar |  |  | 0 | 0 | 0 | 0 | 0 | 0 | 0 | 0 | 0 | 0 | 0 | 0 | 0 | 0 | 0 | 0 | 0 | 0 | 0 | 0 | 0 | 0 | 0 | 0 | 0 | 0 | 0 | 0
PG&E GBA | Hicks | 230 | Solar |  |  | 0 | 0 | 0 | 0 | 0 | 0 | 0 | 0 | 0 | 0 | 0 | 0 | 0 | 0 | 0 | 0 | 0 | 0 | 0 | 0 | 0 | 0 | 0 | 0 | 0 | 0 | 0 | 0
PG&E NGBA | Higgins | 115 | Solar |  |  | 0 | 0 | 0 | 0 | 0 | 0 | 0 | 0 | 0 | 0 | 0 | 0 | 0 | 0 | 0 | 0 | 0 | 0 | 0 | 0 | 0 | 0 | 0 | 0 | 0 | 0 | 0 | 0
PG&E NGBA | Hilltop | 345 | Solar |  |  | 0 | 0 | 0 | 0 | 0 | 0 | 0 | 0 | 0 | 0 | 0 | 0 | 0 | 0 | 0 | 0 | 0 | 0 | 0 | 0 | 0 | 0 | 0 | 0 | 0 | 0 | 0 | 0
SCE Metro | Hinson | 230 | Solar |  |  | 0 | 0 | 0 | 0 | 0 | 0 | 0 | 0 | 0 | 0 | 0 | 0 | 0 | 0 | 0 | 0 | 0 | 0 | 0 | 0 | 0 | 0 | 0 | 0 | 0 | 0 | 0 | 0
PG&E GBA | Hollister | 115 | Solar |  |  | 0 | 0 | 0 | 0 | 0 | 0 | 0 | 0 | 0 | 0 | 0 | 0 | 0 | 0 | 0 | 0 | 0 | 0 | 0 | 0 | 0 | 0 | 0 | 0 | 0 | 0 | 0 | 0
PG&E NGBA | Homestake | 115 | Solar |  |  | 0 | 0 | 0 | 0 | 0 | 0 | 0 | 0 | 0 | 0 | 0 | 0 | 0 | 0 | 0 | 0 | 0 | 0 | 0 | 0 | 0 | 0 | 0 | 0 | 0 | 0 | 0 | 0
PG&E NGBA | Honcut | 115 | Solar |  |  | 0 | 0 | 0 | 0 | 0 | 0 | 0 | 0 | 0 | 0 | 0 | 0 | 0 | 0 | 0 | 0 | 0 | 0 | 0 | 0 | 0 | 0 | 0 | 0 | 0 | 0 | 0 | 0
SDGE | Hoodoo Wash | 500 | Solar |  |  | 1 | 0 | 0 | 0 | 0 | 679 | 679 | 0 | 200 | 200 | 0 | 479 | 479 | 247.5 | 0 | 247.5 | 0 | 240 | 240 | 247.5 | 240 | 487.5 | 247.5 | 479 | 726.5 | 247.5 | 719 | 966.5
PG&E NGBA | Hopland | 115 | Solar |  |  | 0 | 0 | 0 | 0 | 0 | 0 | 0 | 0 | 0 | 0 | 0 | 0 | 0 | 0 | 0 | 0 | 0 | 0 | 0 | 0 | 0 | 0 | 0 | 0 | 0 | 0 | 0 | 0
PG&E NGBA | Hopland | 60 | Solar |  |  | 0 | 0 | 0 | 0 | 0 | 0 | 0 | 0 | 0 | 0 | 0 | 0 | 0 | 0 | 0 | 0 | 0 | 0 | 0 | 0 | 0 | 0 | 0 | 0 | 0 | 0 | 0 | 0
PG&E NGBA | Humboldt | 115 | Solar |  |  | 0 | 0 | 0 | 0 | 0 | 0 | 0 | 0 | 0 | 0 | 0 | 0 | 0 | 0 | 0 | 0 | 0 | 0 | 0 | 0 | 0 | 0 | 0 | 0 | 0 | 0 | 0 | 0
PG&E NGBA | Humboldt | 60 | Solar |  |  | 0 | 0 | 0 | 0 | 0 | 0 | 0 | 0 | 0 | 0 | 0 | 0 | 0 | 0 | 0 | 0 | 0 | 0 | 0 | 0 | 0 | 0 | 0 | 0 | 0 | 0 | 0 | 0
PG&E NGBA | Humboldt | 500 | Solar |  |  | 0 | 0 | 0 | 0 | 0 | 0 | 0 | 0 | 0 | 0 | 0 | 0 | 0 | 0 | 0 | 0 | 0 | 0 | 0 | 0 | 0 | 0 | 0 | 0 | 0 | 0 | 0 | 0
SCE Metro | Huntington Beach | 230 | Solar |  |  | 0 | 0 | 0 | 0 | 0 | 0 | 0 | 0 | 0 | 0 | 0 | 0 | 0 | 0 | 0 | 0 | 0 | 0 | 0 | 0 | 0 | 0 | 0 | 0 | 0 | 0 | 0 | 0
PG&E NGBA | Ignacio | 115 | Solar |  |  | 0 | 0 | 0 | 0 | 0 | 0 | 0 | 0 | 0 | 0 | 0 | 0 | 0 | 0 | 0 | 0 | 0 | 0 | 0 | 0 | 0 | 0 | 0 | 0 | 0 | 0 | 0 | 0
PG&E NGBA | Ignacio | 230 | Solar |  |  | 0 | 0 | 0 | 0 | 0 | 0 | 0 | 0 | 0 | 0 | 0 | 0 | 0 | 0 | 0 | 0 | 0 | 0 | 0 | 0 | 0 | 0 | 0 | 0 | 0 | 0 | 0 | 0
PG&E NGBA | Ignacio | 60 | Solar |  |  | 0 | 0 | 0 | 0 | 0 | 0 | 0 | 0 | 0 | 0 | 0 | 0 | 0 | 0 | 0 | 0 | 0 | 0 | 0 | 0 | 0 | 0 | 0 | 0 | 0 | 0 | 0 | 0
SDGE | Imperial Beach | 69 | Solar |  |  | 0 | 0 | 0 | 0 | 0 | 0 | 0 | 0 | 0 | 0 | 0 | 0 | 0 | 0 | 0 | 0 | 0 | 0 | 0 | 0 | 0 | 0 | 0 | 0 | 0 | 0 | 0 | 0
SDGE | Imperial Valley | 230 | Solar |  |  | 1 | 0 | 0 | 0 | 0 | 192 | 192 | 0 | 50 | 50 | 0 | 142 | 142 | 0 | 0 | 0 | 0 | 300 | 300 | 0 | 300 | 300 | 0 | 142 | 142 | 0 | 442 | 442
SDGE | Imperial Valley | 500 | Solar |  |  | 0 | 0 | 0 | 0 | 0 | 0 | 0 | 0 | 0 | 0 | 0 | 0 | 0 | 0 | 0 | 0 | 0 | 0 | 0 | 0 | 0 | 0 | 0 | 0 | 0 | 0 | 0 | 0
EOP | Innovation | 138 | Solar |  |  | 0 | 0 | 0 | 0 | 0 | 0 | 0 | 0 | 0 | 0 | 0 | 0 | 0 | 0 | 0 | 0 | 0 | 0 | 0 | 0 | 0 | 0 | 0 | 0 | 0 | 0 | 0 | 0
EOP | Innovation | 230 | Solar |  |  | 1 | 0 | 0 | 0 | 0 | 0 | 0 | 0 | 0 | 0 | 0 | 0 | 0 | 300 | 0 | 300 | 0 | 300 | 300 | 300 | 300 | 600 | 300 | 0 | 300 | 300 | 300 | 600
SCE NOL | Inyokern | 115 | Solar |  |  | 1 | 0 | 0 | 0 | 0 | 31.8 | 31.8 | 0 | 0 | 0 | 0 | 31.8 | 31.8 | 0 | 0 | 0 | 0 | 0 | 0 | 0 | 0 | 0 | 0 | 31.8 | 31.8 | 0 | 31.8 | 31.8
EOP | IS Tap | 138 | Solar |  |  | 0 | 0 | 0 | 0 | 0 | 0 | 0 | 0 | 0 | 0 | 0 | 0 | 0 | 0 | 0 | 0 | 0 | 0 | 0 | 0 | 0 | 0 | 0 | 0 | 0 | 0 | 0 | 0
EOP | Ivanpah | 115 | Solar |  |  | 0 | 0 | 0 | 0 | 0 | 0 | 0 | 0 | 0 | 0 | 0 | 0 | 0 | 0 | 0 | 0 | 0 | 0 | 0 | 0 | 0 | 0 | 0 | 0 | 0 | 0 | 0 | 0
EOP | Ivanpah | 230 | Solar |  |  | 0 | 0 | 0 | 0 | 0 | 0 | 0 | 0 | 0 | 0 | 0 | 0 | 0 | 0 | 0 | 0 | 0 | 0 | 0 | 0 | 0 | 0 | 0 | 0 | 0 | 0 | 0 | 0
EOP | Jackass (DOE) | 138 | Solar |  |  | 0 | 0 | 0 | 0 | 0 | 0 | 0 | 0 | 0 | 0 | 0 | 0 | 0 | 0 | 0 | 0 | 0 | 0 | 0 | 0 | 0 | 0 | 0 | 0 | 0 | 0 | 0 | 0
PG&E NGBA | James B Black | 230 | Solar |  |  | 0 | 0 | 0 | 0 | 0 | 0 | 0 | 0 | 0 | 0 | 0 | 0 | 0 | 0 | 0 | 0 | 0 | 0 | 0 | 0 | 0 | 0 | 0 | 0 | 0 | 0 | 0 | 0
PG&E GBA | Jefferson | 230 | Solar |  |  | 0 | 0 | 0 | 0 | 0 | 0 | 0 | 0 | 0 | 0 | 0 | 0 | 0 | 0 | 0 | 0 | 0 | 0 | 0 | 0 | 0 | 0 | 0 | 0 | 0 | 0 | 0 | 0
PG&E NGBA | Jessup | 115 | Solar |  |  | 0 | 0 | 0 | 0 | 0 | 0 | 0 | 0 | 0 | 0 | 0 | 0 | 0 | 0 | 0 | 0 | 0 | 0 | 0 | 0 | 0 | 0 | 0 | 0 | 0 | 0 | 0 | 0
SCE Metro | Johanna | 230 | Solar |  |  | 0 | 0 | 0 | 0 | 0 | 0 | 0 | 0 | 0 | 0 | 0 | 0 | 0 | 0 | 0 | 0 | 0 | 0 | 0 | 0 | 0 | 0 | 0 | 0 | 0 | 0 | 0 | 0
SCE Eastern | Julian Hinds | 230 | Solar |  |  | 0 | 0 | 0 | 0 | 0 | 0 | 0 | 0 | 0 | 0 | 0 | 0 | 0 | 0 | 0 | 0 | 0 | 0 | 0 | 0 | 0 | 0 | 0 | 0 | 0 | 0 | 0 | 0
PG&E GBA | Kasson | 115 | Solar |  |  | 0 | 0 | 0 | 0 | 0 | 0 | 0 | 0 | 0 | 0 | 0 | 0 | 0 | 0 | 0 | 0 | 0 | 0 | 0 | 0 | 0 | 0 | 0 | 0 | 0 | 0 | 0 | 0
PG&E GBA | Kasson | 60 | Solar |  |  | 0 | 0 | 0 | 0 | 0 | 0 | 0 | 0 | 0 | 0 | 0 | 0 | 0 | 0 | 0 | 0 | 0 | 0 | 0 | 0 | 0 | 0 | 0 | 0 | 0 | 0 | 0 | 0
PG&E FRESNO | Kearney | 230 | Solar |  |  | 0 | 0 | 0 | 0 | 0 | 0 | 0 | 0 | 0 | 0 | 0 | 0 | 0 | 0 | 0 | 0 | 0 | 0 | 0 | 0 | 0 | 0 | 0 | 0 | 0 | 0 | 0 | 0
PG&E FRESNO | Kearney | 70 | Solar |  |  | 0 | 0 | 0 | 0 | 0 | 0 | 0 | 0 | 0 | 0 | 0 | 0 | 0 | 0 | 0 | 0 | 0 | 0 | 0 | 0 | 0 | 0 | 0 | 0 | 0 | 0 | 0 | 0
PG&E GBA | Kelso | 230 | Solar |  |  | 0 | 0 | 0 | 0 | 0 | 0 | 0 | 0 | 0 | 0 | 0 | 0 | 0 | 0 | 0 | 0 | 0 | 0 | 0 | 0 | 0 | 0 | 0 | 0 | 0 | 0 | 0 | 0
PG&E FRESNO | Kerchoff 1 | 115 | Solar |  |  | 0 | 0 | 0 | 0 | 0 | 0 | 0 | 0 | 0 | 0 | 0 | 0 | 0 | 0 | 0 | 0 | 0 | 0 | 0 | 0 | 0 | 0 | 0 | 0 | 0 | 0 | 0 | 0
PG&E KERN | Kern Oil | 115 | Solar |  |  | 0 | 0 | 0 | 0 | 0 | 0 | 0 | 0 | 0 | 0 | 0 | 0 | 0 | 0 | 0 | 0 | 0 | 0 | 0 | 0 | 0 | 0 | 0 | 0 | 0 | 0 | 0 | 0
PG&E KERN | Kern PP | 115 | Solar |  |  | 0 | 0 | 0 | 0 | 0 | 0 | 0 | 0 | 0 | 0 | 0 | 0 | 0 | 0 | 0 | 0 | 0 | 0 | 0 | 0 | 0 | 0 | 0 | 0 | 0 | 0 | 0 | 0
PG&E KERN | Kern PP | 230 | Solar |  |  | 0 | 0 | 0 | 0 | 0 | 0 | 0 | 0 | 0 | 0 | 0 | 0 | 0 | 0 | 0 | 0 | 0 | 0 | 0 | 0 | 0 | 0 | 0 | 0 | 0 | 0 | 0 | 0
PG&E KERN | Kern PP | 70 | Solar |  |  | 0 | 0 | 0 | 0 | 0 | 0 | 0 | 0 | 0 | 0 | 0 | 0 | 0 | 0 | 0 | 0 | 0 | 0 | 0 | 0 | 0 | 0 | 0 | 0 | 0 | 0 | 0 | 0
PG&E KERN | Kernridge | 115 | Solar |  |  | 0 | 0 | 0 | 0 | 0 | 0 | 0 | 0 | 0 | 0 | 0 | 0 | 0 | 0 | 0 | 0 | 0 | 0 | 0 | 0 | 0 | 0 | 0 | 0 | 0 | 0 | 0 | 0
PG&E FRESNO | Kingsburg | 115 | Solar |  |  | 0 | 0 | 0 | 0 | 0 | 0 | 0 | 0 | 0 | 0 | 0 | 0 | 0 | 0 | 0 | 0 | 0 | 0 | 0 | 0 | 0 | 0 | 0 | 0 | 0 | 0 | 0 | 0
PG&E GBA | Kirker | 115 | Solar |  |  | 0 | 0 | 0 | 0 | 0 | 0 | 0 | 0 | 0 | 0 | 0 | 0 | 0 | 0 | 0 | 0 | 0 | 0 | 0 | 0 | 0 | 0 | 0 | 0 | 0 | 0 | 0 | 0
PG&E NGBA | Knights Landing | 115 | Solar |  |  | 0 | 0 | 0 | 0 | 0 | 0 | 0 | 0 | 0 | 0 | 0 | 0 | 0 | 0 | 0 | 0 | 0 | 0 | 0 | 0 | 0 | 0 | 0 | 0 | 0 | 0 | 0 | 0
PG&E NGBA | Konocti | 60 | Solar |  |  | 0 | 0 | 0 | 0 | 0 | 0 | 0 | 0 | 0 | 0 | 0 | 0 | 0 | 0 | 0 | 0 | 0 | 0 | 0 | 0 | 0 | 0 | 0 | 0 | 0 | 0 | 0 | 0
SCE NOL | Kramer | 115 | Solar |  |  | 1 | 0 | 0 | 0 | 0 | 8 | 8 | 0 | 0 | 0 | 0 | 8 | 8 | 0 | 0 | 0 | 0 | 0 | 0 | 0 | 0 | 0 | 0 | 8 | 8 | 0 | 8 | 8
SCE NOL | Kramer | 230 | Solar |  |  | 1 | 150 | 0 | 150 | 75 | 200 | 275 | 75 | 0 | 75 | 0 | 200 | 200 | 0 | 0 | 0 | 0 | 0 | 0 | 0 | 0 | 0 | 150 | 200 | 350 | 150 | 200 | 350
SCE Metro | La Cienega | 230 | Solar |  |  | 0 | 0 | 0 | 0 | 0 | 0 | 0 | 0 | 0 | 0 | 0 | 0 | 0 | 0 | 0 | 0 | 0 | 0 | 0 | 0 | 0 | 0 | 0 | 0 | 0 | 0 | 0 | 0
SCE Metro | La Fresa | 230 | Solar |  |  | 0 | 0 | 0 | 0 | 0 | 0 | 0 | 0 | 0 | 0 | 0 | 0 | 0 | 0 | 0 | 0 | 0 | 0 | 0 | 0 | 0 | 0 | 0 | 0 | 0 | 0 | 0 | 0
SCE Metro | Laguna Bell | 230 | Solar |  |  | 0 | 0 | 0 | 0 | 0 | 0 | 0 | 0 | 0 | 0 | 0 | 0 | 0 | 0 | 0 | 0 | 0 | 0 | 0 | 0 | 0 | 0 | 0 | 0 | 0 | 0 | 0 | 0
PG&E KERN | Lakeview | 70 | Solar |  |  | 1 | 0 | 0 | 0 | 0 | 70 | 70 | 0 | 0 | 0 | 0 | 70 | 70 | 0 | 0 | 0 | 0 | 0 | 0 | 0 | 0 | 0 | 0 | 70 | 70 | 0 | 70 | 70
PG&E NGBA | Lakeville | 230 | Solar |  |  | 0 | 0 | 0 | 0 | 0 | 0 | 0 | 0 | 0 | 0 | 0 | 0 | 0 | 0 | 0 | 0 | 0 | 0 | 0 | 0 | 0 | 0 | 0 | 0 | 0 | 0 | 0 | 0
PG&E NGBA | Lakeville | 60 | Solar |  |  | 0 | 0 | 0 | 0 | 0 | 0 | 0 | 0 | 0 | 0 | 0 | 0 | 0 | 0 | 0 | 0 | 0 | 0 | 0 | 0 | 0 | 0 | 0 | 0 | 0 | 0 | 0 | 0
PG&E NGBA | Lakeville | 115 | Solar |  |  | 0 | 0 | 0 | 0 | 0 | 0 | 0 | 0 | 0 | 0 | 0 | 0 | 0 | 0 | 0 | 0 | 0 | 0 | 0 | 0 | 0 | 0 | 0 | 0 | 0 | 0 | 0 | 0
PG&E GBA | Lakewood | 115 | Solar |  |  | 0 | 0 | 0 | 0 | 0 | 0 | 0 | 0 | 0 | 0 | 0 | 0 | 0 | 0 | 0 | 0 | 0 | 0 | 0 | 0 | 0 | 0 | 0 | 0 | 0 | 0 | 0 | 0
PG&E NGBA | Lambie | 230 | Solar |  |  | 0 | 0 | 0 | 0 | 0 | 0 | 0 | 0 | 0 | 0 | 0 | 0 | 0 | 0 | 0 | 0 | 0 | 0 | 0 | 0 | 0 | 0 | 0 | 0 | 0 | 0 | 0 | 0
PG&E GBA | Lammers | 115 | Solar |  |  | 0 | 0 | 0 | 0 | 0 | 0 | 0 | 0 | 0 | 0 | 0 | 0 | 0 | 0 | 0 | 0 | 0 | 0 | 0 | 0 | 0 | 0 | 0 | 0 | 0 | 0 | 0 | 0
PG&E KERN | Lamont | 115 | Solar |  |  | 1 | 0 | 0 | 0 | 0 | 0 | 0 | 0 | 0 | 0 | 0 | 0 | 0 | 0 | 80 | 80 | 30 | 90 | 120 | 30 | 170 | 200 | 0 | 80 | 80 | 30 | 170 | 200
PG&E FRESNO | Las Aguilas | 230 | Solar |  |  | 0 | 0 | 0 | 0 | 0 | 0 | 0 | 0 | 0 | 0 | 0 | 0 | 0 | 0 | 0 | 0 | 0 | 0 | 0 | 0 | 0 | 0 | 0 | 0 | 0 | 0 | 0 | 0
EOP | Lathrop | 138 | Solar |  |  | 0 | 0 | 0 | 0 | 0 | 0 | 0 | 0 | 0 | 0 | 0 | 0 | 0 | 0 | 0 | 0 | 0 | 0 | 0 | 0 | 0 | 0 | 0 | 0 | 0 | 0 | 0 | 0
EOP | Lathrop | 230 | Solar |  |  | 1 | 0 | 0 | 0 | 0 | 0 | 0 | 0 | 0 | 0 | 0 | 0 | 0 | 0 | 0 | 0 | 200 | 250 | 450 | 200 | 250 | 450 | 0 | 0 | 0 | 200 | 250 | 450
PG&E FRESNO | Le Grand | 115 | Solar |  |  | 1 | 0 | 0 | 0 | 0 | 0 | 0 | 0 | 0 | 0 | 0 | 0 | 0 | 0 | 0 | 0 | 50 | 100 | 150 | 50 | 100 | 150 | 0 | 0 | 0 | 50 | 100 | 150
PG&E FRESNO | Lemoore | 70 | Solar |  |  | 1 | 0 | 0 | 0 | 0 | 0 | 0 | 0 | 0 | 0 | 0 | 0 | 0 | 0 | 22 | 22 | 0 | 0 | 0 | 0 | 22 | 22 | 0 | 22 | 22 | 0 | 22 | 22
PG&E KERN | Lerdo | 115 | Solar |  |  | 0 | 0 | 0 | 0 | 0 | 0 | 0 | 0 | 0 | 0 | 0 | 0 | 0 | 0 | 0 | 0 | 0 | 0 | 0 | 0 | 0 | 0 | 0 | 0 | 0 | 0 | 0 | 0
SCE Metro | Lewis | 230 | Solar |  |  | 0 | 0 | 0 | 0 | 0 | 0 | 0 | 0 | 0 | 0 | 0 | 0 | 0 | 0 | 0 | 0 | 0 | 0 | 0 | 0 | 0 | 0 | 0 | 0 | 0 | 0 | 0 | 0
SCE Metro | Lighthipe | 230 | Solar |  |  | 0 | 0 | 0 | 0 | 0 | 0 | 0 | 0 | 0 | 0 | 0 | 0 | 0 | 0 | 0 | 0 | 0 | 0 | 0 | 0 | 0 | 0 | 0 | 0 | 0 | 0 | 0 | 0
SDGE | Lilac | 69 | Solar |  |  | 0 | 0 | 0 | 0 | 0 | 0 | 0 | 0 | 0 | 0 | 0 | 0 | 0 | 0 | 0 | 0 | 0 | 0 | 0 | 0 | 0 | 0 | 0 | 0 | 0 | 0 | 0 | 0
PG&E NGBA | Lincoln | 115 | Solar |  |  | 0 | 0 | 0 | 0 | 0 | 0 | 0 | 0 | 0 | 0 | 0 | 0 | 0 | 0 | 0 | 0 | 0 | 0 | 0 | 0 | 0 | 0 | 0 | 0 | 0 | 0 | 0 | 0
PG&E KERN | Live Oak | 115 | Solar |  |  | 0 | 0 | 0 | 0 | 0 | 0 | 0 | 0 | 0 | 0 | 0 | 0 | 0 | 0 | 0 | 0 | 0 | 0 | 0 | 0 | 0 | 0 | 0 | 0 | 0 | 0 | 0 | 0
PG&E GBA | Llagas | 115 | Solar |  |  | 1 | 0 | 0 | 0 | 0 | 0 | 0 | 0 | 0 | 0 | 0 | 0 | 0 | 0 | 0 | 0 | 0 | 50 | 50 | 0 | 50 | 50 | 0 | 0 | 0 | 0 | 50 | 50
PG&E GBA | Lockeford | 115 | Solar |  |  | 0 | 0 | 0 | 0 | 0 | 0 | 0 | 0 | 0 | 0 | 0 | 0 | 0 | 0 | 0 | 0 | 0 | 0 | 0 | 0 | 0 | 0 | 0 | 0 | 0 | 0 | 0 | 0
PG&E GBA | Lockeford | 230 | Solar |  |  | 0 | 0 | 0 | 0 | 0 | 0 | 0 | 0 | 0 | 0 | 0 | 0 | 0 | 0 | 0 | 0 | 0 | 0 | 0 | 0 | 0 | 0 | 0 | 0 | 0 | 0 | 0 | 0
PG&E GBA | Lockeford | 60 | Solar |  |  | 0 | 0 | 0 | 0 | 0 | 0 | 0 | 0 | 0 | 0 | 0 | 0 | 0 | 0 | 0 | 0 | 0 | 0 | 0 | 0 | 0 | 0 | 0 | 0 | 0 | 0 | 0 | 0
PG&E GBA | Lodi | 230 | Solar |  |  | 0 | 0 | 0 | 0 | 0 | 0 | 0 | 0 | 0 | 0 | 0 | 0 | 0 | 0 | 0 | 0 | 0 | 0 | 0 | 0 | 0 | 0 | 0 | 0 | 0 | 0 | 0 | 0
PG&E NGBA | Logan Creek | 230 | Solar |  |  | 0 | 0 | 0 | 0 | 0 | 0 | 0 | 0 | 0 | 0 | 0 | 0 | 0 | 0 | 0 | 0 | 0 | 0 | 0 | 0 | 0 | 0 | 0 | 0 | 0 | 0 | 0 | 0
PG&E GBA | Lone Tree | 230 | Solar |  |  | 0 | 0 | 0 | 0 | 0 | 0 | 0 | 0 | 0 | 0 | 0 | 0 | 0 | 0 | 0 | 0 | 0 | 0 | 0 | 0 | 0 | 0 | 0 | 0 | 0 | 0 | 0 | 0
PG&E FRESNO | Los Banos | 230 | Solar |  |  | 1 | 0 | 0 | 0 | 0 | 0 | 0 | 0 | 0 | 0 | 0 | 0 | 0 | 150 | 280 | 430 | 0 | 0 | 0 | 150 | 280 | 430 | 150 | 280 | 430 | 150 | 280 | 430
PG&E FRESNO | Los Banos | 500 | Solar |  |  | 1 | 0 | 0 | 0 | 0 | 0 | 0 | 0 | 0 | 0 | 0 | 0 | 0 | 0 | 0 | 0 | 200 | 500 | 700 | 200 | 500 | 700 | 0 | 0 | 0 | 200 | 500 | 700
SDGE | Los Coches | 138 | Solar |  |  | 0 | 0 | 0 | 0 | 0 | 0 | 0 | 0 | 0 | 0 | 0 | 0 | 0 | 0 | 0 | 0 | 0 | 0 | 0 | 0 | 0 | 0 | 0 | 0 | 0 | 0 | 0 | 0
SDGE | Los Coches | 69 | Solar |  |  | 0 | 0 | 0 | 0 | 0 | 0 | 0 | 0 | 0 | 0 | 0 | 0 | 0 | 0 | 0 | 0 | 0 | 0 | 0 | 0 | 0 | 0 | 0 | 0 | 0 | 0 | 0 | 0
PG&E GBA | Los Esteros | 115 | Solar |  |  | 0 | 0 | 0 | 0 | 0 | 0 | 0 | 0 | 0 | 0 | 0 | 0 | 0 | 0 | 0 | 0 | 0 | 0 | 0 | 0 | 0 | 0 | 0 | 0 | 0 | 0 | 0 | 0
PG&E GBA | Los Esteros | 230 | Solar |  |  | 0 | 0 | 0 | 0 | 0 | 0 | 0 | 0 | 0 | 0 | 0 | 0 | 0 | 0 | 0 | 0 | 0 | 0 | 0 | 0 | 0 | 0 | 0 | 0 | 0 | 0 | 0 | 0
PG&E GBA | Los Positas | 230 | Solar |  |  | 0 | 0 | 0 | 0 | 0 | 0 | 0 | 0 | 0 | 0 | 0 | 0 | 0 | 0 | 0 | 0 | 0 | 0 | 0 | 0 | 0 | 0 | 0 | 0 | 0 | 0 | 0 | 0
PG&E GBA | Los Positas | 60 | Solar |  |  | 0 | 0 | 0 | 0 | 0 | 0 | 0 | 0 | 0 | 0 | 0 | 0 | 0 | 0 | 0 | 0 | 0 | 0 | 0 | 0 | 0 | 0 | 0 | 0 | 0 | 0 | 0 | 0
SDGE | Loveland | 69 | Solar |  |  | 0 | 0 | 0 | 0 | 0 | 0 | 0 | 0 | 0 | 0 | 0 | 0 | 0 | 0 | 0 | 0 | 0 | 0 | 0 | 0 | 0 | 0 | 0 | 0 | 0 | 0 | 0 | 0
SCE NOL | Lugo | 230 | Solar |  |  | 0 | 0 | 0 | 0 | 0 | 0 | 0 | 0 | 0 | 0 | 0 | 0 | 0 | 0 | 0 | 0 | 0 | 0 | 0 | 0 | 0 | 0 | 0 | 0 | 0 | 0 | 0 | 0
SCE Metro | Lugo | 500 | Solar |  |  | 0 | 0 | 0 | 0 | 0 | 0 | 0 | 0 | 0 | 0 | 0 | 0 | 0 | 0 | 0 | 0 | 0 | 0 | 0 | 0 | 0 | 0 | 0 | 0 | 0 | 0 | 0 | 0
PG&E FRESNO | Madera | 70 | Solar |  |  | 0 | 0 | 0 | 0 | 0 | 0 | 0 | 0 | 0 | 0 | 0 | 0 | 0 | 0 | 0 | 0 | 0 | 0 | 0 | 0 | 0 | 0 | 0 | 0 | 0 | 0 | 0 | 0
PG&E NGBA | Madison | 115 | Solar |  |  | 1 | 0 | 0 | 0 | 0 | 13 | 13 | 0 | 0 | 0 | 0 | 13 | 13 | 0 | 0 | 0 | 0 | 0 | 0 | 0 | 0 | 0 | 0 | 13 | 13 | 0 | 13 | 13
PG&E KERN | Magunden | 115 | Solar |  |  | 0 | 0 | 0 | 0 | 0 | 0 | 0 | 0 | 0 | 0 | 0 | 0 | 0 | 0 | 0 | 0 | 0 | 0 | 0 | 0 | 0 | 0 | 0 | 0 | 0 | 0 | 0 | 0
SCE Northern | Magunden | 230 | Solar |  |  | 0 | 0 | 0 | 0 | 0 | 0 | 0 | 0 | 0 | 0 | 0 | 0 | 0 | 0 | 0 | 0 | 0 | 0 | 0 | 0 | 0 | 0 | 0 | 0 | 0 | 0 | 0 | 0
PG&E FRESNO | Malaga | 115 | Solar |  |  | 0 | 0 | 0 | 0 | 0 | 0 | 0 | 0 | 0 | 0 | 0 | 0 | 0 | 0 | 0 | 0 | 0 | 0 | 0 | 0 | 0 | 0 | 0 | 0 | 0 | 0 | 0 | 0
PG&E NGBA | Malin | 500 | Solar |  |  | 0 | 0 | 0 | 0 | 0 | 0 | 0 | 0 | 0 | 0 | 0 | 0 | 0 | 0 | 0 | 0 | 0 | 0 | 0 | 0 | 0 | 0 | 0 | 0 | 0 | 0 | 0 | 0
SCE Northern | Mandalay | 230 | Solar |  |  | 0 | 0 | 0 | 0 | 0 | 0 | 0 | 0 | 0 | 0 | 0 | 0 | 0 | 0 | 0 | 0 | 0 | 0 | 0 | 0 | 0 | 0 | 0 | 0 | 0 | 0 | 0 | 0
PG&E FRESNO | Manning | 230 | Solar |  |  | 1 | 0 | 0 | 0 | 0 | 0 | 0 | 0 | 0 | 0 | 0 | 0 | 0 | 0 | 0 | 0 | 50 | 200 | 250 | 50 | 200 | 250 | 0 | 0 | 0 | 50 | 200 | 250
PG&E FRESNO | Manning | 500 | Solar |  |  | 1 | 0 | 0 | 0 | 0 | 0 | 0 | 0 | 0 | 0 | 0 | 0 | 0 | 0 | 600 | 600 | 500 | 400 | 900 | 500 | 1000 | 1500 | 0 | 600 | 600 | 500 | 1000 | 1500
PG&E GBA | Manteca | 115 | Solar |  |  | 0 | 0 | 0 | 0 | 0 | 0 | 0 | 0 | 0 | 0 | 0 | 0 | 0 | 0 | 0 | 0 | 0 | 0 | 0 | 0 | 0 | 0 | 0 | 0 | 0 | 0 | 0 | 0
SDGE | Margarita | 138 | Solar |  |  | 0 | 0 | 0 | 0 | 0 | 0 | 0 | 0 | 0 | 0 | 0 | 0 | 0 | 0 | 0 | 0 | 0 | 0 | 0 | 0 | 0 | 0 | 0 | 0 | 0 | 0 | 0 | 0
PG&E GBA | Martin | 230 | Solar |  |  | 0 | 0 | 0 | 0 | 0 | 0 | 0 | 0 | 0 | 0 | 0 | 0 | 0 | 0 | 0 | 0 | 0 | 0 | 0 | 0 | 0 | 0 | 0 | 0 | 0 | 0 | 0 | 0
PG&E GBA | Martin | 115 | Solar |  |  | 0 | 0 | 0 | 0 | 0 | 0 | 0 | 0 | 0 | 0 | 0 | 0 | 0 | 0 | 0 | 0 | 0 | 0 | 0 | 0 | 0 | 0 | 0 | 0 | 0 | 0 | 0 | 0
PG&E GBA | Martinez | 115 | Solar |  |  | 0 | 0 | 0 | 0 | 0 | 0 | 0 | 0 | 0 | 0 | 0 | 0 | 0 | 0 | 0 | 0 | 0 | 0 | 0 | 0 | 0 | 0 | 0 | 0 | 0 | 0 | 0 | 0
PG&E FRESNO | Mc Mullin | 230 | Solar |  |  | 1 | 0 | 0 | 0 | 0 | 0 | 0 | 0 | 0 | 0 | 0 | 0 | 0 | 0 | 0 | 0 | 100 | 200 | 300 | 100 | 200 | 300 | 0 | 0 | 0 | 100 | 200 | 300
PG&E FRESNO | McCall | 115 | Solar |  |  | 0 | 0 | 0 | 0 | 0 | 0 | 0 | 0 | 0 | 0 | 0 | 0 | 0 | 0 | 0 | 0 | 0 | 0 | 0 | 0 | 0 | 0 | 0 | 0 | 0 | 0 | 0 | 0
PG&E FRESNO | McCall | 230 | Solar |  |  | 0 | 0 | 0 | 0 | 0 | 0 | 0 | 0 | 0 | 0 | 0 | 0 | 0 | 0 | 0 | 0 | 0 | 0 | 0 | 0 | 0 | 0 | 0 | 0 | 0 | 0 | 0 | 0
PG&E GBA | Meadow Lane | 115 | Solar |  |  | 0 | 0 | 0 | 0 | 0 | 0 | 0 | 0 | 0 | 0 | 0 | 0 | 0 | 0 | 0 | 0 | 0 | 0 | 0 | 0 | 0 | 0 | 0 | 0 | 0 | 0 | 0 | 0
PG&E GBA | Melones | 115 | Solar |  |  | 0 | 0 | 0 | 0 | 0 | 0 | 0 | 0 | 0 | 0 | 0 | 0 | 0 | 0 | 0 | 0 | 0 | 0 | 0 | 0 | 0 | 0 | 0 | 0 | 0 | 0 | 0 | 0
PG&E GBA | Melones | 230 | Solar |  |  | 0 | 0 | 0 | 0 | 0 | 0 | 0 | 0 | 0 | 0 | 0 | 0 | 0 | 0 | 0 | 0 | 0 | 0 | 0 | 0 | 0 | 0 | 0 | 0 | 0 | 0 | 0 | 0
SDGE | Melrose | 69 | Solar |  |  | 0 | 0 | 0 | 0 | 0 | 0 | 0 | 0 | 0 | 0 | 0 | 0 | 0 | 0 | 0 | 0 | 0 | 0 | 0 | 0 | 0 | 0 | 0 | 0 | 0 | 0 | 0 | 0
PG&E NGBA | Mendocino | 115 | Solar |  |  | 0 | 0 | 0 | 0 | 0 | 0 | 0 | 0 | 0 | 0 | 0 | 0 | 0 | 0 | 0 | 0 | 0 | 0 | 0 | 0 | 0 | 0 | 0 | 0 | 0 | 0 | 0 | 0
PG&E NGBA | Mendocino | 60 | Solar |  |  | 0 | 0 | 0 | 0 | 0 | 0 | 0 | 0 | 0 | 0 | 0 | 0 | 0 | 0 | 0 | 0 | 0 | 0 | 0 | 0 | 0 | 0 | 0 | 0 | 0 | 0 | 0 | 0
PG&E FRESNO | Mendota | 115 | Solar |  |  | 0 | 0 | 0 | 0 | 0 | 0 | 0 | 0 | 0 | 0 | 0 | 0 | 0 | 0 | 0 | 0 | 0 | 0 | 0 | 0 | 0 | 0 | 0 | 0 | 0 | 0 | 0 | 0
PG&E GBA | Menlo | 60 | Solar |  |  | 0 | 0 | 0 | 0 | 0 | 0 | 0 | 0 | 0 | 0 | 0 | 0 | 0 | 0 | 0 | 0 | 0 | 0 | 0 | 0 | 0 | 0 | 0 | 0 | 0 | 0 | 0 | 0
PG&E FRESNO | Merced | 115 | Solar |  |  | 0 | 0 | 0 | 0 | 0 | 0 | 0 | 0 | 0 | 0 | 0 | 0 | 0 | 0 | 0 | 0 | 0 | 0 | 0 | 0 | 0 | 0 | 0 | 0 | 0 | 0 | 0 | 0
EOP | Mercury | 138 | Solar |  |  | 0 | 0 | 0 | 0 | 0 | 0 | 0 | 0 | 0 | 0 | 0 | 0 | 0 | 0 | 0 | 0 | 0 | 0 | 0 | 0 | 0 | 0 | 0 | 0 | 0 | 0 | 0 | 0
PG&E FRESNO | Mercy Springs | 70 | Solar |  |  | 1 | 0 | 0 | 0 | 0 | 75 | 75 | 0 | 0 | 0 | 0 | 75 | 75 | 0 | 0 | 0 | 0 | 0 | 0 | 0 | 0 | 0 | 0 | 75 | 75 | 0 | 75 | 75
PG&E NGBA | Meridian | 60 | Solar |  |  | 0 | 0 | 0 | 0 | 0 | 0 | 0 | 0 | 0 | 0 | 0 | 0 | 0 | 0 | 0 | 0 | 0 | 0 | 0 | 0 | 0 | 0 | 0 | 0 | 0 | 0 | 0 | 0
PG&E KERN | Mesa (PGE) | 115 | Solar |  |  | 0 | 0 | 0 | 0 | 0 | 0 | 0 | 0 | 0 | 0 | 0 | 0 | 0 | 0 | 0 | 0 | 0 | 0 | 0 | 0 | 0 | 0 | 0 | 0 | 0 | 0 | 0 | 0
PG&E KERN | Mesa (PGE) | 230 | Solar |  |  | 0 | 0 | 0 | 0 | 0 | 0 | 0 | 0 | 0 | 0 | 0 | 0 | 0 | 0 | 0 | 0 | 0 | 0 | 0 | 0 | 0 | 0 | 0 | 0 | 0 | 0 | 0 | 0
SCE Metro | Mesa (SCE) | 230 | Solar |  |  | 0 | 0 | 0 | 0 | 0 | 0 | 0 | 0 | 0 | 0 | 0 | 0 | 0 | 0 | 0 | 0 | 0 | 0 | 0 | 0 | 0 | 0 | 0 | 0 | 0 | 0 | 0 | 0
SCE Metro | Mesa (SCE) | 500 | Solar |  |  | 0 | 0 | 0 | 0 | 0 | 0 | 0 | 0 | 0 | 0 | 0 | 0 | 0 | 0 | 0 | 0 | 0 | 0 | 0 | 0 | 0 | 0 | 0 | 0 | 0 | 0 | 0 | 0
SDGE | Mesa Heights | 69 | Solar |  |  | 0 | 0 | 0 | 0 | 0 | 0 | 0 | 0 | 0 | 0 | 0 | 0 | 0 | 0 | 0 | 0 | 0 | 0 | 0 | 0 | 0 | 0 | 0 | 0 | 0 | 0 | 0 | 0
PG&E GBA | Metcalf | 115 | Solar |  |  | 0 | 0 | 0 | 0 | 0 | 0 | 0 | 0 | 0 | 0 | 0 | 0 | 0 | 0 | 0 | 0 | 0 | 0 | 0 | 0 | 0 | 0 | 0 | 0 | 0 | 0 | 0 | 0
PG&E GBA | Metcalf | 230 | Solar |  |  | 0 | 0 | 0 | 0 | 0 | 0 | 0 | 0 | 0 | 0 | 0 | 0 | 0 | 0 | 0 | 0 | 0 | 0 | 0 | 0 | 0 | 0 | 0 | 0 | 0 | 0 | 0 | 0
PG&E GBA | Metcalf | 500 | Solar |  |  | 0 | 0 | 0 | 0 | 0 | 0 | 0 | 0 | 0 | 0 | 0 | 0 | 0 | 0 | 0 | 0 | 0 | 0 | 0 | 0 | 0 | 0 | 0 | 0 | 0 | 0 | 0 | 0
PG&E KERN | Midway | 115 | Solar |  |  | 1 | 0 | 0 | 0 | 0 | 0 | 0 | 0 | 0 | 0 | 0 | 0 | 0 | 204 | 120 | 324 | 1 | 60 | 61 | 205 | 180 | 385 | 204 | 120 | 324 | 205 | 180 | 385
PG&E KERN | Midway | 230 | Solar |  |  | 0 | 0 | 0 | 0 | 0 | 0 | 0 | 0 | 0 | 0 | 0 | 0 | 0 | 0 | 0 | 0 | 0 | 0 | 0 | 0 | 0 | 0 | 0 | 0 | 0 | 0 | 0 | 0
PG&E KERN | Midway | 500 | Solar |  |  | 1 | 0 | 0 | 0 | 0 | 0 | 0 | 0 | 0 | 0 | 0 | 0 | 0 | 300 | 350 | 650 | 0 | 450 | 450 | 300 | 800 | 1100 | 300 | 350 | 650 | 300 | 800 | 1100
SDGE | Miguel | 230 | Solar |  |  | 0 | 0 | 0 | 0 | 0 | 0 | 0 | 0 | 0 | 0 | 0 | 0 | 0 | 0 | 0 | 0 | 0 | 0 | 0 | 0 | 0 | 0 | 0 | 0 | 0 | 0 | 0 | 0
SDGE | Miguel | 500 | Solar |  |  | 0 | 0 | 0 | 0 | 0 | 0 | 0 | 0 | 0 | 0 | 0 | 0 | 0 | 0 | 0 | 0 | 0 | 0 | 0 | 0 | 0 | 0 | 0 | 0 | 0 | 0 | 0 | 0
SDGE | Miguel | 69 | Solar |  |  | 0 | 0 | 0 | 0 | 0 | 0 | 0 | 0 | 0 | 0 | 0 | 0 | 0 | 0 | 0 | 0 | 0 | 0 | 0 | 0 | 0 | 0 | 0 | 0 | 0 | 0 | 0 | 0
PG&E GBA | Millbrae | 115 | Solar |  |  | 0 | 0 | 0 | 0 | 0 | 0 | 0 | 0 | 0 | 0 | 0 | 0 | 0 | 0 | 0 | 0 | 0 | 0 | 0 | 0 | 0 | 0 | 0 | 0 | 0 | 0 | 0 | 0
PG&E GBA | Miller | 115 | Solar |  |  | 0 | 0 | 0 | 0 | 0 | 0 | 0 | 0 | 0 | 0 | 0 | 0 | 0 | 0 | 0 | 0 | 0 | 0 | 0 | 0 | 0 | 0 | 0 | 0 | 0 | 0 | 0 | 0
SCE Metro | Mira Loma | 230 | Solar |  |  | 0 | 0 | 0 | 0 | 0 | 0 | 0 | 0 | 0 | 0 | 0 | 0 | 0 | 0 | 0 | 0 | 0 | 0 | 0 | 0 | 0 | 0 | 0 | 0 | 0 | 0 | 0 | 0
SCE Metro | Mira Loma | 500 | Solar |  |  | 0 | 0 | 0 | 0 | 0 | 0 | 0 | 0 | 0 | 0 | 0 | 0 | 0 | 0 | 0 | 0 | 0 | 0 | 0 | 0 | 0 | 0 | 0 | 0 | 0 | 0 | 0 | 0
SCE Eastern | Mirage | 115 | Solar |  |  | 0 | 0 | 0 | 0 | 0 | 0 | 0 | 0 | 0 | 0 | 0 | 0 | 0 | 0 | 0 | 0 | 0 | 0 | 0 | 0 | 0 | 0 | 0 | 0 | 0 | 0 | 0 | 0
SCE Eastern | Mirage | 230 | Solar |  |  | 1 | 0 | 130 | 130 | 0 | 0 | 0 | 0 | 0 | 0 | 0 | 0 | 0 | 0 | 0 | 0 | 0 | 0 | 0 | 0 | 0 | 0 | 0 | 130 | 130 | 0 | 130 | 130
SDGE | Mission | 138 | Solar |  |  | 0 | 0 | 0 | 0 | 0 | 0 | 0 | 0 | 0 | 0 | 0 | 0 | 0 | 0 | 0 | 0 | 0 | 0 | 0 | 0 | 0 | 0 | 0 | 0 | 0 | 0 | 0 | 0
SDGE | Mission | 230 | Solar |  |  | 0 | 0 | 0 | 0 | 0 | 0 | 0 | 0 | 0 | 0 | 0 | 0 | 0 | 0 | 0 | 0 | 0 | 0 | 0 | 0 | 0 | 0 | 0 | 0 | 0 | 0 | 0 | 0
SDGE | Mission | 69 | Solar |  |  | 0 | 0 | 0 | 0 | 0 | 0 | 0 | 0 | 0 | 0 | 0 | 0 | 0 | 0 | 0 | 0 | 0 | 0 | 0 | 0 | 0 | 0 | 0 | 0 | 0 | 0 | 0 | 0
PG&E GBA | Mi-Wuk | 115 | Solar |  |  | 0 | 0 | 0 | 0 | 0 | 0 | 0 | 0 | 0 | 0 | 0 | 0 | 0 | 0 | 0 | 0 | 0 | 0 | 0 | 0 | 0 | 0 | 0 | 0 | 0 | 0 | 0 | 0
EOP | Mohave | 500 | Solar |  |  | 1 | 0 | 0 | 0 | 0 | 0 | 0 | 0 | 0 | 0 | 0 | 0 | 0 | 400 | 0 | 400 | 0 | 587 | 587 | 400 | 587 | 987 | 400 | 0 | 400 | 400 | 587 | 987
PG&E NGBA | Monroe | 115 | Solar |  |  | 0 | 0 | 0 | 0 | 0 | 0 | 0 | 0 | 0 | 0 | 0 | 0 | 0 | 0 | 0 | 0 | 0 | 0 | 0 | 0 | 0 | 0 | 0 | 0 | 0 | 0 | 0 | 0
SDGE | Monserate | 69 | Solar |  |  | 0 | 0 | 0 | 0 | 0 | 0 | 0 | 0 | 0 | 0 | 0 | 0 | 0 | 0 | 0 | 0 | 0 | 0 | 0 | 0 | 0 | 0 | 0 | 0 | 0 | 0 | 0 | 0
PG&E GBA | Monta Vista | 115 | Solar |  |  | 0 | 0 | 0 | 0 | 0 | 0 | 0 | 0 | 0 | 0 | 0 | 0 | 0 | 0 | 0 | 0 | 0 | 0 | 0 | 0 | 0 | 0 | 0 | 0 | 0 | 0 | 0 | 0
PG&E GBA | Monta Vista | 230 | Solar |  |  | 0 | 0 | 0 | 0 | 0 | 0 | 0 | 0 | 0 | 0 | 0 | 0 | 0 | 0 | 0 | 0 | 0 | 0 | 0 | 0 | 0 | 0 | 0 | 0 | 0 | 0 | 0 | 0
PG&E GBA | Monta Vista | 60 | Solar |  |  | 0 | 0 | 0 | 0 | 0 | 0 | 0 | 0 | 0 | 0 | 0 | 0 | 0 | 0 | 0 | 0 | 0 | 0 | 0 | 0 | 0 | 0 | 0 | 0 | 0 | 0 | 0 | 0
PG&E NGBA | Monticello | 115 | Solar |  |  | 0 | 0 | 0 | 0 | 0 | 0 | 0 | 0 | 0 | 0 | 0 | 0 | 0 | 0 | 0 | 0 | 0 | 0 | 0 | 0 | 0 | 0 | 0 | 0 | 0 | 0 | 0 | 0
SCE Northern | Moorpark | 230 | Solar |  |  | 0 | 0 | 0 | 0 | 0 | 0 | 0 | 0 | 0 | 0 | 0 | 0 | 0 | 0 | 0 | 0 | 0 | 0 | 0 | 0 | 0 | 0 | 0 | 0 | 0 | 0 | 0 | 0
SCE Northern | Moorpark | 66 | Solar |  |  | 0 | 0 | 0 | 0 | 0 | 0 | 0 | 0 | 0 | 0 | 0 | 0 | 0 | 0 | 0 | 0 | 0 | 0 | 0 | 0 | 0 | 0 | 0 | 0 | 0 | 0 | 0 | 0
PG&E GBA | Moraga | 115 | Solar |  |  | 0 | 0 | 0 | 0 | 0 | 0 | 0 | 0 | 0 | 0 | 0 | 0 | 0 | 0 | 0 | 0 | 0 | 0 | 0 | 0 | 0 | 0 | 0 | 0 | 0 | 0 | 0 | 0
PG&E GBA | Moraga | 230 | Solar |  |  | 0 | 0 | 0 | 0 | 0 | 0 | 0 | 0 | 0 | 0 | 0 | 0 | 0 | 0 | 0 | 0 | 0 | 0 | 0 | 0 | 0 | 0 | 0 | 0 | 0 | 0 | 0 | 0
PG&E GBA | Morgan Hill | 115 | Solar |  |  | 0 | 0 | 0 | 0 | 0 | 0 | 0 | 0 | 0 | 0 | 0 | 0 | 0 | 0 | 0 | 0 | 0 | 0 | 0 | 0 | 0 | 0 | 0 | 0 | 0 | 0 | 0 | 0
PG&E KERN | Morro Bay | 115 | Solar |  |  | 0 | 0 | 0 | 0 | 0 | 0 | 0 | 0 | 0 | 0 | 0 | 0 | 0 | 0 | 0 | 0 | 0 | 0 | 0 | 0 | 0 | 0 | 0 | 0 | 0 | 0 | 0 | 0
PG&E KERN | Morro Bay | 230 | Solar |  |  | 0 | 0 | 0 | 0 | 0 | 0 | 0 | 0 | 0 | 0 | 0 | 0 | 0 | 0 | 0 | 0 | 0 | 0 | 0 | 0 | 0 | 0 | 0 | 0 | 0 | 0 | 0 | 0
PG&E KERN | Morro Bay | 500 | Solar |  |  | 0 | 0 | 0 | 0 | 0 | 0 | 0 | 0 | 0 | 0 | 0 | 0 | 0 | 0 | 0 | 0 | 0 | 0 | 0 | 0 | 0 | 0 | 0 | 0 | 0 | 0 | 0 | 0
PG&E GBA | Moss Landing | 115 | Solar |  |  | 0 | 0 | 0 | 0 | 0 | 0 | 0 | 0 | 0 | 0 | 0 | 0 | 0 | 0 | 0 | 0 | 0 | 0 | 0 | 0 | 0 | 0 | 0 | 0 | 0 | 0 | 0 | 0
PG&E GBA | Moss Landing | 230 | Solar |  |  | 0 | 0 | 0 | 0 | 0 | 0 | 0 | 0 | 0 | 0 | 0 | 0 | 0 | 0 | 0 | 0 | 0 | 0 | 0 | 0 | 0 | 0 | 0 | 0 | 0 | 0 | 0 | 0
PG&E GBA | Moss Landing | 500 | Solar |  |  | 0 | 0 | 0 | 0 | 0 | 0 | 0 | 0 | 0 | 0 | 0 | 0 | 0 | 0 | 0 | 0 | 0 | 0 | 0 | 0 | 0 | 0 | 0 | 0 | 0 | 0 | 0 | 0
EOP | Mountain Pass | 115 | Solar |  |  | 0 | 0 | 0 | 0 | 0 | 0 | 0 | 0 | 0 | 0 | 0 | 0 | 0 | 0 | 0 | 0 | 0 | 0 | 0 | 0 | 0 | 0 | 0 | 0 | 0 | 0 | 0 | 0
PG&E GBA | Mountain View | 115 | Solar |  |  | 0 | 0 | 0 | 0 | 0 | 0 | 0 | 0 | 0 | 0 | 0 | 0 | 0 | 0 | 0 | 0 | 0 | 0 | 0 | 0 | 0 | 0 | 0 | 0 | 0 | 0 | 0 | 0
PG&E GBA | Mt Eden | 115 | Solar |  |  | 0 | 0 | 0 | 0 | 0 | 0 | 0 | 0 | 0 | 0 | 0 | 0 | 0 | 0 | 0 | 0 | 0 | 0 | 0 | 0 | 0 | 0 | 0 | 0 | 0 | 0 | 0 | 0
PG&E KERN | Mt Poso | 115 | Solar |  |  | 0 | 0 | 0 | 0 | 0 | 0 | 0 | 0 | 0 | 0 | 0 | 0 | 0 | 0 | 0 | 0 | 0 | 0 | 0 | 0 | 0 | 0 | 0 | 0 | 0 | 0 | 0 | 0
SDGE | Murray | 69 | Solar |  |  | 0 | 0 | 0 | 0 | 0 | 0 | 0 | 0 | 0 | 0 | 0 | 0 | 0 | 0 | 0 | 0 | 0 | 0 | 0 | 0 | 0 | 0 | 0 | 0 | 0 | 0 | 0 | 0
PG&E FRESNO | Mustang | 230 | Solar |  |  | 1 | 0 | 0 | 0 | 106.5 | 0 | 106.5 | 106.5 | 0 | 106.5 | 0 | 0 | 0 | 0 | 149.5 | 149.5 | 50 | 150.5 | 200.5 | 50 | 300 | 350 | 0 | 149.5 | 149.5 | 50 | 300 | 350
SCE Northern | Neenach | 66 | Solar |  |  | 0 | 0 | 0 | 0 | 0 | 0 | 0 | 0 | 0 | 0 | 0 | 0 | 0 | 0 | 0 | 0 | 0 | 0 | 0 | 0 | 0 | 0 | 0 | 0 | 0 | 0 | 0 | 0
PG&E KERN | New Sub - Gates - Midway (Proposed) | 230 | Solar |  |  | 1 | 0 | 0 | 0 | 0 | 440 | 440 | 0 | 0 | 0 | 0 | 440 | 440 | 0 | 0 | 0 | 100 | 350 | 450 | 100 | 350 | 450 | 0 | 440 | 440 | 100 | 790 | 890
PG&E KERN | New Sub - Gates - Templeton (Proposed) | 230 | Solar |  |  | 1 | 0 | 0 | 0 | 0 | 0 | 0 | 0 | 0 | 0 | 0 | 0 | 0 | 0 | 0 | 0 | 50 | 250 | 300 | 50 | 250 | 300 | 0 | 0 | 0 | 50 | 250 | 300
SCE NOL | New Sub - Kramer - Lugo (Proposed) | 230 | Solar |  |  | 0 | 0 | 0 | 0 | 0 | 0 | 0 | 0 | 0 | 0 | 0 | 0 | 0 | 0 | 0 | 0 | 0 | 0 | 0 | 0 | 0 | 0 | 0 | 0 | 0 | 0 | 0 | 0
PG&E FRESNO | New Sub - Los Banos - Midway (Proposed) | 500 | Solar |  |  | 1 | 0 | 0 | 0 | 0 | 0 | 0 | 0 | 0 | 0 | 0 | 0 | 0 | 0 | 0 | 0 | 600 | 400 | 1000 | 600 | 400 | 1000 | 0 | 0 | 0 | 600 | 400 | 1000
SCE NOL | New Sub - Lugo - Pisgah (Proposed) | 230 | Solar |  |  | 0 | 0 | 0 | 0 | 0 | 0 | 0 | 0 | 0 | 0 | 0 | 0 | 0 | 0 | 0 | 0 | 0 | 0 | 0 | 0 | 0 | 0 | 0 | 0 | 0 | 0 | 0 | 0
PG&E KERN | New Sub - Midway - Wheeler Ridge (Proposed) | 230 | Solar |  |  | 1 | 0 | 0 | 0 | 0 | 150 | 150 | 0 | 0 | 0 | 0 | 150 | 150 | 0 | 0 | 0 | 0 | 0 | 0 | 0 | 0 | 0 | 0 | 150 | 150 | 0 | 150 | 150
PG&E NGBA | New Sub - Near existing Leavitt (PSREC) | 345 | Solar |  |  | 0 | 0 | 0 | 0 | 0 | 0 | 0 | 0 | 0 | 0 | 0 | 0 | 0 | 0 | 0 | 0 | 0 | 0 | 0 | 0 | 0 | 0 | 0 | 0 | 0 | 0 | 0 | 0
PG&E NGBA | New Sub - Near existing Madeline (NVE) | 345 | Solar |  |  | 0 | 0 | 0 | 0 | 0 | 0 | 0 | 0 | 0 | 0 | 0 | 0 | 0 | 0 | 0 | 0 | 0 | 0 | 0 | 0 | 0 | 0 | 0 | 0 | 0 | 0 | 0 | 0
SDGE | New Sub - North Gila - IV (Proposed) | 500 | Solar |  |  | 1 | 0 | 0 | 0 | 0 | 0 | 0 | 0 | 0 | 0 | 0 | 0 | 0 | 0 | 0 | 0 | 150 | 400 | 550 | 150 | 400 | 550 | 0 | 0 | 0 | 150 | 400 | 550
PG&E NGBA | New Sub - Pit 1 - Cottonwood (Proposed) | 230 | Solar |  |  | 0 | 0 | 0 | 0 | 0 | 0 | 0 | 0 | 0 | 0 | 0 | 0 | 0 | 0 | 0 | 0 | 0 | 0 | 0 | 0 | 0 | 0 | 0 | 0 | 0 | 0 | 0 | 0
PG&E GBA | New Sub - Rancho Seco - Bellota (Proposed) | 230 | Solar |  |  | 0 | 0 | 0 | 0 | 0 | 0 | 0 | 0 | 0 | 0 | 0 | 0 | 0 | 0 | 0 | 0 | 0 | 0 | 0 | 0 | 0 | 0 | 0 | 0 | 0 | 0 | 0 | 0
SDGE | New Sub - Suncrest - Ocotillo (Proposed) | 500 | Solar |  |  | 0 | 0 | 0 | 0 | 0 | 0 | 0 | 0 | 0 | 0 | 0 | 0 | 0 | 0 | 0 | 0 | 0 | 0 | 0 | 0 | 0 | 0 | 0 | 0 | 0 | 0 | 0 | 0
PG&E FRESNO | New Sub - Westley - Quinto (Proposed) | 230 | Solar |  |  | 0 | 0 | 0 | 0 | 0 | 0 | 0 | 0 | 0 | 0 | 0 | 0 | 0 | 0 | 0 | 0 | 0 | 0 | 0 | 0 | 0 | 0 | 0 | 0 | 0 | 0 | 0 | 0
PG&E GBA | Newark | 115 | Solar |  |  | 0 | 0 | 0 | 0 | 0 | 0 | 0 | 0 | 0 | 0 | 0 | 0 | 0 | 0 | 0 | 0 | 0 | 0 | 0 | 0 | 0 | 0 | 0 | 0 | 0 | 0 | 0 | 0
PG&E GBA | Newark | 230 | Solar |  |  | 0 | 0 | 0 | 0 | 0 | 0 | 0 | 0 | 0 | 0 | 0 | 0 | 0 | 0 | 0 | 0 | 0 | 0 | 0 | 0 | 0 | 0 | 0 | 0 | 0 | 0 | 0 | 0
PG&E GBA | Newark | 60 | Solar |  |  | 0 | 0 | 0 | 0 | 0 | 0 | 0 | 0 | 0 | 0 | 0 | 0 | 0 | 0 | 0 | 0 | 0 | 0 | 0 | 0 | 0 | 0 | 0 | 0 | 0 | 0 | 0 | 0
PG&E FRESNO | Newhall | 115 | Solar |  |  | 0 | 0 | 0 | 0 | 0 | 0 | 0 | 0 | 0 | 0 | 0 | 0 | 0 | 0 | 0 | 0 | 0 | 0 | 0 | 0 | 0 | 0 | 0 | 0 | 0 | 0 | 0 | 0
PG&E KERN | Norco | 115 | Solar |  |  | 0 | 0 | 0 | 0 | 0 | 0 | 0 | 0 | 0 | 0 | 0 | 0 | 0 | 0 | 0 | 0 | 0 | 0 | 0 | 0 | 0 | 0 | 0 | 0 | 0 | 0 | 0 | 0
PG&E GBA | Nortech | 115 | Solar |  |  | 0 | 0 | 0 | 0 | 0 | 0 | 0 | 0 | 0 | 0 | 0 | 0 | 0 | 0 | 0 | 0 | 0 | 0 | 0 | 0 | 0 | 0 | 0 | 0 | 0 | 0 | 0 | 0
SDGE | North City Metering | 138 | Solar |  |  | 0 | 0 | 0 | 0 | 0 | 0 | 0 | 0 | 0 | 0 | 0 | 0 | 0 | 0 | 0 | 0 | 0 | 0 | 0 | 0 | 0 | 0 | 0 | 0 | 0 | 0 | 0 | 0
PG&E GBA | North Dublin | 230 | Solar |  |  | 0 | 0 | 0 | 0 | 0 | 0 | 0 | 0 | 0 | 0 | 0 | 0 | 0 | 0 | 0 | 0 | 0 | 0 | 0 | 0 | 0 | 0 | 0 | 0 | 0 | 0 | 0 | 0
SDGE | North Gila | 500 | Solar |  |  | 0 | 0 | 0 | 0 | 0 | 0 | 0 | 0 | 0 | 0 | 0 | 0 | 0 | 0 | 0 | 0 | 0 | 0 | 0 | 0 | 0 | 0 | 0 | 0 | 0 | 0 | 0 | 0
SCE Metro | North of SONGS | 230 | Solar |  |  | 0 | 0 | 0 | 0 | 0 | 0 | 0 | 0 | 0 | 0 | 0 | 0 | 0 | 0 | 0 | 0 | 0 | 0 | 0 | 0 | 0 | 0 | 0 | 0 | 0 | 0 | 0 | 0
SCE Metro | North of SONGS | 500 | Solar |  |  | 0 | 0 | 0 | 0 | 0 | 0 | 0 | 0 | 0 | 0 | 0 | 0 | 0 | 0 | 0 | 0 | 0 | 0 | 0 | 0 | 0 | 0 | 0 | 0 | 0 | 0 | 0 | 0
PG&E NGBA | Notre Dame | 115 | Solar |  |  | 0 | 0 | 0 | 0 | 0 | 0 | 0 | 0 | 0 | 0 | 0 | 0 | 0 | 0 | 0 | 0 | 0 | 0 | 0 | 0 | 0 | 0 | 0 | 0 | 0 | 0 | 0 | 0
PG&E GBA | Oakland C | 115 | Solar |  |  | 0 | 0 | 0 | 0 | 0 | 0 | 0 | 0 | 0 | 0 | 0 | 0 | 0 | 0 | 0 | 0 | 0 | 0 | 0 | 0 | 0 | 0 | 0 | 0 | 0 | 0 | 0 | 0
PG&E GBA | Oakland J | 115 | Solar |  |  | 0 | 0 | 0 | 0 | 0 | 0 | 0 | 0 | 0 | 0 | 0 | 0 | 0 | 0 | 0 | 0 | 0 | 0 | 0 | 0 | 0 | 0 | 0 | 0 | 0 | 0 | 0 | 0
PG&E GBA | Oakland L | 115 | Solar |  |  | 0 | 0 | 0 | 0 | 0 | 0 | 0 | 0 | 0 | 0 | 0 | 0 | 0 | 0 | 0 | 0 | 0 | 0 | 0 | 0 | 0 | 0 | 0 | 0 | 0 | 0 | 0 | 0
PG&E GBA | Oakland X | 115 | Solar |  |  | 0 | 0 | 0 | 0 | 0 | 0 | 0 | 0 | 0 | 0 | 0 | 0 | 0 | 0 | 0 | 0 | 0 | 0 | 0 | 0 | 0 | 0 | 0 | 0 | 0 | 0 | 0 | 0
SDGE | Ocean Ranch | 69 | Solar |  |  | 0 | 0 | 0 | 0 | 0 | 0 | 0 | 0 | 0 | 0 | 0 | 0 | 0 | 0 | 0 | 0 | 0 | 0 | 0 | 0 | 0 | 0 | 0 | 0 | 0 | 0 | 0 | 0
PG&E KERN | Oceano | 115 | Solar |  |  | 0 | 0 | 0 | 0 | 0 | 0 | 0 | 0 | 0 | 0 | 0 | 0 | 0 | 0 | 0 | 0 | 0 | 0 | 0 | 0 | 0 | 0 | 0 | 0 | 0 | 0 | 0 | 0
SDGE | Ocotillo Express | 500 | Solar |  |  | 0 | 0 | 0 | 0 | 0 | 0 | 0 | 0 | 0 | 0 | 0 | 0 | 0 | 0 | 0 | 0 | 0 | 0 | 0 | 0 | 0 | 0 | 0 | 0 | 0 | 0 | 0 | 0
PG&E KERN | Old River | 70 | Solar |  |  | 0 | 0 | 0 | 0 | 0 | 0 | 0 | 0 | 0 | 0 | 0 | 0 | 0 | 0 | 0 | 0 | 0 | 0 | 0 | 0 | 0 | 0 | 0 | 0 | 0 | 0 | 0 | 0
SDGE | Old Town | 230 | Solar |  |  | 0 | 0 | 0 | 0 | 0 | 0 | 0 | 0 | 0 | 0 | 0 | 0 | 0 | 0 | 0 | 0 | 0 | 0 | 0 | 0 | 0 | 0 | 0 | 0 | 0 | 0 | 0 | 0
SCE Metro | Olinda | 230 | Solar |  |  | 0 | 0 | 0 | 0 | 0 | 0 | 0 | 0 | 0 | 0 | 0 | 0 | 0 | 0 | 0 | 0 | 0 | 0 | 0 | 0 | 0 | 0 | 0 | 0 | 0 | 0 | 0 | 0
PG&E FRESNO | Olive | 115 | Solar |  |  | 1 | 0 | 0 | 0 | 40 | 0 | 40 | 0 | 0 | 0 | 40 | 0 | 40 | 0 | 0 | 0 | 0 | 0 | 0 | 0 | 0 | 0 | 40 | 0 | 40 | 40 | 0 | 40
PG&E NGBA | Olivehurst | 115 | Solar |  |  | 0 | 0 | 0 | 0 | 0 | 0 | 0 | 0 | 0 | 0 | 0 | 0 | 0 | 0 | 0 | 0 | 0 | 0 | 0 | 0 | 0 | 0 | 0 | 0 | 0 | 0 | 0 | 0
PG&E NGBA | Oregon Trail | 60 | Solar |  |  | 0 | 0 | 0 | 0 | 0 | 0 | 0 | 0 | 0 | 0 | 0 | 0 | 0 | 0 | 0 | 0 | 0 | 0 | 0 | 0 | 0 | 0 | 0 | 0 | 0 | 0 | 0 | 0
SCE Northern | Ormond Beach | 230 | Solar |  |  | 0 | 0 | 0 | 0 | 0 | 0 | 0 | 0 | 0 | 0 | 0 | 0 | 0 | 0 | 0 | 0 | 0 | 0 | 0 | 0 | 0 | 0 | 0 | 0 | 0 | 0 | 0 | 0
PG&E FRESNO | Oro Loma | 115 | Solar |  |  | 0 | 0 | 0 | 0 | 0 | 0 | 0 | 0 | 0 | 0 | 0 | 0 | 0 | 0 | 0 | 0 | 0 | 0 | 0 | 0 | 0 | 0 | 0 | 0 | 0 | 0 | 0 | 0
PG&E FRESNO | Oro Loma | 70 | Solar |  |  | 0 | 0 | 0 | 0 | 0 | 0 | 0 | 0 | 0 | 0 | 0 | 0 | 0 | 0 | 0 | 0 | 0 | 0 | 0 | 0 | 0 | 0 | 0 | 0 | 0 | 0 | 0 | 0
PG&E FRESNO | Orosi | 70 | Solar |  |  | 0 | 0 | 0 | 0 | 0 | 0 | 0 | 0 | 0 | 0 | 0 | 0 | 0 | 0 | 0 | 0 | 0 | 0 | 0 | 0 | 0 | 0 | 0 | 0 | 0 | 0 | 0 | 0
SDGE | Otay | 69 | Solar |  |  | 0 | 0 | 0 | 0 | 0 | 0 | 0 | 0 | 0 | 0 | 0 | 0 | 0 | 0 | 0 | 0 | 0 | 0 | 0 | 0 | 0 | 0 | 0 | 0 | 0 | 0 | 0 | 0
SDGE | Otay Mesa | 230 | Solar |  |  | 0 | 0 | 0 | 0 | 0 | 0 | 0 | 0 | 0 | 0 | 0 | 0 | 0 | 0 | 0 | 0 | 0 | 0 | 0 | 0 | 0 | 0 | 0 | 0 | 0 | 0 | 0 | 0
PG&E FRESNO | Padre Flats SW STA | 230 | Solar |  |  | 0 | 0 | 0 | 0 | 0 | 0 | 0 | 0 | 0 | 0 | 0 | 0 | 0 | 0 | 0 | 0 | 0 | 0 | 0 | 0 | 0 | 0 | 0 | 0 | 0 | 0 | 0 | 0
EOP | Pahrump | 138 | Solar |  |  | 0 | 0 | 0 | 0 | 0 | 0 | 0 | 0 | 0 | 0 | 0 | 0 | 0 | 0 | 0 | 0 | 0 | 0 | 0 | 0 | 0 | 0 | 0 | 0 | 0 | 0 | 0 | 0
EOP | Pahrump | 230 | Solar |  |  | 0 | 0 | 0 | 0 | 0 | 0 | 0 | 0 | 0 | 0 | 0 | 0 | 0 | 0 | 0 | 0 | 0 | 0 | 0 | 0 | 0 | 0 | 0 | 0 | 0 | 0 | 0 | 0
SDGE | Pala | 69 | Solar |  |  | 0 | 0 | 0 | 0 | 0 | 0 | 0 | 0 | 0 | 0 | 0 | 0 | 0 | 0 | 0 | 0 | 0 | 0 | 0 | 0 | 0 | 0 | 0 | 0 | 0 | 0 | 0 | 0
PG&E NGBA | Palermo | 115 | Solar |  |  | 0 | 0 | 0 | 0 | 0 | 0 | 0 | 0 | 0 | 0 | 0 | 0 | 0 | 0 | 0 | 0 | 0 | 0 | 0 | 0 | 0 | 0 | 0 | 0 | 0 | 0 | 0 | 0
PG&E NGBA | Palermo | 230 | Solar |  |  | 0 | 0 | 0 | 0 | 0 | 0 | 0 | 0 | 0 | 0 | 0 | 0 | 0 | 0 | 0 | 0 | 0 | 0 | 0 | 0 | 0 | 0 | 0 | 0 | 0 | 0 | 0 | 0
SCE Eastern | Palo Verde | 500 | Solar |  |  | 0 | 0 | 0 | 0 | 0 | 0 | 0 | 0 | 0 | 0 | 0 | 0 | 0 | 0 | 0 | 0 | 0 | 0 | 0 | 0 | 0 | 0 | 0 | 0 | 0 | 0 | 0 | 0
SDGE | Palomar Energy | 230 | Solar |  |  | 0 | 0 | 0 | 0 | 0 | 0 | 0 | 0 | 0 | 0 | 0 | 0 | 0 | 0 | 0 | 0 | 0 | 0 | 0 | 0 | 0 | 0 | 0 | 0 | 0 | 0 | 0 | 0
PG&E KERN | Panama | 70 | Solar |  |  | 0 | 0 | 0 | 0 | 0 | 0 | 0 | 0 | 0 | 0 | 0 | 0 | 0 | 0 | 0 | 0 | 0 | 0 | 0 | 0 | 0 | 0 | 0 | 0 | 0 | 0 | 0 | 0
PG&E FRESNO | Panoche | 115 | Solar |  |  | 0 | 0 | 0 | 0 | 0 | 0 | 0 | 0 | 0 | 0 | 0 | 0 | 0 | 0 | 0 | 0 | 0 | 0 | 0 | 0 | 0 | 0 | 0 | 0 | 0 | 0 | 0 | 0
PG&E FRESNO | Panoche | 230 | Solar |  |  | 1 | 0 | 0 | 0 | 0 | 0 | 0 | 0 | 0 | 0 | 0 | 0 | 0 | 0 | 0 | 0 | 100 | 300 | 400 | 100 | 300 | 400 | 0 | 0 | 0 | 100 | 300 | 400
SCE Northern | Pardee | 230 | Solar |  |  | 0 | 0 | 0 | 0 | 0 | 0 | 0 | 0 | 0 | 0 | 0 | 0 | 0 | 0 | 0 | 0 | 0 | 0 | 0 | 0 | 0 | 0 | 0 | 0 | 0 | 0 | 0 | 0
PG&E NGBA | Parkway | 230 | Solar |  |  | 0 | 0 | 0 | 0 | 0 | 0 | 0 | 0 | 0 | 0 | 0 | 0 | 0 | 0 | 0 | 0 | 0 | 0 | 0 | 0 | 0 | 0 | 0 | 0 | 0 | 0 | 0 | 0
SCE Northern | Pastoria | 230 | Solar |  |  | 1 | 0 | 0 | 0 | 0 | 105 | 105 | 0 | 0 | 0 | 0 | 105 | 105 | 0 | 0 | 0 | 0 | 0 | 0 | 0 | 0 | 0 | 0 | 105 | 105 | 0 | 105 | 105
SCE Metro | Pauda | 230 | Solar |  |  | 0 | 0 | 0 | 0 | 0 | 0 | 0 | 0 | 0 | 0 | 0 | 0 | 0 | 0 | 0 | 0 | 0 | 0 | 0 | 0 | 0 | 0 | 0 | 0 | 0 | 0 | 0 | 0
PG&E GBA | Paul Sweet | 115 | Solar |  |  | 0 | 0 | 0 | 0 | 0 | 0 | 0 | 0 | 0 | 0 | 0 | 0 | 0 | 0 | 0 | 0 | 0 | 0 | 0 | 0 | 0 | 0 | 0 | 0 | 0 | 0 | 0 | 0
PG&E NGBA | Peabody | 230 | Solar |  |  | 0 | 0 | 0 | 0 | 0 | 0 | 0 | 0 | 0 | 0 | 0 | 0 | 0 | 0 | 0 | 0 | 0 | 0 | 0 | 0 | 0 | 0 | 0 | 0 | 0 | 0 | 0 | 0
PG&E NGBA | Pease | 115 | Solar |  |  | 0 | 0 | 0 | 0 | 0 | 0 | 0 | 0 | 0 | 0 | 0 | 0 | 0 | 0 | 0 | 0 | 0 | 0 | 0 | 0 | 0 | 0 | 0 | 0 | 0 | 0 | 0 | 0
PG&E NGBA | Pease | 60 | Solar |  |  | 0 | 0 | 0 | 0 | 0 | 0 | 0 | 0 | 0 | 0 | 0 | 0 | 0 | 0 | 0 | 0 | 0 | 0 | 0 | 0 | 0 | 0 | 0 | 0 | 0 | 0 | 0 | 0
SDGE | Penasquitos | 138 | Solar |  |  | 0 | 0 | 0 | 0 | 0 | 0 | 0 | 0 | 0 | 0 | 0 | 0 | 0 | 0 | 0 | 0 | 0 | 0 | 0 | 0 | 0 | 0 | 0 | 0 | 0 | 0 | 0 | 0
SDGE | Penasquitos | 230 | Solar |  |  | 0 | 0 | 0 | 0 | 0 | 0 | 0 | 0 | 0 | 0 | 0 | 0 | 0 | 0 | 0 | 0 | 0 | 0 | 0 | 0 | 0 | 0 | 0 | 0 | 0 | 0 | 0 | 0
SDGE | Penasquitos | 69 | Solar |  |  | 0 | 0 | 0 | 0 | 0 | 0 | 0 | 0 | 0 | 0 | 0 | 0 | 0 | 0 | 0 | 0 | 0 | 0 | 0 | 0 | 0 | 0 | 0 | 0 | 0 | 0 | 0 | 0
SDGE | Pendleton | 69 | Solar |  |  | 0 | 0 | 0 | 0 | 0 | 0 | 0 | 0 | 0 | 0 | 0 | 0 | 0 | 0 | 0 | 0 | 0 | 0 | 0 | 0 | 0 | 0 | 0 | 0 | 0 | 0 | 0 | 0
PG&E NGBA | Penngrove | 115 | Solar |  |  | 0 | 0 | 0 | 0 | 0 | 0 | 0 | 0 | 0 | 0 | 0 | 0 | 0 | 0 | 0 | 0 | 0 | 0 | 0 | 0 | 0 | 0 | 0 | 0 | 0 | 0 | 0 | 0
PG&E GBA | Peoria | 115 | Solar |  |  | 0 | 0 | 0 | 0 | 0 | 0 | 0 | 0 | 0 | 0 | 0 | 0 | 0 | 0 | 0 | 0 | 0 | 0 | 0 | 0 | 0 | 0 | 0 | 0 | 0 | 0 | 0 | 0
PG&E GBA | Piercy | 115 | Solar |  |  | 0 | 0 | 0 | 0 | 0 | 0 | 0 | 0 | 0 | 0 | 0 | 0 | 0 | 0 | 0 | 0 | 0 | 0 | 0 | 0 | 0 | 0 | 0 | 0 | 0 | 0 | 0 | 0
PG&E FRESNO | Pine Flat | 230 | Solar |  |  | 0 | 0 | 0 | 0 | 0 | 0 | 0 | 0 | 0 | 0 | 0 | 0 | 0 | 0 | 0 | 0 | 0 | 0 | 0 | 0 | 0 | 0 | 0 | 0 | 0 | 0 | 0 | 0
SCE NOL | Pisgah | 230 | Solar |  |  | 1 | 0 | 0 | 0 | 0 | 0 | 0 | 0 | 0 | 0 | 0 | 0 | 0 | 0 | 0 | 0 | 0 | 250 | 250 | 0 | 250 | 250 | 0 | 0 | 0 | 0 | 250 | 250
PG&E NGBA | Pit 1 | 230 | Solar |  |  | 0 | 0 | 0 | 0 | 0 | 0 | 0 | 0 | 0 | 0 | 0 | 0 | 0 | 0 | 0 | 0 | 0 | 0 | 0 | 0 | 0 | 0 | 0 | 0 | 0 | 0 | 0 | 0
PG&E NGBA | Pit 1 | 60 | Solar |  |  | 0 | 0 | 0 | 0 | 0 | 0 | 0 | 0 | 0 | 0 | 0 | 0 | 0 | 0 | 0 | 0 | 0 | 0 | 0 | 0 | 0 | 0 | 0 | 0 | 0 | 0 | 0 | 0
PG&E NGBA | Pit 3 | 230 | Solar |  |  | 0 | 0 | 0 | 0 | 0 | 0 | 0 | 0 | 0 | 0 | 0 | 0 | 0 | 0 | 0 | 0 | 0 | 0 | 0 | 0 | 0 | 0 | 0 | 0 | 0 | 0 | 0 | 0
PG&E NGBA | Pit 4 | 230 | Solar |  |  | 0 | 0 | 0 | 0 | 0 | 0 | 0 | 0 | 0 | 0 | 0 | 0 | 0 | 0 | 0 | 0 | 0 | 0 | 0 | 0 | 0 | 0 | 0 | 0 | 0 | 0 | 0 | 0
PG&E GBA | Pittsburg | 115 | Solar |  |  | 0 | 0 | 0 | 0 | 0 | 0 | 0 | 0 | 0 | 0 | 0 | 0 | 0 | 0 | 0 | 0 | 0 | 0 | 0 | 0 | 0 | 0 | 0 | 0 | 0 | 0 | 0 | 0
PG&E GBA | Pittsburg | 230 | Solar |  |  | 0 | 0 | 0 | 0 | 0 | 0 | 0 | 0 | 0 | 0 | 0 | 0 | 0 | 0 | 0 | 0 | 0 | 0 | 0 | 0 | 0 | 0 | 0 | 0 | 0 | 0 | 0 | 0
PG&E NGBA | Pleasant Grove | 115 | Solar |  |  | 0 | 0 | 0 | 0 | 0 | 0 | 0 | 0 | 0 | 0 | 0 | 0 | 0 | 0 | 0 | 0 | 0 | 0 | 0 | 0 | 0 | 0 | 0 | 0 | 0 | 0 | 0 | 0
PG&E NGBA | POE | 230 | Solar |  |  | 0 | 0 | 0 | 0 | 0 | 0 | 0 | 0 | 0 | 0 | 0 | 0 | 0 | 0 | 0 | 0 | 0 | 0 | 0 | 0 | 0 | 0 | 0 | 0 | 0 | 0 | 0 | 0
SDGE | Point Loma | 69 | Solar |  |  | 0 | 0 | 0 | 0 | 0 | 0 | 0 | 0 | 0 | 0 | 0 | 0 | 0 | 0 | 0 | 0 | 0 | 0 | 0 | 0 | 0 | 0 | 0 | 0 | 0 | 0 | 0 | 0
SDGE | Pomerado | 69 | Solar |  |  | 0 | 0 | 0 | 0 | 0 | 0 | 0 | 0 | 0 | 0 | 0 | 0 | 0 | 0 | 0 | 0 | 0 | 0 | 0 | 0 | 0 | 0 | 0 | 0 | 0 | 0 | 0 | 0
PG&E KERN | Poso Mountain | 115 | Solar |  |  | 0 | 0 | 0 | 0 | 0 | 0 | 0 | 0 | 0 | 0 | 0 | 0 | 0 | 0 | 0 | 0 | 0 | 0 | 0 | 0 | 0 | 0 | 0 | 0 | 0 | 0 | 0 | 0
EOP | Primm | 230 | Solar |  |  | 0 | 0 | 0 | 0 | 0 | 0 | 0 | 0 | 0 | 0 | 0 | 0 | 0 | 0 | 0 | 0 | 0 | 0 | 0 | 0 | 0 | 0 | 0 | 0 | 0 | 0 | 0 | 0
PG&E NGBA | Putah Creek | 115 | Solar |  |  | 1 | 0 | 0 | 0 | 0 | 3 | 3 | 0 | 3 | 3 | 0 | 0 | 0 | 0 | 0 | 0 | 0 | 0 | 0 | 0 | 0 | 0 | 0 | 0 | 0 | 0 | 0 | 0
SDGE | Q1806 | 138 | Solar |  |  | 0 | 0 | 0 | 0 | 0 | 0 | 0 | 0 | 0 | 0 | 0 | 0 | 0 | 0 | 0 | 0 | 0 | 0 | 0 | 0 | 0 | 0 | 0 | 0 | 0 | 0 | 0 | 0
PG&E FRESNO | Quinto | 230 | Solar |  |  | 1 | 0 | 0 | 0 | 0 | 0 | 0 | 0 | 0 | 0 | 0 | 0 | 0 | 0 | 140 | 140 | 200 | 110 | 310 | 200 | 250 | 450 | 0 | 140 | 140 | 200 | 250 | 450
PG&E GBA | Race Track | 115 | Solar |  |  | 0 | 0 | 0 | 0 | 0 | 0 | 0 | 0 | 0 | 0 | 0 | 0 | 0 | 0 | 0 | 0 | 0 | 0 | 0 | 0 | 0 | 0 | 0 | 0 | 0 | 0 | 0 | 0
SDGE | Rancho Mission Viejo | 138 | Solar |  |  | 0 | 0 | 0 | 0 | 0 | 0 | 0 | 0 | 0 | 0 | 0 | 0 | 0 | 0 | 0 | 0 | 0 | 0 | 0 | 0 | 0 | 0 | 0 | 0 | 0 | 0 | 0 | 0
PG&E GBA | Rancho Seco | 230 | Solar |  |  | 0 | 0 | 0 | 0 | 0 | 0 | 0 | 0 | 0 | 0 | 0 | 0 | 0 | 0 | 0 | 0 | 0 | 0 | 0 | 0 | 0 | 0 | 0 | 0 | 0 | 0 | 0 | 0
SCE Metro | Rancho Vista | 230 | Solar |  |  | 0 | 0 | 0 | 0 | 0 | 0 | 0 | 0 | 0 | 0 | 0 | 0 | 0 | 0 | 0 | 0 | 0 | 0 | 0 | 0 | 0 | 0 | 0 | 0 | 0 | 0 | 0 | 0
SCE Metro | Rancho Vista | 500 | Solar |  |  | 0 | 0 | 0 | 0 | 0 | 0 | 0 | 0 | 0 | 0 | 0 | 0 | 0 | 0 | 0 | 0 | 0 | 0 | 0 | 0 | 0 | 0 | 0 | 0 | 0 | 0 | 0 | 0
SCE NOL | Ransburg | 115 | Solar |  |  | 0 | 0 | 0 | 0 | 0 | 0 | 0 | 0 | 0 | 0 | 0 | 0 | 0 | 0 | 0 | 0 | 0 | 0 | 0 | 0 | 0 | 0 | 0 | 0 | 0 | 0 | 0 | 0
PG&E GBA | Ravenswood | 115 | Solar |  |  | 0 | 0 | 0 | 0 | 0 | 0 | 0 | 0 | 0 | 0 | 0 | 0 | 0 | 0 | 0 | 0 | 0 | 0 | 0 | 0 | 0 | 0 | 0 | 0 | 0 | 0 | 0 | 0
PG&E GBA | Ravenswood | 230 | Solar |  |  | 0 | 0 | 0 | 0 | 0 | 0 | 0 | 0 | 0 | 0 | 0 | 0 | 0 | 0 | 0 | 0 | 0 | 0 | 0 | 0 | 0 | 0 | 0 | 0 | 0 | 0 | 0 | 0
SCE Northern | Rector | 230 | Solar |  |  | 1 | 0 | 0 | 0 | 0 | 0 | 0 | 0 | 0 | 0 | 0 | 0 | 0 | 0 | 0 | 0 | 0 | 200 | 200 | 0 | 200 | 200 | 0 | 0 | 0 | 0 | 200 | 200
SCE Eastern | Red Bluff | 230 | Solar |  |  | 1 | 0 | 0 | 0 | 0 | 463.5 | 463.5 | 0 | 0 | 0 | 0 | 463.5 | 463.5 | 0 | 0 | 0 | 0 | 0 | 0 | 0 | 0 | 0 | 0 | 463.5 | 463.5 | 0 | 463.5 | 463.5
SCE Eastern | Red Bluff | 500 | Solar |  |  | 1 | 0 | 0 | 0 | 175 | 250 | 425 | 0 | 250 | 250 | 175 | 0 | 175 | 0 | 0 | 0 | 0 | 0 | 0 | 0 | 0 | 0 | 175 | 0 | 175 | 175 | 0 | 175
PG&E NGBA | Redbud | 115 | Solar |  |  | 0 | 0 | 0 | 0 | 0 | 0 | 0 | 0 | 0 | 0 | 0 | 0 | 0 | 0 | 0 | 0 | 0 | 0 | 0 | 0 | 0 | 0 | 0 | 0 | 0 | 0 | 0 | 0
SCE Metro | Redondo | 230 | Solar |  |  | 0 | 0 | 0 | 0 | 0 | 0 | 0 | 0 | 0 | 0 | 0 | 0 | 0 | 0 | 0 | 0 | 0 | 0 | 0 | 0 | 0 | 0 | 0 | 0 | 0 | 0 | 0 | 0
PG&E FRESNO | Reedley | 115 | Solar |  |  | 0 | 0 | 0 | 0 | 0 | 0 | 0 | 0 | 0 | 0 | 0 | 0 | 0 | 0 | 0 | 0 | 0 | 0 | 0 | 0 | 0 | 0 | 0 | 0 | 0 | 0 | 0 | 0
PG&E KERN | Renfro | 115 | Solar |  |  | 0 | 0 | 0 | 0 | 0 | 0 | 0 | 0 | 0 | 0 | 0 | 0 | 0 | 0 | 0 | 0 | 0 | 0 | 0 | 0 | 0 | 0 | 0 | 0 | 0 | 0 | 0 | 0
PG&E GBA | Richmond R | 115 | Solar |  |  | 0 | 0 | 0 | 0 | 0 | 0 | 0 | 0 | 0 | 0 | 0 | 0 | 0 | 0 | 0 | 0 | 0 | 0 | 0 | 0 | 0 | 0 | 0 | 0 | 0 | 0 | 0 | 0
PG&E NGBA | Rincon | 115 | Solar |  |  | 0 | 0 | 0 | 0 | 0 | 0 | 0 | 0 | 0 | 0 | 0 | 0 | 0 | 0 | 0 | 0 | 0 | 0 | 0 | 0 | 0 | 0 | 0 | 0 | 0 | 0 | 0 | 0
PG&E KERN | Rio Bravo | 115 | Solar |  |  | 0 | 0 | 0 | 0 | 0 | 0 | 0 | 0 | 0 | 0 | 0 | 0 | 0 | 0 | 0 | 0 | 0 | 0 | 0 | 0 | 0 | 0 | 0 | 0 | 0 | 0 | 0 | 0
SCE Metro | Rio Hondo | 230 | Solar |  |  | 0 | 0 | 0 | 0 | 0 | 0 | 0 | 0 | 0 | 0 | 0 | 0 | 0 | 0 | 0 | 0 | 0 | 0 | 0 | 0 | 0 | 0 | 0 | 0 | 0 | 0 | 0 | 0
PG&E NGBA | Rio Oso | 115 | Solar |  |  | 0 | 0 | 0 | 0 | 0 | 0 | 0 | 0 | 0 | 0 | 0 | 0 | 0 | 0 | 0 | 0 | 0 | 0 | 0 | 0 | 0 | 0 | 0 | 0 | 0 | 0 | 0 | 0
PG&E NGBA | Rio Oso | 230 | Solar |  |  | 0 | 0 | 0 | 0 | 0 | 0 | 0 | 0 | 0 | 0 | 0 | 0 | 0 | 0 | 0 | 0 | 0 | 0 | 0 | 0 | 0 | 0 | 0 | 0 | 0 | 0 | 0 | 0
PG&E GBA | Ripon | 115 | Solar |  |  | 0 | 0 | 0 | 0 | 0 | 0 | 0 | 0 | 0 | 0 | 0 | 0 | 0 | 0 | 0 | 0 | 0 | 0 | 0 | 0 | 0 | 0 | 0 | 0 | 0 | 0 | 0 | 0
PG&E GBA | Riverbank | 115 | Solar |  |  | 0 | 0 | 0 | 0 | 0 | 0 | 0 | 0 | 0 | 0 | 0 | 0 | 0 | 0 | 0 | 0 | 0 | 0 | 0 | 0 | 0 | 0 | 0 | 0 | 0 | 0 | 0 | 0
SCE NOL | Roadway | 115 | Solar |  |  | 1 | 0 | 0 | 0 | 200 | 0 | 200 | 0 | 0 | 0 | 200 | 0 | 200 | 0 | 0 | 0 | 0 | 0 | 0 | 0 | 0 | 0 | 200 | 0 | 200 | 200 | 0 | 200
PG&E NGBA | Rock Creek 1 | 230 | Solar |  |  | 0 | 0 | 0 | 0 | 0 | 0 | 0 | 0 | 0 | 0 | 0 | 0 | 0 | 0 | 0 | 0 | 0 | 0 | 0 | 0 | 0 | 0 | 0 | 0 | 0 | 0 | 0 | 0
SCE Northern | Rosamond | 66 | Solar |  |  | 0 | 0 | 0 | 0 | 0 | 0 | 0 | 0 | 0 | 0 | 0 | 0 | 0 | 0 | 0 | 0 | 0 | 0 | 0 | 0 | 0 | 0 | 0 | 0 | 0 | 0 | 0 | 0
PG&E GBA | Rossmoor | 230 | Solar |  |  | 0 | 0 | 0 | 0 | 0 | 0 | 0 | 0 | 0 | 0 | 0 | 0 | 0 | 0 | 0 | 0 | 0 | 0 | 0 | 0 | 0 | 0 | 0 | 0 | 0 | 0 | 0 | 0
PG&E NGBA | Round Mountain | 230 | Solar |  |  | 0 | 0 | 0 | 0 | 0 | 0 | 0 | 0 | 0 | 0 | 0 | 0 | 0 | 0 | 0 | 0 | 0 | 0 | 0 | 0 | 0 | 0 | 0 | 0 | 0 | 0 | 0 | 0
PG&E NGBA | Round Mountain | 500 | Solar |  |  | 0 | 0 | 0 | 0 | 0 | 0 | 0 | 0 | 0 | 0 | 0 | 0 | 0 | 0 | 0 | 0 | 0 | 0 | 0 | 0 | 0 | 0 | 0 | 0 | 0 | 0 | 0 | 0
PG&E GBA | Salado | 115 | Solar |  |  | 0 | 0 | 0 | 0 | 0 | 0 | 0 | 0 | 0 | 0 | 0 | 0 | 0 | 0 | 0 | 0 | 0 | 0 | 0 | 0 | 0 | 0 | 0 | 0 | 0 | 0 | 0 | 0
PG&E GBA | Salado | 60 | Solar |  |  | 0 | 0 | 0 | 0 | 0 | 0 | 0 | 0 | 0 | 0 | 0 | 0 | 0 | 0 | 0 | 0 | 0 | 0 | 0 | 0 | 0 | 0 | 0 | 0 | 0 | 0 | 0 | 0
PG&E GBA | Salinas | 115 | Solar |  |  | 0 | 0 | 0 | 0 | 0 | 0 | 0 | 0 | 0 | 0 | 0 | 0 | 0 | 0 | 0 | 0 | 0 | 0 | 0 | 0 | 0 | 0 | 0 | 0 | 0 | 0 | 0 | 0
SDGE | Salt Creek | 69 | Solar |  |  | 0 | 0 | 0 | 0 | 0 | 0 | 0 | 0 | 0 | 0 | 0 | 0 | 0 | 0 | 0 | 0 | 0 | 0 | 0 | 0 | 0 | 0 | 0 | 0 | 0 | 0 | 0 | 0
SCE Eastern | San Bernardino | 230 | Solar |  |  | 0 | 0 | 0 | 0 | 0 | 0 | 0 | 0 | 0 | 0 | 0 | 0 | 0 | 0 | 0 | 0 | 0 | 0 | 0 | 0 | 0 | 0 | 0 | 0 | 0 | 0 | 0 | 0
PG&E GBA | SAN FRAN A (POTRERO PP) | 115 | Solar |  |  | 0 | 0 | 0 | 0 | 0 | 0 | 0 | 0 | 0 | 0 | 0 | 0 | 0 | 0 | 0 | 0 | 0 | 0 | 0 | 0 | 0 | 0 | 0 | 0 | 0 | 0 | 0 | 0
PG&E GBA | SAN FRAN A (POTRERO PP) | 230 | Solar |  |  | 0 | 0 | 0 | 0 | 0 | 0 | 0 | 0 | 0 | 0 | 0 | 0 | 0 | 0 | 0 | 0 | 0 | 0 | 0 | 0 | 0 | 0 | 0 | 0 | 0 | 0 | 0 | 0
PG&E GBA | San Jose A | 115 | Solar |  |  | 0 | 0 | 0 | 0 | 0 | 0 | 0 | 0 | 0 | 0 | 0 | 0 | 0 | 0 | 0 | 0 | 0 | 0 | 0 | 0 | 0 | 0 | 0 | 0 | 0 | 0 | 0 | 0
PG&E GBA | San Jose B | 115 | Solar |  |  | 0 | 0 | 0 | 0 | 0 | 0 | 0 | 0 | 0 | 0 | 0 | 0 | 0 | 0 | 0 | 0 | 0 | 0 | 0 | 0 | 0 | 0 | 0 | 0 | 0 | 0 | 0 | 0
PG&E GBA | San Leandro U | 115 | Solar |  |  | 0 | 0 | 0 | 0 | 0 | 0 | 0 | 0 | 0 | 0 | 0 | 0 | 0 | 0 | 0 | 0 | 0 | 0 | 0 | 0 | 0 | 0 | 0 | 0 | 0 | 0 | 0 | 0
PG&E KERN | San Luis Obispo | 115 | Solar |  |  | 0 | 0 | 0 | 0 | 0 | 0 | 0 | 0 | 0 | 0 | 0 | 0 | 0 | 0 | 0 | 0 | 0 | 0 | 0 | 0 | 0 | 0 | 0 | 0 | 0 | 0 | 0 | 0
PG&E KERN | San Luis Obispo | 70 | Solar |  |  | 0 | 0 | 0 | 0 | 0 | 0 | 0 | 0 | 0 | 0 | 0 | 0 | 0 | 0 | 0 | 0 | 0 | 0 | 0 | 0 | 0 | 0 | 0 | 0 | 0 | 0 | 0 | 0
SDGE | San Luis Rey | 230 | Solar |  |  | 0 | 0 | 0 | 0 | 0 | 0 | 0 | 0 | 0 | 0 | 0 | 0 | 0 | 0 | 0 | 0 | 0 | 0 | 0 | 0 | 0 | 0 | 0 | 0 | 0 | 0 | 0 | 0
SDGE | San Luis Rey | 69 | Solar |  |  | 0 | 0 | 0 | 0 | 0 | 0 | 0 | 0 | 0 | 0 | 0 | 0 | 0 | 0 | 0 | 0 | 0 | 0 | 0 | 0 | 0 | 0 | 0 | 0 | 0 | 0 | 0 | 0
SDGE | San Marcos | 69 | Solar |  |  | 0 | 0 | 0 | 0 | 0 | 0 | 0 | 0 | 0 | 0 | 0 | 0 | 0 | 0 | 0 | 0 | 0 | 0 | 0 | 0 | 0 | 0 | 0 | 0 | 0 | 0 | 0 | 0
SCE Metro | San Onofre | 230 | Solar |  |  | 0 | 0 | 0 | 0 | 0 | 0 | 0 | 0 | 0 | 0 | 0 | 0 | 0 | 0 | 0 | 0 | 0 | 0 | 0 | 0 | 0 | 0 | 0 | 0 | 0 | 0 | 0 | 0
PG&E GBA | San Pablo | 115 | Solar |  |  | 0 | 0 | 0 | 0 | 0 | 0 | 0 | 0 | 0 | 0 | 0 | 0 | 0 | 0 | 0 | 0 | 0 | 0 | 0 | 0 | 0 | 0 | 0 | 0 | 0 | 0 | 0 | 0
PG&E GBA | San Ramon | 230 | Solar |  |  | 0 | 0 | 0 | 0 | 0 | 0 | 0 | 0 | 0 | 0 | 0 | 0 | 0 | 0 | 0 | 0 | 0 | 0 | 0 | 0 | 0 | 0 | 0 | 0 | 0 | 0 | 0 | 0
SDGE | San Ysidro | 69 | Solar |  |  | 0 | 0 | 0 | 0 | 0 | 0 | 0 | 0 | 0 | 0 | 0 | 0 | 0 | 0 | 0 | 0 | 0 | 0 | 0 | 0 | 0 | 0 | 0 | 0 | 0 | 0 | 0 | 0
SCE NOL | Sandlot | 230 | Solar |  |  | 0 | 0 | 0 | 0 | 0 | 0 | 0 | 0 | 0 | 0 | 0 | 0 | 0 | 0 | 0 | 0 | 0 | 0 | 0 | 0 | 0 | 0 | 0 | 0 | 0 | 0 | 0 | 0
EOP | Sandy | 138 | Solar |  |  | 0 | 0 | 0 | 0 | 0 | 0 | 0 | 0 | 0 | 0 | 0 | 0 | 0 | 0 | 0 | 0 | 0 | 0 | 0 | 0 | 0 | 0 | 0 | 0 | 0 | 0 | 0 | 0
PG&E FRESNO | Sanger | 115 | Solar |  |  | 1 | 0 | 0 | 0 | 0 | 0 | 0 | 0 | 0 | 0 | 0 | 0 | 0 | 0 | 0 | 0 | 100 | 100 | 200 | 100 | 100 | 200 | 0 | 0 | 0 | 100 | 100 | 200
SCE Northern | Santa Clara | 230 | Solar |  |  | 0 | 0 | 0 | 0 | 0 | 0 | 0 | 0 | 0 | 0 | 0 | 0 | 0 | 0 | 0 | 0 | 0 | 0 | 0 | 0 | 0 | 0 | 0 | 0 | 0 | 0 | 0 | 0
PG&E NGBA | Santa Rosa A | 115 | Solar |  |  | 0 | 0 | 0 | 0 | 0 | 0 | 0 | 0 | 0 | 0 | 0 | 0 | 0 | 0 | 0 | 0 | 0 | 0 | 0 | 0 | 0 | 0 | 0 | 0 | 0 | 0 | 0 | 0
PG&E GBA | Santa Teresa | 115 | Solar |  |  | 0 | 0 | 0 | 0 | 0 | 0 | 0 | 0 | 0 | 0 | 0 | 0 | 0 | 0 | 0 | 0 | 0 | 0 | 0 | 0 | 0 | 0 | 0 | 0 | 0 | 0 | 0 | 0
SDGE | Santee | 138 | Solar |  |  | 0 | 0 | 0 | 0 | 0 | 0 | 0 | 0 | 0 | 0 | 0 | 0 | 0 | 0 | 0 | 0 | 0 | 0 | 0 | 0 | 0 | 0 | 0 | 0 | 0 | 0 | 0 | 0
SCE Metro | Santiago | 230 | Solar |  |  | 0 | 0 | 0 | 0 | 0 | 0 | 0 | 0 | 0 | 0 | 0 | 0 | 0 | 0 | 0 | 0 | 0 | 0 | 0 | 0 | 0 | 0 | 0 | 0 | 0 | 0 | 0 | 0
PG&E GBA | Saratoga | 230 | Solar |  |  | 0 | 0 | 0 | 0 | 0 | 0 | 0 | 0 | 0 | 0 | 0 | 0 | 0 | 0 | 0 | 0 | 0 | 0 | 0 | 0 | 0 | 0 | 0 | 0 | 0 | 0 | 0 | 0
SCE Northern | Saugus | 230 | Solar |  |  | 0 | 0 | 0 | 0 | 0 | 0 | 0 | 0 | 0 | 0 | 0 | 0 | 0 | 0 | 0 | 0 | 0 | 0 | 0 | 0 | 0 | 0 | 0 | 0 | 0 | 0 | 0 | 0
PG&E FRESNO | Schindler | 115 | Solar |  |  | 1 | 0 | 0 | 0 | 0 | 0 | 0 | 0 | 0 | 0 | 0 | 0 | 0 | 0 | 0 | 0 | 100 | 0 | 100 | 100 | 0 | 100 | 0 | 0 | 0 | 100 | 0 | 100
PG&E FRESNO | Schindler | 70 | Solar |  |  | 0 | 0 | 0 | 0 | 0 | 0 | 0 | 0 | 0 | 0 | 0 | 0 | 0 | 0 | 0 | 0 | 0 | 0 | 0 | 0 | 0 | 0 | 0 | 0 | 0 | 0 | 0 | 0
PG&E GBA | Schulte | 115 | Solar |  |  | 0 | 0 | 0 | 0 | 0 | 0 | 0 | 0 | 0 | 0 | 0 | 0 | 0 | 0 | 0 | 0 | 0 | 0 | 0 | 0 | 0 | 0 | 0 | 0 | 0 | 0 | 0 | 0
SDGE | Scripps | 69 | Solar |  |  | 0 | 0 | 0 | 0 | 0 | 0 | 0 | 0 | 0 | 0 | 0 | 0 | 0 | 0 | 0 | 0 | 0 | 0 | 0 | 0 | 0 | 0 | 0 | 0 | 0 | 0 | 0 | 0
PG&E KERN | Semitropic | 115 | Solar |  |  | 0 | 0 | 0 | 0 | 0 | 0 | 0 | 0 | 0 | 0 | 0 | 0 | 0 | 0 | 0 | 0 | 0 | 0 | 0 | 0 | 0 | 0 | 0 | 0 | 0 | 0 | 0 | 0
SCE Metro | Serrano | 230 | Solar |  |  | 0 | 0 | 0 | 0 | 0 | 0 | 0 | 0 | 0 | 0 | 0 | 0 | 0 | 0 | 0 | 0 | 0 | 0 | 0 | 0 | 0 | 0 | 0 | 0 | 0 | 0 | 0 | 0
SCE Metro | Serrano | 500 | Solar |  |  | 0 | 0 | 0 | 0 | 0 | 0 | 0 | 0 | 0 | 0 | 0 | 0 | 0 | 0 | 0 | 0 | 0 | 0 | 0 | 0 | 0 | 0 | 0 | 0 | 0 | 0 | 0 | 0
SDGE | Shadowridge | 138 | Solar |  |  | 0 | 0 | 0 | 0 | 0 | 0 | 0 | 0 | 0 | 0 | 0 | 0 | 0 | 0 | 0 | 0 | 0 | 0 | 0 | 0 | 0 | 0 | 0 | 0 | 0 | 0 | 0 | 0
PG&E KERN | Shafter | 115 | Solar |  |  | 0 | 0 | 0 | 0 | 0 | 0 | 0 | 0 | 0 | 0 | 0 | 0 | 0 | 0 | 0 | 0 | 0 | 0 | 0 | 0 | 0 | 0 | 0 | 0 | 0 | 0 | 0 | 0
PG&E NGBA | Silverado | 115 | Solar |  |  | 0 | 0 | 0 | 0 | 0 | 0 | 0 | 0 | 0 | 0 | 0 | 0 | 0 | 0 | 0 | 0 | 0 | 0 | 0 | 0 | 0 | 0 | 0 | 0 | 0 | 0 | 0 | 0
SDGE | Silvergate | 230 | Solar |  |  | 0 | 0 | 0 | 0 | 0 | 0 | 0 | 0 | 0 | 0 | 0 | 0 | 0 | 0 | 0 | 0 | 0 | 0 | 0 | 0 | 0 | 0 | 0 | 0 | 0 | 0 | 0 | 0
SDGE | Silvergate | 69 | Solar |  |  | 0 | 0 | 0 | 0 | 0 | 0 | 0 | 0 | 0 | 0 | 0 | 0 | 0 | 0 | 0 | 0 | 0 | 0 | 0 | 0 | 0 | 0 | 0 | 0 | 0 | 0 | 0 | 0
PG&E KERN | Sisquoc | 115 | Solar |  |  | 0 | 0 | 0 | 0 | 0 | 0 | 0 | 0 | 0 | 0 | 0 | 0 | 0 | 0 | 0 | 0 | 0 | 0 | 0 | 0 | 0 | 0 | 0 | 0 | 0 | 0 | 0 | 0
EOP | Sloan Canyon | 230 | Solar |  |  | 0 | 0 | 0 | 0 | 0 | 0 | 0 | 0 | 0 | 0 | 0 | 0 | 0 | 0 | 0 | 0 | 0 | 0 | 0 | 0 | 0 | 0 | 0 | 0 | 0 | 0 | 0 | 0
EOP | Sloan Canyon | 500 | Solar |  |  | 0 | 0 | 0 | 0 | 0 | 0 | 0 | 0 | 0 | 0 | 0 | 0 | 0 | 0 | 0 | 0 | 0 | 0 | 0 | 0 | 0 | 0 | 0 | 0 | 0 | 0 | 0 | 0
PG&E KERN | Smyrna | 115 | Solar |  |  | 0 | 0 | 0 | 0 | 0 | 0 | 0 | 0 | 0 | 0 | 0 | 0 | 0 | 0 | 0 | 0 | 0 | 0 | 0 | 0 | 0 | 0 | 0 | 0 | 0 | 0 | 0 | 0
PG&E GBA | Sobrante | 115 | Solar |  |  | 0 | 0 | 0 | 0 | 0 | 0 | 0 | 0 | 0 | 0 | 0 | 0 | 0 | 0 | 0 | 0 | 0 | 0 | 0 | 0 | 0 | 0 | 0 | 0 | 0 | 0 | 0 | 0
PG&E GBA | Sobrante | 230 | Solar |  |  | 0 | 0 | 0 | 0 | 0 | 0 | 0 | 0 | 0 | 0 | 0 | 0 | 0 | 0 | 0 | 0 | 0 | 0 | 0 | 0 | 0 | 0 | 0 | 0 | 0 | 0 | 0 | 0
PG&E KERN | Solar | 230 | Solar |  |  | 0 | 0 | 0 | 0 | 0 | 0 | 0 | 0 | 0 | 0 | 0 | 0 | 0 | 0 | 0 | 0 | 0 | 0 | 0 | 0 | 0 | 0 | 0 | 0 | 0 | 0 | 0 | 0
PG&E GBA | Soledad | 115 | Solar |  |  | 0 | 0 | 0 | 0 | 0 | 0 | 0 | 0 | 0 | 0 | 0 | 0 | 0 | 0 | 0 | 0 | 0 | 0 | 0 | 0 | 0 | 0 | 0 | 0 | 0 | 0 | 0 | 0
PG&E GBA | Soledad | 60 | Solar |  |  | 0 | 0 | 0 | 0 | 0 | 0 | 0 | 0 | 0 | 0 | 0 | 0 | 0 | 0 | 0 | 0 | 0 | 0 | 0 | 0 | 0 | 0 | 0 | 0 | 0 | 0 | 0 | 0
SDGE | Spring Valley | 69 | Solar |  |  | 0 | 0 | 0 | 0 | 0 | 0 | 0 | 0 | 0 | 0 | 0 | 0 | 0 | 0 | 0 | 0 | 0 | 0 | 0 | 0 | 0 | 0 | 0 | 0 | 0 | 0 | 0 | 0
SCE Northern | Springville | 230 | Solar |  |  | 1 | 0 | 0 | 0 | 0 | 0 | 0 | 0 | 0 | 0 | 0 | 0 | 0 | 0 | 0 | 0 | 170 | 180 | 350 | 170 | 180 | 350 | 0 | 0 | 0 | 170 | 180 | 350
PG&E GBA | Stagg | 230 | Solar |  |  | 0 | 0 | 0 | 0 | 0 | 0 | 0 | 0 | 0 | 0 | 0 | 0 | 0 | 0 | 0 | 0 | 0 | 0 | 0 | 0 | 0 | 0 | 0 | 0 | 0 | 0 | 0 | 0
PG&E GBA | Standard Oil | 115 | Solar |  |  | 0 | 0 | 0 | 0 | 0 | 0 | 0 | 0 | 0 | 0 | 0 | 0 | 0 | 0 | 0 | 0 | 0 | 0 | 0 | 0 | 0 | 0 | 0 | 0 | 0 | 0 | 0 | 0
PG&E GBA | Stanislaus | 115 | Solar |  |  | 0 | 0 | 0 | 0 | 0 | 0 | 0 | 0 | 0 | 0 | 0 | 0 | 0 | 0 | 0 | 0 | 0 | 0 | 0 | 0 | 0 | 0 | 0 | 0 | 0 | 0 | 0 | 0
PG&E KERN | Stockdale | 115 | Solar |  |  | 0 | 0 | 0 | 0 | 0 | 0 | 0 | 0 | 0 | 0 | 0 | 0 | 0 | 0 | 0 | 0 | 0 | 0 | 0 | 0 | 0 | 0 | 0 | 0 | 0 | 0 | 0 | 0
PG&E KERN | Stockdale | 230 | Solar |  |  | 0 | 0 | 0 | 0 | 0 | 0 | 0 | 0 | 0 | 0 | 0 | 0 | 0 | 0 | 0 | 0 | 0 | 0 | 0 | 0 | 0 | 0 | 0 | 0 | 0 | 0 | 0 | 0
PG&E GBA | Stockton A | 115 | Solar |  |  | 0 | 0 | 0 | 0 | 0 | 0 | 0 | 0 | 0 | 0 | 0 | 0 | 0 | 0 | 0 | 0 | 0 | 0 | 0 | 0 | 0 | 0 | 0 | 0 | 0 | 0 | 0 | 0
PG&E GBA | Stone | 115 | Solar |  |  | 0 | 0 | 0 | 0 | 0 | 0 | 0 | 0 | 0 | 0 | 0 | 0 | 0 | 0 | 0 | 0 | 0 | 0 | 0 | 0 | 0 | 0 | 0 | 0 | 0 | 0 | 0 | 0
PG&E FRESNO | Storey | 230 | Solar |  |  | 0 | 0 | 0 | 0 | 0 | 0 | 0 | 0 | 0 | 0 | 0 | 0 | 0 | 0 | 0 | 0 | 0 | 0 | 0 | 0 | 0 | 0 | 0 | 0 | 0 | 0 | 0 | 0
PG&E NGBA | Summit | 115 | Solar |  |  | 0 | 0 | 0 | 0 | 0 | 0 | 0 | 0 | 0 | 0 | 0 | 0 | 0 | 0 | 0 | 0 | 0 | 0 | 0 | 0 | 0 | 0 | 0 | 0 | 0 | 0 | 0 | 0
SDGE | Suncrest | 230 | Solar |  |  | 0 | 0 | 0 | 0 | 0 | 0 | 0 | 0 | 0 | 0 | 0 | 0 | 0 | 0 | 0 | 0 | 0 | 0 | 0 | 0 | 0 | 0 | 0 | 0 | 0 | 0 | 0 | 0
SDGE | Suncrest | 500 | Solar |  |  | 0 | 0 | 0 | 0 | 0 | 0 | 0 | 0 | 0 | 0 | 0 | 0 | 0 | 0 | 0 | 0 | 0 | 0 | 0 | 0 | 0 | 0 | 0 | 0 | 0 | 0 | 0 | 0
PG&E KERN | Sunrise | 230 | Solar |  |  | 0 | 0 | 0 | 0 | 0 | 0 | 0 | 0 | 0 | 0 | 0 | 0 | 0 | 0 | 0 | 0 | 0 | 0 | 0 | 0 | 0 | 0 | 0 | 0 | 0 | 0 | 0 | 0
PG&E KERN | Sunset | 230 | Solar |  |  | 0 | 0 | 0 | 0 | 0 | 0 | 0 | 0 | 0 | 0 | 0 | 0 | 0 | 0 | 0 | 0 | 0 | 0 | 0 | 0 | 0 | 0 | 0 | 0 | 0 | 0 | 0 | 0
PG&E GBA | Swift | 115 | Solar |  |  | 0 | 0 | 0 | 0 | 0 | 0 | 0 | 0 | 0 | 0 | 0 | 0 | 0 | 0 | 0 | 0 | 0 | 0 | 0 | 0 | 0 | 0 | 0 | 0 | 0 | 0 | 0 | 0
SDGE | Sycamore Canyon | 138 | Solar |  |  | 0 | 0 | 0 | 0 | 0 | 0 | 0 | 0 | 0 | 0 | 0 | 0 | 0 | 0 | 0 | 0 | 0 | 0 | 0 | 0 | 0 | 0 | 0 | 0 | 0 | 0 | 0 | 0
SDGE | Sycamore Canyon | 230 | Solar |  |  | 0 | 0 | 0 | 0 | 0 | 0 | 0 | 0 | 0 | 0 | 0 | 0 | 0 | 0 | 0 | 0 | 0 | 0 | 0 | 0 | 0 | 0 | 0 | 0 | 0 | 0 | 0 | 0
SDGE | Sycamore Canyon | 69 | Solar |  |  | 0 | 0 | 0 | 0 | 0 | 0 | 0 | 0 | 0 | 0 | 0 | 0 | 0 | 0 | 0 | 0 | 0 | 0 | 0 | 0 | 0 | 0 | 0 | 0 | 0 | 0 | 0 | 0
SCE Northern | Sylmar | 230 | Solar |  |  | 0 | 0 | 0 | 0 | 0 | 0 | 0 | 0 | 0 | 0 | 0 | 0 | 0 | 0 | 0 | 0 | 0 | 0 | 0 | 0 | 0 | 0 | 0 | 0 | 0 | 0 | 0 | 0
PG&E NGBA | Table Mountain | 115 | Solar |  |  | 0 | 0 | 0 | 0 | 0 | 0 | 0 | 0 | 0 | 0 | 0 | 0 | 0 | 0 | 0 | 0 | 0 | 0 | 0 | 0 | 0 | 0 | 0 | 0 | 0 | 0 | 0 | 0
PG&E NGBA | Table Mountain | 230 | Solar |  |  | 0 | 0 | 0 | 0 | 0 | 0 | 0 | 0 | 0 | 0 | 0 | 0 | 0 | 0 | 0 | 0 | 0 | 0 | 0 | 0 | 0 | 0 | 0 | 0 | 0 | 0 | 0 | 0
PG&E NGBA | Table Mountain | 500 | Solar |  |  | 0 | 0 | 0 | 0 | 0 | 0 | 0 | 0 | 0 | 0 | 0 | 0 | 0 | 0 | 0 | 0 | 0 | 0 | 0 | 0 | 0 | 0 | 0 | 0 | 0 | 0 | 0 | 0
PG&E NGBA | Table Mountain | 60 | Solar |  |  | 0 | 0 | 0 | 0 | 0 | 0 | 0 | 0 | 0 | 0 | 0 | 0 | 0 | 0 | 0 | 0 | 0 | 0 | 0 | 0 | 0 | 0 | 0 | 0 | 0 | 0 | 0 | 0
PG&E KERN | Taft | 115 | Solar |  |  | 1 | 0 | 0 | 0 | 0 | 3 | 3 | 0 | 0 | 0 | 0 | 3 | 3 | 0 | 0 | 0 | 0 | 0 | 0 | 0 | 0 | 0 | 0 | 3 | 3 | 0 | 3 | 3
SDGE | Talega | 138 | Solar |  |  | 0 | 0 | 0 | 0 | 0 | 0 | 0 | 0 | 0 | 0 | 0 | 0 | 0 | 0 | 0 | 0 | 0 | 0 | 0 | 0 | 0 | 0 | 0 | 0 | 0 | 0 | 0 | 0
SDGE | Talega | 230 | Solar |  |  | 0 | 0 | 0 | 0 | 0 | 0 | 0 | 0 | 0 | 0 | 0 | 0 | 0 | 0 | 0 | 0 | 0 | 0 | 0 | 0 | 0 | 0 | 0 | 0 | 0 | 0 | 0 | 0
PG&E GBA | Tassajara | 230 | Solar |  |  | 0 | 0 | 0 | 0 | 0 | 0 | 0 | 0 | 0 | 0 | 0 | 0 | 0 | 0 | 0 | 0 | 0 | 0 | 0 | 0 | 0 | 0 | 0 | 0 | 0 | 0 | 0 | 0
PG&E KERN | Tejon | 70 | Solar |  |  | 0 | 0 | 0 | 0 | 0 | 0 | 0 | 0 | 0 | 0 | 0 | 0 | 0 | 0 | 0 | 0 | 0 | 0 | 0 | 0 | 0 | 0 | 0 | 0 | 0 | 0 | 0 | 0
SDGE | Telegraph Canyon | 138 | Solar |  |  | 0 | 0 | 0 | 0 | 0 | 0 | 0 | 0 | 0 | 0 | 0 | 0 | 0 | 0 | 0 | 0 | 0 | 0 | 0 | 0 | 0 | 0 | 0 | 0 | 0 | 0 | 0 | 0
PG&E KERN | Temblor | 115 | Solar |  |  | 0 | 0 | 0 | 0 | 0 | 0 | 0 | 0 | 0 | 0 | 0 | 0 | 0 | 0 | 0 | 0 | 0 | 0 | 0 | 0 | 0 | 0 | 0 | 0 | 0 | 0 | 0 | 0
PG&E KERN | Templeton | 230 | Solar |  |  | 0 | 0 | 0 | 0 | 0 | 0 | 0 | 0 | 0 | 0 | 0 | 0 | 0 | 0 | 0 | 0 | 0 | 0 | 0 | 0 | 0 | 0 | 0 | 0 | 0 | 0 | 0 | 0
PG&E KERN | Templeton | 70 | Solar |  |  | 0 | 0 | 0 | 0 | 0 | 0 | 0 | 0 | 0 | 0 | 0 | 0 | 0 | 0 | 0 | 0 | 0 | 0 | 0 | 0 | 0 | 0 | 0 | 0 | 0 | 0 | 0 | 0
PG&E GBA | Tesla | 115 | Solar |  |  | 0 | 0 | 0 | 0 | 0 | 0 | 0 | 0 | 0 | 0 | 0 | 0 | 0 | 0 | 0 | 0 | 0 | 0 | 0 | 0 | 0 | 0 | 0 | 0 | 0 | 0 | 0 | 0
PG&E GBA | Tesla | 230 | Solar |  |  | 0 | 0 | 0 | 0 | 0 | 0 | 0 | 0 | 0 | 0 | 0 | 0 | 0 | 0 | 0 | 0 | 0 | 0 | 0 | 0 | 0 | 0 | 0 | 0 | 0 | 0 | 0 | 0
PG&E GBA | Tesla | 500 | Solar |  |  | 0 | 0 | 0 | 0 | 0 | 0 | 0 | 0 | 0 | 0 | 0 | 0 | 0 | 0 | 0 | 0 | 0 | 0 | 0 | 0 | 0 | 0 | 0 | 0 | 0 | 0 | 0 | 0
PG&E KERN | Tevis | 115 | Solar |  |  | 0 | 0 | 0 | 0 | 0 | 0 | 0 | 0 | 0 | 0 | 0 | 0 | 0 | 0 | 0 | 0 | 0 | 0 | 0 | 0 | 0 | 0 | 0 | 0 | 0 | 0 | 0 | 0
EOP | Thousandaire | 138 | Solar |  |  | 0 | 0 | 0 | 0 | 0 | 0 | 0 | 0 | 0 | 0 | 0 | 0 | 0 | 0 | 0 | 0 | 0 | 0 | 0 | 0 | 0 | 0 | 0 | 0 | 0 | 0 | 0 | 0
PG&E KERN | Topaz | 230 | Solar |  |  | 0 | 0 | 0 | 0 | 0 | 0 | 0 | 0 | 0 | 0 | 0 | 0 | 0 | 0 | 0 | 0 | 0 | 0 | 0 | 0 | 0 | 0 | 0 | 0 | 0 | 0 | 0 | 0
SCE NOL | Tortilla | 115 | Solar |  |  | 0 | 0 | 0 | 0 | 0 | 0 | 0 | 0 | 0 | 0 | 0 | 0 | 0 | 0 | 0 | 0 | 0 | 0 | 0 | 0 | 0 | 0 | 0 | 0 | 0 | 0 | 0 | 0
SDGE | Trabuco | 138 | Solar |  |  | 0 | 0 | 0 | 0 | 0 | 0 | 0 | 0 | 0 | 0 | 0 | 0 | 0 | 0 | 0 | 0 | 0 | 0 | 0 | 0 | 0 | 0 | 0 | 0 | 0 | 0 | 0 | 0
PG&E GBA | Tracy | 115 | Solar |  |  | 0 | 0 | 0 | 0 | 0 | 0 | 0 | 0 | 0 | 0 | 0 | 0 | 0 | 0 | 0 | 0 | 0 | 0 | 0 | 0 | 0 | 0 | 0 | 0 | 0 | 0 | 0 | 0
PG&E FRESNO | Tranquility | 230 | Solar |  |  | 1 | 200 | 0 | 200 | 0 | 600 | 600 | 0 | 0 | 0 | 0 | 600 | 600 | 0 | 0 | 0 | 200 | 300 | 500 | 200 | 300 | 500 | 200 | 600 | 800 | 400 | 900 | 1300
PG&E GBA | Trimble | 115 | Solar |  |  | 0 | 0 | 0 | 0 | 0 | 0 | 0 | 0 | 0 | 0 | 0 | 0 | 0 | 0 | 0 | 0 | 0 | 0 | 0 | 0 | 0 | 0 | 0 | 0 | 0 | 0 | 0 | 0
EOP | Trout Canyon | 230 | Solar |  |  | 1 | 0 | 0 | 0 | 125 | 650 | 775 | 0 | 0 | 0 | 125 | 650 | 775 | 441 | 95 | 536 | 250 | 350 | 600 | 691 | 445 | 1136 | 566 | 745 | 1311 | 816 | 1095 | 1911
EOP | Trout Canyon | 500 | Solar |  |  | 0 | 0 | 0 | 0 | 0 | 0 | 0 | 0 | 0 | 0 | 0 | 0 | 0 | 0 | 0 | 0 | 0 | 0 | 0 | 0 | 0 | 0 | 0 | 0 | 0 | 0 | 0 | 0
PG&E NGBA | Tulucay | 230 | Solar |  |  | 0 | 0 | 0 | 0 | 0 | 0 | 0 | 0 | 0 | 0 | 0 | 0 | 0 | 0 | 0 | 0 | 0 | 0 | 0 | 0 | 0 | 0 | 0 | 0 | 0 | 0 | 0 | 0
PG&E NGBA | Tulucay | 60 | Solar |  |  | 0 | 0 | 0 | 0 | 0 | 0 | 0 | 0 | 0 | 0 | 0 | 0 | 0 | 0 | 0 | 0 | 0 | 0 | 0 | 0 | 0 | 0 | 0 | 0 | 0 | 0 | 0 | 0
PG&E KERN | Tupman | 115 | Solar |  |  | 0 | 0 | 0 | 0 | 0 | 0 | 0 | 0 | 0 | 0 | 0 | 0 | 0 | 0 | 0 | 0 | 0 | 0 | 0 | 0 | 0 | 0 | 0 | 0 | 0 | 0 | 0 | 0
PG&E NGBA | Ukiah | 115 | Solar |  |  | 0 | 0 | 0 | 0 | 0 | 0 | 0 | 0 | 0 | 0 | 0 | 0 | 0 | 0 | 0 | 0 | 0 | 0 | 0 | 0 | 0 | 0 | 0 | 0 | 0 | 0 | 0 | 0
PG&E KERN | Union (Estrella) | 70 | Solar |  |  | 0 | 0 | 0 | 0 | 0 | 0 | 0 | 0 | 0 | 0 | 0 | 0 | 0 | 0 | 0 | 0 | 0 | 0 | 0 | 0 | 0 | 0 | 0 | 0 | 0 | 0 | 0 | 0
PG&E NGBA | Vaca Dixon | 115 | Solar |  |  | 0 | 0 | 0 | 0 | 0 | 0 | 0 | 0 | 0 | 0 | 0 | 0 | 0 | 0 | 0 | 0 | 0 | 0 | 0 | 0 | 0 | 0 | 0 | 0 | 0 | 0 | 0 | 0
PG&E NGBA | Vaca Dixon | 230 | Solar |  |  | 0 | 0 | 0 | 0 | 0 | 0 | 0 | 0 | 0 | 0 | 0 | 0 | 0 | 0 | 0 | 0 | 0 | 0 | 0 | 0 | 0 | 0 | 0 | 0 | 0 | 0 | 0 | 0
PG&E NGBA | Vaca Dixon | 500 | Solar |  |  | 0 | 0 | 0 | 0 | 0 | 0 | 0 | 0 | 0 | 0 | 0 | 0 | 0 | 0 | 0 | 0 | 0 | 0 | 0 | 0 | 0 | 0 | 0 | 0 | 0 | 0 | 0 | 0
PG&E NGBA | Vaca Dixon | 60 | Solar |  |  | 0 | 0 | 0 | 0 | 0 | 0 | 0 | 0 | 0 | 0 | 0 | 0 | 0 | 0 | 0 | 0 | 0 | 0 | 0 | 0 | 0 | 0 | 0 | 0 | 0 | 0 | 0 | 0
SCE Eastern | Valley (SCE) | 500 | Solar |  |  | 0 | 0 | 0 | 0 | 0 | 0 | 0 | 0 | 0 | 0 | 0 | 0 | 0 | 0 | 0 | 0 | 0 | 0 | 0 | 0 | 0 | 0 | 0 | 0 | 0 | 0 | 0 | 0
EOP | Valley (VEA) | 138 | Solar |  |  | 0 | 0 | 0 | 0 | 0 | 0 | 0 | 0 | 0 | 0 | 0 | 0 | 0 | 0 | 0 | 0 | 0 | 0 | 0 | 0 | 0 | 0 | 0 | 0 | 0 | 0 | 0 | 0
SDGE | Valley Center | 69 | Solar |  |  | 0 | 0 | 0 | 0 | 0 | 0 | 0 | 0 | 0 | 0 | 0 | 0 | 0 | 0 | 0 | 0 | 0 | 0 | 0 | 0 | 0 | 0 | 0 | 0 | 0 | 0 | 0 | 0
PG&E GBA | Valley Home | 115 | Solar |  |  | 0 | 0 | 0 | 0 | 0 | 0 | 0 | 0 | 0 | 0 | 0 | 0 | 0 | 0 | 0 | 0 | 0 | 0 | 0 | 0 | 0 | 0 | 0 | 0 | 0 | 0 | 0 | 0
PG&E GBA | Valley Springs | 230 | Solar |  |  | 0 | 0 | 0 | 0 | 0 | 0 | 0 | 0 | 0 | 0 | 0 | 0 | 0 | 0 | 0 | 0 | 0 | 0 | 0 | 0 | 0 | 0 | 0 | 0 | 0 | 0 | 0 | 0
PG&E GBA | Valley Springs | 60 | Solar |  |  | 0 | 0 | 0 | 0 | 0 | 0 | 0 | 0 | 0 | 0 | 0 | 0 | 0 | 0 | 0 | 0 | 0 | 0 | 0 | 0 | 0 | 0 | 0 | 0 | 0 | 0 | 0 | 0
EOP | Valley Switch | 138 | Solar |  |  | 0 | 0 | 0 | 0 | 0 | 0 | 0 | 0 | 0 | 0 | 0 | 0 | 0 | 0 | 0 | 0 | 0 | 0 | 0 | 0 | 0 | 0 | 0 | 0 | 0 | 0 | 0 | 0
EOP | Valley Switch | 230 | Solar |  |  | 0 | 0 | 0 | 0 | 0 | 0 | 0 | 0 | 0 | 0 | 0 | 0 | 0 | 0 | 0 | 0 | 0 | 0 | 0 | 0 | 0 | 0 | 0 | 0 | 0 | 0 | 0 | 0
PG&E GBA | Vasco | 230 | Solar |  |  | 0 | 0 | 0 | 0 | 0 | 0 | 0 | 0 | 0 | 0 | 0 | 0 | 0 | 0 | 0 | 0 | 0 | 0 | 0 | 0 | 0 | 0 | 0 | 0 | 0 | 0 | 0 | 0
PG&E GBA | Vasona | 230 | Solar |  |  | 0 | 0 | 0 | 0 | 0 | 0 | 0 | 0 | 0 | 0 | 0 | 0 | 0 | 0 | 0 | 0 | 0 | 0 | 0 | 0 | 0 | 0 | 0 | 0 | 0 | 0 | 0 | 0
SCE Northern | Vestal | 230 | Solar |  |  | 1 | 300 | 0 | 300 | 0 | 50 | 50 | 0 | 0 | 0 | 0 | 50 | 50 | 125 | 125 | 250 | 0 | 100 | 100 | 125 | 225 | 350 | 425 | 175 | 600 | 425 | 275 | 700
SCE Northern | Vestal | 66 | Solar |  |  | 0 | 0 | 0 | 0 | 0 | 0 | 0 | 0 | 0 | 0 | 0 | 0 | 0 | 0 | 0 | 0 | 0 | 0 | 0 | 0 | 0 | 0 | 0 | 0 | 0 | 0 | 0 | 0
SCE NOL | Victor | 115 | Solar |  |  | 0 | 0 | 0 | 0 | 0 | 0 | 0 | 0 | 0 | 0 | 0 | 0 | 0 | 0 | 0 | 0 | 0 | 0 | 0 | 0 | 0 | 0 | 0 | 0 | 0 | 0 | 0 | 0
SCE NOL | Victor | 230 | Solar |  |  | 0 | 0 | 0 | 0 | 0 | 0 | 0 | 0 | 0 | 0 | 0 | 0 | 0 | 0 | 0 | 0 | 0 | 0 | 0 | 0 | 0 | 0 | 0 | 0 | 0 | 0 | 0 | 0
SCE Metro | Viejo | 230 | Solar |  |  | 0 | 0 | 0 | 0 | 0 | 0 | 0 | 0 | 0 | 0 | 0 | 0 | 0 | 0 | 0 | 0 | 0 | 0 | 0 | 0 | 0 | 0 | 0 | 0 | 0 | 0 | 0 | 0
PG&E GBA | Vierra | 115 | Solar |  |  | 0 | 0 | 0 | 0 | 0 | 0 | 0 | 0 | 0 | 0 | 0 | 0 | 0 | 0 | 0 | 0 | 0 | 0 | 0 | 0 | 0 | 0 | 0 | 0 | 0 | 0 | 0 | 0
SCE Metro | Villa Park | 230 | Solar |  |  | 0 | 0 | 0 | 0 | 0 | 0 | 0 | 0 | 0 | 0 | 0 | 0 | 0 | 0 | 0 | 0 | 0 | 0 | 0 | 0 | 0 | 0 | 0 | 0 | 0 | 0 | 0 | 0
SCE Northern | Vincent | 230 | Solar |  |  | 1 | 0 | 0 | 0 | 0 | 0 | 0 | 0 | 0 | 0 | 0 | 0 | 0 | 0 | 0 | 0 | 0 | 780 | 780 | 0 | 780 | 780 | 0 | 0 | 0 | 0 | 780 | 780
SCE Northern | Vincent | 500 | Solar |  |  | 0 | 0 | 0 | 0 | 0 | 0 | 0 | 0 | 0 | 0 | 0 | 0 | 0 | 0 | 0 | 0 | 0 | 0 | 0 | 0 | 0 | 0 | 0 | 0 | 0 | 0 | 0 | 0
PG&E GBA | Vineyard | 230 | Solar |  |  | 0 | 0 | 0 | 0 | 0 | 0 | 0 | 0 | 0 | 0 | 0 | 0 | 0 | 0 | 0 | 0 | 0 | 0 | 0 | 0 | 0 | 0 | 0 | 0 | 0 | 0 | 0 | 0
SDGE | Vineyard | 69 | Solar |  |  | 0 | 0 | 0 | 0 | 0 | 0 | 0 | 0 | 0 | 0 | 0 | 0 | 0 | 0 | 0 | 0 | 0 | 0 | 0 | 0 | 0 | 0 | 0 | 0 | 0 | 0 | 0 | 0
SCE Eastern | Vista (SCE) | 230 | Solar |  |  | 0 | 0 | 0 | 0 | 0 | 0 | 0 | 0 | 0 | 0 | 0 | 0 | 0 | 0 | 0 | 0 | 0 | 0 | 0 | 0 | 0 | 0 | 0 | 0 | 0 | 0 | 0 | 0
EOP | Vista (VEA) | 138 | Solar |  |  | 0 | 0 | 0 | 0 | 0 | 0 | 0 | 0 | 0 | 0 | 0 | 0 | 0 | 0 | 0 | 0 | 0 | 0 | 0 | 0 | 0 | 0 | 0 | 0 | 0 | 0 | 0 | 0
EOP | Vista (VEA) | 230 | Solar |  |  | 1 | 0 | 0 | 0 | 0 | 0 | 0 | 0 | 0 | 0 | 0 | 0 | 0 | 0 | 0 | 0 | 50 | 150 | 200 | 50 | 150 | 200 | 0 | 0 | 0 | 50 | 150 | 200
PG&E FRESNO | Wahtoke | 115 | Solar |  |  | 0 | 0 | 0 | 0 | 0 | 0 | 0 | 0 | 0 | 0 | 0 | 0 | 0 | 0 | 0 | 0 | 0 | 0 | 0 | 0 | 0 | 0 | 0 | 0 | 0 | 0 | 0 | 0
SCE Northern | Wakefield | 66 | Solar |  |  | 0 | 0 | 0 | 0 | 0 | 0 | 0 | 0 | 0 | 0 | 0 | 0 | 0 | 0 | 0 | 0 | 0 | 0 | 0 | 0 | 0 | 0 | 0 | 0 | 0 | 0 | 0 | 0
SCE Metro | Walnut | 230 | Solar |  |  | 0 | 0 | 0 | 0 | 0 | 0 | 0 | 0 | 0 | 0 | 0 | 0 | 0 | 0 | 0 | 0 | 0 | 0 | 0 | 0 | 0 | 0 | 0 | 0 | 0 | 0 | 0 | 0
SCE Northern | Warne | 230 | Solar |  |  | 0 | 0 | 0 | 0 | 0 | 0 | 0 | 0 | 0 | 0 | 0 | 0 | 0 | 0 | 0 | 0 | 0 | 0 | 0 | 0 | 0 | 0 | 0 | 0 | 0 | 0 | 0 | 0
PG&E GBA | Warnerville | 230 | Solar |  |  | 0 | 0 | 0 | 0 | 0 | 0 | 0 | 0 | 0 | 0 | 0 | 0 | 0 | 0 | 0 | 0 | 0 | 0 | 0 | 0 | 0 | 0 | 0 | 0 | 0 | 0 | 0 | 0
PG&E FRESNO | Waukena | 115 | Solar |  |  | 0 | 0 | 0 | 0 | 0 | 0 | 0 | 0 | 0 | 0 | 0 | 0 | 0 | 0 | 0 | 0 | 0 | 0 | 0 | 0 | 0 | 0 | 0 | 0 | 0 | 0 | 0 | 0
PG&E GBA | Weber | 230 | Solar |  |  | 0 | 0 | 0 | 0 | 0 | 0 | 0 | 0 | 0 | 0 | 0 | 0 | 0 | 0 | 0 | 0 | 0 | 0 | 0 | 0 | 0 | 0 | 0 | 0 | 0 | 0 | 0 | 0
PG&E GBA | Weber | 60 | Solar |  |  | 0 | 0 | 0 | 0 | 0 | 0 | 0 | 0 | 0 | 0 | 0 | 0 | 0 | 0 | 0 | 0 | 0 | 0 | 0 | 0 | 0 | 0 | 0 | 0 | 0 | 0 | 0 | 0
PG&E FRESNO | West Fresno | 115 | Solar |  |  | 0 | 0 | 0 | 0 | 0 | 0 | 0 | 0 | 0 | 0 | 0 | 0 | 0 | 0 | 0 | 0 | 0 | 0 | 0 | 0 | 0 | 0 | 0 | 0 | 0 | 0 | 0 | 0
PG&E FRESNO | Westley | 230 | Solar |  |  | 0 | 0 | 0 | 0 | 0 | 0 | 0 | 0 | 0 | 0 | 0 | 0 | 0 | 0 | 0 | 0 | 0 | 0 | 0 | 0 | 0 | 0 | 0 | 0 | 0 | 0 | 0 | 0
PG&E KERN | Westpark | 115 | Solar |  |  | 0 | 0 | 0 | 0 | 0 | 0 | 0 | 0 | 0 | 0 | 0 | 0 | 0 | 0 | 0 | 0 | 0 | 0 | 0 | 0 | 0 | 0 | 0 | 0 | 0 | 0 | 0 | 0
PG&E KERN | Wheeler Ridge | 230 | Solar |  |  | 1 | 0 | 0 | 0 | 200 | 0 | 200 | 0 | 0 | 0 | 200 | 0 | 200 | 0 | 0 | 0 | 0 | 300 | 300 | 0 | 300 | 300 | 200 | 0 | 200 | 200 | 300 | 500
PG&E KERN | Wheeler Ridge | 115 | Solar |  |  | 0 | 0 | 0 | 0 | 0 | 0 | 0 | 0 | 0 | 0 | 0 | 0 | 0 | 0 | 0 | 0 | 0 | 0 | 0 | 0 | 0 | 0 | 0 | 0 | 0 | 0 | 0 | 0
PG&E KERN | Wheeler Ridge | 70 | Solar |  |  | 1 | 100 | 0 | 100 | 0 | 0 | 0 | 0 | 0 | 0 | 0 | 0 | 0 | 0 | 0 | 0 | 0 | 0 | 0 | 0 | 0 | 0 | 100 | 0 | 100 | 100 | 0 | 100
SCE Northern | Whirlwind | 230 | Solar |  |  | 1 | 0 | 0 | 0 | 218 | 188 | 406 | 174 | 0 | 174 | 44 | 188 | 232 | 0 | 0 | 0 | 100 | 400 | 500 | 100 | 400 | 500 | 44 | 188 | 232 | 144 | 588 | 732
SCE Northern | Whirlwind | 500 | Solar |  |  | 0 | 0 | 0 | 0 | 0 | 0 | 0 | 0 | 0 | 0 | 0 | 0 | 0 | 0 | 0 | 0 | 0 | 0 | 0 | 0 | 0 | 0 | 0 | 0 | 0 | 0 | 0 | 0
PG&E GBA | Whisman | 115 | Solar |  |  | 0 | 0 | 0 | 0 | 0 | 0 | 0 | 0 | 0 | 0 | 0 | 0 | 0 | 0 | 0 | 0 | 0 | 0 | 0 | 0 | 0 | 0 | 0 | 0 | 0 | 0 | 0 | 0
SCE Eastern | Wildlife | 230 | Solar |  |  | 0 | 0 | 0 | 0 | 0 | 0 | 0 | 0 | 0 | 0 | 0 | 0 | 0 | 0 | 0 | 0 | 0 | 0 | 0 | 0 | 0 | 0 | 0 | 0 | 0 | 0 | 0 | 0
PG&E FRESNO | Wilson | 115 | Solar |  |  | 0 | 0 | 0 | 0 | 0 | 0 | 0 | 0 | 0 | 0 | 0 | 0 | 0 | 0 | 0 | 0 | 0 | 0 | 0 | 0 | 0 | 0 | 0 | 0 | 0 | 0 | 0 | 0
PG&E FRESNO | Wilson | 230 | Solar |  |  | 0 | 0 | 0 | 0 | 0 | 0 | 0 | 0 | 0 | 0 | 0 | 0 | 0 | 0 | 0 | 0 | 0 | 0 | 0 | 0 | 0 | 0 | 0 | 0 | 0 | 0 | 0 | 0
SCE Northern | Windhub | 230 | Solar |  |  | 1 | 0 | 0 | 0 | 0 | 1020 | 1020 | 0 | 0 | 0 | 0 | 1020 | 1020 | 0 | 0 | 0 | 130 | 200 | 330 | 130 | 200 | 330 | 0 | 1020 | 1020 | 130 | 1220 | 1350
SCE Northern | Windhub | 500 | Solar |  |  | 1 | 0 | 0 | 0 | 153 | 0 | 153 | 0 | 0 | 0 | 153 | 0 | 153 | 499.5 | 0 | 499.5 | 226 | 200 | 426 | 725.5 | 200 | 925.5 | 652.5 | 0 | 652.5 | 878.5 | 200 | 1078.5
PG&E GBA | Windmaster | 230 | Solar |  |  | 0 | 0 | 0 | 0 | 0 | 0 | 0 | 0 | 0 | 0 | 0 | 0 | 0 | 0 | 0 | 0 | 0 | 0 | 0 | 0 | 0 | 0 | 0 | 0 | 0 | 0 | 0 | 0
PG&E NGBA | Windsor | 60 | Solar |  |  | 0 | 0 | 0 | 0 | 0 | 0 | 0 | 0 | 0 | 0 | 0 | 0 | 0 | 0 | 0 | 0 | 0 | 0 | 0 | 0 | 0 | 0 | 0 | 0 | 0 | 0 | 0 | 0
PG&E NGBA | Woodland | 115 | Solar |  |  | 1 | 0 | 0 | 0 | 0 | 12 | 12 | 0 | 0 | 0 | 0 | 12 | 12 | 0 | 0 | 0 | 0 | 0 | 0 | 0 | 0 | 0 | 0 | 12 | 12 | 0 | 12 | 12
PG&E FRESNO | Woodward | 115 | Solar |  |  | 0 | 0 | 0 | 0 | 0 | 0 | 0 | 0 | 0 | 0 | 0 | 0 | 0 | 0 | 0 | 0 | 0 | 0 | 0 | 0 | 0 | 0 | 0 | 0 | 0 | 0 | 0 | 0
PG&E NGBA | Wyandotte | 115 | Solar |  |  | 0 | 0 | 0 | 0 | 0 | 0 | 0 | 0 | 0 | 0 | 0 | 0 | 0 | 0 | 0 | 0 | 0 | 0 | 0 | 0 | 0 | 0 | 0 | 0 | 0 | 0 | 0 | 0
PG&E KERN | 7th Standard | 115 | Battery |  |  | 0 | 0 | 0 | 0 | 0 | 0 | 0 | 0 | 0 | 0 | 0 | 0 | 0 | 0 | 0 | 0 | 0 | 0 | 0 | 0 | 0 | 0 | 0 | 0 | 0 | 0 | 0 | 0
SCE Metro | Alamitos | 230 | Battery |  |  | 1 | 0 | 0 | 0 | 82 | 0 | 82 | 82 | 0 | 82 | 0 | 0 | 0 | 0 | 0 | 0 | 0 | 0 | 0 | 0 | 0 | 0 | 0 | 0 | 0 | 0 | 0 | 0
SCE Eastern | Alberhill | 115 | Battery |  |  | 0 | 0 | 0 | 0 | 0 | 0 | 0 | 0 | 0 | 0 | 0 | 0 | 0 | 0 | 0 | 0 | 0 | 0 | 0 | 0 | 0 | 0 | 0 | 0 | 0 | 0 | 0 | 0
SCE Eastern | Alberhill | 500 | Battery |  |  | 0 | 0 | 0 | 0 | 0 | 0 | 0 | 0 | 0 | 0 | 0 | 0 | 0 | 0 | 0 | 0 | 0 | 0 | 0 | 0 | 0 | 0 | 0 | 0 | 0 | 0 | 0 | 0
PG&E GBA | Alhambra | 115 | Battery |  |  | 0 | 0 | 0 | 0 | 0 | 0 | 0 | 0 | 0 | 0 | 0 | 0 | 0 | 0 | 0 | 0 | 0 | 0 | 0 | 0 | 0 | 0 | 0 | 0 | 0 | 0 | 0 | 0
PG&E FRESNO | Alpaugh | 115 | Battery |  |  | 1 | 0 | 0 | 0 | 10 | 0 | 10 | 0 | 0 | 0 | 10 | 0 | 10 | 0 | 0 | 0 | 0 | 0 | 0 | 0 | 0 | 0 | 10 | 0 | 10 | 10 | 0 | 10
SDGE | Alpine | 69 | Battery |  |  | 1 | 0 | 0 | 0 | 6 | 0 | 6 | 0 | 0 | 0 | 6 | 0 | 6 | 0 | 0 | 0 | 0 | 0 | 0 | 0 | 0 | 0 | 6 | 0 | 6 | 6 | 0 | 6
PG&E GBA | Altamont Midway (Sandhill) | 230 | Battery |  |  | 0 | 0 | 0 | 0 | 0 | 0 | 0 | 0 | 0 | 0 | 0 | 0 | 0 | 0 | 0 | 0 | 0 | 0 | 0 | 0 | 0 | 0 | 0 | 0 | 0 | 0 | 0 | 0
SCE Northern | Antelope | 66 | Battery |  |  | 0 | 0 | 0 | 0 | 0 | 0 | 0 | 0 | 0 | 0 | 0 | 0 | 0 | 0 | 0 | 0 | 0 | 0 | 0 | 0 | 0 | 0 | 0 | 0 | 0 | 0 | 0 | 0
SCE Northern | Antelope | 230 | Battery |  |  | 1 | 80 | 0 | 80 | 28 | 0 | 28 | 28 | 0 | 28 | 0 | 0 | 0 | 0 | 0 | 0 | 0 | 50 | 50 | 0 | 50 | 50 | 80 | 0 | 80 | 80 | 50 | 130
SCE Northern | Antelope | 500 | Battery |  |  | 0 | 0 | 0 | 0 | 0 | 0 | 0 | 0 | 0 | 0 | 0 | 0 | 0 | 0 | 0 | 0 | 0 | 0 | 0 | 0 | 0 | 0 | 0 | 0 | 0 | 0 | 0 | 0
PG&E NGBA | Arcata | 60 | Battery |  |  | 1 | 0 | 0 | 0 | 2.5 | 0 | 2.5 | 0 | 0 | 0 | 2.5 | 0 | 2.5 | 0 | 0 | 0 | 0 | 0 | 0 | 0 | 0 | 0 | 2.5 | 0 | 2.5 | 2.5 | 0 | 2.5
PG&E KERN | Arco | 230 | Battery |  |  | 1 | 25 | 0 | 25 | 0 | 0 | 0 | 0 | 0 | 0 | 0 | 0 | 0 | 0 | 0 | 0 | 0 | 165 | 165 | 0 | 165 | 165 | 25 | 0 | 25 | 25 | 165 | 190
PG&E KERN | Arco | 70 | Battery |  |  | 1 | 38 | 0 | 38 | 2 | 0 | 2 | 0 | 0 | 0 | 2 | 0 | 2 | 0 | 0 | 0 | 0 | 0 | 0 | 0 | 0 | 0 | 40 | 0 | 40 | 40 | 0 | 40
SCE Metro | ArcoGen | 230 | Battery |  |  | 0 | 0 | 0 | 0 | 0 | 0 | 0 | 0 | 0 | 0 | 0 | 0 | 0 | 0 | 0 | 0 | 0 | 0 | 0 | 0 | 0 | 0 | 0 | 0 | 0 | 0 | 0 | 0
SDGE | Artesian | 230 | Battery |  |  | 0 | 0 | 0 | 0 | 0 | 0 | 0 | 0 | 0 | 0 | 0 | 0 | 0 | 0 | 0 | 0 | 0 | 0 | 0 | 0 | 0 | 0 | 0 | 0 | 0 | 0 | 0 | 0
SDGE | Artesian | 69 | Battery |  |  | 0 | 0 | 0 | 0 | 0 | 0 | 0 | 0 | 0 | 0 | 0 | 0 | 0 | 0 | 0 | 0 | 0 | 0 | 0 | 0 | 0 | 0 | 0 | 0 | 0 | 0 | 0 | 0
PG&E FRESNO | Ashlan | 230 | Battery |  |  | 0 | 0 | 0 | 0 | 0 | 0 | 0 | 0 | 0 | 0 | 0 | 0 | 0 | 0 | 0 | 0 | 0 | 0 | 0 | 0 | 0 | 0 | 0 | 0 | 0 | 0 | 0 | 0
PG&E NGBA | Atlantic | 115 | Battery |  |  | 0 | 0 | 0 | 0 | 0 | 0 | 0 | 0 | 0 | 0 | 0 | 0 | 0 | 0 | 0 | 0 | 0 | 0 | 0 | 0 | 0 | 0 | 0 | 0 | 0 | 0 | 0 | 0
PG&E NGBA | Atlantic | 230 | Battery |  |  | 0 | 0 | 0 | 0 | 0 | 0 | 0 | 0 | 0 | 0 | 0 | 0 | 0 | 0 | 0 | 0 | 0 | 0 | 0 | 0 | 0 | 0 | 0 | 0 | 0 | 0 | 0 | 0
PG&E NGBA | Atlantic | 60 | Battery |  |  | 0 | 0 | 0 | 0 | 0 | 0 | 0 | 0 | 0 | 0 | 0 | 0 | 0 | 0 | 0 | 0 | 0 | 0 | 0 | 0 | 0 | 0 | 0 | 0 | 0 | 0 | 0 | 0
PG&E FRESNO | Atwater | 115 | Battery |  |  | 0 | 0 | 0 | 0 | 0 | 0 | 0 | 0 | 0 | 0 | 0 | 0 | 0 | 0 | 0 | 0 | 0 | 0 | 0 | 0 | 0 | 0 | 0 | 0 | 0 | 0 | 0 | 0
PG&E GBA | Avena | 115 | Battery |  |  | 0 | 0 | 0 | 0 | 0 | 0 | 0 | 0 | 0 | 0 | 0 | 0 | 0 | 0 | 0 | 0 | 0 | 0 | 0 | 0 | 0 | 0 | 0 | 0 | 0 | 0 | 0 | 0
SDGE | Avocado | 69 | Battery |  |  | 1 | 0 | 0 | 0 | 29.6 | 0 | 29.6 | 0 | 0 | 0 | 29.6 | 0 | 29.6 | 0 | 0 | 0 | 0 | 0 | 0 | 0 | 0 | 0 | 29.6 | 0 | 29.6 | 29.6 | 0 | 29.6
PG&E NGBA | Bahia | 230 | Battery |  |  | 0 | 0 | 0 | 0 | 0 | 0 | 0 | 0 | 0 | 0 | 0 | 0 | 0 | 0 | 0 | 0 | 0 | 0 | 0 | 0 | 0 | 0 | 0 | 0 | 0 | 0 | 0 | 0
SCE Northern | Bailey | 230 | Battery |  |  | 0 | 0 | 0 | 0 | 0 | 0 | 0 | 0 | 0 | 0 | 0 | 0 | 0 | 0 | 0 | 0 | 0 | 0 | 0 | 0 | 0 | 0 | 0 | 0 | 0 | 0 | 0 | 0
SCE NOL | Baker | 115 | Battery |  |  | 0 | 0 | 0 | 0 | 0 | 0 | 0 | 0 | 0 | 0 | 0 | 0 | 0 | 0 | 0 | 0 | 0 | 0 | 0 | 0 | 0 | 0 | 0 | 0 | 0 | 0 | 0 | 0
PG&E KERN | Bakersfield | 230 | Battery |  |  | 0 | 0 | 0 | 0 | 0 | 0 | 0 | 0 | 0 | 0 | 0 | 0 | 0 | 0 | 0 | 0 | 0 | 0 | 0 | 0 | 0 | 0 | 0 | 0 | 0 | 0 | 0 | 0
PG&E FRESNO | Balch | 230 | Battery |  |  | 0 | 0 | 0 | 0 | 0 | 0 | 0 | 0 | 0 | 0 | 0 | 0 | 0 | 0 | 0 | 0 | 0 | 0 | 0 | 0 | 0 | 0 | 0 | 0 | 0 | 0 | 0 | 0
SCE Eastern | Bannister | 230 | Battery |  |  | 0 | 0 | 0 | 0 | 0 | 0 | 0 | 0 | 0 | 0 | 0 | 0 | 0 | 0 | 0 | 0 | 0 | 0 | 0 | 0 | 0 | 0 | 0 | 0 | 0 | 0 | 0 | 0
SCE Metro | Barre | 230 | Battery |  |  | 1 | 0 | 0 | 0 | 10 | 0 | 10 | 0 | 0 | 0 | 10 | 0 | 10 | 0 | 0 | 0 | 0 | 0 | 0 | 0 | 0 | 0 | 10 | 0 | 10 | 10 | 0 | 10
SDGE | Bay Boulevard | 69 | Battery |  |  | 0 | 0 | 0 | 0 | 0 | 0 | 0 | 0 | 0 | 0 | 0 | 0 | 0 | 0 | 0 | 0 | 0 | 0 | 0 | 0 | 0 | 0 | 0 | 0 | 0 | 0 | 0 | 0
SDGE | Bay Boulevard | 230 | Battery |  |  | 0 | 0 | 0 | 0 | 0 | 0 | 0 | 0 | 0 | 0 | 0 | 0 | 0 | 0 | 0 | 0 | 0 | 0 | 0 | 0 | 0 | 0 | 0 | 0 | 0 | 0 | 0 | 0
EOP | Beatty | 138 | Battery |  |  | 0 | 0 | 0 | 0 | 0 | 0 | 0 | 0 | 0 | 0 | 0 | 0 | 0 | 0 | 0 | 0 | 0 | 0 | 0 | 0 | 0 | 0 | 0 | 0 | 0 | 0 | 0 | 0
EOP | Beatty | 230 | Battery |  |  | 1 | 0 | 0 | 0 | 0 | 0 | 0 | 0 | 0 | 0 | 0 | 0 | 0 | 0 | 0 | 0 | 0 | 125 | 125 | 0 | 125 | 125 | 0 | 0 | 0 | 0 | 125 | 125
PG&E NGBA | Belden | 230 | Battery |  |  | 0 | 0 | 0 | 0 | 0 | 0 | 0 | 0 | 0 | 0 | 0 | 0 | 0 | 0 | 0 | 0 | 0 | 0 | 0 | 0 | 0 | 0 | 0 | 0 | 0 | 0 | 0 | 0
PG&E NGBA | Bell | 115 | Battery |  |  | 0 | 0 | 0 | 0 | 0 | 0 | 0 | 0 | 0 | 0 | 0 | 0 | 0 | 0 | 0 | 0 | 0 | 0 | 0 | 0 | 0 | 0 | 0 | 0 | 0 | 0 | 0 | 0
PG&E NGBA | Bellevue | 115 | Battery |  |  | 0 | 0 | 0 | 0 | 0 | 0 | 0 | 0 | 0 | 0 | 0 | 0 | 0 | 0 | 0 | 0 | 0 | 0 | 0 | 0 | 0 | 0 | 0 | 0 | 0 | 0 | 0 | 0
PG&E GBA | Bellota | 115 | Battery |  |  | 0 | 0 | 0 | 0 | 0 | 0 | 0 | 0 | 0 | 0 | 0 | 0 | 0 | 0 | 0 | 0 | 0 | 0 | 0 | 0 | 0 | 0 | 0 | 0 | 0 | 0 | 0 | 0
PG&E GBA | Bellota | 230 | Battery |  |  | 0 | 0 | 0 | 0 | 0 | 0 | 0 | 0 | 0 | 0 | 0 | 0 | 0 | 0 | 0 | 0 | 0 | 0 | 0 | 0 | 0 | 0 | 0 | 0 | 0 | 0 | 0 | 0
SCE Northern | Big Creek | 230 | Battery |  |  | 0 | 0 | 0 | 0 | 0 | 0 | 0 | 0 | 0 | 0 | 0 | 0 | 0 | 0 | 0 | 0 | 0 | 0 | 0 | 0 | 0 | 0 | 0 | 0 | 0 | 0 | 0 | 0
PG&E FRESNO | Biola | 70 | Battery |  |  | 0 | 0 | 0 | 0 | 0 | 0 | 0 | 0 | 0 | 0 | 0 | 0 | 0 | 0 | 0 | 0 | 0 | 0 | 0 | 0 | 0 | 0 | 0 | 0 | 0 | 0 | 0 | 0
PG&E GBA | Birds Landing | 230 | Battery |  |  | 1 | 0 | 0 | 0 | 0 | 0 | 0 | 0 | 0 | 0 | 0 | 0 | 0 | 0 | 0 | 0 | 0 | 65 | 65 | 0 | 65 | 65 | 0 | 0 | 0 | 0 | 65 | 65
SCE Northern | Bliss | 66 | Battery |  |  | 0 | 0 | 0 | 0 | 0 | 0 | 0 | 0 | 0 | 0 | 0 | 0 | 0 | 0 | 0 | 0 | 0 | 0 | 0 | 0 | 0 | 0 | 0 | 0 | 0 | 0 | 0 | 0
SCE Eastern | Blythe | 161 | Battery |  |  | 1 | 0 | 0 | 0 | 160 | 0 | 160 | 0 | 0 | 0 | 160 | 0 | 160 | 0 | 0 | 0 | 0 | 0 | 0 | 0 | 0 | 0 | 160 | 0 | 160 | 160 | 0 | 160
PG&E NGBA | Bogue | 115 | Battery |  |  | 0 | 0 | 0 | 0 | 0 | 0 | 0 | 0 | 0 | 0 | 0 | 0 | 0 | 0 | 0 | 0 | 0 | 0 | 0 | 0 | 0 | 0 | 0 | 0 | 0 | 0 | 0 | 0
PG&E FRESNO | Borden | 230 | Battery |  |  | 1 | 0 | 0 | 0 | 0 | 0 | 0 | 0 | 0 | 0 | 0 | 0 | 0 | 0 | 0 | 0 | 0 | 100 | 100 | 0 | 100 | 100 | 0 | 0 | 0 | 0 | 100 | 100
PG&E FRESNO | Borden | 70 | Battery |  |  | 0 | 0 | 0 | 0 | 0 | 0 | 0 | 0 | 0 | 0 | 0 | 0 | 0 | 0 | 0 | 0 | 0 | 0 | 0 | 0 | 0 | 0 | 0 | 0 | 0 | 0 | 0 | 0
SDGE | Boulevard East | 138 | Battery |  |  | 0 | 0 | 0 | 0 | 0 | 0 | 0 | 0 | 0 | 0 | 0 | 0 | 0 | 0 | 0 | 0 | 0 | 0 | 0 | 0 | 0 | 0 | 0 | 0 | 0 | 0 | 0 | 0
SDGE | Boulevard East | 69 | Battery |  |  | 1 | 0 | 0 | 0 | 27.15 | 0 | 27.15 | 0 | 0 | 0 | 27.15 | 0 | 27.15 | 0 | 0 | 0 | 0 | 0 | 0 | 0 | 0 | 0 | 27.15 | 0 | 27.15 | 27.15 | 0 | 27.15
PG&E GBA | Brentwood | 230 | Battery |  |  | 1 | 0 | 0 | 0 | 0.8 | 0 | 0.8 | 0 | 0 | 0 | 0.8 | 0 | 0.8 | 0 | 0 | 0 | 0 | 0 | 0 | 0 | 0 | 0 | 0.8 | 0 | 0.8 | 0.8 | 0 | 0.8
PG&E NGBA | Bridgeville | 115 | Battery |  |  | 0 | 0 | 0 | 0 | 0 | 0 | 0 | 0 | 0 | 0 | 0 | 0 | 0 | 0 | 0 | 0 | 0 | 0 | 0 | 0 | 0 | 0 | 0 | 0 | 0 | 0 | 0 | 0
PG&E NGBA | Brighton | 115 | Battery |  |  | 0 | 0 | 0 | 0 | 0 | 0 | 0 | 0 | 0 | 0 | 0 | 0 | 0 | 0 | 0 | 0 | 0 | 0 | 0 | 0 | 0 | 0 | 0 | 0 | 0 | 0 | 0 | 0
PG&E NGBA | Brighton | 230 | Battery |  |  | 0 | 0 | 0 | 0 | 0 | 0 | 0 | 0 | 0 | 0 | 0 | 0 | 0 | 0 | 0 | 0 | 0 | 0 | 0 | 0 | 0 | 0 | 0 | 0 | 0 | 0 | 0 | 0
PG&E NGBA | Brunswick | 115 | Battery |  |  | 0 | 0 | 0 | 0 | 0 | 0 | 0 | 0 | 0 | 0 | 0 | 0 | 0 | 0 | 0 | 0 | 0 | 0 | 0 | 0 | 0 | 0 | 0 | 0 | 0 | 0 | 0 | 0
PG&E NGBA | Bucks Creek | 230 | Battery |  |  | 0 | 0 | 0 | 0 | 0 | 0 | 0 | 0 | 0 | 0 | 0 | 0 | 0 | 0 | 0 | 0 | 0 | 0 | 0 | 0 | 0 | 0 | 0 | 0 | 0 | 0 | 0 | 0
PG&E KERN | Buena Vista | 230 | Battery |  |  | 0 | 0 | 0 | 0 | 0 | 0 | 0 | 0 | 0 | 0 | 0 | 0 | 0 | 0 | 0 | 0 | 0 | 0 | 0 | 0 | 0 | 0 | 0 | 0 | 0 | 0 | 0 | 0
PG&E FRESNO | Bullard | 115 | Battery |  |  | 0 | 0 | 0 | 0 | 0 | 0 | 0 | 0 | 0 | 0 | 0 | 0 | 0 | 0 | 0 | 0 | 0 | 0 | 0 | 0 | 0 | 0 | 0 | 0 | 0 | 0 | 0 | 0
PG&E GBA | Burlingame | 115 | Battery |  |  | 0 | 0 | 0 | 0 | 0 | 0 | 0 | 0 | 0 | 0 | 0 | 0 | 0 | 0 | 0 | 0 | 0 | 0 | 0 | 0 | 0 | 0 | 0 | 0 | 0 | 0 | 0 | 0
PG&E NGBA | Burney Forest | 230 | Battery |  |  | 0 | 0 | 0 | 0 | 0 | 0 | 0 | 0 | 0 | 0 | 0 | 0 | 0 | 0 | 0 | 0 | 0 | 0 | 0 | 0 | 0 | 0 | 0 | 0 | 0 | 0 | 0 | 0
PG&E NGBA | Butte | 115 | Battery |  |  | 0 | 0 | 0 | 0 | 0 | 0 | 0 | 0 | 0 | 0 | 0 | 0 | 0 | 0 | 0 | 0 | 0 | 0 | 0 | 0 | 0 | 0 | 0 | 0 | 0 | 0 | 0 | 0
PG&E KERN | Cabrillo | 115 | Battery |  |  | 0 | 0 | 0 | 0 | 0 | 0 | 0 | 0 | 0 | 0 | 0 | 0 | 0 | 0 | 0 | 0 | 0 | 0 | 0 | 0 | 0 | 0 | 0 | 0 | 0 | 0 | 0 | 0
PG&E FRESNO | Cal Flats | 230 | Battery |  |  | 0 | 0 | 0 | 0 | 0 | 0 | 0 | 0 | 0 | 0 | 0 | 0 | 0 | 0 | 0 | 0 | 0 | 0 | 0 | 0 | 0 | 0 | 0 | 0 | 0 | 0 | 0 | 0
SCE NOL | Calcite | 230 | Battery |  |  | 1 | 0 | 0 | 0 | 0 | 0 | 0 | 0 | 0 | 0 | 0 | 0 | 0 | 0 | 0 | 0 | 0 | 100 | 100 | 0 | 100 | 100 | 0 | 0 | 0 | 0 | 100 | 100
PG&E KERN | Caliente | 230 | Battery |  |  | 0 | 0 | 0 | 0 | 0 | 0 | 0 | 0 | 0 | 0 | 0 | 0 | 0 | 0 | 0 | 0 | 0 | 0 | 0 | 0 | 0 | 0 | 0 | 0 | 0 | 0 | 0 | 0
PG&E FRESNO | California Ave | 115 | Battery |  |  | 0 | 0 | 0 | 0 | 0 | 0 | 0 | 0 | 0 | 0 | 0 | 0 | 0 | 0 | 0 | 0 | 0 | 0 | 0 | 0 | 0 | 0 | 0 | 0 | 0 | 0 | 0 | 0
PG&E KERN | Callender | 115 | Battery |  |  | 0 | 0 | 0 | 0 | 0 | 0 | 0 | 0 | 0 | 0 | 0 | 0 | 0 | 0 | 0 | 0 | 0 | 0 | 0 | 0 | 0 | 0 | 0 | 0 | 0 | 0 | 0 | 0
PG&E NGBA | Calpella | 115 | Battery |  |  | 1 | 0 | 0 | 0 | 4 | 0 | 4 | 0 | 0 | 0 | 4 | 0 | 4 | 0 | 0 | 0 | 0 | 0 | 0 | 0 | 0 | 0 | 4 | 0 | 4 | 4 | 0 | 4
PG&E GBA | Camanche | 230 | Battery |  |  | 0 | 0 | 0 | 0 | 0 | 0 | 0 | 0 | 0 | 0 | 0 | 0 | 0 | 0 | 0 | 0 | 0 | 0 | 0 | 0 | 0 | 0 | 0 | 0 | 0 | 0 | 0 | 0
SDGE | Cameron | 69 | Battery |  |  | 1 | 0 | 0 | 0 | 0.46 | 0 | 0.46 | 0 | 0 | 0 | 0.46 | 0 | 0.46 | 0 | 0 | 0 | 0 | 0 | 0 | 0 | 0 | 0 | 0.46 | 0 | 0.46 | 0.46 | 0 | 0.46
SDGE | Cannon | 69 | Battery |  |  | 0 | 0 | 0 | 0 | 0 | 0 | 0 | 0 | 0 | 0 | 0 | 0 | 0 | 0 | 0 | 0 | 0 | 0 | 0 | 0 | 0 | 0 | 0 | 0 | 0 | 0 | 0 | 0
PG&E FRESNO | Cantua | 115 | Battery |  |  | 0 | 0 | 0 | 0 | 0 | 0 | 0 | 0 | 0 | 0 | 0 | 0 | 0 | 0 | 0 | 0 | 0 | 0 | 0 | 0 | 0 | 0 | 0 | 0 | 0 | 0 | 0 | 0
SDGE | Capistrano | 138 | Battery |  |  | 1 | 0 | 0 | 0 | 0 | 0 | 0 | 0 | 0 | 0 | 0 | 0 | 0 | 0 | 0 | 0 | 0 | 75 | 75 | 0 | 75 | 75 | 0 | 0 | 0 | 0 | 75 | 75
SDGE | Capistrano | 230 | Battery |  |  | 0 | 0 | 0 | 0 | 0 | 0 | 0 | 0 | 0 | 0 | 0 | 0 | 0 | 0 | 0 | 0 | 0 | 0 | 0 | 0 | 0 | 0 | 0 | 0 | 0 | 0 | 0 | 0
PG&E NGBA | Carberry | 230 | Battery |  |  | 0 | 0 | 0 | 0 | 0 | 0 | 0 | 0 | 0 | 0 | 0 | 0 | 0 | 0 | 0 | 0 | 0 | 0 | 0 | 0 | 0 | 0 | 0 | 0 | 0 | 0 | 0 | 0
SCE Eastern | Cardiff | 66 | Battery |  |  | 0 | 0 | 0 | 0 | 0 | 0 | 0 | 0 | 0 | 0 | 0 | 0 | 0 | 0 | 0 | 0 | 0 | 0 | 0 | 0 | 0 | 0 | 0 | 0 | 0 | 0 | 0 | 0
PG&E NGBA | Caribou | 60 | Battery |  |  | 0 | 0 | 0 | 0 | 0 | 0 | 0 | 0 | 0 | 0 | 0 | 0 | 0 | 0 | 0 | 0 | 0 | 0 | 0 | 0 | 0 | 0 | 0 | 0 | 0 | 0 | 0 | 0
PG&E NGBA | Caribou | 115 | Battery |  |  | 0 | 0 | 0 | 0 | 0 | 0 | 0 | 0 | 0 | 0 | 0 | 0 | 0 | 0 | 0 | 0 | 0 | 0 | 0 | 0 | 0 | 0 | 0 | 0 | 0 | 0 | 0 | 0
PG&E NGBA | Caribou | 230 | Battery |  |  | 0 | 0 | 0 | 0 | 0 | 0 | 0 | 0 | 0 | 0 | 0 | 0 | 0 | 0 | 0 | 0 | 0 | 0 | 0 | 0 | 0 | 0 | 0 | 0 | 0 | 0 | 0 | 0
EOP | Carpenter Canyon (fka Gamebird) | 138 | Battery |  |  | 0 | 0 | 0 | 0 | 0 | 0 | 0 | 0 | 0 | 0 | 0 | 0 | 0 | 0 | 0 | 0 | 0 | 0 | 0 | 0 | 0 | 0 | 0 | 0 | 0 | 0 | 0 | 0
EOP | Carpenter Canyon (fka Gamebird) | 230 | Battery |  |  | 1 | 0 | 0 | 0 | 0 | 0 | 0 | 0 | 0 | 0 | 0 | 0 | 0 | 0 | 0 | 0 | 0 | 140 | 140 | 0 | 140 | 140 | 0 | 0 | 0 | 0 | 140 | 140
PG&E NGBA | Carquinez | 115 | Battery |  |  | 0 | 0 | 0 | 0 | 0 | 0 | 0 | 0 | 0 | 0 | 0 | 0 | 0 | 0 | 0 | 0 | 0 | 0 | 0 | 0 | 0 | 0 | 0 | 0 | 0 | 0 | 0 | 0
SDGE | Carrizo Gorge | 138 | Battery |  |  | 1 | 0 | 0 | 0 | 70 | 0 | 70 | 0 | 0 | 0 | 70 | 0 | 70 | 0 | 0 | 0 | 0 | 0 | 0 | 0 | 0 | 0 | 70 | 0 | 70 | 70 | 0 | 70
PG&E KERN | Carrizo Plains | 115 | Battery |  |  | 0 | 0 | 0 | 0 | 0 | 0 | 0 | 0 | 0 | 0 | 0 | 0 | 0 | 0 | 0 | 0 | 0 | 0 | 0 | 0 | 0 | 0 | 0 | 0 | 0 | 0 | 0 | 0
PG&E KERN | Casaloma | 230 | Battery |  |  | 0 | 0 | 0 | 0 | 0 | 0 | 0 | 0 | 0 | 0 | 0 | 0 | 0 | 0 | 0 | 0 | 0 | 0 | 0 | 0 | 0 | 0 | 0 | 0 | 0 | 0 | 0 | 0
PG&E GBA | Castro Valley | 230 | Battery |  |  | 0 | 0 | 0 | 0 | 0 | 0 | 0 | 0 | 0 | 0 | 0 | 0 | 0 | 0 | 0 | 0 | 0 | 0 | 0 | 0 | 0 | 0 | 0 | 0 | 0 | 0 | 0 | 0
PG&E GBA | Cayetano | 230 | Battery |  |  | 1 | 0 | 0 | 0 | 100 | 0 | 100 | 0 | 0 | 0 | 100 | 0 | 100 | 0 | 0 | 0 | 0 | 0 | 0 | 0 | 0 | 0 | 100 | 0 | 100 | 100 | 0 | 100
SCE Metro | Center | 230 | Battery |  |  | 1 | 0 | 0 | 0 | 90 | 0 | 90 | 0 | 0 | 0 | 90 | 0 | 90 | 0 | 0 | 0 | 0 | 0 | 0 | 0 | 0 | 0 | 90 | 0 | 90 | 90 | 0 | 90
PG&E KERN | Charca | 115 | Battery |  |  | 0 | 0 | 0 | 0 | 0 | 0 | 0 | 0 | 0 | 0 | 0 | 0 | 0 | 0 | 0 | 0 | 0 | 0 | 0 | 0 | 0 | 0 | 0 | 0 | 0 | 0 | 0 | 0
EOP | Charleston | 138 | Battery |  |  | 0 | 0 | 0 | 0 | 0 | 0 | 0 | 0 | 0 | 0 | 0 | 0 | 0 | 0 | 0 | 0 | 0 | 0 | 0 | 0 | 0 | 0 | 0 | 0 | 0 | 0 | 0 | 0
SCE Metro | Chevmain | 230 | Battery |  |  | 0 | 0 | 0 | 0 | 0 | 0 | 0 | 0 | 0 | 0 | 0 | 0 | 0 | 0 | 0 | 0 | 0 | 0 | 0 | 0 | 0 | 0 | 0 | 0 | 0 | 0 | 0 | 0
SDGE | Chicarita | 138 | Battery |  |  | 0 | 0 | 0 | 0 | 0 | 0 | 0 | 0 | 0 | 0 | 0 | 0 | 0 | 0 | 0 | 0 | 0 | 0 | 0 | 0 | 0 | 0 | 0 | 0 | 0 | 0 | 0 | 0
SCE Metro | Chino | 230 | Battery |  |  | 0 | 0 | 0 | 0 | 0 | 0 | 0 | 0 | 0 | 0 | 0 | 0 | 0 | 0 | 0 | 0 | 0 | 0 | 0 | 0 | 0 | 0 | 0 | 0 | 0 | 0 | 0 | 0
PG&E FRESNO | Chowchilla | 115 | Battery |  |  | 0 | 0 | 0 | 0 | 0 | 0 | 0 | 0 | 0 | 0 | 0 | 0 | 0 | 0 | 0 | 0 | 0 | 0 | 0 | 0 | 0 | 0 | 0 | 0 | 0 | 0 | 0 | 0
PG&E GBA | Christie | 60 | Battery |  |  | 0 | 0 | 0 | 0 | 0 | 0 | 0 | 0 | 0 | 0 | 0 | 0 | 0 | 0 | 0 | 0 | 0 | 0 | 0 | 0 | 0 | 0 | 0 | 0 | 0 | 0 | 0 | 0
PG&E GBA | Christie | 115 | Battery |  |  | 0 | 0 | 0 | 0 | 0 | 0 | 0 | 0 | 0 | 0 | 0 | 0 | 0 | 0 | 0 | 0 | 0 | 0 | 0 | 0 | 0 | 0 | 0 | 0 | 0 | 0 | 0 | 0
SCE Eastern | Cielo Azul | 500 | Battery |  |  | 1 | 0 | 0 | 0 | 1549.4 | 0 | 1549.4 | 0 | 0 | 0 | 1549.4 | 0 | 1549.4 | 0 | 0 | 0 | 0 | 250 | 250 | 0 | 250 | 250 | 1549.4 | 0 | 1549.4 | 1549.4 | 250 | 1799.4
PG&E GBA | Clay | 60 | Battery |  |  | 0 | 0 | 0 | 0 | 0 | 0 | 0 | 0 | 0 | 0 | 0 | 0 | 0 | 0 | 0 | 0 | 0 | 0 | 0 | 0 | 0 | 0 | 0 | 0 | 0 | 0 | 0 | 0
PG&E GBA | Clayton | 115 | Battery |  |  | 0 | 0 | 0 | 0 | 0 | 0 | 0 | 0 | 0 | 0 | 0 | 0 | 0 | 0 | 0 | 0 | 0 | 0 | 0 | 0 | 0 | 0 | 0 | 0 | 0 | 0 | 0 | 0
PG&E NGBA | Cloverdale | 115 | Battery |  |  | 0 | 0 | 0 | 0 | 0 | 0 | 0 | 0 | 0 | 0 | 0 | 0 | 0 | 0 | 0 | 0 | 0 | 0 | 0 | 0 | 0 | 0 | 0 | 0 | 0 | 0 | 0 | 0
PG&E FRESNO | Clovis | 115 | Battery |  |  | 0 | 0 | 0 | 0 | 0 | 0 | 0 | 0 | 0 | 0 | 0 | 0 | 0 | 0 | 0 | 0 | 0 | 0 | 0 | 0 | 0 | 0 | 0 | 0 | 0 | 0 | 0 | 0
PG&E GBA | Coburn | 230 | Battery |  |  | 0 | 0 | 0 | 0 | 0 | 0 | 0 | 0 | 0 | 0 | 0 | 0 | 0 | 0 | 0 | 0 | 0 | 0 | 0 | 0 | 0 | 0 | 0 | 0 | 0 | 0 | 0 | 0
PG&E GBA | Coburn | 60 | Battery |  |  | 1 | 0 | 6 | 6 | 0 | 0 | 0 | 0 | 0 | 0 | 0 | 0 | 0 | 0 | 0 | 0 | 0 | 0 | 0 | 0 | 0 | 0 | 0 | 6 | 6 | 0 | 6 | 6
PG&E NGBA | Colgate | 230 | Battery |  |  | 0 | 0 | 0 | 0 | 0 | 0 | 0 | 0 | 0 | 0 | 0 | 0 | 0 | 0 | 0 | 0 | 0 | 0 | 0 | 0 | 0 | 0 | 0 | 0 | 0 | 0 | 0 | 0
PG&E GBA | Collierville | 230 | Battery |  |  | 0 | 0 | 0 | 0 | 0 | 0 | 0 | 0 | 0 | 0 | 0 | 0 | 0 | 0 | 0 | 0 | 0 | 0 | 0 | 0 | 0 | 0 | 0 | 0 | 0 | 0 | 0 | 0
PG&E GBA | Collinsville | 230 | Battery |  |  | 0 | 0 | 0 | 0 | 0 | 0 | 0 | 0 | 0 | 0 | 0 | 0 | 0 | 0 | 0 | 0 | 0 | 0 | 0 | 0 | 0 | 0 | 0 | 0 | 0 | 0 | 0 | 0
PG&E GBA | Collinsville | 500 | Battery |  |  | 0 | 0 | 0 | 0 | 0 | 0 | 0 | 0 | 0 | 0 | 0 | 0 | 0 | 0 | 0 | 0 | 0 | 0 | 0 | 0 | 0 | 0 | 0 | 0 | 0 | 0 | 0 | 0
SCE Eastern | Colorado River | 230 | Battery |  |  | 1 | 0 | 0 | 0 | 180 | 0 | 180 | 0 | 0 | 0 | 180 | 0 | 180 | 0 | 0 | 0 | 0 | 150 | 150 | 0 | 150 | 150 | 180 | 0 | 180 | 180 | 150 | 330
SCE Eastern | Colorado River | 500 | Battery |  |  | 0 | 0 | 0 | 0 | 0 | 0 | 0 | 0 | 0 | 0 | 0 | 0 | 0 | 0 | 0 | 0 | 0 | 0 | 0 | 0 | 0 | 0 | 0 | 0 | 0 | 0 | 0 | 0
PG&E KERN | Columbus | 115 | Battery |  |  | 0 | 0 | 0 | 0 | 0 | 0 | 0 | 0 | 0 | 0 | 0 | 0 | 0 | 0 | 0 | 0 | 0 | 0 | 0 | 0 | 0 | 0 | 0 | 0 | 0 | 0 | 0 | 0
PG&E GBA | Contra Costa | 115 | Battery |  |  | 0 | 0 | 0 | 0 | 0 | 0 | 0 | 0 | 0 | 0 | 0 | 0 | 0 | 0 | 0 | 0 | 0 | 0 | 0 | 0 | 0 | 0 | 0 | 0 | 0 | 0 | 0 | 0
PG&E GBA | Contra Costa | 230 | Battery |  |  | 0 | 0 | 0 | 0 | 0 | 0 | 0 | 0 | 0 | 0 | 0 | 0 | 0 | 0 | 0 | 0 | 0 | 0 | 0 | 0 | 0 | 0 | 0 | 0 | 0 | 0 | 0 | 0
PG&E GBA | Contra Costa PP | 230 | Battery |  |  | 0 | 0 | 0 | 0 | 0 | 0 | 0 | 0 | 0 | 0 | 0 | 0 | 0 | 0 | 0 | 0 | 0 | 0 | 0 | 0 | 0 | 0 | 0 | 0 | 0 | 0 | 0 | 0
SCE NOL | Control | 115 | Battery |  |  | 0 | 0 | 0 | 0 | 0 | 0 | 0 | 0 | 0 | 0 | 0 | 0 | 0 | 0 | 0 | 0 | 0 | 0 | 0 | 0 | 0 | 0 | 0 | 0 | 0 | 0 | 0 | 0
SCE NOL | Control | 55 | Battery |  |  | 0 | 0 | 0 | 0 | 0 | 0 | 0 | 0 | 0 | 0 | 0 | 0 | 0 | 0 | 0 | 0 | 0 | 0 | 0 | 0 | 0 | 0 | 0 | 0 | 0 | 0 | 0 | 0
PG&E GBA | Cooley Landing | 115 | Battery |  |  | 0 | 0 | 0 | 0 | 0 | 0 | 0 | 0 | 0 | 0 | 0 | 0 | 0 | 0 | 0 | 0 | 0 | 0 | 0 | 0 | 0 | 0 | 0 | 0 | 0 | 0 | 0 | 0
PG&E GBA | Cooley Landing | 60 | Battery |  |  | 1 | 0 | 0 | 0 | 0 | 0 | 0 | 0 | 0 | 0 | 0 | 0 | 0 | 0 | 0 | 0 | 0 | 15 | 15 | 0 | 15 | 15 | 0 | 0 | 0 | 0 | 15 | 15
SCE NOL | Coolwater | 230 | Battery |  |  | 0 | 0 | 0 | 0 | 0 | 0 | 0 | 0 | 0 | 0 | 0 | 0 | 0 | 0 | 0 | 0 | 0 | 0 | 0 | 0 | 0 | 0 | 0 | 0 | 0 | 0 | 0 | 0
SCE NOL | Coolwater | 115 | Battery |  |  | 1 | 0 | 0 | 0 | 113.5 | 0 | 113.5 | 0 | 0 | 0 | 113.5 | 0 | 113.5 | 0 | 0 | 0 | 0 | 0 | 0 | 0 | 0 | 0 | 113.5 | 0 | 113.5 | 113.5 | 0 | 113.5
PG&E KERN | Copus | 70 | Battery |  |  | 0 | 0 | 0 | 0 | 0 | 0 | 0 | 0 | 0 | 0 | 0 | 0 | 0 | 0 | 0 | 0 | 0 | 0 | 0 | 0 | 0 | 0 | 0 | 0 | 0 | 0 | 0 | 0
PG&E FRESNO | Corcoran | 70 | Battery |  |  | 0 | 0 | 0 | 0 | 0 | 0 | 0 | 0 | 0 | 0 | 0 | 0 | 0 | 0 | 0 | 0 | 0 | 0 | 0 | 0 | 0 | 0 | 0 | 0 | 0 | 0 | 0 | 0
PG&E FRESNO | Corcoran | 115 | Battery |  |  | 0 | 0 | 0 | 0 | 0 | 0 | 0 | 0 | 0 | 0 | 0 | 0 | 0 | 0 | 0 | 0 | 0 | 0 | 0 | 0 | 0 | 0 | 0 | 0 | 0 | 0 | 0 | 0
PG&E NGBA | Corona | 115 | Battery |  |  | 0 | 0 | 0 | 0 | 0 | 0 | 0 | 0 | 0 | 0 | 0 | 0 | 0 | 0 | 0 | 0 | 0 | 0 | 0 | 0 | 0 | 0 | 0 | 0 | 0 | 0 | 0 | 0
PG&E NGBA | Cortina | 230 | Battery |  |  | 0 | 0 | 0 | 0 | 0 | 0 | 0 | 0 | 0 | 0 | 0 | 0 | 0 | 0 | 0 | 0 | 0 | 0 | 0 | 0 | 0 | 0 | 0 | 0 | 0 | 0 | 0 | 0
PG&E NGBA | Cortina | 115 | Battery |  |  | 1 | 0 | 0 | 0 | 0 | 0 | 0 | 0 | 0 | 0 | 0 | 0 | 0 | 0 | 45 | 45 | 0 | 40 | 40 | 0 | 85 | 85 | 0 | 45 | 45 | 0 | 85 | 85
PG&E GBA | Cottle | 230 | Battery |  |  | 1 | 0 | 0 | 0 | 0 | 0 | 0 | 0 | 0 | 0 | 0 | 0 | 0 | 0 | 50 | 50 | 0 | 0 | 0 | 0 | 50 | 50 | 0 | 50 | 50 | 0 | 50 | 50
PG&E NGBA | Cottonwood | 115 | Battery |  |  | 0 | 0 | 0 | 0 | 0 | 0 | 0 | 0 | 0 | 0 | 0 | 0 | 0 | 0 | 0 | 0 | 0 | 0 | 0 | 0 | 0 | 0 | 0 | 0 | 0 | 0 | 0 | 0
PG&E NGBA | Cottonwood | 230 | Battery |  |  | 0 | 0 | 0 | 0 | 0 | 0 | 0 | 0 | 0 | 0 | 0 | 0 | 0 | 0 | 0 | 0 | 0 | 0 | 0 | 0 | 0 | 0 | 0 | 0 | 0 | 0 | 0 | 0
PG&E NGBA | Cottonwood | 60 | Battery |  |  | 0 | 0 | 0 | 0 | 0 | 0 | 0 | 0 | 0 | 0 | 0 | 0 | 0 | 0 | 0 | 0 | 0 | 0 | 0 | 0 | 0 | 0 | 0 | 0 | 0 | 0 | 0 | 0
PG&E NGBA | Cove Road | 230 | Battery |  |  | 0 | 0 | 0 | 0 | 0 | 0 | 0 | 0 | 0 | 0 | 0 | 0 | 0 | 0 | 0 | 0 | 0 | 0 | 0 | 0 | 0 | 0 | 0 | 0 | 0 | 0 | 0 | 0
PG&E GBA | Coyote | 230 | Battery |  |  | 0 | 0 | 0 | 0 | 0 | 0 | 0 | 0 | 0 | 0 | 0 | 0 | 0 | 0 | 0 | 0 | 0 | 0 | 0 | 0 | 0 | 0 | 0 | 0 | 0 | 0 | 0 | 0
PG&E GBA | Crazy Horse Canyon | 115 | Battery |  |  | 0 | 0 | 0 | 0 | 0 | 0 | 0 | 0 | 0 | 0 | 0 | 0 | 0 | 0 | 0 | 0 | 0 | 0 | 0 | 0 | 0 | 0 | 0 | 0 | 0 | 0 | 0 | 0
SDGE | Creelman | 69 | Battery |  |  | 1 | 0 | 0 | 0 | 7.8 | 0 | 7.8 | 0.47 | 0 | 0.47 | 7.33 | 0 | 7.33 | 0 | 0 | 0 | 0 | 0 | 0 | 0 | 0 | 0 | 7.33 | 0 | 7.33 | 7.33 | 0 | 7.33
PG&E FRESNO | Crescent | 70 | Battery |  |  | 1 | 0 | 0 | 0 | 35 | 0 | 35 | 0 | 0 | 0 | 35 | 0 | 35 | 0 | 0 | 0 | 0 | 0 | 0 | 0 | 0 | 0 | 35 | 0 | 35 | 35 | 0 | 35
PG&E FRESNO | Cressey | 115 | Battery |  |  | 0 | 0 | 0 | 0 | 0 | 0 | 0 | 0 | 0 | 0 | 0 | 0 | 0 | 0 | 0 | 0 | 0 | 0 | 0 | 0 | 0 | 0 | 0 | 0 | 0 | 0 | 0 | 0
PG&E NGBA | Cresta | 230 | Battery |  |  | 0 | 0 | 0 | 0 | 0 | 0 | 0 | 0 | 0 | 0 | 0 | 0 | 0 | 0 | 0 | 0 | 0 | 0 | 0 | 0 | 0 | 0 | 0 | 0 | 0 | 0 | 0 | 0
SDGE | Crestwood | 69 | Battery |  |  | 0 | 0 | 0 | 0 | 0 | 0 | 0 | 0 | 0 | 0 | 0 | 0 | 0 | 0 | 0 | 0 | 0 | 0 | 0 | 0 | 0 | 0 | 0 | 0 | 0 | 0 | 0 | 0
PG&E GBA | Crow Creek | 60 | Battery |  |  | 1 | 15 | 0 | 15 | 0 | 0 | 0 | 0 | 0 | 0 | 0 | 0 | 0 | 0 | 0 | 0 | 0 | 0 | 0 | 0 | 0 | 0 | 15 | 0 | 15 | 15 | 0 | 15
PG&E GBA | Crows Landing | 60 | Battery |  |  | 0 | 0 | 0 | 0 | 0 | 0 | 0 | 0 | 0 | 0 | 0 | 0 | 0 | 0 | 0 | 0 | 0 | 0 | 0 | 0 | 0 | 0 | 0 | 0 | 0 | 0 | 0 | 0
PG&E GBA | Curtis | 115 | Battery |  |  | 0 | 0 | 0 | 0 | 0 | 0 | 0 | 0 | 0 | 0 | 0 | 0 | 0 | 0 | 0 | 0 | 0 | 0 | 0 | 0 | 0 | 0 | 0 | 0 | 0 | 0 | 0 | 0
PG&E FRESNO | Dairyland | 115 | Battery |  |  | 0 | 0 | 0 | 0 | 0 | 0 | 0 | 0 | 0 | 0 | 0 | 0 | 0 | 0 | 0 | 0 | 0 | 0 | 0 | 0 | 0 | 0 | 0 | 0 | 0 | 0 | 0 | 0
PG&E NGBA | Davis | 115 | Battery |  |  | 1 | 0 | 0 | 0 | 0 | 0 | 0 | 0 | 0 | 0 | 0 | 0 | 0 | 0 | 0 | 0 | 0 | 35 | 35 | 0 | 35 | 35 | 0 | 0 | 0 | 0 | 35 | 35
SCE Metro | Del Amo | 500 | Battery |  |  | 0 | 0 | 0 | 0 | 0 | 0 | 0 | 0 | 0 | 0 | 0 | 0 | 0 | 0 | 0 | 0 | 0 | 0 | 0 | 0 | 0 | 0 | 0 | 0 | 0 | 0 | 0 | 0
SCE Metro | Del Amo | 230 | Battery |  |  | 0 | 0 | 0 | 0 | 0 | 0 | 0 | 0 | 0 | 0 | 0 | 0 | 0 | 0 | 0 | 0 | 0 | 0 | 0 | 0 | 0 | 0 | 0 | 0 | 0 | 0 | 0 | 0
SCE Eastern | Delaney | 500 | Battery |  |  | 1 | 0 | 0 | 0 | 0 | 0 | 0 | 0 | 0 | 0 | 0 | 0 | 0 | 0 | 0 | 0 | 0 | 100 | 100 | 0 | 100 | 100 | 0 | 0 | 0 | 0 | 100 | 100
PG&E NGBA | Delevan | 230 | Battery |  |  | 1 | 0 | 0 | 0 | 0 | 0 | 0 | 0 | 0 | 0 | 0 | 0 | 0 | 0 | 50 | 50 | 0 | 50.1 | 50.1 | 0 | 100.1 | 100.1 | 0 | 50 | 50 | 0 | 100.1 | 100.1
PG&E GBA | Delta PP | 230 | Battery |  |  | 0 | 0 | 0 | 0 | 0 | 0 | 0 | 0 | 0 | 0 | 0 | 0 | 0 | 0 | 0 | 0 | 0 | 0 | 0 | 0 | 0 | 0 | 0 | 0 | 0 | 0 | 0 | 0
EOP | Desert View | 230 | Battery |  |  | 1 | 0 | 0 | 0 | 0 | 0 | 0 | 0 | 0 | 0 | 0 | 0 | 0 | 0 | 0 | 0 | 0 | 150 | 150 | 0 | 150 | 150 | 0 | 0 | 0 | 0 | 150 | 150
SCE Eastern | Devers | 230 | Battery |  |  | 1 | 400 | 0 | 400 | 220 | 100 | 320 | 0 | 0 | 0 | 220 | 100 | 320 | 0 | 0 | 0 | 0 | 80 | 80 | 0 | 80 | 80 | 620 | 100 | 720 | 620 | 180 | 800
SCE Eastern | Devers | 500 | Battery |  |  | 0 | 0 | 0 | 0 | 0 | 0 | 0 | 0 | 0 | 0 | 0 | 0 | 0 | 0 | 0 | 0 | 0 | 0 | 0 | 0 | 0 | 0 | 0 | 0 | 0 | 0 | 0 | 0
PG&E KERN | Diablo Canyon | 230 | Battery |  |  | 0 | 0 | 0 | 0 | 0 | 0 | 0 | 0 | 0 | 0 | 0 | 0 | 0 | 0 | 0 | 0 | 0 | 0 | 0 | 0 | 0 | 0 | 0 | 0 | 0 | 0 | 0 | 0
PG&E KERN | Diablo Canyon | 500 | Battery |  |  | 0 | 0 | 0 | 0 | 0 | 0 | 0 | 0 | 0 | 0 | 0 | 0 | 0 | 0 | 0 | 0 | 0 | 0 | 0 | 0 | 0 | 0 | 0 | 0 | 0 | 0 | 0 | 0
PG&E KERN | Divide | 115 | Battery |  |  | 0 | 0 | 0 | 0 | 0 | 0 | 0 | 0 | 0 | 0 | 0 | 0 | 0 | 0 | 0 | 0 | 0 | 0 | 0 | 0 | 0 | 0 | 0 | 0 | 0 | 0 | 0 | 0
PG&E GBA | Dixon Landing | 115 | Battery |  |  | 0 | 0 | 0 | 0 | 0 | 0 | 0 | 0 | 0 | 0 | 0 | 0 | 0 | 0 | 0 | 0 | 0 | 0 | 0 | 0 | 0 | 0 | 0 | 0 | 0 | 0 | 0 | 0
PG&E FRESNO | Dos Amigos | 230 | Battery |  |  | 0 | 0 | 0 | 0 | 0 | 0 | 0 | 0 | 0 | 0 | 0 | 0 | 0 | 0 | 0 | 0 | 0 | 0 | 0 | 0 | 0 | 0 | 0 | 0 | 0 | 0 | 0 | 0
PG&E NGBA | Drum | 115 | Battery |  |  | 0 | 0 | 0 | 0 | 0 | 0 | 0 | 0 | 0 | 0 | 0 | 0 | 0 | 0 | 0 | 0 | 0 | 0 | 0 | 0 | 0 | 0 | 0 | 0 | 0 | 0 | 0 | 0
PG&E GBA | Dumbarton | 115 | Battery |  |  | 0 | 0 | 0 | 0 | 0 | 0 | 0 | 0 | 0 | 0 | 0 | 0 | 0 | 0 | 0 | 0 | 0 | 0 | 0 | 0 | 0 | 0 | 0 | 0 | 0 | 0 | 0 | 0
SCE NOL | Dunn Siding | 115 | Battery |  |  | 0 | 0 | 0 | 0 | 0 | 0 | 0 | 0 | 0 | 0 | 0 | 0 | 0 | 0 | 0 | 0 | 0 | 0 | 0 | 0 | 0 | 0 | 0 | 0 | 0 | 0 | 0 | 0
SCE Eastern | Eagle Mountain | 230 | Battery |  |  | 0 | 0 | 0 | 0 | 0 | 0 | 0 | 0 | 0 | 0 | 0 | 0 | 0 | 0 | 0 | 0 | 0 | 0 | 0 | 0 | 0 | 0 | 0 | 0 | 0 | 0 | 0 | 0
PG&E NGBA | Eagle Rock (PGE) | 60 | Battery |  |  | 0 | 0 | 0 | 0 | 0 | 0 | 0 | 0 | 0 | 0 | 0 | 0 | 0 | 0 | 0 | 0 | 0 | 0 | 0 | 0 | 0 | 0 | 0 | 0 | 0 | 0 | 0 | 0
PG&E NGBA | Eagle Rock (PGE) | 115 | Battery |  |  | 0 | 0 | 0 | 0 | 0 | 0 | 0 | 0 | 0 | 0 | 0 | 0 | 0 | 0 | 0 | 0 | 0 | 0 | 0 | 0 | 0 | 0 | 0 | 0 | 0 | 0 | 0 | 0
SCE Metro | Eagle Rock (SCE) | 230 | Battery |  |  | 0 | 0 | 0 | 0 | 0 | 0 | 0 | 0 | 0 | 0 | 0 | 0 | 0 | 0 | 0 | 0 | 0 | 0 | 0 | 0 | 0 | 0 | 0 | 0 | 0 | 0 | 0 | 0
PG&E NGBA | East Marysville | 115 | Battery |  |  | 0 | 0 | 0 | 0 | 0 | 0 | 0 | 0 | 0 | 0 | 0 | 0 | 0 | 0 | 0 | 0 | 0 | 0 | 0 | 0 | 0 | 0 | 0 | 0 | 0 | 0 | 0 | 0
PG&E NGBA | East Nicolaus | 115 | Battery |  |  | 0 | 0 | 0 | 0 | 0 | 0 | 0 | 0 | 0 | 0 | 0 | 0 | 0 | 0 | 0 | 0 | 0 | 0 | 0 | 0 | 0 | 0 | 0 | 0 | 0 | 0 | 0 | 0
PG&E NGBA | East Nicolaus | 60 | Battery |  |  | 0 | 0 | 0 | 0 | 0 | 0 | 0 | 0 | 0 | 0 | 0 | 0 | 0 | 0 | 0 | 0 | 0 | 0 | 0 | 0 | 0 | 0 | 0 | 0 | 0 | 0 | 0 | 0
PG&E GBA | Eastshore | 115 | Battery |  |  | 0 | 0 | 0 | 0 | 0 | 0 | 0 | 0 | 0 | 0 | 0 | 0 | 0 | 0 | 0 | 0 | 0 | 0 | 0 | 0 | 0 | 0 | 0 | 0 | 0 | 0 | 0 | 0
PG&E GBA | Eastshore | 230 | Battery |  |  | 0 | 0 | 0 | 0 | 0 | 0 | 0 | 0 | 0 | 0 | 0 | 0 | 0 | 0 | 0 | 0 | 0 | 0 | 0 | 0 | 0 | 0 | 0 | 0 | 0 | 0 | 0 | 0
SDGE | ECO | 138 | Battery |  |  | 0 | 0 | 0 | 0 | 0 | 0 | 0 | 0 | 0 | 0 | 0 | 0 | 0 | 0 | 0 | 0 | 0 | 0 | 0 | 0 | 0 | 0 | 0 | 0 | 0 | 0 | 0 | 0
SDGE | ECO | 230 | Battery |  |  | 0 | 0 | 0 | 0 | 0 | 0 | 0 | 0 | 0 | 0 | 0 | 0 | 0 | 0 | 0 | 0 | 0 | 0 | 0 | 0 | 0 | 0 | 0 | 0 | 0 | 0 | 0 | 0
SDGE | ECO | 500 | Battery |  |  | 0 | 0 | 0 | 0 | 0 | 0 | 0 | 0 | 0 | 0 | 0 | 0 | 0 | 0 | 0 | 0 | 0 | 0 | 0 | 0 | 0 | 0 | 0 | 0 | 0 | 0 | 0 | 0
PG&E GBA | Edenvale | 115 | Battery |  |  | 0 | 0 | 0 | 0 | 0 | 0 | 0 | 0 | 0 | 0 | 0 | 0 | 0 | 0 | 0 | 0 | 0 | 0 | 0 | 0 | 0 | 0 | 0 | 0 | 0 | 0 | 0 | 0
PG&E GBA | Edes | 115 | Battery |  |  | 0 | 0 | 0 | 0 | 0 | 0 | 0 | 0 | 0 | 0 | 0 | 0 | 0 | 0 | 0 | 0 | 0 | 0 | 0 | 0 | 0 | 0 | 0 | 0 | 0 | 0 | 0 | 0
PG&E GBA | Eight Mile | 230 | Battery |  |  | 0 | 0 | 0 | 0 | 0 | 0 | 0 | 0 | 0 | 0 | 0 | 0 | 0 | 0 | 0 | 0 | 0 | 0 | 0 | 0 | 0 | 0 | 0 | 0 | 0 | 0 | 0 | 0
SDGE | El Cajon | 69 | Battery |  |  | 1 | 0 | 0 | 0 | 50 | 0 | 50 | 0 | 0 | 0 | 50 | 0 | 50 | 0 | 0 | 0 | 0 | 0 | 0 | 0 | 0 | 0 | 50 | 0 | 50 | 50 | 0 | 50
SCE Eastern | El Casco | 230 | Battery |  |  | 1 | 100 | 0 | 100 | 65 | 0 | 65 | 0 | 0 | 0 | 65 | 0 | 65 | 0 | 0 | 0 | 0 | 0 | 0 | 0 | 0 | 0 | 165 | 0 | 165 | 165 | 0 | 165
PG&E GBA | El Cerrito G | 115 | Battery |  |  | 0 | 0 | 0 | 0 | 0 | 0 | 0 | 0 | 0 | 0 | 0 | 0 | 0 | 0 | 0 | 0 | 0 | 0 | 0 | 0 | 0 | 0 | 0 | 0 | 0 | 0 | 0 | 0
PG&E NGBA | El Dorado PH | 115 | Battery |  |  | 0 | 0 | 0 | 0 | 0 | 0 | 0 | 0 | 0 | 0 | 0 | 0 | 0 | 0 | 0 | 0 | 0 | 0 | 0 | 0 | 0 | 0 | 0 | 0 | 0 | 0 | 0 | 0
PG&E FRESNO | El Nido (PGE) | 115 | Battery |  |  | 0 | 0 | 0 | 0 | 0 | 0 | 0 | 0 | 0 | 0 | 0 | 0 | 0 | 0 | 0 | 0 | 0 | 0 | 0 | 0 | 0 | 0 | 0 | 0 | 0 | 0 | 0 | 0
SCE Metro | El Nido (SCE) | 230 | Battery |  |  | 1 | 0 | 0 | 0 | 0 | 0 | 0 | 0 | 0 | 0 | 0 | 0 | 0 | 0 | 0 | 0 | 0 | 100 | 100 | 0 | 100 | 100 | 0 | 0 | 0 | 0 | 100 | 100
PG&E GBA | El Patio | 115 | Battery |  |  | 0 | 0 | 0 | 0 | 0 | 0 | 0 | 0 | 0 | 0 | 0 | 0 | 0 | 0 | 0 | 0 | 0 | 0 | 0 | 0 | 0 | 0 | 0 | 0 | 0 | 0 | 0 | 0
SCE Metro | El Segundo | 230 | Battery |  |  | 0 | 0 | 0 | 0 | 0 | 0 | 0 | 0 | 0 | 0 | 0 | 0 | 0 | 0 | 0 | 0 | 0 | 0 | 0 | 0 | 0 | 0 | 0 | 0 | 0 | 0 | 0 | 0
EOP | Eldorado | 230 | Battery |  |  | 1 | 0 | 0 | 0 | 279 | 0 | 279 | 0 | 0 | 0 | 279 | 0 | 279 | 0 | 0 | 0 | 0 | 250 | 250 | 0 | 250 | 250 | 279 | 0 | 279 | 279 | 250 | 529
EOP | Eldorado | 500 | Battery |  |  | 0 | 0 | 0 | 0 | 0 | 0 | 0 | 0 | 0 | 0 | 0 | 0 | 0 | 0 | 0 | 0 | 0 | 0 | 0 | 0 | 0 | 0 | 0 | 0 | 0 | 0 | 0 | 0
SCE Northern | Elizabeth Lake | 66 | Battery |  |  | 0 | 0 | 0 | 0 | 0 | 0 | 0 | 0 | 0 | 0 | 0 | 0 | 0 | 0 | 0 | 0 | 0 | 0 | 0 | 0 | 0 | 0 | 0 | 0 | 0 | 0 | 0 | 0
PG&E KERN | Elk Hills | 230 | Battery |  |  | 0 | 0 | 0 | 0 | 0 | 0 | 0 | 0 | 0 | 0 | 0 | 0 | 0 | 0 | 0 | 0 | 0 | 0 | 0 | 0 | 0 | 0 | 0 | 0 | 0 | 0 | 0 | 0
SDGE | Elliot | 69 | Battery |  |  | 1 | 0 | 0 | 0 | 9.75 | 0 | 9.75 | 0 | 0 | 0 | 9.75 | 0 | 9.75 | 0 | 0 | 0 | 0 | 0 | 0 | 0 | 0 | 0 | 9.75 | 0 | 9.75 | 9.75 | 0 | 9.75
SCE Metro | Ellis | 230 | Battery |  |  | 0 | 0 | 0 | 0 | 0 | 0 | 0 | 0 | 0 | 0 | 0 | 0 | 0 | 0 | 0 | 0 | 0 | 0 | 0 | 0 | 0 | 0 | 0 | 0 | 0 | 0 | 0 | 0
SDGE | Encina | 138 | Battery |  |  | 0 | 0 | 0 | 0 | 0 | 0 | 0 | 0 | 0 | 0 | 0 | 0 | 0 | 0 | 0 | 0 | 0 | 0 | 0 | 0 | 0 | 0 | 0 | 0 | 0 | 0 | 0 | 0
SDGE | Encina | 230 | Battery |  |  | 0 | 0 | 0 | 0 | 0 | 0 | 0 | 0 | 0 | 0 | 0 | 0 | 0 | 0 | 0 | 0 | 0 | 0 | 0 | 0 | 0 | 0 | 0 | 0 | 0 | 0 | 0 | 0
SDGE | Escondido | 230 | Battery |  |  | 1 | 0 | 50 | 50 | 0 | 0 | 0 | 0 | 0 | 0 | 0 | 0 | 0 | 0 | 0 | 0 | 0 | 200 | 200 | 0 | 200 | 200 | 0 | 50 | 50 | 0 | 250 | 250
SDGE | Escondido | 69 | Battery |  |  | 1 | 0 | 0 | 0 | 13 | 0 | 13 | 13 | 0 | 13 | 0 | 0 | 0 | 0 | 0 | 0 | 0 | 0 | 0 | 0 | 0 | 0 | 0 | 0 | 0 | 0 | 0 | 0
PG&E KERN | Estrella | 230 | Battery |  |  | 0 | 0 | 0 | 0 | 0 | 0 | 0 | 0 | 0 | 0 | 0 | 0 | 0 | 0 | 0 | 0 | 0 | 0 | 0 | 0 | 0 | 0 | 0 | 0 | 0 | 0 | 0 | 0
SCE Eastern | Etiwanda | 230 | Battery |  |  | 1 | 100 | 0 | 100 | 170 | 0 | 170 | 0 | 0 | 0 | 170 | 0 | 170 | 0 | 0 | 0 | 0 | 0 | 0 | 0 | 0 | 0 | 270 | 0 | 270 | 270 | 0 | 270
PG&E GBA | Evergreen | 115 | Battery |  |  | 0 | 0 | 0 | 0 | 0 | 0 | 0 | 0 | 0 | 0 | 0 | 0 | 0 | 0 | 0 | 0 | 0 | 0 | 0 | 0 | 0 | 0 | 0 | 0 | 0 | 0 | 0 | 0
PG&E GBA | Evergreen | 60 | Battery |  |  | 0 | 0 | 0 | 0 | 0 | 0 | 0 | 0 | 0 | 0 | 0 | 0 | 0 | 0 | 0 | 0 | 0 | 0 | 0 | 0 | 0 | 0 | 0 | 0 | 0 | 0 | 0 | 0
PG&E FRESNO | Excelsior | 115 | Battery |  |  | 0 | 0 | 0 | 0 | 0 | 0 | 0 | 0 | 0 | 0 | 0 | 0 | 0 | 0 | 0 | 0 | 0 | 0 | 0 | 0 | 0 | 0 | 0 | 0 | 0 | 0 | 0 | 0
PG&E FRESNO | Exchequer | 115 | Battery |  |  | 0 | 0 | 0 | 0 | 0 | 0 | 0 | 0 | 0 | 0 | 0 | 0 | 0 | 0 | 0 | 0 | 0 | 0 | 0 | 0 | 0 | 0 | 0 | 0 | 0 | 0 | 0 | 0
PG&E KERN | Fairway | 115 | Battery |  |  | 1 | 10 | 0 | 10 | 0 | 0 | 0 | 0 | 0 | 0 | 0 | 0 | 0 | 0 | 0 | 0 | 0 | 0 | 0 | 0 | 0 | 0 | 10 | 0 | 10 | 10 | 0 | 10
PG&E KERN | Famoso | 115 | Battery |  |  | 0 | 0 | 0 | 0 | 0 | 0 | 0 | 0 | 0 | 0 | 0 | 0 | 0 | 0 | 0 | 0 | 0 | 0 | 0 | 0 | 0 | 0 | 0 | 0 | 0 | 0 | 0 | 0
PG&E NGBA | Fern Road | 500 | Battery |  |  | 0 | 0 | 0 | 0 | 0 | 0 | 0 | 0 | 0 | 0 | 0 | 0 | 0 | 0 | 0 | 0 | 0 | 0 | 0 | 0 | 0 | 0 | 0 | 0 | 0 | 0 | 0 | 0
PG&E GBA | Fibreboard (SPI Sonora) | 115 | Battery |  |  | 0 | 0 | 0 | 0 | 0 | 0 | 0 | 0 | 0 | 0 | 0 | 0 | 0 | 0 | 0 | 0 | 0 | 0 | 0 | 0 | 0 | 0 | 0 | 0 | 0 | 0 | 0 | 0
PG&E FRESNO | Figarden | 230 | Battery |  |  | 0 | 0 | 0 | 0 | 0 | 0 | 0 | 0 | 0 | 0 | 0 | 0 | 0 | 0 | 0 | 0 | 0 | 0 | 0 | 0 | 0 | 0 | 0 | 0 | 0 | 0 | 0 | 0
PG&E FRESNO | Fink | 230 | Battery |  |  | 1 | 5 | 0 | 5 | 157 | 0 | 157 | 0 | 0 | 0 | 157 | 0 | 157 | 0 | 0 | 0 | 0 | 0 | 0 | 0 | 0 | 0 | 162 | 0 | 162 | 162 | 0 | 162
PG&E NGBA | Fitch Mountain | 60 | Battery |  |  | 0 | 0 | 0 | 0 | 0 | 0 | 0 | 0 | 0 | 0 | 0 | 0 | 0 | 0 | 0 | 0 | 0 | 0 | 0 | 0 | 0 | 0 | 0 | 0 | 0 | 0 | 0 | 0
PG&E GBA | FMC | 115 | Battery |  |  | 0 | 0 | 0 | 0 | 0 | 0 | 0 | 0 | 0 | 0 | 0 | 0 | 0 | 0 | 0 | 0 | 0 | 0 | 0 | 0 | 0 | 0 | 0 | 0 | 0 | 0 | 0 | 0
PG&E GBA | Fremont | 115 | Battery |  |  | 0 | 0 | 0 | 0 | 0 | 0 | 0 | 0 | 0 | 0 | 0 | 0 | 0 | 0 | 0 | 0 | 0 | 0 | 0 | 0 | 0 | 0 | 0 | 0 | 0 | 0 | 0 | 0
PG&E GBA | French Camp | 60 | Battery |  |  | 0 | 0 | 0 | 0 | 0 | 0 | 0 | 0 | 0 | 0 | 0 | 0 | 0 | 0 | 0 | 0 | 0 | 0 | 0 | 0 | 0 | 0 | 0 | 0 | 0 | 0 | 0 | 0
PG&E GBA | Frogtown | 115 | Battery |  |  | 0 | 0 | 0 | 0 | 0 | 0 | 0 | 0 | 0 | 0 | 0 | 0 | 0 | 0 | 0 | 0 | 0 | 0 | 0 | 0 | 0 | 0 | 0 | 0 | 0 | 0 | 0 | 0
PG&E NGBA | Fulton | 115 | Battery |  |  | 0 | 0 | 0 | 0 | 0 | 0 | 0 | 0 | 0 | 0 | 0 | 0 | 0 | 0 | 0 | 0 | 0 | 0 | 0 | 0 | 0 | 0 | 0 | 0 | 0 | 0 | 0 | 0
PG&E NGBA | Fulton | 230 | Battery |  |  | 1 | 0 | 0 | 0 | 38 | 0 | 38 | 0 | 0 | 0 | 38 | 0 | 38 | 0 | 0 | 0 | 0 | 0 | 0 | 0 | 0 | 0 | 38 | 0 | 38 | 38 | 0 | 38
PG&E NGBA | Fulton | 60 | Battery |  |  | 0 | 0 | 0 | 0 | 0 | 0 | 0 | 0 | 0 | 0 | 0 | 0 | 0 | 0 | 0 | 0 | 0 | 0 | 0 | 0 | 0 | 0 | 0 | 0 | 0 | 0 | 0 | 0
PG&E KERN | Ganso | 115 | Battery |  |  | 0 | 0 | 0 | 0 | 0 | 0 | 0 | 0 | 0 | 0 | 0 | 0 | 0 | 0 | 0 | 0 | 0 | 0 | 0 | 0 | 0 | 0 | 0 | 0 | 0 | 0 | 0 | 0
PG&E FRESNO | Gates | 230 | Battery |  |  | 1 | 0 | 0 | 0 | 753.25 | 0 | 753.25 | 497 | 0 | 497 | 256.25 | 0 | 256.25 | 0 | 0 | 0 | 0 | 160 | 160 | 0 | 160 | 160 | 256.25 | 0 | 256.25 | 256.25 | 160 | 416.25
PG&E FRESNO | Gates | 500 | Battery |  |  | 1 | 0 | 0 | 0 | 190 | 35 | 225 | 0 | 0 | 0 | 190 | 35 | 225 | 0 | 0 | 0 | 0 | 0 | 0 | 0 | 0 | 0 | 190 | 35 | 225 | 190 | 35 | 225
PG&E NGBA | Geysers 12 | 230 | Battery |  |  | 0 | 0 | 0 | 0 | 0 | 0 | 0 | 0 | 0 | 0 | 0 | 0 | 0 | 0 | 0 | 0 | 0 | 0 | 0 | 0 | 0 | 0 | 0 | 0 | 0 | 0 | 0 | 0
PG&E NGBA | Geysers 17 | 230 | Battery |  |  | 0 | 0 | 0 | 0 | 0 | 0 | 0 | 0 | 0 | 0 | 0 | 0 | 0 | 0 | 0 | 0 | 0 | 0 | 0 | 0 | 0 | 0 | 0 | 0 | 0 | 0 | 0 | 0
PG&E NGBA | Geysers 3 | 115 | Battery |  |  | 0 | 0 | 0 | 0 | 0 | 0 | 0 | 0 | 0 | 0 | 0 | 0 | 0 | 0 | 0 | 0 | 0 | 0 | 0 | 0 | 0 | 0 | 0 | 0 | 0 | 0 | 0 | 0
PG&E NGBA | Glenn | 230 | Battery |  |  | 1 | 0 | 0 | 0 | 0 | 0 | 0 | 0 | 0 | 0 | 0 | 0 | 0 | 0 | 0 | 0 | 0 | 60 | 60 | 0 | 60 | 60 | 0 | 0 | 0 | 0 | 60 | 60
PG&E NGBA | Glenn | 60 | Battery |  |  | 0 | 0 | 0 | 0 | 0 | 0 | 0 | 0 | 0 | 0 | 0 | 0 | 0 | 0 | 0 | 0 | 0 | 0 | 0 | 0 | 0 | 0 | 0 | 0 | 0 | 0 | 0 | 0
PG&E NGBA | Gold Hill | 115 | Battery |  |  | 0 | 0 | 0 | 0 | 0 | 0 | 0 | 0 | 0 | 0 | 0 | 0 | 0 | 0 | 0 | 0 | 0 | 0 | 0 | 0 | 0 | 0 | 0 | 0 | 0 | 0 | 0 | 0
PG&E NGBA | Gold Hill | 230 | Battery |  |  | 0 | 0 | 0 | 0 | 0 | 0 | 0 | 0 | 0 | 0 | 0 | 0 | 0 | 0 | 0 | 0 | 0 | 0 | 0 | 0 | 0 | 0 | 0 | 0 | 0 | 0 | 0 | 0
SCE Northern | Goleta | 230 | Battery |  |  | 1 | 0 | 0 | 0 | 70 | 0 | 70 | 0 | 0 | 0 | 70 | 0 | 70 | 0 | 0 | 0 | 0 | 0 | 0 | 0 | 0 | 0 | 70 | 0 | 70 | 70 | 0 | 70
SCE Metro | Goodrich | 230 | Battery |  |  | 0 | 0 | 0 | 0 | 0 | 0 | 0 | 0 | 0 | 0 | 0 | 0 | 0 | 0 | 0 | 0 | 0 | 0 | 0 | 0 | 0 | 0 | 0 | 0 | 0 | 0 | 0 | 0
PG&E KERN | Goose Lake | 115 | Battery |  |  | 0 | 0 | 0 | 0 | 0 | 0 | 0 | 0 | 0 | 0 | 0 | 0 | 0 | 0 | 0 | 0 | 0 | 0 | 0 | 0 | 0 | 0 | 0 | 0 | 0 | 0 | 0 | 0
SCE Metro | Gould | 230 | Battery |  |  | 0 | 0 | 0 | 0 | 0 | 0 | 0 | 0 | 0 | 0 | 0 | 0 | 0 | 0 | 0 | 0 | 0 | 0 | 0 | 0 | 0 | 0 | 0 | 0 | 0 | 0 | 0 | 0
PG&E NGBA | Grand Island | 115 | Battery |  |  | 0 | 0 | 0 | 0 | 0 | 0 | 0 | 0 | 0 | 0 | 0 | 0 | 0 | 0 | 0 | 0 | 0 | 0 | 0 | 0 | 0 | 0 | 0 | 0 | 0 | 0 | 0 | 0
SDGE | Granite | 69 | Battery |  |  | 1 | 0 | 0 | 0 | 4.5 | 0 | 4.5 | 0 | 0 | 0 | 4.5 | 0 | 4.5 | 0 | 0 | 0 | 0 | 0 | 0 | 0 | 0 | 0 | 4.5 | 0 | 4.5 | 4.5 | 0 | 4.5
PG&E GBA | Grant | 115 | Battery |  |  | 0 | 0 | 0 | 0 | 0 | 0 | 0 | 0 | 0 | 0 | 0 | 0 | 0 | 0 | 0 | 0 | 0 | 0 | 0 | 0 | 0 | 0 | 0 | 0 | 0 | 0 | 0 | 0
PG&E GBA | Green Valley | 115 | Battery |  |  | 0 | 0 | 0 | 0 | 0 | 0 | 0 | 0 | 0 | 0 | 0 | 0 | 0 | 0 | 0 | 0 | 0 | 0 | 0 | 0 | 0 | 0 | 0 | 0 | 0 | 0 | 0 | 0
PG&E NGBA | Greenleaf 1 | 115 | Battery |  |  | 0 | 0 | 0 | 0 | 0 | 0 | 0 | 0 | 0 | 0 | 0 | 0 | 0 | 0 | 0 | 0 | 0 | 0 | 0 | 0 | 0 | 0 | 0 | 0 | 0 | 0 | 0 | 0
PG&E FRESNO | Gregg | 230 | Battery |  |  | 0 | 0 | 0 | 0 | 0 | 0 | 0 | 0 | 0 | 0 | 0 | 0 | 0 | 0 | 0 | 0 | 0 | 0 | 0 | 0 | 0 | 0 | 0 | 0 | 0 | 0 | 0 | 0
PG&E FRESNO | Grimmway-Malaga | 115 | Battery |  |  | 0 | 0 | 0 | 0 | 0 | 0 | 0 | 0 | 0 | 0 | 0 | 0 | 0 | 0 | 0 | 0 | 0 | 0 | 0 | 0 | 0 | 0 | 0 | 0 | 0 | 0 | 0 | 0
PG&E NGBA | Grizzly | 230 | Battery |  |  | 0 | 0 | 0 | 0 | 0 | 0 | 0 | 0 | 0 | 0 | 0 | 0 | 0 | 0 | 0 | 0 | 0 | 0 | 0 | 0 | 0 | 0 | 0 | 0 | 0 | 0 | 0 | 0
PG&E FRESNO | Guernsey | 70 | Battery |  |  | 0 | 0 | 0 | 0 | 0 | 0 | 0 | 0 | 0 | 0 | 0 | 0 | 0 | 0 | 0 | 0 | 0 | 0 | 0 | 0 | 0 | 0 | 0 | 0 | 0 | 0 | 0 | 0
PG&E FRESNO | GWF Hanford | 115 | Battery |  |  | 1 | 0 | 0 | 0 | 131.4 | 0 | 131.4 | 99.4 | 0 | 99.4 | 32 | 0 | 32 | 0 | 0 | 0 | 0 | 0 | 0 | 0 | 0 | 0 | 32 | 0 | 32 | 32 | 0 | 32
PG&E FRESNO | Haas | 230 | Battery |  |  | 0 | 0 | 0 | 0 | 0 | 0 | 0 | 0 | 0 | 0 | 0 | 0 | 0 | 0 | 0 | 0 | 0 | 0 | 0 | 0 | 0 | 0 | 0 | 0 | 0 | 0 | 0 | 0
PG&E FRESNO | Hammonds | 115 | Battery |  |  | 0 | 0 | 0 | 0 | 0 | 0 | 0 | 0 | 0 | 0 | 0 | 0 | 0 | 0 | 0 | 0 | 0 | 0 | 0 | 0 | 0 | 0 | 0 | 0 | 0 | 0 | 0 | 0
SCE Metro | HarborGen | 230 | Battery |  |  | 0 | 0 | 0 | 0 | 0 | 0 | 0 | 0 | 0 | 0 | 0 | 0 | 0 | 0 | 0 | 0 | 0 | 0 | 0 | 0 | 0 | 0 | 0 | 0 | 0 | 0 | 0 | 0
PG&E NGBA | Harris | 60 | Battery |  |  | 0 | 0 | 0 | 0 | 0 | 0 | 0 | 0 | 0 | 0 | 0 | 0 | 0 | 0 | 0 | 0 | 0 | 0 | 0 | 0 | 0 | 0 | 0 | 0 | 0 | 0 | 0 | 0
EOP | Harry Allen | 500 | Battery |  |  | 0 | 0 | 0 | 0 | 0 | 0 | 0 | 0 | 0 | 0 | 0 | 0 | 0 | 0 | 0 | 0 | 0 | 0 | 0 | 0 | 0 | 0 | 0 | 0 | 0 | 0 | 0 | 0
PG&E NGBA | Hartley | 60 | Battery |  |  | 0 | 0 | 0 | 0 | 0 | 0 | 0 | 0 | 0 | 0 | 0 | 0 | 0 | 0 | 0 | 0 | 0 | 0 | 0 | 0 | 0 | 0 | 0 | 0 | 0 | 0 | 0 | 0
SCE NOL | Harvard | 115 | Battery |  |  | 0 | 0 | 0 | 0 | 0 | 0 | 0 | 0 | 0 | 0 | 0 | 0 | 0 | 0 | 0 | 0 | 0 | 0 | 0 | 0 | 0 | 0 | 0 | 0 | 0 | 0 | 0 | 0
SDGE | Hassayampa | 500 | Battery |  |  | 1 | 0 | 0 | 0 | 95 | 0 | 95 | 0 | 0 | 0 | 95 | 0 | 95 | 0 | 0 | 0 | 0 | 90 | 90 | 0 | 90 | 90 | 95 | 0 | 95 | 95 | 90 | 185
PG&E FRESNO | Helm | 230 | Battery |  |  | 1 | 0 | 0 | 0 | 0 | 0 | 0 | 0 | 0 | 0 | 0 | 0 | 0 | 0 | 0 | 0 | 0 | 80 | 80 | 0 | 80 | 80 | 0 | 0 | 0 | 0 | 80 | 80
PG&E FRESNO | Helm | 70 | Battery |  |  | 0 | 0 | 0 | 0 | 0 | 0 | 0 | 0 | 0 | 0 | 0 | 0 | 0 | 0 | 0 | 0 | 0 | 0 | 0 | 0 | 0 | 0 | 0 | 0 | 0 | 0 | 0 | 0
PG&E FRESNO | Henrietta | 115 | Battery |  |  | 0 | 0 | 0 | 0 | 0 | 0 | 0 | 0 | 0 | 0 | 0 | 0 | 0 | 0 | 0 | 0 | 0 | 0 | 0 | 0 | 0 | 0 | 0 | 0 | 0 | 0 | 0 | 0
PG&E FRESNO | Henrietta | 230 | Battery |  |  | 1 | 0 | 0 | 0 | 0 | 0 | 0 | 0 | 0 | 0 | 0 | 0 | 0 | 0 | 0 | 0 | 0 | 80 | 80 | 0 | 80 | 80 | 0 | 0 | 0 | 0 | 80 | 80
PG&E FRESNO | Henrietta | 70 | Battery |  |  | 1 | 0 | 0 | 0 | 173.2 | 0 | 173.2 | 99.4 | 0 | 99.4 | 73.8 | 0 | 73.8 | 0 | 0 | 0 | 0 | 0 | 0 | 0 | 0 | 0 | 73.8 | 0 | 73.8 | 73.8 | 0 | 73.8
PG&E FRESNO | Herndon | 115 | Battery |  |  | 0 | 0 | 0 | 0 | 0 | 0 | 0 | 0 | 0 | 0 | 0 | 0 | 0 | 0 | 0 | 0 | 0 | 0 | 0 | 0 | 0 | 0 | 0 | 0 | 0 | 0 | 0 | 0
PG&E FRESNO | Herndon | 230 | Battery |  |  | 0 | 0 | 0 | 0 | 0 | 0 | 0 | 0 | 0 | 0 | 0 | 0 | 0 | 0 | 0 | 0 | 0 | 0 | 0 | 0 | 0 | 0 | 0 | 0 | 0 | 0 | 0 | 0
PG&E GBA | Hicks | 230 | Battery |  |  | 0 | 0 | 0 | 0 | 0 | 0 | 0 | 0 | 0 | 0 | 0 | 0 | 0 | 0 | 0 | 0 | 0 | 0 | 0 | 0 | 0 | 0 | 0 | 0 | 0 | 0 | 0 | 0
PG&E NGBA | Higgins | 115 | Battery |  |  | 0 | 0 | 0 | 0 | 0 | 0 | 0 | 0 | 0 | 0 | 0 | 0 | 0 | 0 | 0 | 0 | 0 | 0 | 0 | 0 | 0 | 0 | 0 | 0 | 0 | 0 | 0 | 0
PG&E NGBA | Hilltop | 345 | Battery |  |  | 0 | 0 | 0 | 0 | 0 | 0 | 0 | 0 | 0 | 0 | 0 | 0 | 0 | 0 | 0 | 0 | 0 | 0 | 0 | 0 | 0 | 0 | 0 | 0 | 0 | 0 | 0 | 0
SCE Metro | Hinson | 230 | Battery |  |  | 1 | 0 | 0 | 0 | 525 | 0 | 525 | 0 | 0 | 0 | 525 | 0 | 525 | 0 | 0 | 0 | 0 | 0 | 0 | 0 | 0 | 0 | 525 | 0 | 525 | 525 | 0 | 525
PG&E GBA | Hollister | 115 | Battery |  |  | 1 | 0 | 0 | 0 | 0 | 0 | 0 | 0 | 0 | 0 | 0 | 0 | 0 | 0 | 10 | 10 | 0 | 0 | 0 | 0 | 10 | 10 | 0 | 10 | 10 | 0 | 10 | 10
PG&E NGBA | Homestake | 115 | Battery |  |  | 0 | 0 | 0 | 0 | 0 | 0 | 0 | 0 | 0 | 0 | 0 | 0 | 0 | 0 | 0 | 0 | 0 | 0 | 0 | 0 | 0 | 0 | 0 | 0 | 0 | 0 | 0 | 0
PG&E NGBA | Honcut | 115 | Battery |  |  | 0 | 0 | 0 | 0 | 0 | 0 | 0 | 0 | 0 | 0 | 0 | 0 | 0 | 0 | 0 | 0 | 0 | 0 | 0 | 0 | 0 | 0 | 0 | 0 | 0 | 0 | 0 | 0
SDGE | Hoodoo Wash | 500 | Battery |  |  | 1 | 0 | 0 | 0 | 547.5 | 0 | 547.5 | 100 | 0 | 100 | 447.5 | 0 | 447.5 | 0 | 0 | 0 | 0 | 50 | 50 | 0 | 50 | 50 | 447.5 | 0 | 447.5 | 447.5 | 50 | 497.5
PG&E NGBA | Hopland | 115 | Battery |  |  | 0 | 0 | 0 | 0 | 0 | 0 | 0 | 0 | 0 | 0 | 0 | 0 | 0 | 0 | 0 | 0 | 0 | 0 | 0 | 0 | 0 | 0 | 0 | 0 | 0 | 0 | 0 | 0
PG&E NGBA | Hopland | 60 | Battery |  |  | 0 | 0 | 0 | 0 | 0 | 0 | 0 | 0 | 0 | 0 | 0 | 0 | 0 | 0 | 0 | 0 | 0 | 0 | 0 | 0 | 0 | 0 | 0 | 0 | 0 | 0 | 0 | 0
PG&E NGBA | Humboldt | 115 | Battery |  |  | 0 | 0 | 0 | 0 | 0 | 0 | 0 | 0 | 0 | 0 | 0 | 0 | 0 | 0 | 0 | 0 | 0 | 0 | 0 | 0 | 0 | 0 | 0 | 0 | 0 | 0 | 0 | 0
PG&E NGBA | Humboldt | 60 | Battery |  |  | 1 | 0 | 0 | 0 | 17.25 | 0 | 17.25 | 0 | 0 | 0 | 17.25 | 0 | 17.25 | 0 | 0 | 0 | 0 | 0 | 0 | 0 | 0 | 0 | 17.25 | 0 | 17.25 | 17.25 | 0 | 17.25
PG&E NGBA | Humboldt | 500 | Battery |  |  | 0 | 0 | 0 | 0 | 0 | 0 | 0 | 0 | 0 | 0 | 0 | 0 | 0 | 0 | 0 | 0 | 0 | 0 | 0 | 0 | 0 | 0 | 0 | 0 | 0 | 0 | 0 | 0
SCE Metro | Huntington Beach | 230 | Battery |  |  | 0 | 0 | 0 | 0 | 0 | 0 | 0 | 0 | 0 | 0 | 0 | 0 | 0 | 0 | 0 | 0 | 0 | 0 | 0 | 0 | 0 | 0 | 0 | 0 | 0 | 0 | 0 | 0
PG&E NGBA | Ignacio | 115 | Battery |  |  | 0 | 0 | 0 | 0 | 0 | 0 | 0 | 0 | 0 | 0 | 0 | 0 | 0 | 0 | 0 | 0 | 0 | 0 | 0 | 0 | 0 | 0 | 0 | 0 | 0 | 0 | 0 | 0
PG&E NGBA | Ignacio | 230 | Battery |  |  | 0 | 0 | 0 | 0 | 0 | 0 | 0 | 0 | 0 | 0 | 0 | 0 | 0 | 0 | 0 | 0 | 0 | 0 | 0 | 0 | 0 | 0 | 0 | 0 | 0 | 0 | 0 | 0
PG&E NGBA | Ignacio | 60 | Battery |  |  | 0 | 0 | 0 | 0 | 0 | 0 | 0 | 0 | 0 | 0 | 0 | 0 | 0 | 0 | 0 | 0 | 0 | 0 | 0 | 0 | 0 | 0 | 0 | 0 | 0 | 0 | 0 | 0
SDGE | Imperial Beach | 69 | Battery |  |  | 1 | 0 | 0 | 0 | 3 | 0 | 3 | 0 | 0 | 0 | 3 | 0 | 3 | 0 | 0 | 0 | 0 | 0 | 0 | 0 | 0 | 0 | 3 | 0 | 3 | 3 | 0 | 3
SDGE | Imperial Valley | 230 | Battery |  |  | 1 | 0 | 0 | 0 | 578 | 0 | 578 | 50 | 0 | 50 | 528 | 0 | 528 | 0 | 0 | 0 | 0 | 150 | 150 | 0 | 150 | 150 | 528 | 0 | 528 | 528 | 150 | 678
SDGE | Imperial Valley | 500 | Battery |  |  | 0 | 0 | 0 | 0 | 0 | 0 | 0 | 0 | 0 | 0 | 0 | 0 | 0 | 0 | 0 | 0 | 0 | 0 | 0 | 0 | 0 | 0 | 0 | 0 | 0 | 0 | 0 | 0
EOP | Innovation | 138 | Battery |  |  | 0 | 0 | 0 | 0 | 0 | 0 | 0 | 0 | 0 | 0 | 0 | 0 | 0 | 0 | 0 | 0 | 0 | 0 | 0 | 0 | 0 | 0 | 0 | 0 | 0 | 0 | 0 | 0
EOP | Innovation | 230 | Battery |  |  | 1 | 0 | 0 | 0 | 0 | 0 | 0 | 0 | 0 | 0 | 0 | 0 | 0 | 0 | 0 | 0 | 0 | 50 | 50 | 0 | 50 | 50 | 0 | 0 | 0 | 0 | 50 | 50
SCE NOL | Inyokern | 115 | Battery |  |  | 1 | 0 | 0 | 0 | 25 | 0 | 25 | 25 | 0 | 25 | 0 | 0 | 0 | 0 | 0 | 0 | 0 | 0 | 0 | 0 | 0 | 0 | 0 | 0 | 0 | 0 | 0 | 0
EOP | IS Tap | 138 | Battery |  |  | 0 | 0 | 0 | 0 | 0 | 0 | 0 | 0 | 0 | 0 | 0 | 0 | 0 | 0 | 0 | 0 | 0 | 0 | 0 | 0 | 0 | 0 | 0 | 0 | 0 | 0 | 0 | 0
EOP | Ivanpah | 115 | Battery |  |  | 0 | 0 | 0 | 0 | 0 | 0 | 0 | 0 | 0 | 0 | 0 | 0 | 0 | 0 | 0 | 0 | 0 | 0 | 0 | 0 | 0 | 0 | 0 | 0 | 0 | 0 | 0 | 0
EOP | Ivanpah | 230 | Battery |  |  | 0 | 0 | 0 | 0 | 0 | 0 | 0 | 0 | 0 | 0 | 0 | 0 | 0 | 0 | 0 | 0 | 0 | 0 | 0 | 0 | 0 | 0 | 0 | 0 | 0 | 0 | 0 | 0
EOP | Jackass (DOE) | 138 | Battery |  |  | 0 | 0 | 0 | 0 | 0 | 0 | 0 | 0 | 0 | 0 | 0 | 0 | 0 | 0 | 0 | 0 | 0 | 0 | 0 | 0 | 0 | 0 | 0 | 0 | 0 | 0 | 0 | 0
PG&E NGBA | James B Black | 230 | Battery |  |  | 0 | 0 | 0 | 0 | 0 | 0 | 0 | 0 | 0 | 0 | 0 | 0 | 0 | 0 | 0 | 0 | 0 | 0 | 0 | 0 | 0 | 0 | 0 | 0 | 0 | 0 | 0 | 0
PG&E GBA | Jefferson | 230 | Battery |  |  | 0 | 0 | 0 | 0 | 0 | 0 | 0 | 0 | 0 | 0 | 0 | 0 | 0 | 0 | 0 | 0 | 0 | 0 | 0 | 0 | 0 | 0 | 0 | 0 | 0 | 0 | 0 | 0
PG&E NGBA | Jessup | 115 | Battery |  |  | 0 | 0 | 0 | 0 | 0 | 0 | 0 | 0 | 0 | 0 | 0 | 0 | 0 | 0 | 0 | 0 | 0 | 0 | 0 | 0 | 0 | 0 | 0 | 0 | 0 | 0 | 0 | 0
SCE Metro | Johanna | 230 | Battery |  |  | 1 | 1.4 | 0 | 1.4 | 0 | 0 | 0 | 0 | 0 | 0 | 0 | 0 | 0 | 0 | 0 | 0 | 0 | 0 | 0 | 0 | 0 | 0 | 1.4 | 0 | 1.4 | 1.4 | 0 | 1.4
SCE Eastern | Julian Hinds | 230 | Battery |  |  | 0 | 0 | 0 | 0 | 0 | 0 | 0 | 0 | 0 | 0 | 0 | 0 | 0 | 0 | 0 | 0 | 0 | 0 | 0 | 0 | 0 | 0 | 0 | 0 | 0 | 0 | 0 | 0
PG&E GBA | Kasson | 115 | Battery |  |  | 0 | 0 | 0 | 0 | 0 | 0 | 0 | 0 | 0 | 0 | 0 | 0 | 0 | 0 | 0 | 0 | 0 | 0 | 0 | 0 | 0 | 0 | 0 | 0 | 0 | 0 | 0 | 0
PG&E GBA | Kasson | 60 | Battery |  |  | 0 | 0 | 0 | 0 | 0 | 0 | 0 | 0 | 0 | 0 | 0 | 0 | 0 | 0 | 0 | 0 | 0 | 0 | 0 | 0 | 0 | 0 | 0 | 0 | 0 | 0 | 0 | 0
PG&E FRESNO | Kearney | 230 | Battery |  |  | 0 | 0 | 0 | 0 | 0 | 0 | 0 | 0 | 0 | 0 | 0 | 0 | 0 | 0 | 0 | 0 | 0 | 0 | 0 | 0 | 0 | 0 | 0 | 0 | 0 | 0 | 0 | 0
PG&E FRESNO | Kearney | 70 | Battery |  |  | 0 | 0 | 0 | 0 | 0 | 0 | 0 | 0 | 0 | 0 | 0 | 0 | 0 | 0 | 0 | 0 | 0 | 0 | 0 | 0 | 0 | 0 | 0 | 0 | 0 | 0 | 0 | 0
PG&E GBA | Kelso | 230 | Battery |  |  | 1 | 0 | 0 | 0 | 90.7 | 0 | 90.7 | 0 | 0 | 0 | 90.7 | 0 | 90.7 | 0 | 0 | 0 | 0 | 0 | 0 | 0 | 0 | 0 | 90.7 | 0 | 90.7 | 90.7 | 0 | 90.7
PG&E FRESNO | Kerchoff 1 | 115 | Battery |  |  | 0 | 0 | 0 | 0 | 0 | 0 | 0 | 0 | 0 | 0 | 0 | 0 | 0 | 0 | 0 | 0 | 0 | 0 | 0 | 0 | 0 | 0 | 0 | 0 | 0 | 0 | 0 | 0
PG&E KERN | Kern Oil | 115 | Battery |  |  | 0 | 0 | 0 | 0 | 0 | 0 | 0 | 0 | 0 | 0 | 0 | 0 | 0 | 0 | 0 | 0 | 0 | 0 | 0 | 0 | 0 | 0 | 0 | 0 | 0 | 0 | 0 | 0
PG&E KERN | Kern PP | 115 | Battery |  |  | 0 | 0 | 0 | 0 | 0 | 0 | 0 | 0 | 0 | 0 | 0 | 0 | 0 | 0 | 0 | 0 | 0 | 0 | 0 | 0 | 0 | 0 | 0 | 0 | 0 | 0 | 0 | 0
PG&E KERN | Kern PP | 230 | Battery |  |  | 0 | 0 | 0 | 0 | 0 | 0 | 0 | 0 | 0 | 0 | 0 | 0 | 0 | 0 | 0 | 0 | 0 | 0 | 0 | 0 | 0 | 0 | 0 | 0 | 0 | 0 | 0 | 0
PG&E KERN | Kern PP | 70 | Battery |  |  | 0 | 0 | 0 | 0 | 0 | 0 | 0 | 0 | 0 | 0 | 0 | 0 | 0 | 0 | 0 | 0 | 0 | 0 | 0 | 0 | 0 | 0 | 0 | 0 | 0 | 0 | 0 | 0
PG&E KERN | Kernridge | 115 | Battery |  |  | 0 | 0 | 0 | 0 | 0 | 0 | 0 | 0 | 0 | 0 | 0 | 0 | 0 | 0 | 0 | 0 | 0 | 0 | 0 | 0 | 0 | 0 | 0 | 0 | 0 | 0 | 0 | 0
PG&E FRESNO | Kingsburg | 115 | Battery |  |  | 0 | 0 | 0 | 0 | 0 | 0 | 0 | 0 | 0 | 0 | 0 | 0 | 0 | 0 | 0 | 0 | 0 | 0 | 0 | 0 | 0 | 0 | 0 | 0 | 0 | 0 | 0 | 0
PG&E GBA | Kirker | 115 | Battery |  |  | 0 | 0 | 0 | 0 | 0 | 0 | 0 | 0 | 0 | 0 | 0 | 0 | 0 | 0 | 0 | 0 | 0 | 0 | 0 | 0 | 0 | 0 | 0 | 0 | 0 | 0 | 0 | 0
PG&E NGBA | Knights Landing | 115 | Battery |  |  | 0 | 0 | 0 | 0 | 0 | 0 | 0 | 0 | 0 | 0 | 0 | 0 | 0 | 0 | 0 | 0 | 0 | 0 | 0 | 0 | 0 | 0 | 0 | 0 | 0 | 0 | 0 | 0
PG&E NGBA | Konocti | 60 | Battery |  |  | 0 | 0 | 0 | 0 | 0 | 0 | 0 | 0 | 0 | 0 | 0 | 0 | 0 | 0 | 0 | 0 | 0 | 0 | 0 | 0 | 0 | 0 | 0 | 0 | 0 | 0 | 0 | 0
SCE NOL | Kramer | 115 | Battery |  |  | 1 | 0 | 0 | 0 | 0 | 6 | 6 | 0 | 0 | 0 | 0 | 6 | 6 | 0 | 0 | 0 | 0 | 0 | 0 | 0 | 0 | 0 | 0 | 6 | 6 | 0 | 6 | 6
SCE NOL | Kramer | 230 | Battery |  |  | 1 | 37.5 | 0 | 37.5 | 268.7 | 0 | 268.7 | 20 | 0 | 20 | 248.7 | 0 | 248.7 | 0 | 0 | 0 | 0 | 0 | 0 | 0 | 0 | 0 | 286.2 | 0 | 286.2 | 286.2 | 0 | 286.2
SCE Metro | La Cienega | 230 | Battery |  |  | 0 | 0 | 0 | 0 | 0 | 0 | 0 | 0 | 0 | 0 | 0 | 0 | 0 | 0 | 0 | 0 | 0 | 0 | 0 | 0 | 0 | 0 | 0 | 0 | 0 | 0 | 0 | 0
SCE Metro | La Fresa | 230 | Battery |  |  | 0 | 0 | 0 | 0 | 0 | 0 | 0 | 0 | 0 | 0 | 0 | 0 | 0 | 0 | 0 | 0 | 0 | 0 | 0 | 0 | 0 | 0 | 0 | 0 | 0 | 0 | 0 | 0
SCE Metro | Laguna Bell | 230 | Battery |  |  | 1 | 0 | 0 | 0 | 350 | 0 | 350 | 0 | 0 | 0 | 350 | 0 | 350 | 0 | 0 | 0 | 0 | 150 | 150 | 0 | 150 | 150 | 350 | 0 | 350 | 350 | 150 | 500
PG&E KERN | Lakeview | 70 | Battery |  |  | 1 | 0 | 0 | 0 | 65.5 | 0 | 65.5 | 0 | 0 | 0 | 65.5 | 0 | 65.5 | 0 | 0 | 0 | 0 | 0 | 0 | 0 | 0 | 0 | 65.5 | 0 | 65.5 | 65.5 | 0 | 65.5
PG&E NGBA | Lakeville | 230 | Battery |  |  | 0 | 0 | 0 | 0 | 0 | 0 | 0 | 0 | 0 | 0 | 0 | 0 | 0 | 0 | 0 | 0 | 0 | 0 | 0 | 0 | 0 | 0 | 0 | 0 | 0 | 0 | 0 | 0
PG&E NGBA | Lakeville | 60 | Battery |  |  | 0 | 0 | 0 | 0 | 0 | 0 | 0 | 0 | 0 | 0 | 0 | 0 | 0 | 0 | 0 | 0 | 0 | 0 | 0 | 0 | 0 | 0 | 0 | 0 | 0 | 0 | 0 | 0
PG&E NGBA | Lakeville | 115 | Battery |  |  | 1 | 0 | 0 | 0 | 50 | 0 | 50 | 0 | 0 | 0 | 50 | 0 | 50 | 0 | 0 | 0 | 0 | 0 | 0 | 0 | 0 | 0 | 50 | 0 | 50 | 50 | 0 | 50
PG&E GBA | Lakewood | 115 | Battery |  |  | 0 | 0 | 0 | 0 | 0 | 0 | 0 | 0 | 0 | 0 | 0 | 0 | 0 | 0 | 0 | 0 | 0 | 0 | 0 | 0 | 0 | 0 | 0 | 0 | 0 | 0 | 0 | 0
PG&E NGBA | Lambie | 230 | Battery |  |  | 0 | 0 | 0 | 0 | 0 | 0 | 0 | 0 | 0 | 0 | 0 | 0 | 0 | 0 | 0 | 0 | 0 | 0 | 0 | 0 | 0 | 0 | 0 | 0 | 0 | 0 | 0 | 0
PG&E GBA | Lammers | 115 | Battery |  |  | 0 | 0 | 0 | 0 | 0 | 0 | 0 | 0 | 0 | 0 | 0 | 0 | 0 | 0 | 0 | 0 | 0 | 0 | 0 | 0 | 0 | 0 | 0 | 0 | 0 | 0 | 0 | 0
PG&E KERN | Lamont | 115 | Battery |  |  | 1 | 0 | 0 | 0 | 0 | 0 | 0 | 0 | 0 | 0 | 0 | 0 | 0 | 0 | 0 | 0 | 0 | 55 | 55 | 0 | 55 | 55 | 0 | 0 | 0 | 0 | 55 | 55
PG&E FRESNO | Las Aguilas | 230 | Battery |  |  | 0 | 0 | 0 | 0 | 0 | 0 | 0 | 0 | 0 | 0 | 0 | 0 | 0 | 0 | 0 | 0 | 0 | 0 | 0 | 0 | 0 | 0 | 0 | 0 | 0 | 0 | 0 | 0
EOP | Lathrop | 138 | Battery |  |  | 0 | 0 | 0 | 0 | 0 | 0 | 0 | 0 | 0 | 0 | 0 | 0 | 0 | 0 | 0 | 0 | 0 | 0 | 0 | 0 | 0 | 0 | 0 | 0 | 0 | 0 | 0 | 0
EOP | Lathrop | 230 | Battery |  |  | 1 | 0 | 0 | 0 | 0 | 0 | 0 | 0 | 0 | 0 | 0 | 0 | 0 | 0 | 0 | 0 | 0 | 75 | 75 | 0 | 75 | 75 | 0 | 0 | 0 | 0 | 75 | 75
PG&E FRESNO | Le Grand | 115 | Battery |  |  | 1 | 0 | 0 | 0 | 0 | 0 | 0 | 0 | 0 | 0 | 0 | 0 | 0 | 0 | 0 | 0 | 0 | 30 | 30 | 0 | 30 | 30 | 0 | 0 | 0 | 0 | 30 | 30
PG&E FRESNO | Lemoore | 70 | Battery |  |  | 0 | 0 | 0 | 0 | 0 | 0 | 0 | 0 | 0 | 0 | 0 | 0 | 0 | 0 | 0 | 0 | 0 | 0 | 0 | 0 | 0 | 0 | 0 | 0 | 0 | 0 | 0 | 0
PG&E KERN | Lerdo | 115 | Battery |  |  | 0 | 0 | 0 | 0 | 0 | 0 | 0 | 0 | 0 | 0 | 0 | 0 | 0 | 0 | 0 | 0 | 0 | 0 | 0 | 0 | 0 | 0 | 0 | 0 | 0 | 0 | 0 | 0
SCE Metro | Lewis | 230 | Battery |  |  | 0 | 0 | 0 | 0 | 0 | 0 | 0 | 0 | 0 | 0 | 0 | 0 | 0 | 0 | 0 | 0 | 0 | 0 | 0 | 0 | 0 | 0 | 0 | 0 | 0 | 0 | 0 | 0
SCE Metro | Lighthipe | 230 | Battery |  |  | 1 | 0 | 0 | 0 | 0 | 0 | 0 | 0 | 0 | 0 | 0 | 0 | 0 | 0 | 0 | 0 | 0 | 100 | 100 | 0 | 100 | 100 | 0 | 0 | 0 | 0 | 100 | 100
SDGE | Lilac | 69 | Battery |  |  | 0 | 0 | 0 | 0 | 0 | 0 | 0 | 0 | 0 | 0 | 0 | 0 | 0 | 0 | 0 | 0 | 0 | 0 | 0 | 0 | 0 | 0 | 0 | 0 | 0 | 0 | 0 | 0
PG&E NGBA | Lincoln | 115 | Battery |  |  | 0 | 0 | 0 | 0 | 0 | 0 | 0 | 0 | 0 | 0 | 0 | 0 | 0 | 0 | 0 | 0 | 0 | 0 | 0 | 0 | 0 | 0 | 0 | 0 | 0 | 0 | 0 | 0
PG&E KERN | Live Oak | 115 | Battery |  |  | 0 | 0 | 0 | 0 | 0 | 0 | 0 | 0 | 0 | 0 | 0 | 0 | 0 | 0 | 0 | 0 | 0 | 0 | 0 | 0 | 0 | 0 | 0 | 0 | 0 | 0 | 0 | 0
PG&E GBA | Llagas | 115 | Battery |  |  | 1 | 0 | 0 | 0 | 0 | 0 | 0 | 0 | 0 | 0 | 0 | 0 | 0 | 0 | 0 | 0 | 0 | 27.2 | 27.2 | 0 | 27.2 | 27.2 | 0 | 0 | 0 | 0 | 27.2 | 27.2
PG&E GBA | Lockeford | 115 | Battery |  |  | 0 | 0 | 0 | 0 | 0 | 0 | 0 | 0 | 0 | 0 | 0 | 0 | 0 | 0 | 0 | 0 | 0 | 0 | 0 | 0 | 0 | 0 | 0 | 0 | 0 | 0 | 0 | 0
PG&E GBA | Lockeford | 230 | Battery |  |  | 0 | 0 | 0 | 0 | 0 | 0 | 0 | 0 | 0 | 0 | 0 | 0 | 0 | 0 | 0 | 0 | 0 | 0 | 0 | 0 | 0 | 0 | 0 | 0 | 0 | 0 | 0 | 0
PG&E GBA | Lockeford | 60 | Battery |  |  | 0 | 0 | 0 | 0 | 0 | 0 | 0 | 0 | 0 | 0 | 0 | 0 | 0 | 0 | 0 | 0 | 0 | 0 | 0 | 0 | 0 | 0 | 0 | 0 | 0 | 0 | 0 | 0
PG&E GBA | Lodi | 230 | Battery |  |  | 0 | 0 | 0 | 0 | 0 | 0 | 0 | 0 | 0 | 0 | 0 | 0 | 0 | 0 | 0 | 0 | 0 | 0 | 0 | 0 | 0 | 0 | 0 | 0 | 0 | 0 | 0 | 0
PG&E NGBA | Logan Creek | 230 | Battery |  |  | 0 | 0 | 0 | 0 | 0 | 0 | 0 | 0 | 0 | 0 | 0 | 0 | 0 | 0 | 0 | 0 | 0 | 0 | 0 | 0 | 0 | 0 | 0 | 0 | 0 | 0 | 0 | 0
PG&E GBA | Lone Tree | 230 | Battery |  |  | 0 | 0 | 0 | 0 | 0 | 0 | 0 | 0 | 0 | 0 | 0 | 0 | 0 | 0 | 0 | 0 | 0 | 0 | 0 | 0 | 0 | 0 | 0 | 0 | 0 | 0 | 0 | 0
PG&E FRESNO | Los Banos | 230 | Battery |  |  | 1 | 80 | 0 | 80 | 0.9 | 0 | 0.9 | 0 | 0 | 0 | 0.9 | 0 | 0.9 | 0 | 0 | 0 | 0 | 0 | 0 | 0 | 0 | 0 | 80.9 | 0 | 80.9 | 80.9 | 0 | 80.9
PG&E FRESNO | Los Banos | 500 | Battery |  |  | 1 | 0 | 0 | 0 | 0 | 0 | 0 | 0 | 0 | 0 | 0 | 0 | 0 | 0 | 0 | 0 | 0 | 200 | 200 | 0 | 200 | 200 | 0 | 0 | 0 | 0 | 200 | 200
SDGE | Los Coches | 138 | Battery |  |  | 0 | 0 | 0 | 0 | 0 | 0 | 0 | 0 | 0 | 0 | 0 | 0 | 0 | 0 | 0 | 0 | 0 | 0 | 0 | 0 | 0 | 0 | 0 | 0 | 0 | 0 | 0 | 0
SDGE | Los Coches | 69 | Battery |  |  | 1 | 0 | 0 | 0 | 1.5 | 0 | 1.5 | 0 | 0 | 0 | 1.5 | 0 | 1.5 | 0 | 0 | 0 | 0 | 0 | 0 | 0 | 0 | 0 | 1.5 | 0 | 1.5 | 1.5 | 0 | 1.5
PG&E GBA | Los Esteros | 115 | Battery |  |  | 1 | 0 | 0 | 0 | 3.3 | 0 | 3.3 | 0 | 0 | 0 | 3.3 | 0 | 3.3 | 0 | 0 | 0 | 0 | 0 | 0 | 0 | 0 | 0 | 3.3 | 0 | 3.3 | 3.3 | 0 | 3.3
PG&E GBA | Los Esteros | 230 | Battery |  |  | 1 | 0 | 0 | 0 | 0 | 0 | 0 | 0 | 0 | 0 | 0 | 0 | 0 | 0 | 100 | 100 | 0 | 0 | 0 | 0 | 100 | 100 | 0 | 100 | 100 | 0 | 100 | 100
PG&E GBA | Los Positas | 230 | Battery |  |  | 0 | 0 | 0 | 0 | 0 | 0 | 0 | 0 | 0 | 0 | 0 | 0 | 0 | 0 | 0 | 0 | 0 | 0 | 0 | 0 | 0 | 0 | 0 | 0 | 0 | 0 | 0 | 0
PG&E GBA | Los Positas | 60 | Battery |  |  | 0 | 0 | 0 | 0 | 0 | 0 | 0 | 0 | 0 | 0 | 0 | 0 | 0 | 0 | 0 | 0 | 0 | 0 | 0 | 0 | 0 | 0 | 0 | 0 | 0 | 0 | 0 | 0
SDGE | Loveland | 69 | Battery |  |  | 0 | 0 | 0 | 0 | 0 | 0 | 0 | 0 | 0 | 0 | 0 | 0 | 0 | 0 | 0 | 0 | 0 | 0 | 0 | 0 | 0 | 0 | 0 | 0 | 0 | 0 | 0 | 0
SCE NOL | Lugo | 230 | Battery |  |  | 0 | 0 | 0 | 0 | 0 | 0 | 0 | 0 | 0 | 0 | 0 | 0 | 0 | 0 | 0 | 0 | 0 | 0 | 0 | 0 | 0 | 0 | 0 | 0 | 0 | 0 | 0 | 0
SCE Metro | Lugo | 500 | Battery |  |  | 0 | 0 | 0 | 0 | 0 | 0 | 0 | 0 | 0 | 0 | 0 | 0 | 0 | 0 | 0 | 0 | 0 | 0 | 0 | 0 | 0 | 0 | 0 | 0 | 0 | 0 | 0 | 0
PG&E FRESNO | Madera | 70 | Battery |  |  | 0 | 0 | 0 | 0 | 0 | 0 | 0 | 0 | 0 | 0 | 0 | 0 | 0 | 0 | 0 | 0 | 0 | 0 | 0 | 0 | 0 | 0 | 0 | 0 | 0 | 0 | 0 | 0
PG&E NGBA | Madison | 115 | Battery |  |  | 1 | 0 | 0 | 0 | 10.2 | 0 | 10.2 | 0 | 0 | 0 | 10.2 | 0 | 10.2 | 0 | 0 | 0 | 0 | 0 | 0 | 0 | 0 | 0 | 10.2 | 0 | 10.2 | 10.2 | 0 | 10.2
PG&E KERN | Magunden | 115 | Battery |  |  | 0 | 0 | 0 | 0 | 0 | 0 | 0 | 0 | 0 | 0 | 0 | 0 | 0 | 0 | 0 | 0 | 0 | 0 | 0 | 0 | 0 | 0 | 0 | 0 | 0 | 0 | 0 | 0
SCE Northern | Magunden | 230 | Battery |  |  | 0 | 0 | 0 | 0 | 0 | 0 | 0 | 0 | 0 | 0 | 0 | 0 | 0 | 0 | 0 | 0 | 0 | 0 | 0 | 0 | 0 | 0 | 0 | 0 | 0 | 0 | 0 | 0
PG&E FRESNO | Malaga | 115 | Battery |  |  | 1 | 0 | 0 | 0 | 97 | 0 | 97 | 97 | 0 | 97 | 0 | 0 | 0 | 0 | 0 | 0 | 0 | 0 | 0 | 0 | 0 | 0 | 0 | 0 | 0 | 0 | 0 | 0
PG&E NGBA | Malin | 500 | Battery |  |  | 0 | 0 | 0 | 0 | 0 | 0 | 0 | 0 | 0 | 0 | 0 | 0 | 0 | 0 | 0 | 0 | 0 | 0 | 0 | 0 | 0 | 0 | 0 | 0 | 0 | 0 | 0 | 0
SCE Northern | Mandalay | 230 | Battery |  |  | 0 | 0 | 0 | 0 | 0 | 0 | 0 | 0 | 0 | 0 | 0 | 0 | 0 | 0 | 0 | 0 | 0 | 0 | 0 | 0 | 0 | 0 | 0 | 0 | 0 | 0 | 0 | 0
PG&E FRESNO | Manning | 230 | Battery |  |  | 1 | 0 | 0 | 0 | 0 | 0 | 0 | 0 | 0 | 0 | 0 | 0 | 0 | 0 | 0 | 0 | 0 | 65 | 65 | 0 | 65 | 65 | 0 | 0 | 0 | 0 | 65 | 65
PG&E FRESNO | Manning | 500 | Battery |  |  | 1 | 0 | 0 | 0 | 0 | 0 | 0 | 0 | 0 | 0 | 0 | 0 | 0 | 0 | 0 | 0 | 0 | 200 | 200 | 0 | 200 | 200 | 0 | 0 | 0 | 0 | 200 | 200
PG&E GBA | Manteca | 115 | Battery |  |  | 0 | 0 | 0 | 0 | 0 | 0 | 0 | 0 | 0 | 0 | 0 | 0 | 0 | 0 | 0 | 0 | 0 | 0 | 0 | 0 | 0 | 0 | 0 | 0 | 0 | 0 | 0 | 0
SDGE | Margarita | 138 | Battery |  |  | 0 | 0 | 0 | 0 | 0 | 0 | 0 | 0 | 0 | 0 | 0 | 0 | 0 | 0 | 0 | 0 | 0 | 0 | 0 | 0 | 0 | 0 | 0 | 0 | 0 | 0 | 0 | 0
PG&E GBA | Martin | 230 | Battery |  |  | 0 | 0 | 0 | 0 | 0 | 0 | 0 | 0 | 0 | 0 | 0 | 0 | 0 | 0 | 0 | 0 | 0 | 0 | 0 | 0 | 0 | 0 | 0 | 0 | 0 | 0 | 0 | 0
PG&E GBA | Martin | 115 | Battery |  |  | 1 | 0 | 0 | 0 | 188 | 0 | 188 | 0 | 0 | 0 | 188 | 0 | 188 | 0 | 0 | 0 | 0 | 150 | 150 | 0 | 150 | 150 | 188 | 0 | 188 | 188 | 150 | 338
PG&E GBA | Martinez | 115 | Battery |  |  | 0 | 0 | 0 | 0 | 0 | 0 | 0 | 0 | 0 | 0 | 0 | 0 | 0 | 0 | 0 | 0 | 0 | 0 | 0 | 0 | 0 | 0 | 0 | 0 | 0 | 0 | 0 | 0
PG&E FRESNO | Mc Mullin | 230 | Battery |  |  | 1 | 0 | 0 | 0 | 0 | 0 | 0 | 0 | 0 | 0 | 0 | 0 | 0 | 0 | 0 | 0 | 0 | 60 | 60 | 0 | 60 | 60 | 0 | 0 | 0 | 0 | 60 | 60
PG&E FRESNO | McCall | 115 | Battery |  |  | 0 | 0 | 0 | 0 | 0 | 0 | 0 | 0 | 0 | 0 | 0 | 0 | 0 | 0 | 0 | 0 | 0 | 0 | 0 | 0 | 0 | 0 | 0 | 0 | 0 | 0 | 0 | 0
PG&E FRESNO | McCall | 230 | Battery |  |  | 0 | 0 | 0 | 0 | 0 | 0 | 0 | 0 | 0 | 0 | 0 | 0 | 0 | 0 | 0 | 0 | 0 | 0 | 0 | 0 | 0 | 0 | 0 | 0 | 0 | 0 | 0 | 0
PG&E GBA | Meadow Lane | 115 | Battery |  |  | 0 | 0 | 0 | 0 | 0 | 0 | 0 | 0 | 0 | 0 | 0 | 0 | 0 | 0 | 0 | 0 | 0 | 0 | 0 | 0 | 0 | 0 | 0 | 0 | 0 | 0 | 0 | 0
PG&E GBA | Melones | 115 | Battery |  |  | 0 | 0 | 0 | 0 | 0 | 0 | 0 | 0 | 0 | 0 | 0 | 0 | 0 | 0 | 0 | 0 | 0 | 0 | 0 | 0 | 0 | 0 | 0 | 0 | 0 | 0 | 0 | 0
PG&E GBA | Melones | 230 | Battery |  |  | 0 | 0 | 0 | 0 | 0 | 0 | 0 | 0 | 0 | 0 | 0 | 0 | 0 | 0 | 0 | 0 | 0 | 0 | 0 | 0 | 0 | 0 | 0 | 0 | 0 | 0 | 0 | 0
SDGE | Melrose | 69 | Battery |  |  | 1 | 0 | 0 | 0 | 20 | 0 | 20 | 0 | 0 | 0 | 20 | 0 | 20 | 0 | 0 | 0 | 0 | 0 | 0 | 0 | 0 | 0 | 20 | 0 | 20 | 20 | 0 | 20
PG&E NGBA | Mendocino | 115 | Battery |  |  | 0 | 0 | 0 | 0 | 0 | 0 | 0 | 0 | 0 | 0 | 0 | 0 | 0 | 0 | 0 | 0 | 0 | 0 | 0 | 0 | 0 | 0 | 0 | 0 | 0 | 0 | 0 | 0
PG&E NGBA | Mendocino | 60 | Battery |  |  | 0 | 0 | 0 | 0 | 0 | 0 | 0 | 0 | 0 | 0 | 0 | 0 | 0 | 0 | 0 | 0 | 0 | 0 | 0 | 0 | 0 | 0 | 0 | 0 | 0 | 0 | 0 | 0
PG&E FRESNO | Mendota | 115 | Battery |  |  | 0 | 0 | 0 | 0 | 0 | 0 | 0 | 0 | 0 | 0 | 0 | 0 | 0 | 0 | 0 | 0 | 0 | 0 | 0 | 0 | 0 | 0 | 0 | 0 | 0 | 0 | 0 | 0
PG&E GBA | Menlo | 60 | Battery |  |  | 0 | 0 | 0 | 0 | 0 | 0 | 0 | 0 | 0 | 0 | 0 | 0 | 0 | 0 | 0 | 0 | 0 | 0 | 0 | 0 | 0 | 0 | 0 | 0 | 0 | 0 | 0 | 0
PG&E FRESNO | Merced | 115 | Battery |  |  | 0 | 0 | 0 | 0 | 0 | 0 | 0 | 0 | 0 | 0 | 0 | 0 | 0 | 0 | 0 | 0 | 0 | 0 | 0 | 0 | 0 | 0 | 0 | 0 | 0 | 0 | 0 | 0
EOP | Mercury | 138 | Battery |  |  | 0 | 0 | 0 | 0 | 0 | 0 | 0 | 0 | 0 | 0 | 0 | 0 | 0 | 0 | 0 | 0 | 0 | 0 | 0 | 0 | 0 | 0 | 0 | 0 | 0 | 0 | 0 | 0
PG&E FRESNO | Mercy Springs | 70 | Battery |  |  | 1 | 0 | 0 | 0 | 78 | 0 | 78 | 0 | 0 | 0 | 78 | 0 | 78 | 0 | 0 | 0 | 0 | 0 | 0 | 0 | 0 | 0 | 78 | 0 | 78 | 78 | 0 | 78
PG&E NGBA | Meridian | 60 | Battery |  |  | 0 | 0 | 0 | 0 | 0 | 0 | 0 | 0 | 0 | 0 | 0 | 0 | 0 | 0 | 0 | 0 | 0 | 0 | 0 | 0 | 0 | 0 | 0 | 0 | 0 | 0 | 0 | 0
PG&E KERN | Mesa (PGE) | 115 | Battery |  |  | 0 | 0 | 0 | 0 | 0 | 0 | 0 | 0 | 0 | 0 | 0 | 0 | 0 | 0 | 0 | 0 | 0 | 0 | 0 | 0 | 0 | 0 | 0 | 0 | 0 | 0 | 0 | 0
PG&E KERN | Mesa (PGE) | 230 | Battery |  |  | 0 | 0 | 0 | 0 | 0 | 0 | 0 | 0 | 0 | 0 | 0 | 0 | 0 | 0 | 0 | 0 | 0 | 0 | 0 | 0 | 0 | 0 | 0 | 0 | 0 | 0 | 0 | 0
SCE Metro | Mesa (SCE) | 230 | Battery |  |  | 1 | 99.7 | 0 | 99.7 | 6.5 | 0 | 6.5 | 0 | 0 | 0 | 6.5 | 0 | 6.5 | 0 | 0 | 0 | 0 | 0 | 0 | 0 | 0 | 0 | 106.2 | 0 | 106.2 | 106.2 | 0 | 106.2
SCE Metro | Mesa (SCE) | 500 | Battery |  |  | 0 | 0 | 0 | 0 | 0 | 0 | 0 | 0 | 0 | 0 | 0 | 0 | 0 | 0 | 0 | 0 | 0 | 0 | 0 | 0 | 0 | 0 | 0 | 0 | 0 | 0 | 0 | 0
SDGE | Mesa Heights | 69 | Battery |  |  | 1 | 0 | 0 | 0 | 10.5 | 0 | 10.5 | 0 | 0 | 0 | 10.5 | 0 | 10.5 | 0 | 0 | 0 | 0 | 0 | 0 | 0 | 0 | 0 | 10.5 | 0 | 10.5 | 10.5 | 0 | 10.5
PG&E GBA | Metcalf | 115 | Battery |  |  | 1 | 75 | 0 | 75 | 0 | 0 | 0 | 0 | 0 | 0 | 0 | 0 | 0 | 0 | 0 | 0 | 0 | 0 | 0 | 0 | 0 | 0 | 75 | 0 | 75 | 75 | 0 | 75
PG&E GBA | Metcalf | 230 | Battery |  |  | 1 | 0 | 0 | 0 | 0 | 0 | 0 | 0 | 0 | 0 | 0 | 0 | 0 | 0 | 101.075 | 101.075 | 0 | 150 | 150 | 0 | 251.075 | 251.075 | 0 | 101.075 | 101.075 | 0 | 251.075 | 251.075
PG&E GBA | Metcalf | 500 | Battery |  |  | 0 | 0 | 0 | 0 | 0 | 0 | 0 | 0 | 0 | 0 | 0 | 0 | 0 | 0 | 0 | 0 | 0 | 0 | 0 | 0 | 0 | 0 | 0 | 0 | 0 | 0 | 0 | 0
PG&E KERN | Midway | 115 | Battery |  |  | 1 | 0 | 0 | 0 | 0 | 0 | 0 | 0 | 0 | 0 | 0 | 0 | 0 | 0 | 0 | 0 | 0 | 60 | 60 | 0 | 60 | 60 | 0 | 0 | 0 | 0 | 60 | 60
PG&E KERN | Midway | 230 | Battery |  |  | 0 | 0 | 0 | 0 | 0 | 0 | 0 | 0 | 0 | 0 | 0 | 0 | 0 | 0 | 0 | 0 | 0 | 0 | 0 | 0 | 0 | 0 | 0 | 0 | 0 | 0 | 0 | 0
PG&E KERN | Midway | 500 | Battery |  |  | 1 | 0 | 0 | 0 | 0 | 0 | 0 | 0 | 0 | 0 | 0 | 0 | 0 | 0 | 0 | 0 | 0 | 400 | 400 | 0 | 400 | 400 | 0 | 0 | 0 | 0 | 400 | 400
SDGE | Miguel | 230 | Battery |  |  | 0 | 0 | 0 | 0 | 0 | 0 | 0 | 0 | 0 | 0 | 0 | 0 | 0 | 0 | 0 | 0 | 0 | 0 | 0 | 0 | 0 | 0 | 0 | 0 | 0 | 0 | 0 | 0
SDGE | Miguel | 500 | Battery |  |  | 0 | 0 | 0 | 0 | 0 | 0 | 0 | 0 | 0 | 0 | 0 | 0 | 0 | 0 | 0 | 0 | 0 | 0 | 0 | 0 | 0 | 0 | 0 | 0 | 0 | 0 | 0 | 0
SDGE | Miguel | 69 | Battery |  |  | 1 | 0 | 0 | 0 | 9.75 | 0 | 9.75 | 0 | 0 | 0 | 9.75 | 0 | 9.75 | 0 | 0 | 0 | 0 | 0 | 0 | 0 | 0 | 0 | 9.75 | 0 | 9.75 | 9.75 | 0 | 9.75
PG&E GBA | Millbrae | 115 | Battery |  |  | 0 | 0 | 0 | 0 | 0 | 0 | 0 | 0 | 0 | 0 | 0 | 0 | 0 | 0 | 0 | 0 | 0 | 0 | 0 | 0 | 0 | 0 | 0 | 0 | 0 | 0 | 0 | 0
PG&E GBA | Miller | 115 | Battery |  |  | 0 | 0 | 0 | 0 | 0 | 0 | 0 | 0 | 0 | 0 | 0 | 0 | 0 | 0 | 0 | 0 | 0 | 0 | 0 | 0 | 0 | 0 | 0 | 0 | 0 | 0 | 0 | 0
SCE Metro | Mira Loma | 230 | Battery |  |  | 1 | 0 | 0 | 0 | 42 | 0 | 42 | 0 | 0 | 0 | 42 | 0 | 42 | 0 | 0 | 0 | 0 | 100 | 100 | 0 | 100 | 100 | 42 | 0 | 42 | 42 | 100 | 142
SCE Metro | Mira Loma | 500 | Battery |  |  | 0 | 0 | 0 | 0 | 0 | 0 | 0 | 0 | 0 | 0 | 0 | 0 | 0 | 0 | 0 | 0 | 0 | 0 | 0 | 0 | 0 | 0 | 0 | 0 | 0 | 0 | 0 | 0
SCE Eastern | Mirage | 115 | Battery |  |  | 0 | 0 | 0 | 0 | 0 | 0 | 0 | 0 | 0 | 0 | 0 | 0 | 0 | 0 | 0 | 0 | 0 | 0 | 0 | 0 | 0 | 0 | 0 | 0 | 0 | 0 | 0 | 0
SCE Eastern | Mirage | 230 | Battery |  |  | 1 | 100 | 0 | 100 | 50 | 0 | 50 | 0 | 0 | 0 | 50 | 0 | 50 | 0 | 0 | 0 | 0 | 0 | 0 | 0 | 0 | 0 | 150 | 0 | 150 | 150 | 0 | 150
SDGE | Mission | 138 | Battery |  |  | 0 | 0 | 0 | 0 | 0 | 0 | 0 | 0 | 0 | 0 | 0 | 0 | 0 | 0 | 0 | 0 | 0 | 0 | 0 | 0 | 0 | 0 | 0 | 0 | 0 | 0 | 0 | 0
SDGE | Mission | 230 | Battery |  |  | 0 | 0 | 0 | 0 | 0 | 0 | 0 | 0 | 0 | 0 | 0 | 0 | 0 | 0 | 0 | 0 | 0 | 0 | 0 | 0 | 0 | 0 | 0 | 0 | 0 | 0 | 0 | 0
SDGE | Mission | 69 | Battery |  |  | 0 | 0 | 0 | 0 | 0 | 0 | 0 | 0 | 0 | 0 | 0 | 0 | 0 | 0 | 0 | 0 | 0 | 0 | 0 | 0 | 0 | 0 | 0 | 0 | 0 | 0 | 0 | 0
PG&E GBA | Mi-Wuk | 115 | Battery |  |  | 0 | 0 | 0 | 0 | 0 | 0 | 0 | 0 | 0 | 0 | 0 | 0 | 0 | 0 | 0 | 0 | 0 | 0 | 0 | 0 | 0 | 0 | 0 | 0 | 0 | 0 | 0 | 0
EOP | Mohave | 500 | Battery |  |  | 1 | 0 | 0 | 0 | 0 | 0 | 0 | 0 | 0 | 0 | 0 | 0 | 0 | 0 | 0 | 0 | 0 | 125 | 125 | 0 | 125 | 125 | 0 | 0 | 0 | 0 | 125 | 125
PG&E NGBA | Monroe | 115 | Battery |  |  | 0 | 0 | 0 | 0 | 0 | 0 | 0 | 0 | 0 | 0 | 0 | 0 | 0 | 0 | 0 | 0 | 0 | 0 | 0 | 0 | 0 | 0 | 0 | 0 | 0 | 0 | 0 | 0
SDGE | Monserate | 69 | Battery |  |  | 0 | 0 | 0 | 0 | 0 | 0 | 0 | 0 | 0 | 0 | 0 | 0 | 0 | 0 | 0 | 0 | 0 | 0 | 0 | 0 | 0 | 0 | 0 | 0 | 0 | 0 | 0 | 0
PG&E GBA | Monta Vista | 115 | Battery |  |  | 0 | 0 | 0 | 0 | 0 | 0 | 0 | 0 | 0 | 0 | 0 | 0 | 0 | 0 | 0 | 0 | 0 | 0 | 0 | 0 | 0 | 0 | 0 | 0 | 0 | 0 | 0 | 0
PG&E GBA | Monta Vista | 230 | Battery |  |  | 0 | 0 | 0 | 0 | 0 | 0 | 0 | 0 | 0 | 0 | 0 | 0 | 0 | 0 | 0 | 0 | 0 | 0 | 0 | 0 | 0 | 0 | 0 | 0 | 0 | 0 | 0 | 0
PG&E GBA | Monta Vista | 60 | Battery |  |  | 0 | 0 | 0 | 0 | 0 | 0 | 0 | 0 | 0 | 0 | 0 | 0 | 0 | 0 | 0 | 0 | 0 | 0 | 0 | 0 | 0 | 0 | 0 | 0 | 0 | 0 | 0 | 0
PG&E NGBA | Monticello | 115 | Battery |  |  | 0 | 0 | 0 | 0 | 0 | 0 | 0 | 0 | 0 | 0 | 0 | 0 | 0 | 0 | 0 | 0 | 0 | 0 | 0 | 0 | 0 | 0 | 0 | 0 | 0 | 0 | 0 | 0
SCE Northern | Moorpark | 230 | Battery |  |  | 1 | 0 | 0 | 0 | 350 | 0 | 350 | 0 | 0 | 0 | 350 | 0 | 350 | 0 | 0 | 0 | 0 | 150 | 150 | 0 | 150 | 150 | 350 | 0 | 350 | 350 | 150 | 500
SCE Northern | Moorpark | 66 | Battery |  |  | 0 | 0 | 0 | 0 | 0 | 0 | 0 | 0 | 0 | 0 | 0 | 0 | 0 | 0 | 0 | 0 | 0 | 0 | 0 | 0 | 0 | 0 | 0 | 0 | 0 | 0 | 0 | 0
PG&E GBA | Moraga | 115 | Battery |  |  | 0 | 0 | 0 | 0 | 0 | 0 | 0 | 0 | 0 | 0 | 0 | 0 | 0 | 0 | 0 | 0 | 0 | 0 | 0 | 0 | 0 | 0 | 0 | 0 | 0 | 0 | 0 | 0
PG&E GBA | Moraga | 230 | Battery |  |  | 0 | 0 | 0 | 0 | 0 | 0 | 0 | 0 | 0 | 0 | 0 | 0 | 0 | 0 | 0 | 0 | 0 | 0 | 0 | 0 | 0 | 0 | 0 | 0 | 0 | 0 | 0 | 0
PG&E GBA | Morgan Hill | 115 | Battery |  |  | 0 | 0 | 0 | 0 | 0 | 0 | 0 | 0 | 0 | 0 | 0 | 0 | 0 | 0 | 0 | 0 | 0 | 0 | 0 | 0 | 0 | 0 | 0 | 0 | 0 | 0 | 0 | 0
PG&E KERN | Morro Bay | 115 | Battery |  |  | 0 | 0 | 0 | 0 | 0 | 0 | 0 | 0 | 0 | 0 | 0 | 0 | 0 | 0 | 0 | 0 | 0 | 0 | 0 | 0 | 0 | 0 | 0 | 0 | 0 | 0 | 0 | 0
PG&E KERN | Morro Bay | 230 | Battery |  |  | 0 | 0 | 0 | 0 | 0 | 0 | 0 | 0 | 0 | 0 | 0 | 0 | 0 | 0 | 0 | 0 | 0 | 0 | 0 | 0 | 0 | 0 | 0 | 0 | 0 | 0 | 0 | 0
PG&E KERN | Morro Bay | 500 | Battery |  |  | 0 | 0 | 0 | 0 | 0 | 0 | 0 | 0 | 0 | 0 | 0 | 0 | 0 | 0 | 0 | 0 | 0 | 0 | 0 | 0 | 0 | 0 | 0 | 0 | 0 | 0 | 0 | 0
PG&E GBA | Moss Landing | 115 | Battery |  |  | 0 | 0 | 0 | 0 | 0 | 0 | 0 | 0 | 0 | 0 | 0 | 0 | 0 | 0 | 0 | 0 | 0 | 0 | 0 | 0 | 0 | 0 | 0 | 0 | 0 | 0 | 0 | 0
PG&E GBA | Moss Landing | 230 | Battery |  |  | 0 | 0 | 0 | 0 | 0 | 0 | 0 | 0 | 0 | 0 | 0 | 0 | 0 | 0 | 0 | 0 | 0 | 0 | 0 | 0 | 0 | 0 | 0 | 0 | 0 | 0 | 0 | 0
PG&E GBA | Moss Landing | 500 | Battery |  |  | 1 | 0 | 0 | 0 | 0 | 0 | 0 | 0 | 0 | 0 | 0 | 0 | 0 | 0 | 0 | 0 | 0 | 400 | 400 | 0 | 400 | 400 | 0 | 0 | 0 | 0 | 400 | 400
EOP | Mountain Pass | 115 | Battery |  |  | 0 | 0 | 0 | 0 | 0 | 0 | 0 | 0 | 0 | 0 | 0 | 0 | 0 | 0 | 0 | 0 | 0 | 0 | 0 | 0 | 0 | 0 | 0 | 0 | 0 | 0 | 0 | 0
PG&E GBA | Mountain View | 115 | Battery |  |  | 0 | 0 | 0 | 0 | 0 | 0 | 0 | 0 | 0 | 0 | 0 | 0 | 0 | 0 | 0 | 0 | 0 | 0 | 0 | 0 | 0 | 0 | 0 | 0 | 0 | 0 | 0 | 0
PG&E GBA | Mt Eden | 115 | Battery |  |  | 0 | 0 | 0 | 0 | 0 | 0 | 0 | 0 | 0 | 0 | 0 | 0 | 0 | 0 | 0 | 0 | 0 | 0 | 0 | 0 | 0 | 0 | 0 | 0 | 0 | 0 | 0 | 0
PG&E KERN | Mt Poso | 115 | Battery |  |  | 0 | 0 | 0 | 0 | 0 | 0 | 0 | 0 | 0 | 0 | 0 | 0 | 0 | 0 | 0 | 0 | 0 | 0 | 0 | 0 | 0 | 0 | 0 | 0 | 0 | 0 | 0 | 0
SDGE | Murray | 69 | Battery |  |  | 1 | 0 | 0 | 0 | 9 | 0 | 9 | 0 | 0 | 0 | 9 | 0 | 9 | 0 | 0 | 0 | 0 | 0 | 0 | 0 | 0 | 0 | 9 | 0 | 9 | 9 | 0 | 9
PG&E FRESNO | Mustang | 230 | Battery |  |  | 1 | 0 | 0 | 0 | 0 | 0 | 0 | 0 | 0 | 0 | 0 | 0 | 0 | 0 | 0 | 0 | 0 | 100 | 100 | 0 | 100 | 100 | 0 | 0 | 0 | 0 | 100 | 100
SCE Northern | Neenach | 66 | Battery |  |  | 0 | 0 | 0 | 0 | 0 | 0 | 0 | 0 | 0 | 0 | 0 | 0 | 0 | 0 | 0 | 0 | 0 | 0 | 0 | 0 | 0 | 0 | 0 | 0 | 0 | 0 | 0 | 0
PG&E KERN | New Sub - Gates - Midway (Proposed) | 230 | Battery |  |  | 1 | 0 | 0 | 0 | 238.5 | 0 | 238.5 | 0 | 0 | 0 | 238.5 | 0 | 238.5 | 0 | 0 | 0 | 0 | 125 | 125 | 0 | 125 | 125 | 238.5 | 0 | 238.5 | 238.5 | 125 | 363.5
PG&E KERN | New Sub - Gates - Templeton (Proposed) | 230 | Battery |  |  | 1 | 0 | 0 | 0 | 0 | 0 | 0 | 0 | 0 | 0 | 0 | 0 | 0 | 0 | 0 | 0 | 0 | 85 | 85 | 0 | 85 | 85 | 0 | 0 | 0 | 0 | 85 | 85
SCE NOL | New Sub - Kramer - Lugo (Proposed) | 230 | Battery |  |  | 0 | 0 | 0 | 0 | 0 | 0 | 0 | 0 | 0 | 0 | 0 | 0 | 0 | 0 | 0 | 0 | 0 | 0 | 0 | 0 | 0 | 0 | 0 | 0 | 0 | 0 | 0 | 0
PG&E FRESNO | New Sub - Los Banos - Midway (Proposed) | 500 | Battery |  |  | 1 | 0 | 0 | 0 | 0 | 0 | 0 | 0 | 0 | 0 | 0 | 0 | 0 | 0 | 0 | 0 | 0 | 175 | 175 | 0 | 175 | 175 | 0 | 0 | 0 | 0 | 175 | 175
SCE NOL | New Sub - Lugo - Pisgah (Proposed) | 230 | Battery |  |  | 0 | 0 | 0 | 0 | 0 | 0 | 0 | 0 | 0 | 0 | 0 | 0 | 0 | 0 | 0 | 0 | 0 | 0 | 0 | 0 | 0 | 0 | 0 | 0 | 0 | 0 | 0 | 0
PG&E KERN | New Sub - Midway - Wheeler Ridge (Proposed) | 230 | Battery |  |  | 1 | 0 | 0 | 0 | 92 | 0 | 92 | 0 | 0 | 0 | 92 | 0 | 92 | 0 | 0 | 0 | 0 | 0 | 0 | 0 | 0 | 0 | 92 | 0 | 92 | 92 | 0 | 92
PG&E NGBA | New Sub - Near existing Leavitt (PSREC) | 345 | Battery |  |  | 0 | 0 | 0 | 0 | 0 | 0 | 0 | 0 | 0 | 0 | 0 | 0 | 0 | 0 | 0 | 0 | 0 | 0 | 0 | 0 | 0 | 0 | 0 | 0 | 0 | 0 | 0 | 0
PG&E NGBA | New Sub - Near existing Madeline (NVE) | 345 | Battery |  |  | 0 | 0 | 0 | 0 | 0 | 0 | 0 | 0 | 0 | 0 | 0 | 0 | 0 | 0 | 0 | 0 | 0 | 0 | 0 | 0 | 0 | 0 | 0 | 0 | 0 | 0 | 0 | 0
SDGE | New Sub - North Gila - IV (Proposed) | 500 | Battery |  |  | 1 | 0 | 0 | 0 | 0 | 0 | 0 | 0 | 0 | 0 | 0 | 0 | 0 | 0 | 0 | 0 | 0 | 165 | 165 | 0 | 165 | 165 | 0 | 0 | 0 | 0 | 165 | 165
PG&E NGBA | New Sub - Pit 1 - Cottonwood (Proposed) | 230 | Battery |  |  | 0 | 0 | 0 | 0 | 0 | 0 | 0 | 0 | 0 | 0 | 0 | 0 | 0 | 0 | 0 | 0 | 0 | 0 | 0 | 0 | 0 | 0 | 0 | 0 | 0 | 0 | 0 | 0
PG&E GBA | New Sub - Rancho Seco - Bellota (Proposed) | 230 | Battery |  |  | 0 | 0 | 0 | 0 | 0 | 0 | 0 | 0 | 0 | 0 | 0 | 0 | 0 | 0 | 0 | 0 | 0 | 0 | 0 | 0 | 0 | 0 | 0 | 0 | 0 | 0 | 0 | 0
SDGE | New Sub - Suncrest - Ocotillo (Proposed) | 500 | Battery |  |  | 0 | 0 | 0 | 0 | 0 | 0 | 0 | 0 | 0 | 0 | 0 | 0 | 0 | 0 | 0 | 0 | 0 | 0 | 0 | 0 | 0 | 0 | 0 | 0 | 0 | 0 | 0 | 0
PG&E FRESNO | New Sub - Westley - Quinto (Proposed) | 230 | Battery |  |  | 0 | 0 | 0 | 0 | 0 | 0 | 0 | 0 | 0 | 0 | 0 | 0 | 0 | 0 | 0 | 0 | 0 | 0 | 0 | 0 | 0 | 0 | 0 | 0 | 0 | 0 | 0 | 0
PG&E GBA | Newark | 115 | Battery |  |  | 0 | 0 | 0 | 0 | 0 | 0 | 0 | 0 | 0 | 0 | 0 | 0 | 0 | 0 | 0 | 0 | 0 | 0 | 0 | 0 | 0 | 0 | 0 | 0 | 0 | 0 | 0 | 0
PG&E GBA | Newark | 230 | Battery |  |  | 0 | 0 | 0 | 0 | 0 | 0 | 0 | 0 | 0 | 0 | 0 | 0 | 0 | 0 | 0 | 0 | 0 | 0 | 0 | 0 | 0 | 0 | 0 | 0 | 0 | 0 | 0 | 0
PG&E GBA | Newark | 60 | Battery |  |  | 0 | 0 | 0 | 0 | 0 | 0 | 0 | 0 | 0 | 0 | 0 | 0 | 0 | 0 | 0 | 0 | 0 | 0 | 0 | 0 | 0 | 0 | 0 | 0 | 0 | 0 | 0 | 0
PG&E FRESNO | Newhall | 115 | Battery |  |  | 0 | 0 | 0 | 0 | 0 | 0 | 0 | 0 | 0 | 0 | 0 | 0 | 0 | 0 | 0 | 0 | 0 | 0 | 0 | 0 | 0 | 0 | 0 | 0 | 0 | 0 | 0 | 0
PG&E KERN | Norco | 115 | Battery |  |  | 0 | 0 | 0 | 0 | 0 | 0 | 0 | 0 | 0 | 0 | 0 | 0 | 0 | 0 | 0 | 0 | 0 | 0 | 0 | 0 | 0 | 0 | 0 | 0 | 0 | 0 | 0 | 0
PG&E GBA | Nortech | 115 | Battery |  |  | 0 | 0 | 0 | 0 | 0 | 0 | 0 | 0 | 0 | 0 | 0 | 0 | 0 | 0 | 0 | 0 | 0 | 0 | 0 | 0 | 0 | 0 | 0 | 0 | 0 | 0 | 0 | 0
SDGE | North City Metering | 138 | Battery |  |  | 0 | 0 | 0 | 0 | 0 | 0 | 0 | 0 | 0 | 0 | 0 | 0 | 0 | 0 | 0 | 0 | 0 | 0 | 0 | 0 | 0 | 0 | 0 | 0 | 0 | 0 | 0 | 0
PG&E GBA | North Dublin | 230 | Battery |  |  | 0 | 0 | 0 | 0 | 0 | 0 | 0 | 0 | 0 | 0 | 0 | 0 | 0 | 0 | 0 | 0 | 0 | 0 | 0 | 0 | 0 | 0 | 0 | 0 | 0 | 0 | 0 | 0
SDGE | North Gila | 500 | Battery |  |  | 0 | 0 | 0 | 0 | 0 | 0 | 0 | 0 | 0 | 0 | 0 | 0 | 0 | 0 | 0 | 0 | 0 | 0 | 0 | 0 | 0 | 0 | 0 | 0 | 0 | 0 | 0 | 0
SCE Metro | North of SONGS | 230 | Battery |  |  | 0 | 0 | 0 | 0 | 0 | 0 | 0 | 0 | 0 | 0 | 0 | 0 | 0 | 0 | 0 | 0 | 0 | 0 | 0 | 0 | 0 | 0 | 0 | 0 | 0 | 0 | 0 | 0
SCE Metro | North of SONGS | 500 | Battery |  |  | 0 | 0 | 0 | 0 | 0 | 0 | 0 | 0 | 0 | 0 | 0 | 0 | 0 | 0 | 0 | 0 | 0 | 0 | 0 | 0 | 0 | 0 | 0 | 0 | 0 | 0 | 0 | 0
PG&E NGBA | Notre Dame | 115 | Battery |  |  | 0 | 0 | 0 | 0 | 0 | 0 | 0 | 0 | 0 | 0 | 0 | 0 | 0 | 0 | 0 | 0 | 0 | 0 | 0 | 0 | 0 | 0 | 0 | 0 | 0 | 0 | 0 | 0
PG&E GBA | Oakland C | 115 | Battery |  |  | 0 | 0 | 0 | 0 | 0 | 0 | 0 | 0 | 0 | 0 | 0 | 0 | 0 | 0 | 0 | 0 | 0 | 0 | 0 | 0 | 0 | 0 | 0 | 0 | 0 | 0 | 0 | 0
PG&E GBA | Oakland J | 115 | Battery |  |  | 0 | 0 | 0 | 0 | 0 | 0 | 0 | 0 | 0 | 0 | 0 | 0 | 0 | 0 | 0 | 0 | 0 | 0 | 0 | 0 | 0 | 0 | 0 | 0 | 0 | 0 | 0 | 0
PG&E GBA | Oakland L | 115 | Battery |  |  | 0 | 0 | 0 | 0 | 0 | 0 | 0 | 0 | 0 | 0 | 0 | 0 | 0 | 0 | 0 | 0 | 0 | 0 | 0 | 0 | 0 | 0 | 0 | 0 | 0 | 0 | 0 | 0
PG&E GBA | Oakland X | 115 | Battery |  |  | 0 | 0 | 0 | 0 | 0 | 0 | 0 | 0 | 0 | 0 | 0 | 0 | 0 | 0 | 0 | 0 | 0 | 0 | 0 | 0 | 0 | 0 | 0 | 0 | 0 | 0 | 0 | 0
SDGE | Ocean Ranch | 69 | Battery |  |  | 0 | 0 | 0 | 0 | 0 | 0 | 0 | 0 | 0 | 0 | 0 | 0 | 0 | 0 | 0 | 0 | 0 | 0 | 0 | 0 | 0 | 0 | 0 | 0 | 0 | 0 | 0 | 0
PG&E KERN | Oceano | 115 | Battery |  |  | 0 | 0 | 0 | 0 | 0 | 0 | 0 | 0 | 0 | 0 | 0 | 0 | 0 | 0 | 0 | 0 | 0 | 0 | 0 | 0 | 0 | 0 | 0 | 0 | 0 | 0 | 0 | 0
SDGE | Ocotillo Express | 500 | Battery |  |  | 0 | 0 | 0 | 0 | 0 | 0 | 0 | 0 | 0 | 0 | 0 | 0 | 0 | 0 | 0 | 0 | 0 | 0 | 0 | 0 | 0 | 0 | 0 | 0 | 0 | 0 | 0 | 0
PG&E KERN | Old River | 70 | Battery |  |  | 0 | 0 | 0 | 0 | 0 | 0 | 0 | 0 | 0 | 0 | 0 | 0 | 0 | 0 | 0 | 0 | 0 | 0 | 0 | 0 | 0 | 0 | 0 | 0 | 0 | 0 | 0 | 0
SDGE | Old Town | 230 | Battery |  |  | 0 | 0 | 0 | 0 | 0 | 0 | 0 | 0 | 0 | 0 | 0 | 0 | 0 | 0 | 0 | 0 | 0 | 0 | 0 | 0 | 0 | 0 | 0 | 0 | 0 | 0 | 0 | 0
SCE Metro | Olinda | 230 | Battery |  |  | 0 | 0 | 0 | 0 | 0 | 0 | 0 | 0 | 0 | 0 | 0 | 0 | 0 | 0 | 0 | 0 | 0 | 0 | 0 | 0 | 0 | 0 | 0 | 0 | 0 | 0 | 0 | 0
PG&E FRESNO | Olive | 115 | Battery |  |  | 1 | 0 | 0 | 0 | 20 | 0 | 20 | 0 | 0 | 0 | 20 | 0 | 20 | 0 | 0 | 0 | 0 | 0 | 0 | 0 | 0 | 0 | 20 | 0 | 20 | 20 | 0 | 20
PG&E NGBA | Olivehurst | 115 | Battery |  |  | 0 | 0 | 0 | 0 | 0 | 0 | 0 | 0 | 0 | 0 | 0 | 0 | 0 | 0 | 0 | 0 | 0 | 0 | 0 | 0 | 0 | 0 | 0 | 0 | 0 | 0 | 0 | 0
PG&E NGBA | Oregon Trail | 60 | Battery |  |  | 0 | 0 | 0 | 0 | 0 | 0 | 0 | 0 | 0 | 0 | 0 | 0 | 0 | 0 | 0 | 0 | 0 | 0 | 0 | 0 | 0 | 0 | 0 | 0 | 0 | 0 | 0 | 0
SCE Northern | Ormond Beach | 230 | Battery |  |  | 0 | 0 | 0 | 0 | 0 | 0 | 0 | 0 | 0 | 0 | 0 | 0 | 0 | 0 | 0 | 0 | 0 | 0 | 0 | 0 | 0 | 0 | 0 | 0 | 0 | 0 | 0 | 0
PG&E FRESNO | Oro Loma | 115 | Battery |  |  | 0 | 0 | 0 | 0 | 0 | 0 | 0 | 0 | 0 | 0 | 0 | 0 | 0 | 0 | 0 | 0 | 0 | 0 | 0 | 0 | 0 | 0 | 0 | 0 | 0 | 0 | 0 | 0
PG&E FRESNO | Oro Loma | 70 | Battery |  |  | 0 | 0 | 0 | 0 | 0 | 0 | 0 | 0 | 0 | 0 | 0 | 0 | 0 | 0 | 0 | 0 | 0 | 0 | 0 | 0 | 0 | 0 | 0 | 0 | 0 | 0 | 0 | 0
PG&E FRESNO | Orosi | 70 | Battery |  |  | 0 | 0 | 0 | 0 | 0 | 0 | 0 | 0 | 0 | 0 | 0 | 0 | 0 | 0 | 0 | 0 | 0 | 0 | 0 | 0 | 0 | 0 | 0 | 0 | 0 | 0 | 0 | 0
SDGE | Otay | 69 | Battery |  |  | 1 | 6 | 0 | 6 | 49.7 | 0 | 49.7 | 0 | 0 | 0 | 49.7 | 0 | 49.7 | 0 | 0 | 0 | 0 | 0 | 0 | 0 | 0 | 0 | 55.7 | 0 | 55.7 | 55.7 | 0 | 55.7
SDGE | Otay Mesa | 230 | Battery |  |  | 1 | 0 | 0 | 0 | 65 | 0 | 65 | 65 | 0 | 65 | 0 | 0 | 0 | 0 | 0 | 0 | 0 | 0 | 0 | 0 | 0 | 0 | 0 | 0 | 0 | 0 | 0 | 0
PG&E FRESNO | Padre Flats SW STA | 230 | Battery |  |  | 0 | 0 | 0 | 0 | 0 | 0 | 0 | 0 | 0 | 0 | 0 | 0 | 0 | 0 | 0 | 0 | 0 | 0 | 0 | 0 | 0 | 0 | 0 | 0 | 0 | 0 | 0 | 0
EOP | Pahrump | 138 | Battery |  |  | 0 | 0 | 0 | 0 | 0 | 0 | 0 | 0 | 0 | 0 | 0 | 0 | 0 | 0 | 0 | 0 | 0 | 0 | 0 | 0 | 0 | 0 | 0 | 0 | 0 | 0 | 0 | 0
EOP | Pahrump | 230 | Battery |  |  | 0 | 0 | 0 | 0 | 0 | 0 | 0 | 0 | 0 | 0 | 0 | 0 | 0 | 0 | 0 | 0 | 0 | 0 | 0 | 0 | 0 | 0 | 0 | 0 | 0 | 0 | 0 | 0
SDGE | Pala | 69 | Battery |  |  | 1 | 0 | 0 | 0 | 10 | 0 | 10 | 0 | 0 | 0 | 10 | 0 | 10 | 0 | 0 | 0 | 0 | 0 | 0 | 0 | 0 | 0 | 10 | 0 | 10 | 10 | 0 | 10
PG&E NGBA | Palermo | 115 | Battery |  |  | 0 | 0 | 0 | 0 | 0 | 0 | 0 | 0 | 0 | 0 | 0 | 0 | 0 | 0 | 0 | 0 | 0 | 0 | 0 | 0 | 0 | 0 | 0 | 0 | 0 | 0 | 0 | 0
PG&E NGBA | Palermo | 230 | Battery |  |  | 0 | 0 | 0 | 0 | 0 | 0 | 0 | 0 | 0 | 0 | 0 | 0 | 0 | 0 | 0 | 0 | 0 | 0 | 0 | 0 | 0 | 0 | 0 | 0 | 0 | 0 | 0 | 0
SCE Eastern | Palo Verde | 500 | Battery |  |  | 0 | 0 | 0 | 0 | 0 | 0 | 0 | 0 | 0 | 0 | 0 | 0 | 0 | 0 | 0 | 0 | 0 | 0 | 0 | 0 | 0 | 0 | 0 | 0 | 0 | 0 | 0 | 0
SDGE | Palomar Energy | 230 | Battery |  |  | 0 | 0 | 0 | 0 | 0 | 0 | 0 | 0 | 0 | 0 | 0 | 0 | 0 | 0 | 0 | 0 | 0 | 0 | 0 | 0 | 0 | 0 | 0 | 0 | 0 | 0 | 0 | 0
PG&E KERN | Panama | 70 | Battery |  |  | 0 | 0 | 0 | 0 | 0 | 0 | 0 | 0 | 0 | 0 | 0 | 0 | 0 | 0 | 0 | 0 | 0 | 0 | 0 | 0 | 0 | 0 | 0 | 0 | 0 | 0 | 0 | 0
PG&E FRESNO | Panoche | 115 | Battery |  |  | 0 | 0 | 0 | 0 | 0 | 0 | 0 | 0 | 0 | 0 | 0 | 0 | 0 | 0 | 0 | 0 | 0 | 0 | 0 | 0 | 0 | 0 | 0 | 0 | 0 | 0 | 0 | 0
PG&E FRESNO | Panoche | 230 | Battery |  |  | 1 | 0 | 0 | 0 | 0 | 0 | 0 | 0 | 0 | 0 | 0 | 0 | 0 | 0 | 0 | 0 | 0 | 100 | 100 | 0 | 100 | 100 | 0 | 0 | 0 | 0 | 100 | 100
SCE Northern | Pardee | 230 | Battery |  |  | 1 | 80 | 0 | 80 | 15 | 0 | 15 | 0 | 0 | 0 | 15 | 0 | 15 | 0 | 0 | 0 | 0 | 0 | 0 | 0 | 0 | 0 | 95 | 0 | 95 | 95 | 0 | 95
PG&E NGBA | Parkway | 230 | Battery |  |  | 0 | 0 | 0 | 0 | 0 | 0 | 0 | 0 | 0 | 0 | 0 | 0 | 0 | 0 | 0 | 0 | 0 | 0 | 0 | 0 | 0 | 0 | 0 | 0 | 0 | 0 | 0 | 0
SCE Northern | Pastoria | 230 | Battery |  |  | 1 | 0 | 0 | 0 | 80 | 0 | 80 | 0 | 0 | 0 | 80 | 0 | 80 | 0 | 0 | 0 | 0 | 0 | 0 | 0 | 0 | 0 | 80 | 0 | 80 | 80 | 0 | 80
SCE Metro | Pauda | 230 | Battery |  |  | 1 | 0 | 0 | 0 | 120 | 0 | 120 | 0 | 0 | 0 | 120 | 0 | 120 | 0 | 0 | 0 | 0 | 0 | 0 | 0 | 0 | 0 | 120 | 0 | 120 | 120 | 0 | 120
PG&E GBA | Paul Sweet | 115 | Battery |  |  | 0 | 0 | 0 | 0 | 0 | 0 | 0 | 0 | 0 | 0 | 0 | 0 | 0 | 0 | 0 | 0 | 0 | 0 | 0 | 0 | 0 | 0 | 0 | 0 | 0 | 0 | 0 | 0
PG&E NGBA | Peabody | 230 | Battery |  |  | 0 | 0 | 0 | 0 | 0 | 0 | 0 | 0 | 0 | 0 | 0 | 0 | 0 | 0 | 0 | 0 | 0 | 0 | 0 | 0 | 0 | 0 | 0 | 0 | 0 | 0 | 0 | 0
PG&E NGBA | Pease | 115 | Battery |  |  | 0 | 0 | 0 | 0 | 0 | 0 | 0 | 0 | 0 | 0 | 0 | 0 | 0 | 0 | 0 | 0 | 0 | 0 | 0 | 0 | 0 | 0 | 0 | 0 | 0 | 0 | 0 | 0
PG&E NGBA | Pease | 60 | Battery |  |  | 0 | 0 | 0 | 0 | 0 | 0 | 0 | 0 | 0 | 0 | 0 | 0 | 0 | 0 | 0 | 0 | 0 | 0 | 0 | 0 | 0 | 0 | 0 | 0 | 0 | 0 | 0 | 0
SDGE | Penasquitos | 138 | Battery |  |  | 0 | 0 | 0 | 0 | 0 | 0 | 0 | 0 | 0 | 0 | 0 | 0 | 0 | 0 | 0 | 0 | 0 | 0 | 0 | 0 | 0 | 0 | 0 | 0 | 0 | 0 | 0 | 0
SDGE | Penasquitos | 230 | Battery |  |  | 0 | 0 | 0 | 0 | 0 | 0 | 0 | 0 | 0 | 0 | 0 | 0 | 0 | 0 | 0 | 0 | 0 | 0 | 0 | 0 | 0 | 0 | 0 | 0 | 0 | 0 | 0 | 0
SDGE | Penasquitos | 69 | Battery |  |  | 0 | 0 | 0 | 0 | 0 | 0 | 0 | 0 | 0 | 0 | 0 | 0 | 0 | 0 | 0 | 0 | 0 | 0 | 0 | 0 | 0 | 0 | 0 | 0 | 0 | 0 | 0 | 0
SDGE | Pendleton | 69 | Battery |  |  | 1 | 0 | 0 | 0 | 0 | 50 | 50 | 0 | 0 | 0 | 0 | 50 | 50 | 0 | 0 | 0 | 0 | 0 | 0 | 0 | 0 | 0 | 0 | 50 | 50 | 0 | 50 | 50
PG&E NGBA | Penngrove | 115 | Battery |  |  | 0 | 0 | 0 | 0 | 0 | 0 | 0 | 0 | 0 | 0 | 0 | 0 | 0 | 0 | 0 | 0 | 0 | 0 | 0 | 0 | 0 | 0 | 0 | 0 | 0 | 0 | 0 | 0
PG&E GBA | Peoria | 115 | Battery |  |  | 1 | 10 | 0 | 10 | 0 | 0 | 0 | 0 | 0 | 0 | 0 | 0 | 0 | 0 | 0 | 0 | 0 | 0 | 0 | 0 | 0 | 0 | 10 | 0 | 10 | 10 | 0 | 10
PG&E GBA | Piercy | 115 | Battery |  |  | 0 | 0 | 0 | 0 | 0 | 0 | 0 | 0 | 0 | 0 | 0 | 0 | 0 | 0 | 0 | 0 | 0 | 0 | 0 | 0 | 0 | 0 | 0 | 0 | 0 | 0 | 0 | 0
PG&E FRESNO | Pine Flat | 230 | Battery |  |  | 0 | 0 | 0 | 0 | 0 | 0 | 0 | 0 | 0 | 0 | 0 | 0 | 0 | 0 | 0 | 0 | 0 | 0 | 0 | 0 | 0 | 0 | 0 | 0 | 0 | 0 | 0 | 0
SCE NOL | Pisgah | 230 | Battery |  |  | 1 | 0 | 0 | 0 | 0 | 0 | 0 | 0 | 0 | 0 | 0 | 0 | 0 | 0 | 0 | 0 | 0 | 80 | 80 | 0 | 80 | 80 | 0 | 0 | 0 | 0 | 80 | 80
PG&E NGBA | Pit 1 | 230 | Battery |  |  | 0 | 0 | 0 | 0 | 0 | 0 | 0 | 0 | 0 | 0 | 0 | 0 | 0 | 0 | 0 | 0 | 0 | 0 | 0 | 0 | 0 | 0 | 0 | 0 | 0 | 0 | 0 | 0
PG&E NGBA | Pit 1 | 60 | Battery |  |  | 0 | 0 | 0 | 0 | 0 | 0 | 0 | 0 | 0 | 0 | 0 | 0 | 0 | 0 | 0 | 0 | 0 | 0 | 0 | 0 | 0 | 0 | 0 | 0 | 0 | 0 | 0 | 0
PG&E NGBA | Pit 3 | 230 | Battery |  |  | 0 | 0 | 0 | 0 | 0 | 0 | 0 | 0 | 0 | 0 | 0 | 0 | 0 | 0 | 0 | 0 | 0 | 0 | 0 | 0 | 0 | 0 | 0 | 0 | 0 | 0 | 0 | 0
PG&E NGBA | Pit 4 | 230 | Battery |  |  | 0 | 0 | 0 | 0 | 0 | 0 | 0 | 0 | 0 | 0 | 0 | 0 | 0 | 0 | 0 | 0 | 0 | 0 | 0 | 0 | 0 | 0 | 0 | 0 | 0 | 0 | 0 | 0
PG&E GBA | Pittsburg | 115 | Battery |  |  | 1 | 0 | 0 | 0 | 0 | 0 | 0 | 0 | 0 | 0 | 0 | 0 | 0 | 0 | 0 | 0 | 0 | 75 | 75 | 0 | 75 | 75 | 0 | 0 | 0 | 0 | 75 | 75
PG&E GBA | Pittsburg | 230 | Battery |  |  | 1 | 0 | 0 | 0 | 0 | 0 | 0 | 0 | 0 | 0 | 0 | 0 | 0 | 0 | 0 | 0 | 0 | 175 | 175 | 0 | 175 | 175 | 0 | 0 | 0 | 0 | 175 | 175
PG&E NGBA | Pleasant Grove | 115 | Battery |  |  | 0 | 0 | 0 | 0 | 0 | 0 | 0 | 0 | 0 | 0 | 0 | 0 | 0 | 0 | 0 | 0 | 0 | 0 | 0 | 0 | 0 | 0 | 0 | 0 | 0 | 0 | 0 | 0
PG&E NGBA | POE | 230 | Battery |  |  | 0 | 0 | 0 | 0 | 0 | 0 | 0 | 0 | 0 | 0 | 0 | 0 | 0 | 0 | 0 | 0 | 0 | 0 | 0 | 0 | 0 | 0 | 0 | 0 | 0 | 0 | 0 | 0
SDGE | Point Loma | 69 | Battery |  |  | 0 | 0 | 0 | 0 | 0 | 0 | 0 | 0 | 0 | 0 | 0 | 0 | 0 | 0 | 0 | 0 | 0 | 0 | 0 | 0 | 0 | 0 | 0 | 0 | 0 | 0 | 0 | 0
SDGE | Pomerado | 69 | Battery |  |  | 1 | 0 | 0 | 0 | 100 | 0 | 100 | 0 | 0 | 0 | 100 | 0 | 100 | 0 | 0 | 0 | 0 | 0 | 0 | 0 | 0 | 0 | 100 | 0 | 100 | 100 | 0 | 100
PG&E KERN | Poso Mountain | 115 | Battery |  |  | 0 | 0 | 0 | 0 | 0 | 0 | 0 | 0 | 0 | 0 | 0 | 0 | 0 | 0 | 0 | 0 | 0 | 0 | 0 | 0 | 0 | 0 | 0 | 0 | 0 | 0 | 0 | 0
EOP | Primm | 230 | Battery |  |  | 1 | 0 | 0 | 0 | 200 | 0 | 200 | 0 | 0 | 0 | 200 | 0 | 200 | 0 | 0 | 0 | 0 | 0 | 0 | 0 | 0 | 0 | 200 | 0 | 200 | 200 | 0 | 200
PG&E NGBA | Putah Creek | 115 | Battery |  |  | 1 | 0 | 0 | 0 | 3 | 0 | 3 | 3 | 0 | 3 | 0 | 0 | 0 | 0 | 0 | 0 | 0 | 0 | 0 | 0 | 0 | 0 | 0 | 0 | 0 | 0 | 0 | 0
SDGE | Q1806 | 138 | Battery |  |  | 0 | 0 | 0 | 0 | 0 | 0 | 0 | 0 | 0 | 0 | 0 | 0 | 0 | 0 | 0 | 0 | 0 | 0 | 0 | 0 | 0 | 0 | 0 | 0 | 0 | 0 | 0 | 0
PG&E FRESNO | Quinto | 230 | Battery |  |  | 1 | 0 | 0 | 0 | 0 | 0 | 0 | 0 | 0 | 0 | 0 | 0 | 0 | 0 | 0 | 0 | 0 | 50 | 50 | 0 | 50 | 50 | 0 | 0 | 0 | 0 | 50 | 50
PG&E GBA | Race Track | 115 | Battery |  |  | 0 | 0 | 0 | 0 | 0 | 0 | 0 | 0 | 0 | 0 | 0 | 0 | 0 | 0 | 0 | 0 | 0 | 0 | 0 | 0 | 0 | 0 | 0 | 0 | 0 | 0 | 0 | 0
SDGE | Rancho Mission Viejo | 138 | Battery |  |  | 0 | 0 | 0 | 0 | 0 | 0 | 0 | 0 | 0 | 0 | 0 | 0 | 0 | 0 | 0 | 0 | 0 | 0 | 0 | 0 | 0 | 0 | 0 | 0 | 0 | 0 | 0 | 0
PG&E GBA | Rancho Seco | 230 | Battery |  |  | 0 | 0 | 0 | 0 | 0 | 0 | 0 | 0 | 0 | 0 | 0 | 0 | 0 | 0 | 0 | 0 | 0 | 0 | 0 | 0 | 0 | 0 | 0 | 0 | 0 | 0 | 0 | 0
SCE Metro | Rancho Vista | 230 | Battery |  |  | 0 | 0 | 0 | 0 | 0 | 0 | 0 | 0 | 0 | 0 | 0 | 0 | 0 | 0 | 0 | 0 | 0 | 0 | 0 | 0 | 0 | 0 | 0 | 0 | 0 | 0 | 0 | 0
SCE Metro | Rancho Vista | 500 | Battery |  |  | 0 | 0 | 0 | 0 | 0 | 0 | 0 | 0 | 0 | 0 | 0 | 0 | 0 | 0 | 0 | 0 | 0 | 0 | 0 | 0 | 0 | 0 | 0 | 0 | 0 | 0 | 0 | 0
SCE NOL | Ransburg | 115 | Battery |  |  | 0 | 0 | 0 | 0 | 0 | 0 | 0 | 0 | 0 | 0 | 0 | 0 | 0 | 0 | 0 | 0 | 0 | 0 | 0 | 0 | 0 | 0 | 0 | 0 | 0 | 0 | 0 | 0
PG&E GBA | Ravenswood | 115 | Battery |  |  | 0 | 0 | 0 | 0 | 0 | 0 | 0 | 0 | 0 | 0 | 0 | 0 | 0 | 0 | 0 | 0 | 0 | 0 | 0 | 0 | 0 | 0 | 0 | 0 | 0 | 0 | 0 | 0
PG&E GBA | Ravenswood | 230 | Battery |  |  | 0 | 0 | 0 | 0 | 0 | 0 | 0 | 0 | 0 | 0 | 0 | 0 | 0 | 0 | 0 | 0 | 0 | 0 | 0 | 0 | 0 | 0 | 0 | 0 | 0 | 0 | 0 | 0
SCE Northern | Rector | 230 | Battery |  |  | 1 | 0 | 0 | 0 | 0 | 0 | 0 | 0 | 0 | 0 | 0 | 0 | 0 | 0 | 0 | 0 | 0 | 50 | 50 | 0 | 50 | 50 | 0 | 0 | 0 | 0 | 50 | 50
SCE Eastern | Red Bluff | 230 | Battery |  |  | 1 | 0 | 0 | 0 | 446 | 0 | 446 | 0 | 0 | 0 | 446 | 0 | 446 | 0 | 0 | 0 | 0 | 0 | 0 | 0 | 0 | 0 | 446 | 0 | 446 | 446 | 0 | 446
SCE Eastern | Red Bluff | 500 | Battery |  |  | 1 | 0 | 0 | 0 | 225 | 0 | 225 | 125 | 0 | 125 | 100 | 0 | 100 | 0 | 0 | 0 | 0 | 77 | 77 | 0 | 77 | 77 | 100 | 0 | 100 | 100 | 77 | 177
PG&E NGBA | Redbud | 115 | Battery |  |  | 0 | 0 | 0 | 0 | 0 | 0 | 0 | 0 | 0 | 0 | 0 | 0 | 0 | 0 | 0 | 0 | 0 | 0 | 0 | 0 | 0 | 0 | 0 | 0 | 0 | 0 | 0 | 0
SCE Metro | Redondo | 230 | Battery |  |  | 0 | 0 | 0 | 0 | 0 | 0 | 0 | 0 | 0 | 0 | 0 | 0 | 0 | 0 | 0 | 0 | 0 | 0 | 0 | 0 | 0 | 0 | 0 | 0 | 0 | 0 | 0 | 0
PG&E FRESNO | Reedley | 115 | Battery |  |  | 0 | 0 | 0 | 0 | 0 | 0 | 0 | 0 | 0 | 0 | 0 | 0 | 0 | 0 | 0 | 0 | 0 | 0 | 0 | 0 | 0 | 0 | 0 | 0 | 0 | 0 | 0 | 0
PG&E KERN | Renfro | 115 | Battery |  |  | 0 | 0 | 0 | 0 | 0 | 0 | 0 | 0 | 0 | 0 | 0 | 0 | 0 | 0 | 0 | 0 | 0 | 0 | 0 | 0 | 0 | 0 | 0 | 0 | 0 | 0 | 0 | 0
PG&E GBA | Richmond R | 115 | Battery |  |  | 0 | 0 | 0 | 0 | 0 | 0 | 0 | 0 | 0 | 0 | 0 | 0 | 0 | 0 | 0 | 0 | 0 | 0 | 0 | 0 | 0 | 0 | 0 | 0 | 0 | 0 | 0 | 0
PG&E NGBA | Rincon | 115 | Battery |  |  | 0 | 0 | 0 | 0 | 0 | 0 | 0 | 0 | 0 | 0 | 0 | 0 | 0 | 0 | 0 | 0 | 0 | 0 | 0 | 0 | 0 | 0 | 0 | 0 | 0 | 0 | 0 | 0
PG&E KERN | Rio Bravo | 115 | Battery |  |  | 0 | 0 | 0 | 0 | 0 | 0 | 0 | 0 | 0 | 0 | 0 | 0 | 0 | 0 | 0 | 0 | 0 | 0 | 0 | 0 | 0 | 0 | 0 | 0 | 0 | 0 | 0 | 0
SCE Metro | Rio Hondo | 230 | Battery |  |  | 1 | 0 | 0 | 0 | 265 | 10 | 275 | 0 | 0 | 0 | 265 | 10 | 275 | 0 | 0 | 0 | 0 | 0 | 0 | 0 | 0 | 0 | 265 | 10 | 275 | 265 | 10 | 275
PG&E NGBA | Rio Oso | 115 | Battery |  |  | 0 | 0 | 0 | 0 | 0 | 0 | 0 | 0 | 0 | 0 | 0 | 0 | 0 | 0 | 0 | 0 | 0 | 0 | 0 | 0 | 0 | 0 | 0 | 0 | 0 | 0 | 0 | 0
PG&E NGBA | Rio Oso | 230 | Battery |  |  | 0 | 0 | 0 | 0 | 0 | 0 | 0 | 0 | 0 | 0 | 0 | 0 | 0 | 0 | 0 | 0 | 0 | 0 | 0 | 0 | 0 | 0 | 0 | 0 | 0 | 0 | 0 | 0
PG&E GBA | Ripon | 115 | Battery |  |  | 1 | 0 | 0 | 0 | 99 | 0 | 99 | 0 | 0 | 0 | 99 | 0 | 99 | 0 | 0 | 0 | 0 | 0 | 0 | 0 | 0 | 0 | 99 | 0 | 99 | 99 | 0 | 99
PG&E GBA | Riverbank | 115 | Battery |  |  | 0 | 0 | 0 | 0 | 0 | 0 | 0 | 0 | 0 | 0 | 0 | 0 | 0 | 0 | 0 | 0 | 0 | 0 | 0 | 0 | 0 | 0 | 0 | 0 | 0 | 0 | 0 | 0
SCE NOL | Roadway | 115 | Battery |  |  | 1 | 0 | 0 | 0 | 100 | 0 | 100 | 0 | 0 | 0 | 100 | 0 | 100 | 0 | 0 | 0 | 0 | 0 | 0 | 0 | 0 | 0 | 100 | 0 | 100 | 100 | 0 | 100
PG&E NGBA | Rock Creek 1 | 230 | Battery |  |  | 0 | 0 | 0 | 0 | 0 | 0 | 0 | 0 | 0 | 0 | 0 | 0 | 0 | 0 | 0 | 0 | 0 | 0 | 0 | 0 | 0 | 0 | 0 | 0 | 0 | 0 | 0 | 0
SCE Northern | Rosamond | 66 | Battery |  |  | 0 | 0 | 0 | 0 | 0 | 0 | 0 | 0 | 0 | 0 | 0 | 0 | 0 | 0 | 0 | 0 | 0 | 0 | 0 | 0 | 0 | 0 | 0 | 0 | 0 | 0 | 0 | 0
PG&E GBA | Rossmoor | 230 | Battery |  |  | 0 | 0 | 0 | 0 | 0 | 0 | 0 | 0 | 0 | 0 | 0 | 0 | 0 | 0 | 0 | 0 | 0 | 0 | 0 | 0 | 0 | 0 | 0 | 0 | 0 | 0 | 0 | 0
PG&E NGBA | Round Mountain | 230 | Battery |  |  | 0 | 0 | 0 | 0 | 0 | 0 | 0 | 0 | 0 | 0 | 0 | 0 | 0 | 0 | 0 | 0 | 0 | 0 | 0 | 0 | 0 | 0 | 0 | 0 | 0 | 0 | 0 | 0
PG&E NGBA | Round Mountain | 500 | Battery |  |  | 0 | 0 | 0 | 0 | 0 | 0 | 0 | 0 | 0 | 0 | 0 | 0 | 0 | 0 | 0 | 0 | 0 | 0 | 0 | 0 | 0 | 0 | 0 | 0 | 0 | 0 | 0 | 0
PG&E GBA | Salado | 115 | Battery |  |  | 0 | 0 | 0 | 0 | 0 | 0 | 0 | 0 | 0 | 0 | 0 | 0 | 0 | 0 | 0 | 0 | 0 | 0 | 0 | 0 | 0 | 0 | 0 | 0 | 0 | 0 | 0 | 0
PG&E GBA | Salado | 60 | Battery |  |  | 0 | 0 | 0 | 0 | 0 | 0 | 0 | 0 | 0 | 0 | 0 | 0 | 0 | 0 | 0 | 0 | 0 | 0 | 0 | 0 | 0 | 0 | 0 | 0 | 0 | 0 | 0 | 0
PG&E GBA | Salinas | 115 | Battery |  |  | 1 | 0 | 16 | 16 | 0 | 0 | 0 | 0 | 0 | 0 | 0 | 0 | 0 | 0 | 0 | 0 | 0 | 0 | 0 | 0 | 0 | 0 | 0 | 16 | 16 | 0 | 16 | 16
SDGE | Salt Creek | 69 | Battery |  |  | 0 | 0 | 0 | 0 | 0 | 0 | 0 | 0 | 0 | 0 | 0 | 0 | 0 | 0 | 0 | 0 | 0 | 0 | 0 | 0 | 0 | 0 | 0 | 0 | 0 | 0 | 0 | 0
SCE Eastern | San Bernardino | 230 | Battery |  |  | 0 | 0 | 0 | 0 | 0 | 0 | 0 | 0 | 0 | 0 | 0 | 0 | 0 | 0 | 0 | 0 | 0 | 0 | 0 | 0 | 0 | 0 | 0 | 0 | 0 | 0 | 0 | 0
PG&E GBA | SAN FRAN A (POTRERO PP) | 115 | Battery |  |  | 0 | 0 | 0 | 0 | 0 | 0 | 0 | 0 | 0 | 0 | 0 | 0 | 0 | 0 | 0 | 0 | 0 | 0 | 0 | 0 | 0 | 0 | 0 | 0 | 0 | 0 | 0 | 0
PG&E GBA | SAN FRAN A (POTRERO PP) | 230 | Battery |  |  | 0 | 0 | 0 | 0 | 0 | 0 | 0 | 0 | 0 | 0 | 0 | 0 | 0 | 0 | 0 | 0 | 0 | 0 | 0 | 0 | 0 | 0 | 0 | 0 | 0 | 0 | 0 | 0
PG&E GBA | San Jose A | 115 | Battery |  |  | 0 | 0 | 0 | 0 | 0 | 0 | 0 | 0 | 0 | 0 | 0 | 0 | 0 | 0 | 0 | 0 | 0 | 0 | 0 | 0 | 0 | 0 | 0 | 0 | 0 | 0 | 0 | 0
PG&E GBA | San Jose B | 115 | Battery |  |  | 0 | 0 | 0 | 0 | 0 | 0 | 0 | 0 | 0 | 0 | 0 | 0 | 0 | 0 | 0 | 0 | 0 | 0 | 0 | 0 | 0 | 0 | 0 | 0 | 0 | 0 | 0 | 0
PG&E GBA | San Leandro U | 115 | Battery |  |  | 0 | 0 | 0 | 0 | 0 | 0 | 0 | 0 | 0 | 0 | 0 | 0 | 0 | 0 | 0 | 0 | 0 | 0 | 0 | 0 | 0 | 0 | 0 | 0 | 0 | 0 | 0 | 0
PG&E KERN | San Luis Obispo | 115 | Battery |  |  | 0 | 0 | 0 | 0 | 0 | 0 | 0 | 0 | 0 | 0 | 0 | 0 | 0 | 0 | 0 | 0 | 0 | 0 | 0 | 0 | 0 | 0 | 0 | 0 | 0 | 0 | 0 | 0
PG&E KERN | San Luis Obispo | 70 | Battery |  |  | 0 | 0 | 0 | 0 | 0 | 0 | 0 | 0 | 0 | 0 | 0 | 0 | 0 | 0 | 0 | 0 | 0 | 0 | 0 | 0 | 0 | 0 | 0 | 0 | 0 | 0 | 0 | 0
SDGE | San Luis Rey | 230 | Battery |  |  | 0 | 0 | 0 | 0 | 0 | 0 | 0 | 0 | 0 | 0 | 0 | 0 | 0 | 0 | 0 | 0 | 0 | 0 | 0 | 0 | 0 | 0 | 0 | 0 | 0 | 0 | 0 | 0
SDGE | San Luis Rey | 69 | Battery |  |  | 0 | 0 | 0 | 0 | 0 | 0 | 0 | 0 | 0 | 0 | 0 | 0 | 0 | 0 | 0 | 0 | 0 | 0 | 0 | 0 | 0 | 0 | 0 | 0 | 0 | 0 | 0 | 0
SDGE | San Marcos | 69 | Battery |  |  | 0 | 0 | 0 | 0 | 0 | 0 | 0 | 0 | 0 | 0 | 0 | 0 | 0 | 0 | 0 | 0 | 0 | 0 | 0 | 0 | 0 | 0 | 0 | 0 | 0 | 0 | 0 | 0
SCE Metro | San Onofre | 230 | Battery |  |  | 0 | 0 | 0 | 0 | 0 | 0 | 0 | 0 | 0 | 0 | 0 | 0 | 0 | 0 | 0 | 0 | 0 | 0 | 0 | 0 | 0 | 0 | 0 | 0 | 0 | 0 | 0 | 0
PG&E GBA | San Pablo | 115 | Battery |  |  | 0 | 0 | 0 | 0 | 0 | 0 | 0 | 0 | 0 | 0 | 0 | 0 | 0 | 0 | 0 | 0 | 0 | 0 | 0 | 0 | 0 | 0 | 0 | 0 | 0 | 0 | 0 | 0
PG&E GBA | San Ramon | 230 | Battery |  |  | 0 | 0 | 0 | 0 | 0 | 0 | 0 | 0 | 0 | 0 | 0 | 0 | 0 | 0 | 0 | 0 | 0 | 0 | 0 | 0 | 0 | 0 | 0 | 0 | 0 | 0 | 0 | 0
SDGE | San Ysidro | 69 | Battery |  |  | 0 | 0 | 0 | 0 | 0 | 0 | 0 | 0 | 0 | 0 | 0 | 0 | 0 | 0 | 0 | 0 | 0 | 0 | 0 | 0 | 0 | 0 | 0 | 0 | 0 | 0 | 0 | 0
SCE NOL | Sandlot | 230 | Battery |  |  | 0 | 0 | 0 | 0 | 0 | 0 | 0 | 0 | 0 | 0 | 0 | 0 | 0 | 0 | 0 | 0 | 0 | 0 | 0 | 0 | 0 | 0 | 0 | 0 | 0 | 0 | 0 | 0
EOP | Sandy | 138 | Battery |  |  | 0 | 0 | 0 | 0 | 0 | 0 | 0 | 0 | 0 | 0 | 0 | 0 | 0 | 0 | 0 | 0 | 0 | 0 | 0 | 0 | 0 | 0 | 0 | 0 | 0 | 0 | 0 | 0
PG&E FRESNO | Sanger | 115 | Battery |  |  | 1 | 0 | 0 | 0 | 0 | 0 | 0 | 0 | 0 | 0 | 0 | 0 | 0 | 0 | 0 | 0 | 0 | 30 | 30 | 0 | 30 | 30 | 0 | 0 | 0 | 0 | 30 | 30
SCE Northern | Santa Clara | 230 | Battery |  |  | 1 | 15 | 0 | 15 | 0 | 0 | 0 | 0 | 0 | 0 | 0 | 0 | 0 | 0 | 0 | 0 | 0 | 0 | 0 | 0 | 0 | 0 | 15 | 0 | 15 | 15 | 0 | 15
PG&E NGBA | Santa Rosa A | 115 | Battery |  |  | 0 | 0 | 0 | 0 | 0 | 0 | 0 | 0 | 0 | 0 | 0 | 0 | 0 | 0 | 0 | 0 | 0 | 0 | 0 | 0 | 0 | 0 | 0 | 0 | 0 | 0 | 0 | 0
PG&E GBA | Santa Teresa | 115 | Battery |  |  | 0 | 0 | 0 | 0 | 0 | 0 | 0 | 0 | 0 | 0 | 0 | 0 | 0 | 0 | 0 | 0 | 0 | 0 | 0 | 0 | 0 | 0 | 0 | 0 | 0 | 0 | 0 | 0
SDGE | Santee | 138 | Battery |  |  | 1 | 0 | 0 | 0 | 10 | 0 | 10 | 0 | 0 | 0 | 10 | 0 | 10 | 0 | 0 | 0 | 0 | 0 | 0 | 0 | 0 | 0 | 10 | 0 | 10 | 10 | 0 | 10
SCE Metro | Santiago | 230 | Battery |  |  | 0 | 0 | 0 | 0 | 0 | 0 | 0 | 0 | 0 | 0 | 0 | 0 | 0 | 0 | 0 | 0 | 0 | 0 | 0 | 0 | 0 | 0 | 0 | 0 | 0 | 0 | 0 | 0
PG&E GBA | Saratoga | 230 | Battery |  |  | 0 | 0 | 0 | 0 | 0 | 0 | 0 | 0 | 0 | 0 | 0 | 0 | 0 | 0 | 0 | 0 | 0 | 0 | 0 | 0 | 0 | 0 | 0 | 0 | 0 | 0 | 0 | 0
SCE Northern | Saugus | 230 | Battery |  |  | 0 | 0 | 0 | 0 | 0 | 0 | 0 | 0 | 0 | 0 | 0 | 0 | 0 | 0 | 0 | 0 | 0 | 0 | 0 | 0 | 0 | 0 | 0 | 0 | 0 | 0 | 0 | 0
PG&E FRESNO | Schindler | 115 | Battery |  |  | 1 | 0 | 0 | 0 | 0 | 0 | 0 | 0 | 0 | 0 | 0 | 0 | 0 | 0 | 0 | 0 | 0 | 40 | 40 | 0 | 40 | 40 | 0 | 0 | 0 | 0 | 40 | 40
PG&E FRESNO | Schindler | 70 | Battery |  |  | 0 | 0 | 0 | 0 | 0 | 0 | 0 | 0 | 0 | 0 | 0 | 0 | 0 | 0 | 0 | 0 | 0 | 0 | 0 | 0 | 0 | 0 | 0 | 0 | 0 | 0 | 0 | 0
PG&E GBA | Schulte | 115 | Battery |  |  | 0 | 0 | 0 | 0 | 0 | 0 | 0 | 0 | 0 | 0 | 0 | 0 | 0 | 0 | 0 | 0 | 0 | 0 | 0 | 0 | 0 | 0 | 0 | 0 | 0 | 0 | 0 | 0
SDGE | Scripps | 69 | Battery |  |  | 0 | 0 | 0 | 0 | 0 | 0 | 0 | 0 | 0 | 0 | 0 | 0 | 0 | 0 | 0 | 0 | 0 | 0 | 0 | 0 | 0 | 0 | 0 | 0 | 0 | 0 | 0 | 0
PG&E KERN | Semitropic | 115 | Battery |  |  | 0 | 0 | 0 | 0 | 0 | 0 | 0 | 0 | 0 | 0 | 0 | 0 | 0 | 0 | 0 | 0 | 0 | 0 | 0 | 0 | 0 | 0 | 0 | 0 | 0 | 0 | 0 | 0
SCE Metro | Serrano | 230 | Battery |  |  | 0 | 0 | 0 | 0 | 0 | 0 | 0 | 0 | 0 | 0 | 0 | 0 | 0 | 0 | 0 | 0 | 0 | 0 | 0 | 0 | 0 | 0 | 0 | 0 | 0 | 0 | 0 | 0
SCE Metro | Serrano | 500 | Battery |  |  | 0 | 0 | 0 | 0 | 0 | 0 | 0 | 0 | 0 | 0 | 0 | 0 | 0 | 0 | 0 | 0 | 0 | 0 | 0 | 0 | 0 | 0 | 0 | 0 | 0 | 0 | 0 | 0
SDGE | Shadowridge | 138 | Battery |  |  | 0 | 0 | 0 | 0 | 0 | 0 | 0 | 0 | 0 | 0 | 0 | 0 | 0 | 0 | 0 | 0 | 0 | 0 | 0 | 0 | 0 | 0 | 0 | 0 | 0 | 0 | 0 | 0
PG&E KERN | Shafter | 115 | Battery |  |  | 0 | 0 | 0 | 0 | 0 | 0 | 0 | 0 | 0 | 0 | 0 | 0 | 0 | 0 | 0 | 0 | 0 | 0 | 0 | 0 | 0 | 0 | 0 | 0 | 0 | 0 | 0 | 0
PG&E NGBA | Silverado | 115 | Battery |  |  | 0 | 0 | 0 | 0 | 0 | 0 | 0 | 0 | 0 | 0 | 0 | 0 | 0 | 0 | 0 | 0 | 0 | 0 | 0 | 0 | 0 | 0 | 0 | 0 | 0 | 0 | 0 | 0
SDGE | Silvergate | 230 | Battery |  |  | 1 | 100 | 0 | 100 | 0 | 0 | 0 | 0 | 0 | 0 | 0 | 0 | 0 | 0 | 0 | 0 | 0 | 0 | 0 | 0 | 0 | 0 | 100 | 0 | 100 | 100 | 0 | 100
SDGE | Silvergate | 69 | Battery |  |  | 0 | 0 | 0 | 0 | 0 | 0 | 0 | 0 | 0 | 0 | 0 | 0 | 0 | 0 | 0 | 0 | 0 | 0 | 0 | 0 | 0 | 0 | 0 | 0 | 0 | 0 | 0 | 0
PG&E KERN | Sisquoc | 115 | Battery |  |  | 0 | 0 | 0 | 0 | 0 | 0 | 0 | 0 | 0 | 0 | 0 | 0 | 0 | 0 | 0 | 0 | 0 | 0 | 0 | 0 | 0 | 0 | 0 | 0 | 0 | 0 | 0 | 0
EOP | Sloan Canyon | 230 | Battery |  |  | 0 | 0 | 0 | 0 | 0 | 0 | 0 | 0 | 0 | 0 | 0 | 0 | 0 | 0 | 0 | 0 | 0 | 0 | 0 | 0 | 0 | 0 | 0 | 0 | 0 | 0 | 0 | 0
EOP | Sloan Canyon | 500 | Battery |  |  | 0 | 0 | 0 | 0 | 0 | 0 | 0 | 0 | 0 | 0 | 0 | 0 | 0 | 0 | 0 | 0 | 0 | 0 | 0 | 0 | 0 | 0 | 0 | 0 | 0 | 0 | 0 | 0
PG&E KERN | Smyrna | 115 | Battery |  |  | 0 | 0 | 0 | 0 | 0 | 0 | 0 | 0 | 0 | 0 | 0 | 0 | 0 | 0 | 0 | 0 | 0 | 0 | 0 | 0 | 0 | 0 | 0 | 0 | 0 | 0 | 0 | 0
PG&E GBA | Sobrante | 115 | Battery |  |  | 0 | 0 | 0 | 0 | 0 | 0 | 0 | 0 | 0 | 0 | 0 | 0 | 0 | 0 | 0 | 0 | 0 | 0 | 0 | 0 | 0 | 0 | 0 | 0 | 0 | 0 | 0 | 0
PG&E GBA | Sobrante | 230 | Battery |  |  | 0 | 0 | 0 | 0 | 0 | 0 | 0 | 0 | 0 | 0 | 0 | 0 | 0 | 0 | 0 | 0 | 0 | 0 | 0 | 0 | 0 | 0 | 0 | 0 | 0 | 0 | 0 | 0
PG&E KERN | Solar | 230 | Battery |  |  | 0 | 0 | 0 | 0 | 0 | 0 | 0 | 0 | 0 | 0 | 0 | 0 | 0 | 0 | 0 | 0 | 0 | 0 | 0 | 0 | 0 | 0 | 0 | 0 | 0 | 0 | 0 | 0
PG&E GBA | Soledad | 115 | Battery |  |  | 0 | 0 | 0 | 0 | 0 | 0 | 0 | 0 | 0 | 0 | 0 | 0 | 0 | 0 | 0 | 0 | 0 | 0 | 0 | 0 | 0 | 0 | 0 | 0 | 0 | 0 | 0 | 0
PG&E GBA | Soledad | 60 | Battery |  |  | 1 | 0 | 10 | 10 | 0 | 0 | 0 | 0 | 0 | 0 | 0 | 0 | 0 | 0 | 0 | 0 | 0 | 0 | 0 | 0 | 0 | 0 | 0 | 10 | 10 | 0 | 10 | 10
SDGE | Spring Valley | 69 | Battery |  |  | 0 | 0 | 0 | 0 | 0 | 0 | 0 | 0 | 0 | 0 | 0 | 0 | 0 | 0 | 0 | 0 | 0 | 0 | 0 | 0 | 0 | 0 | 0 | 0 | 0 | 0 | 0 | 0
SCE Northern | Springville | 230 | Battery |  |  | 1 | 0 | 0 | 0 | 225 | 0 | 225 | 0 | 0 | 0 | 225 | 0 | 225 | 0 | 0 | 0 | 0 | 50 | 50 | 0 | 50 | 50 | 225 | 0 | 225 | 225 | 50 | 275
PG&E GBA | Stagg | 230 | Battery |  |  | 0 | 0 | 0 | 0 | 0 | 0 | 0 | 0 | 0 | 0 | 0 | 0 | 0 | 0 | 0 | 0 | 0 | 0 | 0 | 0 | 0 | 0 | 0 | 0 | 0 | 0 | 0 | 0
PG&E GBA | Standard Oil | 115 | Battery |  |  | 0 | 0 | 0 | 0 | 0 | 0 | 0 | 0 | 0 | 0 | 0 | 0 | 0 | 0 | 0 | 0 | 0 | 0 | 0 | 0 | 0 | 0 | 0 | 0 | 0 | 0 | 0 | 0
PG&E GBA | Stanislaus | 115 | Battery |  |  | 0 | 0 | 0 | 0 | 0 | 0 | 0 | 0 | 0 | 0 | 0 | 0 | 0 | 0 | 0 | 0 | 0 | 0 | 0 | 0 | 0 | 0 | 0 | 0 | 0 | 0 | 0 | 0
PG&E KERN | Stockdale | 115 | Battery |  |  | 0 | 0 | 0 | 0 | 0 | 0 | 0 | 0 | 0 | 0 | 0 | 0 | 0 | 0 | 0 | 0 | 0 | 0 | 0 | 0 | 0 | 0 | 0 | 0 | 0 | 0 | 0 | 0
PG&E KERN | Stockdale | 230 | Battery |  |  | 0 | 0 | 0 | 0 | 0 | 0 | 0 | 0 | 0 | 0 | 0 | 0 | 0 | 0 | 0 | 0 | 0 | 0 | 0 | 0 | 0 | 0 | 0 | 0 | 0 | 0 | 0 | 0
PG&E GBA | Stockton A | 115 | Battery |  |  | 0 | 0 | 0 | 0 | 0 | 0 | 0 | 0 | 0 | 0 | 0 | 0 | 0 | 0 | 0 | 0 | 0 | 0 | 0 | 0 | 0 | 0 | 0 | 0 | 0 | 0 | 0 | 0
PG&E GBA | Stone | 115 | Battery |  |  | 0 | 0 | 0 | 0 | 0 | 0 | 0 | 0 | 0 | 0 | 0 | 0 | 0 | 0 | 0 | 0 | 0 | 0 | 0 | 0 | 0 | 0 | 0 | 0 | 0 | 0 | 0 | 0
PG&E FRESNO | Storey | 230 | Battery |  |  | 0 | 0 | 0 | 0 | 0 | 0 | 0 | 0 | 0 | 0 | 0 | 0 | 0 | 0 | 0 | 0 | 0 | 0 | 0 | 0 | 0 | 0 | 0 | 0 | 0 | 0 | 0 | 0
PG&E NGBA | Summit | 115 | Battery |  |  | 0 | 0 | 0 | 0 | 0 | 0 | 0 | 0 | 0 | 0 | 0 | 0 | 0 | 0 | 0 | 0 | 0 | 0 | 0 | 0 | 0 | 0 | 0 | 0 | 0 | 0 | 0 | 0
SDGE | Suncrest | 230 | Battery |  |  | 0 | 0 | 0 | 0 | 0 | 0 | 0 | 0 | 0 | 0 | 0 | 0 | 0 | 0 | 0 | 0 | 0 | 0 | 0 | 0 | 0 | 0 | 0 | 0 | 0 | 0 | 0 | 0
SDGE | Suncrest | 500 | Battery |  |  | 0 | 0 | 0 | 0 | 0 | 0 | 0 | 0 | 0 | 0 | 0 | 0 | 0 | 0 | 0 | 0 | 0 | 0 | 0 | 0 | 0 | 0 | 0 | 0 | 0 | 0 | 0 | 0
PG&E KERN | Sunrise | 230 | Battery |  |  | 0 | 0 | 0 | 0 | 0 | 0 | 0 | 0 | 0 | 0 | 0 | 0 | 0 | 0 | 0 | 0 | 0 | 0 | 0 | 0 | 0 | 0 | 0 | 0 | 0 | 0 | 0 | 0
PG&E KERN | Sunset | 230 | Battery |  |  | 0 | 0 | 0 | 0 | 0 | 0 | 0 | 0 | 0 | 0 | 0 | 0 | 0 | 0 | 0 | 0 | 0 | 0 | 0 | 0 | 0 | 0 | 0 | 0 | 0 | 0 | 0 | 0
PG&E GBA | Swift | 115 | Battery |  |  | 0 | 0 | 0 | 0 | 0 | 0 | 0 | 0 | 0 | 0 | 0 | 0 | 0 | 0 | 0 | 0 | 0 | 0 | 0 | 0 | 0 | 0 | 0 | 0 | 0 | 0 | 0 | 0
SDGE | Sycamore Canyon | 138 | Battery |  |  | 1 | 300 | 0 | 300 | 0 | 0 | 0 | 0 | 0 | 0 | 0 | 0 | 0 | 0 | 0 | 0 | 0 | 0 | 0 | 0 | 0 | 0 | 300 | 0 | 300 | 300 | 0 | 300
SDGE | Sycamore Canyon | 230 | Battery |  |  | 0 | 0 | 0 | 0 | 0 | 0 | 0 | 0 | 0 | 0 | 0 | 0 | 0 | 0 | 0 | 0 | 0 | 0 | 0 | 0 | 0 | 0 | 0 | 0 | 0 | 0 | 0 | 0
SDGE | Sycamore Canyon | 69 | Battery |  |  | 0 | 0 | 0 | 0 | 0 | 0 | 0 | 0 | 0 | 0 | 0 | 0 | 0 | 0 | 0 | 0 | 0 | 0 | 0 | 0 | 0 | 0 | 0 | 0 | 0 | 0 | 0 | 0
SCE Northern | Sylmar | 230 | Battery |  |  | 0 | 0 | 0 | 0 | 0 | 0 | 0 | 0 | 0 | 0 | 0 | 0 | 0 | 0 | 0 | 0 | 0 | 0 | 0 | 0 | 0 | 0 | 0 | 0 | 0 | 0 | 0 | 0
PG&E NGBA | Table Mountain | 115 | Battery |  |  | 0 | 0 | 0 | 0 | 0 | 0 | 0 | 0 | 0 | 0 | 0 | 0 | 0 | 0 | 0 | 0 | 0 | 0 | 0 | 0 | 0 | 0 | 0 | 0 | 0 | 0 | 0 | 0
PG&E NGBA | Table Mountain | 230 | Battery |  |  | 0 | 0 | 0 | 0 | 0 | 0 | 0 | 0 | 0 | 0 | 0 | 0 | 0 | 0 | 0 | 0 | 0 | 0 | 0 | 0 | 0 | 0 | 0 | 0 | 0 | 0 | 0 | 0
PG&E NGBA | Table Mountain | 500 | Battery |  |  | 0 | 0 | 0 | 0 | 0 | 0 | 0 | 0 | 0 | 0 | 0 | 0 | 0 | 0 | 0 | 0 | 0 | 0 | 0 | 0 | 0 | 0 | 0 | 0 | 0 | 0 | 0 | 0
PG&E NGBA | Table Mountain | 60 | Battery |  |  | 0 | 0 | 0 | 0 | 0 | 0 | 0 | 0 | 0 | 0 | 0 | 0 | 0 | 0 | 0 | 0 | 0 | 0 | 0 | 0 | 0 | 0 | 0 | 0 | 0 | 0 | 0 | 0
PG&E KERN | Taft | 115 | Battery |  |  | 1 | 0 | 0 | 0 | 3 | 0 | 3 | 0 | 0 | 0 | 3 | 0 | 3 | 0 | 0 | 0 | 0 | 0 | 0 | 0 | 0 | 0 | 3 | 0 | 3 | 3 | 0 | 3
SDGE | Talega | 138 | Battery |  |  | 1 | 0 | 0 | 0 | 0 | 0 | 0 | 0 | 0 | 0 | 0 | 0 | 0 | 0 | 0 | 0 | 0 | 70 | 70 | 0 | 70 | 70 | 0 | 0 | 0 | 0 | 70 | 70
SDGE | Talega | 230 | Battery |  |  | 0 | 0 | 0 | 0 | 0 | 0 | 0 | 0 | 0 | 0 | 0 | 0 | 0 | 0 | 0 | 0 | 0 | 0 | 0 | 0 | 0 | 0 | 0 | 0 | 0 | 0 | 0 | 0
PG&E GBA | Tassajara | 230 | Battery |  |  | 0 | 0 | 0 | 0 | 0 | 0 | 0 | 0 | 0 | 0 | 0 | 0 | 0 | 0 | 0 | 0 | 0 | 0 | 0 | 0 | 0 | 0 | 0 | 0 | 0 | 0 | 0 | 0
PG&E KERN | Tejon | 70 | Battery |  |  | 0 | 0 | 0 | 0 | 0 | 0 | 0 | 0 | 0 | 0 | 0 | 0 | 0 | 0 | 0 | 0 | 0 | 0 | 0 | 0 | 0 | 0 | 0 | 0 | 0 | 0 | 0 | 0
SDGE | Telegraph Canyon | 138 | Battery |  |  | 0 | 0 | 0 | 0 | 0 | 0 | 0 | 0 | 0 | 0 | 0 | 0 | 0 | 0 | 0 | 0 | 0 | 0 | 0 | 0 | 0 | 0 | 0 | 0 | 0 | 0 | 0 | 0
PG&E KERN | Temblor | 115 | Battery |  |  | 0 | 0 | 0 | 0 | 0 | 0 | 0 | 0 | 0 | 0 | 0 | 0 | 0 | 0 | 0 | 0 | 0 | 0 | 0 | 0 | 0 | 0 | 0 | 0 | 0 | 0 | 0 | 0
PG&E KERN | Templeton | 230 | Battery |  |  | 0 | 0 | 0 | 0 | 0 | 0 | 0 | 0 | 0 | 0 | 0 | 0 | 0 | 0 | 0 | 0 | 0 | 0 | 0 | 0 | 0 | 0 | 0 | 0 | 0 | 0 | 0 | 0
PG&E KERN | Templeton | 70 | Battery |  |  | 0 | 0 | 0 | 0 | 0 | 0 | 0 | 0 | 0 | 0 | 0 | 0 | 0 | 0 | 0 | 0 | 0 | 0 | 0 | 0 | 0 | 0 | 0 | 0 | 0 | 0 | 0 | 0
PG&E GBA | Tesla | 115 | Battery |  |  | 0 | 0 | 0 | 0 | 0 | 0 | 0 | 0 | 0 | 0 | 0 | 0 | 0 | 0 | 0 | 0 | 0 | 0 | 0 | 0 | 0 | 0 | 0 | 0 | 0 | 0 | 0 | 0
PG&E GBA | Tesla | 230 | Battery |  |  | 1 | 400 | 0 | 400 | 125 | 0 | 125 | 0 | 0 | 0 | 125 | 0 | 125 | 0 | 0 | 0 | 0 | 0 | 0 | 0 | 0 | 0 | 525 | 0 | 525 | 525 | 0 | 525
PG&E GBA | Tesla | 500 | Battery |  |  | 0 | 0 | 0 | 0 | 0 | 0 | 0 | 0 | 0 | 0 | 0 | 0 | 0 | 0 | 0 | 0 | 0 | 0 | 0 | 0 | 0 | 0 | 0 | 0 | 0 | 0 | 0 | 0
PG&E KERN | Tevis | 115 | Battery |  |  | 0 | 0 | 0 | 0 | 0 | 0 | 0 | 0 | 0 | 0 | 0 | 0 | 0 | 0 | 0 | 0 | 0 | 0 | 0 | 0 | 0 | 0 | 0 | 0 | 0 | 0 | 0 | 0
EOP | Thousandaire | 138 | Battery |  |  | 0 | 0 | 0 | 0 | 0 | 0 | 0 | 0 | 0 | 0 | 0 | 0 | 0 | 0 | 0 | 0 | 0 | 0 | 0 | 0 | 0 | 0 | 0 | 0 | 0 | 0 | 0 | 0
PG&E KERN | Topaz | 230 | Battery |  |  | 0 | 0 | 0 | 0 | 0 | 0 | 0 | 0 | 0 | 0 | 0 | 0 | 0 | 0 | 0 | 0 | 0 | 0 | 0 | 0 | 0 | 0 | 0 | 0 | 0 | 0 | 0 | 0
SCE NOL | Tortilla | 115 | Battery |  |  | 0 | 0 | 0 | 0 | 0 | 0 | 0 | 0 | 0 | 0 | 0 | 0 | 0 | 0 | 0 | 0 | 0 | 0 | 0 | 0 | 0 | 0 | 0 | 0 | 0 | 0 | 0 | 0
SDGE | Trabuco | 138 | Battery |  |  | 0 | 0 | 0 | 0 | 0 | 0 | 0 | 0 | 0 | 0 | 0 | 0 | 0 | 0 | 0 | 0 | 0 | 0 | 0 | 0 | 0 | 0 | 0 | 0 | 0 | 0 | 0 | 0
PG&E GBA | Tracy | 115 | Battery |  |  | 0 | 0 | 0 | 0 | 0 | 0 | 0 | 0 | 0 | 0 | 0 | 0 | 0 | 0 | 0 | 0 | 0 | 0 | 0 | 0 | 0 | 0 | 0 | 0 | 0 | 0 | 0 | 0
PG&E FRESNO | Tranquility | 230 | Battery |  |  | 1 | 40 | 0 | 40 | 662 | 0 | 662 | 0 | 0 | 0 | 662 | 0 | 662 | 0 | 0 | 0 | 0 | 125 | 125 | 0 | 125 | 125 | 702 | 0 | 702 | 702 | 125 | 827
PG&E GBA | Trimble | 115 | Battery |  |  | 0 | 0 | 0 | 0 | 0 | 0 | 0 | 0 | 0 | 0 | 0 | 0 | 0 | 0 | 0 | 0 | 0 | 0 | 0 | 0 | 0 | 0 | 0 | 0 | 0 | 0 | 0 | 0
EOP | Trout Canyon | 230 | Battery |  |  | 1 | 0 | 0 | 0 | 731 | 0 | 731 | 15 | 0 | 15 | 716 | 0 | 716 | 0 | 0 | 0 | 0 | 180 | 180 | 0 | 180 | 180 | 716 | 0 | 716 | 716 | 180 | 896
EOP | Trout Canyon | 500 | Battery |  |  | 0 | 0 | 0 | 0 | 0 | 0 | 0 | 0 | 0 | 0 | 0 | 0 | 0 | 0 | 0 | 0 | 0 | 0 | 0 | 0 | 0 | 0 | 0 | 0 | 0 | 0 | 0 | 0
PG&E NGBA | Tulucay | 230 | Battery |  |  | 0 | 0 | 0 | 0 | 0 | 0 | 0 | 0 | 0 | 0 | 0 | 0 | 0 | 0 | 0 | 0 | 0 | 0 | 0 | 0 | 0 | 0 | 0 | 0 | 0 | 0 | 0 | 0
PG&E NGBA | Tulucay | 60 | Battery |  |  | 0 | 0 | 0 | 0 | 0 | 0 | 0 | 0 | 0 | 0 | 0 | 0 | 0 | 0 | 0 | 0 | 0 | 0 | 0 | 0 | 0 | 0 | 0 | 0 | 0 | 0 | 0 | 0
PG&E KERN | Tupman | 115 | Battery |  |  | 0 | 0 | 0 | 0 | 0 | 0 | 0 | 0 | 0 | 0 | 0 | 0 | 0 | 0 | 0 | 0 | 0 | 0 | 0 | 0 | 0 | 0 | 0 | 0 | 0 | 0 | 0 | 0
PG&E NGBA | Ukiah | 115 | Battery |  |  | 0 | 0 | 0 | 0 | 0 | 0 | 0 | 0 | 0 | 0 | 0 | 0 | 0 | 0 | 0 | 0 | 0 | 0 | 0 | 0 | 0 | 0 | 0 | 0 | 0 | 0 | 0 | 0
PG&E KERN | Union (Estrella) | 70 | Battery |  |  | 0 | 0 | 0 | 0 | 0 | 0 | 0 | 0 | 0 | 0 | 0 | 0 | 0 | 0 | 0 | 0 | 0 | 0 | 0 | 0 | 0 | 0 | 0 | 0 | 0 | 0 | 0 | 0
PG&E NGBA | Vaca Dixon | 115 | Battery |  |  | 0 | 0 | 0 | 0 | 0 | 0 | 0 | 0 | 0 | 0 | 0 | 0 | 0 | 0 | 0 | 0 | 0 | 0 | 0 | 0 | 0 | 0 | 0 | 0 | 0 | 0 | 0 | 0
PG&E NGBA | Vaca Dixon | 230 | Battery |  |  | 1 | 300 | 0 | 300 | 0 | 0 | 0 | 0 | 0 | 0 | 0 | 0 | 0 | 0 | 0 | 0 | 0 | 0 | 0 | 0 | 0 | 0 | 300 | 0 | 300 | 300 | 0 | 300
PG&E NGBA | Vaca Dixon | 500 | Battery |  |  | 0 | 0 | 0 | 0 | 0 | 0 | 0 | 0 | 0 | 0 | 0 | 0 | 0 | 0 | 0 | 0 | 0 | 0 | 0 | 0 | 0 | 0 | 0 | 0 | 0 | 0 | 0 | 0
PG&E NGBA | Vaca Dixon | 60 | Battery |  |  | 0 | 0 | 0 | 0 | 0 | 0 | 0 | 0 | 0 | 0 | 0 | 0 | 0 | 0 | 0 | 0 | 0 | 0 | 0 | 0 | 0 | 0 | 0 | 0 | 0 | 0 | 0 | 0
SCE Eastern | Valley (SCE) | 500 | Battery |  |  | 1 | 0 | 0 | 0 | 720 | 0 | 720 | 0 | 0 | 0 | 720 | 0 | 720 | 0 | 0 | 0 | 0 | 0 | 0 | 0 | 0 | 0 | 720 | 0 | 720 | 720 | 0 | 720
EOP | Valley (VEA) | 138 | Battery |  |  | 1 | 0 | 0 | 0 | 0 | 0 | 0 | 0 | 0 | 0 | 0 | 0 | 0 | 0 | 0 | 0 | 0 | 30 | 30 | 0 | 30 | 30 | 0 | 0 | 0 | 0 | 30 | 30
SDGE | Valley Center | 69 | Battery |  |  | 0 | 0 | 0 | 0 | 0 | 0 | 0 | 0 | 0 | 0 | 0 | 0 | 0 | 0 | 0 | 0 | 0 | 0 | 0 | 0 | 0 | 0 | 0 | 0 | 0 | 0 | 0 | 0
PG&E GBA | Valley Home | 115 | Battery |  |  | 0 | 0 | 0 | 0 | 0 | 0 | 0 | 0 | 0 | 0 | 0 | 0 | 0 | 0 | 0 | 0 | 0 | 0 | 0 | 0 | 0 | 0 | 0 | 0 | 0 | 0 | 0 | 0
PG&E GBA | Valley Springs | 230 | Battery |  |  | 0 | 0 | 0 | 0 | 0 | 0 | 0 | 0 | 0 | 0 | 0 | 0 | 0 | 0 | 0 | 0 | 0 | 0 | 0 | 0 | 0 | 0 | 0 | 0 | 0 | 0 | 0 | 0
PG&E GBA | Valley Springs | 60 | Battery |  |  | 0 | 0 | 0 | 0 | 0 | 0 | 0 | 0 | 0 | 0 | 0 | 0 | 0 | 0 | 0 | 0 | 0 | 0 | 0 | 0 | 0 | 0 | 0 | 0 | 0 | 0 | 0 | 0
EOP | Valley Switch | 138 | Battery |  |  | 0 | 0 | 0 | 0 | 0 | 0 | 0 | 0 | 0 | 0 | 0 | 0 | 0 | 0 | 0 | 0 | 0 | 0 | 0 | 0 | 0 | 0 | 0 | 0 | 0 | 0 | 0 | 0
EOP | Valley Switch | 230 | Battery |  |  | 0 | 0 | 0 | 0 | 0 | 0 | 0 | 0 | 0 | 0 | 0 | 0 | 0 | 0 | 0 | 0 | 0 | 0 | 0 | 0 | 0 | 0 | 0 | 0 | 0 | 0 | 0 | 0
PG&E GBA | Vasco | 230 | Battery |  |  | 0 | 0 | 0 | 0 | 0 | 0 | 0 | 0 | 0 | 0 | 0 | 0 | 0 | 0 | 0 | 0 | 0 | 0 | 0 | 0 | 0 | 0 | 0 | 0 | 0 | 0 | 0 | 0
PG&E GBA | Vasona | 230 | Battery |  |  | 0 | 0 | 0 | 0 | 0 | 0 | 0 | 0 | 0 | 0 | 0 | 0 | 0 | 0 | 0 | 0 | 0 | 0 | 0 | 0 | 0 | 0 | 0 | 0 | 0 | 0 | 0 | 0
SCE Northern | Vestal | 230 | Battery |  |  | 1 | 180 | 0 | 180 | 110 | 0 | 110 | 0 | 0 | 0 | 110 | 0 | 110 | 0 | 0 | 0 | 0 | 55 | 55 | 0 | 55 | 55 | 290 | 0 | 290 | 290 | 55 | 345
SCE Northern | Vestal | 66 | Battery |  |  | 1 | 0 | 0 | 0 | 80 | 0 | 80 | 0 | 0 | 0 | 80 | 0 | 80 | 0 | 0 | 0 | 0 | 0 | 0 | 0 | 0 | 0 | 80 | 0 | 80 | 80 | 0 | 80
SCE NOL | Victor | 115 | Battery |  |  | 0 | 0 | 0 | 0 | 0 | 0 | 0 | 0 | 0 | 0 | 0 | 0 | 0 | 0 | 0 | 0 | 0 | 0 | 0 | 0 | 0 | 0 | 0 | 0 | 0 | 0 | 0 | 0
SCE NOL | Victor | 230 | Battery |  |  | 0 | 0 | 0 | 0 | 0 | 0 | 0 | 0 | 0 | 0 | 0 | 0 | 0 | 0 | 0 | 0 | 0 | 0 | 0 | 0 | 0 | 0 | 0 | 0 | 0 | 0 | 0 | 0
SCE Metro | Viejo | 230 | Battery |  |  | 0 | 0 | 0 | 0 | 0 | 0 | 0 | 0 | 0 | 0 | 0 | 0 | 0 | 0 | 0 | 0 | 0 | 0 | 0 | 0 | 0 | 0 | 0 | 0 | 0 | 0 | 0 | 0
PG&E GBA | Vierra | 115 | Battery |  |  | 1 | 0 | 0 | 0 | 92 | 0 | 92 | 0 | 0 | 0 | 92 | 0 | 92 | 0 | 0 | 0 | 0 | 0 | 0 | 0 | 0 | 0 | 92 | 0 | 92 | 92 | 0 | 92
SCE Metro | Villa Park | 230 | Battery |  |  | 0 | 0 | 0 | 0 | 0 | 0 | 0 | 0 | 0 | 0 | 0 | 0 | 0 | 0 | 0 | 0 | 0 | 0 | 0 | 0 | 0 | 0 | 0 | 0 | 0 | 0 | 0 | 0
SCE Northern | Vincent | 230 | Battery |  |  | 1 | 0 | 0 | 0 | 399 | 0 | 399 | 0 | 0 | 0 | 399 | 0 | 399 | 0 | 0 | 0 | 0 | 349 | 349 | 0 | 349 | 349 | 399 | 0 | 399 | 399 | 349 | 748
SCE Northern | Vincent | 500 | Battery |  |  | 0 | 0 | 0 | 0 | 0 | 0 | 0 | 0 | 0 | 0 | 0 | 0 | 0 | 0 | 0 | 0 | 0 | 0 | 0 | 0 | 0 | 0 | 0 | 0 | 0 | 0 | 0 | 0
PG&E GBA | Vineyard | 230 | Battery |  |  | 0 | 0 | 0 | 0 | 0 | 0 | 0 | 0 | 0 | 0 | 0 | 0 | 0 | 0 | 0 | 0 | 0 | 0 | 0 | 0 | 0 | 0 | 0 | 0 | 0 | 0 | 0 | 0
SDGE | Vineyard | 69 | Battery |  |  | 0 | 0 | 0 | 0 | 0 | 0 | 0 | 0 | 0 | 0 | 0 | 0 | 0 | 0 | 0 | 0 | 0 | 0 | 0 | 0 | 0 | 0 | 0 | 0 | 0 | 0 | 0 | 0
SCE Eastern | Vista (SCE) | 230 | Battery |  |  | 1 | 0 | 0 | 0 | 200 | 0 | 200 | 0 | 0 | 0 | 200 | 0 | 200 | 0 | 0 | 0 | 0 | 0 | 0 | 0 | 0 | 0 | 200 | 0 | 200 | 200 | 0 | 200
EOP | Vista (VEA) | 138 | Battery |  |  | 0 | 0 | 0 | 0 | 0 | 0 | 0 | 0 | 0 | 0 | 0 | 0 | 0 | 0 | 0 | 0 | 0 | 0 | 0 | 0 | 0 | 0 | 0 | 0 | 0 | 0 | 0 | 0
EOP | Vista (VEA) | 230 | Battery |  |  | 1 | 0 | 0 | 0 | 0 | 0 | 0 | 0 | 0 | 0 | 0 | 0 | 0 | 0 | 0 | 0 | 0 | 40 | 40 | 0 | 40 | 40 | 0 | 0 | 0 | 0 | 40 | 40
PG&E FRESNO | Wahtoke | 115 | Battery |  |  | 0 | 0 | 0 | 0 | 0 | 0 | 0 | 0 | 0 | 0 | 0 | 0 | 0 | 0 | 0 | 0 | 0 | 0 | 0 | 0 | 0 | 0 | 0 | 0 | 0 | 0 | 0 | 0
SCE Northern | Wakefield | 66 | Battery |  |  | 1 | 15 | 0 | 15 | 15 | 0 | 15 | 0 | 0 | 0 | 15 | 0 | 15 | 0 | 0 | 0 | 0 | 0 | 0 | 0 | 0 | 0 | 30 | 0 | 30 | 30 | 0 | 30
SCE Metro | Walnut | 230 | Battery |  |  | 1 | 0 | 0 | 0 | 400 | 0 | 400 | 0 | 0 | 0 | 400 | 0 | 400 | 0 | 0 | 0 | 0 | 50 | 50 | 0 | 50 | 50 | 400 | 0 | 400 | 400 | 50 | 450
SCE Northern | Warne | 230 | Battery |  |  | 0 | 0 | 0 | 0 | 0 | 0 | 0 | 0 | 0 | 0 | 0 | 0 | 0 | 0 | 0 | 0 | 0 | 0 | 0 | 0 | 0 | 0 | 0 | 0 | 0 | 0 | 0 | 0
PG&E GBA | Warnerville | 230 | Battery |  |  | 0 | 0 | 0 | 0 | 0 | 0 | 0 | 0 | 0 | 0 | 0 | 0 | 0 | 0 | 0 | 0 | 0 | 0 | 0 | 0 | 0 | 0 | 0 | 0 | 0 | 0 | 0 | 0
PG&E FRESNO | Waukena | 115 | Battery |  |  | 0 | 0 | 0 | 0 | 0 | 0 | 0 | 0 | 0 | 0 | 0 | 0 | 0 | 0 | 0 | 0 | 0 | 0 | 0 | 0 | 0 | 0 | 0 | 0 | 0 | 0 | 0 | 0
PG&E GBA | Weber | 230 | Battery |  |  | 0 | 0 | 0 | 0 | 0 | 0 | 0 | 0 | 0 | 0 | 0 | 0 | 0 | 0 | 0 | 0 | 0 | 0 | 0 | 0 | 0 | 0 | 0 | 0 | 0 | 0 | 0 | 0
PG&E GBA | Weber | 60 | Battery |  |  | 1 | 0 | 0 | 0 | 20 | 0 | 20 | 0 | 0 | 0 | 20 | 0 | 20 | 0 | 0 | 0 | 0 | 0 | 0 | 0 | 0 | 0 | 20 | 0 | 20 | 20 | 0 | 20
PG&E FRESNO | West Fresno | 115 | Battery |  |  | 0 | 0 | 0 | 0 | 0 | 0 | 0 | 0 | 0 | 0 | 0 | 0 | 0 | 0 | 0 | 0 | 0 | 0 | 0 | 0 | 0 | 0 | 0 | 0 | 0 | 0 | 0 | 0
PG&E FRESNO | Westley | 230 | Battery |  |  | 0 | 0 | 0 | 0 | 0 | 0 | 0 | 0 | 0 | 0 | 0 | 0 | 0 | 0 | 0 | 0 | 0 | 0 | 0 | 0 | 0 | 0 | 0 | 0 | 0 | 0 | 0 | 0
PG&E KERN | Westpark | 115 | Battery |  |  | 0 | 0 | 0 | 0 | 0 | 0 | 0 | 0 | 0 | 0 | 0 | 0 | 0 | 0 | 0 | 0 | 0 | 0 | 0 | 0 | 0 | 0 | 0 | 0 | 0 | 0 | 0 | 0
PG&E KERN | Wheeler Ridge | 230 | Battery |  |  | 1 | 0 | 0 | 0 | 0 | 0 | 0 | 0 | 0 | 0 | 0 | 0 | 0 | 0 | 0 | 0 | 0 | 100 | 100 | 0 | 100 | 100 | 0 | 0 | 0 | 0 | 100 | 100
PG&E KERN | Wheeler Ridge | 115 | Battery |  |  | 0 | 0 | 0 | 0 | 0 | 0 | 0 | 0 | 0 | 0 | 0 | 0 | 0 | 0 | 0 | 0 | 0 | 0 | 0 | 0 | 0 | 0 | 0 | 0 | 0 | 0 | 0 | 0
PG&E KERN | Wheeler Ridge | 70 | Battery |  |  | 1 | 0 | 0 | 0 | 92 | 0 | 92 | 0 | 0 | 0 | 92 | 0 | 92 | 0 | 0 | 0 | 0 | 0 | 0 | 0 | 0 | 0 | 92 | 0 | 92 | 92 | 0 | 92
SCE Northern | Whirlwind | 230 | Battery |  |  | 1 | 0 | 69 | 69 | 837 | 454 | 1291 | 0 | 0 | 0 | 837 | 454 | 1291 | 0 | 0 | 0 | 0 | 150 | 150 | 0 | 150 | 150 | 837 | 523 | 1360 | 837 | 673 | 1510
SCE Northern | Whirlwind | 500 | Battery |  |  | 0 | 0 | 0 | 0 | 0 | 0 | 0 | 0 | 0 | 0 | 0 | 0 | 0 | 0 | 0 | 0 | 0 | 0 | 0 | 0 | 0 | 0 | 0 | 0 | 0 | 0 | 0 | 0
PG&E GBA | Whisman | 115 | Battery |  |  | 0 | 0 | 0 | 0 | 0 | 0 | 0 | 0 | 0 | 0 | 0 | 0 | 0 | 0 | 0 | 0 | 0 | 0 | 0 | 0 | 0 | 0 | 0 | 0 | 0 | 0 | 0 | 0
SCE Eastern | Wildlife | 230 | Battery |  |  | 0 | 0 | 0 | 0 | 0 | 0 | 0 | 0 | 0 | 0 | 0 | 0 | 0 | 0 | 0 | 0 | 0 | 0 | 0 | 0 | 0 | 0 | 0 | 0 | 0 | 0 | 0 | 0
PG&E FRESNO | Wilson | 115 | Battery |  |  | 1 | 0 | 0 | 0 | 0 | 0 | 0 | 0 | 0 | 0 | 0 | 0 | 0 | 0 | 0 | 0 | 0 | 25 | 25 | 0 | 25 | 25 | 0 | 0 | 0 | 0 | 25 | 25
PG&E FRESNO | Wilson | 230 | Battery |  |  | 0 | 0 | 0 | 0 | 0 | 0 | 0 | 0 | 0 | 0 | 0 | 0 | 0 | 0 | 0 | 0 | 0 | 0 | 0 | 0 | 0 | 0 | 0 | 0 | 0 | 0 | 0 | 0
SCE Northern | Windhub | 230 | Battery |  |  | 1 | 0 | 0 | 0 | 1000 | 0 | 1000 | 0 | 0 | 0 | 1000 | 0 | 1000 | 0 | 0 | 0 | 0 | 20 | 20 | 0 | 20 | 20 | 1000 | 0 | 1000 | 1000 | 20 | 1020
SCE Northern | Windhub | 500 | Battery |  |  | 1 | 0 | 0 | 0 | 15 | 0 | 15 | 0 | 0 | 0 | 15 | 0 | 15 | 0 | 0 | 0 | 0 | 30 | 30 | 0 | 30 | 30 | 15 | 0 | 15 | 15 | 30 | 45
PG&E GBA | Windmaster | 230 | Battery |  |  | 0 | 0 | 0 | 0 | 0 | 0 | 0 | 0 | 0 | 0 | 0 | 0 | 0 | 0 | 0 | 0 | 0 | 0 | 0 | 0 | 0 | 0 | 0 | 0 | 0 | 0 | 0 | 0
PG&E NGBA | Windsor | 60 | Battery |  |  | 0 | 0 | 0 | 0 | 0 | 0 | 0 | 0 | 0 | 0 | 0 | 0 | 0 | 0 | 0 | 0 | 0 | 0 | 0 | 0 | 0 | 0 | 0 | 0 | 0 | 0 | 0 | 0
PG&E NGBA | Woodland | 115 | Battery |  |  | 0 | 0 | 0 | 0 | 0 | 0 | 0 | 0 | 0 | 0 | 0 | 0 | 0 | 0 | 0 | 0 | 0 | 0 | 0 | 0 | 0 | 0 | 0 | 0 | 0 | 0 | 0 | 0
PG&E FRESNO | Woodward | 115 | Battery |  |  | 0 | 0 | 0 | 0 | 0 | 0 | 0 | 0 | 0 | 0 | 0 | 0 | 0 | 0 | 0 | 0 | 0 | 0 | 0 | 0 | 0 | 0 | 0 | 0 | 0 | 0 | 0 | 0
PG&E NGBA | Wyandotte | 115 | Battery |  |  | 0 | 0 | 0 | 0 | 0 | 0 | 0 | 0 | 0 | 0 | 0 | 0 | 0 | 0 | 0 | 0 | 0 | 0 | 0 | 0 | 0 | 0 | 0 | 0 | 0 | 0 | 0 | 0
PG&E KERN | 7th Standard | 115 | LDES |  |  | 0 | 0 | 0 | 0 | 0 | 0 | 0 | 0 | 0 | 0 | 0 | 0 | 0 | 0 | 0 | 0 | 0 | 0 | 0 | 0 | 0 | 0 | 0 | 0 | 0 | 0 | 0 | 0
SCE Metro | Alamitos | 230 | LDES |  |  | 0 | 0 | 0 | 0 | 0 | 0 | 0 | 0 | 0 | 0 | 0 | 0 | 0 | 0 | 0 | 0 | 0 | 0 | 0 | 0 | 0 | 0 | 0 | 0 | 0 | 0 | 0 | 0
SCE Eastern | Alberhill | 115 | LDES |  |  | 0 | 0 | 0 | 0 | 0 | 0 | 0 | 0 | 0 | 0 | 0 | 0 | 0 | 0 | 0 | 0 | 0 | 0 | 0 | 0 | 0 | 0 | 0 | 0 | 0 | 0 | 0 | 0
SCE Eastern | Alberhill | 500 | LDES |  |  | 0 | 0 | 0 | 0 | 0 | 0 | 0 | 0 | 0 | 0 | 0 | 0 | 0 | 0 | 0 | 0 | 0 | 0 | 0 | 0 | 0 | 0 | 0 | 0 | 0 | 0 | 0 | 0
PG&E GBA | Alhambra | 115 | LDES |  |  | 0 | 0 | 0 | 0 | 0 | 0 | 0 | 0 | 0 | 0 | 0 | 0 | 0 | 0 | 0 | 0 | 0 | 0 | 0 | 0 | 0 | 0 | 0 | 0 | 0 | 0 | 0 | 0
PG&E FRESNO | Alpaugh | 115 | LDES |  |  | 0 | 0 | 0 | 0 | 0 | 0 | 0 | 0 | 0 | 0 | 0 | 0 | 0 | 0 | 0 | 0 | 0 | 0 | 0 | 0 | 0 | 0 | 0 | 0 | 0 | 0 | 0 | 0
SDGE | Alpine | 69 | LDES |  |  | 0 | 0 | 0 | 0 | 0 | 0 | 0 | 0 | 0 | 0 | 0 | 0 | 0 | 0 | 0 | 0 | 0 | 0 | 0 | 0 | 0 | 0 | 0 | 0 | 0 | 0 | 0 | 0
PG&E GBA | Altamont Midway (Sandhill) | 230 | LDES |  |  | 0 | 0 | 0 | 0 | 0 | 0 | 0 | 0 | 0 | 0 | 0 | 0 | 0 | 0 | 0 | 0 | 0 | 0 | 0 | 0 | 0 | 0 | 0 | 0 | 0 | 0 | 0 | 0
SCE Northern | Antelope | 66 | LDES |  |  | 0 | 0 | 0 | 0 | 0 | 0 | 0 | 0 | 0 | 0 | 0 | 0 | 0 | 0 | 0 | 0 | 0 | 0 | 0 | 0 | 0 | 0 | 0 | 0 | 0 | 0 | 0 | 0
SCE Northern | Antelope | 230 | LDES |  |  | 0 | 0 | 0 | 0 | 0 | 0 | 0 | 0 | 0 | 0 | 0 | 0 | 0 | 0 | 0 | 0 | 0 | 0 | 0 | 0 | 0 | 0 | 0 | 0 | 0 | 0 | 0 | 0
SCE Northern | Antelope | 500 | LDES |  |  | 0 | 0 | 0 | 0 | 0 | 0 | 0 | 0 | 0 | 0 | 0 | 0 | 0 | 0 | 0 | 0 | 0 | 0 | 0 | 0 | 0 | 0 | 0 | 0 | 0 | 0 | 0 | 0
PG&E NGBA | Arcata | 60 | LDES |  |  | 0 | 0 | 0 | 0 | 0 | 0 | 0 | 0 | 0 | 0 | 0 | 0 | 0 | 0 | 0 | 0 | 0 | 0 | 0 | 0 | 0 | 0 | 0 | 0 | 0 | 0 | 0 | 0
PG&E KERN | Arco | 230 | LDES |  |  | 0 | 0 | 0 | 0 | 0 | 0 | 0 | 0 | 0 | 0 | 0 | 0 | 0 | 0 | 0 | 0 | 0 | 0 | 0 | 0 | 0 | 0 | 0 | 0 | 0 | 0 | 0 | 0
PG&E KERN | Arco | 70 | LDES |  |  | 0 | 0 | 0 | 0 | 0 | 0 | 0 | 0 | 0 | 0 | 0 | 0 | 0 | 0 | 0 | 0 | 0 | 0 | 0 | 0 | 0 | 0 | 0 | 0 | 0 | 0 | 0 | 0
SCE Metro | ArcoGen | 230 | LDES |  |  | 0 | 0 | 0 | 0 | 0 | 0 | 0 | 0 | 0 | 0 | 0 | 0 | 0 | 0 | 0 | 0 | 0 | 0 | 0 | 0 | 0 | 0 | 0 | 0 | 0 | 0 | 0 | 0
SDGE | Artesian | 230 | LDES |  |  | 0 | 0 | 0 | 0 | 0 | 0 | 0 | 0 | 0 | 0 | 0 | 0 | 0 | 0 | 0 | 0 | 0 | 0 | 0 | 0 | 0 | 0 | 0 | 0 | 0 | 0 | 0 | 0
SDGE | Artesian | 69 | LDES |  |  | 0 | 0 | 0 | 0 | 0 | 0 | 0 | 0 | 0 | 0 | 0 | 0 | 0 | 0 | 0 | 0 | 0 | 0 | 0 | 0 | 0 | 0 | 0 | 0 | 0 | 0 | 0 | 0
PG&E FRESNO | Ashlan | 230 | LDES |  |  | 0 | 0 | 0 | 0 | 0 | 0 | 0 | 0 | 0 | 0 | 0 | 0 | 0 | 0 | 0 | 0 | 0 | 0 | 0 | 0 | 0 | 0 | 0 | 0 | 0 | 0 | 0 | 0
PG&E NGBA | Atlantic | 115 | LDES |  |  | 0 | 0 | 0 | 0 | 0 | 0 | 0 | 0 | 0 | 0 | 0 | 0 | 0 | 0 | 0 | 0 | 0 | 0 | 0 | 0 | 0 | 0 | 0 | 0 | 0 | 0 | 0 | 0
PG&E NGBA | Atlantic | 230 | LDES |  |  | 0 | 0 | 0 | 0 | 0 | 0 | 0 | 0 | 0 | 0 | 0 | 0 | 0 | 0 | 0 | 0 | 0 | 0 | 0 | 0 | 0 | 0 | 0 | 0 | 0 | 0 | 0 | 0
PG&E NGBA | Atlantic | 60 | LDES |  |  | 0 | 0 | 0 | 0 | 0 | 0 | 0 | 0 | 0 | 0 | 0 | 0 | 0 | 0 | 0 | 0 | 0 | 0 | 0 | 0 | 0 | 0 | 0 | 0 | 0 | 0 | 0 | 0
PG&E FRESNO | Atwater | 115 | LDES |  |  | 0 | 0 | 0 | 0 | 0 | 0 | 0 | 0 | 0 | 0 | 0 | 0 | 0 | 0 | 0 | 0 | 0 | 0 | 0 | 0 | 0 | 0 | 0 | 0 | 0 | 0 | 0 | 0
PG&E GBA | Avena | 115 | LDES |  |  | 0 | 0 | 0 | 0 | 0 | 0 | 0 | 0 | 0 | 0 | 0 | 0 | 0 | 0 | 0 | 0 | 0 | 0 | 0 | 0 | 0 | 0 | 0 | 0 | 0 | 0 | 0 | 0
SDGE | Avocado | 69 | LDES |  |  | 0 | 0 | 0 | 0 | 0 | 0 | 0 | 0 | 0 | 0 | 0 | 0 | 0 | 0 | 0 | 0 | 0 | 0 | 0 | 0 | 0 | 0 | 0 | 0 | 0 | 0 | 0 | 0
PG&E NGBA | Bahia | 230 | LDES |  |  | 0 | 0 | 0 | 0 | 0 | 0 | 0 | 0 | 0 | 0 | 0 | 0 | 0 | 0 | 0 | 0 | 0 | 0 | 0 | 0 | 0 | 0 | 0 | 0 | 0 | 0 | 0 | 0
SCE Northern | Bailey | 230 | LDES |  |  | 0 | 0 | 0 | 0 | 0 | 0 | 0 | 0 | 0 | 0 | 0 | 0 | 0 | 0 | 0 | 0 | 0 | 0 | 0 | 0 | 0 | 0 | 0 | 0 | 0 | 0 | 0 | 0
SCE NOL | Baker | 115 | LDES |  |  | 0 | 0 | 0 | 0 | 0 | 0 | 0 | 0 | 0 | 0 | 0 | 0 | 0 | 0 | 0 | 0 | 0 | 0 | 0 | 0 | 0 | 0 | 0 | 0 | 0 | 0 | 0 | 0
PG&E KERN | Bakersfield | 230 | LDES |  |  | 0 | 0 | 0 | 0 | 0 | 0 | 0 | 0 | 0 | 0 | 0 | 0 | 0 | 0 | 0 | 0 | 0 | 0 | 0 | 0 | 0 | 0 | 0 | 0 | 0 | 0 | 0 | 0
PG&E FRESNO | Balch | 230 | LDES |  |  | 0 | 0 | 0 | 0 | 0 | 0 | 0 | 0 | 0 | 0 | 0 | 0 | 0 | 0 | 0 | 0 | 0 | 0 | 0 | 0 | 0 | 0 | 0 | 0 | 0 | 0 | 0 | 0
SCE Eastern | Bannister | 230 | LDES |  |  | 0 | 0 | 0 | 0 | 0 | 0 | 0 | 0 | 0 | 0 | 0 | 0 | 0 | 0 | 0 | 0 | 0 | 0 | 0 | 0 | 0 | 0 | 0 | 0 | 0 | 0 | 0 | 0
SCE Metro | Barre | 230 | LDES |  |  | 0 | 0 | 0 | 0 | 0 | 0 | 0 | 0 | 0 | 0 | 0 | 0 | 0 | 0 | 0 | 0 | 0 | 0 | 0 | 0 | 0 | 0 | 0 | 0 | 0 | 0 | 0 | 0
SDGE | Bay Boulevard | 69 | LDES |  |  | 0 | 0 | 0 | 0 | 0 | 0 | 0 | 0 | 0 | 0 | 0 | 0 | 0 | 0 | 0 | 0 | 0 | 0 | 0 | 0 | 0 | 0 | 0 | 0 | 0 | 0 | 0 | 0
SDGE | Bay Boulevard | 230 | LDES |  |  | 0 | 0 | 0 | 0 | 0 | 0 | 0 | 0 | 0 | 0 | 0 | 0 | 0 | 0 | 0 | 0 | 0 | 0 | 0 | 0 | 0 | 0 | 0 | 0 | 0 | 0 | 0 | 0
EOP | Beatty | 138 | LDES |  |  | 0 | 0 | 0 | 0 | 0 | 0 | 0 | 0 | 0 | 0 | 0 | 0 | 0 | 0 | 0 | 0 | 0 | 0 | 0 | 0 | 0 | 0 | 0 | 0 | 0 | 0 | 0 | 0
EOP | Beatty | 230 | LDES |  |  | 0 | 0 | 0 | 0 | 0 | 0 | 0 | 0 | 0 | 0 | 0 | 0 | 0 | 0 | 0 | 0 | 0 | 0 | 0 | 0 | 0 | 0 | 0 | 0 | 0 | 0 | 0 | 0
PG&E NGBA | Belden | 230 | LDES |  |  | 0 | 0 | 0 | 0 | 0 | 0 | 0 | 0 | 0 | 0 | 0 | 0 | 0 | 0 | 0 | 0 | 0 | 0 | 0 | 0 | 0 | 0 | 0 | 0 | 0 | 0 | 0 | 0
PG&E NGBA | Bell | 115 | LDES |  |  | 0 | 0 | 0 | 0 | 0 | 0 | 0 | 0 | 0 | 0 | 0 | 0 | 0 | 0 | 0 | 0 | 0 | 0 | 0 | 0 | 0 | 0 | 0 | 0 | 0 | 0 | 0 | 0
PG&E NGBA | Bellevue | 115 | LDES |  |  | 0 | 0 | 0 | 0 | 0 | 0 | 0 | 0 | 0 | 0 | 0 | 0 | 0 | 0 | 0 | 0 | 0 | 0 | 0 | 0 | 0 | 0 | 0 | 0 | 0 | 0 | 0 | 0
PG&E GBA | Bellota | 115 | LDES |  |  | 0 | 0 | 0 | 0 | 0 | 0 | 0 | 0 | 0 | 0 | 0 | 0 | 0 | 0 | 0 | 0 | 0 | 0 | 0 | 0 | 0 | 0 | 0 | 0 | 0 | 0 | 0 | 0
PG&E GBA | Bellota | 230 | LDES |  | Mapped as PSH | 1 | 0 | 0 | 0 | 0 | 0 | 0 | 0 | 0 | 0 | 0 | 0 | 0 | 346 | 0 | 346 | 0 | 0 | 0 | 346 | 0 | 346 | 346 | 0 | 346 | 346 | 0 | 346
SCE Northern | Big Creek | 230 | LDES |  |  | 0 | 0 | 0 | 0 | 0 | 0 | 0 | 0 | 0 | 0 | 0 | 0 | 0 | 0 | 0 | 0 | 0 | 0 | 0 | 0 | 0 | 0 | 0 | 0 | 0 | 0 | 0 | 0
PG&E FRESNO | Biola | 70 | LDES |  |  | 0 | 0 | 0 | 0 | 0 | 0 | 0 | 0 | 0 | 0 | 0 | 0 | 0 | 0 | 0 | 0 | 0 | 0 | 0 | 0 | 0 | 0 | 0 | 0 | 0 | 0 | 0 | 0
PG&E GBA | Birds Landing | 230 | LDES |  |  | 0 | 0 | 0 | 0 | 0 | 0 | 0 | 0 | 0 | 0 | 0 | 0 | 0 | 0 | 0 | 0 | 0 | 0 | 0 | 0 | 0 | 0 | 0 | 0 | 0 | 0 | 0 | 0
SCE Northern | Bliss | 66 | LDES |  |  | 0 | 0 | 0 | 0 | 0 | 0 | 0 | 0 | 0 | 0 | 0 | 0 | 0 | 0 | 0 | 0 | 0 | 0 | 0 | 0 | 0 | 0 | 0 | 0 | 0 | 0 | 0 | 0
SCE Eastern | Blythe | 161 | LDES |  |  | 0 | 0 | 0 | 0 | 0 | 0 | 0 | 0 | 0 | 0 | 0 | 0 | 0 | 0 | 0 | 0 | 0 | 0 | 0 | 0 | 0 | 0 | 0 | 0 | 0 | 0 | 0 | 0
PG&E NGBA | Bogue | 115 | LDES |  |  | 0 | 0 | 0 | 0 | 0 | 0 | 0 | 0 | 0 | 0 | 0 | 0 | 0 | 0 | 0 | 0 | 0 | 0 | 0 | 0 | 0 | 0 | 0 | 0 | 0 | 0 | 0 | 0
PG&E FRESNO | Borden | 230 | LDES |  |  | 0 | 0 | 0 | 0 | 0 | 0 | 0 | 0 | 0 | 0 | 0 | 0 | 0 | 0 | 0 | 0 | 0 | 0 | 0 | 0 | 0 | 0 | 0 | 0 | 0 | 0 | 0 | 0
PG&E FRESNO | Borden | 70 | LDES |  |  | 0 | 0 | 0 | 0 | 0 | 0 | 0 | 0 | 0 | 0 | 0 | 0 | 0 | 0 | 0 | 0 | 0 | 0 | 0 | 0 | 0 | 0 | 0 | 0 | 0 | 0 | 0 | 0
SDGE | Boulevard East | 138 | LDES |  |  | 0 | 0 | 0 | 0 | 0 | 0 | 0 | 0 | 0 | 0 | 0 | 0 | 0 | 0 | 0 | 0 | 0 | 0 | 0 | 0 | 0 | 0 | 0 | 0 | 0 | 0 | 0 | 0
SDGE | Boulevard East | 69 | LDES |  |  | 0 | 0 | 0 | 0 | 0 | 0 | 0 | 0 | 0 | 0 | 0 | 0 | 0 | 0 | 0 | 0 | 0 | 0 | 0 | 0 | 0 | 0 | 0 | 0 | 0 | 0 | 0 | 0
PG&E GBA | Brentwood | 230 | LDES |  |  | 0 | 0 | 0 | 0 | 0 | 0 | 0 | 0 | 0 | 0 | 0 | 0 | 0 | 0 | 0 | 0 | 0 | 0 | 0 | 0 | 0 | 0 | 0 | 0 | 0 | 0 | 0 | 0
PG&E NGBA | Bridgeville | 115 | LDES |  |  | 0 | 0 | 0 | 0 | 0 | 0 | 0 | 0 | 0 | 0 | 0 | 0 | 0 | 0 | 0 | 0 | 0 | 0 | 0 | 0 | 0 | 0 | 0 | 0 | 0 | 0 | 0 | 0
PG&E NGBA | Brighton | 115 | LDES |  |  | 0 | 0 | 0 | 0 | 0 | 0 | 0 | 0 | 0 | 0 | 0 | 0 | 0 | 0 | 0 | 0 | 0 | 0 | 0 | 0 | 0 | 0 | 0 | 0 | 0 | 0 | 0 | 0
PG&E NGBA | Brighton | 230 | LDES |  |  | 0 | 0 | 0 | 0 | 0 | 0 | 0 | 0 | 0 | 0 | 0 | 0 | 0 | 0 | 0 | 0 | 0 | 0 | 0 | 0 | 0 | 0 | 0 | 0 | 0 | 0 | 0 | 0
PG&E NGBA | Brunswick | 115 | LDES |  |  | 0 | 0 | 0 | 0 | 0 | 0 | 0 | 0 | 0 | 0 | 0 | 0 | 0 | 0 | 0 | 0 | 0 | 0 | 0 | 0 | 0 | 0 | 0 | 0 | 0 | 0 | 0 | 0
PG&E NGBA | Bucks Creek | 230 | LDES |  |  | 0 | 0 | 0 | 0 | 0 | 0 | 0 | 0 | 0 | 0 | 0 | 0 | 0 | 0 | 0 | 0 | 0 | 0 | 0 | 0 | 0 | 0 | 0 | 0 | 0 | 0 | 0 | 0
PG&E KERN | Buena Vista | 230 | LDES |  |  | 0 | 0 | 0 | 0 | 0 | 0 | 0 | 0 | 0 | 0 | 0 | 0 | 0 | 0 | 0 | 0 | 0 | 0 | 0 | 0 | 0 | 0 | 0 | 0 | 0 | 0 | 0 | 0
PG&E FRESNO | Bullard | 115 | LDES |  |  | 0 | 0 | 0 | 0 | 0 | 0 | 0 | 0 | 0 | 0 | 0 | 0 | 0 | 0 | 0 | 0 | 0 | 0 | 0 | 0 | 0 | 0 | 0 | 0 | 0 | 0 | 0 | 0
PG&E GBA | Burlingame | 115 | LDES |  |  | 0 | 0 | 0 | 0 | 0 | 0 | 0 | 0 | 0 | 0 | 0 | 0 | 0 | 0 | 0 | 0 | 0 | 0 | 0 | 0 | 0 | 0 | 0 | 0 | 0 | 0 | 0 | 0
PG&E NGBA | Burney Forest | 230 | LDES |  |  | 0 | 0 | 0 | 0 | 0 | 0 | 0 | 0 | 0 | 0 | 0 | 0 | 0 | 0 | 0 | 0 | 0 | 0 | 0 | 0 | 0 | 0 | 0 | 0 | 0 | 0 | 0 | 0
PG&E NGBA | Butte | 115 | LDES |  |  | 0 | 0 | 0 | 0 | 0 | 0 | 0 | 0 | 0 | 0 | 0 | 0 | 0 | 0 | 0 | 0 | 0 | 0 | 0 | 0 | 0 | 0 | 0 | 0 | 0 | 0 | 0 | 0
PG&E KERN | Cabrillo | 115 | LDES |  |  | 0 | 0 | 0 | 0 | 0 | 0 | 0 | 0 | 0 | 0 | 0 | 0 | 0 | 0 | 0 | 0 | 0 | 0 | 0 | 0 | 0 | 0 | 0 | 0 | 0 | 0 | 0 | 0
PG&E FRESNO | Cal Flats | 230 | LDES |  |  | 0 | 0 | 0 | 0 | 0 | 0 | 0 | 0 | 0 | 0 | 0 | 0 | 0 | 0 | 0 | 0 | 0 | 0 | 0 | 0 | 0 | 0 | 0 | 0 | 0 | 0 | 0 | 0
SCE NOL | Calcite | 230 | LDES |  |  | 0 | 0 | 0 | 0 | 0 | 0 | 0 | 0 | 0 | 0 | 0 | 0 | 0 | 0 | 0 | 0 | 0 | 0 | 0 | 0 | 0 | 0 | 0 | 0 | 0 | 0 | 0 | 0
PG&E KERN | Caliente | 230 | LDES |  |  | 0 | 0 | 0 | 0 | 0 | 0 | 0 | 0 | 0 | 0 | 0 | 0 | 0 | 0 | 0 | 0 | 0 | 0 | 0 | 0 | 0 | 0 | 0 | 0 | 0 | 0 | 0 | 0
PG&E FRESNO | California Ave | 115 | LDES |  |  | 0 | 0 | 0 | 0 | 0 | 0 | 0 | 0 | 0 | 0 | 0 | 0 | 0 | 0 | 0 | 0 | 0 | 0 | 0 | 0 | 0 | 0 | 0 | 0 | 0 | 0 | 0 | 0
PG&E KERN | Callender | 115 | LDES |  |  | 0 | 0 | 0 | 0 | 0 | 0 | 0 | 0 | 0 | 0 | 0 | 0 | 0 | 0 | 0 | 0 | 0 | 0 | 0 | 0 | 0 | 0 | 0 | 0 | 0 | 0 | 0 | 0
PG&E NGBA | Calpella | 115 | LDES |  |  | 0 | 0 | 0 | 0 | 0 | 0 | 0 | 0 | 0 | 0 | 0 | 0 | 0 | 0 | 0 | 0 | 0 | 0 | 0 | 0 | 0 | 0 | 0 | 0 | 0 | 0 | 0 | 0
PG&E GBA | Camanche | 230 | LDES |  |  | 0 | 0 | 0 | 0 | 0 | 0 | 0 | 0 | 0 | 0 | 0 | 0 | 0 | 0 | 0 | 0 | 0 | 0 | 0 | 0 | 0 | 0 | 0 | 0 | 0 | 0 | 0 | 0
SDGE | Cameron | 69 | LDES |  |  | 0 | 0 | 0 | 0 | 0 | 0 | 0 | 0 | 0 | 0 | 0 | 0 | 0 | 0 | 0 | 0 | 0 | 0 | 0 | 0 | 0 | 0 | 0 | 0 | 0 | 0 | 0 | 0
SDGE | Cannon | 69 | LDES |  |  | 0 | 0 | 0 | 0 | 0 | 0 | 0 | 0 | 0 | 0 | 0 | 0 | 0 | 0 | 0 | 0 | 0 | 0 | 0 | 0 | 0 | 0 | 0 | 0 | 0 | 0 | 0 | 0
PG&E FRESNO | Cantua | 115 | LDES |  |  | 0 | 0 | 0 | 0 | 0 | 0 | 0 | 0 | 0 | 0 | 0 | 0 | 0 | 0 | 0 | 0 | 0 | 0 | 0 | 0 | 0 | 0 | 0 | 0 | 0 | 0 | 0 | 0
SDGE | Capistrano | 138 | LDES |  |  | 0 | 0 | 0 | 0 | 0 | 0 | 0 | 0 | 0 | 0 | 0 | 0 | 0 | 0 | 0 | 0 | 0 | 0 | 0 | 0 | 0 | 0 | 0 | 0 | 0 | 0 | 0 | 0
SDGE | Capistrano | 230 | LDES |  |  | 0 | 0 | 0 | 0 | 0 | 0 | 0 | 0 | 0 | 0 | 0 | 0 | 0 | 0 | 0 | 0 | 0 | 0 | 0 | 0 | 0 | 0 | 0 | 0 | 0 | 0 | 0 | 0
PG&E NGBA | Carberry | 230 | LDES |  |  | 0 | 0 | 0 | 0 | 0 | 0 | 0 | 0 | 0 | 0 | 0 | 0 | 0 | 0 | 0 | 0 | 0 | 0 | 0 | 0 | 0 | 0 | 0 | 0 | 0 | 0 | 0 | 0
SCE Eastern | Cardiff | 66 | LDES |  |  | 0 | 0 | 0 | 0 | 0 | 0 | 0 | 0 | 0 | 0 | 0 | 0 | 0 | 0 | 0 | 0 | 0 | 0 | 0 | 0 | 0 | 0 | 0 | 0 | 0 | 0 | 0 | 0
PG&E NGBA | Caribou | 60 | LDES |  |  | 0 | 0 | 0 | 0 | 0 | 0 | 0 | 0 | 0 | 0 | 0 | 0 | 0 | 0 | 0 | 0 | 0 | 0 | 0 | 0 | 0 | 0 | 0 | 0 | 0 | 0 | 0 | 0
PG&E NGBA | Caribou | 115 | LDES |  |  | 0 | 0 | 0 | 0 | 0 | 0 | 0 | 0 | 0 | 0 | 0 | 0 | 0 | 0 | 0 | 0 | 0 | 0 | 0 | 0 | 0 | 0 | 0 | 0 | 0 | 0 | 0 | 0
PG&E NGBA | Caribou | 230 | LDES |  |  | 0 | 0 | 0 | 0 | 0 | 0 | 0 | 0 | 0 | 0 | 0 | 0 | 0 | 0 | 0 | 0 | 0 | 0 | 0 | 0 | 0 | 0 | 0 | 0 | 0 | 0 | 0 | 0
EOP | Carpenter Canyon (fka Gamebird) | 138 | LDES |  |  | 0 | 0 | 0 | 0 | 0 | 0 | 0 | 0 | 0 | 0 | 0 | 0 | 0 | 0 | 0 | 0 | 0 | 0 | 0 | 0 | 0 | 0 | 0 | 0 | 0 | 0 | 0 | 0
EOP | Carpenter Canyon (fka Gamebird) | 230 | LDES |  |  | 0 | 0 | 0 | 0 | 0 | 0 | 0 | 0 | 0 | 0 | 0 | 0 | 0 | 0 | 0 | 0 | 0 | 0 | 0 | 0 | 0 | 0 | 0 | 0 | 0 | 0 | 0 | 0
PG&E NGBA | Carquinez | 115 | LDES |  |  | 0 | 0 | 0 | 0 | 0 | 0 | 0 | 0 | 0 | 0 | 0 | 0 | 0 | 0 | 0 | 0 | 0 | 0 | 0 | 0 | 0 | 0 | 0 | 0 | 0 | 0 | 0 | 0
SDGE | Carrizo Gorge | 138 | LDES |  |  | 0 | 0 | 0 | 0 | 0 | 0 | 0 | 0 | 0 | 0 | 0 | 0 | 0 | 0 | 0 | 0 | 0 | 0 | 0 | 0 | 0 | 0 | 0 | 0 | 0 | 0 | 0 | 0
PG&E KERN | Carrizo Plains | 115 | LDES |  |  | 0 | 0 | 0 | 0 | 0 | 0 | 0 | 0 | 0 | 0 | 0 | 0 | 0 | 0 | 0 | 0 | 0 | 0 | 0 | 0 | 0 | 0 | 0 | 0 | 0 | 0 | 0 | 0
PG&E KERN | Casaloma | 230 | LDES |  |  | 0 | 0 | 0 | 0 | 0 | 0 | 0 | 0 | 0 | 0 | 0 | 0 | 0 | 0 | 0 | 0 | 0 | 0 | 0 | 0 | 0 | 0 | 0 | 0 | 0 | 0 | 0 | 0
PG&E GBA | Castro Valley | 230 | LDES |  |  | 0 | 0 | 0 | 0 | 0 | 0 | 0 | 0 | 0 | 0 | 0 | 0 | 0 | 0 | 0 | 0 | 0 | 0 | 0 | 0 | 0 | 0 | 0 | 0 | 0 | 0 | 0 | 0
PG&E GBA | Cayetano | 230 | LDES |  |  | 0 | 0 | 0 | 0 | 0 | 0 | 0 | 0 | 0 | 0 | 0 | 0 | 0 | 0 | 0 | 0 | 0 | 0 | 0 | 0 | 0 | 0 | 0 | 0 | 0 | 0 | 0 | 0
SCE Metro | Center | 230 | LDES |  |  | 0 | 0 | 0 | 0 | 0 | 0 | 0 | 0 | 0 | 0 | 0 | 0 | 0 | 0 | 0 | 0 | 0 | 0 | 0 | 0 | 0 | 0 | 0 | 0 | 0 | 0 | 0 | 0
PG&E KERN | Charca | 115 | LDES |  |  | 0 | 0 | 0 | 0 | 0 | 0 | 0 | 0 | 0 | 0 | 0 | 0 | 0 | 0 | 0 | 0 | 0 | 0 | 0 | 0 | 0 | 0 | 0 | 0 | 0 | 0 | 0 | 0
EOP | Charleston | 138 | LDES |  |  | 0 | 0 | 0 | 0 | 0 | 0 | 0 | 0 | 0 | 0 | 0 | 0 | 0 | 0 | 0 | 0 | 0 | 0 | 0 | 0 | 0 | 0 | 0 | 0 | 0 | 0 | 0 | 0
SCE Metro | Chevmain | 230 | LDES |  |  | 0 | 0 | 0 | 0 | 0 | 0 | 0 | 0 | 0 | 0 | 0 | 0 | 0 | 0 | 0 | 0 | 0 | 0 | 0 | 0 | 0 | 0 | 0 | 0 | 0 | 0 | 0 | 0
SDGE | Chicarita | 138 | LDES |  |  | 0 | 0 | 0 | 0 | 0 | 0 | 0 | 0 | 0 | 0 | 0 | 0 | 0 | 0 | 0 | 0 | 0 | 0 | 0 | 0 | 0 | 0 | 0 | 0 | 0 | 0 | 0 | 0
SCE Metro | Chino | 230 | LDES |  |  | 0 | 0 | 0 | 0 | 0 | 0 | 0 | 0 | 0 | 0 | 0 | 0 | 0 | 0 | 0 | 0 | 0 | 0 | 0 | 0 | 0 | 0 | 0 | 0 | 0 | 0 | 0 | 0
PG&E FRESNO | Chowchilla | 115 | LDES |  |  | 0 | 0 | 0 | 0 | 0 | 0 | 0 | 0 | 0 | 0 | 0 | 0 | 0 | 0 | 0 | 0 | 0 | 0 | 0 | 0 | 0 | 0 | 0 | 0 | 0 | 0 | 0 | 0
PG&E GBA | Christie | 60 | LDES |  |  | 0 | 0 | 0 | 0 | 0 | 0 | 0 | 0 | 0 | 0 | 0 | 0 | 0 | 0 | 0 | 0 | 0 | 0 | 0 | 0 | 0 | 0 | 0 | 0 | 0 | 0 | 0 | 0
PG&E GBA | Christie | 115 | LDES |  |  | 0 | 0 | 0 | 0 | 0 | 0 | 0 | 0 | 0 | 0 | 0 | 0 | 0 | 0 | 0 | 0 | 0 | 0 | 0 | 0 | 0 | 0 | 0 | 0 | 0 | 0 | 0 | 0
SCE Eastern | Cielo Azul | 500 | LDES |  |  | 0 | 0 | 0 | 0 | 0 | 0 | 0 | 0 | 0 | 0 | 0 | 0 | 0 | 0 | 0 | 0 | 0 | 0 | 0 | 0 | 0 | 0 | 0 | 0 | 0 | 0 | 0 | 0
PG&E GBA | Clay | 60 | LDES |  |  | 0 | 0 | 0 | 0 | 0 | 0 | 0 | 0 | 0 | 0 | 0 | 0 | 0 | 0 | 0 | 0 | 0 | 0 | 0 | 0 | 0 | 0 | 0 | 0 | 0 | 0 | 0 | 0
PG&E GBA | Clayton | 115 | LDES |  |  | 0 | 0 | 0 | 0 | 0 | 0 | 0 | 0 | 0 | 0 | 0 | 0 | 0 | 0 | 0 | 0 | 0 | 0 | 0 | 0 | 0 | 0 | 0 | 0 | 0 | 0 | 0 | 0
PG&E NGBA | Cloverdale | 115 | LDES |  |  | 0 | 0 | 0 | 0 | 0 | 0 | 0 | 0 | 0 | 0 | 0 | 0 | 0 | 0 | 0 | 0 | 0 | 0 | 0 | 0 | 0 | 0 | 0 | 0 | 0 | 0 | 0 | 0
PG&E FRESNO | Clovis | 115 | LDES |  |  | 0 | 0 | 0 | 0 | 0 | 0 | 0 | 0 | 0 | 0 | 0 | 0 | 0 | 0 | 0 | 0 | 0 | 0 | 0 | 0 | 0 | 0 | 0 | 0 | 0 | 0 | 0 | 0
PG&E GBA | Coburn | 230 | LDES |  |  | 0 | 0 | 0 | 0 | 0 | 0 | 0 | 0 | 0 | 0 | 0 | 0 | 0 | 0 | 0 | 0 | 0 | 0 | 0 | 0 | 0 | 0 | 0 | 0 | 0 | 0 | 0 | 0
PG&E GBA | Coburn | 60 | LDES |  |  | 0 | 0 | 0 | 0 | 0 | 0 | 0 | 0 | 0 | 0 | 0 | 0 | 0 | 0 | 0 | 0 | 0 | 0 | 0 | 0 | 0 | 0 | 0 | 0 | 0 | 0 | 0 | 0
PG&E NGBA | Colgate | 230 | LDES |  |  | 0 | 0 | 0 | 0 | 0 | 0 | 0 | 0 | 0 | 0 | 0 | 0 | 0 | 0 | 0 | 0 | 0 | 0 | 0 | 0 | 0 | 0 | 0 | 0 | 0 | 0 | 0 | 0
PG&E GBA | Collierville | 230 | LDES |  |  | 0 | 0 | 0 | 0 | 0 | 0 | 0 | 0 | 0 | 0 | 0 | 0 | 0 | 0 | 0 | 0 | 0 | 0 | 0 | 0 | 0 | 0 | 0 | 0 | 0 | 0 | 0 | 0
PG&E GBA | Collinsville | 230 | LDES |  |  | 0 | 0 | 0 | 0 | 0 | 0 | 0 | 0 | 0 | 0 | 0 | 0 | 0 | 0 | 0 | 0 | 0 | 0 | 0 | 0 | 0 | 0 | 0 | 0 | 0 | 0 | 0 | 0
PG&E GBA | Collinsville | 500 | LDES |  |  | 0 | 0 | 0 | 0 | 0 | 0 | 0 | 0 | 0 | 0 | 0 | 0 | 0 | 0 | 0 | 0 | 0 | 0 | 0 | 0 | 0 | 0 | 0 | 0 | 0 | 0 | 0 | 0
SCE Eastern | Colorado River | 230 | LDES |  |  | 0 | 0 | 0 | 0 | 0 | 0 | 0 | 0 | 0 | 0 | 0 | 0 | 0 | 0 | 0 | 0 | 0 | 0 | 0 | 0 | 0 | 0 | 0 | 0 | 0 | 0 | 0 | 0
SCE Eastern | Colorado River | 500 | LDES |  |  | 0 | 0 | 0 | 0 | 0 | 0 | 0 | 0 | 0 | 0 | 0 | 0 | 0 | 0 | 0 | 0 | 0 | 0 | 0 | 0 | 0 | 0 | 0 | 0 | 0 | 0 | 0 | 0
PG&E KERN | Columbus | 115 | LDES |  |  | 0 | 0 | 0 | 0 | 0 | 0 | 0 | 0 | 0 | 0 | 0 | 0 | 0 | 0 | 0 | 0 | 0 | 0 | 0 | 0 | 0 | 0 | 0 | 0 | 0 | 0 | 0 | 0
PG&E GBA | Contra Costa | 115 | LDES |  |  | 0 | 0 | 0 | 0 | 0 | 0 | 0 | 0 | 0 | 0 | 0 | 0 | 0 | 0 | 0 | 0 | 0 | 0 | 0 | 0 | 0 | 0 | 0 | 0 | 0 | 0 | 0 | 0
PG&E GBA | Contra Costa | 230 | LDES |  |  | 0 | 0 | 0 | 0 | 0 | 0 | 0 | 0 | 0 | 0 | 0 | 0 | 0 | 0 | 0 | 0 | 0 | 0 | 0 | 0 | 0 | 0 | 0 | 0 | 0 | 0 | 0 | 0
PG&E GBA | Contra Costa PP | 230 | LDES |  |  | 0 | 0 | 0 | 0 | 0 | 0 | 0 | 0 | 0 | 0 | 0 | 0 | 0 | 0 | 0 | 0 | 0 | 0 | 0 | 0 | 0 | 0 | 0 | 0 | 0 | 0 | 0 | 0
SCE NOL | Control | 115 | LDES |  |  | 0 | 0 | 0 | 0 | 0 | 0 | 0 | 0 | 0 | 0 | 0 | 0 | 0 | 0 | 0 | 0 | 0 | 0 | 0 | 0 | 0 | 0 | 0 | 0 | 0 | 0 | 0 | 0
SCE NOL | Control | 55 | LDES |  |  | 0 | 0 | 0 | 0 | 0 | 0 | 0 | 0 | 0 | 0 | 0 | 0 | 0 | 0 | 0 | 0 | 0 | 0 | 0 | 0 | 0 | 0 | 0 | 0 | 0 | 0 | 0 | 0
PG&E GBA | Cooley Landing | 115 | LDES |  |  | 0 | 0 | 0 | 0 | 0 | 0 | 0 | 0 | 0 | 0 | 0 | 0 | 0 | 0 | 0 | 0 | 0 | 0 | 0 | 0 | 0 | 0 | 0 | 0 | 0 | 0 | 0 | 0
PG&E GBA | Cooley Landing | 60 | LDES |  |  | 0 | 0 | 0 | 0 | 0 | 0 | 0 | 0 | 0 | 0 | 0 | 0 | 0 | 0 | 0 | 0 | 0 | 0 | 0 | 0 | 0 | 0 | 0 | 0 | 0 | 0 | 0 | 0
SCE NOL | Coolwater | 230 | LDES |  |  | 0 | 0 | 0 | 0 | 0 | 0 | 0 | 0 | 0 | 0 | 0 | 0 | 0 | 0 | 0 | 0 | 0 | 0 | 0 | 0 | 0 | 0 | 0 | 0 | 0 | 0 | 0 | 0
SCE NOL | Coolwater | 115 | LDES |  |  | 0 | 0 | 0 | 0 | 0 | 0 | 0 | 0 | 0 | 0 | 0 | 0 | 0 | 0 | 0 | 0 | 0 | 0 | 0 | 0 | 0 | 0 | 0 | 0 | 0 | 0 | 0 | 0
PG&E KERN | Copus | 70 | LDES |  |  | 0 | 0 | 0 | 0 | 0 | 0 | 0 | 0 | 0 | 0 | 0 | 0 | 0 | 0 | 0 | 0 | 0 | 0 | 0 | 0 | 0 | 0 | 0 | 0 | 0 | 0 | 0 | 0
PG&E FRESNO | Corcoran | 70 | LDES |  |  | 0 | 0 | 0 | 0 | 0 | 0 | 0 | 0 | 0 | 0 | 0 | 0 | 0 | 0 | 0 | 0 | 0 | 0 | 0 | 0 | 0 | 0 | 0 | 0 | 0 | 0 | 0 | 0
PG&E FRESNO | Corcoran | 115 | LDES |  |  | 0 | 0 | 0 | 0 | 0 | 0 | 0 | 0 | 0 | 0 | 0 | 0 | 0 | 0 | 0 | 0 | 0 | 0 | 0 | 0 | 0 | 0 | 0 | 0 | 0 | 0 | 0 | 0
PG&E NGBA | Corona | 115 | LDES |  |  | 0 | 0 | 0 | 0 | 0 | 0 | 0 | 0 | 0 | 0 | 0 | 0 | 0 | 0 | 0 | 0 | 0 | 0 | 0 | 0 | 0 | 0 | 0 | 0 | 0 | 0 | 0 | 0
PG&E NGBA | Cortina | 230 | LDES |  |  | 0 | 0 | 0 | 0 | 0 | 0 | 0 | 0 | 0 | 0 | 0 | 0 | 0 | 0 | 0 | 0 | 0 | 0 | 0 | 0 | 0 | 0 | 0 | 0 | 0 | 0 | 0 | 0
PG&E NGBA | Cortina | 115 | LDES |  |  | 0 | 0 | 0 | 0 | 0 | 0 | 0 | 0 | 0 | 0 | 0 | 0 | 0 | 0 | 0 | 0 | 0 | 0 | 0 | 0 | 0 | 0 | 0 | 0 | 0 | 0 | 0 | 0
PG&E GBA | Cottle | 230 | LDES |  |  | 0 | 0 | 0 | 0 | 0 | 0 | 0 | 0 | 0 | 0 | 0 | 0 | 0 | 0 | 0 | 0 | 0 | 0 | 0 | 0 | 0 | 0 | 0 | 0 | 0 | 0 | 0 | 0
PG&E NGBA | Cottonwood | 115 | LDES |  |  | 0 | 0 | 0 | 0 | 0 | 0 | 0 | 0 | 0 | 0 | 0 | 0 | 0 | 0 | 0 | 0 | 0 | 0 | 0 | 0 | 0 | 0 | 0 | 0 | 0 | 0 | 0 | 0
PG&E NGBA | Cottonwood | 230 | LDES |  |  | 0 | 0 | 0 | 0 | 0 | 0 | 0 | 0 | 0 | 0 | 0 | 0 | 0 | 0 | 0 | 0 | 0 | 0 | 0 | 0 | 0 | 0 | 0 | 0 | 0 | 0 | 0 | 0
PG&E NGBA | Cottonwood | 60 | LDES |  |  | 0 | 0 | 0 | 0 | 0 | 0 | 0 | 0 | 0 | 0 | 0 | 0 | 0 | 0 | 0 | 0 | 0 | 0 | 0 | 0 | 0 | 0 | 0 | 0 | 0 | 0 | 0 | 0
PG&E NGBA | Cove Road | 230 | LDES |  |  | 0 | 0 | 0 | 0 | 0 | 0 | 0 | 0 | 0 | 0 | 0 | 0 | 0 | 0 | 0 | 0 | 0 | 0 | 0 | 0 | 0 | 0 | 0 | 0 | 0 | 0 | 0 | 0
PG&E GBA | Coyote | 230 | LDES |  |  | 0 | 0 | 0 | 0 | 0 | 0 | 0 | 0 | 0 | 0 | 0 | 0 | 0 | 0 | 0 | 0 | 0 | 0 | 0 | 0 | 0 | 0 | 0 | 0 | 0 | 0 | 0 | 0
PG&E GBA | Crazy Horse Canyon | 115 | LDES |  |  | 0 | 0 | 0 | 0 | 0 | 0 | 0 | 0 | 0 | 0 | 0 | 0 | 0 | 0 | 0 | 0 | 0 | 0 | 0 | 0 | 0 | 0 | 0 | 0 | 0 | 0 | 0 | 0
SDGE | Creelman | 69 | LDES |  |  | 0 | 0 | 0 | 0 | 0 | 0 | 0 | 0 | 0 | 0 | 0 | 0 | 0 | 0 | 0 | 0 | 0 | 0 | 0 | 0 | 0 | 0 | 0 | 0 | 0 | 0 | 0 | 0
PG&E FRESNO | Crescent | 70 | LDES |  |  | 0 | 0 | 0 | 0 | 0 | 0 | 0 | 0 | 0 | 0 | 0 | 0 | 0 | 0 | 0 | 0 | 0 | 0 | 0 | 0 | 0 | 0 | 0 | 0 | 0 | 0 | 0 | 0
PG&E FRESNO | Cressey | 115 | LDES |  |  | 0 | 0 | 0 | 0 | 0 | 0 | 0 | 0 | 0 | 0 | 0 | 0 | 0 | 0 | 0 | 0 | 0 | 0 | 0 | 0 | 0 | 0 | 0 | 0 | 0 | 0 | 0 | 0
PG&E NGBA | Cresta | 230 | LDES |  |  | 0 | 0 | 0 | 0 | 0 | 0 | 0 | 0 | 0 | 0 | 0 | 0 | 0 | 0 | 0 | 0 | 0 | 0 | 0 | 0 | 0 | 0 | 0 | 0 | 0 | 0 | 0 | 0
SDGE | Crestwood | 69 | LDES |  |  | 0 | 0 | 0 | 0 | 0 | 0 | 0 | 0 | 0 | 0 | 0 | 0 | 0 | 0 | 0 | 0 | 0 | 0 | 0 | 0 | 0 | 0 | 0 | 0 | 0 | 0 | 0 | 0
PG&E GBA | Crow Creek | 60 | LDES |  |  | 0 | 0 | 0 | 0 | 0 | 0 | 0 | 0 | 0 | 0 | 0 | 0 | 0 | 0 | 0 | 0 | 0 | 0 | 0 | 0 | 0 | 0 | 0 | 0 | 0 | 0 | 0 | 0
PG&E GBA | Crows Landing | 60 | LDES |  |  | 0 | 0 | 0 | 0 | 0 | 0 | 0 | 0 | 0 | 0 | 0 | 0 | 0 | 0 | 0 | 0 | 0 | 0 | 0 | 0 | 0 | 0 | 0 | 0 | 0 | 0 | 0 | 0
PG&E GBA | Curtis | 115 | LDES |  |  | 0 | 0 | 0 | 0 | 0 | 0 | 0 | 0 | 0 | 0 | 0 | 0 | 0 | 0 | 0 | 0 | 0 | 0 | 0 | 0 | 0 | 0 | 0 | 0 | 0 | 0 | 0 | 0
PG&E FRESNO | Dairyland | 115 | LDES |  |  | 0 | 0 | 0 | 0 | 0 | 0 | 0 | 0 | 0 | 0 | 0 | 0 | 0 | 0 | 0 | 0 | 0 | 0 | 0 | 0 | 0 | 0 | 0 | 0 | 0 | 0 | 0 | 0
PG&E NGBA | Davis | 115 | LDES |  |  | 0 | 0 | 0 | 0 | 0 | 0 | 0 | 0 | 0 | 0 | 0 | 0 | 0 | 0 | 0 | 0 | 0 | 0 | 0 | 0 | 0 | 0 | 0 | 0 | 0 | 0 | 0 | 0
SCE Metro | Del Amo | 500 | LDES |  |  | 0 | 0 | 0 | 0 | 0 | 0 | 0 | 0 | 0 | 0 | 0 | 0 | 0 | 0 | 0 | 0 | 0 | 0 | 0 | 0 | 0 | 0 | 0 | 0 | 0 | 0 | 0 | 0
SCE Metro | Del Amo | 230 | LDES |  |  | 0 | 0 | 0 | 0 | 0 | 0 | 0 | 0 | 0 | 0 | 0 | 0 | 0 | 0 | 0 | 0 | 0 | 0 | 0 | 0 | 0 | 0 | 0 | 0 | 0 | 0 | 0 | 0
SCE Eastern | Delaney | 500 | LDES |  |  | 0 | 0 | 0 | 0 | 0 | 0 | 0 | 0 | 0 | 0 | 0 | 0 | 0 | 0 | 0 | 0 | 0 | 0 | 0 | 0 | 0 | 0 | 0 | 0 | 0 | 0 | 0 | 0
PG&E NGBA | Delevan | 230 | LDES |  | Mapped as Batteries or PSH | 1 | 0 | 0 | 0 | 0 | 0 | 0 | 0 | 0 | 0 | 0 | 0 | 0 | 70 | 0 | 70 | 0 | 0 | 0 | 70 | 0 | 70 | 70 | 0 | 70 | 70 | 0 | 70
PG&E GBA | Delta PP | 230 | LDES |  |  | 0 | 0 | 0 | 0 | 0 | 0 | 0 | 0 | 0 | 0 | 0 | 0 | 0 | 0 | 0 | 0 | 0 | 0 | 0 | 0 | 0 | 0 | 0 | 0 | 0 | 0 | 0 | 0
EOP | Desert View | 230 | LDES |  |  | 0 | 0 | 0 | 0 | 0 | 0 | 0 | 0 | 0 | 0 | 0 | 0 | 0 | 0 | 0 | 0 | 0 | 0 | 0 | 0 | 0 | 0 | 0 | 0 | 0 | 0 | 0 | 0
SCE Eastern | Devers | 230 | LDES |  |  | 0 | 0 | 0 | 0 | 0 | 0 | 0 | 0 | 0 | 0 | 0 | 0 | 0 | 0 | 0 | 0 | 0 | 0 | 0 | 0 | 0 | 0 | 0 | 0 | 0 | 0 | 0 | 0
SCE Eastern | Devers | 500 | LDES |  |  | 0 | 0 | 0 | 0 | 0 | 0 | 0 | 0 | 0 | 0 | 0 | 0 | 0 | 0 | 0 | 0 | 0 | 0 | 0 | 0 | 0 | 0 | 0 | 0 | 0 | 0 | 0 | 0
PG&E KERN | Diablo Canyon | 230 | LDES |  |  | 0 | 0 | 0 | 0 | 0 | 0 | 0 | 0 | 0 | 0 | 0 | 0 | 0 | 0 | 0 | 0 | 0 | 0 | 0 | 0 | 0 | 0 | 0 | 0 | 0 | 0 | 0 | 0
PG&E KERN | Diablo Canyon | 500 | LDES |  |  | 0 | 0 | 0 | 0 | 0 | 0 | 0 | 0 | 0 | 0 | 0 | 0 | 0 | 0 | 0 | 0 | 0 | 0 | 0 | 0 | 0 | 0 | 0 | 0 | 0 | 0 | 0 | 0
PG&E KERN | Divide | 115 | LDES |  |  | 0 | 0 | 0 | 0 | 0 | 0 | 0 | 0 | 0 | 0 | 0 | 0 | 0 | 0 | 0 | 0 | 0 | 0 | 0 | 0 | 0 | 0 | 0 | 0 | 0 | 0 | 0 | 0
PG&E GBA | Dixon Landing | 115 | LDES |  |  | 0 | 0 | 0 | 0 | 0 | 0 | 0 | 0 | 0 | 0 | 0 | 0 | 0 | 0 | 0 | 0 | 0 | 0 | 0 | 0 | 0 | 0 | 0 | 0 | 0 | 0 | 0 | 0
PG&E FRESNO | Dos Amigos | 230 | LDES |  |  | 0 | 0 | 0 | 0 | 0 | 0 | 0 | 0 | 0 | 0 | 0 | 0 | 0 | 0 | 0 | 0 | 0 | 0 | 0 | 0 | 0 | 0 | 0 | 0 | 0 | 0 | 0 | 0
PG&E NGBA | Drum | 115 | LDES |  |  | 0 | 0 | 0 | 0 | 0 | 0 | 0 | 0 | 0 | 0 | 0 | 0 | 0 | 0 | 0 | 0 | 0 | 0 | 0 | 0 | 0 | 0 | 0 | 0 | 0 | 0 | 0 | 0
PG&E GBA | Dumbarton | 115 | LDES |  |  | 0 | 0 | 0 | 0 | 0 | 0 | 0 | 0 | 0 | 0 | 0 | 0 | 0 | 0 | 0 | 0 | 0 | 0 | 0 | 0 | 0 | 0 | 0 | 0 | 0 | 0 | 0 | 0
SCE NOL | Dunn Siding | 115 | LDES |  |  | 0 | 0 | 0 | 0 | 0 | 0 | 0 | 0 | 0 | 0 | 0 | 0 | 0 | 0 | 0 | 0 | 0 | 0 | 0 | 0 | 0 | 0 | 0 | 0 | 0 | 0 | 0 | 0
SCE Eastern | Eagle Mountain | 230 | LDES |  |  | 0 | 0 | 0 | 0 | 0 | 0 | 0 | 0 | 0 | 0 | 0 | 0 | 0 | 0 | 0 | 0 | 0 | 0 | 0 | 0 | 0 | 0 | 0 | 0 | 0 | 0 | 0 | 0
PG&E NGBA | Eagle Rock (PGE) | 60 | LDES |  |  | 0 | 0 | 0 | 0 | 0 | 0 | 0 | 0 | 0 | 0 | 0 | 0 | 0 | 0 | 0 | 0 | 0 | 0 | 0 | 0 | 0 | 0 | 0 | 0 | 0 | 0 | 0 | 0
PG&E NGBA | Eagle Rock (PGE) | 115 | LDES |  |  | 0 | 0 | 0 | 0 | 0 | 0 | 0 | 0 | 0 | 0 | 0 | 0 | 0 | 0 | 0 | 0 | 0 | 0 | 0 | 0 | 0 | 0 | 0 | 0 | 0 | 0 | 0 | 0
SCE Metro | Eagle Rock (SCE) | 230 | LDES |  |  | 0 | 0 | 0 | 0 | 0 | 0 | 0 | 0 | 0 | 0 | 0 | 0 | 0 | 0 | 0 | 0 | 0 | 0 | 0 | 0 | 0 | 0 | 0 | 0 | 0 | 0 | 0 | 0
PG&E NGBA | East Marysville | 115 | LDES |  |  | 0 | 0 | 0 | 0 | 0 | 0 | 0 | 0 | 0 | 0 | 0 | 0 | 0 | 0 | 0 | 0 | 0 | 0 | 0 | 0 | 0 | 0 | 0 | 0 | 0 | 0 | 0 | 0
PG&E NGBA | East Nicolaus | 115 | LDES |  |  | 0 | 0 | 0 | 0 | 0 | 0 | 0 | 0 | 0 | 0 | 0 | 0 | 0 | 0 | 0 | 0 | 0 | 0 | 0 | 0 | 0 | 0 | 0 | 0 | 0 | 0 | 0 | 0
PG&E NGBA | East Nicolaus | 60 | LDES |  |  | 0 | 0 | 0 | 0 | 0 | 0 | 0 | 0 | 0 | 0 | 0 | 0 | 0 | 0 | 0 | 0 | 0 | 0 | 0 | 0 | 0 | 0 | 0 | 0 | 0 | 0 | 0 | 0
PG&E GBA | Eastshore | 115 | LDES |  |  | 0 | 0 | 0 | 0 | 0 | 0 | 0 | 0 | 0 | 0 | 0 | 0 | 0 | 0 | 0 | 0 | 0 | 0 | 0 | 0 | 0 | 0 | 0 | 0 | 0 | 0 | 0 | 0
PG&E GBA | Eastshore | 230 | LDES |  |  | 0 | 0 | 0 | 0 | 0 | 0 | 0 | 0 | 0 | 0 | 0 | 0 | 0 | 0 | 0 | 0 | 0 | 0 | 0 | 0 | 0 | 0 | 0 | 0 | 0 | 0 | 0 | 0
SDGE | ECO | 138 | LDES |  |  | 0 | 0 | 0 | 0 | 0 | 0 | 0 | 0 | 0 | 0 | 0 | 0 | 0 | 0 | 0 | 0 | 0 | 0 | 0 | 0 | 0 | 0 | 0 | 0 | 0 | 0 | 0 | 0
SDGE | ECO | 230 | LDES |  |  | 0 | 0 | 0 | 0 | 0 | 0 | 0 | 0 | 0 | 0 | 0 | 0 | 0 | 0 | 0 | 0 | 0 | 0 | 0 | 0 | 0 | 0 | 0 | 0 | 0 | 0 | 0 | 0
SDGE | ECO | 500 | LDES |  |  | 0 | 0 | 0 | 0 | 0 | 0 | 0 | 0 | 0 | 0 | 0 | 0 | 0 | 0 | 0 | 0 | 0 | 0 | 0 | 0 | 0 | 0 | 0 | 0 | 0 | 0 | 0 | 0
PG&E GBA | Edenvale | 115 | LDES |  |  | 0 | 0 | 0 | 0 | 0 | 0 | 0 | 0 | 0 | 0 | 0 | 0 | 0 | 0 | 0 | 0 | 0 | 0 | 0 | 0 | 0 | 0 | 0 | 0 | 0 | 0 | 0 | 0
PG&E GBA | Edes | 115 | LDES |  |  | 0 | 0 | 0 | 0 | 0 | 0 | 0 | 0 | 0 | 0 | 0 | 0 | 0 | 0 | 0 | 0 | 0 | 0 | 0 | 0 | 0 | 0 | 0 | 0 | 0 | 0 | 0 | 0
PG&E GBA | Eight Mile | 230 | LDES |  |  | 0 | 0 | 0 | 0 | 0 | 0 | 0 | 0 | 0 | 0 | 0 | 0 | 0 | 0 | 0 | 0 | 0 | 0 | 0 | 0 | 0 | 0 | 0 | 0 | 0 | 0 | 0 | 0
SDGE | El Cajon | 69 | LDES |  |  | 0 | 0 | 0 | 0 | 0 | 0 | 0 | 0 | 0 | 0 | 0 | 0 | 0 | 0 | 0 | 0 | 0 | 0 | 0 | 0 | 0 | 0 | 0 | 0 | 0 | 0 | 0 | 0
SCE Eastern | El Casco | 230 | LDES |  |  | 0 | 0 | 0 | 0 | 0 | 0 | 0 | 0 | 0 | 0 | 0 | 0 | 0 | 0 | 0 | 0 | 0 | 0 | 0 | 0 | 0 | 0 | 0 | 0 | 0 | 0 | 0 | 0
PG&E GBA | El Cerrito G | 115 | LDES |  |  | 0 | 0 | 0 | 0 | 0 | 0 | 0 | 0 | 0 | 0 | 0 | 0 | 0 | 0 | 0 | 0 | 0 | 0 | 0 | 0 | 0 | 0 | 0 | 0 | 0 | 0 | 0 | 0
PG&E NGBA | El Dorado PH | 115 | LDES |  |  | 0 | 0 | 0 | 0 | 0 | 0 | 0 | 0 | 0 | 0 | 0 | 0 | 0 | 0 | 0 | 0 | 0 | 0 | 0 | 0 | 0 | 0 | 0 | 0 | 0 | 0 | 0 | 0
PG&E FRESNO | El Nido (PGE) | 115 | LDES |  |  | 0 | 0 | 0 | 0 | 0 | 0 | 0 | 0 | 0 | 0 | 0 | 0 | 0 | 0 | 0 | 0 | 0 | 0 | 0 | 0 | 0 | 0 | 0 | 0 | 0 | 0 | 0 | 0
SCE Metro | El Nido (SCE) | 230 | LDES |  |  | 0 | 0 | 0 | 0 | 0 | 0 | 0 | 0 | 0 | 0 | 0 | 0 | 0 | 0 | 0 | 0 | 0 | 0 | 0 | 0 | 0 | 0 | 0 | 0 | 0 | 0 | 0 | 0
PG&E GBA | El Patio | 115 | LDES |  |  | 0 | 0 | 0 | 0 | 0 | 0 | 0 | 0 | 0 | 0 | 0 | 0 | 0 | 0 | 0 | 0 | 0 | 0 | 0 | 0 | 0 | 0 | 0 | 0 | 0 | 0 | 0 | 0
SCE Metro | El Segundo | 230 | LDES |  |  | 0 | 0 | 0 | 0 | 0 | 0 | 0 | 0 | 0 | 0 | 0 | 0 | 0 | 0 | 0 | 0 | 0 | 0 | 0 | 0 | 0 | 0 | 0 | 0 | 0 | 0 | 0 | 0
EOP | Eldorado | 230 | LDES |  |  | 0 | 0 | 0 | 0 | 0 | 0 | 0 | 0 | 0 | 0 | 0 | 0 | 0 | 0 | 0 | 0 | 0 | 0 | 0 | 0 | 0 | 0 | 0 | 0 | 0 | 0 | 0 | 0
EOP | Eldorado | 500 | LDES |  |  | 0 | 0 | 0 | 0 | 0 | 0 | 0 | 0 | 0 | 0 | 0 | 0 | 0 | 0 | 0 | 0 | 0 | 0 | 0 | 0 | 0 | 0 | 0 | 0 | 0 | 0 | 0 | 0
SCE Northern | Elizabeth Lake | 66 | LDES |  |  | 0 | 0 | 0 | 0 | 0 | 0 | 0 | 0 | 0 | 0 | 0 | 0 | 0 | 0 | 0 | 0 | 0 | 0 | 0 | 0 | 0 | 0 | 0 | 0 | 0 | 0 | 0 | 0
PG&E KERN | Elk Hills | 230 | LDES |  |  | 0 | 0 | 0 | 0 | 0 | 0 | 0 | 0 | 0 | 0 | 0 | 0 | 0 | 0 | 0 | 0 | 0 | 0 | 0 | 0 | 0 | 0 | 0 | 0 | 0 | 0 | 0 | 0
SDGE | Elliot | 69 | LDES |  |  | 0 | 0 | 0 | 0 | 0 | 0 | 0 | 0 | 0 | 0 | 0 | 0 | 0 | 0 | 0 | 0 | 0 | 0 | 0 | 0 | 0 | 0 | 0 | 0 | 0 | 0 | 0 | 0
SCE Metro | Ellis | 230 | LDES |  |  | 0 | 0 | 0 | 0 | 0 | 0 | 0 | 0 | 0 | 0 | 0 | 0 | 0 | 0 | 0 | 0 | 0 | 0 | 0 | 0 | 0 | 0 | 0 | 0 | 0 | 0 | 0 | 0
SDGE | Encina | 138 | LDES |  |  | 0 | 0 | 0 | 0 | 0 | 0 | 0 | 0 | 0 | 0 | 0 | 0 | 0 | 0 | 0 | 0 | 0 | 0 | 0 | 0 | 0 | 0 | 0 | 0 | 0 | 0 | 0 | 0
SDGE | Encina | 230 | LDES |  |  | 0 | 0 | 0 | 0 | 0 | 0 | 0 | 0 | 0 | 0 | 0 | 0 | 0 | 0 | 0 | 0 | 0 | 0 | 0 | 0 | 0 | 0 | 0 | 0 | 0 | 0 | 0 | 0
SDGE | Escondido | 230 | LDES |  |  | 0 | 0 | 0 | 0 | 0 | 0 | 0 | 0 | 0 | 0 | 0 | 0 | 0 | 0 | 0 | 0 | 0 | 0 | 0 | 0 | 0 | 0 | 0 | 0 | 0 | 0 | 0 | 0
SDGE | Escondido | 69 | LDES |  |  | 0 | 0 | 0 | 0 | 0 | 0 | 0 | 0 | 0 | 0 | 0 | 0 | 0 | 0 | 0 | 0 | 0 | 0 | 0 | 0 | 0 | 0 | 0 | 0 | 0 | 0 | 0 | 0
PG&E KERN | Estrella | 230 | LDES |  |  | 0 | 0 | 0 | 0 | 0 | 0 | 0 | 0 | 0 | 0 | 0 | 0 | 0 | 0 | 0 | 0 | 0 | 0 | 0 | 0 | 0 | 0 | 0 | 0 | 0 | 0 | 0 | 0
SCE Eastern | Etiwanda | 230 | LDES |  |  | 0 | 0 | 0 | 0 | 0 | 0 | 0 | 0 | 0 | 0 | 0 | 0 | 0 | 0 | 0 | 0 | 0 | 0 | 0 | 0 | 0 | 0 | 0 | 0 | 0 | 0 | 0 | 0
PG&E GBA | Evergreen | 115 | LDES |  |  | 0 | 0 | 0 | 0 | 0 | 0 | 0 | 0 | 0 | 0 | 0 | 0 | 0 | 0 | 0 | 0 | 0 | 0 | 0 | 0 | 0 | 0 | 0 | 0 | 0 | 0 | 0 | 0
PG&E GBA | Evergreen | 60 | LDES |  |  | 0 | 0 | 0 | 0 | 0 | 0 | 0 | 0 | 0 | 0 | 0 | 0 | 0 | 0 | 0 | 0 | 0 | 0 | 0 | 0 | 0 | 0 | 0 | 0 | 0 | 0 | 0 | 0
PG&E FRESNO | Excelsior | 115 | LDES |  |  | 0 | 0 | 0 | 0 | 0 | 0 | 0 | 0 | 0 | 0 | 0 | 0 | 0 | 0 | 0 | 0 | 0 | 0 | 0 | 0 | 0 | 0 | 0 | 0 | 0 | 0 | 0 | 0
PG&E FRESNO | Exchequer | 115 | LDES |  |  | 0 | 0 | 0 | 0 | 0 | 0 | 0 | 0 | 0 | 0 | 0 | 0 | 0 | 0 | 0 | 0 | 0 | 0 | 0 | 0 | 0 | 0 | 0 | 0 | 0 | 0 | 0 | 0
PG&E KERN | Fairway | 115 | LDES |  |  | 0 | 0 | 0 | 0 | 0 | 0 | 0 | 0 | 0 | 0 | 0 | 0 | 0 | 0 | 0 | 0 | 0 | 0 | 0 | 0 | 0 | 0 | 0 | 0 | 0 | 0 | 0 | 0
PG&E KERN | Famoso | 115 | LDES |  |  | 0 | 0 | 0 | 0 | 0 | 0 | 0 | 0 | 0 | 0 | 0 | 0 | 0 | 0 | 0 | 0 | 0 | 0 | 0 | 0 | 0 | 0 | 0 | 0 | 0 | 0 | 0 | 0
PG&E NGBA | Fern Road | 500 | LDES |  |  | 0 | 0 | 0 | 0 | 0 | 0 | 0 | 0 | 0 | 0 | 0 | 0 | 0 | 0 | 0 | 0 | 0 | 0 | 0 | 0 | 0 | 0 | 0 | 0 | 0 | 0 | 0 | 0
PG&E GBA | Fibreboard (SPI Sonora) | 115 | LDES |  |  | 0 | 0 | 0 | 0 | 0 | 0 | 0 | 0 | 0 | 0 | 0 | 0 | 0 | 0 | 0 | 0 | 0 | 0 | 0 | 0 | 0 | 0 | 0 | 0 | 0 | 0 | 0 | 0
PG&E FRESNO | Figarden | 230 | LDES |  |  | 0 | 0 | 0 | 0 | 0 | 0 | 0 | 0 | 0 | 0 | 0 | 0 | 0 | 0 | 0 | 0 | 0 | 0 | 0 | 0 | 0 | 0 | 0 | 0 | 0 | 0 | 0 | 0
PG&E FRESNO | Fink | 230 | LDES |  |  | 0 | 0 | 0 | 0 | 0 | 0 | 0 | 0 | 0 | 0 | 0 | 0 | 0 | 0 | 0 | 0 | 0 | 0 | 0 | 0 | 0 | 0 | 0 | 0 | 0 | 0 | 0 | 0
PG&E NGBA | Fitch Mountain | 60 | LDES |  |  | 0 | 0 | 0 | 0 | 0 | 0 | 0 | 0 | 0 | 0 | 0 | 0 | 0 | 0 | 0 | 0 | 0 | 0 | 0 | 0 | 0 | 0 | 0 | 0 | 0 | 0 | 0 | 0
PG&E GBA | FMC | 115 | LDES |  |  | 0 | 0 | 0 | 0 | 0 | 0 | 0 | 0 | 0 | 0 | 0 | 0 | 0 | 0 | 0 | 0 | 0 | 0 | 0 | 0 | 0 | 0 | 0 | 0 | 0 | 0 | 0 | 0
PG&E GBA | Fremont | 115 | LDES |  |  | 0 | 0 | 0 | 0 | 0 | 0 | 0 | 0 | 0 | 0 | 0 | 0 | 0 | 0 | 0 | 0 | 0 | 0 | 0 | 0 | 0 | 0 | 0 | 0 | 0 | 0 | 0 | 0
PG&E GBA | French Camp | 60 | LDES |  |  | 0 | 0 | 0 | 0 | 0 | 0 | 0 | 0 | 0 | 0 | 0 | 0 | 0 | 0 | 0 | 0 | 0 | 0 | 0 | 0 | 0 | 0 | 0 | 0 | 0 | 0 | 0 | 0
PG&E GBA | Frogtown | 115 | LDES |  |  | 0 | 0 | 0 | 0 | 0 | 0 | 0 | 0 | 0 | 0 | 0 | 0 | 0 | 0 | 0 | 0 | 0 | 0 | 0 | 0 | 0 | 0 | 0 | 0 | 0 | 0 | 0 | 0
PG&E NGBA | Fulton | 115 | LDES |  |  | 0 | 0 | 0 | 0 | 0 | 0 | 0 | 0 | 0 | 0 | 0 | 0 | 0 | 0 | 0 | 0 | 0 | 0 | 0 | 0 | 0 | 0 | 0 | 0 | 0 | 0 | 0 | 0
PG&E NGBA | Fulton | 230 | LDES |  |  | 0 | 0 | 0 | 0 | 0 | 0 | 0 | 0 | 0 | 0 | 0 | 0 | 0 | 0 | 0 | 0 | 0 | 0 | 0 | 0 | 0 | 0 | 0 | 0 | 0 | 0 | 0 | 0
PG&E NGBA | Fulton | 60 | LDES |  |  | 0 | 0 | 0 | 0 | 0 | 0 | 0 | 0 | 0 | 0 | 0 | 0 | 0 | 0 | 0 | 0 | 0 | 0 | 0 | 0 | 0 | 0 | 0 | 0 | 0 | 0 | 0 | 0
PG&E KERN | Ganso | 115 | LDES |  |  | 0 | 0 | 0 | 0 | 0 | 0 | 0 | 0 | 0 | 0 | 0 | 0 | 0 | 0 | 0 | 0 | 0 | 0 | 0 | 0 | 0 | 0 | 0 | 0 | 0 | 0 | 0 | 0
PG&E FRESNO | Gates | 230 | LDES |  | Mapped as Batteries | 1 | 0 | 0 | 0 | 0 | 0 | 0 | 0 | 0 | 0 | 0 | 0 | 0 | 100 | 0 | 100 | 0 | 0 | 0 | 100 | 0 | 100 | 100 | 0 | 100 | 100 | 0 | 100
PG&E FRESNO | Gates | 500 | LDES |  |  | 0 | 0 | 0 | 0 | 0 | 0 | 0 | 0 | 0 | 0 | 0 | 0 | 0 | 0 | 0 | 0 | 0 | 0 | 0 | 0 | 0 | 0 | 0 | 0 | 0 | 0 | 0 | 0
PG&E NGBA | Geysers 12 | 230 | LDES |  |  | 0 | 0 | 0 | 0 | 0 | 0 | 0 | 0 | 0 | 0 | 0 | 0 | 0 | 0 | 0 | 0 | 0 | 0 | 0 | 0 | 0 | 0 | 0 | 0 | 0 | 0 | 0 | 0
PG&E NGBA | Geysers 17 | 230 | LDES |  |  | 0 | 0 | 0 | 0 | 0 | 0 | 0 | 0 | 0 | 0 | 0 | 0 | 0 | 0 | 0 | 0 | 0 | 0 | 0 | 0 | 0 | 0 | 0 | 0 | 0 | 0 | 0 | 0
PG&E NGBA | Geysers 3 | 115 | LDES |  |  | 0 | 0 | 0 | 0 | 0 | 0 | 0 | 0 | 0 | 0 | 0 | 0 | 0 | 0 | 0 | 0 | 0 | 0 | 0 | 0 | 0 | 0 | 0 | 0 | 0 | 0 | 0 | 0
PG&E NGBA | Glenn | 230 | LDES |  |  | 0 | 0 | 0 | 0 | 0 | 0 | 0 | 0 | 0 | 0 | 0 | 0 | 0 | 0 | 0 | 0 | 0 | 0 | 0 | 0 | 0 | 0 | 0 | 0 | 0 | 0 | 0 | 0
PG&E NGBA | Glenn | 60 | LDES |  |  | 0 | 0 | 0 | 0 | 0 | 0 | 0 | 0 | 0 | 0 | 0 | 0 | 0 | 0 | 0 | 0 | 0 | 0 | 0 | 0 | 0 | 0 | 0 | 0 | 0 | 0 | 0 | 0
PG&E NGBA | Gold Hill | 115 | LDES |  |  | 0 | 0 | 0 | 0 | 0 | 0 | 0 | 0 | 0 | 0 | 0 | 0 | 0 | 0 | 0 | 0 | 0 | 0 | 0 | 0 | 0 | 0 | 0 | 0 | 0 | 0 | 0 | 0
PG&E NGBA | Gold Hill | 230 | LDES |  |  | 0 | 0 | 0 | 0 | 0 | 0 | 0 | 0 | 0 | 0 | 0 | 0 | 0 | 0 | 0 | 0 | 0 | 0 | 0 | 0 | 0 | 0 | 0 | 0 | 0 | 0 | 0 | 0
SCE Northern | Goleta | 230 | LDES |  |  | 0 | 0 | 0 | 0 | 0 | 0 | 0 | 0 | 0 | 0 | 0 | 0 | 0 | 0 | 0 | 0 | 0 | 0 | 0 | 0 | 0 | 0 | 0 | 0 | 0 | 0 | 0 | 0
SCE Metro | Goodrich | 230 | LDES |  |  | 0 | 0 | 0 | 0 | 0 | 0 | 0 | 0 | 0 | 0 | 0 | 0 | 0 | 0 | 0 | 0 | 0 | 0 | 0 | 0 | 0 | 0 | 0 | 0 | 0 | 0 | 0 | 0
PG&E KERN | Goose Lake | 115 | LDES |  |  | 0 | 0 | 0 | 0 | 0 | 0 | 0 | 0 | 0 | 0 | 0 | 0 | 0 | 0 | 0 | 0 | 0 | 0 | 0 | 0 | 0 | 0 | 0 | 0 | 0 | 0 | 0 | 0
SCE Metro | Gould | 230 | LDES |  |  | 0 | 0 | 0 | 0 | 0 | 0 | 0 | 0 | 0 | 0 | 0 | 0 | 0 | 0 | 0 | 0 | 0 | 0 | 0 | 0 | 0 | 0 | 0 | 0 | 0 | 0 | 0 | 0
PG&E NGBA | Grand Island | 115 | LDES |  |  | 0 | 0 | 0 | 0 | 0 | 0 | 0 | 0 | 0 | 0 | 0 | 0 | 0 | 0 | 0 | 0 | 0 | 0 | 0 | 0 | 0 | 0 | 0 | 0 | 0 | 0 | 0 | 0
SDGE | Granite | 69 | LDES |  |  | 0 | 0 | 0 | 0 | 0 | 0 | 0 | 0 | 0 | 0 | 0 | 0 | 0 | 0 | 0 | 0 | 0 | 0 | 0 | 0 | 0 | 0 | 0 | 0 | 0 | 0 | 0 | 0
PG&E GBA | Grant | 115 | LDES |  |  | 0 | 0 | 0 | 0 | 0 | 0 | 0 | 0 | 0 | 0 | 0 | 0 | 0 | 0 | 0 | 0 | 0 | 0 | 0 | 0 | 0 | 0 | 0 | 0 | 0 | 0 | 0 | 0
PG&E GBA | Green Valley | 115 | LDES |  |  | 0 | 0 | 0 | 0 | 0 | 0 | 0 | 0 | 0 | 0 | 0 | 0 | 0 | 0 | 0 | 0 | 0 | 0 | 0 | 0 | 0 | 0 | 0 | 0 | 0 | 0 | 0 | 0
PG&E NGBA | Greenleaf 1 | 115 | LDES |  |  | 0 | 0 | 0 | 0 | 0 | 0 | 0 | 0 | 0 | 0 | 0 | 0 | 0 | 0 | 0 | 0 | 0 | 0 | 0 | 0 | 0 | 0 | 0 | 0 | 0 | 0 | 0 | 0
PG&E FRESNO | Gregg | 230 | LDES |  | Mapped as PSH | 1 | 0 | 0 | 0 | 0 | 0 | 0 | 0 | 0 | 0 | 0 | 0 | 0 | 140 | 0 | 140 | 0 | 0 | 0 | 140 | 0 | 140 | 140 | 0 | 140 | 140 | 0 | 140
PG&E FRESNO | Grimmway-Malaga | 115 | LDES |  |  | 0 | 0 | 0 | 0 | 0 | 0 | 0 | 0 | 0 | 0 | 0 | 0 | 0 | 0 | 0 | 0 | 0 | 0 | 0 | 0 | 0 | 0 | 0 | 0 | 0 | 0 | 0 | 0
PG&E NGBA | Grizzly | 230 | LDES |  |  | 0 | 0 | 0 | 0 | 0 | 0 | 0 | 0 | 0 | 0 | 0 | 0 | 0 | 0 | 0 | 0 | 0 | 0 | 0 | 0 | 0 | 0 | 0 | 0 | 0 | 0 | 0 | 0
PG&E FRESNO | Guernsey | 70 | LDES |  |  | 0 | 0 | 0 | 0 | 0 | 0 | 0 | 0 | 0 | 0 | 0 | 0 | 0 | 0 | 0 | 0 | 0 | 0 | 0 | 0 | 0 | 0 | 0 | 0 | 0 | 0 | 0 | 0
PG&E FRESNO | GWF Hanford | 115 | LDES |  |  | 0 | 0 | 0 | 0 | 0 | 0 | 0 | 0 | 0 | 0 | 0 | 0 | 0 | 0 | 0 | 0 | 0 | 0 | 0 | 0 | 0 | 0 | 0 | 0 | 0 | 0 | 0 | 0
PG&E FRESNO | Haas | 230 | LDES |  |  | 0 | 0 | 0 | 0 | 0 | 0 | 0 | 0 | 0 | 0 | 0 | 0 | 0 | 0 | 0 | 0 | 0 | 0 | 0 | 0 | 0 | 0 | 0 | 0 | 0 | 0 | 0 | 0
PG&E FRESNO | Hammonds | 115 | LDES |  |  | 0 | 0 | 0 | 0 | 0 | 0 | 0 | 0 | 0 | 0 | 0 | 0 | 0 | 0 | 0 | 0 | 0 | 0 | 0 | 0 | 0 | 0 | 0 | 0 | 0 | 0 | 0 | 0
SCE Metro | HarborGen | 230 | LDES |  |  | 0 | 0 | 0 | 0 | 0 | 0 | 0 | 0 | 0 | 0 | 0 | 0 | 0 | 0 | 0 | 0 | 0 | 0 | 0 | 0 | 0 | 0 | 0 | 0 | 0 | 0 | 0 | 0
PG&E NGBA | Harris | 60 | LDES |  |  | 0 | 0 | 0 | 0 | 0 | 0 | 0 | 0 | 0 | 0 | 0 | 0 | 0 | 0 | 0 | 0 | 0 | 0 | 0 | 0 | 0 | 0 | 0 | 0 | 0 | 0 | 0 | 0
EOP | Harry Allen | 500 | LDES |  |  | 0 | 0 | 0 | 0 | 0 | 0 | 0 | 0 | 0 | 0 | 0 | 0 | 0 | 0 | 0 | 0 | 0 | 0 | 0 | 0 | 0 | 0 | 0 | 0 | 0 | 0 | 0 | 0
PG&E NGBA | Hartley | 60 | LDES |  |  | 0 | 0 | 0 | 0 | 0 | 0 | 0 | 0 | 0 | 0 | 0 | 0 | 0 | 0 | 0 | 0 | 0 | 0 | 0 | 0 | 0 | 0 | 0 | 0 | 0 | 0 | 0 | 0
SCE NOL | Harvard | 115 | LDES |  |  | 0 | 0 | 0 | 0 | 0 | 0 | 0 | 0 | 0 | 0 | 0 | 0 | 0 | 0 | 0 | 0 | 0 | 0 | 0 | 0 | 0 | 0 | 0 | 0 | 0 | 0 | 0 | 0
SDGE | Hassayampa | 500 | LDES |  |  | 0 | 0 | 0 | 0 | 0 | 0 | 0 | 0 | 0 | 0 | 0 | 0 | 0 | 0 | 0 | 0 | 0 | 0 | 0 | 0 | 0 | 0 | 0 | 0 | 0 | 0 | 0 | 0
PG&E FRESNO | Helm | 230 | LDES |  |  | 0 | 0 | 0 | 0 | 0 | 0 | 0 | 0 | 0 | 0 | 0 | 0 | 0 | 0 | 0 | 0 | 0 | 0 | 0 | 0 | 0 | 0 | 0 | 0 | 0 | 0 | 0 | 0
PG&E FRESNO | Helm | 70 | LDES |  |  | 0 | 0 | 0 | 0 | 0 | 0 | 0 | 0 | 0 | 0 | 0 | 0 | 0 | 0 | 0 | 0 | 0 | 0 | 0 | 0 | 0 | 0 | 0 | 0 | 0 | 0 | 0 | 0
PG&E FRESNO | Henrietta | 115 | LDES |  |  | 0 | 0 | 0 | 0 | 0 | 0 | 0 | 0 | 0 | 0 | 0 | 0 | 0 | 0 | 0 | 0 | 0 | 0 | 0 | 0 | 0 | 0 | 0 | 0 | 0 | 0 | 0 | 0
PG&E FRESNO | Henrietta | 230 | LDES |  |  | 0 | 0 | 0 | 0 | 0 | 0 | 0 | 0 | 0 | 0 | 0 | 0 | 0 | 0 | 0 | 0 | 0 | 0 | 0 | 0 | 0 | 0 | 0 | 0 | 0 | 0 | 0 | 0
PG&E FRESNO | Henrietta | 70 | LDES |  |  | 0 | 0 | 0 | 0 | 0 | 0 | 0 | 0 | 0 | 0 | 0 | 0 | 0 | 0 | 0 | 0 | 0 | 0 | 0 | 0 | 0 | 0 | 0 | 0 | 0 | 0 | 0 | 0
PG&E FRESNO | Herndon | 115 | LDES |  |  | 0 | 0 | 0 | 0 | 0 | 0 | 0 | 0 | 0 | 0 | 0 | 0 | 0 | 0 | 0 | 0 | 0 | 0 | 0 | 0 | 0 | 0 | 0 | 0 | 0 | 0 | 0 | 0
PG&E FRESNO | Herndon | 230 | LDES |  |  | 0 | 0 | 0 | 0 | 0 | 0 | 0 | 0 | 0 | 0 | 0 | 0 | 0 | 0 | 0 | 0 | 0 | 0 | 0 | 0 | 0 | 0 | 0 | 0 | 0 | 0 | 0 | 0
PG&E GBA | Hicks | 230 | LDES |  |  | 0 | 0 | 0 | 0 | 0 | 0 | 0 | 0 | 0 | 0 | 0 | 0 | 0 | 0 | 0 | 0 | 0 | 0 | 0 | 0 | 0 | 0 | 0 | 0 | 0 | 0 | 0 | 0
PG&E NGBA | Higgins | 115 | LDES |  |  | 0 | 0 | 0 | 0 | 0 | 0 | 0 | 0 | 0 | 0 | 0 | 0 | 0 | 0 | 0 | 0 | 0 | 0 | 0 | 0 | 0 | 0 | 0 | 0 | 0 | 0 | 0 | 0
PG&E NGBA | Hilltop | 345 | LDES |  |  | 0 | 0 | 0 | 0 | 0 | 0 | 0 | 0 | 0 | 0 | 0 | 0 | 0 | 0 | 0 | 0 | 0 | 0 | 0 | 0 | 0 | 0 | 0 | 0 | 0 | 0 | 0 | 0
SCE Metro | Hinson | 230 | LDES |  |  | 0 | 0 | 0 | 0 | 0 | 0 | 0 | 0 | 0 | 0 | 0 | 0 | 0 | 0 | 0 | 0 | 0 | 0 | 0 | 0 | 0 | 0 | 0 | 0 | 0 | 0 | 0 | 0
PG&E GBA | Hollister | 115 | LDES |  |  | 0 | 0 | 0 | 0 | 0 | 0 | 0 | 0 | 0 | 0 | 0 | 0 | 0 | 0 | 0 | 0 | 0 | 0 | 0 | 0 | 0 | 0 | 0 | 0 | 0 | 0 | 0 | 0
PG&E NGBA | Homestake | 115 | LDES |  |  | 0 | 0 | 0 | 0 | 0 | 0 | 0 | 0 | 0 | 0 | 0 | 0 | 0 | 0 | 0 | 0 | 0 | 0 | 0 | 0 | 0 | 0 | 0 | 0 | 0 | 0 | 0 | 0
PG&E NGBA | Honcut | 115 | LDES |  |  | 0 | 0 | 0 | 0 | 0 | 0 | 0 | 0 | 0 | 0 | 0 | 0 | 0 | 0 | 0 | 0 | 0 | 0 | 0 | 0 | 0 | 0 | 0 | 0 | 0 | 0 | 0 | 0
SDGE | Hoodoo Wash | 500 | LDES |  |  | 0 | 0 | 0 | 0 | 0 | 0 | 0 | 0 | 0 | 0 | 0 | 0 | 0 | 0 | 0 | 0 | 0 | 0 | 0 | 0 | 0 | 0 | 0 | 0 | 0 | 0 | 0 | 0
PG&E NGBA | Hopland | 115 | LDES |  |  | 0 | 0 | 0 | 0 | 0 | 0 | 0 | 0 | 0 | 0 | 0 | 0 | 0 | 0 | 0 | 0 | 0 | 0 | 0 | 0 | 0 | 0 | 0 | 0 | 0 | 0 | 0 | 0
PG&E NGBA | Hopland | 60 | LDES |  |  | 0 | 0 | 0 | 0 | 0 | 0 | 0 | 0 | 0 | 0 | 0 | 0 | 0 | 0 | 0 | 0 | 0 | 0 | 0 | 0 | 0 | 0 | 0 | 0 | 0 | 0 | 0 | 0
PG&E NGBA | Humboldt | 115 | LDES |  |  | 0 | 0 | 0 | 0 | 0 | 0 | 0 | 0 | 0 | 0 | 0 | 0 | 0 | 0 | 0 | 0 | 0 | 0 | 0 | 0 | 0 | 0 | 0 | 0 | 0 | 0 | 0 | 0
PG&E NGBA | Humboldt | 60 | LDES |  |  | 0 | 0 | 0 | 0 | 0 | 0 | 0 | 0 | 0 | 0 | 0 | 0 | 0 | 0 | 0 | 0 | 0 | 0 | 0 | 0 | 0 | 0 | 0 | 0 | 0 | 0 | 0 | 0
PG&E NGBA | Humboldt | 500 | LDES |  |  | 0 | 0 | 0 | 0 | 0 | 0 | 0 | 0 | 0 | 0 | 0 | 0 | 0 | 0 | 0 | 0 | 0 | 0 | 0 | 0 | 0 | 0 | 0 | 0 | 0 | 0 | 0 | 0
SCE Metro | Huntington Beach | 230 | LDES |  |  | 0 | 0 | 0 | 0 | 0 | 0 | 0 | 0 | 0 | 0 | 0 | 0 | 0 | 0 | 0 | 0 | 0 | 0 | 0 | 0 | 0 | 0 | 0 | 0 | 0 | 0 | 0 | 0
PG&E NGBA | Ignacio | 115 | LDES |  |  | 0 | 0 | 0 | 0 | 0 | 0 | 0 | 0 | 0 | 0 | 0 | 0 | 0 | 0 | 0 | 0 | 0 | 0 | 0 | 0 | 0 | 0 | 0 | 0 | 0 | 0 | 0 | 0
PG&E NGBA | Ignacio | 230 | LDES |  |  | 0 | 0 | 0 | 0 | 0 | 0 | 0 | 0 | 0 | 0 | 0 | 0 | 0 | 0 | 0 | 0 | 0 | 0 | 0 | 0 | 0 | 0 | 0 | 0 | 0 | 0 | 0 | 0
PG&E NGBA | Ignacio | 60 | LDES |  |  | 0 | 0 | 0 | 0 | 0 | 0 | 0 | 0 | 0 | 0 | 0 | 0 | 0 | 0 | 0 | 0 | 0 | 0 | 0 | 0 | 0 | 0 | 0 | 0 | 0 | 0 | 0 | 0
SDGE | Imperial Beach | 69 | LDES |  |  | 0 | 0 | 0 | 0 | 0 | 0 | 0 | 0 | 0 | 0 | 0 | 0 | 0 | 0 | 0 | 0 | 0 | 0 | 0 | 0 | 0 | 0 | 0 | 0 | 0 | 0 | 0 | 0
SDGE | Imperial Valley | 230 | LDES |  |  | 0 | 0 | 0 | 0 | 0 | 0 | 0 | 0 | 0 | 0 | 0 | 0 | 0 | 0 | 0 | 0 | 0 | 0 | 0 | 0 | 0 | 0 | 0 | 0 | 0 | 0 | 0 | 0
SDGE | Imperial Valley | 500 | LDES |  |  | 0 | 0 | 0 | 0 | 0 | 0 | 0 | 0 | 0 | 0 | 0 | 0 | 0 | 0 | 0 | 0 | 0 | 0 | 0 | 0 | 0 | 0 | 0 | 0 | 0 | 0 | 0 | 0
EOP | Innovation | 138 | LDES |  |  | 0 | 0 | 0 | 0 | 0 | 0 | 0 | 0 | 0 | 0 | 0 | 0 | 0 | 0 | 0 | 0 | 0 | 0 | 0 | 0 | 0 | 0 | 0 | 0 | 0 | 0 | 0 | 0
EOP | Innovation | 230 | LDES |  |  | 0 | 0 | 0 | 0 | 0 | 0 | 0 | 0 | 0 | 0 | 0 | 0 | 0 | 0 | 0 | 0 | 0 | 0 | 0 | 0 | 0 | 0 | 0 | 0 | 0 | 0 | 0 | 0
SCE NOL | Inyokern | 115 | LDES |  |  | 0 | 0 | 0 | 0 | 0 | 0 | 0 | 0 | 0 | 0 | 0 | 0 | 0 | 0 | 0 | 0 | 0 | 0 | 0 | 0 | 0 | 0 | 0 | 0 | 0 | 0 | 0 | 0
EOP | IS Tap | 138 | LDES |  |  | 0 | 0 | 0 | 0 | 0 | 0 | 0 | 0 | 0 | 0 | 0 | 0 | 0 | 0 | 0 | 0 | 0 | 0 | 0 | 0 | 0 | 0 | 0 | 0 | 0 | 0 | 0 | 0
EOP | Ivanpah | 115 | LDES |  |  | 0 | 0 | 0 | 0 | 0 | 0 | 0 | 0 | 0 | 0 | 0 | 0 | 0 | 0 | 0 | 0 | 0 | 0 | 0 | 0 | 0 | 0 | 0 | 0 | 0 | 0 | 0 | 0
EOP | Ivanpah | 230 | LDES |  |  | 0 | 0 | 0 | 0 | 0 | 0 | 0 | 0 | 0 | 0 | 0 | 0 | 0 | 0 | 0 | 0 | 0 | 0 | 0 | 0 | 0 | 0 | 0 | 0 | 0 | 0 | 0 | 0
EOP | Jackass (DOE) | 138 | LDES |  |  | 0 | 0 | 0 | 0 | 0 | 0 | 0 | 0 | 0 | 0 | 0 | 0 | 0 | 0 | 0 | 0 | 0 | 0 | 0 | 0 | 0 | 0 | 0 | 0 | 0 | 0 | 0 | 0
PG&E NGBA | James B Black | 230 | LDES |  |  | 0 | 0 | 0 | 0 | 0 | 0 | 0 | 0 | 0 | 0 | 0 | 0 | 0 | 0 | 0 | 0 | 0 | 0 | 0 | 0 | 0 | 0 | 0 | 0 | 0 | 0 | 0 | 0
PG&E GBA | Jefferson | 230 | LDES |  |  | 0 | 0 | 0 | 0 | 0 | 0 | 0 | 0 | 0 | 0 | 0 | 0 | 0 | 0 | 0 | 0 | 0 | 0 | 0 | 0 | 0 | 0 | 0 | 0 | 0 | 0 | 0 | 0
PG&E NGBA | Jessup | 115 | LDES |  |  | 0 | 0 | 0 | 0 | 0 | 0 | 0 | 0 | 0 | 0 | 0 | 0 | 0 | 0 | 0 | 0 | 0 | 0 | 0 | 0 | 0 | 0 | 0 | 0 | 0 | 0 | 0 | 0
SCE Metro | Johanna | 230 | LDES |  |  | 0 | 0 | 0 | 0 | 0 | 0 | 0 | 0 | 0 | 0 | 0 | 0 | 0 | 0 | 0 | 0 | 0 | 0 | 0 | 0 | 0 | 0 | 0 | 0 | 0 | 0 | 0 | 0
SCE Eastern | Julian Hinds | 230 | LDES |  |  | 0 | 0 | 0 | 0 | 0 | 0 | 0 | 0 | 0 | 0 | 0 | 0 | 0 | 0 | 0 | 0 | 0 | 0 | 0 | 0 | 0 | 0 | 0 | 0 | 0 | 0 | 0 | 0
PG&E GBA | Kasson | 115 | LDES |  |  | 0 | 0 | 0 | 0 | 0 | 0 | 0 | 0 | 0 | 0 | 0 | 0 | 0 | 0 | 0 | 0 | 0 | 0 | 0 | 0 | 0 | 0 | 0 | 0 | 0 | 0 | 0 | 0
PG&E GBA | Kasson | 60 | LDES |  |  | 0 | 0 | 0 | 0 | 0 | 0 | 0 | 0 | 0 | 0 | 0 | 0 | 0 | 0 | 0 | 0 | 0 | 0 | 0 | 0 | 0 | 0 | 0 | 0 | 0 | 0 | 0 | 0
PG&E FRESNO | Kearney | 230 | LDES |  |  | 0 | 0 | 0 | 0 | 0 | 0 | 0 | 0 | 0 | 0 | 0 | 0 | 0 | 0 | 0 | 0 | 0 | 0 | 0 | 0 | 0 | 0 | 0 | 0 | 0 | 0 | 0 | 0
PG&E FRESNO | Kearney | 70 | LDES |  |  | 0 | 0 | 0 | 0 | 0 | 0 | 0 | 0 | 0 | 0 | 0 | 0 | 0 | 0 | 0 | 0 | 0 | 0 | 0 | 0 | 0 | 0 | 0 | 0 | 0 | 0 | 0 | 0
PG&E GBA | Kelso | 230 | LDES |  |  | 0 | 0 | 0 | 0 | 0 | 0 | 0 | 0 | 0 | 0 | 0 | 0 | 0 | 0 | 0 | 0 | 0 | 0 | 0 | 0 | 0 | 0 | 0 | 0 | 0 | 0 | 0 | 0
PG&E FRESNO | Kerchoff 1 | 115 | LDES |  |  | 0 | 0 | 0 | 0 | 0 | 0 | 0 | 0 | 0 | 0 | 0 | 0 | 0 | 0 | 0 | 0 | 0 | 0 | 0 | 0 | 0 | 0 | 0 | 0 | 0 | 0 | 0 | 0
PG&E KERN | Kern Oil | 115 | LDES |  |  | 0 | 0 | 0 | 0 | 0 | 0 | 0 | 0 | 0 | 0 | 0 | 0 | 0 | 0 | 0 | 0 | 0 | 0 | 0 | 0 | 0 | 0 | 0 | 0 | 0 | 0 | 0 | 0
PG&E KERN | Kern PP | 115 | LDES |  |  | 0 | 0 | 0 | 0 | 0 | 0 | 0 | 0 | 0 | 0 | 0 | 0 | 0 | 0 | 0 | 0 | 0 | 0 | 0 | 0 | 0 | 0 | 0 | 0 | 0 | 0 | 0 | 0
PG&E KERN | Kern PP | 230 | LDES |  |  | 0 | 0 | 0 | 0 | 0 | 0 | 0 | 0 | 0 | 0 | 0 | 0 | 0 | 0 | 0 | 0 | 0 | 0 | 0 | 0 | 0 | 0 | 0 | 0 | 0 | 0 | 0 | 0
PG&E KERN | Kern PP | 70 | LDES |  |  | 0 | 0 | 0 | 0 | 0 | 0 | 0 | 0 | 0 | 0 | 0 | 0 | 0 | 0 | 0 | 0 | 0 | 0 | 0 | 0 | 0 | 0 | 0 | 0 | 0 | 0 | 0 | 0
PG&E KERN | Kernridge | 115 | LDES |  |  | 0 | 0 | 0 | 0 | 0 | 0 | 0 | 0 | 0 | 0 | 0 | 0 | 0 | 0 | 0 | 0 | 0 | 0 | 0 | 0 | 0 | 0 | 0 | 0 | 0 | 0 | 0 | 0
PG&E FRESNO | Kingsburg | 115 | LDES |  |  | 0 | 0 | 0 | 0 | 0 | 0 | 0 | 0 | 0 | 0 | 0 | 0 | 0 | 0 | 0 | 0 | 0 | 0 | 0 | 0 | 0 | 0 | 0 | 0 | 0 | 0 | 0 | 0
PG&E GBA | Kirker | 115 | LDES |  |  | 0 | 0 | 0 | 0 | 0 | 0 | 0 | 0 | 0 | 0 | 0 | 0 | 0 | 0 | 0 | 0 | 0 | 0 | 0 | 0 | 0 | 0 | 0 | 0 | 0 | 0 | 0 | 0
PG&E NGBA | Knights Landing | 115 | LDES |  |  | 0 | 0 | 0 | 0 | 0 | 0 | 0 | 0 | 0 | 0 | 0 | 0 | 0 | 0 | 0 | 0 | 0 | 0 | 0 | 0 | 0 | 0 | 0 | 0 | 0 | 0 | 0 | 0
PG&E NGBA | Konocti | 60 | LDES |  |  | 0 | 0 | 0 | 0 | 0 | 0 | 0 | 0 | 0 | 0 | 0 | 0 | 0 | 0 | 0 | 0 | 0 | 0 | 0 | 0 | 0 | 0 | 0 | 0 | 0 | 0 | 0 | 0
SCE NOL | Kramer | 115 | LDES |  |  | 0 | 0 | 0 | 0 | 0 | 0 | 0 | 0 | 0 | 0 | 0 | 0 | 0 | 0 | 0 | 0 | 0 | 0 | 0 | 0 | 0 | 0 | 0 | 0 | 0 | 0 | 0 | 0
SCE NOL | Kramer | 230 | LDES |  |  | 0 | 0 | 0 | 0 | 0 | 0 | 0 | 0 | 0 | 0 | 0 | 0 | 0 | 0 | 0 | 0 | 0 | 0 | 0 | 0 | 0 | 0 | 0 | 0 | 0 | 0 | 0 | 0
SCE Metro | La Cienega | 230 | LDES |  |  | 0 | 0 | 0 | 0 | 0 | 0 | 0 | 0 | 0 | 0 | 0 | 0 | 0 | 0 | 0 | 0 | 0 | 0 | 0 | 0 | 0 | 0 | 0 | 0 | 0 | 0 | 0 | 0
SCE Metro | La Fresa | 230 | LDES |  |  | 0 | 0 | 0 | 0 | 0 | 0 | 0 | 0 | 0 | 0 | 0 | 0 | 0 | 0 | 0 | 0 | 0 | 0 | 0 | 0 | 0 | 0 | 0 | 0 | 0 | 0 | 0 | 0
SCE Metro | Laguna Bell | 230 | LDES |  |  | 0 | 0 | 0 | 0 | 0 | 0 | 0 | 0 | 0 | 0 | 0 | 0 | 0 | 0 | 0 | 0 | 0 | 0 | 0 | 0 | 0 | 0 | 0 | 0 | 0 | 0 | 0 | 0
PG&E KERN | Lakeview | 70 | LDES |  |  | 0 | 0 | 0 | 0 | 0 | 0 | 0 | 0 | 0 | 0 | 0 | 0 | 0 | 0 | 0 | 0 | 0 | 0 | 0 | 0 | 0 | 0 | 0 | 0 | 0 | 0 | 0 | 0
PG&E NGBA | Lakeville | 230 | LDES |  |  | 0 | 0 | 0 | 0 | 0 | 0 | 0 | 0 | 0 | 0 | 0 | 0 | 0 | 0 | 0 | 0 | 0 | 0 | 0 | 0 | 0 | 0 | 0 | 0 | 0 | 0 | 0 | 0
PG&E NGBA | Lakeville | 60 | LDES |  |  | 0 | 0 | 0 | 0 | 0 | 0 | 0 | 0 | 0 | 0 | 0 | 0 | 0 | 0 | 0 | 0 | 0 | 0 | 0 | 0 | 0 | 0 | 0 | 0 | 0 | 0 | 0 | 0
PG&E NGBA | Lakeville | 115 | LDES |  |  | 0 | 0 | 0 | 0 | 0 | 0 | 0 | 0 | 0 | 0 | 0 | 0 | 0 | 0 | 0 | 0 | 0 | 0 | 0 | 0 | 0 | 0 | 0 | 0 | 0 | 0 | 0 | 0
PG&E GBA | Lakewood | 115 | LDES |  |  | 0 | 0 | 0 | 0 | 0 | 0 | 0 | 0 | 0 | 0 | 0 | 0 | 0 | 0 | 0 | 0 | 0 | 0 | 0 | 0 | 0 | 0 | 0 | 0 | 0 | 0 | 0 | 0
PG&E NGBA | Lambie | 230 | LDES |  |  | 0 | 0 | 0 | 0 | 0 | 0 | 0 | 0 | 0 | 0 | 0 | 0 | 0 | 0 | 0 | 0 | 0 | 0 | 0 | 0 | 0 | 0 | 0 | 0 | 0 | 0 | 0 | 0
PG&E GBA | Lammers | 115 | LDES |  |  | 0 | 0 | 0 | 0 | 0 | 0 | 0 | 0 | 0 | 0 | 0 | 0 | 0 | 0 | 0 | 0 | 0 | 0 | 0 | 0 | 0 | 0 | 0 | 0 | 0 | 0 | 0 | 0
PG&E KERN | Lamont | 115 | LDES |  |  | 0 | 0 | 0 | 0 | 0 | 0 | 0 | 0 | 0 | 0 | 0 | 0 | 0 | 0 | 0 | 0 | 0 | 0 | 0 | 0 | 0 | 0 | 0 | 0 | 0 | 0 | 0 | 0
PG&E FRESNO | Las Aguilas | 230 | LDES |  |  | 0 | 0 | 0 | 0 | 0 | 0 | 0 | 0 | 0 | 0 | 0 | 0 | 0 | 0 | 0 | 0 | 0 | 0 | 0 | 0 | 0 | 0 | 0 | 0 | 0 | 0 | 0 | 0
EOP | Lathrop | 138 | LDES |  |  | 0 | 0 | 0 | 0 | 0 | 0 | 0 | 0 | 0 | 0 | 0 | 0 | 0 | 0 | 0 | 0 | 0 | 0 | 0 | 0 | 0 | 0 | 0 | 0 | 0 | 0 | 0 | 0
EOP | Lathrop | 230 | LDES |  |  | 0 | 0 | 0 | 0 | 0 | 0 | 0 | 0 | 0 | 0 | 0 | 0 | 0 | 0 | 0 | 0 | 0 | 0 | 0 | 0 | 0 | 0 | 0 | 0 | 0 | 0 | 0 | 0
PG&E FRESNO | Le Grand | 115 | LDES |  |  | 0 | 0 | 0 | 0 | 0 | 0 | 0 | 0 | 0 | 0 | 0 | 0 | 0 | 0 | 0 | 0 | 0 | 0 | 0 | 0 | 0 | 0 | 0 | 0 | 0 | 0 | 0 | 0
PG&E FRESNO | Lemoore | 70 | LDES |  |  | 0 | 0 | 0 | 0 | 0 | 0 | 0 | 0 | 0 | 0 | 0 | 0 | 0 | 0 | 0 | 0 | 0 | 0 | 0 | 0 | 0 | 0 | 0 | 0 | 0 | 0 | 0 | 0
PG&E KERN | Lerdo | 115 | LDES |  |  | 0 | 0 | 0 | 0 | 0 | 0 | 0 | 0 | 0 | 0 | 0 | 0 | 0 | 0 | 0 | 0 | 0 | 0 | 0 | 0 | 0 | 0 | 0 | 0 | 0 | 0 | 0 | 0
SCE Metro | Lewis | 230 | LDES |  |  | 0 | 0 | 0 | 0 | 0 | 0 | 0 | 0 | 0 | 0 | 0 | 0 | 0 | 0 | 0 | 0 | 0 | 0 | 0 | 0 | 0 | 0 | 0 | 0 | 0 | 0 | 0 | 0
SCE Metro | Lighthipe | 230 | LDES |  |  | 0 | 0 | 0 | 0 | 0 | 0 | 0 | 0 | 0 | 0 | 0 | 0 | 0 | 0 | 0 | 0 | 0 | 0 | 0 | 0 | 0 | 0 | 0 | 0 | 0 | 0 | 0 | 0
SDGE | Lilac | 69 | LDES |  |  | 0 | 0 | 0 | 0 | 0 | 0 | 0 | 0 | 0 | 0 | 0 | 0 | 0 | 0 | 0 | 0 | 0 | 0 | 0 | 0 | 0 | 0 | 0 | 0 | 0 | 0 | 0 | 0
PG&E NGBA | Lincoln | 115 | LDES |  |  | 0 | 0 | 0 | 0 | 0 | 0 | 0 | 0 | 0 | 0 | 0 | 0 | 0 | 0 | 0 | 0 | 0 | 0 | 0 | 0 | 0 | 0 | 0 | 0 | 0 | 0 | 0 | 0
PG&E KERN | Live Oak | 115 | LDES |  |  | 0 | 0 | 0 | 0 | 0 | 0 | 0 | 0 | 0 | 0 | 0 | 0 | 0 | 0 | 0 | 0 | 0 | 0 | 0 | 0 | 0 | 0 | 0 | 0 | 0 | 0 | 0 | 0
PG&E GBA | Llagas | 115 | LDES |  |  | 0 | 0 | 0 | 0 | 0 | 0 | 0 | 0 | 0 | 0 | 0 | 0 | 0 | 0 | 0 | 0 | 0 | 0 | 0 | 0 | 0 | 0 | 0 | 0 | 0 | 0 | 0 | 0
PG&E GBA | Lockeford | 115 | LDES |  |  | 0 | 0 | 0 | 0 | 0 | 0 | 0 | 0 | 0 | 0 | 0 | 0 | 0 | 0 | 0 | 0 | 0 | 0 | 0 | 0 | 0 | 0 | 0 | 0 | 0 | 0 | 0 | 0
PG&E GBA | Lockeford | 230 | LDES |  |  | 0 | 0 | 0 | 0 | 0 | 0 | 0 | 0 | 0 | 0 | 0 | 0 | 0 | 0 | 0 | 0 | 0 | 0 | 0 | 0 | 0 | 0 | 0 | 0 | 0 | 0 | 0 | 0
PG&E GBA | Lockeford | 60 | LDES |  |  | 0 | 0 | 0 | 0 | 0 | 0 | 0 | 0 | 0 | 0 | 0 | 0 | 0 | 0 | 0 | 0 | 0 | 0 | 0 | 0 | 0 | 0 | 0 | 0 | 0 | 0 | 0 | 0
PG&E GBA | Lodi | 230 | LDES |  |  | 0 | 0 | 0 | 0 | 0 | 0 | 0 | 0 | 0 | 0 | 0 | 0 | 0 | 0 | 0 | 0 | 0 | 0 | 0 | 0 | 0 | 0 | 0 | 0 | 0 | 0 | 0 | 0
PG&E NGBA | Logan Creek | 230 | LDES |  |  | 0 | 0 | 0 | 0 | 0 | 0 | 0 | 0 | 0 | 0 | 0 | 0 | 0 | 0 | 0 | 0 | 0 | 0 | 0 | 0 | 0 | 0 | 0 | 0 | 0 | 0 | 0 | 0
PG&E GBA | Lone Tree | 230 | LDES |  |  | 0 | 0 | 0 | 0 | 0 | 0 | 0 | 0 | 0 | 0 | 0 | 0 | 0 | 0 | 0 | 0 | 0 | 0 | 0 | 0 | 0 | 0 | 0 | 0 | 0 | 0 | 0 | 0
PG&E FRESNO | Los Banos | 230 | LDES |  |  | 0 | 0 | 0 | 0 | 0 | 0 | 0 | 0 | 0 | 0 | 0 | 0 | 0 | 0 | 0 | 0 | 0 | 0 | 0 | 0 | 0 | 0 | 0 | 0 | 0 | 0 | 0 | 0
PG&E FRESNO | Los Banos | 500 | LDES |  |  | 0 | 0 | 0 | 0 | 0 | 0 | 0 | 0 | 0 | 0 | 0 | 0 | 0 | 0 | 0 | 0 | 0 | 0 | 0 | 0 | 0 | 0 | 0 | 0 | 0 | 0 | 0 | 0
SDGE | Los Coches | 138 | LDES |  |  | 0 | 0 | 0 | 0 | 0 | 0 | 0 | 0 | 0 | 0 | 0 | 0 | 0 | 0 | 0 | 0 | 0 | 0 | 0 | 0 | 0 | 0 | 0 | 0 | 0 | 0 | 0 | 0
SDGE | Los Coches | 69 | LDES |  |  | 0 | 0 | 0 | 0 | 0 | 0 | 0 | 0 | 0 | 0 | 0 | 0 | 0 | 0 | 0 | 0 | 0 | 0 | 0 | 0 | 0 | 0 | 0 | 0 | 0 | 0 | 0 | 0
PG&E GBA | Los Esteros | 115 | LDES |  |  | 0 | 0 | 0 | 0 | 0 | 0 | 0 | 0 | 0 | 0 | 0 | 0 | 0 | 0 | 0 | 0 | 0 | 0 | 0 | 0 | 0 | 0 | 0 | 0 | 0 | 0 | 0 | 0
PG&E GBA | Los Esteros | 230 | LDES |  |  | 0 | 0 | 0 | 0 | 0 | 0 | 0 | 0 | 0 | 0 | 0 | 0 | 0 | 0 | 0 | 0 | 0 | 0 | 0 | 0 | 0 | 0 | 0 | 0 | 0 | 0 | 0 | 0
PG&E GBA | Los Positas | 230 | LDES |  |  | 0 | 0 | 0 | 0 | 0 | 0 | 0 | 0 | 0 | 0 | 0 | 0 | 0 | 0 | 0 | 0 | 0 | 0 | 0 | 0 | 0 | 0 | 0 | 0 | 0 | 0 | 0 | 0
PG&E GBA | Los Positas | 60 | LDES |  |  | 0 | 0 | 0 | 0 | 0 | 0 | 0 | 0 | 0 | 0 | 0 | 0 | 0 | 0 | 0 | 0 | 0 | 0 | 0 | 0 | 0 | 0 | 0 | 0 | 0 | 0 | 0 | 0
SDGE | Loveland | 69 | LDES |  |  | 0 | 0 | 0 | 0 | 0 | 0 | 0 | 0 | 0 | 0 | 0 | 0 | 0 | 0 | 0 | 0 | 0 | 0 | 0 | 0 | 0 | 0 | 0 | 0 | 0 | 0 | 0 | 0
SCE NOL | Lugo | 230 | LDES |  |  | 0 | 0 | 0 | 0 | 0 | 0 | 0 | 0 | 0 | 0 | 0 | 0 | 0 | 0 | 0 | 0 | 0 | 0 | 0 | 0 | 0 | 0 | 0 | 0 | 0 | 0 | 0 | 0
SCE Metro | Lugo | 500 | LDES |  |  | 0 | 0 | 0 | 0 | 0 | 0 | 0 | 0 | 0 | 0 | 0 | 0 | 0 | 0 | 0 | 0 | 0 | 0 | 0 | 0 | 0 | 0 | 0 | 0 | 0 | 0 | 0 | 0
PG&E FRESNO | Madera | 70 | LDES |  |  | 0 | 0 | 0 | 0 | 0 | 0 | 0 | 0 | 0 | 0 | 0 | 0 | 0 | 0 | 0 | 0 | 0 | 0 | 0 | 0 | 0 | 0 | 0 | 0 | 0 | 0 | 0 | 0
PG&E NGBA | Madison | 115 | LDES |  |  | 0 | 0 | 0 | 0 | 0 | 0 | 0 | 0 | 0 | 0 | 0 | 0 | 0 | 0 | 0 | 0 | 0 | 0 | 0 | 0 | 0 | 0 | 0 | 0 | 0 | 0 | 0 | 0
PG&E KERN | Magunden | 115 | LDES |  |  | 0 | 0 | 0 | 0 | 0 | 0 | 0 | 0 | 0 | 0 | 0 | 0 | 0 | 0 | 0 | 0 | 0 | 0 | 0 | 0 | 0 | 0 | 0 | 0 | 0 | 0 | 0 | 0
SCE Northern | Magunden | 230 | LDES |  |  | 0 | 0 | 0 | 0 | 0 | 0 | 0 | 0 | 0 | 0 | 0 | 0 | 0 | 0 | 0 | 0 | 0 | 0 | 0 | 0 | 0 | 0 | 0 | 0 | 0 | 0 | 0 | 0
PG&E FRESNO | Malaga | 115 | LDES |  |  | 0 | 0 | 0 | 0 | 0 | 0 | 0 | 0 | 0 | 0 | 0 | 0 | 0 | 0 | 0 | 0 | 0 | 0 | 0 | 0 | 0 | 0 | 0 | 0 | 0 | 0 | 0 | 0
PG&E NGBA | Malin | 500 | LDES |  | Mapped as PSH | 1 | 0 | 0 | 0 | 0 | 0 | 0 | 0 | 0 | 0 | 0 | 0 | 0 | 315 | 0 | 315 | 0 | 0 | 0 | 315 | 0 | 315 | 315 | 0 | 315 | 315 | 0 | 315
SCE Northern | Mandalay | 230 | LDES |  |  | 0 | 0 | 0 | 0 | 0 | 0 | 0 | 0 | 0 | 0 | 0 | 0 | 0 | 0 | 0 | 0 | 0 | 0 | 0 | 0 | 0 | 0 | 0 | 0 | 0 | 0 | 0 | 0
PG&E FRESNO | Manning | 230 | LDES |  |  | 0 | 0 | 0 | 0 | 0 | 0 | 0 | 0 | 0 | 0 | 0 | 0 | 0 | 0 | 0 | 0 | 0 | 0 | 0 | 0 | 0 | 0 | 0 | 0 | 0 | 0 | 0 | 0
PG&E FRESNO | Manning | 500 | LDES |  | Mapped as Batteries | 1 | 0 | 0 | 0 | 0 | 0 | 0 | 0 | 0 | 0 | 0 | 0 | 0 | 200 | 0 | 200 | 0 | 0 | 0 | 200 | 0 | 200 | 200 | 0 | 200 | 200 | 0 | 200
PG&E GBA | Manteca | 115 | LDES |  |  | 0 | 0 | 0 | 0 | 0 | 0 | 0 | 0 | 0 | 0 | 0 | 0 | 0 | 0 | 0 | 0 | 0 | 0 | 0 | 0 | 0 | 0 | 0 | 0 | 0 | 0 | 0 | 0
SDGE | Margarita | 138 | LDES |  |  | 0 | 0 | 0 | 0 | 0 | 0 | 0 | 0 | 0 | 0 | 0 | 0 | 0 | 0 | 0 | 0 | 0 | 0 | 0 | 0 | 0 | 0 | 0 | 0 | 0 | 0 | 0 | 0
PG&E GBA | Martin | 230 | LDES |  |  | 0 | 0 | 0 | 0 | 0 | 0 | 0 | 0 | 0 | 0 | 0 | 0 | 0 | 0 | 0 | 0 | 0 | 0 | 0 | 0 | 0 | 0 | 0 | 0 | 0 | 0 | 0 | 0
PG&E GBA | Martin | 115 | LDES |  |  | 0 | 0 | 0 | 0 | 0 | 0 | 0 | 0 | 0 | 0 | 0 | 0 | 0 | 0 | 0 | 0 | 0 | 0 | 0 | 0 | 0 | 0 | 0 | 0 | 0 | 0 | 0 | 0
PG&E GBA | Martinez | 115 | LDES |  |  | 0 | 0 | 0 | 0 | 0 | 0 | 0 | 0 | 0 | 0 | 0 | 0 | 0 | 0 | 0 | 0 | 0 | 0 | 0 | 0 | 0 | 0 | 0 | 0 | 0 | 0 | 0 | 0
PG&E FRESNO | Mc Mullin | 230 | LDES |  |  | 0 | 0 | 0 | 0 | 0 | 0 | 0 | 0 | 0 | 0 | 0 | 0 | 0 | 0 | 0 | 0 | 0 | 0 | 0 | 0 | 0 | 0 | 0 | 0 | 0 | 0 | 0 | 0
PG&E FRESNO | McCall | 115 | LDES |  |  | 0 | 0 | 0 | 0 | 0 | 0 | 0 | 0 | 0 | 0 | 0 | 0 | 0 | 0 | 0 | 0 | 0 | 0 | 0 | 0 | 0 | 0 | 0 | 0 | 0 | 0 | 0 | 0
PG&E FRESNO | McCall | 230 | LDES |  |  | 0 | 0 | 0 | 0 | 0 | 0 | 0 | 0 | 0 | 0 | 0 | 0 | 0 | 0 | 0 | 0 | 0 | 0 | 0 | 0 | 0 | 0 | 0 | 0 | 0 | 0 | 0 | 0
PG&E GBA | Meadow Lane | 115 | LDES |  |  | 0 | 0 | 0 | 0 | 0 | 0 | 0 | 0 | 0 | 0 | 0 | 0 | 0 | 0 | 0 | 0 | 0 | 0 | 0 | 0 | 0 | 0 | 0 | 0 | 0 | 0 | 0 | 0
PG&E GBA | Melones | 115 | LDES |  |  | 0 | 0 | 0 | 0 | 0 | 0 | 0 | 0 | 0 | 0 | 0 | 0 | 0 | 0 | 0 | 0 | 0 | 0 | 0 | 0 | 0 | 0 | 0 | 0 | 0 | 0 | 0 | 0
PG&E GBA | Melones | 230 | LDES |  |  | 0 | 0 | 0 | 0 | 0 | 0 | 0 | 0 | 0 | 0 | 0 | 0 | 0 | 0 | 0 | 0 | 0 | 0 | 0 | 0 | 0 | 0 | 0 | 0 | 0 | 0 | 0 | 0
SDGE | Melrose | 69 | LDES |  |  | 0 | 0 | 0 | 0 | 0 | 0 | 0 | 0 | 0 | 0 | 0 | 0 | 0 | 0 | 0 | 0 | 0 | 0 | 0 | 0 | 0 | 0 | 0 | 0 | 0 | 0 | 0 | 0
PG&E NGBA | Mendocino | 115 | LDES |  |  | 0 | 0 | 0 | 0 | 0 | 0 | 0 | 0 | 0 | 0 | 0 | 0 | 0 | 0 | 0 | 0 | 0 | 0 | 0 | 0 | 0 | 0 | 0 | 0 | 0 | 0 | 0 | 0
PG&E NGBA | Mendocino | 60 | LDES |  | Mapped as Batteries | 1 | 0 | 0 | 0 | 5 | 0 | 5 | 0 | 0 | 0 | 5 | 0 | 5 | 0 | 0 | 0 | 0 | 0 | 0 | 0 | 0 | 0 | 5 | 0 | 5 | 5 | 0 | 5
PG&E FRESNO | Mendota | 115 | LDES |  |  | 0 | 0 | 0 | 0 | 0 | 0 | 0 | 0 | 0 | 0 | 0 | 0 | 0 | 0 | 0 | 0 | 0 | 0 | 0 | 0 | 0 | 0 | 0 | 0 | 0 | 0 | 0 | 0
PG&E GBA | Menlo | 60 | LDES |  |  | 0 | 0 | 0 | 0 | 0 | 0 | 0 | 0 | 0 | 0 | 0 | 0 | 0 | 0 | 0 | 0 | 0 | 0 | 0 | 0 | 0 | 0 | 0 | 0 | 0 | 0 | 0 | 0
PG&E FRESNO | Merced | 115 | LDES |  |  | 0 | 0 | 0 | 0 | 0 | 0 | 0 | 0 | 0 | 0 | 0 | 0 | 0 | 0 | 0 | 0 | 0 | 0 | 0 | 0 | 0 | 0 | 0 | 0 | 0 | 0 | 0 | 0
EOP | Mercury | 138 | LDES |  |  | 0 | 0 | 0 | 0 | 0 | 0 | 0 | 0 | 0 | 0 | 0 | 0 | 0 | 0 | 0 | 0 | 0 | 0 | 0 | 0 | 0 | 0 | 0 | 0 | 0 | 0 | 0 | 0
PG&E FRESNO | Mercy Springs | 70 | LDES |  |  | 0 | 0 | 0 | 0 | 0 | 0 | 0 | 0 | 0 | 0 | 0 | 0 | 0 | 0 | 0 | 0 | 0 | 0 | 0 | 0 | 0 | 0 | 0 | 0 | 0 | 0 | 0 | 0
PG&E NGBA | Meridian | 60 | LDES |  |  | 0 | 0 | 0 | 0 | 0 | 0 | 0 | 0 | 0 | 0 | 0 | 0 | 0 | 0 | 0 | 0 | 0 | 0 | 0 | 0 | 0 | 0 | 0 | 0 | 0 | 0 | 0 | 0
PG&E KERN | Mesa (PGE) | 115 | LDES |  |  | 0 | 0 | 0 | 0 | 0 | 0 | 0 | 0 | 0 | 0 | 0 | 0 | 0 | 0 | 0 | 0 | 0 | 0 | 0 | 0 | 0 | 0 | 0 | 0 | 0 | 0 | 0 | 0
PG&E KERN | Mesa (PGE) | 230 | LDES |  |  | 0 | 0 | 0 | 0 | 0 | 0 | 0 | 0 | 0 | 0 | 0 | 0 | 0 | 0 | 0 | 0 | 0 | 0 | 0 | 0 | 0 | 0 | 0 | 0 | 0 | 0 | 0 | 0
SCE Metro | Mesa (SCE) | 230 | LDES |  |  | 0 | 0 | 0 | 0 | 0 | 0 | 0 | 0 | 0 | 0 | 0 | 0 | 0 | 0 | 0 | 0 | 0 | 0 | 0 | 0 | 0 | 0 | 0 | 0 | 0 | 0 | 0 | 0
SCE Metro | Mesa (SCE) | 500 | LDES |  |  | 0 | 0 | 0 | 0 | 0 | 0 | 0 | 0 | 0 | 0 | 0 | 0 | 0 | 0 | 0 | 0 | 0 | 0 | 0 | 0 | 0 | 0 | 0 | 0 | 0 | 0 | 0 | 0
SDGE | Mesa Heights | 69 | LDES |  |  | 0 | 0 | 0 | 0 | 0 | 0 | 0 | 0 | 0 | 0 | 0 | 0 | 0 | 0 | 0 | 0 | 0 | 0 | 0 | 0 | 0 | 0 | 0 | 0 | 0 | 0 | 0 | 0
PG&E GBA | Metcalf | 115 | LDES |  |  | 0 | 0 | 0 | 0 | 0 | 0 | 0 | 0 | 0 | 0 | 0 | 0 | 0 | 0 | 0 | 0 | 0 | 0 | 0 | 0 | 0 | 0 | 0 | 0 | 0 | 0 | 0 | 0
PG&E GBA | Metcalf | 230 | LDES |  |  | 0 | 0 | 0 | 0 | 0 | 0 | 0 | 0 | 0 | 0 | 0 | 0 | 0 | 0 | 0 | 0 | 0 | 0 | 0 | 0 | 0 | 0 | 0 | 0 | 0 | 0 | 0 | 0
PG&E GBA | Metcalf | 500 | LDES |  |  | 0 | 0 | 0 | 0 | 0 | 0 | 0 | 0 | 0 | 0 | 0 | 0 | 0 | 0 | 0 | 0 | 0 | 0 | 0 | 0 | 0 | 0 | 0 | 0 | 0 | 0 | 0 | 0
PG&E KERN | Midway | 115 | LDES |  |  | 0 | 0 | 0 | 0 | 0 | 0 | 0 | 0 | 0 | 0 | 0 | 0 | 0 | 0 | 0 | 0 | 0 | 0 | 0 | 0 | 0 | 0 | 0 | 0 | 0 | 0 | 0 | 0
PG&E KERN | Midway | 230 | LDES |  |  | 0 | 0 | 0 | 0 | 0 | 0 | 0 | 0 | 0 | 0 | 0 | 0 | 0 | 0 | 0 | 0 | 0 | 0 | 0 | 0 | 0 | 0 | 0 | 0 | 0 | 0 | 0 | 0
PG&E KERN | Midway | 500 | LDES |  |  | 0 | 0 | 0 | 0 | 0 | 0 | 0 | 0 | 0 | 0 | 0 | 0 | 0 | 0 | 0 | 0 | 0 | 0 | 0 | 0 | 0 | 0 | 0 | 0 | 0 | 0 | 0 | 0
SDGE | Miguel | 230 | LDES |  |  | 0 | 0 | 0 | 0 | 0 | 0 | 0 | 0 | 0 | 0 | 0 | 0 | 0 | 0 | 0 | 0 | 0 | 0 | 0 | 0 | 0 | 0 | 0 | 0 | 0 | 0 | 0 | 0
SDGE | Miguel | 500 | LDES |  |  | 0 | 0 | 0 | 0 | 0 | 0 | 0 | 0 | 0 | 0 | 0 | 0 | 0 | 0 | 0 | 0 | 0 | 0 | 0 | 0 | 0 | 0 | 0 | 0 | 0 | 0 | 0 | 0
SDGE | Miguel | 69 | LDES |  |  | 0 | 0 | 0 | 0 | 0 | 0 | 0 | 0 | 0 | 0 | 0 | 0 | 0 | 0 | 0 | 0 | 0 | 0 | 0 | 0 | 0 | 0 | 0 | 0 | 0 | 0 | 0 | 0
PG&E GBA | Millbrae | 115 | LDES |  |  | 0 | 0 | 0 | 0 | 0 | 0 | 0 | 0 | 0 | 0 | 0 | 0 | 0 | 0 | 0 | 0 | 0 | 0 | 0 | 0 | 0 | 0 | 0 | 0 | 0 | 0 | 0 | 0
PG&E GBA | Miller | 115 | LDES |  |  | 0 | 0 | 0 | 0 | 0 | 0 | 0 | 0 | 0 | 0 | 0 | 0 | 0 | 0 | 0 | 0 | 0 | 0 | 0 | 0 | 0 | 0 | 0 | 0 | 0 | 0 | 0 | 0
SCE Metro | Mira Loma | 230 | LDES |  |  | 0 | 0 | 0 | 0 | 0 | 0 | 0 | 0 | 0 | 0 | 0 | 0 | 0 | 0 | 0 | 0 | 0 | 0 | 0 | 0 | 0 | 0 | 0 | 0 | 0 | 0 | 0 | 0
SCE Metro | Mira Loma | 500 | LDES |  |  | 0 | 0 | 0 | 0 | 0 | 0 | 0 | 0 | 0 | 0 | 0 | 0 | 0 | 0 | 0 | 0 | 0 | 0 | 0 | 0 | 0 | 0 | 0 | 0 | 0 | 0 | 0 | 0
SCE Eastern | Mirage | 115 | LDES |  |  | 0 | 0 | 0 | 0 | 0 | 0 | 0 | 0 | 0 | 0 | 0 | 0 | 0 | 0 | 0 | 0 | 0 | 0 | 0 | 0 | 0 | 0 | 0 | 0 | 0 | 0 | 0 | 0
SCE Eastern | Mirage | 230 | LDES |  |  | 0 | 0 | 0 | 0 | 0 | 0 | 0 | 0 | 0 | 0 | 0 | 0 | 0 | 0 | 0 | 0 | 0 | 0 | 0 | 0 | 0 | 0 | 0 | 0 | 0 | 0 | 0 | 0
SDGE | Mission | 138 | LDES |  |  | 0 | 0 | 0 | 0 | 0 | 0 | 0 | 0 | 0 | 0 | 0 | 0 | 0 | 0 | 0 | 0 | 0 | 0 | 0 | 0 | 0 | 0 | 0 | 0 | 0 | 0 | 0 | 0
SDGE | Mission | 230 | LDES |  |  | 0 | 0 | 0 | 0 | 0 | 0 | 0 | 0 | 0 | 0 | 0 | 0 | 0 | 0 | 0 | 0 | 0 | 0 | 0 | 0 | 0 | 0 | 0 | 0 | 0 | 0 | 0 | 0
SDGE | Mission | 69 | LDES |  |  | 0 | 0 | 0 | 0 | 0 | 0 | 0 | 0 | 0 | 0 | 0 | 0 | 0 | 0 | 0 | 0 | 0 | 0 | 0 | 0 | 0 | 0 | 0 | 0 | 0 | 0 | 0 | 0
PG&E GBA | Mi-Wuk | 115 | LDES |  |  | 0 | 0 | 0 | 0 | 0 | 0 | 0 | 0 | 0 | 0 | 0 | 0 | 0 | 0 | 0 | 0 | 0 | 0 | 0 | 0 | 0 | 0 | 0 | 0 | 0 | 0 | 0 | 0
EOP | Mohave | 500 | LDES |  |  | 0 | 0 | 0 | 0 | 0 | 0 | 0 | 0 | 0 | 0 | 0 | 0 | 0 | 0 | 0 | 0 | 0 | 0 | 0 | 0 | 0 | 0 | 0 | 0 | 0 | 0 | 0 | 0
PG&E NGBA | Monroe | 115 | LDES |  |  | 0 | 0 | 0 | 0 | 0 | 0 | 0 | 0 | 0 | 0 | 0 | 0 | 0 | 0 | 0 | 0 | 0 | 0 | 0 | 0 | 0 | 0 | 0 | 0 | 0 | 0 | 0 | 0
SDGE | Monserate | 69 | LDES |  |  | 0 | 0 | 0 | 0 | 0 | 0 | 0 | 0 | 0 | 0 | 0 | 0 | 0 | 0 | 0 | 0 | 0 | 0 | 0 | 0 | 0 | 0 | 0 | 0 | 0 | 0 | 0 | 0
PG&E GBA | Monta Vista | 115 | LDES |  |  | 0 | 0 | 0 | 0 | 0 | 0 | 0 | 0 | 0 | 0 | 0 | 0 | 0 | 0 | 0 | 0 | 0 | 0 | 0 | 0 | 0 | 0 | 0 | 0 | 0 | 0 | 0 | 0
PG&E GBA | Monta Vista | 230 | LDES |  |  | 0 | 0 | 0 | 0 | 0 | 0 | 0 | 0 | 0 | 0 | 0 | 0 | 0 | 0 | 0 | 0 | 0 | 0 | 0 | 0 | 0 | 0 | 0 | 0 | 0 | 0 | 0 | 0
PG&E GBA | Monta Vista | 60 | LDES |  |  | 0 | 0 | 0 | 0 | 0 | 0 | 0 | 0 | 0 | 0 | 0 | 0 | 0 | 0 | 0 | 0 | 0 | 0 | 0 | 0 | 0 | 0 | 0 | 0 | 0 | 0 | 0 | 0
PG&E NGBA | Monticello | 115 | LDES |  |  | 0 | 0 | 0 | 0 | 0 | 0 | 0 | 0 | 0 | 0 | 0 | 0 | 0 | 0 | 0 | 0 | 0 | 0 | 0 | 0 | 0 | 0 | 0 | 0 | 0 | 0 | 0 | 0
SCE Northern | Moorpark | 230 | LDES |  |  | 0 | 0 | 0 | 0 | 0 | 0 | 0 | 0 | 0 | 0 | 0 | 0 | 0 | 0 | 0 | 0 | 0 | 0 | 0 | 0 | 0 | 0 | 0 | 0 | 0 | 0 | 0 | 0
SCE Northern | Moorpark | 66 | LDES |  |  | 0 | 0 | 0 | 0 | 0 | 0 | 0 | 0 | 0 | 0 | 0 | 0 | 0 | 0 | 0 | 0 | 0 | 0 | 0 | 0 | 0 | 0 | 0 | 0 | 0 | 0 | 0 | 0
PG&E GBA | Moraga | 115 | LDES |  |  | 0 | 0 | 0 | 0 | 0 | 0 | 0 | 0 | 0 | 0 | 0 | 0 | 0 | 0 | 0 | 0 | 0 | 0 | 0 | 0 | 0 | 0 | 0 | 0 | 0 | 0 | 0 | 0
PG&E GBA | Moraga | 230 | LDES |  |  | 0 | 0 | 0 | 0 | 0 | 0 | 0 | 0 | 0 | 0 | 0 | 0 | 0 | 0 | 0 | 0 | 0 | 0 | 0 | 0 | 0 | 0 | 0 | 0 | 0 | 0 | 0 | 0
PG&E GBA | Morgan Hill | 115 | LDES |  |  | 0 | 0 | 0 | 0 | 0 | 0 | 0 | 0 | 0 | 0 | 0 | 0 | 0 | 0 | 0 | 0 | 0 | 0 | 0 | 0 | 0 | 0 | 0 | 0 | 0 | 0 | 0 | 0
PG&E KERN | Morro Bay | 115 | LDES |  |  | 0 | 0 | 0 | 0 | 0 | 0 | 0 | 0 | 0 | 0 | 0 | 0 | 0 | 0 | 0 | 0 | 0 | 0 | 0 | 0 | 0 | 0 | 0 | 0 | 0 | 0 | 0 | 0
PG&E KERN | Morro Bay | 230 | LDES |  |  | 0 | 0 | 0 | 0 | 0 | 0 | 0 | 0 | 0 | 0 | 0 | 0 | 0 | 0 | 0 | 0 | 0 | 0 | 0 | 0 | 0 | 0 | 0 | 0 | 0 | 0 | 0 | 0
PG&E KERN | Morro Bay | 500 | LDES |  |  | 0 | 0 | 0 | 0 | 0 | 0 | 0 | 0 | 0 | 0 | 0 | 0 | 0 | 0 | 0 | 0 | 0 | 0 | 0 | 0 | 0 | 0 | 0 | 0 | 0 | 0 | 0 | 0
PG&E GBA | Moss Landing | 115 | LDES |  |  | 0 | 0 | 0 | 0 | 0 | 0 | 0 | 0 | 0 | 0 | 0 | 0 | 0 | 0 | 0 | 0 | 0 | 0 | 0 | 0 | 0 | 0 | 0 | 0 | 0 | 0 | 0 | 0
PG&E GBA | Moss Landing | 230 | LDES |  |  | 0 | 0 | 0 | 0 | 0 | 0 | 0 | 0 | 0 | 0 | 0 | 0 | 0 | 0 | 0 | 0 | 0 | 0 | 0 | 0 | 0 | 0 | 0 | 0 | 0 | 0 | 0 | 0
PG&E GBA | Moss Landing | 500 | LDES |  |  | 0 | 0 | 0 | 0 | 0 | 0 | 0 | 0 | 0 | 0 | 0 | 0 | 0 | 0 | 0 | 0 | 0 | 0 | 0 | 0 | 0 | 0 | 0 | 0 | 0 | 0 | 0 | 0
EOP | Mountain Pass | 115 | LDES |  |  | 0 | 0 | 0 | 0 | 0 | 0 | 0 | 0 | 0 | 0 | 0 | 0 | 0 | 0 | 0 | 0 | 0 | 0 | 0 | 0 | 0 | 0 | 0 | 0 | 0 | 0 | 0 | 0
PG&E GBA | Mountain View | 115 | LDES |  |  | 0 | 0 | 0 | 0 | 0 | 0 | 0 | 0 | 0 | 0 | 0 | 0 | 0 | 0 | 0 | 0 | 0 | 0 | 0 | 0 | 0 | 0 | 0 | 0 | 0 | 0 | 0 | 0
PG&E GBA | Mt Eden | 115 | LDES |  |  | 0 | 0 | 0 | 0 | 0 | 0 | 0 | 0 | 0 | 0 | 0 | 0 | 0 | 0 | 0 | 0 | 0 | 0 | 0 | 0 | 0 | 0 | 0 | 0 | 0 | 0 | 0 | 0
PG&E KERN | Mt Poso | 115 | LDES |  |  | 0 | 0 | 0 | 0 | 0 | 0 | 0 | 0 | 0 | 0 | 0 | 0 | 0 | 0 | 0 | 0 | 0 | 0 | 0 | 0 | 0 | 0 | 0 | 0 | 0 | 0 | 0 | 0
SDGE | Murray | 69 | LDES |  |  | 0 | 0 | 0 | 0 | 0 | 0 | 0 | 0 | 0 | 0 | 0 | 0 | 0 | 0 | 0 | 0 | 0 | 0 | 0 | 0 | 0 | 0 | 0 | 0 | 0 | 0 | 0 | 0
PG&E FRESNO | Mustang | 230 | LDES |  |  | 0 | 0 | 0 | 0 | 0 | 0 | 0 | 0 | 0 | 0 | 0 | 0 | 0 | 0 | 0 | 0 | 0 | 0 | 0 | 0 | 0 | 0 | 0 | 0 | 0 | 0 | 0 | 0
SCE Northern | Neenach | 66 | LDES |  |  | 0 | 0 | 0 | 0 | 0 | 0 | 0 | 0 | 0 | 0 | 0 | 0 | 0 | 0 | 0 | 0 | 0 | 0 | 0 | 0 | 0 | 0 | 0 | 0 | 0 | 0 | 0 | 0
PG&E KERN | New Sub - Gates - Midway (Proposed) | 230 | LDES |  |  | 0 | 0 | 0 | 0 | 0 | 0 | 0 | 0 | 0 | 0 | 0 | 0 | 0 | 0 | 0 | 0 | 0 | 0 | 0 | 0 | 0 | 0 | 0 | 0 | 0 | 0 | 0 | 0
PG&E KERN | New Sub - Gates - Templeton (Proposed) | 230 | LDES |  |  | 0 | 0 | 0 | 0 | 0 | 0 | 0 | 0 | 0 | 0 | 0 | 0 | 0 | 0 | 0 | 0 | 0 | 0 | 0 | 0 | 0 | 0 | 0 | 0 | 0 | 0 | 0 | 0
SCE NOL | New Sub - Kramer - Lugo (Proposed) | 230 | LDES |  |  | 0 | 0 | 0 | 0 | 0 | 0 | 0 | 0 | 0 | 0 | 0 | 0 | 0 | 0 | 0 | 0 | 0 | 0 | 0 | 0 | 0 | 0 | 0 | 0 | 0 | 0 | 0 | 0
PG&E FRESNO | New Sub - Los Banos - Midway (Proposed) | 500 | LDES |  |  | 0 | 0 | 0 | 0 | 0 | 0 | 0 | 0 | 0 | 0 | 0 | 0 | 0 | 0 | 0 | 0 | 0 | 0 | 0 | 0 | 0 | 0 | 0 | 0 | 0 | 0 | 0 | 0
SCE NOL | New Sub - Lugo - Pisgah (Proposed) | 230 | LDES |  |  | 0 | 0 | 0 | 0 | 0 | 0 | 0 | 0 | 0 | 0 | 0 | 0 | 0 | 0 | 0 | 0 | 0 | 0 | 0 | 0 | 0 | 0 | 0 | 0 | 0 | 0 | 0 | 0
PG&E KERN | New Sub - Midway - Wheeler Ridge (Proposed) | 230 | LDES |  |  | 0 | 0 | 0 | 0 | 0 | 0 | 0 | 0 | 0 | 0 | 0 | 0 | 0 | 0 | 0 | 0 | 0 | 0 | 0 | 0 | 0 | 0 | 0 | 0 | 0 | 0 | 0 | 0
PG&E NGBA | New Sub - Near existing Leavitt (PSREC) | 345 | LDES |  |  | 0 | 0 | 0 | 0 | 0 | 0 | 0 | 0 | 0 | 0 | 0 | 0 | 0 | 0 | 0 | 0 | 0 | 0 | 0 | 0 | 0 | 0 | 0 | 0 | 0 | 0 | 0 | 0
PG&E NGBA | New Sub - Near existing Madeline (NVE) | 345 | LDES |  |  | 0 | 0 | 0 | 0 | 0 | 0 | 0 | 0 | 0 | 0 | 0 | 0 | 0 | 0 | 0 | 0 | 0 | 0 | 0 | 0 | 0 | 0 | 0 | 0 | 0 | 0 | 0 | 0
SDGE | New Sub - North Gila - IV (Proposed) | 500 | LDES |  |  | 0 | 0 | 0 | 0 | 0 | 0 | 0 | 0 | 0 | 0 | 0 | 0 | 0 | 0 | 0 | 0 | 0 | 0 | 0 | 0 | 0 | 0 | 0 | 0 | 0 | 0 | 0 | 0
PG&E NGBA | New Sub - Pit 1 - Cottonwood (Proposed) | 230 | LDES |  |  | 0 | 0 | 0 | 0 | 0 | 0 | 0 | 0 | 0 | 0 | 0 | 0 | 0 | 0 | 0 | 0 | 0 | 0 | 0 | 0 | 0 | 0 | 0 | 0 | 0 | 0 | 0 | 0
PG&E GBA | New Sub - Rancho Seco - Bellota (Proposed) | 230 | LDES |  |  | 0 | 0 | 0 | 0 | 0 | 0 | 0 | 0 | 0 | 0 | 0 | 0 | 0 | 0 | 0 | 0 | 0 | 0 | 0 | 0 | 0 | 0 | 0 | 0 | 0 | 0 | 0 | 0
SDGE | New Sub - Suncrest - Ocotillo (Proposed) | 500 | LDES |  |  | 0 | 0 | 0 | 0 | 0 | 0 | 0 | 0 | 0 | 0 | 0 | 0 | 0 | 0 | 0 | 0 | 0 | 0 | 0 | 0 | 0 | 0 | 0 | 0 | 0 | 0 | 0 | 0
PG&E FRESNO | New Sub - Westley - Quinto (Proposed) | 230 | LDES |  |  | 0 | 0 | 0 | 0 | 0 | 0 | 0 | 0 | 0 | 0 | 0 | 0 | 0 | 0 | 0 | 0 | 0 | 0 | 0 | 0 | 0 | 0 | 0 | 0 | 0 | 0 | 0 | 0
PG&E GBA | Newark | 115 | LDES |  |  | 0 | 0 | 0 | 0 | 0 | 0 | 0 | 0 | 0 | 0 | 0 | 0 | 0 | 0 | 0 | 0 | 0 | 0 | 0 | 0 | 0 | 0 | 0 | 0 | 0 | 0 | 0 | 0
PG&E GBA | Newark | 230 | LDES |  |  | 0 | 0 | 0 | 0 | 0 | 0 | 0 | 0 | 0 | 0 | 0 | 0 | 0 | 0 | 0 | 0 | 0 | 0 | 0 | 0 | 0 | 0 | 0 | 0 | 0 | 0 | 0 | 0
PG&E GBA | Newark | 60 | LDES |  |  | 0 | 0 | 0 | 0 | 0 | 0 | 0 | 0 | 0 | 0 | 0 | 0 | 0 | 0 | 0 | 0 | 0 | 0 | 0 | 0 | 0 | 0 | 0 | 0 | 0 | 0 | 0 | 0
PG&E FRESNO | Newhall | 115 | LDES |  |  | 0 | 0 | 0 | 0 | 0 | 0 | 0 | 0 | 0 | 0 | 0 | 0 | 0 | 0 | 0 | 0 | 0 | 0 | 0 | 0 | 0 | 0 | 0 | 0 | 0 | 0 | 0 | 0
PG&E KERN | Norco | 115 | LDES |  |  | 0 | 0 | 0 | 0 | 0 | 0 | 0 | 0 | 0 | 0 | 0 | 0 | 0 | 0 | 0 | 0 | 0 | 0 | 0 | 0 | 0 | 0 | 0 | 0 | 0 | 0 | 0 | 0
PG&E GBA | Nortech | 115 | LDES |  |  | 0 | 0 | 0 | 0 | 0 | 0 | 0 | 0 | 0 | 0 | 0 | 0 | 0 | 0 | 0 | 0 | 0 | 0 | 0 | 0 | 0 | 0 | 0 | 0 | 0 | 0 | 0 | 0
SDGE | North City Metering | 138 | LDES |  |  | 0 | 0 | 0 | 0 | 0 | 0 | 0 | 0 | 0 | 0 | 0 | 0 | 0 | 0 | 0 | 0 | 0 | 0 | 0 | 0 | 0 | 0 | 0 | 0 | 0 | 0 | 0 | 0
PG&E GBA | North Dublin | 230 | LDES |  |  | 0 | 0 | 0 | 0 | 0 | 0 | 0 | 0 | 0 | 0 | 0 | 0 | 0 | 0 | 0 | 0 | 0 | 0 | 0 | 0 | 0 | 0 | 0 | 0 | 0 | 0 | 0 | 0
SDGE | North Gila | 500 | LDES |  |  | 0 | 0 | 0 | 0 | 0 | 0 | 0 | 0 | 0 | 0 | 0 | 0 | 0 | 0 | 0 | 0 | 0 | 0 | 0 | 0 | 0 | 0 | 0 | 0 | 0 | 0 | 0 | 0
SCE Metro | North of SONGS | 230 | LDES |  |  | 0 | 0 | 0 | 0 | 0 | 0 | 0 | 0 | 0 | 0 | 0 | 0 | 0 | 0 | 0 | 0 | 0 | 0 | 0 | 0 | 0 | 0 | 0 | 0 | 0 | 0 | 0 | 0
SCE Metro | North of SONGS | 500 | LDES |  |  | 0 | 0 | 0 | 0 | 0 | 0 | 0 | 0 | 0 | 0 | 0 | 0 | 0 | 0 | 0 | 0 | 0 | 0 | 0 | 0 | 0 | 0 | 0 | 0 | 0 | 0 | 0 | 0
PG&E NGBA | Notre Dame | 115 | LDES |  |  | 0 | 0 | 0 | 0 | 0 | 0 | 0 | 0 | 0 | 0 | 0 | 0 | 0 | 0 | 0 | 0 | 0 | 0 | 0 | 0 | 0 | 0 | 0 | 0 | 0 | 0 | 0 | 0
PG&E GBA | Oakland C | 115 | LDES |  |  | 0 | 0 | 0 | 0 | 0 | 0 | 0 | 0 | 0 | 0 | 0 | 0 | 0 | 0 | 0 | 0 | 0 | 0 | 0 | 0 | 0 | 0 | 0 | 0 | 0 | 0 | 0 | 0
PG&E GBA | Oakland J | 115 | LDES |  |  | 0 | 0 | 0 | 0 | 0 | 0 | 0 | 0 | 0 | 0 | 0 | 0 | 0 | 0 | 0 | 0 | 0 | 0 | 0 | 0 | 0 | 0 | 0 | 0 | 0 | 0 | 0 | 0
PG&E GBA | Oakland L | 115 | LDES |  |  | 0 | 0 | 0 | 0 | 0 | 0 | 0 | 0 | 0 | 0 | 0 | 0 | 0 | 0 | 0 | 0 | 0 | 0 | 0 | 0 | 0 | 0 | 0 | 0 | 0 | 0 | 0 | 0
PG&E GBA | Oakland X | 115 | LDES |  |  | 0 | 0 | 0 | 0 | 0 | 0 | 0 | 0 | 0 | 0 | 0 | 0 | 0 | 0 | 0 | 0 | 0 | 0 | 0 | 0 | 0 | 0 | 0 | 0 | 0 | 0 | 0 | 0
SDGE | Ocean Ranch | 69 | LDES |  |  | 0 | 0 | 0 | 0 | 0 | 0 | 0 | 0 | 0 | 0 | 0 | 0 | 0 | 0 | 0 | 0 | 0 | 0 | 0 | 0 | 0 | 0 | 0 | 0 | 0 | 0 | 0 | 0
PG&E KERN | Oceano | 115 | LDES |  |  | 0 | 0 | 0 | 0 | 0 | 0 | 0 | 0 | 0 | 0 | 0 | 0 | 0 | 0 | 0 | 0 | 0 | 0 | 0 | 0 | 0 | 0 | 0 | 0 | 0 | 0 | 0 | 0
SDGE | Ocotillo Express | 500 | LDES |  |  | 0 | 0 | 0 | 0 | 0 | 0 | 0 | 0 | 0 | 0 | 0 | 0 | 0 | 0 | 0 | 0 | 0 | 0 | 0 | 0 | 0 | 0 | 0 | 0 | 0 | 0 | 0 | 0
PG&E KERN | Old River | 70 | LDES |  |  | 0 | 0 | 0 | 0 | 0 | 0 | 0 | 0 | 0 | 0 | 0 | 0 | 0 | 0 | 0 | 0 | 0 | 0 | 0 | 0 | 0 | 0 | 0 | 0 | 0 | 0 | 0 | 0
SDGE | Old Town | 230 | LDES |  |  | 0 | 0 | 0 | 0 | 0 | 0 | 0 | 0 | 0 | 0 | 0 | 0 | 0 | 0 | 0 | 0 | 0 | 0 | 0 | 0 | 0 | 0 | 0 | 0 | 0 | 0 | 0 | 0
SCE Metro | Olinda | 230 | LDES |  |  | 0 | 0 | 0 | 0 | 0 | 0 | 0 | 0 | 0 | 0 | 0 | 0 | 0 | 0 | 0 | 0 | 0 | 0 | 0 | 0 | 0 | 0 | 0 | 0 | 0 | 0 | 0 | 0
PG&E FRESNO | Olive | 115 | LDES |  |  | 0 | 0 | 0 | 0 | 0 | 0 | 0 | 0 | 0 | 0 | 0 | 0 | 0 | 0 | 0 | 0 | 0 | 0 | 0 | 0 | 0 | 0 | 0 | 0 | 0 | 0 | 0 | 0
PG&E NGBA | Olivehurst | 115 | LDES |  |  | 0 | 0 | 0 | 0 | 0 | 0 | 0 | 0 | 0 | 0 | 0 | 0 | 0 | 0 | 0 | 0 | 0 | 0 | 0 | 0 | 0 | 0 | 0 | 0 | 0 | 0 | 0 | 0
PG&E NGBA | Oregon Trail | 60 | LDES |  |  | 0 | 0 | 0 | 0 | 0 | 0 | 0 | 0 | 0 | 0 | 0 | 0 | 0 | 0 | 0 | 0 | 0 | 0 | 0 | 0 | 0 | 0 | 0 | 0 | 0 | 0 | 0 | 0
SCE Northern | Ormond Beach | 230 | LDES |  |  | 0 | 0 | 0 | 0 | 0 | 0 | 0 | 0 | 0 | 0 | 0 | 0 | 0 | 0 | 0 | 0 | 0 | 0 | 0 | 0 | 0 | 0 | 0 | 0 | 0 | 0 | 0 | 0
PG&E FRESNO | Oro Loma | 115 | LDES |  |  | 0 | 0 | 0 | 0 | 0 | 0 | 0 | 0 | 0 | 0 | 0 | 0 | 0 | 0 | 0 | 0 | 0 | 0 | 0 | 0 | 0 | 0 | 0 | 0 | 0 | 0 | 0 | 0
PG&E FRESNO | Oro Loma | 70 | LDES |  |  | 0 | 0 | 0 | 0 | 0 | 0 | 0 | 0 | 0 | 0 | 0 | 0 | 0 | 0 | 0 | 0 | 0 | 0 | 0 | 0 | 0 | 0 | 0 | 0 | 0 | 0 | 0 | 0
PG&E FRESNO | Orosi | 70 | LDES |  |  | 0 | 0 | 0 | 0 | 0 | 0 | 0 | 0 | 0 | 0 | 0 | 0 | 0 | 0 | 0 | 0 | 0 | 0 | 0 | 0 | 0 | 0 | 0 | 0 | 0 | 0 | 0 | 0
SDGE | Otay | 69 | LDES |  |  | 0 | 0 | 0 | 0 | 0 | 0 | 0 | 0 | 0 | 0 | 0 | 0 | 0 | 0 | 0 | 0 | 0 | 0 | 0 | 0 | 0 | 0 | 0 | 0 | 0 | 0 | 0 | 0
SDGE | Otay Mesa | 230 | LDES |  |  | 0 | 0 | 0 | 0 | 0 | 0 | 0 | 0 | 0 | 0 | 0 | 0 | 0 | 0 | 0 | 0 | 0 | 0 | 0 | 0 | 0 | 0 | 0 | 0 | 0 | 0 | 0 | 0
PG&E FRESNO | Padre Flats SW STA | 230 | LDES |  |  | 0 | 0 | 0 | 0 | 0 | 0 | 0 | 0 | 0 | 0 | 0 | 0 | 0 | 0 | 0 | 0 | 0 | 0 | 0 | 0 | 0 | 0 | 0 | 0 | 0 | 0 | 0 | 0
EOP | Pahrump | 138 | LDES |  |  | 0 | 0 | 0 | 0 | 0 | 0 | 0 | 0 | 0 | 0 | 0 | 0 | 0 | 0 | 0 | 0 | 0 | 0 | 0 | 0 | 0 | 0 | 0 | 0 | 0 | 0 | 0 | 0
EOP | Pahrump | 230 | LDES |  |  | 0 | 0 | 0 | 0 | 0 | 0 | 0 | 0 | 0 | 0 | 0 | 0 | 0 | 0 | 0 | 0 | 0 | 0 | 0 | 0 | 0 | 0 | 0 | 0 | 0 | 0 | 0 | 0
SDGE | Pala | 69 | LDES |  |  | 0 | 0 | 0 | 0 | 0 | 0 | 0 | 0 | 0 | 0 | 0 | 0 | 0 | 0 | 0 | 0 | 0 | 0 | 0 | 0 | 0 | 0 | 0 | 0 | 0 | 0 | 0 | 0
PG&E NGBA | Palermo | 115 | LDES |  |  | 0 | 0 | 0 | 0 | 0 | 0 | 0 | 0 | 0 | 0 | 0 | 0 | 0 | 0 | 0 | 0 | 0 | 0 | 0 | 0 | 0 | 0 | 0 | 0 | 0 | 0 | 0 | 0
PG&E NGBA | Palermo | 230 | LDES |  |  | 0 | 0 | 0 | 0 | 0 | 0 | 0 | 0 | 0 | 0 | 0 | 0 | 0 | 0 | 0 | 0 | 0 | 0 | 0 | 0 | 0 | 0 | 0 | 0 | 0 | 0 | 0 | 0
SCE Eastern | Palo Verde | 500 | LDES |  |  | 0 | 0 | 0 | 0 | 0 | 0 | 0 | 0 | 0 | 0 | 0 | 0 | 0 | 0 | 0 | 0 | 0 | 0 | 0 | 0 | 0 | 0 | 0 | 0 | 0 | 0 | 0 | 0
SDGE | Palomar Energy | 230 | LDES |  |  | 0 | 0 | 0 | 0 | 0 | 0 | 0 | 0 | 0 | 0 | 0 | 0 | 0 | 0 | 0 | 0 | 0 | 0 | 0 | 0 | 0 | 0 | 0 | 0 | 0 | 0 | 0 | 0
PG&E KERN | Panama | 70 | LDES |  |  | 0 | 0 | 0 | 0 | 0 | 0 | 0 | 0 | 0 | 0 | 0 | 0 | 0 | 0 | 0 | 0 | 0 | 0 | 0 | 0 | 0 | 0 | 0 | 0 | 0 | 0 | 0 | 0
PG&E FRESNO | Panoche | 115 | LDES |  |  | 0 | 0 | 0 | 0 | 0 | 0 | 0 | 0 | 0 | 0 | 0 | 0 | 0 | 0 | 0 | 0 | 0 | 0 | 0 | 0 | 0 | 0 | 0 | 0 | 0 | 0 | 0 | 0
PG&E FRESNO | Panoche | 230 | LDES |  |  | 0 | 0 | 0 | 0 | 0 | 0 | 0 | 0 | 0 | 0 | 0 | 0 | 0 | 0 | 0 | 0 | 0 | 0 | 0 | 0 | 0 | 0 | 0 | 0 | 0 | 0 | 0 | 0
SCE Northern | Pardee | 230 | LDES |  |  | 0 | 0 | 0 | 0 | 0 | 0 | 0 | 0 | 0 | 0 | 0 | 0 | 0 | 0 | 0 | 0 | 0 | 0 | 0 | 0 | 0 | 0 | 0 | 0 | 0 | 0 | 0 | 0
PG&E NGBA | Parkway | 230 | LDES |  |  | 0 | 0 | 0 | 0 | 0 | 0 | 0 | 0 | 0 | 0 | 0 | 0 | 0 | 0 | 0 | 0 | 0 | 0 | 0 | 0 | 0 | 0 | 0 | 0 | 0 | 0 | 0 | 0
SCE Northern | Pastoria | 230 | LDES |  |  | 0 | 0 | 0 | 0 | 0 | 0 | 0 | 0 | 0 | 0 | 0 | 0 | 0 | 0 | 0 | 0 | 0 | 0 | 0 | 0 | 0 | 0 | 0 | 0 | 0 | 0 | 0 | 0
SCE Metro | Pauda | 230 | LDES |  |  | 0 | 0 | 0 | 0 | 0 | 0 | 0 | 0 | 0 | 0 | 0 | 0 | 0 | 0 | 0 | 0 | 0 | 0 | 0 | 0 | 0 | 0 | 0 | 0 | 0 | 0 | 0 | 0
PG&E GBA | Paul Sweet | 115 | LDES |  |  | 0 | 0 | 0 | 0 | 0 | 0 | 0 | 0 | 0 | 0 | 0 | 0 | 0 | 0 | 0 | 0 | 0 | 0 | 0 | 0 | 0 | 0 | 0 | 0 | 0 | 0 | 0 | 0
PG&E NGBA | Peabody | 230 | LDES |  |  | 0 | 0 | 0 | 0 | 0 | 0 | 0 | 0 | 0 | 0 | 0 | 0 | 0 | 0 | 0 | 0 | 0 | 0 | 0 | 0 | 0 | 0 | 0 | 0 | 0 | 0 | 0 | 0
PG&E NGBA | Pease | 115 | LDES |  |  | 0 | 0 | 0 | 0 | 0 | 0 | 0 | 0 | 0 | 0 | 0 | 0 | 0 | 0 | 0 | 0 | 0 | 0 | 0 | 0 | 0 | 0 | 0 | 0 | 0 | 0 | 0 | 0
PG&E NGBA | Pease | 60 | LDES |  |  | 0 | 0 | 0 | 0 | 0 | 0 | 0 | 0 | 0 | 0 | 0 | 0 | 0 | 0 | 0 | 0 | 0 | 0 | 0 | 0 | 0 | 0 | 0 | 0 | 0 | 0 | 0 | 0
SDGE | Penasquitos | 138 | LDES |  |  | 0 | 0 | 0 | 0 | 0 | 0 | 0 | 0 | 0 | 0 | 0 | 0 | 0 | 0 | 0 | 0 | 0 | 0 | 0 | 0 | 0 | 0 | 0 | 0 | 0 | 0 | 0 | 0
SDGE | Penasquitos | 230 | LDES |  |  | 0 | 0 | 0 | 0 | 0 | 0 | 0 | 0 | 0 | 0 | 0 | 0 | 0 | 0 | 0 | 0 | 0 | 0 | 0 | 0 | 0 | 0 | 0 | 0 | 0 | 0 | 0 | 0
SDGE | Penasquitos | 69 | LDES |  |  | 0 | 0 | 0 | 0 | 0 | 0 | 0 | 0 | 0 | 0 | 0 | 0 | 0 | 0 | 0 | 0 | 0 | 0 | 0 | 0 | 0 | 0 | 0 | 0 | 0 | 0 | 0 | 0
SDGE | Pendleton | 69 | LDES |  |  | 0 | 0 | 0 | 0 | 0 | 0 | 0 | 0 | 0 | 0 | 0 | 0 | 0 | 0 | 0 | 0 | 0 | 0 | 0 | 0 | 0 | 0 | 0 | 0 | 0 | 0 | 0 | 0
PG&E NGBA | Penngrove | 115 | LDES |  |  | 0 | 0 | 0 | 0 | 0 | 0 | 0 | 0 | 0 | 0 | 0 | 0 | 0 | 0 | 0 | 0 | 0 | 0 | 0 | 0 | 0 | 0 | 0 | 0 | 0 | 0 | 0 | 0
PG&E GBA | Peoria | 115 | LDES |  |  | 0 | 0 | 0 | 0 | 0 | 0 | 0 | 0 | 0 | 0 | 0 | 0 | 0 | 0 | 0 | 0 | 0 | 0 | 0 | 0 | 0 | 0 | 0 | 0 | 0 | 0 | 0 | 0
PG&E GBA | Piercy | 115 | LDES |  |  | 0 | 0 | 0 | 0 | 0 | 0 | 0 | 0 | 0 | 0 | 0 | 0 | 0 | 0 | 0 | 0 | 0 | 0 | 0 | 0 | 0 | 0 | 0 | 0 | 0 | 0 | 0 | 0
PG&E FRESNO | Pine Flat | 230 | LDES |  |  | 0 | 0 | 0 | 0 | 0 | 0 | 0 | 0 | 0 | 0 | 0 | 0 | 0 | 0 | 0 | 0 | 0 | 0 | 0 | 0 | 0 | 0 | 0 | 0 | 0 | 0 | 0 | 0
SCE NOL | Pisgah | 230 | LDES |  |  | 0 | 0 | 0 | 0 | 0 | 0 | 0 | 0 | 0 | 0 | 0 | 0 | 0 | 0 | 0 | 0 | 0 | 0 | 0 | 0 | 0 | 0 | 0 | 0 | 0 | 0 | 0 | 0
PG&E NGBA | Pit 1 | 230 | LDES |  |  | 0 | 0 | 0 | 0 | 0 | 0 | 0 | 0 | 0 | 0 | 0 | 0 | 0 | 0 | 0 | 0 | 0 | 0 | 0 | 0 | 0 | 0 | 0 | 0 | 0 | 0 | 0 | 0
PG&E NGBA | Pit 1 | 60 | LDES |  |  | 0 | 0 | 0 | 0 | 0 | 0 | 0 | 0 | 0 | 0 | 0 | 0 | 0 | 0 | 0 | 0 | 0 | 0 | 0 | 0 | 0 | 0 | 0 | 0 | 0 | 0 | 0 | 0
PG&E NGBA | Pit 3 | 230 | LDES |  |  | 0 | 0 | 0 | 0 | 0 | 0 | 0 | 0 | 0 | 0 | 0 | 0 | 0 | 0 | 0 | 0 | 0 | 0 | 0 | 0 | 0 | 0 | 0 | 0 | 0 | 0 | 0 | 0
PG&E NGBA | Pit 4 | 230 | LDES |  |  | 0 | 0 | 0 | 0 | 0 | 0 | 0 | 0 | 0 | 0 | 0 | 0 | 0 | 0 | 0 | 0 | 0 | 0 | 0 | 0 | 0 | 0 | 0 | 0 | 0 | 0 | 0 | 0
PG&E GBA | Pittsburg | 115 | LDES |  |  | 0 | 0 | 0 | 0 | 0 | 0 | 0 | 0 | 0 | 0 | 0 | 0 | 0 | 0 | 0 | 0 | 0 | 0 | 0 | 0 | 0 | 0 | 0 | 0 | 0 | 0 | 0 | 0
PG&E GBA | Pittsburg | 230 | LDES |  | Mapped as Batteries | 1 | 0 | 0 | 0 | 0 | 0 | 0 | 0 | 0 | 0 | 0 | 0 | 0 | 100 | 0 | 100 | 0 | 0 | 0 | 100 | 0 | 100 | 100 | 0 | 100 | 100 | 0 | 100
PG&E NGBA | Pleasant Grove | 115 | LDES |  |  | 0 | 0 | 0 | 0 | 0 | 0 | 0 | 0 | 0 | 0 | 0 | 0 | 0 | 0 | 0 | 0 | 0 | 0 | 0 | 0 | 0 | 0 | 0 | 0 | 0 | 0 | 0 | 0
PG&E NGBA | POE | 230 | LDES |  |  | 0 | 0 | 0 | 0 | 0 | 0 | 0 | 0 | 0 | 0 | 0 | 0 | 0 | 0 | 0 | 0 | 0 | 0 | 0 | 0 | 0 | 0 | 0 | 0 | 0 | 0 | 0 | 0
SDGE | Point Loma | 69 | LDES |  |  | 0 | 0 | 0 | 0 | 0 | 0 | 0 | 0 | 0 | 0 | 0 | 0 | 0 | 0 | 0 | 0 | 0 | 0 | 0 | 0 | 0 | 0 | 0 | 0 | 0 | 0 | 0 | 0
SDGE | Pomerado | 69 | LDES |  |  | 0 | 0 | 0 | 0 | 0 | 0 | 0 | 0 | 0 | 0 | 0 | 0 | 0 | 0 | 0 | 0 | 0 | 0 | 0 | 0 | 0 | 0 | 0 | 0 | 0 | 0 | 0 | 0
PG&E KERN | Poso Mountain | 115 | LDES |  |  | 0 | 0 | 0 | 0 | 0 | 0 | 0 | 0 | 0 | 0 | 0 | 0 | 0 | 0 | 0 | 0 | 0 | 0 | 0 | 0 | 0 | 0 | 0 | 0 | 0 | 0 | 0 | 0
EOP | Primm | 230 | LDES |  |  | 0 | 0 | 0 | 0 | 0 | 0 | 0 | 0 | 0 | 0 | 0 | 0 | 0 | 0 | 0 | 0 | 0 | 0 | 0 | 0 | 0 | 0 | 0 | 0 | 0 | 0 | 0 | 0
PG&E NGBA | Putah Creek | 115 | LDES |  |  | 0 | 0 | 0 | 0 | 0 | 0 | 0 | 0 | 0 | 0 | 0 | 0 | 0 | 0 | 0 | 0 | 0 | 0 | 0 | 0 | 0 | 0 | 0 | 0 | 0 | 0 | 0 | 0
SDGE | Q1806 | 138 | LDES |  |  | 0 | 0 | 0 | 0 | 0 | 0 | 0 | 0 | 0 | 0 | 0 | 0 | 0 | 0 | 0 | 0 | 0 | 0 | 0 | 0 | 0 | 0 | 0 | 0 | 0 | 0 | 0 | 0
PG&E FRESNO | Quinto | 230 | LDES |  |  | 0 | 0 | 0 | 0 | 0 | 0 | 0 | 0 | 0 | 0 | 0 | 0 | 0 | 0 | 0 | 0 | 0 | 0 | 0 | 0 | 0 | 0 | 0 | 0 | 0 | 0 | 0 | 0
PG&E GBA | Race Track | 115 | LDES |  |  | 0 | 0 | 0 | 0 | 0 | 0 | 0 | 0 | 0 | 0 | 0 | 0 | 0 | 0 | 0 | 0 | 0 | 0 | 0 | 0 | 0 | 0 | 0 | 0 | 0 | 0 | 0 | 0
SDGE | Rancho Mission Viejo | 138 | LDES |  |  | 0 | 0 | 0 | 0 | 0 | 0 | 0 | 0 | 0 | 0 | 0 | 0 | 0 | 0 | 0 | 0 | 0 | 0 | 0 | 0 | 0 | 0 | 0 | 0 | 0 | 0 | 0 | 0
PG&E GBA | Rancho Seco | 230 | LDES |  |  | 0 | 0 | 0 | 0 | 0 | 0 | 0 | 0 | 0 | 0 | 0 | 0 | 0 | 0 | 0 | 0 | 0 | 0 | 0 | 0 | 0 | 0 | 0 | 0 | 0 | 0 | 0 | 0
SCE Metro | Rancho Vista | 230 | LDES |  |  | 0 | 0 | 0 | 0 | 0 | 0 | 0 | 0 | 0 | 0 | 0 | 0 | 0 | 0 | 0 | 0 | 0 | 0 | 0 | 0 | 0 | 0 | 0 | 0 | 0 | 0 | 0 | 0
SCE Metro | Rancho Vista | 500 | LDES |  |  | 0 | 0 | 0 | 0 | 0 | 0 | 0 | 0 | 0 | 0 | 0 | 0 | 0 | 0 | 0 | 0 | 0 | 0 | 0 | 0 | 0 | 0 | 0 | 0 | 0 | 0 | 0 | 0
SCE NOL | Ransburg | 115 | LDES |  |  | 0 | 0 | 0 | 0 | 0 | 0 | 0 | 0 | 0 | 0 | 0 | 0 | 0 | 0 | 0 | 0 | 0 | 0 | 0 | 0 | 0 | 0 | 0 | 0 | 0 | 0 | 0 | 0
PG&E GBA | Ravenswood | 115 | LDES |  |  | 0 | 0 | 0 | 0 | 0 | 0 | 0 | 0 | 0 | 0 | 0 | 0 | 0 | 0 | 0 | 0 | 0 | 0 | 0 | 0 | 0 | 0 | 0 | 0 | 0 | 0 | 0 | 0
PG&E GBA | Ravenswood | 230 | LDES |  |  | 0 | 0 | 0 | 0 | 0 | 0 | 0 | 0 | 0 | 0 | 0 | 0 | 0 | 0 | 0 | 0 | 0 | 0 | 0 | 0 | 0 | 0 | 0 | 0 | 0 | 0 | 0 | 0
SCE Northern | Rector | 230 | LDES |  |  | 0 | 0 | 0 | 0 | 0 | 0 | 0 | 0 | 0 | 0 | 0 | 0 | 0 | 0 | 0 | 0 | 0 | 0 | 0 | 0 | 0 | 0 | 0 | 0 | 0 | 0 | 0 | 0
SCE Eastern | Red Bluff | 230 | LDES |  |  | 0 | 0 | 0 | 0 | 0 | 0 | 0 | 0 | 0 | 0 | 0 | 0 | 0 | 0 | 0 | 0 | 0 | 0 | 0 | 0 | 0 | 0 | 0 | 0 | 0 | 0 | 0 | 0
SCE Eastern | Red Bluff | 500 | LDES |  |  | 0 | 0 | 0 | 0 | 0 | 0 | 0 | 0 | 0 | 0 | 0 | 0 | 0 | 0 | 0 | 0 | 0 | 0 | 0 | 0 | 0 | 0 | 0 | 0 | 0 | 0 | 0 | 0
PG&E NGBA | Redbud | 115 | LDES |  |  | 0 | 0 | 0 | 0 | 0 | 0 | 0 | 0 | 0 | 0 | 0 | 0 | 0 | 0 | 0 | 0 | 0 | 0 | 0 | 0 | 0 | 0 | 0 | 0 | 0 | 0 | 0 | 0
SCE Metro | Redondo | 230 | LDES |  |  | 0 | 0 | 0 | 0 | 0 | 0 | 0 | 0 | 0 | 0 | 0 | 0 | 0 | 0 | 0 | 0 | 0 | 0 | 0 | 0 | 0 | 0 | 0 | 0 | 0 | 0 | 0 | 0
PG&E FRESNO | Reedley | 115 | LDES |  |  | 0 | 0 | 0 | 0 | 0 | 0 | 0 | 0 | 0 | 0 | 0 | 0 | 0 | 0 | 0 | 0 | 0 | 0 | 0 | 0 | 0 | 0 | 0 | 0 | 0 | 0 | 0 | 0
PG&E KERN | Renfro | 115 | LDES |  |  | 0 | 0 | 0 | 0 | 0 | 0 | 0 | 0 | 0 | 0 | 0 | 0 | 0 | 0 | 0 | 0 | 0 | 0 | 0 | 0 | 0 | 0 | 0 | 0 | 0 | 0 | 0 | 0
PG&E GBA | Richmond R | 115 | LDES |  |  | 0 | 0 | 0 | 0 | 0 | 0 | 0 | 0 | 0 | 0 | 0 | 0 | 0 | 0 | 0 | 0 | 0 | 0 | 0 | 0 | 0 | 0 | 0 | 0 | 0 | 0 | 0 | 0
PG&E NGBA | Rincon | 115 | LDES |  |  | 0 | 0 | 0 | 0 | 0 | 0 | 0 | 0 | 0 | 0 | 0 | 0 | 0 | 0 | 0 | 0 | 0 | 0 | 0 | 0 | 0 | 0 | 0 | 0 | 0 | 0 | 0 | 0
PG&E KERN | Rio Bravo | 115 | LDES |  |  | 0 | 0 | 0 | 0 | 0 | 0 | 0 | 0 | 0 | 0 | 0 | 0 | 0 | 0 | 0 | 0 | 0 | 0 | 0 | 0 | 0 | 0 | 0 | 0 | 0 | 0 | 0 | 0
SCE Metro | Rio Hondo | 230 | LDES |  |  | 0 | 0 | 0 | 0 | 0 | 0 | 0 | 0 | 0 | 0 | 0 | 0 | 0 | 0 | 0 | 0 | 0 | 0 | 0 | 0 | 0 | 0 | 0 | 0 | 0 | 0 | 0 | 0
PG&E NGBA | Rio Oso | 115 | LDES |  |  | 0 | 0 | 0 | 0 | 0 | 0 | 0 | 0 | 0 | 0 | 0 | 0 | 0 | 0 | 0 | 0 | 0 | 0 | 0 | 0 | 0 | 0 | 0 | 0 | 0 | 0 | 0 | 0
PG&E NGBA | Rio Oso | 230 | LDES |  |  | 0 | 0 | 0 | 0 | 0 | 0 | 0 | 0 | 0 | 0 | 0 | 0 | 0 | 0 | 0 | 0 | 0 | 0 | 0 | 0 | 0 | 0 | 0 | 0 | 0 | 0 | 0 | 0
PG&E GBA | Ripon | 115 | LDES |  |  | 0 | 0 | 0 | 0 | 0 | 0 | 0 | 0 | 0 | 0 | 0 | 0 | 0 | 0 | 0 | 0 | 0 | 0 | 0 | 0 | 0 | 0 | 0 | 0 | 0 | 0 | 0 | 0
PG&E GBA | Riverbank | 115 | LDES |  |  | 0 | 0 | 0 | 0 | 0 | 0 | 0 | 0 | 0 | 0 | 0 | 0 | 0 | 0 | 0 | 0 | 0 | 0 | 0 | 0 | 0 | 0 | 0 | 0 | 0 | 0 | 0 | 0
SCE NOL | Roadway | 115 | LDES |  |  | 0 | 0 | 0 | 0 | 0 | 0 | 0 | 0 | 0 | 0 | 0 | 0 | 0 | 0 | 0 | 0 | 0 | 0 | 0 | 0 | 0 | 0 | 0 | 0 | 0 | 0 | 0 | 0
PG&E NGBA | Rock Creek 1 | 230 | LDES |  |  | 0 | 0 | 0 | 0 | 0 | 0 | 0 | 0 | 0 | 0 | 0 | 0 | 0 | 0 | 0 | 0 | 0 | 0 | 0 | 0 | 0 | 0 | 0 | 0 | 0 | 0 | 0 | 0
SCE Northern | Rosamond | 66 | LDES |  |  | 0 | 0 | 0 | 0 | 0 | 0 | 0 | 0 | 0 | 0 | 0 | 0 | 0 | 0 | 0 | 0 | 0 | 0 | 0 | 0 | 0 | 0 | 0 | 0 | 0 | 0 | 0 | 0
PG&E GBA | Rossmoor | 230 | LDES |  |  | 0 | 0 | 0 | 0 | 0 | 0 | 0 | 0 | 0 | 0 | 0 | 0 | 0 | 0 | 0 | 0 | 0 | 0 | 0 | 0 | 0 | 0 | 0 | 0 | 0 | 0 | 0 | 0
PG&E NGBA | Round Mountain | 230 | LDES |  |  | 0 | 0 | 0 | 0 | 0 | 0 | 0 | 0 | 0 | 0 | 0 | 0 | 0 | 0 | 0 | 0 | 0 | 0 | 0 | 0 | 0 | 0 | 0 | 0 | 0 | 0 | 0 | 0
PG&E NGBA | Round Mountain | 500 | LDES |  |  | 0 | 0 | 0 | 0 | 0 | 0 | 0 | 0 | 0 | 0 | 0 | 0 | 0 | 0 | 0 | 0 | 0 | 0 | 0 | 0 | 0 | 0 | 0 | 0 | 0 | 0 | 0 | 0
PG&E GBA | Salado | 115 | LDES |  |  | 0 | 0 | 0 | 0 | 0 | 0 | 0 | 0 | 0 | 0 | 0 | 0 | 0 | 0 | 0 | 0 | 0 | 0 | 0 | 0 | 0 | 0 | 0 | 0 | 0 | 0 | 0 | 0
PG&E GBA | Salado | 60 | LDES |  |  | 0 | 0 | 0 | 0 | 0 | 0 | 0 | 0 | 0 | 0 | 0 | 0 | 0 | 0 | 0 | 0 | 0 | 0 | 0 | 0 | 0 | 0 | 0 | 0 | 0 | 0 | 0 | 0
PG&E GBA | Salinas | 115 | LDES |  |  | 0 | 0 | 0 | 0 | 0 | 0 | 0 | 0 | 0 | 0 | 0 | 0 | 0 | 0 | 0 | 0 | 0 | 0 | 0 | 0 | 0 | 0 | 0 | 0 | 0 | 0 | 0 | 0
SDGE | Salt Creek | 69 | LDES |  |  | 0 | 0 | 0 | 0 | 0 | 0 | 0 | 0 | 0 | 0 | 0 | 0 | 0 | 0 | 0 | 0 | 0 | 0 | 0 | 0 | 0 | 0 | 0 | 0 | 0 | 0 | 0 | 0
SCE Eastern | San Bernardino | 230 | LDES |  |  | 0 | 0 | 0 | 0 | 0 | 0 | 0 | 0 | 0 | 0 | 0 | 0 | 0 | 0 | 0 | 0 | 0 | 0 | 0 | 0 | 0 | 0 | 0 | 0 | 0 | 0 | 0 | 0
PG&E GBA | SAN FRAN A (POTRERO PP) | 115 | LDES |  |  | 0 | 0 | 0 | 0 | 0 | 0 | 0 | 0 | 0 | 0 | 0 | 0 | 0 | 0 | 0 | 0 | 0 | 0 | 0 | 0 | 0 | 0 | 0 | 0 | 0 | 0 | 0 | 0
PG&E GBA | SAN FRAN A (POTRERO PP) | 230 | LDES |  |  | 0 | 0 | 0 | 0 | 0 | 0 | 0 | 0 | 0 | 0 | 0 | 0 | 0 | 0 | 0 | 0 | 0 | 0 | 0 | 0 | 0 | 0 | 0 | 0 | 0 | 0 | 0 | 0
PG&E GBA | San Jose A | 115 | LDES |  |  | 0 | 0 | 0 | 0 | 0 | 0 | 0 | 0 | 0 | 0 | 0 | 0 | 0 | 0 | 0 | 0 | 0 | 0 | 0 | 0 | 0 | 0 | 0 | 0 | 0 | 0 | 0 | 0
PG&E GBA | San Jose B | 115 | LDES |  |  | 0 | 0 | 0 | 0 | 0 | 0 | 0 | 0 | 0 | 0 | 0 | 0 | 0 | 0 | 0 | 0 | 0 | 0 | 0 | 0 | 0 | 0 | 0 | 0 | 0 | 0 | 0 | 0
PG&E GBA | San Leandro U | 115 | LDES |  |  | 0 | 0 | 0 | 0 | 0 | 0 | 0 | 0 | 0 | 0 | 0 | 0 | 0 | 0 | 0 | 0 | 0 | 0 | 0 | 0 | 0 | 0 | 0 | 0 | 0 | 0 | 0 | 0
PG&E KERN | San Luis Obispo | 115 | LDES |  |  | 0 | 0 | 0 | 0 | 0 | 0 | 0 | 0 | 0 | 0 | 0 | 0 | 0 | 0 | 0 | 0 | 0 | 0 | 0 | 0 | 0 | 0 | 0 | 0 | 0 | 0 | 0 | 0
PG&E KERN | San Luis Obispo | 70 | LDES |  |  | 0 | 0 | 0 | 0 | 0 | 0 | 0 | 0 | 0 | 0 | 0 | 0 | 0 | 0 | 0 | 0 | 0 | 0 | 0 | 0 | 0 | 0 | 0 | 0 | 0 | 0 | 0 | 0
SDGE | San Luis Rey | 230 | LDES |  |  | 0 | 0 | 0 | 0 | 0 | 0 | 0 | 0 | 0 | 0 | 0 | 0 | 0 | 0 | 0 | 0 | 0 | 0 | 0 | 0 | 0 | 0 | 0 | 0 | 0 | 0 | 0 | 0
SDGE | San Luis Rey | 69 | LDES |  |  | 0 | 0 | 0 | 0 | 0 | 0 | 0 | 0 | 0 | 0 | 0 | 0 | 0 | 0 | 0 | 0 | 0 | 0 | 0 | 0 | 0 | 0 | 0 | 0 | 0 | 0 | 0 | 0
SDGE | San Marcos | 69 | LDES |  |  | 0 | 0 | 0 | 0 | 0 | 0 | 0 | 0 | 0 | 0 | 0 | 0 | 0 | 0 | 0 | 0 | 0 | 0 | 0 | 0 | 0 | 0 | 0 | 0 | 0 | 0 | 0 | 0
SCE Metro | San Onofre | 230 | LDES |  |  | 0 | 0 | 0 | 0 | 0 | 0 | 0 | 0 | 0 | 0 | 0 | 0 | 0 | 0 | 0 | 0 | 0 | 0 | 0 | 0 | 0 | 0 | 0 | 0 | 0 | 0 | 0 | 0
PG&E GBA | San Pablo | 115 | LDES |  |  | 0 | 0 | 0 | 0 | 0 | 0 | 0 | 0 | 0 | 0 | 0 | 0 | 0 | 0 | 0 | 0 | 0 | 0 | 0 | 0 | 0 | 0 | 0 | 0 | 0 | 0 | 0 | 0
PG&E GBA | San Ramon | 230 | LDES |  |  | 0 | 0 | 0 | 0 | 0 | 0 | 0 | 0 | 0 | 0 | 0 | 0 | 0 | 0 | 0 | 0 | 0 | 0 | 0 | 0 | 0 | 0 | 0 | 0 | 0 | 0 | 0 | 0
SDGE | San Ysidro | 69 | LDES |  |  | 0 | 0 | 0 | 0 | 0 | 0 | 0 | 0 | 0 | 0 | 0 | 0 | 0 | 0 | 0 | 0 | 0 | 0 | 0 | 0 | 0 | 0 | 0 | 0 | 0 | 0 | 0 | 0
SCE NOL | Sandlot | 230 | LDES |  |  | 0 | 0 | 0 | 0 | 0 | 0 | 0 | 0 | 0 | 0 | 0 | 0 | 0 | 0 | 0 | 0 | 0 | 0 | 0 | 0 | 0 | 0 | 0 | 0 | 0 | 0 | 0 | 0
EOP | Sandy | 138 | LDES |  |  | 0 | 0 | 0 | 0 | 0 | 0 | 0 | 0 | 0 | 0 | 0 | 0 | 0 | 0 | 0 | 0 | 0 | 0 | 0 | 0 | 0 | 0 | 0 | 0 | 0 | 0 | 0 | 0
PG&E FRESNO | Sanger | 115 | LDES |  |  | 0 | 0 | 0 | 0 | 0 | 0 | 0 | 0 | 0 | 0 | 0 | 0 | 0 | 0 | 0 | 0 | 0 | 0 | 0 | 0 | 0 | 0 | 0 | 0 | 0 | 0 | 0 | 0
SCE Northern | Santa Clara | 230 | LDES |  |  | 0 | 0 | 0 | 0 | 0 | 0 | 0 | 0 | 0 | 0 | 0 | 0 | 0 | 0 | 0 | 0 | 0 | 0 | 0 | 0 | 0 | 0 | 0 | 0 | 0 | 0 | 0 | 0
PG&E NGBA | Santa Rosa A | 115 | LDES |  |  | 0 | 0 | 0 | 0 | 0 | 0 | 0 | 0 | 0 | 0 | 0 | 0 | 0 | 0 | 0 | 0 | 0 | 0 | 0 | 0 | 0 | 0 | 0 | 0 | 0 | 0 | 0 | 0
PG&E GBA | Santa Teresa | 115 | LDES |  |  | 0 | 0 | 0 | 0 | 0 | 0 | 0 | 0 | 0 | 0 | 0 | 0 | 0 | 0 | 0 | 0 | 0 | 0 | 0 | 0 | 0 | 0 | 0 | 0 | 0 | 0 | 0 | 0
SDGE | Santee | 138 | LDES |  |  | 0 | 0 | 0 | 0 | 0 | 0 | 0 | 0 | 0 | 0 | 0 | 0 | 0 | 0 | 0 | 0 | 0 | 0 | 0 | 0 | 0 | 0 | 0 | 0 | 0 | 0 | 0 | 0
SCE Metro | Santiago | 230 | LDES |  |  | 0 | 0 | 0 | 0 | 0 | 0 | 0 | 0 | 0 | 0 | 0 | 0 | 0 | 0 | 0 | 0 | 0 | 0 | 0 | 0 | 0 | 0 | 0 | 0 | 0 | 0 | 0 | 0
PG&E GBA | Saratoga | 230 | LDES |  |  | 0 | 0 | 0 | 0 | 0 | 0 | 0 | 0 | 0 | 0 | 0 | 0 | 0 | 0 | 0 | 0 | 0 | 0 | 0 | 0 | 0 | 0 | 0 | 0 | 0 | 0 | 0 | 0
SCE Northern | Saugus | 230 | LDES |  |  | 0 | 0 | 0 | 0 | 0 | 0 | 0 | 0 | 0 | 0 | 0 | 0 | 0 | 0 | 0 | 0 | 0 | 0 | 0 | 0 | 0 | 0 | 0 | 0 | 0 | 0 | 0 | 0
PG&E FRESNO | Schindler | 115 | LDES |  |  | 0 | 0 | 0 | 0 | 0 | 0 | 0 | 0 | 0 | 0 | 0 | 0 | 0 | 0 | 0 | 0 | 0 | 0 | 0 | 0 | 0 | 0 | 0 | 0 | 0 | 0 | 0 | 0
PG&E FRESNO | Schindler | 70 | LDES |  |  | 0 | 0 | 0 | 0 | 0 | 0 | 0 | 0 | 0 | 0 | 0 | 0 | 0 | 0 | 0 | 0 | 0 | 0 | 0 | 0 | 0 | 0 | 0 | 0 | 0 | 0 | 0 | 0
PG&E GBA | Schulte | 115 | LDES |  |  | 0 | 0 | 0 | 0 | 0 | 0 | 0 | 0 | 0 | 0 | 0 | 0 | 0 | 0 | 0 | 0 | 0 | 0 | 0 | 0 | 0 | 0 | 0 | 0 | 0 | 0 | 0 | 0
SDGE | Scripps | 69 | LDES |  |  | 0 | 0 | 0 | 0 | 0 | 0 | 0 | 0 | 0 | 0 | 0 | 0 | 0 | 0 | 0 | 0 | 0 | 0 | 0 | 0 | 0 | 0 | 0 | 0 | 0 | 0 | 0 | 0
PG&E KERN | Semitropic | 115 | LDES |  |  | 0 | 0 | 0 | 0 | 0 | 0 | 0 | 0 | 0 | 0 | 0 | 0 | 0 | 0 | 0 | 0 | 0 | 0 | 0 | 0 | 0 | 0 | 0 | 0 | 0 | 0 | 0 | 0
SCE Metro | Serrano | 230 | LDES |  |  | 0 | 0 | 0 | 0 | 0 | 0 | 0 | 0 | 0 | 0 | 0 | 0 | 0 | 0 | 0 | 0 | 0 | 0 | 0 | 0 | 0 | 0 | 0 | 0 | 0 | 0 | 0 | 0
SCE Metro | Serrano | 500 | LDES |  |  | 0 | 0 | 0 | 0 | 0 | 0 | 0 | 0 | 0 | 0 | 0 | 0 | 0 | 0 | 0 | 0 | 0 | 0 | 0 | 0 | 0 | 0 | 0 | 0 | 0 | 0 | 0 | 0
SDGE | Shadowridge | 138 | LDES |  |  | 0 | 0 | 0 | 0 | 0 | 0 | 0 | 0 | 0 | 0 | 0 | 0 | 0 | 0 | 0 | 0 | 0 | 0 | 0 | 0 | 0 | 0 | 0 | 0 | 0 | 0 | 0 | 0
PG&E KERN | Shafter | 115 | LDES |  |  | 0 | 0 | 0 | 0 | 0 | 0 | 0 | 0 | 0 | 0 | 0 | 0 | 0 | 0 | 0 | 0 | 0 | 0 | 0 | 0 | 0 | 0 | 0 | 0 | 0 | 0 | 0 | 0
PG&E NGBA | Silverado | 115 | LDES |  |  | 0 | 0 | 0 | 0 | 0 | 0 | 0 | 0 | 0 | 0 | 0 | 0 | 0 | 0 | 0 | 0 | 0 | 0 | 0 | 0 | 0 | 0 | 0 | 0 | 0 | 0 | 0 | 0
SDGE | Silvergate | 230 | LDES |  |  | 0 | 0 | 0 | 0 | 0 | 0 | 0 | 0 | 0 | 0 | 0 | 0 | 0 | 0 | 0 | 0 | 0 | 0 | 0 | 0 | 0 | 0 | 0 | 0 | 0 | 0 | 0 | 0
SDGE | Silvergate | 69 | LDES |  |  | 0 | 0 | 0 | 0 | 0 | 0 | 0 | 0 | 0 | 0 | 0 | 0 | 0 | 0 | 0 | 0 | 0 | 0 | 0 | 0 | 0 | 0 | 0 | 0 | 0 | 0 | 0 | 0
PG&E KERN | Sisquoc | 115 | LDES |  |  | 0 | 0 | 0 | 0 | 0 | 0 | 0 | 0 | 0 | 0 | 0 | 0 | 0 | 0 | 0 | 0 | 0 | 0 | 0 | 0 | 0 | 0 | 0 | 0 | 0 | 0 | 0 | 0
EOP | Sloan Canyon | 230 | LDES |  |  | 0 | 0 | 0 | 0 | 0 | 0 | 0 | 0 | 0 | 0 | 0 | 0 | 0 | 0 | 0 | 0 | 0 | 0 | 0 | 0 | 0 | 0 | 0 | 0 | 0 | 0 | 0 | 0
EOP | Sloan Canyon | 500 | LDES |  |  | 0 | 0 | 0 | 0 | 0 | 0 | 0 | 0 | 0 | 0 | 0 | 0 | 0 | 0 | 0 | 0 | 0 | 0 | 0 | 0 | 0 | 0 | 0 | 0 | 0 | 0 | 0 | 0
PG&E KERN | Smyrna | 115 | LDES |  |  | 0 | 0 | 0 | 0 | 0 | 0 | 0 | 0 | 0 | 0 | 0 | 0 | 0 | 0 | 0 | 0 | 0 | 0 | 0 | 0 | 0 | 0 | 0 | 0 | 0 | 0 | 0 | 0
PG&E GBA | Sobrante | 115 | LDES |  |  | 0 | 0 | 0 | 0 | 0 | 0 | 0 | 0 | 0 | 0 | 0 | 0 | 0 | 0 | 0 | 0 | 0 | 0 | 0 | 0 | 0 | 0 | 0 | 0 | 0 | 0 | 0 | 0
PG&E GBA | Sobrante | 230 | LDES |  |  | 0 | 0 | 0 | 0 | 0 | 0 | 0 | 0 | 0 | 0 | 0 | 0 | 0 | 0 | 0 | 0 | 0 | 0 | 0 | 0 | 0 | 0 | 0 | 0 | 0 | 0 | 0 | 0
PG&E KERN | Solar | 230 | LDES |  |  | 0 | 0 | 0 | 0 | 0 | 0 | 0 | 0 | 0 | 0 | 0 | 0 | 0 | 0 | 0 | 0 | 0 | 0 | 0 | 0 | 0 | 0 | 0 | 0 | 0 | 0 | 0 | 0
PG&E GBA | Soledad | 115 | LDES |  |  | 0 | 0 | 0 | 0 | 0 | 0 | 0 | 0 | 0 | 0 | 0 | 0 | 0 | 0 | 0 | 0 | 0 | 0 | 0 | 0 | 0 | 0 | 0 | 0 | 0 | 0 | 0 | 0
PG&E GBA | Soledad | 60 | LDES |  |  | 0 | 0 | 0 | 0 | 0 | 0 | 0 | 0 | 0 | 0 | 0 | 0 | 0 | 0 | 0 | 0 | 0 | 0 | 0 | 0 | 0 | 0 | 0 | 0 | 0 | 0 | 0 | 0
SDGE | Spring Valley | 69 | LDES |  |  | 0 | 0 | 0 | 0 | 0 | 0 | 0 | 0 | 0 | 0 | 0 | 0 | 0 | 0 | 0 | 0 | 0 | 0 | 0 | 0 | 0 | 0 | 0 | 0 | 0 | 0 | 0 | 0
SCE Northern | Springville | 230 | LDES |  |  | 0 | 0 | 0 | 0 | 0 | 0 | 0 | 0 | 0 | 0 | 0 | 0 | 0 | 0 | 0 | 0 | 0 | 0 | 0 | 0 | 0 | 0 | 0 | 0 | 0 | 0 | 0 | 0
PG&E GBA | Stagg | 230 | LDES |  |  | 0 | 0 | 0 | 0 | 0 | 0 | 0 | 0 | 0 | 0 | 0 | 0 | 0 | 0 | 0 | 0 | 0 | 0 | 0 | 0 | 0 | 0 | 0 | 0 | 0 | 0 | 0 | 0
PG&E GBA | Standard Oil | 115 | LDES |  |  | 0 | 0 | 0 | 0 | 0 | 0 | 0 | 0 | 0 | 0 | 0 | 0 | 0 | 0 | 0 | 0 | 0 | 0 | 0 | 0 | 0 | 0 | 0 | 0 | 0 | 0 | 0 | 0
PG&E GBA | Stanislaus | 115 | LDES |  |  | 0 | 0 | 0 | 0 | 0 | 0 | 0 | 0 | 0 | 0 | 0 | 0 | 0 | 0 | 0 | 0 | 0 | 0 | 0 | 0 | 0 | 0 | 0 | 0 | 0 | 0 | 0 | 0
PG&E KERN | Stockdale | 115 | LDES |  |  | 0 | 0 | 0 | 0 | 0 | 0 | 0 | 0 | 0 | 0 | 0 | 0 | 0 | 0 | 0 | 0 | 0 | 0 | 0 | 0 | 0 | 0 | 0 | 0 | 0 | 0 | 0 | 0
PG&E KERN | Stockdale | 230 | LDES |  |  | 0 | 0 | 0 | 0 | 0 | 0 | 0 | 0 | 0 | 0 | 0 | 0 | 0 | 0 | 0 | 0 | 0 | 0 | 0 | 0 | 0 | 0 | 0 | 0 | 0 | 0 | 0 | 0
PG&E GBA | Stockton A | 115 | LDES |  |  | 0 | 0 | 0 | 0 | 0 | 0 | 0 | 0 | 0 | 0 | 0 | 0 | 0 | 0 | 0 | 0 | 0 | 0 | 0 | 0 | 0 | 0 | 0 | 0 | 0 | 0 | 0 | 0
PG&E GBA | Stone | 115 | LDES |  |  | 0 | 0 | 0 | 0 | 0 | 0 | 0 | 0 | 0 | 0 | 0 | 0 | 0 | 0 | 0 | 0 | 0 | 0 | 0 | 0 | 0 | 0 | 0 | 0 | 0 | 0 | 0 | 0
PG&E FRESNO | Storey | 230 | LDES |  |  | 0 | 0 | 0 | 0 | 0 | 0 | 0 | 0 | 0 | 0 | 0 | 0 | 0 | 0 | 0 | 0 | 0 | 0 | 0 | 0 | 0 | 0 | 0 | 0 | 0 | 0 | 0 | 0
PG&E NGBA | Summit | 115 | LDES |  |  | 0 | 0 | 0 | 0 | 0 | 0 | 0 | 0 | 0 | 0 | 0 | 0 | 0 | 0 | 0 | 0 | 0 | 0 | 0 | 0 | 0 | 0 | 0 | 0 | 0 | 0 | 0 | 0
SDGE | Suncrest | 230 | LDES |  |  | 0 | 0 | 0 | 0 | 0 | 0 | 0 | 0 | 0 | 0 | 0 | 0 | 0 | 0 | 0 | 0 | 0 | 0 | 0 | 0 | 0 | 0 | 0 | 0 | 0 | 0 | 0 | 0
SDGE | Suncrest | 500 | LDES |  |  | 0 | 0 | 0 | 0 | 0 | 0 | 0 | 0 | 0 | 0 | 0 | 0 | 0 | 0 | 0 | 0 | 0 | 0 | 0 | 0 | 0 | 0 | 0 | 0 | 0 | 0 | 0 | 0
PG&E KERN | Sunrise | 230 | LDES |  |  | 0 | 0 | 0 | 0 | 0 | 0 | 0 | 0 | 0 | 0 | 0 | 0 | 0 | 0 | 0 | 0 | 0 | 0 | 0 | 0 | 0 | 0 | 0 | 0 | 0 | 0 | 0 | 0
PG&E KERN | Sunset | 230 | LDES |  |  | 0 | 0 | 0 | 0 | 0 | 0 | 0 | 0 | 0 | 0 | 0 | 0 | 0 | 0 | 0 | 0 | 0 | 0 | 0 | 0 | 0 | 0 | 0 | 0 | 0 | 0 | 0 | 0
PG&E GBA | Swift | 115 | LDES |  |  | 0 | 0 | 0 | 0 | 0 | 0 | 0 | 0 | 0 | 0 | 0 | 0 | 0 | 0 | 0 | 0 | 0 | 0 | 0 | 0 | 0 | 0 | 0 | 0 | 0 | 0 | 0 | 0
SDGE | Sycamore Canyon | 138 | LDES |  |  | 0 | 0 | 0 | 0 | 0 | 0 | 0 | 0 | 0 | 0 | 0 | 0 | 0 | 0 | 0 | 0 | 0 | 0 | 0 | 0 | 0 | 0 | 0 | 0 | 0 | 0 | 0 | 0
SDGE | Sycamore Canyon | 230 | LDES |  | Mapped as PSH | 1 | 0 | 0 | 0 | 0 | 0 | 0 | 0 | 0 | 0 | 0 | 0 | 0 | 409.2 | 0 | 409.2 | 0 | 0 | 0 | 409.2 | 0 | 409.2 | 409.2 | 0 | 409.2 | 409.2 | 0 | 409.2
SDGE | Sycamore Canyon | 69 | LDES |  |  | 0 | 0 | 0 | 0 | 0 | 0 | 0 | 0 | 0 | 0 | 0 | 0 | 0 | 0 | 0 | 0 | 0 | 0 | 0 | 0 | 0 | 0 | 0 | 0 | 0 | 0 | 0 | 0
SCE Northern | Sylmar | 230 | LDES |  |  | 0 | 0 | 0 | 0 | 0 | 0 | 0 | 0 | 0 | 0 | 0 | 0 | 0 | 0 | 0 | 0 | 0 | 0 | 0 | 0 | 0 | 0 | 0 | 0 | 0 | 0 | 0 | 0
PG&E NGBA | Table Mountain | 115 | LDES |  |  | 0 | 0 | 0 | 0 | 0 | 0 | 0 | 0 | 0 | 0 | 0 | 0 | 0 | 0 | 0 | 0 | 0 | 0 | 0 | 0 | 0 | 0 | 0 | 0 | 0 | 0 | 0 | 0
PG&E NGBA | Table Mountain | 230 | LDES |  |  | 0 | 0 | 0 | 0 | 0 | 0 | 0 | 0 | 0 | 0 | 0 | 0 | 0 | 0 | 0 | 0 | 0 | 0 | 0 | 0 | 0 | 0 | 0 | 0 | 0 | 0 | 0 | 0
PG&E NGBA | Table Mountain | 500 | LDES |  |  | 0 | 0 | 0 | 0 | 0 | 0 | 0 | 0 | 0 | 0 | 0 | 0 | 0 | 0 | 0 | 0 | 0 | 0 | 0 | 0 | 0 | 0 | 0 | 0 | 0 | 0 | 0 | 0
PG&E NGBA | Table Mountain | 60 | LDES |  |  | 0 | 0 | 0 | 0 | 0 | 0 | 0 | 0 | 0 | 0 | 0 | 0 | 0 | 0 | 0 | 0 | 0 | 0 | 0 | 0 | 0 | 0 | 0 | 0 | 0 | 0 | 0 | 0
PG&E KERN | Taft | 115 | LDES |  |  | 0 | 0 | 0 | 0 | 0 | 0 | 0 | 0 | 0 | 0 | 0 | 0 | 0 | 0 | 0 | 0 | 0 | 0 | 0 | 0 | 0 | 0 | 0 | 0 | 0 | 0 | 0 | 0
SDGE | Talega | 138 | LDES |  |  | 0 | 0 | 0 | 0 | 0 | 0 | 0 | 0 | 0 | 0 | 0 | 0 | 0 | 0 | 0 | 0 | 0 | 0 | 0 | 0 | 0 | 0 | 0 | 0 | 0 | 0 | 0 | 0
SDGE | Talega | 230 | LDES |  |  | 0 | 0 | 0 | 0 | 0 | 0 | 0 | 0 | 0 | 0 | 0 | 0 | 0 | 0 | 0 | 0 | 0 | 0 | 0 | 0 | 0 | 0 | 0 | 0 | 0 | 0 | 0 | 0
PG&E GBA | Tassajara | 230 | LDES |  |  | 0 | 0 | 0 | 0 | 0 | 0 | 0 | 0 | 0 | 0 | 0 | 0 | 0 | 0 | 0 | 0 | 0 | 0 | 0 | 0 | 0 | 0 | 0 | 0 | 0 | 0 | 0 | 0
PG&E KERN | Tejon | 70 | LDES |  |  | 0 | 0 | 0 | 0 | 0 | 0 | 0 | 0 | 0 | 0 | 0 | 0 | 0 | 0 | 0 | 0 | 0 | 0 | 0 | 0 | 0 | 0 | 0 | 0 | 0 | 0 | 0 | 0
SDGE | Telegraph Canyon | 138 | LDES |  |  | 0 | 0 | 0 | 0 | 0 | 0 | 0 | 0 | 0 | 0 | 0 | 0 | 0 | 0 | 0 | 0 | 0 | 0 | 0 | 0 | 0 | 0 | 0 | 0 | 0 | 0 | 0 | 0
PG&E KERN | Temblor | 115 | LDES |  |  | 0 | 0 | 0 | 0 | 0 | 0 | 0 | 0 | 0 | 0 | 0 | 0 | 0 | 0 | 0 | 0 | 0 | 0 | 0 | 0 | 0 | 0 | 0 | 0 | 0 | 0 | 0 | 0
PG&E KERN | Templeton | 230 | LDES |  |  | 0 | 0 | 0 | 0 | 0 | 0 | 0 | 0 | 0 | 0 | 0 | 0 | 0 | 0 | 0 | 0 | 0 | 0 | 0 | 0 | 0 | 0 | 0 | 0 | 0 | 0 | 0 | 0
PG&E KERN | Templeton | 70 | LDES |  |  | 0 | 0 | 0 | 0 | 0 | 0 | 0 | 0 | 0 | 0 | 0 | 0 | 0 | 0 | 0 | 0 | 0 | 0 | 0 | 0 | 0 | 0 | 0 | 0 | 0 | 0 | 0 | 0
PG&E GBA | Tesla | 115 | LDES |  |  | 0 | 0 | 0 | 0 | 0 | 0 | 0 | 0 | 0 | 0 | 0 | 0 | 0 | 0 | 0 | 0 | 0 | 0 | 0 | 0 | 0 | 0 | 0 | 0 | 0 | 0 | 0 | 0
PG&E GBA | Tesla | 230 | LDES |  |  | 0 | 0 | 0 | 0 | 0 | 0 | 0 | 0 | 0 | 0 | 0 | 0 | 0 | 0 | 0 | 0 | 0 | 0 | 0 | 0 | 0 | 0 | 0 | 0 | 0 | 0 | 0 | 0
PG&E GBA | Tesla | 500 | LDES |  |  | 0 | 0 | 0 | 0 | 0 | 0 | 0 | 0 | 0 | 0 | 0 | 0 | 0 | 0 | 0 | 0 | 0 | 0 | 0 | 0 | 0 | 0 | 0 | 0 | 0 | 0 | 0 | 0
PG&E KERN | Tevis | 115 | LDES |  |  | 0 | 0 | 0 | 0 | 0 | 0 | 0 | 0 | 0 | 0 | 0 | 0 | 0 | 0 | 0 | 0 | 0 | 0 | 0 | 0 | 0 | 0 | 0 | 0 | 0 | 0 | 0 | 0
EOP | Thousandaire | 138 | LDES |  |  | 0 | 0 | 0 | 0 | 0 | 0 | 0 | 0 | 0 | 0 | 0 | 0 | 0 | 0 | 0 | 0 | 0 | 0 | 0 | 0 | 0 | 0 | 0 | 0 | 0 | 0 | 0 | 0
PG&E KERN | Topaz | 230 | LDES |  |  | 0 | 0 | 0 | 0 | 0 | 0 | 0 | 0 | 0 | 0 | 0 | 0 | 0 | 0 | 0 | 0 | 0 | 0 | 0 | 0 | 0 | 0 | 0 | 0 | 0 | 0 | 0 | 0
SCE NOL | Tortilla | 115 | LDES |  |  | 0 | 0 | 0 | 0 | 0 | 0 | 0 | 0 | 0 | 0 | 0 | 0 | 0 | 0 | 0 | 0 | 0 | 0 | 0 | 0 | 0 | 0 | 0 | 0 | 0 | 0 | 0 | 0
SDGE | Trabuco | 138 | LDES |  |  | 0 | 0 | 0 | 0 | 0 | 0 | 0 | 0 | 0 | 0 | 0 | 0 | 0 | 0 | 0 | 0 | 0 | 0 | 0 | 0 | 0 | 0 | 0 | 0 | 0 | 0 | 0 | 0
PG&E GBA | Tracy | 115 | LDES |  |  | 0 | 0 | 0 | 0 | 0 | 0 | 0 | 0 | 0 | 0 | 0 | 0 | 0 | 0 | 0 | 0 | 0 | 0 | 0 | 0 | 0 | 0 | 0 | 0 | 0 | 0 | 0 | 0
PG&E FRESNO | Tranquility | 230 | LDES |  |  | 0 | 0 | 0 | 0 | 0 | 0 | 0 | 0 | 0 | 0 | 0 | 0 | 0 | 0 | 0 | 0 | 0 | 0 | 0 | 0 | 0 | 0 | 0 | 0 | 0 | 0 | 0 | 0
PG&E GBA | Trimble | 115 | LDES |  |  | 0 | 0 | 0 | 0 | 0 | 0 | 0 | 0 | 0 | 0 | 0 | 0 | 0 | 0 | 0 | 0 | 0 | 0 | 0 | 0 | 0 | 0 | 0 | 0 | 0 | 0 | 0 | 0
EOP | Trout Canyon | 230 | LDES |  |  | 0 | 0 | 0 | 0 | 0 | 0 | 0 | 0 | 0 | 0 | 0 | 0 | 0 | 0 | 0 | 0 | 0 | 0 | 0 | 0 | 0 | 0 | 0 | 0 | 0 | 0 | 0 | 0
EOP | Trout Canyon | 500 | LDES |  |  | 0 | 0 | 0 | 0 | 0 | 0 | 0 | 0 | 0 | 0 | 0 | 0 | 0 | 0 | 0 | 0 | 0 | 0 | 0 | 0 | 0 | 0 | 0 | 0 | 0 | 0 | 0 | 0
PG&E NGBA | Tulucay | 230 | LDES |  |  | 0 | 0 | 0 | 0 | 0 | 0 | 0 | 0 | 0 | 0 | 0 | 0 | 0 | 0 | 0 | 0 | 0 | 0 | 0 | 0 | 0 | 0 | 0 | 0 | 0 | 0 | 0 | 0
PG&E NGBA | Tulucay | 60 | LDES |  |  | 0 | 0 | 0 | 0 | 0 | 0 | 0 | 0 | 0 | 0 | 0 | 0 | 0 | 0 | 0 | 0 | 0 | 0 | 0 | 0 | 0 | 0 | 0 | 0 | 0 | 0 | 0 | 0
PG&E KERN | Tupman | 115 | LDES |  |  | 0 | 0 | 0 | 0 | 0 | 0 | 0 | 0 | 0 | 0 | 0 | 0 | 0 | 0 | 0 | 0 | 0 | 0 | 0 | 0 | 0 | 0 | 0 | 0 | 0 | 0 | 0 | 0
PG&E NGBA | Ukiah | 115 | LDES |  |  | 0 | 0 | 0 | 0 | 0 | 0 | 0 | 0 | 0 | 0 | 0 | 0 | 0 | 0 | 0 | 0 | 0 | 0 | 0 | 0 | 0 | 0 | 0 | 0 | 0 | 0 | 0 | 0
PG&E KERN | Union (Estrella) | 70 | LDES |  |  | 0 | 0 | 0 | 0 | 0 | 0 | 0 | 0 | 0 | 0 | 0 | 0 | 0 | 0 | 0 | 0 | 0 | 0 | 0 | 0 | 0 | 0 | 0 | 0 | 0 | 0 | 0 | 0
PG&E NGBA | Vaca Dixon | 115 | LDES |  |  | 0 | 0 | 0 | 0 | 0 | 0 | 0 | 0 | 0 | 0 | 0 | 0 | 0 | 0 | 0 | 0 | 0 | 0 | 0 | 0 | 0 | 0 | 0 | 0 | 0 | 0 | 0 | 0
PG&E NGBA | Vaca Dixon | 230 | LDES |  |  | 0 | 0 | 0 | 0 | 0 | 0 | 0 | 0 | 0 | 0 | 0 | 0 | 0 | 0 | 0 | 0 | 0 | 0 | 0 | 0 | 0 | 0 | 0 | 0 | 0 | 0 | 0 | 0
PG&E NGBA | Vaca Dixon | 500 | LDES |  |  | 0 | 0 | 0 | 0 | 0 | 0 | 0 | 0 | 0 | 0 | 0 | 0 | 0 | 0 | 0 | 0 | 0 | 0 | 0 | 0 | 0 | 0 | 0 | 0 | 0 | 0 | 0 | 0
PG&E NGBA | Vaca Dixon | 60 | LDES |  |  | 0 | 0 | 0 | 0 | 0 | 0 | 0 | 0 | 0 | 0 | 0 | 0 | 0 | 0 | 0 | 0 | 0 | 0 | 0 | 0 | 0 | 0 | 0 | 0 | 0 | 0 | 0 | 0
SCE Eastern | Valley (SCE) | 500 | LDES |  | Mapped as Batteries | 1 | 0 | 0 | 0 | 0 | 0 | 0 | 0 | 0 | 0 | 0 | 0 | 0 | 200 | 0 | 200 | 0 | 0 | 0 | 200 | 0 | 200 | 200 | 0 | 200 | 200 | 0 | 200
EOP | Valley (VEA) | 138 | LDES |  |  | 0 | 0 | 0 | 0 | 0 | 0 | 0 | 0 | 0 | 0 | 0 | 0 | 0 | 0 | 0 | 0 | 0 | 0 | 0 | 0 | 0 | 0 | 0 | 0 | 0 | 0 | 0 | 0
SDGE | Valley Center | 69 | LDES |  |  | 0 | 0 | 0 | 0 | 0 | 0 | 0 | 0 | 0 | 0 | 0 | 0 | 0 | 0 | 0 | 0 | 0 | 0 | 0 | 0 | 0 | 0 | 0 | 0 | 0 | 0 | 0 | 0
PG&E GBA | Valley Home | 115 | LDES |  |  | 0 | 0 | 0 | 0 | 0 | 0 | 0 | 0 | 0 | 0 | 0 | 0 | 0 | 0 | 0 | 0 | 0 | 0 | 0 | 0 | 0 | 0 | 0 | 0 | 0 | 0 | 0 | 0
PG&E GBA | Valley Springs | 230 | LDES |  |  | 0 | 0 | 0 | 0 | 0 | 0 | 0 | 0 | 0 | 0 | 0 | 0 | 0 | 0 | 0 | 0 | 0 | 0 | 0 | 0 | 0 | 0 | 0 | 0 | 0 | 0 | 0 | 0
PG&E GBA | Valley Springs | 60 | LDES |  |  | 0 | 0 | 0 | 0 | 0 | 0 | 0 | 0 | 0 | 0 | 0 | 0 | 0 | 0 | 0 | 0 | 0 | 0 | 0 | 0 | 0 | 0 | 0 | 0 | 0 | 0 | 0 | 0
EOP | Valley Switch | 138 | LDES |  |  | 0 | 0 | 0 | 0 | 0 | 0 | 0 | 0 | 0 | 0 | 0 | 0 | 0 | 0 | 0 | 0 | 0 | 0 | 0 | 0 | 0 | 0 | 0 | 0 | 0 | 0 | 0 | 0
EOP | Valley Switch | 230 | LDES |  |  | 0 | 0 | 0 | 0 | 0 | 0 | 0 | 0 | 0 | 0 | 0 | 0 | 0 | 0 | 0 | 0 | 0 | 0 | 0 | 0 | 0 | 0 | 0 | 0 | 0 | 0 | 0 | 0
PG&E GBA | Vasco | 230 | LDES |  |  | 0 | 0 | 0 | 0 | 0 | 0 | 0 | 0 | 0 | 0 | 0 | 0 | 0 | 0 | 0 | 0 | 0 | 0 | 0 | 0 | 0 | 0 | 0 | 0 | 0 | 0 | 0 | 0
PG&E GBA | Vasona | 230 | LDES |  |  | 0 | 0 | 0 | 0 | 0 | 0 | 0 | 0 | 0 | 0 | 0 | 0 | 0 | 0 | 0 | 0 | 0 | 0 | 0 | 0 | 0 | 0 | 0 | 0 | 0 | 0 | 0 | 0
SCE Northern | Vestal | 230 | LDES |  |  | 0 | 0 | 0 | 0 | 0 | 0 | 0 | 0 | 0 | 0 | 0 | 0 | 0 | 0 | 0 | 0 | 0 | 0 | 0 | 0 | 0 | 0 | 0 | 0 | 0 | 0 | 0 | 0
SCE Northern | Vestal | 66 | LDES |  |  | 0 | 0 | 0 | 0 | 0 | 0 | 0 | 0 | 0 | 0 | 0 | 0 | 0 | 0 | 0 | 0 | 0 | 0 | 0 | 0 | 0 | 0 | 0 | 0 | 0 | 0 | 0 | 0
SCE NOL | Victor | 115 | LDES |  |  | 0 | 0 | 0 | 0 | 0 | 0 | 0 | 0 | 0 | 0 | 0 | 0 | 0 | 0 | 0 | 0 | 0 | 0 | 0 | 0 | 0 | 0 | 0 | 0 | 0 | 0 | 0 | 0
SCE NOL | Victor | 230 | LDES |  |  | 0 | 0 | 0 | 0 | 0 | 0 | 0 | 0 | 0 | 0 | 0 | 0 | 0 | 0 | 0 | 0 | 0 | 0 | 0 | 0 | 0 | 0 | 0 | 0 | 0 | 0 | 0 | 0
SCE Metro | Viejo | 230 | LDES |  |  | 0 | 0 | 0 | 0 | 0 | 0 | 0 | 0 | 0 | 0 | 0 | 0 | 0 | 0 | 0 | 0 | 0 | 0 | 0 | 0 | 0 | 0 | 0 | 0 | 0 | 0 | 0 | 0
PG&E GBA | Vierra | 115 | LDES |  |  | 0 | 0 | 0 | 0 | 0 | 0 | 0 | 0 | 0 | 0 | 0 | 0 | 0 | 0 | 0 | 0 | 0 | 0 | 0 | 0 | 0 | 0 | 0 | 0 | 0 | 0 | 0 | 0
SCE Metro | Villa Park | 230 | LDES |  |  | 0 | 0 | 0 | 0 | 0 | 0 | 0 | 0 | 0 | 0 | 0 | 0 | 0 | 0 | 0 | 0 | 0 | 0 | 0 | 0 | 0 | 0 | 0 | 0 | 0 | 0 | 0 | 0
SCE Northern | Vincent | 230 | LDES |  |  | 0 | 0 | 0 | 0 | 0 | 0 | 0 | 0 | 0 | 0 | 0 | 0 | 0 | 0 | 0 | 0 | 0 | 0 | 0 | 0 | 0 | 0 | 0 | 0 | 0 | 0 | 0 | 0
SCE Northern | Vincent | 500 | LDES |  |  | 0 | 0 | 0 | 0 | 0 | 0 | 0 | 0 | 0 | 0 | 0 | 0 | 0 | 0 | 0 | 0 | 0 | 0 | 0 | 0 | 0 | 0 | 0 | 0 | 0 | 0 | 0 | 0
PG&E GBA | Vineyard | 230 | LDES |  |  | 0 | 0 | 0 | 0 | 0 | 0 | 0 | 0 | 0 | 0 | 0 | 0 | 0 | 0 | 0 | 0 | 0 | 0 | 0 | 0 | 0 | 0 | 0 | 0 | 0 | 0 | 0 | 0
SDGE | Vineyard | 69 | LDES |  |  | 0 | 0 | 0 | 0 | 0 | 0 | 0 | 0 | 0 | 0 | 0 | 0 | 0 | 0 | 0 | 0 | 0 | 0 | 0 | 0 | 0 | 0 | 0 | 0 | 0 | 0 | 0 | 0
SCE Eastern | Vista (SCE) | 230 | LDES |  |  | 0 | 0 | 0 | 0 | 0 | 0 | 0 | 0 | 0 | 0 | 0 | 0 | 0 | 0 | 0 | 0 | 0 | 0 | 0 | 0 | 0 | 0 | 0 | 0 | 0 | 0 | 0 | 0
EOP | Vista (VEA) | 138 | LDES |  |  | 0 | 0 | 0 | 0 | 0 | 0 | 0 | 0 | 0 | 0 | 0 | 0 | 0 | 0 | 0 | 0 | 0 | 0 | 0 | 0 | 0 | 0 | 0 | 0 | 0 | 0 | 0 | 0
EOP | Vista (VEA) | 230 | LDES |  |  | 0 | 0 | 0 | 0 | 0 | 0 | 0 | 0 | 0 | 0 | 0 | 0 | 0 | 0 | 0 | 0 | 0 | 0 | 0 | 0 | 0 | 0 | 0 | 0 | 0 | 0 | 0 | 0
PG&E FRESNO | Wahtoke | 115 | LDES |  |  | 0 | 0 | 0 | 0 | 0 | 0 | 0 | 0 | 0 | 0 | 0 | 0 | 0 | 0 | 0 | 0 | 0 | 0 | 0 | 0 | 0 | 0 | 0 | 0 | 0 | 0 | 0 | 0
SCE Northern | Wakefield | 66 | LDES |  |  | 0 | 0 | 0 | 0 | 0 | 0 | 0 | 0 | 0 | 0 | 0 | 0 | 0 | 0 | 0 | 0 | 0 | 0 | 0 | 0 | 0 | 0 | 0 | 0 | 0 | 0 | 0 | 0
SCE Metro | Walnut | 230 | LDES |  |  | 0 | 0 | 0 | 0 | 0 | 0 | 0 | 0 | 0 | 0 | 0 | 0 | 0 | 0 | 0 | 0 | 0 | 0 | 0 | 0 | 0 | 0 | 0 | 0 | 0 | 0 | 0 | 0
SCE Northern | Warne | 230 | LDES |  |  | 0 | 0 | 0 | 0 | 0 | 0 | 0 | 0 | 0 | 0 | 0 | 0 | 0 | 0 | 0 | 0 | 0 | 0 | 0 | 0 | 0 | 0 | 0 | 0 | 0 | 0 | 0 | 0
PG&E GBA | Warnerville | 230 | LDES |  |  | 0 | 0 | 0 | 0 | 0 | 0 | 0 | 0 | 0 | 0 | 0 | 0 | 0 | 0 | 0 | 0 | 0 | 0 | 0 | 0 | 0 | 0 | 0 | 0 | 0 | 0 | 0 | 0
PG&E FRESNO | Waukena | 115 | LDES |  |  | 0 | 0 | 0 | 0 | 0 | 0 | 0 | 0 | 0 | 0 | 0 | 0 | 0 | 0 | 0 | 0 | 0 | 0 | 0 | 0 | 0 | 0 | 0 | 0 | 0 | 0 | 0 | 0
PG&E GBA | Weber | 230 | LDES |  |  | 0 | 0 | 0 | 0 | 0 | 0 | 0 | 0 | 0 | 0 | 0 | 0 | 0 | 0 | 0 | 0 | 0 | 0 | 0 | 0 | 0 | 0 | 0 | 0 | 0 | 0 | 0 | 0
PG&E GBA | Weber | 60 | LDES |  |  | 0 | 0 | 0 | 0 | 0 | 0 | 0 | 0 | 0 | 0 | 0 | 0 | 0 | 0 | 0 | 0 | 0 | 0 | 0 | 0 | 0 | 0 | 0 | 0 | 0 | 0 | 0 | 0
PG&E FRESNO | West Fresno | 115 | LDES |  |  | 0 | 0 | 0 | 0 | 0 | 0 | 0 | 0 | 0 | 0 | 0 | 0 | 0 | 0 | 0 | 0 | 0 | 0 | 0 | 0 | 0 | 0 | 0 | 0 | 0 | 0 | 0 | 0
PG&E FRESNO | Westley | 230 | LDES |  |  | 0 | 0 | 0 | 0 | 0 | 0 | 0 | 0 | 0 | 0 | 0 | 0 | 0 | 0 | 0 | 0 | 0 | 0 | 0 | 0 | 0 | 0 | 0 | 0 | 0 | 0 | 0 | 0
PG&E KERN | Westpark | 115 | LDES |  |  | 0 | 0 | 0 | 0 | 0 | 0 | 0 | 0 | 0 | 0 | 0 | 0 | 0 | 0 | 0 | 0 | 0 | 0 | 0 | 0 | 0 | 0 | 0 | 0 | 0 | 0 | 0 | 0
PG&E KERN | Wheeler Ridge | 230 | LDES |  |  | 0 | 0 | 0 | 0 | 0 | 0 | 0 | 0 | 0 | 0 | 0 | 0 | 0 | 0 | 0 | 0 | 0 | 0 | 0 | 0 | 0 | 0 | 0 | 0 | 0 | 0 | 0 | 0
PG&E KERN | Wheeler Ridge | 115 | LDES |  |  | 0 | 0 | 0 | 0 | 0 | 0 | 0 | 0 | 0 | 0 | 0 | 0 | 0 | 0 | 0 | 0 | 0 | 0 | 0 | 0 | 0 | 0 | 0 | 0 | 0 | 0 | 0 | 0
PG&E KERN | Wheeler Ridge | 70 | LDES |  |  | 0 | 0 | 0 | 0 | 0 | 0 | 0 | 0 | 0 | 0 | 0 | 0 | 0 | 0 | 0 | 0 | 0 | 0 | 0 | 0 | 0 | 0 | 0 | 0 | 0 | 0 | 0 | 0
SCE Northern | Whirlwind | 230 | LDES |  | Mapped as A-CAES | 1 | 0 | 0 | 0 | 200 | 0 | 200 | 0 | 0 | 0 | 200 | 0 | 200 | 700 | 0 | 700 | 0 | 0 | 0 | 700 | 0 | 700 | 900 | 0 | 900 | 900 | 0 | 900
SCE Northern | Whirlwind | 500 | LDES |  |  | 0 | 0 | 0 | 0 | 0 | 0 | 0 | 0 | 0 | 0 | 0 | 0 | 0 | 0 | 0 | 0 | 0 | 0 | 0 | 0 | 0 | 0 | 0 | 0 | 0 | 0 | 0 | 0
PG&E GBA | Whisman | 115 | LDES |  |  | 0 | 0 | 0 | 0 | 0 | 0 | 0 | 0 | 0 | 0 | 0 | 0 | 0 | 0 | 0 | 0 | 0 | 0 | 0 | 0 | 0 | 0 | 0 | 0 | 0 | 0 | 0 | 0
SCE Eastern | Wildlife | 230 | LDES |  |  | 0 | 0 | 0 | 0 | 0 | 0 | 0 | 0 | 0 | 0 | 0 | 0 | 0 | 0 | 0 | 0 | 0 | 0 | 0 | 0 | 0 | 0 | 0 | 0 | 0 | 0 | 0 | 0
PG&E FRESNO | Wilson | 115 | LDES |  |  | 0 | 0 | 0 | 0 | 0 | 0 | 0 | 0 | 0 | 0 | 0 | 0 | 0 | 0 | 0 | 0 | 0 | 0 | 0 | 0 | 0 | 0 | 0 | 0 | 0 | 0 | 0 | 0
PG&E FRESNO | Wilson | 230 | LDES |  |  | 0 | 0 | 0 | 0 | 0 | 0 | 0 | 0 | 0 | 0 | 0 | 0 | 0 | 0 | 0 | 0 | 0 | 0 | 0 | 0 | 0 | 0 | 0 | 0 | 0 | 0 | 0 | 0
SCE Northern | Windhub | 230 | LDES |  |  | 0 | 0 | 0 | 0 | 0 | 0 | 0 | 0 | 0 | 0 | 0 | 0 | 0 | 0 | 0 | 0 | 0 | 0 | 0 | 0 | 0 | 0 | 0 | 0 | 0 | 0 | 0 | 0
SCE Northern | Windhub | 500 | LDES |  |  | 0 | 0 | 0 | 0 | 0 | 0 | 0 | 0 | 0 | 0 | 0 | 0 | 0 | 0 | 0 | 0 | 0 | 0 | 0 | 0 | 0 | 0 | 0 | 0 | 0 | 0 | 0 | 0
PG&E GBA | Windmaster | 230 | LDES |  |  | 0 | 0 | 0 | 0 | 0 | 0 | 0 | 0 | 0 | 0 | 0 | 0 | 0 | 0 | 0 | 0 | 0 | 0 | 0 | 0 | 0 | 0 | 0 | 0 | 0 | 0 | 0 | 0
PG&E NGBA | Windsor | 60 | LDES |  |  | 0 | 0 | 0 | 0 | 0 | 0 | 0 | 0 | 0 | 0 | 0 | 0 | 0 | 0 | 0 | 0 | 0 | 0 | 0 | 0 | 0 | 0 | 0 | 0 | 0 | 0 | 0 | 0
PG&E NGBA | Woodland | 115 | LDES |  |  | 0 | 0 | 0 | 0 | 0 | 0 | 0 | 0 | 0 | 0 | 0 | 0 | 0 | 0 | 0 | 0 | 0 | 0 | 0 | 0 | 0 | 0 | 0 | 0 | 0 | 0 | 0 | 0
PG&E FRESNO | Woodward | 115 | LDES |  |  | 0 | 0 | 0 | 0 | 0 | 0 | 0 | 0 | 0 | 0 | 0 | 0 | 0 | 0 | 0 | 0 | 0 | 0 | 0 | 0 | 0 | 0 | 0 | 0 | 0 | 0 | 0 | 0
PG&E NGBA | Wyandotte | 115 | LDES |  |  | 0 | 0 | 0 | 0 | 0 | 0 | 0 | 0 | 0 | 0 | 0 | 0 | 0 | 0 | 0 | 0 | 0 | 0 | 0 | 0 | 0 | 0 | 0 | 0 | 0 | 0 | 0 | 0
PG&E KERN | 7th Standard | 115 | OOS_Wind |  |  | 0 | 0 | 0 | 0 | 0 | 0 | 0 | 0 | 0 | 0 | 0 | 0 | 0 | 0 | 0 | 0 | 0 | 0 | 0 | 0 | 0 | 0 | 0 | 0 | 0 | 0 | 0 | 0
SCE Metro | Alamitos | 230 | OOS_Wind |  |  | 0 | 0 | 0 | 0 | 0 | 0 | 0 | 0 | 0 | 0 | 0 | 0 | 0 | 0 | 0 | 0 | 0 | 0 | 0 | 0 | 0 | 0 | 0 | 0 | 0 | 0 | 0 | 0
SCE Eastern | Alberhill | 115 | OOS_Wind |  |  | 0 | 0 | 0 | 0 | 0 | 0 | 0 | 0 | 0 | 0 | 0 | 0 | 0 | 0 | 0 | 0 | 0 | 0 | 0 | 0 | 0 | 0 | 0 | 0 | 0 | 0 | 0 | 0
SCE Eastern | Alberhill | 500 | OOS_Wind |  |  | 0 | 0 | 0 | 0 | 0 | 0 | 0 | 0 | 0 | 0 | 0 | 0 | 0 | 0 | 0 | 0 | 0 | 0 | 0 | 0 | 0 | 0 | 0 | 0 | 0 | 0 | 0 | 0
PG&E GBA | Alhambra | 115 | OOS_Wind |  |  | 0 | 0 | 0 | 0 | 0 | 0 | 0 | 0 | 0 | 0 | 0 | 0 | 0 | 0 | 0 | 0 | 0 | 0 | 0 | 0 | 0 | 0 | 0 | 0 | 0 | 0 | 0 | 0
PG&E FRESNO | Alpaugh | 115 | OOS_Wind |  |  | 0 | 0 | 0 | 0 | 0 | 0 | 0 | 0 | 0 | 0 | 0 | 0 | 0 | 0 | 0 | 0 | 0 | 0 | 0 | 0 | 0 | 0 | 0 | 0 | 0 | 0 | 0 | 0
PG&E GBA | Altamont Midway (Sandhill) | 230 | OOS_Wind |  |  | 0 | 0 | 0 | 0 | 0 | 0 | 0 | 0 | 0 | 0 | 0 | 0 | 0 | 0 | 0 | 0 | 0 | 0 | 0 | 0 | 0 | 0 | 0 | 0 | 0 | 0 | 0 | 0
SCE Northern | Antelope | 230 | OOS_Wind |  |  | 0 | 0 | 0 | 0 | 0 | 0 | 0 | 0 | 0 | 0 | 0 | 0 | 0 | 0 | 0 | 0 | 0 | 0 | 0 | 0 | 0 | 0 | 0 | 0 | 0 | 0 | 0 | 0
SCE Northern | Antelope | 500 | OOS_Wind |  |  | 0 | 0 | 0 | 0 | 0 | 0 | 0 | 0 | 0 | 0 | 0 | 0 | 0 | 0 | 0 | 0 | 0 | 0 | 0 | 0 | 0 | 0 | 0 | 0 | 0 | 0 | 0 | 0
PG&E KERN | Arco | 230 | OOS_Wind |  |  | 0 | 0 | 0 | 0 | 0 | 0 | 0 | 0 | 0 | 0 | 0 | 0 | 0 | 0 | 0 | 0 | 0 | 0 | 0 | 0 | 0 | 0 | 0 | 0 | 0 | 0 | 0 | 0
SCE Metro | ArcoGen | 230 | OOS_Wind |  |  | 0 | 0 | 0 | 0 | 0 | 0 | 0 | 0 | 0 | 0 | 0 | 0 | 0 | 0 | 0 | 0 | 0 | 0 | 0 | 0 | 0 | 0 | 0 | 0 | 0 | 0 | 0 | 0
SDGE | Artesian | 230 | OOS_Wind |  |  | 0 | 0 | 0 | 0 | 0 | 0 | 0 | 0 | 0 | 0 | 0 | 0 | 0 | 0 | 0 | 0 | 0 | 0 | 0 | 0 | 0 | 0 | 0 | 0 | 0 | 0 | 0 | 0
PG&E FRESNO | Ashlan | 230 | OOS_Wind |  |  | 0 | 0 | 0 | 0 | 0 | 0 | 0 | 0 | 0 | 0 | 0 | 0 | 0 | 0 | 0 | 0 | 0 | 0 | 0 | 0 | 0 | 0 | 0 | 0 | 0 | 0 | 0 | 0
PG&E NGBA | Atlantic | 115 | OOS_Wind |  |  | 0 | 0 | 0 | 0 | 0 | 0 | 0 | 0 | 0 | 0 | 0 | 0 | 0 | 0 | 0 | 0 | 0 | 0 | 0 | 0 | 0 | 0 | 0 | 0 | 0 | 0 | 0 | 0
PG&E NGBA | Atlantic | 230 | OOS_Wind |  |  | 0 | 0 | 0 | 0 | 0 | 0 | 0 | 0 | 0 | 0 | 0 | 0 | 0 | 0 | 0 | 0 | 0 | 0 | 0 | 0 | 0 | 0 | 0 | 0 | 0 | 0 | 0 | 0
PG&E FRESNO | Atwater | 115 | OOS_Wind |  |  | 0 | 0 | 0 | 0 | 0 | 0 | 0 | 0 | 0 | 0 | 0 | 0 | 0 | 0 | 0 | 0 | 0 | 0 | 0 | 0 | 0 | 0 | 0 | 0 | 0 | 0 | 0 | 0
PG&E GBA | Avena | 115 | OOS_Wind |  |  | 0 | 0 | 0 | 0 | 0 | 0 | 0 | 0 | 0 | 0 | 0 | 0 | 0 | 0 | 0 | 0 | 0 | 0 | 0 | 0 | 0 | 0 | 0 | 0 | 0 | 0 | 0 | 0
PG&E NGBA | Bahia | 230 | OOS_Wind |  |  | 0 | 0 | 0 | 0 | 0 | 0 | 0 | 0 | 0 | 0 | 0 | 0 | 0 | 0 | 0 | 0 | 0 | 0 | 0 | 0 | 0 | 0 | 0 | 0 | 0 | 0 | 0 | 0
SCE Northern | Bailey | 230 | OOS_Wind |  |  | 0 | 0 | 0 | 0 | 0 | 0 | 0 | 0 | 0 | 0 | 0 | 0 | 0 | 0 | 0 | 0 | 0 | 0 | 0 | 0 | 0 | 0 | 0 | 0 | 0 | 0 | 0 | 0
SCE NOL | Baker | 115 | OOS_Wind |  |  | 0 | 0 | 0 | 0 | 0 | 0 | 0 | 0 | 0 | 0 | 0 | 0 | 0 | 0 | 0 | 0 | 0 | 0 | 0 | 0 | 0 | 0 | 0 | 0 | 0 | 0 | 0 | 0
PG&E KERN | Bakersfield | 230 | OOS_Wind |  |  | 0 | 0 | 0 | 0 | 0 | 0 | 0 | 0 | 0 | 0 | 0 | 0 | 0 | 0 | 0 | 0 | 0 | 0 | 0 | 0 | 0 | 0 | 0 | 0 | 0 | 0 | 0 | 0
PG&E FRESNO | Balch | 230 | OOS_Wind |  |  | 0 | 0 | 0 | 0 | 0 | 0 | 0 | 0 | 0 | 0 | 0 | 0 | 0 | 0 | 0 | 0 | 0 | 0 | 0 | 0 | 0 | 0 | 0 | 0 | 0 | 0 | 0 | 0
SCE Eastern | Bannister | 230 | OOS_Wind |  |  | 0 | 0 | 0 | 0 | 0 | 0 | 0 | 0 | 0 | 0 | 0 | 0 | 0 | 0 | 0 | 0 | 0 | 0 | 0 | 0 | 0 | 0 | 0 | 0 | 0 | 0 | 0 | 0
SCE Metro | Barre | 230 | OOS_Wind |  |  | 0 | 0 | 0 | 0 | 0 | 0 | 0 | 0 | 0 | 0 | 0 | 0 | 0 | 0 | 0 | 0 | 0 | 0 | 0 | 0 | 0 | 0 | 0 | 0 | 0 | 0 | 0 | 0
SDGE | Bay Boulevard | 230 | OOS_Wind |  |  | 0 | 0 | 0 | 0 | 0 | 0 | 0 | 0 | 0 | 0 | 0 | 0 | 0 | 0 | 0 | 0 | 0 | 0 | 0 | 0 | 0 | 0 | 0 | 0 | 0 | 0 | 0 | 0
EOP | Beatty | 138 | OOS_Wind |  |  | 0 | 0 | 0 | 0 | 0 | 0 | 0 | 0 | 0 | 0 | 0 | 0 | 0 | 0 | 0 | 0 | 0 | 0 | 0 | 0 | 0 | 0 | 0 | 0 | 0 | 0 | 0 | 0
EOP | Beatty | 230 | OOS_Wind |  |  | 0 | 0 | 0 | 0 | 0 | 0 | 0 | 0 | 0 | 0 | 0 | 0 | 0 | 0 | 0 | 0 | 0 | 0 | 0 | 0 | 0 | 0 | 0 | 0 | 0 | 0 | 0 | 0
PG&E NGBA | Belden | 230 | OOS_Wind |  |  | 0 | 0 | 0 | 0 | 0 | 0 | 0 | 0 | 0 | 0 | 0 | 0 | 0 | 0 | 0 | 0 | 0 | 0 | 0 | 0 | 0 | 0 | 0 | 0 | 0 | 0 | 0 | 0
PG&E NGBA | Bell | 115 | OOS_Wind |  |  | 0 | 0 | 0 | 0 | 0 | 0 | 0 | 0 | 0 | 0 | 0 | 0 | 0 | 0 | 0 | 0 | 0 | 0 | 0 | 0 | 0 | 0 | 0 | 0 | 0 | 0 | 0 | 0
PG&E NGBA | Bellevue | 115 | OOS_Wind |  |  | 0 | 0 | 0 | 0 | 0 | 0 | 0 | 0 | 0 | 0 | 0 | 0 | 0 | 0 | 0 | 0 | 0 | 0 | 0 | 0 | 0 | 0 | 0 | 0 | 0 | 0 | 0 | 0
PG&E GBA | Bellota | 115 | OOS_Wind |  |  | 0 | 0 | 0 | 0 | 0 | 0 | 0 | 0 | 0 | 0 | 0 | 0 | 0 | 0 | 0 | 0 | 0 | 0 | 0 | 0 | 0 | 0 | 0 | 0 | 0 | 0 | 0 | 0
PG&E GBA | Bellota | 230 | OOS_Wind |  |  | 0 | 0 | 0 | 0 | 0 | 0 | 0 | 0 | 0 | 0 | 0 | 0 | 0 | 0 | 0 | 0 | 0 | 0 | 0 | 0 | 0 | 0 | 0 | 0 | 0 | 0 | 0 | 0
SCE Northern | Big Creek | 230 | OOS_Wind |  |  | 0 | 0 | 0 | 0 | 0 | 0 | 0 | 0 | 0 | 0 | 0 | 0 | 0 | 0 | 0 | 0 | 0 | 0 | 0 | 0 | 0 | 0 | 0 | 0 | 0 | 0 | 0 | 0
PG&E GBA | Birds Landing | 230 | OOS_Wind |  |  | 0 | 0 | 0 | 0 | 0 | 0 | 0 | 0 | 0 | 0 | 0 | 0 | 0 | 0 | 0 | 0 | 0 | 0 | 0 | 0 | 0 | 0 | 0 | 0 | 0 | 0 | 0 | 0
SCE Eastern | Blythe | 161 | OOS_Wind |  |  | 0 | 0 | 0 | 0 | 0 | 0 | 0 | 0 | 0 | 0 | 0 | 0 | 0 | 0 | 0 | 0 | 0 | 0 | 0 | 0 | 0 | 0 | 0 | 0 | 0 | 0 | 0 | 0
PG&E NGBA | Bogue | 115 | OOS_Wind |  |  | 0 | 0 | 0 | 0 | 0 | 0 | 0 | 0 | 0 | 0 | 0 | 0 | 0 | 0 | 0 | 0 | 0 | 0 | 0 | 0 | 0 | 0 | 0 | 0 | 0 | 0 | 0 | 0
PG&E FRESNO | Borden | 230 | OOS_Wind |  |  | 0 | 0 | 0 | 0 | 0 | 0 | 0 | 0 | 0 | 0 | 0 | 0 | 0 | 0 | 0 | 0 | 0 | 0 | 0 | 0 | 0 | 0 | 0 | 0 | 0 | 0 | 0 | 0
SDGE | Boulevard East | 138 | OOS_Wind |  |  | 0 | 0 | 0 | 0 | 0 | 0 | 0 | 0 | 0 | 0 | 0 | 0 | 0 | 0 | 0 | 0 | 0 | 0 | 0 | 0 | 0 | 0 | 0 | 0 | 0 | 0 | 0 | 0
PG&E GBA | Brentwood | 230 | OOS_Wind |  |  | 0 | 0 | 0 | 0 | 0 | 0 | 0 | 0 | 0 | 0 | 0 | 0 | 0 | 0 | 0 | 0 | 0 | 0 | 0 | 0 | 0 | 0 | 0 | 0 | 0 | 0 | 0 | 0
PG&E NGBA | Bridgeville | 115 | OOS_Wind |  |  | 0 | 0 | 0 | 0 | 0 | 0 | 0 | 0 | 0 | 0 | 0 | 0 | 0 | 0 | 0 | 0 | 0 | 0 | 0 | 0 | 0 | 0 | 0 | 0 | 0 | 0 | 0 | 0
PG&E NGBA | Brighton | 115 | OOS_Wind |  |  | 0 | 0 | 0 | 0 | 0 | 0 | 0 | 0 | 0 | 0 | 0 | 0 | 0 | 0 | 0 | 0 | 0 | 0 | 0 | 0 | 0 | 0 | 0 | 0 | 0 | 0 | 0 | 0
PG&E NGBA | Brighton | 230 | OOS_Wind |  |  | 0 | 0 | 0 | 0 | 0 | 0 | 0 | 0 | 0 | 0 | 0 | 0 | 0 | 0 | 0 | 0 | 0 | 0 | 0 | 0 | 0 | 0 | 0 | 0 | 0 | 0 | 0 | 0
PG&E NGBA | Brunswick | 115 | OOS_Wind |  |  | 0 | 0 | 0 | 0 | 0 | 0 | 0 | 0 | 0 | 0 | 0 | 0 | 0 | 0 | 0 | 0 | 0 | 0 | 0 | 0 | 0 | 0 | 0 | 0 | 0 | 0 | 0 | 0
PG&E NGBA | Bucks Creek | 230 | OOS_Wind |  |  | 0 | 0 | 0 | 0 | 0 | 0 | 0 | 0 | 0 | 0 | 0 | 0 | 0 | 0 | 0 | 0 | 0 | 0 | 0 | 0 | 0 | 0 | 0 | 0 | 0 | 0 | 0 | 0
PG&E KERN | Buena Vista | 230 | OOS_Wind |  |  | 0 | 0 | 0 | 0 | 0 | 0 | 0 | 0 | 0 | 0 | 0 | 0 | 0 | 0 | 0 | 0 | 0 | 0 | 0 | 0 | 0 | 0 | 0 | 0 | 0 | 0 | 0 | 0
PG&E FRESNO | Bullard | 115 | OOS_Wind |  |  | 0 | 0 | 0 | 0 | 0 | 0 | 0 | 0 | 0 | 0 | 0 | 0 | 0 | 0 | 0 | 0 | 0 | 0 | 0 | 0 | 0 | 0 | 0 | 0 | 0 | 0 | 0 | 0
PG&E GBA | Burlingame | 115 | OOS_Wind |  |  | 0 | 0 | 0 | 0 | 0 | 0 | 0 | 0 | 0 | 0 | 0 | 0 | 0 | 0 | 0 | 0 | 0 | 0 | 0 | 0 | 0 | 0 | 0 | 0 | 0 | 0 | 0 | 0
PG&E NGBA | Burney Forest | 230 | OOS_Wind |  |  | 0 | 0 | 0 | 0 | 0 | 0 | 0 | 0 | 0 | 0 | 0 | 0 | 0 | 0 | 0 | 0 | 0 | 0 | 0 | 0 | 0 | 0 | 0 | 0 | 0 | 0 | 0 | 0
PG&E NGBA | Butte | 115 | OOS_Wind |  |  | 0 | 0 | 0 | 0 | 0 | 0 | 0 | 0 | 0 | 0 | 0 | 0 | 0 | 0 | 0 | 0 | 0 | 0 | 0 | 0 | 0 | 0 | 0 | 0 | 0 | 0 | 0 | 0
PG&E KERN | Cabrillo | 115 | OOS_Wind |  |  | 0 | 0 | 0 | 0 | 0 | 0 | 0 | 0 | 0 | 0 | 0 | 0 | 0 | 0 | 0 | 0 | 0 | 0 | 0 | 0 | 0 | 0 | 0 | 0 | 0 | 0 | 0 | 0
PG&E FRESNO | Cal Flats | 230 | OOS_Wind |  |  | 0 | 0 | 0 | 0 | 0 | 0 | 0 | 0 | 0 | 0 | 0 | 0 | 0 | 0 | 0 | 0 | 0 | 0 | 0 | 0 | 0 | 0 | 0 | 0 | 0 | 0 | 0 | 0
SCE NOL | Calcite | 230 | OOS_Wind |  |  | 0 | 0 | 0 | 0 | 0 | 0 | 0 | 0 | 0 | 0 | 0 | 0 | 0 | 0 | 0 | 0 | 0 | 0 | 0 | 0 | 0 | 0 | 0 | 0 | 0 | 0 | 0 | 0
PG&E KERN | Caliente | 230 | OOS_Wind |  |  | 0 | 0 | 0 | 0 | 0 | 0 | 0 | 0 | 0 | 0 | 0 | 0 | 0 | 0 | 0 | 0 | 0 | 0 | 0 | 0 | 0 | 0 | 0 | 0 | 0 | 0 | 0 | 0
PG&E FRESNO | California Ave | 115 | OOS_Wind |  |  | 0 | 0 | 0 | 0 | 0 | 0 | 0 | 0 | 0 | 0 | 0 | 0 | 0 | 0 | 0 | 0 | 0 | 0 | 0 | 0 | 0 | 0 | 0 | 0 | 0 | 0 | 0 | 0
PG&E KERN | Callender | 115 | OOS_Wind |  |  | 0 | 0 | 0 | 0 | 0 | 0 | 0 | 0 | 0 | 0 | 0 | 0 | 0 | 0 | 0 | 0 | 0 | 0 | 0 | 0 | 0 | 0 | 0 | 0 | 0 | 0 | 0 | 0
PG&E NGBA | Calpella | 115 | OOS_Wind |  |  | 0 | 0 | 0 | 0 | 0 | 0 | 0 | 0 | 0 | 0 | 0 | 0 | 0 | 0 | 0 | 0 | 0 | 0 | 0 | 0 | 0 | 0 | 0 | 0 | 0 | 0 | 0 | 0
PG&E GBA | Camanche | 230 | OOS_Wind |  |  | 0 | 0 | 0 | 0 | 0 | 0 | 0 | 0 | 0 | 0 | 0 | 0 | 0 | 0 | 0 | 0 | 0 | 0 | 0 | 0 | 0 | 0 | 0 | 0 | 0 | 0 | 0 | 0
PG&E FRESNO | Cantua | 115 | OOS_Wind |  |  | 0 | 0 | 0 | 0 | 0 | 0 | 0 | 0 | 0 | 0 | 0 | 0 | 0 | 0 | 0 | 0 | 0 | 0 | 0 | 0 | 0 | 0 | 0 | 0 | 0 | 0 | 0 | 0
SDGE | Capistrano | 138 | OOS_Wind |  |  | 0 | 0 | 0 | 0 | 0 | 0 | 0 | 0 | 0 | 0 | 0 | 0 | 0 | 0 | 0 | 0 | 0 | 0 | 0 | 0 | 0 | 0 | 0 | 0 | 0 | 0 | 0 | 0
SDGE | Capistrano | 230 | OOS_Wind |  |  | 0 | 0 | 0 | 0 | 0 | 0 | 0 | 0 | 0 | 0 | 0 | 0 | 0 | 0 | 0 | 0 | 0 | 0 | 0 | 0 | 0 | 0 | 0 | 0 | 0 | 0 | 0 | 0
PG&E NGBA | Carberry | 230 | OOS_Wind |  |  | 0 | 0 | 0 | 0 | 0 | 0 | 0 | 0 | 0 | 0 | 0 | 0 | 0 | 0 | 0 | 0 | 0 | 0 | 0 | 0 | 0 | 0 | 0 | 0 | 0 | 0 | 0 | 0
PG&E NGBA | Caribou | 115 | OOS_Wind |  |  | 0 | 0 | 0 | 0 | 0 | 0 | 0 | 0 | 0 | 0 | 0 | 0 | 0 | 0 | 0 | 0 | 0 | 0 | 0 | 0 | 0 | 0 | 0 | 0 | 0 | 0 | 0 | 0
PG&E NGBA | Caribou | 230 | OOS_Wind |  |  | 0 | 0 | 0 | 0 | 0 | 0 | 0 | 0 | 0 | 0 | 0 | 0 | 0 | 0 | 0 | 0 | 0 | 0 | 0 | 0 | 0 | 0 | 0 | 0 | 0 | 0 | 0 | 0
EOP | Carpenter Canyon (fka Gamebird) | 138 | OOS_Wind |  |  | 0 | 0 | 0 | 0 | 0 | 0 | 0 | 0 | 0 | 0 | 0 | 0 | 0 | 0 | 0 | 0 | 0 | 0 | 0 | 0 | 0 | 0 | 0 | 0 | 0 | 0 | 0 | 0
EOP | Carpenter Canyon (fka Gamebird) | 230 | OOS_Wind |  |  | 0 | 0 | 0 | 0 | 0 | 0 | 0 | 0 | 0 | 0 | 0 | 0 | 0 | 0 | 0 | 0 | 0 | 0 | 0 | 0 | 0 | 0 | 0 | 0 | 0 | 0 | 0 | 0
PG&E NGBA | Carquinez | 115 | OOS_Wind |  |  | 0 | 0 | 0 | 0 | 0 | 0 | 0 | 0 | 0 | 0 | 0 | 0 | 0 | 0 | 0 | 0 | 0 | 0 | 0 | 0 | 0 | 0 | 0 | 0 | 0 | 0 | 0 | 0
SDGE | Carrizo Gorge | 138 | OOS_Wind |  |  | 0 | 0 | 0 | 0 | 0 | 0 | 0 | 0 | 0 | 0 | 0 | 0 | 0 | 0 | 0 | 0 | 0 | 0 | 0 | 0 | 0 | 0 | 0 | 0 | 0 | 0 | 0 | 0
PG&E KERN | Carrizo Plains | 115 | OOS_Wind |  |  | 0 | 0 | 0 | 0 | 0 | 0 | 0 | 0 | 0 | 0 | 0 | 0 | 0 | 0 | 0 | 0 | 0 | 0 | 0 | 0 | 0 | 0 | 0 | 0 | 0 | 0 | 0 | 0
PG&E KERN | Casaloma | 230 | OOS_Wind |  |  | 0 | 0 | 0 | 0 | 0 | 0 | 0 | 0 | 0 | 0 | 0 | 0 | 0 | 0 | 0 | 0 | 0 | 0 | 0 | 0 | 0 | 0 | 0 | 0 | 0 | 0 | 0 | 0
PG&E GBA | Castro Valley | 230 | OOS_Wind |  |  | 0 | 0 | 0 | 0 | 0 | 0 | 0 | 0 | 0 | 0 | 0 | 0 | 0 | 0 | 0 | 0 | 0 | 0 | 0 | 0 | 0 | 0 | 0 | 0 | 0 | 0 | 0 | 0
PG&E GBA | Cayetano | 230 | OOS_Wind |  |  | 0 | 0 | 0 | 0 | 0 | 0 | 0 | 0 | 0 | 0 | 0 | 0 | 0 | 0 | 0 | 0 | 0 | 0 | 0 | 0 | 0 | 0 | 0 | 0 | 0 | 0 | 0 | 0
SCE Metro | Center | 230 | OOS_Wind |  |  | 0 | 0 | 0 | 0 | 0 | 0 | 0 | 0 | 0 | 0 | 0 | 0 | 0 | 0 | 0 | 0 | 0 | 0 | 0 | 0 | 0 | 0 | 0 | 0 | 0 | 0 | 0 | 0
PG&E KERN | Charca | 115 | OOS_Wind |  |  | 0 | 0 | 0 | 0 | 0 | 0 | 0 | 0 | 0 | 0 | 0 | 0 | 0 | 0 | 0 | 0 | 0 | 0 | 0 | 0 | 0 | 0 | 0 | 0 | 0 | 0 | 0 | 0
EOP | Charleston | 138 | OOS_Wind |  |  | 0 | 0 | 0 | 0 | 0 | 0 | 0 | 0 | 0 | 0 | 0 | 0 | 0 | 0 | 0 | 0 | 0 | 0 | 0 | 0 | 0 | 0 | 0 | 0 | 0 | 0 | 0 | 0
SCE Metro | Chevmain | 230 | OOS_Wind |  |  | 0 | 0 | 0 | 0 | 0 | 0 | 0 | 0 | 0 | 0 | 0 | 0 | 0 | 0 | 0 | 0 | 0 | 0 | 0 | 0 | 0 | 0 | 0 | 0 | 0 | 0 | 0 | 0
SDGE | Chicarita | 138 | OOS_Wind |  |  | 0 | 0 | 0 | 0 | 0 | 0 | 0 | 0 | 0 | 0 | 0 | 0 | 0 | 0 | 0 | 0 | 0 | 0 | 0 | 0 | 0 | 0 | 0 | 0 | 0 | 0 | 0 | 0
SCE Metro | Chino | 230 | OOS_Wind |  |  | 0 | 0 | 0 | 0 | 0 | 0 | 0 | 0 | 0 | 0 | 0 | 0 | 0 | 0 | 0 | 0 | 0 | 0 | 0 | 0 | 0 | 0 | 0 | 0 | 0 | 0 | 0 | 0
PG&E FRESNO | Chowchilla | 115 | OOS_Wind |  |  | 0 | 0 | 0 | 0 | 0 | 0 | 0 | 0 | 0 | 0 | 0 | 0 | 0 | 0 | 0 | 0 | 0 | 0 | 0 | 0 | 0 | 0 | 0 | 0 | 0 | 0 | 0 | 0
PG&E GBA | Christie | 115 | OOS_Wind |  |  | 0 | 0 | 0 | 0 | 0 | 0 | 0 | 0 | 0 | 0 | 0 | 0 | 0 | 0 | 0 | 0 | 0 | 0 | 0 | 0 | 0 | 0 | 0 | 0 | 0 | 0 | 0 | 0
SCE Eastern | Cielo Azul | 500 | OOS_Wind |  |  | 0 | 0 | 0 | 0 | 0 | 0 | 0 | 0 | 0 | 0 | 0 | 0 | 0 | 0 | 0 | 0 | 0 | 0 | 0 | 0 | 0 | 0 | 0 | 0 | 0 | 0 | 0 | 0
PG&E GBA | Clayton | 115 | OOS_Wind |  |  | 0 | 0 | 0 | 0 | 0 | 0 | 0 | 0 | 0 | 0 | 0 | 0 | 0 | 0 | 0 | 0 | 0 | 0 | 0 | 0 | 0 | 0 | 0 | 0 | 0 | 0 | 0 | 0
PG&E NGBA | Cloverdale | 115 | OOS_Wind |  |  | 0 | 0 | 0 | 0 | 0 | 0 | 0 | 0 | 0 | 0 | 0 | 0 | 0 | 0 | 0 | 0 | 0 | 0 | 0 | 0 | 0 | 0 | 0 | 0 | 0 | 0 | 0 | 0
PG&E FRESNO | Clovis | 115 | OOS_Wind |  |  | 0 | 0 | 0 | 0 | 0 | 0 | 0 | 0 | 0 | 0 | 0 | 0 | 0 | 0 | 0 | 0 | 0 | 0 | 0 | 0 | 0 | 0 | 0 | 0 | 0 | 0 | 0 | 0
PG&E GBA | Coburn | 230 | OOS_Wind |  |  | 0 | 0 | 0 | 0 | 0 | 0 | 0 | 0 | 0 | 0 | 0 | 0 | 0 | 0 | 0 | 0 | 0 | 0 | 0 | 0 | 0 | 0 | 0 | 0 | 0 | 0 | 0 | 0
PG&E NGBA | Colgate | 230 | OOS_Wind |  |  | 0 | 0 | 0 | 0 | 0 | 0 | 0 | 0 | 0 | 0 | 0 | 0 | 0 | 0 | 0 | 0 | 0 | 0 | 0 | 0 | 0 | 0 | 0 | 0 | 0 | 0 | 0 | 0
PG&E GBA | Collierville | 230 | OOS_Wind |  |  | 0 | 0 | 0 | 0 | 0 | 0 | 0 | 0 | 0 | 0 | 0 | 0 | 0 | 0 | 0 | 0 | 0 | 0 | 0 | 0 | 0 | 0 | 0 | 0 | 0 | 0 | 0 | 0
PG&E GBA | Collinsville | 230 | OOS_Wind |  |  | 0 | 0 | 0 | 0 | 0 | 0 | 0 | 0 | 0 | 0 | 0 | 0 | 0 | 0 | 0 | 0 | 0 | 0 | 0 | 0 | 0 | 0 | 0 | 0 | 0 | 0 | 0 | 0
PG&E GBA | Collinsville | 500 | OOS_Wind |  |  | 0 | 0 | 0 | 0 | 0 | 0 | 0 | 0 | 0 | 0 | 0 | 0 | 0 | 0 | 0 | 0 | 0 | 0 | 0 | 0 | 0 | 0 | 0 | 0 | 0 | 0 | 0 | 0
SCE Eastern | Colorado River | 230 | OOS_Wind |  |  | 0 | 0 | 0 | 0 | 0 | 0 | 0 | 0 | 0 | 0 | 0 | 0 | 0 | 0 | 0 | 0 | 0 | 0 | 0 | 0 | 0 | 0 | 0 | 0 | 0 | 0 | 0 | 0
SCE Eastern | Colorado River | 500 | OOS_Wind |  |  | 0 | 0 | 0 | 0 | 0 | 0 | 0 | 0 | 0 | 0 | 0 | 0 | 0 | 0 | 0 | 0 | 0 | 0 | 0 | 0 | 0 | 0 | 0 | 0 | 0 | 0 | 0 | 0
PG&E KERN | Columbus | 115 | OOS_Wind |  |  | 0 | 0 | 0 | 0 | 0 | 0 | 0 | 0 | 0 | 0 | 0 | 0 | 0 | 0 | 0 | 0 | 0 | 0 | 0 | 0 | 0 | 0 | 0 | 0 | 0 | 0 | 0 | 0
PG&E GBA | Contra Costa | 115 | OOS_Wind |  |  | 0 | 0 | 0 | 0 | 0 | 0 | 0 | 0 | 0 | 0 | 0 | 0 | 0 | 0 | 0 | 0 | 0 | 0 | 0 | 0 | 0 | 0 | 0 | 0 | 0 | 0 | 0 | 0
PG&E GBA | Contra Costa | 230 | OOS_Wind |  |  | 0 | 0 | 0 | 0 | 0 | 0 | 0 | 0 | 0 | 0 | 0 | 0 | 0 | 0 | 0 | 0 | 0 | 0 | 0 | 0 | 0 | 0 | 0 | 0 | 0 | 0 | 0 | 0
PG&E GBA | Contra Costa PP | 230 | OOS_Wind |  |  | 0 | 0 | 0 | 0 | 0 | 0 | 0 | 0 | 0 | 0 | 0 | 0 | 0 | 0 | 0 | 0 | 0 | 0 | 0 | 0 | 0 | 0 | 0 | 0 | 0 | 0 | 0 | 0
SCE NOL | Control | 115 | OOS_Wind |  |  | 0 | 0 | 0 | 0 | 0 | 0 | 0 | 0 | 0 | 0 | 0 | 0 | 0 | 0 | 0 | 0 | 0 | 0 | 0 | 0 | 0 | 0 | 0 | 0 | 0 | 0 | 0 | 0
PG&E GBA | Cooley Landing | 115 | OOS_Wind |  |  | 0 | 0 | 0 | 0 | 0 | 0 | 0 | 0 | 0 | 0 | 0 | 0 | 0 | 0 | 0 | 0 | 0 | 0 | 0 | 0 | 0 | 0 | 0 | 0 | 0 | 0 | 0 | 0
SCE NOL | Coolwater | 230 | OOS_Wind |  |  | 0 | 0 | 0 | 0 | 0 | 0 | 0 | 0 | 0 | 0 | 0 | 0 | 0 | 0 | 0 | 0 | 0 | 0 | 0 | 0 | 0 | 0 | 0 | 0 | 0 | 0 | 0 | 0
SCE NOL | Coolwater | 115 | OOS_Wind |  |  | 0 | 0 | 0 | 0 | 0 | 0 | 0 | 0 | 0 | 0 | 0 | 0 | 0 | 0 | 0 | 0 | 0 | 0 | 0 | 0 | 0 | 0 | 0 | 0 | 0 | 0 | 0 | 0
PG&E FRESNO | Corcoran | 115 | OOS_Wind |  |  | 0 | 0 | 0 | 0 | 0 | 0 | 0 | 0 | 0 | 0 | 0 | 0 | 0 | 0 | 0 | 0 | 0 | 0 | 0 | 0 | 0 | 0 | 0 | 0 | 0 | 0 | 0 | 0
PG&E NGBA | Corona | 115 | OOS_Wind |  |  | 0 | 0 | 0 | 0 | 0 | 0 | 0 | 0 | 0 | 0 | 0 | 0 | 0 | 0 | 0 | 0 | 0 | 0 | 0 | 0 | 0 | 0 | 0 | 0 | 0 | 0 | 0 | 0
PG&E NGBA | Cortina | 230 | OOS_Wind |  |  | 0 | 0 | 0 | 0 | 0 | 0 | 0 | 0 | 0 | 0 | 0 | 0 | 0 | 0 | 0 | 0 | 0 | 0 | 0 | 0 | 0 | 0 | 0 | 0 | 0 | 0 | 0 | 0
PG&E NGBA | Cortina | 115 | OOS_Wind |  |  | 0 | 0 | 0 | 0 | 0 | 0 | 0 | 0 | 0 | 0 | 0 | 0 | 0 | 0 | 0 | 0 | 0 | 0 | 0 | 0 | 0 | 0 | 0 | 0 | 0 | 0 | 0 | 0
PG&E GBA | Cottle | 230 | OOS_Wind |  |  | 0 | 0 | 0 | 0 | 0 | 0 | 0 | 0 | 0 | 0 | 0 | 0 | 0 | 0 | 0 | 0 | 0 | 0 | 0 | 0 | 0 | 0 | 0 | 0 | 0 | 0 | 0 | 0
PG&E NGBA | Cottonwood | 115 | OOS_Wind |  |  | 0 | 0 | 0 | 0 | 0 | 0 | 0 | 0 | 0 | 0 | 0 | 0 | 0 | 0 | 0 | 0 | 0 | 0 | 0 | 0 | 0 | 0 | 0 | 0 | 0 | 0 | 0 | 0
PG&E NGBA | Cottonwood | 230 | OOS_Wind |  |  | 0 | 0 | 0 | 0 | 0 | 0 | 0 | 0 | 0 | 0 | 0 | 0 | 0 | 0 | 0 | 0 | 0 | 0 | 0 | 0 | 0 | 0 | 0 | 0 | 0 | 0 | 0 | 0
PG&E NGBA | Cove Road | 230 | OOS_Wind |  |  | 0 | 0 | 0 | 0 | 0 | 0 | 0 | 0 | 0 | 0 | 0 | 0 | 0 | 0 | 0 | 0 | 0 | 0 | 0 | 0 | 0 | 0 | 0 | 0 | 0 | 0 | 0 | 0
PG&E GBA | Coyote | 230 | OOS_Wind |  |  | 0 | 0 | 0 | 0 | 0 | 0 | 0 | 0 | 0 | 0 | 0 | 0 | 0 | 0 | 0 | 0 | 0 | 0 | 0 | 0 | 0 | 0 | 0 | 0 | 0 | 0 | 0 | 0
PG&E GBA | Crazy Horse Canyon | 115 | OOS_Wind |  |  | 0 | 0 | 0 | 0 | 0 | 0 | 0 | 0 | 0 | 0 | 0 | 0 | 0 | 0 | 0 | 0 | 0 | 0 | 0 | 0 | 0 | 0 | 0 | 0 | 0 | 0 | 0 | 0
PG&E FRESNO | Cressey | 115 | OOS_Wind |  |  | 0 | 0 | 0 | 0 | 0 | 0 | 0 | 0 | 0 | 0 | 0 | 0 | 0 | 0 | 0 | 0 | 0 | 0 | 0 | 0 | 0 | 0 | 0 | 0 | 0 | 0 | 0 | 0
PG&E NGBA | Cresta | 230 | OOS_Wind |  |  | 0 | 0 | 0 | 0 | 0 | 0 | 0 | 0 | 0 | 0 | 0 | 0 | 0 | 0 | 0 | 0 | 0 | 0 | 0 | 0 | 0 | 0 | 0 | 0 | 0 | 0 | 0 | 0
PG&E GBA | Curtis | 115 | OOS_Wind |  |  | 0 | 0 | 0 | 0 | 0 | 0 | 0 | 0 | 0 | 0 | 0 | 0 | 0 | 0 | 0 | 0 | 0 | 0 | 0 | 0 | 0 | 0 | 0 | 0 | 0 | 0 | 0 | 0
PG&E FRESNO | Dairyland | 115 | OOS_Wind |  |  | 0 | 0 | 0 | 0 | 0 | 0 | 0 | 0 | 0 | 0 | 0 | 0 | 0 | 0 | 0 | 0 | 0 | 0 | 0 | 0 | 0 | 0 | 0 | 0 | 0 | 0 | 0 | 0
PG&E NGBA | Davis | 115 | OOS_Wind |  |  | 0 | 0 | 0 | 0 | 0 | 0 | 0 | 0 | 0 | 0 | 0 | 0 | 0 | 0 | 0 | 0 | 0 | 0 | 0 | 0 | 0 | 0 | 0 | 0 | 0 | 0 | 0 | 0
SCE Metro | Del Amo | 500 | OOS_Wind |  |  | 0 | 0 | 0 | 0 | 0 | 0 | 0 | 0 | 0 | 0 | 0 | 0 | 0 | 0 | 0 | 0 | 0 | 0 | 0 | 0 | 0 | 0 | 0 | 0 | 0 | 0 | 0 | 0
SCE Metro | Del Amo | 230 | OOS_Wind |  |  | 0 | 0 | 0 | 0 | 0 | 0 | 0 | 0 | 0 | 0 | 0 | 0 | 0 | 0 | 0 | 0 | 0 | 0 | 0 | 0 | 0 | 0 | 0 | 0 | 0 | 0 | 0 | 0
SCE Eastern | Delaney | 500 | OOS_Wind |  |  | 0 | 0 | 0 | 0 | 0 | 0 | 0 | 0 | 0 | 0 | 0 | 0 | 0 | 0 | 0 | 0 | 0 | 0 | 0 | 0 | 0 | 0 | 0 | 0 | 0 | 0 | 0 | 0
PG&E NGBA | Delevan | 230 | OOS_Wind |  |  | 0 | 0 | 0 | 0 | 0 | 0 | 0 | 0 | 0 | 0 | 0 | 0 | 0 | 0 | 0 | 0 | 0 | 0 | 0 | 0 | 0 | 0 | 0 | 0 | 0 | 0 | 0 | 0
PG&E GBA | Delta PP | 230 | OOS_Wind |  |  | 0 | 0 | 0 | 0 | 0 | 0 | 0 | 0 | 0 | 0 | 0 | 0 | 0 | 0 | 0 | 0 | 0 | 0 | 0 | 0 | 0 | 0 | 0 | 0 | 0 | 0 | 0 | 0
EOP | Desert View | 230 | OOS_Wind |  |  | 0 | 0 | 0 | 0 | 0 | 0 | 0 | 0 | 0 | 0 | 0 | 0 | 0 | 0 | 0 | 0 | 0 | 0 | 0 | 0 | 0 | 0 | 0 | 0 | 0 | 0 | 0 | 0
SCE Eastern | Devers | 230 | OOS_Wind |  |  | 0 | 0 | 0 | 0 | 0 | 0 | 0 | 0 | 0 | 0 | 0 | 0 | 0 | 0 | 0 | 0 | 0 | 0 | 0 | 0 | 0 | 0 | 0 | 0 | 0 | 0 | 0 | 0
SCE Eastern | Devers | 500 | OOS_Wind |  |  | 0 | 0 | 0 | 0 | 0 | 0 | 0 | 0 | 0 | 0 | 0 | 0 | 0 | 0 | 0 | 0 | 0 | 0 | 0 | 0 | 0 | 0 | 0 | 0 | 0 | 0 | 0 | 0
PG&E KERN | Diablo Canyon | 230 | OOS_Wind |  |  | 0 | 0 | 0 | 0 | 0 | 0 | 0 | 0 | 0 | 0 | 0 | 0 | 0 | 0 | 0 | 0 | 0 | 0 | 0 | 0 | 0 | 0 | 0 | 0 | 0 | 0 | 0 | 0
PG&E KERN | Diablo Canyon | 500 | OOS_Wind |  |  | 0 | 0 | 0 | 0 | 0 | 0 | 0 | 0 | 0 | 0 | 0 | 0 | 0 | 0 | 0 | 0 | 0 | 0 | 0 | 0 | 0 | 0 | 0 | 0 | 0 | 0 | 0 | 0
PG&E KERN | Divide | 115 | OOS_Wind |  |  | 0 | 0 | 0 | 0 | 0 | 0 | 0 | 0 | 0 | 0 | 0 | 0 | 0 | 0 | 0 | 0 | 0 | 0 | 0 | 0 | 0 | 0 | 0 | 0 | 0 | 0 | 0 | 0
PG&E GBA | Dixon Landing | 115 | OOS_Wind |  |  | 0 | 0 | 0 | 0 | 0 | 0 | 0 | 0 | 0 | 0 | 0 | 0 | 0 | 0 | 0 | 0 | 0 | 0 | 0 | 0 | 0 | 0 | 0 | 0 | 0 | 0 | 0 | 0
PG&E FRESNO | Dos Amigos | 230 | OOS_Wind |  |  | 0 | 0 | 0 | 0 | 0 | 0 | 0 | 0 | 0 | 0 | 0 | 0 | 0 | 0 | 0 | 0 | 0 | 0 | 0 | 0 | 0 | 0 | 0 | 0 | 0 | 0 | 0 | 0
PG&E NGBA | Drum | 115 | OOS_Wind |  |  | 0 | 0 | 0 | 0 | 0 | 0 | 0 | 0 | 0 | 0 | 0 | 0 | 0 | 0 | 0 | 0 | 0 | 0 | 0 | 0 | 0 | 0 | 0 | 0 | 0 | 0 | 0 | 0
PG&E GBA | Dumbarton | 115 | OOS_Wind |  |  | 0 | 0 | 0 | 0 | 0 | 0 | 0 | 0 | 0 | 0 | 0 | 0 | 0 | 0 | 0 | 0 | 0 | 0 | 0 | 0 | 0 | 0 | 0 | 0 | 0 | 0 | 0 | 0
SCE NOL | Dunn Siding | 115 | OOS_Wind |  |  | 0 | 0 | 0 | 0 | 0 | 0 | 0 | 0 | 0 | 0 | 0 | 0 | 0 | 0 | 0 | 0 | 0 | 0 | 0 | 0 | 0 | 0 | 0 | 0 | 0 | 0 | 0 | 0
SCE Eastern | Eagle Mountain | 230 | OOS_Wind |  |  | 0 | 0 | 0 | 0 | 0 | 0 | 0 | 0 | 0 | 0 | 0 | 0 | 0 | 0 | 0 | 0 | 0 | 0 | 0 | 0 | 0 | 0 | 0 | 0 | 0 | 0 | 0 | 0
PG&E NGBA | Eagle Rock (PGE) | 115 | OOS_Wind |  |  | 0 | 0 | 0 | 0 | 0 | 0 | 0 | 0 | 0 | 0 | 0 | 0 | 0 | 0 | 0 | 0 | 0 | 0 | 0 | 0 | 0 | 0 | 0 | 0 | 0 | 0 | 0 | 0
SCE Metro | Eagle Rock (SCE) | 230 | OOS_Wind |  |  | 0 | 0 | 0 | 0 | 0 | 0 | 0 | 0 | 0 | 0 | 0 | 0 | 0 | 0 | 0 | 0 | 0 | 0 | 0 | 0 | 0 | 0 | 0 | 0 | 0 | 0 | 0 | 0
PG&E NGBA | East Marysville | 115 | OOS_Wind |  |  | 0 | 0 | 0 | 0 | 0 | 0 | 0 | 0 | 0 | 0 | 0 | 0 | 0 | 0 | 0 | 0 | 0 | 0 | 0 | 0 | 0 | 0 | 0 | 0 | 0 | 0 | 0 | 0
PG&E NGBA | East Nicolaus | 115 | OOS_Wind |  |  | 0 | 0 | 0 | 0 | 0 | 0 | 0 | 0 | 0 | 0 | 0 | 0 | 0 | 0 | 0 | 0 | 0 | 0 | 0 | 0 | 0 | 0 | 0 | 0 | 0 | 0 | 0 | 0
PG&E GBA | Eastshore | 115 | OOS_Wind |  |  | 0 | 0 | 0 | 0 | 0 | 0 | 0 | 0 | 0 | 0 | 0 | 0 | 0 | 0 | 0 | 0 | 0 | 0 | 0 | 0 | 0 | 0 | 0 | 0 | 0 | 0 | 0 | 0
PG&E GBA | Eastshore | 230 | OOS_Wind |  |  | 0 | 0 | 0 | 0 | 0 | 0 | 0 | 0 | 0 | 0 | 0 | 0 | 0 | 0 | 0 | 0 | 0 | 0 | 0 | 0 | 0 | 0 | 0 | 0 | 0 | 0 | 0 | 0
SDGE | ECO | 138 | OOS_Wind |  |  | 0 | 0 | 0 | 0 | 0 | 0 | 0 | 0 | 0 | 0 | 0 | 0 | 0 | 0 | 0 | 0 | 0 | 0 | 0 | 0 | 0 | 0 | 0 | 0 | 0 | 0 | 0 | 0
SDGE | ECO | 230 | OOS_Wind |  |  | 0 | 0 | 0 | 0 | 0 | 0 | 0 | 0 | 0 | 0 | 0 | 0 | 0 | 0 | 0 | 0 | 0 | 0 | 0 | 0 | 0 | 0 | 0 | 0 | 0 | 0 | 0 | 0
SDGE | ECO | 500 | OOS_Wind |  |  | 0 | 0 | 0 | 0 | 0 | 0 | 0 | 0 | 0 | 0 | 0 | 0 | 0 | 0 | 0 | 0 | 0 | 0 | 0 | 0 | 0 | 0 | 0 | 0 | 0 | 0 | 0 | 0
PG&E GBA | Edenvale | 115 | OOS_Wind |  |  | 0 | 0 | 0 | 0 | 0 | 0 | 0 | 0 | 0 | 0 | 0 | 0 | 0 | 0 | 0 | 0 | 0 | 0 | 0 | 0 | 0 | 0 | 0 | 0 | 0 | 0 | 0 | 0
PG&E GBA | Edes | 115 | OOS_Wind |  |  | 0 | 0 | 0 | 0 | 0 | 0 | 0 | 0 | 0 | 0 | 0 | 0 | 0 | 0 | 0 | 0 | 0 | 0 | 0 | 0 | 0 | 0 | 0 | 0 | 0 | 0 | 0 | 0
PG&E GBA | Eight Mile | 230 | OOS_Wind |  |  | 0 | 0 | 0 | 0 | 0 | 0 | 0 | 0 | 0 | 0 | 0 | 0 | 0 | 0 | 0 | 0 | 0 | 0 | 0 | 0 | 0 | 0 | 0 | 0 | 0 | 0 | 0 | 0
SCE Eastern | El Casco | 230 | OOS_Wind |  |  | 0 | 0 | 0 | 0 | 0 | 0 | 0 | 0 | 0 | 0 | 0 | 0 | 0 | 0 | 0 | 0 | 0 | 0 | 0 | 0 | 0 | 0 | 0 | 0 | 0 | 0 | 0 | 0
PG&E GBA | El Cerrito G | 115 | OOS_Wind |  |  | 0 | 0 | 0 | 0 | 0 | 0 | 0 | 0 | 0 | 0 | 0 | 0 | 0 | 0 | 0 | 0 | 0 | 0 | 0 | 0 | 0 | 0 | 0 | 0 | 0 | 0 | 0 | 0
PG&E NGBA | El Dorado PH | 115 | OOS_Wind |  |  | 0 | 0 | 0 | 0 | 0 | 0 | 0 | 0 | 0 | 0 | 0 | 0 | 0 | 0 | 0 | 0 | 0 | 0 | 0 | 0 | 0 | 0 | 0 | 0 | 0 | 0 | 0 | 0
PG&E FRESNO | El Nido (PGE) | 115 | OOS_Wind |  |  | 0 | 0 | 0 | 0 | 0 | 0 | 0 | 0 | 0 | 0 | 0 | 0 | 0 | 0 | 0 | 0 | 0 | 0 | 0 | 0 | 0 | 0 | 0 | 0 | 0 | 0 | 0 | 0
SCE Metro | El Nido (SCE) | 230 | OOS_Wind |  |  | 0 | 0 | 0 | 0 | 0 | 0 | 0 | 0 | 0 | 0 | 0 | 0 | 0 | 0 | 0 | 0 | 0 | 0 | 0 | 0 | 0 | 0 | 0 | 0 | 0 | 0 | 0 | 0
PG&E GBA | El Patio | 115 | OOS_Wind |  |  | 0 | 0 | 0 | 0 | 0 | 0 | 0 | 0 | 0 | 0 | 0 | 0 | 0 | 0 | 0 | 0 | 0 | 0 | 0 | 0 | 0 | 0 | 0 | 0 | 0 | 0 | 0 | 0
SCE Metro | El Segundo | 230 | OOS_Wind |  |  | 0 | 0 | 0 | 0 | 0 | 0 | 0 | 0 | 0 | 0 | 0 | 0 | 0 | 0 | 0 | 0 | 0 | 0 | 0 | 0 | 0 | 0 | 0 | 0 | 0 | 0 | 0 | 0
EOP | Eldorado | 230 | OOS_Wind | YES | SW_ExtTx_Wind | 1 | 0 | 0 | 0 | 51 | 0 | 51 | 0 | 0 | 0 | 51 | 0 | 51 | 0 | 0 | 0 | 0 | 0 | 0 | 0 | 0 | 0 | 51 | 0 | 51 | 51 | 0 | 51
EOP | Eldorado | 500 | OOS_Wind | YES | Wyoming Wind | 1 | 0 | 0 | 0 | 0 | 0 | 0 | 0 | 0 | 0 | 0 | 0 | 0 | 2895 | 0 | 2895 | 0 | 0 | 0 | 2895 | 0 | 2895 | 2895 | 0 | 2895 | 2895 | 0 | 2895
PG&E KERN | Elk Hills | 230 | OOS_Wind |  |  | 0 | 0 | 0 | 0 | 0 | 0 | 0 | 0 | 0 | 0 | 0 | 0 | 0 | 0 | 0 | 0 | 0 | 0 | 0 | 0 | 0 | 0 | 0 | 0 | 0 | 0 | 0 | 0
SCE Metro | Ellis | 230 | OOS_Wind |  |  | 0 | 0 | 0 | 0 | 0 | 0 | 0 | 0 | 0 | 0 | 0 | 0 | 0 | 0 | 0 | 0 | 0 | 0 | 0 | 0 | 0 | 0 | 0 | 0 | 0 | 0 | 0 | 0
SDGE | Encina | 138 | OOS_Wind |  |  | 0 | 0 | 0 | 0 | 0 | 0 | 0 | 0 | 0 | 0 | 0 | 0 | 0 | 0 | 0 | 0 | 0 | 0 | 0 | 0 | 0 | 0 | 0 | 0 | 0 | 0 | 0 | 0
SDGE | Encina | 230 | OOS_Wind |  |  | 0 | 0 | 0 | 0 | 0 | 0 | 0 | 0 | 0 | 0 | 0 | 0 | 0 | 0 | 0 | 0 | 0 | 0 | 0 | 0 | 0 | 0 | 0 | 0 | 0 | 0 | 0 | 0
SDGE | Escondido | 230 | OOS_Wind |  |  | 0 | 0 | 0 | 0 | 0 | 0 | 0 | 0 | 0 | 0 | 0 | 0 | 0 | 0 | 0 | 0 | 0 | 0 | 0 | 0 | 0 | 0 | 0 | 0 | 0 | 0 | 0 | 0
PG&E KERN | Estrella | 230 | OOS_Wind |  |  | 0 | 0 | 0 | 0 | 0 | 0 | 0 | 0 | 0 | 0 | 0 | 0 | 0 | 0 | 0 | 0 | 0 | 0 | 0 | 0 | 0 | 0 | 0 | 0 | 0 | 0 | 0 | 0
SCE Eastern | Etiwanda | 230 | OOS_Wind |  |  | 0 | 0 | 0 | 0 | 0 | 0 | 0 | 0 | 0 | 0 | 0 | 0 | 0 | 0 | 0 | 0 | 0 | 0 | 0 | 0 | 0 | 0 | 0 | 0 | 0 | 0 | 0 | 0
PG&E GBA | Evergreen | 115 | OOS_Wind |  |  | 0 | 0 | 0 | 0 | 0 | 0 | 0 | 0 | 0 | 0 | 0 | 0 | 0 | 0 | 0 | 0 | 0 | 0 | 0 | 0 | 0 | 0 | 0 | 0 | 0 | 0 | 0 | 0
PG&E FRESNO | Excelsior | 115 | OOS_Wind |  |  | 0 | 0 | 0 | 0 | 0 | 0 | 0 | 0 | 0 | 0 | 0 | 0 | 0 | 0 | 0 | 0 | 0 | 0 | 0 | 0 | 0 | 0 | 0 | 0 | 0 | 0 | 0 | 0
PG&E FRESNO | Exchequer | 115 | OOS_Wind |  |  | 0 | 0 | 0 | 0 | 0 | 0 | 0 | 0 | 0 | 0 | 0 | 0 | 0 | 0 | 0 | 0 | 0 | 0 | 0 | 0 | 0 | 0 | 0 | 0 | 0 | 0 | 0 | 0
PG&E KERN | Fairway | 115 | OOS_Wind |  |  | 0 | 0 | 0 | 0 | 0 | 0 | 0 | 0 | 0 | 0 | 0 | 0 | 0 | 0 | 0 | 0 | 0 | 0 | 0 | 0 | 0 | 0 | 0 | 0 | 0 | 0 | 0 | 0
PG&E KERN | Famoso | 115 | OOS_Wind |  |  | 0 | 0 | 0 | 0 | 0 | 0 | 0 | 0 | 0 | 0 | 0 | 0 | 0 | 0 | 0 | 0 | 0 | 0 | 0 | 0 | 0 | 0 | 0 | 0 | 0 | 0 | 0 | 0
PG&E NGBA | Fern Road | 500 | OOS_Wind |  |  | 0 | 0 | 0 | 0 | 0 | 0 | 0 | 0 | 0 | 0 | 0 | 0 | 0 | 0 | 0 | 0 | 0 | 0 | 0 | 0 | 0 | 0 | 0 | 0 | 0 | 0 | 0 | 0
PG&E GBA | Fibreboard (SPI Sonora) | 115 | OOS_Wind |  |  | 0 | 0 | 0 | 0 | 0 | 0 | 0 | 0 | 0 | 0 | 0 | 0 | 0 | 0 | 0 | 0 | 0 | 0 | 0 | 0 | 0 | 0 | 0 | 0 | 0 | 0 | 0 | 0
PG&E FRESNO | Figarden | 230 | OOS_Wind |  |  | 0 | 0 | 0 | 0 | 0 | 0 | 0 | 0 | 0 | 0 | 0 | 0 | 0 | 0 | 0 | 0 | 0 | 0 | 0 | 0 | 0 | 0 | 0 | 0 | 0 | 0 | 0 | 0
PG&E FRESNO | Fink | 230 | OOS_Wind |  |  | 0 | 0 | 0 | 0 | 0 | 0 | 0 | 0 | 0 | 0 | 0 | 0 | 0 | 0 | 0 | 0 | 0 | 0 | 0 | 0 | 0 | 0 | 0 | 0 | 0 | 0 | 0 | 0
PG&E GBA | FMC | 115 | OOS_Wind |  |  | 0 | 0 | 0 | 0 | 0 | 0 | 0 | 0 | 0 | 0 | 0 | 0 | 0 | 0 | 0 | 0 | 0 | 0 | 0 | 0 | 0 | 0 | 0 | 0 | 0 | 0 | 0 | 0
PG&E GBA | Fremont | 115 | OOS_Wind |  |  | 0 | 0 | 0 | 0 | 0 | 0 | 0 | 0 | 0 | 0 | 0 | 0 | 0 | 0 | 0 | 0 | 0 | 0 | 0 | 0 | 0 | 0 | 0 | 0 | 0 | 0 | 0 | 0
PG&E GBA | Frogtown | 115 | OOS_Wind |  |  | 0 | 0 | 0 | 0 | 0 | 0 | 0 | 0 | 0 | 0 | 0 | 0 | 0 | 0 | 0 | 0 | 0 | 0 | 0 | 0 | 0 | 0 | 0 | 0 | 0 | 0 | 0 | 0
PG&E NGBA | Fulton | 115 | OOS_Wind |  |  | 0 | 0 | 0 | 0 | 0 | 0 | 0 | 0 | 0 | 0 | 0 | 0 | 0 | 0 | 0 | 0 | 0 | 0 | 0 | 0 | 0 | 0 | 0 | 0 | 0 | 0 | 0 | 0
PG&E NGBA | Fulton | 230 | OOS_Wind |  |  | 0 | 0 | 0 | 0 | 0 | 0 | 0 | 0 | 0 | 0 | 0 | 0 | 0 | 0 | 0 | 0 | 0 | 0 | 0 | 0 | 0 | 0 | 0 | 0 | 0 | 0 | 0 | 0
PG&E KERN | Ganso | 115 | OOS_Wind |  |  | 0 | 0 | 0 | 0 | 0 | 0 | 0 | 0 | 0 | 0 | 0 | 0 | 0 | 0 | 0 | 0 | 0 | 0 | 0 | 0 | 0 | 0 | 0 | 0 | 0 | 0 | 0 | 0
PG&E FRESNO | Gates | 230 | OOS_Wind |  |  | 0 | 0 | 0 | 0 | 0 | 0 | 0 | 0 | 0 | 0 | 0 | 0 | 0 | 0 | 0 | 0 | 0 | 0 | 0 | 0 | 0 | 0 | 0 | 0 | 0 | 0 | 0 | 0
PG&E FRESNO | Gates | 500 | OOS_Wind |  |  | 0 | 0 | 0 | 0 | 0 | 0 | 0 | 0 | 0 | 0 | 0 | 0 | 0 | 0 | 0 | 0 | 0 | 0 | 0 | 0 | 0 | 0 | 0 | 0 | 0 | 0 | 0 | 0
PG&E NGBA | Geysers 12 | 230 | OOS_Wind |  |  | 0 | 0 | 0 | 0 | 0 | 0 | 0 | 0 | 0 | 0 | 0 | 0 | 0 | 0 | 0 | 0 | 0 | 0 | 0 | 0 | 0 | 0 | 0 | 0 | 0 | 0 | 0 | 0
PG&E NGBA | Geysers 17 | 230 | OOS_Wind |  |  | 0 | 0 | 0 | 0 | 0 | 0 | 0 | 0 | 0 | 0 | 0 | 0 | 0 | 0 | 0 | 0 | 0 | 0 | 0 | 0 | 0 | 0 | 0 | 0 | 0 | 0 | 0 | 0
PG&E NGBA | Geysers 3 | 115 | OOS_Wind |  |  | 0 | 0 | 0 | 0 | 0 | 0 | 0 | 0 | 0 | 0 | 0 | 0 | 0 | 0 | 0 | 0 | 0 | 0 | 0 | 0 | 0 | 0 | 0 | 0 | 0 | 0 | 0 | 0
PG&E NGBA | Glenn | 230 | OOS_Wind |  |  | 0 | 0 | 0 | 0 | 0 | 0 | 0 | 0 | 0 | 0 | 0 | 0 | 0 | 0 | 0 | 0 | 0 | 0 | 0 | 0 | 0 | 0 | 0 | 0 | 0 | 0 | 0 | 0
PG&E NGBA | Gold Hill | 115 | OOS_Wind |  |  | 0 | 0 | 0 | 0 | 0 | 0 | 0 | 0 | 0 | 0 | 0 | 0 | 0 | 0 | 0 | 0 | 0 | 0 | 0 | 0 | 0 | 0 | 0 | 0 | 0 | 0 | 0 | 0
PG&E NGBA | Gold Hill | 230 | OOS_Wind |  |  | 0 | 0 | 0 | 0 | 0 | 0 | 0 | 0 | 0 | 0 | 0 | 0 | 0 | 0 | 0 | 0 | 0 | 0 | 0 | 0 | 0 | 0 | 0 | 0 | 0 | 0 | 0 | 0
SCE Northern | Goleta | 230 | OOS_Wind |  |  | 0 | 0 | 0 | 0 | 0 | 0 | 0 | 0 | 0 | 0 | 0 | 0 | 0 | 0 | 0 | 0 | 0 | 0 | 0 | 0 | 0 | 0 | 0 | 0 | 0 | 0 | 0 | 0
SCE Metro | Goodrich | 230 | OOS_Wind |  |  | 0 | 0 | 0 | 0 | 0 | 0 | 0 | 0 | 0 | 0 | 0 | 0 | 0 | 0 | 0 | 0 | 0 | 0 | 0 | 0 | 0 | 0 | 0 | 0 | 0 | 0 | 0 | 0
PG&E KERN | Goose Lake | 115 | OOS_Wind |  |  | 0 | 0 | 0 | 0 | 0 | 0 | 0 | 0 | 0 | 0 | 0 | 0 | 0 | 0 | 0 | 0 | 0 | 0 | 0 | 0 | 0 | 0 | 0 | 0 | 0 | 0 | 0 | 0
SCE Metro | Gould | 230 | OOS_Wind |  |  | 0 | 0 | 0 | 0 | 0 | 0 | 0 | 0 | 0 | 0 | 0 | 0 | 0 | 0 | 0 | 0 | 0 | 0 | 0 | 0 | 0 | 0 | 0 | 0 | 0 | 0 | 0 | 0
PG&E NGBA | Grand Island | 115 | OOS_Wind |  |  | 0 | 0 | 0 | 0 | 0 | 0 | 0 | 0 | 0 | 0 | 0 | 0 | 0 | 0 | 0 | 0 | 0 | 0 | 0 | 0 | 0 | 0 | 0 | 0 | 0 | 0 | 0 | 0
PG&E GBA | Grant | 115 | OOS_Wind |  |  | 0 | 0 | 0 | 0 | 0 | 0 | 0 | 0 | 0 | 0 | 0 | 0 | 0 | 0 | 0 | 0 | 0 | 0 | 0 | 0 | 0 | 0 | 0 | 0 | 0 | 0 | 0 | 0
PG&E GBA | Green Valley | 115 | OOS_Wind |  |  | 0 | 0 | 0 | 0 | 0 | 0 | 0 | 0 | 0 | 0 | 0 | 0 | 0 | 0 | 0 | 0 | 0 | 0 | 0 | 0 | 0 | 0 | 0 | 0 | 0 | 0 | 0 | 0
PG&E NGBA | Greenleaf 1 | 115 | OOS_Wind |  |  | 0 | 0 | 0 | 0 | 0 | 0 | 0 | 0 | 0 | 0 | 0 | 0 | 0 | 0 | 0 | 0 | 0 | 0 | 0 | 0 | 0 | 0 | 0 | 0 | 0 | 0 | 0 | 0
PG&E FRESNO | Gregg | 230 | OOS_Wind |  |  | 0 | 0 | 0 | 0 | 0 | 0 | 0 | 0 | 0 | 0 | 0 | 0 | 0 | 0 | 0 | 0 | 0 | 0 | 0 | 0 | 0 | 0 | 0 | 0 | 0 | 0 | 0 | 0
PG&E FRESNO | Grimmway-Malaga | 115 | OOS_Wind |  |  | 0 | 0 | 0 | 0 | 0 | 0 | 0 | 0 | 0 | 0 | 0 | 0 | 0 | 0 | 0 | 0 | 0 | 0 | 0 | 0 | 0 | 0 | 0 | 0 | 0 | 0 | 0 | 0
PG&E NGBA | Grizzly | 230 | OOS_Wind |  |  | 0 | 0 | 0 | 0 | 0 | 0 | 0 | 0 | 0 | 0 | 0 | 0 | 0 | 0 | 0 | 0 | 0 | 0 | 0 | 0 | 0 | 0 | 0 | 0 | 0 | 0 | 0 | 0
PG&E FRESNO | GWF Hanford | 115 | OOS_Wind |  |  | 0 | 0 | 0 | 0 | 0 | 0 | 0 | 0 | 0 | 0 | 0 | 0 | 0 | 0 | 0 | 0 | 0 | 0 | 0 | 0 | 0 | 0 | 0 | 0 | 0 | 0 | 0 | 0
PG&E FRESNO | Haas | 230 | OOS_Wind |  |  | 0 | 0 | 0 | 0 | 0 | 0 | 0 | 0 | 0 | 0 | 0 | 0 | 0 | 0 | 0 | 0 | 0 | 0 | 0 | 0 | 0 | 0 | 0 | 0 | 0 | 0 | 0 | 0
PG&E FRESNO | Hammonds | 115 | OOS_Wind |  |  | 0 | 0 | 0 | 0 | 0 | 0 | 0 | 0 | 0 | 0 | 0 | 0 | 0 | 0 | 0 | 0 | 0 | 0 | 0 | 0 | 0 | 0 | 0 | 0 | 0 | 0 | 0 | 0
SCE Metro | HarborGen | 230 | OOS_Wind |  |  | 0 | 0 | 0 | 0 | 0 | 0 | 0 | 0 | 0 | 0 | 0 | 0 | 0 | 0 | 0 | 0 | 0 | 0 | 0 | 0 | 0 | 0 | 0 | 0 | 0 | 0 | 0 | 0
EOP | Harry Allen | 500 | OOS_Wind | YES | Idaho Windo | 1 | 0 | 0 | 0 | 0 | 0 | 0 | 0 | 0 | 0 | 0 | 0 | 0 | 1060 | 0 | 1060 | 0 | 0 | 0 | 1060 | 0 | 1060 | 1060 | 0 | 1060 | 1060 | 0 | 1060
SCE NOL | Harvard | 115 | OOS_Wind |  |  | 0 | 0 | 0 | 0 | 0 | 0 | 0 | 0 | 0 | 0 | 0 | 0 | 0 | 0 | 0 | 0 | 0 | 0 | 0 | 0 | 0 | 0 | 0 | 0 | 0 | 0 | 0 | 0
SDGE | Hassayampa | 500 | OOS_Wind |  |  | 0 | 0 | 0 | 0 | 0 | 0 | 0 | 0 | 0 | 0 | 0 | 0 | 0 | 0 | 0 | 0 | 0 | 0 | 0 | 0 | 0 | 0 | 0 | 0 | 0 | 0 | 0 | 0
PG&E FRESNO | Helm | 230 | OOS_Wind |  |  | 0 | 0 | 0 | 0 | 0 | 0 | 0 | 0 | 0 | 0 | 0 | 0 | 0 | 0 | 0 | 0 | 0 | 0 | 0 | 0 | 0 | 0 | 0 | 0 | 0 | 0 | 0 | 0
PG&E FRESNO | Henrietta | 115 | OOS_Wind |  |  | 0 | 0 | 0 | 0 | 0 | 0 | 0 | 0 | 0 | 0 | 0 | 0 | 0 | 0 | 0 | 0 | 0 | 0 | 0 | 0 | 0 | 0 | 0 | 0 | 0 | 0 | 0 | 0
PG&E FRESNO | Henrietta | 230 | OOS_Wind |  |  | 0 | 0 | 0 | 0 | 0 | 0 | 0 | 0 | 0 | 0 | 0 | 0 | 0 | 0 | 0 | 0 | 0 | 0 | 0 | 0 | 0 | 0 | 0 | 0 | 0 | 0 | 0 | 0
PG&E FRESNO | Herndon | 115 | OOS_Wind |  |  | 0 | 0 | 0 | 0 | 0 | 0 | 0 | 0 | 0 | 0 | 0 | 0 | 0 | 0 | 0 | 0 | 0 | 0 | 0 | 0 | 0 | 0 | 0 | 0 | 0 | 0 | 0 | 0
PG&E FRESNO | Herndon | 230 | OOS_Wind |  |  | 0 | 0 | 0 | 0 | 0 | 0 | 0 | 0 | 0 | 0 | 0 | 0 | 0 | 0 | 0 | 0 | 0 | 0 | 0 | 0 | 0 | 0 | 0 | 0 | 0 | 0 | 0 | 0
PG&E GBA | Hicks | 230 | OOS_Wind |  |  | 0 | 0 | 0 | 0 | 0 | 0 | 0 | 0 | 0 | 0 | 0 | 0 | 0 | 0 | 0 | 0 | 0 | 0 | 0 | 0 | 0 | 0 | 0 | 0 | 0 | 0 | 0 | 0
PG&E NGBA | Higgins | 115 | OOS_Wind |  |  | 0 | 0 | 0 | 0 | 0 | 0 | 0 | 0 | 0 | 0 | 0 | 0 | 0 | 0 | 0 | 0 | 0 | 0 | 0 | 0 | 0 | 0 | 0 | 0 | 0 | 0 | 0 | 0
PG&E NGBA | Hilltop | 345 | OOS_Wind |  |  | 0 | 0 | 0 | 0 | 0 | 0 | 0 | 0 | 0 | 0 | 0 | 0 | 0 | 0 | 0 | 0 | 0 | 0 | 0 | 0 | 0 | 0 | 0 | 0 | 0 | 0 | 0 | 0
SCE Metro | Hinson | 230 | OOS_Wind |  |  | 0 | 0 | 0 | 0 | 0 | 0 | 0 | 0 | 0 | 0 | 0 | 0 | 0 | 0 | 0 | 0 | 0 | 0 | 0 | 0 | 0 | 0 | 0 | 0 | 0 | 0 | 0 | 0
PG&E GBA | Hollister | 115 | OOS_Wind |  |  | 0 | 0 | 0 | 0 | 0 | 0 | 0 | 0 | 0 | 0 | 0 | 0 | 0 | 0 | 0 | 0 | 0 | 0 | 0 | 0 | 0 | 0 | 0 | 0 | 0 | 0 | 0 | 0
PG&E NGBA | Homestake | 115 | OOS_Wind |  |  | 0 | 0 | 0 | 0 | 0 | 0 | 0 | 0 | 0 | 0 | 0 | 0 | 0 | 0 | 0 | 0 | 0 | 0 | 0 | 0 | 0 | 0 | 0 | 0 | 0 | 0 | 0 | 0
PG&E NGBA | Honcut | 115 | OOS_Wind |  |  | 0 | 0 | 0 | 0 | 0 | 0 | 0 | 0 | 0 | 0 | 0 | 0 | 0 | 0 | 0 | 0 | 0 | 0 | 0 | 0 | 0 | 0 | 0 | 0 | 0 | 0 | 0 | 0
SDGE | Hoodoo Wash | 500 | OOS_Wind |  |  | 0 | 0 | 0 | 0 | 0 | 0 | 0 | 0 | 0 | 0 | 0 | 0 | 0 | 0 | 0 | 0 | 0 | 0 | 0 | 0 | 0 | 0 | 0 | 0 | 0 | 0 | 0 | 0
PG&E NGBA | Hopland | 115 | OOS_Wind |  |  | 0 | 0 | 0 | 0 | 0 | 0 | 0 | 0 | 0 | 0 | 0 | 0 | 0 | 0 | 0 | 0 | 0 | 0 | 0 | 0 | 0 | 0 | 0 | 0 | 0 | 0 | 0 | 0
PG&E NGBA | Humboldt | 115 | OOS_Wind |  |  | 0 | 0 | 0 | 0 | 0 | 0 | 0 | 0 | 0 | 0 | 0 | 0 | 0 | 0 | 0 | 0 | 0 | 0 | 0 | 0 | 0 | 0 | 0 | 0 | 0 | 0 | 0 | 0
PG&E NGBA | Humboldt | 500 | OOS_Wind |  |  | 0 | 0 | 0 | 0 | 0 | 0 | 0 | 0 | 0 | 0 | 0 | 0 | 0 | 0 | 0 | 0 | 0 | 0 | 0 | 0 | 0 | 0 | 0 | 0 | 0 | 0 | 0 | 0
SCE Metro | Huntington Beach | 230 | OOS_Wind |  |  | 0 | 0 | 0 | 0 | 0 | 0 | 0 | 0 | 0 | 0 | 0 | 0 | 0 | 0 | 0 | 0 | 0 | 0 | 0 | 0 | 0 | 0 | 0 | 0 | 0 | 0 | 0 | 0
PG&E NGBA | Ignacio | 115 | OOS_Wind |  |  | 0 | 0 | 0 | 0 | 0 | 0 | 0 | 0 | 0 | 0 | 0 | 0 | 0 | 0 | 0 | 0 | 0 | 0 | 0 | 0 | 0 | 0 | 0 | 0 | 0 | 0 | 0 | 0
PG&E NGBA | Ignacio | 230 | OOS_Wind |  |  | 0 | 0 | 0 | 0 | 0 | 0 | 0 | 0 | 0 | 0 | 0 | 0 | 0 | 0 | 0 | 0 | 0 | 0 | 0 | 0 | 0 | 0 | 0 | 0 | 0 | 0 | 0 | 0
SDGE | Imperial Valley | 230 | OOS_Wind |  |  | 0 | 0 | 0 | 0 | 0 | 0 | 0 | 0 | 0 | 0 | 0 | 0 | 0 | 0 | 0 | 0 | 0 | 0 | 0 | 0 | 0 | 0 | 0 | 0 | 0 | 0 | 0 | 0
SDGE | Imperial Valley | 500 | OOS_Wind |  |  | 0 | 0 | 0 | 0 | 0 | 0 | 0 | 0 | 0 | 0 | 0 | 0 | 0 | 0 | 0 | 0 | 0 | 0 | 0 | 0 | 0 | 0 | 0 | 0 | 0 | 0 | 0 | 0
EOP | Innovation | 138 | OOS_Wind |  |  | 0 | 0 | 0 | 0 | 0 | 0 | 0 | 0 | 0 | 0 | 0 | 0 | 0 | 0 | 0 | 0 | 0 | 0 | 0 | 0 | 0 | 0 | 0 | 0 | 0 | 0 | 0 | 0
EOP | Innovation | 230 | OOS_Wind |  |  | 0 | 0 | 0 | 0 | 0 | 0 | 0 | 0 | 0 | 0 | 0 | 0 | 0 | 0 | 0 | 0 | 0 | 0 | 0 | 0 | 0 | 0 | 0 | 0 | 0 | 0 | 0 | 0
SCE NOL | Inyokern | 115 | OOS_Wind |  |  | 0 | 0 | 0 | 0 | 0 | 0 | 0 | 0 | 0 | 0 | 0 | 0 | 0 | 0 | 0 | 0 | 0 | 0 | 0 | 0 | 0 | 0 | 0 | 0 | 0 | 0 | 0 | 0
EOP | IS Tap | 138 | OOS_Wind |  |  | 0 | 0 | 0 | 0 | 0 | 0 | 0 | 0 | 0 | 0 | 0 | 0 | 0 | 0 | 0 | 0 | 0 | 0 | 0 | 0 | 0 | 0 | 0 | 0 | 0 | 0 | 0 | 0
EOP | Ivanpah | 115 | OOS_Wind |  |  | 0 | 0 | 0 | 0 | 0 | 0 | 0 | 0 | 0 | 0 | 0 | 0 | 0 | 0 | 0 | 0 | 0 | 0 | 0 | 0 | 0 | 0 | 0 | 0 | 0 | 0 | 0 | 0
EOP | Ivanpah | 230 | OOS_Wind |  |  | 0 | 0 | 0 | 0 | 0 | 0 | 0 | 0 | 0 | 0 | 0 | 0 | 0 | 0 | 0 | 0 | 0 | 0 | 0 | 0 | 0 | 0 | 0 | 0 | 0 | 0 | 0 | 0
EOP | Jackass (DOE) | 138 | OOS_Wind |  |  | 0 | 0 | 0 | 0 | 0 | 0 | 0 | 0 | 0 | 0 | 0 | 0 | 0 | 0 | 0 | 0 | 0 | 0 | 0 | 0 | 0 | 0 | 0 | 0 | 0 | 0 | 0 | 0
PG&E NGBA | James B Black | 230 | OOS_Wind |  |  | 0 | 0 | 0 | 0 | 0 | 0 | 0 | 0 | 0 | 0 | 0 | 0 | 0 | 0 | 0 | 0 | 0 | 0 | 0 | 0 | 0 | 0 | 0 | 0 | 0 | 0 | 0 | 0
PG&E GBA | Jefferson | 230 | OOS_Wind |  |  | 0 | 0 | 0 | 0 | 0 | 0 | 0 | 0 | 0 | 0 | 0 | 0 | 0 | 0 | 0 | 0 | 0 | 0 | 0 | 0 | 0 | 0 | 0 | 0 | 0 | 0 | 0 | 0
PG&E NGBA | Jessup | 115 | OOS_Wind |  |  | 0 | 0 | 0 | 0 | 0 | 0 | 0 | 0 | 0 | 0 | 0 | 0 | 0 | 0 | 0 | 0 | 0 | 0 | 0 | 0 | 0 | 0 | 0 | 0 | 0 | 0 | 0 | 0
SCE Metro | Johanna | 230 | OOS_Wind |  |  | 0 | 0 | 0 | 0 | 0 | 0 | 0 | 0 | 0 | 0 | 0 | 0 | 0 | 0 | 0 | 0 | 0 | 0 | 0 | 0 | 0 | 0 | 0 | 0 | 0 | 0 | 0 | 0
SCE Eastern | Julian Hinds | 230 | OOS_Wind |  |  | 0 | 0 | 0 | 0 | 0 | 0 | 0 | 0 | 0 | 0 | 0 | 0 | 0 | 0 | 0 | 0 | 0 | 0 | 0 | 0 | 0 | 0 | 0 | 0 | 0 | 0 | 0 | 0
PG&E GBA | Kasson | 115 | OOS_Wind |  |  | 0 | 0 | 0 | 0 | 0 | 0 | 0 | 0 | 0 | 0 | 0 | 0 | 0 | 0 | 0 | 0 | 0 | 0 | 0 | 0 | 0 | 0 | 0 | 0 | 0 | 0 | 0 | 0
PG&E FRESNO | Kearney | 230 | OOS_Wind |  |  | 0 | 0 | 0 | 0 | 0 | 0 | 0 | 0 | 0 | 0 | 0 | 0 | 0 | 0 | 0 | 0 | 0 | 0 | 0 | 0 | 0 | 0 | 0 | 0 | 0 | 0 | 0 | 0
PG&E GBA | Kelso | 230 | OOS_Wind |  |  | 0 | 0 | 0 | 0 | 0 | 0 | 0 | 0 | 0 | 0 | 0 | 0 | 0 | 0 | 0 | 0 | 0 | 0 | 0 | 0 | 0 | 0 | 0 | 0 | 0 | 0 | 0 | 0
PG&E FRESNO | Kerchoff 1 | 115 | OOS_Wind |  |  | 0 | 0 | 0 | 0 | 0 | 0 | 0 | 0 | 0 | 0 | 0 | 0 | 0 | 0 | 0 | 0 | 0 | 0 | 0 | 0 | 0 | 0 | 0 | 0 | 0 | 0 | 0 | 0
PG&E KERN | Kern Oil | 115 | OOS_Wind |  |  | 0 | 0 | 0 | 0 | 0 | 0 | 0 | 0 | 0 | 0 | 0 | 0 | 0 | 0 | 0 | 0 | 0 | 0 | 0 | 0 | 0 | 0 | 0 | 0 | 0 | 0 | 0 | 0
PG&E KERN | Kern PP | 115 | OOS_Wind |  |  | 0 | 0 | 0 | 0 | 0 | 0 | 0 | 0 | 0 | 0 | 0 | 0 | 0 | 0 | 0 | 0 | 0 | 0 | 0 | 0 | 0 | 0 | 0 | 0 | 0 | 0 | 0 | 0
PG&E KERN | Kern PP | 230 | OOS_Wind |  |  | 0 | 0 | 0 | 0 | 0 | 0 | 0 | 0 | 0 | 0 | 0 | 0 | 0 | 0 | 0 | 0 | 0 | 0 | 0 | 0 | 0 | 0 | 0 | 0 | 0 | 0 | 0 | 0
PG&E KERN | Kernridge | 115 | OOS_Wind |  |  | 0 | 0 | 0 | 0 | 0 | 0 | 0 | 0 | 0 | 0 | 0 | 0 | 0 | 0 | 0 | 0 | 0 | 0 | 0 | 0 | 0 | 0 | 0 | 0 | 0 | 0 | 0 | 0
PG&E FRESNO | Kingsburg | 115 | OOS_Wind |  |  | 0 | 0 | 0 | 0 | 0 | 0 | 0 | 0 | 0 | 0 | 0 | 0 | 0 | 0 | 0 | 0 | 0 | 0 | 0 | 0 | 0 | 0 | 0 | 0 | 0 | 0 | 0 | 0
PG&E GBA | Kirker | 115 | OOS_Wind |  |  | 0 | 0 | 0 | 0 | 0 | 0 | 0 | 0 | 0 | 0 | 0 | 0 | 0 | 0 | 0 | 0 | 0 | 0 | 0 | 0 | 0 | 0 | 0 | 0 | 0 | 0 | 0 | 0
PG&E NGBA | Knights Landing | 115 | OOS_Wind |  |  | 0 | 0 | 0 | 0 | 0 | 0 | 0 | 0 | 0 | 0 | 0 | 0 | 0 | 0 | 0 | 0 | 0 | 0 | 0 | 0 | 0 | 0 | 0 | 0 | 0 | 0 | 0 | 0
SCE NOL | Kramer | 115 | OOS_Wind |  |  | 0 | 0 | 0 | 0 | 0 | 0 | 0 | 0 | 0 | 0 | 0 | 0 | 0 | 0 | 0 | 0 | 0 | 0 | 0 | 0 | 0 | 0 | 0 | 0 | 0 | 0 | 0 | 0
SCE NOL | Kramer | 230 | OOS_Wind |  |  | 0 | 0 | 0 | 0 | 0 | 0 | 0 | 0 | 0 | 0 | 0 | 0 | 0 | 0 | 0 | 0 | 0 | 0 | 0 | 0 | 0 | 0 | 0 | 0 | 0 | 0 | 0 | 0
SCE Metro | La Cienega | 230 | OOS_Wind |  |  | 0 | 0 | 0 | 0 | 0 | 0 | 0 | 0 | 0 | 0 | 0 | 0 | 0 | 0 | 0 | 0 | 0 | 0 | 0 | 0 | 0 | 0 | 0 | 0 | 0 | 0 | 0 | 0
SCE Metro | La Fresa | 230 | OOS_Wind |  |  | 0 | 0 | 0 | 0 | 0 | 0 | 0 | 0 | 0 | 0 | 0 | 0 | 0 | 0 | 0 | 0 | 0 | 0 | 0 | 0 | 0 | 0 | 0 | 0 | 0 | 0 | 0 | 0
SCE Metro | Laguna Bell | 230 | OOS_Wind |  |  | 0 | 0 | 0 | 0 | 0 | 0 | 0 | 0 | 0 | 0 | 0 | 0 | 0 | 0 | 0 | 0 | 0 | 0 | 0 | 0 | 0 | 0 | 0 | 0 | 0 | 0 | 0 | 0
PG&E NGBA | Lakeville | 230 | OOS_Wind |  |  | 0 | 0 | 0 | 0 | 0 | 0 | 0 | 0 | 0 | 0 | 0 | 0 | 0 | 0 | 0 | 0 | 0 | 0 | 0 | 0 | 0 | 0 | 0 | 0 | 0 | 0 | 0 | 0
PG&E NGBA | Lakeville | 115 | OOS_Wind |  |  | 0 | 0 | 0 | 0 | 0 | 0 | 0 | 0 | 0 | 0 | 0 | 0 | 0 | 0 | 0 | 0 | 0 | 0 | 0 | 0 | 0 | 0 | 0 | 0 | 0 | 0 | 0 | 0
PG&E GBA | Lakewood | 115 | OOS_Wind |  |  | 0 | 0 | 0 | 0 | 0 | 0 | 0 | 0 | 0 | 0 | 0 | 0 | 0 | 0 | 0 | 0 | 0 | 0 | 0 | 0 | 0 | 0 | 0 | 0 | 0 | 0 | 0 | 0
PG&E NGBA | Lambie | 230 | OOS_Wind |  |  | 0 | 0 | 0 | 0 | 0 | 0 | 0 | 0 | 0 | 0 | 0 | 0 | 0 | 0 | 0 | 0 | 0 | 0 | 0 | 0 | 0 | 0 | 0 | 0 | 0 | 0 | 0 | 0
PG&E GBA | Lammers | 115 | OOS_Wind |  |  | 0 | 0 | 0 | 0 | 0 | 0 | 0 | 0 | 0 | 0 | 0 | 0 | 0 | 0 | 0 | 0 | 0 | 0 | 0 | 0 | 0 | 0 | 0 | 0 | 0 | 0 | 0 | 0
PG&E KERN | Lamont | 115 | OOS_Wind |  |  | 0 | 0 | 0 | 0 | 0 | 0 | 0 | 0 | 0 | 0 | 0 | 0 | 0 | 0 | 0 | 0 | 0 | 0 | 0 | 0 | 0 | 0 | 0 | 0 | 0 | 0 | 0 | 0
PG&E FRESNO | Las Aguilas | 230 | OOS_Wind |  |  | 0 | 0 | 0 | 0 | 0 | 0 | 0 | 0 | 0 | 0 | 0 | 0 | 0 | 0 | 0 | 0 | 0 | 0 | 0 | 0 | 0 | 0 | 0 | 0 | 0 | 0 | 0 | 0
EOP | Lathrop | 138 | OOS_Wind |  |  | 0 | 0 | 0 | 0 | 0 | 0 | 0 | 0 | 0 | 0 | 0 | 0 | 0 | 0 | 0 | 0 | 0 | 0 | 0 | 0 | 0 | 0 | 0 | 0 | 0 | 0 | 0 | 0
EOP | Lathrop | 230 | OOS_Wind |  |  | 0 | 0 | 0 | 0 | 0 | 0 | 0 | 0 | 0 | 0 | 0 | 0 | 0 | 0 | 0 | 0 | 0 | 0 | 0 | 0 | 0 | 0 | 0 | 0 | 0 | 0 | 0 | 0
PG&E FRESNO | Le Grand | 115 | OOS_Wind |  |  | 0 | 0 | 0 | 0 | 0 | 0 | 0 | 0 | 0 | 0 | 0 | 0 | 0 | 0 | 0 | 0 | 0 | 0 | 0 | 0 | 0 | 0 | 0 | 0 | 0 | 0 | 0 | 0
PG&E KERN | Lerdo | 115 | OOS_Wind |  |  | 0 | 0 | 0 | 0 | 0 | 0 | 0 | 0 | 0 | 0 | 0 | 0 | 0 | 0 | 0 | 0 | 0 | 0 | 0 | 0 | 0 | 0 | 0 | 0 | 0 | 0 | 0 | 0
SCE Metro | Lewis | 230 | OOS_Wind |  |  | 0 | 0 | 0 | 0 | 0 | 0 | 0 | 0 | 0 | 0 | 0 | 0 | 0 | 0 | 0 | 0 | 0 | 0 | 0 | 0 | 0 | 0 | 0 | 0 | 0 | 0 | 0 | 0
SCE Metro | Lighthipe | 230 | OOS_Wind |  |  | 0 | 0 | 0 | 0 | 0 | 0 | 0 | 0 | 0 | 0 | 0 | 0 | 0 | 0 | 0 | 0 | 0 | 0 | 0 | 0 | 0 | 0 | 0 | 0 | 0 | 0 | 0 | 0
PG&E NGBA | Lincoln | 115 | OOS_Wind |  |  | 0 | 0 | 0 | 0 | 0 | 0 | 0 | 0 | 0 | 0 | 0 | 0 | 0 | 0 | 0 | 0 | 0 | 0 | 0 | 0 | 0 | 0 | 0 | 0 | 0 | 0 | 0 | 0
PG&E KERN | Live Oak | 115 | OOS_Wind |  |  | 0 | 0 | 0 | 0 | 0 | 0 | 0 | 0 | 0 | 0 | 0 | 0 | 0 | 0 | 0 | 0 | 0 | 0 | 0 | 0 | 0 | 0 | 0 | 0 | 0 | 0 | 0 | 0
PG&E GBA | Llagas | 115 | OOS_Wind |  |  | 0 | 0 | 0 | 0 | 0 | 0 | 0 | 0 | 0 | 0 | 0 | 0 | 0 | 0 | 0 | 0 | 0 | 0 | 0 | 0 | 0 | 0 | 0 | 0 | 0 | 0 | 0 | 0
PG&E GBA | Lockeford | 115 | OOS_Wind |  |  | 0 | 0 | 0 | 0 | 0 | 0 | 0 | 0 | 0 | 0 | 0 | 0 | 0 | 0 | 0 | 0 | 0 | 0 | 0 | 0 | 0 | 0 | 0 | 0 | 0 | 0 | 0 | 0
PG&E GBA | Lockeford | 230 | OOS_Wind |  |  | 0 | 0 | 0 | 0 | 0 | 0 | 0 | 0 | 0 | 0 | 0 | 0 | 0 | 0 | 0 | 0 | 0 | 0 | 0 | 0 | 0 | 0 | 0 | 0 | 0 | 0 | 0 | 0
PG&E GBA | Lodi | 230 | OOS_Wind |  |  | 0 | 0 | 0 | 0 | 0 | 0 | 0 | 0 | 0 | 0 | 0 | 0 | 0 | 0 | 0 | 0 | 0 | 0 | 0 | 0 | 0 | 0 | 0 | 0 | 0 | 0 | 0 | 0
PG&E NGBA | Logan Creek | 230 | OOS_Wind |  |  | 0 | 0 | 0 | 0 | 0 | 0 | 0 | 0 | 0 | 0 | 0 | 0 | 0 | 0 | 0 | 0 | 0 | 0 | 0 | 0 | 0 | 0 | 0 | 0 | 0 | 0 | 0 | 0
PG&E GBA | Lone Tree | 230 | OOS_Wind |  |  | 0 | 0 | 0 | 0 | 0 | 0 | 0 | 0 | 0 | 0 | 0 | 0 | 0 | 0 | 0 | 0 | 0 | 0 | 0 | 0 | 0 | 0 | 0 | 0 | 0 | 0 | 0 | 0
PG&E FRESNO | Los Banos | 230 | OOS_Wind |  |  | 0 | 0 | 0 | 0 | 0 | 0 | 0 | 0 | 0 | 0 | 0 | 0 | 0 | 0 | 0 | 0 | 0 | 0 | 0 | 0 | 0 | 0 | 0 | 0 | 0 | 0 | 0 | 0
PG&E FRESNO | Los Banos | 500 | OOS_Wind |  |  | 0 | 0 | 0 | 0 | 0 | 0 | 0 | 0 | 0 | 0 | 0 | 0 | 0 | 0 | 0 | 0 | 0 | 0 | 0 | 0 | 0 | 0 | 0 | 0 | 0 | 0 | 0 | 0
SDGE | Los Coches | 138 | OOS_Wind |  |  | 0 | 0 | 0 | 0 | 0 | 0 | 0 | 0 | 0 | 0 | 0 | 0 | 0 | 0 | 0 | 0 | 0 | 0 | 0 | 0 | 0 | 0 | 0 | 0 | 0 | 0 | 0 | 0
PG&E GBA | Los Esteros | 115 | OOS_Wind |  |  | 0 | 0 | 0 | 0 | 0 | 0 | 0 | 0 | 0 | 0 | 0 | 0 | 0 | 0 | 0 | 0 | 0 | 0 | 0 | 0 | 0 | 0 | 0 | 0 | 0 | 0 | 0 | 0
PG&E GBA | Los Esteros | 230 | OOS_Wind |  |  | 0 | 0 | 0 | 0 | 0 | 0 | 0 | 0 | 0 | 0 | 0 | 0 | 0 | 0 | 0 | 0 | 0 | 0 | 0 | 0 | 0 | 0 | 0 | 0 | 0 | 0 | 0 | 0
PG&E GBA | Los Positas | 230 | OOS_Wind |  |  | 0 | 0 | 0 | 0 | 0 | 0 | 0 | 0 | 0 | 0 | 0 | 0 | 0 | 0 | 0 | 0 | 0 | 0 | 0 | 0 | 0 | 0 | 0 | 0 | 0 | 0 | 0 | 0
SCE NOL | Lugo | 230 | OOS_Wind |  |  | 0 | 0 | 0 | 0 | 0 | 0 | 0 | 0 | 0 | 0 | 0 | 0 | 0 | 0 | 0 | 0 | 0 | 0 | 0 | 0 | 0 | 0 | 0 | 0 | 0 | 0 | 0 | 0
SCE Metro | Lugo | 500 | OOS_Wind | YES | New Mexico Wind | 1 | 0 | 0 | 0 | 0 | 0 | 0 | 0 | 0 | 0 | 0 | 0 | 0 | 0 | 0 | 0 | 1750 | 0 | 1750 | 1750 | 0 | 1750 | 0 | 0 | 0 | 1750 | 0 | 1750
PG&E NGBA | Madison | 115 | OOS_Wind |  |  | 0 | 0 | 0 | 0 | 0 | 0 | 0 | 0 | 0 | 0 | 0 | 0 | 0 | 0 | 0 | 0 | 0 | 0 | 0 | 0 | 0 | 0 | 0 | 0 | 0 | 0 | 0 | 0
PG&E KERN | Magunden | 115 | OOS_Wind |  |  | 0 | 0 | 0 | 0 | 0 | 0 | 0 | 0 | 0 | 0 | 0 | 0 | 0 | 0 | 0 | 0 | 0 | 0 | 0 | 0 | 0 | 0 | 0 | 0 | 0 | 0 | 0 | 0
SCE Northern | Magunden | 230 | OOS_Wind |  |  | 0 | 0 | 0 | 0 | 0 | 0 | 0 | 0 | 0 | 0 | 0 | 0 | 0 | 0 | 0 | 0 | 0 | 0 | 0 | 0 | 0 | 0 | 0 | 0 | 0 | 0 | 0 | 0
PG&E FRESNO | Malaga | 115 | OOS_Wind |  |  | 0 | 0 | 0 | 0 | 0 | 0 | 0 | 0 | 0 | 0 | 0 | 0 | 0 | 0 | 0 | 0 | 0 | 0 | 0 | 0 | 0 | 0 | 0 | 0 | 0 | 0 | 0 | 0
PG&E NGBA | Malin | 500 | OOS_Wind |  |  | 0 | 0 | 0 | 0 | 0 | 0 | 0 | 0 | 0 | 0 | 0 | 0 | 0 | 0 | 0 | 0 | 0 | 0 | 0 | 0 | 0 | 0 | 0 | 0 | 0 | 0 | 0 | 0
SCE Northern | Mandalay | 230 | OOS_Wind |  |  | 0 | 0 | 0 | 0 | 0 | 0 | 0 | 0 | 0 | 0 | 0 | 0 | 0 | 0 | 0 | 0 | 0 | 0 | 0 | 0 | 0 | 0 | 0 | 0 | 0 | 0 | 0 | 0
PG&E FRESNO | Manning | 230 | OOS_Wind |  |  | 0 | 0 | 0 | 0 | 0 | 0 | 0 | 0 | 0 | 0 | 0 | 0 | 0 | 0 | 0 | 0 | 0 | 0 | 0 | 0 | 0 | 0 | 0 | 0 | 0 | 0 | 0 | 0
PG&E FRESNO | Manning | 500 | OOS_Wind |  |  | 0 | 0 | 0 | 0 | 0 | 0 | 0 | 0 | 0 | 0 | 0 | 0 | 0 | 0 | 0 | 0 | 0 | 0 | 0 | 0 | 0 | 0 | 0 | 0 | 0 | 0 | 0 | 0
PG&E GBA | Manteca | 115 | OOS_Wind |  |  | 0 | 0 | 0 | 0 | 0 | 0 | 0 | 0 | 0 | 0 | 0 | 0 | 0 | 0 | 0 | 0 | 0 | 0 | 0 | 0 | 0 | 0 | 0 | 0 | 0 | 0 | 0 | 0
SDGE | Margarita | 138 | OOS_Wind |  |  | 0 | 0 | 0 | 0 | 0 | 0 | 0 | 0 | 0 | 0 | 0 | 0 | 0 | 0 | 0 | 0 | 0 | 0 | 0 | 0 | 0 | 0 | 0 | 0 | 0 | 0 | 0 | 0
PG&E GBA | Martin | 230 | OOS_Wind |  |  | 0 | 0 | 0 | 0 | 0 | 0 | 0 | 0 | 0 | 0 | 0 | 0 | 0 | 0 | 0 | 0 | 0 | 0 | 0 | 0 | 0 | 0 | 0 | 0 | 0 | 0 | 0 | 0
PG&E GBA | Martin | 115 | OOS_Wind |  |  | 0 | 0 | 0 | 0 | 0 | 0 | 0 | 0 | 0 | 0 | 0 | 0 | 0 | 0 | 0 | 0 | 0 | 0 | 0 | 0 | 0 | 0 | 0 | 0 | 0 | 0 | 0 | 0
PG&E GBA | Martinez | 115 | OOS_Wind |  |  | 0 | 0 | 0 | 0 | 0 | 0 | 0 | 0 | 0 | 0 | 0 | 0 | 0 | 0 | 0 | 0 | 0 | 0 | 0 | 0 | 0 | 0 | 0 | 0 | 0 | 0 | 0 | 0
PG&E FRESNO | Mc Mullin | 230 | OOS_Wind |  |  | 0 | 0 | 0 | 0 | 0 | 0 | 0 | 0 | 0 | 0 | 0 | 0 | 0 | 0 | 0 | 0 | 0 | 0 | 0 | 0 | 0 | 0 | 0 | 0 | 0 | 0 | 0 | 0
PG&E FRESNO | McCall | 115 | OOS_Wind |  |  | 0 | 0 | 0 | 0 | 0 | 0 | 0 | 0 | 0 | 0 | 0 | 0 | 0 | 0 | 0 | 0 | 0 | 0 | 0 | 0 | 0 | 0 | 0 | 0 | 0 | 0 | 0 | 0
PG&E FRESNO | McCall | 230 | OOS_Wind |  |  | 0 | 0 | 0 | 0 | 0 | 0 | 0 | 0 | 0 | 0 | 0 | 0 | 0 | 0 | 0 | 0 | 0 | 0 | 0 | 0 | 0 | 0 | 0 | 0 | 0 | 0 | 0 | 0
PG&E GBA | Meadow Lane | 115 | OOS_Wind |  |  | 0 | 0 | 0 | 0 | 0 | 0 | 0 | 0 | 0 | 0 | 0 | 0 | 0 | 0 | 0 | 0 | 0 | 0 | 0 | 0 | 0 | 0 | 0 | 0 | 0 | 0 | 0 | 0
PG&E GBA | Melones | 115 | OOS_Wind |  |  | 0 | 0 | 0 | 0 | 0 | 0 | 0 | 0 | 0 | 0 | 0 | 0 | 0 | 0 | 0 | 0 | 0 | 0 | 0 | 0 | 0 | 0 | 0 | 0 | 0 | 0 | 0 | 0
PG&E GBA | Melones | 230 | OOS_Wind |  |  | 0 | 0 | 0 | 0 | 0 | 0 | 0 | 0 | 0 | 0 | 0 | 0 | 0 | 0 | 0 | 0 | 0 | 0 | 0 | 0 | 0 | 0 | 0 | 0 | 0 | 0 | 0 | 0
PG&E NGBA | Mendocino | 115 | OOS_Wind |  |  | 0 | 0 | 0 | 0 | 0 | 0 | 0 | 0 | 0 | 0 | 0 | 0 | 0 | 0 | 0 | 0 | 0 | 0 | 0 | 0 | 0 | 0 | 0 | 0 | 0 | 0 | 0 | 0
PG&E FRESNO | Mendota | 115 | OOS_Wind |  |  | 0 | 0 | 0 | 0 | 0 | 0 | 0 | 0 | 0 | 0 | 0 | 0 | 0 | 0 | 0 | 0 | 0 | 0 | 0 | 0 | 0 | 0 | 0 | 0 | 0 | 0 | 0 | 0
PG&E FRESNO | Merced | 115 | OOS_Wind |  |  | 0 | 0 | 0 | 0 | 0 | 0 | 0 | 0 | 0 | 0 | 0 | 0 | 0 | 0 | 0 | 0 | 0 | 0 | 0 | 0 | 0 | 0 | 0 | 0 | 0 | 0 | 0 | 0
EOP | Mercury | 138 | OOS_Wind |  |  | 0 | 0 | 0 | 0 | 0 | 0 | 0 | 0 | 0 | 0 | 0 | 0 | 0 | 0 | 0 | 0 | 0 | 0 | 0 | 0 | 0 | 0 | 0 | 0 | 0 | 0 | 0 | 0
PG&E KERN | Mesa (PGE) | 115 | OOS_Wind |  |  | 0 | 0 | 0 | 0 | 0 | 0 | 0 | 0 | 0 | 0 | 0 | 0 | 0 | 0 | 0 | 0 | 0 | 0 | 0 | 0 | 0 | 0 | 0 | 0 | 0 | 0 | 0 | 0
PG&E KERN | Mesa (PGE) | 230 | OOS_Wind |  |  | 0 | 0 | 0 | 0 | 0 | 0 | 0 | 0 | 0 | 0 | 0 | 0 | 0 | 0 | 0 | 0 | 0 | 0 | 0 | 0 | 0 | 0 | 0 | 0 | 0 | 0 | 0 | 0
SCE Metro | Mesa (SCE) | 230 | OOS_Wind |  |  | 0 | 0 | 0 | 0 | 0 | 0 | 0 | 0 | 0 | 0 | 0 | 0 | 0 | 0 | 0 | 0 | 0 | 0 | 0 | 0 | 0 | 0 | 0 | 0 | 0 | 0 | 0 | 0
SCE Metro | Mesa (SCE) | 500 | OOS_Wind |  |  | 0 | 0 | 0 | 0 | 0 | 0 | 0 | 0 | 0 | 0 | 0 | 0 | 0 | 0 | 0 | 0 | 0 | 0 | 0 | 0 | 0 | 0 | 0 | 0 | 0 | 0 | 0 | 0
PG&E GBA | Metcalf | 115 | OOS_Wind |  |  | 0 | 0 | 0 | 0 | 0 | 0 | 0 | 0 | 0 | 0 | 0 | 0 | 0 | 0 | 0 | 0 | 0 | 0 | 0 | 0 | 0 | 0 | 0 | 0 | 0 | 0 | 0 | 0
PG&E GBA | Metcalf | 230 | OOS_Wind |  |  | 0 | 0 | 0 | 0 | 0 | 0 | 0 | 0 | 0 | 0 | 0 | 0 | 0 | 0 | 0 | 0 | 0 | 0 | 0 | 0 | 0 | 0 | 0 | 0 | 0 | 0 | 0 | 0
PG&E GBA | Metcalf | 500 | OOS_Wind |  |  | 0 | 0 | 0 | 0 | 0 | 0 | 0 | 0 | 0 | 0 | 0 | 0 | 0 | 0 | 0 | 0 | 0 | 0 | 0 | 0 | 0 | 0 | 0 | 0 | 0 | 0 | 0 | 0
PG&E KERN | Midway | 115 | OOS_Wind |  |  | 0 | 0 | 0 | 0 | 0 | 0 | 0 | 0 | 0 | 0 | 0 | 0 | 0 | 0 | 0 | 0 | 0 | 0 | 0 | 0 | 0 | 0 | 0 | 0 | 0 | 0 | 0 | 0
PG&E KERN | Midway | 230 | OOS_Wind |  |  | 0 | 0 | 0 | 0 | 0 | 0 | 0 | 0 | 0 | 0 | 0 | 0 | 0 | 0 | 0 | 0 | 0 | 0 | 0 | 0 | 0 | 0 | 0 | 0 | 0 | 0 | 0 | 0
PG&E KERN | Midway | 500 | OOS_Wind |  |  | 0 | 0 | 0 | 0 | 0 | 0 | 0 | 0 | 0 | 0 | 0 | 0 | 0 | 0 | 0 | 0 | 0 | 0 | 0 | 0 | 0 | 0 | 0 | 0 | 0 | 0 | 0 | 0
SDGE | Miguel | 230 | OOS_Wind |  |  | 0 | 0 | 0 | 0 | 0 | 0 | 0 | 0 | 0 | 0 | 0 | 0 | 0 | 0 | 0 | 0 | 0 | 0 | 0 | 0 | 0 | 0 | 0 | 0 | 0 | 0 | 0 | 0
SDGE | Miguel | 500 | OOS_Wind |  |  | 0 | 0 | 0 | 0 | 0 | 0 | 0 | 0 | 0 | 0 | 0 | 0 | 0 | 0 | 0 | 0 | 0 | 0 | 0 | 0 | 0 | 0 | 0 | 0 | 0 | 0 | 0 | 0
PG&E GBA | Millbrae | 115 | OOS_Wind |  |  | 0 | 0 | 0 | 0 | 0 | 0 | 0 | 0 | 0 | 0 | 0 | 0 | 0 | 0 | 0 | 0 | 0 | 0 | 0 | 0 | 0 | 0 | 0 | 0 | 0 | 0 | 0 | 0
PG&E GBA | Miller | 115 | OOS_Wind |  |  | 0 | 0 | 0 | 0 | 0 | 0 | 0 | 0 | 0 | 0 | 0 | 0 | 0 | 0 | 0 | 0 | 0 | 0 | 0 | 0 | 0 | 0 | 0 | 0 | 0 | 0 | 0 | 0
SCE Metro | Mira Loma | 230 | OOS_Wind |  |  | 0 | 0 | 0 | 0 | 0 | 0 | 0 | 0 | 0 | 0 | 0 | 0 | 0 | 0 | 0 | 0 | 0 | 0 | 0 | 0 | 0 | 0 | 0 | 0 | 0 | 0 | 0 | 0
SCE Metro | Mira Loma | 500 | OOS_Wind |  |  | 0 | 0 | 0 | 0 | 0 | 0 | 0 | 0 | 0 | 0 | 0 | 0 | 0 | 0 | 0 | 0 | 0 | 0 | 0 | 0 | 0 | 0 | 0 | 0 | 0 | 0 | 0 | 0
SCE Eastern | Mirage | 115 | OOS_Wind |  |  | 0 | 0 | 0 | 0 | 0 | 0 | 0 | 0 | 0 | 0 | 0 | 0 | 0 | 0 | 0 | 0 | 0 | 0 | 0 | 0 | 0 | 0 | 0 | 0 | 0 | 0 | 0 | 0
SCE Eastern | Mirage | 230 | OOS_Wind |  |  | 0 | 0 | 0 | 0 | 0 | 0 | 0 | 0 | 0 | 0 | 0 | 0 | 0 | 0 | 0 | 0 | 0 | 0 | 0 | 0 | 0 | 0 | 0 | 0 | 0 | 0 | 0 | 0
SDGE | Mission | 138 | OOS_Wind |  |  | 0 | 0 | 0 | 0 | 0 | 0 | 0 | 0 | 0 | 0 | 0 | 0 | 0 | 0 | 0 | 0 | 0 | 0 | 0 | 0 | 0 | 0 | 0 | 0 | 0 | 0 | 0 | 0
SDGE | Mission | 230 | OOS_Wind |  |  | 0 | 0 | 0 | 0 | 0 | 0 | 0 | 0 | 0 | 0 | 0 | 0 | 0 | 0 | 0 | 0 | 0 | 0 | 0 | 0 | 0 | 0 | 0 | 0 | 0 | 0 | 0 | 0
PG&E GBA | Mi-Wuk | 115 | OOS_Wind |  |  | 0 | 0 | 0 | 0 | 0 | 0 | 0 | 0 | 0 | 0 | 0 | 0 | 0 | 0 | 0 | 0 | 0 | 0 | 0 | 0 | 0 | 0 | 0 | 0 | 0 | 0 | 0 | 0
EOP | Mohave | 500 | OOS_Wind |  |  | 0 | 0 | 0 | 0 | 0 | 0 | 0 | 0 | 0 | 0 | 0 | 0 | 0 | 0 | 0 | 0 | 0 | 0 | 0 | 0 | 0 | 0 | 0 | 0 | 0 | 0 | 0 | 0
PG&E NGBA | Monroe | 115 | OOS_Wind |  |  | 0 | 0 | 0 | 0 | 0 | 0 | 0 | 0 | 0 | 0 | 0 | 0 | 0 | 0 | 0 | 0 | 0 | 0 | 0 | 0 | 0 | 0 | 0 | 0 | 0 | 0 | 0 | 0
PG&E GBA | Monta Vista | 115 | OOS_Wind |  |  | 0 | 0 | 0 | 0 | 0 | 0 | 0 | 0 | 0 | 0 | 0 | 0 | 0 | 0 | 0 | 0 | 0 | 0 | 0 | 0 | 0 | 0 | 0 | 0 | 0 | 0 | 0 | 0
PG&E GBA | Monta Vista | 230 | OOS_Wind |  |  | 0 | 0 | 0 | 0 | 0 | 0 | 0 | 0 | 0 | 0 | 0 | 0 | 0 | 0 | 0 | 0 | 0 | 0 | 0 | 0 | 0 | 0 | 0 | 0 | 0 | 0 | 0 | 0
PG&E NGBA | Monticello | 115 | OOS_Wind |  |  | 0 | 0 | 0 | 0 | 0 | 0 | 0 | 0 | 0 | 0 | 0 | 0 | 0 | 0 | 0 | 0 | 0 | 0 | 0 | 0 | 0 | 0 | 0 | 0 | 0 | 0 | 0 | 0
SCE Northern | Moorpark | 230 | OOS_Wind |  |  | 0 | 0 | 0 | 0 | 0 | 0 | 0 | 0 | 0 | 0 | 0 | 0 | 0 | 0 | 0 | 0 | 0 | 0 | 0 | 0 | 0 | 0 | 0 | 0 | 0 | 0 | 0 | 0
PG&E GBA | Moraga | 115 | OOS_Wind |  |  | 0 | 0 | 0 | 0 | 0 | 0 | 0 | 0 | 0 | 0 | 0 | 0 | 0 | 0 | 0 | 0 | 0 | 0 | 0 | 0 | 0 | 0 | 0 | 0 | 0 | 0 | 0 | 0
PG&E GBA | Moraga | 230 | OOS_Wind |  |  | 0 | 0 | 0 | 0 | 0 | 0 | 0 | 0 | 0 | 0 | 0 | 0 | 0 | 0 | 0 | 0 | 0 | 0 | 0 | 0 | 0 | 0 | 0 | 0 | 0 | 0 | 0 | 0
PG&E GBA | Morgan Hill | 115 | OOS_Wind |  |  | 0 | 0 | 0 | 0 | 0 | 0 | 0 | 0 | 0 | 0 | 0 | 0 | 0 | 0 | 0 | 0 | 0 | 0 | 0 | 0 | 0 | 0 | 0 | 0 | 0 | 0 | 0 | 0
PG&E KERN | Morro Bay | 115 | OOS_Wind |  |  | 0 | 0 | 0 | 0 | 0 | 0 | 0 | 0 | 0 | 0 | 0 | 0 | 0 | 0 | 0 | 0 | 0 | 0 | 0 | 0 | 0 | 0 | 0 | 0 | 0 | 0 | 0 | 0
PG&E KERN | Morro Bay | 230 | OOS_Wind |  |  | 0 | 0 | 0 | 0 | 0 | 0 | 0 | 0 | 0 | 0 | 0 | 0 | 0 | 0 | 0 | 0 | 0 | 0 | 0 | 0 | 0 | 0 | 0 | 0 | 0 | 0 | 0 | 0
PG&E KERN | Morro Bay | 500 | OOS_Wind |  |  | 0 | 0 | 0 | 0 | 0 | 0 | 0 | 0 | 0 | 0 | 0 | 0 | 0 | 0 | 0 | 0 | 0 | 0 | 0 | 0 | 0 | 0 | 0 | 0 | 0 | 0 | 0 | 0
PG&E GBA | Moss Landing | 115 | OOS_Wind |  |  | 0 | 0 | 0 | 0 | 0 | 0 | 0 | 0 | 0 | 0 | 0 | 0 | 0 | 0 | 0 | 0 | 0 | 0 | 0 | 0 | 0 | 0 | 0 | 0 | 0 | 0 | 0 | 0
PG&E GBA | Moss Landing | 230 | OOS_Wind |  |  | 0 | 0 | 0 | 0 | 0 | 0 | 0 | 0 | 0 | 0 | 0 | 0 | 0 | 0 | 0 | 0 | 0 | 0 | 0 | 0 | 0 | 0 | 0 | 0 | 0 | 0 | 0 | 0
PG&E GBA | Moss Landing | 500 | OOS_Wind |  |  | 0 | 0 | 0 | 0 | 0 | 0 | 0 | 0 | 0 | 0 | 0 | 0 | 0 | 0 | 0 | 0 | 0 | 0 | 0 | 0 | 0 | 0 | 0 | 0 | 0 | 0 | 0 | 0
EOP | Mountain Pass | 115 | OOS_Wind |  |  | 0 | 0 | 0 | 0 | 0 | 0 | 0 | 0 | 0 | 0 | 0 | 0 | 0 | 0 | 0 | 0 | 0 | 0 | 0 | 0 | 0 | 0 | 0 | 0 | 0 | 0 | 0 | 0
PG&E GBA | Mountain View | 115 | OOS_Wind |  |  | 0 | 0 | 0 | 0 | 0 | 0 | 0 | 0 | 0 | 0 | 0 | 0 | 0 | 0 | 0 | 0 | 0 | 0 | 0 | 0 | 0 | 0 | 0 | 0 | 0 | 0 | 0 | 0
PG&E GBA | Mt Eden | 115 | OOS_Wind |  |  | 0 | 0 | 0 | 0 | 0 | 0 | 0 | 0 | 0 | 0 | 0 | 0 | 0 | 0 | 0 | 0 | 0 | 0 | 0 | 0 | 0 | 0 | 0 | 0 | 0 | 0 | 0 | 0
PG&E KERN | Mt Poso | 115 | OOS_Wind |  |  | 0 | 0 | 0 | 0 | 0 | 0 | 0 | 0 | 0 | 0 | 0 | 0 | 0 | 0 | 0 | 0 | 0 | 0 | 0 | 0 | 0 | 0 | 0 | 0 | 0 | 0 | 0 | 0
PG&E FRESNO | Mustang | 230 | OOS_Wind |  |  | 0 | 0 | 0 | 0 | 0 | 0 | 0 | 0 | 0 | 0 | 0 | 0 | 0 | 0 | 0 | 0 | 0 | 0 | 0 | 0 | 0 | 0 | 0 | 0 | 0 | 0 | 0 | 0
PG&E KERN | New Sub - Gates - Midway (Proposed) | 230 | OOS_Wind |  |  | 0 | 0 | 0 | 0 | 0 | 0 | 0 | 0 | 0 | 0 | 0 | 0 | 0 | 0 | 0 | 0 | 0 | 0 | 0 | 0 | 0 | 0 | 0 | 0 | 0 | 0 | 0 | 0
PG&E KERN | New Sub - Gates - Templeton (Proposed) | 230 | OOS_Wind |  |  | 0 | 0 | 0 | 0 | 0 | 0 | 0 | 0 | 0 | 0 | 0 | 0 | 0 | 0 | 0 | 0 | 0 | 0 | 0 | 0 | 0 | 0 | 0 | 0 | 0 | 0 | 0 | 0
SCE NOL | New Sub - Kramer - Lugo (Proposed) | 230 | OOS_Wind |  |  | 0 | 0 | 0 | 0 | 0 | 0 | 0 | 0 | 0 | 0 | 0 | 0 | 0 | 0 | 0 | 0 | 0 | 0 | 0 | 0 | 0 | 0 | 0 | 0 | 0 | 0 | 0 | 0
PG&E FRESNO | New Sub - Los Banos - Midway (Proposed) | 500 | OOS_Wind |  |  | 0 | 0 | 0 | 0 | 0 | 0 | 0 | 0 | 0 | 0 | 0 | 0 | 0 | 0 | 0 | 0 | 0 | 0 | 0 | 0 | 0 | 0 | 0 | 0 | 0 | 0 | 0 | 0
SCE NOL | New Sub - Lugo - Pisgah (Proposed) | 230 | OOS_Wind |  |  | 0 | 0 | 0 | 0 | 0 | 0 | 0 | 0 | 0 | 0 | 0 | 0 | 0 | 0 | 0 | 0 | 0 | 0 | 0 | 0 | 0 | 0 | 0 | 0 | 0 | 0 | 0 | 0
PG&E KERN | New Sub - Midway - Wheeler Ridge (Proposed) | 230 | OOS_Wind |  |  | 0 | 0 | 0 | 0 | 0 | 0 | 0 | 0 | 0 | 0 | 0 | 0 | 0 | 0 | 0 | 0 | 0 | 0 | 0 | 0 | 0 | 0 | 0 | 0 | 0 | 0 | 0 | 0
PG&E NGBA | New Sub - Near existing Leavitt (PSREC) | 345 | OOS_Wind |  |  | 0 | 0 | 0 | 0 | 0 | 0 | 0 | 0 | 0 | 0 | 0 | 0 | 0 | 0 | 0 | 0 | 0 | 0 | 0 | 0 | 0 | 0 | 0 | 0 | 0 | 0 | 0 | 0
PG&E NGBA | New Sub - Near existing Madeline (NVE) | 345 | OOS_Wind |  |  | 0 | 0 | 0 | 0 | 0 | 0 | 0 | 0 | 0 | 0 | 0 | 0 | 0 | 0 | 0 | 0 | 0 | 0 | 0 | 0 | 0 | 0 | 0 | 0 | 0 | 0 | 0 | 0
SDGE | New Sub - North Gila - IV (Proposed) | 500 | OOS_Wind |  |  | 0 | 0 | 0 | 0 | 0 | 0 | 0 | 0 | 0 | 0 | 0 | 0 | 0 | 0 | 0 | 0 | 0 | 0 | 0 | 0 | 0 | 0 | 0 | 0 | 0 | 0 | 0 | 0
PG&E NGBA | New Sub - Pit 1 - Cottonwood (Proposed) | 230 | OOS_Wind |  |  | 0 | 0 | 0 | 0 | 0 | 0 | 0 | 0 | 0 | 0 | 0 | 0 | 0 | 0 | 0 | 0 | 0 | 0 | 0 | 0 | 0 | 0 | 0 | 0 | 0 | 0 | 0 | 0
PG&E GBA | New Sub - Rancho Seco - Bellota (Proposed) | 230 | OOS_Wind |  |  | 0 | 0 | 0 | 0 | 0 | 0 | 0 | 0 | 0 | 0 | 0 | 0 | 0 | 0 | 0 | 0 | 0 | 0 | 0 | 0 | 0 | 0 | 0 | 0 | 0 | 0 | 0 | 0
SDGE | New Sub - Suncrest - Ocotillo (Proposed) | 500 | OOS_Wind |  |  | 0 | 0 | 0 | 0 | 0 | 0 | 0 | 0 | 0 | 0 | 0 | 0 | 0 | 0 | 0 | 0 | 0 | 0 | 0 | 0 | 0 | 0 | 0 | 0 | 0 | 0 | 0 | 0
PG&E FRESNO | New Sub - Westley - Quinto (Proposed) | 230 | OOS_Wind |  |  | 0 | 0 | 0 | 0 | 0 | 0 | 0 | 0 | 0 | 0 | 0 | 0 | 0 | 0 | 0 | 0 | 0 | 0 | 0 | 0 | 0 | 0 | 0 | 0 | 0 | 0 | 0 | 0
PG&E GBA | Newark | 115 | OOS_Wind |  |  | 0 | 0 | 0 | 0 | 0 | 0 | 0 | 0 | 0 | 0 | 0 | 0 | 0 | 0 | 0 | 0 | 0 | 0 | 0 | 0 | 0 | 0 | 0 | 0 | 0 | 0 | 0 | 0
PG&E GBA | Newark | 230 | OOS_Wind |  |  | 0 | 0 | 0 | 0 | 0 | 0 | 0 | 0 | 0 | 0 | 0 | 0 | 0 | 0 | 0 | 0 | 0 | 0 | 0 | 0 | 0 | 0 | 0 | 0 | 0 | 0 | 0 | 0
PG&E FRESNO | Newhall | 115 | OOS_Wind |  |  | 0 | 0 | 0 | 0 | 0 | 0 | 0 | 0 | 0 | 0 | 0 | 0 | 0 | 0 | 0 | 0 | 0 | 0 | 0 | 0 | 0 | 0 | 0 | 0 | 0 | 0 | 0 | 0
PG&E KERN | Norco | 115 | OOS_Wind |  |  | 0 | 0 | 0 | 0 | 0 | 0 | 0 | 0 | 0 | 0 | 0 | 0 | 0 | 0 | 0 | 0 | 0 | 0 | 0 | 0 | 0 | 0 | 0 | 0 | 0 | 0 | 0 | 0
PG&E GBA | Nortech | 115 | OOS_Wind |  |  | 0 | 0 | 0 | 0 | 0 | 0 | 0 | 0 | 0 | 0 | 0 | 0 | 0 | 0 | 0 | 0 | 0 | 0 | 0 | 0 | 0 | 0 | 0 | 0 | 0 | 0 | 0 | 0
SDGE | North City Metering | 138 | OOS_Wind |  |  | 0 | 0 | 0 | 0 | 0 | 0 | 0 | 0 | 0 | 0 | 0 | 0 | 0 | 0 | 0 | 0 | 0 | 0 | 0 | 0 | 0 | 0 | 0 | 0 | 0 | 0 | 0 | 0
PG&E GBA | North Dublin | 230 | OOS_Wind |  |  | 0 | 0 | 0 | 0 | 0 | 0 | 0 | 0 | 0 | 0 | 0 | 0 | 0 | 0 | 0 | 0 | 0 | 0 | 0 | 0 | 0 | 0 | 0 | 0 | 0 | 0 | 0 | 0
SDGE | North Gila | 500 | OOS_Wind |  |  | 0 | 0 | 0 | 0 | 0 | 0 | 0 | 0 | 0 | 0 | 0 | 0 | 0 | 0 | 0 | 0 | 0 | 0 | 0 | 0 | 0 | 0 | 0 | 0 | 0 | 0 | 0 | 0
SCE Metro | North of SONGS | 230 | OOS_Wind |  |  | 0 | 0 | 0 | 0 | 0 | 0 | 0 | 0 | 0 | 0 | 0 | 0 | 0 | 0 | 0 | 0 | 0 | 0 | 0 | 0 | 0 | 0 | 0 | 0 | 0 | 0 | 0 | 0
SCE Metro | North of SONGS | 500 | OOS_Wind |  |  | 0 | 0 | 0 | 0 | 0 | 0 | 0 | 0 | 0 | 0 | 0 | 0 | 0 | 0 | 0 | 0 | 0 | 0 | 0 | 0 | 0 | 0 | 0 | 0 | 0 | 0 | 0 | 0
PG&E NGBA | Notre Dame | 115 | OOS_Wind |  |  | 0 | 0 | 0 | 0 | 0 | 0 | 0 | 0 | 0 | 0 | 0 | 0 | 0 | 0 | 0 | 0 | 0 | 0 | 0 | 0 | 0 | 0 | 0 | 0 | 0 | 0 | 0 | 0
PG&E GBA | Oakland C | 115 | OOS_Wind |  |  | 0 | 0 | 0 | 0 | 0 | 0 | 0 | 0 | 0 | 0 | 0 | 0 | 0 | 0 | 0 | 0 | 0 | 0 | 0 | 0 | 0 | 0 | 0 | 0 | 0 | 0 | 0 | 0
PG&E GBA | Oakland J | 115 | OOS_Wind |  |  | 0 | 0 | 0 | 0 | 0 | 0 | 0 | 0 | 0 | 0 | 0 | 0 | 0 | 0 | 0 | 0 | 0 | 0 | 0 | 0 | 0 | 0 | 0 | 0 | 0 | 0 | 0 | 0
PG&E GBA | Oakland L | 115 | OOS_Wind |  |  | 0 | 0 | 0 | 0 | 0 | 0 | 0 | 0 | 0 | 0 | 0 | 0 | 0 | 0 | 0 | 0 | 0 | 0 | 0 | 0 | 0 | 0 | 0 | 0 | 0 | 0 | 0 | 0
PG&E GBA | Oakland X | 115 | OOS_Wind |  |  | 0 | 0 | 0 | 0 | 0 | 0 | 0 | 0 | 0 | 0 | 0 | 0 | 0 | 0 | 0 | 0 | 0 | 0 | 0 | 0 | 0 | 0 | 0 | 0 | 0 | 0 | 0 | 0
PG&E KERN | Oceano | 115 | OOS_Wind |  |  | 0 | 0 | 0 | 0 | 0 | 0 | 0 | 0 | 0 | 0 | 0 | 0 | 0 | 0 | 0 | 0 | 0 | 0 | 0 | 0 | 0 | 0 | 0 | 0 | 0 | 0 | 0 | 0
SDGE | Ocotillo Express | 500 | OOS_Wind |  |  | 0 | 0 | 0 | 0 | 0 | 0 | 0 | 0 | 0 | 0 | 0 | 0 | 0 | 0 | 0 | 0 | 0 | 0 | 0 | 0 | 0 | 0 | 0 | 0 | 0 | 0 | 0 | 0
SDGE | Old Town | 230 | OOS_Wind |  |  | 0 | 0 | 0 | 0 | 0 | 0 | 0 | 0 | 0 | 0 | 0 | 0 | 0 | 0 | 0 | 0 | 0 | 0 | 0 | 0 | 0 | 0 | 0 | 0 | 0 | 0 | 0 | 0
SCE Metro | Olinda | 230 | OOS_Wind |  |  | 0 | 0 | 0 | 0 | 0 | 0 | 0 | 0 | 0 | 0 | 0 | 0 | 0 | 0 | 0 | 0 | 0 | 0 | 0 | 0 | 0 | 0 | 0 | 0 | 0 | 0 | 0 | 0
PG&E FRESNO | Olive | 115 | OOS_Wind |  |  | 0 | 0 | 0 | 0 | 0 | 0 | 0 | 0 | 0 | 0 | 0 | 0 | 0 | 0 | 0 | 0 | 0 | 0 | 0 | 0 | 0 | 0 | 0 | 0 | 0 | 0 | 0 | 0
PG&E NGBA | Olivehurst | 115 | OOS_Wind |  |  | 0 | 0 | 0 | 0 | 0 | 0 | 0 | 0 | 0 | 0 | 0 | 0 | 0 | 0 | 0 | 0 | 0 | 0 | 0 | 0 | 0 | 0 | 0 | 0 | 0 | 0 | 0 | 0
SCE Northern | Ormond Beach | 230 | OOS_Wind |  |  | 0 | 0 | 0 | 0 | 0 | 0 | 0 | 0 | 0 | 0 | 0 | 0 | 0 | 0 | 0 | 0 | 0 | 0 | 0 | 0 | 0 | 0 | 0 | 0 | 0 | 0 | 0 | 0
PG&E FRESNO | Oro Loma | 115 | OOS_Wind |  |  | 0 | 0 | 0 | 0 | 0 | 0 | 0 | 0 | 0 | 0 | 0 | 0 | 0 | 0 | 0 | 0 | 0 | 0 | 0 | 0 | 0 | 0 | 0 | 0 | 0 | 0 | 0 | 0
SDGE | Otay Mesa | 230 | OOS_Wind |  |  | 0 | 0 | 0 | 0 | 0 | 0 | 0 | 0 | 0 | 0 | 0 | 0 | 0 | 0 | 0 | 0 | 0 | 0 | 0 | 0 | 0 | 0 | 0 | 0 | 0 | 0 | 0 | 0
PG&E FRESNO | Padre Flats SW STA | 230 | OOS_Wind |  |  | 0 | 0 | 0 | 0 | 0 | 0 | 0 | 0 | 0 | 0 | 0 | 0 | 0 | 0 | 0 | 0 | 0 | 0 | 0 | 0 | 0 | 0 | 0 | 0 | 0 | 0 | 0 | 0
EOP | Pahrump | 138 | OOS_Wind |  |  | 0 | 0 | 0 | 0 | 0 | 0 | 0 | 0 | 0 | 0 | 0 | 0 | 0 | 0 | 0 | 0 | 0 | 0 | 0 | 0 | 0 | 0 | 0 | 0 | 0 | 0 | 0 | 0
EOP | Pahrump | 230 | OOS_Wind |  |  | 0 | 0 | 0 | 0 | 0 | 0 | 0 | 0 | 0 | 0 | 0 | 0 | 0 | 0 | 0 | 0 | 0 | 0 | 0 | 0 | 0 | 0 | 0 | 0 | 0 | 0 | 0 | 0
PG&E NGBA | Palermo | 115 | OOS_Wind |  |  | 0 | 0 | 0 | 0 | 0 | 0 | 0 | 0 | 0 | 0 | 0 | 0 | 0 | 0 | 0 | 0 | 0 | 0 | 0 | 0 | 0 | 0 | 0 | 0 | 0 | 0 | 0 | 0
PG&E NGBA | Palermo | 230 | OOS_Wind |  |  | 0 | 0 | 0 | 0 | 0 | 0 | 0 | 0 | 0 | 0 | 0 | 0 | 0 | 0 | 0 | 0 | 0 | 0 | 0 | 0 | 0 | 0 | 0 | 0 | 0 | 0 | 0 | 0
SCE Eastern | Palo Verde | 500 | OOS_Wind | YES | New Mexico Wind | 1 | 0 | 0 | 0 | 1685 | 0 | 1685 | 0 | 0 | 0 | 1685 | 0 | 1685 | 1309 | 0 | 1309 | 34.4 | 0 | 34.4 | 1343.4 | 0 | 1343.4 | 2994 | 0 | 2994 | 3028.4 | 0 | 3028.4
SDGE | Palomar Energy | 230 | OOS_Wind |  |  | 0 | 0 | 0 | 0 | 0 | 0 | 0 | 0 | 0 | 0 | 0 | 0 | 0 | 0 | 0 | 0 | 0 | 0 | 0 | 0 | 0 | 0 | 0 | 0 | 0 | 0 | 0 | 0
PG&E FRESNO | Panoche | 115 | OOS_Wind |  |  | 0 | 0 | 0 | 0 | 0 | 0 | 0 | 0 | 0 | 0 | 0 | 0 | 0 | 0 | 0 | 0 | 0 | 0 | 0 | 0 | 0 | 0 | 0 | 0 | 0 | 0 | 0 | 0
PG&E FRESNO | Panoche | 230 | OOS_Wind |  |  | 0 | 0 | 0 | 0 | 0 | 0 | 0 | 0 | 0 | 0 | 0 | 0 | 0 | 0 | 0 | 0 | 0 | 0 | 0 | 0 | 0 | 0 | 0 | 0 | 0 | 0 | 0 | 0
SCE Northern | Pardee | 230 | OOS_Wind |  |  | 0 | 0 | 0 | 0 | 0 | 0 | 0 | 0 | 0 | 0 | 0 | 0 | 0 | 0 | 0 | 0 | 0 | 0 | 0 | 0 | 0 | 0 | 0 | 0 | 0 | 0 | 0 | 0
PG&E NGBA | Parkway | 230 | OOS_Wind |  |  | 0 | 0 | 0 | 0 | 0 | 0 | 0 | 0 | 0 | 0 | 0 | 0 | 0 | 0 | 0 | 0 | 0 | 0 | 0 | 0 | 0 | 0 | 0 | 0 | 0 | 0 | 0 | 0
SCE Northern | Pastoria | 230 | OOS_Wind |  |  | 0 | 0 | 0 | 0 | 0 | 0 | 0 | 0 | 0 | 0 | 0 | 0 | 0 | 0 | 0 | 0 | 0 | 0 | 0 | 0 | 0 | 0 | 0 | 0 | 0 | 0 | 0 | 0
SCE Metro | Pauda | 230 | OOS_Wind |  |  | 0 | 0 | 0 | 0 | 0 | 0 | 0 | 0 | 0 | 0 | 0 | 0 | 0 | 0 | 0 | 0 | 0 | 0 | 0 | 0 | 0 | 0 | 0 | 0 | 0 | 0 | 0 | 0
PG&E GBA | Paul Sweet | 115 | OOS_Wind |  |  | 0 | 0 | 0 | 0 | 0 | 0 | 0 | 0 | 0 | 0 | 0 | 0 | 0 | 0 | 0 | 0 | 0 | 0 | 0 | 0 | 0 | 0 | 0 | 0 | 0 | 0 | 0 | 0
PG&E NGBA | Peabody | 230 | OOS_Wind |  |  | 0 | 0 | 0 | 0 | 0 | 0 | 0 | 0 | 0 | 0 | 0 | 0 | 0 | 0 | 0 | 0 | 0 | 0 | 0 | 0 | 0 | 0 | 0 | 0 | 0 | 0 | 0 | 0
PG&E NGBA | Pease | 115 | OOS_Wind |  |  | 0 | 0 | 0 | 0 | 0 | 0 | 0 | 0 | 0 | 0 | 0 | 0 | 0 | 0 | 0 | 0 | 0 | 0 | 0 | 0 | 0 | 0 | 0 | 0 | 0 | 0 | 0 | 0
SDGE | Penasquitos | 138 | OOS_Wind |  |  | 0 | 0 | 0 | 0 | 0 | 0 | 0 | 0 | 0 | 0 | 0 | 0 | 0 | 0 | 0 | 0 | 0 | 0 | 0 | 0 | 0 | 0 | 0 | 0 | 0 | 0 | 0 | 0
SDGE | Penasquitos | 230 | OOS_Wind |  |  | 0 | 0 | 0 | 0 | 0 | 0 | 0 | 0 | 0 | 0 | 0 | 0 | 0 | 0 | 0 | 0 | 0 | 0 | 0 | 0 | 0 | 0 | 0 | 0 | 0 | 0 | 0 | 0
PG&E NGBA | Penngrove | 115 | OOS_Wind |  |  | 0 | 0 | 0 | 0 | 0 | 0 | 0 | 0 | 0 | 0 | 0 | 0 | 0 | 0 | 0 | 0 | 0 | 0 | 0 | 0 | 0 | 0 | 0 | 0 | 0 | 0 | 0 | 0
PG&E GBA | Peoria | 115 | OOS_Wind |  |  | 0 | 0 | 0 | 0 | 0 | 0 | 0 | 0 | 0 | 0 | 0 | 0 | 0 | 0 | 0 | 0 | 0 | 0 | 0 | 0 | 0 | 0 | 0 | 0 | 0 | 0 | 0 | 0
PG&E GBA | Piercy | 115 | OOS_Wind |  |  | 0 | 0 | 0 | 0 | 0 | 0 | 0 | 0 | 0 | 0 | 0 | 0 | 0 | 0 | 0 | 0 | 0 | 0 | 0 | 0 | 0 | 0 | 0 | 0 | 0 | 0 | 0 | 0
PG&E FRESNO | Pine Flat | 230 | OOS_Wind |  |  | 0 | 0 | 0 | 0 | 0 | 0 | 0 | 0 | 0 | 0 | 0 | 0 | 0 | 0 | 0 | 0 | 0 | 0 | 0 | 0 | 0 | 0 | 0 | 0 | 0 | 0 | 0 | 0
SCE NOL | Pisgah | 230 | OOS_Wind |  |  | 0 | 0 | 0 | 0 | 0 | 0 | 0 | 0 | 0 | 0 | 0 | 0 | 0 | 0 | 0 | 0 | 0 | 0 | 0 | 0 | 0 | 0 | 0 | 0 | 0 | 0 | 0 | 0
PG&E NGBA | Pit 1 | 230 | OOS_Wind |  |  | 0 | 0 | 0 | 0 | 0 | 0 | 0 | 0 | 0 | 0 | 0 | 0 | 0 | 0 | 0 | 0 | 0 | 0 | 0 | 0 | 0 | 0 | 0 | 0 | 0 | 0 | 0 | 0
PG&E NGBA | Pit 3 | 230 | OOS_Wind |  |  | 0 | 0 | 0 | 0 | 0 | 0 | 0 | 0 | 0 | 0 | 0 | 0 | 0 | 0 | 0 | 0 | 0 | 0 | 0 | 0 | 0 | 0 | 0 | 0 | 0 | 0 | 0 | 0
PG&E NGBA | Pit 4 | 230 | OOS_Wind |  |  | 0 | 0 | 0 | 0 | 0 | 0 | 0 | 0 | 0 | 0 | 0 | 0 | 0 | 0 | 0 | 0 | 0 | 0 | 0 | 0 | 0 | 0 | 0 | 0 | 0 | 0 | 0 | 0
PG&E GBA | Pittsburg | 115 | OOS_Wind |  |  | 0 | 0 | 0 | 0 | 0 | 0 | 0 | 0 | 0 | 0 | 0 | 0 | 0 | 0 | 0 | 0 | 0 | 0 | 0 | 0 | 0 | 0 | 0 | 0 | 0 | 0 | 0 | 0
PG&E GBA | Pittsburg | 230 | OOS_Wind |  |  | 0 | 0 | 0 | 0 | 0 | 0 | 0 | 0 | 0 | 0 | 0 | 0 | 0 | 0 | 0 | 0 | 0 | 0 | 0 | 0 | 0 | 0 | 0 | 0 | 0 | 0 | 0 | 0
PG&E NGBA | Pleasant Grove | 115 | OOS_Wind |  |  | 0 | 0 | 0 | 0 | 0 | 0 | 0 | 0 | 0 | 0 | 0 | 0 | 0 | 0 | 0 | 0 | 0 | 0 | 0 | 0 | 0 | 0 | 0 | 0 | 0 | 0 | 0 | 0
PG&E NGBA | POE | 230 | OOS_Wind |  |  | 0 | 0 | 0 | 0 | 0 | 0 | 0 | 0 | 0 | 0 | 0 | 0 | 0 | 0 | 0 | 0 | 0 | 0 | 0 | 0 | 0 | 0 | 0 | 0 | 0 | 0 | 0 | 0
PG&E KERN | Poso Mountain | 115 | OOS_Wind |  |  | 0 | 0 | 0 | 0 | 0 | 0 | 0 | 0 | 0 | 0 | 0 | 0 | 0 | 0 | 0 | 0 | 0 | 0 | 0 | 0 | 0 | 0 | 0 | 0 | 0 | 0 | 0 | 0
EOP | Primm | 230 | OOS_Wind |  |  | 0 | 0 | 0 | 0 | 0 | 0 | 0 | 0 | 0 | 0 | 0 | 0 | 0 | 0 | 0 | 0 | 0 | 0 | 0 | 0 | 0 | 0 | 0 | 0 | 0 | 0 | 0 | 0
PG&E NGBA | Putah Creek | 115 | OOS_Wind |  |  | 0 | 0 | 0 | 0 | 0 | 0 | 0 | 0 | 0 | 0 | 0 | 0 | 0 | 0 | 0 | 0 | 0 | 0 | 0 | 0 | 0 | 0 | 0 | 0 | 0 | 0 | 0 | 0
SDGE | Q1806 | 138 | OOS_Wind |  |  | 0 | 0 | 0 | 0 | 0 | 0 | 0 | 0 | 0 | 0 | 0 | 0 | 0 | 0 | 0 | 0 | 0 | 0 | 0 | 0 | 0 | 0 | 0 | 0 | 0 | 0 | 0 | 0
PG&E FRESNO | Quinto | 230 | OOS_Wind |  |  | 0 | 0 | 0 | 0 | 0 | 0 | 0 | 0 | 0 | 0 | 0 | 0 | 0 | 0 | 0 | 0 | 0 | 0 | 0 | 0 | 0 | 0 | 0 | 0 | 0 | 0 | 0 | 0
PG&E GBA | Race Track | 115 | OOS_Wind |  |  | 0 | 0 | 0 | 0 | 0 | 0 | 0 | 0 | 0 | 0 | 0 | 0 | 0 | 0 | 0 | 0 | 0 | 0 | 0 | 0 | 0 | 0 | 0 | 0 | 0 | 0 | 0 | 0
SDGE | Rancho Mission Viejo | 138 | OOS_Wind |  |  | 0 | 0 | 0 | 0 | 0 | 0 | 0 | 0 | 0 | 0 | 0 | 0 | 0 | 0 | 0 | 0 | 0 | 0 | 0 | 0 | 0 | 0 | 0 | 0 | 0 | 0 | 0 | 0
PG&E GBA | Rancho Seco | 230 | OOS_Wind |  |  | 0 | 0 | 0 | 0 | 0 | 0 | 0 | 0 | 0 | 0 | 0 | 0 | 0 | 0 | 0 | 0 | 0 | 0 | 0 | 0 | 0 | 0 | 0 | 0 | 0 | 0 | 0 | 0
SCE Metro | Rancho Vista | 230 | OOS_Wind |  |  | 0 | 0 | 0 | 0 | 0 | 0 | 0 | 0 | 0 | 0 | 0 | 0 | 0 | 0 | 0 | 0 | 0 | 0 | 0 | 0 | 0 | 0 | 0 | 0 | 0 | 0 | 0 | 0
SCE Metro | Rancho Vista | 500 | OOS_Wind |  |  | 0 | 0 | 0 | 0 | 0 | 0 | 0 | 0 | 0 | 0 | 0 | 0 | 0 | 0 | 0 | 0 | 0 | 0 | 0 | 0 | 0 | 0 | 0 | 0 | 0 | 0 | 0 | 0
SCE NOL | Ransburg | 115 | OOS_Wind |  |  | 0 | 0 | 0 | 0 | 0 | 0 | 0 | 0 | 0 | 0 | 0 | 0 | 0 | 0 | 0 | 0 | 0 | 0 | 0 | 0 | 0 | 0 | 0 | 0 | 0 | 0 | 0 | 0
PG&E GBA | Ravenswood | 115 | OOS_Wind |  |  | 0 | 0 | 0 | 0 | 0 | 0 | 0 | 0 | 0 | 0 | 0 | 0 | 0 | 0 | 0 | 0 | 0 | 0 | 0 | 0 | 0 | 0 | 0 | 0 | 0 | 0 | 0 | 0
PG&E GBA | Ravenswood | 230 | OOS_Wind |  |  | 0 | 0 | 0 | 0 | 0 | 0 | 0 | 0 | 0 | 0 | 0 | 0 | 0 | 0 | 0 | 0 | 0 | 0 | 0 | 0 | 0 | 0 | 0 | 0 | 0 | 0 | 0 | 0
SCE Northern | Rector | 230 | OOS_Wind |  |  | 0 | 0 | 0 | 0 | 0 | 0 | 0 | 0 | 0 | 0 | 0 | 0 | 0 | 0 | 0 | 0 | 0 | 0 | 0 | 0 | 0 | 0 | 0 | 0 | 0 | 0 | 0 | 0
SCE Eastern | Red Bluff | 230 | OOS_Wind |  |  | 0 | 0 | 0 | 0 | 0 | 0 | 0 | 0 | 0 | 0 | 0 | 0 | 0 | 0 | 0 | 0 | 0 | 0 | 0 | 0 | 0 | 0 | 0 | 0 | 0 | 0 | 0 | 0
SCE Eastern | Red Bluff | 500 | OOS_Wind |  |  | 0 | 0 | 0 | 0 | 0 | 0 | 0 | 0 | 0 | 0 | 0 | 0 | 0 | 0 | 0 | 0 | 0 | 0 | 0 | 0 | 0 | 0 | 0 | 0 | 0 | 0 | 0 | 0
PG&E NGBA | Redbud | 115 | OOS_Wind |  |  | 0 | 0 | 0 | 0 | 0 | 0 | 0 | 0 | 0 | 0 | 0 | 0 | 0 | 0 | 0 | 0 | 0 | 0 | 0 | 0 | 0 | 0 | 0 | 0 | 0 | 0 | 0 | 0
SCE Metro | Redondo | 230 | OOS_Wind |  |  | 0 | 0 | 0 | 0 | 0 | 0 | 0 | 0 | 0 | 0 | 0 | 0 | 0 | 0 | 0 | 0 | 0 | 0 | 0 | 0 | 0 | 0 | 0 | 0 | 0 | 0 | 0 | 0
PG&E FRESNO | Reedley | 115 | OOS_Wind |  |  | 0 | 0 | 0 | 0 | 0 | 0 | 0 | 0 | 0 | 0 | 0 | 0 | 0 | 0 | 0 | 0 | 0 | 0 | 0 | 0 | 0 | 0 | 0 | 0 | 0 | 0 | 0 | 0
PG&E KERN | Renfro | 115 | OOS_Wind |  |  | 0 | 0 | 0 | 0 | 0 | 0 | 0 | 0 | 0 | 0 | 0 | 0 | 0 | 0 | 0 | 0 | 0 | 0 | 0 | 0 | 0 | 0 | 0 | 0 | 0 | 0 | 0 | 0
PG&E GBA | Richmond R | 115 | OOS_Wind |  |  | 0 | 0 | 0 | 0 | 0 | 0 | 0 | 0 | 0 | 0 | 0 | 0 | 0 | 0 | 0 | 0 | 0 | 0 | 0 | 0 | 0 | 0 | 0 | 0 | 0 | 0 | 0 | 0
PG&E NGBA | Rincon | 115 | OOS_Wind |  |  | 0 | 0 | 0 | 0 | 0 | 0 | 0 | 0 | 0 | 0 | 0 | 0 | 0 | 0 | 0 | 0 | 0 | 0 | 0 | 0 | 0 | 0 | 0 | 0 | 0 | 0 | 0 | 0
PG&E KERN | Rio Bravo | 115 | OOS_Wind |  |  | 0 | 0 | 0 | 0 | 0 | 0 | 0 | 0 | 0 | 0 | 0 | 0 | 0 | 0 | 0 | 0 | 0 | 0 | 0 | 0 | 0 | 0 | 0 | 0 | 0 | 0 | 0 | 0
SCE Metro | Rio Hondo | 230 | OOS_Wind |  |  | 0 | 0 | 0 | 0 | 0 | 0 | 0 | 0 | 0 | 0 | 0 | 0 | 0 | 0 | 0 | 0 | 0 | 0 | 0 | 0 | 0 | 0 | 0 | 0 | 0 | 0 | 0 | 0
PG&E NGBA | Rio Oso | 115 | OOS_Wind |  |  | 0 | 0 | 0 | 0 | 0 | 0 | 0 | 0 | 0 | 0 | 0 | 0 | 0 | 0 | 0 | 0 | 0 | 0 | 0 | 0 | 0 | 0 | 0 | 0 | 0 | 0 | 0 | 0
PG&E NGBA | Rio Oso | 230 | OOS_Wind |  |  | 0 | 0 | 0 | 0 | 0 | 0 | 0 | 0 | 0 | 0 | 0 | 0 | 0 | 0 | 0 | 0 | 0 | 0 | 0 | 0 | 0 | 0 | 0 | 0 | 0 | 0 | 0 | 0
PG&E GBA | Ripon | 115 | OOS_Wind |  |  | 0 | 0 | 0 | 0 | 0 | 0 | 0 | 0 | 0 | 0 | 0 | 0 | 0 | 0 | 0 | 0 | 0 | 0 | 0 | 0 | 0 | 0 | 0 | 0 | 0 | 0 | 0 | 0
PG&E GBA | Riverbank | 115 | OOS_Wind |  |  | 0 | 0 | 0 | 0 | 0 | 0 | 0 | 0 | 0 | 0 | 0 | 0 | 0 | 0 | 0 | 0 | 0 | 0 | 0 | 0 | 0 | 0 | 0 | 0 | 0 | 0 | 0 | 0
SCE NOL | Roadway | 115 | OOS_Wind |  |  | 0 | 0 | 0 | 0 | 0 | 0 | 0 | 0 | 0 | 0 | 0 | 0 | 0 | 0 | 0 | 0 | 0 | 0 | 0 | 0 | 0 | 0 | 0 | 0 | 0 | 0 | 0 | 0
PG&E NGBA | Rock Creek 1 | 230 | OOS_Wind |  |  | 0 | 0 | 0 | 0 | 0 | 0 | 0 | 0 | 0 | 0 | 0 | 0 | 0 | 0 | 0 | 0 | 0 | 0 | 0 | 0 | 0 | 0 | 0 | 0 | 0 | 0 | 0 | 0
PG&E GBA | Rossmoor | 230 | OOS_Wind |  |  | 0 | 0 | 0 | 0 | 0 | 0 | 0 | 0 | 0 | 0 | 0 | 0 | 0 | 0 | 0 | 0 | 0 | 0 | 0 | 0 | 0 | 0 | 0 | 0 | 0 | 0 | 0 | 0
PG&E NGBA | Round Mountain | 230 | OOS_Wind |  |  | 0 | 0 | 0 | 0 | 0 | 0 | 0 | 0 | 0 | 0 | 0 | 0 | 0 | 0 | 0 | 0 | 0 | 0 | 0 | 0 | 0 | 0 | 0 | 0 | 0 | 0 | 0 | 0
PG&E NGBA | Round Mountain | 500 | OOS_Wind |  |  | 0 | 0 | 0 | 0 | 0 | 0 | 0 | 0 | 0 | 0 | 0 | 0 | 0 | 0 | 0 | 0 | 0 | 0 | 0 | 0 | 0 | 0 | 0 | 0 | 0 | 0 | 0 | 0
PG&E GBA | Salado | 115 | OOS_Wind |  |  | 0 | 0 | 0 | 0 | 0 | 0 | 0 | 0 | 0 | 0 | 0 | 0 | 0 | 0 | 0 | 0 | 0 | 0 | 0 | 0 | 0 | 0 | 0 | 0 | 0 | 0 | 0 | 0
PG&E GBA | Salinas | 115 | OOS_Wind |  |  | 0 | 0 | 0 | 0 | 0 | 0 | 0 | 0 | 0 | 0 | 0 | 0 | 0 | 0 | 0 | 0 | 0 | 0 | 0 | 0 | 0 | 0 | 0 | 0 | 0 | 0 | 0 | 0
SCE Eastern | San Bernardino | 230 | OOS_Wind |  |  | 0 | 0 | 0 | 0 | 0 | 0 | 0 | 0 | 0 | 0 | 0 | 0 | 0 | 0 | 0 | 0 | 0 | 0 | 0 | 0 | 0 | 0 | 0 | 0 | 0 | 0 | 0 | 0
PG&E GBA | SAN FRAN A (POTRERO PP) | 115 | OOS_Wind |  |  | 0 | 0 | 0 | 0 | 0 | 0 | 0 | 0 | 0 | 0 | 0 | 0 | 0 | 0 | 0 | 0 | 0 | 0 | 0 | 0 | 0 | 0 | 0 | 0 | 0 | 0 | 0 | 0
PG&E GBA | SAN FRAN A (POTRERO PP) | 230 | OOS_Wind |  |  | 0 | 0 | 0 | 0 | 0 | 0 | 0 | 0 | 0 | 0 | 0 | 0 | 0 | 0 | 0 | 0 | 0 | 0 | 0 | 0 | 0 | 0 | 0 | 0 | 0 | 0 | 0 | 0
PG&E GBA | San Jose A | 115 | OOS_Wind |  |  | 0 | 0 | 0 | 0 | 0 | 0 | 0 | 0 | 0 | 0 | 0 | 0 | 0 | 0 | 0 | 0 | 0 | 0 | 0 | 0 | 0 | 0 | 0 | 0 | 0 | 0 | 0 | 0
PG&E GBA | San Jose B | 115 | OOS_Wind |  |  | 0 | 0 | 0 | 0 | 0 | 0 | 0 | 0 | 0 | 0 | 0 | 0 | 0 | 0 | 0 | 0 | 0 | 0 | 0 | 0 | 0 | 0 | 0 | 0 | 0 | 0 | 0 | 0
PG&E GBA | San Leandro U | 115 | OOS_Wind |  |  | 0 | 0 | 0 | 0 | 0 | 0 | 0 | 0 | 0 | 0 | 0 | 0 | 0 | 0 | 0 | 0 | 0 | 0 | 0 | 0 | 0 | 0 | 0 | 0 | 0 | 0 | 0 | 0
PG&E KERN | San Luis Obispo | 115 | OOS_Wind |  |  | 0 | 0 | 0 | 0 | 0 | 0 | 0 | 0 | 0 | 0 | 0 | 0 | 0 | 0 | 0 | 0 | 0 | 0 | 0 | 0 | 0 | 0 | 0 | 0 | 0 | 0 | 0 | 0
SDGE | San Luis Rey | 230 | OOS_Wind |  |  | 0 | 0 | 0 | 0 | 0 | 0 | 0 | 0 | 0 | 0 | 0 | 0 | 0 | 0 | 0 | 0 | 0 | 0 | 0 | 0 | 0 | 0 | 0 | 0 | 0 | 0 | 0 | 0
SCE Metro | San Onofre | 230 | OOS_Wind |  |  | 0 | 0 | 0 | 0 | 0 | 0 | 0 | 0 | 0 | 0 | 0 | 0 | 0 | 0 | 0 | 0 | 0 | 0 | 0 | 0 | 0 | 0 | 0 | 0 | 0 | 0 | 0 | 0
PG&E GBA | San Pablo | 115 | OOS_Wind |  |  | 0 | 0 | 0 | 0 | 0 | 0 | 0 | 0 | 0 | 0 | 0 | 0 | 0 | 0 | 0 | 0 | 0 | 0 | 0 | 0 | 0 | 0 | 0 | 0 | 0 | 0 | 0 | 0
PG&E GBA | San Ramon | 230 | OOS_Wind |  |  | 0 | 0 | 0 | 0 | 0 | 0 | 0 | 0 | 0 | 0 | 0 | 0 | 0 | 0 | 0 | 0 | 0 | 0 | 0 | 0 | 0 | 0 | 0 | 0 | 0 | 0 | 0 | 0
SCE NOL | Sandlot | 230 | OOS_Wind |  |  | 0 | 0 | 0 | 0 | 0 | 0 | 0 | 0 | 0 | 0 | 0 | 0 | 0 | 0 | 0 | 0 | 0 | 0 | 0 | 0 | 0 | 0 | 0 | 0 | 0 | 0 | 0 | 0
EOP | Sandy | 138 | OOS_Wind |  |  | 0 | 0 | 0 | 0 | 0 | 0 | 0 | 0 | 0 | 0 | 0 | 0 | 0 | 0 | 0 | 0 | 0 | 0 | 0 | 0 | 0 | 0 | 0 | 0 | 0 | 0 | 0 | 0
PG&E FRESNO | Sanger | 115 | OOS_Wind |  |  | 0 | 0 | 0 | 0 | 0 | 0 | 0 | 0 | 0 | 0 | 0 | 0 | 0 | 0 | 0 | 0 | 0 | 0 | 0 | 0 | 0 | 0 | 0 | 0 | 0 | 0 | 0 | 0
SCE Northern | Santa Clara | 230 | OOS_Wind |  |  | 0 | 0 | 0 | 0 | 0 | 0 | 0 | 0 | 0 | 0 | 0 | 0 | 0 | 0 | 0 | 0 | 0 | 0 | 0 | 0 | 0 | 0 | 0 | 0 | 0 | 0 | 0 | 0
PG&E NGBA | Santa Rosa A | 115 | OOS_Wind |  |  | 0 | 0 | 0 | 0 | 0 | 0 | 0 | 0 | 0 | 0 | 0 | 0 | 0 | 0 | 0 | 0 | 0 | 0 | 0 | 0 | 0 | 0 | 0 | 0 | 0 | 0 | 0 | 0
PG&E GBA | Santa Teresa | 115 | OOS_Wind |  |  | 0 | 0 | 0 | 0 | 0 | 0 | 0 | 0 | 0 | 0 | 0 | 0 | 0 | 0 | 0 | 0 | 0 | 0 | 0 | 0 | 0 | 0 | 0 | 0 | 0 | 0 | 0 | 0
SDGE | Santee | 138 | OOS_Wind |  |  | 0 | 0 | 0 | 0 | 0 | 0 | 0 | 0 | 0 | 0 | 0 | 0 | 0 | 0 | 0 | 0 | 0 | 0 | 0 | 0 | 0 | 0 | 0 | 0 | 0 | 0 | 0 | 0
SCE Metro | Santiago | 230 | OOS_Wind |  |  | 0 | 0 | 0 | 0 | 0 | 0 | 0 | 0 | 0 | 0 | 0 | 0 | 0 | 0 | 0 | 0 | 0 | 0 | 0 | 0 | 0 | 0 | 0 | 0 | 0 | 0 | 0 | 0
PG&E GBA | Saratoga | 230 | OOS_Wind |  |  | 0 | 0 | 0 | 0 | 0 | 0 | 0 | 0 | 0 | 0 | 0 | 0 | 0 | 0 | 0 | 0 | 0 | 0 | 0 | 0 | 0 | 0 | 0 | 0 | 0 | 0 | 0 | 0
SCE Northern | Saugus | 230 | OOS_Wind |  |  | 0 | 0 | 0 | 0 | 0 | 0 | 0 | 0 | 0 | 0 | 0 | 0 | 0 | 0 | 0 | 0 | 0 | 0 | 0 | 0 | 0 | 0 | 0 | 0 | 0 | 0 | 0 | 0
PG&E FRESNO | Schindler | 115 | OOS_Wind |  |  | 0 | 0 | 0 | 0 | 0 | 0 | 0 | 0 | 0 | 0 | 0 | 0 | 0 | 0 | 0 | 0 | 0 | 0 | 0 | 0 | 0 | 0 | 0 | 0 | 0 | 0 | 0 | 0
PG&E GBA | Schulte | 115 | OOS_Wind |  |  | 0 | 0 | 0 | 0 | 0 | 0 | 0 | 0 | 0 | 0 | 0 | 0 | 0 | 0 | 0 | 0 | 0 | 0 | 0 | 0 | 0 | 0 | 0 | 0 | 0 | 0 | 0 | 0
PG&E KERN | Semitropic | 115 | OOS_Wind |  |  | 0 | 0 | 0 | 0 | 0 | 0 | 0 | 0 | 0 | 0 | 0 | 0 | 0 | 0 | 0 | 0 | 0 | 0 | 0 | 0 | 0 | 0 | 0 | 0 | 0 | 0 | 0 | 0
SCE Metro | Serrano | 230 | OOS_Wind |  |  | 0 | 0 | 0 | 0 | 0 | 0 | 0 | 0 | 0 | 0 | 0 | 0 | 0 | 0 | 0 | 0 | 0 | 0 | 0 | 0 | 0 | 0 | 0 | 0 | 0 | 0 | 0 | 0
SCE Metro | Serrano | 500 | OOS_Wind |  |  | 0 | 0 | 0 | 0 | 0 | 0 | 0 | 0 | 0 | 0 | 0 | 0 | 0 | 0 | 0 | 0 | 0 | 0 | 0 | 0 | 0 | 0 | 0 | 0 | 0 | 0 | 0 | 0
SDGE | Shadowridge | 138 | OOS_Wind |  |  | 0 | 0 | 0 | 0 | 0 | 0 | 0 | 0 | 0 | 0 | 0 | 0 | 0 | 0 | 0 | 0 | 0 | 0 | 0 | 0 | 0 | 0 | 0 | 0 | 0 | 0 | 0 | 0
PG&E KERN | Shafter | 115 | OOS_Wind |  |  | 0 | 0 | 0 | 0 | 0 | 0 | 0 | 0 | 0 | 0 | 0 | 0 | 0 | 0 | 0 | 0 | 0 | 0 | 0 | 0 | 0 | 0 | 0 | 0 | 0 | 0 | 0 | 0
PG&E NGBA | Silverado | 115 | OOS_Wind |  |  | 0 | 0 | 0 | 0 | 0 | 0 | 0 | 0 | 0 | 0 | 0 | 0 | 0 | 0 | 0 | 0 | 0 | 0 | 0 | 0 | 0 | 0 | 0 | 0 | 0 | 0 | 0 | 0
SDGE | Silvergate | 230 | OOS_Wind |  |  | 0 | 0 | 0 | 0 | 0 | 0 | 0 | 0 | 0 | 0 | 0 | 0 | 0 | 0 | 0 | 0 | 0 | 0 | 0 | 0 | 0 | 0 | 0 | 0 | 0 | 0 | 0 | 0
PG&E KERN | Sisquoc | 115 | OOS_Wind |  |  | 0 | 0 | 0 | 0 | 0 | 0 | 0 | 0 | 0 | 0 | 0 | 0 | 0 | 0 | 0 | 0 | 0 | 0 | 0 | 0 | 0 | 0 | 0 | 0 | 0 | 0 | 0 | 0
EOP | Sloan Canyon | 230 | OOS_Wind |  |  | 0 | 0 | 0 | 0 | 0 | 0 | 0 | 0 | 0 | 0 | 0 | 0 | 0 | 0 | 0 | 0 | 0 | 0 | 0 | 0 | 0 | 0 | 0 | 0 | 0 | 0 | 0 | 0
EOP | Sloan Canyon | 500 | OOS_Wind |  |  | 0 | 0 | 0 | 0 | 0 | 0 | 0 | 0 | 0 | 0 | 0 | 0 | 0 | 0 | 0 | 0 | 0 | 0 | 0 | 0 | 0 | 0 | 0 | 0 | 0 | 0 | 0 | 0
PG&E KERN | Smyrna | 115 | OOS_Wind |  |  | 0 | 0 | 0 | 0 | 0 | 0 | 0 | 0 | 0 | 0 | 0 | 0 | 0 | 0 | 0 | 0 | 0 | 0 | 0 | 0 | 0 | 0 | 0 | 0 | 0 | 0 | 0 | 0
PG&E GBA | Sobrante | 115 | OOS_Wind |  |  | 0 | 0 | 0 | 0 | 0 | 0 | 0 | 0 | 0 | 0 | 0 | 0 | 0 | 0 | 0 | 0 | 0 | 0 | 0 | 0 | 0 | 0 | 0 | 0 | 0 | 0 | 0 | 0
PG&E GBA | Sobrante | 230 | OOS_Wind |  |  | 0 | 0 | 0 | 0 | 0 | 0 | 0 | 0 | 0 | 0 | 0 | 0 | 0 | 0 | 0 | 0 | 0 | 0 | 0 | 0 | 0 | 0 | 0 | 0 | 0 | 0 | 0 | 0
PG&E KERN | Solar | 230 | OOS_Wind |  |  | 0 | 0 | 0 | 0 | 0 | 0 | 0 | 0 | 0 | 0 | 0 | 0 | 0 | 0 | 0 | 0 | 0 | 0 | 0 | 0 | 0 | 0 | 0 | 0 | 0 | 0 | 0 | 0
PG&E GBA | Soledad | 115 | OOS_Wind |  |  | 0 | 0 | 0 | 0 | 0 | 0 | 0 | 0 | 0 | 0 | 0 | 0 | 0 | 0 | 0 | 0 | 0 | 0 | 0 | 0 | 0 | 0 | 0 | 0 | 0 | 0 | 0 | 0
SCE Northern | Springville | 230 | OOS_Wind |  |  | 0 | 0 | 0 | 0 | 0 | 0 | 0 | 0 | 0 | 0 | 0 | 0 | 0 | 0 | 0 | 0 | 0 | 0 | 0 | 0 | 0 | 0 | 0 | 0 | 0 | 0 | 0 | 0
PG&E GBA | Stagg | 230 | OOS_Wind |  |  | 0 | 0 | 0 | 0 | 0 | 0 | 0 | 0 | 0 | 0 | 0 | 0 | 0 | 0 | 0 | 0 | 0 | 0 | 0 | 0 | 0 | 0 | 0 | 0 | 0 | 0 | 0 | 0
PG&E GBA | Standard Oil | 115 | OOS_Wind |  |  | 0 | 0 | 0 | 0 | 0 | 0 | 0 | 0 | 0 | 0 | 0 | 0 | 0 | 0 | 0 | 0 | 0 | 0 | 0 | 0 | 0 | 0 | 0 | 0 | 0 | 0 | 0 | 0
PG&E GBA | Stanislaus | 115 | OOS_Wind |  |  | 0 | 0 | 0 | 0 | 0 | 0 | 0 | 0 | 0 | 0 | 0 | 0 | 0 | 0 | 0 | 0 | 0 | 0 | 0 | 0 | 0 | 0 | 0 | 0 | 0 | 0 | 0 | 0
PG&E KERN | Stockdale | 115 | OOS_Wind |  |  | 0 | 0 | 0 | 0 | 0 | 0 | 0 | 0 | 0 | 0 | 0 | 0 | 0 | 0 | 0 | 0 | 0 | 0 | 0 | 0 | 0 | 0 | 0 | 0 | 0 | 0 | 0 | 0
PG&E KERN | Stockdale | 230 | OOS_Wind |  |  | 0 | 0 | 0 | 0 | 0 | 0 | 0 | 0 | 0 | 0 | 0 | 0 | 0 | 0 | 0 | 0 | 0 | 0 | 0 | 0 | 0 | 0 | 0 | 0 | 0 | 0 | 0 | 0
PG&E GBA | Stockton A | 115 | OOS_Wind |  |  | 0 | 0 | 0 | 0 | 0 | 0 | 0 | 0 | 0 | 0 | 0 | 0 | 0 | 0 | 0 | 0 | 0 | 0 | 0 | 0 | 0 | 0 | 0 | 0 | 0 | 0 | 0 | 0
PG&E GBA | Stone | 115 | OOS_Wind |  |  | 0 | 0 | 0 | 0 | 0 | 0 | 0 | 0 | 0 | 0 | 0 | 0 | 0 | 0 | 0 | 0 | 0 | 0 | 0 | 0 | 0 | 0 | 0 | 0 | 0 | 0 | 0 | 0
PG&E FRESNO | Storey | 230 | OOS_Wind |  |  | 0 | 0 | 0 | 0 | 0 | 0 | 0 | 0 | 0 | 0 | 0 | 0 | 0 | 0 | 0 | 0 | 0 | 0 | 0 | 0 | 0 | 0 | 0 | 0 | 0 | 0 | 0 | 0
PG&E NGBA | Summit | 115 | OOS_Wind |  |  | 0 | 0 | 0 | 0 | 0 | 0 | 0 | 0 | 0 | 0 | 0 | 0 | 0 | 0 | 0 | 0 | 0 | 0 | 0 | 0 | 0 | 0 | 0 | 0 | 0 | 0 | 0 | 0
SDGE | Suncrest | 230 | OOS_Wind |  |  | 0 | 0 | 0 | 0 | 0 | 0 | 0 | 0 | 0 | 0 | 0 | 0 | 0 | 0 | 0 | 0 | 0 | 0 | 0 | 0 | 0 | 0 | 0 | 0 | 0 | 0 | 0 | 0
SDGE | Suncrest | 500 | OOS_Wind |  |  | 0 | 0 | 0 | 0 | 0 | 0 | 0 | 0 | 0 | 0 | 0 | 0 | 0 | 0 | 0 | 0 | 0 | 0 | 0 | 0 | 0 | 0 | 0 | 0 | 0 | 0 | 0 | 0
PG&E KERN | Sunrise | 230 | OOS_Wind |  |  | 0 | 0 | 0 | 0 | 0 | 0 | 0 | 0 | 0 | 0 | 0 | 0 | 0 | 0 | 0 | 0 | 0 | 0 | 0 | 0 | 0 | 0 | 0 | 0 | 0 | 0 | 0 | 0
PG&E KERN | Sunset | 230 | OOS_Wind |  |  | 0 | 0 | 0 | 0 | 0 | 0 | 0 | 0 | 0 | 0 | 0 | 0 | 0 | 0 | 0 | 0 | 0 | 0 | 0 | 0 | 0 | 0 | 0 | 0 | 0 | 0 | 0 | 0
PG&E GBA | Swift | 115 | OOS_Wind |  |  | 0 | 0 | 0 | 0 | 0 | 0 | 0 | 0 | 0 | 0 | 0 | 0 | 0 | 0 | 0 | 0 | 0 | 0 | 0 | 0 | 0 | 0 | 0 | 0 | 0 | 0 | 0 | 0
SDGE | Sycamore Canyon | 138 | OOS_Wind |  |  | 0 | 0 | 0 | 0 | 0 | 0 | 0 | 0 | 0 | 0 | 0 | 0 | 0 | 0 | 0 | 0 | 0 | 0 | 0 | 0 | 0 | 0 | 0 | 0 | 0 | 0 | 0 | 0
SDGE | Sycamore Canyon | 230 | OOS_Wind |  |  | 0 | 0 | 0 | 0 | 0 | 0 | 0 | 0 | 0 | 0 | 0 | 0 | 0 | 0 | 0 | 0 | 0 | 0 | 0 | 0 | 0 | 0 | 0 | 0 | 0 | 0 | 0 | 0
SCE Northern | Sylmar | 230 | OOS_Wind |  |  | 0 | 0 | 0 | 0 | 0 | 0 | 0 | 0 | 0 | 0 | 0 | 0 | 0 | 0 | 0 | 0 | 0 | 0 | 0 | 0 | 0 | 0 | 0 | 0 | 0 | 0 | 0 | 0
PG&E NGBA | Table Mountain | 115 | OOS_Wind |  |  | 0 | 0 | 0 | 0 | 0 | 0 | 0 | 0 | 0 | 0 | 0 | 0 | 0 | 0 | 0 | 0 | 0 | 0 | 0 | 0 | 0 | 0 | 0 | 0 | 0 | 0 | 0 | 0
PG&E NGBA | Table Mountain | 230 | OOS_Wind |  |  | 0 | 0 | 0 | 0 | 0 | 0 | 0 | 0 | 0 | 0 | 0 | 0 | 0 | 0 | 0 | 0 | 0 | 0 | 0 | 0 | 0 | 0 | 0 | 0 | 0 | 0 | 0 | 0
PG&E NGBA | Table Mountain | 500 | OOS_Wind |  |  | 0 | 0 | 0 | 0 | 0 | 0 | 0 | 0 | 0 | 0 | 0 | 0 | 0 | 0 | 0 | 0 | 0 | 0 | 0 | 0 | 0 | 0 | 0 | 0 | 0 | 0 | 0 | 0
PG&E KERN | Taft | 115 | OOS_Wind |  |  | 0 | 0 | 0 | 0 | 0 | 0 | 0 | 0 | 0 | 0 | 0 | 0 | 0 | 0 | 0 | 0 | 0 | 0 | 0 | 0 | 0 | 0 | 0 | 0 | 0 | 0 | 0 | 0
SDGE | Talega | 138 | OOS_Wind |  |  | 0 | 0 | 0 | 0 | 0 | 0 | 0 | 0 | 0 | 0 | 0 | 0 | 0 | 0 | 0 | 0 | 0 | 0 | 0 | 0 | 0 | 0 | 0 | 0 | 0 | 0 | 0 | 0
SDGE | Talega | 230 | OOS_Wind |  |  | 0 | 0 | 0 | 0 | 0 | 0 | 0 | 0 | 0 | 0 | 0 | 0 | 0 | 0 | 0 | 0 | 0 | 0 | 0 | 0 | 0 | 0 | 0 | 0 | 0 | 0 | 0 | 0
PG&E GBA | Tassajara | 230 | OOS_Wind |  |  | 0 | 0 | 0 | 0 | 0 | 0 | 0 | 0 | 0 | 0 | 0 | 0 | 0 | 0 | 0 | 0 | 0 | 0 | 0 | 0 | 0 | 0 | 0 | 0 | 0 | 0 | 0 | 0
SDGE | Telegraph Canyon | 138 | OOS_Wind |  |  | 0 | 0 | 0 | 0 | 0 | 0 | 0 | 0 | 0 | 0 | 0 | 0 | 0 | 0 | 0 | 0 | 0 | 0 | 0 | 0 | 0 | 0 | 0 | 0 | 0 | 0 | 0 | 0
PG&E KERN | Temblor | 115 | OOS_Wind |  |  | 0 | 0 | 0 | 0 | 0 | 0 | 0 | 0 | 0 | 0 | 0 | 0 | 0 | 0 | 0 | 0 | 0 | 0 | 0 | 0 | 0 | 0 | 0 | 0 | 0 | 0 | 0 | 0
PG&E KERN | Templeton | 230 | OOS_Wind |  |  | 0 | 0 | 0 | 0 | 0 | 0 | 0 | 0 | 0 | 0 | 0 | 0 | 0 | 0 | 0 | 0 | 0 | 0 | 0 | 0 | 0 | 0 | 0 | 0 | 0 | 0 | 0 | 0
PG&E GBA | Tesla | 115 | OOS_Wind |  |  | 0 | 0 | 0 | 0 | 0 | 0 | 0 | 0 | 0 | 0 | 0 | 0 | 0 | 0 | 0 | 0 | 0 | 0 | 0 | 0 | 0 | 0 | 0 | 0 | 0 | 0 | 0 | 0
PG&E GBA | Tesla | 230 | OOS_Wind |  |  | 0 | 0 | 0 | 0 | 0 | 0 | 0 | 0 | 0 | 0 | 0 | 0 | 0 | 0 | 0 | 0 | 0 | 0 | 0 | 0 | 0 | 0 | 0 | 0 | 0 | 0 | 0 | 0
PG&E GBA | Tesla | 500 | OOS_Wind | YES | Wyoming Wind | 1 | 0 | 0 | 0 | 0 | 0 | 0 | 0 | 0 | 0 | 0 | 0 | 0 | 0 | 0 | 0 | 1707 | 0 | 1707 | 1707 | 0 | 1707 | 0 | 0 | 0 | 1707 | 0 | 1707
PG&E KERN | Tevis | 115 | OOS_Wind |  |  | 0 | 0 | 0 | 0 | 0 | 0 | 0 | 0 | 0 | 0 | 0 | 0 | 0 | 0 | 0 | 0 | 0 | 0 | 0 | 0 | 0 | 0 | 0 | 0 | 0 | 0 | 0 | 0
EOP | Thousandaire | 138 | OOS_Wind |  |  | 0 | 0 | 0 | 0 | 0 | 0 | 0 | 0 | 0 | 0 | 0 | 0 | 0 | 0 | 0 | 0 | 0 | 0 | 0 | 0 | 0 | 0 | 0 | 0 | 0 | 0 | 0 | 0
PG&E KERN | Topaz | 230 | OOS_Wind |  |  | 0 | 0 | 0 | 0 | 0 | 0 | 0 | 0 | 0 | 0 | 0 | 0 | 0 | 0 | 0 | 0 | 0 | 0 | 0 | 0 | 0 | 0 | 0 | 0 | 0 | 0 | 0 | 0
SCE NOL | Tortilla | 115 | OOS_Wind |  |  | 0 | 0 | 0 | 0 | 0 | 0 | 0 | 0 | 0 | 0 | 0 | 0 | 0 | 0 | 0 | 0 | 0 | 0 | 0 | 0 | 0 | 0 | 0 | 0 | 0 | 0 | 0 | 0
SDGE | Trabuco | 138 | OOS_Wind |  |  | 0 | 0 | 0 | 0 | 0 | 0 | 0 | 0 | 0 | 0 | 0 | 0 | 0 | 0 | 0 | 0 | 0 | 0 | 0 | 0 | 0 | 0 | 0 | 0 | 0 | 0 | 0 | 0
PG&E GBA | Tracy | 115 | OOS_Wind |  |  | 0 | 0 | 0 | 0 | 0 | 0 | 0 | 0 | 0 | 0 | 0 | 0 | 0 | 0 | 0 | 0 | 0 | 0 | 0 | 0 | 0 | 0 | 0 | 0 | 0 | 0 | 0 | 0
PG&E FRESNO | Tranquility | 230 | OOS_Wind |  |  | 0 | 0 | 0 | 0 | 0 | 0 | 0 | 0 | 0 | 0 | 0 | 0 | 0 | 0 | 0 | 0 | 0 | 0 | 0 | 0 | 0 | 0 | 0 | 0 | 0 | 0 | 0 | 0
PG&E GBA | Trimble | 115 | OOS_Wind |  |  | 0 | 0 | 0 | 0 | 0 | 0 | 0 | 0 | 0 | 0 | 0 | 0 | 0 | 0 | 0 | 0 | 0 | 0 | 0 | 0 | 0 | 0 | 0 | 0 | 0 | 0 | 0 | 0
EOP | Trout Canyon | 230 | OOS_Wind |  |  | 0 | 0 | 0 | 0 | 0 | 0 | 0 | 0 | 0 | 0 | 0 | 0 | 0 | 0 | 0 | 0 | 0 | 0 | 0 | 0 | 0 | 0 | 0 | 0 | 0 | 0 | 0 | 0
EOP | Trout Canyon | 500 | OOS_Wind |  |  | 0 | 0 | 0 | 0 | 0 | 0 | 0 | 0 | 0 | 0 | 0 | 0 | 0 | 0 | 0 | 0 | 0 | 0 | 0 | 0 | 0 | 0 | 0 | 0 | 0 | 0 | 0 | 0
PG&E NGBA | Tulucay | 230 | OOS_Wind |  |  | 0 | 0 | 0 | 0 | 0 | 0 | 0 | 0 | 0 | 0 | 0 | 0 | 0 | 0 | 0 | 0 | 0 | 0 | 0 | 0 | 0 | 0 | 0 | 0 | 0 | 0 | 0 | 0
PG&E KERN | Tupman | 115 | OOS_Wind |  |  | 0 | 0 | 0 | 0 | 0 | 0 | 0 | 0 | 0 | 0 | 0 | 0 | 0 | 0 | 0 | 0 | 0 | 0 | 0 | 0 | 0 | 0 | 0 | 0 | 0 | 0 | 0 | 0
PG&E NGBA | Ukiah | 115 | OOS_Wind |  |  | 0 | 0 | 0 | 0 | 0 | 0 | 0 | 0 | 0 | 0 | 0 | 0 | 0 | 0 | 0 | 0 | 0 | 0 | 0 | 0 | 0 | 0 | 0 | 0 | 0 | 0 | 0 | 0
PG&E NGBA | Vaca Dixon | 115 | OOS_Wind |  |  | 0 | 0 | 0 | 0 | 0 | 0 | 0 | 0 | 0 | 0 | 0 | 0 | 0 | 0 | 0 | 0 | 0 | 0 | 0 | 0 | 0 | 0 | 0 | 0 | 0 | 0 | 0 | 0
PG&E NGBA | Vaca Dixon | 230 | OOS_Wind |  |  | 0 | 0 | 0 | 0 | 0 | 0 | 0 | 0 | 0 | 0 | 0 | 0 | 0 | 0 | 0 | 0 | 0 | 0 | 0 | 0 | 0 | 0 | 0 | 0 | 0 | 0 | 0 | 0
PG&E NGBA | Vaca Dixon | 500 | OOS_Wind |  |  | 0 | 0 | 0 | 0 | 0 | 0 | 0 | 0 | 0 | 0 | 0 | 0 | 0 | 0 | 0 | 0 | 0 | 0 | 0 | 0 | 0 | 0 | 0 | 0 | 0 | 0 | 0 | 0
SCE Eastern | Valley (SCE) | 500 | OOS_Wind |  |  | 0 | 0 | 0 | 0 | 0 | 0 | 0 | 0 | 0 | 0 | 0 | 0 | 0 | 0 | 0 | 0 | 0 | 0 | 0 | 0 | 0 | 0 | 0 | 0 | 0 | 0 | 0 | 0
EOP | Valley (VEA) | 138 | OOS_Wind |  |  | 0 | 0 | 0 | 0 | 0 | 0 | 0 | 0 | 0 | 0 | 0 | 0 | 0 | 0 | 0 | 0 | 0 | 0 | 0 | 0 | 0 | 0 | 0 | 0 | 0 | 0 | 0 | 0
PG&E GBA | Valley Home | 115 | OOS_Wind |  |  | 0 | 0 | 0 | 0 | 0 | 0 | 0 | 0 | 0 | 0 | 0 | 0 | 0 | 0 | 0 | 0 | 0 | 0 | 0 | 0 | 0 | 0 | 0 | 0 | 0 | 0 | 0 | 0
PG&E GBA | Valley Springs | 230 | OOS_Wind |  |  | 0 | 0 | 0 | 0 | 0 | 0 | 0 | 0 | 0 | 0 | 0 | 0 | 0 | 0 | 0 | 0 | 0 | 0 | 0 | 0 | 0 | 0 | 0 | 0 | 0 | 0 | 0 | 0
EOP | Valley Switch | 138 | OOS_Wind |  |  | 0 | 0 | 0 | 0 | 0 | 0 | 0 | 0 | 0 | 0 | 0 | 0 | 0 | 0 | 0 | 0 | 0 | 0 | 0 | 0 | 0 | 0 | 0 | 0 | 0 | 0 | 0 | 0
EOP | Valley Switch | 230 | OOS_Wind |  |  | 0 | 0 | 0 | 0 | 0 | 0 | 0 | 0 | 0 | 0 | 0 | 0 | 0 | 0 | 0 | 0 | 0 | 0 | 0 | 0 | 0 | 0 | 0 | 0 | 0 | 0 | 0 | 0
PG&E GBA | Vasco | 230 | OOS_Wind |  |  | 0 | 0 | 0 | 0 | 0 | 0 | 0 | 0 | 0 | 0 | 0 | 0 | 0 | 0 | 0 | 0 | 0 | 0 | 0 | 0 | 0 | 0 | 0 | 0 | 0 | 0 | 0 | 0
PG&E GBA | Vasona | 230 | OOS_Wind |  |  | 0 | 0 | 0 | 0 | 0 | 0 | 0 | 0 | 0 | 0 | 0 | 0 | 0 | 0 | 0 | 0 | 0 | 0 | 0 | 0 | 0 | 0 | 0 | 0 | 0 | 0 | 0 | 0
SCE Northern | Vestal | 230 | OOS_Wind |  |  | 0 | 0 | 0 | 0 | 0 | 0 | 0 | 0 | 0 | 0 | 0 | 0 | 0 | 0 | 0 | 0 | 0 | 0 | 0 | 0 | 0 | 0 | 0 | 0 | 0 | 0 | 0 | 0
SCE NOL | Victor | 115 | OOS_Wind |  |  | 0 | 0 | 0 | 0 | 0 | 0 | 0 | 0 | 0 | 0 | 0 | 0 | 0 | 0 | 0 | 0 | 0 | 0 | 0 | 0 | 0 | 0 | 0 | 0 | 0 | 0 | 0 | 0
SCE NOL | Victor | 230 | OOS_Wind |  |  | 0 | 0 | 0 | 0 | 0 | 0 | 0 | 0 | 0 | 0 | 0 | 0 | 0 | 0 | 0 | 0 | 0 | 0 | 0 | 0 | 0 | 0 | 0 | 0 | 0 | 0 | 0 | 0
SCE Metro | Viejo | 230 | OOS_Wind |  |  | 0 | 0 | 0 | 0 | 0 | 0 | 0 | 0 | 0 | 0 | 0 | 0 | 0 | 0 | 0 | 0 | 0 | 0 | 0 | 0 | 0 | 0 | 0 | 0 | 0 | 0 | 0 | 0
PG&E GBA | Vierra | 115 | OOS_Wind |  |  | 0 | 0 | 0 | 0 | 0 | 0 | 0 | 0 | 0 | 0 | 0 | 0 | 0 | 0 | 0 | 0 | 0 | 0 | 0 | 0 | 0 | 0 | 0 | 0 | 0 | 0 | 0 | 0
SCE Metro | Villa Park | 230 | OOS_Wind |  |  | 0 | 0 | 0 | 0 | 0 | 0 | 0 | 0 | 0 | 0 | 0 | 0 | 0 | 0 | 0 | 0 | 0 | 0 | 0 | 0 | 0 | 0 | 0 | 0 | 0 | 0 | 0 | 0
SCE Northern | Vincent | 230 | OOS_Wind |  |  | 0 | 0 | 0 | 0 | 0 | 0 | 0 | 0 | 0 | 0 | 0 | 0 | 0 | 0 | 0 | 0 | 0 | 0 | 0 | 0 | 0 | 0 | 0 | 0 | 0 | 0 | 0 | 0
SCE Northern | Vincent | 500 | OOS_Wind |  |  | 0 | 0 | 0 | 0 | 0 | 0 | 0 | 0 | 0 | 0 | 0 | 0 | 0 | 0 | 0 | 0 | 0 | 0 | 0 | 0 | 0 | 0 | 0 | 0 | 0 | 0 | 0 | 0
PG&E GBA | Vineyard | 230 | OOS_Wind |  |  | 0 | 0 | 0 | 0 | 0 | 0 | 0 | 0 | 0 | 0 | 0 | 0 | 0 | 0 | 0 | 0 | 0 | 0 | 0 | 0 | 0 | 0 | 0 | 0 | 0 | 0 | 0 | 0
SCE Eastern | Vista (SCE) | 230 | OOS_Wind |  |  | 0 | 0 | 0 | 0 | 0 | 0 | 0 | 0 | 0 | 0 | 0 | 0 | 0 | 0 | 0 | 0 | 0 | 0 | 0 | 0 | 0 | 0 | 0 | 0 | 0 | 0 | 0 | 0
EOP | Vista (VEA) | 138 | OOS_Wind |  |  | 0 | 0 | 0 | 0 | 0 | 0 | 0 | 0 | 0 | 0 | 0 | 0 | 0 | 0 | 0 | 0 | 0 | 0 | 0 | 0 | 0 | 0 | 0 | 0 | 0 | 0 | 0 | 0
EOP | Vista (VEA) | 230 | OOS_Wind |  |  | 0 | 0 | 0 | 0 | 0 | 0 | 0 | 0 | 0 | 0 | 0 | 0 | 0 | 0 | 0 | 0 | 0 | 0 | 0 | 0 | 0 | 0 | 0 | 0 | 0 | 0 | 0 | 0
PG&E FRESNO | Wahtoke | 115 | OOS_Wind |  |  | 0 | 0 | 0 | 0 | 0 | 0 | 0 | 0 | 0 | 0 | 0 | 0 | 0 | 0 | 0 | 0 | 0 | 0 | 0 | 0 | 0 | 0 | 0 | 0 | 0 | 0 | 0 | 0
SCE Metro | Walnut | 230 | OOS_Wind |  |  | 0 | 0 | 0 | 0 | 0 | 0 | 0 | 0 | 0 | 0 | 0 | 0 | 0 | 0 | 0 | 0 | 0 | 0 | 0 | 0 | 0 | 0 | 0 | 0 | 0 | 0 | 0 | 0
SCE Northern | Warne | 230 | OOS_Wind |  |  | 0 | 0 | 0 | 0 | 0 | 0 | 0 | 0 | 0 | 0 | 0 | 0 | 0 | 0 | 0 | 0 | 0 | 0 | 0 | 0 | 0 | 0 | 0 | 0 | 0 | 0 | 0 | 0
PG&E GBA | Warnerville | 230 | OOS_Wind |  |  | 0 | 0 | 0 | 0 | 0 | 0 | 0 | 0 | 0 | 0 | 0 | 0 | 0 | 0 | 0 | 0 | 0 | 0 | 0 | 0 | 0 | 0 | 0 | 0 | 0 | 0 | 0 | 0
PG&E FRESNO | Waukena | 115 | OOS_Wind |  |  | 0 | 0 | 0 | 0 | 0 | 0 | 0 | 0 | 0 | 0 | 0 | 0 | 0 | 0 | 0 | 0 | 0 | 0 | 0 | 0 | 0 | 0 | 0 | 0 | 0 | 0 | 0 | 0
PG&E GBA | Weber | 230 | OOS_Wind |  |  | 0 | 0 | 0 | 0 | 0 | 0 | 0 | 0 | 0 | 0 | 0 | 0 | 0 | 0 | 0 | 0 | 0 | 0 | 0 | 0 | 0 | 0 | 0 | 0 | 0 | 0 | 0 | 0
PG&E FRESNO | West Fresno | 115 | OOS_Wind |  |  | 0 | 0 | 0 | 0 | 0 | 0 | 0 | 0 | 0 | 0 | 0 | 0 | 0 | 0 | 0 | 0 | 0 | 0 | 0 | 0 | 0 | 0 | 0 | 0 | 0 | 0 | 0 | 0
PG&E FRESNO | Westley | 230 | OOS_Wind |  |  | 0 | 0 | 0 | 0 | 0 | 0 | 0 | 0 | 0 | 0 | 0 | 0 | 0 | 0 | 0 | 0 | 0 | 0 | 0 | 0 | 0 | 0 | 0 | 0 | 0 | 0 | 0 | 0
PG&E KERN | Westpark | 115 | OOS_Wind |  |  | 0 | 0 | 0 | 0 | 0 | 0 | 0 | 0 | 0 | 0 | 0 | 0 | 0 | 0 | 0 | 0 | 0 | 0 | 0 | 0 | 0 | 0 | 0 | 0 | 0 | 0 | 0 | 0
PG&E KERN | Wheeler Ridge | 230 | OOS_Wind |  |  | 0 | 0 | 0 | 0 | 0 | 0 | 0 | 0 | 0 | 0 | 0 | 0 | 0 | 0 | 0 | 0 | 0 | 0 | 0 | 0 | 0 | 0 | 0 | 0 | 0 | 0 | 0 | 0
PG&E KERN | Wheeler Ridge | 115 | OOS_Wind |  |  | 0 | 0 | 0 | 0 | 0 | 0 | 0 | 0 | 0 | 0 | 0 | 0 | 0 | 0 | 0 | 0 | 0 | 0 | 0 | 0 | 0 | 0 | 0 | 0 | 0 | 0 | 0 | 0
SCE Northern | Whirlwind | 230 | OOS_Wind |  |  | 0 | 0 | 0 | 0 | 0 | 0 | 0 | 0 | 0 | 0 | 0 | 0 | 0 | 0 | 0 | 0 | 0 | 0 | 0 | 0 | 0 | 0 | 0 | 0 | 0 | 0 | 0 | 0
SCE Northern | Whirlwind | 500 | OOS_Wind |  |  | 0 | 0 | 0 | 0 | 0 | 0 | 0 | 0 | 0 | 0 | 0 | 0 | 0 | 0 | 0 | 0 | 0 | 0 | 0 | 0 | 0 | 0 | 0 | 0 | 0 | 0 | 0 | 0
PG&E GBA | Whisman | 115 | OOS_Wind |  |  | 0 | 0 | 0 | 0 | 0 | 0 | 0 | 0 | 0 | 0 | 0 | 0 | 0 | 0 | 0 | 0 | 0 | 0 | 0 | 0 | 0 | 0 | 0 | 0 | 0 | 0 | 0 | 0
SCE Eastern | Wildlife | 230 | OOS_Wind |  |  | 0 | 0 | 0 | 0 | 0 | 0 | 0 | 0 | 0 | 0 | 0 | 0 | 0 | 0 | 0 | 0 | 0 | 0 | 0 | 0 | 0 | 0 | 0 | 0 | 0 | 0 | 0 | 0
PG&E FRESNO | Wilson | 115 | OOS_Wind |  |  | 0 | 0 | 0 | 0 | 0 | 0 | 0 | 0 | 0 | 0 | 0 | 0 | 0 | 0 | 0 | 0 | 0 | 0 | 0 | 0 | 0 | 0 | 0 | 0 | 0 | 0 | 0 | 0
PG&E FRESNO | Wilson | 230 | OOS_Wind |  |  | 0 | 0 | 0 | 0 | 0 | 0 | 0 | 0 | 0 | 0 | 0 | 0 | 0 | 0 | 0 | 0 | 0 | 0 | 0 | 0 | 0 | 0 | 0 | 0 | 0 | 0 | 0 | 0
SCE Northern | Windhub | 230 | OOS_Wind |  |  | 0 | 0 | 0 | 0 | 0 | 0 | 0 | 0 | 0 | 0 | 0 | 0 | 0 | 0 | 0 | 0 | 0 | 0 | 0 | 0 | 0 | 0 | 0 | 0 | 0 | 0 | 0 | 0
SCE Northern | Windhub | 500 | OOS_Wind |  |  | 0 | 0 | 0 | 0 | 0 | 0 | 0 | 0 | 0 | 0 | 0 | 0 | 0 | 0 | 0 | 0 | 0 | 0 | 0 | 0 | 0 | 0 | 0 | 0 | 0 | 0 | 0 | 0
PG&E GBA | Windmaster | 230 | OOS_Wind |  |  | 0 | 0 | 0 | 0 | 0 | 0 | 0 | 0 | 0 | 0 | 0 | 0 | 0 | 0 | 0 | 0 | 0 | 0 | 0 | 0 | 0 | 0 | 0 | 0 | 0 | 0 | 0 | 0
PG&E NGBA | Woodland | 115 | OOS_Wind |  |  | 0 | 0 | 0 | 0 | 0 | 0 | 0 | 0 | 0 | 0 | 0 | 0 | 0 | 0 | 0 | 0 | 0 | 0 | 0 | 0 | 0 | 0 | 0 | 0 | 0 | 0 | 0 | 0
PG&E FRESNO | Woodward | 115 | OOS_Wind |  |  | 0 | 0 | 0 | 0 | 0 | 0 | 0 | 0 | 0 | 0 | 0 | 0 | 0 | 0 | 0 | 0 | 0 | 0 | 0 | 0 | 0 | 0 | 0 | 0 | 0 | 0 | 0 | 0
PG&E NGBA | Wyandotte | 115 | OOS_Wind |  |  | 0 | 0 | 0 | 0 | 0 | 0 | 0 | 0 | 0 | 0 | 0 | 0 | 0 | 0 | 0 | 0 | 0 | 0 | 0 | 0 | 0 | 0 | 0 | 0 | 0 | 0 | 0 | 0
PG&E KERN | 7th Standard | 115 | Offshore_Wind |  |  | 0 | 0 | 0 | 0 | 0 | 0 | 0 | 0 | 0 | 0 | 0 | 0 | 0 | 0 | 0 | 0 | 0 | 0 | 0 | 0 | 0 | 0 | 0 | 0 | 0 | 0 | 0 | 0
SCE Metro | Alamitos | 230 | Offshore_Wind |  |  | 0 | 0 | 0 | 0 | 0 | 0 | 0 | 0 | 0 | 0 | 0 | 0 | 0 | 0 | 0 | 0 | 0 | 0 | 0 | 0 | 0 | 0 | 0 | 0 | 0 | 0 | 0 | 0
SCE Eastern | Alberhill | 115 | Offshore_Wind |  |  | 0 | 0 | 0 | 0 | 0 | 0 | 0 | 0 | 0 | 0 | 0 | 0 | 0 | 0 | 0 | 0 | 0 | 0 | 0 | 0 | 0 | 0 | 0 | 0 | 0 | 0 | 0 | 0
SCE Eastern | Alberhill | 500 | Offshore_Wind |  |  | 0 | 0 | 0 | 0 | 0 | 0 | 0 | 0 | 0 | 0 | 0 | 0 | 0 | 0 | 0 | 0 | 0 | 0 | 0 | 0 | 0 | 0 | 0 | 0 | 0 | 0 | 0 | 0
PG&E GBA | Alhambra | 115 | Offshore_Wind |  |  | 0 | 0 | 0 | 0 | 0 | 0 | 0 | 0 | 0 | 0 | 0 | 0 | 0 | 0 | 0 | 0 | 0 | 0 | 0 | 0 | 0 | 0 | 0 | 0 | 0 | 0 | 0 | 0
PG&E FRESNO | Alpaugh | 115 | Offshore_Wind |  |  | 0 | 0 | 0 | 0 | 0 | 0 | 0 | 0 | 0 | 0 | 0 | 0 | 0 | 0 | 0 | 0 | 0 | 0 | 0 | 0 | 0 | 0 | 0 | 0 | 0 | 0 | 0 | 0
PG&E GBA | Altamont Midway (Sandhill) | 230 | Offshore_Wind |  |  | 0 | 0 | 0 | 0 | 0 | 0 | 0 | 0 | 0 | 0 | 0 | 0 | 0 | 0 | 0 | 0 | 0 | 0 | 0 | 0 | 0 | 0 | 0 | 0 | 0 | 0 | 0 | 0
SCE Northern | Antelope | 230 | Offshore_Wind |  |  | 0 | 0 | 0 | 0 | 0 | 0 | 0 | 0 | 0 | 0 | 0 | 0 | 0 | 0 | 0 | 0 | 0 | 0 | 0 | 0 | 0 | 0 | 0 | 0 | 0 | 0 | 0 | 0
SCE Northern | Antelope | 500 | Offshore_Wind |  |  | 0 | 0 | 0 | 0 | 0 | 0 | 0 | 0 | 0 | 0 | 0 | 0 | 0 | 0 | 0 | 0 | 0 | 0 | 0 | 0 | 0 | 0 | 0 | 0 | 0 | 0 | 0 | 0
PG&E KERN | Arco | 230 | Offshore_Wind |  |  | 0 | 0 | 0 | 0 | 0 | 0 | 0 | 0 | 0 | 0 | 0 | 0 | 0 | 0 | 0 | 0 | 0 | 0 | 0 | 0 | 0 | 0 | 0 | 0 | 0 | 0 | 0 | 0
SCE Metro | ArcoGen | 230 | Offshore_Wind |  |  | 0 | 0 | 0 | 0 | 0 | 0 | 0 | 0 | 0 | 0 | 0 | 0 | 0 | 0 | 0 | 0 | 0 | 0 | 0 | 0 | 0 | 0 | 0 | 0 | 0 | 0 | 0 | 0
SDGE | Artesian | 230 | Offshore_Wind |  |  | 0 | 0 | 0 | 0 | 0 | 0 | 0 | 0 | 0 | 0 | 0 | 0 | 0 | 0 | 0 | 0 | 0 | 0 | 0 | 0 | 0 | 0 | 0 | 0 | 0 | 0 | 0 | 0
PG&E FRESNO | Ashlan | 230 | Offshore_Wind |  |  | 0 | 0 | 0 | 0 | 0 | 0 | 0 | 0 | 0 | 0 | 0 | 0 | 0 | 0 | 0 | 0 | 0 | 0 | 0 | 0 | 0 | 0 | 0 | 0 | 0 | 0 | 0 | 0
PG&E NGBA | Atlantic | 115 | Offshore_Wind |  |  | 0 | 0 | 0 | 0 | 0 | 0 | 0 | 0 | 0 | 0 | 0 | 0 | 0 | 0 | 0 | 0 | 0 | 0 | 0 | 0 | 0 | 0 | 0 | 0 | 0 | 0 | 0 | 0
PG&E NGBA | Atlantic | 230 | Offshore_Wind |  |  | 0 | 0 | 0 | 0 | 0 | 0 | 0 | 0 | 0 | 0 | 0 | 0 | 0 | 0 | 0 | 0 | 0 | 0 | 0 | 0 | 0 | 0 | 0 | 0 | 0 | 0 | 0 | 0
PG&E FRESNO | Atwater | 115 | Offshore_Wind |  |  | 0 | 0 | 0 | 0 | 0 | 0 | 0 | 0 | 0 | 0 | 0 | 0 | 0 | 0 | 0 | 0 | 0 | 0 | 0 | 0 | 0 | 0 | 0 | 0 | 0 | 0 | 0 | 0
PG&E GBA | Avena | 115 | Offshore_Wind |  |  | 0 | 0 | 0 | 0 | 0 | 0 | 0 | 0 | 0 | 0 | 0 | 0 | 0 | 0 | 0 | 0 | 0 | 0 | 0 | 0 | 0 | 0 | 0 | 0 | 0 | 0 | 0 | 0
PG&E NGBA | Bahia | 230 | Offshore_Wind |  |  | 0 | 0 | 0 | 0 | 0 | 0 | 0 | 0 | 0 | 0 | 0 | 0 | 0 | 0 | 0 | 0 | 0 | 0 | 0 | 0 | 0 | 0 | 0 | 0 | 0 | 0 | 0 | 0
SCE Northern | Bailey | 230 | Offshore_Wind |  |  | 0 | 0 | 0 | 0 | 0 | 0 | 0 | 0 | 0 | 0 | 0 | 0 | 0 | 0 | 0 | 0 | 0 | 0 | 0 | 0 | 0 | 0 | 0 | 0 | 0 | 0 | 0 | 0
SCE NOL | Baker | 115 | Offshore_Wind |  |  | 0 | 0 | 0 | 0 | 0 | 0 | 0 | 0 | 0 | 0 | 0 | 0 | 0 | 0 | 0 | 0 | 0 | 0 | 0 | 0 | 0 | 0 | 0 | 0 | 0 | 0 | 0 | 0
PG&E KERN | Bakersfield | 230 | Offshore_Wind |  |  | 0 | 0 | 0 | 0 | 0 | 0 | 0 | 0 | 0 | 0 | 0 | 0 | 0 | 0 | 0 | 0 | 0 | 0 | 0 | 0 | 0 | 0 | 0 | 0 | 0 | 0 | 0 | 0
PG&E FRESNO | Balch | 230 | Offshore_Wind |  |  | 0 | 0 | 0 | 0 | 0 | 0 | 0 | 0 | 0 | 0 | 0 | 0 | 0 | 0 | 0 | 0 | 0 | 0 | 0 | 0 | 0 | 0 | 0 | 0 | 0 | 0 | 0 | 0
SCE Eastern | Bannister | 230 | Offshore_Wind |  |  | 0 | 0 | 0 | 0 | 0 | 0 | 0 | 0 | 0 | 0 | 0 | 0 | 0 | 0 | 0 | 0 | 0 | 0 | 0 | 0 | 0 | 0 | 0 | 0 | 0 | 0 | 0 | 0
SCE Metro | Barre | 230 | Offshore_Wind |  |  | 0 | 0 | 0 | 0 | 0 | 0 | 0 | 0 | 0 | 0 | 0 | 0 | 0 | 0 | 0 | 0 | 0 | 0 | 0 | 0 | 0 | 0 | 0 | 0 | 0 | 0 | 0 | 0
SDGE | Bay Boulevard | 230 | Offshore_Wind |  |  | 0 | 0 | 0 | 0 | 0 | 0 | 0 | 0 | 0 | 0 | 0 | 0 | 0 | 0 | 0 | 0 | 0 | 0 | 0 | 0 | 0 | 0 | 0 | 0 | 0 | 0 | 0 | 0
EOP | Beatty | 138 | Offshore_Wind |  |  | 0 | 0 | 0 | 0 | 0 | 0 | 0 | 0 | 0 | 0 | 0 | 0 | 0 | 0 | 0 | 0 | 0 | 0 | 0 | 0 | 0 | 0 | 0 | 0 | 0 | 0 | 0 | 0
EOP | Beatty | 230 | Offshore_Wind |  |  | 0 | 0 | 0 | 0 | 0 | 0 | 0 | 0 | 0 | 0 | 0 | 0 | 0 | 0 | 0 | 0 | 0 | 0 | 0 | 0 | 0 | 0 | 0 | 0 | 0 | 0 | 0 | 0
PG&E NGBA | Belden | 230 | Offshore_Wind |  |  | 0 | 0 | 0 | 0 | 0 | 0 | 0 | 0 | 0 | 0 | 0 | 0 | 0 | 0 | 0 | 0 | 0 | 0 | 0 | 0 | 0 | 0 | 0 | 0 | 0 | 0 | 0 | 0
PG&E NGBA | Bell | 115 | Offshore_Wind |  |  | 0 | 0 | 0 | 0 | 0 | 0 | 0 | 0 | 0 | 0 | 0 | 0 | 0 | 0 | 0 | 0 | 0 | 0 | 0 | 0 | 0 | 0 | 0 | 0 | 0 | 0 | 0 | 0
PG&E NGBA | Bellevue | 115 | Offshore_Wind |  |  | 0 | 0 | 0 | 0 | 0 | 0 | 0 | 0 | 0 | 0 | 0 | 0 | 0 | 0 | 0 | 0 | 0 | 0 | 0 | 0 | 0 | 0 | 0 | 0 | 0 | 0 | 0 | 0
PG&E GBA | Bellota | 115 | Offshore_Wind |  |  | 0 | 0 | 0 | 0 | 0 | 0 | 0 | 0 | 0 | 0 | 0 | 0 | 0 | 0 | 0 | 0 | 0 | 0 | 0 | 0 | 0 | 0 | 0 | 0 | 0 | 0 | 0 | 0
PG&E GBA | Bellota | 230 | Offshore_Wind |  |  | 0 | 0 | 0 | 0 | 0 | 0 | 0 | 0 | 0 | 0 | 0 | 0 | 0 | 0 | 0 | 0 | 0 | 0 | 0 | 0 | 0 | 0 | 0 | 0 | 0 | 0 | 0 | 0
SCE Northern | Big Creek | 230 | Offshore_Wind |  |  | 0 | 0 | 0 | 0 | 0 | 0 | 0 | 0 | 0 | 0 | 0 | 0 | 0 | 0 | 0 | 0 | 0 | 0 | 0 | 0 | 0 | 0 | 0 | 0 | 0 | 0 | 0 | 0
PG&E GBA | Birds Landing | 230 | Offshore_Wind |  |  | 0 | 0 | 0 | 0 | 0 | 0 | 0 | 0 | 0 | 0 | 0 | 0 | 0 | 0 | 0 | 0 | 0 | 0 | 0 | 0 | 0 | 0 | 0 | 0 | 0 | 0 | 0 | 0
SCE Eastern | Blythe | 161 | Offshore_Wind |  |  | 0 | 0 | 0 | 0 | 0 | 0 | 0 | 0 | 0 | 0 | 0 | 0 | 0 | 0 | 0 | 0 | 0 | 0 | 0 | 0 | 0 | 0 | 0 | 0 | 0 | 0 | 0 | 0
PG&E NGBA | Bogue | 115 | Offshore_Wind |  |  | 0 | 0 | 0 | 0 | 0 | 0 | 0 | 0 | 0 | 0 | 0 | 0 | 0 | 0 | 0 | 0 | 0 | 0 | 0 | 0 | 0 | 0 | 0 | 0 | 0 | 0 | 0 | 0
PG&E FRESNO | Borden | 230 | Offshore_Wind |  |  | 0 | 0 | 0 | 0 | 0 | 0 | 0 | 0 | 0 | 0 | 0 | 0 | 0 | 0 | 0 | 0 | 0 | 0 | 0 | 0 | 0 | 0 | 0 | 0 | 0 | 0 | 0 | 0
SDGE | Boulevard East | 138 | Offshore_Wind |  |  | 0 | 0 | 0 | 0 | 0 | 0 | 0 | 0 | 0 | 0 | 0 | 0 | 0 | 0 | 0 | 0 | 0 | 0 | 0 | 0 | 0 | 0 | 0 | 0 | 0 | 0 | 0 | 0
PG&E GBA | Brentwood | 230 | Offshore_Wind |  |  | 0 | 0 | 0 | 0 | 0 | 0 | 0 | 0 | 0 | 0 | 0 | 0 | 0 | 0 | 0 | 0 | 0 | 0 | 0 | 0 | 0 | 0 | 0 | 0 | 0 | 0 | 0 | 0
PG&E NGBA | Bridgeville | 115 | Offshore_Wind |  |  | 0 | 0 | 0 | 0 | 0 | 0 | 0 | 0 | 0 | 0 | 0 | 0 | 0 | 0 | 0 | 0 | 0 | 0 | 0 | 0 | 0 | 0 | 0 | 0 | 0 | 0 | 0 | 0
PG&E NGBA | Brighton | 115 | Offshore_Wind |  |  | 0 | 0 | 0 | 0 | 0 | 0 | 0 | 0 | 0 | 0 | 0 | 0 | 0 | 0 | 0 | 0 | 0 | 0 | 0 | 0 | 0 | 0 | 0 | 0 | 0 | 0 | 0 | 0
PG&E NGBA | Brighton | 230 | Offshore_Wind |  |  | 0 | 0 | 0 | 0 | 0 | 0 | 0 | 0 | 0 | 0 | 0 | 0 | 0 | 0 | 0 | 0 | 0 | 0 | 0 | 0 | 0 | 0 | 0 | 0 | 0 | 0 | 0 | 0
PG&E NGBA | Brunswick | 115 | Offshore_Wind |  |  | 0 | 0 | 0 | 0 | 0 | 0 | 0 | 0 | 0 | 0 | 0 | 0 | 0 | 0 | 0 | 0 | 0 | 0 | 0 | 0 | 0 | 0 | 0 | 0 | 0 | 0 | 0 | 0
PG&E NGBA | Bucks Creek | 230 | Offshore_Wind |  |  | 0 | 0 | 0 | 0 | 0 | 0 | 0 | 0 | 0 | 0 | 0 | 0 | 0 | 0 | 0 | 0 | 0 | 0 | 0 | 0 | 0 | 0 | 0 | 0 | 0 | 0 | 0 | 0
PG&E KERN | Buena Vista | 230 | Offshore_Wind |  |  | 0 | 0 | 0 | 0 | 0 | 0 | 0 | 0 | 0 | 0 | 0 | 0 | 0 | 0 | 0 | 0 | 0 | 0 | 0 | 0 | 0 | 0 | 0 | 0 | 0 | 0 | 0 | 0
PG&E FRESNO | Bullard | 115 | Offshore_Wind |  |  | 0 | 0 | 0 | 0 | 0 | 0 | 0 | 0 | 0 | 0 | 0 | 0 | 0 | 0 | 0 | 0 | 0 | 0 | 0 | 0 | 0 | 0 | 0 | 0 | 0 | 0 | 0 | 0
PG&E GBA | Burlingame | 115 | Offshore_Wind |  |  | 0 | 0 | 0 | 0 | 0 | 0 | 0 | 0 | 0 | 0 | 0 | 0 | 0 | 0 | 0 | 0 | 0 | 0 | 0 | 0 | 0 | 0 | 0 | 0 | 0 | 0 | 0 | 0
PG&E NGBA | Burney Forest | 230 | Offshore_Wind |  |  | 0 | 0 | 0 | 0 | 0 | 0 | 0 | 0 | 0 | 0 | 0 | 0 | 0 | 0 | 0 | 0 | 0 | 0 | 0 | 0 | 0 | 0 | 0 | 0 | 0 | 0 | 0 | 0
PG&E NGBA | Butte | 115 | Offshore_Wind |  |  | 0 | 0 | 0 | 0 | 0 | 0 | 0 | 0 | 0 | 0 | 0 | 0 | 0 | 0 | 0 | 0 | 0 | 0 | 0 | 0 | 0 | 0 | 0 | 0 | 0 | 0 | 0 | 0
PG&E KERN | Cabrillo | 115 | Offshore_Wind |  |  | 0 | 0 | 0 | 0 | 0 | 0 | 0 | 0 | 0 | 0 | 0 | 0 | 0 | 0 | 0 | 0 | 0 | 0 | 0 | 0 | 0 | 0 | 0 | 0 | 0 | 0 | 0 | 0
PG&E FRESNO | Cal Flats | 230 | Offshore_Wind |  |  | 0 | 0 | 0 | 0 | 0 | 0 | 0 | 0 | 0 | 0 | 0 | 0 | 0 | 0 | 0 | 0 | 0 | 0 | 0 | 0 | 0 | 0 | 0 | 0 | 0 | 0 | 0 | 0
SCE NOL | Calcite | 230 | Offshore_Wind |  |  | 0 | 0 | 0 | 0 | 0 | 0 | 0 | 0 | 0 | 0 | 0 | 0 | 0 | 0 | 0 | 0 | 0 | 0 | 0 | 0 | 0 | 0 | 0 | 0 | 0 | 0 | 0 | 0
PG&E KERN | Caliente | 230 | Offshore_Wind |  |  | 0 | 0 | 0 | 0 | 0 | 0 | 0 | 0 | 0 | 0 | 0 | 0 | 0 | 0 | 0 | 0 | 0 | 0 | 0 | 0 | 0 | 0 | 0 | 0 | 0 | 0 | 0 | 0
PG&E FRESNO | California Ave | 115 | Offshore_Wind |  |  | 0 | 0 | 0 | 0 | 0 | 0 | 0 | 0 | 0 | 0 | 0 | 0 | 0 | 0 | 0 | 0 | 0 | 0 | 0 | 0 | 0 | 0 | 0 | 0 | 0 | 0 | 0 | 0
PG&E KERN | Callender | 115 | Offshore_Wind |  |  | 0 | 0 | 0 | 0 | 0 | 0 | 0 | 0 | 0 | 0 | 0 | 0 | 0 | 0 | 0 | 0 | 0 | 0 | 0 | 0 | 0 | 0 | 0 | 0 | 0 | 0 | 0 | 0
PG&E NGBA | Calpella | 115 | Offshore_Wind |  |  | 0 | 0 | 0 | 0 | 0 | 0 | 0 | 0 | 0 | 0 | 0 | 0 | 0 | 0 | 0 | 0 | 0 | 0 | 0 | 0 | 0 | 0 | 0 | 0 | 0 | 0 | 0 | 0
PG&E GBA | Camanche | 230 | Offshore_Wind |  |  | 0 | 0 | 0 | 0 | 0 | 0 | 0 | 0 | 0 | 0 | 0 | 0 | 0 | 0 | 0 | 0 | 0 | 0 | 0 | 0 | 0 | 0 | 0 | 0 | 0 | 0 | 0 | 0
PG&E FRESNO | Cantua | 115 | Offshore_Wind |  |  | 0 | 0 | 0 | 0 | 0 | 0 | 0 | 0 | 0 | 0 | 0 | 0 | 0 | 0 | 0 | 0 | 0 | 0 | 0 | 0 | 0 | 0 | 0 | 0 | 0 | 0 | 0 | 0
SDGE | Capistrano | 138 | Offshore_Wind |  |  | 0 | 0 | 0 | 0 | 0 | 0 | 0 | 0 | 0 | 0 | 0 | 0 | 0 | 0 | 0 | 0 | 0 | 0 | 0 | 0 | 0 | 0 | 0 | 0 | 0 | 0 | 0 | 0
SDGE | Capistrano | 230 | Offshore_Wind |  |  | 0 | 0 | 0 | 0 | 0 | 0 | 0 | 0 | 0 | 0 | 0 | 0 | 0 | 0 | 0 | 0 | 0 | 0 | 0 | 0 | 0 | 0 | 0 | 0 | 0 | 0 | 0 | 0
PG&E NGBA | Carberry | 230 | Offshore_Wind |  |  | 0 | 0 | 0 | 0 | 0 | 0 | 0 | 0 | 0 | 0 | 0 | 0 | 0 | 0 | 0 | 0 | 0 | 0 | 0 | 0 | 0 | 0 | 0 | 0 | 0 | 0 | 0 | 0
PG&E NGBA | Caribou | 115 | Offshore_Wind |  |  | 0 | 0 | 0 | 0 | 0 | 0 | 0 | 0 | 0 | 0 | 0 | 0 | 0 | 0 | 0 | 0 | 0 | 0 | 0 | 0 | 0 | 0 | 0 | 0 | 0 | 0 | 0 | 0
PG&E NGBA | Caribou | 230 | Offshore_Wind |  |  | 0 | 0 | 0 | 0 | 0 | 0 | 0 | 0 | 0 | 0 | 0 | 0 | 0 | 0 | 0 | 0 | 0 | 0 | 0 | 0 | 0 | 0 | 0 | 0 | 0 | 0 | 0 | 0
EOP | Carpenter Canyon (fka Gamebird) | 138 | Offshore_Wind |  |  | 0 | 0 | 0 | 0 | 0 | 0 | 0 | 0 | 0 | 0 | 0 | 0 | 0 | 0 | 0 | 0 | 0 | 0 | 0 | 0 | 0 | 0 | 0 | 0 | 0 | 0 | 0 | 0
EOP | Carpenter Canyon (fka Gamebird) | 230 | Offshore_Wind |  |  | 0 | 0 | 0 | 0 | 0 | 0 | 0 | 0 | 0 | 0 | 0 | 0 | 0 | 0 | 0 | 0 | 0 | 0 | 0 | 0 | 0 | 0 | 0 | 0 | 0 | 0 | 0 | 0
PG&E NGBA | Carquinez | 115 | Offshore_Wind |  |  | 0 | 0 | 0 | 0 | 0 | 0 | 0 | 0 | 0 | 0 | 0 | 0 | 0 | 0 | 0 | 0 | 0 | 0 | 0 | 0 | 0 | 0 | 0 | 0 | 0 | 0 | 0 | 0
SDGE | Carrizo Gorge | 138 | Offshore_Wind |  |  | 0 | 0 | 0 | 0 | 0 | 0 | 0 | 0 | 0 | 0 | 0 | 0 | 0 | 0 | 0 | 0 | 0 | 0 | 0 | 0 | 0 | 0 | 0 | 0 | 0 | 0 | 0 | 0
PG&E KERN | Carrizo Plains | 115 | Offshore_Wind |  |  | 0 | 0 | 0 | 0 | 0 | 0 | 0 | 0 | 0 | 0 | 0 | 0 | 0 | 0 | 0 | 0 | 0 | 0 | 0 | 0 | 0 | 0 | 0 | 0 | 0 | 0 | 0 | 0
PG&E KERN | Casaloma | 230 | Offshore_Wind |  |  | 0 | 0 | 0 | 0 | 0 | 0 | 0 | 0 | 0 | 0 | 0 | 0 | 0 | 0 | 0 | 0 | 0 | 0 | 0 | 0 | 0 | 0 | 0 | 0 | 0 | 0 | 0 | 0
PG&E GBA | Castro Valley | 230 | Offshore_Wind |  |  | 0 | 0 | 0 | 0 | 0 | 0 | 0 | 0 | 0 | 0 | 0 | 0 | 0 | 0 | 0 | 0 | 0 | 0 | 0 | 0 | 0 | 0 | 0 | 0 | 0 | 0 | 0 | 0
PG&E GBA | Cayetano | 230 | Offshore_Wind |  |  | 0 | 0 | 0 | 0 | 0 | 0 | 0 | 0 | 0 | 0 | 0 | 0 | 0 | 0 | 0 | 0 | 0 | 0 | 0 | 0 | 0 | 0 | 0 | 0 | 0 | 0 | 0 | 0
SCE Metro | Center | 230 | Offshore_Wind |  |  | 0 | 0 | 0 | 0 | 0 | 0 | 0 | 0 | 0 | 0 | 0 | 0 | 0 | 0 | 0 | 0 | 0 | 0 | 0 | 0 | 0 | 0 | 0 | 0 | 0 | 0 | 0 | 0
PG&E KERN | Charca | 115 | Offshore_Wind |  |  | 0 | 0 | 0 | 0 | 0 | 0 | 0 | 0 | 0 | 0 | 0 | 0 | 0 | 0 | 0 | 0 | 0 | 0 | 0 | 0 | 0 | 0 | 0 | 0 | 0 | 0 | 0 | 0
EOP | Charleston | 138 | Offshore_Wind |  |  | 0 | 0 | 0 | 0 | 0 | 0 | 0 | 0 | 0 | 0 | 0 | 0 | 0 | 0 | 0 | 0 | 0 | 0 | 0 | 0 | 0 | 0 | 0 | 0 | 0 | 0 | 0 | 0
SCE Metro | Chevmain | 230 | Offshore_Wind |  |  | 0 | 0 | 0 | 0 | 0 | 0 | 0 | 0 | 0 | 0 | 0 | 0 | 0 | 0 | 0 | 0 | 0 | 0 | 0 | 0 | 0 | 0 | 0 | 0 | 0 | 0 | 0 | 0
SDGE | Chicarita | 138 | Offshore_Wind |  |  | 0 | 0 | 0 | 0 | 0 | 0 | 0 | 0 | 0 | 0 | 0 | 0 | 0 | 0 | 0 | 0 | 0 | 0 | 0 | 0 | 0 | 0 | 0 | 0 | 0 | 0 | 0 | 0
SCE Metro | Chino | 230 | Offshore_Wind |  |  | 0 | 0 | 0 | 0 | 0 | 0 | 0 | 0 | 0 | 0 | 0 | 0 | 0 | 0 | 0 | 0 | 0 | 0 | 0 | 0 | 0 | 0 | 0 | 0 | 0 | 0 | 0 | 0
PG&E FRESNO | Chowchilla | 115 | Offshore_Wind |  |  | 0 | 0 | 0 | 0 | 0 | 0 | 0 | 0 | 0 | 0 | 0 | 0 | 0 | 0 | 0 | 0 | 0 | 0 | 0 | 0 | 0 | 0 | 0 | 0 | 0 | 0 | 0 | 0
PG&E GBA | Christie | 115 | Offshore_Wind |  |  | 0 | 0 | 0 | 0 | 0 | 0 | 0 | 0 | 0 | 0 | 0 | 0 | 0 | 0 | 0 | 0 | 0 | 0 | 0 | 0 | 0 | 0 | 0 | 0 | 0 | 0 | 0 | 0
SCE Eastern | Cielo Azul | 500 | Offshore_Wind |  |  | 0 | 0 | 0 | 0 | 0 | 0 | 0 | 0 | 0 | 0 | 0 | 0 | 0 | 0 | 0 | 0 | 0 | 0 | 0 | 0 | 0 | 0 | 0 | 0 | 0 | 0 | 0 | 0
PG&E GBA | Clayton | 115 | Offshore_Wind |  |  | 0 | 0 | 0 | 0 | 0 | 0 | 0 | 0 | 0 | 0 | 0 | 0 | 0 | 0 | 0 | 0 | 0 | 0 | 0 | 0 | 0 | 0 | 0 | 0 | 0 | 0 | 0 | 0
PG&E NGBA | Cloverdale | 115 | Offshore_Wind |  |  | 0 | 0 | 0 | 0 | 0 | 0 | 0 | 0 | 0 | 0 | 0 | 0 | 0 | 0 | 0 | 0 | 0 | 0 | 0 | 0 | 0 | 0 | 0 | 0 | 0 | 0 | 0 | 0
PG&E FRESNO | Clovis | 115 | Offshore_Wind |  |  | 0 | 0 | 0 | 0 | 0 | 0 | 0 | 0 | 0 | 0 | 0 | 0 | 0 | 0 | 0 | 0 | 0 | 0 | 0 | 0 | 0 | 0 | 0 | 0 | 0 | 0 | 0 | 0
PG&E GBA | Coburn | 230 | Offshore_Wind |  |  | 0 | 0 | 0 | 0 | 0 | 0 | 0 | 0 | 0 | 0 | 0 | 0 | 0 | 0 | 0 | 0 | 0 | 0 | 0 | 0 | 0 | 0 | 0 | 0 | 0 | 0 | 0 | 0
PG&E NGBA | Colgate | 230 | Offshore_Wind |  |  | 0 | 0 | 0 | 0 | 0 | 0 | 0 | 0 | 0 | 0 | 0 | 0 | 0 | 0 | 0 | 0 | 0 | 0 | 0 | 0 | 0 | 0 | 0 | 0 | 0 | 0 | 0 | 0
PG&E GBA | Collierville | 230 | Offshore_Wind |  |  | 0 | 0 | 0 | 0 | 0 | 0 | 0 | 0 | 0 | 0 | 0 | 0 | 0 | 0 | 0 | 0 | 0 | 0 | 0 | 0 | 0 | 0 | 0 | 0 | 0 | 0 | 0 | 0
PG&E GBA | Collinsville | 230 | Offshore_Wind |  |  | 0 | 0 | 0 | 0 | 0 | 0 | 0 | 0 | 0 | 0 | 0 | 0 | 0 | 0 | 0 | 0 | 0 | 0 | 0 | 0 | 0 | 0 | 0 | 0 | 0 | 0 | 0 | 0
PG&E GBA | Collinsville | 500 | Offshore_Wind |  |  | 0 | 0 | 0 | 0 | 0 | 0 | 0 | 0 | 0 | 0 | 0 | 0 | 0 | 0 | 0 | 0 | 0 | 0 | 0 | 0 | 0 | 0 | 0 | 0 | 0 | 0 | 0 | 0
SCE Eastern | Colorado River | 230 | Offshore_Wind |  |  | 0 | 0 | 0 | 0 | 0 | 0 | 0 | 0 | 0 | 0 | 0 | 0 | 0 | 0 | 0 | 0 | 0 | 0 | 0 | 0 | 0 | 0 | 0 | 0 | 0 | 0 | 0 | 0
SCE Eastern | Colorado River | 500 | Offshore_Wind |  |  | 0 | 0 | 0 | 0 | 0 | 0 | 0 | 0 | 0 | 0 | 0 | 0 | 0 | 0 | 0 | 0 | 0 | 0 | 0 | 0 | 0 | 0 | 0 | 0 | 0 | 0 | 0 | 0
PG&E KERN | Columbus | 115 | Offshore_Wind |  |  | 0 | 0 | 0 | 0 | 0 | 0 | 0 | 0 | 0 | 0 | 0 | 0 | 0 | 0 | 0 | 0 | 0 | 0 | 0 | 0 | 0 | 0 | 0 | 0 | 0 | 0 | 0 | 0
PG&E GBA | Contra Costa | 115 | Offshore_Wind |  |  | 0 | 0 | 0 | 0 | 0 | 0 | 0 | 0 | 0 | 0 | 0 | 0 | 0 | 0 | 0 | 0 | 0 | 0 | 0 | 0 | 0 | 0 | 0 | 0 | 0 | 0 | 0 | 0
PG&E GBA | Contra Costa | 230 | Offshore_Wind |  |  | 0 | 0 | 0 | 0 | 0 | 0 | 0 | 0 | 0 | 0 | 0 | 0 | 0 | 0 | 0 | 0 | 0 | 0 | 0 | 0 | 0 | 0 | 0 | 0 | 0 | 0 | 0 | 0
PG&E GBA | Contra Costa PP | 230 | Offshore_Wind |  |  | 0 | 0 | 0 | 0 | 0 | 0 | 0 | 0 | 0 | 0 | 0 | 0 | 0 | 0 | 0 | 0 | 0 | 0 | 0 | 0 | 0 | 0 | 0 | 0 | 0 | 0 | 0 | 0
SCE NOL | Control | 115 | Offshore_Wind |  |  | 0 | 0 | 0 | 0 | 0 | 0 | 0 | 0 | 0 | 0 | 0 | 0 | 0 | 0 | 0 | 0 | 0 | 0 | 0 | 0 | 0 | 0 | 0 | 0 | 0 | 0 | 0 | 0
PG&E GBA | Cooley Landing | 115 | Offshore_Wind |  |  | 0 | 0 | 0 | 0 | 0 | 0 | 0 | 0 | 0 | 0 | 0 | 0 | 0 | 0 | 0 | 0 | 0 | 0 | 0 | 0 | 0 | 0 | 0 | 0 | 0 | 0 | 0 | 0
SCE NOL | Coolwater | 230 | Offshore_Wind |  |  | 0 | 0 | 0 | 0 | 0 | 0 | 0 | 0 | 0 | 0 | 0 | 0 | 0 | 0 | 0 | 0 | 0 | 0 | 0 | 0 | 0 | 0 | 0 | 0 | 0 | 0 | 0 | 0
SCE NOL | Coolwater | 115 | Offshore_Wind |  |  | 0 | 0 | 0 | 0 | 0 | 0 | 0 | 0 | 0 | 0 | 0 | 0 | 0 | 0 | 0 | 0 | 0 | 0 | 0 | 0 | 0 | 0 | 0 | 0 | 0 | 0 | 0 | 0
PG&E FRESNO | Corcoran | 115 | Offshore_Wind |  |  | 0 | 0 | 0 | 0 | 0 | 0 | 0 | 0 | 0 | 0 | 0 | 0 | 0 | 0 | 0 | 0 | 0 | 0 | 0 | 0 | 0 | 0 | 0 | 0 | 0 | 0 | 0 | 0
PG&E NGBA | Corona | 115 | Offshore_Wind |  |  | 0 | 0 | 0 | 0 | 0 | 0 | 0 | 0 | 0 | 0 | 0 | 0 | 0 | 0 | 0 | 0 | 0 | 0 | 0 | 0 | 0 | 0 | 0 | 0 | 0 | 0 | 0 | 0
PG&E NGBA | Cortina | 230 | Offshore_Wind |  |  | 0 | 0 | 0 | 0 | 0 | 0 | 0 | 0 | 0 | 0 | 0 | 0 | 0 | 0 | 0 | 0 | 0 | 0 | 0 | 0 | 0 | 0 | 0 | 0 | 0 | 0 | 0 | 0
PG&E NGBA | Cortina | 115 | Offshore_Wind |  |  | 0 | 0 | 0 | 0 | 0 | 0 | 0 | 0 | 0 | 0 | 0 | 0 | 0 | 0 | 0 | 0 | 0 | 0 | 0 | 0 | 0 | 0 | 0 | 0 | 0 | 0 | 0 | 0
PG&E GBA | Cottle | 230 | Offshore_Wind |  |  | 0 | 0 | 0 | 0 | 0 | 0 | 0 | 0 | 0 | 0 | 0 | 0 | 0 | 0 | 0 | 0 | 0 | 0 | 0 | 0 | 0 | 0 | 0 | 0 | 0 | 0 | 0 | 0
PG&E NGBA | Cottonwood | 115 | Offshore_Wind |  |  | 0 | 0 | 0 | 0 | 0 | 0 | 0 | 0 | 0 | 0 | 0 | 0 | 0 | 0 | 0 | 0 | 0 | 0 | 0 | 0 | 0 | 0 | 0 | 0 | 0 | 0 | 0 | 0
PG&E NGBA | Cottonwood | 230 | Offshore_Wind |  |  | 0 | 0 | 0 | 0 | 0 | 0 | 0 | 0 | 0 | 0 | 0 | 0 | 0 | 0 | 0 | 0 | 0 | 0 | 0 | 0 | 0 | 0 | 0 | 0 | 0 | 0 | 0 | 0
PG&E NGBA | Cove Road | 230 | Offshore_Wind |  |  | 0 | 0 | 0 | 0 | 0 | 0 | 0 | 0 | 0 | 0 | 0 | 0 | 0 | 0 | 0 | 0 | 0 | 0 | 0 | 0 | 0 | 0 | 0 | 0 | 0 | 0 | 0 | 0
PG&E GBA | Coyote | 230 | Offshore_Wind |  |  | 0 | 0 | 0 | 0 | 0 | 0 | 0 | 0 | 0 | 0 | 0 | 0 | 0 | 0 | 0 | 0 | 0 | 0 | 0 | 0 | 0 | 0 | 0 | 0 | 0 | 0 | 0 | 0
PG&E GBA | Crazy Horse Canyon | 115 | Offshore_Wind |  |  | 0 | 0 | 0 | 0 | 0 | 0 | 0 | 0 | 0 | 0 | 0 | 0 | 0 | 0 | 0 | 0 | 0 | 0 | 0 | 0 | 0 | 0 | 0 | 0 | 0 | 0 | 0 | 0
PG&E FRESNO | Cressey | 115 | Offshore_Wind |  |  | 0 | 0 | 0 | 0 | 0 | 0 | 0 | 0 | 0 | 0 | 0 | 0 | 0 | 0 | 0 | 0 | 0 | 0 | 0 | 0 | 0 | 0 | 0 | 0 | 0 | 0 | 0 | 0
PG&E NGBA | Cresta | 230 | Offshore_Wind |  |  | 0 | 0 | 0 | 0 | 0 | 0 | 0 | 0 | 0 | 0 | 0 | 0 | 0 | 0 | 0 | 0 | 0 | 0 | 0 | 0 | 0 | 0 | 0 | 0 | 0 | 0 | 0 | 0
PG&E GBA | Curtis | 115 | Offshore_Wind |  |  | 0 | 0 | 0 | 0 | 0 | 0 | 0 | 0 | 0 | 0 | 0 | 0 | 0 | 0 | 0 | 0 | 0 | 0 | 0 | 0 | 0 | 0 | 0 | 0 | 0 | 0 | 0 | 0
PG&E FRESNO | Dairyland | 115 | Offshore_Wind |  |  | 0 | 0 | 0 | 0 | 0 | 0 | 0 | 0 | 0 | 0 | 0 | 0 | 0 | 0 | 0 | 0 | 0 | 0 | 0 | 0 | 0 | 0 | 0 | 0 | 0 | 0 | 0 | 0
PG&E NGBA | Davis | 115 | Offshore_Wind |  |  | 0 | 0 | 0 | 0 | 0 | 0 | 0 | 0 | 0 | 0 | 0 | 0 | 0 | 0 | 0 | 0 | 0 | 0 | 0 | 0 | 0 | 0 | 0 | 0 | 0 | 0 | 0 | 0
SCE Metro | Del Amo | 500 | Offshore_Wind |  |  | 0 | 0 | 0 | 0 | 0 | 0 | 0 | 0 | 0 | 0 | 0 | 0 | 0 | 0 | 0 | 0 | 0 | 0 | 0 | 0 | 0 | 0 | 0 | 0 | 0 | 0 | 0 | 0
SCE Metro | Del Amo | 230 | Offshore_Wind |  |  | 0 | 0 | 0 | 0 | 0 | 0 | 0 | 0 | 0 | 0 | 0 | 0 | 0 | 0 | 0 | 0 | 0 | 0 | 0 | 0 | 0 | 0 | 0 | 0 | 0 | 0 | 0 | 0
SCE Eastern | Delaney | 500 | Offshore_Wind |  |  | 0 | 0 | 0 | 0 | 0 | 0 | 0 | 0 | 0 | 0 | 0 | 0 | 0 | 0 | 0 | 0 | 0 | 0 | 0 | 0 | 0 | 0 | 0 | 0 | 0 | 0 | 0 | 0
PG&E NGBA | Delevan | 230 | Offshore_Wind |  |  | 0 | 0 | 0 | 0 | 0 | 0 | 0 | 0 | 0 | 0 | 0 | 0 | 0 | 0 | 0 | 0 | 0 | 0 | 0 | 0 | 0 | 0 | 0 | 0 | 0 | 0 | 0 | 0
PG&E GBA | Delta PP | 230 | Offshore_Wind |  |  | 0 | 0 | 0 | 0 | 0 | 0 | 0 | 0 | 0 | 0 | 0 | 0 | 0 | 0 | 0 | 0 | 0 | 0 | 0 | 0 | 0 | 0 | 0 | 0 | 0 | 0 | 0 | 0
EOP | Desert View | 230 | Offshore_Wind |  |  | 0 | 0 | 0 | 0 | 0 | 0 | 0 | 0 | 0 | 0 | 0 | 0 | 0 | 0 | 0 | 0 | 0 | 0 | 0 | 0 | 0 | 0 | 0 | 0 | 0 | 0 | 0 | 0
SCE Eastern | Devers | 230 | Offshore_Wind |  |  | 0 | 0 | 0 | 0 | 0 | 0 | 0 | 0 | 0 | 0 | 0 | 0 | 0 | 0 | 0 | 0 | 0 | 0 | 0 | 0 | 0 | 0 | 0 | 0 | 0 | 0 | 0 | 0
SCE Eastern | Devers | 500 | Offshore_Wind |  |  | 0 | 0 | 0 | 0 | 0 | 0 | 0 | 0 | 0 | 0 | 0 | 0 | 0 | 0 | 0 | 0 | 0 | 0 | 0 | 0 | 0 | 0 | 0 | 0 | 0 | 0 | 0 | 0
PG&E KERN | Diablo Canyon | 230 | Offshore_Wind |  |  | 0 | 0 | 0 | 0 | 0 | 0 | 0 | 0 | 0 | 0 | 0 | 0 | 0 | 0 | 0 | 0 | 0 | 0 | 0 | 0 | 0 | 0 | 0 | 0 | 0 | 0 | 0 | 0
PG&E KERN | Diablo Canyon | 500 | Offshore_Wind |  |  | 1 | 0 | 0 | 0 | 0 | 0 | 0 | 0 | 0 | 0 | 0 | 0 | 0 | 2500 | 0 | 2500 | 0 | 0 | 0 | 2500 | 0 | 2500 | 2500 | 0 | 2500 | 2500 | 0 | 2500
PG&E KERN | Divide | 115 | Offshore_Wind |  |  | 0 | 0 | 0 | 0 | 0 | 0 | 0 | 0 | 0 | 0 | 0 | 0 | 0 | 0 | 0 | 0 | 0 | 0 | 0 | 0 | 0 | 0 | 0 | 0 | 0 | 0 | 0 | 0
PG&E GBA | Dixon Landing | 115 | Offshore_Wind |  |  | 0 | 0 | 0 | 0 | 0 | 0 | 0 | 0 | 0 | 0 | 0 | 0 | 0 | 0 | 0 | 0 | 0 | 0 | 0 | 0 | 0 | 0 | 0 | 0 | 0 | 0 | 0 | 0
PG&E FRESNO | Dos Amigos | 230 | Offshore_Wind |  |  | 0 | 0 | 0 | 0 | 0 | 0 | 0 | 0 | 0 | 0 | 0 | 0 | 0 | 0 | 0 | 0 | 0 | 0 | 0 | 0 | 0 | 0 | 0 | 0 | 0 | 0 | 0 | 0
PG&E NGBA | Drum | 115 | Offshore_Wind |  |  | 0 | 0 | 0 | 0 | 0 | 0 | 0 | 0 | 0 | 0 | 0 | 0 | 0 | 0 | 0 | 0 | 0 | 0 | 0 | 0 | 0 | 0 | 0 | 0 | 0 | 0 | 0 | 0
PG&E GBA | Dumbarton | 115 | Offshore_Wind |  |  | 0 | 0 | 0 | 0 | 0 | 0 | 0 | 0 | 0 | 0 | 0 | 0 | 0 | 0 | 0 | 0 | 0 | 0 | 0 | 0 | 0 | 0 | 0 | 0 | 0 | 0 | 0 | 0
SCE NOL | Dunn Siding | 115 | Offshore_Wind |  |  | 0 | 0 | 0 | 0 | 0 | 0 | 0 | 0 | 0 | 0 | 0 | 0 | 0 | 0 | 0 | 0 | 0 | 0 | 0 | 0 | 0 | 0 | 0 | 0 | 0 | 0 | 0 | 0
SCE Eastern | Eagle Mountain | 230 | Offshore_Wind |  |  | 0 | 0 | 0 | 0 | 0 | 0 | 0 | 0 | 0 | 0 | 0 | 0 | 0 | 0 | 0 | 0 | 0 | 0 | 0 | 0 | 0 | 0 | 0 | 0 | 0 | 0 | 0 | 0
PG&E NGBA | Eagle Rock (PGE) | 115 | Offshore_Wind |  |  | 0 | 0 | 0 | 0 | 0 | 0 | 0 | 0 | 0 | 0 | 0 | 0 | 0 | 0 | 0 | 0 | 0 | 0 | 0 | 0 | 0 | 0 | 0 | 0 | 0 | 0 | 0 | 0
SCE Metro | Eagle Rock (SCE) | 230 | Offshore_Wind |  |  | 0 | 0 | 0 | 0 | 0 | 0 | 0 | 0 | 0 | 0 | 0 | 0 | 0 | 0 | 0 | 0 | 0 | 0 | 0 | 0 | 0 | 0 | 0 | 0 | 0 | 0 | 0 | 0
PG&E NGBA | East Marysville | 115 | Offshore_Wind |  |  | 0 | 0 | 0 | 0 | 0 | 0 | 0 | 0 | 0 | 0 | 0 | 0 | 0 | 0 | 0 | 0 | 0 | 0 | 0 | 0 | 0 | 0 | 0 | 0 | 0 | 0 | 0 | 0
PG&E NGBA | East Nicolaus | 115 | Offshore_Wind |  |  | 0 | 0 | 0 | 0 | 0 | 0 | 0 | 0 | 0 | 0 | 0 | 0 | 0 | 0 | 0 | 0 | 0 | 0 | 0 | 0 | 0 | 0 | 0 | 0 | 0 | 0 | 0 | 0
PG&E GBA | Eastshore | 115 | Offshore_Wind |  |  | 0 | 0 | 0 | 0 | 0 | 0 | 0 | 0 | 0 | 0 | 0 | 0 | 0 | 0 | 0 | 0 | 0 | 0 | 0 | 0 | 0 | 0 | 0 | 0 | 0 | 0 | 0 | 0
PG&E GBA | Eastshore | 230 | Offshore_Wind |  |  | 0 | 0 | 0 | 0 | 0 | 0 | 0 | 0 | 0 | 0 | 0 | 0 | 0 | 0 | 0 | 0 | 0 | 0 | 0 | 0 | 0 | 0 | 0 | 0 | 0 | 0 | 0 | 0
SDGE | ECO | 138 | Offshore_Wind |  |  | 0 | 0 | 0 | 0 | 0 | 0 | 0 | 0 | 0 | 0 | 0 | 0 | 0 | 0 | 0 | 0 | 0 | 0 | 0 | 0 | 0 | 0 | 0 | 0 | 0 | 0 | 0 | 0
SDGE | ECO | 230 | Offshore_Wind |  |  | 0 | 0 | 0 | 0 | 0 | 0 | 0 | 0 | 0 | 0 | 0 | 0 | 0 | 0 | 0 | 0 | 0 | 0 | 0 | 0 | 0 | 0 | 0 | 0 | 0 | 0 | 0 | 0
SDGE | ECO | 500 | Offshore_Wind |  |  | 0 | 0 | 0 | 0 | 0 | 0 | 0 | 0 | 0 | 0 | 0 | 0 | 0 | 0 | 0 | 0 | 0 | 0 | 0 | 0 | 0 | 0 | 0 | 0 | 0 | 0 | 0 | 0
PG&E GBA | Edenvale | 115 | Offshore_Wind |  |  | 0 | 0 | 0 | 0 | 0 | 0 | 0 | 0 | 0 | 0 | 0 | 0 | 0 | 0 | 0 | 0 | 0 | 0 | 0 | 0 | 0 | 0 | 0 | 0 | 0 | 0 | 0 | 0
PG&E GBA | Edes | 115 | Offshore_Wind |  |  | 0 | 0 | 0 | 0 | 0 | 0 | 0 | 0 | 0 | 0 | 0 | 0 | 0 | 0 | 0 | 0 | 0 | 0 | 0 | 0 | 0 | 0 | 0 | 0 | 0 | 0 | 0 | 0
PG&E GBA | Eight Mile | 230 | Offshore_Wind |  |  | 0 | 0 | 0 | 0 | 0 | 0 | 0 | 0 | 0 | 0 | 0 | 0 | 0 | 0 | 0 | 0 | 0 | 0 | 0 | 0 | 0 | 0 | 0 | 0 | 0 | 0 | 0 | 0
SCE Eastern | El Casco | 230 | Offshore_Wind |  |  | 0 | 0 | 0 | 0 | 0 | 0 | 0 | 0 | 0 | 0 | 0 | 0 | 0 | 0 | 0 | 0 | 0 | 0 | 0 | 0 | 0 | 0 | 0 | 0 | 0 | 0 | 0 | 0
PG&E GBA | El Cerrito G | 115 | Offshore_Wind |  |  | 0 | 0 | 0 | 0 | 0 | 0 | 0 | 0 | 0 | 0 | 0 | 0 | 0 | 0 | 0 | 0 | 0 | 0 | 0 | 0 | 0 | 0 | 0 | 0 | 0 | 0 | 0 | 0
PG&E NGBA | El Dorado PH | 115 | Offshore_Wind |  |  | 0 | 0 | 0 | 0 | 0 | 0 | 0 | 0 | 0 | 0 | 0 | 0 | 0 | 0 | 0 | 0 | 0 | 0 | 0 | 0 | 0 | 0 | 0 | 0 | 0 | 0 | 0 | 0
PG&E FRESNO | El Nido (PGE) | 115 | Offshore_Wind |  |  | 0 | 0 | 0 | 0 | 0 | 0 | 0 | 0 | 0 | 0 | 0 | 0 | 0 | 0 | 0 | 0 | 0 | 0 | 0 | 0 | 0 | 0 | 0 | 0 | 0 | 0 | 0 | 0
SCE Metro | El Nido (SCE) | 230 | Offshore_Wind |  |  | 0 | 0 | 0 | 0 | 0 | 0 | 0 | 0 | 0 | 0 | 0 | 0 | 0 | 0 | 0 | 0 | 0 | 0 | 0 | 0 | 0 | 0 | 0 | 0 | 0 | 0 | 0 | 0
PG&E GBA | El Patio | 115 | Offshore_Wind |  |  | 0 | 0 | 0 | 0 | 0 | 0 | 0 | 0 | 0 | 0 | 0 | 0 | 0 | 0 | 0 | 0 | 0 | 0 | 0 | 0 | 0 | 0 | 0 | 0 | 0 | 0 | 0 | 0
SCE Metro | El Segundo | 230 | Offshore_Wind |  |  | 0 | 0 | 0 | 0 | 0 | 0 | 0 | 0 | 0 | 0 | 0 | 0 | 0 | 0 | 0 | 0 | 0 | 0 | 0 | 0 | 0 | 0 | 0 | 0 | 0 | 0 | 0 | 0
EOP | Eldorado | 230 | Offshore_Wind |  |  | 0 | 0 | 0 | 0 | 0 | 0 | 0 | 0 | 0 | 0 | 0 | 0 | 0 | 0 | 0 | 0 | 0 | 0 | 0 | 0 | 0 | 0 | 0 | 0 | 0 | 0 | 0 | 0
EOP | Eldorado | 500 | Offshore_Wind |  |  | 0 | 0 | 0 | 0 | 0 | 0 | 0 | 0 | 0 | 0 | 0 | 0 | 0 | 0 | 0 | 0 | 0 | 0 | 0 | 0 | 0 | 0 | 0 | 0 | 0 | 0 | 0 | 0
PG&E KERN | Elk Hills | 230 | Offshore_Wind |  |  | 0 | 0 | 0 | 0 | 0 | 0 | 0 | 0 | 0 | 0 | 0 | 0 | 0 | 0 | 0 | 0 | 0 | 0 | 0 | 0 | 0 | 0 | 0 | 0 | 0 | 0 | 0 | 0
SCE Metro | Ellis | 230 | Offshore_Wind |  |  | 0 | 0 | 0 | 0 | 0 | 0 | 0 | 0 | 0 | 0 | 0 | 0 | 0 | 0 | 0 | 0 | 0 | 0 | 0 | 0 | 0 | 0 | 0 | 0 | 0 | 0 | 0 | 0
SDGE | Encina | 138 | Offshore_Wind |  |  | 0 | 0 | 0 | 0 | 0 | 0 | 0 | 0 | 0 | 0 | 0 | 0 | 0 | 0 | 0 | 0 | 0 | 0 | 0 | 0 | 0 | 0 | 0 | 0 | 0 | 0 | 0 | 0
SDGE | Encina | 230 | Offshore_Wind |  |  | 0 | 0 | 0 | 0 | 0 | 0 | 0 | 0 | 0 | 0 | 0 | 0 | 0 | 0 | 0 | 0 | 0 | 0 | 0 | 0 | 0 | 0 | 0 | 0 | 0 | 0 | 0 | 0
SDGE | Escondido | 230 | Offshore_Wind |  |  | 0 | 0 | 0 | 0 | 0 | 0 | 0 | 0 | 0 | 0 | 0 | 0 | 0 | 0 | 0 | 0 | 0 | 0 | 0 | 0 | 0 | 0 | 0 | 0 | 0 | 0 | 0 | 0
PG&E KERN | Estrella | 230 | Offshore_Wind |  |  | 0 | 0 | 0 | 0 | 0 | 0 | 0 | 0 | 0 | 0 | 0 | 0 | 0 | 0 | 0 | 0 | 0 | 0 | 0 | 0 | 0 | 0 | 0 | 0 | 0 | 0 | 0 | 0
SCE Eastern | Etiwanda | 230 | Offshore_Wind |  |  | 0 | 0 | 0 | 0 | 0 | 0 | 0 | 0 | 0 | 0 | 0 | 0 | 0 | 0 | 0 | 0 | 0 | 0 | 0 | 0 | 0 | 0 | 0 | 0 | 0 | 0 | 0 | 0
PG&E GBA | Evergreen | 115 | Offshore_Wind |  |  | 0 | 0 | 0 | 0 | 0 | 0 | 0 | 0 | 0 | 0 | 0 | 0 | 0 | 0 | 0 | 0 | 0 | 0 | 0 | 0 | 0 | 0 | 0 | 0 | 0 | 0 | 0 | 0
PG&E FRESNO | Excelsior | 115 | Offshore_Wind |  |  | 0 | 0 | 0 | 0 | 0 | 0 | 0 | 0 | 0 | 0 | 0 | 0 | 0 | 0 | 0 | 0 | 0 | 0 | 0 | 0 | 0 | 0 | 0 | 0 | 0 | 0 | 0 | 0
PG&E FRESNO | Exchequer | 115 | Offshore_Wind |  |  | 0 | 0 | 0 | 0 | 0 | 0 | 0 | 0 | 0 | 0 | 0 | 0 | 0 | 0 | 0 | 0 | 0 | 0 | 0 | 0 | 0 | 0 | 0 | 0 | 0 | 0 | 0 | 0
PG&E KERN | Fairway | 115 | Offshore_Wind |  |  | 0 | 0 | 0 | 0 | 0 | 0 | 0 | 0 | 0 | 0 | 0 | 0 | 0 | 0 | 0 | 0 | 0 | 0 | 0 | 0 | 0 | 0 | 0 | 0 | 0 | 0 | 0 | 0
PG&E KERN | Famoso | 115 | Offshore_Wind |  |  | 0 | 0 | 0 | 0 | 0 | 0 | 0 | 0 | 0 | 0 | 0 | 0 | 0 | 0 | 0 | 0 | 0 | 0 | 0 | 0 | 0 | 0 | 0 | 0 | 0 | 0 | 0 | 0
PG&E NGBA | Fern Road | 500 | Offshore_Wind |  |  | 0 | 0 | 0 | 0 | 0 | 0 | 0 | 0 | 0 | 0 | 0 | 0 | 0 | 0 | 0 | 0 | 0 | 0 | 0 | 0 | 0 | 0 | 0 | 0 | 0 | 0 | 0 | 0
PG&E GBA | Fibreboard (SPI Sonora) | 115 | Offshore_Wind |  |  | 0 | 0 | 0 | 0 | 0 | 0 | 0 | 0 | 0 | 0 | 0 | 0 | 0 | 0 | 0 | 0 | 0 | 0 | 0 | 0 | 0 | 0 | 0 | 0 | 0 | 0 | 0 | 0
PG&E FRESNO | Figarden | 230 | Offshore_Wind |  |  | 0 | 0 | 0 | 0 | 0 | 0 | 0 | 0 | 0 | 0 | 0 | 0 | 0 | 0 | 0 | 0 | 0 | 0 | 0 | 0 | 0 | 0 | 0 | 0 | 0 | 0 | 0 | 0
PG&E FRESNO | Fink | 230 | Offshore_Wind |  |  | 0 | 0 | 0 | 0 | 0 | 0 | 0 | 0 | 0 | 0 | 0 | 0 | 0 | 0 | 0 | 0 | 0 | 0 | 0 | 0 | 0 | 0 | 0 | 0 | 0 | 0 | 0 | 0
PG&E GBA | FMC | 115 | Offshore_Wind |  |  | 0 | 0 | 0 | 0 | 0 | 0 | 0 | 0 | 0 | 0 | 0 | 0 | 0 | 0 | 0 | 0 | 0 | 0 | 0 | 0 | 0 | 0 | 0 | 0 | 0 | 0 | 0 | 0
PG&E GBA | Fremont | 115 | Offshore_Wind |  |  | 0 | 0 | 0 | 0 | 0 | 0 | 0 | 0 | 0 | 0 | 0 | 0 | 0 | 0 | 0 | 0 | 0 | 0 | 0 | 0 | 0 | 0 | 0 | 0 | 0 | 0 | 0 | 0
PG&E GBA | Frogtown | 115 | Offshore_Wind |  |  | 0 | 0 | 0 | 0 | 0 | 0 | 0 | 0 | 0 | 0 | 0 | 0 | 0 | 0 | 0 | 0 | 0 | 0 | 0 | 0 | 0 | 0 | 0 | 0 | 0 | 0 | 0 | 0
PG&E NGBA | Fulton | 115 | Offshore_Wind |  |  | 0 | 0 | 0 | 0 | 0 | 0 | 0 | 0 | 0 | 0 | 0 | 0 | 0 | 0 | 0 | 0 | 0 | 0 | 0 | 0 | 0 | 0 | 0 | 0 | 0 | 0 | 0 | 0
PG&E NGBA | Fulton | 230 | Offshore_Wind |  |  | 0 | 0 | 0 | 0 | 0 | 0 | 0 | 0 | 0 | 0 | 0 | 0 | 0 | 0 | 0 | 0 | 0 | 0 | 0 | 0 | 0 | 0 | 0 | 0 | 0 | 0 | 0 | 0
PG&E KERN | Ganso | 115 | Offshore_Wind |  |  | 0 | 0 | 0 | 0 | 0 | 0 | 0 | 0 | 0 | 0 | 0 | 0 | 0 | 0 | 0 | 0 | 0 | 0 | 0 | 0 | 0 | 0 | 0 | 0 | 0 | 0 | 0 | 0
PG&E FRESNO | Gates | 230 | Offshore_Wind |  |  | 0 | 0 | 0 | 0 | 0 | 0 | 0 | 0 | 0 | 0 | 0 | 0 | 0 | 0 | 0 | 0 | 0 | 0 | 0 | 0 | 0 | 0 | 0 | 0 | 0 | 0 | 0 | 0
PG&E FRESNO | Gates | 500 | Offshore_Wind |  |  | 0 | 0 | 0 | 0 | 0 | 0 | 0 | 0 | 0 | 0 | 0 | 0 | 0 | 0 | 0 | 0 | 0 | 0 | 0 | 0 | 0 | 0 | 0 | 0 | 0 | 0 | 0 | 0
PG&E NGBA | Geysers 12 | 230 | Offshore_Wind |  |  | 0 | 0 | 0 | 0 | 0 | 0 | 0 | 0 | 0 | 0 | 0 | 0 | 0 | 0 | 0 | 0 | 0 | 0 | 0 | 0 | 0 | 0 | 0 | 0 | 0 | 0 | 0 | 0
PG&E NGBA | Geysers 17 | 230 | Offshore_Wind |  |  | 0 | 0 | 0 | 0 | 0 | 0 | 0 | 0 | 0 | 0 | 0 | 0 | 0 | 0 | 0 | 0 | 0 | 0 | 0 | 0 | 0 | 0 | 0 | 0 | 0 | 0 | 0 | 0
PG&E NGBA | Geysers 3 | 115 | Offshore_Wind |  |  | 0 | 0 | 0 | 0 | 0 | 0 | 0 | 0 | 0 | 0 | 0 | 0 | 0 | 0 | 0 | 0 | 0 | 0 | 0 | 0 | 0 | 0 | 0 | 0 | 0 | 0 | 0 | 0
PG&E NGBA | Glenn | 230 | Offshore_Wind |  |  | 0 | 0 | 0 | 0 | 0 | 0 | 0 | 0 | 0 | 0 | 0 | 0 | 0 | 0 | 0 | 0 | 0 | 0 | 0 | 0 | 0 | 0 | 0 | 0 | 0 | 0 | 0 | 0
PG&E NGBA | Gold Hill | 115 | Offshore_Wind |  |  | 0 | 0 | 0 | 0 | 0 | 0 | 0 | 0 | 0 | 0 | 0 | 0 | 0 | 0 | 0 | 0 | 0 | 0 | 0 | 0 | 0 | 0 | 0 | 0 | 0 | 0 | 0 | 0
PG&E NGBA | Gold Hill | 230 | Offshore_Wind |  |  | 0 | 0 | 0 | 0 | 0 | 0 | 0 | 0 | 0 | 0 | 0 | 0 | 0 | 0 | 0 | 0 | 0 | 0 | 0 | 0 | 0 | 0 | 0 | 0 | 0 | 0 | 0 | 0
SCE Northern | Goleta | 230 | Offshore_Wind |  |  | 0 | 0 | 0 | 0 | 0 | 0 | 0 | 0 | 0 | 0 | 0 | 0 | 0 | 0 | 0 | 0 | 0 | 0 | 0 | 0 | 0 | 0 | 0 | 0 | 0 | 0 | 0 | 0
SCE Metro | Goodrich | 230 | Offshore_Wind |  |  | 0 | 0 | 0 | 0 | 0 | 0 | 0 | 0 | 0 | 0 | 0 | 0 | 0 | 0 | 0 | 0 | 0 | 0 | 0 | 0 | 0 | 0 | 0 | 0 | 0 | 0 | 0 | 0
PG&E KERN | Goose Lake | 115 | Offshore_Wind |  |  | 0 | 0 | 0 | 0 | 0 | 0 | 0 | 0 | 0 | 0 | 0 | 0 | 0 | 0 | 0 | 0 | 0 | 0 | 0 | 0 | 0 | 0 | 0 | 0 | 0 | 0 | 0 | 0
SCE Metro | Gould | 230 | Offshore_Wind |  |  | 0 | 0 | 0 | 0 | 0 | 0 | 0 | 0 | 0 | 0 | 0 | 0 | 0 | 0 | 0 | 0 | 0 | 0 | 0 | 0 | 0 | 0 | 0 | 0 | 0 | 0 | 0 | 0
PG&E NGBA | Grand Island | 115 | Offshore_Wind |  |  | 0 | 0 | 0 | 0 | 0 | 0 | 0 | 0 | 0 | 0 | 0 | 0 | 0 | 0 | 0 | 0 | 0 | 0 | 0 | 0 | 0 | 0 | 0 | 0 | 0 | 0 | 0 | 0
PG&E GBA | Grant | 115 | Offshore_Wind |  |  | 0 | 0 | 0 | 0 | 0 | 0 | 0 | 0 | 0 | 0 | 0 | 0 | 0 | 0 | 0 | 0 | 0 | 0 | 0 | 0 | 0 | 0 | 0 | 0 | 0 | 0 | 0 | 0
PG&E GBA | Green Valley | 115 | Offshore_Wind |  |  | 0 | 0 | 0 | 0 | 0 | 0 | 0 | 0 | 0 | 0 | 0 | 0 | 0 | 0 | 0 | 0 | 0 | 0 | 0 | 0 | 0 | 0 | 0 | 0 | 0 | 0 | 0 | 0
PG&E NGBA | Greenleaf 1 | 115 | Offshore_Wind |  |  | 0 | 0 | 0 | 0 | 0 | 0 | 0 | 0 | 0 | 0 | 0 | 0 | 0 | 0 | 0 | 0 | 0 | 0 | 0 | 0 | 0 | 0 | 0 | 0 | 0 | 0 | 0 | 0
PG&E FRESNO | Gregg | 230 | Offshore_Wind |  |  | 0 | 0 | 0 | 0 | 0 | 0 | 0 | 0 | 0 | 0 | 0 | 0 | 0 | 0 | 0 | 0 | 0 | 0 | 0 | 0 | 0 | 0 | 0 | 0 | 0 | 0 | 0 | 0
PG&E FRESNO | Grimmway-Malaga | 115 | Offshore_Wind |  |  | 0 | 0 | 0 | 0 | 0 | 0 | 0 | 0 | 0 | 0 | 0 | 0 | 0 | 0 | 0 | 0 | 0 | 0 | 0 | 0 | 0 | 0 | 0 | 0 | 0 | 0 | 0 | 0
PG&E NGBA | Grizzly | 230 | Offshore_Wind |  |  | 0 | 0 | 0 | 0 | 0 | 0 | 0 | 0 | 0 | 0 | 0 | 0 | 0 | 0 | 0 | 0 | 0 | 0 | 0 | 0 | 0 | 0 | 0 | 0 | 0 | 0 | 0 | 0
PG&E FRESNO | GWF Hanford | 115 | Offshore_Wind |  |  | 0 | 0 | 0 | 0 | 0 | 0 | 0 | 0 | 0 | 0 | 0 | 0 | 0 | 0 | 0 | 0 | 0 | 0 | 0 | 0 | 0 | 0 | 0 | 0 | 0 | 0 | 0 | 0
PG&E FRESNO | Haas | 230 | Offshore_Wind |  |  | 0 | 0 | 0 | 0 | 0 | 0 | 0 | 0 | 0 | 0 | 0 | 0 | 0 | 0 | 0 | 0 | 0 | 0 | 0 | 0 | 0 | 0 | 0 | 0 | 0 | 0 | 0 | 0
PG&E FRESNO | Hammonds | 115 | Offshore_Wind |  |  | 0 | 0 | 0 | 0 | 0 | 0 | 0 | 0 | 0 | 0 | 0 | 0 | 0 | 0 | 0 | 0 | 0 | 0 | 0 | 0 | 0 | 0 | 0 | 0 | 0 | 0 | 0 | 0
SCE Metro | HarborGen | 230 | Offshore_Wind |  |  | 0 | 0 | 0 | 0 | 0 | 0 | 0 | 0 | 0 | 0 | 0 | 0 | 0 | 0 | 0 | 0 | 0 | 0 | 0 | 0 | 0 | 0 | 0 | 0 | 0 | 0 | 0 | 0
EOP | Harry Allen | 500 | Offshore_Wind |  |  | 0 | 0 | 0 | 0 | 0 | 0 | 0 | 0 | 0 | 0 | 0 | 0 | 0 | 0 | 0 | 0 | 0 | 0 | 0 | 0 | 0 | 0 | 0 | 0 | 0 | 0 | 0 | 0
SCE NOL | Harvard | 115 | Offshore_Wind |  |  | 0 | 0 | 0 | 0 | 0 | 0 | 0 | 0 | 0 | 0 | 0 | 0 | 0 | 0 | 0 | 0 | 0 | 0 | 0 | 0 | 0 | 0 | 0 | 0 | 0 | 0 | 0 | 0
SDGE | Hassayampa | 500 | Offshore_Wind |  |  | 0 | 0 | 0 | 0 | 0 | 0 | 0 | 0 | 0 | 0 | 0 | 0 | 0 | 0 | 0 | 0 | 0 | 0 | 0 | 0 | 0 | 0 | 0 | 0 | 0 | 0 | 0 | 0
PG&E FRESNO | Helm | 230 | Offshore_Wind |  |  | 0 | 0 | 0 | 0 | 0 | 0 | 0 | 0 | 0 | 0 | 0 | 0 | 0 | 0 | 0 | 0 | 0 | 0 | 0 | 0 | 0 | 0 | 0 | 0 | 0 | 0 | 0 | 0
PG&E FRESNO | Henrietta | 115 | Offshore_Wind |  |  | 0 | 0 | 0 | 0 | 0 | 0 | 0 | 0 | 0 | 0 | 0 | 0 | 0 | 0 | 0 | 0 | 0 | 0 | 0 | 0 | 0 | 0 | 0 | 0 | 0 | 0 | 0 | 0
PG&E FRESNO | Henrietta | 230 | Offshore_Wind |  |  | 0 | 0 | 0 | 0 | 0 | 0 | 0 | 0 | 0 | 0 | 0 | 0 | 0 | 0 | 0 | 0 | 0 | 0 | 0 | 0 | 0 | 0 | 0 | 0 | 0 | 0 | 0 | 0
PG&E FRESNO | Herndon | 115 | Offshore_Wind |  |  | 0 | 0 | 0 | 0 | 0 | 0 | 0 | 0 | 0 | 0 | 0 | 0 | 0 | 0 | 0 | 0 | 0 | 0 | 0 | 0 | 0 | 0 | 0 | 0 | 0 | 0 | 0 | 0
PG&E FRESNO | Herndon | 230 | Offshore_Wind |  |  | 0 | 0 | 0 | 0 | 0 | 0 | 0 | 0 | 0 | 0 | 0 | 0 | 0 | 0 | 0 | 0 | 0 | 0 | 0 | 0 | 0 | 0 | 0 | 0 | 0 | 0 | 0 | 0
PG&E GBA | Hicks | 230 | Offshore_Wind |  |  | 0 | 0 | 0 | 0 | 0 | 0 | 0 | 0 | 0 | 0 | 0 | 0 | 0 | 0 | 0 | 0 | 0 | 0 | 0 | 0 | 0 | 0 | 0 | 0 | 0 | 0 | 0 | 0
PG&E NGBA | Higgins | 115 | Offshore_Wind |  |  | 0 | 0 | 0 | 0 | 0 | 0 | 0 | 0 | 0 | 0 | 0 | 0 | 0 | 0 | 0 | 0 | 0 | 0 | 0 | 0 | 0 | 0 | 0 | 0 | 0 | 0 | 0 | 0
PG&E NGBA | Hilltop | 345 | Offshore_Wind |  |  | 0 | 0 | 0 | 0 | 0 | 0 | 0 | 0 | 0 | 0 | 0 | 0 | 0 | 0 | 0 | 0 | 0 | 0 | 0 | 0 | 0 | 0 | 0 | 0 | 0 | 0 | 0 | 0
SCE Metro | Hinson | 230 | Offshore_Wind |  |  | 0 | 0 | 0 | 0 | 0 | 0 | 0 | 0 | 0 | 0 | 0 | 0 | 0 | 0 | 0 | 0 | 0 | 0 | 0 | 0 | 0 | 0 | 0 | 0 | 0 | 0 | 0 | 0
PG&E GBA | Hollister | 115 | Offshore_Wind |  |  | 0 | 0 | 0 | 0 | 0 | 0 | 0 | 0 | 0 | 0 | 0 | 0 | 0 | 0 | 0 | 0 | 0 | 0 | 0 | 0 | 0 | 0 | 0 | 0 | 0 | 0 | 0 | 0
PG&E NGBA | Homestake | 115 | Offshore_Wind |  |  | 0 | 0 | 0 | 0 | 0 | 0 | 0 | 0 | 0 | 0 | 0 | 0 | 0 | 0 | 0 | 0 | 0 | 0 | 0 | 0 | 0 | 0 | 0 | 0 | 0 | 0 | 0 | 0
PG&E NGBA | Honcut | 115 | Offshore_Wind |  |  | 0 | 0 | 0 | 0 | 0 | 0 | 0 | 0 | 0 | 0 | 0 | 0 | 0 | 0 | 0 | 0 | 0 | 0 | 0 | 0 | 0 | 0 | 0 | 0 | 0 | 0 | 0 | 0
SDGE | Hoodoo Wash | 500 | Offshore_Wind |  |  | 0 | 0 | 0 | 0 | 0 | 0 | 0 | 0 | 0 | 0 | 0 | 0 | 0 | 0 | 0 | 0 | 0 | 0 | 0 | 0 | 0 | 0 | 0 | 0 | 0 | 0 | 0 | 0
PG&E NGBA | Hopland | 115 | Offshore_Wind |  |  | 0 | 0 | 0 | 0 | 0 | 0 | 0 | 0 | 0 | 0 | 0 | 0 | 0 | 0 | 0 | 0 | 0 | 0 | 0 | 0 | 0 | 0 | 0 | 0 | 0 | 0 | 0 | 0
PG&E NGBA | Humboldt | 115 | Offshore_Wind |  |  | 0 | 0 | 0 | 0 | 0 | 0 | 0 | 0 | 0 | 0 | 0 | 0 | 0 | 0 | 0 | 0 | 0 | 0 | 0 | 0 | 0 | 0 | 0 | 0 | 0 | 0 | 0 | 0
PG&E NGBA | Humboldt | 500 | Offshore_Wind |  |  | 1 | 0 | 0 | 0 | 0 | 0 | 0 | 0 | 0 | 0 | 0 | 0 | 0 | 2680 | 0 | 2680 | 0 | 0 | 0 | 2680 | 0 | 2680 | 2680 | 0 | 2680 | 2680 | 0 | 2680
SCE Metro | Huntington Beach | 230 | Offshore_Wind |  |  | 0 | 0 | 0 | 0 | 0 | 0 | 0 | 0 | 0 | 0 | 0 | 0 | 0 | 0 | 0 | 0 | 0 | 0 | 0 | 0 | 0 | 0 | 0 | 0 | 0 | 0 | 0 | 0
PG&E NGBA | Ignacio | 115 | Offshore_Wind |  |  | 0 | 0 | 0 | 0 | 0 | 0 | 0 | 0 | 0 | 0 | 0 | 0 | 0 | 0 | 0 | 0 | 0 | 0 | 0 | 0 | 0 | 0 | 0 | 0 | 0 | 0 | 0 | 0
PG&E NGBA | Ignacio | 230 | Offshore_Wind |  |  | 0 | 0 | 0 | 0 | 0 | 0 | 0 | 0 | 0 | 0 | 0 | 0 | 0 | 0 | 0 | 0 | 0 | 0 | 0 | 0 | 0 | 0 | 0 | 0 | 0 | 0 | 0 | 0
SDGE | Imperial Valley | 230 | Offshore_Wind |  |  | 0 | 0 | 0 | 0 | 0 | 0 | 0 | 0 | 0 | 0 | 0 | 0 | 0 | 0 | 0 | 0 | 0 | 0 | 0 | 0 | 0 | 0 | 0 | 0 | 0 | 0 | 0 | 0
SDGE | Imperial Valley | 500 | Offshore_Wind |  |  | 0 | 0 | 0 | 0 | 0 | 0 | 0 | 0 | 0 | 0 | 0 | 0 | 0 | 0 | 0 | 0 | 0 | 0 | 0 | 0 | 0 | 0 | 0 | 0 | 0 | 0 | 0 | 0
EOP | Innovation | 138 | Offshore_Wind |  |  | 0 | 0 | 0 | 0 | 0 | 0 | 0 | 0 | 0 | 0 | 0 | 0 | 0 | 0 | 0 | 0 | 0 | 0 | 0 | 0 | 0 | 0 | 0 | 0 | 0 | 0 | 0 | 0
EOP | Innovation | 230 | Offshore_Wind |  |  | 0 | 0 | 0 | 0 | 0 | 0 | 0 | 0 | 0 | 0 | 0 | 0 | 0 | 0 | 0 | 0 | 0 | 0 | 0 | 0 | 0 | 0 | 0 | 0 | 0 | 0 | 0 | 0
SCE NOL | Inyokern | 115 | Offshore_Wind |  |  | 0 | 0 | 0 | 0 | 0 | 0 | 0 | 0 | 0 | 0 | 0 | 0 | 0 | 0 | 0 | 0 | 0 | 0 | 0 | 0 | 0 | 0 | 0 | 0 | 0 | 0 | 0 | 0
EOP | IS Tap | 138 | Offshore_Wind |  |  | 0 | 0 | 0 | 0 | 0 | 0 | 0 | 0 | 0 | 0 | 0 | 0 | 0 | 0 | 0 | 0 | 0 | 0 | 0 | 0 | 0 | 0 | 0 | 0 | 0 | 0 | 0 | 0
EOP | Ivanpah | 115 | Offshore_Wind |  |  | 0 | 0 | 0 | 0 | 0 | 0 | 0 | 0 | 0 | 0 | 0 | 0 | 0 | 0 | 0 | 0 | 0 | 0 | 0 | 0 | 0 | 0 | 0 | 0 | 0 | 0 | 0 | 0
EOP | Ivanpah | 230 | Offshore_Wind |  |  | 0 | 0 | 0 | 0 | 0 | 0 | 0 | 0 | 0 | 0 | 0 | 0 | 0 | 0 | 0 | 0 | 0 | 0 | 0 | 0 | 0 | 0 | 0 | 0 | 0 | 0 | 0 | 0
EOP | Jackass (DOE) | 138 | Offshore_Wind |  |  | 0 | 0 | 0 | 0 | 0 | 0 | 0 | 0 | 0 | 0 | 0 | 0 | 0 | 0 | 0 | 0 | 0 | 0 | 0 | 0 | 0 | 0 | 0 | 0 | 0 | 0 | 0 | 0
PG&E NGBA | James B Black | 230 | Offshore_Wind |  |  | 0 | 0 | 0 | 0 | 0 | 0 | 0 | 0 | 0 | 0 | 0 | 0 | 0 | 0 | 0 | 0 | 0 | 0 | 0 | 0 | 0 | 0 | 0 | 0 | 0 | 0 | 0 | 0
PG&E GBA | Jefferson | 230 | Offshore_Wind |  |  | 0 | 0 | 0 | 0 | 0 | 0 | 0 | 0 | 0 | 0 | 0 | 0 | 0 | 0 | 0 | 0 | 0 | 0 | 0 | 0 | 0 | 0 | 0 | 0 | 0 | 0 | 0 | 0
PG&E NGBA | Jessup | 115 | Offshore_Wind |  |  | 0 | 0 | 0 | 0 | 0 | 0 | 0 | 0 | 0 | 0 | 0 | 0 | 0 | 0 | 0 | 0 | 0 | 0 | 0 | 0 | 0 | 0 | 0 | 0 | 0 | 0 | 0 | 0
SCE Metro | Johanna | 230 | Offshore_Wind |  |  | 0 | 0 | 0 | 0 | 0 | 0 | 0 | 0 | 0 | 0 | 0 | 0 | 0 | 0 | 0 | 0 | 0 | 0 | 0 | 0 | 0 | 0 | 0 | 0 | 0 | 0 | 0 | 0
SCE Eastern | Julian Hinds | 230 | Offshore_Wind |  |  | 0 | 0 | 0 | 0 | 0 | 0 | 0 | 0 | 0 | 0 | 0 | 0 | 0 | 0 | 0 | 0 | 0 | 0 | 0 | 0 | 0 | 0 | 0 | 0 | 0 | 0 | 0 | 0
PG&E GBA | Kasson | 115 | Offshore_Wind |  |  | 0 | 0 | 0 | 0 | 0 | 0 | 0 | 0 | 0 | 0 | 0 | 0 | 0 | 0 | 0 | 0 | 0 | 0 | 0 | 0 | 0 | 0 | 0 | 0 | 0 | 0 | 0 | 0
PG&E FRESNO | Kearney | 230 | Offshore_Wind |  |  | 0 | 0 | 0 | 0 | 0 | 0 | 0 | 0 | 0 | 0 | 0 | 0 | 0 | 0 | 0 | 0 | 0 | 0 | 0 | 0 | 0 | 0 | 0 | 0 | 0 | 0 | 0 | 0
PG&E GBA | Kelso | 230 | Offshore_Wind |  |  | 0 | 0 | 0 | 0 | 0 | 0 | 0 | 0 | 0 | 0 | 0 | 0 | 0 | 0 | 0 | 0 | 0 | 0 | 0 | 0 | 0 | 0 | 0 | 0 | 0 | 0 | 0 | 0
PG&E FRESNO | Kerchoff 1 | 115 | Offshore_Wind |  |  | 0 | 0 | 0 | 0 | 0 | 0 | 0 | 0 | 0 | 0 | 0 | 0 | 0 | 0 | 0 | 0 | 0 | 0 | 0 | 0 | 0 | 0 | 0 | 0 | 0 | 0 | 0 | 0
PG&E KERN | Kern Oil | 115 | Offshore_Wind |  |  | 0 | 0 | 0 | 0 | 0 | 0 | 0 | 0 | 0 | 0 | 0 | 0 | 0 | 0 | 0 | 0 | 0 | 0 | 0 | 0 | 0 | 0 | 0 | 0 | 0 | 0 | 0 | 0
PG&E KERN | Kern PP | 115 | Offshore_Wind |  |  | 0 | 0 | 0 | 0 | 0 | 0 | 0 | 0 | 0 | 0 | 0 | 0 | 0 | 0 | 0 | 0 | 0 | 0 | 0 | 0 | 0 | 0 | 0 | 0 | 0 | 0 | 0 | 0
PG&E KERN | Kern PP | 230 | Offshore_Wind |  |  | 0 | 0 | 0 | 0 | 0 | 0 | 0 | 0 | 0 | 0 | 0 | 0 | 0 | 0 | 0 | 0 | 0 | 0 | 0 | 0 | 0 | 0 | 0 | 0 | 0 | 0 | 0 | 0
PG&E KERN | Kernridge | 115 | Offshore_Wind |  |  | 0 | 0 | 0 | 0 | 0 | 0 | 0 | 0 | 0 | 0 | 0 | 0 | 0 | 0 | 0 | 0 | 0 | 0 | 0 | 0 | 0 | 0 | 0 | 0 | 0 | 0 | 0 | 0
PG&E FRESNO | Kingsburg | 115 | Offshore_Wind |  |  | 0 | 0 | 0 | 0 | 0 | 0 | 0 | 0 | 0 | 0 | 0 | 0 | 0 | 0 | 0 | 0 | 0 | 0 | 0 | 0 | 0 | 0 | 0 | 0 | 0 | 0 | 0 | 0
PG&E GBA | Kirker | 115 | Offshore_Wind |  |  | 0 | 0 | 0 | 0 | 0 | 0 | 0 | 0 | 0 | 0 | 0 | 0 | 0 | 0 | 0 | 0 | 0 | 0 | 0 | 0 | 0 | 0 | 0 | 0 | 0 | 0 | 0 | 0
PG&E NGBA | Knights Landing | 115 | Offshore_Wind |  |  | 0 | 0 | 0 | 0 | 0 | 0 | 0 | 0 | 0 | 0 | 0 | 0 | 0 | 0 | 0 | 0 | 0 | 0 | 0 | 0 | 0 | 0 | 0 | 0 | 0 | 0 | 0 | 0
SCE NOL | Kramer | 115 | Offshore_Wind |  |  | 0 | 0 | 0 | 0 | 0 | 0 | 0 | 0 | 0 | 0 | 0 | 0 | 0 | 0 | 0 | 0 | 0 | 0 | 0 | 0 | 0 | 0 | 0 | 0 | 0 | 0 | 0 | 0
SCE NOL | Kramer | 230 | Offshore_Wind |  |  | 0 | 0 | 0 | 0 | 0 | 0 | 0 | 0 | 0 | 0 | 0 | 0 | 0 | 0 | 0 | 0 | 0 | 0 | 0 | 0 | 0 | 0 | 0 | 0 | 0 | 0 | 0 | 0
SCE Metro | La Cienega | 230 | Offshore_Wind |  |  | 0 | 0 | 0 | 0 | 0 | 0 | 0 | 0 | 0 | 0 | 0 | 0 | 0 | 0 | 0 | 0 | 0 | 0 | 0 | 0 | 0 | 0 | 0 | 0 | 0 | 0 | 0 | 0
SCE Metro | La Fresa | 230 | Offshore_Wind |  |  | 0 | 0 | 0 | 0 | 0 | 0 | 0 | 0 | 0 | 0 | 0 | 0 | 0 | 0 | 0 | 0 | 0 | 0 | 0 | 0 | 0 | 0 | 0 | 0 | 0 | 0 | 0 | 0
SCE Metro | Laguna Bell | 230 | Offshore_Wind |  |  | 0 | 0 | 0 | 0 | 0 | 0 | 0 | 0 | 0 | 0 | 0 | 0 | 0 | 0 | 0 | 0 | 0 | 0 | 0 | 0 | 0 | 0 | 0 | 0 | 0 | 0 | 0 | 0
PG&E NGBA | Lakeville | 230 | Offshore_Wind |  |  | 0 | 0 | 0 | 0 | 0 | 0 | 0 | 0 | 0 | 0 | 0 | 0 | 0 | 0 | 0 | 0 | 0 | 0 | 0 | 0 | 0 | 0 | 0 | 0 | 0 | 0 | 0 | 0
PG&E NGBA | Lakeville | 115 | Offshore_Wind |  |  | 0 | 0 | 0 | 0 | 0 | 0 | 0 | 0 | 0 | 0 | 0 | 0 | 0 | 0 | 0 | 0 | 0 | 0 | 0 | 0 | 0 | 0 | 0 | 0 | 0 | 0 | 0 | 0
PG&E GBA | Lakewood | 115 | Offshore_Wind |  |  | 0 | 0 | 0 | 0 | 0 | 0 | 0 | 0 | 0 | 0 | 0 | 0 | 0 | 0 | 0 | 0 | 0 | 0 | 0 | 0 | 0 | 0 | 0 | 0 | 0 | 0 | 0 | 0
PG&E NGBA | Lambie | 230 | Offshore_Wind |  |  | 0 | 0 | 0 | 0 | 0 | 0 | 0 | 0 | 0 | 0 | 0 | 0 | 0 | 0 | 0 | 0 | 0 | 0 | 0 | 0 | 0 | 0 | 0 | 0 | 0 | 0 | 0 | 0
PG&E GBA | Lammers | 115 | Offshore_Wind |  |  | 0 | 0 | 0 | 0 | 0 | 0 | 0 | 0 | 0 | 0 | 0 | 0 | 0 | 0 | 0 | 0 | 0 | 0 | 0 | 0 | 0 | 0 | 0 | 0 | 0 | 0 | 0 | 0
PG&E KERN | Lamont | 115 | Offshore_Wind |  |  | 0 | 0 | 0 | 0 | 0 | 0 | 0 | 0 | 0 | 0 | 0 | 0 | 0 | 0 | 0 | 0 | 0 | 0 | 0 | 0 | 0 | 0 | 0 | 0 | 0 | 0 | 0 | 0
PG&E FRESNO | Las Aguilas | 230 | Offshore_Wind |  |  | 0 | 0 | 0 | 0 | 0 | 0 | 0 | 0 | 0 | 0 | 0 | 0 | 0 | 0 | 0 | 0 | 0 | 0 | 0 | 0 | 0 | 0 | 0 | 0 | 0 | 0 | 0 | 0
EOP | Lathrop | 138 | Offshore_Wind |  |  | 0 | 0 | 0 | 0 | 0 | 0 | 0 | 0 | 0 | 0 | 0 | 0 | 0 | 0 | 0 | 0 | 0 | 0 | 0 | 0 | 0 | 0 | 0 | 0 | 0 | 0 | 0 | 0
EOP | Lathrop | 230 | Offshore_Wind |  |  | 0 | 0 | 0 | 0 | 0 | 0 | 0 | 0 | 0 | 0 | 0 | 0 | 0 | 0 | 0 | 0 | 0 | 0 | 0 | 0 | 0 | 0 | 0 | 0 | 0 | 0 | 0 | 0
PG&E FRESNO | Le Grand | 115 | Offshore_Wind |  |  | 0 | 0 | 0 | 0 | 0 | 0 | 0 | 0 | 0 | 0 | 0 | 0 | 0 | 0 | 0 | 0 | 0 | 0 | 0 | 0 | 0 | 0 | 0 | 0 | 0 | 0 | 0 | 0
PG&E KERN | Lerdo | 115 | Offshore_Wind |  |  | 0 | 0 | 0 | 0 | 0 | 0 | 0 | 0 | 0 | 0 | 0 | 0 | 0 | 0 | 0 | 0 | 0 | 0 | 0 | 0 | 0 | 0 | 0 | 0 | 0 | 0 | 0 | 0
SCE Metro | Lewis | 230 | Offshore_Wind |  |  | 0 | 0 | 0 | 0 | 0 | 0 | 0 | 0 | 0 | 0 | 0 | 0 | 0 | 0 | 0 | 0 | 0 | 0 | 0 | 0 | 0 | 0 | 0 | 0 | 0 | 0 | 0 | 0
SCE Metro | Lighthipe | 230 | Offshore_Wind |  |  | 0 | 0 | 0 | 0 | 0 | 0 | 0 | 0 | 0 | 0 | 0 | 0 | 0 | 0 | 0 | 0 | 0 | 0 | 0 | 0 | 0 | 0 | 0 | 0 | 0 | 0 | 0 | 0
PG&E NGBA | Lincoln | 115 | Offshore_Wind |  |  | 0 | 0 | 0 | 0 | 0 | 0 | 0 | 0 | 0 | 0 | 0 | 0 | 0 | 0 | 0 | 0 | 0 | 0 | 0 | 0 | 0 | 0 | 0 | 0 | 0 | 0 | 0 | 0
PG&E KERN | Live Oak | 115 | Offshore_Wind |  |  | 0 | 0 | 0 | 0 | 0 | 0 | 0 | 0 | 0 | 0 | 0 | 0 | 0 | 0 | 0 | 0 | 0 | 0 | 0 | 0 | 0 | 0 | 0 | 0 | 0 | 0 | 0 | 0
PG&E GBA | Llagas | 115 | Offshore_Wind |  |  | 0 | 0 | 0 | 0 | 0 | 0 | 0 | 0 | 0 | 0 | 0 | 0 | 0 | 0 | 0 | 0 | 0 | 0 | 0 | 0 | 0 | 0 | 0 | 0 | 0 | 0 | 0 | 0
PG&E GBA | Lockeford | 115 | Offshore_Wind |  |  | 0 | 0 | 0 | 0 | 0 | 0 | 0 | 0 | 0 | 0 | 0 | 0 | 0 | 0 | 0 | 0 | 0 | 0 | 0 | 0 | 0 | 0 | 0 | 0 | 0 | 0 | 0 | 0
PG&E GBA | Lockeford | 230 | Offshore_Wind |  |  | 0 | 0 | 0 | 0 | 0 | 0 | 0 | 0 | 0 | 0 | 0 | 0 | 0 | 0 | 0 | 0 | 0 | 0 | 0 | 0 | 0 | 0 | 0 | 0 | 0 | 0 | 0 | 0
PG&E GBA | Lodi | 230 | Offshore_Wind |  |  | 0 | 0 | 0 | 0 | 0 | 0 | 0 | 0 | 0 | 0 | 0 | 0 | 0 | 0 | 0 | 0 | 0 | 0 | 0 | 0 | 0 | 0 | 0 | 0 | 0 | 0 | 0 | 0
PG&E NGBA | Logan Creek | 230 | Offshore_Wind |  |  | 0 | 0 | 0 | 0 | 0 | 0 | 0 | 0 | 0 | 0 | 0 | 0 | 0 | 0 | 0 | 0 | 0 | 0 | 0 | 0 | 0 | 0 | 0 | 0 | 0 | 0 | 0 | 0
PG&E GBA | Lone Tree | 230 | Offshore_Wind |  |  | 0 | 0 | 0 | 0 | 0 | 0 | 0 | 0 | 0 | 0 | 0 | 0 | 0 | 0 | 0 | 0 | 0 | 0 | 0 | 0 | 0 | 0 | 0 | 0 | 0 | 0 | 0 | 0
PG&E FRESNO | Los Banos | 230 | Offshore_Wind |  |  | 0 | 0 | 0 | 0 | 0 | 0 | 0 | 0 | 0 | 0 | 0 | 0 | 0 | 0 | 0 | 0 | 0 | 0 | 0 | 0 | 0 | 0 | 0 | 0 | 0 | 0 | 0 | 0
PG&E FRESNO | Los Banos | 500 | Offshore_Wind |  |  | 0 | 0 | 0 | 0 | 0 | 0 | 0 | 0 | 0 | 0 | 0 | 0 | 0 | 0 | 0 | 0 | 0 | 0 | 0 | 0 | 0 | 0 | 0 | 0 | 0 | 0 | 0 | 0
SDGE | Los Coches | 138 | Offshore_Wind |  |  | 0 | 0 | 0 | 0 | 0 | 0 | 0 | 0 | 0 | 0 | 0 | 0 | 0 | 0 | 0 | 0 | 0 | 0 | 0 | 0 | 0 | 0 | 0 | 0 | 0 | 0 | 0 | 0
PG&E GBA | Los Esteros | 115 | Offshore_Wind |  |  | 0 | 0 | 0 | 0 | 0 | 0 | 0 | 0 | 0 | 0 | 0 | 0 | 0 | 0 | 0 | 0 | 0 | 0 | 0 | 0 | 0 | 0 | 0 | 0 | 0 | 0 | 0 | 0
PG&E GBA | Los Esteros | 230 | Offshore_Wind |  |  | 0 | 0 | 0 | 0 | 0 | 0 | 0 | 0 | 0 | 0 | 0 | 0 | 0 | 0 | 0 | 0 | 0 | 0 | 0 | 0 | 0 | 0 | 0 | 0 | 0 | 0 | 0 | 0
PG&E GBA | Los Positas | 230 | Offshore_Wind |  |  | 0 | 0 | 0 | 0 | 0 | 0 | 0 | 0 | 0 | 0 | 0 | 0 | 0 | 0 | 0 | 0 | 0 | 0 | 0 | 0 | 0 | 0 | 0 | 0 | 0 | 0 | 0 | 0
SCE NOL | Lugo | 230 | Offshore_Wind |  |  | 0 | 0 | 0 | 0 | 0 | 0 | 0 | 0 | 0 | 0 | 0 | 0 | 0 | 0 | 0 | 0 | 0 | 0 | 0 | 0 | 0 | 0 | 0 | 0 | 0 | 0 | 0 | 0
SCE Metro | Lugo | 500 | Offshore_Wind |  |  | 0 | 0 | 0 | 0 | 0 | 0 | 0 | 0 | 0 | 0 | 0 | 0 | 0 | 0 | 0 | 0 | 0 | 0 | 0 | 0 | 0 | 0 | 0 | 0 | 0 | 0 | 0 | 0
PG&E NGBA | Madison | 115 | Offshore_Wind |  |  | 0 | 0 | 0 | 0 | 0 | 0 | 0 | 0 | 0 | 0 | 0 | 0 | 0 | 0 | 0 | 0 | 0 | 0 | 0 | 0 | 0 | 0 | 0 | 0 | 0 | 0 | 0 | 0
PG&E KERN | Magunden | 115 | Offshore_Wind |  |  | 0 | 0 | 0 | 0 | 0 | 0 | 0 | 0 | 0 | 0 | 0 | 0 | 0 | 0 | 0 | 0 | 0 | 0 | 0 | 0 | 0 | 0 | 0 | 0 | 0 | 0 | 0 | 0
SCE Northern | Magunden | 230 | Offshore_Wind |  |  | 0 | 0 | 0 | 0 | 0 | 0 | 0 | 0 | 0 | 0 | 0 | 0 | 0 | 0 | 0 | 0 | 0 | 0 | 0 | 0 | 0 | 0 | 0 | 0 | 0 | 0 | 0 | 0
PG&E FRESNO | Malaga | 115 | Offshore_Wind |  |  | 0 | 0 | 0 | 0 | 0 | 0 | 0 | 0 | 0 | 0 | 0 | 0 | 0 | 0 | 0 | 0 | 0 | 0 | 0 | 0 | 0 | 0 | 0 | 0 | 0 | 0 | 0 | 0
PG&E NGBA | Malin | 500 | Offshore_Wind |  |  | 0 | 0 | 0 | 0 | 0 | 0 | 0 | 0 | 0 | 0 | 0 | 0 | 0 | 0 | 0 | 0 | 0 | 0 | 0 | 0 | 0 | 0 | 0 | 0 | 0 | 0 | 0 | 0
SCE Northern | Mandalay | 230 | Offshore_Wind |  |  | 0 | 0 | 0 | 0 | 0 | 0 | 0 | 0 | 0 | 0 | 0 | 0 | 0 | 0 | 0 | 0 | 0 | 0 | 0 | 0 | 0 | 0 | 0 | 0 | 0 | 0 | 0 | 0
PG&E FRESNO | Manning | 230 | Offshore_Wind |  |  | 0 | 0 | 0 | 0 | 0 | 0 | 0 | 0 | 0 | 0 | 0 | 0 | 0 | 0 | 0 | 0 | 0 | 0 | 0 | 0 | 0 | 0 | 0 | 0 | 0 | 0 | 0 | 0
PG&E FRESNO | Manning | 500 | Offshore_Wind |  |  | 0 | 0 | 0 | 0 | 0 | 0 | 0 | 0 | 0 | 0 | 0 | 0 | 0 | 0 | 0 | 0 | 0 | 0 | 0 | 0 | 0 | 0 | 0 | 0 | 0 | 0 | 0 | 0
PG&E GBA | Manteca | 115 | Offshore_Wind |  |  | 0 | 0 | 0 | 0 | 0 | 0 | 0 | 0 | 0 | 0 | 0 | 0 | 0 | 0 | 0 | 0 | 0 | 0 | 0 | 0 | 0 | 0 | 0 | 0 | 0 | 0 | 0 | 0
SDGE | Margarita | 138 | Offshore_Wind |  |  | 0 | 0 | 0 | 0 | 0 | 0 | 0 | 0 | 0 | 0 | 0 | 0 | 0 | 0 | 0 | 0 | 0 | 0 | 0 | 0 | 0 | 0 | 0 | 0 | 0 | 0 | 0 | 0
PG&E GBA | Martin | 230 | Offshore_Wind |  |  | 0 | 0 | 0 | 0 | 0 | 0 | 0 | 0 | 0 | 0 | 0 | 0 | 0 | 0 | 0 | 0 | 0 | 0 | 0 | 0 | 0 | 0 | 0 | 0 | 0 | 0 | 0 | 0
PG&E GBA | Martin | 115 | Offshore_Wind |  |  | 0 | 0 | 0 | 0 | 0 | 0 | 0 | 0 | 0 | 0 | 0 | 0 | 0 | 0 | 0 | 0 | 0 | 0 | 0 | 0 | 0 | 0 | 0 | 0 | 0 | 0 | 0 | 0
PG&E GBA | Martinez | 115 | Offshore_Wind |  |  | 0 | 0 | 0 | 0 | 0 | 0 | 0 | 0 | 0 | 0 | 0 | 0 | 0 | 0 | 0 | 0 | 0 | 0 | 0 | 0 | 0 | 0 | 0 | 0 | 0 | 0 | 0 | 0
PG&E FRESNO | Mc Mullin | 230 | Offshore_Wind |  |  | 0 | 0 | 0 | 0 | 0 | 0 | 0 | 0 | 0 | 0 | 0 | 0 | 0 | 0 | 0 | 0 | 0 | 0 | 0 | 0 | 0 | 0 | 0 | 0 | 0 | 0 | 0 | 0
PG&E FRESNO | McCall | 115 | Offshore_Wind |  |  | 0 | 0 | 0 | 0 | 0 | 0 | 0 | 0 | 0 | 0 | 0 | 0 | 0 | 0 | 0 | 0 | 0 | 0 | 0 | 0 | 0 | 0 | 0 | 0 | 0 | 0 | 0 | 0
PG&E FRESNO | McCall | 230 | Offshore_Wind |  |  | 0 | 0 | 0 | 0 | 0 | 0 | 0 | 0 | 0 | 0 | 0 | 0 | 0 | 0 | 0 | 0 | 0 | 0 | 0 | 0 | 0 | 0 | 0 | 0 | 0 | 0 | 0 | 0
PG&E GBA | Meadow Lane | 115 | Offshore_Wind |  |  | 0 | 0 | 0 | 0 | 0 | 0 | 0 | 0 | 0 | 0 | 0 | 0 | 0 | 0 | 0 | 0 | 0 | 0 | 0 | 0 | 0 | 0 | 0 | 0 | 0 | 0 | 0 | 0
PG&E GBA | Melones | 115 | Offshore_Wind |  |  | 0 | 0 | 0 | 0 | 0 | 0 | 0 | 0 | 0 | 0 | 0 | 0 | 0 | 0 | 0 | 0 | 0 | 0 | 0 | 0 | 0 | 0 | 0 | 0 | 0 | 0 | 0 | 0
PG&E GBA | Melones | 230 | Offshore_Wind |  |  | 0 | 0 | 0 | 0 | 0 | 0 | 0 | 0 | 0 | 0 | 0 | 0 | 0 | 0 | 0 | 0 | 0 | 0 | 0 | 0 | 0 | 0 | 0 | 0 | 0 | 0 | 0 | 0
PG&E NGBA | Mendocino | 115 | Offshore_Wind |  |  | 0 | 0 | 0 | 0 | 0 | 0 | 0 | 0 | 0 | 0 | 0 | 0 | 0 | 0 | 0 | 0 | 0 | 0 | 0 | 0 | 0 | 0 | 0 | 0 | 0 | 0 | 0 | 0
PG&E FRESNO | Mendota | 115 | Offshore_Wind |  |  | 0 | 0 | 0 | 0 | 0 | 0 | 0 | 0 | 0 | 0 | 0 | 0 | 0 | 0 | 0 | 0 | 0 | 0 | 0 | 0 | 0 | 0 | 0 | 0 | 0 | 0 | 0 | 0
PG&E FRESNO | Merced | 115 | Offshore_Wind |  |  | 0 | 0 | 0 | 0 | 0 | 0 | 0 | 0 | 0 | 0 | 0 | 0 | 0 | 0 | 0 | 0 | 0 | 0 | 0 | 0 | 0 | 0 | 0 | 0 | 0 | 0 | 0 | 0
EOP | Mercury | 138 | Offshore_Wind |  |  | 0 | 0 | 0 | 0 | 0 | 0 | 0 | 0 | 0 | 0 | 0 | 0 | 0 | 0 | 0 | 0 | 0 | 0 | 0 | 0 | 0 | 0 | 0 | 0 | 0 | 0 | 0 | 0
PG&E KERN | Mesa (PGE) | 115 | Offshore_Wind |  |  | 0 | 0 | 0 | 0 | 0 | 0 | 0 | 0 | 0 | 0 | 0 | 0 | 0 | 0 | 0 | 0 | 0 | 0 | 0 | 0 | 0 | 0 | 0 | 0 | 0 | 0 | 0 | 0
PG&E KERN | Mesa (PGE) | 230 | Offshore_Wind |  |  | 0 | 0 | 0 | 0 | 0 | 0 | 0 | 0 | 0 | 0 | 0 | 0 | 0 | 0 | 0 | 0 | 0 | 0 | 0 | 0 | 0 | 0 | 0 | 0 | 0 | 0 | 0 | 0
SCE Metro | Mesa (SCE) | 230 | Offshore_Wind |  |  | 0 | 0 | 0 | 0 | 0 | 0 | 0 | 0 | 0 | 0 | 0 | 0 | 0 | 0 | 0 | 0 | 0 | 0 | 0 | 0 | 0 | 0 | 0 | 0 | 0 | 0 | 0 | 0
SCE Metro | Mesa (SCE) | 500 | Offshore_Wind |  |  | 0 | 0 | 0 | 0 | 0 | 0 | 0 | 0 | 0 | 0 | 0 | 0 | 0 | 0 | 0 | 0 | 0 | 0 | 0 | 0 | 0 | 0 | 0 | 0 | 0 | 0 | 0 | 0
PG&E GBA | Metcalf | 115 | Offshore_Wind |  |  | 0 | 0 | 0 | 0 | 0 | 0 | 0 | 0 | 0 | 0 | 0 | 0 | 0 | 0 | 0 | 0 | 0 | 0 | 0 | 0 | 0 | 0 | 0 | 0 | 0 | 0 | 0 | 0
PG&E GBA | Metcalf | 230 | Offshore_Wind |  |  | 0 | 0 | 0 | 0 | 0 | 0 | 0 | 0 | 0 | 0 | 0 | 0 | 0 | 0 | 0 | 0 | 0 | 0 | 0 | 0 | 0 | 0 | 0 | 0 | 0 | 0 | 0 | 0
PG&E GBA | Metcalf | 500 | Offshore_Wind |  |  | 0 | 0 | 0 | 0 | 0 | 0 | 0 | 0 | 0 | 0 | 0 | 0 | 0 | 0 | 0 | 0 | 0 | 0 | 0 | 0 | 0 | 0 | 0 | 0 | 0 | 0 | 0 | 0
PG&E KERN | Midway | 115 | Offshore_Wind |  |  | 0 | 0 | 0 | 0 | 0 | 0 | 0 | 0 | 0 | 0 | 0 | 0 | 0 | 0 | 0 | 0 | 0 | 0 | 0 | 0 | 0 | 0 | 0 | 0 | 0 | 0 | 0 | 0
PG&E KERN | Midway | 230 | Offshore_Wind |  |  | 0 | 0 | 0 | 0 | 0 | 0 | 0 | 0 | 0 | 0 | 0 | 0 | 0 | 0 | 0 | 0 | 0 | 0 | 0 | 0 | 0 | 0 | 0 | 0 | 0 | 0 | 0 | 0
PG&E KERN | Midway | 500 | Offshore_Wind |  |  | 0 | 0 | 0 | 0 | 0 | 0 | 0 | 0 | 0 | 0 | 0 | 0 | 0 | 0 | 0 | 0 | 0 | 0 | 0 | 0 | 0 | 0 | 0 | 0 | 0 | 0 | 0 | 0
SDGE | Miguel | 230 | Offshore_Wind |  |  | 0 | 0 | 0 | 0 | 0 | 0 | 0 | 0 | 0 | 0 | 0 | 0 | 0 | 0 | 0 | 0 | 0 | 0 | 0 | 0 | 0 | 0 | 0 | 0 | 0 | 0 | 0 | 0
SDGE | Miguel | 500 | Offshore_Wind |  |  | 0 | 0 | 0 | 0 | 0 | 0 | 0 | 0 | 0 | 0 | 0 | 0 | 0 | 0 | 0 | 0 | 0 | 0 | 0 | 0 | 0 | 0 | 0 | 0 | 0 | 0 | 0 | 0
PG&E GBA | Millbrae | 115 | Offshore_Wind |  |  | 0 | 0 | 0 | 0 | 0 | 0 | 0 | 0 | 0 | 0 | 0 | 0 | 0 | 0 | 0 | 0 | 0 | 0 | 0 | 0 | 0 | 0 | 0 | 0 | 0 | 0 | 0 | 0
PG&E GBA | Miller | 115 | Offshore_Wind |  |  | 0 | 0 | 0 | 0 | 0 | 0 | 0 | 0 | 0 | 0 | 0 | 0 | 0 | 0 | 0 | 0 | 0 | 0 | 0 | 0 | 0 | 0 | 0 | 0 | 0 | 0 | 0 | 0
SCE Metro | Mira Loma | 230 | Offshore_Wind |  |  | 0 | 0 | 0 | 0 | 0 | 0 | 0 | 0 | 0 | 0 | 0 | 0 | 0 | 0 | 0 | 0 | 0 | 0 | 0 | 0 | 0 | 0 | 0 | 0 | 0 | 0 | 0 | 0
SCE Metro | Mira Loma | 500 | Offshore_Wind |  |  | 0 | 0 | 0 | 0 | 0 | 0 | 0 | 0 | 0 | 0 | 0 | 0 | 0 | 0 | 0 | 0 | 0 | 0 | 0 | 0 | 0 | 0 | 0 | 0 | 0 | 0 | 0 | 0
SCE Eastern | Mirage | 115 | Offshore_Wind |  |  | 0 | 0 | 0 | 0 | 0 | 0 | 0 | 0 | 0 | 0 | 0 | 0 | 0 | 0 | 0 | 0 | 0 | 0 | 0 | 0 | 0 | 0 | 0 | 0 | 0 | 0 | 0 | 0
SCE Eastern | Mirage | 230 | Offshore_Wind |  |  | 0 | 0 | 0 | 0 | 0 | 0 | 0 | 0 | 0 | 0 | 0 | 0 | 0 | 0 | 0 | 0 | 0 | 0 | 0 | 0 | 0 | 0 | 0 | 0 | 0 | 0 | 0 | 0
SDGE | Mission | 138 | Offshore_Wind |  |  | 0 | 0 | 0 | 0 | 0 | 0 | 0 | 0 | 0 | 0 | 0 | 0 | 0 | 0 | 0 | 0 | 0 | 0 | 0 | 0 | 0 | 0 | 0 | 0 | 0 | 0 | 0 | 0
SDGE | Mission | 230 | Offshore_Wind |  |  | 0 | 0 | 0 | 0 | 0 | 0 | 0 | 0 | 0 | 0 | 0 | 0 | 0 | 0 | 0 | 0 | 0 | 0 | 0 | 0 | 0 | 0 | 0 | 0 | 0 | 0 | 0 | 0
PG&E GBA | Mi-Wuk | 115 | Offshore_Wind |  |  | 0 | 0 | 0 | 0 | 0 | 0 | 0 | 0 | 0 | 0 | 0 | 0 | 0 | 0 | 0 | 0 | 0 | 0 | 0 | 0 | 0 | 0 | 0 | 0 | 0 | 0 | 0 | 0
EOP | Mohave | 500 | Offshore_Wind |  |  | 0 | 0 | 0 | 0 | 0 | 0 | 0 | 0 | 0 | 0 | 0 | 0 | 0 | 0 | 0 | 0 | 0 | 0 | 0 | 0 | 0 | 0 | 0 | 0 | 0 | 0 | 0 | 0
PG&E NGBA | Monroe | 115 | Offshore_Wind |  |  | 0 | 0 | 0 | 0 | 0 | 0 | 0 | 0 | 0 | 0 | 0 | 0 | 0 | 0 | 0 | 0 | 0 | 0 | 0 | 0 | 0 | 0 | 0 | 0 | 0 | 0 | 0 | 0
PG&E GBA | Monta Vista | 115 | Offshore_Wind |  |  | 0 | 0 | 0 | 0 | 0 | 0 | 0 | 0 | 0 | 0 | 0 | 0 | 0 | 0 | 0 | 0 | 0 | 0 | 0 | 0 | 0 | 0 | 0 | 0 | 0 | 0 | 0 | 0
PG&E GBA | Monta Vista | 230 | Offshore_Wind |  |  | 0 | 0 | 0 | 0 | 0 | 0 | 0 | 0 | 0 | 0 | 0 | 0 | 0 | 0 | 0 | 0 | 0 | 0 | 0 | 0 | 0 | 0 | 0 | 0 | 0 | 0 | 0 | 0
PG&E NGBA | Monticello | 115 | Offshore_Wind |  |  | 0 | 0 | 0 | 0 | 0 | 0 | 0 | 0 | 0 | 0 | 0 | 0 | 0 | 0 | 0 | 0 | 0 | 0 | 0 | 0 | 0 | 0 | 0 | 0 | 0 | 0 | 0 | 0
SCE Northern | Moorpark | 230 | Offshore_Wind |  |  | 0 | 0 | 0 | 0 | 0 | 0 | 0 | 0 | 0 | 0 | 0 | 0 | 0 | 0 | 0 | 0 | 0 | 0 | 0 | 0 | 0 | 0 | 0 | 0 | 0 | 0 | 0 | 0
PG&E GBA | Moraga | 115 | Offshore_Wind |  |  | 0 | 0 | 0 | 0 | 0 | 0 | 0 | 0 | 0 | 0 | 0 | 0 | 0 | 0 | 0 | 0 | 0 | 0 | 0 | 0 | 0 | 0 | 0 | 0 | 0 | 0 | 0 | 0
PG&E GBA | Moraga | 230 | Offshore_Wind |  |  | 0 | 0 | 0 | 0 | 0 | 0 | 0 | 0 | 0 | 0 | 0 | 0 | 0 | 0 | 0 | 0 | 0 | 0 | 0 | 0 | 0 | 0 | 0 | 0 | 0 | 0 | 0 | 0
PG&E GBA | Morgan Hill | 115 | Offshore_Wind |  |  | 0 | 0 | 0 | 0 | 0 | 0 | 0 | 0 | 0 | 0 | 0 | 0 | 0 | 0 | 0 | 0 | 0 | 0 | 0 | 0 | 0 | 0 | 0 | 0 | 0 | 0 | 0 | 0
PG&E KERN | Morro Bay | 115 | Offshore_Wind |  |  | 0 | 0 | 0 | 0 | 0 | 0 | 0 | 0 | 0 | 0 | 0 | 0 | 0 | 0 | 0 | 0 | 0 | 0 | 0 | 0 | 0 | 0 | 0 | 0 | 0 | 0 | 0 | 0
PG&E KERN | Morro Bay | 230 | Offshore_Wind |  |  | 0 | 0 | 0 | 0 | 0 | 0 | 0 | 0 | 0 | 0 | 0 | 0 | 0 | 0 | 0 | 0 | 0 | 0 | 0 | 0 | 0 | 0 | 0 | 0 | 0 | 0 | 0 | 0
PG&E KERN | Morro Bay | 500 | Offshore_Wind |  |  | 1 | 0 | 0 | 0 | 0 | 0 | 0 | 0 | 0 | 0 | 0 | 0 | 0 | 2375 | 0 | 2375 | 0 | 0 | 0 | 2375 | 0 | 2375 | 2375 | 0 | 2375 | 2375 | 0 | 2375
PG&E GBA | Moss Landing | 115 | Offshore_Wind |  |  | 0 | 0 | 0 | 0 | 0 | 0 | 0 | 0 | 0 | 0 | 0 | 0 | 0 | 0 | 0 | 0 | 0 | 0 | 0 | 0 | 0 | 0 | 0 | 0 | 0 | 0 | 0 | 0
PG&E GBA | Moss Landing | 230 | Offshore_Wind |  |  | 0 | 0 | 0 | 0 | 0 | 0 | 0 | 0 | 0 | 0 | 0 | 0 | 0 | 0 | 0 | 0 | 0 | 0 | 0 | 0 | 0 | 0 | 0 | 0 | 0 | 0 | 0 | 0
PG&E GBA | Moss Landing | 500 | Offshore_Wind |  |  | 0 | 0 | 0 | 0 | 0 | 0 | 0 | 0 | 0 | 0 | 0 | 0 | 0 | 0 | 0 | 0 | 0 | 0 | 0 | 0 | 0 | 0 | 0 | 0 | 0 | 0 | 0 | 0
EOP | Mountain Pass | 115 | Offshore_Wind |  |  | 0 | 0 | 0 | 0 | 0 | 0 | 0 | 0 | 0 | 0 | 0 | 0 | 0 | 0 | 0 | 0 | 0 | 0 | 0 | 0 | 0 | 0 | 0 | 0 | 0 | 0 | 0 | 0
PG&E GBA | Mountain View | 115 | Offshore_Wind |  |  | 0 | 0 | 0 | 0 | 0 | 0 | 0 | 0 | 0 | 0 | 0 | 0 | 0 | 0 | 0 | 0 | 0 | 0 | 0 | 0 | 0 | 0 | 0 | 0 | 0 | 0 | 0 | 0
PG&E GBA | Mt Eden | 115 | Offshore_Wind |  |  | 0 | 0 | 0 | 0 | 0 | 0 | 0 | 0 | 0 | 0 | 0 | 0 | 0 | 0 | 0 | 0 | 0 | 0 | 0 | 0 | 0 | 0 | 0 | 0 | 0 | 0 | 0 | 0
PG&E KERN | Mt Poso | 115 | Offshore_Wind |  |  | 0 | 0 | 0 | 0 | 0 | 0 | 0 | 0 | 0 | 0 | 0 | 0 | 0 | 0 | 0 | 0 | 0 | 0 | 0 | 0 | 0 | 0 | 0 | 0 | 0 | 0 | 0 | 0
PG&E FRESNO | Mustang | 230 | Offshore_Wind |  |  | 0 | 0 | 0 | 0 | 0 | 0 | 0 | 0 | 0 | 0 | 0 | 0 | 0 | 0 | 0 | 0 | 0 | 0 | 0 | 0 | 0 | 0 | 0 | 0 | 0 | 0 | 0 | 0
PG&E KERN | New Sub - Gates - Midway (Proposed) | 230 | Offshore_Wind |  |  | 0 | 0 | 0 | 0 | 0 | 0 | 0 | 0 | 0 | 0 | 0 | 0 | 0 | 0 | 0 | 0 | 0 | 0 | 0 | 0 | 0 | 0 | 0 | 0 | 0 | 0 | 0 | 0
PG&E KERN | New Sub - Gates - Templeton (Proposed) | 230 | Offshore_Wind |  |  | 0 | 0 | 0 | 0 | 0 | 0 | 0 | 0 | 0 | 0 | 0 | 0 | 0 | 0 | 0 | 0 | 0 | 0 | 0 | 0 | 0 | 0 | 0 | 0 | 0 | 0 | 0 | 0
SCE NOL | New Sub - Kramer - Lugo (Proposed) | 230 | Offshore_Wind |  |  | 0 | 0 | 0 | 0 | 0 | 0 | 0 | 0 | 0 | 0 | 0 | 0 | 0 | 0 | 0 | 0 | 0 | 0 | 0 | 0 | 0 | 0 | 0 | 0 | 0 | 0 | 0 | 0
PG&E FRESNO | New Sub - Los Banos - Midway (Proposed) | 500 | Offshore_Wind |  |  | 0 | 0 | 0 | 0 | 0 | 0 | 0 | 0 | 0 | 0 | 0 | 0 | 0 | 0 | 0 | 0 | 0 | 0 | 0 | 0 | 0 | 0 | 0 | 0 | 0 | 0 | 0 | 0
SCE NOL | New Sub - Lugo - Pisgah (Proposed) | 230 | Offshore_Wind |  |  | 0 | 0 | 0 | 0 | 0 | 0 | 0 | 0 | 0 | 0 | 0 | 0 | 0 | 0 | 0 | 0 | 0 | 0 | 0 | 0 | 0 | 0 | 0 | 0 | 0 | 0 | 0 | 0
PG&E KERN | New Sub - Midway - Wheeler Ridge (Proposed) | 230 | Offshore_Wind |  |  | 0 | 0 | 0 | 0 | 0 | 0 | 0 | 0 | 0 | 0 | 0 | 0 | 0 | 0 | 0 | 0 | 0 | 0 | 0 | 0 | 0 | 0 | 0 | 0 | 0 | 0 | 0 | 0
PG&E NGBA | New Sub - Near existing Leavitt (PSREC) | 345 | Offshore_Wind |  |  | 0 | 0 | 0 | 0 | 0 | 0 | 0 | 0 | 0 | 0 | 0 | 0 | 0 | 0 | 0 | 0 | 0 | 0 | 0 | 0 | 0 | 0 | 0 | 0 | 0 | 0 | 0 | 0
PG&E NGBA | New Sub - Near existing Madeline (NVE) | 345 | Offshore_Wind |  |  | 0 | 0 | 0 | 0 | 0 | 0 | 0 | 0 | 0 | 0 | 0 | 0 | 0 | 0 | 0 | 0 | 0 | 0 | 0 | 0 | 0 | 0 | 0 | 0 | 0 | 0 | 0 | 0
SDGE | New Sub - North Gila - IV (Proposed) | 500 | Offshore_Wind |  |  | 0 | 0 | 0 | 0 | 0 | 0 | 0 | 0 | 0 | 0 | 0 | 0 | 0 | 0 | 0 | 0 | 0 | 0 | 0 | 0 | 0 | 0 | 0 | 0 | 0 | 0 | 0 | 0
PG&E NGBA | New Sub - Pit 1 - Cottonwood (Proposed) | 230 | Offshore_Wind |  |  | 0 | 0 | 0 | 0 | 0 | 0 | 0 | 0 | 0 | 0 | 0 | 0 | 0 | 0 | 0 | 0 | 0 | 0 | 0 | 0 | 0 | 0 | 0 | 0 | 0 | 0 | 0 | 0
PG&E GBA | New Sub - Rancho Seco - Bellota (Proposed) | 230 | Offshore_Wind |  |  | 0 | 0 | 0 | 0 | 0 | 0 | 0 | 0 | 0 | 0 | 0 | 0 | 0 | 0 | 0 | 0 | 0 | 0 | 0 | 0 | 0 | 0 | 0 | 0 | 0 | 0 | 0 | 0
SDGE | New Sub - Suncrest - Ocotillo (Proposed) | 500 | Offshore_Wind |  |  | 0 | 0 | 0 | 0 | 0 | 0 | 0 | 0 | 0 | 0 | 0 | 0 | 0 | 0 | 0 | 0 | 0 | 0 | 0 | 0 | 0 | 0 | 0 | 0 | 0 | 0 | 0 | 0
PG&E FRESNO | New Sub - Westley - Quinto (Proposed) | 230 | Offshore_Wind |  |  | 0 | 0 | 0 | 0 | 0 | 0 | 0 | 0 | 0 | 0 | 0 | 0 | 0 | 0 | 0 | 0 | 0 | 0 | 0 | 0 | 0 | 0 | 0 | 0 | 0 | 0 | 0 | 0
PG&E GBA | Newark | 115 | Offshore_Wind |  |  | 0 | 0 | 0 | 0 | 0 | 0 | 0 | 0 | 0 | 0 | 0 | 0 | 0 | 0 | 0 | 0 | 0 | 0 | 0 | 0 | 0 | 0 | 0 | 0 | 0 | 0 | 0 | 0
PG&E GBA | Newark | 230 | Offshore_Wind |  |  | 0 | 0 | 0 | 0 | 0 | 0 | 0 | 0 | 0 | 0 | 0 | 0 | 0 | 0 | 0 | 0 | 0 | 0 | 0 | 0 | 0 | 0 | 0 | 0 | 0 | 0 | 0 | 0
PG&E FRESNO | Newhall | 115 | Offshore_Wind |  |  | 0 | 0 | 0 | 0 | 0 | 0 | 0 | 0 | 0 | 0 | 0 | 0 | 0 | 0 | 0 | 0 | 0 | 0 | 0 | 0 | 0 | 0 | 0 | 0 | 0 | 0 | 0 | 0
PG&E KERN | Norco | 115 | Offshore_Wind |  |  | 0 | 0 | 0 | 0 | 0 | 0 | 0 | 0 | 0 | 0 | 0 | 0 | 0 | 0 | 0 | 0 | 0 | 0 | 0 | 0 | 0 | 0 | 0 | 0 | 0 | 0 | 0 | 0
PG&E GBA | Nortech | 115 | Offshore_Wind |  |  | 0 | 0 | 0 | 0 | 0 | 0 | 0 | 0 | 0 | 0 | 0 | 0 | 0 | 0 | 0 | 0 | 0 | 0 | 0 | 0 | 0 | 0 | 0 | 0 | 0 | 0 | 0 | 0
SDGE | North City Metering | 138 | Offshore_Wind |  |  | 0 | 0 | 0 | 0 | 0 | 0 | 0 | 0 | 0 | 0 | 0 | 0 | 0 | 0 | 0 | 0 | 0 | 0 | 0 | 0 | 0 | 0 | 0 | 0 | 0 | 0 | 0 | 0
PG&E GBA | North Dublin | 230 | Offshore_Wind |  |  | 0 | 0 | 0 | 0 | 0 | 0 | 0 | 0 | 0 | 0 | 0 | 0 | 0 | 0 | 0 | 0 | 0 | 0 | 0 | 0 | 0 | 0 | 0 | 0 | 0 | 0 | 0 | 0
SDGE | North Gila | 500 | Offshore_Wind |  |  | 0 | 0 | 0 | 0 | 0 | 0 | 0 | 0 | 0 | 0 | 0 | 0 | 0 | 0 | 0 | 0 | 0 | 0 | 0 | 0 | 0 | 0 | 0 | 0 | 0 | 0 | 0 | 0
SCE Metro | North of SONGS | 230 | Offshore_Wind |  |  | 0 | 0 | 0 | 0 | 0 | 0 | 0 | 0 | 0 | 0 | 0 | 0 | 0 | 0 | 0 | 0 | 0 | 0 | 0 | 0 | 0 | 0 | 0 | 0 | 0 | 0 | 0 | 0
SCE Metro | North of SONGS | 500 | Offshore_Wind |  |  | 0 | 0 | 0 | 0 | 0 | 0 | 0 | 0 | 0 | 0 | 0 | 0 | 0 | 0 | 0 | 0 | 0 | 0 | 0 | 0 | 0 | 0 | 0 | 0 | 0 | 0 | 0 | 0
PG&E NGBA | Notre Dame | 115 | Offshore_Wind |  |  | 0 | 0 | 0 | 0 | 0 | 0 | 0 | 0 | 0 | 0 | 0 | 0 | 0 | 0 | 0 | 0 | 0 | 0 | 0 | 0 | 0 | 0 | 0 | 0 | 0 | 0 | 0 | 0
PG&E GBA | Oakland C | 115 | Offshore_Wind |  |  | 0 | 0 | 0 | 0 | 0 | 0 | 0 | 0 | 0 | 0 | 0 | 0 | 0 | 0 | 0 | 0 | 0 | 0 | 0 | 0 | 0 | 0 | 0 | 0 | 0 | 0 | 0 | 0
PG&E GBA | Oakland J | 115 | Offshore_Wind |  |  | 0 | 0 | 0 | 0 | 0 | 0 | 0 | 0 | 0 | 0 | 0 | 0 | 0 | 0 | 0 | 0 | 0 | 0 | 0 | 0 | 0 | 0 | 0 | 0 | 0 | 0 | 0 | 0
PG&E GBA | Oakland L | 115 | Offshore_Wind |  |  | 0 | 0 | 0 | 0 | 0 | 0 | 0 | 0 | 0 | 0 | 0 | 0 | 0 | 0 | 0 | 0 | 0 | 0 | 0 | 0 | 0 | 0 | 0 | 0 | 0 | 0 | 0 | 0
PG&E GBA | Oakland X | 115 | Offshore_Wind |  |  | 0 | 0 | 0 | 0 | 0 | 0 | 0 | 0 | 0 | 0 | 0 | 0 | 0 | 0 | 0 | 0 | 0 | 0 | 0 | 0 | 0 | 0 | 0 | 0 | 0 | 0 | 0 | 0
PG&E KERN | Oceano | 115 | Offshore_Wind |  |  | 0 | 0 | 0 | 0 | 0 | 0 | 0 | 0 | 0 | 0 | 0 | 0 | 0 | 0 | 0 | 0 | 0 | 0 | 0 | 0 | 0 | 0 | 0 | 0 | 0 | 0 | 0 | 0
SDGE | Ocotillo Express | 500 | Offshore_Wind |  |  | 0 | 0 | 0 | 0 | 0 | 0 | 0 | 0 | 0 | 0 | 0 | 0 | 0 | 0 | 0 | 0 | 0 | 0 | 0 | 0 | 0 | 0 | 0 | 0 | 0 | 0 | 0 | 0
SDGE | Old Town | 230 | Offshore_Wind |  |  | 0 | 0 | 0 | 0 | 0 | 0 | 0 | 0 | 0 | 0 | 0 | 0 | 0 | 0 | 0 | 0 | 0 | 0 | 0 | 0 | 0 | 0 | 0 | 0 | 0 | 0 | 0 | 0
SCE Metro | Olinda | 230 | Offshore_Wind |  |  | 0 | 0 | 0 | 0 | 0 | 0 | 0 | 0 | 0 | 0 | 0 | 0 | 0 | 0 | 0 | 0 | 0 | 0 | 0 | 0 | 0 | 0 | 0 | 0 | 0 | 0 | 0 | 0
PG&E FRESNO | Olive | 115 | Offshore_Wind |  |  | 0 | 0 | 0 | 0 | 0 | 0 | 0 | 0 | 0 | 0 | 0 | 0 | 0 | 0 | 0 | 0 | 0 | 0 | 0 | 0 | 0 | 0 | 0 | 0 | 0 | 0 | 0 | 0
PG&E NGBA | Olivehurst | 115 | Offshore_Wind |  |  | 0 | 0 | 0 | 0 | 0 | 0 | 0 | 0 | 0 | 0 | 0 | 0 | 0 | 0 | 0 | 0 | 0 | 0 | 0 | 0 | 0 | 0 | 0 | 0 | 0 | 0 | 0 | 0
SCE Northern | Ormond Beach | 230 | Offshore_Wind |  |  | 0 | 0 | 0 | 0 | 0 | 0 | 0 | 0 | 0 | 0 | 0 | 0 | 0 | 0 | 0 | 0 | 0 | 0 | 0 | 0 | 0 | 0 | 0 | 0 | 0 | 0 | 0 | 0
PG&E FRESNO | Oro Loma | 115 | Offshore_Wind |  |  | 0 | 0 | 0 | 0 | 0 | 0 | 0 | 0 | 0 | 0 | 0 | 0 | 0 | 0 | 0 | 0 | 0 | 0 | 0 | 0 | 0 | 0 | 0 | 0 | 0 | 0 | 0 | 0
SDGE | Otay Mesa | 230 | Offshore_Wind |  |  | 0 | 0 | 0 | 0 | 0 | 0 | 0 | 0 | 0 | 0 | 0 | 0 | 0 | 0 | 0 | 0 | 0 | 0 | 0 | 0 | 0 | 0 | 0 | 0 | 0 | 0 | 0 | 0
PG&E FRESNO | Padre Flats SW STA | 230 | Offshore_Wind |  |  | 0 | 0 | 0 | 0 | 0 | 0 | 0 | 0 | 0 | 0 | 0 | 0 | 0 | 0 | 0 | 0 | 0 | 0 | 0 | 0 | 0 | 0 | 0 | 0 | 0 | 0 | 0 | 0
EOP | Pahrump | 138 | Offshore_Wind |  |  | 0 | 0 | 0 | 0 | 0 | 0 | 0 | 0 | 0 | 0 | 0 | 0 | 0 | 0 | 0 | 0 | 0 | 0 | 0 | 0 | 0 | 0 | 0 | 0 | 0 | 0 | 0 | 0
EOP | Pahrump | 230 | Offshore_Wind |  |  | 0 | 0 | 0 | 0 | 0 | 0 | 0 | 0 | 0 | 0 | 0 | 0 | 0 | 0 | 0 | 0 | 0 | 0 | 0 | 0 | 0 | 0 | 0 | 0 | 0 | 0 | 0 | 0
PG&E NGBA | Palermo | 115 | Offshore_Wind |  |  | 0 | 0 | 0 | 0 | 0 | 0 | 0 | 0 | 0 | 0 | 0 | 0 | 0 | 0 | 0 | 0 | 0 | 0 | 0 | 0 | 0 | 0 | 0 | 0 | 0 | 0 | 0 | 0
PG&E NGBA | Palermo | 230 | Offshore_Wind |  |  | 0 | 0 | 0 | 0 | 0 | 0 | 0 | 0 | 0 | 0 | 0 | 0 | 0 | 0 | 0 | 0 | 0 | 0 | 0 | 0 | 0 | 0 | 0 | 0 | 0 | 0 | 0 | 0
SCE Eastern | Palo Verde | 500 | Offshore_Wind |  |  | 0 | 0 | 0 | 0 | 0 | 0 | 0 | 0 | 0 | 0 | 0 | 0 | 0 | 0 | 0 | 0 | 0 | 0 | 0 | 0 | 0 | 0 | 0 | 0 | 0 | 0 | 0 | 0
SDGE | Palomar Energy | 230 | Offshore_Wind |  |  | 0 | 0 | 0 | 0 | 0 | 0 | 0 | 0 | 0 | 0 | 0 | 0 | 0 | 0 | 0 | 0 | 0 | 0 | 0 | 0 | 0 | 0 | 0 | 0 | 0 | 0 | 0 | 0
PG&E FRESNO | Panoche | 115 | Offshore_Wind |  |  | 0 | 0 | 0 | 0 | 0 | 0 | 0 | 0 | 0 | 0 | 0 | 0 | 0 | 0 | 0 | 0 | 0 | 0 | 0 | 0 | 0 | 0 | 0 | 0 | 0 | 0 | 0 | 0
PG&E FRESNO | Panoche | 230 | Offshore_Wind |  |  | 0 | 0 | 0 | 0 | 0 | 0 | 0 | 0 | 0 | 0 | 0 | 0 | 0 | 0 | 0 | 0 | 0 | 0 | 0 | 0 | 0 | 0 | 0 | 0 | 0 | 0 | 0 | 0
SCE Northern | Pardee | 230 | Offshore_Wind |  |  | 0 | 0 | 0 | 0 | 0 | 0 | 0 | 0 | 0 | 0 | 0 | 0 | 0 | 0 | 0 | 0 | 0 | 0 | 0 | 0 | 0 | 0 | 0 | 0 | 0 | 0 | 0 | 0
PG&E NGBA | Parkway | 230 | Offshore_Wind |  |  | 0 | 0 | 0 | 0 | 0 | 0 | 0 | 0 | 0 | 0 | 0 | 0 | 0 | 0 | 0 | 0 | 0 | 0 | 0 | 0 | 0 | 0 | 0 | 0 | 0 | 0 | 0 | 0
SCE Northern | Pastoria | 230 | Offshore_Wind |  |  | 0 | 0 | 0 | 0 | 0 | 0 | 0 | 0 | 0 | 0 | 0 | 0 | 0 | 0 | 0 | 0 | 0 | 0 | 0 | 0 | 0 | 0 | 0 | 0 | 0 | 0 | 0 | 0
SCE Metro | Pauda | 230 | Offshore_Wind |  |  | 0 | 0 | 0 | 0 | 0 | 0 | 0 | 0 | 0 | 0 | 0 | 0 | 0 | 0 | 0 | 0 | 0 | 0 | 0 | 0 | 0 | 0 | 0 | 0 | 0 | 0 | 0 | 0
PG&E GBA | Paul Sweet | 115 | Offshore_Wind |  |  | 0 | 0 | 0 | 0 | 0 | 0 | 0 | 0 | 0 | 0 | 0 | 0 | 0 | 0 | 0 | 0 | 0 | 0 | 0 | 0 | 0 | 0 | 0 | 0 | 0 | 0 | 0 | 0
PG&E NGBA | Peabody | 230 | Offshore_Wind |  |  | 0 | 0 | 0 | 0 | 0 | 0 | 0 | 0 | 0 | 0 | 0 | 0 | 0 | 0 | 0 | 0 | 0 | 0 | 0 | 0 | 0 | 0 | 0 | 0 | 0 | 0 | 0 | 0
PG&E NGBA | Pease | 115 | Offshore_Wind |  |  | 0 | 0 | 0 | 0 | 0 | 0 | 0 | 0 | 0 | 0 | 0 | 0 | 0 | 0 | 0 | 0 | 0 | 0 | 0 | 0 | 0 | 0 | 0 | 0 | 0 | 0 | 0 | 0
SDGE | Penasquitos | 138 | Offshore_Wind |  |  | 0 | 0 | 0 | 0 | 0 | 0 | 0 | 0 | 0 | 0 | 0 | 0 | 0 | 0 | 0 | 0 | 0 | 0 | 0 | 0 | 0 | 0 | 0 | 0 | 0 | 0 | 0 | 0
SDGE | Penasquitos | 230 | Offshore_Wind |  |  | 0 | 0 | 0 | 0 | 0 | 0 | 0 | 0 | 0 | 0 | 0 | 0 | 0 | 0 | 0 | 0 | 0 | 0 | 0 | 0 | 0 | 0 | 0 | 0 | 0 | 0 | 0 | 0
PG&E NGBA | Penngrove | 115 | Offshore_Wind |  |  | 0 | 0 | 0 | 0 | 0 | 0 | 0 | 0 | 0 | 0 | 0 | 0 | 0 | 0 | 0 | 0 | 0 | 0 | 0 | 0 | 0 | 0 | 0 | 0 | 0 | 0 | 0 | 0
PG&E GBA | Peoria | 115 | Offshore_Wind |  |  | 0 | 0 | 0 | 0 | 0 | 0 | 0 | 0 | 0 | 0 | 0 | 0 | 0 | 0 | 0 | 0 | 0 | 0 | 0 | 0 | 0 | 0 | 0 | 0 | 0 | 0 | 0 | 0
PG&E GBA | Piercy | 115 | Offshore_Wind |  |  | 0 | 0 | 0 | 0 | 0 | 0 | 0 | 0 | 0 | 0 | 0 | 0 | 0 | 0 | 0 | 0 | 0 | 0 | 0 | 0 | 0 | 0 | 0 | 0 | 0 | 0 | 0 | 0
PG&E FRESNO | Pine Flat | 230 | Offshore_Wind |  |  | 0 | 0 | 0 | 0 | 0 | 0 | 0 | 0 | 0 | 0 | 0 | 0 | 0 | 0 | 0 | 0 | 0 | 0 | 0 | 0 | 0 | 0 | 0 | 0 | 0 | 0 | 0 | 0
SCE NOL | Pisgah | 230 | Offshore_Wind |  |  | 0 | 0 | 0 | 0 | 0 | 0 | 0 | 0 | 0 | 0 | 0 | 0 | 0 | 0 | 0 | 0 | 0 | 0 | 0 | 0 | 0 | 0 | 0 | 0 | 0 | 0 | 0 | 0
PG&E NGBA | Pit 1 | 230 | Offshore_Wind |  |  | 0 | 0 | 0 | 0 | 0 | 0 | 0 | 0 | 0 | 0 | 0 | 0 | 0 | 0 | 0 | 0 | 0 | 0 | 0 | 0 | 0 | 0 | 0 | 0 | 0 | 0 | 0 | 0
PG&E NGBA | Pit 3 | 230 | Offshore_Wind |  |  | 0 | 0 | 0 | 0 | 0 | 0 | 0 | 0 | 0 | 0 | 0 | 0 | 0 | 0 | 0 | 0 | 0 | 0 | 0 | 0 | 0 | 0 | 0 | 0 | 0 | 0 | 0 | 0
PG&E NGBA | Pit 4 | 230 | Offshore_Wind |  |  | 0 | 0 | 0 | 0 | 0 | 0 | 0 | 0 | 0 | 0 | 0 | 0 | 0 | 0 | 0 | 0 | 0 | 0 | 0 | 0 | 0 | 0 | 0 | 0 | 0 | 0 | 0 | 0
PG&E GBA | Pittsburg | 115 | Offshore_Wind |  |  | 0 | 0 | 0 | 0 | 0 | 0 | 0 | 0 | 0 | 0 | 0 | 0 | 0 | 0 | 0 | 0 | 0 | 0 | 0 | 0 | 0 | 0 | 0 | 0 | 0 | 0 | 0 | 0
PG&E GBA | Pittsburg | 230 | Offshore_Wind |  |  | 0 | 0 | 0 | 0 | 0 | 0 | 0 | 0 | 0 | 0 | 0 | 0 | 0 | 0 | 0 | 0 | 0 | 0 | 0 | 0 | 0 | 0 | 0 | 0 | 0 | 0 | 0 | 0
PG&E NGBA | Pleasant Grove | 115 | Offshore_Wind |  |  | 0 | 0 | 0 | 0 | 0 | 0 | 0 | 0 | 0 | 0 | 0 | 0 | 0 | 0 | 0 | 0 | 0 | 0 | 0 | 0 | 0 | 0 | 0 | 0 | 0 | 0 | 0 | 0
PG&E NGBA | POE | 230 | Offshore_Wind |  |  | 0 | 0 | 0 | 0 | 0 | 0 | 0 | 0 | 0 | 0 | 0 | 0 | 0 | 0 | 0 | 0 | 0 | 0 | 0 | 0 | 0 | 0 | 0 | 0 | 0 | 0 | 0 | 0
PG&E KERN | Poso Mountain | 115 | Offshore_Wind |  |  | 0 | 0 | 0 | 0 | 0 | 0 | 0 | 0 | 0 | 0 | 0 | 0 | 0 | 0 | 0 | 0 | 0 | 0 | 0 | 0 | 0 | 0 | 0 | 0 | 0 | 0 | 0 | 0
EOP | Primm | 230 | Offshore_Wind |  |  | 0 | 0 | 0 | 0 | 0 | 0 | 0 | 0 | 0 | 0 | 0 | 0 | 0 | 0 | 0 | 0 | 0 | 0 | 0 | 0 | 0 | 0 | 0 | 0 | 0 | 0 | 0 | 0
PG&E NGBA | Putah Creek | 115 | Offshore_Wind |  |  | 0 | 0 | 0 | 0 | 0 | 0 | 0 | 0 | 0 | 0 | 0 | 0 | 0 | 0 | 0 | 0 | 0 | 0 | 0 | 0 | 0 | 0 | 0 | 0 | 0 | 0 | 0 | 0
SDGE | Q1806 | 138 | Offshore_Wind |  |  | 0 | 0 | 0 | 0 | 0 | 0 | 0 | 0 | 0 | 0 | 0 | 0 | 0 | 0 | 0 | 0 | 0 | 0 | 0 | 0 | 0 | 0 | 0 | 0 | 0 | 0 | 0 | 0
PG&E FRESNO | Quinto | 230 | Offshore_Wind |  |  | 0 | 0 | 0 | 0 | 0 | 0 | 0 | 0 | 0 | 0 | 0 | 0 | 0 | 0 | 0 | 0 | 0 | 0 | 0 | 0 | 0 | 0 | 0 | 0 | 0 | 0 | 0 | 0
PG&E GBA | Race Track | 115 | Offshore_Wind |  |  | 0 | 0 | 0 | 0 | 0 | 0 | 0 | 0 | 0 | 0 | 0 | 0 | 0 | 0 | 0 | 0 | 0 | 0 | 0 | 0 | 0 | 0 | 0 | 0 | 0 | 0 | 0 | 0
SDGE | Rancho Mission Viejo | 138 | Offshore_Wind |  |  | 0 | 0 | 0 | 0 | 0 | 0 | 0 | 0 | 0 | 0 | 0 | 0 | 0 | 0 | 0 | 0 | 0 | 0 | 0 | 0 | 0 | 0 | 0 | 0 | 0 | 0 | 0 | 0
PG&E GBA | Rancho Seco | 230 | Offshore_Wind |  |  | 0 | 0 | 0 | 0 | 0 | 0 | 0 | 0 | 0 | 0 | 0 | 0 | 0 | 0 | 0 | 0 | 0 | 0 | 0 | 0 | 0 | 0 | 0 | 0 | 0 | 0 | 0 | 0
SCE Metro | Rancho Vista | 230 | Offshore_Wind |  |  | 0 | 0 | 0 | 0 | 0 | 0 | 0 | 0 | 0 | 0 | 0 | 0 | 0 | 0 | 0 | 0 | 0 | 0 | 0 | 0 | 0 | 0 | 0 | 0 | 0 | 0 | 0 | 0
SCE Metro | Rancho Vista | 500 | Offshore_Wind |  |  | 0 | 0 | 0 | 0 | 0 | 0 | 0 | 0 | 0 | 0 | 0 | 0 | 0 | 0 | 0 | 0 | 0 | 0 | 0 | 0 | 0 | 0 | 0 | 0 | 0 | 0 | 0 | 0
SCE NOL | Ransburg | 115 | Offshore_Wind |  |  | 0 | 0 | 0 | 0 | 0 | 0 | 0 | 0 | 0 | 0 | 0 | 0 | 0 | 0 | 0 | 0 | 0 | 0 | 0 | 0 | 0 | 0 | 0 | 0 | 0 | 0 | 0 | 0
PG&E GBA | Ravenswood | 115 | Offshore_Wind |  |  | 0 | 0 | 0 | 0 | 0 | 0 | 0 | 0 | 0 | 0 | 0 | 0 | 0 | 0 | 0 | 0 | 0 | 0 | 0 | 0 | 0 | 0 | 0 | 0 | 0 | 0 | 0 | 0
PG&E GBA | Ravenswood | 230 | Offshore_Wind |  |  | 0 | 0 | 0 | 0 | 0 | 0 | 0 | 0 | 0 | 0 | 0 | 0 | 0 | 0 | 0 | 0 | 0 | 0 | 0 | 0 | 0 | 0 | 0 | 0 | 0 | 0 | 0 | 0
SCE Northern | Rector | 230 | Offshore_Wind |  |  | 0 | 0 | 0 | 0 | 0 | 0 | 0 | 0 | 0 | 0 | 0 | 0 | 0 | 0 | 0 | 0 | 0 | 0 | 0 | 0 | 0 | 0 | 0 | 0 | 0 | 0 | 0 | 0
SCE Eastern | Red Bluff | 230 | Offshore_Wind |  |  | 0 | 0 | 0 | 0 | 0 | 0 | 0 | 0 | 0 | 0 | 0 | 0 | 0 | 0 | 0 | 0 | 0 | 0 | 0 | 0 | 0 | 0 | 0 | 0 | 0 | 0 | 0 | 0
SCE Eastern | Red Bluff | 500 | Offshore_Wind |  |  | 0 | 0 | 0 | 0 | 0 | 0 | 0 | 0 | 0 | 0 | 0 | 0 | 0 | 0 | 0 | 0 | 0 | 0 | 0 | 0 | 0 | 0 | 0 | 0 | 0 | 0 | 0 | 0
PG&E NGBA | Redbud | 115 | Offshore_Wind |  |  | 0 | 0 | 0 | 0 | 0 | 0 | 0 | 0 | 0 | 0 | 0 | 0 | 0 | 0 | 0 | 0 | 0 | 0 | 0 | 0 | 0 | 0 | 0 | 0 | 0 | 0 | 0 | 0
SCE Metro | Redondo | 230 | Offshore_Wind |  |  | 0 | 0 | 0 | 0 | 0 | 0 | 0 | 0 | 0 | 0 | 0 | 0 | 0 | 0 | 0 | 0 | 0 | 0 | 0 | 0 | 0 | 0 | 0 | 0 | 0 | 0 | 0 | 0
PG&E FRESNO | Reedley | 115 | Offshore_Wind |  |  | 0 | 0 | 0 | 0 | 0 | 0 | 0 | 0 | 0 | 0 | 0 | 0 | 0 | 0 | 0 | 0 | 0 | 0 | 0 | 0 | 0 | 0 | 0 | 0 | 0 | 0 | 0 | 0
PG&E KERN | Renfro | 115 | Offshore_Wind |  |  | 0 | 0 | 0 | 0 | 0 | 0 | 0 | 0 | 0 | 0 | 0 | 0 | 0 | 0 | 0 | 0 | 0 | 0 | 0 | 0 | 0 | 0 | 0 | 0 | 0 | 0 | 0 | 0
PG&E GBA | Richmond R | 115 | Offshore_Wind |  |  | 0 | 0 | 0 | 0 | 0 | 0 | 0 | 0 | 0 | 0 | 0 | 0 | 0 | 0 | 0 | 0 | 0 | 0 | 0 | 0 | 0 | 0 | 0 | 0 | 0 | 0 | 0 | 0
PG&E NGBA | Rincon | 115 | Offshore_Wind |  |  | 0 | 0 | 0 | 0 | 0 | 0 | 0 | 0 | 0 | 0 | 0 | 0 | 0 | 0 | 0 | 0 | 0 | 0 | 0 | 0 | 0 | 0 | 0 | 0 | 0 | 0 | 0 | 0
PG&E KERN | Rio Bravo | 115 | Offshore_Wind |  |  | 0 | 0 | 0 | 0 | 0 | 0 | 0 | 0 | 0 | 0 | 0 | 0 | 0 | 0 | 0 | 0 | 0 | 0 | 0 | 0 | 0 | 0 | 0 | 0 | 0 | 0 | 0 | 0
SCE Metro | Rio Hondo | 230 | Offshore_Wind |  |  | 0 | 0 | 0 | 0 | 0 | 0 | 0 | 0 | 0 | 0 | 0 | 0 | 0 | 0 | 0 | 0 | 0 | 0 | 0 | 0 | 0 | 0 | 0 | 0 | 0 | 0 | 0 | 0
PG&E NGBA | Rio Oso | 115 | Offshore_Wind |  |  | 0 | 0 | 0 | 0 | 0 | 0 | 0 | 0 | 0 | 0 | 0 | 0 | 0 | 0 | 0 | 0 | 0 | 0 | 0 | 0 | 0 | 0 | 0 | 0 | 0 | 0 | 0 | 0
PG&E NGBA | Rio Oso | 230 | Offshore_Wind |  |  | 0 | 0 | 0 | 0 | 0 | 0 | 0 | 0 | 0 | 0 | 0 | 0 | 0 | 0 | 0 | 0 | 0 | 0 | 0 | 0 | 0 | 0 | 0 | 0 | 0 | 0 | 0 | 0
PG&E GBA | Ripon | 115 | Offshore_Wind |  |  | 0 | 0 | 0 | 0 | 0 | 0 | 0 | 0 | 0 | 0 | 0 | 0 | 0 | 0 | 0 | 0 | 0 | 0 | 0 | 0 | 0 | 0 | 0 | 0 | 0 | 0 | 0 | 0
PG&E GBA | Riverbank | 115 | Offshore_Wind |  |  | 0 | 0 | 0 | 0 | 0 | 0 | 0 | 0 | 0 | 0 | 0 | 0 | 0 | 0 | 0 | 0 | 0 | 0 | 0 | 0 | 0 | 0 | 0 | 0 | 0 | 0 | 0 | 0
SCE NOL | Roadway | 115 | Offshore_Wind |  |  | 0 | 0 | 0 | 0 | 0 | 0 | 0 | 0 | 0 | 0 | 0 | 0 | 0 | 0 | 0 | 0 | 0 | 0 | 0 | 0 | 0 | 0 | 0 | 0 | 0 | 0 | 0 | 0
PG&E NGBA | Rock Creek 1 | 230 | Offshore_Wind |  |  | 0 | 0 | 0 | 0 | 0 | 0 | 0 | 0 | 0 | 0 | 0 | 0 | 0 | 0 | 0 | 0 | 0 | 0 | 0 | 0 | 0 | 0 | 0 | 0 | 0 | 0 | 0 | 0
PG&E GBA | Rossmoor | 230 | Offshore_Wind |  |  | 0 | 0 | 0 | 0 | 0 | 0 | 0 | 0 | 0 | 0 | 0 | 0 | 0 | 0 | 0 | 0 | 0 | 0 | 0 | 0 | 0 | 0 | 0 | 0 | 0 | 0 | 0 | 0
PG&E NGBA | Round Mountain | 230 | Offshore_Wind |  |  | 0 | 0 | 0 | 0 | 0 | 0 | 0 | 0 | 0 | 0 | 0 | 0 | 0 | 0 | 0 | 0 | 0 | 0 | 0 | 0 | 0 | 0 | 0 | 0 | 0 | 0 | 0 | 0
PG&E NGBA | Round Mountain | 500 | Offshore_Wind |  |  | 0 | 0 | 0 | 0 | 0 | 0 | 0 | 0 | 0 | 0 | 0 | 0 | 0 | 0 | 0 | 0 | 0 | 0 | 0 | 0 | 0 | 0 | 0 | 0 | 0 | 0 | 0 | 0
PG&E GBA | Salado | 115 | Offshore_Wind |  |  | 0 | 0 | 0 | 0 | 0 | 0 | 0 | 0 | 0 | 0 | 0 | 0 | 0 | 0 | 0 | 0 | 0 | 0 | 0 | 0 | 0 | 0 | 0 | 0 | 0 | 0 | 0 | 0
PG&E GBA | Salinas | 115 | Offshore_Wind |  |  | 0 | 0 | 0 | 0 | 0 | 0 | 0 | 0 | 0 | 0 | 0 | 0 | 0 | 0 | 0 | 0 | 0 | 0 | 0 | 0 | 0 | 0 | 0 | 0 | 0 | 0 | 0 | 0
SCE Eastern | San Bernardino | 230 | Offshore_Wind |  |  | 0 | 0 | 0 | 0 | 0 | 0 | 0 | 0 | 0 | 0 | 0 | 0 | 0 | 0 | 0 | 0 | 0 | 0 | 0 | 0 | 0 | 0 | 0 | 0 | 0 | 0 | 0 | 0
PG&E GBA | SAN FRAN A (POTRERO PP) | 115 | Offshore_Wind |  |  | 0 | 0 | 0 | 0 | 0 | 0 | 0 | 0 | 0 | 0 | 0 | 0 | 0 | 0 | 0 | 0 | 0 | 0 | 0 | 0 | 0 | 0 | 0 | 0 | 0 | 0 | 0 | 0
PG&E GBA | SAN FRAN A (POTRERO PP) | 230 | Offshore_Wind |  |  | 0 | 0 | 0 | 0 | 0 | 0 | 0 | 0 | 0 | 0 | 0 | 0 | 0 | 0 | 0 | 0 | 0 | 0 | 0 | 0 | 0 | 0 | 0 | 0 | 0 | 0 | 0 | 0
PG&E GBA | San Jose A | 115 | Offshore_Wind |  |  | 0 | 0 | 0 | 0 | 0 | 0 | 0 | 0 | 0 | 0 | 0 | 0 | 0 | 0 | 0 | 0 | 0 | 0 | 0 | 0 | 0 | 0 | 0 | 0 | 0 | 0 | 0 | 0
PG&E GBA | San Jose B | 115 | Offshore_Wind |  |  | 0 | 0 | 0 | 0 | 0 | 0 | 0 | 0 | 0 | 0 | 0 | 0 | 0 | 0 | 0 | 0 | 0 | 0 | 0 | 0 | 0 | 0 | 0 | 0 | 0 | 0 | 0 | 0
PG&E GBA | San Leandro U | 115 | Offshore_Wind |  |  | 0 | 0 | 0 | 0 | 0 | 0 | 0 | 0 | 0 | 0 | 0 | 0 | 0 | 0 | 0 | 0 | 0 | 0 | 0 | 0 | 0 | 0 | 0 | 0 | 0 | 0 | 0 | 0
PG&E KERN | San Luis Obispo | 115 | Offshore_Wind |  |  | 0 | 0 | 0 | 0 | 0 | 0 | 0 | 0 | 0 | 0 | 0 | 0 | 0 | 0 | 0 | 0 | 0 | 0 | 0 | 0 | 0 | 0 | 0 | 0 | 0 | 0 | 0 | 0
SDGE | San Luis Rey | 230 | Offshore_Wind |  |  | 0 | 0 | 0 | 0 | 0 | 0 | 0 | 0 | 0 | 0 | 0 | 0 | 0 | 0 | 0 | 0 | 0 | 0 | 0 | 0 | 0 | 0 | 0 | 0 | 0 | 0 | 0 | 0
SCE Metro | San Onofre | 230 | Offshore_Wind |  |  | 0 | 0 | 0 | 0 | 0 | 0 | 0 | 0 | 0 | 0 | 0 | 0 | 0 | 0 | 0 | 0 | 0 | 0 | 0 | 0 | 0 | 0 | 0 | 0 | 0 | 0 | 0 | 0
PG&E GBA | San Pablo | 115 | Offshore_Wind |  |  | 0 | 0 | 0 | 0 | 0 | 0 | 0 | 0 | 0 | 0 | 0 | 0 | 0 | 0 | 0 | 0 | 0 | 0 | 0 | 0 | 0 | 0 | 0 | 0 | 0 | 0 | 0 | 0
PG&E GBA | San Ramon | 230 | Offshore_Wind |  |  | 0 | 0 | 0 | 0 | 0 | 0 | 0 | 0 | 0 | 0 | 0 | 0 | 0 | 0 | 0 | 0 | 0 | 0 | 0 | 0 | 0 | 0 | 0 | 0 | 0 | 0 | 0 | 0
SCE NOL | Sandlot | 230 | Offshore_Wind |  |  | 0 | 0 | 0 | 0 | 0 | 0 | 0 | 0 | 0 | 0 | 0 | 0 | 0 | 0 | 0 | 0 | 0 | 0 | 0 | 0 | 0 | 0 | 0 | 0 | 0 | 0 | 0 | 0
EOP | Sandy | 138 | Offshore_Wind |  |  | 0 | 0 | 0 | 0 | 0 | 0 | 0 | 0 | 0 | 0 | 0 | 0 | 0 | 0 | 0 | 0 | 0 | 0 | 0 | 0 | 0 | 0 | 0 | 0 | 0 | 0 | 0 | 0
PG&E FRESNO | Sanger | 115 | Offshore_Wind |  |  | 0 | 0 | 0 | 0 | 0 | 0 | 0 | 0 | 0 | 0 | 0 | 0 | 0 | 0 | 0 | 0 | 0 | 0 | 0 | 0 | 0 | 0 | 0 | 0 | 0 | 0 | 0 | 0
SCE Northern | Santa Clara | 230 | Offshore_Wind |  |  | 0 | 0 | 0 | 0 | 0 | 0 | 0 | 0 | 0 | 0 | 0 | 0 | 0 | 0 | 0 | 0 | 0 | 0 | 0 | 0 | 0 | 0 | 0 | 0 | 0 | 0 | 0 | 0
PG&E NGBA | Santa Rosa A | 115 | Offshore_Wind |  |  | 0 | 0 | 0 | 0 | 0 | 0 | 0 | 0 | 0 | 0 | 0 | 0 | 0 | 0 | 0 | 0 | 0 | 0 | 0 | 0 | 0 | 0 | 0 | 0 | 0 | 0 | 0 | 0
PG&E GBA | Santa Teresa | 115 | Offshore_Wind |  |  | 0 | 0 | 0 | 0 | 0 | 0 | 0 | 0 | 0 | 0 | 0 | 0 | 0 | 0 | 0 | 0 | 0 | 0 | 0 | 0 | 0 | 0 | 0 | 0 | 0 | 0 | 0 | 0
SDGE | Santee | 138 | Offshore_Wind |  |  | 0 | 0 | 0 | 0 | 0 | 0 | 0 | 0 | 0 | 0 | 0 | 0 | 0 | 0 | 0 | 0 | 0 | 0 | 0 | 0 | 0 | 0 | 0 | 0 | 0 | 0 | 0 | 0
SCE Metro | Santiago | 230 | Offshore_Wind |  |  | 0 | 0 | 0 | 0 | 0 | 0 | 0 | 0 | 0 | 0 | 0 | 0 | 0 | 0 | 0 | 0 | 0 | 0 | 0 | 0 | 0 | 0 | 0 | 0 | 0 | 0 | 0 | 0
PG&E GBA | Saratoga | 230 | Offshore_Wind |  |  | 0 | 0 | 0 | 0 | 0 | 0 | 0 | 0 | 0 | 0 | 0 | 0 | 0 | 0 | 0 | 0 | 0 | 0 | 0 | 0 | 0 | 0 | 0 | 0 | 0 | 0 | 0 | 0
SCE Northern | Saugus | 230 | Offshore_Wind |  |  | 0 | 0 | 0 | 0 | 0 | 0 | 0 | 0 | 0 | 0 | 0 | 0 | 0 | 0 | 0 | 0 | 0 | 0 | 0 | 0 | 0 | 0 | 0 | 0 | 0 | 0 | 0 | 0
PG&E FRESNO | Schindler | 115 | Offshore_Wind |  |  | 0 | 0 | 0 | 0 | 0 | 0 | 0 | 0 | 0 | 0 | 0 | 0 | 0 | 0 | 0 | 0 | 0 | 0 | 0 | 0 | 0 | 0 | 0 | 0 | 0 | 0 | 0 | 0
PG&E GBA | Schulte | 115 | Offshore_Wind |  |  | 0 | 0 | 0 | 0 | 0 | 0 | 0 | 0 | 0 | 0 | 0 | 0 | 0 | 0 | 0 | 0 | 0 | 0 | 0 | 0 | 0 | 0 | 0 | 0 | 0 | 0 | 0 | 0
PG&E KERN | Semitropic | 115 | Offshore_Wind |  |  | 0 | 0 | 0 | 0 | 0 | 0 | 0 | 0 | 0 | 0 | 0 | 0 | 0 | 0 | 0 | 0 | 0 | 0 | 0 | 0 | 0 | 0 | 0 | 0 | 0 | 0 | 0 | 0
SCE Metro | Serrano | 230 | Offshore_Wind |  |  | 0 | 0 | 0 | 0 | 0 | 0 | 0 | 0 | 0 | 0 | 0 | 0 | 0 | 0 | 0 | 0 | 0 | 0 | 0 | 0 | 0 | 0 | 0 | 0 | 0 | 0 | 0 | 0
SCE Metro | Serrano | 500 | Offshore_Wind |  |  | 0 | 0 | 0 | 0 | 0 | 0 | 0 | 0 | 0 | 0 | 0 | 0 | 0 | 0 | 0 | 0 | 0 | 0 | 0 | 0 | 0 | 0 | 0 | 0 | 0 | 0 | 0 | 0
SDGE | Shadowridge | 138 | Offshore_Wind |  |  | 0 | 0 | 0 | 0 | 0 | 0 | 0 | 0 | 0 | 0 | 0 | 0 | 0 | 0 | 0 | 0 | 0 | 0 | 0 | 0 | 0 | 0 | 0 | 0 | 0 | 0 | 0 | 0
PG&E KERN | Shafter | 115 | Offshore_Wind |  |  | 0 | 0 | 0 | 0 | 0 | 0 | 0 | 0 | 0 | 0 | 0 | 0 | 0 | 0 | 0 | 0 | 0 | 0 | 0 | 0 | 0 | 0 | 0 | 0 | 0 | 0 | 0 | 0
PG&E NGBA | Silverado | 115 | Offshore_Wind |  |  | 0 | 0 | 0 | 0 | 0 | 0 | 0 | 0 | 0 | 0 | 0 | 0 | 0 | 0 | 0 | 0 | 0 | 0 | 0 | 0 | 0 | 0 | 0 | 0 | 0 | 0 | 0 | 0
SDGE | Silvergate | 230 | Offshore_Wind |  |  | 0 | 0 | 0 | 0 | 0 | 0 | 0 | 0 | 0 | 0 | 0 | 0 | 0 | 0 | 0 | 0 | 0 | 0 | 0 | 0 | 0 | 0 | 0 | 0 | 0 | 0 | 0 | 0
PG&E KERN | Sisquoc | 115 | Offshore_Wind |  |  | 0 | 0 | 0 | 0 | 0 | 0 | 0 | 0 | 0 | 0 | 0 | 0 | 0 | 0 | 0 | 0 | 0 | 0 | 0 | 0 | 0 | 0 | 0 | 0 | 0 | 0 | 0 | 0
EOP | Sloan Canyon | 230 | Offshore_Wind |  |  | 0 | 0 | 0 | 0 | 0 | 0 | 0 | 0 | 0 | 0 | 0 | 0 | 0 | 0 | 0 | 0 | 0 | 0 | 0 | 0 | 0 | 0 | 0 | 0 | 0 | 0 | 0 | 0
EOP | Sloan Canyon | 500 | Offshore_Wind |  |  | 0 | 0 | 0 | 0 | 0 | 0 | 0 | 0 | 0 | 0 | 0 | 0 | 0 | 0 | 0 | 0 | 0 | 0 | 0 | 0 | 0 | 0 | 0 | 0 | 0 | 0 | 0 | 0
PG&E KERN | Smyrna | 115 | Offshore_Wind |  |  | 0 | 0 | 0 | 0 | 0 | 0 | 0 | 0 | 0 | 0 | 0 | 0 | 0 | 0 | 0 | 0 | 0 | 0 | 0 | 0 | 0 | 0 | 0 | 0 | 0 | 0 | 0 | 0
PG&E GBA | Sobrante | 115 | Offshore_Wind |  |  | 0 | 0 | 0 | 0 | 0 | 0 | 0 | 0 | 0 | 0 | 0 | 0 | 0 | 0 | 0 | 0 | 0 | 0 | 0 | 0 | 0 | 0 | 0 | 0 | 0 | 0 | 0 | 0
PG&E GBA | Sobrante | 230 | Offshore_Wind |  |  | 0 | 0 | 0 | 0 | 0 | 0 | 0 | 0 | 0 | 0 | 0 | 0 | 0 | 0 | 0 | 0 | 0 | 0 | 0 | 0 | 0 | 0 | 0 | 0 | 0 | 0 | 0 | 0
PG&E KERN | Solar | 230 | Offshore_Wind |  |  | 0 | 0 | 0 | 0 | 0 | 0 | 0 | 0 | 0 | 0 | 0 | 0 | 0 | 0 | 0 | 0 | 0 | 0 | 0 | 0 | 0 | 0 | 0 | 0 | 0 | 0 | 0 | 0
PG&E GBA | Soledad | 115 | Offshore_Wind |  |  | 0 | 0 | 0 | 0 | 0 | 0 | 0 | 0 | 0 | 0 | 0 | 0 | 0 | 0 | 0 | 0 | 0 | 0 | 0 | 0 | 0 | 0 | 0 | 0 | 0 | 0 | 0 | 0
SCE Northern | Springville | 230 | Offshore_Wind |  |  | 0 | 0 | 0 | 0 | 0 | 0 | 0 | 0 | 0 | 0 | 0 | 0 | 0 | 0 | 0 | 0 | 0 | 0 | 0 | 0 | 0 | 0 | 0 | 0 | 0 | 0 | 0 | 0
PG&E GBA | Stagg | 230 | Offshore_Wind |  |  | 0 | 0 | 0 | 0 | 0 | 0 | 0 | 0 | 0 | 0 | 0 | 0 | 0 | 0 | 0 | 0 | 0 | 0 | 0 | 0 | 0 | 0 | 0 | 0 | 0 | 0 | 0 | 0
PG&E GBA | Standard Oil | 115 | Offshore_Wind |  |  | 0 | 0 | 0 | 0 | 0 | 0 | 0 | 0 | 0 | 0 | 0 | 0 | 0 | 0 | 0 | 0 | 0 | 0 | 0 | 0 | 0 | 0 | 0 | 0 | 0 | 0 | 0 | 0
PG&E GBA | Stanislaus | 115 | Offshore_Wind |  |  | 0 | 0 | 0 | 0 | 0 | 0 | 0 | 0 | 0 | 0 | 0 | 0 | 0 | 0 | 0 | 0 | 0 | 0 | 0 | 0 | 0 | 0 | 0 | 0 | 0 | 0 | 0 | 0
PG&E KERN | Stockdale | 115 | Offshore_Wind |  |  | 0 | 0 | 0 | 0 | 0 | 0 | 0 | 0 | 0 | 0 | 0 | 0 | 0 | 0 | 0 | 0 | 0 | 0 | 0 | 0 | 0 | 0 | 0 | 0 | 0 | 0 | 0 | 0
PG&E KERN | Stockdale | 230 | Offshore_Wind |  |  | 0 | 0 | 0 | 0 | 0 | 0 | 0 | 0 | 0 | 0 | 0 | 0 | 0 | 0 | 0 | 0 | 0 | 0 | 0 | 0 | 0 | 0 | 0 | 0 | 0 | 0 | 0 | 0
PG&E GBA | Stockton A | 115 | Offshore_Wind |  |  | 0 | 0 | 0 | 0 | 0 | 0 | 0 | 0 | 0 | 0 | 0 | 0 | 0 | 0 | 0 | 0 | 0 | 0 | 0 | 0 | 0 | 0 | 0 | 0 | 0 | 0 | 0 | 0
PG&E GBA | Stone | 115 | Offshore_Wind |  |  | 0 | 0 | 0 | 0 | 0 | 0 | 0 | 0 | 0 | 0 | 0 | 0 | 0 | 0 | 0 | 0 | 0 | 0 | 0 | 0 | 0 | 0 | 0 | 0 | 0 | 0 | 0 | 0
PG&E FRESNO | Storey | 230 | Offshore_Wind |  |  | 0 | 0 | 0 | 0 | 0 | 0 | 0 | 0 | 0 | 0 | 0 | 0 | 0 | 0 | 0 | 0 | 0 | 0 | 0 | 0 | 0 | 0 | 0 | 0 | 0 | 0 | 0 | 0
PG&E NGBA | Summit | 115 | Offshore_Wind |  |  | 0 | 0 | 0 | 0 | 0 | 0 | 0 | 0 | 0 | 0 | 0 | 0 | 0 | 0 | 0 | 0 | 0 | 0 | 0 | 0 | 0 | 0 | 0 | 0 | 0 | 0 | 0 | 0
SDGE | Suncrest | 230 | Offshore_Wind |  |  | 0 | 0 | 0 | 0 | 0 | 0 | 0 | 0 | 0 | 0 | 0 | 0 | 0 | 0 | 0 | 0 | 0 | 0 | 0 | 0 | 0 | 0 | 0 | 0 | 0 | 0 | 0 | 0
SDGE | Suncrest | 500 | Offshore_Wind |  |  | 0 | 0 | 0 | 0 | 0 | 0 | 0 | 0 | 0 | 0 | 0 | 0 | 0 | 0 | 0 | 0 | 0 | 0 | 0 | 0 | 0 | 0 | 0 | 0 | 0 | 0 | 0 | 0
PG&E KERN | Sunrise | 230 | Offshore_Wind |  |  | 0 | 0 | 0 | 0 | 0 | 0 | 0 | 0 | 0 | 0 | 0 | 0 | 0 | 0 | 0 | 0 | 0 | 0 | 0 | 0 | 0 | 0 | 0 | 0 | 0 | 0 | 0 | 0
PG&E KERN | Sunset | 230 | Offshore_Wind |  |  | 0 | 0 | 0 | 0 | 0 | 0 | 0 | 0 | 0 | 0 | 0 | 0 | 0 | 0 | 0 | 0 | 0 | 0 | 0 | 0 | 0 | 0 | 0 | 0 | 0 | 0 | 0 | 0
PG&E GBA | Swift | 115 | Offshore_Wind |  |  | 0 | 0 | 0 | 0 | 0 | 0 | 0 | 0 | 0 | 0 | 0 | 0 | 0 | 0 | 0 | 0 | 0 | 0 | 0 | 0 | 0 | 0 | 0 | 0 | 0 | 0 | 0 | 0
SDGE | Sycamore Canyon | 138 | Offshore_Wind |  |  | 0 | 0 | 0 | 0 | 0 | 0 | 0 | 0 | 0 | 0 | 0 | 0 | 0 | 0 | 0 | 0 | 0 | 0 | 0 | 0 | 0 | 0 | 0 | 0 | 0 | 0 | 0 | 0
SDGE | Sycamore Canyon | 230 | Offshore_Wind |  |  | 0 | 0 | 0 | 0 | 0 | 0 | 0 | 0 | 0 | 0 | 0 | 0 | 0 | 0 | 0 | 0 | 0 | 0 | 0 | 0 | 0 | 0 | 0 | 0 | 0 | 0 | 0 | 0
SCE Northern | Sylmar | 230 | Offshore_Wind |  |  | 0 | 0 | 0 | 0 | 0 | 0 | 0 | 0 | 0 | 0 | 0 | 0 | 0 | 0 | 0 | 0 | 0 | 0 | 0 | 0 | 0 | 0 | 0 | 0 | 0 | 0 | 0 | 0
PG&E NGBA | Table Mountain | 115 | Offshore_Wind |  |  | 0 | 0 | 0 | 0 | 0 | 0 | 0 | 0 | 0 | 0 | 0 | 0 | 0 | 0 | 0 | 0 | 0 | 0 | 0 | 0 | 0 | 0 | 0 | 0 | 0 | 0 | 0 | 0
PG&E NGBA | Table Mountain | 230 | Offshore_Wind |  |  | 0 | 0 | 0 | 0 | 0 | 0 | 0 | 0 | 0 | 0 | 0 | 0 | 0 | 0 | 0 | 0 | 0 | 0 | 0 | 0 | 0 | 0 | 0 | 0 | 0 | 0 | 0 | 0
PG&E NGBA | Table Mountain | 500 | Offshore_Wind |  |  | 0 | 0 | 0 | 0 | 0 | 0 | 0 | 0 | 0 | 0 | 0 | 0 | 0 | 0 | 0 | 0 | 0 | 0 | 0 | 0 | 0 | 0 | 0 | 0 | 0 | 0 | 0 | 0
PG&E KERN | Taft | 115 | Offshore_Wind |  |  | 0 | 0 | 0 | 0 | 0 | 0 | 0 | 0 | 0 | 0 | 0 | 0 | 0 | 0 | 0 | 0 | 0 | 0 | 0 | 0 | 0 | 0 | 0 | 0 | 0 | 0 | 0 | 0
SDGE | Talega | 138 | Offshore_Wind |  |  | 0 | 0 | 0 | 0 | 0 | 0 | 0 | 0 | 0 | 0 | 0 | 0 | 0 | 0 | 0 | 0 | 0 | 0 | 0 | 0 | 0 | 0 | 0 | 0 | 0 | 0 | 0 | 0
SDGE | Talega | 230 | Offshore_Wind |  |  | 0 | 0 | 0 | 0 | 0 | 0 | 0 | 0 | 0 | 0 | 0 | 0 | 0 | 0 | 0 | 0 | 0 | 0 | 0 | 0 | 0 | 0 | 0 | 0 | 0 | 0 | 0 | 0
PG&E GBA | Tassajara | 230 | Offshore_Wind |  |  | 0 | 0 | 0 | 0 | 0 | 0 | 0 | 0 | 0 | 0 | 0 | 0 | 0 | 0 | 0 | 0 | 0 | 0 | 0 | 0 | 0 | 0 | 0 | 0 | 0 | 0 | 0 | 0
SDGE | Telegraph Canyon | 138 | Offshore_Wind |  |  | 0 | 0 | 0 | 0 | 0 | 0 | 0 | 0 | 0 | 0 | 0 | 0 | 0 | 0 | 0 | 0 | 0 | 0 | 0 | 0 | 0 | 0 | 0 | 0 | 0 | 0 | 0 | 0
PG&E KERN | Temblor | 115 | Offshore_Wind |  |  | 0 | 0 | 0 | 0 | 0 | 0 | 0 | 0 | 0 | 0 | 0 | 0 | 0 | 0 | 0 | 0 | 0 | 0 | 0 | 0 | 0 | 0 | 0 | 0 | 0 | 0 | 0 | 0
PG&E KERN | Templeton | 230 | Offshore_Wind |  |  | 0 | 0 | 0 | 0 | 0 | 0 | 0 | 0 | 0 | 0 | 0 | 0 | 0 | 0 | 0 | 0 | 0 | 0 | 0 | 0 | 0 | 0 | 0 | 0 | 0 | 0 | 0 | 0
PG&E GBA | Tesla | 115 | Offshore_Wind |  |  | 0 | 0 | 0 | 0 | 0 | 0 | 0 | 0 | 0 | 0 | 0 | 0 | 0 | 0 | 0 | 0 | 0 | 0 | 0 | 0 | 0 | 0 | 0 | 0 | 0 | 0 | 0 | 0
PG&E GBA | Tesla | 230 | Offshore_Wind |  |  | 0 | 0 | 0 | 0 | 0 | 0 | 0 | 0 | 0 | 0 | 0 | 0 | 0 | 0 | 0 | 0 | 0 | 0 | 0 | 0 | 0 | 0 | 0 | 0 | 0 | 0 | 0 | 0
PG&E GBA | Tesla | 500 | Offshore_Wind |  |  | 0 | 0 | 0 | 0 | 0 | 0 | 0 | 0 | 0 | 0 | 0 | 0 | 0 | 0 | 0 | 0 | 0 | 0 | 0 | 0 | 0 | 0 | 0 | 0 | 0 | 0 | 0 | 0
PG&E KERN | Tevis | 115 | Offshore_Wind |  |  | 0 | 0 | 0 | 0 | 0 | 0 | 0 | 0 | 0 | 0 | 0 | 0 | 0 | 0 | 0 | 0 | 0 | 0 | 0 | 0 | 0 | 0 | 0 | 0 | 0 | 0 | 0 | 0
EOP | Thousandaire | 138 | Offshore_Wind |  |  | 0 | 0 | 0 | 0 | 0 | 0 | 0 | 0 | 0 | 0 | 0 | 0 | 0 | 0 | 0 | 0 | 0 | 0 | 0 | 0 | 0 | 0 | 0 | 0 | 0 | 0 | 0 | 0
PG&E KERN | Topaz | 230 | Offshore_Wind |  |  | 0 | 0 | 0 | 0 | 0 | 0 | 0 | 0 | 0 | 0 | 0 | 0 | 0 | 0 | 0 | 0 | 0 | 0 | 0 | 0 | 0 | 0 | 0 | 0 | 0 | 0 | 0 | 0
SCE NOL | Tortilla | 115 | Offshore_Wind |  |  | 0 | 0 | 0 | 0 | 0 | 0 | 0 | 0 | 0 | 0 | 0 | 0 | 0 | 0 | 0 | 0 | 0 | 0 | 0 | 0 | 0 | 0 | 0 | 0 | 0 | 0 | 0 | 0
SDGE | Trabuco | 138 | Offshore_Wind |  |  | 0 | 0 | 0 | 0 | 0 | 0 | 0 | 0 | 0 | 0 | 0 | 0 | 0 | 0 | 0 | 0 | 0 | 0 | 0 | 0 | 0 | 0 | 0 | 0 | 0 | 0 | 0 | 0
PG&E GBA | Tracy | 115 | Offshore_Wind |  |  | 0 | 0 | 0 | 0 | 0 | 0 | 0 | 0 | 0 | 0 | 0 | 0 | 0 | 0 | 0 | 0 | 0 | 0 | 0 | 0 | 0 | 0 | 0 | 0 | 0 | 0 | 0 | 0
PG&E FRESNO | Tranquility | 230 | Offshore_Wind |  |  | 0 | 0 | 0 | 0 | 0 | 0 | 0 | 0 | 0 | 0 | 0 | 0 | 0 | 0 | 0 | 0 | 0 | 0 | 0 | 0 | 0 | 0 | 0 | 0 | 0 | 0 | 0 | 0
PG&E GBA | Trimble | 115 | Offshore_Wind |  |  | 0 | 0 | 0 | 0 | 0 | 0 | 0 | 0 | 0 | 0 | 0 | 0 | 0 | 0 | 0 | 0 | 0 | 0 | 0 | 0 | 0 | 0 | 0 | 0 | 0 | 0 | 0 | 0
EOP | Trout Canyon | 230 | Offshore_Wind |  |  | 0 | 0 | 0 | 0 | 0 | 0 | 0 | 0 | 0 | 0 | 0 | 0 | 0 | 0 | 0 | 0 | 0 | 0 | 0 | 0 | 0 | 0 | 0 | 0 | 0 | 0 | 0 | 0
EOP | Trout Canyon | 500 | Offshore_Wind |  |  | 0 | 0 | 0 | 0 | 0 | 0 | 0 | 0 | 0 | 0 | 0 | 0 | 0 | 0 | 0 | 0 | 0 | 0 | 0 | 0 | 0 | 0 | 0 | 0 | 0 | 0 | 0 | 0
PG&E NGBA | Tulucay | 230 | Offshore_Wind |  |  | 0 | 0 | 0 | 0 | 0 | 0 | 0 | 0 | 0 | 0 | 0 | 0 | 0 | 0 | 0 | 0 | 0 | 0 | 0 | 0 | 0 | 0 | 0 | 0 | 0 | 0 | 0 | 0
PG&E KERN | Tupman | 115 | Offshore_Wind |  |  | 0 | 0 | 0 | 0 | 0 | 0 | 0 | 0 | 0 | 0 | 0 | 0 | 0 | 0 | 0 | 0 | 0 | 0 | 0 | 0 | 0 | 0 | 0 | 0 | 0 | 0 | 0 | 0
PG&E NGBA | Ukiah | 115 | Offshore_Wind |  |  | 0 | 0 | 0 | 0 | 0 | 0 | 0 | 0 | 0 | 0 | 0 | 0 | 0 | 0 | 0 | 0 | 0 | 0 | 0 | 0 | 0 | 0 | 0 | 0 | 0 | 0 | 0 | 0
PG&E NGBA | Vaca Dixon | 115 | Offshore_Wind |  |  | 0 | 0 | 0 | 0 | 0 | 0 | 0 | 0 | 0 | 0 | 0 | 0 | 0 | 0 | 0 | 0 | 0 | 0 | 0 | 0 | 0 | 0 | 0 | 0 | 0 | 0 | 0 | 0
PG&E NGBA | Vaca Dixon | 230 | Offshore_Wind |  |  | 0 | 0 | 0 | 0 | 0 | 0 | 0 | 0 | 0 | 0 | 0 | 0 | 0 | 0 | 0 | 0 | 0 | 0 | 0 | 0 | 0 | 0 | 0 | 0 | 0 | 0 | 0 | 0
PG&E NGBA | Vaca Dixon | 500 | Offshore_Wind |  |  | 0 | 0 | 0 | 0 | 0 | 0 | 0 | 0 | 0 | 0 | 0 | 0 | 0 | 0 | 0 | 0 | 0 | 0 | 0 | 0 | 0 | 0 | 0 | 0 | 0 | 0 | 0 | 0
SCE Eastern | Valley (SCE) | 500 | Offshore_Wind |  |  | 0 | 0 | 0 | 0 | 0 | 0 | 0 | 0 | 0 | 0 | 0 | 0 | 0 | 0 | 0 | 0 | 0 | 0 | 0 | 0 | 0 | 0 | 0 | 0 | 0 | 0 | 0 | 0
EOP | Valley (VEA) | 138 | Offshore_Wind |  |  | 0 | 0 | 0 | 0 | 0 | 0 | 0 | 0 | 0 | 0 | 0 | 0 | 0 | 0 | 0 | 0 | 0 | 0 | 0 | 0 | 0 | 0 | 0 | 0 | 0 | 0 | 0 | 0
PG&E GBA | Valley Home | 115 | Offshore_Wind |  |  | 0 | 0 | 0 | 0 | 0 | 0 | 0 | 0 | 0 | 0 | 0 | 0 | 0 | 0 | 0 | 0 | 0 | 0 | 0 | 0 | 0 | 0 | 0 | 0 | 0 | 0 | 0 | 0
PG&E GBA | Valley Springs | 230 | Offshore_Wind |  |  | 0 | 0 | 0 | 0 | 0 | 0 | 0 | 0 | 0 | 0 | 0 | 0 | 0 | 0 | 0 | 0 | 0 | 0 | 0 | 0 | 0 | 0 | 0 | 0 | 0 | 0 | 0 | 0
EOP | Valley Switch | 138 | Offshore_Wind |  |  | 0 | 0 | 0 | 0 | 0 | 0 | 0 | 0 | 0 | 0 | 0 | 0 | 0 | 0 | 0 | 0 | 0 | 0 | 0 | 0 | 0 | 0 | 0 | 0 | 0 | 0 | 0 | 0
EOP | Valley Switch | 230 | Offshore_Wind |  |  | 0 | 0 | 0 | 0 | 0 | 0 | 0 | 0 | 0 | 0 | 0 | 0 | 0 | 0 | 0 | 0 | 0 | 0 | 0 | 0 | 0 | 0 | 0 | 0 | 0 | 0 | 0 | 0
PG&E GBA | Vasco | 230 | Offshore_Wind |  |  | 0 | 0 | 0 | 0 | 0 | 0 | 0 | 0 | 0 | 0 | 0 | 0 | 0 | 0 | 0 | 0 | 0 | 0 | 0 | 0 | 0 | 0 | 0 | 0 | 0 | 0 | 0 | 0
PG&E GBA | Vasona | 230 | Offshore_Wind |  |  | 0 | 0 | 0 | 0 | 0 | 0 | 0 | 0 | 0 | 0 | 0 | 0 | 0 | 0 | 0 | 0 | 0 | 0 | 0 | 0 | 0 | 0 | 0 | 0 | 0 | 0 | 0 | 0
SCE Northern | Vestal | 230 | Offshore_Wind |  |  | 0 | 0 | 0 | 0 | 0 | 0 | 0 | 0 | 0 | 0 | 0 | 0 | 0 | 0 | 0 | 0 | 0 | 0 | 0 | 0 | 0 | 0 | 0 | 0 | 0 | 0 | 0 | 0
SCE NOL | Victor | 115 | Offshore_Wind |  |  | 0 | 0 | 0 | 0 | 0 | 0 | 0 | 0 | 0 | 0 | 0 | 0 | 0 | 0 | 0 | 0 | 0 | 0 | 0 | 0 | 0 | 0 | 0 | 0 | 0 | 0 | 0 | 0
SCE NOL | Victor | 230 | Offshore_Wind |  |  | 0 | 0 | 0 | 0 | 0 | 0 | 0 | 0 | 0 | 0 | 0 | 0 | 0 | 0 | 0 | 0 | 0 | 0 | 0 | 0 | 0 | 0 | 0 | 0 | 0 | 0 | 0 | 0
SCE Metro | Viejo | 230 | Offshore_Wind |  |  | 0 | 0 | 0 | 0 | 0 | 0 | 0 | 0 | 0 | 0 | 0 | 0 | 0 | 0 | 0 | 0 | 0 | 0 | 0 | 0 | 0 | 0 | 0 | 0 | 0 | 0 | 0 | 0
PG&E GBA | Vierra | 115 | Offshore_Wind |  |  | 0 | 0 | 0 | 0 | 0 | 0 | 0 | 0 | 0 | 0 | 0 | 0 | 0 | 0 | 0 | 0 | 0 | 0 | 0 | 0 | 0 | 0 | 0 | 0 | 0 | 0 | 0 | 0
SCE Metro | Villa Park | 230 | Offshore_Wind |  |  | 0 | 0 | 0 | 0 | 0 | 0 | 0 | 0 | 0 | 0 | 0 | 0 | 0 | 0 | 0 | 0 | 0 | 0 | 0 | 0 | 0 | 0 | 0 | 0 | 0 | 0 | 0 | 0
SCE Northern | Vincent | 230 | Offshore_Wind |  |  | 0 | 0 | 0 | 0 | 0 | 0 | 0 | 0 | 0 | 0 | 0 | 0 | 0 | 0 | 0 | 0 | 0 | 0 | 0 | 0 | 0 | 0 | 0 | 0 | 0 | 0 | 0 | 0
SCE Northern | Vincent | 500 | Offshore_Wind |  |  | 0 | 0 | 0 | 0 | 0 | 0 | 0 | 0 | 0 | 0 | 0 | 0 | 0 | 0 | 0 | 0 | 0 | 0 | 0 | 0 | 0 | 0 | 0 | 0 | 0 | 0 | 0 | 0
PG&E GBA | Vineyard | 230 | Offshore_Wind |  |  | 0 | 0 | 0 | 0 | 0 | 0 | 0 | 0 | 0 | 0 | 0 | 0 | 0 | 0 | 0 | 0 | 0 | 0 | 0 | 0 | 0 | 0 | 0 | 0 | 0 | 0 | 0 | 0
SCE Eastern | Vista (SCE) | 230 | Offshore_Wind |  |  | 0 | 0 | 0 | 0 | 0 | 0 | 0 | 0 | 0 | 0 | 0 | 0 | 0 | 0 | 0 | 0 | 0 | 0 | 0 | 0 | 0 | 0 | 0 | 0 | 0 | 0 | 0 | 0
EOP | Vista (VEA) | 138 | Offshore_Wind |  |  | 0 | 0 | 0 | 0 | 0 | 0 | 0 | 0 | 0 | 0 | 0 | 0 | 0 | 0 | 0 | 0 | 0 | 0 | 0 | 0 | 0 | 0 | 0 | 0 | 0 | 0 | 0 | 0
EOP | Vista (VEA) | 230 | Offshore_Wind |  |  | 0 | 0 | 0 | 0 | 0 | 0 | 0 | 0 | 0 | 0 | 0 | 0 | 0 | 0 | 0 | 0 | 0 | 0 | 0 | 0 | 0 | 0 | 0 | 0 | 0 | 0 | 0 | 0
PG&E FRESNO | Wahtoke | 115 | Offshore_Wind |  |  | 0 | 0 | 0 | 0 | 0 | 0 | 0 | 0 | 0 | 0 | 0 | 0 | 0 | 0 | 0 | 0 | 0 | 0 | 0 | 0 | 0 | 0 | 0 | 0 | 0 | 0 | 0 | 0
SCE Metro | Walnut | 230 | Offshore_Wind |  |  | 0 | 0 | 0 | 0 | 0 | 0 | 0 | 0 | 0 | 0 | 0 | 0 | 0 | 0 | 0 | 0 | 0 | 0 | 0 | 0 | 0 | 0 | 0 | 0 | 0 | 0 | 0 | 0
SCE Northern | Warne | 230 | Offshore_Wind |  |  | 0 | 0 | 0 | 0 | 0 | 0 | 0 | 0 | 0 | 0 | 0 | 0 | 0 | 0 | 0 | 0 | 0 | 0 | 0 | 0 | 0 | 0 | 0 | 0 | 0 | 0 | 0 | 0
PG&E GBA | Warnerville | 230 | Offshore_Wind |  |  | 0 | 0 | 0 | 0 | 0 | 0 | 0 | 0 | 0 | 0 | 0 | 0 | 0 | 0 | 0 | 0 | 0 | 0 | 0 | 0 | 0 | 0 | 0 | 0 | 0 | 0 | 0 | 0
PG&E FRESNO | Waukena | 115 | Offshore_Wind |  |  | 0 | 0 | 0 | 0 | 0 | 0 | 0 | 0 | 0 | 0 | 0 | 0 | 0 | 0 | 0 | 0 | 0 | 0 | 0 | 0 | 0 | 0 | 0 | 0 | 0 | 0 | 0 | 0
PG&E GBA | Weber | 230 | Offshore_Wind |  |  | 0 | 0 | 0 | 0 | 0 | 0 | 0 | 0 | 0 | 0 | 0 | 0 | 0 | 0 | 0 | 0 | 0 | 0 | 0 | 0 | 0 | 0 | 0 | 0 | 0 | 0 | 0 | 0
PG&E FRESNO | West Fresno | 115 | Offshore_Wind |  |  | 0 | 0 | 0 | 0 | 0 | 0 | 0 | 0 | 0 | 0 | 0 | 0 | 0 | 0 | 0 | 0 | 0 | 0 | 0 | 0 | 0 | 0 | 0 | 0 | 0 | 0 | 0 | 0
PG&E FRESNO | Westley | 230 | Offshore_Wind |  |  | 0 | 0 | 0 | 0 | 0 | 0 | 0 | 0 | 0 | 0 | 0 | 0 | 0 | 0 | 0 | 0 | 0 | 0 | 0 | 0 | 0 | 0 | 0 | 0 | 0 | 0 | 0 | 0
PG&E KERN | Westpark | 115 | Offshore_Wind |  |  | 0 | 0 | 0 | 0 | 0 | 0 | 0 | 0 | 0 | 0 | 0 | 0 | 0 | 0 | 0 | 0 | 0 | 0 | 0 | 0 | 0 | 0 | 0 | 0 | 0 | 0 | 0 | 0
PG&E KERN | Wheeler Ridge | 230 | Offshore_Wind |  |  | 0 | 0 | 0 | 0 | 0 | 0 | 0 | 0 | 0 | 0 | 0 | 0 | 0 | 0 | 0 | 0 | 0 | 0 | 0 | 0 | 0 | 0 | 0 | 0 | 0 | 0 | 0 | 0
PG&E KERN | Wheeler Ridge | 115 | Offshore_Wind |  |  | 0 | 0 | 0 | 0 | 0 | 0 | 0 | 0 | 0 | 0 | 0 | 0 | 0 | 0 | 0 | 0 | 0 | 0 | 0 | 0 | 0 | 0 | 0 | 0 | 0 | 0 | 0 | 0
SCE Northern | Whirlwind | 230 | Offshore_Wind |  |  | 0 | 0 | 0 | 0 | 0 | 0 | 0 | 0 | 0 | 0 | 0 | 0 | 0 | 0 | 0 | 0 | 0 | 0 | 0 | 0 | 0 | 0 | 0 | 0 | 0 | 0 | 0 | 0
SCE Northern | Whirlwind | 500 | Offshore_Wind |  |  | 0 | 0 | 0 | 0 | 0 | 0 | 0 | 0 | 0 | 0 | 0 | 0 | 0 | 0 | 0 | 0 | 0 | 0 | 0 | 0 | 0 | 0 | 0 | 0 | 0 | 0 | 0 | 0
PG&E GBA | Whisman | 115 | Offshore_Wind |  |  | 0 | 0 | 0 | 0 | 0 | 0 | 0 | 0 | 0 | 0 | 0 | 0 | 0 | 0 | 0 | 0 | 0 | 0 | 0 | 0 | 0 | 0 | 0 | 0 | 0 | 0 | 0 | 0
SCE Eastern | Wildlife | 230 | Offshore_Wind |  |  | 0 | 0 | 0 | 0 | 0 | 0 | 0 | 0 | 0 | 0 | 0 | 0 | 0 | 0 | 0 | 0 | 0 | 0 | 0 | 0 | 0 | 0 | 0 | 0 | 0 | 0 | 0 | 0
PG&E FRESNO | Wilson | 115 | Offshore_Wind |  |  | 0 | 0 | 0 | 0 | 0 | 0 | 0 | 0 | 0 | 0 | 0 | 0 | 0 | 0 | 0 | 0 | 0 | 0 | 0 | 0 | 0 | 0 | 0 | 0 | 0 | 0 | 0 | 0
PG&E FRESNO | Wilson | 230 | Offshore_Wind |  |  | 0 | 0 | 0 | 0 | 0 | 0 | 0 | 0 | 0 | 0 | 0 | 0 | 0 | 0 | 0 | 0 | 0 | 0 | 0 | 0 | 0 | 0 | 0 | 0 | 0 | 0 | 0 | 0
SCE Northern | Windhub | 230 | Offshore_Wind |  |  | 0 | 0 | 0 | 0 | 0 | 0 | 0 | 0 | 0 | 0 | 0 | 0 | 0 | 0 | 0 | 0 | 0 | 0 | 0 | 0 | 0 | 0 | 0 | 0 | 0 | 0 | 0 | 0
SCE Northern | Windhub | 500 | Offshore_Wind |  |  | 0 | 0 | 0 | 0 | 0 | 0 | 0 | 0 | 0 | 0 | 0 | 0 | 0 | 0 | 0 | 0 | 0 | 0 | 0 | 0 | 0 | 0 | 0 | 0 | 0 | 0 | 0 | 0
PG&E GBA | Windmaster | 230 | Offshore_Wind |  |  | 0 | 0 | 0 | 0 | 0 | 0 | 0 | 0 | 0 | 0 | 0 | 0 | 0 | 0 | 0 | 0 | 0 | 0 | 0 | 0 | 0 | 0 | 0 | 0 | 0 | 0 | 0 | 0
PG&E NGBA | Woodland | 115 | Offshore_Wind |  |  | 0 | 0 | 0 | 0 | 0 | 0 | 0 | 0 | 0 | 0 | 0 | 0 | 0 | 0 | 0 | 0 | 0 | 0 | 0 | 0 | 0 | 0 | 0 | 0 | 0 | 0 | 0 | 0
PG&E FRESNO | Woodward | 115 | Offshore_Wind |  |  | 0 | 0 | 0 | 0 | 0 | 0 | 0 | 0 | 0 | 0 | 0 | 0 | 0 | 0 | 0 | 0 | 0 | 0 | 0 | 0 | 0 | 0 | 0 | 0 | 0 | 0 | 0 | 0
PG&E NGBA | Wyandotte | 115 | Offshore_Wind |  |  | 0 | 0 | 0 | 0 | 0 | 0 | 0 | 0 | 0 | 0 | 0 | 0 | 0 | 0 | 0 | 0 | 0 | 0 | 0 | 0 | 0 | 0 | 0 | 0 | 0 | 0 | 0 | 0

## Out-of-CAISO_Summary
Summary Tab for Outside of CAISO BAA Resources
Provides additional information for outside of CAISO resources. Info includes transmission upgrade and MIC assumptions CPUC staff took for each resource. For in-development (both baseline and portfolio resources) staff utilized the information provided to them by the contracting entity. If information is not available and for generic resources, staff identify a preferred point based on feasibility and transmission availability. Working group staff consult with CAISO staff in this effort.
Busbar Mapping Location |  |  | Out-of-CAISO information |  |  | MIC and Likely Interites |  | Baseline Res. (not yet online) | In-Development Resources | 2035 — Mapped Generic | 2040 — Mapped Generic
Transmission Area | CAISO Substation | Voltage | Out-of-CAISO substation(s) | Resource Type/Location | Out-of-CAISO Transmission Utilized | CAISO MIC Expansion Need | Staff notes on likely CAISO interites | FCDS (MW) | FCDS (MW) | FCDS (MW) | FCDS (MW)
SCE NOL | Control | 115 | NVE Silver Peak Substation | Central Nevada Geothermal | Existing NVE Tx | NO | Multiple potential interties: Silver Peak, Gondor, or MONAIPPDC_ITC. CPUC recommend relocating and not triggering MIC expansion if Tx upgrades are required | 13 | 0 | 0 | 0
SCE EOP | Eldorado | 230 | Several Northern NV subs | Northern Nevada Goethermal | Existing NVE Tx | YES | Multiple potential interties: MEAD_ITC, MCCULLGH_ITC, MERCHANT_ITC, SUMMIT_ITC, or GONDIPPDC_ITC | 50 | 0 | 0 | 0
SDGE | Imperial Valley | 230 | IID Heber/Dogwood substations | Imperial Geothermal | Existing IID Tx | YES | IID-SDGE | 25 | 0 | 0 | 0
SCE Eastern | Mirage | 230 | IID New Seaside SS 161 kV ("L" line) | Imperial Geothermal | Existing IID Tx | YES | IID-SCE or IID-SDGE | 25 | 0 | 0 | 0
PG&E NGBA | Summit | 115 | Valmy - Trach #2 345 kV line | Northern Nevada Geothermal | Existing NVE Tx | YES | Summit, Silver Peak, or other ITCs | 40 | 0 | 0 | 0
SCE Metro | Lugo | 500 | Sub near Milford, UT | Utah Geothermal | Existing Tx | NO | IPPUTAH_ITC; assumed utilizing IPP scheduling rights | 33 | 340 | 23 | 0
EOP | Eldorado | 230 | Various NVE subs | Northern Nevada Geothermal | Existing Tx | YES | If available: MEAD_ITC/MCCULLGH_ITC/MERCHANT_ITC | 0 | 0 | 128.5 | 0
EOP | Harry Allen | 500 | Sub near Milford, UT | Utah Geothermal | Existing/New Tx | YES | Assuming no additional MIC at IPP, and needs to wheel or new Tx down to CAISO system at Harry Allen-Eldorado | 0 | 0 | 100 | 0
SDGE | Imperial Valley | 230 | "L-line" 161 kV (IID) | Imperial Geothermal | Existing Tx | YES | IID-SDGE | 0 | 0 | 140 | 0
SCE Metro | Lugo | 500 | Star Peak 120 kV (NVE) & Fort Churchill 120 kV (NVE) | Northern Nevada Goethermal | Existing Tx | NO | IPPUTAH_ITC; assumed utilizing IPP scheduling rights | 0 | 26 | 0 | 0
SCE Eastern | Mirage | 230 | Sinclair 230 kV & New sub near Bannister (IID) | Imperial Geothermal | Existing/New Tx | YES | IID-SCE | 0 | 0 | 556.5 | 0
PG&E NGBA | Malin | 500 | NVE Subs: Oreana 120 kV, Eagle 120 kV | Northren Nevada Geothermal | Existing/New Tx | YES | Various NVE subs, CPUC staff assume uses exiting or new transmission to get to Malin. | 0 | 0 | 100 | 0
PG&E NGBA | Malin | 500 | Hilltop 345 kV (NVE) | Northern California Geothermal | Existing/New Tx | YES | PUC staff assume uses exiting or new transmission to get to Malin. | 0 | 0 | 100 | 0
PG&E NGBA | New Sub - Near existing Leavitt (PSREC) | 345 | New sub in Lassen CA | Northern California Wind | Existing/New Tx | YES | Import at Malin if existing Tx available/or new Tx | 0 | 0 | 300 | 0
PG&E NGBA | New Sub - Near existing Madeline (NVE) | 345 | New sub in Lassen CA | Northern California Wind | Existing/New Tx | YES | Import at Malin if existing Tx available/or new Tx | 0 | 0 | 631 | 0
EOP | Eldorado | 230 | Western Spirit Switchyard | SW_Wind_Ext_Tx | Existing TX | NO | Willow Beach/ELDORADO_ITC | 0 | 51 | 0 | 0
EOP | Eldorado | 500 | Aeolus/Ferris (proposed), Wyoming | Wyoming Wind | New Tx (TransWest) | YES | Eldorado or Harry Allen (terminus of TransWest) | 0 | 0 | 2895 | 0
EOP | Harry Allen | 500 | Midpoint, ID | Idaho Wind | New Tx (SWIP-North, plus ON-Line | YES | Assumed Harry Allen | 0 | 0 | 1060 | 0
SCE Metro | Lugo | 500 |  | New Mexico Wind | New Tx | YES | Assumed the 20-year outlook identified potential new Tx line to Lugo | 0 | 0 | 0 | 1750
SCE Eastern | Palo Verde | 500 | Sunzia East, NM | New Mexico Wind | New Tx (and Existing Tx) | YES | Assumed Sunzia is utilized with Pinal Central/Palo Verde intertie point | 0 | 1685 | 1309 | 34
PG&E GBA | Tesla | 500 |  | Wyoming Wind | New Tx | YES | Assumed the 20-year outlook identified potential new Tx line to Northern CA/Tesla area | 0 | 0 | 0 | 1707

## Unaccountedfor_TPD
This tab shows the unaccounted for Transmission Plan Deliverability (TPD) amounts and their bus locations that could impact the transmission needs of the OOS wind on new transmission and out-of-CAISO geothermal resources in the TPP portfolio that were not previously accounted for when awarding deliverability. CPUC staff will work with CAISO staff to determine if these amounts need to be studied in the TPP in addition to the mapped portfolio resources to ensure enough transmission capability for the identified portfolio resources.
For TPP and busbar mapping analysis, “Unaccounted for TPD” refers to resources transmission capability attributed to projects in interconnections queues in the CAISO that have been awarded TPD previously and for which there is no alignment with mapped portfolio resources.
For example, if the CAISO queue has two battery projects at Substation S that have a combined net MWs to grid of 400 MW and both have been awarded 100% of their requested deliverability, staff note that Substation S has interconnecting to it 400 MW of transmission capability already tied to that TPD. Now in this hypothetical busbar mapped portfolio, staff only map 200 MW of battery storage to Substation S, there is now 200 MW of “unaccounted for TPD.”
The "unaccounted for TPD" amounts below are derived from projects in the CAISO interconnection queue that have been awarded TPD for which mapped portfolio resources at the bus or nearby buses do not align. Staff have intended the numbers to be resource neutral. The unaccounted for amounts are related to projects in the queue that are storage only projects or solar and storage projects with storage MW amounts equal or greater than the amount of TPD for that project. In general, the mapping accounted for other queued projects with TPD in these impact areas.
Table 1: Shows the unaccounted for TPD impacting the transmission and MIC needs for OOS wind on new transmission and out-of-CAISO geothermal. CPUC staff note that the CAISO has already accounted for the OOS wind in the 23-24 TPP portfolio when conducting the 2024 TPD allocations, so these table amounts would only impact additional MW beyond the 1,060 MW of Idaho Wind, 1,500 MW of Wyoming wind, and 2,328 MW of New Mexico wind mapped in the 2035 portfolio for the 23-24 TPP.
Table 2: Shows the unaccounted for TPD impacting the reservation of deliverability for the 2,680 MW of North Coast offshore wind mapped to the Humboldt 500 kV bus in this and previous TPP portfolios. CPUC staff worked with CAISO staff to identify the buses in North of Greater Bay and Greater Bay study areas that impact the transmission constraints relevant to the offshore wind implications.
Table 1
Unaccounted for TPD impacting OOS wind on new transmission and out-of-CAISO geothermal needing MIC in the SCE Eastern and East of Pisgah study areas. |  |  | Awarded TPD in key MIC regions unaccounted for by mapped resources (MW)
CAISO Study Area | Substation | Voltage | 2035 | 2040
EOP | Carpenter Canyon (fka Gamebird) | 230 | 150 | 0
EOP | Desert View | 230 | 350 | 100
EOP | Eldorado | 230 | 250 | 0
EOP | Innovation | 230 | 150 | 100
EOP | Mohave | 500 | 1015 | 905 | *Amounts reflect reduction by 700 MW for unmapped to TPD associated with a proposed project that was sited in a location now a part of the Avi Kwa Ame National Monument so CPUC staff did not map resources to align with it.
EOP | Trout Canyon | 230 | 942 | 750 | *Amounts reflect reduction (by approximately one third) of the unmapped to TPD associated with potential uncertainty for CPUC staff around the projects' ability to be permitted under BLM's new 2024 Solar PEIS
EOP | Valley (VEA) | 138 | 40 | 10
SCE Eastern | Alberhill | 500 | 500 | 500
SCE Eastern | Cielo Azul | 500 | 637.6 | 323
SCE Eastern | Colorado River | 230 | 300 | 175
SCE Eastern | Delaney | 500 | 450 | 350
SCE Eastern | Devers | 230 | 145.66 | 65.66
SCE Eastern | Etiwanda | 230 | 515 | 515
SCE Eastern | Red Bluff | 230 | 810 | 810 | *Amounts reflect reduction (by approximately one third) of the unmapped to TPD associated with potential uncertainty for CPUC staff around impacts of the creation of the Chuckwalla National Monument
SCE Eastern | Red Bluff | 500 | 500 | 430 | *Amounts reflect reduction (by approximately one third) of the unmapped to TPD associated with potential uncertainty for CPUC staff around impacts of the creation of the Chuckwalla National Monument
SCE Eastern | Valley (SCE) | 500 | 810 | 610
SDGE | Hassayampa | 500 | 25 | 0
|  | Total (MW): | 7590.26 | 5643.66
Table 2
Unaccounted for TPD impacting North Coast offshore wind deliverability reservation in the North of Greater Bay and Greater Bay study areas. |  |  | Awarded TPD at key buses for North Coast OSW unaccounted for by mapped resources (MW)
CAISO Study Area | Substation | Voltage | 2035 | 2040
PG&E GBA | Birds Landing | 230 | 65 | 0
PG&E GBA | Cooley Landing | 60 | 65 | 50
PG&E NGBA | Cortina | 115 | 116 | 24
PG&E GBA | Kirker | 115 | 2 | 2
PG&E GBA | Martin | 115 | 312 | 162
PG&E GBA | Pittsburg | 115 | 325 | 250
PG&E GBA | Pittsburg | 230 | 575 | 400
PG&E NGBA | Tulucay | 60 | 2.45 | 2.45
|  | Total (MW): | 1462.45 | 890.45

## Summary_Compareto_BaseCasePD
Summary of the difference in level of resources between the mapped LLT resources sensitivity and the PD mapping for the base case for the 2035 and 2040 portfolios. Staff provided an overall summary table broken down by study area as well as tables grouping changes into four categories 1) substations with any increase in resources mapped 2) substations with at least a 50 MW increase in resources mapped 3) substations with any decrease in resources mapped and 4) substations with at least a 50 MW decrease in resources mapped.
Summary of Mapping 2035 PD Base Case Portfolio | [16 empty] | Summary of Mapping 2040 PD Base Case Portfolio
Generic Resources - 2035 Portfolio: Base Case | Geothermal | Biomass | Wind | Wind | OOS Wind | OOS Wind | Offshore Wind | Offshore Wind | Distributed Solar | Solar | Solar | Battery_4hr | Battery_8hr | LDES | All Res |  | Generic Resources - 2040 Portfolio: Base Case | Geothermal | Biomass | Wind | Wind | OOS Wind | OOS Wind | Offshore Wind | Offshore Wind | Distributed Solar | Solar | Solar | Battery_4hr | Battery_8hr | LDES | All Res
| FCDS | FCDS | FCDS | EODS | FCDS | EODS | FCDS | EODS | EODS | FCDS | EODS | FCDS | FCDS | FCDS | Total |  |  | FCDS | FCDS | FCDS | EODS | FCDS | EODS | FCDS | EODS | EODS | FCDS | EODS | FCDS | FCDS | FCDS | Total
PG&E North of Greater Bay Study Area | 98 | 105.55 | 1705 | 97.7 | 0 | 0 | 1607 | 0 | 24.8 | 74.5 | 230 | 0 | 95 | 0 | 4037.55 | PG&E NGBA | PG&E North of Greater Bay Study Area | 98 | 105.55 | 1705 | 97.7 | 0 | 0 | 1607 | 0 | 24.8 | 429.5 | 830 | 0 | 305 | 0 | 5202.55 | PG&E NGBA
PG&E Greater Bay Study Area | 0 | 8.85 | 735.8 | 186.95 | 0 | 0 | 0 | 0 | 33.3 | 0 | 150 | 0 | 236.075 | 310 | 1660.975 | PG&E GBA | PG&E Greater Bay Study Area | 0 | 8.85 | 735.8 | 186.95 | 1707 | 0 | 0 | 0 | 33.3 | 252 | 1050 | 0 | 1508.275 | 310 | 5792.175 | PG&E GBA
PG&E Fresno Study Area | 0 | 7.5 | 430 | 70 | 0 | 0 | 0 | 0 | 28.75 | 680 | 1722 | 0 | 665 | 140 | 3743.25 | PG&E FRESNO | PG&E Fresno Study Area | 0 | 7.5 | 430 | 70 | 0 | 0 | 0 | 0 | 28.75 | 4730 | 6882 | 0 | 2730 | 140 | 15018.25 | PG&E FRESNO
PG&E Kern Study Area | 0 | 23.3 | 113.07 | 0 | 0 | 0 | 2924 | 0 | 31.55 | 630 | 1309 | 0 | 410 | 0 | 5440.92 | PG&E KERN | PG&E Kern Study Area | 0 | 23.3 | 113.07 | 0 | 0 | 0 | 2924 | 0 | 31.55 | 1610 | 3124 | 0 | 1210 | 0 | 9035.92 | PG&E KERN
SCE Northern Area | 0 | 0 | 674 | 0 | 0 | 0 | 0 | 0 | 0 | 750.5 | 225 | 0 | 55 | 200 | 1904.5 | SCE Northern | SCE Northern Area | 0 | 0 | 674 | 0 | 0 | 0 | 0 | 0 | 0 | 1250.5 | 2335 | 0 | 1130 | 200 | 5589.5 | SCE Northern
SCE Metro Study Area | 23 | 0 | 0 | 0 | 1750 | 0 | 0 | 0 | 0 | 0 | 0 | 0 | 0 | 0 | 1773 | SCE Metro | SCE Metro Study Area | 23 | 0 | 0 | 0 | 1750 | 0 | 0 | 0 | 0 | 0 | 0 | 0 | 600 | 0 | 2373 | SCE Metro
SCE North of Lugo Study Area | 0 | 4.2 | 330 | 32.18 | 0 | 0 | 0 | 0 | 7.3 | 375 | 284 | 0 | 107 | 0 | 1139.68 | SCE NOL | SCE North of Lugo Study Area | 0 | 4.2 | 330 | 32.18 | 0 | 0 | 0 | 0 | 7.3 | 475 | 1003 | 0 | 457 | 0 | 2308.68 | SCE NOL
East of Pisgah Study Area | 517.3 | 0 | 1052 | 176.5 | 4100 | 0 | 0 | 0 | 0 | 761 | 862 | 0 | 320 | 0 | 7788.8 | EOP | East of Pisgah Study Area | 517.3 | 0 | 1052 | 176.5 | 4100 | 0 | 0 | 0 | 0 | 1541 | 3682 | 0 | 1635 | 0 | 12703.8 | EOP
SCE Eastern Study Area | 500 | 5.25 | 230.5 | 37 | 1414 | 0 | 0 | 0 | 0 | 0 | 0 | 0 | 0 | 0 | 2186.75 | SCE Eastern | SCE Eastern Study Area | 500 | 5.25 | 230.5 | 37 | 1414 | 0 | 0 | 0 | 0 | 900 | 1480 | 0 | 680 | 0 | 5246.75 | SCE Eastern
SDG&E Study Area | 100 | 0 | 960 | 555.8 | 0 | 0 | 0 | 0 | 14 | 367 | 22.6 | 0 | 50 | 409.2 | 2478.6 | SDGE | SDG&E Study Area | 100 | 0 | 960 | 555.8 | 0 | 0 | 0 | 0 | 14 | 745 | 1182.6 | 0 | 860 | 409.2 | 4826.6 | SDGE
All Areas | 1238.3 | 154.65 | 6230.37 | 1156.13 | 7264 | 0 | 4531 | 0 | 139.7 | 3638 | 4804.6 | 0 | 1938.075 | 1059.2 | 32154.025 |  | All Areas | 1238.3 | 154.65 | 6230.37 | 1156.13 | 8971 | 0 | 4531 | 0 | 139.7 | 11933 | 21568.6 | 0 | 11115.275 | 1059.2 | 68097.225
Summary of Mapping 2035 LLT Sensitivity Portfolio | [16 empty] | Summary of Mapping 2040 LLT Sensitivity Portfolio
Generic Resources - 2035 Portfolio: LLT Sensitivity | Geothermal | Biomass | Wind | Wind | OOS Wind | OOS Wind | Offshore Wind | Offshore Wind | Distributed Solar | Solar | Solar | Battery_4hr | Battery_8hr | LDES | All Res |  | Generic Resources - 2040 Portfolio: LLT Sensitivity | Geothermal | Biomass | Wind | Wind | OOS Wind | OOS Wind | Offshore Wind | Offshore Wind | Distributed Solar | Solar | Solar | Battery_4hr | Battery_8hr | LDES | All Res
| FCDS | FCDS | FCDS | EODS | FCDS | EODS | FCDS | EODS | EODS | FCDS | EODS | FCDS | FCDS | FCDS | Total |  |  | FCDS | FCDS | FCDS | EODS | FCDS | EODS | FCDS | EODS | EODS | FCDS | EODS | FCDS | FCDS | FCDS | Total
PG&E North of Greater Bay Study Area | 340.5 | 105.55 | 1297.6 | 42 | 0 | 0 | 2680 | 0 | 24.8 | 50 | 230 | 0 | 95 | 385 | 5250.45 | PG&E NGBA | PG&E North of Greater Bay Study Area | 340.5 | 105.55 | 1395.6 | 75.2 | 0 | 0 | 2680 | 0 | 24.8 | 369.4 | 730 | 0 | 280.1 | 385 | 6386.15 | PG&E NGBA
PG&E Greater Bay Study Area | 0 | 8.85 | 735.8 | 186.95 | 0 | 0 | 0 | 0 | 33.3 | 0 | 0 | 0 | 261.075 | 446 | 1671.975 | PG&E GBA | PG&E Greater Bay Study Area | 0 | 8.85 | 735.8 | 186.95 | 1707 | 0 | 0 | 0 | 33.3 | 200 | 450 | 0 | 1318.275 | 446 | 5086.175 | PG&E GBA
PG&E Fresno Study Area | 0 | 7.5 | 260 | 50 | 0 | 0 | 0 | 0 | 28.75 | 295 | 1441.5 | 0 | 0 | 440 | 2522.75 | PG&E FRESNO | PG&E Fresno Study Area | 0 | 7.5 | 260 | 50 | 0 | 0 | 0 | 0 | 28.75 | 2745 | 5352 | 0 | 1620 | 440 | 10503.25 | PG&E FRESNO
PG&E Kern Study Area | 0 | 23.3 | 113.07 | 0 | 0 | 0 | 4875 | 0 | 31.55 | 629 | 775 | 0 | 0 | 0 | 6446.92 | PG&E KERN | PG&E Kern Study Area | 0 | 23.3 | 113.07 | 0 | 0 | 0 | 4875 | 0 | 31.55 | 885 | 2724 | 0 | 990 | 0 | 9641.92 | PG&E KERN
SCE Northern Area | 0 | 0 | 674 | 0 | 0 | 0 | 0 | 0 | 0 | 624.5 | 125 | 0 | 0 | 700 | 2123.5 | SCE Northern | SCE Northern Area | 0 | 0 | 674 | 0 | 0 | 0 | 0 | 0 | 0 | 1250.5 | 2335 | 0 | 904 | 700 | 5863.5 | SCE Northern
SCE Metro Study Area | 23 | 0 | 0 | 0 | 0 | 0 | 0 | 0 | 0 | 0 | 0 | 0 | 0 | 0 | 23 | SCE Metro | SCE Metro Study Area | 23 | 0 | 0 | 0 | 1750 | 0 | 0 | 0 | 0 | 0 | 0 | 0 | 500 | 0 | 2273 | SCE Metro
SCE North of Lugo Study Area | 0 | 4.2 | 330 | 32.18 | 0 | 0 | 0 | 0 | 7.3 | 300 | 150 | 0 | 0 | 0 | 823.68 | SCE NOL | SCE North of Lugo Study Area | 0 | 4.2 | 330 | 32.18 | 0 | 0 | 0 | 0 | 7.3 | 300 | 504 | 0 | 180 | 0 | 1357.68 | SCE NOL
East of Pisgah Study Area | 678.3 | 0 | 860 | 50 | 3955 | 0 | 0 | 0 | 0 | 1141 | 253 | 0 | 0 | 0 | 6937.3 | EOP | East of Pisgah Study Area | 678.3 | 0 | 1044.9 | 50 | 3955 | 0 | 0 | 0 | 0 | 1891 | 3082 | 0 | 1165 | 0 | 11866.2 | EOP
SCE Eastern Study Area | 556.5 | 5.25 | 230.5 | 37 | 1309 | 0 | 0 | 0 | 0 | 0 | 0 | 0 | 0 | 200 | 2338.25 | SCE Eastern | SCE Eastern Study Area | 556.5 | 5.25 | 230.5 | 37 | 1343.4 | 0 | 0 | 0 | 0 | 900 | 1480 | 0 | 657 | 200 | 5409.65 | SCE Eastern
SDG&E Study Area | 140 | 0 | 960 | 555.8 | 0 | 0 | 0 | 0 | 0 | 367 | 0 | 0 | 0 | 409.2 | 2432 | SDGE | SDG&E Study Area | 140 | 0 | 960 | 555.8 | 0 | 0 | 0 | 0 | 14 | 645 | 1182.6 | 0 | 800 | 409.2 | 4706.6 | SDGE
All Areas | 1738.3 | 154.65 | 5460.97 | 953.93 | 5264 | 0 | 7555 | 0 | 125.7 | 3406.5 | 2974.5 | 0 | 356.075 | 2580.2 | 30569.825 |  | All Areas | 1738.3 | 154.65 | 5743.87 | 987.13 | 8755.4 | 0 | 7555 | 0 | 139.7 | 9185.9 | 17839.6 | 0 | 8414.375 | 2580.2 | 63094.125
Summary of Differences between 2035 LLT Sens. and Base Case PD Mapped Portfolios | [16 empty] | Summary of Differences between 2040 LLT Sens. and Base Case PD Mapped Portfolios
2035 Portfolio: Net Difference (MW) In Resources Mapped (LLT Sens. - Base) | Geothermal | Biomass | Wind | Wind | OOS Wind | OOS Wind | Offshore Wind | Offshore Wind | Distributed Solar | Solar | Solar | Battery_4hr | Battery_8hr | LDES | All Res |  | 2040 Portfolio: Net Difference (MW) In Resources Mapped (LLT Sens. - Base) | Geothermal | Biomass | Wind | Wind | OOS Wind | OOS Wind | Offshore Wind | Offshore Wind | Distributed Solar | Solar | Solar | Battery_4hr | Battery_8hr | LDES | All Res
| FCDS | FCDS | FCDS | EODS | FCDS | EODS | FCDS | EODS | EODS | FCDS | EODS | FCDS | FCDS | FCDS | Total |  |  | FCDS | FCDS | FCDS | EODS | FCDS | EODS | FCDS | EODS | EODS | FCDS | EODS | FCDS | FCDS | FCDS | Total
PG&E North of Greater Bay Study Area | 242.5 | 0 | -407.4 | -55.7 | 0 | 0 | 1073 | 0 | 0 | -24.5 | 0 | 0 | 0 | 385 | 1212.9 | PG&E NGBA | PG&E North of Greater Bay Study Area | 242.5 | 0 | -309.4 | -22.5 | 0 | 0 | 1073 | 0 | 0 | -60.1 | -100 | 0 | -24.9 | 385 | 1183.6 | PG&E NGBA
PG&E Greater Bay Study Area | 0 | 0 | 0 | 0 | 0 | 0 | 0 | 0 | 0 | 0 | -150 | 0 | 25 | 136 | 11 | PG&E GBA | PG&E Greater Bay Study Area | 0 | 0 | 0 | 0 | 0 | 0 | 0 | 0 | 0 | -52 | -600 | 0 | -190 | 136 | -706 | PG&E GBA
PG&E Fresno Study Area | 0 | 0 | -170 | -20 | 0 | 0 | 0 | 0 | 0 | -385 | -280.5 | 0 | -665 | 300 | -1220.5 | PG&E FRESNO | PG&E Fresno Study Area | 0 | 0 | -170 | -20 | 0 | 0 | 0 | 0 | 0 | -1985 | -1530 | 0 | -1110 | 300 | -4515 | PG&E FRESNO
PG&E Kern Study Area | 0 | 0 | 0 | 0 | 0 | 0 | 1951 | 0 | 0 | -1 | -534 | 0 | -410 | 0 | 1006 | PG&E KERN | PG&E Kern Study Area | 0 | 0 | 0 | 0 | 0 | 0 | 1951 | 0 | 0 | -725 | -400 | 0 | -220 | 0 | 606 | PG&E KERN
SCE Northern Area | 0 | 0 | 0 | 0 | 0 | 0 | 0 | 0 | 0 | -126 | -100 | 0 | -55 | 500 | 219 | SCE Northern | SCE Northern Area | 0 | 0 | 0 | 0 | 0 | 0 | 0 | 0 | 0 | 0 | 0 | 0 | -226 | 500 | 274 | SCE Northern
SCE Metro Study Area | 0 | 0 | 0 | 0 | -1750 | 0 | 0 | 0 | 0 | 0 | 0 | 0 | 0 | 0 | -1750 | SCE Metro | SCE Metro Study Area | 0 | 0 | 0 | 0 | 0 | 0 | 0 | 0 | 0 | 0 | 0 | 0 | -100 | 0 | -100 | SCE Metro
SCE North of Lugo Study Area | 0 | 0 | 0 | 0 | 0 | 0 | 0 | 0 | 0 | -75 | -134 | 0 | -107 | 0 | -316 | SCE NOL | SCE North of Lugo Study Area | 0 | 0 | 0 | 0 | 0 | 0 | 0 | 0 | 0 | -175 | -499 | 0 | -277 | 0 | -951 | SCE NOL
East of Pisgah Study Area | 161 | 0 | -192 | -126.5 | -145 | 0 | 0 | 0 | 0 | 380 | -609 | 0 | -320 | 0 | -851.5 | EOP | East of Pisgah Study Area | 161 | 0 | -7.1 | -126.5 | -145 | 0 | 0 | 0 | 0 | 350 | -600 | 0 | -470 | 0 | -837.6 | EOP
SCE Eastern Study Area | 56.5 | 0 | 0 | 0 | -105 | 0 | 0 | 0 | 0 | 0 | 0 | 0 | 0 | 200 | 151.5 | SCE Eastern | SCE Eastern Study Area | 56.5 | 0 | 0 | 0 | -70.6 | 0 | 0 | 0 | 0 | 0 | 0 | 0 | -23 | 200 | 162.9 | SCE Eastern
SDG&E Study Area | 40 | 0 | 0 | 0 | 0 | 0 | 0 | 0 | -14 | 0 | -22.6 | 0 | -50 | 0 | -46.6 | SDGE | SDG&E Study Area | 40 | 0 | 0 | 0 | 0 | 0 | 0 | 0 | 0 | -100 | 0 | 0 | -60 | 0 | -120 | SDGE
All Areas | 500 | 0 | -769.4 | -202.2 | -2000 | 0 | 3024 | 0 | -14 | -231.5 | -1830.1 | 0 | -1582 | 1521 | -1584.2 |  | All Areas | 500 | 0 | -486.5 | -169 | -215.6 | 0 | 3024 | 0 | 0 | -2747.1 | -3729 | 0 | -2700.9 | 1521 | -5003.1
2035 Mapping: No. of Subs w/ Increase in Res. Mapped (LLT Sens. - Base) | Geothermal | Biomass | Wind | Wind | OOS Wind | OOS Wind | Offshore Wind | Offshore Wind | Distributed Solar | Solar | Solar | Battery_4hr | Battery_8hr | LDES | All Res |  | 2040 Mapping: No. of Subs w/ Increase in Res. Mapped (LLT Sens. - Base) | Geothermal | Biomass | Wind | Wind | OOS Wind | OOS Wind | Offshore Wind | Offshore Wind | Distributed Solar | Solar | Solar | Battery_4hr | Battery_8hr | LDES | All Res
| FCDS | FCDS | FCDS | EODS | FCDS | EODS | FCDS | EODS | EODS | FCDS | EODS | FCDS | FCDS | FCDS | Total |  |  | FCDS | FCDS | FCDS | EODS | FCDS | EODS | FCDS | EODS | EODS | FCDS | EODS | FCDS | FCDS | FCDS | Total
PG&E North of Greater Bay Study Area | 4 | 0 | 0 | 0 | 0 | 0 | 1 | 0 | 0 | 0 | 0 | 0 | 0 | 2 | 7 | PG&E NGBA | PG&E North of Greater Bay Study Area | 4 | 0 | 0 | 0 | 0 | 0 | 1 | 0 | 0 | 0 | 0 | 0 | 0 | 2 | 7 | PG&E NGBA
PG&E Greater Bay Study Area | 0 | 0 | 0 | 0 | 0 | 0 | 0 | 0 | 0 | 0 | 0 | 0 | 1 | 2 | 3 | PG&E GBA | PG&E Greater Bay Study Area | 0 | 0 | 0 | 0 | 0 | 0 | 0 | 0 | 0 | 0 | 0 | 0 | 1 | 2 | 3 | PG&E GBA
PG&E Fresno Study Area | 0 | 0 | 0 | 0 | 0 | 0 | 0 | 0 | 0 | 1 | 1 | 0 | 0 | 2 | 4 | PG&E FRESNO | PG&E Fresno Study Area | 0 | 0 | 0 | 0 | 0 | 0 | 0 | 0 | 0 | 2 | 0 | 0 | 0 | 2 | 4 | PG&E FRESNO
PG&E Kern Study Area | 0 | 0 | 0 | 0 | 0 | 0 | 1 | 0 | 0 | 1 | 0 | 0 | 0 | 0 | 2 | PG&E KERN | PG&E Kern Study Area | 0 | 0 | 0 | 0 | 0 | 0 | 1 | 0 | 0 | 0 | 0 | 0 | 0 | 0 | 1 | PG&E KERN
SCE Northern Area | 0 | 0 | 0 | 0 | 0 | 0 | 0 | 0 | 0 | 0 | 0 | 0 | 0 | 1 | 1 | SCE Northern | SCE Northern Area | 0 | 0 | 0 | 0 | 0 | 0 | 0 | 0 | 0 | 0 | 0 | 0 | 0 | 1 | 1 | SCE Northern
SCE Metro Study Area | 0 | 0 | 0 | 0 | 0 | 0 | 0 | 0 | 0 | 0 | 0 | 0 | 0 | 0 | 0 | SCE Metro | SCE Metro Study Area | 0 | 0 | 0 | 0 | 0 | 0 | 0 | 0 | 0 | 0 | 0 | 0 | 1 | 0 | 1 | SCE Metro
SCE North of Lugo Study Area | 0 | 0 | 0 | 0 | 0 | 0 | 0 | 0 | 0 | 0 | 0 | 0 | 0 | 0 | 0 | SCE NOL | SCE North of Lugo Study Area | 0 | 0 | 0 | 0 | 0 | 0 | 0 | 0 | 0 | 0 | 0 | 0 | 0 | 0 | 0 | SCE NOL
East of Pisgah Study Area | 3 | 0 | 0 | 0 | 0 | 0 | 0 | 0 | 0 | 1 | 0 | 0 | 0 | 0 | 4 | EOP | East of Pisgah Study Area | 3 | 0 | 0 | 0 | 0 | 0 | 0 | 0 | 0 | 2 | 0 | 0 | 0 | 0 | 5 | EOP
SCE Eastern Study Area | 1 | 0 | 0 | 0 | 0 | 0 | 0 | 0 | 0 | 0 | 0 | 0 | 0 | 1 | 2 | SCE Eastern | SCE Eastern Study Area | 1 | 0 | 0 | 0 | 0 | 0 | 0 | 0 | 0 | 0 | 0 | 0 | 0 | 1 | 2 | SCE Eastern
SDG&E Study Area | 1 | 0 | 0 | 0 | 0 | 0 | 0 | 0 | 0 | 0 | 0 | 0 | 0 | 0 | 1 | SDGE | SDG&E Study Area | 1 | 0 | 0 | 0 | 0 | 0 | 0 | 0 | 0 | 0 | 0 | 0 | 0 | 0 | 1 | SDGE
All Areas | 9 | 0 | 0 | 0 | 0 | 0 | 2 | 0 | 0 | 3 | 1 | 0 | 1 | 8 | 24 |  | All Areas | 9 | 0 | 0 | 0 | 0 | 0 | 2 | 0 | 0 | 4 | 0 | 0 | 2 | 8 | 25
2035 Mapping: No. of Subs w/ >50 MW Increase (LLT Sens. - Base) | Geothermal | Biomass | Wind | Wind | OOS Wind | OOS Wind | Offshore Wind | Offshore Wind | Distributed Solar | Solar | Solar | Battery_4hr | Battery_8hr | LDES | All Res |  | 2040 Mapping: No. of Subs w/ >50 MW Increase (LLT Sens. - Base) | Geothermal | Biomass | Wind | Wind | OOS Wind | OOS Wind | Offshore Wind | Offshore Wind | Distributed Solar | Solar | Solar | Battery_4hr | Battery_8hr | LDES | All Res
| FCDS | FCDS | FCDS | EODS | FCDS | EODS | FCDS | EODS | EODS | FCDS | EODS | FCDS | FCDS | FCDS | Total |  |  | FCDS | FCDS | FCDS | EODS | FCDS | EODS | FCDS | EODS | EODS | FCDS | EODS | FCDS | FCDS | FCDS | Total
PG&E North of Greater Bay Study Area | 2 | 0 | 0 | 0 | 0 | 0 | 1 | 0 | 0 | 0 | 0 | 0 | 0 | 2 | 5 | PG&E NGBA | PG&E North of Greater Bay Study Area | 2 | 0 | 0 | 0 | 0 | 0 | 1 | 0 | 0 | 0 | 0 | 0 | 0 | 2 | 5 | PG&E NGBA
PG&E Greater Bay Study Area | 0 | 0 | 0 | 0 | 0 | 0 | 0 | 0 | 0 | 0 | 0 | 0 | 1 | 1 | 2 | PG&E GBA | PG&E Greater Bay Study Area | 0 | 0 | 0 | 0 | 0 | 0 | 0 | 0 | 0 | 0 | 0 | 0 | 1 | 1 | 2 | PG&E GBA
PG&E Fresno Study Area | 0 | 0 | 0 | 0 | 0 | 0 | 0 | 0 | 0 | 1 | 1 | 0 | 0 | 2 | 4 | PG&E FRESNO | PG&E Fresno Study Area | 0 | 0 | 0 | 0 | 0 | 0 | 0 | 0 | 0 | 1 | 0 | 0 | 0 | 2 | 3 | PG&E FRESNO
PG&E Kern Study Area | 0 | 0 | 0 | 0 | 0 | 0 | 1 | 0 | 0 | 1 | 0 | 0 | 0 | 0 | 2 | PG&E KERN | PG&E Kern Study Area | 0 | 0 | 0 | 0 | 0 | 0 | 1 | 0 | 0 | 0 | 0 | 0 | 0 | 0 | 1 | PG&E KERN
SCE Northern Area | 0 | 0 | 0 | 0 | 0 | 0 | 0 | 0 | 0 | 0 | 0 | 0 | 0 | 1 | 1 | SCE Northern | SCE Northern Area | 0 | 0 | 0 | 0 | 0 | 0 | 0 | 0 | 0 | 0 | 0 | 0 | 0 | 1 | 1 | SCE Northern
SCE Metro Study Area | 0 | 0 | 0 | 0 | 0 | 0 | 0 | 0 | 0 | 0 | 0 | 0 | 0 | 0 | 0 | SCE Metro | SCE Metro Study Area | 0 | 0 | 0 | 0 | 0 | 0 | 0 | 0 | 0 | 0 | 0 | 0 | 1 | 0 | 1 | SCE Metro
SCE North of Lugo Study Area | 0 | 0 | 0 | 0 | 0 | 0 | 0 | 0 | 0 | 0 | 0 | 0 | 0 | 0 | 0 | SCE NOL | SCE North of Lugo Study Area | 0 | 0 | 0 | 0 | 0 | 0 | 0 | 0 | 0 | 0 | 0 | 0 | 0 | 0 | 0 | SCE NOL
East of Pisgah Study Area | 2 | 0 | 0 | 0 | 0 | 0 | 0 | 0 | 0 | 1 | 0 | 0 | 0 | 0 | 3 | EOP | East of Pisgah Study Area | 2 | 0 | 0 | 0 | 0 | 0 | 0 | 0 | 0 | 2 | 0 | 0 | 0 | 0 | 4 | EOP
SCE Eastern Study Area | 1 | 0 | 0 | 0 | 0 | 0 | 0 | 0 | 0 | 0 | 0 | 0 | 0 | 1 | 2 | SCE Eastern | SCE Eastern Study Area | 1 | 0 | 0 | 0 | 0 | 0 | 0 | 0 | 0 | 0 | 0 | 0 | 0 | 1 | 2 | SCE Eastern
SDG&E Study Area | 0 | 0 | 0 | 0 | 0 | 0 | 0 | 0 | 0 | 0 | 0 | 0 | 0 | 0 | 0 | SDGE | SDG&E Study Area | 0 | 0 | 0 | 0 | 0 | 0 | 0 | 0 | 0 | 0 | 0 | 0 | 0 | 0 | 0 | SDGE
All Areas | 5 | 0 | 0 | 0 | 0 | 0 | 2 | 0 | 0 | 3 | 1 | 0 | 1 | 7 | 19 |  | All Areas | 5 | 0 | 0 | 0 | 0 | 0 | 2 | 0 | 0 | 3 | 0 | 0 | 2 | 7 | 19
2035 Mapping: No. of Subs w/ Decrease in Res. (LLT Sens. - Base) | Geothermal | Biomass | Wind | Wind | OOS Wind | OOS Wind | Offshore Wind | Offshore Wind | Distributed Solar | Solar | Solar | Battery_4hr | Battery_8hr | LDES | All Res |  | 2040 Mapping: No. of Subs w/ Decrease in Res. (LLT Sens. - Base) | Geothermal | Biomass | Wind | Wind | OOS Wind | OOS Wind | Offshore Wind | Offshore Wind | Distributed Solar | Solar | Solar | Battery_4hr | Battery_8hr | LDES | All Res
| FCDS | FCDS | FCDS | EODS | FCDS | EODS | FCDS | EODS | EODS | FCDS | EODS | FCDS | FCDS | FCDS | Total |  |  | FCDS | FCDS | FCDS | EODS | FCDS | EODS | FCDS | EODS | EODS | FCDS | EODS | FCDS | FCDS | FCDS | Total
PG&E North of Greater Bay Study Area | 0 | 0 | 4 | 2 | 0 | 0 | 0 | 0 | 0 | 1 | 0 | 0 | 0 | 0 | 7 | PG&E NGBA | PG&E North of Greater Bay Study Area | 0 | 0 | 3 | 1 | 0 | 0 | 0 | 0 | 0 | 2 | 1 | 0 | 1 | 0 | 8 | PG&E NGBA
PG&E Greater Bay Study Area | 0 | 0 | 0 | 0 | 0 | 0 | 0 | 0 | 0 | 0 | 1 | 0 | 1 | 0 | 2 | PG&E GBA | PG&E Greater Bay Study Area | 0 | 0 | 0 | 0 | 0 | 0 | 0 | 0 | 0 | 1 | 2 | 0 | 2 | 0 | 5 | PG&E GBA
PG&E Fresno Study Area | 0 | 0 | 1 | 1 | 0 | 0 | 0 | 0 | 0 | 7 | 5 | 0 | 8 | 0 | 22 | PG&E FRESNO | PG&E Fresno Study Area | 0 | 0 | 1 | 1 | 0 | 0 | 0 | 0 | 0 | 15 | 14 | 0 | 14 | 0 | 45 | PG&E FRESNO
PG&E Kern Study Area | 0 | 0 | 0 | 0 | 0 | 0 | 1 | 0 | 0 | 2 | 4 | 0 | 4 | 0 | 11 | PG&E KERN | PG&E Kern Study Area | 0 | 0 | 0 | 0 | 0 | 0 | 1 | 0 | 0 | 5 | 3 | 0 | 4 | 0 | 13 | PG&E KERN
SCE Northern Area | 0 | 0 | 0 | 0 | 0 | 0 | 0 | 0 | 0 | 1 | 1 | 0 | 1 | 0 | 3 | SCE Northern | SCE Northern Area | 0 | 0 | 0 | 0 | 0 | 0 | 0 | 0 | 0 | 0 | 0 | 0 | 5 | 0 | 5 | SCE Northern
SCE Metro Study Area | 0 | 0 | 0 | 0 | 1 | 0 | 0 | 0 | 0 | 0 | 0 | 0 | 0 | 0 | 1 | SCE Metro | SCE Metro Study Area | 0 | 0 | 0 | 0 | 0 | 0 | 0 | 0 | 0 | 0 | 0 | 0 | 1 | 0 | 1 | SCE Metro
SCE North of Lugo Study Area | 0 | 0 | 0 | 0 | 0 | 0 | 0 | 0 | 0 | 3 | 3 | 0 | 3 | 0 | 9 | SCE NOL | SCE North of Lugo Study Area | 0 | 0 | 0 | 0 | 0 | 0 | 0 | 0 | 0 | 4 | 5 | 0 | 5 | 0 | 14 | SCE NOL
East of Pisgah Study Area | 0 | 0 | 1 | 1 | 2 | 0 | 0 | 0 | 0 | 1 | 2 | 0 | 4 | 0 | 11 | EOP | East of Pisgah Study Area | 0 | 0 | 1 | 1 | 2 | 0 | 0 | 0 | 0 | 2 | 4 | 0 | 7 | 0 | 17 | EOP
SCE Eastern Study Area | 0 | 0 | 0 | 0 | 1 | 0 | 0 | 0 | 0 | 0 | 0 | 0 | 0 | 0 | 1 | SCE Eastern | SCE Eastern Study Area | 0 | 0 | 0 | 0 | 1 | 0 | 0 | 0 | 0 | 0 | 0 | 0 | 1 | 0 | 2 | SCE Eastern
SDG&E Study Area | 0 | 0 | 0 | 0 | 0 | 0 | 0 | 0 | 2 | 0 | 1 | 0 | 1 | 0 | 4 | SDGE | SDG&E Study Area | 0 | 0 | 0 | 0 | 0 | 0 | 0 | 0 | 0 | 1 | 0 | 0 | 2 | 0 | 3 | SDGE
All Areas | 0 | 0 | 6 | 4 | 4 | 0 | 1 | 0 | 2 | 15 | 17 | 0 | 22 | 0 | 71 |  | All Areas | 0 | 0 | 5 | 3 | 3 | 0 | 1 | 0 | 0 | 30 | 29 | 0 | 42 | 0 | 113
2035 Mapping: No. of Subs w/ >50 MW Decrease in Res. (LLT Sens. - Base) | Geothermal | Biomass | Wind | Wind | OOS Wind | OOS Wind | Offshore Wind | Offshore Wind | Distributed Solar | Solar | Solar | Battery_4hr | Battery_8hr | LDES | All Res |  | 2040 Mapping: No. of Subs w/ >50 MW Decrease in Res. (LLT Sens. - Base) | Geothermal | Biomass | Wind | Wind | OOS Wind | OOS Wind | Offshore Wind | Offshore Wind | Distributed Solar | Solar | Solar | Battery_4hr | Battery_8hr | LDES | All Res
| FCDS | FCDS | FCDS | EODS | FCDS | EODS | FCDS | EODS | EODS | FCDS | EODS | FCDS | FCDS | FCDS | Total |  |  | FCDS | FCDS | FCDS | EODS | FCDS | EODS | FCDS | EODS | EODS | FCDS | EODS | FCDS | FCDS | FCDS | Total
PG&E North of Greater Bay Study Area | 0 | 0 | 4 | 0 | 0 | 0 | 0 | 0 | 0 | 0 | 0 | 0 | 0 | 0 | 4 | PG&E NGBA | PG&E North of Greater Bay Study Area | 0 | 0 | 3 | 0 | 0 | 0 | 0 | 0 | 0 | 0 | 1 | 0 | 0 | 0 | 4 | PG&E NGBA
PG&E Greater Bay Study Area | 0 | 0 | 0 | 0 | 0 | 0 | 0 | 0 | 0 | 0 | 1 | 0 | 0 | 0 | 1 | PG&E GBA | PG&E Greater Bay Study Area | 0 | 0 | 0 | 0 | 0 | 0 | 0 | 0 | 0 | 1 | 2 | 0 | 1 | 0 | 4 | PG&E GBA
PG&E Fresno Study Area | 0 | 0 | 1 | 0 | 0 | 0 | 0 | 0 | 0 | 3 | 3 | 0 | 6 | 0 | 13 | PG&E FRESNO | PG&E Fresno Study Area | 0 | 0 | 1 | 0 | 0 | 0 | 0 | 0 | 0 | 13 | 11 | 0 | 9 | 0 | 34 | PG&E FRESNO
PG&E Kern Study Area | 0 | 0 | 0 | 0 | 0 | 0 | 1 | 0 | 0 | 1 | 4 | 0 | 4 | 0 | 10 | PG&E KERN | PG&E Kern Study Area | 0 | 0 | 0 | 0 | 0 | 0 | 1 | 0 | 0 | 5 | 3 | 0 | 2 | 0 | 11 | PG&E KERN
SCE Northern Area | 0 | 0 | 0 | 0 | 0 | 0 | 0 | 0 | 0 | 1 | 1 | 0 | 1 | 0 | 3 | SCE Northern | SCE Northern Area | 0 | 0 | 0 | 0 | 0 | 0 | 0 | 0 | 0 | 0 | 0 | 0 | 4 | 0 | 4 | SCE Northern
SCE Metro Study Area | 0 | 0 | 0 | 0 | 1 | 0 | 0 | 0 | 0 | 0 | 0 | 0 | 0 | 0 | 1 | SCE Metro | SCE Metro Study Area | 0 | 0 | 0 | 0 | 0 | 0 | 0 | 0 | 0 | 0 | 0 | 0 | 1 | 0 | 1 | SCE Metro
SCE North of Lugo Study Area | 0 | 0 | 0 | 0 | 0 | 0 | 0 | 0 | 0 | 1 | 2 | 0 | 1 | 0 | 4 | SCE NOL | SCE North of Lugo Study Area | 0 | 0 | 0 | 0 | 0 | 0 | 0 | 0 | 0 | 2 | 4 | 0 | 2 | 0 | 8 | SCE NOL
East of Pisgah Study Area | 0 | 0 | 1 | 1 | 1 | 0 | 0 | 0 | 0 | 0 | 1 | 0 | 4 | 0 | 8 | EOP | East of Pisgah Study Area | 0 | 0 | 0 | 1 | 1 | 0 | 0 | 0 | 0 | 2 | 4 | 0 | 4 | 0 | 12 | EOP
SCE Eastern Study Area | 0 | 0 | 0 | 0 | 1 | 0 | 0 | 0 | 0 | 0 | 0 | 0 | 0 | 0 | 1 | SCE Eastern | SCE Eastern Study Area | 0 | 0 | 0 | 0 | 1 | 0 | 0 | 0 | 0 | 0 | 0 | 0 | 0 | 0 | 1 | SCE Eastern
SDG&E Study Area | 0 | 0 | 0 | 0 | 0 | 0 | 0 | 0 | 0 | 0 | 0 | 0 | 1 | 0 | 1 | SDGE | SDG&E Study Area | 0 | 0 | 0 | 0 | 0 | 0 | 0 | 0 | 0 | 1 | 0 | 0 | 1 | 0 | 2 | SDGE
All Areas | 0 | 0 | 6 | 1 | 3 | 0 | 1 | 0 | 0 | 6 | 12 | 0 | 17 | 0 | 46 |  | All Areas | 0 | 0 | 4 | 1 | 2 | 0 | 1 | 0 | 0 | 24 | 25 | 0 | 24 | 0 | 81

## 2035_Criteria_Alignment
Summary of mapped resources alignment with all the applied busbar mapping criteria for the 2035 model year. Results are shown by substation and resource type.
[6 empty] | Total Portfolio |  |  | In-Development |  |  | Generic |  |  | 1. System level transmission capability |  |  |  | 2. Substation level interconnection |  | 3. Land-use implications and feasibility |  |  |  |  | 4. Environmental (conservation and biological) impact factors | [5 empty] | 5. Community and environmental (societal) impact factors |  |  |  |  | 6. | 7. Alignment with Previous TPP Portfolios |  | Any Flag or Res Mapped
CAISO Study Area | Substation | Voltage | Resource Type | Out-of-CAISO | Mapped Res. Note | FCDS (or 4-hr for Battery) | EODS (or 8-hr for Battery) | Total | FCDS (or 4-hr for Battery) | EODS (or 8-hr for Battery) | Total | FCDS (or 4-hr for Battery) | EODS (or 8-hr for Battery) | Total | FCDS Alignment pre-upgrades | Final FCDS Alignment w/ Upgrade | EODS Alignment pre-upgrades | Final EODS Alignment w/ Upgrade | Distance to interconnection | Voltage Interconnection | Core Screen Criteria Alignment Level | Parcelization Criteria Alignment Level | Cropland Index Criteria Alignment Level | Overdrafted Basin Criteria Alignment Level | Fire Threat Criteria Alignment Level | ACE Connectivity Criteria Alignment | ACE Biodiversity Criteria Alignment | ACE Irreplaceability Criteria Alignment | All ACE Criteria Alignment | Intactness Criteria Alignment | Wetlands Criteria Alignment | Non-Attainment Zone PM2.5 | Non-Attainment Zone O3 | Gas Plant Proximity | IRA Energy Communities | DAC Proximity | Commercial Development Interest | Alignment with Previous TPP | Alignment Notes
PG&E KERN | 7th Standard | 115 | Geothermal |  |  | 0 | 0 | 0 | 0 | 0 | 0 | 0 | 0 | 0 | 5 | 2 | 4 | 2 | [13 empty] | 1 | 1 | 3 | 1 | 2 | 1 | 1 |  | 0
SCE Metro | Alamitos | 230 | Geothermal |  |  | 0 | 0 | 0 | 0 | 0 | 0 | 0 | 0 | 0 | 1 | 1 | 1 | 1 | [13 empty] | 1 | 1 | 1 | 1 | 1 | 1 | 1 |  | 0
SCE Eastern | Alberhill | 115 | Geothermal |  |  | 0 | 0 | 0 | 0 | 0 | 0 | 0 | 0 | 0 | 1 | 1 | 1 | 1 | [13 empty] | 1 | 1 | 4 | 1 | 1 | 1 | 1 |  | 0
SCE Eastern | Alberhill | 500 | Geothermal |  |  | 0 | 0 | 0 | 0 | 0 | 0 | 0 | 0 | 0 | 1 | 1 | 1 | 1 | [13 empty] | 1 | 1 | 4 | 1 | 1 | 1 | 1 |  | 0
PG&E GBA | Alhambra | 115 | Geothermal |  |  | 0 | 0 | 0 | 0 | 0 | 0 | 0 | 0 | 0 | 5 | 2 | 1 | 1 | [13 empty] | 2 | 1 | 2 | 1 | 2 | 1 | 1 |  | 0
PG&E FRESNO | Alpaugh | 115 | Geothermal |  |  | 0 | 0 | 0 | 0 | 0 | 0 | 0 | 0 | 0 | 5 | 2 | 4 | 2 | [13 empty] | 1 | 1 | 3 | 1 | 1 | 1 | 1 |  | 0
SDGE | Alpine | 69 | Geothermal |  |  | 0 | 0 | 0 | 0 | 0 | 0 | 0 | 0 | 0 | 1 | 1 | 1 | 1 | [13 empty] | 2 | 1 | 4 | 1 | 3 | 1 | 1 |  | 0
PG&E GBA | Altamont Midway (Sandhill) | 230 | Geothermal |  |  | 0 | 0 | 0 | 0 | 0 | 0 | 0 | 0 | 0 | 5 | 2 | 1 | 1 | [13 empty] | 2 | 1 | 2 | 1 | 3 | 1 | 1 |  | 0
SCE Northern | Antelope | 66 | Geothermal |  |  | 0 | 0 | 0 | 0 | 0 | 0 | 0 | 0 | 0 | 1 | 1 | 1 | 1 | [13 empty] | 2 | 1 | 4 | 1 | 3 | 1 | 1 |  | 0
SCE Northern | Antelope | 230 | Geothermal |  |  | 0 | 0 | 0 | 0 | 0 | 0 | 0 | 0 | 0 | 1 | 1 | 1 | 1 | [13 empty] | 2 | 1 | 4 | 1 | 3 | 1 | 1 |  | 0
SCE Northern | Antelope | 500 | Geothermal |  |  | 0 | 0 | 0 | 0 | 0 | 0 | 0 | 0 | 0 | 1 | 1 | 1 | 1 | [13 empty] | 2 | 1 | 4 | 1 | 3 | 1 | 1 |  | 0
PG&E NGBA | Arcata | 60 | Geothermal |  |  | 0 | 0 | 0 | 0 | 0 | 0 | 0 | 0 | 0 | 5 | 2 | 1 | 1 | [13 empty] | 2 | 2 | 4 | 2 | 3 | 1 | 1 |  | 0
PG&E KERN | Arco | 230 | Geothermal |  |  | 0 | 0 | 0 | 0 | 0 | 0 | 0 | 0 | 0 | 5 | 2 | 4 | 2 | [13 empty] | 1 | 1 | 4 | 1 | 1 | 1 | 1 |  | 0
PG&E KERN | Arco | 70 | Geothermal |  |  | 0 | 0 | 0 | 0 | 0 | 0 | 0 | 0 | 0 | 5 | 2 | 4 | 2 | [13 empty] | 1 | 1 | 4 | 1 | 1 | 1 | 1 |  | 0
SCE Metro | ArcoGen | 230 | Geothermal |  |  | 0 | 0 | 0 | 0 | 0 | 0 | 0 | 0 | 0 | 1 | 1 | 1 | 1 | [13 empty] | 1 | 1 | 1 | 1 | 1 | 1 | 1 |  | 0
SDGE | Artesian | 230 | Geothermal |  |  | 0 | 0 | 0 | 0 | 0 | 0 | 0 | 0 | 0 | 1 | 1 | 1 | 1 | [13 empty] | 2 | 1 | 2 | 1 | 3 | 1 | 1 |  | 0
SDGE | Artesian | 69 | Geothermal |  |  | 0 | 0 | 0 | 0 | 0 | 0 | 0 | 0 | 0 | 1 | 1 | 1 | 1 | [13 empty] | 2 | 1 | 2 | 1 | 3 | 1 | 1 |  | 0
PG&E FRESNO | Ashlan | 230 | Geothermal |  |  | 0 | 0 | 0 | 0 | 0 | 0 | 0 | 0 | 0 | 5 | 2 | 1 | 1 | [13 empty] | 1 | 1 | 2 | 2 | 1 | 1 | 1 |  | 0
PG&E NGBA | Atlantic | 115 | Geothermal |  |  | 0 | 0 | 0 | 0 | 0 | 0 | 0 | 0 | 0 | 5 | 2 | 1 | 1 | [13 empty] | 2 | 1 | 2 | 2 | 3 | 1 | 1 |  | 0
PG&E NGBA | Atlantic | 230 | Geothermal |  |  | 0 | 0 | 0 | 0 | 0 | 0 | 0 | 0 | 0 | 5 | 2 | 1 | 1 | [13 empty] | 2 | 1 | 2 | 2 | 3 | 1 | 1 |  | 0
PG&E NGBA | Atlantic | 60 | Geothermal |  |  | 0 | 0 | 0 | 0 | 0 | 0 | 0 | 0 | 0 | 5 | 2 | 1 | 1 | [13 empty] | 2 | 1 | 2 | 2 | 3 | 1 | 1 |  | 0
PG&E FRESNO | Atwater | 115 | Geothermal |  |  | 0 | 0 | 0 | 0 | 0 | 0 | 0 | 0 | 0 | 5 | 2 | 1 | 1 | [13 empty] | 1 | 1 | 2 | 2 | 1 | 1 | 1 |  | 0
PG&E GBA | Avena | 115 | Geothermal |  |  | 0 | 0 | 0 | 0 | 0 | 0 | 0 | 0 | 0 | 5 | 2 | 1 | 1 | [13 empty] | 1 | 1 | 3 | 2 | 1 | 1 | 1 |  | 0
SDGE | Avocado | 69 | Geothermal |  |  | 0 | 0 | 0 | 0 | 0 | 0 | 0 | 0 | 0 | 1 | 1 | 1 | 1 | [13 empty] | 2 | 1 | 3 | 1 | 3 | 1 | 1 |  | 0
PG&E NGBA | Bahia | 230 | Geothermal |  |  | 0 | 0 | 0 | 0 | 0 | 0 | 0 | 0 | 0 | 5 | 2 | 1 | 1 | [13 empty] | 2 | 1 | 1 | 1 | 2 | 1 | 1 |  | 0
SCE Northern | Bailey | 230 | Geothermal |  |  | 0 | 0 | 0 | 0 | 0 | 0 | 0 | 0 | 0 | 1 | 1 | 1 | 1 | [13 empty] | 1 | 1 | 4 | 1 | 3 | 1 | 1 |  | 0
SCE NOL | Baker | 115 | Geothermal |  |  | 0 | 0 | 0 | 0 | 0 | 0 | 0 | 0 | 0 | 3 | 3 | 1 | 1 | [13 empty] | 2 | 2 | 4 | 1 | 1 | 1 | 1 |  | 0
PG&E KERN | Bakersfield | 230 | Geothermal |  |  | 0 | 0 | 0 | 0 | 0 | 0 | 0 | 0 | 0 | 5 | 2 | 4 | 2 | [13 empty] | 1 | 1 | 3 | 1 | 1 | 1 | 1 |  | 0
PG&E FRESNO | Balch | 230 | Geothermal |  |  | 0 | 0 | 0 | 0 | 0 | 0 | 0 | 0 | 0 | 5 | 2 | 1 | 1 | [13 empty] | 1 | 1 | 4 | 2 | 3 | 1 | 1 |  | 0
SCE Eastern | Bannister | 230 | Geothermal |  |  | 0 | 0 | 0 | 0 | 0 | 0 | 0 | 0 | 0 | 5 | 5 | 3 | 3 | [13 empty] | 2 | 1 | 2 | 2 | 1 | 1 | 1 |  | 0
SCE Metro | Barre | 230 | Geothermal |  |  | 0 | 0 | 0 | 0 | 0 | 0 | 0 | 0 | 0 | 1 | 1 | 1 | 1 | [13 empty] | 1 | 1 | 1 | 1 | 1 | 1 | 1 |  | 0
SDGE | Bay Boulevard | 69 | Geothermal |  |  | 0 | 0 | 0 | 0 | 0 | 0 | 0 | 0 | 0 | 1 | 1 | 1 | 1 | [13 empty] | 2 | 1 | 2 | 1 | 1 | 1 | 1 |  | 0
SDGE | Bay Boulevard | 230 | Geothermal |  |  | 0 | 0 | 0 | 0 | 0 | 0 | 0 | 0 | 0 | 1 | 1 | 1 | 1 | [13 empty] | 2 | 1 | 2 | 1 | 1 | 1 | 1 |  | 0
EOP | Beatty | 138 | Geothermal |  |  | 0 | 0 | 0 | 0 | 0 | 0 | 0 | 0 | 0 | 1 | 1 | 1 | 1 | [13 empty] | 2 | 2 | 4 | 1 | 3 | 1 | 5 | Shifted to new 230 kV bus, also small reduction do to less geothermal in portfolio | 1
EOP | Beatty | 230 | Geothermal |  |  | 450 | 0 | 450 | 0 | 0 | 0 | 450 | 0 | 450 | 1 | 1 | 1 | 1 | 4 |  | N/A |  |  |  | N/A | N/A | N/A | N/A | N/A | N/A | N/A | 2 | 2 | 4 | 1 | 3 | 5- | 1 |  | 1
PG&E NGBA | Belden | 230 | Geothermal |  |  | 0 | 0 | 0 | 0 | 0 | 0 | 0 | 0 | 0 | 5 | 2 | 1 | 1 | [13 empty] | 2 | 2 | 4 | 1 | 3 | 1 | 1 |  | 0
PG&E NGBA | Bell | 115 | Geothermal |  |  | 0 | 0 | 0 | 0 | 0 | 0 | 0 | 0 | 0 | 5 | 2 | 1 | 1 | [13 empty] | 2 | 1 | 4 | 2 | 3 | 1 | 1 |  | 0
PG&E NGBA | Bellevue | 115 | Geothermal |  |  | 0 | 0 | 0 | 0 | 0 | 0 | 0 | 0 | 0 | 5 | 2 | 1 | 1 | [13 empty] | 2 | 1 | 2 | 2 | 2 | 1 | 1 |  | 0
PG&E GBA | Bellota | 115 | Geothermal |  |  | 0 | 0 | 0 | 0 | 0 | 0 | 0 | 0 | 0 | 5 | 2 | 1 | 1 | [13 empty] | 1 | 1 | 4 | 2 | 3 | 1 | 1 |  | 0
PG&E GBA | Bellota | 230 | Geothermal |  |  | 0 | 0 | 0 | 0 | 0 | 0 | 0 | 0 | 0 | 5 | 2 | 1 | 1 | [13 empty] | 1 | 1 | 4 | 2 | 3 | 1 | 1 |  | 0
SCE Northern | Big Creek | 230 | Geothermal |  |  | 0 | 0 | 0 | 0 | 0 | 0 | 0 | 0 | 0 | 1 | 1 | 1 | 1 | [13 empty] | 1 | 1 | 4 | 2 | 3 | 1 | 1 |  | 0
PG&E FRESNO | Biola | 70 | Geothermal |  |  | 0 | 0 | 0 | 0 | 0 | 0 | 0 | 0 | 0 | 5 | 2 | 1 | 1 | [13 empty] | 1 | 1 | 4 | 2 | 1 | 1 | 1 |  | 0
PG&E GBA | Birds Landing | 230 | Geothermal |  |  | 0 | 0 | 0 | 0 | 0 | 0 | 0 | 0 | 0 | 5 | 2 | 1 | 1 | [13 empty] | 2 | 1 | 4 | 1 | 1 | 1 | 1 |  | 0
SCE Northern | Bliss | 66 | Geothermal |  |  | 0 | 0 | 0 | 0 | 0 | 0 | 0 | 0 | 0 | 1 | 1 | 1 | 1 | [13 empty] | 1 | 1 | 4 | 1 | 1 | 1 | 1 |  | 0
SCE Eastern | Blythe | 161 | Geothermal |  |  | 0 | 0 | 0 | 0 | 0 | 0 | 0 | 0 | 0 | 5 | 5 | 3 | 3 | [13 empty] | 2 | 2 | 2 | 1 | 1 | 1 | 1 |  | 0
PG&E NGBA | Bogue | 115 | Geothermal |  |  | 0 | 0 | 0 | 0 | 0 | 0 | 0 | 0 | 0 | 5 | 2 | 1 | 1 | [13 empty] | 2 | 2 | 2 | 1 | 2 | 1 | 1 |  | 0
PG&E FRESNO | Borden | 230 | Geothermal |  |  | 0 | 0 | 0 | 0 | 0 | 0 | 0 | 0 | 0 | 5 | 2 | 4 | 2 | [13 empty] | 1 | 1 | 4 | 2 | 1 | 1 | 1 |  | 0
PG&E FRESNO | Borden | 70 | Geothermal |  |  | 0 | 0 | 0 | 0 | 0 | 0 | 0 | 0 | 0 | 5 | 2 | 4 | 2 | [13 empty] | 1 | 1 | 4 | 2 | 1 | 1 | 1 |  | 0
SDGE | Boulevard East | 138 | Geothermal |  |  | 0 | 0 | 0 | 0 | 0 | 0 | 0 | 0 | 0 | 1 | 1 | 1 | 1 | [13 empty] | 2 | 1 | 4 | 1 | 3 | 1 | 1 |  | 0
SDGE | Boulevard East | 69 | Geothermal |  |  | 0 | 0 | 0 | 0 | 0 | 0 | 0 | 0 | 0 | 1 | 1 | 1 | 1 | [13 empty] | 2 | 1 | 4 | 1 | 3 | 1 | 1 |  | 0
PG&E GBA | Brentwood | 230 | Geothermal |  |  | 0 | 0 | 0 | 0 | 0 | 0 | 0 | 0 | 0 | 5 | 2 | 1 | 1 | [13 empty] | 2 | 1 | 4 | 1 | 3 | 1 | 1 |  | 0
PG&E NGBA | Bridgeville | 115 | Geothermal |  |  | 0 | 0 | 0 | 0 | 0 | 0 | 0 | 0 | 0 | 5 | 2 | 1 | 1 | [13 empty] | 2 | 2 | 4 | 2 | 3 | 1 | 1 |  | 0
PG&E NGBA | Brighton | 115 | Geothermal |  |  | 0 | 0 | 0 | 0 | 0 | 0 | 0 | 0 | 0 | 5 | 2 | 1 | 1 | [13 empty] | 2 | 1 | 2 | 2 | 1 | 1 | 1 |  | 0
PG&E NGBA | Brighton | 230 | Geothermal |  |  | 0 | 0 | 0 | 0 | 0 | 0 | 0 | 0 | 0 | 5 | 2 | 1 | 1 | [13 empty] | 2 | 1 | 2 | 2 | 1 | 1 | 1 |  | 0
PG&E NGBA | Brunswick | 115 | Geothermal |  |  | 0 | 0 | 0 | 0 | 0 | 0 | 0 | 0 | 0 | 5 | 2 | 1 | 1 | [13 empty] | 2 | 1 | 4 | 1 | 3 | 1 | 1 |  | 0
PG&E NGBA | Bucks Creek | 230 | Geothermal |  |  | 0 | 0 | 0 | 0 | 0 | 0 | 0 | 0 | 0 | 5 | 2 | 1 | 1 | [13 empty] | 2 | 2 | 4 | 1 | 3 | 1 | 1 |  | 0
PG&E KERN | Buena Vista | 230 | Geothermal |  |  | 0 | 0 | 0 | 0 | 0 | 0 | 0 | 0 | 0 | 5 | 2 | 4 | 2 | [13 empty] | 2 | 2 | 4 | 2 | 1 | 1 | 1 |  | 0
PG&E FRESNO | Bullard | 115 | Geothermal |  |  | 0 | 0 | 0 | 0 | 0 | 0 | 0 | 0 | 0 | 5 | 2 | 4 | 2 | [13 empty] | 1 | 1 | 1 | 2 | 2 | 1 | 1 |  | 0
PG&E GBA | Burlingame | 115 | Geothermal |  |  | 0 | 0 | 0 | 0 | 0 | 0 | 0 | 0 | 0 | 5 | 2 | 1 | 1 | [13 empty] | 2 | 1 | 3 | 1 | 2 | 1 | 1 |  | 0
PG&E NGBA | Burney Forest | 230 | Geothermal |  |  | 0 | 0 | 0 | 0 | 0 | 0 | 0 | 0 | 0 | 5 | 5 | 3 | 3 | [13 empty] | 2 | 2 | 4 | 2 | 3 | 1 | 1 |  | 0
PG&E NGBA | Butte | 115 | Geothermal |  |  | 0 | 0 | 0 | 0 | 0 | 0 | 0 | 0 | 0 | 5 | 2 | 1 | 1 | [13 empty] | 2 | 1 | 4 | 2 | 2 | 1 | 1 |  | 0
PG&E KERN | Cabrillo | 115 | Geothermal |  |  | 0 | 0 | 0 | 0 | 0 | 0 | 0 | 0 | 0 | 1 | 1 | 1 | 1 | [13 empty] | 2 | 2 | 4 | 1 | 3 | 1 | 1 |  | 0
PG&E FRESNO | Cal Flats | 230 | Geothermal |  |  | 0 | 0 | 0 | 0 | 0 | 0 | 0 | 0 | 0 | 5 | 2 | 4 | 2 | [13 empty] | 2 | 2 | 4 | 2 | 2 | 1 | 1 |  | 0
SCE NOL | Calcite | 230 | Geothermal |  |  | 0 | 0 | 0 | 0 | 0 | 0 | 0 | 0 | 0 | 1 | 1 | 1 | 1 | [13 empty] | 2 | 1 | 4 | 1 | 3 | 1 | 1 |  | 0
PG&E KERN | Caliente | 230 | Geothermal |  |  | 0 | 0 | 0 | 0 | 0 | 0 | 0 | 0 | 0 | 5 | 2 | 4 | 2 | [13 empty] | 2 | 1 | 4 | 2 | 2 | 1 | 1 |  | 0
PG&E FRESNO | California Ave | 115 | Geothermal |  |  | 0 | 0 | 0 | 0 | 0 | 0 | 0 | 0 | 0 | 5 | 2 | 1 | 1 | [13 empty] | 1 | 1 | 2 | 2 | 1 | 1 | 1 |  | 0
PG&E KERN | Callender | 115 | Geothermal |  |  | 0 | 0 | 0 | 0 | 0 | 0 | 0 | 0 | 0 | 5 | 2 | 4 | 2 | [13 empty] | 2 | 2 | 4 | 2 | 2 | 1 | 1 |  | 0
PG&E NGBA | Calpella | 115 | Geothermal |  |  | 0 | 0 | 0 | 0 | 0 | 0 | 0 | 0 | 0 | 5 | 2 | 1 | 1 | [13 empty] | 2 | 2 | 4 | 2 | 3 | 1 | 1 |  | 0
PG&E GBA | Camanche | 230 | Geothermal |  |  | 0 | 0 | 0 | 0 | 0 | 0 | 0 | 0 | 0 | 5 | 2 | 1 | 1 | [13 empty] | 1 | 1 | 4 | 2 | 3 | 1 | 1 |  | 0
SDGE | Cameron | 69 | Geothermal |  |  | 0 | 0 | 0 | 0 | 0 | 0 | 0 | 0 | 0 | 1 | 1 | 1 | 1 | [13 empty] | 1 | 1 | 2 | 1 | 1 | 1 | 1 |  | 0
SDGE | Cannon | 69 | Geothermal |  |  | 0 | 0 | 0 | 0 | 0 | 0 | 0 | 0 | 0 | 1 | 1 | 1 | 1 | [13 empty] | 2 | 1 | 1 | 1 | 3 | 1 | 1 |  | 0
PG&E FRESNO | Cantua | 115 | Geothermal |  |  | 0 | 0 | 0 | 0 | 0 | 0 | 0 | 0 | 0 | 1 | 1 | 1 | 1 | [13 empty] | 1 | 1 | 4 | 2 | 1 | 1 | 1 |  | 0
SDGE | Capistrano | 138 | Geothermal |  |  | 0 | 0 | 0 | 0 | 0 | 0 | 0 | 0 | 0 | 1 | 1 | 1 | 1 | [13 empty] | 1 | 1 | 2 | 1 | 3 | 1 | 1 |  | 0
SDGE | Capistrano | 230 | Geothermal |  |  | 0 | 0 | 0 | 0 | 0 | 0 | 0 | 0 | 0 | 1 | 1 | 1 | 1 | [13 empty] | 1 | 1 | 2 | 1 | 3 | 1 | 1 |  | 0
PG&E NGBA | Carberry | 230 | Geothermal |  |  | 0 | 0 | 0 | 0 | 0 | 0 | 0 | 0 | 0 | 5 | 5 | 3 | 3 | [13 empty] | 2 | 2 | 4 | 2 | 3 | 1 | 1 |  | 0
SCE Eastern | Cardiff | 66 | Geothermal |  |  | 0 | 0 | 0 | 0 | 0 | 0 | 0 | 0 | 0 | 1 | 1 | 1 | 1 | [13 empty] | 1 | 1 | 2 | 1 | 1 | 1 | 1 |  | 0
PG&E NGBA | Caribou | 60 | Geothermal |  |  | 0 | 0 | 0 | 0 | 0 | 0 | 0 | 0 | 0 | 5 | 2 | 1 | 1 | [13 empty] | 2 | 2 | 4 | 1 | 3 | 1 | 1 |  | 0
PG&E NGBA | Caribou | 115 | Geothermal |  |  | 0 | 0 | 0 | 0 | 0 | 0 | 0 | 0 | 0 | 5 | 2 | 1 | 1 | [13 empty] | 2 | 2 | 4 | 1 | 3 | 1 | 1 |  | 0
PG&E NGBA | Caribou | 230 | Geothermal |  |  | 0 | 0 | 0 | 0 | 0 | 0 | 0 | 0 | 0 | 5 | 2 | 1 | 1 | [13 empty] | 2 | 2 | 4 | 1 | 3 | 1 | 1 |  | 0
EOP | Carpenter Canyon (fka Gamebird) | 138 | Geothermal |  |  | 0 | 0 | 0 | 0 | 0 | 0 | 0 | 0 | 0 | 1 | 1 | 1 | 1 | [13 empty] | 2 | 2 | 4 | 1 | 3 | 1 | 1 |  | 0
EOP | Carpenter Canyon (fka Gamebird) | 230 | Geothermal |  |  | 0 | 0 | 0 | 0 | 0 | 0 | 0 | 0 | 0 | 1 | 1 | 1 | 1 | [13 empty] | 2 | 2 | 4 | 1 | 3 | 1 | 1 |  | 0
PG&E NGBA | Carquinez | 115 | Geothermal |  |  | 0 | 0 | 0 | 0 | 0 | 0 | 0 | 0 | 0 | 5 | 2 | 1 | 1 | [13 empty] | 2 | 1 | 2 | 1 | 1 | 1 | 1 |  | 0
SDGE | Carrizo Gorge | 138 | Geothermal |  |  | 0 | 0 | 0 | 0 | 0 | 0 | 0 | 0 | 0 | 1 | 1 | 1 | 1 | [13 empty] | 2 | 1 | 4 | 1 | 3 | 1 | 1 |  | 0
PG&E KERN | Carrizo Plains | 115 | Geothermal |  |  | 0 | 0 | 0 | 0 | 0 | 0 | 0 | 0 | 0 | 5 | 2 | 4 | 2 | [13 empty] | 2 | 1 | 4 | 2 | 2 | 1 | 1 |  | 0
PG&E KERN | Casaloma | 230 | Geothermal |  |  | 0 | 0 | 0 | 0 | 0 | 0 | 0 | 0 | 0 | 1 | 1 | 1 | 1 | [13 empty] | 1 | 1 | 3 | 1 | 1 | 1 | 1 |  | 0
PG&E GBA | Castro Valley | 230 | Geothermal |  |  | 0 | 0 | 0 | 0 | 0 | 0 | 0 | 0 | 0 | 5 | 2 | 1 | 1 | [13 empty] | 2 | 1 | 2 | 1 | 2 | 1 | 1 |  | 0
PG&E GBA | Cayetano | 230 | Geothermal |  |  | 0 | 0 | 0 | 0 | 0 | 0 | 0 | 0 | 0 | 5 | 2 | 1 | 1 | [13 empty] | 2 | 1 | 3 | 1 | 3 | 1 | 1 |  | 0
SCE Metro | Center | 230 | Geothermal |  |  | 0 | 0 | 0 | 0 | 0 | 0 | 0 | 0 | 0 | 1 | 1 | 1 | 1 | [13 empty] | 1 | 1 | 1 | 1 | 1 | 1 | 1 |  | 0
PG&E KERN | Charca | 115 | Geothermal |  |  | 0 | 0 | 0 | 0 | 0 | 0 | 0 | 0 | 0 | 1 | 1 | 1 | 1 | [13 empty] | 1 | 1 | 4 | 1 | 1 | 1 | 1 |  | 0
EOP | Charleston | 138 | Geothermal |  |  | 0 | 0 | 0 | 0 | 0 | 0 | 0 | 0 | 0 | 1 | 1 | 1 | 1 | [13 empty] | 2 | 2 | 4 | 1 | 3 | 1 | 1 |  | 0
SCE Metro | Chevmain | 230 | Geothermal |  |  | 0 | 0 | 0 | 0 | 0 | 0 | 0 | 0 | 0 | 1 | 1 | 1 | 1 | [13 empty] | 1 | 1 | 1 | 1 | 1 | 1 | 1 |  | 0
SDGE | Chicarita | 138 | Geothermal |  |  | 0 | 0 | 0 | 0 | 0 | 0 | 0 | 0 | 0 | 1 | 1 | 1 | 1 | [13 empty] | 2 | 1 | 3 | 1 | 3 | 1 | 1 |  | 0
SCE Metro | Chino | 230 | Geothermal |  |  | 0 | 0 | 0 | 0 | 0 | 0 | 0 | 0 | 0 | 1 | 1 | 1 | 1 | [13 empty] | 1 | 1 | 1 | 1 | 2 | 1 | 1 |  | 0
PG&E FRESNO | Chowchilla | 115 | Geothermal |  |  | 0 | 0 | 0 | 0 | 0 | 0 | 0 | 0 | 0 | 5 | 2 | 1 | 1 | [13 empty] | 1 | 1 | 1 | 2 | 2 | 1 | 1 |  | 0
PG&E GBA | Christie | 60 | Geothermal |  |  | 0 | 0 | 0 | 0 | 0 | 0 | 0 | 0 | 0 | 5 | 2 | 1 | 1 | [13 empty] | 2 | 1 | 2 | 1 | 2 | 1 | 1 |  | 0
PG&E GBA | Christie | 115 | Geothermal |  |  | 0 | 0 | 0 | 0 | 0 | 0 | 0 | 0 | 0 | 5 | 2 | 1 | 1 | [13 empty] | 2 | 1 | 2 | 1 | 2 | 1 | 1 |  | 0
SCE Eastern | Cielo Azul | 500 | Geothermal |  |  | 0 | 0 | 0 | 0 | 0 | 0 | 0 | 0 | 0 | 1 | 1 | 1 | 1 | [13 empty] | 2 | 2 | 4 | 1 | 3 | 1 | 1 |  | 0
PG&E GBA | Clay | 60 | Geothermal |  |  | 0 | 0 | 0 | 0 | 0 | 0 | 0 | 0 | 0 | 5 | 2 | 1 | 1 | [13 empty] | 2 | 1 | 3 | 1 | 3 | 1 | 1 |  | 0
PG&E GBA | Clayton | 115 | Geothermal |  |  | 0 | 0 | 0 | 0 | 0 | 0 | 0 | 0 | 0 | 5 | 2 | 1 | 1 | [13 empty] | 2 | 1 | 4 | 1 | 2 | 1 | 1 |  | 0
PG&E NGBA | Cloverdale | 115 | Geothermal |  |  | 46 | 0 | 46 | 0 | 0 | 0 | 46 | 0 | 46 | 5 | 2 | 1 | 1 | 2 |  | 1 |  |  |  | 1 | 5 | 1 | 1 | 2 | 3 | 1 | 2 | 2 | 4 | 2 | 3 | 5- | 1 | Shifted to other buses in Geysers area and slight reduction b/c less geothermal in portfolio | 1
PG&E FRESNO | Clovis | 115 | Geothermal |  |  | 0 | 0 | 0 | 0 | 0 | 0 | 0 | 0 | 0 | 5 | 2 | 1 | 1 | [13 empty] | 1 | 1 | 2 | 2 | 2 | 1 | 1 |  | 0
PG&E GBA | Coburn | 230 | Geothermal |  |  | 0 | 0 | 0 | 0 | 0 | 0 | 0 | 0 | 0 | 1 | 1 | 1 | 1 | [13 empty] | 2 | 2 | 2 | 2 | 3 | 1 | 1 |  | 0
PG&E GBA | Coburn | 60 | Geothermal |  |  | 0 | 0 | 0 | 0 | 0 | 0 | 0 | 0 | 0 | 1 | 1 | 1 | 1 | [13 empty] | 2 | 2 | 2 | 2 | 3 | 1 | 1 |  | 0
PG&E NGBA | Colgate | 230 | Geothermal |  |  | 0 | 0 | 0 | 0 | 0 | 0 | 0 | 0 | 0 | 5 | 2 | 1 | 1 | [13 empty] | 2 | 1 | 4 | 1 | 3 | 1 | 1 |  | 0
PG&E GBA | Collierville | 230 | Geothermal |  |  | 0 | 0 | 0 | 0 | 0 | 0 | 0 | 0 | 0 | 5 | 2 | 1 | 1 | [13 empty] | 2 | 1 | 4 | 1 | 3 | 1 | 1 |  | 0
PG&E GBA | Collinsville | 230 | Geothermal |  |  | 0 | 0 | 0 | 0 | 0 | 0 | 0 | 0 | 0 | 5 | 2 | 1 | 1 | [13 empty] | 2 | 1 | 3 | 1 | 1 | 1 | 1 |  | 0
PG&E GBA | Collinsville | 500 | Geothermal |  |  | 0 | 0 | 0 | 0 | 0 | 0 | 0 | 0 | 0 | 5 | 2 | 1 | 1 | [13 empty] | 2 | 1 | 3 | 1 | 1 | 1 | 1 |  | 0
SCE Eastern | Colorado River | 230 | Geothermal |  |  | 0 | 0 | 0 | 0 | 0 | 0 | 0 | 0 | 0 | 1 | 1 | 1 | 1 | [13 empty] | 2 | 2 | 3 | 1 | 3 | 1 | 1 |  | 0
SCE Eastern | Colorado River | 500 | Geothermal |  |  | 0 | 0 | 0 | 0 | 0 | 0 | 0 | 0 | 0 | 1 | 1 | 1 | 1 | [13 empty] | 2 | 2 | 3 | 1 | 3 | 1 | 1 |  | 0
PG&E KERN | Columbus | 115 | Geothermal |  |  | 0 | 0 | 0 | 0 | 0 | 0 | 0 | 0 | 0 | 5 | 2 | 4 | 2 | [13 empty] | 1 | 1 | 2 | 1 | 2 | 1 | 1 |  | 0
PG&E GBA | Contra Costa | 115 | Geothermal |  |  | 0 | 0 | 0 | 0 | 0 | 0 | 0 | 0 | 0 | 5 | 2 | 1 | 1 | [13 empty] | 2 | 1 | 2 | 1 | 2 | 1 | 1 |  | 0
PG&E GBA | Contra Costa | 230 | Geothermal |  |  | 0 | 0 | 0 | 0 | 0 | 0 | 0 | 0 | 0 | 5 | 2 | 1 | 1 | [13 empty] | 2 | 1 | 2 | 1 | 2 | 1 | 1 |  | 0
PG&E GBA | Contra Costa PP | 230 | Geothermal |  |  | 0 | 0 | 0 | 0 | 0 | 0 | 0 | 0 | 0 | 5 | 2 | 1 | 1 | [13 empty] | 2 | 1 | 1 | 1 | 2 | 1 | 1 |  | 0
SCE NOL | Control | 115 | Geothermal |  |  | 9.7 | 0 | 9.7 | 9.7 | 0 | 9.7 | 0 | 0 | 0 | 5 | 5 | 1 | 1 |  |  | 1 |  |  |  | 1 | 5 | 1 | 1 | 1 | 1 | 2 | 2 | 2 | 4 | 1 | 3 | 1+ | 1 |  | 1
SCE NOL | Control | 55 | Geothermal |  |  | 0 | 0 | 0 | 0 | 0 | 0 | 0 | 0 | 0 | 5 | 5 | 1 | 1 | [13 empty] | 2 | 2 | 4 | 1 | 3 | 1 | 1 |  | 0
PG&E GBA | Cooley Landing | 115 | Geothermal |  |  | 0 | 0 | 0 | 0 | 0 | 0 | 0 | 0 | 0 | 5 | 2 | 1 | 1 | [13 empty] | 2 | 1 | 2 | 1 | 1 | 1 | 1 |  | 0
PG&E GBA | Cooley Landing | 60 | Geothermal |  |  | 0 | 0 | 0 | 0 | 0 | 0 | 0 | 0 | 0 | 1 | 1 | 1 | 1 | [13 empty] | 2 | 1 | 2 | 1 | 1 | 1 | 1 |  | 0
SCE NOL | Coolwater | 230 | Geothermal |  |  | 0 | 0 | 0 | 0 | 0 | 0 | 0 | 0 | 0 | 3 | 3 | 1 | 1 | [13 empty] | 2 | 1 | 2 | 1 | 1 | 1 | 1 |  | 0
SCE NOL | Coolwater | 115 | Geothermal |  |  | 0 | 0 | 0 | 0 | 0 | 0 | 0 | 0 | 0 | 3 | 3 | 1 | 1 | [13 empty] | 2 | 1 | 2 | 1 | 1 | 1 | 1 |  | 0
PG&E KERN | Copus | 70 | Geothermal |  |  | 0 | 0 | 0 | 0 | 0 | 0 | 0 | 0 | 0 | 5 | 2 | 4 | 2 | [13 empty] | 1 | 1 | 3 | 1 | 1 | 1 | 1 |  | 0
PG&E FRESNO | Corcoran | 70 | Geothermal |  |  | 0 | 0 | 0 | 0 | 0 | 0 | 0 | 0 | 0 | 5 | 2 | 4 | 2 | [13 empty] | 1 | 1 | 4 | 2 | 1 | 1 | 1 |  | 0
PG&E FRESNO | Corcoran | 115 | Geothermal |  |  | 0 | 0 | 0 | 0 | 0 | 0 | 0 | 0 | 0 | 5 | 2 | 4 | 2 | [13 empty] | 1 | 1 | 4 | 2 | 1 | 1 | 1 |  | 0
PG&E NGBA | Corona | 115 | Geothermal |  |  | 0 | 0 | 0 | 0 | 0 | 0 | 0 | 0 | 0 | 5 | 2 | 1 | 1 | [13 empty] | 2 | 1 | 3 | 2 | 3 | 1 | 1 |  | 0
PG&E NGBA | Cortina | 230 | Geothermal |  |  | 0 | 0 | 0 | 0 | 0 | 0 | 0 | 0 | 0 | 5 | 2 | 1 | 1 | [13 empty] | 2 | 2 | 4 | 1 | 3 | 1 | 1 |  | 0
PG&E NGBA | Cortina | 115 | Geothermal |  |  | 0 | 0 | 0 | 0 | 0 | 0 | 0 | 0 | 0 | 5 | 2 | 1 | 1 | [13 empty] | 2 | 2 | 4 | 1 | 3 | 1 | 1 |  | 0
PG&E GBA | Cottle | 230 | Geothermal |  |  | 0 | 0 | 0 | 0 | 0 | 0 | 0 | 0 | 0 | 5 | 2 | 1 | 1 | [13 empty] | 1 | 1 | 3 | 2 | 1 | 1 | 1 |  | 0
PG&E NGBA | Cottonwood | 115 | Geothermal |  |  | 0 | 0 | 0 | 0 | 0 | 0 | 0 | 0 | 0 | 5 | 2 | 1 | 1 | [13 empty] | 2 | 2 | 3 | 2 | 3 | 1 | 1 |  | 0
PG&E NGBA | Cottonwood | 230 | Geothermal |  |  | 0 | 0 | 0 | 0 | 0 | 0 | 0 | 0 | 0 | 5 | 2 | 1 | 1 | [13 empty] | 2 | 2 | 3 | 2 | 3 | 1 | 1 |  | 0
PG&E NGBA | Cottonwood | 60 | Geothermal |  |  | 0 | 0 | 0 | 0 | 0 | 0 | 0 | 0 | 0 | 5 | 2 | 1 | 1 | [13 empty] | 2 | 2 | 3 | 2 | 3 | 1 | 1 |  | 0
PG&E NGBA | Cove Road | 230 | Geothermal |  |  | 0 | 0 | 0 | 0 | 0 | 0 | 0 | 0 | 0 | 5 | 2 | 1 | 1 | [13 empty] | 2 | 2 | 4 | 2 | 3 | 1 | 1 |  | 0
PG&E GBA | Coyote | 230 | Geothermal |  |  | 0 | 0 | 0 | 0 | 0 | 0 | 0 | 0 | 0 | 1 | 1 | 1 | 1 | [13 empty] | 2 | 1 | 3 | 2 | 2 | 1 | 1 |  | 0
PG&E GBA | Crazy Horse Canyon | 115 | Geothermal |  |  | 0 | 0 | 0 | 0 | 0 | 0 | 0 | 0 | 0 | 1 | 1 | 1 | 1 | [13 empty] | 2 | 2 | 4 | 2 | 3 | 1 | 1 |  | 0
SDGE | Creelman | 69 | Geothermal |  |  | 0 | 0 | 0 | 0 | 0 | 0 | 0 | 0 | 0 | 1 | 1 | 1 | 1 | [13 empty] | 2 | 1 | 4 | 1 | 3 | 1 | 1 |  | 0
PG&E FRESNO | Crescent | 70 | Geothermal |  |  | 0 | 0 | 0 | 0 | 0 | 0 | 0 | 0 | 0 | 5 | 2 | 1 | 1 | [13 empty] | 1 | 1 | 3 | 2 | 1 | 1 | 1 |  | 0
PG&E FRESNO | Cressey | 115 | Geothermal |  |  | 0 | 0 | 0 | 0 | 0 | 0 | 0 | 0 | 0 | 5 | 2 | 1 | 1 | [13 empty] | 1 | 1 | 3 | 2 | 1 | 1 | 1 |  | 0
PG&E NGBA | Cresta | 230 | Geothermal |  |  | 0 | 0 | 0 | 0 | 0 | 0 | 0 | 0 | 0 | 5 | 2 | 1 | 1 | [13 empty] | 2 | 1 | 4 | 2 | 3 | 1 | 1 |  | 0
SDGE | Crestwood | 69 | Geothermal |  |  | 0 | 0 | 0 | 0 | 0 | 0 | 0 | 0 | 0 | 1 | 1 | 1 | 1 | [13 empty] | 2 | 1 | 4 | 1 | 3 | 1 | 1 |  | 0
PG&E GBA | Crow Creek | 60 | Geothermal |  |  | 0 | 0 | 0 | 0 | 0 | 0 | 0 | 0 | 0 | 5 | 2 | 1 | 1 | [13 empty] | 1 | 1 | 4 | 2 | 1 | 1 | 1 |  | 0
PG&E GBA | Crows Landing | 60 | Geothermal |  |  | 0 | 0 | 0 | 0 | 0 | 0 | 0 | 0 | 0 | 5 | 2 | 1 | 1 | [13 empty] | 1 | 1 | 4 | 2 | 1 | 1 | 1 |  | 0
PG&E GBA | Curtis | 115 | Geothermal |  |  | 0 | 0 | 0 | 0 | 0 | 0 | 0 | 0 | 0 | 5 | 2 | 1 | 1 | [13 empty] | 2 | 1 | 4 | 1 | 3 | 1 | 1 |  | 0
PG&E FRESNO | Dairyland | 115 | Geothermal |  |  | 0 | 0 | 0 | 0 | 0 | 0 | 0 | 0 | 0 | 5 | 2 | 1 | 1 | [13 empty] | 1 | 1 | 3 | 2 | 1 | 1 | 1 |  | 0
PG&E NGBA | Davis | 115 | Geothermal |  |  | 0 | 0 | 0 | 0 | 0 | 0 | 0 | 0 | 0 | 5 | 2 | 1 | 1 | [13 empty] | 2 | 1 | 4 | 2 | 3 | 1 | 1 |  | 0
SCE Metro | Del Amo | 500 | Geothermal |  |  | 0 | 0 | 0 | 0 | 0 | 0 | 0 | 0 | 0 | 1 | 1 | 1 | 1 | [13 empty] | 1 | 1 | 3 | 1 | 2 | 1 | 1 |  | 0
SCE Metro | Del Amo | 230 | Geothermal |  |  | 0 | 0 | 0 | 0 | 0 | 0 | 0 | 0 | 0 | 1 | 1 | 1 | 1 | [13 empty] | 1 | 1 | 3 | 1 | 2 | 1 | 1 |  | 0
SCE Eastern | Delaney | 500 | Geothermal |  |  | 0 | 0 | 0 | 0 | 0 | 0 | 0 | 0 | 0 | 1 | 1 | 1 | 1 | [13 empty] | 2 | 1 | 4 | 2 | 3 | 1 | 1 |  | 0
PG&E NGBA | Delevan | 230 | Geothermal |  |  | 0 | 0 | 0 | 0 | 0 | 0 | 0 | 0 | 0 | 5 | 2 | 1 | 1 | [13 empty] | 2 | 2 | 1 | 1 | 3 | 1 | 1 |  | 0
PG&E GBA | Delta PP | 230 | Geothermal |  |  | 0 | 0 | 0 | 0 | 0 | 0 | 0 | 0 | 0 | 5 | 2 | 1 | 1 | [13 empty] | 2 | 1 | 3 | 1 | 2 | 1 | 1 |  | 0
EOP | Desert View | 230 | Geothermal |  |  | 0 | 0 | 0 | 0 | 0 | 0 | 0 | 0 | 0 | 1 | 1 | 1 | 1 | [13 empty] | 2 | 1 | 4 | 1 | 3 | 1 | 1 |  | 0
SCE Eastern | Devers | 230 | Geothermal |  |  | 0 | 0 | 0 | 0 | 0 | 0 | 0 | 0 | 0 | 1 | 1 | 1 | 1 | [13 empty] | 2 | 1 | 1 | 1 | 3 | 1 | 1 |  | 0
SCE Eastern | Devers | 500 | Geothermal |  |  | 0 | 0 | 0 | 0 | 0 | 0 | 0 | 0 | 0 | 1 | 1 | 1 | 1 | [13 empty] | 2 | 1 | 1 | 1 | 3 | 1 | 1 |  | 0
PG&E KERN | Diablo Canyon | 230 | Geothermal |  |  | 0 | 0 | 0 | 0 | 0 | 0 | 0 | 0 | 0 | 1 | 1 | 1 | 1 | [13 empty] | 2 | 2 | 4 | 2 | 3 | 1 | 1 |  | 0
PG&E KERN | Diablo Canyon | 500 | Geothermal |  |  | 0 | 0 | 0 | 0 | 0 | 0 | 0 | 0 | 0 | 5 | 2 | 4 | 2 | [13 empty] | 2 | 2 | 4 | 2 | 3 | 1 | 1 |  | 0
PG&E KERN | Divide | 115 | Geothermal |  |  | 0 | 0 | 0 | 0 | 0 | 0 | 0 | 0 | 0 | 1 | 1 | 1 | 1 | [13 empty] | 2 | 2 | 4 | 1 | 2 | 1 | 1 |  | 0
PG&E GBA | Dixon Landing | 115 | Geothermal |  |  | 0 | 0 | 0 | 0 | 0 | 0 | 0 | 0 | 0 | 1 | 1 | 1 | 1 | [13 empty] | 2 | 1 | 2 | 1 | 2 | 1 | 1 |  | 0
PG&E FRESNO | Dos Amigos | 230 | Geothermal |  |  | 0 | 0 | 0 | 0 | 0 | 0 | 0 | 0 | 0 | 1 | 1 | 1 | 1 | [13 empty] | 1 | 1 | 4 | 2 | 1 | 1 | 1 |  | 0
PG&E NGBA | Drum | 115 | Geothermal |  |  | 0 | 0 | 0 | 0 | 0 | 0 | 0 | 0 | 0 | 5 | 2 | 1 | 1 | [13 empty] | 2 | 1 | 4 | 2 | 3 | 1 | 1 |  | 0
PG&E GBA | Dumbarton | 115 | Geothermal |  |  | 0 | 0 | 0 | 0 | 0 | 0 | 0 | 0 | 0 | 5 | 2 | 1 | 1 | [13 empty] | 2 | 1 | 3 | 1 | 2 | 1 | 1 |  | 0
SCE NOL | Dunn Siding | 115 | Geothermal |  |  | 0 | 0 | 0 | 0 | 0 | 0 | 0 | 0 | 0 | 3 | 3 | 1 | 1 | [13 empty] | 2 | 1 | 4 | 1 | 1 | 1 | 1 |  | 0
SCE Eastern | Eagle Mountain | 230 | Geothermal |  |  | 0 | 0 | 0 | 0 | 0 | 0 | 0 | 0 | 0 | 5 | 5 | 3 | 3 | [13 empty] | 2 | 2 | 4 | 1 | 3 | 1 | 1 |  | 0
PG&E NGBA | Eagle Rock (PGE) | 60 | Geothermal |  |  | 0 | 0 | 0 | 0 | 0 | 0 | 0 | 0 | 0 | 5 | 2 | 1 | 1 | [13 empty] | 2 | 2 | 4 | 2 | 3 | 1 | 1 |  | 0
PG&E NGBA | Eagle Rock (PGE) | 115 | Geothermal |  |  | 46 | 0 | 46 | 7 | 0 | 7 | 39 | 0 | 39 | 5 | 2 | 1 | 1 | 2 |  | 1 |  |  |  | 1 | 5 | 1 | 1 | 2 | 3 | 1 | 2 | 2 | 4 | 2 | 3 | 5- | 1 | Shifted to other buses in Geysers area and slight reduction b/c less geothermal in portfolio | 1
SCE Metro | Eagle Rock (SCE) | 230 | Geothermal |  |  | 0 | 0 | 0 | 0 | 0 | 0 | 0 | 0 | 0 | 1 | 1 | 1 | 1 | [13 empty] | 1 | 1 | 2 | 1 | 2 | 1 | 1 |  | 0
PG&E NGBA | East Marysville | 115 | Geothermal |  |  | 0 | 0 | 0 | 0 | 0 | 0 | 0 | 0 | 0 | 5 | 2 | 1 | 1 | [13 empty] | 2 | 2 | 2 | 1 | 2 | 1 | 1 |  | 0
PG&E NGBA | East Nicolaus | 115 | Geothermal |  |  | 0 | 0 | 0 | 0 | 0 | 0 | 0 | 0 | 0 | 5 | 2 | 1 | 1 | [13 empty] | 2 | 1 | 4 | 1 | 3 | 1 | 1 |  | 0
PG&E NGBA | East Nicolaus | 60 | Geothermal |  |  | 0 | 0 | 0 | 0 | 0 | 0 | 0 | 0 | 0 | 5 | 2 | 1 | 1 | [13 empty] | 2 | 1 | 4 | 1 | 3 | 1 | 1 |  | 0
PG&E GBA | Eastshore | 115 | Geothermal |  |  | 0 | 0 | 0 | 0 | 0 | 0 | 0 | 0 | 0 | 5 | 2 | 1 | 1 | [13 empty] | 2 | 1 | 2 | 1 | 1 | 1 | 1 |  | 0
PG&E GBA | Eastshore | 230 | Geothermal |  |  | 0 | 0 | 0 | 0 | 0 | 0 | 0 | 0 | 0 | 5 | 2 | 1 | 1 | [13 empty] | 2 | 1 | 2 | 1 | 1 | 1 | 1 |  | 0
SDGE | ECO | 138 | Geothermal |  |  | 0 | 0 | 0 | 0 | 0 | 0 | 0 | 0 | 0 | 1 | 1 | 1 | 1 | [13 empty] | 2 | 1 | 4 | 1 | 3 | 1 | 1 |  | 0
SDGE | ECO | 230 | Geothermal |  |  | 0 | 0 | 0 | 0 | 0 | 0 | 0 | 0 | 0 | 1 | 1 | 1 | 1 | [13 empty] | 2 | 1 | 4 | 1 | 3 | 1 | 1 |  | 0
SDGE | ECO | 500 | Geothermal |  |  | 0 | 0 | 0 | 0 | 0 | 0 | 0 | 0 | 0 | 1 | 1 | 1 | 1 | [13 empty] | 2 | 1 | 4 | 1 | 3 | 1 | 1 |  | 0
PG&E GBA | Edenvale | 115 | Geothermal |  |  | 0 | 0 | 0 | 0 | 0 | 0 | 0 | 0 | 0 | 1 | 1 | 1 | 1 | [13 empty] | 2 | 1 | 2 | 2 | 2 | 1 | 1 |  | 0
PG&E GBA | Edes | 115 | Geothermal |  |  | 0 | 0 | 0 | 0 | 0 | 0 | 0 | 0 | 0 | 5 | 2 | 1 | 1 | [13 empty] | 2 | 1 | 3 | 1 | 1 | 1 | 1 |  | 0
PG&E GBA | Eight Mile | 230 | Geothermal |  |  | 0 | 0 | 0 | 0 | 0 | 0 | 0 | 0 | 0 | 5 | 2 | 1 | 1 | [13 empty] | 1 | 1 | 2 | 2 | 1 | 1 | 1 |  | 0
SDGE | El Cajon | 69 | Geothermal |  |  | 0 | 0 | 0 | 0 | 0 | 0 | 0 | 0 | 0 | 1 | 1 | 1 | 1 | [13 empty] | 2 | 1 | 2 | 1 | 1 | 1 | 1 |  | 0
SCE Eastern | El Casco | 230 | Geothermal |  |  | 0 | 0 | 0 | 0 | 0 | 0 | 0 | 0 | 0 | 1 | 1 | 1 | 1 | [13 empty] | 1 | 1 | 4 | 1 | 2 | 1 | 1 |  | 0
PG&E GBA | El Cerrito G | 115 | Geothermal |  |  | 0 | 0 | 0 | 0 | 0 | 0 | 0 | 0 | 0 | 5 | 2 | 1 | 1 | [13 empty] | 2 | 1 | 2 | 1 | 2 | 1 | 1 |  | 0
PG&E NGBA | El Dorado PH | 115 | Geothermal |  |  | 0 | 0 | 0 | 0 | 0 | 0 | 0 | 0 | 0 | 5 | 2 | 1 | 1 | [13 empty] | 2 | 1 | 4 | 2 | 3 | 1 | 1 |  | 0
PG&E FRESNO | El Nido (PGE) | 115 | Geothermal |  |  | 0 | 0 | 0 | 0 | 0 | 0 | 0 | 0 | 0 | 5 | 2 | 1 | 1 | [13 empty] | 1 | 1 | 4 | 2 | 1 | 1 | 1 |  | 0
SCE Metro | El Nido (SCE) | 230 | Geothermal |  |  | 0 | 0 | 0 | 0 | 0 | 0 | 0 | 0 | 0 | 1 | 1 | 1 | 1 | [13 empty] | 1 | 1 | 2 | 1 | 2 | 1 | 1 |  | 0
PG&E GBA | El Patio | 115 | Geothermal |  |  | 0 | 0 | 0 | 0 | 0 | 0 | 0 | 0 | 0 | 1 | 1 | 1 | 1 | [13 empty] | 2 | 1 | 3 | 2 | 2 | 1 | 1 |  | 0
SCE Metro | El Segundo | 230 | Geothermal |  |  | 0 | 0 | 0 | 0 | 0 | 0 | 0 | 0 | 0 | 1 | 1 | 1 | 1 | [13 empty] | 1 | 1 | 1 | 1 | 1 | 1 | 1 |  | 0
EOP | Eldorado | 230 | Geothermal | YES | Northern Nevada | 128.3 | 0 | 128.3 | 0 | 0 | 0 | 128.3 | 0 | 128.3 | 1 | 1 | 1 | 1 | N/A |  | N/A |  |  |  | N/A | N/A | N/A | N/A | N/A | N/A | N/A | 2 | 2 | 2 | 1 | 3 | 3- | 1 |  | 1
EOP | Eldorado | 500 | Geothermal |  |  | 0 | 0 | 0 | 0 | 0 | 0 | 0 | 0 | 0 | 1 | 1 | 1 | 1 | [13 empty] | 2 | 2 | 2 | 1 | 3 | 1+ | 4 | Shifted to Utah geothermal to align with in-development geothermal | 1
SCE Northern | Elizabeth Lake | 66 | Geothermal |  |  | 0 | 0 | 0 | 0 | 0 | 0 | 0 | 0 | 0 | 1 | 1 | 1 | 1 | [13 empty] | 1 | 1 | 3 | 1 | 3 | 1 | 1 |  | 0
PG&E KERN | Elk Hills | 230 | Geothermal |  |  | 0 | 0 | 0 | 0 | 0 | 0 | 0 | 0 | 0 | 5 | 2 | 4 | 2 | [13 empty] | 1 | 1 | 3 | 1 | 1 | 1 | 1 |  | 0
SDGE | Elliot | 69 | Geothermal |  |  | 0 | 0 | 0 | 0 | 0 | 0 | 0 | 0 | 0 | 1 | 1 | 1 | 1 | [13 empty] | 2 | 1 | 2 | 1 | 2 | 1 | 1 |  | 0
SCE Metro | Ellis | 230 | Geothermal |  |  | 0 | 0 | 0 | 0 | 0 | 0 | 0 | 0 | 0 | 1 | 1 | 1 | 1 | [13 empty] | 1 | 1 | 2 | 1 | 2 | 1 | 1 |  | 0
SDGE | Encina | 138 | Geothermal |  |  | 0 | 0 | 0 | 0 | 0 | 0 | 0 | 0 | 0 | 1 | 1 | 1 | 1 | [13 empty] | 2 | 1 | 1 | 1 | 3 | 1 | 1 |  | 0
SDGE | Encina | 230 | Geothermal |  |  | 0 | 0 | 0 | 0 | 0 | 0 | 0 | 0 | 0 | 1 | 1 | 1 | 1 | [13 empty] | 2 | 1 | 1 | 1 | 3 | 1 | 1 |  | 0
SDGE | Escondido | 230 | Geothermal |  |  | 0 | 0 | 0 | 0 | 0 | 0 | 0 | 0 | 0 | 1 | 1 | 1 | 1 | [13 empty] | 2 | 1 | 1 | 1 | 3 | 1 | 1 |  | 0
SDGE | Escondido | 69 | Geothermal |  |  | 0 | 0 | 0 | 0 | 0 | 0 | 0 | 0 | 0 | 1 | 1 | 1 | 1 | [13 empty] | 2 | 1 | 1 | 1 | 3 | 1 | 1 |  | 0
PG&E KERN | Estrella | 230 | Geothermal |  |  | 0 | 0 | 0 | 0 | 0 | 0 | 0 | 0 | 0 | 1 | 1 | 1 | 1 | [13 empty] | 2 | 2 | 4 | 2 | 3 | 1 | 1 |  | 0
SCE Eastern | Etiwanda | 230 | Geothermal |  |  | 0 | 0 | 0 | 0 | 0 | 0 | 0 | 0 | 0 | 1 | 1 | 1 | 1 | [13 empty] | 1 | 1 | 2 | 1 | 1 | 1 | 1 |  | 0
PG&E GBA | Evergreen | 115 | Geothermal |  |  | 0 | 0 | 0 | 0 | 0 | 0 | 0 | 0 | 0 | 1 | 1 | 1 | 1 | [13 empty] | 2 | 1 | 2 | 2 | 2 | 1 | 1 |  | 0
PG&E GBA | Evergreen | 60 | Geothermal |  |  | 0 | 0 | 0 | 0 | 0 | 0 | 0 | 0 | 0 | 1 | 1 | 1 | 1 | [13 empty] | 2 | 1 | 2 | 2 | 2 | 1 | 1 |  | 0
PG&E FRESNO | Excelsior | 115 | Geothermal |  |  | 0 | 0 | 0 | 0 | 0 | 0 | 0 | 0 | 0 | 5 | 2 | 1 | 1 | [13 empty] | 1 | 1 | 4 | 2 | 1 | 1 | 1 |  | 0
PG&E FRESNO | Exchequer | 115 | Geothermal |  |  | 0 | 0 | 0 | 0 | 0 | 0 | 0 | 0 | 0 | 5 | 2 | 1 | 1 | [13 empty] | 2 | 1 | 4 | 1 | 2 | 1 | 1 |  | 0
PG&E KERN | Fairway | 115 | Geothermal |  |  | 0 | 0 | 0 | 0 | 0 | 0 | 0 | 0 | 0 | 1 | 1 | 1 | 1 | [13 empty] | 2 | 2 | 3 | 1 | 2 | 1 | 1 |  | 0
PG&E KERN | Famoso | 115 | Geothermal |  |  | 0 | 0 | 0 | 0 | 0 | 0 | 0 | 0 | 0 | 1 | 1 | 1 | 1 | [13 empty] | 1 | 1 | 4 | 1 | 1 | 1 | 1 |  | 0
PG&E NGBA | Fern Road | 500 | Geothermal |  |  | 0 | 0 | 0 | 0 | 0 | 0 | 0 | 0 | 0 | 5 | 2 | 1 | 1 | [13 empty] | 2 | 2 | 4 | 2 | 3 | 1 | 1 |  | 0
PG&E GBA | Fibreboard (SPI Sonora) | 115 | Geothermal |  |  | 0 | 0 | 0 | 0 | 0 | 0 | 0 | 0 | 0 | 5 | 2 | 1 | 1 | [13 empty] | 2 | 1 | 2 | 1 | 2 | 1 | 1 |  | 0
PG&E FRESNO | Figarden | 230 | Geothermal |  |  | 0 | 0 | 0 | 0 | 0 | 0 | 0 | 0 | 0 | 5 | 2 | 1 | 1 | [13 empty] | 1 | 1 | 3 | 2 | 2 | 1 | 1 |  | 0
PG&E FRESNO | Fink | 230 | Geothermal |  |  | 0 | 0 | 0 | 0 | 0 | 0 | 0 | 0 | 0 | 1 | 1 | 1 | 1 | [13 empty] | 1 | 1 | 4 | 2 | 1 | 1 | 1 |  | 0
PG&E NGBA | Fitch Mountain | 60 | Geothermal |  |  | 0 | 0 | 0 | 0 | 0 | 0 | 0 | 0 | 0 | 5 | 2 | 1 | 1 | [13 empty] | 2 | 2 | 4 | 2 | 3 | 1 | 1 |  | 0
PG&E GBA | FMC | 115 | Geothermal |  |  | 0 | 0 | 0 | 0 | 0 | 0 | 0 | 0 | 0 | 1 | 1 | 1 | 1 | [13 empty] | 2 | 1 | 2 | 2 | 2 | 1 | 1 |  | 0
PG&E GBA | Fremont | 115 | Geothermal |  |  | 0 | 0 | 0 | 0 | 0 | 0 | 0 | 0 | 0 | 1 | 1 | 1 | 1 | [13 empty] | 2 | 1 | 3 | 1 | 2 | 1 | 1 |  | 0
PG&E GBA | French Camp | 60 | Geothermal |  |  | 0 | 0 | 0 | 0 | 0 | 0 | 0 | 0 | 0 | 5 | 2 | 1 | 1 | [13 empty] | 1 | 1 | 3 | 2 | 1 | 1 | 1 |  | 0
PG&E GBA | Frogtown | 115 | Geothermal |  |  | 0 | 0 | 0 | 0 | 0 | 0 | 0 | 0 | 0 | 5 | 2 | 1 | 1 | [13 empty] | 2 | 1 | 4 | 1 | 3 | 1 | 1 |  | 0
PG&E NGBA | Fulton | 115 | Geothermal |  |  | 0 | 0 | 0 | 0 | 0 | 0 | 0 | 0 | 0 | 5 | 2 | 1 | 1 | [13 empty] | 2 | 1 | 3 | 2 | 2 | 1 | 1 |  | 0
PG&E NGBA | Fulton | 230 | Geothermal |  |  | 54 | 0 | 54 | 18 | 0 | 18 | 36 | 0 | 36 | 5 | 2 | 1 | 1 | 2 |  | 1 |  |  |  | 1 | 5 | 1 | 1 | 2 | 3 | 1 | 2 | 1 | 3 | 2 | 2 | 5- | 1 |  | 1
PG&E NGBA | Fulton | 60 | Geothermal |  |  | 0 | 0 | 0 | 0 | 0 | 0 | 0 | 0 | 0 | 5 | 2 | 1 | 1 | [13 empty] | 2 | 1 | 3 | 2 | 2 | 1 | 1 |  | 0
PG&E KERN | Ganso | 115 | Geothermal |  |  | 0 | 0 | 0 | 0 | 0 | 0 | 0 | 0 | 0 | 1 | 1 | 1 | 1 | [13 empty] | 1 | 1 | 3 | 1 | 1 | 1 | 1 |  | 0
PG&E FRESNO | Gates | 230 | Geothermal |  |  | 0 | 0 | 0 | 0 | 0 | 0 | 0 | 0 | 0 | 5 | 2 | 4 | 2 | [13 empty] | 1 | 1 | 3 | 2 | 1 | 1 | 1 |  | 0
PG&E FRESNO | Gates | 500 | Geothermal |  |  | 0 | 0 | 0 | 0 | 0 | 0 | 0 | 0 | 0 | 5 | 2 | 4 | 2 | [13 empty] | 1 | 1 | 3 | 2 | 1 | 1 | 1 |  | 0
PG&E NGBA | Geysers 12 | 230 | Geothermal |  |  | 0 | 0 | 0 | 0 | 0 | 0 | 0 | 0 | 0 | 5 | 2 | 1 | 1 | [13 empty] | 2 | 2 | 4 | 2 | 3 | 1 | 5 | Shifted to other buses in Geysers area and slight reduction b/c less geothermal in portfolio | 1
PG&E NGBA | Geysers 17 | 230 | Geothermal |  |  | 19.5 | 0 | 19.5 | 0 | 0 | 0 | 19.5 | 0 | 19.5 | 5 | 2 | 1 | 1 | 2 |  | 1 |  |  |  | 1 | 5 | 1 | 1 | 2 | 3 | 1 | 2 | 2 | 4 | 2 | 3 | 5- | 1 |  | 1
PG&E NGBA | Geysers 3 | 115 | Geothermal |  |  | 0 | 0 | 0 | 0 | 0 | 0 | 0 | 0 | 0 | 5 | 2 | 1 | 1 | [13 empty] | 2 | 2 | 4 | 2 | 3 | 1 | 1 |  | 0
PG&E NGBA | Glenn | 230 | Geothermal |  |  | 0 | 0 | 0 | 0 | 0 | 0 | 0 | 0 | 0 | 5 | 2 | 1 | 1 | [13 empty] | 2 | 2 | 4 | 1 | 3 | 1 | 1 |  | 0
PG&E NGBA | Glenn | 60 | Geothermal |  |  | 0 | 0 | 0 | 0 | 0 | 0 | 0 | 0 | 0 | 5 | 2 | 1 | 1 | [13 empty] | 2 | 2 | 4 | 1 | 3 | 1 | 1 |  | 0
PG&E NGBA | Gold Hill | 115 | Geothermal |  |  | 0 | 0 | 0 | 0 | 0 | 0 | 0 | 0 | 0 | 5 | 2 | 1 | 1 | [13 empty] | 2 | 1 | 4 | 2 | 3 | 1 | 1 |  | 0
PG&E NGBA | Gold Hill | 230 | Geothermal |  |  | 0 | 0 | 0 | 0 | 0 | 0 | 0 | 0 | 0 | 5 | 2 | 1 | 1 | [13 empty] | 2 | 1 | 4 | 2 | 3 | 1 | 1 |  | 0
SCE Northern | Goleta | 230 | Geothermal |  |  | 0 | 0 | 0 | 0 | 0 | 0 | 0 | 0 | 0 | 1 | 1 | 1 | 1 | [13 empty] | 2 | 2 | 2 | 1 | 2 | 1 | 1 |  | 0
SCE Metro | Goodrich | 230 | Geothermal |  |  | 0 | 0 | 0 | 0 | 0 | 0 | 0 | 0 | 0 | 1 | 1 | 1 | 1 | [13 empty] | 1 | 1 | 3 | 1 | 2 | 1 | 1 |  | 0
PG&E KERN | Goose Lake | 115 | Geothermal |  |  | 0 | 0 | 0 | 0 | 0 | 0 | 0 | 0 | 0 | 1 | 1 | 1 | 1 | [13 empty] | 1 | 1 | 2 | 1 | 1 | 1 | 1 |  | 0
SCE Metro | Gould | 230 | Geothermal |  |  | 0 | 0 | 0 | 0 | 0 | 0 | 0 | 0 | 0 | 1 | 1 | 1 | 1 | [13 empty] | 1 | 1 | 4 | 1 | 2 | 1 | 1 |  | 0
PG&E NGBA | Grand Island | 115 | Geothermal |  |  | 0 | 0 | 0 | 0 | 0 | 0 | 0 | 0 | 0 | 5 | 2 | 1 | 1 | [13 empty] | 2 | 1 | 4 | 2 | 2 | 1 | 1 |  | 0
SDGE | Granite | 69 | Geothermal |  |  | 0 | 0 | 0 | 0 | 0 | 0 | 0 | 0 | 0 | 1 | 1 | 1 | 1 | [13 empty] | 2 | 1 | 2 | 2 | 2 | 1 | 1 |  | 0
PG&E GBA | Grant | 115 | Geothermal |  |  | 0 | 0 | 0 | 0 | 0 | 0 | 0 | 0 | 0 | 5 | 2 | 1 | 1 | [13 empty] | 2 | 1 | 2 | 1 | 2 | 1 | 1 |  | 0
PG&E GBA | Green Valley | 115 | Geothermal |  |  | 0 | 0 | 0 | 0 | 0 | 0 | 0 | 0 | 0 | 1 | 1 | 1 | 1 | [13 empty] | 2 | 2 | 3 | 2 | 2 | 1 | 1 |  | 0
PG&E NGBA | Greenleaf 1 | 115 | Geothermal |  |  | 0 | 0 | 0 | 0 | 0 | 0 | 0 | 0 | 0 | 5 | 2 | 1 | 1 | [13 empty] | 2 | 2 | 1 | 1 | 3 | 1 | 1 |  | 0
PG&E FRESNO | Gregg | 230 | Geothermal |  |  | 0 | 0 | 0 | 0 | 0 | 0 | 0 | 0 | 0 | 5 | 2 | 1 | 1 | [13 empty] | 1 | 1 | 3 | 2 | 1 | 1 | 1 |  | 0
PG&E FRESNO | Grimmway-Malaga | 115 | Geothermal |  |  | 0 | 0 | 0 | 0 | 0 | 0 | 0 | 0 | 0 | 5 | 2 | 1 | 1 | [13 empty] | 1 | 1 | 2 | 1 | 1 | 1 | 1 |  | 0
PG&E NGBA | Grizzly | 230 | Geothermal |  |  | 0 | 0 | 0 | 0 | 0 | 0 | 0 | 0 | 0 | 5 | 2 | 1 | 1 | [13 empty] | 2 | 2 | 4 | 1 | 3 | 1 | 1 |  | 0
PG&E FRESNO | Guernsey | 70 | Geothermal |  |  | 0 | 0 | 0 | 0 | 0 | 0 | 0 | 0 | 0 | 5 | 2 | 4 | 2 | [13 empty] | 1 | 1 | 3 | 2 | 1 | 1 | 1 |  | 0
PG&E FRESNO | GWF Hanford | 115 | Geothermal |  |  | 0 | 0 | 0 | 0 | 0 | 0 | 0 | 0 | 0 | 5 | 2 | 1 | 1 | [13 empty] | 2 | 1 | 2 | 1 | 1 | 1 | 1 |  | 0
PG&E FRESNO | Haas | 230 | Geothermal |  |  | 0 | 0 | 0 | 0 | 0 | 0 | 0 | 0 | 0 | 5 | 2 | 1 | 1 | [13 empty] | 1 | 1 | 4 | 2 | 3 | 1 | 1 |  | 0
PG&E FRESNO | Hammonds | 115 | Geothermal |  |  | 0 | 0 | 0 | 0 | 0 | 0 | 0 | 0 | 0 | 1 | 1 | 1 | 1 | [13 empty] | 1 | 1 | 2 | 2 | 1 | 1 | 1 |  | 0
SCE Metro | HarborGen | 230 | Geothermal |  |  | 0 | 0 | 0 | 0 | 0 | 0 | 0 | 0 | 0 | 1 | 1 | 1 | 1 | [13 empty] | 1 | 1 | 2 | 1 | 1 | 1 | 1 |  | 0
PG&E NGBA | Harris | 60 | Geothermal |  |  | 0 | 0 | 0 | 0 | 0 | 0 | 0 | 0 | 0 | 5 | 2 | 1 | 1 | [13 empty] | 2 | 2 | 2 | 2 | 3 | 1 | 1 |  | 0
EOP | Harry Allen | 500 | Geothermal | YES | Utah, Northern Nevada | 100 | 0 | 100 | 0 | 0 | 0 | 100 | 0 | 100 | 1 | 1 | 1 | 1 | [13 empty] | 2 | 2 | 4 | 1 | 3 | 5- | 1 |  | 1
PG&E NGBA | Hartley | 60 | Geothermal |  |  | 0 | 0 | 0 | 0 | 0 | 0 | 0 | 0 | 0 | 5 | 2 | 1 | 1 | [13 empty] | 2 | 2 | 4 | 2 | 3 | 1 | 1 |  | 0
SCE NOL | Harvard | 115 | Geothermal |  |  | 0 | 0 | 0 | 0 | 0 | 0 | 0 | 0 | 0 | 3 | 3 | 1 | 1 | [13 empty] | 2 | 1 | 4 | 1 | 1 | 1 | 1 |  | 0
SDGE | Hassayampa | 500 | Geothermal |  |  | 0 | 0 | 0 | 0 | 0 | 0 | 0 | 0 | 0 | 1 | 1 | 1 | 1 | [13 empty] | 2 | 1 | 4 | 2 | 3 | 1 | 1 |  | 0
PG&E FRESNO | Helm | 230 | Geothermal |  |  | 0 | 0 | 0 | 0 | 0 | 0 | 0 | 0 | 0 | 5 | 2 | 1 | 1 | [13 empty] | 1 | 1 | 2 | 2 | 1 | 1 | 1 |  | 0
PG&E FRESNO | Helm | 70 | Geothermal |  |  | 0 | 0 | 0 | 0 | 0 | 0 | 0 | 0 | 0 | 1 | 1 | 1 | 1 | [13 empty] | 1 | 1 | 2 | 2 | 1 | 1 | 1 |  | 0
PG&E FRESNO | Henrietta | 115 | Geothermal |  |  | 0 | 0 | 0 | 0 | 0 | 0 | 0 | 0 | 0 | 1 | 1 | 1 | 1 | [13 empty] | 1 | 1 | 1 | 2 | 1 | 1 | 1 |  | 0
PG&E FRESNO | Henrietta | 230 | Geothermal |  |  | 0 | 0 | 0 | 0 | 0 | 0 | 0 | 0 | 0 | 1 | 1 | 1 | 1 | [13 empty] | 1 | 1 | 1 | 2 | 1 | 1 | 1 |  | 0
PG&E FRESNO | Henrietta | 70 | Geothermal |  |  | 0 | 0 | 0 | 0 | 0 | 0 | 0 | 0 | 0 | 5 | 2 | 4 | 2 | [13 empty] | 1 | 1 | 1 | 2 | 1 | 1 | 1 |  | 0
PG&E FRESNO | Herndon | 115 | Geothermal |  |  | 0 | 0 | 0 | 0 | 0 | 0 | 0 | 0 | 0 | 5 | 2 | 1 | 1 | [13 empty] | 1 | 1 | 3 | 2 | 1 | 1 | 1 |  | 0
PG&E FRESNO | Herndon | 230 | Geothermal |  |  | 0 | 0 | 0 | 0 | 0 | 0 | 0 | 0 | 0 | 5 | 2 | 1 | 1 | [13 empty] | 1 | 1 | 3 | 2 | 1 | 1 | 1 |  | 0
PG&E GBA | Hicks | 230 | Geothermal |  |  | 0 | 0 | 0 | 0 | 0 | 0 | 0 | 0 | 0 | 1 | 1 | 1 | 1 | [13 empty] | 2 | 1 | 4 | 2 | 2 | 1 | 1 |  | 0
PG&E NGBA | Higgins | 115 | Geothermal |  |  | 0 | 0 | 0 | 0 | 0 | 0 | 0 | 0 | 0 | 5 | 2 | 1 | 1 | [13 empty] | 2 | 1 | 4 | 1 | 3 | 1 | 1 |  | 0
PG&E NGBA | Hilltop | 345 | Geothermal |  |  | 100 | 0 | 100 | 0 | 0 | 0 | 100 | 0 | 100 | 5 | 2 | 1 | 1 |  |  | 1 |  |  |  | 1 | 1 | 1 | 1 | 1 | 2 | 2 | 2 | 2 | 4 | 1 | 3 | 5- | 1 |  | 1
SCE Metro | Hinson | 230 | Geothermal |  |  | 0 | 0 | 0 | 0 | 0 | 0 | 0 | 0 | 0 | 1 | 1 | 1 | 1 | [13 empty] | 1 | 1 | 2 | 1 | 1 | 1 | 1 |  | 0
PG&E GBA | Hollister | 115 | Geothermal |  |  | 0 | 0 | 0 | 0 | 0 | 0 | 0 | 0 | 0 | 1 | 1 | 1 | 1 | [13 empty] | 2 | 2 | 4 | 2 | 3 | 1 | 1 |  | 0
PG&E NGBA | Homestake | 115 | Geothermal |  |  | 0 | 0 | 0 | 0 | 0 | 0 | 0 | 0 | 0 | 5 | 2 | 1 | 1 | [13 empty] | 2 | 1 | 4 | 2 | 3 | 1 | 1 |  | 0
PG&E NGBA | Honcut | 115 | Geothermal |  |  | 0 | 0 | 0 | 0 | 0 | 0 | 0 | 0 | 0 | 5 | 2 | 1 | 1 | [13 empty] | 2 | 1 | 4 | 2 | 3 | 1 | 1 |  | 0
SDGE | Hoodoo Wash | 500 | Geothermal |  |  | 0 | 0 | 0 | 0 | 0 | 0 | 0 | 0 | 0 | 1 | 1 | 1 | 1 | [13 empty] | 2 | 2 | 4 | 2 | 3 | 1 | 1 |  | 0
PG&E NGBA | Hopland | 115 | Geothermal |  |  | 0 | 0 | 0 | 0 | 0 | 0 | 0 | 0 | 0 | 5 | 2 | 1 | 1 | [13 empty] | 2 | 2 | 4 | 2 | 3 | 1 | 1 |  | 0
PG&E NGBA | Hopland | 60 | Geothermal |  |  | 0 | 0 | 0 | 0 | 0 | 0 | 0 | 0 | 0 | 5 | 2 | 1 | 1 | [13 empty] | 2 | 2 | 4 | 2 | 3 | 1 | 1 |  | 0
PG&E NGBA | Humboldt | 115 | Geothermal |  |  | 0 | 0 | 0 | 0 | 0 | 0 | 0 | 0 | 0 | 5 | 2 | 1 | 1 | [13 empty] | 2 | 2 | 3 | 2 | 3 | 1 | 1 |  | 0
PG&E NGBA | Humboldt | 60 | Geothermal |  |  | 0 | 0 | 0 | 0 | 0 | 0 | 0 | 0 | 0 | 5 | 2 | 1 | 1 | [13 empty] | 2 | 2 | 3 | 2 | 3 | 1 | 1 |  | 0
PG&E NGBA | Humboldt | 500 | Geothermal |  |  | 0 | 0 | 0 | 0 | 0 | 0 | 0 | 0 | 0 | 5 | 4 | 5 | 4 | [13 empty] | 2 | 2 | 3 | 2 | 3 | 1 | 1 |  | 0
SCE Metro | Huntington Beach | 230 | Geothermal |  |  | 0 | 0 | 0 | 0 | 0 | 0 | 0 | 0 | 0 | 1 | 1 | 1 | 1 | [13 empty] | 1 | 1 | 1 | 1 | 2 | 1 | 1 |  | 0
PG&E NGBA | Ignacio | 115 | Geothermal |  |  | 0 | 0 | 0 | 0 | 0 | 0 | 0 | 0 | 0 | 5 | 2 | 1 | 1 | [13 empty] | 2 | 1 | 4 | 1 | 3 | 1 | 1 |  | 0
PG&E NGBA | Ignacio | 230 | Geothermal |  |  | 0 | 0 | 0 | 0 | 0 | 0 | 0 | 0 | 0 | 5 | 2 | 1 | 1 | [13 empty] | 2 | 1 | 4 | 1 | 3 | 1 | 1 |  | 0
PG&E NGBA | Ignacio | 60 | Geothermal |  |  | 0 | 0 | 0 | 0 | 0 | 0 | 0 | 0 | 0 | 5 | 2 | 1 | 1 | [13 empty] | 2 | 1 | 4 | 1 | 3 | 1 | 1 |  | 0
SDGE | Imperial Beach | 69 | Geothermal |  |  | 0 | 0 | 0 | 0 | 0 | 0 | 0 | 0 | 0 | 1 | 1 | 1 | 1 | [13 empty] | 2 | 1 | 3 | 1 | 2 | 1 | 1 |  | 0
SDGE | Imperial Valley | 230 | Geothermal | YES | Imperial-IID | 140 | 0 | 140 | 0 | 0 | 0 | 140 | 0 | 140 | 1 | 1 | 1 | 1 | 1 |  | 1 |  |  |  | 1 | 1 | 1 | 1 | 1 | 1 | 1 | 1 | 1 | 2 | 2 | 1 | 5- | 3 | Reduction due to less geothermal in portfolio | 1
SDGE | Imperial Valley | 500 | Geothermal |  |  | 0 | 0 | 0 | 0 | 0 | 0 | 0 | 0 | 0 | 1 | 1 | 1 | 1 | [13 empty] | 1 | 1 | 2 | 2 | 1 | 1 | 1 |  | 0
EOP | Innovation | 138 | Geothermal |  |  | 0 | 0 | 0 | 0 | 0 | 0 | 0 | 0 | 0 | 1 | 1 | 1 | 1 | [13 empty] | 2 | 2 | 4 | 1 | 3 | 1 | 1 |  | 0
EOP | Innovation | 230 | Geothermal |  |  | 0 | 0 | 0 | 0 | 0 | 0 | 0 | 0 | 0 | 1 | 1 | 1 | 1 | [13 empty] | 2 | 2 | 4 | 1 | 3 | 1 | 1 |  | 0
SCE NOL | Inyokern | 115 | Geothermal |  |  | 0 | 0 | 0 | 0 | 0 | 0 | 0 | 0 | 0 | 3 | 3 | 1 | 1 | [13 empty] | 2 | 2 | 4 | 1 | 3 | 1 | 1 |  | 0
EOP | IS Tap | 138 | Geothermal |  |  | 0 | 0 | 0 | 0 | 0 | 0 | 0 | 0 | 0 | 1 | 1 | 1 | 1 | [13 empty] | 2 | 2 | 4 | 1 | 3 | 1 | 1 |  | 0
EOP | Ivanpah | 115 | Geothermal |  |  | 0 | 0 | 0 | 0 | 0 | 0 | 0 | 0 | 0 | 1 | 1 | 1 | 1 | [13 empty] | 2 | 2 | 4 | 1 | 1 | 1 | 1 |  | 0
EOP | Ivanpah | 230 | Geothermal |  |  | 0 | 0 | 0 | 0 | 0 | 0 | 0 | 0 | 0 | 1 | 1 | 1 | 1 | [13 empty] | 2 | 2 | 4 | 1 | 1 | 1 | 1 |  | 0
EOP | Jackass (DOE) | 138 | Geothermal |  |  | 0 | 0 | 0 | 0 | 0 | 0 | 0 | 0 | 0 | 1 | 1 | 1 | 1 | [13 empty] | 2 | 2 | 4 | 1 | 3 | 1 | 1 |  | 0
PG&E NGBA | James B Black | 230 | Geothermal |  |  | 0 | 0 | 0 | 0 | 0 | 0 | 0 | 0 | 0 | 5 | 2 | 1 | 1 | [13 empty] | 2 | 2 | 4 | 2 | 3 | 1 | 1 |  | 0
PG&E GBA | Jefferson | 230 | Geothermal |  |  | 0 | 0 | 0 | 0 | 0 | 0 | 0 | 0 | 0 | 1 | 1 | 1 | 1 | [13 empty] | 2 | 1 | 3 | 1 | 2 | 1 | 1 |  | 0
PG&E NGBA | Jessup | 115 | Geothermal |  |  | 0 | 0 | 0 | 0 | 0 | 0 | 0 | 0 | 0 | 5 | 2 | 1 | 1 | [13 empty] | 2 | 2 | 3 | 2 | 3 | 1 | 1 |  | 0
SCE Metro | Johanna | 230 | Geothermal |  |  | 0 | 0 | 0 | 0 | 0 | 0 | 0 | 0 | 0 | 1 | 1 | 1 | 1 | [13 empty] | 1 | 1 | 2 | 1 | 1 | 1 | 1 |  | 0
SCE Eastern | Julian Hinds | 230 | Geothermal |  |  | 0 | 0 | 0 | 0 | 0 | 0 | 0 | 0 | 0 | 5 | 5 | 3 | 3 | [13 empty] | 2 | 1 | 4 | 1 | 3 | 1 | 1 |  | 0
PG&E GBA | Kasson | 115 | Geothermal |  |  | 0 | 0 | 0 | 0 | 0 | 0 | 0 | 0 | 0 | 5 | 2 | 1 | 1 | [13 empty] | 1 | 1 | 4 | 2 | 1 | 1 | 1 |  | 0
PG&E GBA | Kasson | 60 | Geothermal |  |  | 0 | 0 | 0 | 0 | 0 | 0 | 0 | 0 | 0 | 5 | 2 | 1 | 1 | [13 empty] | 1 | 1 | 4 | 2 | 1 | 1 | 1 |  | 0
PG&E FRESNO | Kearney | 230 | Geothermal |  |  | 0 | 0 | 0 | 0 | 0 | 0 | 0 | 0 | 0 | 5 | 2 | 1 | 1 | [13 empty] | 1 | 1 | 3 | 2 | 1 | 1 | 1 |  | 0
PG&E FRESNO | Kearney | 70 | Geothermal |  |  | 0 | 0 | 0 | 0 | 0 | 0 | 0 | 0 | 0 | 5 | 2 | 1 | 1 | [13 empty] | 1 | 1 | 3 | 2 | 1 | 1 | 1 |  | 0
PG&E GBA | Kelso | 230 | Geothermal |  |  | 0 | 0 | 0 | 0 | 0 | 0 | 0 | 0 | 0 | 5 | 2 | 1 | 1 | [13 empty] | 2 | 1 | 2 | 1 | 2 | 1 | 1 |  | 0
PG&E FRESNO | Kerchoff 1 | 115 | Geothermal |  |  | 0 | 0 | 0 | 0 | 0 | 0 | 0 | 0 | 0 | 5 | 2 | 1 | 1 | [13 empty] | 1 | 1 | 4 | 2 | 3 | 1 | 1 |  | 0
PG&E KERN | Kern Oil | 115 | Geothermal |  |  | 0 | 0 | 0 | 0 | 0 | 0 | 0 | 0 | 0 | 5 | 2 | 4 | 2 | [13 empty] | 1 | 1 | 1 | 1 | 1 | 1 | 1 |  | 0
PG&E KERN | Kern PP | 115 | Geothermal |  |  | 0 | 0 | 0 | 0 | 0 | 0 | 0 | 0 | 0 | 5 | 2 | 4 | 2 | [13 empty] | 1 | 1 | 2 | 1 | 2 | 1 | 1 |  | 0
PG&E KERN | Kern PP | 230 | Geothermal |  |  | 0 | 0 | 0 | 0 | 0 | 0 | 0 | 0 | 0 | 5 | 2 | 4 | 2 | [13 empty] | 1 | 1 | 2 | 1 | 2 | 1 | 1 |  | 0
PG&E KERN | Kern PP | 70 | Geothermal |  |  | 0 | 0 | 0 | 0 | 0 | 0 | 0 | 0 | 0 | 1 | 1 | 1 | 1 | [13 empty] | 1 | 1 | 2 | 1 | 2 | 1 | 1 |  | 0
PG&E KERN | Kernridge | 115 | Geothermal |  |  | 0 | 0 | 0 | 0 | 0 | 0 | 0 | 0 | 0 | 5 | 2 | 4 | 2 | [13 empty] | 1 | 1 | 1 | 1 | 1 | 1 | 1 |  | 0
PG&E FRESNO | Kingsburg | 115 | Geothermal |  |  | 0 | 0 | 0 | 0 | 0 | 0 | 0 | 0 | 0 | 5 | 2 | 4 | 2 | [13 empty] | 1 | 1 | 2 | 2 | 1 | 1 | 1 |  | 0
PG&E GBA | Kirker | 115 | Geothermal |  |  | 0 | 0 | 0 | 0 | 0 | 0 | 0 | 0 | 0 | 5 | 2 | 1 | 1 | [13 empty] | 2 | 1 | 3 | 1 | 1 | 1 | 1 |  | 0
PG&E NGBA | Knights Landing | 115 | Geothermal |  |  | 0 | 0 | 0 | 0 | 0 | 0 | 0 | 0 | 0 | 5 | 2 | 1 | 1 | [13 empty] | 2 | 1 | 4 | 2 | 3 | 1 | 1 |  | 0
PG&E NGBA | Konocti | 60 | Geothermal |  |  | 0 | 0 | 0 | 0 | 0 | 0 | 0 | 0 | 0 | 5 | 2 | 1 | 1 | [13 empty] | 2 | 2 | 4 | 2 | 3 | 1 | 1 |  | 0
SCE NOL | Kramer | 115 | Geothermal |  |  | 0 | 0 | 0 | 0 | 0 | 0 | 0 | 0 | 0 | 3 | 3 | 1 | 1 | [13 empty] | 2 | 1 | 4 | 1 | 3 | 1 | 1 |  | 0
SCE NOL | Kramer | 230 | Geothermal |  |  | 0 | 0 | 0 | 0 | 0 | 0 | 0 | 0 | 0 | 3 | 3 | 1 | 1 | [13 empty] | 2 | 1 | 4 | 1 | 3 | 1 | 1 |  | 0
SCE Metro | La Cienega | 230 | Geothermal |  |  | 0 | 0 | 0 | 0 | 0 | 0 | 0 | 0 | 0 | 1 | 1 | 1 | 1 | [13 empty] | 1 | 1 | 2 | 1 | 2 | 1 | 1 |  | 0
SCE Metro | La Fresa | 230 | Geothermal |  |  | 0 | 0 | 0 | 0 | 0 | 0 | 0 | 0 | 0 | 1 | 1 | 1 | 1 | [13 empty] | 1 | 1 | 2 | 1 | 2 | 1 | 1 |  | 0
SCE Metro | Laguna Bell | 230 | Geothermal |  |  | 0 | 0 | 0 | 0 | 0 | 0 | 0 | 0 | 0 | 1 | 1 | 1 | 1 | [13 empty] | 1 | 1 | 2 | 1 | 1 | 1 | 1 |  | 0
PG&E KERN | Lakeview | 70 | Geothermal |  |  | 0 | 0 | 0 | 0 | 0 | 0 | 0 | 0 | 0 | 5 | 2 | 4 | 2 | [13 empty] | 1 | 1 | 4 | 1 | 1 | 1 | 1 |  | 0
PG&E NGBA | Lakeville | 230 | Geothermal |  |  | 0 | 0 | 0 | 0 | 0 | 0 | 0 | 0 | 0 | 5 | 2 | 1 | 1 | [13 empty] | 2 | 1 | 4 | 2 | 3 | 1 | 1 |  | 0
PG&E NGBA | Lakeville | 60 | Geothermal |  |  | 0 | 0 | 0 | 0 | 0 | 0 | 0 | 0 | 0 | 5 | 2 | 1 | 1 | [13 empty] | 2 | 1 | 4 | 2 | 3 | 1 | 1 |  | 0
PG&E NGBA | Lakeville | 115 | Geothermal |  |  | 0 | 0 | 0 | 0 | 0 | 0 | 0 | 0 | 0 | 5 | 2 | 1 | 1 | [13 empty] | 2 | 1 | 4 | 2 | 3 | 1 | 1 |  | 0
PG&E GBA | Lakewood | 115 | Geothermal |  |  | 0 | 0 | 0 | 0 | 0 | 0 | 0 | 0 | 0 | 5 | 2 | 1 | 1 | [13 empty] | 2 | 1 | 3 | 1 | 2 | 1 | 1 |  | 0
PG&E NGBA | Lambie | 230 | Geothermal |  |  | 0 | 0 | 0 | 0 | 0 | 0 | 0 | 0 | 0 | 5 | 2 | 1 | 1 | [13 empty] | 2 | 1 | 1 | 1 | 1 | 1 | 1 |  | 0
PG&E GBA | Lammers | 115 | Geothermal |  |  | 0 | 0 | 0 | 0 | 0 | 0 | 0 | 0 | 0 | 5 | 2 | 1 | 1 | [13 empty] | 1 | 1 | 1 | 2 | 2 | 1 | 1 |  | 0
PG&E KERN | Lamont | 115 | Geothermal |  |  | 0 | 0 | 0 | 0 | 0 | 0 | 0 | 0 | 0 | 5 | 2 | 4 | 2 | [13 empty] | 1 | 1 | 2 | 1 | 1 | 1 | 1 |  | 0
PG&E FRESNO | Las Aguilas | 230 | Geothermal |  |  | 0 | 0 | 0 | 0 | 0 | 0 | 0 | 0 | 0 | 1 | 1 | 1 | 1 | [13 empty] | 2 | 2 | 4 | 2 | 2 | 1 | 1 |  | 0
EOP | Lathrop | 138 | Geothermal |  |  | 0 | 0 | 0 | 0 | 0 | 0 | 0 | 0 | 0 | 1 | 1 | 1 | 1 | [13 empty] | 2 | 2 | 4 | 1 | 3 | 1 | 1 |  | 0
EOP | Lathrop | 230 | Geothermal |  |  | 0 | 0 | 0 | 0 | 0 | 0 | 0 | 0 | 0 | 1 | 1 | 1 | 1 | [13 empty] | 2 | 2 | 4 | 1 | 3 | 1 | 1 |  | 0
PG&E FRESNO | Le Grand | 115 | Geothermal |  |  | 0 | 0 | 0 | 0 | 0 | 0 | 0 | 0 | 0 | 5 | 2 | 1 | 1 | [13 empty] | 1 | 1 | 3 | 2 | 1 | 1 | 1 |  | 0
PG&E FRESNO | Lemoore | 70 | Geothermal |  |  | 0 | 0 | 0 | 0 | 0 | 0 | 0 | 0 | 0 | 1 | 1 | 1 | 1 | [13 empty] | 1 | 1 | 3 | 2 | 2 | 1 | 1 |  | 0
PG&E KERN | Lerdo | 115 | Geothermal |  |  | 0 | 0 | 0 | 0 | 0 | 0 | 0 | 0 | 0 | 5 | 2 | 4 | 2 | [13 empty] | 1 | 1 | 4 | 1 | 1 | 1 | 1 |  | 0
SCE Metro | Lewis | 230 | Geothermal |  |  | 0 | 0 | 0 | 0 | 0 | 0 | 0 | 0 | 0 | 1 | 1 | 1 | 1 | [13 empty] | 1 | 1 | 3 | 1 | 2 | 1 | 1 |  | 0
SCE Metro | Lighthipe | 230 | Geothermal |  |  | 0 | 0 | 0 | 0 | 0 | 0 | 0 | 0 | 0 | 1 | 1 | 1 | 1 | [13 empty] | 1 | 1 | 2 | 1 | 1 | 1 | 1 |  | 0
SDGE | Lilac | 69 | Geothermal |  |  | 0 | 0 | 0 | 0 | 0 | 0 | 0 | 0 | 0 | 1 | 1 | 1 | 1 | [13 empty] | 2 | 1 | 3 | 1 | 3 | 1 | 1 |  | 0
PG&E NGBA | Lincoln | 115 | Geothermal |  |  | 0 | 0 | 0 | 0 | 0 | 0 | 0 | 0 | 0 | 5 | 2 | 1 | 1 | [13 empty] | 2 | 1 | 3 | 2 | 3 | 1 | 1 |  | 0
PG&E KERN | Live Oak | 115 | Geothermal |  |  | 0 | 0 | 0 | 0 | 0 | 0 | 0 | 0 | 0 | 5 | 2 | 4 | 2 | [13 empty] | 1 | 1 | 1 | 1 | 1 | 1 | 1 |  | 0
PG&E GBA | Llagas | 115 | Geothermal |  |  | 0 | 0 | 0 | 0 | 0 | 0 | 0 | 0 | 0 | 1 | 1 | 1 | 1 | [13 empty] | 2 | 1 | 2 | 2 | 1 | 1 | 1 |  | 0
PG&E GBA | Lockeford | 115 | Geothermal |  |  | 0 | 0 | 0 | 0 | 0 | 0 | 0 | 0 | 0 | 5 | 2 | 1 | 1 | [13 empty] | 1 | 1 | 4 | 2 | 2 | 1 | 1 |  | 0
PG&E GBA | Lockeford | 230 | Geothermal |  |  | 0 | 0 | 0 | 0 | 0 | 0 | 0 | 0 | 0 | 5 | 2 | 1 | 1 | [13 empty] | 1 | 1 | 4 | 2 | 2 | 1 | 1 |  | 0
PG&E GBA | Lockeford | 60 | Geothermal |  |  | 0 | 0 | 0 | 0 | 0 | 0 | 0 | 0 | 0 | 5 | 2 | 1 | 1 | [13 empty] | 1 | 1 | 4 | 2 | 2 | 1 | 1 |  | 0
PG&E GBA | Lodi | 230 | Geothermal |  |  | 0 | 0 | 0 | 0 | 0 | 0 | 0 | 0 | 0 | 5 | 2 | 1 | 1 | [13 empty] | 1 | 1 | 1 | 2 | 1 | 1 | 1 |  | 0
PG&E NGBA | Logan Creek | 230 | Geothermal |  |  | 0 | 0 | 0 | 0 | 0 | 0 | 0 | 0 | 0 | 5 | 2 | 1 | 1 | [13 empty] | 2 | 2 | 4 | 1 | 2 | 1 | 1 |  | 0
PG&E GBA | Lone Tree | 230 | Geothermal |  |  | 0 | 0 | 0 | 0 | 0 | 0 | 0 | 0 | 0 | 5 | 2 | 1 | 1 | [13 empty] | 2 | 1 | 3 | 1 | 2 | 1 | 1 |  | 0
PG&E FRESNO | Los Banos | 230 | Geothermal |  |  | 0 | 0 | 0 | 0 | 0 | 0 | 0 | 0 | 0 | 1 | 1 | 1 | 1 | [13 empty] | 1 | 1 | 4 | 2 | 1 | 1 | 1 |  | 0
PG&E FRESNO | Los Banos | 500 | Geothermal |  |  | 0 | 0 | 0 | 0 | 0 | 0 | 0 | 0 | 0 | 1 | 1 | 1 | 1 | [13 empty] | 1 | 1 | 4 | 2 | 1 | 1 | 1 |  | 0
SDGE | Los Coches | 138 | Geothermal |  |  | 0 | 0 | 0 | 0 | 0 | 0 | 0 | 0 | 0 | 5 | 5 | 1 | 1 | [13 empty] | 2 | 2 | 4 | 2 | 3 | 1 | 1 |  | 0
SDGE | Los Coches | 69 | Geothermal |  |  | 0 | 0 | 0 | 0 | 0 | 0 | 0 | 0 | 0 | 1 | 1 | 1 | 1 | [13 empty] | 2 | 2 | 4 | 2 | 3 | 1 | 1 |  | 0
PG&E GBA | Los Esteros | 115 | Geothermal |  |  | 0 | 0 | 0 | 0 | 0 | 0 | 0 | 0 | 0 | 1 | 1 | 1 | 1 | [13 empty] | 2 | 1 | 1 | 2 | 1 | 1 | 1 |  | 0
PG&E GBA | Los Esteros | 230 | Geothermal |  |  | 0 | 0 | 0 | 0 | 0 | 0 | 0 | 0 | 0 | 1 | 1 | 1 | 1 | [13 empty] | 2 | 1 | 1 | 2 | 1 | 1 | 1 |  | 0
PG&E GBA | Los Positas | 230 | Geothermal |  |  | 0 | 0 | 0 | 0 | 0 | 0 | 0 | 0 | 0 | 5 | 2 | 1 | 1 | [13 empty] | 2 | 1 | 3 | 1 | 3 | 1 | 1 |  | 0
PG&E GBA | Los Positas | 60 | Geothermal |  |  | 0 | 0 | 0 | 0 | 0 | 0 | 0 | 0 | 0 | 5 | 2 | 1 | 1 | [13 empty] | 2 | 1 | 3 | 1 | 3 | 1 | 1 |  | 0
SDGE | Loveland | 69 | Geothermal |  |  | 0 | 0 | 0 | 0 | 0 | 0 | 0 | 0 | 0 | 1 | 1 | 1 | 1 | [13 empty] | 2 | 1 | 3 | 1 | 3 | 1 | 1 |  | 0
SCE NOL | Lugo | 230 | Geothermal |  |  | 0 | 0 | 0 | 0 | 0 | 0 | 0 | 0 | 0 | 1 | 1 | 1 | 1 | [13 empty] | 2 | 1 | 4 | 1 | 2 | 1 | 1 |  | 0
SCE Metro | Lugo | 500 | Geothermal | YES | Utah, Northern Nevada | 389 | 0 | 389 | 366 | 0 | 366 | 23 | 0 | 23 | 1 | 1 | 1 | 1 | N/A |  | N/A |  |  |  | N/A | N/A | N/A | N/A | N/A | N/A | N/A | 2 | 1 | 4 | 1 | 2 | 3- | 1 |  | 1
PG&E FRESNO | Madera | 70 | Geothermal |  |  | 0 | 0 | 0 | 0 | 0 | 0 | 0 | 0 | 0 | 5 | 2 | 1 | 1 | [13 empty] | 1 | 1 | 4 | 2 | 1 | 1 | 1 |  | 0
PG&E NGBA | Madison | 115 | Geothermal |  |  | 0 | 0 | 0 | 0 | 0 | 0 | 0 | 0 | 0 | 5 | 2 | 1 | 1 | [13 empty] | 2 | 1 | 4 | 2 | 3 | 1 | 1 |  | 0
PG&E KERN | Magunden | 115 | Geothermal |  |  | 0 | 0 | 0 | 0 | 0 | 0 | 0 | 0 | 0 | 5 | 2 | 4 | 2 | [13 empty] | 1 | 1 | 2 | 1 | 1 | 1 | 1 |  | 0
SCE Northern | Magunden | 230 | Geothermal |  |  | 0 | 0 | 0 | 0 | 0 | 0 | 0 | 0 | 0 | 1 | 1 | 1 | 1 | [13 empty] | 1 | 1 | 2 | 1 | 1 | 1 | 1 |  | 0
PG&E FRESNO | Malaga | 115 | Geothermal |  |  | 0 | 0 | 0 | 0 | 0 | 0 | 0 | 0 | 0 | 5 | 2 | 4 | 2 | [13 empty] | 1 | 1 | 1 | 2 | 1 | 1 | 1 |  | 0
PG&E NGBA | Malin | 500 | Geothermal | YES | Northern Nevada, Oregon geothermal | 100 | 0 | 100 | 0 | 0 | 0 | 100 | 0 | 100 | 5 | 2 | 1 | 1 | [13 empty] | 2 | 2 | 4 | 2 | 3 | 5- | 1 |  | 1
SCE Northern | Mandalay | 230 | Geothermal |  |  | 0 | 0 | 0 | 0 | 0 | 0 | 0 | 0 | 0 | 1 | 1 | 1 | 1 | [13 empty] | 2 | 1 | 2 | 1 | 1 | 1 | 1 |  | 0
PG&E FRESNO | Manning | 230 | Geothermal |  |  | 0 | 0 | 0 | 0 | 0 | 0 | 0 | 0 | 0 | 1 | 1 | 1 | 1 | [13 empty] | 1 | 1 | 2 | 2 | 1 | 1 | 1 |  | 0
PG&E FRESNO | Manning | 500 | Geothermal |  |  | 0 | 0 | 0 | 0 | 0 | 0 | 0 | 0 | 0 | 1 | 1 | 1 | 1 | [13 empty] | 1 | 1 | 2 | 2 | 1 | 1 | 1 |  | 0
PG&E GBA | Manteca | 115 | Geothermal |  |  | 0 | 0 | 0 | 0 | 0 | 0 | 0 | 0 | 0 | 5 | 2 | 4 | 2 | [13 empty] | 1 | 1 | 2 | 2 | 2 | 1 | 1 |  | 0
SDGE | Margarita | 138 | Geothermal |  |  | 0 | 0 | 0 | 0 | 0 | 0 | 0 | 0 | 0 | 1 | 1 | 1 | 1 | [13 empty] | 1 | 1 | 2 | 1 | 3 | 1 | 1 |  | 0
PG&E GBA | Martin | 230 | Geothermal |  |  | 0 | 0 | 0 | 0 | 0 | 0 | 0 | 0 | 0 | 5 | 2 | 1 | 1 | [13 empty] | 2 | 1 | 3 | 1 | 2 | 1 | 1 |  | 0
PG&E GBA | Martin | 115 | Geothermal |  |  | 0 | 0 | 0 | 0 | 0 | 0 | 0 | 0 | 0 | 1 | 1 | 1 | 1 | [13 empty] | 2 | 1 | 3 | 1 | 2 | 1 | 1 |  | 0
PG&E GBA | Martinez | 115 | Geothermal |  |  | 0 | 0 | 0 | 0 | 0 | 0 | 0 | 0 | 0 | 5 | 2 | 1 | 1 | [13 empty] | 2 | 1 | 1 | 1 | 1 | 1 | 1 |  | 0
PG&E FRESNO | Mc Mullin | 230 | Geothermal |  |  | 0 | 0 | 0 | 0 | 0 | 0 | 0 | 0 | 0 | 5 | 2 | 1 | 1 | [13 empty] | 1 | 1 | 3 | 2 | 1 | 1 | 1 |  | 0
PG&E FRESNO | McCall | 115 | Geothermal |  |  | 0 | 0 | 0 | 0 | 0 | 0 | 0 | 0 | 0 | 5 | 2 | 1 | 1 | [13 empty] | 1 | 1 | 3 | 2 | 1 | 1 | 1 |  | 0
PG&E FRESNO | McCall | 230 | Geothermal |  |  | 0 | 0 | 0 | 0 | 0 | 0 | 0 | 0 | 0 | 5 | 2 | 1 | 1 | [13 empty] | 1 | 1 | 3 | 2 | 1 | 1 | 1 |  | 0
PG&E GBA | Meadow Lane | 115 | Geothermal |  |  | 0 | 0 | 0 | 0 | 0 | 0 | 0 | 0 | 0 | 5 | 2 | 1 | 1 | [13 empty] | 2 | 1 | 2 | 1 | 1 | 1 | 1 |  | 0
PG&E GBA | Melones | 115 | Geothermal |  |  | 0 | 0 | 0 | 0 | 0 | 0 | 0 | 0 | 0 | 5 | 2 | 1 | 1 | [13 empty] | 2 | 1 | 4 | 1 | 3 | 1 | 1 |  | 0
PG&E GBA | Melones | 230 | Geothermal |  |  | 0 | 0 | 0 | 0 | 0 | 0 | 0 | 0 | 0 | 5 | 2 | 1 | 1 | [13 empty] | 2 | 1 | 4 | 1 | 3 | 1 | 1 |  | 0
SDGE | Melrose | 69 | Geothermal |  |  | 0 | 0 | 0 | 0 | 0 | 0 | 0 | 0 | 0 | 1 | 1 | 1 | 1 | [13 empty] | 2 | 1 | 3 | 1 | 3 | 1 | 1 |  | 0
PG&E NGBA | Mendocino | 115 | Geothermal |  |  | 0 | 0 | 0 | 0 | 0 | 0 | 0 | 0 | 0 | 5 | 2 | 1 | 1 | [13 empty] | 2 | 2 | 4 | 2 | 3 | 1 | 1 |  | 0
PG&E NGBA | Mendocino | 60 | Geothermal |  |  | 0 | 0 | 0 | 0 | 0 | 0 | 0 | 0 | 0 | 5 | 2 | 1 | 1 | [13 empty] | 2 | 2 | 4 | 2 | 3 | 1 | 1 |  | 0
PG&E FRESNO | Mendota | 115 | Geothermal |  |  | 0 | 0 | 0 | 0 | 0 | 0 | 0 | 0 | 0 | 5 | 2 | 1 | 1 | [13 empty] | 1 | 1 | 3 | 2 | 1 | 1 | 1 |  | 0
PG&E GBA | Menlo | 60 | Geothermal |  |  | 0 | 0 | 0 | 0 | 0 | 0 | 0 | 0 | 0 | 5 | 2 | 1 | 1 | [13 empty] | 2 | 1 | 3 | 1 | 2 | 1 | 1 |  | 0
PG&E FRESNO | Merced | 115 | Geothermal |  |  | 0 | 0 | 0 | 0 | 0 | 0 | 0 | 0 | 0 | 5 | 2 | 1 | 1 | [13 empty] | 1 | 1 | 4 | 2 | 1 | 1 | 1 |  | 0
EOP | Mercury | 138 | Geothermal |  |  | 0 | 0 | 0 | 0 | 0 | 0 | 0 | 0 | 0 | 1 | 1 | 1 | 1 | [13 empty] | 2 | 2 | 4 | 1 | 3 | 1 | 1 |  | 0
PG&E FRESNO | Mercy Springs | 70 | Geothermal |  |  | 0 | 0 | 0 | 0 | 0 | 0 | 0 | 0 | 0 | 1 | 1 | 1 | 1 | [13 empty] | 1 | 1 | 4 | 2 | 1 | 1 | 1 |  | 0
PG&E NGBA | Meridian | 60 | Geothermal |  |  | 0 | 0 | 0 | 0 | 0 | 0 | 0 | 0 | 0 | 5 | 2 | 1 | 1 | [13 empty] | 2 | 2 | 4 | 1 | 3 | 1 | 1 |  | 0
PG&E KERN | Mesa (PGE) | 115 | Geothermal |  |  | 0 | 0 | 0 | 0 | 0 | 0 | 0 | 0 | 0 | 1 | 1 | 1 | 1 | [13 empty] | 2 | 2 | 3 | 2 | 2 | 1 | 1 |  | 0
PG&E KERN | Mesa (PGE) | 230 | Geothermal |  |  | 0 | 0 | 0 | 0 | 0 | 0 | 0 | 0 | 0 | 5 | 2 | 4 | 2 | [13 empty] | 2 | 2 | 3 | 2 | 2 | 1 | 1 |  | 0
SCE Metro | Mesa (SCE) | 230 | Geothermal |  |  | 0 | 0 | 0 | 0 | 0 | 0 | 0 | 0 | 0 | 1 | 1 | 1 | 1 | [13 empty] | 1 | 1 | 3 | 1 | 2 | 1 | 1 |  | 0
SCE Metro | Mesa (SCE) | 500 | Geothermal |  |  | 0 | 0 | 0 | 0 | 0 | 0 | 0 | 0 | 0 | 1 | 1 | 1 | 1 | [13 empty] | 1 | 1 | 3 | 1 | 2 | 1 | 1 |  | 0
SDGE | Mesa Heights | 69 | Geothermal |  |  | 0 | 0 | 0 | 0 | 0 | 0 | 0 | 0 | 0 | 1 | 1 | 1 | 1 | [13 empty] | 2 | 1 | 2 | 1 | 3 | 1 | 1 |  | 0
PG&E GBA | Metcalf | 115 | Geothermal |  |  | 0 | 0 | 0 | 0 | 0 | 0 | 0 | 0 | 0 | 1 | 1 | 1 | 1 | [13 empty] | 2 | 1 | 1 | 2 | 3 | 1 | 1 |  | 0
PG&E GBA | Metcalf | 230 | Geothermal |  |  | 0 | 0 | 0 | 0 | 0 | 0 | 0 | 0 | 0 | 1 | 1 | 1 | 1 | [13 empty] | 2 | 1 | 1 | 2 | 3 | 1 | 1 |  | 0
PG&E GBA | Metcalf | 500 | Geothermal |  |  | 0 | 0 | 0 | 0 | 0 | 0 | 0 | 0 | 0 | 1 | 1 | 1 | 1 | [13 empty] | 2 | 1 | 1 | 2 | 3 | 1 | 1 |  | 0
PG&E KERN | Midway | 115 | Geothermal |  |  | 0 | 0 | 0 | 0 | 0 | 0 | 0 | 0 | 0 | 5 | 2 | 4 | 2 | [13 empty] | 1 | 1 | 3 | 1 | 1 | 1 | 1 |  | 0
PG&E KERN | Midway | 230 | Geothermal |  |  | 0 | 0 | 0 | 0 | 0 | 0 | 0 | 0 | 0 | 5 | 2 | 4 | 2 | [13 empty] | 1 | 1 | 3 | 1 | 1 | 1 | 1 |  | 0
PG&E KERN | Midway | 500 | Geothermal |  |  | 0 | 0 | 0 | 0 | 0 | 0 | 0 | 0 | 0 | 5 | 2 | 4 | 2 | [13 empty] | 1 | 1 | 3 | 1 | 1 | 1 | 1 |  | 0
SDGE | Miguel | 230 | Geothermal |  |  | 0 | 0 | 0 | 0 | 0 | 0 | 0 | 0 | 0 | 1 | 1 | 1 | 1 | [13 empty] | 2 | 1 | 3 | 1 | 2 | 1 | 1 |  | 0
SDGE | Miguel | 500 | Geothermal |  |  | 0 | 0 | 0 | 0 | 0 | 0 | 0 | 0 | 0 | 1 | 1 | 1 | 1 | [13 empty] | 2 | 1 | 3 | 1 | 2 | 1 | 1 |  | 0
SDGE | Miguel | 69 | Geothermal |  |  | 0 | 0 | 0 | 0 | 0 | 0 | 0 | 0 | 0 | 1 | 1 | 1 | 1 | [13 empty] | 2 | 1 | 3 | 1 | 2 | 1 | 1 |  | 0
PG&E GBA | Millbrae | 115 | Geothermal |  |  | 0 | 0 | 0 | 0 | 0 | 0 | 0 | 0 | 0 | 1 | 1 | 1 | 1 | [13 empty] | 2 | 1 | 3 | 1 | 2 | 1 | 1 |  | 0
PG&E GBA | Miller | 115 | Geothermal |  |  | 0 | 0 | 0 | 0 | 0 | 0 | 0 | 0 | 0 | 5 | 2 | 1 | 1 | [13 empty] | 1 | 1 | 4 | 2 | 1 | 1 | 1 |  | 0
SCE Metro | Mira Loma | 230 | Geothermal |  |  | 0 | 0 | 0 | 0 | 0 | 0 | 0 | 0 | 0 | 1 | 1 | 1 | 1 | [13 empty] | 1 | 1 | 1 | 1 | 1 | 1 | 1 |  | 0
SCE Metro | Mira Loma | 500 | Geothermal |  |  | 0 | 0 | 0 | 0 | 0 | 0 | 0 | 0 | 0 | 1 | 1 | 1 | 1 | [13 empty] | 1 | 1 | 1 | 1 | 1 | 1 | 1 |  | 0
SCE Eastern | Mirage | 115 | Geothermal |  |  | 0 | 0 | 0 | 0 | 0 | 0 | 0 | 0 | 0 | 5 | 5 | 3 | 3 | [13 empty] | 2 | 1 | 3 | 1 | 3 | 1 | 1 |  | 0
SCE Eastern | Mirage | 230 | Geothermal | YES | Imperial-IID | 556.5 | 0 | 556.5 | 0 | 0 | 0 | 556.5 | 0 | 556.5 | 5 | 5 | 3 | 3 | 1 |  | 1 |  |  |  | 1 | 1 | 1 | 2 | 2 | 2 | 1 | 2 | 1 | 3 | 1 | 3 | 3- | 3 | Some shifted to Utah geothermal to align with in-development geothermal and less geothermal in portfolio | 1
SDGE | Mission | 138 | Geothermal |  |  | 0 | 0 | 0 | 0 | 0 | 0 | 0 | 0 | 0 | 1 | 1 | 1 | 1 | [13 empty] | 2 | 1 | 2 | 1 | 2 | 1 | 1 |  | 0
SDGE | Mission | 230 | Geothermal |  |  | 0 | 0 | 0 | 0 | 0 | 0 | 0 | 0 | 0 | 1 | 1 | 1 | 1 | [13 empty] | 2 | 1 | 2 | 1 | 2 | 1 | 1 |  | 0
SDGE | Mission | 69 | Geothermal |  |  | 0 | 0 | 0 | 0 | 0 | 0 | 0 | 0 | 0 | 1 | 1 | 1 | 1 | [13 empty] | 2 | 1 | 2 | 1 | 2 | 1 | 1 |  | 0
PG&E GBA | Mi-Wuk | 115 | Geothermal |  |  | 0 | 0 | 0 | 0 | 0 | 0 | 0 | 0 | 0 | 5 | 2 | 1 | 1 | [13 empty] | 2 | 1 | 4 | 1 | 3 | 1 | 1 |  | 0
EOP | Mohave | 500 | Geothermal |  |  | 0 | 0 | 0 | 0 | 0 | 0 | 0 | 0 | 0 | 1 | 1 | 1 | 1 | [13 empty] | 2 | 2 | 3 | 1 | 3 | 1 | 1 |  | 0
PG&E NGBA | Monroe | 115 | Geothermal |  |  | 0 | 0 | 0 | 0 | 0 | 0 | 0 | 0 | 0 | 5 | 2 | 1 | 1 | [13 empty] | 2 | 1 | 3 | 2 | 2 | 1 | 1 |  | 0
SDGE | Monserate | 69 | Geothermal |  |  | 0 | 0 | 0 | 0 | 0 | 0 | 0 | 0 | 0 | 1 | 1 | 1 | 1 | [13 empty] | 2 | 1 | 3 | 1 | 3 | 1 | 1 |  | 0
PG&E GBA | Monta Vista | 115 | Geothermal |  |  | 0 | 0 | 0 | 0 | 0 | 0 | 0 | 0 | 0 | 1 | 1 | 1 | 1 | [13 empty] | 2 | 1 | 3 | 2 | 3 | 1 | 1 |  | 0
PG&E GBA | Monta Vista | 230 | Geothermal |  |  | 0 | 0 | 0 | 0 | 0 | 0 | 0 | 0 | 0 | 1 | 1 | 1 | 1 | [13 empty] | 2 | 1 | 3 | 2 | 3 | 1 | 1 |  | 0
PG&E GBA | Monta Vista | 60 | Geothermal |  |  | 0 | 0 | 0 | 0 | 0 | 0 | 0 | 0 | 0 | 1 | 1 | 1 | 1 | [13 empty] | 2 | 1 | 3 | 2 | 3 | 1 | 1 |  | 0
PG&E NGBA | Monticello | 115 | Geothermal |  |  | 0 | 0 | 0 | 0 | 0 | 0 | 0 | 0 | 0 | 5 | 2 | 1 | 1 | [13 empty] | 2 | 1 | 4 | 2 | 3 | 1 | 1 |  | 0
SCE Northern | Moorpark | 230 | Geothermal |  |  | 0 | 0 | 0 | 0 | 0 | 0 | 0 | 0 | 0 | 1 | 1 | 1 | 1 | [13 empty] | 2 | 1 | 4 | 1 | 3 | 1 | 1 |  | 0
SCE Northern | Moorpark | 66 | Geothermal |  |  | 0 | 0 | 0 | 0 | 0 | 0 | 0 | 0 | 0 | 1 | 1 | 1 | 1 | [13 empty] | 2 | 1 | 4 | 1 | 3 | 1 | 1 |  | 0
PG&E GBA | Moraga | 115 | Geothermal |  |  | 0 | 0 | 0 | 0 | 0 | 0 | 0 | 0 | 0 | 5 | 2 | 1 | 1 | [13 empty] | 2 | 1 | 3 | 1 | 3 | 1 | 1 |  | 0
PG&E GBA | Moraga | 230 | Geothermal |  |  | 0 | 0 | 0 | 0 | 0 | 0 | 0 | 0 | 0 | 5 | 2 | 1 | 1 | [13 empty] | 2 | 1 | 3 | 1 | 3 | 1 | 1 |  | 0
PG&E GBA | Morgan Hill | 115 | Geothermal |  |  | 0 | 0 | 0 | 0 | 0 | 0 | 0 | 0 | 0 | 1 | 1 | 1 | 1 | [13 empty] | 2 | 1 | 3 | 2 | 2 | 1 | 1 |  | 0
PG&E KERN | Morro Bay | 115 | Geothermal |  |  | 0 | 0 | 0 | 0 | 0 | 0 | 0 | 0 | 0 | 1 | 1 | 1 | 1 | [13 empty] | 2 | 2 | 2 | 2 | 3 | 1 | 1 |  | 0
PG&E KERN | Morro Bay | 230 | Geothermal |  |  | 0 | 0 | 0 | 0 | 0 | 0 | 0 | 0 | 0 | 5 | 2 | 4 | 2 | [13 empty] | 2 | 2 | 2 | 2 | 3 | 1 | 1 |  | 0
PG&E KERN | Morro Bay | 500 | Geothermal |  |  | 0 | 0 | 0 | 0 | 0 | 0 | 0 | 0 | 0 | 5 | 2 | 4 | 2 | [13 empty] | 2 | 2 | 2 | 2 | 3 | 1 | 1 |  | 0
PG&E GBA | Moss Landing | 115 | Geothermal |  |  | 0 | 0 | 0 | 0 | 0 | 0 | 0 | 0 | 0 | 1 | 1 | 1 | 1 | [13 empty] | 2 | 2 | 1 | 2 | 2 | 1 | 1 |  | 0
PG&E GBA | Moss Landing | 230 | Geothermal |  |  | 0 | 0 | 0 | 0 | 0 | 0 | 0 | 0 | 0 | 1 | 1 | 1 | 1 | [13 empty] | 2 | 2 | 1 | 2 | 2 | 1 | 1 |  | 0
PG&E GBA | Moss Landing | 500 | Geothermal |  |  | 0 | 0 | 0 | 0 | 0 | 0 | 0 | 0 | 0 | 5 | 2 | 1 | 1 | [13 empty] | 2 | 2 | 1 | 2 | 2 | 1 | 1 |  | 0
EOP | Mountain Pass | 115 | Geothermal |  |  | 0 | 0 | 0 | 0 | 0 | 0 | 0 | 0 | 0 | 1 | 1 | 1 | 1 | [13 empty] | 2 | 2 | 4 | 1 | 1 | 1 | 1 |  | 0
PG&E GBA | Mountain View | 115 | Geothermal |  |  | 0 | 0 | 0 | 0 | 0 | 0 | 0 | 0 | 0 | 1 | 1 | 1 | 1 | [13 empty] | 2 | 1 | 2 | 2 | 2 | 1 | 1 |  | 0
PG&E GBA | Mt Eden | 115 | Geothermal |  |  | 0 | 0 | 0 | 0 | 0 | 0 | 0 | 0 | 0 | 5 | 2 | 1 | 1 | [13 empty] | 2 | 1 | 2 | 1 | 2 | 1 | 1 |  | 0
PG&E KERN | Mt Poso | 115 | Geothermal |  |  | 0 | 0 | 0 | 0 | 0 | 0 | 0 | 0 | 0 | 1 | 1 | 1 | 1 | [13 empty] | 1 | 1 | 2 | 1 | 1 | 1 | 1 |  | 0
SDGE | Murray | 69 | Geothermal |  |  | 0 | 0 | 0 | 0 | 0 | 0 | 0 | 0 | 0 | 1 | 1 | 1 | 1 | [13 empty] | 2 | 1 | 2 | 1 | 2 | 1 | 1 |  | 0
PG&E FRESNO | Mustang | 230 | Geothermal |  |  | 0 | 0 | 0 | 0 | 0 | 0 | 0 | 0 | 0 | 5 | 2 | 4 | 2 | [13 empty] | 1 | 1 | 1 | 2 | 1 | 1 | 1 |  | 0
SCE Northern | Neenach | 66 | Geothermal |  |  | 0 | 0 | 0 | 0 | 0 | 0 | 0 | 0 | 0 | 1 | 1 | 1 | 1 | [13 empty] | 2 | 1 | 4 | 1 | 3 | 1 | 1 |  | 0
PG&E KERN | New Sub - Gates - Midway (Proposed) | 230 | Geothermal |  |  | 0 | 0 | 0 | 0 | 0 | 0 | 0 | 0 | 0 | 5 | 2 | 4 | 2 | [13 empty] | 1 | 1 | 4 | 2 | 1 | 1 | 1 |  | 0
PG&E KERN | New Sub - Gates - Templeton (Proposed) | 230 | Geothermal |  |  | 0 | 0 | 0 | 0 | 0 | 0 | 0 | 0 | 0 | 5 | 2 | 4 | 2 | [13 empty] | 1 | 1 | 4 | 2 | 1 | 1 | 1 |  | 0
SCE NOL | New Sub - Kramer - Lugo (Proposed) | 230 | Geothermal |  |  | 0 | 0 | 0 | 0 | 0 | 0 | 0 | 0 | 0 | 3 | 3 | 1 | 1 | [13 empty] | 2 | 1 | 2 | 1 | 1 | 1 | 1 |  | 0
PG&E FRESNO | New Sub - Los Banos - Midway (Proposed) | 500 | Geothermal |  |  | 0 | 0 | 0 | 0 | 0 | 0 | 0 | 0 | 0 | 5 | 2 | 4 | 2 | [13 empty] | 1 | 1 | 4 | 2 | 1 | 1 | 1 |  | 0
SCE NOL | New Sub - Lugo - Pisgah (Proposed) | 230 | Geothermal |  |  | 0 | 0 | 0 | 0 | 0 | 0 | 0 | 0 | 0 | 1 | 1 | 1 | 1 | [13 empty] | 2 | 1 | 3 | 1 | 3 | 1 | 1 |  | 0
PG&E KERN | New Sub - Midway - Wheeler Ridge (Proposed) | 230 | Geothermal |  |  | 0 | 0 | 0 | 0 | 0 | 0 | 0 | 0 | 0 | 5 | 2 | 4 | 2 | [13 empty] | 1 | 1 | 3 | 1 | 1 | 1 | 1 |  | 0
PG&E NGBA | New Sub - Near existing Leavitt (PSREC) | 345 | Geothermal |  |  | 0 | 0 | 0 | 0 | 0 | 0 | 0 | 0 | 0 | 5 | 2 | 1 | 1 | [13 empty] | 2 | 2 | 1 | 1 | 3 | 1 | 1 |  | 0
PG&E NGBA | New Sub - Near existing Madeline (NVE) | 345 | Geothermal |  |  | 0 | 0 | 0 | 0 | 0 | 0 | 0 | 0 | 0 | 5 | 2 | 1 | 1 | [13 empty] | 2 | 2 | 4 | 1 | 3 | 1 | 1 |  | 0
SDGE | New Sub - North Gila - IV (Proposed) | 500 | Geothermal |  |  | 0 | 0 | 0 | 0 | 0 | 0 | 0 | 0 | 0 | 1 | 1 | 1 | 1 | [13 empty] | 2 | 1 | 4 | 2 | 2 | 1 | 1 |  | 0
PG&E NGBA | New Sub - Pit 1 - Cottonwood (Proposed) | 230 | Geothermal |  |  | 0 | 0 | 0 | 0 | 0 | 0 | 0 | 0 | 0 | 5 | 5 | 3 | 3 | [13 empty] | 2 | 2 | 4 | 2 | 3 | 1 | 1 |  | 0
PG&E GBA | New Sub - Rancho Seco - Bellota (Proposed) | 230 | Geothermal |  |  | 0 | 0 | 0 | 0 | 0 | 0 | 0 | 0 | 0 | 5 | 2 | 1 | 1 | [13 empty] | 1 | 1 | 4 | 2 | 3 | 1 | 1 |  | 0
SDGE | New Sub - Suncrest - Ocotillo (Proposed) | 500 | Geothermal |  |  | 0 | 0 | 0 | 0 | 0 | 0 | 0 | 0 | 0 | 1 | 1 | 1 | 1 | [13 empty] | 2 | 1 | 4 | 1 | 3 | 1 | 1 |  | 0
PG&E FRESNO | New Sub - Westley - Quinto (Proposed) | 230 | Geothermal |  |  | 0 | 0 | 0 | 0 | 0 | 0 | 0 | 0 | 0 | 1 | 1 | 1 | 1 | [13 empty] | 1 | 1 | 4 | 2 | 1 | 1 | 1 |  | 0
PG&E GBA | Newark | 115 | Geothermal |  |  | 0 | 0 | 0 | 0 | 0 | 0 | 0 | 0 | 0 | 1 | 1 | 1 | 1 | [13 empty] | 2 | 1 | 3 | 1 | 2 | 1 | 1 |  | 0
PG&E GBA | Newark | 230 | Geothermal |  |  | 0 | 0 | 0 | 0 | 0 | 0 | 0 | 0 | 0 | 1 | 1 | 1 | 1 | [13 empty] | 2 | 1 | 3 | 1 | 2 | 1 | 1 |  | 0
PG&E GBA | Newark | 60 | Geothermal |  |  | 0 | 0 | 0 | 0 | 0 | 0 | 0 | 0 | 0 | 5 | 2 | 1 | 1 | [13 empty] | 2 | 1 | 3 | 1 | 2 | 1 | 1 |  | 0
PG&E FRESNO | Newhall | 115 | Geothermal |  |  | 0 | 0 | 0 | 0 | 0 | 0 | 0 | 0 | 0 | 5 | 2 | 1 | 1 | [13 empty] | 1 | 1 | 4 | 2 | 1 | 1 | 1 |  | 0
PG&E KERN | Norco | 115 | Geothermal |  |  | 0 | 0 | 0 | 0 | 0 | 0 | 0 | 0 | 0 | 5 | 2 | 4 | 2 | [13 empty] | 1 | 1 | 3 | 1 | 1 | 1 | 1 |  | 0
PG&E GBA | Nortech | 115 | Geothermal |  |  | 0 | 0 | 0 | 0 | 0 | 0 | 0 | 0 | 0 | 1 | 1 | 1 | 1 | [13 empty] | 2 | 1 | 2 | 2 | 1 | 1 | 1 |  | 0
SDGE | North City Metering | 138 | Geothermal |  |  | 0 | 0 | 0 | 0 | 0 | 0 | 0 | 0 | 0 | 1 | 1 | 1 | 1 | [13 empty] | 2 | 1 | 2 | 1 | 3 | 1 | 1 |  | 0
PG&E GBA | North Dublin | 230 | Geothermal |  |  | 0 | 0 | 0 | 0 | 0 | 0 | 0 | 0 | 0 | 5 | 2 | 1 | 1 | [13 empty] | 2 | 1 | 2 | 1 | 3 | 1 | 1 |  | 0
SDGE | North Gila | 500 | Geothermal |  |  | 0 | 0 | 0 | 0 | 0 | 0 | 0 | 0 | 0 | 1 | 1 | 1 | 1 | [13 empty] | 2 | 2 | 4 | 2 | 3 | 1 | 1 |  | 0
SCE Metro | North of SONGS | 230 | Geothermal |  |  | 0 | 0 | 0 | 0 | 0 | 0 | 0 | 0 | 0 | 1 | 1 | 1 | 1 | [13 empty] | 2 | 1 | 3 | 1 | 3 | 1 | 1 |  | 0
SCE Metro | North of SONGS | 500 | Geothermal |  |  | 0 | 0 | 0 | 0 | 0 | 0 | 0 | 0 | 0 | 1 | 1 | 1 | 1 | [13 empty] | 2 | 1 | 3 | 1 | 3 | 1 | 1 |  | 0
PG&E NGBA | Notre Dame | 115 | Geothermal |  |  | 0 | 0 | 0 | 0 | 0 | 0 | 0 | 0 | 0 | 5 | 2 | 1 | 1 | [13 empty] | 2 | 1 | 4 | 2 | 2 | 1 | 1 |  | 0
PG&E GBA | Oakland C | 115 | Geothermal |  |  | 0 | 0 | 0 | 0 | 0 | 0 | 0 | 0 | 0 | 5 | 2 | 1 | 1 | [13 empty] | 2 | 1 | 1 | 1 | 2 | 1 | 1 |  | 0
PG&E GBA | Oakland J | 115 | Geothermal |  |  | 0 | 0 | 0 | 0 | 0 | 0 | 0 | 0 | 0 | 5 | 2 | 1 | 1 | [13 empty] | 2 | 1 | 2 | 1 | 1 | 1 | 1 |  | 0
PG&E GBA | Oakland L | 115 | Geothermal |  |  | 0 | 0 | 0 | 0 | 0 | 0 | 0 | 0 | 0 | 5 | 2 | 1 | 1 | [13 empty] | 2 | 1 | 2 | 1 | 1 | 1 | 1 |  | 0
PG&E GBA | Oakland X | 115 | Geothermal |  |  | 0 | 0 | 0 | 0 | 0 | 0 | 0 | 0 | 0 | 5 | 2 | 1 | 1 | [13 empty] | 2 | 1 | 2 | 1 | 2 | 1 | 1 |  | 0
SDGE | Ocean Ranch | 69 | Geothermal |  |  | 0 | 0 | 0 | 0 | 0 | 0 | 0 | 0 | 0 | 1 | 1 | 1 | 1 | [13 empty] | 2 | 1 | 4 | 1 | 3 | 1 | 1 |  | 0
PG&E KERN | Oceano | 115 | Geothermal |  |  | 0 | 0 | 0 | 0 | 0 | 0 | 0 | 0 | 0 | 1 | 1 | 1 | 1 | [13 empty] | 2 | 2 | 4 | 2 | 3 | 1 | 1 |  | 0
SDGE | Ocotillo Express | 500 | Geothermal |  |  | 0 | 0 | 0 | 0 | 0 | 0 | 0 | 0 | 0 | 1 | 1 | 1 | 1 | [13 empty] | 2 | 1 | 4 | 2 | 3 | 1 | 1 |  | 0
PG&E KERN | Old River | 70 | Geothermal |  |  | 0 | 0 | 0 | 0 | 0 | 0 | 0 | 0 | 0 | 5 | 2 | 4 | 2 | [13 empty] | 1 | 1 | 4 | 1 | 2 | 1 | 1 |  | 0
SDGE | Old Town | 230 | Geothermal |  |  | 0 | 0 | 0 | 0 | 0 | 0 | 0 | 0 | 0 | 1 | 1 | 1 | 1 | [13 empty] | 2 | 1 | 3 | 1 | 2 | 1 | 1 |  | 0
SCE Metro | Olinda | 230 | Geothermal |  |  | 0 | 0 | 0 | 0 | 0 | 0 | 0 | 0 | 0 | 1 | 1 | 1 | 1 | [13 empty] | 1 | 1 | 2 | 1 | 2 | 1 | 1 |  | 0
PG&E FRESNO | Olive | 115 | Geothermal |  |  | 0 | 0 | 0 | 0 | 0 | 0 | 0 | 0 | 0 | 5 | 2 | 4 | 2 | [13 empty] | 1 | 1 | 4 | 1 | 1 | 1 | 1 |  | 0
PG&E NGBA | Olivehurst | 115 | Geothermal |  |  | 0 | 0 | 0 | 0 | 0 | 0 | 0 | 0 | 0 | 5 | 2 | 1 | 1 | [13 empty] | 2 | 2 | 2 | 1 | 2 | 1 | 1 |  | 0
PG&E NGBA | Oregon Trail | 60 | Geothermal |  |  | 0 | 0 | 0 | 0 | 0 | 0 | 0 | 0 | 0 | 5 | 2 | 1 | 1 | [13 empty] | 2 | 2 | 3 | 2 | 3 | 1 | 1 |  | 0
SCE Northern | Ormond Beach | 230 | Geothermal |  |  | 0 | 0 | 0 | 0 | 0 | 0 | 0 | 0 | 0 | 1 | 1 | 1 | 1 | [13 empty] | 2 | 1 | 1 | 1 | 1 | 1 | 1 |  | 0
PG&E FRESNO | Oro Loma | 115 | Geothermal |  |  | 0 | 0 | 0 | 0 | 0 | 0 | 0 | 0 | 0 | 1 | 1 | 1 | 1 | [13 empty] | 1 | 1 | 4 | 2 | 1 | 1 | 1 |  | 0
PG&E FRESNO | Oro Loma | 70 | Geothermal |  |  | 0 | 0 | 0 | 0 | 0 | 0 | 0 | 0 | 0 | 1 | 1 | 1 | 1 | [13 empty] | 1 | 1 | 4 | 2 | 1 | 1 | 1 |  | 0
PG&E FRESNO | Orosi | 70 | Geothermal |  |  | 0 | 0 | 0 | 0 | 0 | 0 | 0 | 0 | 0 | 5 | 2 | 1 | 1 | [13 empty] | 1 | 1 | 4 | 1 | 1 | 1 | 1 |  | 0
SDGE | Otay | 69 | Geothermal |  |  | 0 | 0 | 0 | 0 | 0 | 0 | 0 | 0 | 0 | 1 | 1 | 1 | 1 | [13 empty] | 2 | 1 | 1 | 1 | 1 | 1 | 1 |  | 0
SDGE | Otay Mesa | 230 | Geothermal |  |  | 0 | 0 | 0 | 0 | 0 | 0 | 0 | 0 | 0 | 1 | 1 | 1 | 1 | [13 empty] | 2 | 1 | 1 | 1 | 3 | 1 | 1 |  | 0
PG&E FRESNO | Padre Flats SW STA | 230 | Geothermal |  |  | 0 | 0 | 0 | 0 | 0 | 0 | 0 | 0 | 0 | 1 | 1 | 1 | 1 | [13 empty] | 1 | 1 | 4 | 2 | 1 | 1 | 1 |  | 0
EOP | Pahrump | 138 | Geothermal |  |  | 0 | 0 | 0 | 0 | 0 | 0 | 0 | 0 | 0 | 1 | 1 | 1 | 1 | [13 empty] | 2 | 2 | 4 | 1 | 3 | 1 | 1 |  | 0
EOP | Pahrump | 230 | Geothermal |  |  | 0 | 0 | 0 | 0 | 0 | 0 | 0 | 0 | 0 | 1 | 1 | 1 | 1 | [13 empty] | 2 | 2 | 4 | 1 | 3 | 1 | 1 |  | 0
SDGE | Pala | 69 | Geothermal |  |  | 0 | 0 | 0 | 0 | 0 | 0 | 0 | 0 | 0 | 1 | 1 | 1 | 1 | [13 empty] | 2 | 1 | 1 | 1 | 3 | 1 | 1 |  | 0
PG&E NGBA | Palermo | 115 | Geothermal |  |  | 0 | 0 | 0 | 0 | 0 | 0 | 0 | 0 | 0 | 5 | 2 | 1 | 1 | [13 empty] | 2 | 1 | 2 | 2 | 2 | 1 | 1 |  | 0
PG&E NGBA | Palermo | 230 | Geothermal |  |  | 0 | 0 | 0 | 0 | 0 | 0 | 0 | 0 | 0 | 5 | 2 | 1 | 1 | [13 empty] | 2 | 1 | 2 | 2 | 2 | 1 | 1 |  | 0
SCE Eastern | Palo Verde | 500 | Geothermal |  |  | 0 | 0 | 0 | 0 | 0 | 0 | 0 | 0 | 0 | 1 | 1 | 1 | 1 | [13 empty] | 2 | 1 | 4 | 2 | 3 | 1 | 1 |  | 0
SDGE | Palomar Energy | 230 | Geothermal |  |  | 0 | 0 | 0 | 0 | 0 | 0 | 0 | 0 | 0 | 1 | 1 | 1 | 1 | [13 empty] | 2 | 1 | 2 | 1 | 3 | 1 | 1 |  | 0
PG&E KERN | Panama | 70 | Geothermal |  |  | 0 | 0 | 0 | 0 | 0 | 0 | 0 | 0 | 0 | 1 | 1 | 1 | 1 | [13 empty] | 1 | 1 | 4 | 1 | 1 | 1 | 1 |  | 0
PG&E FRESNO | Panoche | 115 | Geothermal |  |  | 0 | 0 | 0 | 0 | 0 | 0 | 0 | 0 | 0 | 5 | 2 | 1 | 1 | [13 empty] | 1 | 1 | 1 | 2 | 1 | 1 | 1 |  | 0
PG&E FRESNO | Panoche | 230 | Geothermal |  |  | 0 | 0 | 0 | 0 | 0 | 0 | 0 | 0 | 0 | 1 | 1 | 1 | 1 | [13 empty] | 1 | 1 | 1 | 2 | 1 | 1 | 1 |  | 0
SCE Northern | Pardee | 230 | Geothermal |  |  | 0 | 0 | 0 | 0 | 0 | 0 | 0 | 0 | 0 | 1 | 1 | 1 | 1 | [13 empty] | 1 | 1 | 3 | 1 | 3 | 1 | 1 |  | 0
PG&E NGBA | Parkway | 230 | Geothermal |  |  | 0 | 0 | 0 | 0 | 0 | 0 | 0 | 0 | 0 | 5 | 2 | 1 | 1 | [13 empty] | 2 | 1 | 4 | 1 | 2 | 1 | 1 |  | 0
SCE Northern | Pastoria | 230 | Geothermal |  |  | 0 | 0 | 0 | 0 | 0 | 0 | 0 | 0 | 0 | 1 | 1 | 1 | 1 | [13 empty] | 1 | 1 | 2 | 1 | 3 | 1 | 1 |  | 0
SCE Metro | Pauda | 230 | Geothermal |  |  | 0 | 0 | 0 | 0 | 0 | 0 | 0 | 0 | 0 | 1 | 1 | 1 | 1 | [13 empty] | 1 | 1 | 2 | 1 | 2 | 1 | 1 |  | 0
PG&E GBA | Paul Sweet | 115 | Geothermal |  |  | 0 | 0 | 0 | 0 | 0 | 0 | 0 | 0 | 0 | 1 | 1 | 1 | 1 | [13 empty] | 2 | 2 | 2 | 2 | 3 | 1 | 1 |  | 0
PG&E NGBA | Peabody | 230 | Geothermal |  |  | 0 | 0 | 0 | 0 | 0 | 0 | 0 | 0 | 0 | 5 | 2 | 1 | 1 | [13 empty] | 2 | 1 | 2 | 1 | 2 | 1 | 1 |  | 0
PG&E NGBA | Pease | 115 | Geothermal |  |  | 0 | 0 | 0 | 0 | 0 | 0 | 0 | 0 | 0 | 5 | 2 | 1 | 1 | [13 empty] | 2 | 2 | 2 | 1 | 2 | 1 | 1 |  | 0
PG&E NGBA | Pease | 60 | Geothermal |  |  | 0 | 0 | 0 | 0 | 0 | 0 | 0 | 0 | 0 | 5 | 2 | 1 | 1 | [13 empty] | 2 | 2 | 2 | 1 | 2 | 1 | 1 |  | 0
SDGE | Penasquitos | 138 | Geothermal |  |  | 0 | 0 | 0 | 0 | 0 | 0 | 0 | 0 | 0 | 1 | 1 | 1 | 1 | [13 empty] | 2 | 1 | 2 | 1 | 3 | 1 | 1 |  | 0
SDGE | Penasquitos | 230 | Geothermal |  |  | 0 | 0 | 0 | 0 | 0 | 0 | 0 | 0 | 0 | 1 | 1 | 1 | 1 | [13 empty] | 2 | 1 | 2 | 1 | 3 | 1 | 1 |  | 0
SDGE | Penasquitos | 69 | Geothermal |  |  | 0 | 0 | 0 | 0 | 0 | 0 | 0 | 0 | 0 | 1 | 1 | 1 | 1 | [13 empty] | 2 | 1 | 2 | 1 | 3 | 1 | 1 |  | 0
SDGE | Pendleton | 69 | Geothermal |  |  | 0 | 0 | 0 | 0 | 0 | 0 | 0 | 0 | 0 | 1 | 1 | 1 | 1 | [13 empty] | 2 | 1 | 4 | 1 | 3 | 1 | 1 |  | 0
PG&E NGBA | Penngrove | 115 | Geothermal |  |  | 0 | 0 | 0 | 0 | 0 | 0 | 0 | 0 | 0 | 5 | 2 | 1 | 1 | [13 empty] | 2 | 1 | 3 | 2 | 2 | 1 | 1 |  | 0
PG&E GBA | Peoria | 115 | Geothermal |  |  | 0 | 0 | 0 | 0 | 0 | 0 | 0 | 0 | 0 | 5 | 2 | 1 | 1 | [13 empty] | 2 | 1 | 4 | 1 | 3 | 1 | 1 |  | 0
PG&E GBA | Piercy | 115 | Geothermal |  |  | 0 | 0 | 0 | 0 | 0 | 0 | 0 | 0 | 0 | 1 | 1 | 1 | 1 | [13 empty] | 2 | 1 | 2 | 2 | 2 | 1 | 1 |  | 0
PG&E FRESNO | Pine Flat | 230 | Geothermal |  |  | 0 | 0 | 0 | 0 | 0 | 0 | 0 | 0 | 0 | 5 | 2 | 1 | 1 | [13 empty] | 1 | 1 | 4 | 2 | 3 | 1 | 1 |  | 0
SCE NOL | Pisgah | 230 | Geothermal |  |  | 0 | 0 | 0 | 0 | 0 | 0 | 0 | 0 | 0 | 1 | 1 | 1 | 1 | [13 empty] | 2 | 1 | 4 | 1 | 1 | 1 | 1 |  | 0
PG&E NGBA | Pit 1 | 230 | Geothermal |  |  | 0 | 0 | 0 | 0 | 0 | 0 | 0 | 0 | 0 | 5 | 5 | 3 | 3 | [13 empty] | 2 | 2 | 4 | 2 | 3 | 1 | 1 |  | 0
PG&E NGBA | Pit 1 | 60 | Geothermal |  |  | 0 | 0 | 0 | 0 | 0 | 0 | 0 | 0 | 0 | 5 | 5 | 3 | 3 | [13 empty] | 2 | 2 | 4 | 2 | 3 | 1 | 1 |  | 0
PG&E NGBA | Pit 3 | 230 | Geothermal |  |  | 0 | 0 | 0 | 0 | 0 | 0 | 0 | 0 | 0 | 5 | 5 | 3 | 3 | [13 empty] | 2 | 2 | 4 | 2 | 3 | 1 | 1 |  | 0
PG&E NGBA | Pit 4 | 230 | Geothermal |  |  | 0 | 0 | 0 | 0 | 0 | 0 | 0 | 0 | 0 | 5 | 2 | 1 | 1 | [13 empty] | 2 | 2 | 4 | 2 | 3 | 1 | 1 |  | 0
PG&E GBA | Pittsburg | 115 | Geothermal |  |  | 0 | 0 | 0 | 0 | 0 | 0 | 0 | 0 | 0 | 5 | 2 | 1 | 1 | [13 empty] | 2 | 1 | 2 | 1 | 1 | 1 | 1 |  | 0
PG&E GBA | Pittsburg | 230 | Geothermal |  |  | 0 | 0 | 0 | 0 | 0 | 0 | 0 | 0 | 0 | 5 | 2 | 1 | 1 | [13 empty] | 2 | 1 | 2 | 1 | 1 | 1 | 1 |  | 0
PG&E NGBA | Pleasant Grove | 115 | Geothermal |  |  | 0 | 0 | 0 | 0 | 0 | 0 | 0 | 0 | 0 | 5 | 2 | 1 | 1 | [13 empty] | 2 | 1 | 2 | 2 | 3 | 1 | 1 |  | 0
PG&E NGBA | POE | 230 | Geothermal |  |  | 0 | 0 | 0 | 0 | 0 | 0 | 0 | 0 | 0 | 5 | 2 | 1 | 1 | [13 empty] | 2 | 1 | 4 | 2 | 3 | 1 | 1 |  | 0
SDGE | Point Loma | 69 | Geothermal |  |  | 0 | 0 | 0 | 0 | 0 | 0 | 0 | 0 | 0 | 1 | 1 | 1 | 1 | [13 empty] | 2 | 1 | 3 | 1 | 2 | 1 | 1 |  | 0
SDGE | Pomerado | 69 | Geothermal |  |  | 0 | 0 | 0 | 0 | 0 | 0 | 0 | 0 | 0 | 1 | 1 | 1 | 1 | [13 empty] | 2 | 1 | 3 | 1 | 3 | 1 | 1 |  | 0
PG&E KERN | Poso Mountain | 115 | Geothermal |  |  | 0 | 0 | 0 | 0 | 0 | 0 | 0 | 0 | 0 | 5 | 2 | 4 | 2 | [13 empty] | 1 | 1 | 3 | 1 | 2 | 1 | 1 |  | 0
EOP | Primm | 230 | Geothermal |  |  | 0 | 0 | 0 | 0 | 0 | 0 | 0 | 0 | 0 | 1 | 1 | 1 | 1 | [13 empty] | 2 | 2 | 4 | 1 | 2 | 1 | 1 |  | 0
PG&E NGBA | Putah Creek | 115 | Geothermal |  |  | 0 | 0 | 0 | 0 | 0 | 0 | 0 | 0 | 0 | 5 | 2 | 1 | 1 | [13 empty] | 2 | 1 | 3 | 2 | 3 | 1 | 1 |  | 0
SDGE | Q1806 | 138 | Geothermal |  |  | 0 | 0 | 0 | 0 | 0 | 0 | 0 | 0 | 0 | 1 | 1 | 1 | 1 | [13 empty] | 1 | 1 | 2 | 1 | 3 | 1 | 1 |  | 0
PG&E FRESNO | Quinto | 230 | Geothermal |  |  | 0 | 0 | 0 | 0 | 0 | 0 | 0 | 0 | 0 | 1 | 1 | 1 | 1 | [13 empty] | 1 | 1 | 4 | 2 | 1 | 1 | 1 |  | 0
PG&E GBA | Race Track | 115 | Geothermal |  |  | 0 | 0 | 0 | 0 | 0 | 0 | 0 | 0 | 0 | 5 | 2 | 1 | 1 | [13 empty] | 2 | 1 | 4 | 1 | 3 | 1 | 1 |  | 0
SDGE | Rancho Mission Viejo | 138 | Geothermal |  |  | 0 | 0 | 0 | 0 | 0 | 0 | 0 | 0 | 0 | 1 | 1 | 1 | 1 | [13 empty] | 1 | 1 | 2 | 1 | 3 | 1 | 1 |  | 0
PG&E GBA | Rancho Seco | 230 | Geothermal |  |  | 0 | 0 | 0 | 0 | 0 | 0 | 0 | 0 | 0 | 5 | 2 | 1 | 1 | [13 empty] | 2 | 1 | 1 | 2 | 3 | 1 | 1 |  | 0
SCE Metro | Rancho Vista | 230 | Geothermal |  |  | 0 | 0 | 0 | 0 | 0 | 0 | 0 | 0 | 0 | 1 | 1 | 1 | 1 | [13 empty] | 1 | 1 | 1 | 1 | 1 | 1 | 1 |  | 0
SCE Metro | Rancho Vista | 500 | Geothermal |  |  | 0 | 0 | 0 | 0 | 0 | 0 | 0 | 0 | 0 | 1 | 1 | 1 | 1 | [13 empty] | 1 | 1 | 1 | 1 | 1 | 1 | 1 |  | 0
SCE NOL | Ransburg | 115 | Geothermal |  |  | 0 | 0 | 0 | 0 | 0 | 0 | 0 | 0 | 0 | 3 | 3 | 1 | 1 | [13 empty] | 2 | 1 | 4 | 1 | 1 | 1 | 1 |  | 0
PG&E GBA | Ravenswood | 115 | Geothermal |  |  | 0 | 0 | 0 | 0 | 0 | 0 | 0 | 0 | 0 | 5 | 2 | 1 | 1 | [13 empty] | 2 | 1 | 2 | 1 | 2 | 1 | 1 |  | 0
PG&E GBA | Ravenswood | 230 | Geothermal |  |  | 0 | 0 | 0 | 0 | 0 | 0 | 0 | 0 | 0 | 5 | 2 | 1 | 1 | [13 empty] | 2 | 1 | 2 | 1 | 2 | 1 | 1 |  | 0
SCE Northern | Rector | 230 | Geothermal |  |  | 0 | 0 | 0 | 0 | 0 | 0 | 0 | 0 | 0 | 1 | 1 | 1 | 1 | [13 empty] | 1 | 1 | 2 | 1 | 2 | 1 | 1 |  | 0
SCE Eastern | Red Bluff | 230 | Geothermal |  |  | 0 | 0 | 0 | 0 | 0 | 0 | 0 | 0 | 0 | 1 | 1 | 1 | 1 | [13 empty] | 2 | 2 | 4 | 1 | 3 | 1 | 1 |  | 0
SCE Eastern | Red Bluff | 500 | Geothermal |  |  | 0 | 0 | 0 | 0 | 0 | 0 | 0 | 0 | 0 | 1 | 1 | 1 | 1 | [13 empty] | 2 | 2 | 4 | 1 | 3 | 1 | 1 |  | 0
PG&E NGBA | Redbud | 115 | Geothermal |  |  | 0 | 0 | 0 | 0 | 0 | 0 | 0 | 0 | 0 | 5 | 2 | 1 | 1 | [13 empty] | 2 | 2 | 4 | 2 | 3 | 1 | 1 |  | 0
SCE Metro | Redondo | 230 | Geothermal |  |  | 0 | 0 | 0 | 0 | 0 | 0 | 0 | 0 | 0 | 1 | 1 | 1 | 1 | [13 empty] | 1 | 1 | 2 | 1 | 2 | 1 | 1 |  | 0
PG&E FRESNO | Reedley | 115 | Geothermal |  |  | 0 | 0 | 0 | 0 | 0 | 0 | 0 | 0 | 0 | 5 | 2 | 4 | 2 | [13 empty] | 1 | 1 | 4 | 2 | 1 | 1 | 1 |  | 0
PG&E KERN | Renfro | 115 | Geothermal |  |  | 0 | 0 | 0 | 0 | 0 | 0 | 0 | 0 | 0 | 1 | 1 | 1 | 1 | [13 empty] | 1 | 1 | 2 | 1 | 2 | 1 | 1 |  | 0
PG&E GBA | Richmond R | 115 | Geothermal |  |  | 0 | 0 | 0 | 0 | 0 | 0 | 0 | 0 | 0 | 5 | 2 | 1 | 1 | [13 empty] | 2 | 1 | 2 | 1 | 2 | 1 | 1 |  | 0
PG&E NGBA | Rincon | 115 | Geothermal |  |  | 0 | 0 | 0 | 0 | 0 | 0 | 0 | 0 | 0 | 5 | 2 | 1 | 1 | [13 empty] | 2 | 1 | 3 | 2 | 2 | 1 | 1 |  | 0
PG&E KERN | Rio Bravo | 115 | Geothermal |  |  | 0 | 0 | 0 | 0 | 0 | 0 | 0 | 0 | 0 | 1 | 1 | 1 | 1 | [13 empty] | 1 | 1 | 2 | 1 | 1 | 1 | 1 |  | 0
SCE Metro | Rio Hondo | 230 | Geothermal |  |  | 0 | 0 | 0 | 0 | 0 | 0 | 0 | 0 | 0 | 1 | 1 | 1 | 1 | [13 empty] | 1 | 1 | 4 | 1 | 1 | 1 | 1 |  | 0
PG&E NGBA | Rio Oso | 115 | Geothermal |  |  | 0 | 0 | 0 | 0 | 0 | 0 | 0 | 0 | 0 | 5 | 2 | 1 | 1 | [13 empty] | 2 | 1 | 4 | 1 | 3 | 1 | 1 |  | 0
PG&E NGBA | Rio Oso | 230 | Geothermal |  |  | 0 | 0 | 0 | 0 | 0 | 0 | 0 | 0 | 0 | 5 | 2 | 1 | 1 | [13 empty] | 2 | 1 | 4 | 1 | 3 | 1 | 1 |  | 0
PG&E GBA | Ripon | 115 | Geothermal |  |  | 0 | 0 | 0 | 0 | 0 | 0 | 0 | 0 | 0 | 5 | 2 | 1 | 1 | [13 empty] | 1 | 1 | 2 | 2 | 2 | 1 | 1 |  | 0
PG&E GBA | Riverbank | 115 | Geothermal |  |  | 0 | 0 | 0 | 0 | 0 | 0 | 0 | 0 | 0 | 5 | 2 | 1 | 1 | [13 empty] | 1 | 1 | 3 | 2 | 2 | 1 | 1 |  | 0
SCE NOL | Roadway | 115 | Geothermal |  |  | 0 | 0 | 0 | 0 | 0 | 0 | 0 | 0 | 0 | 1 | 1 | 1 | 1 | [13 empty] | 2 | 1 | 2 | 1 | 1 | 1 | 1 |  | 0
PG&E NGBA | Rock Creek 1 | 230 | Geothermal |  |  | 0 | 0 | 0 | 0 | 0 | 0 | 0 | 0 | 0 | 5 | 2 | 1 | 1 | [13 empty] | 2 | 2 | 4 | 1 | 3 | 1 | 1 |  | 0
SCE Northern | Rosamond | 66 | Geothermal |  |  | 0 | 0 | 0 | 0 | 0 | 0 | 0 | 0 | 0 | 1 | 1 | 1 | 1 | [13 empty] | 2 | 1 | 4 | 1 | 3 | 1 | 1 |  | 0
PG&E GBA | Rossmoor | 230 | Geothermal |  |  | 0 | 0 | 0 | 0 | 0 | 0 | 0 | 0 | 0 | 5 | 2 | 1 | 1 | [13 empty] | 2 | 1 | 4 | 1 | 3 | 1 | 1 |  | 0
PG&E NGBA | Round Mountain | 230 | Geothermal |  |  | 0 | 0 | 0 | 0 | 0 | 0 | 0 | 0 | 0 | 5 | 2 | 1 | 1 | [13 empty] | 2 | 2 | 4 | 2 | 3 | 1 | 1 |  | 0
PG&E NGBA | Round Mountain | 500 | Geothermal |  |  | 0 | 0 | 0 | 0 | 0 | 0 | 0 | 0 | 0 | 5 | 2 | 1 | 1 | [13 empty] | 2 | 2 | 4 | 2 | 3 | 1 | 1 |  | 0
PG&E GBA | Salado | 115 | Geothermal |  |  | 0 | 0 | 0 | 0 | 0 | 0 | 0 | 0 | 0 | 1 | 1 | 1 | 1 | [13 empty] | 1 | 1 | 4 | 2 | 1 | 1 | 1 |  | 0
PG&E GBA | Salado | 60 | Geothermal |  |  | 0 | 0 | 0 | 0 | 0 | 0 | 0 | 0 | 0 | 1 | 1 | 1 | 1 | [13 empty] | 1 | 1 | 4 | 2 | 1 | 1 | 1 |  | 0
PG&E GBA | Salinas | 115 | Geothermal |  |  | 0 | 0 | 0 | 0 | 0 | 0 | 0 | 0 | 0 | 1 | 1 | 1 | 1 | [13 empty] | 2 | 2 | 3 | 2 | 2 | 1 | 1 |  | 0
SDGE | Salt Creek | 69 | Geothermal |  |  | 0 | 0 | 0 | 0 | 0 | 0 | 0 | 0 | 0 | 1 | 1 | 1 | 1 | [13 empty] | 2 | 1 | 3 | 1 | 2 | 1 | 1 |  | 0
SCE Eastern | San Bernardino | 230 | Geothermal |  |  | 0 | 0 | 0 | 0 | 0 | 0 | 0 | 0 | 0 | 1 | 1 | 1 | 1 | [13 empty] | 1 | 1 | 2 | 1 | 2 | 1 | 1 |  | 0
PG&E GBA | SAN FRAN A (POTRERO PP) | 115 | Geothermal |  |  | 0 | 0 | 0 | 0 | 0 | 0 | 0 | 0 | 0 | 5 | 2 | 1 | 1 | [13 empty] | 2 | 1 | 2 | 1 | 2 | 1 | 1 |  | 0
PG&E GBA | SAN FRAN A (POTRERO PP) | 230 | Geothermal |  |  | 0 | 0 | 0 | 0 | 0 | 0 | 0 | 0 | 0 | 5 | 2 | 1 | 1 | [13 empty] | 2 | 1 | 2 | 1 | 2 | 1 | 1 |  | 0
PG&E GBA | San Jose A | 115 | Geothermal |  |  | 0 | 0 | 0 | 0 | 0 | 0 | 0 | 0 | 0 | 1 | 1 | 1 | 1 | [13 empty] | 2 | 1 | 2 | 2 | 2 | 1 | 1 |  | 0
PG&E GBA | San Jose B | 115 | Geothermal |  |  | 0 | 0 | 0 | 0 | 0 | 0 | 0 | 0 | 0 | 1 | 1 | 1 | 1 | [13 empty] | 2 | 1 | 3 | 2 | 2 | 1 | 1 |  | 0
PG&E GBA | San Leandro U | 115 | Geothermal |  |  | 0 | 0 | 0 | 0 | 0 | 0 | 0 | 0 | 0 | 5 | 2 | 1 | 1 | [13 empty] | 2 | 1 | 3 | 1 | 2 | 1 | 1 |  | 0
PG&E KERN | San Luis Obispo | 115 | Geothermal |  |  | 0 | 0 | 0 | 0 | 0 | 0 | 0 | 0 | 0 | 1 | 1 | 1 | 1 | [13 empty] | 2 | 2 | 4 | 2 | 3 | 1 | 1 |  | 0
PG&E KERN | San Luis Obispo | 70 | Geothermal |  |  | 0 | 0 | 0 | 0 | 0 | 0 | 0 | 0 | 0 | 1 | 1 | 1 | 1 | [13 empty] | 2 | 2 | 4 | 2 | 3 | 1 | 1 |  | 0
SDGE | San Luis Rey | 230 | Geothermal |  |  | 0 | 0 | 0 | 0 | 0 | 0 | 0 | 0 | 0 | 1 | 1 | 1 | 1 | [13 empty] | 2 | 1 | 4 | 1 | 3 | 1 | 1 |  | 0
SDGE | San Luis Rey | 69 | Geothermal |  |  | 0 | 0 | 0 | 0 | 0 | 0 | 0 | 0 | 0 | 1 | 1 | 1 | 1 | [13 empty] | 2 | 1 | 4 | 1 | 3 | 1 | 1 |  | 0
SDGE | San Marcos | 69 | Geothermal |  |  | 0 | 0 | 0 | 0 | 0 | 0 | 0 | 0 | 0 | 1 | 1 | 1 | 1 | [13 empty] | 2 | 1 | 2 | 1 | 3 | 1 | 1 |  | 0
SCE Metro | San Onofre | 230 | Geothermal |  |  | 0 | 0 | 0 | 0 | 0 | 0 | 0 | 0 | 0 | 1 | 1 | 1 | 1 | [13 empty] | 2 | 1 | 4 | 1 | 3 | 1 | 1 |  | 0
PG&E GBA | San Pablo | 115 | Geothermal |  |  | 0 | 0 | 0 | 0 | 0 | 0 | 0 | 0 | 0 | 5 | 2 | 1 | 1 | [13 empty] | 2 | 1 | 2 | 1 | 1 | 1 | 1 |  | 0
PG&E GBA | San Ramon | 230 | Geothermal |  |  | 0 | 0 | 0 | 0 | 0 | 0 | 0 | 0 | 0 | 5 | 2 | 1 | 1 | [13 empty] | 2 | 1 | 2 | 1 | 3 | 1 | 1 |  | 0
SDGE | San Ysidro | 69 | Geothermal |  |  | 0 | 0 | 0 | 0 | 0 | 0 | 0 | 0 | 0 | 1 | 1 | 1 | 1 | [13 empty] | 2 | 1 | 2 | 1 | 2 | 1 | 1 |  | 0
SCE NOL | Sandlot | 230 | Geothermal |  |  | 0 | 0 | 0 | 0 | 0 | 0 | 0 | 0 | 0 | 3 | 3 | 1 | 1 | [13 empty] | 2 | 1 | 4 | 1 | 2 | 1 | 1 |  | 0
EOP | Sandy | 138 | Geothermal |  |  | 0 | 0 | 0 | 0 | 0 | 0 | 0 | 0 | 0 | 1 | 1 | 1 | 1 | [13 empty] | 2 | 2 | 4 | 1 | 3 | 1 | 1 |  | 0
PG&E FRESNO | Sanger | 115 | Geothermal |  |  | 0 | 0 | 0 | 0 | 0 | 0 | 0 | 0 | 0 | 5 | 2 | 4 | 2 | [13 empty] | 1 | 1 | 2 | 2 | 2 | 1 | 1 |  | 0
SCE Northern | Santa Clara | 230 | Geothermal |  |  | 0 | 0 | 0 | 0 | 0 | 0 | 0 | 0 | 0 | 1 | 1 | 1 | 1 | [13 empty] | 2 | 1 | 3 | 1 | 2 | 1 | 1 |  | 0
PG&E NGBA | Santa Rosa A | 115 | Geothermal |  |  | 0 | 0 | 0 | 0 | 0 | 0 | 0 | 0 | 0 | 5 | 2 | 1 | 1 | [13 empty] | 2 | 1 | 3 | 2 | 2 | 1 | 1 |  | 0
PG&E GBA | Santa Teresa | 115 | Geothermal |  |  | 0 | 0 | 0 | 0 | 0 | 0 | 0 | 0 | 0 | 1 | 1 | 1 | 1 | [13 empty] | 2 | 1 | 2 | 2 | 2 | 1 | 1 |  | 0
SDGE | Santee | 138 | Geothermal |  |  | 0 | 0 | 0 | 0 | 0 | 0 | 0 | 0 | 0 | 5 | 5 | 1 | 1 | [13 empty] | 2 | 1 | 2 | 1 | 2 | 1 | 1 |  | 0
SCE Metro | Santiago | 230 | Geothermal |  |  | 0 | 0 | 0 | 0 | 0 | 0 | 0 | 0 | 0 | 1 | 1 | 1 | 1 | [13 empty] | 1 | 1 | 2 | 1 | 2 | 1 | 1 |  | 0
PG&E GBA | Saratoga | 230 | Geothermal |  |  | 0 | 0 | 0 | 0 | 0 | 0 | 0 | 0 | 0 | 1 | 1 | 1 | 1 | [13 empty] | 2 | 1 | 4 | 2 | 3 | 1 | 1 |  | 0
SCE Northern | Saugus | 230 | Geothermal |  |  | 0 | 0 | 0 | 0 | 0 | 0 | 0 | 0 | 0 | 1 | 1 | 1 | 1 | [13 empty] | 1 | 1 | 3 | 1 | 3 | 1 | 1 |  | 0
PG&E FRESNO | Schindler | 115 | Geothermal |  |  | 0 | 0 | 0 | 0 | 0 | 0 | 0 | 0 | 0 | 1 | 1 | 1 | 1 | [13 empty] | 1 | 1 | 4 | 2 | 1 | 1 | 1 |  | 0
PG&E FRESNO | Schindler | 70 | Geothermal |  |  | 0 | 0 | 0 | 0 | 0 | 0 | 0 | 0 | 0 | 1 | 1 | 1 | 1 | [13 empty] | 1 | 1 | 4 | 2 | 1 | 1 | 1 |  | 0
PG&E GBA | Schulte | 115 | Geothermal |  |  | 0 | 0 | 0 | 0 | 0 | 0 | 0 | 0 | 0 | 5 | 2 | 1 | 1 | [13 empty] | 1 | 1 | 1 | 2 | 2 | 1 | 1 |  | 0
SDGE | Scripps | 69 | Geothermal |  |  | 0 | 0 | 0 | 0 | 0 | 0 | 0 | 0 | 0 | 1 | 1 | 1 | 1 | [13 empty] | 2 | 1 | 2 | 1 | 3 | 1 | 1 |  | 0
PG&E KERN | Semitropic | 115 | Geothermal |  |  | 0 | 0 | 0 | 0 | 0 | 0 | 0 | 0 | 0 | 1 | 1 | 1 | 1 | [13 empty] | 1 | 1 | 3 | 1 | 1 | 1 | 1 |  | 0
SCE Metro | Serrano | 230 | Geothermal |  |  | 0 | 0 | 0 | 0 | 0 | 0 | 0 | 0 | 0 | 1 | 1 | 1 | 1 | [13 empty] | 1 | 1 | 2 | 1 | 2 | 1 | 1 |  | 0
SCE Metro | Serrano | 500 | Geothermal |  |  | 0 | 0 | 0 | 0 | 0 | 0 | 0 | 0 | 0 | 1 | 1 | 1 | 1 | [13 empty] | 1 | 1 | 2 | 1 | 2 | 1 | 1 |  | 0
SDGE | Shadowridge | 138 | Geothermal |  |  | 0 | 0 | 0 | 0 | 0 | 0 | 0 | 0 | 0 | 1 | 1 | 1 | 1 | [13 empty] | 2 | 1 | 3 | 1 | 3 | 1 | 1 |  | 0
PG&E KERN | Shafter | 115 | Geothermal |  |  | 0 | 0 | 0 | 0 | 0 | 0 | 0 | 0 | 0 | 5 | 2 | 4 | 2 | [13 empty] | 1 | 1 | 3 | 1 | 1 | 1 | 1 |  | 0
PG&E NGBA | Silverado | 115 | Geothermal |  |  | 0 | 0 | 0 | 0 | 0 | 0 | 0 | 0 | 0 | 5 | 2 | 1 | 1 | [13 empty] | 2 | 1 | 4 | 2 | 3 | 1 | 1 |  | 0
SDGE | Silvergate | 230 | Geothermal |  |  | 0 | 0 | 0 | 0 | 0 | 0 | 0 | 0 | 0 | 1 | 1 | 1 | 1 | [13 empty] | 2 | 1 | 1 | 1 | 1 | 1 | 1 |  | 0
SDGE | Silvergate | 69 | Geothermal |  |  | 0 | 0 | 0 | 0 | 0 | 0 | 0 | 0 | 0 | 1 | 1 | 1 | 1 | [13 empty] | 2 | 1 | 1 | 1 | 1 | 1 | 1 |  | 0
PG&E KERN | Sisquoc | 115 | Geothermal |  |  | 0 | 0 | 0 | 0 | 0 | 0 | 0 | 0 | 0 | 1 | 1 | 1 | 1 | [13 empty] | 2 | 2 | 4 | 1 | 3 | 1 | 1 |  | 0
EOP | Sloan Canyon | 230 | Geothermal |  |  | 0 | 0 | 0 | 0 | 0 | 0 | 0 | 0 | 0 | 1 | 1 | 1 | 1 | [13 empty] | 2 | 2 | 3 | 1 | 3 | 1 | 1 |  | 0
EOP | Sloan Canyon | 500 | Geothermal |  |  | 0 | 0 | 0 | 0 | 0 | 0 | 0 | 0 | 0 | 1 | 1 | 1 | 1 | [13 empty] | 2 | 2 | 3 | 1 | 3 | 1 | 1 |  | 0
PG&E KERN | Smyrna | 115 | Geothermal |  |  | 0 | 0 | 0 | 0 | 0 | 0 | 0 | 0 | 0 | 5 | 2 | 4 | 2 | [13 empty] | 1 | 1 | 4 | 1 | 1 | 1 | 1 |  | 0
PG&E GBA | Sobrante | 115 | Geothermal |  |  | 0 | 0 | 0 | 0 | 0 | 0 | 0 | 0 | 0 | 5 | 2 | 1 | 1 | [13 empty] | 2 | 1 | 2 | 1 | 3 | 1 | 1 |  | 0
PG&E GBA | Sobrante | 230 | Geothermal |  |  | 0 | 0 | 0 | 0 | 0 | 0 | 0 | 0 | 0 | 5 | 2 | 1 | 1 | [13 empty] | 2 | 1 | 2 | 1 | 3 | 1 | 1 |  | 0
PG&E KERN | Solar | 230 | Geothermal |  |  | 0 | 0 | 0 | 0 | 0 | 0 | 0 | 0 | 0 | 5 | 2 | 4 | 2 | [13 empty] | 2 | 1 | 4 | 2 | 3 | 1 | 1 |  | 0
PG&E GBA | Soledad | 115 | Geothermal |  |  | 0 | 0 | 0 | 0 | 0 | 0 | 0 | 0 | 0 | 1 | 1 | 1 | 1 | [13 empty] | 2 | 2 | 4 | 2 | 3 | 1 | 1 |  | 0
PG&E GBA | Soledad | 60 | Geothermal |  |  | 0 | 0 | 0 | 0 | 0 | 0 | 0 | 0 | 0 | 1 | 1 | 1 | 1 | [13 empty] | 2 | 2 | 4 | 2 | 3 | 1 | 1 |  | 0
SDGE | Spring Valley | 69 | Geothermal |  |  | 0 | 0 | 0 | 0 | 0 | 0 | 0 | 0 | 0 | 1 | 1 | 1 | 1 | [13 empty] | 2 | 1 | 2 | 1 | 2 | 1 | 1 |  | 0
SCE Northern | Springville | 230 | Geothermal |  |  | 0 | 0 | 0 | 0 | 0 | 0 | 0 | 0 | 0 | 1 | 1 | 1 | 1 | [13 empty] | 1 | 1 | 4 | 1 | 1 | 1 | 1 |  | 0
PG&E GBA | Stagg | 230 | Geothermal |  |  | 0 | 0 | 0 | 0 | 0 | 0 | 0 | 0 | 0 | 5 | 2 | 1 | 1 | [13 empty] | 1 | 1 | 3 | 2 | 2 | 1 | 1 |  | 0
PG&E GBA | Standard Oil | 115 | Geothermal |  |  | 0 | 0 | 0 | 0 | 0 | 0 | 0 | 0 | 0 | 5 | 2 | 1 | 1 | [13 empty] | 2 | 1 | 1 | 1 | 2 | 1 | 1 |  | 0
PG&E GBA | Stanislaus | 115 | Geothermal |  |  | 0 | 0 | 0 | 0 | 0 | 0 | 0 | 0 | 0 | 5 | 2 | 1 | 1 | [13 empty] | 2 | 1 | 4 | 1 | 3 | 1 | 1 |  | 0
PG&E KERN | Stockdale | 115 | Geothermal |  |  | 0 | 0 | 0 | 0 | 0 | 0 | 0 | 0 | 0 | 1 | 1 | 1 | 1 | [13 empty] | 1 | 1 | 2 | 1 | 2 | 1 | 1 |  | 0
PG&E KERN | Stockdale | 230 | Geothermal |  |  | 0 | 0 | 0 | 0 | 0 | 0 | 0 | 0 | 0 | 1 | 1 | 1 | 1 | [13 empty] | 1 | 1 | 2 | 1 | 2 | 1 | 1 |  | 0
PG&E GBA | Stockton A | 115 | Geothermal |  |  | 0 | 0 | 0 | 0 | 0 | 0 | 0 | 0 | 0 | 5 | 2 | 1 | 1 | [13 empty] | 1 | 1 | 3 | 2 | 1 | 1 | 1 |  | 0
PG&E GBA | Stone | 115 | Geothermal |  |  | 0 | 0 | 0 | 0 | 0 | 0 | 0 | 0 | 0 | 1 | 1 | 1 | 1 | [13 empty] | 2 | 1 | 3 | 2 | 2 | 1 | 1 |  | 0
PG&E FRESNO | Storey | 230 | Geothermal |  |  | 0 | 0 | 0 | 0 | 0 | 0 | 0 | 0 | 0 | 5 | 2 | 4 | 2 | [13 empty] | 1 | 1 | 4 | 2 | 1 | 1 | 1 |  | 0
PG&E NGBA | Summit | 115 | Geothermal |  |  | 0 | 0 | 0 | 0 | 0 | 0 | 0 | 0 | 0 | 5 | 2 | 1 | 1 |  |  | N/A |  |  |  | N/A | N/A | N/A | N/A | N/A | N/A | N/A | 2 | 1 | 4 | 2 | 3 | 1 | 1 |  | 0
SDGE | Suncrest | 230 | Geothermal |  |  | 0 | 0 | 0 | 0 | 0 | 0 | 0 | 0 | 0 | 1 | 1 | 1 | 1 | [13 empty] | 2 | 1 | 4 | 1 | 3 | 1 | 1 |  | 0
SDGE | Suncrest | 500 | Geothermal |  |  | 0 | 0 | 0 | 0 | 0 | 0 | 0 | 0 | 0 | 1 | 1 | 1 | 1 | [13 empty] | 2 | 1 | 4 | 1 | 3 | 1 | 1 |  | 0
PG&E KERN | Sunrise | 230 | Geothermal |  |  | 0 | 0 | 0 | 0 | 0 | 0 | 0 | 0 | 0 | 5 | 2 | 4 | 2 | [13 empty] | 1 | 1 | 1 | 1 | 1 | 1 | 1 |  | 0
PG&E KERN | Sunset | 230 | Geothermal |  |  | 0 | 0 | 0 | 0 | 0 | 0 | 0 | 0 | 0 | 5 | 2 | 4 | 2 | [13 empty] | 1 | 1 | 1 | 1 | 1 | 1 | 1 |  | 0
PG&E GBA | Swift | 115 | Geothermal |  |  | 0 | 0 | 0 | 0 | 0 | 0 | 0 | 0 | 0 | 1 | 1 | 1 | 1 | [13 empty] | 2 | 1 | 2 | 2 | 2 | 1 | 1 |  | 0
SDGE | Sycamore Canyon | 138 | Geothermal |  |  | 0 | 0 | 0 | 0 | 0 | 0 | 0 | 0 | 0 | 5 | 5 | 1 | 1 | [13 empty] | 2 | 1 | 4 | 1 | 3 | 1 | 1 |  | 0
SDGE | Sycamore Canyon | 230 | Geothermal |  |  | 0 | 0 | 0 | 0 | 0 | 0 | 0 | 0 | 0 | 1 | 1 | 1 | 1 | [13 empty] | 2 | 1 | 4 | 1 | 3 | 1 | 1 |  | 0
SDGE | Sycamore Canyon | 69 | Geothermal |  |  | 0 | 0 | 0 | 0 | 0 | 0 | 0 | 0 | 0 | 1 | 1 | 1 | 1 | [13 empty] | 2 | 1 | 4 | 1 | 3 | 1 | 1 |  | 0
SCE Northern | Sylmar | 230 | Geothermal |  |  | 0 | 0 | 0 | 0 | 0 | 0 | 0 | 0 | 0 | 1 | 1 | 1 | 1 | [13 empty] | 1 | 1 | 2 | 1 | 1 | 1 | 1 |  | 0
PG&E NGBA | Table Mountain | 115 | Geothermal |  |  | 0 | 0 | 0 | 0 | 0 | 0 | 0 | 0 | 0 | 5 | 2 | 1 | 1 | [13 empty] | 2 | 1 | 3 | 2 | 1 | 1 | 1 |  | 0
PG&E NGBA | Table Mountain | 230 | Geothermal |  |  | 0 | 0 | 0 | 0 | 0 | 0 | 0 | 0 | 0 | 5 | 2 | 1 | 1 | [13 empty] | 2 | 1 | 3 | 2 | 1 | 1 | 1 |  | 0
PG&E NGBA | Table Mountain | 500 | Geothermal |  |  | 0 | 0 | 0 | 0 | 0 | 0 | 0 | 0 | 0 | 5 | 2 | 1 | 1 | [13 empty] | 2 | 1 | 3 | 2 | 1 | 1 | 1 |  | 0
PG&E NGBA | Table Mountain | 60 | Geothermal |  |  | 0 | 0 | 0 | 0 | 0 | 0 | 0 | 0 | 0 | 5 | 2 | 1 | 1 | [13 empty] | 2 | 1 | 3 | 2 | 1 | 1 | 1 |  | 0
PG&E KERN | Taft | 115 | Geothermal |  |  | 0 | 0 | 0 | 0 | 0 | 0 | 0 | 0 | 0 | 5 | 2 | 4 | 2 | [13 empty] | 1 | 1 | 2 | 1 | 2 | 1 | 1 |  | 0
SDGE | Talega | 138 | Geothermal |  |  | 0 | 0 | 0 | 0 | 0 | 0 | 0 | 0 | 0 | 1 | 1 | 1 | 1 | [13 empty] | 2 | 1 | 3 | 1 | 3 | 1 | 1 |  | 0
SDGE | Talega | 230 | Geothermal |  |  | 0 | 0 | 0 | 0 | 0 | 0 | 0 | 0 | 0 | 1 | 1 | 1 | 1 | [13 empty] | 2 | 1 | 3 | 1 | 3 | 1 | 1 |  | 0
PG&E GBA | Tassajara | 230 | Geothermal |  |  | 0 | 0 | 0 | 0 | 0 | 0 | 0 | 0 | 0 | 5 | 2 | 1 | 1 | [13 empty] | 2 | 1 | 3 | 1 | 3 | 1 | 1 |  | 0
PG&E KERN | Tejon | 70 | Geothermal |  |  | 0 | 0 | 0 | 0 | 0 | 0 | 0 | 0 | 0 | 1 | 1 | 1 | 1 | [13 empty] | 1 | 1 | 3 | 1 | 1 | 1 | 1 |  | 0
SDGE | Telegraph Canyon | 138 | Geothermal |  |  | 0 | 0 | 0 | 0 | 0 | 0 | 0 | 0 | 0 | 1 | 1 | 1 | 1 | [13 empty] | 2 | 1 | 2 | 1 | 2 | 1 | 1 |  | 0
PG&E KERN | Temblor | 115 | Geothermal |  |  | 0 | 0 | 0 | 0 | 0 | 0 | 0 | 0 | 0 | 5 | 2 | 4 | 2 | [13 empty] | 1 | 1 | 2 | 1 | 1 | 1 | 1 |  | 0
PG&E KERN | Templeton | 230 | Geothermal |  |  | 0 | 0 | 0 | 0 | 0 | 0 | 0 | 0 | 0 | 5 | 2 | 4 | 2 | [13 empty] | 2 | 2 | 4 | 2 | 3 | 1 | 1 |  | 0
PG&E KERN | Templeton | 70 | Geothermal |  |  | 0 | 0 | 0 | 0 | 0 | 0 | 0 | 0 | 0 | 1 | 1 | 1 | 1 | [13 empty] | 2 | 2 | 4 | 2 | 3 | 1 | 1 |  | 0
PG&E GBA | Tesla | 115 | Geothermal |  |  | 0 | 0 | 0 | 0 | 0 | 0 | 0 | 0 | 0 | 1 | 1 | 1 | 1 | [13 empty] | 2 | 1 | 2 | 1 | 2 | 1 | 1 |  | 0
PG&E GBA | Tesla | 230 | Geothermal |  |  | 0 | 0 | 0 | 0 | 0 | 0 | 0 | 0 | 0 | 5 | 2 | 1 | 1 | [13 empty] | 2 | 1 | 2 | 1 | 2 | 1 | 1 |  | 0
PG&E GBA | Tesla | 500 | Geothermal |  |  | 0 | 0 | 0 | 0 | 0 | 0 | 0 | 0 | 0 | 1 | 1 | 1 | 1 | [13 empty] | 2 | 1 | 2 | 1 | 2 | 1 | 1 |  | 0
PG&E KERN | Tevis | 115 | Geothermal |  |  | 0 | 0 | 0 | 0 | 0 | 0 | 0 | 0 | 0 | 5 | 2 | 4 | 2 | [13 empty] | 1 | 1 | 2 | 1 | 2 | 1 | 1 |  | 0
EOP | Thousandaire | 138 | Geothermal |  |  | 0 | 0 | 0 | 0 | 0 | 0 | 0 | 0 | 0 | 1 | 1 | 1 | 1 | [13 empty] | 2 | 2 | 4 | 1 | 3 | 1 | 1 |  | 0
PG&E KERN | Topaz | 230 | Geothermal |  |  | 0 | 0 | 0 | 0 | 0 | 0 | 0 | 0 | 0 | 5 | 2 | 4 | 2 | [13 empty] | 1 | 1 | 3 | 1 | 2 | 1 | 1 |  | 0
SCE NOL | Tortilla | 115 | Geothermal |  |  | 0 | 0 | 0 | 0 | 0 | 0 | 0 | 0 | 0 | 3 | 3 | 1 | 1 | [13 empty] | 2 | 1 | 4 | 1 | 2 | 1 | 1 |  | 0
SDGE | Trabuco | 138 | Geothermal |  |  | 0 | 0 | 0 | 0 | 0 | 0 | 0 | 0 | 0 | 1 | 1 | 1 | 1 | [13 empty] | 1 | 1 | 1 | 1 | 2 | 1 | 1 |  | 0
PG&E GBA | Tracy | 115 | Geothermal |  |  | 0 | 0 | 0 | 0 | 0 | 0 | 0 | 0 | 0 | 5 | 2 | 1 | 1 | [13 empty] | 2 | 1 | 3 | 1 | 2 | 1 | 1 |  | 0
PG&E FRESNO | Tranquility | 230 | Geothermal |  |  | 0 | 0 | 0 | 0 | 0 | 0 | 0 | 0 | 0 | 5 | 2 | 1 | 1 | [13 empty] | 1 | 1 | 4 | 2 | 1 | 1 | 1 |  | 0
PG&E GBA | Trimble | 115 | Geothermal |  |  | 0 | 0 | 0 | 0 | 0 | 0 | 0 | 0 | 0 | 1 | 1 | 1 | 1 | [13 empty] | 2 | 1 | 3 | 2 | 2 | 1 | 1 |  | 0
EOP | Trout Canyon | 230 | Geothermal |  |  | 0 | 0 | 0 | 0 | 0 | 0 | 0 | 0 | 0 | 1 | 1 | 1 | 1 | [13 empty] | 2 | 2 | 4 | 1 | 3 | 1 | 1 |  | 0
EOP | Trout Canyon | 500 | Geothermal |  |  | 0 | 0 | 0 | 0 | 0 | 0 | 0 | 0 | 0 | 1 | 1 | 1 | 1 | [13 empty] | 2 | 2 | 4 | 1 | 3 | 1 | 1 |  | 0
PG&E NGBA | Tulucay | 230 | Geothermal |  |  | 0 | 0 | 0 | 0 | 0 | 0 | 0 | 0 | 0 | 5 | 2 | 1 | 1 | [13 empty] | 2 | 1 | 3 | 2 | 3 | 1 | 1 |  | 0
PG&E NGBA | Tulucay | 60 | Geothermal |  |  | 0 | 0 | 0 | 0 | 0 | 0 | 0 | 0 | 0 | 5 | 2 | 1 | 1 | [13 empty] | 2 | 1 | 3 | 2 | 3 | 1 | 1 |  | 0
PG&E KERN | Tupman | 115 | Geothermal |  |  | 0 | 0 | 0 | 0 | 0 | 0 | 0 | 0 | 0 | 5 | 2 | 4 | 2 | [13 empty] | 1 | 1 | 2 | 1 | 1 | 1 | 1 |  | 0
PG&E NGBA | Ukiah | 115 | Geothermal |  |  | 0 | 0 | 0 | 0 | 0 | 0 | 0 | 0 | 0 | 5 | 2 | 1 | 1 | [13 empty] | 2 | 2 | 4 | 2 | 3 | 1 | 1 |  | 0
PG&E KERN | Union (Estrella) | 70 | Geothermal |  |  | 0 | 0 | 0 | 0 | 0 | 0 | 0 | 0 | 0 | 1 | 1 | 1 | 1 | [13 empty] | 2 | 2 | 4 | 2 | 3 | 1 | 1 |  | 0
PG&E NGBA | Vaca Dixon | 115 | Geothermal |  |  | 0 | 0 | 0 | 0 | 0 | 0 | 0 | 0 | 0 | 5 | 2 | 1 | 1 | [13 empty] | 2 | 1 | 1 | 1 | 3 | 1 | 1 |  | 0
PG&E NGBA | Vaca Dixon | 230 | Geothermal |  |  | 0 | 0 | 0 | 0 | 0 | 0 | 0 | 0 | 0 | 5 | 2 | 1 | 1 | [13 empty] | 2 | 1 | 1 | 1 | 3 | 1 | 1 |  | 0
PG&E NGBA | Vaca Dixon | 500 | Geothermal |  |  | 0 | 0 | 0 | 0 | 0 | 0 | 0 | 0 | 0 | 5 | 2 | 1 | 1 | [13 empty] | 2 | 1 | 1 | 1 | 3 | 1 | 1 |  | 0
PG&E NGBA | Vaca Dixon | 60 | Geothermal |  |  | 0 | 0 | 0 | 0 | 0 | 0 | 0 | 0 | 0 | 5 | 2 | 1 | 1 | [13 empty] | 2 | 1 | 1 | 1 | 3 | 1 | 1 |  | 0
SCE Eastern | Valley (SCE) | 500 | Geothermal |  |  | 0 | 0 | 0 | 0 | 0 | 0 | 0 | 0 | 0 | 1 | 1 | 1 | 1 | [13 empty] | 1 | 1 | 2 | 1 | 2 | 1 | 1 |  | 0
EOP | Valley (VEA) | 138 | Geothermal |  |  | 0 | 0 | 0 | 0 | 0 | 0 | 0 | 0 | 0 | 1 | 1 | 1 | 1 | [13 empty] | 2 | 2 | 4 | 1 | 3 | 1 | 1 |  | 0
SDGE | Valley Center | 69 | Geothermal |  |  | 0 | 0 | 0 | 0 | 0 | 0 | 0 | 0 | 0 | 1 | 1 | 1 | 1 | [13 empty] | 2 | 1 | 4 | 1 | 3 | 1 | 1 |  | 0
PG&E GBA | Valley Home | 115 | Geothermal |  |  | 0 | 0 | 0 | 0 | 0 | 0 | 0 | 0 | 0 | 5 | 2 | 1 | 1 | [13 empty] | 1 | 1 | 4 | 2 | 1 | 1 | 1 |  | 0
PG&E GBA | Valley Springs | 230 | Geothermal |  |  | 0 | 0 | 0 | 0 | 0 | 0 | 0 | 0 | 0 | 5 | 2 | 1 | 1 | [13 empty] | 2 | 1 | 4 | 1 | 3 | 1 | 1 |  | 0
PG&E GBA | Valley Springs | 60 | Geothermal |  |  | 0 | 0 | 0 | 0 | 0 | 0 | 0 | 0 | 0 | 5 | 2 | 1 | 1 | [13 empty] | 2 | 1 | 4 | 1 | 3 | 1 | 1 |  | 0
EOP | Valley Switch | 138 | Geothermal |  |  | 0 | 0 | 0 | 0 | 0 | 0 | 0 | 0 | 0 | 1 | 1 | 1 | 1 | [13 empty] | 2 | 2 | 4 | 1 | 3 | 1 | 1 |  | 0
EOP | Valley Switch | 230 | Geothermal |  |  | 0 | 0 | 0 | 0 | 0 | 0 | 0 | 0 | 0 | 1 | 1 | 1 | 1 | [13 empty] | 2 | 2 | 4 | 1 | 3 | 1 | 1 |  | 0
PG&E GBA | Vasco | 230 | Geothermal |  |  | 0 | 0 | 0 | 0 | 0 | 0 | 0 | 0 | 0 | 5 | 2 | 1 | 1 | [13 empty] | 2 | 1 | 3 | 1 | 3 | 1 | 1 |  | 0
PG&E GBA | Vasona | 230 | Geothermal |  |  | 0 | 0 | 0 | 0 | 0 | 0 | 0 | 0 | 0 | 1 | 1 | 1 | 1 | [13 empty] | 2 | 1 | 4 | 2 | 3 | 1 | 1 |  | 0
SCE Northern | Vestal | 230 | Geothermal |  |  | 0 | 0 | 0 | 0 | 0 | 0 | 0 | 0 | 0 | 1 | 1 | 1 | 1 | [13 empty] | 1 | 1 | 4 | 1 | 1 | 1 | 1 |  | 0
SCE Northern | Vestal | 66 | Geothermal |  |  | 0 | 0 | 0 | 0 | 0 | 0 | 0 | 0 | 0 | 1 | 1 | 1 | 1 | [13 empty] | 1 | 1 | 4 | 1 | 1 | 1 | 1 |  | 0
SCE NOL | Victor | 115 | Geothermal |  |  | 0 | 0 | 0 | 0 | 0 | 0 | 0 | 0 | 0 | 1 | 1 | 1 | 1 | [13 empty] | 2 | 1 | 3 | 1 | 2 | 1 | 1 |  | 0
SCE NOL | Victor | 230 | Geothermal |  |  | 0 | 0 | 0 | 0 | 0 | 0 | 0 | 0 | 0 | 1 | 1 | 1 | 1 | [13 empty] | 2 | 1 | 3 | 1 | 2 | 1 | 1 |  | 0
SCE Metro | Viejo | 230 | Geothermal |  |  | 0 | 0 | 0 | 0 | 0 | 0 | 0 | 0 | 0 | 1 | 1 | 1 | 1 | [13 empty] | 1 | 1 | 3 | 1 | 2 | 1 | 1 |  | 0
PG&E GBA | Vierra | 115 | Geothermal |  |  | 0 | 0 | 0 | 0 | 0 | 0 | 0 | 0 | 0 | 5 | 2 | 1 | 1 | [13 empty] | 1 | 1 | 1 | 2 | 1 | 1 | 1 |  | 0
SCE Metro | Villa Park | 230 | Geothermal |  |  | 0 | 0 | 0 | 0 | 0 | 0 | 0 | 0 | 0 | 1 | 1 | 1 | 1 | [13 empty] | 1 | 1 | 2 | 1 | 2 | 1 | 1 |  | 0
SCE Northern | Vincent | 230 | Geothermal |  |  | 0 | 0 | 0 | 0 | 0 | 0 | 0 | 0 | 0 | 1 | 1 | 1 | 1 | [13 empty] | 2 | 1 | 4 | 1 | 3 | 1 | 1 |  | 0
SCE Northern | Vincent | 500 | Geothermal |  |  | 0 | 0 | 0 | 0 | 0 | 0 | 0 | 0 | 0 | 1 | 1 | 1 | 1 | [13 empty] | 2 | 1 | 4 | 1 | 3 | 1 | 1 |  | 0
PG&E GBA | Vineyard | 230 | Geothermal |  |  | 0 | 0 | 0 | 0 | 0 | 0 | 0 | 0 | 0 | 5 | 2 | 1 | 1 | [13 empty] | 2 | 1 | 2 | 1 | 3 | 1 | 1 |  | 0
SDGE | Vineyard | 69 | Geothermal |  |  | 0 | 0 | 0 | 0 | 0 | 0 | 0 | 0 | 0 | 1 | 1 | 1 | 1 | [13 empty] | 2 | 1 | 2 | 1 | 3 | 1 | 1 |  | 0
SCE Eastern | Vista (SCE) | 230 | Geothermal |  |  | 0 | 0 | 0 | 0 | 0 | 0 | 0 | 0 | 0 | 1 | 1 | 1 | 1 | [13 empty] | 1 | 1 | 2 | 1 | 1 | 1 | 1 |  | 0
EOP | Vista (VEA) | 138 | Geothermal |  |  | 0 | 0 | 0 | 0 | 0 | 0 | 0 | 0 | 0 | 1 | 1 | 1 | 1 | [13 empty] | 2 | 2 | 4 | 1 | 3 | 1 | 1 |  | 0
EOP | Vista (VEA) | 230 | Geothermal |  |  | 0 | 0 | 0 | 0 | 0 | 0 | 0 | 0 | 0 | 1 | 1 | 1 | 1 | [13 empty] | 2 | 2 | 4 | 1 | 3 | 1 | 1 |  | 0
PG&E FRESNO | Wahtoke | 115 | Geothermal |  |  | 0 | 0 | 0 | 0 | 0 | 0 | 0 | 0 | 0 | 5 | 2 | 1 | 1 | [13 empty] | 1 | 1 | 3 | 2 | 1 | 1 | 1 |  | 0
SCE Northern | Wakefield | 66 | Geothermal |  |  | 0 | 0 | 0 | 0 | 0 | 0 | 0 | 0 | 0 | 1 | 1 | 1 | 1 | [13 empty] | 2 | 1 | 4 | 1 | 3 | 1 | 1 |  | 0
SCE Metro | Walnut | 230 | Geothermal |  |  | 0 | 0 | 0 | 0 | 0 | 0 | 0 | 0 | 0 | 1 | 1 | 1 | 1 | [13 empty] | 1 | 1 | 1 | 1 | 1 | 1 | 1 |  | 0
SCE Northern | Warne | 230 | Geothermal |  |  | 0 | 0 | 0 | 0 | 0 | 0 | 0 | 0 | 0 | 1 | 1 | 1 | 1 | [13 empty] | 1 | 1 | 4 | 1 | 3 | 1 | 1 |  | 0
PG&E GBA | Warnerville | 230 | Geothermal |  |  | 0 | 0 | 0 | 0 | 0 | 0 | 0 | 0 | 0 | 5 | 2 | 1 | 1 | [13 empty] | 1 | 1 | 3 | 2 | 2 | 1 | 1 |  | 0
PG&E FRESNO | Waukena | 115 | Geothermal |  |  | 0 | 0 | 0 | 0 | 0 | 0 | 0 | 0 | 0 | 5 | 2 | 1 | 1 | [13 empty] | 1 | 1 | 4 | 2 | 1 | 1 | 1 |  | 0
PG&E GBA | Weber | 230 | Geothermal |  |  | 0 | 0 | 0 | 0 | 0 | 0 | 0 | 0 | 0 | 5 | 2 | 1 | 1 | [13 empty] | 1 | 1 | 3 | 2 | 1 | 1 | 1 |  | 0
PG&E GBA | Weber | 60 | Geothermal |  |  | 0 | 0 | 0 | 0 | 0 | 0 | 0 | 0 | 0 | 5 | 2 | 1 | 1 | [13 empty] | 1 | 1 | 3 | 2 | 1 | 1 | 1 |  | 0
PG&E FRESNO | West Fresno | 115 | Geothermal |  |  | 0 | 0 | 0 | 0 | 0 | 0 | 0 | 0 | 0 | 5 | 2 | 1 | 1 | [13 empty] | 1 | 1 | 2 | 2 | 1 | 1 | 1 |  | 0
PG&E FRESNO | Westley | 230 | Geothermal |  |  | 0 | 0 | 0 | 0 | 0 | 0 | 0 | 0 | 0 | 1 | 1 | 1 | 1 | [13 empty] | 1 | 1 | 4 | 2 | 1 | 1 | 1 |  | 0
PG&E KERN | Westpark | 115 | Geothermal |  |  | 0 | 0 | 0 | 0 | 0 | 0 | 0 | 0 | 0 | 1 | 1 | 1 | 1 | [13 empty] | 1 | 1 | 3 | 1 | 1 | 1 | 1 |  | 0
PG&E KERN | Wheeler Ridge | 230 | Geothermal |  |  | 0 | 0 | 0 | 0 | 0 | 0 | 0 | 0 | 0 | 5 | 2 | 4 | 2 | [13 empty] | 1 | 1 | 4 | 1 | 1 | 1 | 1 |  | 0
PG&E KERN | Wheeler Ridge | 115 | Geothermal |  |  | 0 | 0 | 0 | 0 | 0 | 0 | 0 | 0 | 0 | 1 | 1 | 1 | 1 | [13 empty] | 1 | 1 | 4 | 1 | 1 | 1 | 1 |  | 0
PG&E KERN | Wheeler Ridge | 70 | Geothermal |  |  | 0 | 0 | 0 | 0 | 0 | 0 | 0 | 0 | 0 | 5 | 2 | 4 | 2 | [13 empty] | 1 | 1 | 4 | 1 | 1 | 1 | 1 |  | 0
SCE Northern | Whirlwind | 230 | Geothermal |  |  | 0 | 0 | 0 | 0 | 0 | 0 | 0 | 0 | 0 | 1 | 1 | 1 | 1 | [13 empty] | 2 | 1 | 4 | 1 | 3 | 1 | 1 |  | 0
SCE Northern | Whirlwind | 500 | Geothermal |  |  | 0 | 0 | 0 | 0 | 0 | 0 | 0 | 0 | 0 | 1 | 1 | 1 | 1 | [13 empty] | 2 | 1 | 4 | 1 | 3 | 1 | 1 |  | 0
PG&E GBA | Whisman | 115 | Geothermal |  |  | 0 | 0 | 0 | 0 | 0 | 0 | 0 | 0 | 0 | 1 | 1 | 1 | 1 | [13 empty] | 2 | 1 | 2 | 2 | 2 | 1 | 1 |  | 0
SCE Eastern | Wildlife | 230 | Geothermal |  |  | 0 | 0 | 0 | 0 | 0 | 0 | 0 | 0 | 0 | 1 | 1 | 1 | 1 | [13 empty] | 1 | 1 | 1 | 1 | 1 | 1 | 1 |  | 0
PG&E FRESNO | Wilson | 115 | Geothermal |  |  | 0 | 0 | 0 | 0 | 0 | 0 | 0 | 0 | 0 | 5 | 2 | 1 | 1 | [13 empty] | 1 | 1 | 4 | 2 | 1 | 1 | 1 |  | 0
PG&E FRESNO | Wilson | 230 | Geothermal |  |  | 0 | 0 | 0 | 0 | 0 | 0 | 0 | 0 | 0 | 5 | 2 | 4 | 2 | [13 empty] | 1 | 1 | 4 | 2 | 1 | 1 | 1 |  | 0
SCE Northern | Windhub | 230 | Geothermal |  |  | 0 | 0 | 0 | 0 | 0 | 0 | 0 | 0 | 0 | 1 | 1 | 1 | 1 | [13 empty] | 2 | 1 | 4 | 1 | 2 | 1 | 1 |  | 0
SCE Northern | Windhub | 500 | Geothermal |  |  | 0 | 0 | 0 | 0 | 0 | 0 | 0 | 0 | 0 | 1 | 1 | 1 | 1 | [13 empty] | 2 | 1 | 4 | 1 | 2 | 1 | 1 |  | 0
PG&E GBA | Windmaster | 230 | Geothermal |  |  | 0 | 0 | 0 | 0 | 0 | 0 | 0 | 0 | 0 | 5 | 2 | 1 | 1 | [13 empty] | 2 | 1 | 2 | 1 | 2 | 1 | 1 |  | 0
PG&E NGBA | Windsor | 60 | Geothermal |  |  | 0 | 0 | 0 | 0 | 0 | 0 | 0 | 0 | 0 | 5 | 2 | 1 | 1 | [13 empty] | 1 | 1 | 2 | 1 | 2 | 1 | 1 |  | 0
PG&E NGBA | Woodland | 115 | Geothermal |  |  | 0 | 0 | 0 | 0 | 0 | 0 | 0 | 0 | 0 | 5 | 2 | 1 | 1 | [13 empty] | 2 | 1 | 4 | 2 | 3 | 1 | 1 |  | 0
PG&E FRESNO | Woodward | 115 | Geothermal |  |  | 0 | 0 | 0 | 0 | 0 | 0 | 0 | 0 | 0 | 5 | 2 | 1 | 1 | [13 empty] | 1 | 1 | 2 | 2 | 2 | 1 | 1 |  | 0
PG&E NGBA | Wyandotte | 115 | Geothermal |  |  | 0 | 0 | 0 | 0 | 0 | 0 | 0 | 0 | 0 | 5 | 2 | 1 | 1 | [13 empty] | 2 | 1 | 2 | 2 | 2 | 1 | 1 |  | 0
PG&E KERN | 7th Standard | 115 | Biomass |  |  | 0 | 0 | 0 | 0 | 0 | 0 | 0 | 0 | 0 | 5 | 2 | 4 | 2 | [13 empty] | 3 | 3 | 2 | 3 | 3 | 1 | 1 |  | 0
SCE Metro | Alamitos | 230 | Biomass |  |  | 0 | 0 | 0 | 0 | 0 | 0 | 0 | 0 | 0 | 1 | 1 | 1 | 1 | [13 empty] | 3 | 3 | 4 | 3 | 4 | 1 | 1 |  | 0
SCE Eastern | Alberhill | 115 | Biomass |  |  | 0 | 0 | 0 | 0 | 0 | 0 | 0 | 0 | 0 | 1 | 1 | 1 | 1 | [13 empty] | 3 | 3 | 1 | 3 | 4 | 1 | 1 |  | 0
SCE Eastern | Alberhill | 500 | Biomass |  |  | 0 | 0 | 0 | 0 | 0 | 0 | 0 | 0 | 0 | 1 | 1 | 1 | 1 | [13 empty] | 3 | 3 | 1 | 3 | 4 | 1 | 1 |  | 0
PG&E GBA | Alhambra | 115 | Biomass |  |  | 0 | 0 | 0 | 0 | 0 | 0 | 0 | 0 | 0 | 5 | 2 | 1 | 1 | [13 empty] | 1 | 3 | 3 | 3 | 3 | 1 | 1 |  | 0
PG&E FRESNO | Alpaugh | 115 | Biomass |  |  | 0 | 0 | 0 | 0 | 0 | 0 | 0 | 0 | 0 | 5 | 2 | 4 | 2 | [13 empty] | 3 | 3 | 2 | 3 | 4 | 1 | 1 |  | 0
SDGE | Alpine | 69 | Biomass |  |  | 0 | 0 | 0 | 0 | 0 | 0 | 0 | 0 | 0 | 1 | 1 | 1 | 1 | [13 empty] | 1 | 3 | 1 | 3 | 1 | 1 | 1 |  | 0
PG&E GBA | Altamont Midway (Sandhill) | 230 | Biomass |  |  | 0 | 0 | 0 | 0 | 0 | 0 | 0 | 0 | 0 | 5 | 2 | 1 | 1 | [13 empty] | 1 | 3 | 3 | 3 | 1 | 1 | 1 |  | 0
SCE Northern | Antelope | 66 | Biomass |  |  | 0 | 0 | 0 | 0 | 0 | 0 | 0 | 0 | 0 | 1 | 1 | 1 | 1 | [13 empty] | 1 | 3 | 1 | 3 | 1 | 1 | 1 |  | 0
SCE Northern | Antelope | 230 | Biomass |  |  | 0 | 0 | 0 | 0 | 0 | 0 | 0 | 0 | 0 | 1 | 1 | 1 | 1 | [13 empty] | 1 | 3 | 1 | 3 | 1 | 1 | 1 |  | 0
SCE Northern | Antelope | 500 | Biomass |  |  | 0 | 0 | 0 | 0 | 0 | 0 | 0 | 0 | 0 | 1 | 1 | 1 | 1 | [13 empty] | 1 | 3 | 1 | 3 | 1 | 1 | 1 |  | 0
PG&E NGBA | Arcata | 60 | Biomass |  |  | 0 | 0 | 0 | 0 | 0 | 0 | 0 | 0 | 0 | 5 | 2 | 1 | 1 | [13 empty] | 1 | 1 | 1 | 1 | 1 | 1 | 1 |  | 0
PG&E KERN | Arco | 230 | Biomass |  |  | 0 | 0 | 0 | 0 | 0 | 0 | 0 | 0 | 0 | 5 | 2 | 4 | 2 | [13 empty] | 3 | 3 | 1 | 3 | 4 | 1 | 1 |  | 0
PG&E KERN | Arco | 70 | Biomass |  |  | 0 | 0 | 0 | 0 | 0 | 0 | 0 | 0 | 0 | 5 | 2 | 4 | 2 | [13 empty] | 3 | 3 | 1 | 3 | 4 | 1 | 1 |  | 0
SCE Metro | ArcoGen | 230 | Biomass |  |  | 0 | 0 | 0 | 0 | 0 | 0 | 0 | 0 | 0 | 1 | 1 | 1 | 1 | [13 empty] | 3 | 3 | 4 | 3 | 4 | 1 | 1 |  | 0
SDGE | Artesian | 230 | Biomass |  |  | 0 | 0 | 0 | 0 | 0 | 0 | 0 | 0 | 0 | 1 | 1 | 1 | 1 | [13 empty] | 1 | 3 | 3 | 3 | 1 | 1 | 1 |  | 0
SDGE | Artesian | 69 | Biomass |  |  | 0 | 0 | 0 | 0 | 0 | 0 | 0 | 0 | 0 | 1 | 1 | 1 | 1 | [13 empty] | 1 | 3 | 3 | 3 | 1 | 1 | 1 |  | 0
PG&E FRESNO | Ashlan | 230 | Biomass |  |  | 0 | 0 | 0 | 0 | 0 | 0 | 0 | 0 | 0 | 5 | 2 | 1 | 1 | [13 empty] | 3 | 3 | 3 | 1 | 4 | 1 | 1 |  | 0
PG&E NGBA | Atlantic | 115 | Biomass |  |  | 0 | 0 | 0 | 0 | 0 | 0 | 0 | 0 | 0 | 5 | 2 | 1 | 1 | [13 empty] | 1 | 3 | 3 | 1 | 1 | 1 | 1 |  | 0
PG&E NGBA | Atlantic | 230 | Biomass |  |  | 0 | 0 | 0 | 0 | 0 | 0 | 0 | 0 | 0 | 5 | 2 | 1 | 1 | [13 empty] | 1 | 3 | 3 | 1 | 1 | 1 | 1 |  | 0
PG&E NGBA | Atlantic | 60 | Biomass |  |  | 0 | 0 | 0 | 0 | 0 | 0 | 0 | 0 | 0 | 5 | 2 | 1 | 1 | [13 empty] | 1 | 3 | 3 | 1 | 1 | 1 | 1 |  | 0
PG&E FRESNO | Atwater | 115 | Biomass |  |  | 0 | 0 | 0 | 0 | 0 | 0 | 0 | 0 | 0 | 5 | 2 | 1 | 1 | [13 empty] | 3 | 3 | 4 | 1 | 4 | 1 | 1 |  | 0
PG&E GBA | Avena | 115 | Biomass |  |  | 0 | 0 | 0 | 0 | 0 | 0 | 0 | 0 | 0 | 5 | 2 | 1 | 1 | [13 empty] | 3 | 3 | 2 | 1 | 4 | 1 | 1 |  | 0
SDGE | Avocado | 69 | Biomass |  |  | 0 | 0 | 0 | 0 | 0 | 0 | 0 | 0 | 0 | 1 | 1 | 1 | 1 | [13 empty] | 1 | 3 | 2 | 3 | 1 | 1 | 1 |  | 0
PG&E NGBA | Bahia | 230 | Biomass |  |  | 0 | 0 | 0 | 0 | 0 | 0 | 0 | 0 | 0 | 5 | 2 | 1 | 1 | [13 empty] | 1 | 3 | 4 | 3 | 3 | 1 | 1 |  | 0
SCE Northern | Bailey | 230 | Biomass |  |  | 0 | 0 | 0 | 0 | 0 | 0 | 0 | 0 | 0 | 1 | 1 | 1 | 1 | [13 empty] | 3 | 3 | 1 | 3 | 1 | 1 | 1 |  | 0
SCE NOL | Baker | 115 | Biomass |  |  | 0 | 0 | 0 | 0 | 0 | 0 | 0 | 0 | 0 | 3 | 3 | 1 | 1 | [13 empty] | 1 | 1 | 1 | 3 | 4 | 1 | 1 |  | 0
PG&E KERN | Bakersfield | 230 | Biomass |  |  | 0 | 0 | 0 | 0 | 0 | 0 | 0 | 0 | 0 | 5 | 2 | 4 | 2 | [13 empty] | 3 | 3 | 3 | 3 | 4 | 1 | 1 |  | 0
PG&E FRESNO | Balch | 230 | Biomass |  |  | 0 | 0 | 0 | 0 | 0 | 0 | 0 | 0 | 0 | 5 | 2 | 1 | 1 | [13 empty] | 3 | 3 | 1 | 1 | 1 | 1 | 5 | Moved to other locations to better align with CI or resource potential | 1
SCE Eastern | Bannister | 230 | Biomass |  |  | 0 | 0 | 0 | 0 | 0 | 0 | 0 | 0 | 0 | 5 | 5 | 3 | 3 | [13 empty] | 1 | 3 | 3 | 1 | 4 | 1 | 1 |  | 0
SCE Metro | Barre | 230 | Biomass |  |  | 0 | 0 | 0 | 0 | 0 | 0 | 0 | 0 | 0 | 1 | 1 | 1 | 1 | [13 empty] | 3 | 3 | 4 | 3 | 4 | 1 | 1 |  | 0
SDGE | Bay Boulevard | 69 | Biomass |  |  | 0 | 0 | 0 | 0 | 0 | 0 | 0 | 0 | 0 | 1 | 1 | 1 | 1 | [13 empty] | 1 | 3 | 4 | 3 | 4 | 1 | 1 |  | 0
SDGE | Bay Boulevard | 230 | Biomass |  |  | 0 | 0 | 0 | 0 | 0 | 0 | 0 | 0 | 0 | 1 | 1 | 1 | 1 | [13 empty] | 1 | 3 | 4 | 3 | 4 | 1 | 1 |  | 0
EOP | Beatty | 138 | Biomass |  |  | 0 | 0 | 0 | 0 | 0 | 0 | 0 | 0 | 0 | 1 | 1 | 1 | 1 | [13 empty] | 1 | 1 | 1 | 3 | 1 | 1 | 1 |  | 0
EOP | Beatty | 230 | Biomass |  |  | 0 | 0 | 0 | 0 | 0 | 0 | 0 | 0 | 0 | 1 | 1 | 1 | 1 | [13 empty] | 1 | 1 | 1 | 3 | 1 | 1 | 1 |  | 0
PG&E NGBA | Belden | 230 | Biomass |  |  | 0 | 0 | 0 | 0 | 0 | 0 | 0 | 0 | 0 | 5 | 2 | 1 | 1 | [13 empty] | 1 | 1 | 1 | 3 | 1 | 1 | 1 |  | 0
PG&E NGBA | Bell | 115 | Biomass |  |  | 0 | 0 | 0 | 0 | 0 | 0 | 0 | 0 | 0 | 5 | 2 | 1 | 1 | [13 empty] | 1 | 3 | 1 | 1 | 1 | 1 | 1 |  | 0
PG&E NGBA | Bellevue | 115 | Biomass |  |  | 0 | 0 | 0 | 0 | 0 | 0 | 0 | 0 | 0 | 5 | 2 | 1 | 1 | [13 empty] | 1 | 3 | 3 | 1 | 3 | 1 | 1 |  | 0
PG&E GBA | Bellota | 115 | Biomass |  |  | 0 | 0 | 0 | 0 | 0 | 0 | 0 | 0 | 0 | 5 | 2 | 1 | 1 | [13 empty] | 3 | 3 | 1 | 1 | 1 | 1 | 4 | Moved to other locations to better align with CI or resource potential | 1
PG&E GBA | Bellota | 230 | Biomass |  |  | 0 | 0 | 0 | 0 | 0 | 0 | 0 | 0 | 0 | 5 | 2 | 1 | 1 | [13 empty] | 3 | 3 | 1 | 1 | 1 | 1 | 1 |  | 0
SCE Northern | Big Creek | 230 | Biomass |  |  | 0 | 0 | 0 | 0 | 0 | 0 | 0 | 0 | 0 | 1 | 1 | 1 | 1 | [13 empty] | 3 | 3 | 1 | 1 | 1 | 1 | 1 |  | 0
PG&E FRESNO | Biola | 70 | Biomass |  |  | 0 | 0 | 0 | 0 | 0 | 0 | 0 | 0 | 0 | 5 | 2 | 1 | 1 | [13 empty] | 3 | 3 | 1 | 1 | 4 | 1 | 1 |  | 0
PG&E GBA | Birds Landing | 230 | Biomass |  |  | 0 | 0 | 0 | 0 | 0 | 0 | 0 | 0 | 0 | 5 | 2 | 1 | 1 | [13 empty] | 1 | 3 | 2 | 3 | 4 | 1 | 1 |  | 0
SCE Northern | Bliss | 66 | Biomass |  |  | 0 | 0 | 0 | 0 | 0 | 0 | 0 | 0 | 0 | 1 | 1 | 1 | 1 | [13 empty] | 3 | 3 | 1 | 3 | 4 | 1 | 1 |  | 0
SCE Eastern | Blythe | 161 | Biomass |  |  | 0 | 0 | 0 | 0 | 0 | 0 | 0 | 0 | 0 | 5 | 5 | 3 | 3 | [13 empty] | 1 | 1 | 3 | 3 | 4 | 1 | 1 |  | 0
PG&E NGBA | Bogue | 115 | Biomass |  |  | 0 | 0 | 0 | 0 | 0 | 0 | 0 | 0 | 0 | 5 | 2 | 1 | 1 | [13 empty] | 1 | 1 | 3 | 3 | 3 | 1 | 1 |  | 0
PG&E FRESNO | Borden | 230 | Biomass |  |  | 0 | 0 | 0 | 0 | 0 | 0 | 0 | 0 | 0 | 5 | 2 | 4 | 2 | [13 empty] | 3 | 3 | 1 | 1 | 4 | 1 | 1 |  | 0
PG&E FRESNO | Borden | 70 | Biomass |  |  | 0 | 0 | 0 | 0 | 0 | 0 | 0 | 0 | 0 | 5 | 2 | 4 | 2 | [13 empty] | 3 | 3 | 1 | 1 | 4 | 4+ | 1 |  | 1
SDGE | Boulevard East | 138 | Biomass |  |  | 0 | 0 | 0 | 0 | 0 | 0 | 0 | 0 | 0 | 1 | 1 | 1 | 1 | [13 empty] | 1 | 3 | 1 | 3 | 1 | 1 | 1 |  | 0
SDGE | Boulevard East | 69 | Biomass |  |  | 0 | 0 | 0 | 0 | 0 | 0 | 0 | 0 | 0 | 1 | 1 | 1 | 1 | [13 empty] | 1 | 3 | 1 | 3 | 1 | 1 | 1 |  | 0
PG&E GBA | Brentwood | 230 | Biomass |  |  | 0 | 0 | 0 | 0 | 0 | 0 | 0 | 0 | 0 | 5 | 2 | 1 | 1 | [13 empty] | 1 | 3 | 2 | 3 | 1 | 1 | 4 | Moved to other locations to better align with CI or resource potential | 1
PG&E NGBA | Bridgeville | 115 | Biomass |  |  | 8 | 0 | 8 | 0 | 0 | 0 | 8 | 0 | 8 | 5 | 2 | 1 | 1 | [13 empty] | 1 | 1 | 1 | 1 | 1 | 5- | 1 |  | 1
PG&E NGBA | Brighton | 115 | Biomass |  |  | 0 | 0 | 0 | 0 | 0 | 0 | 0 | 0 | 0 | 5 | 2 | 1 | 1 | [13 empty] | 1 | 3 | 3 | 1 | 4 | 1 | 1 |  | 0
PG&E NGBA | Brighton | 230 | Biomass |  |  | 0 | 0 | 0 | 0 | 0 | 0 | 0 | 0 | 0 | 5 | 2 | 1 | 1 | [13 empty] | 1 | 3 | 3 | 1 | 4 | 1 | 1 |  | 0
PG&E NGBA | Brunswick | 115 | Biomass |  |  | 0 | 0 | 0 | 0 | 0 | 0 | 0 | 0 | 0 | 5 | 2 | 1 | 1 | [13 empty] | 1 | 3 | 1 | 3 | 1 | 1 | 4 | Moved to other locations to better align with CI or resource potential | 1
PG&E NGBA | Bucks Creek | 230 | Biomass |  |  | 0 | 0 | 0 | 0 | 0 | 0 | 0 | 0 | 0 | 5 | 2 | 1 | 1 | [13 empty] | 1 | 1 | 1 | 3 | 1 | 1 | 1 |  | 0
PG&E KERN | Buena Vista | 230 | Biomass |  |  | 0 | 0 | 0 | 0 | 0 | 0 | 0 | 0 | 0 | 5 | 2 | 4 | 2 | [13 empty] | 1 | 1 | 2 | 1 | 4 | 1 | 1 |  | 0
PG&E FRESNO | Bullard | 115 | Biomass |  |  | 0 | 0 | 0 | 0 | 0 | 0 | 0 | 0 | 0 | 5 | 2 | 4 | 2 | [13 empty] | 3 | 3 | 4 | 1 | 3 | 1 | 1 |  | 0
PG&E GBA | Burlingame | 115 | Biomass |  |  | 0 | 0 | 0 | 0 | 0 | 0 | 0 | 0 | 0 | 5 | 2 | 1 | 1 | [13 empty] | 1 | 3 | 3 | 3 | 3 | 1 | 1 |  | 0
PG&E NGBA | Burney Forest | 230 | Biomass |  |  | 11 | 0 | 11 | 0 | 0 | 0 | 11 | 0 | 11 | 5 | 5 | 3 | 3 | [13 empty] | 1 | 1 | 1 | 1 | 1 | 3- | 1 |  | 1
PG&E NGBA | Butte | 115 | Biomass |  |  | 0 | 0 | 0 | 0 | 0 | 0 | 0 | 0 | 0 | 5 | 2 | 1 | 1 | [13 empty] | 1 | 3 | 1 | 1 | 3 | 1 | 1 |  | 0
PG&E KERN | Cabrillo | 115 | Biomass |  |  | 0 | 0 | 0 | 0 | 0 | 0 | 0 | 0 | 0 | 1 | 1 | 1 | 1 | [13 empty] | 1 | 1 | 1 | 3 | 1 | 1 | 1 |  | 0
PG&E FRESNO | Cal Flats | 230 | Biomass |  |  | 0 | 0 | 0 | 0 | 0 | 0 | 0 | 0 | 0 | 5 | 2 | 4 | 2 | [13 empty] | 1 | 1 | 1 | 1 | 3 | 1 | 1 |  | 0
SCE NOL | Calcite | 230 | Biomass |  |  | 0 | 0 | 0 | 0 | 0 | 0 | 0 | 0 | 0 | 1 | 1 | 1 | 1 | [13 empty] | 1 | 3 | 1 | 3 | 1 | 1 | 1 |  | 0
PG&E KERN | Caliente | 230 | Biomass |  |  | 0 | 0 | 0 | 0 | 0 | 0 | 0 | 0 | 0 | 5 | 2 | 4 | 2 | [13 empty] | 1 | 3 | 1 | 1 | 3 | 1 | 4 | Amount reduced to better align with DAC criteria | 1
PG&E FRESNO | California Ave | 115 | Biomass |  |  | 0 | 0 | 0 | 0 | 0 | 0 | 0 | 0 | 0 | 5 | 2 | 1 | 1 | [13 empty] | 3 | 3 | 3 | 1 | 4 | 1 | 1 |  | 0
PG&E KERN | Callender | 115 | Biomass |  |  | 0 | 0 | 0 | 0 | 0 | 0 | 0 | 0 | 0 | 5 | 2 | 4 | 2 | [13 empty] | 1 | 1 | 1 | 1 | 3 | 1 | 1 |  | 0
PG&E NGBA | Calpella | 115 | Biomass |  |  | 10 | 0 | 10 | 0 | 0 | 0 | 10 | 0 | 10 | 5 | 2 | 1 | 1 | [13 empty] | 1 | 1 | 1 | 1 | 1 | 5- | 1 |  | 1
PG&E GBA | Camanche | 230 | Biomass |  |  | 0 | 0 | 0 | 0 | 0 | 0 | 0 | 0 | 0 | 5 | 2 | 1 | 1 | [13 empty] | 3 | 3 | 2 | 1 | 1 | 1 | 1 |  | 0
SDGE | Cameron | 69 | Biomass |  |  | 0 | 0 | 0 | 0 | 0 | 0 | 0 | 0 | 0 | 1 | 1 | 1 | 1 | [13 empty] | 3 | 3 | 3 | 3 | 4 | 1 | 1 |  | 0
SDGE | Cannon | 69 | Biomass |  |  | 0 | 0 | 0 | 0 | 0 | 0 | 0 | 0 | 0 | 1 | 1 | 1 | 1 | [13 empty] | 1 | 3 | 4 | 3 | 1 | 1 | 1 |  | 0
PG&E FRESNO | Cantua | 115 | Biomass |  |  | 0 | 0 | 0 | 0 | 0 | 0 | 0 | 0 | 0 | 1 | 1 | 1 | 1 | [13 empty] | 3 | 3 | 1 | 1 | 4 | 1 | 1 |  | 0
SDGE | Capistrano | 138 | Biomass |  |  | 0 | 0 | 0 | 0 | 0 | 0 | 0 | 0 | 0 | 1 | 1 | 1 | 1 | [13 empty] | 3 | 3 | 3 | 3 | 1 | 1 | 1 |  | 0
SDGE | Capistrano | 230 | Biomass |  |  | 0 | 0 | 0 | 0 | 0 | 0 | 0 | 0 | 0 | 1 | 1 | 1 | 1 | [13 empty] | 3 | 3 | 3 | 3 | 1 | 1 | 1 |  | 0
PG&E NGBA | Carberry | 230 | Biomass |  |  | 3.6 | 0 | 3.6 | 0 | 0 | 0 | 3.6 | 0 | 3.6 | 5 | 5 | 3 | 3 | [13 empty] | 1 | 1 | 1 | 1 | 1 | 5- | 4 | Amount reduced to move to other locations | 1
SCE Eastern | Cardiff | 66 | Biomass |  |  | 0 | 0 | 0 | 0 | 0 | 0 | 0 | 0 | 0 | 1 | 1 | 1 | 1 | [13 empty] | 3 | 3 | 3 | 3 | 4 | 1 | 1 |  | 0
PG&E NGBA | Caribou | 60 | Biomass |  |  | 10 | 0 | 10 | 0 | 0 | 0 | 10 | 0 | 10 | 5 | 2 | 1 | 1 | [13 empty] | 1 | 1 | 1 | 3 | 1 | 3- | 1 |  | 1
PG&E NGBA | Caribou | 115 | Biomass |  |  | 10 | 0 | 10 | 0 | 0 | 0 | 10 | 0 | 10 | 5 | 2 | 1 | 1 | [13 empty] | 1 | 1 | 1 | 3 | 1 | 5- | 1 |  | 1
PG&E NGBA | Caribou | 230 | Biomass |  |  | 0 | 0 | 0 | 0 | 0 | 0 | 0 | 0 | 0 | 5 | 2 | 1 | 1 | [13 empty] | 1 | 1 | 1 | 3 | 1 | 1 | 4 | Moved to other locations to better align with CI or resource potential | 1
EOP | Carpenter Canyon (fka Gamebird) | 138 | Biomass |  |  | 0 | 0 | 0 | 0 | 0 | 0 | 0 | 0 | 0 | 1 | 1 | 1 | 1 | [13 empty] | 1 | 1 | 1 | 3 | 1 | 1 | 1 |  | 0
EOP | Carpenter Canyon (fka Gamebird) | 230 | Biomass |  |  | 0 | 0 | 0 | 0 | 0 | 0 | 0 | 0 | 0 | 1 | 1 | 1 | 1 | [13 empty] | 1 | 1 | 1 | 3 | 1 | 1 | 1 |  | 0
PG&E NGBA | Carquinez | 115 | Biomass |  |  | 0 | 0 | 0 | 0 | 0 | 0 | 0 | 0 | 0 | 5 | 2 | 1 | 1 | [13 empty] | 1 | 3 | 3 | 3 | 4 | 1 | 1 |  | 0
SDGE | Carrizo Gorge | 138 | Biomass |  |  | 0 | 0 | 0 | 0 | 0 | 0 | 0 | 0 | 0 | 1 | 1 | 1 | 1 | [13 empty] | 1 | 3 | 1 | 3 | 1 | 1 | 1 |  | 0
PG&E KERN | Carrizo Plains | 115 | Biomass |  |  | 0 | 0 | 0 | 0 | 0 | 0 | 0 | 0 | 0 | 5 | 2 | 4 | 2 | [13 empty] | 1 | 3 | 1 | 1 | 3 | 1 | 1 |  | 0
PG&E KERN | Casaloma | 230 | Biomass |  |  | 0 | 0 | 0 | 0 | 0 | 0 | 0 | 0 | 0 | 1 | 1 | 1 | 1 | [13 empty] | 3 | 3 | 3 | 3 | 4 | 1 | 1 |  | 0
PG&E GBA | Castro Valley | 230 | Biomass |  |  | 0 | 0 | 0 | 0 | 0 | 0 | 0 | 0 | 0 | 5 | 2 | 1 | 1 | [13 empty] | 1 | 3 | 3 | 3 | 3 | 1 | 1 |  | 0
PG&E GBA | Cayetano | 230 | Biomass |  |  | 0 | 0 | 0 | 0 | 0 | 0 | 0 | 0 | 0 | 5 | 2 | 1 | 1 | [13 empty] | 1 | 3 | 2 | 3 | 1 | 1 | 1 |  | 0
SCE Metro | Center | 230 | Biomass |  |  | 0 | 0 | 0 | 0 | 0 | 0 | 0 | 0 | 0 | 1 | 1 | 1 | 1 | [13 empty] | 3 | 3 | 4 | 3 | 4 | 1 | 1 |  | 0
PG&E KERN | Charca | 115 | Biomass |  |  | 0 | 0 | 0 | 0 | 0 | 0 | 0 | 0 | 0 | 1 | 1 | 1 | 1 | [13 empty] | 3 | 3 | 1 | 3 | 4 | 1 | 1 |  | 0
EOP | Charleston | 138 | Biomass |  |  | 0 | 0 | 0 | 0 | 0 | 0 | 0 | 0 | 0 | 1 | 1 | 1 | 1 | [13 empty] | 1 | 1 | 1 | 3 | 1 | 1 | 1 |  | 0
SCE Metro | Chevmain | 230 | Biomass |  |  | 0 | 0 | 0 | 0 | 0 | 0 | 0 | 0 | 0 | 1 | 1 | 1 | 1 | [13 empty] | 3 | 3 | 4 | 3 | 4 | 1 | 1 |  | 0
SDGE | Chicarita | 138 | Biomass |  |  | 0 | 0 | 0 | 0 | 0 | 0 | 0 | 0 | 0 | 1 | 1 | 1 | 1 | [13 empty] | 1 | 3 | 3 | 3 | 1 | 1 | 1 |  | 0
SCE Metro | Chino | 230 | Biomass |  |  | 0 | 0 | 0 | 0 | 0 | 0 | 0 | 0 | 0 | 1 | 1 | 1 | 1 | [13 empty] | 3 | 3 | 4 | 3 | 3 | 1 | 1 |  | 0
PG&E FRESNO | Chowchilla | 115 | Biomass |  |  | 0 | 0 | 0 | 0 | 0 | 0 | 0 | 0 | 0 | 5 | 2 | 1 | 1 | [13 empty] | 3 | 3 | 4 | 1 | 3 | 1 | 1 |  | 0
PG&E GBA | Christie | 60 | Biomass |  |  | 0 | 0 | 0 | 0 | 0 | 0 | 0 | 0 | 0 | 5 | 2 | 1 | 1 | [13 empty] | 1 | 3 | 3 | 3 | 3 | 1 | 1 |  | 0
PG&E GBA | Christie | 115 | Biomass |  |  | 0 | 0 | 0 | 0 | 0 | 0 | 0 | 0 | 0 | 5 | 2 | 1 | 1 | [13 empty] | 1 | 3 | 3 | 3 | 3 | 1 | 1 |  | 0
SCE Eastern | Cielo Azul | 500 | Biomass |  |  | 0 | 0 | 0 | 0 | 0 | 0 | 0 | 0 | 0 | 1 | 1 | 1 | 1 | [13 empty] | 1 | 1 | 1 | 3 | 1 | 1 | 1 |  | 0
PG&E GBA | Clay | 60 | Biomass |  |  | 0 | 0 | 0 | 0 | 0 | 0 | 0 | 0 | 0 | 5 | 2 | 1 | 1 | [13 empty] | 1 | 3 | 3 | 3 | 1 | 1 | 1 |  | 0
PG&E GBA | Clayton | 115 | Biomass |  |  | 0 | 0 | 0 | 0 | 0 | 0 | 0 | 0 | 0 | 5 | 2 | 1 | 1 | [13 empty] | 1 | 3 | 2 | 3 | 3 | 1 | 1 |  | 0
PG&E NGBA | Cloverdale | 115 | Biomass |  |  | 5.5 | 0 | 5.5 | 0 | 0 | 0 | 5.5 | 0 | 5.5 | 5 | 2 | 1 | 1 | [13 empty] | 1 | 1 | 1 | 1 | 1 | 5- | 1 |  | 1
PG&E FRESNO | Clovis | 115 | Biomass |  |  | 0 | 0 | 0 | 0 | 0 | 0 | 0 | 0 | 0 | 5 | 2 | 1 | 1 | [13 empty] | 3 | 3 | 3 | 1 | 3 | 1 | 1 |  | 0
PG&E GBA | Coburn | 230 | Biomass |  |  | 0 | 0 | 0 | 0 | 0 | 0 | 0 | 0 | 0 | 1 | 1 | 1 | 1 | [13 empty] | 1 | 1 | 3 | 1 | 1 | 1 | 5 | Moved to other locations to better align with CI or resource potential | 1
PG&E GBA | Coburn | 60 | Biomass |  |  | 0 | 0 | 0 | 0 | 0 | 0 | 0 | 0 | 0 | 1 | 1 | 1 | 1 | [13 empty] | 1 | 1 | 3 | 1 | 1 | 1 | 1 |  | 0
PG&E NGBA | Colgate | 230 | Biomass |  |  | 8.5 | 0 | 8.5 | 3 | 0 | 3 | 5.5 | 0 | 5.5 | 5 | 2 | 1 | 1 | [13 empty] | 1 | 3 | 1 | 3 | 1 | 5- | 1 |  | 1
PG&E GBA | Collierville | 230 | Biomass |  |  | 0 | 0 | 0 | 0 | 0 | 0 | 0 | 0 | 0 | 5 | 2 | 1 | 1 | [13 empty] | 1 | 3 | 1 | 3 | 1 | 1 | 1 |  | 0
PG&E GBA | Collinsville | 230 | Biomass |  |  | 0 | 0 | 0 | 0 | 0 | 0 | 0 | 0 | 0 | 5 | 2 | 1 | 1 | [13 empty] | 1 | 3 | 3 | 3 | 4 | 1 | 1 |  | 0
PG&E GBA | Collinsville | 500 | Biomass |  |  | 0 | 0 | 0 | 0 | 0 | 0 | 0 | 0 | 0 | 5 | 2 | 1 | 1 | [13 empty] | 1 | 3 | 3 | 3 | 4 | 1 | 1 |  | 0
SCE Eastern | Colorado River | 230 | Biomass |  |  | 0 | 0 | 0 | 0 | 0 | 0 | 0 | 0 | 0 | 1 | 1 | 1 | 1 | [13 empty] | 1 | 1 | 2 | 3 | 1 | 1 | 1 |  | 0
SCE Eastern | Colorado River | 500 | Biomass |  |  | 0 | 0 | 0 | 0 | 0 | 0 | 0 | 0 | 0 | 1 | 1 | 1 | 1 | [13 empty] | 1 | 1 | 2 | 3 | 1 | 1 | 1 |  | 0
PG&E KERN | Columbus | 115 | Biomass |  |  | 0 | 0 | 0 | 0 | 0 | 0 | 0 | 0 | 0 | 5 | 2 | 4 | 2 | [13 empty] | 3 | 3 | 3 | 3 | 3 | 1 | 1 |  | 0
PG&E GBA | Contra Costa | 115 | Biomass |  |  | 0 | 0 | 0 | 0 | 0 | 0 | 0 | 0 | 0 | 5 | 2 | 1 | 1 | [13 empty] | 1 | 3 | 4 | 3 | 3 | 1 | 1 |  | 0
PG&E GBA | Contra Costa | 230 | Biomass |  |  | 0 | 0 | 0 | 0 | 0 | 0 | 0 | 0 | 0 | 5 | 2 | 1 | 1 | [13 empty] | 1 | 3 | 4 | 3 | 3 | 1 | 1 |  | 0
PG&E GBA | Contra Costa PP | 230 | Biomass |  |  | 0 | 0 | 0 | 0 | 0 | 0 | 0 | 0 | 0 | 5 | 2 | 1 | 1 | [13 empty] | 1 | 3 | 4 | 3 | 3 | 1 | 1 |  | 0
SCE NOL | Control | 115 | Biomass |  |  | 0 | 0 | 0 | 0 | 0 | 0 | 0 | 0 | 0 | 5 | 5 | 1 | 1 | [13 empty] | 1 | 1 | 1 | 3 | 1 | 1 | 5 | Moved to other locations to better align with CI or resource potential | 1
SCE NOL | Control | 55 | Biomass |  |  | 0 | 0 | 0 | 0 | 0 | 0 | 0 | 0 | 0 | 5 | 5 | 1 | 1 | [13 empty] | 1 | 1 | 1 | 3 | 1 | 1 | 1 |  | 0
PG&E GBA | Cooley Landing | 115 | Biomass |  |  | 0 | 0 | 0 | 0 | 0 | 0 | 0 | 0 | 0 | 5 | 2 | 1 | 1 | [13 empty] | 1 | 3 | 3 | 3 | 4 | 1 | 1 |  | 0
PG&E GBA | Cooley Landing | 60 | Biomass |  |  | 0 | 0 | 0 | 0 | 0 | 0 | 0 | 0 | 0 | 1 | 1 | 1 | 1 | [13 empty] | 1 | 3 | 3 | 3 | 4 | 1 | 1 |  | 0
SCE NOL | Coolwater | 230 | Biomass |  |  | 0 | 0 | 0 | 0 | 0 | 0 | 0 | 0 | 0 | 3 | 3 | 1 | 1 | [13 empty] | 1 | 3 | 4 | 3 | 4 | 1 | 1 |  | 0
SCE NOL | Coolwater | 115 | Biomass |  |  | 0 | 0 | 0 | 0 | 0 | 0 | 0 | 0 | 0 | 3 | 3 | 1 | 1 | [13 empty] | 1 | 3 | 4 | 3 | 4 | 1 | 1 |  | 0
PG&E KERN | Copus | 70 | Biomass |  |  | 0 | 0 | 0 | 0 | 0 | 0 | 0 | 0 | 0 | 5 | 2 | 4 | 2 | [13 empty] | 3 | 3 | 2 | 3 | 4 | 1 | 1 |  | 0
PG&E FRESNO | Corcoran | 70 | Biomass |  |  | 0 | 0 | 0 | 0 | 0 | 0 | 0 | 0 | 0 | 5 | 2 | 4 | 2 | [13 empty] | 3 | 3 | 1 | 1 | 4 | 1 | 1 |  | 0
PG&E FRESNO | Corcoran | 115 | Biomass |  |  | 0 | 0 | 0 | 0 | 0 | 0 | 0 | 0 | 0 | 5 | 2 | 4 | 2 | [13 empty] | 3 | 3 | 1 | 1 | 4 | 1 | 1 |  | 0
PG&E NGBA | Corona | 115 | Biomass |  |  | 0 | 0 | 0 | 0 | 0 | 0 | 0 | 0 | 0 | 5 | 2 | 1 | 1 | [13 empty] | 1 | 3 | 2 | 1 | 1 | 1 | 1 |  | 0
PG&E NGBA | Cortina | 230 | Biomass |  |  | 0 | 0 | 0 | 0 | 0 | 0 | 0 | 0 | 0 | 5 | 2 | 1 | 1 | [13 empty] | 1 | 1 | 1 | 3 | 1 | 1 | 1 |  | 0
PG&E NGBA | Cortina | 115 | Biomass |  |  | 5 | 0 | 5 | 0 | 0 | 0 | 5 | 0 | 5 | 5 | 2 | 1 | 1 | [13 empty] | 1 | 1 | 1 | 3 | 1 | 1 | 1 |  | 1
PG&E GBA | Cottle | 230 | Biomass |  |  | 0 | 0 | 0 | 0 | 0 | 0 | 0 | 0 | 0 | 5 | 2 | 1 | 1 | [13 empty] | 3 | 3 | 3 | 1 | 4 | 1 | 5 | Amount reduced to better align with DAC criteria | 1
PG&E NGBA | Cottonwood | 115 | Biomass |  |  | 0 | 0 | 0 | 0 | 0 | 0 | 0 | 0 | 0 | 5 | 2 | 1 | 1 | [13 empty] | 1 | 1 | 3 | 1 | 1 | 1 | 1 |  | 0
PG&E NGBA | Cottonwood | 230 | Biomass |  |  | 0 | 0 | 0 | 0 | 0 | 0 | 0 | 0 | 0 | 5 | 2 | 1 | 1 | [13 empty] | 1 | 1 | 3 | 1 | 1 | 1 | 1 |  | 0
PG&E NGBA | Cottonwood | 60 | Biomass |  |  | 0 | 0 | 0 | 0 | 0 | 0 | 0 | 0 | 0 | 5 | 2 | 1 | 1 | [13 empty] | 1 | 1 | 3 | 1 | 1 | 1 | 1 |  | 0
PG&E NGBA | Cove Road | 230 | Biomass |  |  | 0 | 0 | 0 | 0 | 0 | 0 | 0 | 0 | 0 | 5 | 2 | 1 | 1 | [13 empty] | 1 | 1 | 1 | 1 | 1 | 1 | 1 |  | 0
PG&E GBA | Coyote | 230 | Biomass |  |  | 0 | 0 | 0 | 0 | 0 | 0 | 0 | 0 | 0 | 1 | 1 | 1 | 1 | [13 empty] | 1 | 3 | 2 | 1 | 3 | 1 | 1 |  | 0
PG&E GBA | Crazy Horse Canyon | 115 | Biomass |  |  | 0 | 0 | 0 | 0 | 0 | 0 | 0 | 0 | 0 | 1 | 1 | 1 | 1 | [13 empty] | 1 | 1 | 2 | 1 | 1 | 1 | 1 |  | 0
SDGE | Creelman | 69 | Biomass |  |  | 0 | 0 | 0 | 0 | 0 | 0 | 0 | 0 | 0 | 1 | 1 | 1 | 1 | [13 empty] | 1 | 3 | 1 | 3 | 1 | 1 | 1 |  | 0
PG&E FRESNO | Crescent | 70 | Biomass |  |  | 0 | 0 | 0 | 0 | 0 | 0 | 0 | 0 | 0 | 5 | 2 | 1 | 1 | [13 empty] | 3 | 3 | 2 | 1 | 4 | 1 | 1 |  | 0
PG&E FRESNO | Cressey | 115 | Biomass |  |  | 0 | 0 | 0 | 0 | 0 | 0 | 0 | 0 | 0 | 5 | 2 | 1 | 1 | [13 empty] | 3 | 3 | 3 | 1 | 4 | 1 | 1 |  | 0
PG&E NGBA | Cresta | 230 | Biomass |  |  | 0 | 0 | 0 | 0 | 0 | 0 | 0 | 0 | 0 | 5 | 2 | 1 | 1 | [13 empty] | 1 | 3 | 1 | 1 | 1 | 1 | 1 |  | 0
SDGE | Crestwood | 69 | Biomass |  |  | 0 | 0 | 0 | 0 | 0 | 0 | 0 | 0 | 0 | 1 | 1 | 1 | 1 | [13 empty] | 1 | 3 | 1 | 3 | 1 | 1 | 1 |  | 0
PG&E GBA | Crow Creek | 60 | Biomass |  |  | 0 | 0 | 0 | 0 | 0 | 0 | 0 | 0 | 0 | 5 | 2 | 1 | 1 | [13 empty] | 3 | 3 | 1 | 1 | 4 | 1 | 1 |  | 0
PG&E GBA | Crows Landing | 60 | Biomass |  |  | 0 | 0 | 0 | 0 | 0 | 0 | 0 | 0 | 0 | 5 | 2 | 1 | 1 | [13 empty] | 3 | 3 | 1 | 1 | 4 | 1 | 1 |  | 0
PG&E GBA | Curtis | 115 | Biomass |  |  | 0 | 0 | 0 | 0 | 0 | 0 | 0 | 0 | 0 | 5 | 2 | 1 | 1 | [13 empty] | 1 | 3 | 1 | 3 | 1 | 1 | 4 | Moved to other locations to better align with CI or resource potential | 1
PG&E FRESNO | Dairyland | 115 | Biomass |  |  | 0 | 0 | 0 | 0 | 0 | 0 | 0 | 0 | 0 | 5 | 2 | 1 | 1 | [13 empty] | 3 | 3 | 2 | 1 | 4 | 1 | 1 |  | 0
PG&E NGBA | Davis | 115 | Biomass |  |  | 0 | 0 | 0 | 0 | 0 | 0 | 0 | 0 | 0 | 5 | 2 | 1 | 1 | [13 empty] | 1 | 3 | 1 | 1 | 1 | 1 | 1 |  | 0
SCE Metro | Del Amo | 500 | Biomass |  |  | 0 | 0 | 0 | 0 | 0 | 0 | 0 | 0 | 0 | 1 | 1 | 1 | 1 | [13 empty] | 3 | 3 | 3 | 3 | 3 | 1 | 1 |  | 0
SCE Metro | Del Amo | 230 | Biomass |  |  | 0 | 0 | 0 | 0 | 0 | 0 | 0 | 0 | 0 | 1 | 1 | 1 | 1 | [13 empty] | 3 | 3 | 3 | 3 | 3 | 1 | 1 |  | 0
SCE Eastern | Delaney | 500 | Biomass |  |  | 0 | 0 | 0 | 0 | 0 | 0 | 0 | 0 | 0 | 1 | 1 | 1 | 1 | [13 empty] | 1 | 3 | 1 | 1 | 1 | 1 | 1 |  | 0
PG&E NGBA | Delevan | 230 | Biomass |  |  | 0 | 0 | 0 | 0 | 0 | 0 | 0 | 0 | 0 | 5 | 2 | 1 | 1 | [13 empty] | 1 | 1 | 4 | 3 | 1 | 1 | 1 |  | 0
PG&E GBA | Delta PP | 230 | Biomass |  |  | 0 | 0 | 0 | 0 | 0 | 0 | 0 | 0 | 0 | 5 | 2 | 1 | 1 | [13 empty] | 1 | 3 | 3 | 3 | 3 | 1 | 1 |  | 0
EOP | Desert View | 230 | Biomass |  |  | 0 | 0 | 0 | 0 | 0 | 0 | 0 | 0 | 0 | 1 | 1 | 1 | 1 | [13 empty] | 1 | 3 | 1 | 3 | 1 | 1 | 1 |  | 0
SCE Eastern | Devers | 230 | Biomass |  |  | 0 | 0 | 0 | 0 | 0 | 0 | 0 | 0 | 0 | 1 | 1 | 1 | 1 | [13 empty] | 1 | 3 | 4 | 3 | 1 | 1 | 1 |  | 0
SCE Eastern | Devers | 500 | Biomass |  |  | 0 | 0 | 0 | 0 | 0 | 0 | 0 | 0 | 0 | 1 | 1 | 1 | 1 | [13 empty] | 1 | 3 | 4 | 3 | 1 | 1 | 1 |  | 0
PG&E KERN | Diablo Canyon | 230 | Biomass |  |  | 0 | 0 | 0 | 0 | 0 | 0 | 0 | 0 | 0 | 1 | 1 | 1 | 1 | [13 empty] | 1 | 1 | 1 | 1 | 1 | 1 | 1 |  | 0
PG&E KERN | Diablo Canyon | 500 | Biomass |  |  | 0 | 0 | 0 | 0 | 0 | 0 | 0 | 0 | 0 | 5 | 2 | 4 | 2 | [13 empty] | 1 | 1 | 1 | 1 | 1 | 1 | 1 |  | 0
PG&E KERN | Divide | 115 | Biomass |  |  | 0 | 0 | 0 | 0 | 0 | 0 | 0 | 0 | 0 | 1 | 1 | 1 | 1 | [13 empty] | 1 | 1 | 2 | 3 | 3 | 1 | 1 |  | 0
PG&E GBA | Dixon Landing | 115 | Biomass |  |  | 0 | 0 | 0 | 0 | 0 | 0 | 0 | 0 | 0 | 1 | 1 | 1 | 1 | [13 empty] | 1 | 3 | 3 | 3 | 3 | 1 | 1 |  | 0
PG&E FRESNO | Dos Amigos | 230 | Biomass |  |  | 0 | 0 | 0 | 0 | 0 | 0 | 0 | 0 | 0 | 1 | 1 | 1 | 1 | [13 empty] | 3 | 3 | 1 | 1 | 4 | 1 | 1 |  | 0
PG&E NGBA | Drum | 115 | Biomass |  |  | 0 | 0 | 0 | 0 | 0 | 0 | 0 | 0 | 0 | 5 | 2 | 1 | 1 | [13 empty] | 1 | 3 | 1 | 1 | 1 | 1 | 1 |  | 0
PG&E GBA | Dumbarton | 115 | Biomass |  |  | 0 | 0 | 0 | 0 | 0 | 0 | 0 | 0 | 0 | 5 | 2 | 1 | 1 | [13 empty] | 1 | 3 | 2 | 3 | 3 | 1 | 1 |  | 0
SCE NOL | Dunn Siding | 115 | Biomass |  |  | 0 | 0 | 0 | 0 | 0 | 0 | 0 | 0 | 0 | 3 | 3 | 1 | 1 | [13 empty] | 1 | 3 | 1 | 3 | 4 | 1 | 1 |  | 0
SCE Eastern | Eagle Mountain | 230 | Biomass |  |  | 0 | 0 | 0 | 0 | 0 | 0 | 0 | 0 | 0 | 5 | 5 | 3 | 3 | [13 empty] | 1 | 1 | 1 | 3 | 1 | 1 | 1 |  | 0
PG&E NGBA | Eagle Rock (PGE) | 60 | Biomass |  |  | 0 | 0 | 0 | 0 | 0 | 0 | 0 | 0 | 0 | 5 | 2 | 1 | 1 | [13 empty] | 1 | 1 | 1 | 1 | 1 | 1 | 1 |  | 0
PG&E NGBA | Eagle Rock (PGE) | 115 | Biomass |  |  | 0 | 0 | 0 | 0 | 0 | 0 | 0 | 0 | 0 | 5 | 2 | 1 | 1 | [13 empty] | 1 | 1 | 1 | 1 | 1 | 1 | 5 | Moved to other locations to better align with CI or resource potential | 1
SCE Metro | Eagle Rock (SCE) | 230 | Biomass |  |  | 0 | 0 | 0 | 0 | 0 | 0 | 0 | 0 | 0 | 1 | 1 | 1 | 1 | [13 empty] | 3 | 3 | 3 | 3 | 3 | 1 | 1 |  | 0
PG&E NGBA | East Marysville | 115 | Biomass |  |  | 0 | 0 | 0 | 0 | 0 | 0 | 0 | 0 | 0 | 5 | 2 | 1 | 1 | [13 empty] | 1 | 1 | 3 | 3 | 3 | 1 | 1 |  | 0
PG&E NGBA | East Nicolaus | 115 | Biomass |  |  | 0 | 0 | 0 | 0 | 0 | 0 | 0 | 0 | 0 | 5 | 2 | 1 | 1 | [13 empty] | 1 | 3 | 1 | 3 | 1 | 1 | 1 |  | 0
PG&E NGBA | East Nicolaus | 60 | Biomass |  |  | 0 | 0 | 0 | 0 | 0 | 0 | 0 | 0 | 0 | 5 | 2 | 1 | 1 | [13 empty] | 1 | 3 | 1 | 3 | 1 | 1 | 1 |  | 0
PG&E GBA | Eastshore | 115 | Biomass |  |  | 0 | 0 | 0 | 0 | 0 | 0 | 0 | 0 | 0 | 5 | 2 | 1 | 1 | [13 empty] | 1 | 3 | 3 | 3 | 4 | 1 | 1 |  | 0
PG&E GBA | Eastshore | 230 | Biomass |  |  | 0 | 0 | 0 | 0 | 0 | 0 | 0 | 0 | 0 | 5 | 2 | 1 | 1 | [13 empty] | 1 | 3 | 3 | 3 | 4 | 1 | 1 |  | 0
SDGE | ECO | 138 | Biomass |  |  | 0 | 0 | 0 | 0 | 0 | 0 | 0 | 0 | 0 | 1 | 1 | 1 | 1 | [13 empty] | 1 | 3 | 1 | 3 | 1 | 1 | 1 |  | 0
SDGE | ECO | 230 | Biomass |  |  | 0 | 0 | 0 | 0 | 0 | 0 | 0 | 0 | 0 | 1 | 1 | 1 | 1 | [13 empty] | 1 | 3 | 1 | 3 | 1 | 1 | 1 |  | 0
SDGE | ECO | 500 | Biomass |  |  | 0 | 0 | 0 | 0 | 0 | 0 | 0 | 0 | 0 | 1 | 1 | 1 | 1 | [13 empty] | 1 | 3 | 1 | 3 | 1 | 1 | 1 |  | 0
PG&E GBA | Edenvale | 115 | Biomass |  |  | 0 | 0 | 0 | 0 | 0 | 0 | 0 | 0 | 0 | 1 | 1 | 1 | 1 | [13 empty] | 1 | 3 | 3 | 1 | 3 | 1 | 1 |  | 0
PG&E GBA | Edes | 115 | Biomass |  |  | 0 | 0 | 0 | 0 | 0 | 0 | 0 | 0 | 0 | 5 | 2 | 1 | 1 | [13 empty] | 1 | 3 | 2 | 3 | 4 | 1 | 1 |  | 0
PG&E GBA | Eight Mile | 230 | Biomass |  |  | 0 | 0 | 0 | 0 | 0 | 0 | 0 | 0 | 0 | 5 | 2 | 1 | 1 | [13 empty] | 3 | 3 | 3 | 1 | 4 | 1 | 1 |  | 0
SDGE | El Cajon | 69 | Biomass |  |  | 0 | 0 | 0 | 0 | 0 | 0 | 0 | 0 | 0 | 1 | 1 | 1 | 1 | [13 empty] | 1 | 3 | 4 | 3 | 4 | 1 | 1 |  | 0
SCE Eastern | El Casco | 230 | Biomass |  |  | 0 | 0 | 0 | 0 | 0 | 0 | 0 | 0 | 0 | 1 | 1 | 1 | 1 | [13 empty] | 3 | 3 | 1 | 3 | 3 | 1 | 1 |  | 0
PG&E GBA | El Cerrito G | 115 | Biomass |  |  | 0 | 0 | 0 | 0 | 0 | 0 | 0 | 0 | 0 | 5 | 2 | 1 | 1 | [13 empty] | 1 | 3 | 3 | 3 | 3 | 1 | 1 |  | 0
PG&E NGBA | El Dorado PH | 115 | Biomass |  |  | 0 | 0 | 0 | 0 | 0 | 0 | 0 | 0 | 0 | 5 | 2 | 1 | 1 | [13 empty] | 1 | 3 | 1 | 1 | 1 | 1 | 1 |  | 0
PG&E FRESNO | El Nido (PGE) | 115 | Biomass |  |  | 0 | 0 | 0 | 0 | 0 | 0 | 0 | 0 | 0 | 5 | 2 | 1 | 1 | [13 empty] | 3 | 3 | 1 | 1 | 4 | 1 | 1 |  | 0
SCE Metro | El Nido (SCE) | 230 | Biomass |  |  | 0 | 0 | 0 | 0 | 0 | 0 | 0 | 0 | 0 | 1 | 1 | 1 | 1 | [13 empty] | 3 | 3 | 3 | 3 | 3 | 1 | 1 |  | 0
PG&E GBA | El Patio | 115 | Biomass |  |  | 0 | 0 | 0 | 0 | 0 | 0 | 0 | 0 | 0 | 1 | 1 | 1 | 1 | [13 empty] | 1 | 3 | 3 | 1 | 3 | 1 | 1 |  | 0
SCE Metro | El Segundo | 230 | Biomass |  |  | 0 | 0 | 0 | 0 | 0 | 0 | 0 | 0 | 0 | 1 | 1 | 1 | 1 | [13 empty] | 3 | 3 | 4 | 3 | 4 | 1 | 1 |  | 0
EOP | Eldorado | 230 | Biomass |  |  | 0 | 0 | 0 | 0 | 0 | 0 | 0 | 0 | 0 | 1 | 1 | 1 | 1 | [13 empty] | 1 | 1 | 3 | 3 | 1 | 1 | 1 |  | 0
EOP | Eldorado | 500 | Biomass |  |  | 0 | 0 | 0 | 0 | 0 | 0 | 0 | 0 | 0 | 1 | 1 | 1 | 1 | [13 empty] | 1 | 1 | 3 | 3 | 1 | 1 | 1 |  | 0
SCE Northern | Elizabeth Lake | 66 | Biomass |  |  | 0 | 0 | 0 | 0 | 0 | 0 | 0 | 0 | 0 | 1 | 1 | 1 | 1 | [13 empty] | 3 | 3 | 3 | 3 | 1 | 1 | 1 |  | 0
PG&E KERN | Elk Hills | 230 | Biomass |  |  | 0 | 0 | 0 | 0 | 0 | 0 | 0 | 0 | 0 | 5 | 2 | 4 | 2 | [13 empty] | 3 | 3 | 2 | 3 | 4 | 1 | 1 |  | 0
SDGE | Elliot | 69 | Biomass |  |  | 0 | 0 | 0 | 0 | 0 | 0 | 0 | 0 | 0 | 1 | 1 | 1 | 1 | [13 empty] | 1 | 3 | 3 | 3 | 3 | 1 | 1 |  | 0
SCE Metro | Ellis | 230 | Biomass |  |  | 0 | 0 | 0 | 0 | 0 | 0 | 0 | 0 | 0 | 1 | 1 | 1 | 1 | [13 empty] | 3 | 3 | 3 | 3 | 3 | 1 | 1 |  | 0
SDGE | Encina | 138 | Biomass |  |  | 0 | 0 | 0 | 0 | 0 | 0 | 0 | 0 | 0 | 1 | 1 | 1 | 1 | [13 empty] | 1 | 3 | 4 | 3 | 1 | 1 | 1 |  | 0
SDGE | Encina | 230 | Biomass |  |  | 0 | 0 | 0 | 0 | 0 | 0 | 0 | 0 | 0 | 1 | 1 | 1 | 1 | [13 empty] | 1 | 3 | 4 | 3 | 1 | 1 | 1 |  | 0
SDGE | Escondido | 230 | Biomass |  |  | 0 | 0 | 0 | 0 | 0 | 0 | 0 | 0 | 0 | 1 | 1 | 1 | 1 | [13 empty] | 1 | 3 | 4 | 3 | 1 | 1 | 1 |  | 0
SDGE | Escondido | 69 | Biomass |  |  | 0 | 0 | 0 | 0 | 0 | 0 | 0 | 0 | 0 | 1 | 1 | 1 | 1 | [13 empty] | 1 | 3 | 4 | 3 | 1 | 1 | 1 |  | 0
PG&E KERN | Estrella | 230 | Biomass |  |  | 0 | 0 | 0 | 0 | 0 | 0 | 0 | 0 | 0 | 1 | 1 | 1 | 1 | [13 empty] | 1 | 1 | 1 | 1 | 1 | 1 | 1 |  | 0
SCE Eastern | Etiwanda | 230 | Biomass |  |  | 0 | 0 | 0 | 0 | 0 | 0 | 0 | 0 | 0 | 1 | 1 | 1 | 1 | [13 empty] | 3 | 3 | 4 | 3 | 4 | 1 | 1 |  | 0
PG&E GBA | Evergreen | 115 | Biomass |  |  | 0 | 0 | 0 | 0 | 0 | 0 | 0 | 0 | 0 | 1 | 1 | 1 | 1 | [13 empty] | 1 | 3 | 3 | 1 | 3 | 1 | 1 |  | 0
PG&E GBA | Evergreen | 60 | Biomass |  |  | 0 | 0 | 0 | 0 | 0 | 0 | 0 | 0 | 0 | 1 | 1 | 1 | 1 | [13 empty] | 1 | 3 | 3 | 1 | 3 | 1 | 1 |  | 0
PG&E FRESNO | Excelsior | 115 | Biomass |  |  | 0 | 0 | 0 | 0 | 0 | 0 | 0 | 0 | 0 | 5 | 2 | 1 | 1 | [13 empty] | 3 | 3 | 1 | 1 | 4 | 1 | 1 |  | 0
PG&E FRESNO | Exchequer | 115 | Biomass |  |  | 2 | 0 | 2 | 0 | 0 | 0 | 2 | 0 | 2 | 5 | 2 | 1 | 1 | [13 empty] | 1 | 3 | 1 | 3 | 3 | 5- | 5 | Amount reduced to better align with DAC criteria | 1
PG&E KERN | Fairway | 115 | Biomass |  |  | 0 | 0 | 0 | 0 | 0 | 0 | 0 | 0 | 0 | 1 | 1 | 1 | 1 | [13 empty] | 1 | 1 | 3 | 3 | 3 | 1 | 1 |  | 0
PG&E KERN | Famoso | 115 | Biomass |  |  | 0 | 0 | 0 | 0 | 0 | 0 | 0 | 0 | 0 | 1 | 1 | 1 | 1 | [13 empty] | 3 | 3 | 2 | 3 | 4 | 1 | 1 |  | 0
PG&E NGBA | Fern Road | 500 | Biomass |  |  | 0 | 0 | 0 | 0 | 0 | 0 | 0 | 0 | 0 | 5 | 2 | 1 | 1 | [13 empty] | 1 | 1 | 1 | 1 | 1 | 1 | 1 |  | 0
PG&E GBA | Fibreboard (SPI Sonora) | 115 | Biomass |  |  | 0 | 0 | 0 | 0 | 0 | 0 | 0 | 0 | 0 | 5 | 2 | 1 | 1 | [13 empty] | 1 | 3 | 4 | 3 | 3 | 1 | 1 |  | 0
PG&E FRESNO | Figarden | 230 | Biomass |  |  | 0 | 0 | 0 | 0 | 0 | 0 | 0 | 0 | 0 | 5 | 2 | 1 | 1 | [13 empty] | 3 | 3 | 2 | 1 | 3 | 1 | 1 |  | 0
PG&E FRESNO | Fink | 230 | Biomass |  |  | 0 | 0 | 0 | 0 | 0 | 0 | 0 | 0 | 0 | 1 | 1 | 1 | 1 | [13 empty] | 3 | 3 | 1 | 1 | 4 | 1 | 1 |  | 0
PG&E NGBA | Fitch Mountain | 60 | Biomass |  |  | 0 | 0 | 0 | 0 | 0 | 0 | 0 | 0 | 0 | 5 | 2 | 1 | 1 | [13 empty] | 1 | 1 | 1 | 1 | 1 | 1 | 1 |  | 0
PG&E GBA | FMC | 115 | Biomass |  |  | 0 | 0 | 0 | 0 | 0 | 0 | 0 | 0 | 0 | 1 | 1 | 1 | 1 | [13 empty] | 1 | 3 | 4 | 1 | 3 | 1 | 1 |  | 0
PG&E GBA | Fremont | 115 | Biomass |  |  | 0 | 0 | 0 | 0 | 0 | 0 | 0 | 0 | 0 | 1 | 1 | 1 | 1 | [13 empty] | 1 | 3 | 2 | 3 | 3 | 1 | 1 |  | 0
PG&E GBA | French Camp | 60 | Biomass |  |  | 0 | 0 | 0 | 0 | 0 | 0 | 0 | 0 | 0 | 5 | 2 | 1 | 1 | [13 empty] | 3 | 3 | 3 | 1 | 4 | 1 | 1 |  | 0
PG&E GBA | Frogtown | 115 | Biomass |  |  | 0 | 0 | 0 | 0 | 0 | 0 | 0 | 0 | 0 | 5 | 2 | 1 | 1 | [13 empty] | 1 | 3 | 1 | 3 | 1 | 1 | 1 |  | 0
PG&E NGBA | Fulton | 115 | Biomass |  |  | 0 | 0 | 0 | 0 | 0 | 0 | 0 | 0 | 0 | 5 | 2 | 1 | 1 | [13 empty] | 1 | 3 | 3 | 1 | 3 | 1 | 5 | Amount reduced to better align with DAC criteria | 1
PG&E NGBA | Fulton | 230 | Biomass |  |  | 0 | 0 | 0 | 0 | 0 | 0 | 0 | 0 | 0 | 5 | 2 | 1 | 1 | [13 empty] | 1 | 3 | 3 | 1 | 3 | 1 | 1 |  | 0
PG&E NGBA | Fulton | 60 | Biomass |  |  | 0 | 0 | 0 | 0 | 0 | 0 | 0 | 0 | 0 | 5 | 2 | 1 | 1 | [13 empty] | 1 | 3 | 3 | 1 | 3 | 1 | 1 |  | 0
PG&E KERN | Ganso | 115 | Biomass |  |  | 0.5 | 0 | 0.5 | 0 | 0 | 0 | 0.5 | 0 | 0.5 | 1 | 1 | 1 | 1 | [13 empty] | 3 | 3 | 2 | 3 | 4 | 1 | 4 | Amount reduced to better align with DAC criteria | 1
PG&E FRESNO | Gates | 230 | Biomass |  |  | 0 | 0 | 0 | 0 | 0 | 0 | 0 | 0 | 0 | 5 | 2 | 4 | 2 | [13 empty] | 3 | 3 | 3 | 1 | 4 | 1 | 1 |  | 0
PG&E FRESNO | Gates | 500 | Biomass |  |  | 0 | 0 | 0 | 0 | 0 | 0 | 0 | 0 | 0 | 5 | 2 | 4 | 2 | [13 empty] | 3 | 3 | 3 | 1 | 4 | 1 | 1 |  | 0
PG&E NGBA | Geysers 12 | 230 | Biomass |  |  | 0 | 0 | 0 | 0 | 0 | 0 | 0 | 0 | 0 | 5 | 2 | 1 | 1 | [13 empty] | 1 | 1 | 1 | 1 | 1 | 1 | 1 |  | 0
PG&E NGBA | Geysers 17 | 230 | Biomass |  |  | 0 | 0 | 0 | 0 | 0 | 0 | 0 | 0 | 0 | 5 | 2 | 1 | 1 | [13 empty] | 1 | 1 | 1 | 1 | 1 | 1 | 1 |  | 0
PG&E NGBA | Geysers 3 | 115 | Biomass |  |  | 0 | 0 | 0 | 0 | 0 | 0 | 0 | 0 | 0 | 5 | 2 | 1 | 1 | [13 empty] | 1 | 1 | 1 | 1 | 1 | 1 | 1 |  | 0
PG&E NGBA | Glenn | 230 | Biomass |  |  | 0 | 0 | 0 | 0 | 0 | 0 | 0 | 0 | 0 | 5 | 2 | 1 | 1 | [13 empty] | 1 | 1 | 1 | 3 | 1 | 1 | 4 | Moved to other locations to better align with CI or resource potential | 1
PG&E NGBA | Glenn | 60 | Biomass |  |  | 0 | 0 | 0 | 0 | 0 | 0 | 0 | 0 | 0 | 5 | 2 | 1 | 1 | [13 empty] | 1 | 1 | 1 | 3 | 1 | 1 | 1 |  | 0
PG&E NGBA | Gold Hill | 115 | Biomass |  |  | 0 | 0 | 0 | 0 | 0 | 0 | 0 | 0 | 0 | 5 | 2 | 1 | 1 | [13 empty] | 1 | 3 | 1 | 1 | 1 | 1 | 1 |  | 0
PG&E NGBA | Gold Hill | 230 | Biomass |  |  | 0 | 0 | 0 | 0 | 0 | 0 | 0 | 0 | 0 | 5 | 2 | 1 | 1 | [13 empty] | 1 | 3 | 1 | 1 | 1 | 1 | 1 |  | 0
SCE Northern | Goleta | 230 | Biomass |  |  | 0 | 0 | 0 | 0 | 0 | 0 | 0 | 0 | 0 | 1 | 1 | 1 | 1 | [13 empty] | 1 | 1 | 3 | 3 | 3 | 1 | 4 | Amount reduced to better align with DAC criteria | 1
SCE Metro | Goodrich | 230 | Biomass |  |  | 0 | 0 | 0 | 0 | 0 | 0 | 0 | 0 | 0 | 1 | 1 | 1 | 1 | [13 empty] | 3 | 3 | 3 | 3 | 3 | 1 | 1 |  | 0
PG&E KERN | Goose Lake | 115 | Biomass |  |  | 3 | 0 | 3 | 0 | 0 | 0 | 3 | 0 | 3 | 1 | 1 | 1 | 1 | [13 empty] | 3 | 3 | 3 | 3 | 4 | 3- | 1 |  | 1
SCE Metro | Gould | 230 | Biomass |  |  | 0 | 0 | 0 | 0 | 0 | 0 | 0 | 0 | 0 | 1 | 1 | 1 | 1 | [13 empty] | 3 | 3 | 2 | 3 | 3 | 1 | 1 |  | 0
PG&E NGBA | Grand Island | 115 | Biomass |  |  | 0 | 0 | 0 | 0 | 0 | 0 | 0 | 0 | 0 | 5 | 2 | 1 | 1 | [13 empty] | 1 | 3 | 1 | 1 | 3 | 1 | 1 |  | 0
SDGE | Granite | 69 | Biomass |  |  | 0 | 0 | 0 | 0 | 0 | 0 | 0 | 0 | 0 | 1 | 1 | 1 | 1 | [13 empty] | 1 | 3 | 3 | 1 | 3 | 1 | 1 |  | 0
PG&E GBA | Grant | 115 | Biomass |  |  | 0 | 0 | 0 | 0 | 0 | 0 | 0 | 0 | 0 | 5 | 2 | 1 | 1 | [13 empty] | 1 | 3 | 3 | 3 | 3 | 1 | 1 |  | 0
PG&E GBA | Green Valley | 115 | Biomass |  |  | 1.1 | 0 | 1.1 | 0 | 0 | 0 | 1.1 | 0 | 1.1 | 1 | 1 | 1 | 1 | [13 empty] | 1 | 1 | 3 | 1 | 3 | 3- | 1 |  | 1
PG&E NGBA | Greenleaf 1 | 115 | Biomass |  |  | 0 | 0 | 0 | 0 | 0 | 0 | 0 | 0 | 0 | 5 | 2 | 1 | 1 | [13 empty] | 1 | 1 | 4 | 3 | 1 | 1 | 1 |  | 0
PG&E FRESNO | Gregg | 230 | Biomass |  |  | 0 | 0 | 0 | 0 | 0 | 0 | 0 | 0 | 0 | 5 | 2 | 1 | 1 | [13 empty] | 3 | 3 | 2 | 1 | 4 | 1 | 1 |  | 0
PG&E FRESNO | Grimmway-Malaga | 115 | Biomass |  |  | 0 | 0 | 0 | 0 | 0 | 0 | 0 | 0 | 0 | 5 | 2 | 1 | 1 | [13 empty] | 3 | 3 | 3 | 3 | 4 | 1 | 1 |  | 0
PG&E NGBA | Grizzly | 230 | Biomass |  |  | 0 | 0 | 0 | 0 | 0 | 0 | 0 | 0 | 0 | 5 | 2 | 1 | 1 | [13 empty] | 1 | 1 | 1 | 3 | 1 | 1 | 1 |  | 0
PG&E FRESNO | Guernsey | 70 | Biomass |  |  | 0 | 0 | 0 | 0 | 0 | 0 | 0 | 0 | 0 | 5 | 2 | 4 | 2 | [13 empty] | 3 | 3 | 3 | 1 | 4 | 1 | 1 |  | 0
PG&E FRESNO | GWF Hanford | 115 | Biomass |  |  | 0 | 0 | 0 | 0 | 0 | 0 | 0 | 0 | 0 | 5 | 2 | 1 | 1 | [13 empty] | 1 | 3 | 4 | 3 | 4 | 1 | 1 |  | 0
PG&E FRESNO | Haas | 230 | Biomass |  |  | 0 | 0 | 0 | 0 | 0 | 0 | 0 | 0 | 0 | 5 | 2 | 1 | 1 | [13 empty] | 3 | 3 | 1 | 1 | 1 | 1 | 1 |  | 0
PG&E FRESNO | Hammonds | 115 | Biomass |  |  | 0 | 0 | 0 | 0 | 0 | 0 | 0 | 0 | 0 | 1 | 1 | 1 | 1 | [13 empty] | 3 | 3 | 3 | 1 | 4 | 1 | 1 |  | 0
SCE Metro | HarborGen | 230 | Biomass |  |  | 0 | 0 | 0 | 0 | 0 | 0 | 0 | 0 | 0 | 1 | 1 | 1 | 1 | [13 empty] | 3 | 3 | 4 | 3 | 4 | 1 | 1 |  | 0
PG&E NGBA | Harris | 60 | Biomass |  |  | 0 | 0 | 0 | 0 | 0 | 0 | 0 | 0 | 0 | 5 | 2 | 1 | 1 | [13 empty] | 1 | 1 | 3 | 1 | 1 | 1 | 1 |  | 0
EOP | Harry Allen | 500 | Biomass |  |  | 0 | 0 | 0 | 0 | 0 | 0 | 0 | 0 | 0 | 1 | 1 | 1 | 1 | [13 empty] | 1 | 1 | 1 | 3 | 1 | 1 | 1 |  | 0
PG&E NGBA | Hartley | 60 | Biomass |  |  | 0 | 0 | 0 | 0 | 0 | 0 | 0 | 0 | 0 | 5 | 2 | 1 | 1 | [13 empty] | 1 | 1 | 1 | 1 | 1 | 1 | 1 |  | 0
SCE NOL | Harvard | 115 | Biomass |  |  | 0 | 0 | 0 | 0 | 0 | 0 | 0 | 0 | 0 | 3 | 3 | 1 | 1 | [13 empty] | 1 | 3 | 1 | 3 | 4 | 1 | 1 |  | 0
SDGE | Hassayampa | 500 | Biomass |  |  | 0 | 0 | 0 | 0 | 0 | 0 | 0 | 0 | 0 | 1 | 1 | 1 | 1 | [13 empty] | 1 | 3 | 1 | 1 | 1 | 1 | 1 |  | 0
PG&E FRESNO | Helm | 230 | Biomass |  |  | 0 | 0 | 0 | 0 | 0 | 0 | 0 | 0 | 0 | 5 | 2 | 1 | 1 | [13 empty] | 3 | 3 | 3 | 1 | 4 | 1 | 1 |  | 0
PG&E FRESNO | Helm | 70 | Biomass |  |  | 0 | 0 | 0 | 0 | 0 | 0 | 0 | 0 | 0 | 1 | 1 | 1 | 1 | [13 empty] | 3 | 3 | 3 | 1 | 4 | 1 | 1 |  | 0
PG&E FRESNO | Henrietta | 115 | Biomass |  |  | 0 | 0 | 0 | 0 | 0 | 0 | 0 | 0 | 0 | 1 | 1 | 1 | 1 | [13 empty] | 3 | 3 | 4 | 1 | 4 | 1 | 1 |  | 0
PG&E FRESNO | Henrietta | 230 | Biomass |  |  | 0 | 0 | 0 | 0 | 0 | 0 | 0 | 0 | 0 | 1 | 1 | 1 | 1 | [13 empty] | 3 | 3 | 4 | 1 | 4 | 1 | 1 |  | 0
PG&E FRESNO | Henrietta | 70 | Biomass |  |  | 0 | 0 | 0 | 0 | 0 | 0 | 0 | 0 | 0 | 5 | 2 | 4 | 2 | [13 empty] | 3 | 3 | 4 | 1 | 4 | 1 | 1 |  | 0
PG&E FRESNO | Herndon | 115 | Biomass |  |  | 0 | 0 | 0 | 0 | 0 | 0 | 0 | 0 | 0 | 5 | 2 | 1 | 1 | [13 empty] | 3 | 3 | 2 | 1 | 4 | 1 | 1 |  | 0
PG&E FRESNO | Herndon | 230 | Biomass |  |  | 0 | 0 | 0 | 0 | 0 | 0 | 0 | 0 | 0 | 5 | 2 | 1 | 1 | [13 empty] | 3 | 3 | 2 | 1 | 4 | 1 | 1 |  | 0
PG&E GBA | Hicks | 230 | Biomass |  |  | 0 | 0 | 0 | 0 | 0 | 0 | 0 | 0 | 0 | 1 | 1 | 1 | 1 | [13 empty] | 1 | 3 | 2 | 1 | 3 | 1 | 1 |  | 0
PG&E NGBA | Higgins | 115 | Biomass |  |  | 0 | 0 | 0 | 0 | 0 | 0 | 0 | 0 | 0 | 5 | 2 | 1 | 1 | [13 empty] | 1 | 3 | 1 | 3 | 1 | 1 | 4 | Moved to other locations to better align with CI or resource potential | 1
PG&E NGBA | Hilltop | 345 | Biomass |  |  | 0 | 0 | 0 | 0 | 0 | 0 | 0 | 0 | 0 | 5 | 2 | 1 | 1 | [13 empty] | 1 | 1 | 1 | 3 | 1 | 1 | 1 |  | 0
SCE Metro | Hinson | 230 | Biomass |  |  | 5.6 | 0 | 5.6 | 5.6 | 0 | 5.6 | 0 | 0 | 0 | 1 | 1 | 1 | 1 | [13 empty] | 3 | 3 | 3 | 3 | 4 | 1 | 1 |  | 1
PG&E GBA | Hollister | 115 | Biomass |  |  | 0 | 0 | 0 | 0 | 0 | 0 | 0 | 0 | 0 | 1 | 1 | 1 | 1 | [13 empty] | 1 | 1 | 1 | 1 | 1 | 1 | 1 |  | 0
PG&E NGBA | Homestake | 115 | Biomass |  |  | 0 | 0 | 0 | 0 | 0 | 0 | 0 | 0 | 0 | 5 | 2 | 1 | 1 | [13 empty] | 1 | 3 | 1 | 1 | 1 | 1 | 1 |  | 0
PG&E NGBA | Honcut | 115 | Biomass |  |  | 0 | 0 | 0 | 0 | 0 | 0 | 0 | 0 | 0 | 5 | 2 | 1 | 1 | [13 empty] | 1 | 3 | 1 | 1 | 1 | 1 | 4 | Moved to other locations to better align with CI or resource potential | 1
SDGE | Hoodoo Wash | 500 | Biomass |  |  | 0 | 0 | 0 | 0 | 0 | 0 | 0 | 0 | 0 | 1 | 1 | 1 | 1 | [13 empty] | 1 | 1 | 1 | 1 | 1 | 1 | 1 |  | 0
PG&E NGBA | Hopland | 115 | Biomass |  |  | 0 | 0 | 0 | 0 | 0 | 0 | 0 | 0 | 0 | 5 | 2 | 1 | 1 | [13 empty] | 1 | 1 | 1 | 1 | 1 | 1 | 1 |  | 0
PG&E NGBA | Hopland | 60 | Biomass |  |  | 0 | 0 | 0 | 0 | 0 | 0 | 0 | 0 | 0 | 5 | 2 | 1 | 1 | [13 empty] | 1 | 1 | 1 | 1 | 1 | 1 | 1 |  | 0
PG&E NGBA | Humboldt | 115 | Biomass |  |  | 2.5 | 0 | 2.5 | 0 | 0 | 0 | 2.5 | 0 | 2.5 | 5 | 2 | 1 | 1 | [13 empty] | 1 | 1 | 2 | 1 | 1 | 5- | 1 |  | 1
PG&E NGBA | Humboldt | 60 | Biomass |  |  | 0 | 0 | 0 | 0 | 0 | 0 | 0 | 0 | 0 | 5 | 2 | 1 | 1 | [13 empty] | 1 | 1 | 2 | 1 | 1 | 1 | 1 |  | 0
PG&E NGBA | Humboldt | 500 | Biomass |  |  | 0 | 0 | 0 | 0 | 0 | 0 | 0 | 0 | 0 | 5 | 4 | 5 | 4 | [13 empty] | 1 | 1 | 2 | 1 | 1 | 1 | 1 |  | 0
SCE Metro | Huntington Beach | 230 | Biomass |  |  | 0 | 0 | 0 | 0 | 0 | 0 | 0 | 0 | 0 | 1 | 1 | 1 | 1 | [13 empty] | 3 | 3 | 4 | 3 | 3 | 1 | 1 |  | 0
PG&E NGBA | Ignacio | 115 | Biomass |  |  | 0.65 | 0 | 0.65 | 0 | 0 | 0 | 0.65 | 0 | 0.65 | 5 | 2 | 1 | 1 | [13 empty] | 1 | 3 | 1 | 3 | 1 | 5- | 1 |  | 1
PG&E NGBA | Ignacio | 230 | Biomass |  |  | 0 | 0 | 0 | 0 | 0 | 0 | 0 | 0 | 0 | 5 | 2 | 1 | 1 | [13 empty] | 1 | 3 | 1 | 3 | 1 | 1 | 1 |  | 0
PG&E NGBA | Ignacio | 60 | Biomass |  |  | 0 | 0 | 0 | 0 | 0 | 0 | 0 | 0 | 0 | 5 | 2 | 1 | 1 | [13 empty] | 1 | 3 | 1 | 3 | 1 | 1 | 1 |  | 0
SDGE | Imperial Beach | 69 | Biomass |  |  | 0 | 0 | 0 | 0 | 0 | 0 | 0 | 0 | 0 | 1 | 1 | 1 | 1 | [13 empty] | 1 | 3 | 3 | 3 | 3 | 1 | 1 |  | 0
SDGE | Imperial Valley | 230 | Biomass |  |  | 0 | 0 | 0 | 0 | 0 | 0 | 0 | 0 | 0 | 1 | 1 | 1 | 1 | [13 empty] | 3 | 3 | 3 | 1 | 4 | 1 | 1 |  | 0
SDGE | Imperial Valley | 500 | Biomass |  |  | 0 | 0 | 0 | 0 | 0 | 0 | 0 | 0 | 0 | 1 | 1 | 1 | 1 | [13 empty] | 3 | 3 | 3 | 1 | 4 | 1 | 1 |  | 0
EOP | Innovation | 138 | Biomass |  |  | 0 | 0 | 0 | 0 | 0 | 0 | 0 | 0 | 0 | 1 | 1 | 1 | 1 | [13 empty] | 1 | 1 | 1 | 3 | 1 | 1 | 1 |  | 0
EOP | Innovation | 230 | Biomass |  |  | 0 | 0 | 0 | 0 | 0 | 0 | 0 | 0 | 0 | 1 | 1 | 1 | 1 | [13 empty] | 1 | 1 | 1 | 3 | 1 | 1 | 1 |  | 0
SCE NOL | Inyokern | 115 | Biomass |  |  | 1.5 | 0 | 1.5 | 0 | 0 | 0 | 1.5 | 0 | 1.5 | 3 | 3 | 1 | 1 | [13 empty] | 1 | 1 | 1 | 3 | 1 | 5- | 1 |  | 1
EOP | IS Tap | 138 | Biomass |  |  | 0 | 0 | 0 | 0 | 0 | 0 | 0 | 0 | 0 | 1 | 1 | 1 | 1 | [13 empty] | 1 | 1 | 1 | 3 | 1 | 1 | 1 |  | 0
EOP | Ivanpah | 115 | Biomass |  |  | 0 | 0 | 0 | 0 | 0 | 0 | 0 | 0 | 0 | 1 | 1 | 1 | 1 | [13 empty] | 1 | 1 | 1 | 3 | 4 | 1 | 1 |  | 0
EOP | Ivanpah | 230 | Biomass |  |  | 0 | 0 | 0 | 0 | 0 | 0 | 0 | 0 | 0 | 1 | 1 | 1 | 1 | [13 empty] | 1 | 1 | 1 | 3 | 4 | 1 | 1 |  | 0
EOP | Jackass (DOE) | 138 | Biomass |  |  | 0 | 0 | 0 | 0 | 0 | 0 | 0 | 0 | 0 | 1 | 1 | 1 | 1 | [13 empty] | 1 | 1 | 1 | 3 | 1 | 1 | 1 |  | 0
PG&E NGBA | James B Black | 230 | Biomass |  |  | 0 | 0 | 0 | 0 | 0 | 0 | 0 | 0 | 0 | 5 | 2 | 1 | 1 | [13 empty] | 1 | 1 | 1 | 1 | 1 | 1 | 1 |  | 0
PG&E GBA | Jefferson | 230 | Biomass |  |  | 0 | 0 | 0 | 0 | 0 | 0 | 0 | 0 | 0 | 1 | 1 | 1 | 1 | [13 empty] | 1 | 3 | 2 | 3 | 3 | 1 | 1 |  | 0
PG&E NGBA | Jessup | 115 | Biomass |  |  | 17 | 0 | 17 | 0 | 0 | 0 | 17 | 0 | 17 | 5 | 2 | 1 | 1 | [13 empty] | 1 | 1 | 3 | 1 | 1 | 5- | 1 |  | 1
SCE Metro | Johanna | 230 | Biomass |  |  | 0 | 0 | 0 | 0 | 0 | 0 | 0 | 0 | 0 | 1 | 1 | 1 | 1 | [13 empty] | 3 | 3 | 3 | 3 | 4 | 1 | 1 |  | 0
SCE Eastern | Julian Hinds | 230 | Biomass |  |  | 0 | 0 | 0 | 0 | 0 | 0 | 0 | 0 | 0 | 5 | 5 | 3 | 3 | [13 empty] | 1 | 3 | 1 | 3 | 1 | 1 | 1 |  | 0
PG&E GBA | Kasson | 115 | Biomass |  |  | 0 | 0 | 0 | 0 | 0 | 0 | 0 | 0 | 0 | 5 | 2 | 1 | 1 | [13 empty] | 3 | 3 | 2 | 1 | 4 | 1 | 1 |  | 0
PG&E GBA | Kasson | 60 | Biomass |  |  | 0 | 0 | 0 | 0 | 0 | 0 | 0 | 0 | 0 | 5 | 2 | 1 | 1 | [13 empty] | 3 | 3 | 2 | 1 | 4 | 1 | 1 |  | 0
PG&E FRESNO | Kearney | 230 | Biomass |  |  | 0 | 0 | 0 | 0 | 0 | 0 | 0 | 0 | 0 | 5 | 2 | 1 | 1 | [13 empty] | 3 | 3 | 2 | 1 | 4 | 1 | 1 |  | 0
PG&E FRESNO | Kearney | 70 | Biomass |  |  | 0 | 0 | 0 | 0 | 0 | 0 | 0 | 0 | 0 | 5 | 2 | 1 | 1 | [13 empty] | 3 | 3 | 2 | 1 | 4 | 1 | 1 |  | 0
PG&E GBA | Kelso | 230 | Biomass |  |  | 0 | 0 | 0 | 0 | 0 | 0 | 0 | 0 | 0 | 5 | 2 | 1 | 1 | [13 empty] | 1 | 3 | 4 | 3 | 3 | 1 | 1 |  | 0
PG&E FRESNO | Kerchoff 1 | 115 | Biomass |  |  | 2 | 0 | 2 | 0 | 0 | 0 | 2 | 0 | 2 | 5 | 2 | 1 | 1 | [13 empty] | 3 | 3 | 1 | 1 | 1 | 5- | 1 |  | 1
PG&E KERN | Kern Oil | 115 | Biomass |  |  | 0 | 0 | 0 | 0 | 0 | 0 | 0 | 0 | 0 | 5 | 2 | 4 | 2 | [13 empty] | 3 | 3 | 4 | 3 | 4 | 1 | 1 |  | 0
PG&E KERN | Kern PP | 115 | Biomass |  |  | 0 | 0 | 0 | 0 | 0 | 0 | 0 | 0 | 0 | 5 | 2 | 4 | 2 | [13 empty] | 3 | 3 | 3 | 3 | 3 | 1 | 1 |  | 0
PG&E KERN | Kern PP | 230 | Biomass |  |  | 0 | 0 | 0 | 0 | 0 | 0 | 0 | 0 | 0 | 5 | 2 | 4 | 2 | [13 empty] | 3 | 3 | 3 | 3 | 3 | 1 | 1 |  | 0
PG&E KERN | Kern PP | 70 | Biomass |  |  | 0 | 0 | 0 | 0 | 0 | 0 | 0 | 0 | 0 | 1 | 1 | 1 | 1 | [13 empty] | 3 | 3 | 3 | 3 | 3 | 1 | 1 |  | 0
PG&E KERN | Kernridge | 115 | Biomass |  |  | 0 | 0 | 0 | 0 | 0 | 0 | 0 | 0 | 0 | 5 | 2 | 4 | 2 | [13 empty] | 3 | 3 | 4 | 3 | 4 | 1 | 1 |  | 0
PG&E FRESNO | Kingsburg | 115 | Biomass |  |  | 0 | 0 | 0 | 0 | 0 | 0 | 0 | 0 | 0 | 5 | 2 | 4 | 2 | [13 empty] | 3 | 3 | 3 | 1 | 4 | 1 | 1 |  | 0
PG&E GBA | Kirker | 115 | Biomass |  |  | 0 | 0 | 0 | 0 | 0 | 0 | 0 | 0 | 0 | 5 | 2 | 1 | 1 | [13 empty] | 1 | 3 | 3 | 3 | 4 | 1+ | 1 |  | 1
PG&E NGBA | Knights Landing | 115 | Biomass |  |  | 0 | 0 | 0 | 0 | 0 | 0 | 0 | 0 | 0 | 5 | 2 | 1 | 1 | [13 empty] | 1 | 3 | 1 | 1 | 1 | 1 | 1 |  | 0
PG&E NGBA | Konocti | 60 | Biomass |  |  | 0.2 | 0 | 0.2 | 0.2 | 0 | 0.2 | 0 | 0 | 0 | 5 | 2 | 1 | 1 | [13 empty] | 1 | 1 | 1 | 1 | 1 | 1 | 1 |  | 1
SCE NOL | Kramer | 115 | Biomass |  |  | 0 | 0 | 0 | 0 | 0 | 0 | 0 | 0 | 0 | 3 | 3 | 1 | 1 | [13 empty] | 1 | 3 | 2 | 3 | 1 | 1 | 1 |  | 0
SCE NOL | Kramer | 230 | Biomass |  |  | 0 | 0 | 0 | 0 | 0 | 0 | 0 | 0 | 0 | 3 | 3 | 1 | 1 | [13 empty] | 1 | 3 | 2 | 3 | 1 | 1 | 1 |  | 0
SCE Metro | La Cienega | 230 | Biomass |  |  | 0 | 0 | 0 | 0 | 0 | 0 | 0 | 0 | 0 | 1 | 1 | 1 | 1 | [13 empty] | 3 | 3 | 3 | 3 | 3 | 1 | 1 |  | 0
SCE Metro | La Fresa | 230 | Biomass |  |  | 0 | 0 | 0 | 0 | 0 | 0 | 0 | 0 | 0 | 1 | 1 | 1 | 1 | [13 empty] | 3 | 3 | 3 | 3 | 3 | 1 | 1 |  | 0
SCE Metro | Laguna Bell | 230 | Biomass |  |  | 0 | 0 | 0 | 0 | 0 | 0 | 0 | 0 | 0 | 1 | 1 | 1 | 1 | [13 empty] | 3 | 3 | 4 | 3 | 4 | 1 | 1 |  | 0
PG&E KERN | Lakeview | 70 | Biomass |  |  | 0 | 0 | 0 | 0 | 0 | 0 | 0 | 0 | 0 | 5 | 2 | 4 | 2 | [13 empty] | 3 | 3 | 1 | 3 | 4 | 1 | 1 |  | 0
PG&E NGBA | Lakeville | 230 | Biomass |  |  | 0 | 0 | 0 | 0 | 0 | 0 | 0 | 0 | 0 | 5 | 2 | 1 | 1 | [13 empty] | 1 | 3 | 1 | 1 | 1 | 1 | 5 | Moved to other locations to better align with CI or resource potential | 1
PG&E NGBA | Lakeville | 60 | Biomass |  |  | 0 | 0 | 0 | 0 | 0 | 0 | 0 | 0 | 0 | 5 | 2 | 1 | 1 | [13 empty] | 1 | 3 | 1 | 1 | 1 | 1 | 1 |  | 0
PG&E NGBA | Lakeville | 115 | Biomass |  |  | 0 | 0 | 0 | 0 | 0 | 0 | 0 | 0 | 0 | 5 | 2 | 1 | 1 | [13 empty] | 1 | 3 | 1 | 1 | 1 | 1 | 1 |  | 0
PG&E GBA | Lakewood | 115 | Biomass |  |  | 0 | 0 | 0 | 0 | 0 | 0 | 0 | 0 | 0 | 5 | 2 | 1 | 1 | [13 empty] | 1 | 3 | 3 | 3 | 3 | 1 | 1 |  | 0
PG&E NGBA | Lambie | 230 | Biomass |  |  | 0 | 0 | 0 | 0 | 0 | 0 | 0 | 0 | 0 | 5 | 2 | 1 | 1 | [13 empty] | 1 | 3 | 4 | 3 | 4 | 1 | 1 |  | 0
PG&E GBA | Lammers | 115 | Biomass |  |  | 0 | 0 | 0 | 0 | 0 | 0 | 0 | 0 | 0 | 5 | 2 | 1 | 1 | [13 empty] | 3 | 3 | 4 | 1 | 3 | 1 | 1 |  | 0
PG&E KERN | Lamont | 115 | Biomass |  |  | 5 | 0 | 5 | 0 | 0 | 0 | 5 | 0 | 5 | 5 | 2 | 4 | 2 | [13 empty] | 3 | 3 | 3 | 3 | 4 | 1 | 1 |  | 1
PG&E FRESNO | Las Aguilas | 230 | Biomass |  |  | 0 | 0 | 0 | 0 | 0 | 0 | 0 | 0 | 0 | 1 | 1 | 1 | 1 | [13 empty] | 1 | 1 | 1 | 1 | 3 | 1 | 1 |  | 0
EOP | Lathrop | 138 | Biomass |  |  | 0 | 0 | 0 | 0 | 0 | 0 | 0 | 0 | 0 | 1 | 1 | 1 | 1 | [13 empty] | 1 | 1 | 1 | 3 | 1 | 1 | 1 |  | 0
EOP | Lathrop | 230 | Biomass |  |  | 0 | 0 | 0 | 0 | 0 | 0 | 0 | 0 | 0 | 1 | 1 | 1 | 1 | [13 empty] | 1 | 1 | 1 | 3 | 1 | 1 | 1 |  | 0
PG&E FRESNO | Le Grand | 115 | Biomass |  |  | 0 | 0 | 0 | 0 | 0 | 0 | 0 | 0 | 0 | 5 | 2 | 1 | 1 | [13 empty] | 3 | 3 | 2 | 1 | 4 | 1 | 1 |  | 0
PG&E FRESNO | Lemoore | 70 | Biomass |  |  | 0 | 0 | 0 | 0 | 0 | 0 | 0 | 0 | 0 | 1 | 1 | 1 | 1 | [13 empty] | 3 | 3 | 2 | 1 | 3 | 1 | 1 |  | 0
PG&E KERN | Lerdo | 115 | Biomass |  |  | 0 | 0 | 0 | 0 | 0 | 0 | 0 | 0 | 0 | 5 | 2 | 4 | 2 | [13 empty] | 3 | 3 | 2 | 3 | 4 | 1 | 1 |  | 0
SCE Metro | Lewis | 230 | Biomass |  |  | 0 | 0 | 0 | 0 | 0 | 0 | 0 | 0 | 0 | 1 | 1 | 1 | 1 | [13 empty] | 3 | 3 | 3 | 3 | 3 | 1 | 1 |  | 0
SCE Metro | Lighthipe | 230 | Biomass |  |  | 0 | 0 | 0 | 0 | 0 | 0 | 0 | 0 | 0 | 1 | 1 | 1 | 1 | [13 empty] | 3 | 3 | 3 | 3 | 4 | 1 | 1 |  | 0
SDGE | Lilac | 69 | Biomass |  |  | 0 | 0 | 0 | 0 | 0 | 0 | 0 | 0 | 0 | 1 | 1 | 1 | 1 | [13 empty] | 1 | 3 | 2 | 3 | 1 | 1 | 1 |  | 0
PG&E NGBA | Lincoln | 115 | Biomass |  |  | 0 | 0 | 0 | 0 | 0 | 0 | 0 | 0 | 0 | 5 | 2 | 1 | 1 | [13 empty] | 1 | 3 | 2 | 1 | 1 | 1 | 1 |  | 0
PG&E KERN | Live Oak | 115 | Biomass |  |  | 0 | 0 | 0 | 0 | 0 | 0 | 0 | 0 | 0 | 5 | 2 | 4 | 2 | [13 empty] | 3 | 3 | 4 | 3 | 4 | 1 | 1 |  | 0
PG&E GBA | Llagas | 115 | Biomass |  |  | 0 | 0 | 0 | 0 | 0 | 0 | 0 | 0 | 0 | 1 | 1 | 1 | 1 | [13 empty] | 1 | 3 | 3 | 1 | 4 | 1 | 1 |  | 0
PG&E GBA | Lockeford | 115 | Biomass |  |  | 0 | 0 | 0 | 0 | 0 | 0 | 0 | 0 | 0 | 5 | 2 | 1 | 1 | [13 empty] | 3 | 3 | 2 | 1 | 3 | 1 | 1 |  | 0
PG&E GBA | Lockeford | 230 | Biomass |  |  | 0 | 0 | 0 | 0 | 0 | 0 | 0 | 0 | 0 | 5 | 2 | 1 | 1 | [13 empty] | 3 | 3 | 2 | 1 | 3 | 1 | 1 |  | 0
PG&E GBA | Lockeford | 60 | Biomass |  |  | 0 | 0 | 0 | 0 | 0 | 0 | 0 | 0 | 0 | 5 | 2 | 1 | 1 | [13 empty] | 3 | 3 | 2 | 1 | 3 | 1 | 1 |  | 0
PG&E GBA | Lodi | 230 | Biomass |  |  | 0 | 0 | 0 | 0 | 0 | 0 | 0 | 0 | 0 | 5 | 2 | 1 | 1 | [13 empty] | 3 | 3 | 4 | 1 | 4 | 1 | 1 |  | 0
PG&E NGBA | Logan Creek | 230 | Biomass |  |  | 0 | 0 | 0 | 0 | 0 | 0 | 0 | 0 | 0 | 5 | 2 | 1 | 1 | [13 empty] | 1 | 1 | 1 | 3 | 3 | 1 | 1 |  | 0
PG&E GBA | Lone Tree | 230 | Biomass |  |  | 0 | 0 | 0 | 0 | 0 | 0 | 0 | 0 | 0 | 5 | 2 | 1 | 1 | [13 empty] | 1 | 3 | 3 | 3 | 3 | 1 | 1 |  | 0
PG&E FRESNO | Los Banos | 230 | Biomass |  |  | 1.988 | 0 | 1.988 | 1.988 | 0 | 1.988 | 0 | 0 | 0 | 1 | 1 | 1 | 1 | [13 empty] | 3 | 3 | 1 | 1 | 4 | 4+ | 1 |  | 1
PG&E FRESNO | Los Banos | 500 | Biomass |  |  | 0 | 0 | 0 | 0 | 0 | 0 | 0 | 0 | 0 | 1 | 1 | 1 | 1 | [13 empty] | 3 | 3 | 1 | 1 | 4 | 1 | 1 |  | 0
SDGE | Los Coches | 138 | Biomass |  |  | 0 | 0 | 0 | 0 | 0 | 0 | 0 | 0 | 0 | 5 | 5 | 1 | 1 | [13 empty] | 1 | 1 | 1 | 1 | 1 | 1 | 1 |  | 0
SDGE | Los Coches | 69 | Biomass |  |  | 0 | 0 | 0 | 0 | 0 | 0 | 0 | 0 | 0 | 1 | 1 | 1 | 1 | [13 empty] | 1 | 1 | 1 | 1 | 1 | 1 | 1 |  | 0
PG&E GBA | Los Esteros | 115 | Biomass |  |  | 0 | 0 | 0 | 0 | 0 | 0 | 0 | 0 | 0 | 1 | 1 | 1 | 1 | [13 empty] | 1 | 3 | 4 | 1 | 4 | 1 | 1 |  | 0
PG&E GBA | Los Esteros | 230 | Biomass |  |  | 0 | 0 | 0 | 0 | 0 | 0 | 0 | 0 | 0 | 1 | 1 | 1 | 1 | [13 empty] | 1 | 3 | 4 | 1 | 4 | 1 | 1 |  | 0
PG&E GBA | Los Positas | 230 | Biomass |  |  | 0 | 0 | 0 | 0 | 0 | 0 | 0 | 0 | 0 | 5 | 2 | 1 | 1 | [13 empty] | 1 | 3 | 2 | 3 | 1 | 1 | 1 |  | 0
PG&E GBA | Los Positas | 60 | Biomass |  |  | 0 | 0 | 0 | 0 | 0 | 0 | 0 | 0 | 0 | 5 | 2 | 1 | 1 | [13 empty] | 1 | 3 | 2 | 3 | 1 | 1 | 1 |  | 0
SDGE | Loveland | 69 | Biomass |  |  | 0 | 0 | 0 | 0 | 0 | 0 | 0 | 0 | 0 | 1 | 1 | 1 | 1 | [13 empty] | 1 | 3 | 2 | 3 | 1 | 1 | 1 |  | 0
SCE NOL | Lugo | 230 | Biomass |  |  | 0 | 0 | 0 | 0 | 0 | 0 | 0 | 0 | 0 | 1 | 1 | 1 | 1 | [13 empty] | 1 | 3 | 1 | 3 | 3 | 1 | 1 |  | 0
SCE Metro | Lugo | 500 | Biomass |  |  | 0 | 0 | 0 | 0 | 0 | 0 | 0 | 0 | 0 | 1 | 1 | 1 | 1 | [13 empty] | 1 | 3 | 1 | 3 | 3 | 1 | 1 |  | 0
PG&E FRESNO | Madera | 70 | Biomass |  |  | 0 | 0 | 0 | 0 | 0 | 0 | 0 | 0 | 0 | 5 | 2 | 1 | 1 | [13 empty] | 3 | 3 | 1 | 1 | 4 | 1 | 1 |  | 0
PG&E NGBA | Madison | 115 | Biomass |  |  | 0 | 0 | 0 | 0 | 0 | 0 | 0 | 0 | 0 | 5 | 2 | 1 | 1 | [13 empty] | 1 | 3 | 1 | 1 | 1 | 1 | 1 |  | 0
PG&E KERN | Magunden | 115 | Biomass |  |  | 0 | 0 | 0 | 0 | 0 | 0 | 0 | 0 | 0 | 5 | 2 | 4 | 2 | [13 empty] | 3 | 3 | 3 | 3 | 4 | 1 | 1 |  | 0
SCE Northern | Magunden | 230 | Biomass |  |  | 0 | 0 | 0 | 0 | 0 | 0 | 0 | 0 | 0 | 1 | 1 | 1 | 1 | [13 empty] | 3 | 3 | 3 | 3 | 4 | 1 | 1 |  | 0
PG&E FRESNO | Malaga | 115 | Biomass |  |  | 0 | 0 | 0 | 0 | 0 | 0 | 0 | 0 | 0 | 5 | 2 | 4 | 2 | [13 empty] | 3 | 3 | 4 | 1 | 4 | 1 | 1 |  | 0
PG&E NGBA | Malin | 500 | Biomass |  |  | 0 | 0 | 0 | 0 | 0 | 0 | 0 | 0 | 0 | 5 | 2 | 1 | 1 | [13 empty] | 1 | 1 | 1 | 1 | 1 | 1 | 1 |  | 0
SCE Northern | Mandalay | 230 | Biomass |  |  | 0 | 0 | 0 | 0 | 0 | 0 | 0 | 0 | 0 | 1 | 1 | 1 | 1 | [13 empty] | 1 | 3 | 4 | 3 | 4 | 1 | 1 |  | 0
PG&E FRESNO | Manning | 230 | Biomass |  |  | 0 | 0 | 0 | 0 | 0 | 0 | 0 | 0 | 0 | 1 | 1 | 1 | 1 | [13 empty] | 3 | 3 | 3 | 1 | 4 | 1 | 1 |  | 0
PG&E FRESNO | Manning | 500 | Biomass |  |  | 0 | 0 | 0 | 0 | 0 | 0 | 0 | 0 | 0 | 1 | 1 | 1 | 1 | [13 empty] | 3 | 3 | 3 | 1 | 4 | 1 | 1 |  | 0
PG&E GBA | Manteca | 115 | Biomass |  |  | 0 | 0 | 0 | 0 | 0 | 0 | 0 | 0 | 0 | 5 | 2 | 4 | 2 | [13 empty] | 3 | 3 | 3 | 1 | 3 | 1 | 1 |  | 0
SDGE | Margarita | 138 | Biomass |  |  | 0 | 0 | 0 | 0 | 0 | 0 | 0 | 0 | 0 | 1 | 1 | 1 | 1 | [13 empty] | 3 | 3 | 3 | 3 | 1 | 1 | 1 |  | 0
PG&E GBA | Martin | 230 | Biomass |  |  | 0 | 0 | 0 | 0 | 0 | 0 | 0 | 0 | 0 | 5 | 2 | 1 | 1 | [13 empty] | 1 | 3 | 3 | 3 | 3 | 1 | 1 |  | 0
PG&E GBA | Martin | 115 | Biomass |  |  | 0 | 0 | 0 | 0 | 0 | 0 | 0 | 0 | 0 | 1 | 1 | 1 | 1 | [13 empty] | 1 | 3 | 3 | 3 | 3 | 1 | 1 |  | 0
PG&E GBA | Martinez | 115 | Biomass |  |  | 0 | 0 | 0 | 0 | 0 | 0 | 0 | 0 | 0 | 5 | 2 | 1 | 1 | [13 empty] | 1 | 3 | 4 | 3 | 4 | 1 | 1 |  | 0
PG&E FRESNO | Mc Mullin | 230 | Biomass |  |  | 0 | 0 | 0 | 0 | 0 | 0 | 0 | 0 | 0 | 5 | 2 | 1 | 1 | [13 empty] | 3 | 3 | 2 | 1 | 4 | 1 | 1 |  | 0
PG&E FRESNO | McCall | 115 | Biomass |  |  | 0 | 0 | 0 | 0 | 0 | 0 | 0 | 0 | 0 | 5 | 2 | 1 | 1 | [13 empty] | 3 | 3 | 2 | 1 | 4 | 4+ | 1 |  | 1
PG&E FRESNO | McCall | 230 | Biomass |  |  | 0 | 0 | 0 | 0 | 0 | 0 | 0 | 0 | 0 | 5 | 2 | 1 | 1 | [13 empty] | 3 | 3 | 2 | 1 | 4 | 1 | 1 |  | 0
PG&E GBA | Meadow Lane | 115 | Biomass |  |  | 0 | 0 | 0 | 0 | 0 | 0 | 0 | 0 | 0 | 5 | 2 | 1 | 1 | [13 empty] | 1 | 3 | 4 | 3 | 4 | 1 | 1 |  | 0
PG&E GBA | Melones | 115 | Biomass |  |  | 0 | 0 | 0 | 0 | 0 | 0 | 0 | 0 | 0 | 5 | 2 | 1 | 1 | [13 empty] | 1 | 3 | 1 | 3 | 1 | 1 | 1 |  | 0
PG&E GBA | Melones | 230 | Biomass |  |  | 0 | 0 | 0 | 0 | 0 | 0 | 0 | 0 | 0 | 5 | 2 | 1 | 1 | [13 empty] | 1 | 3 | 1 | 3 | 1 | 1 | 1 |  | 0
SDGE | Melrose | 69 | Biomass |  |  | 0 | 0 | 0 | 0 | 0 | 0 | 0 | 0 | 0 | 1 | 1 | 1 | 1 | [13 empty] | 1 | 3 | 2 | 3 | 1 | 1 | 1 |  | 0
PG&E NGBA | Mendocino | 115 | Biomass |  |  | 0 | 0 | 0 | 0 | 0 | 0 | 0 | 0 | 0 | 5 | 2 | 1 | 1 | [13 empty] | 1 | 1 | 1 | 1 | 1 | 1 | 5 | Moved to other locations to better align with CI or resource potential | 1
PG&E NGBA | Mendocino | 60 | Biomass |  |  | 3 | 0 | 3 | 0 | 0 | 0 | 3 | 0 | 3 | 5 | 2 | 1 | 1 | [13 empty] | 1 | 1 | 1 | 1 | 1 | 5- | 1 |  | 1
PG&E FRESNO | Mendota | 115 | Biomass |  |  | 0 | 0 | 0 | 0 | 0 | 0 | 0 | 0 | 0 | 5 | 2 | 1 | 1 | [13 empty] | 3 | 3 | 2 | 1 | 4 | 1 | 1 |  | 0
PG&E GBA | Menlo | 60 | Biomass |  |  | 0 | 0 | 0 | 0 | 0 | 0 | 0 | 0 | 0 | 5 | 2 | 1 | 1 | [13 empty] | 1 | 3 | 3 | 3 | 3 | 1 | 1 |  | 0
PG&E FRESNO | Merced | 115 | Biomass |  |  | 0 | 0 | 0 | 0 | 0 | 0 | 0 | 0 | 0 | 5 | 2 | 1 | 1 | [13 empty] | 3 | 3 | 2 | 1 | 4 | 1 | 1 |  | 0
EOP | Mercury | 138 | Biomass |  |  | 0 | 0 | 0 | 0 | 0 | 0 | 0 | 0 | 0 | 1 | 1 | 1 | 1 | [13 empty] | 1 | 1 | 1 | 3 | 1 | 1 | 1 |  | 0
PG&E FRESNO | Mercy Springs | 70 | Biomass |  |  | 2 | 0 | 2 | 0 | 0 | 0 | 2 | 0 | 2 | 1 | 1 | 1 | 1 | [13 empty] | 3 | 3 | 1 | 1 | 4 | 1 | 1 |  | 1
PG&E NGBA | Meridian | 60 | Biomass |  |  | 0 | 0 | 0 | 0 | 0 | 0 | 0 | 0 | 0 | 5 | 2 | 1 | 1 | [13 empty] | 1 | 1 | 1 | 3 | 1 | 1 | 1 |  | 0
PG&E KERN | Mesa (PGE) | 115 | Biomass |  |  | 0 | 0 | 0 | 0 | 0 | 0 | 0 | 0 | 0 | 1 | 1 | 1 | 1 | [13 empty] | 1 | 1 | 3 | 1 | 3 | 1 | 1 |  | 0
PG&E KERN | Mesa (PGE) | 230 | Biomass |  |  | 0 | 0 | 0 | 0 | 0 | 0 | 0 | 0 | 0 | 5 | 2 | 4 | 2 | [13 empty] | 1 | 1 | 3 | 1 | 3 | 1 | 1 |  | 0
SCE Metro | Mesa (SCE) | 230 | Biomass |  |  | 0 | 0 | 0 | 0 | 0 | 0 | 0 | 0 | 0 | 1 | 1 | 1 | 1 | [13 empty] | 3 | 3 | 3 | 3 | 3 | 1 | 1 |  | 0
SCE Metro | Mesa (SCE) | 500 | Biomass |  |  | 0 | 0 | 0 | 0 | 0 | 0 | 0 | 0 | 0 | 1 | 1 | 1 | 1 | [13 empty] | 3 | 3 | 3 | 3 | 3 | 1 | 1 |  | 0
SDGE | Mesa Heights | 69 | Biomass |  |  | 0 | 0 | 0 | 0 | 0 | 0 | 0 | 0 | 0 | 1 | 1 | 1 | 1 | [13 empty] | 1 | 3 | 3 | 3 | 1 | 1 | 1 |  | 0
PG&E GBA | Metcalf | 115 | Biomass |  |  | 0 | 0 | 0 | 0 | 0 | 0 | 0 | 0 | 0 | 1 | 1 | 1 | 1 | [13 empty] | 1 | 3 | 4 | 1 | 1 | 1 | 4 | Moved to other locations to better align with CI or resource potential | 1
PG&E GBA | Metcalf | 230 | Biomass |  |  | 0 | 0 | 0 | 0 | 0 | 0 | 0 | 0 | 0 | 1 | 1 | 1 | 1 | [13 empty] | 1 | 3 | 4 | 1 | 1 | 1 | 1 |  | 0
PG&E GBA | Metcalf | 500 | Biomass |  |  | 0 | 0 | 0 | 0 | 0 | 0 | 0 | 0 | 0 | 1 | 1 | 1 | 1 | [13 empty] | 1 | 3 | 4 | 1 | 1 | 1 | 1 |  | 0
PG&E KERN | Midway | 115 | Biomass |  |  | 0 | 0 | 0 | 0 | 0 | 0 | 0 | 0 | 0 | 5 | 2 | 4 | 2 | [13 empty] | 3 | 3 | 2 | 3 | 4 | 1 | 1 |  | 0
PG&E KERN | Midway | 230 | Biomass |  |  | 0 | 0 | 0 | 0 | 0 | 0 | 0 | 0 | 0 | 5 | 2 | 4 | 2 | [13 empty] | 3 | 3 | 2 | 3 | 4 | 1 | 1 |  | 0
PG&E KERN | Midway | 500 | Biomass |  |  | 0 | 0 | 0 | 0 | 0 | 0 | 0 | 0 | 0 | 5 | 2 | 4 | 2 | [13 empty] | 3 | 3 | 2 | 3 | 4 | 1 | 1 |  | 0
SDGE | Miguel | 230 | Biomass |  |  | 0 | 0 | 0 | 0 | 0 | 0 | 0 | 0 | 0 | 1 | 1 | 1 | 1 | [13 empty] | 1 | 3 | 2 | 3 | 3 | 1 | 1 |  | 0
SDGE | Miguel | 500 | Biomass |  |  | 0 | 0 | 0 | 0 | 0 | 0 | 0 | 0 | 0 | 1 | 1 | 1 | 1 | [13 empty] | 1 | 3 | 2 | 3 | 3 | 1 | 1 |  | 0
SDGE | Miguel | 69 | Biomass |  |  | 0 | 0 | 0 | 0 | 0 | 0 | 0 | 0 | 0 | 1 | 1 | 1 | 1 | [13 empty] | 1 | 3 | 2 | 3 | 3 | 1 | 1 |  | 0
PG&E GBA | Millbrae | 115 | Biomass |  |  | 0 | 0 | 0 | 0 | 0 | 0 | 0 | 0 | 0 | 1 | 1 | 1 | 1 | [13 empty] | 1 | 3 | 3 | 3 | 3 | 1 | 1 |  | 0
PG&E GBA | Miller | 115 | Biomass |  |  | 0 | 0 | 0 | 0 | 0 | 0 | 0 | 0 | 0 | 5 | 2 | 1 | 1 | [13 empty] | 3 | 3 | 1 | 1 | 4 | 1 | 1 |  | 0
SCE Metro | Mira Loma | 230 | Biomass |  |  | 0 | 0 | 0 | 0 | 0 | 0 | 0 | 0 | 0 | 1 | 1 | 1 | 1 | [13 empty] | 3 | 3 | 4 | 3 | 4 | 1 | 1 |  | 0
SCE Metro | Mira Loma | 500 | Biomass |  |  | 0 | 0 | 0 | 0 | 0 | 0 | 0 | 0 | 0 | 1 | 1 | 1 | 1 | [13 empty] | 3 | 3 | 4 | 3 | 4 | 1 | 1 |  | 0
SCE Eastern | Mirage | 115 | Biomass |  |  | 0 | 0 | 0 | 0 | 0 | 0 | 0 | 0 | 0 | 5 | 5 | 3 | 3 | [13 empty] | 1 | 3 | 2 | 3 | 1 | 1 | 1 |  | 0
SCE Eastern | Mirage | 230 | Biomass |  |  | 0 | 0 | 0 | 0 | 0 | 0 | 0 | 0 | 0 | 5 | 5 | 3 | 3 | [13 empty] | 1 | 3 | 2 | 3 | 1 | 1 | 1 |  | 0
SDGE | Mission | 138 | Biomass |  |  | 0 | 0 | 0 | 0 | 0 | 0 | 0 | 0 | 0 | 1 | 1 | 1 | 1 | [13 empty] | 1 | 3 | 3 | 3 | 3 | 1 | 1 |  | 0
SDGE | Mission | 230 | Biomass |  |  | 0 | 0 | 0 | 0 | 0 | 0 | 0 | 0 | 0 | 1 | 1 | 1 | 1 | [13 empty] | 1 | 3 | 3 | 3 | 3 | 1 | 1 |  | 0
SDGE | Mission | 69 | Biomass |  |  | 0 | 0 | 0 | 0 | 0 | 0 | 0 | 0 | 0 | 1 | 1 | 1 | 1 | [13 empty] | 1 | 3 | 3 | 3 | 3 | 1 | 1 |  | 0
PG&E GBA | Mi-Wuk | 115 | Biomass |  |  | 0 | 0 | 0 | 0 | 0 | 0 | 0 | 0 | 0 | 5 | 2 | 1 | 1 | [13 empty] | 1 | 3 | 1 | 3 | 1 | 1 | 1 |  | 0
EOP | Mohave | 500 | Biomass |  |  | 0 | 0 | 0 | 0 | 0 | 0 | 0 | 0 | 0 | 1 | 1 | 1 | 1 | [13 empty] | 1 | 1 | 3 | 3 | 1 | 1 | 1 |  | 0
PG&E NGBA | Monroe | 115 | Biomass |  |  | 0 | 0 | 0 | 0 | 0 | 0 | 0 | 0 | 0 | 5 | 2 | 1 | 1 | [13 empty] | 1 | 3 | 3 | 1 | 3 | 1 | 1 |  | 0
SDGE | Monserate | 69 | Biomass |  |  | 0 | 0 | 0 | 0 | 0 | 0 | 0 | 0 | 0 | 1 | 1 | 1 | 1 | [13 empty] | 1 | 3 | 2 | 3 | 1 | 1 | 1 |  | 0
PG&E GBA | Monta Vista | 115 | Biomass |  |  | 0 | 0 | 0 | 0 | 0 | 0 | 0 | 0 | 0 | 1 | 1 | 1 | 1 | [13 empty] | 1 | 3 | 2 | 1 | 1 | 1 | 1 |  | 0
PG&E GBA | Monta Vista | 230 | Biomass |  |  | 0 | 0 | 0 | 0 | 0 | 0 | 0 | 0 | 0 | 1 | 1 | 1 | 1 | [13 empty] | 1 | 3 | 2 | 1 | 1 | 1 | 1 |  | 0
PG&E GBA | Monta Vista | 60 | Biomass |  |  | 0 | 0 | 0 | 0 | 0 | 0 | 0 | 0 | 0 | 1 | 1 | 1 | 1 | [13 empty] | 1 | 3 | 2 | 1 | 1 | 1 | 1 |  | 0
PG&E NGBA | Monticello | 115 | Biomass |  |  | 0 | 0 | 0 | 0 | 0 | 0 | 0 | 0 | 0 | 5 | 2 | 1 | 1 | [13 empty] | 1 | 3 | 1 | 1 | 1 | 1 | 1 |  | 0
SCE Northern | Moorpark | 230 | Biomass |  |  | 0 | 0 | 0 | 0 | 0 | 0 | 0 | 0 | 0 | 1 | 1 | 1 | 1 | [13 empty] | 1 | 3 | 1 | 3 | 1 | 1 | 1 |  | 0
SCE Northern | Moorpark | 66 | Biomass |  |  | 0 | 0 | 0 | 0 | 0 | 0 | 0 | 0 | 0 | 1 | 1 | 1 | 1 | [13 empty] | 1 | 3 | 1 | 3 | 1 | 1 | 1 |  | 0
PG&E GBA | Moraga | 115 | Biomass |  |  | 0 | 0 | 0 | 0 | 0 | 0 | 0 | 0 | 0 | 5 | 2 | 1 | 1 | [13 empty] | 1 | 3 | 2 | 3 | 1 | 1 | 1 |  | 0
PG&E GBA | Moraga | 230 | Biomass |  |  | 0 | 0 | 0 | 0 | 0 | 0 | 0 | 0 | 0 | 5 | 2 | 1 | 1 | [13 empty] | 1 | 3 | 2 | 3 | 1 | 1 | 1 |  | 0
PG&E GBA | Morgan Hill | 115 | Biomass |  |  | 0 | 0 | 0 | 0 | 0 | 0 | 0 | 0 | 0 | 1 | 1 | 1 | 1 | [13 empty] | 1 | 3 | 2 | 1 | 3 | 1 | 1 |  | 0
PG&E KERN | Morro Bay | 115 | Biomass |  |  | 0 | 0 | 0 | 0 | 0 | 0 | 0 | 0 | 0 | 1 | 1 | 1 | 1 | [13 empty] | 1 | 1 | 4 | 1 | 1 | 1 | 1 |  | 0
PG&E KERN | Morro Bay | 230 | Biomass |  |  | 0 | 0 | 0 | 0 | 0 | 0 | 0 | 0 | 0 | 5 | 2 | 4 | 2 | [13 empty] | 1 | 1 | 4 | 1 | 1 | 1 | 1 |  | 0
PG&E KERN | Morro Bay | 500 | Biomass |  |  | 0 | 0 | 0 | 0 | 0 | 0 | 0 | 0 | 0 | 5 | 2 | 4 | 2 | [13 empty] | 1 | 1 | 4 | 1 | 1 | 1 | 1 |  | 0
PG&E GBA | Moss Landing | 115 | Biomass |  |  | 0 | 0 | 0 | 0 | 0 | 0 | 0 | 0 | 0 | 1 | 1 | 1 | 1 | [13 empty] | 1 | 1 | 4 | 1 | 3 | 1 | 1 |  | 0
PG&E GBA | Moss Landing | 230 | Biomass |  |  | 0 | 0 | 0 | 0 | 0 | 0 | 0 | 0 | 0 | 1 | 1 | 1 | 1 | [13 empty] | 1 | 1 | 4 | 1 | 3 | 1 | 1 |  | 0
PG&E GBA | Moss Landing | 500 | Biomass |  |  | 0 | 0 | 0 | 0 | 0 | 0 | 0 | 0 | 0 | 5 | 2 | 1 | 1 | [13 empty] | 1 | 1 | 4 | 1 | 3 | 1 | 1 |  | 0
EOP | Mountain Pass | 115 | Biomass |  |  | 0 | 0 | 0 | 0 | 0 | 0 | 0 | 0 | 0 | 1 | 1 | 1 | 1 | [13 empty] | 1 | 1 | 1 | 3 | 4 | 1 | 1 |  | 0
PG&E GBA | Mountain View | 115 | Biomass |  |  | 0 | 0 | 0 | 0 | 0 | 0 | 0 | 0 | 0 | 1 | 1 | 1 | 1 | [13 empty] | 1 | 3 | 3 | 1 | 3 | 1 | 1 |  | 0
PG&E GBA | Mt Eden | 115 | Biomass |  |  | 0 | 0 | 0 | 0 | 0 | 0 | 0 | 0 | 0 | 5 | 2 | 1 | 1 | [13 empty] | 1 | 3 | 3 | 3 | 3 | 1 | 1 |  | 0
PG&E KERN | Mt Poso | 115 | Biomass |  |  | 0 | 0 | 0 | 0 | 0 | 0 | 0 | 0 | 0 | 1 | 1 | 1 | 1 | [13 empty] | 3 | 3 | 4 | 3 | 4 | 1 | 1 |  | 0
SDGE | Murray | 69 | Biomass |  |  | 0 | 0 | 0 | 0 | 0 | 0 | 0 | 0 | 0 | 1 | 1 | 1 | 1 | [13 empty] | 1 | 3 | 3 | 3 | 3 | 1 | 1 |  | 0
PG&E FRESNO | Mustang | 230 | Biomass |  |  | 0 | 0 | 0 | 0 | 0 | 0 | 0 | 0 | 0 | 5 | 2 | 4 | 2 | [13 empty] | 3 | 3 | 4 | 1 | 4 | 1 | 1 |  | 0
SCE Northern | Neenach | 66 | Biomass |  |  | 0 | 0 | 0 | 0 | 0 | 0 | 0 | 0 | 0 | 1 | 1 | 1 | 1 | [13 empty] | 1 | 3 | 1 | 3 | 1 | 1 | 1 |  | 0
PG&E KERN | New Sub - Gates - Midway (Proposed) | 230 | Biomass |  |  | 0 | 0 | 0 | 0 | 0 | 0 | 0 | 0 | 0 | 5 | 2 | 4 | 2 | [13 empty] | 3 | 3 | 1 | 1 | 4 | 1 | 1 |  | 0
PG&E KERN | New Sub - Gates - Templeton (Proposed) | 230 | Biomass |  |  | 0 | 0 | 0 | 0 | 0 | 0 | 0 | 0 | 0 | 5 | 2 | 4 | 2 | [13 empty] | 3 | 3 | 1 | 1 | 4 | 1 | 1 |  | 0
SCE NOL | New Sub - Kramer - Lugo (Proposed) | 230 | Biomass |  |  | 0 | 0 | 0 | 0 | 0 | 0 | 0 | 0 | 0 | 3 | 3 | 1 | 1 | [13 empty] | 1 | 3 | 3 | 3 | 4 | 1 | 1 |  | 0
PG&E FRESNO | New Sub - Los Banos - Midway (Proposed) | 500 | Biomass |  |  | 0 | 0 | 0 | 0 | 0 | 0 | 0 | 0 | 0 | 5 | 2 | 4 | 2 | [13 empty] | 3 | 3 | 1 | 1 | 4 | 1 | 1 |  | 0
SCE NOL | New Sub - Lugo - Pisgah (Proposed) | 230 | Biomass |  |  | 0 | 0 | 0 | 0 | 0 | 0 | 0 | 0 | 0 | 1 | 1 | 1 | 1 | [13 empty] | 1 | 3 | 2 | 3 | 1 | 1 | 1 |  | 0
PG&E KERN | New Sub - Midway - Wheeler Ridge (Proposed) | 230 | Biomass |  |  | 0 | 0 | 0 | 0 | 0 | 0 | 0 | 0 | 0 | 5 | 2 | 4 | 2 | [13 empty] | 3 | 3 | 2 | 3 | 4 | 1 | 1 |  | 0
PG&E NGBA | New Sub - Near existing Leavitt (PSREC) | 345 | Biomass |  |  | 0 | 0 | 0 | 0 | 0 | 0 | 0 | 0 | 0 | 5 | 2 | 1 | 1 | [13 empty] | 1 | 1 | 4 | 3 | 1 | 1 | 1 |  | 0
PG&E NGBA | New Sub - Near existing Madeline (NVE) | 345 | Biomass |  |  | 0 | 0 | 0 | 0 | 0 | 0 | 0 | 0 | 0 | 5 | 2 | 1 | 1 | [13 empty] | 1 | 1 | 1 | 3 | 1 | 1 | 1 |  | 0
SDGE | New Sub - North Gila - IV (Proposed) | 500 | Biomass |  |  | 0 | 0 | 0 | 0 | 0 | 0 | 0 | 0 | 0 | 1 | 1 | 1 | 1 | [13 empty] | 1 | 3 | 1 | 1 | 3 | 1 | 1 |  | 0
PG&E NGBA | New Sub - Pit 1 - Cottonwood (Proposed) | 230 | Biomass |  |  | 0 | 0 | 0 | 0 | 0 | 0 | 0 | 0 | 0 | 5 | 5 | 3 | 3 | [13 empty] | 1 | 1 | 1 | 1 | 1 | 1 | 1 |  | 0
PG&E GBA | New Sub - Rancho Seco - Bellota (Proposed) | 230 | Biomass |  |  | 0 | 0 | 0 | 0 | 0 | 0 | 0 | 0 | 0 | 5 | 2 | 1 | 1 | [13 empty] | 3 | 3 | 2 | 1 | 1 | 1 | 1 |  | 0
SDGE | New Sub - Suncrest - Ocotillo (Proposed) | 500 | Biomass |  |  | 0 | 0 | 0 | 0 | 0 | 0 | 0 | 0 | 0 | 1 | 1 | 1 | 1 | [13 empty] | 1 | 3 | 1 | 3 | 1 | 1 | 1 |  | 0
PG&E FRESNO | New Sub - Westley - Quinto (Proposed) | 230 | Biomass |  |  | 0 | 0 | 0 | 0 | 0 | 0 | 0 | 0 | 0 | 1 | 1 | 1 | 1 | [13 empty] | 3 | 3 | 1 | 1 | 4 | 1 | 1 |  | 0
PG&E GBA | Newark | 115 | Biomass |  |  | 0 | 0 | 0 | 0 | 0 | 0 | 0 | 0 | 0 | 1 | 1 | 1 | 1 | [13 empty] | 1 | 3 | 2 | 3 | 3 | 1 | 1 |  | 0
PG&E GBA | Newark | 230 | Biomass |  |  | 0 | 0 | 0 | 0 | 0 | 0 | 0 | 0 | 0 | 1 | 1 | 1 | 1 | [13 empty] | 1 | 3 | 2 | 3 | 3 | 1 | 1 |  | 0
PG&E GBA | Newark | 60 | Biomass |  |  | 0 | 0 | 0 | 0 | 0 | 0 | 0 | 0 | 0 | 5 | 2 | 1 | 1 | [13 empty] | 1 | 3 | 2 | 3 | 3 | 1 | 1 |  | 0
PG&E FRESNO | Newhall | 115 | Biomass |  |  | 0 | 0 | 0 | 0 | 0 | 0 | 0 | 0 | 0 | 5 | 2 | 1 | 1 | [13 empty] | 3 | 3 | 1 | 1 | 4 | 1 | 1 |  | 0
PG&E KERN | Norco | 115 | Biomass |  |  | 0.8 | 0 | 0.8 | 0 | 0 | 0 | 0.8 | 0 | 0.8 | 5 | 2 | 4 | 2 | [13 empty] | 3 | 3 | 2 | 3 | 4 | 3- | 1 |  | 1
PG&E GBA | Nortech | 115 | Biomass |  |  | 0 | 0 | 0 | 0 | 0 | 0 | 0 | 0 | 0 | 1 | 1 | 1 | 1 | [13 empty] | 1 | 3 | 3 | 1 | 4 | 1 | 1 |  | 0
SDGE | North City Metering | 138 | Biomass |  |  | 0 | 0 | 0 | 0 | 0 | 0 | 0 | 0 | 0 | 1 | 1 | 1 | 1 | [13 empty] | 1 | 3 | 3 | 3 | 1 | 1 | 1 |  | 0
PG&E GBA | North Dublin | 230 | Biomass |  |  | 0 | 0 | 0 | 0 | 0 | 0 | 0 | 0 | 0 | 5 | 2 | 1 | 1 | [13 empty] | 1 | 3 | 3 | 3 | 1 | 1 | 1 |  | 0
SDGE | North Gila | 500 | Biomass |  |  | 0 | 0 | 0 | 0 | 0 | 0 | 0 | 0 | 0 | 1 | 1 | 1 | 1 | [13 empty] | 1 | 1 | 1 | 1 | 1 | 1 | 1 |  | 0
SCE Metro | North of SONGS | 230 | Biomass |  |  | 0 | 0 | 0 | 0 | 0 | 0 | 0 | 0 | 0 | 1 | 1 | 1 | 1 | [13 empty] | 1 | 3 | 2 | 3 | 1 | 1 | 1 |  | 0
SCE Metro | North of SONGS | 500 | Biomass |  |  | 0 | 0 | 0 | 0 | 0 | 0 | 0 | 0 | 0 | 1 | 1 | 1 | 1 | [13 empty] | 1 | 3 | 2 | 3 | 1 | 1 | 1 |  | 0
PG&E NGBA | Notre Dame | 115 | Biomass |  |  | 0 | 0 | 0 | 0 | 0 | 0 | 0 | 0 | 0 | 5 | 2 | 1 | 1 | [13 empty] | 1 | 3 | 1 | 1 | 3 | 1 | 1 |  | 0
PG&E GBA | Oakland C | 115 | Biomass |  |  | 0 | 0 | 0 | 0 | 0 | 0 | 0 | 0 | 0 | 5 | 2 | 1 | 1 | [13 empty] | 1 | 3 | 4 | 3 | 3 | 1 | 1 |  | 0
PG&E GBA | Oakland J | 115 | Biomass |  |  | 0 | 0 | 0 | 0 | 0 | 0 | 0 | 0 | 0 | 5 | 2 | 1 | 1 | [13 empty] | 1 | 3 | 3 | 3 | 4 | 1 | 1 |  | 0
PG&E GBA | Oakland L | 115 | Biomass |  |  | 0 | 0 | 0 | 0 | 0 | 0 | 0 | 0 | 0 | 5 | 2 | 1 | 1 | [13 empty] | 1 | 3 | 3 | 3 | 4 | 1 | 1 |  | 0
PG&E GBA | Oakland X | 115 | Biomass |  |  | 0 | 0 | 0 | 0 | 0 | 0 | 0 | 0 | 0 | 5 | 2 | 1 | 1 | [13 empty] | 1 | 3 | 3 | 3 | 3 | 1 | 1 |  | 0
SDGE | Ocean Ranch | 69 | Biomass |  |  | 0 | 0 | 0 | 0 | 0 | 0 | 0 | 0 | 0 | 1 | 1 | 1 | 1 | [13 empty] | 1 | 3 | 2 | 3 | 1 | 1 | 1 |  | 0
PG&E KERN | Oceano | 115 | Biomass |  |  | 0 | 0 | 0 | 0 | 0 | 0 | 0 | 0 | 0 | 1 | 1 | 1 | 1 | [13 empty] | 1 | 1 | 1 | 1 | 1 | 1 | 1 |  | 0
SDGE | Ocotillo Express | 500 | Biomass |  |  | 0 | 0 | 0 | 0 | 0 | 0 | 0 | 0 | 0 | 1 | 1 | 1 | 1 | [13 empty] | 1 | 3 | 1 | 1 | 1 | 1 | 1 |  | 0
PG&E KERN | Old River | 70 | Biomass |  |  | 0 | 0 | 0 | 0 | 0 | 0 | 0 | 0 | 0 | 5 | 2 | 4 | 2 | [13 empty] | 3 | 3 | 1 | 3 | 3 | 1 | 1 |  | 0
SDGE | Old Town | 230 | Biomass |  |  | 0 | 0 | 0 | 0 | 0 | 0 | 0 | 0 | 0 | 1 | 1 | 1 | 1 | [13 empty] | 1 | 3 | 3 | 3 | 3 | 1 | 1 |  | 0
SCE Metro | Olinda | 230 | Biomass |  |  | 0 | 0 | 0 | 0 | 0 | 0 | 0 | 0 | 0 | 1 | 1 | 1 | 1 | [13 empty] | 3 | 3 | 3 | 3 | 3 | 1 | 1 |  | 0
PG&E FRESNO | Olive | 115 | Biomass |  |  | 0 | 0 | 0 | 0 | 0 | 0 | 0 | 0 | 0 | 5 | 2 | 4 | 2 | [13 empty] | 3 | 3 | 1 | 3 | 4 | 1 | 1 |  | 0
PG&E NGBA | Olivehurst | 115 | Biomass |  |  | 0 | 0 | 0 | 0 | 0 | 0 | 0 | 0 | 0 | 5 | 2 | 1 | 1 | [13 empty] | 1 | 1 | 3 | 3 | 3 | 1 | 1 |  | 0
PG&E NGBA | Oregon Trail | 60 | Biomass |  |  | 0 | 0 | 0 | 0 | 0 | 0 | 0 | 0 | 0 | 5 | 2 | 1 | 1 | [13 empty] | 1 | 1 | 2 | 1 | 1 | 1 | 1 |  | 0
SCE Northern | Ormond Beach | 230 | Biomass |  |  | 0 | 0 | 0 | 0 | 0 | 0 | 0 | 0 | 0 | 1 | 1 | 1 | 1 | [13 empty] | 1 | 3 | 4 | 3 | 4 | 1 | 1 |  | 0
PG&E FRESNO | Oro Loma | 115 | Biomass |  |  | 0 | 0 | 0 | 0 | 0 | 0 | 0 | 0 | 0 | 1 | 1 | 1 | 1 | [13 empty] | 3 | 3 | 1 | 1 | 4 | 1 | 1 |  | 0
PG&E FRESNO | Oro Loma | 70 | Biomass |  |  | 0 | 0 | 0 | 0 | 0 | 0 | 0 | 0 | 0 | 1 | 1 | 1 | 1 | [13 empty] | 3 | 3 | 1 | 1 | 4 | 1 | 1 |  | 0
PG&E FRESNO | Orosi | 70 | Biomass |  |  | 0 | 0 | 0 | 0 | 0 | 0 | 0 | 0 | 0 | 5 | 2 | 1 | 1 | [13 empty] | 3 | 3 | 1 | 3 | 4 | 1 | 1 |  | 0
SDGE | Otay | 69 | Biomass |  |  | 0 | 0 | 0 | 0 | 0 | 0 | 0 | 0 | 0 | 1 | 1 | 1 | 1 | [13 empty] | 1 | 3 | 4 | 3 | 4 | 1 | 1 |  | 0
SDGE | Otay Mesa | 230 | Biomass |  |  | 0 | 0 | 0 | 0 | 0 | 0 | 0 | 0 | 0 | 1 | 1 | 1 | 1 | [13 empty] | 1 | 3 | 4 | 3 | 1 | 1 | 1 |  | 0
PG&E FRESNO | Padre Flats SW STA | 230 | Biomass |  |  | 0 | 0 | 0 | 0 | 0 | 0 | 0 | 0 | 0 | 1 | 1 | 1 | 1 | [13 empty] | 3 | 3 | 1 | 1 | 4 | 1 | 1 |  | 0
EOP | Pahrump | 138 | Biomass |  |  | 0 | 0 | 0 | 0 | 0 | 0 | 0 | 0 | 0 | 1 | 1 | 1 | 1 | [13 empty] | 1 | 1 | 1 | 3 | 1 | 1 | 1 |  | 0
EOP | Pahrump | 230 | Biomass |  |  | 0 | 0 | 0 | 0 | 0 | 0 | 0 | 0 | 0 | 1 | 1 | 1 | 1 | [13 empty] | 1 | 1 | 1 | 3 | 1 | 1 | 1 |  | 0
SDGE | Pala | 69 | Biomass |  |  | 0 | 0 | 0 | 0 | 0 | 0 | 0 | 0 | 0 | 1 | 1 | 1 | 1 | [13 empty] | 1 | 3 | 4 | 3 | 1 | 1 | 1 |  | 0
PG&E NGBA | Palermo | 115 | Biomass |  |  | 0 | 0 | 0 | 0 | 0 | 0 | 0 | 0 | 0 | 5 | 2 | 1 | 1 | [13 empty] | 1 | 3 | 3 | 1 | 3 | 1 | 4 | Amount reduced to better align with DAC criteria | 1
PG&E NGBA | Palermo | 230 | Biomass |  |  | 0 | 0 | 0 | 0 | 0 | 0 | 0 | 0 | 0 | 5 | 2 | 1 | 1 | [13 empty] | 1 | 3 | 3 | 1 | 3 | 1 | 1 |  | 0
SCE Eastern | Palo Verde | 500 | Biomass |  |  | 0 | 0 | 0 | 0 | 0 | 0 | 0 | 0 | 0 | 1 | 1 | 1 | 1 | [13 empty] | 1 | 3 | 1 | 1 | 1 | 1 | 1 |  | 0
SDGE | Palomar Energy | 230 | Biomass |  |  | 0 | 0 | 0 | 0 | 0 | 0 | 0 | 0 | 0 | 1 | 1 | 1 | 1 | [13 empty] | 1 | 3 | 3 | 3 | 1 | 1 | 1 |  | 0
PG&E KERN | Panama | 70 | Biomass |  |  | 0 | 0 | 0 | 0 | 0 | 0 | 0 | 0 | 0 | 1 | 1 | 1 | 1 | [13 empty] | 3 | 3 | 2 | 3 | 4 | 1 | 1 |  | 0
PG&E FRESNO | Panoche | 115 | Biomass |  |  | 0 | 0 | 0 | 0 | 0 | 0 | 0 | 0 | 0 | 5 | 2 | 1 | 1 | [13 empty] | 3 | 3 | 4 | 1 | 4 | 1 | 1 |  | 0
PG&E FRESNO | Panoche | 230 | Biomass |  |  | 0 | 0 | 0 | 0 | 0 | 0 | 0 | 0 | 0 | 1 | 1 | 1 | 1 | [13 empty] | 3 | 3 | 4 | 1 | 4 | 1 | 1 |  | 0
SCE Northern | Pardee | 230 | Biomass |  |  | 0 | 0 | 0 | 0 | 0 | 0 | 0 | 0 | 0 | 1 | 1 | 1 | 1 | [13 empty] | 3 | 3 | 3 | 3 | 1 | 1 | 1 |  | 0
PG&E NGBA | Parkway | 230 | Biomass |  |  | 3.8 | 0 | 3.8 | 0 | 0 | 0 | 3.8 | 0 | 3.8 | 5 | 2 | 1 | 1 | [13 empty] | 1 | 3 | 2 | 3 | 3 | 3- | 1 |  | 1
SCE Northern | Pastoria | 230 | Biomass |  |  | 0 | 0 | 0 | 0 | 0 | 0 | 0 | 0 | 0 | 1 | 1 | 1 | 1 | [13 empty] | 3 | 3 | 3 | 3 | 1 | 1 | 1 |  | 0
SCE Metro | Pauda | 230 | Biomass |  |  | 0 | 0 | 0 | 0 | 0 | 0 | 0 | 0 | 0 | 1 | 1 | 1 | 1 | [13 empty] | 3 | 3 | 3 | 3 | 3 | 1 | 1 |  | 0
PG&E GBA | Paul Sweet | 115 | Biomass |  |  | 0 | 0 | 0 | 0 | 0 | 0 | 0 | 0 | 0 | 1 | 1 | 1 | 1 | [13 empty] | 1 | 1 | 3 | 1 | 1 | 1 | 1 |  | 0
PG&E NGBA | Peabody | 230 | Biomass |  |  | 0 | 0 | 0 | 0 | 0 | 0 | 0 | 0 | 0 | 5 | 2 | 1 | 1 | [13 empty] | 1 | 3 | 3 | 3 | 3 | 1 | 1 |  | 0
PG&E NGBA | Pease | 115 | Biomass |  |  | 0 | 0 | 0 | 0 | 0 | 0 | 0 | 0 | 0 | 5 | 2 | 1 | 1 | [13 empty] | 1 | 1 | 3 | 3 | 3 | 1 | 1 |  | 0
PG&E NGBA | Pease | 60 | Biomass |  |  | 0 | 0 | 0 | 0 | 0 | 0 | 0 | 0 | 0 | 5 | 2 | 1 | 1 | [13 empty] | 1 | 1 | 3 | 3 | 3 | 1 | 1 |  | 0
SDGE | Penasquitos | 138 | Biomass |  |  | 0 | 0 | 0 | 0 | 0 | 0 | 0 | 0 | 0 | 1 | 1 | 1 | 1 | [13 empty] | 1 | 3 | 3 | 3 | 1 | 1 | 1 |  | 0
SDGE | Penasquitos | 230 | Biomass |  |  | 0 | 0 | 0 | 0 | 0 | 0 | 0 | 0 | 0 | 1 | 1 | 1 | 1 | [13 empty] | 1 | 3 | 3 | 3 | 1 | 1 | 1 |  | 0
SDGE | Penasquitos | 69 | Biomass |  |  | 0 | 0 | 0 | 0 | 0 | 0 | 0 | 0 | 0 | 1 | 1 | 1 | 1 | [13 empty] | 1 | 3 | 3 | 3 | 1 | 1 | 1 |  | 0
SDGE | Pendleton | 69 | Biomass |  |  | 0 | 0 | 0 | 0 | 0 | 0 | 0 | 0 | 0 | 1 | 1 | 1 | 1 | [13 empty] | 1 | 3 | 1 | 3 | 1 | 1 | 1 |  | 0
PG&E NGBA | Penngrove | 115 | Biomass |  |  | 0 | 0 | 0 | 0 | 0 | 0 | 0 | 0 | 0 | 5 | 2 | 1 | 1 | [13 empty] | 1 | 3 | 2 | 1 | 3 | 1 | 1 |  | 0
PG&E GBA | Peoria | 115 | Biomass |  |  | 1 | 0 | 1 | 0 | 0 | 0 | 1 | 0 | 1 | 5 | 2 | 1 | 1 | [13 empty] | 1 | 3 | 1 | 3 | 1 | 5- | 4 | Amount reduced to move to other locations | 1
PG&E GBA | Piercy | 115 | Biomass |  |  | 0 | 0 | 0 | 0 | 0 | 0 | 0 | 0 | 0 | 1 | 1 | 1 | 1 | [13 empty] | 1 | 3 | 3 | 1 | 3 | 1 | 1 |  | 0
PG&E FRESNO | Pine Flat | 230 | Biomass |  |  | 0 | 0 | 0 | 0 | 0 | 0 | 0 | 0 | 0 | 5 | 2 | 1 | 1 | [13 empty] | 3 | 3 | 1 | 1 | 1 | 1 | 5 | Moved to other locations to better align with CI or resource potential | 1
SCE NOL | Pisgah | 230 | Biomass |  |  | 0 | 0 | 0 | 0 | 0 | 0 | 0 | 0 | 0 | 1 | 1 | 1 | 1 | [13 empty] | 1 | 3 | 1 | 3 | 4 | 1 | 1 |  | 0
PG&E NGBA | Pit 1 | 230 | Biomass |  |  | 0 | 0 | 0 | 0 | 0 | 0 | 0 | 0 | 0 | 5 | 5 | 3 | 3 | [13 empty] | 1 | 1 | 1 | 1 | 1 | 1 | 1 |  | 0
PG&E NGBA | Pit 1 | 60 | Biomass |  |  | 0 | 0 | 0 | 0 | 0 | 0 | 0 | 0 | 0 | 5 | 5 | 3 | 3 | [13 empty] | 1 | 1 | 1 | 1 | 1 | 1 | 1 |  | 0
PG&E NGBA | Pit 3 | 230 | Biomass |  |  | 0 | 0 | 0 | 0 | 0 | 0 | 0 | 0 | 0 | 5 | 5 | 3 | 3 | [13 empty] | 1 | 1 | 1 | 1 | 1 | 1 | 1 |  | 0
PG&E NGBA | Pit 4 | 230 | Biomass |  |  | 0 | 0 | 0 | 0 | 0 | 0 | 0 | 0 | 0 | 5 | 2 | 1 | 1 | [13 empty] | 1 | 1 | 1 | 1 | 1 | 1 | 1 |  | 0
PG&E GBA | Pittsburg | 115 | Biomass |  |  | 0 | 0 | 0 | 0 | 0 | 0 | 0 | 0 | 0 | 5 | 2 | 1 | 1 | [13 empty] | 1 | 3 | 4 | 3 | 4 | 1 | 1 |  | 0
PG&E GBA | Pittsburg | 230 | Biomass |  |  | 0 | 0 | 0 | 0 | 0 | 0 | 0 | 0 | 0 | 5 | 2 | 1 | 1 | [13 empty] | 1 | 3 | 4 | 3 | 4 | 1 | 1 |  | 0
PG&E NGBA | Pleasant Grove | 115 | Biomass |  |  | 0 | 0 | 0 | 0 | 0 | 0 | 0 | 0 | 0 | 5 | 2 | 1 | 1 | [13 empty] | 1 | 3 | 3 | 1 | 1 | 1 | 1 |  | 0
PG&E NGBA | POE | 230 | Biomass |  |  | 0 | 0 | 0 | 0 | 0 | 0 | 0 | 0 | 0 | 5 | 2 | 1 | 1 | [13 empty] | 1 | 3 | 1 | 1 | 1 | 1 | 1 |  | 0
SDGE | Point Loma | 69 | Biomass |  |  | 0 | 0 | 0 | 0 | 0 | 0 | 0 | 0 | 0 | 1 | 1 | 1 | 1 | [13 empty] | 1 | 3 | 3 | 3 | 3 | 1 | 1 |  | 0
SDGE | Pomerado | 69 | Biomass |  |  | 0 | 0 | 0 | 0 | 0 | 0 | 0 | 0 | 0 | 1 | 1 | 1 | 1 | [13 empty] | 1 | 3 | 3 | 3 | 1 | 1 | 1 |  | 0
PG&E KERN | Poso Mountain | 115 | Biomass |  |  | 0 | 0 | 0 | 0 | 0 | 0 | 0 | 0 | 0 | 5 | 2 | 4 | 2 | [13 empty] | 3 | 3 | 3 | 3 | 3 | 1 | 1 |  | 0
EOP | Primm | 230 | Biomass |  |  | 0 | 0 | 0 | 0 | 0 | 0 | 0 | 0 | 0 | 1 | 1 | 1 | 1 | [13 empty] | 1 | 1 | 1 | 3 | 3 | 1 | 1 |  | 0
PG&E NGBA | Putah Creek | 115 | Biomass |  |  | 0 | 0 | 0 | 0 | 0 | 0 | 0 | 0 | 0 | 5 | 2 | 1 | 1 | [13 empty] | 1 | 3 | 2 | 1 | 1 | 1 | 1 |  | 0
SDGE | Q1806 | 138 | Biomass |  |  | 0 | 0 | 0 | 0 | 0 | 0 | 0 | 0 | 0 | 1 | 1 | 1 | 1 | [13 empty] | 3 | 3 | 3 | 3 | 1 | 1 | 1 |  | 0
PG&E FRESNO | Quinto | 230 | Biomass |  |  | 0 | 0 | 0 | 0 | 0 | 0 | 0 | 0 | 0 | 1 | 1 | 1 | 1 | [13 empty] | 3 | 3 | 1 | 1 | 4 | 1 | 1 |  | 0
PG&E GBA | Race Track | 115 | Biomass |  |  | 0 | 0 | 0 | 0 | 0 | 0 | 0 | 0 | 0 | 5 | 2 | 1 | 1 | [13 empty] | 1 | 3 | 1 | 3 | 1 | 1 | 1 |  | 0
SDGE | Rancho Mission Viejo | 138 | Biomass |  |  | 0 | 0 | 0 | 0 | 0 | 0 | 0 | 0 | 0 | 1 | 1 | 1 | 1 | [13 empty] | 3 | 3 | 3 | 3 | 1 | 1 | 1 |  | 0
PG&E GBA | Rancho Seco | 230 | Biomass |  |  | 0 | 0 | 0 | 0 | 0 | 0 | 0 | 0 | 0 | 5 | 2 | 1 | 1 | [13 empty] | 1 | 3 | 4 | 1 | 1 | 1 | 1 |  | 0
SCE Metro | Rancho Vista | 230 | Biomass |  |  | 0 | 0 | 0 | 0 | 0 | 0 | 0 | 0 | 0 | 1 | 1 | 1 | 1 | [13 empty] | 3 | 3 | 4 | 3 | 4 | 1 | 1 |  | 0
SCE Metro | Rancho Vista | 500 | Biomass |  |  | 0 | 0 | 0 | 0 | 0 | 0 | 0 | 0 | 0 | 1 | 1 | 1 | 1 | [13 empty] | 3 | 3 | 4 | 3 | 4 | 1 | 1 |  | 0
SCE NOL | Ransburg | 115 | Biomass |  |  | 0 | 0 | 0 | 0 | 0 | 0 | 0 | 0 | 0 | 3 | 3 | 1 | 1 | [13 empty] | 1 | 3 | 1 | 3 | 4 | 1 | 1 |  | 0
PG&E GBA | Ravenswood | 115 | Biomass |  |  | 0 | 0 | 0 | 0 | 0 | 0 | 0 | 0 | 0 | 5 | 2 | 1 | 1 | [13 empty] | 1 | 3 | 3 | 3 | 3 | 1 | 1 |  | 0
PG&E GBA | Ravenswood | 230 | Biomass |  |  | 0 | 0 | 0 | 0 | 0 | 0 | 0 | 0 | 0 | 5 | 2 | 1 | 1 | [13 empty] | 1 | 3 | 3 | 3 | 3 | 1 | 1 |  | 0
SCE Northern | Rector | 230 | Biomass |  |  | 0 | 0 | 0 | 0 | 0 | 0 | 0 | 0 | 0 | 1 | 1 | 1 | 1 | [13 empty] | 3 | 3 | 3 | 3 | 3 | 1 | 1 |  | 0
SCE Eastern | Red Bluff | 230 | Biomass |  |  | 0 | 0 | 0 | 0 | 0 | 0 | 0 | 0 | 0 | 1 | 1 | 1 | 1 | [13 empty] | 1 | 1 | 1 | 3 | 1 | 1 | 1 |  | 0
SCE Eastern | Red Bluff | 500 | Biomass |  |  | 0 | 0 | 0 | 0 | 0 | 0 | 0 | 0 | 0 | 1 | 1 | 1 | 1 | [13 empty] | 1 | 1 | 1 | 3 | 1 | 1 | 1 |  | 0
PG&E NGBA | Redbud | 115 | Biomass |  |  | 0 | 0 | 0 | 0 | 0 | 0 | 0 | 0 | 0 | 5 | 2 | 1 | 1 | [13 empty] | 1 | 1 | 1 | 1 | 1 | 1 | 1 |  | 0
SCE Metro | Redondo | 230 | Biomass |  |  | 0 | 0 | 0 | 0 | 0 | 0 | 0 | 0 | 0 | 1 | 1 | 1 | 1 | [13 empty] | 3 | 3 | 4 | 3 | 3 | 1 | 1 |  | 0
PG&E FRESNO | Reedley | 115 | Biomass |  |  | 0 | 0 | 0 | 0 | 0 | 0 | 0 | 0 | 0 | 5 | 2 | 4 | 2 | [13 empty] | 3 | 3 | 1 | 1 | 4 | 1 | 1 |  | 0
PG&E KERN | Renfro | 115 | Biomass |  |  | 0 | 0 | 0 | 0 | 0 | 0 | 0 | 0 | 0 | 1 | 1 | 1 | 1 | [13 empty] | 3 | 3 | 3 | 3 | 3 | 1 | 1 |  | 0
PG&E GBA | Richmond R | 115 | Biomass |  |  | 0.5 | 0 | 0.5 | 0 | 0 | 0 | 0.5 | 0 | 0.5 | 5 | 2 | 1 | 1 | [13 empty] | 1 | 3 | 3 | 3 | 3 | 5- | 1 |  | 1
PG&E NGBA | Rincon | 115 | Biomass |  |  | 0 | 0 | 0 | 0 | 0 | 0 | 0 | 0 | 0 | 5 | 2 | 1 | 1 | [13 empty] | 1 | 3 | 3 | 1 | 3 | 1 | 1 |  | 0
PG&E KERN | Rio Bravo | 115 | Biomass |  |  | 0 | 0 | 0 | 0 | 0 | 0 | 0 | 0 | 0 | 1 | 1 | 1 | 1 | [13 empty] | 3 | 3 | 3 | 3 | 4 | 1 | 1 |  | 0
SCE Metro | Rio Hondo | 230 | Biomass |  |  | 0 | 0 | 0 | 0 | 0 | 0 | 0 | 0 | 0 | 1 | 1 | 1 | 1 | [13 empty] | 3 | 3 | 2 | 3 | 4 | 1 | 1 |  | 0
PG&E NGBA | Rio Oso | 115 | Biomass |  |  | 0 | 0 | 0 | 0 | 0 | 0 | 0 | 0 | 0 | 5 | 2 | 1 | 1 | [13 empty] | 1 | 3 | 1 | 3 | 1 | 1 | 1 |  | 0
PG&E NGBA | Rio Oso | 230 | Biomass |  |  | 0 | 0 | 0 | 0 | 0 | 0 | 0 | 0 | 0 | 5 | 2 | 1 | 1 | [13 empty] | 1 | 3 | 1 | 3 | 1 | 1 | 1 |  | 0
PG&E GBA | Ripon | 115 | Biomass |  |  | 0 | 0 | 0 | 0 | 0 | 0 | 0 | 0 | 0 | 5 | 2 | 1 | 1 | [13 empty] | 3 | 3 | 3 | 1 | 3 | 1 | 1 |  | 0
PG&E GBA | Riverbank | 115 | Biomass |  |  | 0 | 0 | 0 | 0 | 0 | 0 | 0 | 0 | 0 | 5 | 2 | 1 | 1 | [13 empty] | 3 | 3 | 3 | 1 | 3 | 1 | 1 |  | 0
SCE NOL | Roadway | 115 | Biomass |  |  | 2.7 | 0 | 2.7 | 0 | 0 | 0 | 2.7 | 0 | 2.7 | 1 | 1 | 1 | 1 | [13 empty] | 1 | 3 | 3 | 3 | 4 | 3- | 1 |  | 1
PG&E NGBA | Rock Creek 1 | 230 | Biomass |  |  | 0 | 0 | 0 | 0 | 0 | 0 | 0 | 0 | 0 | 5 | 2 | 1 | 1 | [13 empty] | 1 | 1 | 1 | 3 | 1 | 1 | 1 |  | 0
SCE Northern | Rosamond | 66 | Biomass |  |  | 0 | 0 | 0 | 0 | 0 | 0 | 0 | 0 | 0 | 1 | 1 | 1 | 1 | [13 empty] | 1 | 3 | 1 | 3 | 1 | 1 | 1 |  | 0
PG&E GBA | Rossmoor | 230 | Biomass |  |  | 0 | 0 | 0 | 0 | 0 | 0 | 0 | 0 | 0 | 5 | 2 | 1 | 1 | [13 empty] | 1 | 3 | 2 | 3 | 1 | 1 | 1 |  | 0
PG&E NGBA | Round Mountain | 230 | Biomass |  |  | 0 | 0 | 0 | 0 | 0 | 0 | 0 | 0 | 0 | 5 | 2 | 1 | 1 | [13 empty] | 1 | 1 | 1 | 1 | 1 | 1 | 4 | Moved to other locations to better align with CI or resource potential | 1
PG&E NGBA | Round Mountain | 500 | Biomass |  |  | 0 | 0 | 0 | 0 | 0 | 0 | 0 | 0 | 0 | 5 | 2 | 1 | 1 | [13 empty] | 1 | 1 | 1 | 1 | 1 | 1 | 1 |  | 0
PG&E GBA | Salado | 115 | Biomass |  |  | 0 | 0 | 0 | 0 | 0 | 0 | 0 | 0 | 0 | 1 | 1 | 1 | 1 | [13 empty] | 3 | 3 | 1 | 1 | 4 | 1 | 1 |  | 0
PG&E GBA | Salado | 60 | Biomass |  |  | 0 | 0 | 0 | 0 | 0 | 0 | 0 | 0 | 0 | 1 | 1 | 1 | 1 | [13 empty] | 3 | 3 | 1 | 1 | 4 | 1 | 1 |  | 0
PG&E GBA | Salinas | 115 | Biomass |  |  | 3.25 | 0 | 3.25 | 0 | 0 | 0 | 3.25 | 0 | 3.25 | 1 | 1 | 1 | 1 | [13 empty] | 1 | 1 | 3 | 1 | 3 | 3- | 1 |  | 1
SDGE | Salt Creek | 69 | Biomass |  |  | 0 | 0 | 0 | 0 | 0 | 0 | 0 | 0 | 0 | 1 | 1 | 1 | 1 | [13 empty] | 1 | 3 | 2 | 3 | 3 | 1 | 1 |  | 0
SCE Eastern | San Bernardino | 230 | Biomass |  |  | 5.25 | 0 | 5.25 | 0 | 0 | 0 | 5.25 | 0 | 5.25 | 1 | 1 | 1 | 1 | [13 empty] | 3 | 3 | 4 | 3 | 3 | 3- | 1 |  | 1
PG&E GBA | SAN FRAN A (POTRERO PP) | 115 | Biomass |  |  | 0 | 0 | 0 | 0 | 0 | 0 | 0 | 0 | 0 | 5 | 2 | 1 | 1 | [13 empty] | 1 | 3 | 4 | 3 | 3 | 1 | 1 |  | 0
PG&E GBA | SAN FRAN A (POTRERO PP) | 230 | Biomass |  |  | 0 | 0 | 0 | 0 | 0 | 0 | 0 | 0 | 0 | 5 | 2 | 1 | 1 | [13 empty] | 1 | 3 | 4 | 3 | 3 | 1 | 1 |  | 0
PG&E GBA | San Jose A | 115 | Biomass |  |  | 0 | 0 | 0 | 0 | 0 | 0 | 0 | 0 | 0 | 1 | 1 | 1 | 1 | [13 empty] | 1 | 3 | 4 | 1 | 3 | 1 | 1 |  | 0
PG&E GBA | San Jose B | 115 | Biomass |  |  | 0 | 0 | 0 | 0 | 0 | 0 | 0 | 0 | 0 | 1 | 1 | 1 | 1 | [13 empty] | 1 | 3 | 3 | 1 | 3 | 1 | 1 |  | 0
PG&E GBA | San Leandro U | 115 | Biomass |  |  | 0 | 0 | 0 | 0 | 0 | 0 | 0 | 0 | 0 | 5 | 2 | 1 | 1 | [13 empty] | 1 | 3 | 2 | 3 | 3 | 1 | 1 |  | 0
PG&E KERN | San Luis Obispo | 115 | Biomass |  |  | 0 | 0 | 0 | 0 | 0 | 0 | 0 | 0 | 0 | 1 | 1 | 1 | 1 | [13 empty] | 1 | 1 | 1 | 1 | 1 | 1 | 4 | Moved to other locations to better align with CI or resource potential | 1
PG&E KERN | San Luis Obispo | 70 | Biomass |  |  | 11 | 0 | 11 | 0 | 0 | 0 | 11 | 0 | 11 | 1 | 1 | 1 | 1 | [13 empty] | 1 | 1 | 1 | 1 | 1 | 3- | 1 |  | 1
SDGE | San Luis Rey | 230 | Biomass |  |  | 0 | 0 | 0 | 0 | 0 | 0 | 0 | 0 | 0 | 1 | 1 | 1 | 1 | [13 empty] | 1 | 3 | 2 | 3 | 1 | 1 | 1 |  | 0
SDGE | San Luis Rey | 69 | Biomass |  |  | 0 | 0 | 0 | 0 | 0 | 0 | 0 | 0 | 0 | 1 | 1 | 1 | 1 | [13 empty] | 1 | 3 | 2 | 3 | 1 | 1 | 1 |  | 0
SDGE | San Marcos | 69 | Biomass |  |  | 0 | 0 | 0 | 0 | 0 | 0 | 0 | 0 | 0 | 1 | 1 | 1 | 1 | [13 empty] | 1 | 3 | 3 | 3 | 1 | 1 | 1 |  | 0
SCE Metro | San Onofre | 230 | Biomass |  |  | 0 | 0 | 0 | 0 | 0 | 0 | 0 | 0 | 0 | 1 | 1 | 1 | 1 | [13 empty] | 1 | 3 | 1 | 3 | 1 | 1 | 1 |  | 0
PG&E GBA | San Pablo | 115 | Biomass |  |  | 0 | 0 | 0 | 0 | 0 | 0 | 0 | 0 | 0 | 5 | 2 | 1 | 1 | [13 empty] | 1 | 3 | 3 | 3 | 4 | 1 | 1 |  | 0
PG&E GBA | San Ramon | 230 | Biomass |  |  | 0 | 0 | 0 | 0 | 0 | 0 | 0 | 0 | 0 | 5 | 2 | 1 | 1 | [13 empty] | 1 | 3 | 3 | 3 | 1 | 1 | 1 |  | 0
SDGE | San Ysidro | 69 | Biomass |  |  | 0 | 0 | 0 | 0 | 0 | 0 | 0 | 0 | 0 | 1 | 1 | 1 | 1 | [13 empty] | 1 | 3 | 3 | 3 | 3 | 1 | 1 |  | 0
SCE NOL | Sandlot | 230 | Biomass |  |  | 0 | 0 | 0 | 0 | 0 | 0 | 0 | 0 | 0 | 3 | 3 | 1 | 1 | [13 empty] | 1 | 3 | 1 | 3 | 3 | 1 | 1 |  | 0
EOP | Sandy | 138 | Biomass |  |  | 0 | 0 | 0 | 0 | 0 | 0 | 0 | 0 | 0 | 1 | 1 | 1 | 1 | [13 empty] | 1 | 1 | 1 | 3 | 1 | 1 | 1 |  | 0
PG&E FRESNO | Sanger | 115 | Biomass |  |  | 1.5 | 0 | 1.5 | 0 | 0 | 0 | 1.5 | 0 | 1.5 | 5 | 2 | 4 | 2 | [13 empty] | 3 | 3 | 3 | 1 | 3 | 1 | 4 | Amount reduced to better align with DAC criteria | 1
SCE Northern | Santa Clara | 230 | Biomass |  |  | 0 | 0 | 0 | 0 | 0 | 0 | 0 | 0 | 0 | 1 | 1 | 1 | 1 | [13 empty] | 1 | 3 | 2 | 3 | 3 | 1 | 1 |  | 0
PG&E NGBA | Santa Rosa A | 115 | Biomass |  |  | 0 | 0 | 0 | 0 | 0 | 0 | 0 | 0 | 0 | 5 | 2 | 1 | 1 | [13 empty] | 1 | 3 | 3 | 1 | 3 | 1 | 1 |  | 0
PG&E GBA | Santa Teresa | 115 | Biomass |  |  | 0 | 0 | 0 | 0 | 0 | 0 | 0 | 0 | 0 | 1 | 1 | 1 | 1 | [13 empty] | 1 | 3 | 3 | 1 | 3 | 1 | 1 |  | 0
SDGE | Santee | 138 | Biomass |  |  | 0 | 0 | 0 | 0 | 0 | 0 | 0 | 0 | 0 | 5 | 5 | 1 | 1 | [13 empty] | 1 | 3 | 3 | 3 | 3 | 1 | 1 |  | 0
SCE Metro | Santiago | 230 | Biomass |  |  | 0 | 0 | 0 | 0 | 0 | 0 | 0 | 0 | 0 | 1 | 1 | 1 | 1 | [13 empty] | 3 | 3 | 3 | 3 | 3 | 1 | 1 |  | 0
PG&E GBA | Saratoga | 230 | Biomass |  |  | 0 | 0 | 0 | 0 | 0 | 0 | 0 | 0 | 0 | 1 | 1 | 1 | 1 | [13 empty] | 1 | 3 | 2 | 1 | 1 | 1 | 1 |  | 0
SCE Northern | Saugus | 230 | Biomass |  |  | 0 | 0 | 0 | 0 | 0 | 0 | 0 | 0 | 0 | 1 | 1 | 1 | 1 | [13 empty] | 3 | 3 | 3 | 3 | 1 | 1 | 1 |  | 0
PG&E FRESNO | Schindler | 115 | Biomass |  |  | 0 | 0 | 0 | 0 | 0 | 0 | 0 | 0 | 0 | 1 | 1 | 1 | 1 | [13 empty] | 3 | 3 | 1 | 1 | 4 | 1 | 1 |  | 0
PG&E FRESNO | Schindler | 70 | Biomass |  |  | 0 | 0 | 0 | 0 | 0 | 0 | 0 | 0 | 0 | 1 | 1 | 1 | 1 | [13 empty] | 3 | 3 | 1 | 1 | 4 | 1 | 1 |  | 0
PG&E GBA | Schulte | 115 | Biomass |  |  | 0 | 0 | 0 | 0 | 0 | 0 | 0 | 0 | 0 | 5 | 2 | 1 | 1 | [13 empty] | 3 | 3 | 4 | 1 | 3 | 1 | 1 |  | 0
SDGE | Scripps | 69 | Biomass |  |  | 0 | 0 | 0 | 0 | 0 | 0 | 0 | 0 | 0 | 1 | 1 | 1 | 1 | [13 empty] | 1 | 3 | 3 | 3 | 1 | 1 | 1 |  | 0
PG&E KERN | Semitropic | 115 | Biomass |  |  | 0 | 0 | 0 | 0 | 0 | 0 | 0 | 0 | 0 | 1 | 1 | 1 | 1 | [13 empty] | 3 | 3 | 2 | 3 | 4 | 1 | 1 |  | 0
SCE Metro | Serrano | 230 | Biomass |  |  | 0 | 0 | 0 | 0 | 0 | 0 | 0 | 0 | 0 | 1 | 1 | 1 | 1 | [13 empty] | 3 | 3 | 3 | 3 | 3 | 1 | 1 |  | 0
SCE Metro | Serrano | 500 | Biomass |  |  | 0 | 0 | 0 | 0 | 0 | 0 | 0 | 0 | 0 | 1 | 1 | 1 | 1 | [13 empty] | 3 | 3 | 3 | 3 | 3 | 1 | 1 |  | 0
SDGE | Shadowridge | 138 | Biomass |  |  | 0 | 0 | 0 | 0 | 0 | 0 | 0 | 0 | 0 | 1 | 1 | 1 | 1 | [13 empty] | 1 | 3 | 2 | 3 | 1 | 1 | 1 |  | 0
PG&E KERN | Shafter | 115 | Biomass |  |  | 0 | 0 | 0 | 0 | 0 | 0 | 0 | 0 | 0 | 5 | 2 | 4 | 2 | [13 empty] | 3 | 3 | 2 | 3 | 4 | 1 | 1 |  | 0
PG&E NGBA | Silverado | 115 | Biomass |  |  | 0 | 0 | 0 | 0 | 0 | 0 | 0 | 0 | 0 | 5 | 2 | 1 | 1 | [13 empty] | 1 | 3 | 2 | 1 | 1 | 1 | 1 |  | 0
SDGE | Silvergate | 230 | Biomass |  |  | 0 | 0 | 0 | 0 | 0 | 0 | 0 | 0 | 0 | 1 | 1 | 1 | 1 | [13 empty] | 1 | 3 | 4 | 3 | 4 | 1 | 1 |  | 0
SDGE | Silvergate | 69 | Biomass |  |  | 0 | 0 | 0 | 0 | 0 | 0 | 0 | 0 | 0 | 1 | 1 | 1 | 1 | [13 empty] | 1 | 3 | 4 | 3 | 4 | 1 | 1 |  | 0
PG&E KERN | Sisquoc | 115 | Biomass |  |  | 0 | 0 | 0 | 0 | 0 | 0 | 0 | 0 | 0 | 1 | 1 | 1 | 1 | [13 empty] | 1 | 1 | 2 | 3 | 1 | 1 | 1 |  | 0
EOP | Sloan Canyon | 230 | Biomass |  |  | 0 | 0 | 0 | 0 | 0 | 0 | 0 | 0 | 0 | 1 | 1 | 1 | 1 | [13 empty] | 1 | 1 | 2 | 3 | 1 | 1 | 1 |  | 0
EOP | Sloan Canyon | 500 | Biomass |  |  | 0 | 0 | 0 | 0 | 0 | 0 | 0 | 0 | 0 | 1 | 1 | 1 | 1 | [13 empty] | 1 | 1 | 2 | 3 | 1 | 1 | 1 |  | 0
PG&E KERN | Smyrna | 115 | Biomass |  |  | 0 | 0 | 0 | 0 | 0 | 0 | 0 | 0 | 0 | 5 | 2 | 4 | 2 | [13 empty] | 3 | 3 | 1 | 3 | 4 | 1 | 1 |  | 0
PG&E GBA | Sobrante | 115 | Biomass |  |  | 0 | 0 | 0 | 0 | 0 | 0 | 0 | 0 | 0 | 5 | 2 | 1 | 1 | [13 empty] | 1 | 3 | 3 | 3 | 1 | 1 | 1 |  | 0
PG&E GBA | Sobrante | 230 | Biomass |  |  | 0 | 0 | 0 | 0 | 0 | 0 | 0 | 0 | 0 | 5 | 2 | 1 | 1 | [13 empty] | 1 | 3 | 3 | 3 | 1 | 1 | 1 |  | 0
PG&E KERN | Solar | 230 | Biomass |  |  | 0 | 0 | 0 | 0 | 0 | 0 | 0 | 0 | 0 | 5 | 2 | 4 | 2 | [13 empty] | 1 | 3 | 1 | 1 | 1 | 1 | 1 |  | 0
PG&E GBA | Soledad | 115 | Biomass |  |  | 0 | 0 | 0 | 0 | 0 | 0 | 0 | 0 | 0 | 1 | 1 | 1 | 1 | [13 empty] | 1 | 1 | 1 | 1 | 1 | 1 | 1 |  | 0
PG&E GBA | Soledad | 60 | Biomass |  |  | 0 | 0 | 0 | 0 | 0 | 0 | 0 | 0 | 0 | 1 | 1 | 1 | 1 | [13 empty] | 1 | 1 | 1 | 1 | 1 | 1 | 1 |  | 0
SDGE | Spring Valley | 69 | Biomass |  |  | 0 | 0 | 0 | 0 | 0 | 0 | 0 | 0 | 0 | 1 | 1 | 1 | 1 | [13 empty] | 1 | 3 | 3 | 3 | 3 | 1 | 1 |  | 0
SCE Northern | Springville | 230 | Biomass |  |  | 0 | 0 | 0 | 0 | 0 | 0 | 0 | 0 | 0 | 1 | 1 | 1 | 1 | [13 empty] | 3 | 3 | 1 | 3 | 4 | 1 | 1 |  | 0
PG&E GBA | Stagg | 230 | Biomass |  |  | 0 | 0 | 0 | 0 | 0 | 0 | 0 | 0 | 0 | 5 | 2 | 1 | 1 | [13 empty] | 3 | 3 | 3 | 1 | 3 | 1 | 1 |  | 0
PG&E GBA | Standard Oil | 115 | Biomass |  |  | 0 | 0 | 0 | 0 | 0 | 0 | 0 | 0 | 0 | 5 | 2 | 1 | 1 | [13 empty] | 1 | 3 | 4 | 3 | 3 | 1 | 1 |  | 0
PG&E GBA | Stanislaus | 115 | Biomass |  |  | 0 | 0 | 0 | 0 | 0 | 0 | 0 | 0 | 0 | 5 | 2 | 1 | 1 | [13 empty] | 1 | 3 | 1 | 3 | 1 | 1 | 1 |  | 0
PG&E KERN | Stockdale | 115 | Biomass |  |  | 0 | 0 | 0 | 0 | 0 | 0 | 0 | 0 | 0 | 1 | 1 | 1 | 1 | [13 empty] | 3 | 3 | 3 | 3 | 3 | 1 | 1 |  | 0
PG&E KERN | Stockdale | 230 | Biomass |  |  | 0 | 0 | 0 | 0 | 0 | 0 | 0 | 0 | 0 | 1 | 1 | 1 | 1 | [13 empty] | 3 | 3 | 3 | 3 | 3 | 1 | 1 |  | 0
PG&E GBA | Stockton A | 115 | Biomass |  |  | 0 | 0 | 0 | 0 | 0 | 0 | 0 | 0 | 0 | 5 | 2 | 1 | 1 | [13 empty] | 3 | 3 | 3 | 1 | 4 | 1 | 1 |  | 0
PG&E GBA | Stone | 115 | Biomass |  |  | 0 | 0 | 0 | 0 | 0 | 0 | 0 | 0 | 0 | 1 | 1 | 1 | 1 | [13 empty] | 1 | 3 | 3 | 1 | 3 | 1 | 1 |  | 0
PG&E FRESNO | Storey | 230 | Biomass |  |  | 0 | 0 | 0 | 0 | 0 | 0 | 0 | 0 | 0 | 5 | 2 | 4 | 2 | [13 empty] | 3 | 3 | 1 | 1 | 4 | 1 | 1 |  | 0
PG&E NGBA | Summit | 115 | Biomass |  |  | 0 | 0 | 0 | 0 | 0 | 0 | 0 | 0 | 0 | 5 | 2 | 1 | 1 | [13 empty] | 1 | 3 | 1 | 1 | 1 | 1 | 1 |  | 0
SDGE | Suncrest | 230 | Biomass |  |  | 0 | 0 | 0 | 0 | 0 | 0 | 0 | 0 | 0 | 1 | 1 | 1 | 1 | [13 empty] | 1 | 3 | 1 | 3 | 1 | 1 | 1 |  | 0
SDGE | Suncrest | 500 | Biomass |  |  | 0 | 0 | 0 | 0 | 0 | 0 | 0 | 0 | 0 | 1 | 1 | 1 | 1 | [13 empty] | 1 | 3 | 1 | 3 | 1 | 1 | 1 |  | 0
PG&E KERN | Sunrise | 230 | Biomass |  |  | 0 | 0 | 0 | 0 | 0 | 0 | 0 | 0 | 0 | 5 | 2 | 4 | 2 | [13 empty] | 3 | 3 | 4 | 3 | 4 | 1 | 1 |  | 0
PG&E KERN | Sunset | 230 | Biomass |  |  | 0 | 0 | 0 | 0 | 0 | 0 | 0 | 0 | 0 | 5 | 2 | 4 | 2 | [13 empty] | 3 | 3 | 4 | 3 | 4 | 1 | 1 |  | 0
PG&E GBA | Swift | 115 | Biomass |  |  | 0 | 0 | 0 | 0 | 0 | 0 | 0 | 0 | 0 | 1 | 1 | 1 | 1 | [13 empty] | 1 | 3 | 3 | 1 | 3 | 1 | 1 |  | 0
SDGE | Sycamore Canyon | 138 | Biomass |  |  | 0 | 0 | 0 | 0 | 0 | 0 | 0 | 0 | 0 | 5 | 5 | 1 | 1 | [13 empty] | 1 | 3 | 2 | 3 | 1 | 1 | 1 |  | 0
SDGE | Sycamore Canyon | 230 | Biomass |  |  | 0 | 0 | 0 | 0 | 0 | 0 | 0 | 0 | 0 | 1 | 1 | 1 | 1 | [13 empty] | 1 | 3 | 2 | 3 | 1 | 1 | 1 |  | 0
SDGE | Sycamore Canyon | 69 | Biomass |  |  | 0 | 0 | 0 | 0 | 0 | 0 | 0 | 0 | 0 | 1 | 1 | 1 | 1 | [13 empty] | 1 | 3 | 2 | 3 | 1 | 1 | 1 |  | 0
SCE Northern | Sylmar | 230 | Biomass |  |  | 0 | 0 | 0 | 0 | 0 | 0 | 0 | 0 | 0 | 1 | 1 | 1 | 1 | [13 empty] | 3 | 3 | 3 | 3 | 4 | 1 | 1 |  | 0
PG&E NGBA | Table Mountain | 115 | Biomass |  |  | 0 | 0 | 0 | 0 | 0 | 0 | 0 | 0 | 0 | 5 | 2 | 1 | 1 | [13 empty] | 1 | 3 | 2 | 1 | 4 | 1 | 1 |  | 0
PG&E NGBA | Table Mountain | 230 | Biomass |  |  | 0 | 0 | 0 | 0 | 0 | 0 | 0 | 0 | 0 | 5 | 2 | 1 | 1 | [13 empty] | 1 | 3 | 2 | 1 | 4 | 1 | 1 |  | 0
PG&E NGBA | Table Mountain | 500 | Biomass |  |  | 0 | 0 | 0 | 0 | 0 | 0 | 0 | 0 | 0 | 5 | 2 | 1 | 1 | [13 empty] | 1 | 3 | 2 | 1 | 4 | 1 | 1 |  | 0
PG&E NGBA | Table Mountain | 60 | Biomass |  |  | 0 | 0 | 0 | 0 | 0 | 0 | 0 | 0 | 0 | 5 | 2 | 1 | 1 | [13 empty] | 1 | 3 | 2 | 1 | 4 | 1 | 1 |  | 0
PG&E KERN | Taft | 115 | Biomass |  |  | 0 | 0 | 0 | 0 | 0 | 0 | 0 | 0 | 0 | 5 | 2 | 4 | 2 | [13 empty] | 3 | 3 | 3 | 3 | 3 | 1 | 1 |  | 0
SDGE | Talega | 138 | Biomass |  |  | 0 | 0 | 0 | 0 | 0 | 0 | 0 | 0 | 0 | 1 | 1 | 1 | 1 | [13 empty] | 1 | 3 | 2 | 3 | 1 | 1 | 1 |  | 0
SDGE | Talega | 230 | Biomass |  |  | 0 | 0 | 0 | 0 | 0 | 0 | 0 | 0 | 0 | 1 | 1 | 1 | 1 | [13 empty] | 1 | 3 | 2 | 3 | 1 | 1 | 1 |  | 0
PG&E GBA | Tassajara | 230 | Biomass |  |  | 0 | 0 | 0 | 0 | 0 | 0 | 0 | 0 | 0 | 5 | 2 | 1 | 1 | [13 empty] | 1 | 3 | 2 | 3 | 1 | 1 | 1 |  | 0
PG&E KERN | Tejon | 70 | Biomass |  |  | 0 | 0 | 0 | 0 | 0 | 0 | 0 | 0 | 0 | 1 | 1 | 1 | 1 | [13 empty] | 3 | 3 | 2 | 3 | 4 | 1 | 1 |  | 0
SDGE | Telegraph Canyon | 138 | Biomass |  |  | 0 | 0 | 0 | 0 | 0 | 0 | 0 | 0 | 0 | 1 | 1 | 1 | 1 | [13 empty] | 1 | 3 | 3 | 3 | 3 | 1 | 1 |  | 0
PG&E KERN | Temblor | 115 | Biomass |  |  | 0 | 0 | 0 | 0 | 0 | 0 | 0 | 0 | 0 | 5 | 2 | 4 | 2 | [13 empty] | 3 | 3 | 3 | 3 | 4 | 1 | 1 |  | 0
PG&E KERN | Templeton | 230 | Biomass |  |  | 0 | 0 | 0 | 0 | 0 | 0 | 0 | 0 | 0 | 5 | 2 | 4 | 2 | [13 empty] | 1 | 1 | 1 | 1 | 1 | 1 | 1 |  | 0
PG&E KERN | Templeton | 70 | Biomass |  |  | 3 | 0 | 3 | 0 | 0 | 0 | 3 | 0 | 3 | 1 | 1 | 1 | 1 | [13 empty] | 1 | 1 | 1 | 1 | 1 | 5- | 1 |  | 1
PG&E GBA | Tesla | 115 | Biomass |  |  | 0 | 0 | 0 | 0 | 0 | 0 | 0 | 0 | 0 | 1 | 1 | 1 | 1 | [13 empty] | 1 | 3 | 3 | 3 | 3 | 1 | 1 |  | 0
PG&E GBA | Tesla | 230 | Biomass |  |  | 0 | 0 | 0 | 0 | 0 | 0 | 0 | 0 | 0 | 5 | 2 | 1 | 1 | [13 empty] | 1 | 3 | 3 | 3 | 3 | 1 | 1 |  | 0
PG&E GBA | Tesla | 500 | Biomass |  |  | 0 | 0 | 0 | 0 | 0 | 0 | 0 | 0 | 0 | 1 | 1 | 1 | 1 | [13 empty] | 1 | 3 | 3 | 3 | 3 | 1 | 1 |  | 0
PG&E KERN | Tevis | 115 | Biomass |  |  | 0 | 0 | 0 | 0 | 0 | 0 | 0 | 0 | 0 | 5 | 2 | 4 | 2 | [13 empty] | 3 | 3 | 3 | 3 | 3 | 1 | 1 |  | 0
EOP | Thousandaire | 138 | Biomass |  |  | 0 | 0 | 0 | 0 | 0 | 0 | 0 | 0 | 0 | 1 | 1 | 1 | 1 | [13 empty] | 1 | 1 | 1 | 3 | 1 | 1 | 1 |  | 0
PG&E KERN | Topaz | 230 | Biomass |  |  | 0 | 0 | 0 | 0 | 0 | 0 | 0 | 0 | 0 | 5 | 2 | 4 | 2 | [13 empty] | 3 | 3 | 3 | 3 | 3 | 1 | 1 |  | 0
SCE NOL | Tortilla | 115 | Biomass |  |  | 0 | 0 | 0 | 0 | 0 | 0 | 0 | 0 | 0 | 3 | 3 | 1 | 1 | [13 empty] | 1 | 3 | 2 | 3 | 3 | 1 | 1 |  | 0
SDGE | Trabuco | 138 | Biomass |  |  | 0 | 0 | 0 | 0 | 0 | 0 | 0 | 0 | 0 | 1 | 1 | 1 | 1 | [13 empty] | 3 | 3 | 4 | 3 | 3 | 1 | 1 |  | 0
PG&E GBA | Tracy | 115 | Biomass |  |  | 3 | 0 | 3 | 3 | 0 | 3 | 0 | 0 | 0 | 5 | 2 | 1 | 1 | [13 empty] | 1 | 3 | 3 | 3 | 3 | 1 | 4 | Amount reduced to better align with DAC criteria | 1
PG&E FRESNO | Tranquility | 230 | Biomass |  |  | 0 | 0 | 0 | 0 | 0 | 0 | 0 | 0 | 0 | 5 | 2 | 1 | 1 | [13 empty] | 3 | 3 | 1 | 1 | 4 | 1 | 1 |  | 0
PG&E GBA | Trimble | 115 | Biomass |  |  | 0 | 0 | 0 | 0 | 0 | 0 | 0 | 0 | 0 | 1 | 1 | 1 | 1 | [13 empty] | 1 | 3 | 3 | 1 | 3 | 1 | 1 |  | 0
EOP | Trout Canyon | 230 | Biomass |  |  | 0 | 0 | 0 | 0 | 0 | 0 | 0 | 0 | 0 | 1 | 1 | 1 | 1 | [13 empty] | 1 | 1 | 1 | 3 | 1 | 1 | 1 |  | 0
EOP | Trout Canyon | 500 | Biomass |  |  | 0 | 0 | 0 | 0 | 0 | 0 | 0 | 0 | 0 | 1 | 1 | 1 | 1 | [13 empty] | 1 | 1 | 1 | 3 | 1 | 1 | 1 |  | 0
PG&E NGBA | Tulucay | 230 | Biomass |  |  | 0 | 0 | 0 | 0 | 0 | 0 | 0 | 0 | 0 | 5 | 2 | 1 | 1 | [13 empty] | 1 | 3 | 3 | 1 | 1 | 1 | 1 |  | 0
PG&E NGBA | Tulucay | 60 | Biomass |  |  | 0 | 0 | 0 | 0 | 0 | 0 | 0 | 0 | 0 | 5 | 2 | 1 | 1 | [13 empty] | 1 | 3 | 3 | 1 | 1 | 1 | 1 |  | 0
PG&E KERN | Tupman | 115 | Biomass |  |  | 0 | 0 | 0 | 0 | 0 | 0 | 0 | 0 | 0 | 5 | 2 | 4 | 2 | [13 empty] | 3 | 3 | 3 | 3 | 4 | 1 | 1 |  | 0
PG&E NGBA | Ukiah | 115 | Biomass |  |  | 0 | 0 | 0 | 0 | 0 | 0 | 0 | 0 | 0 | 5 | 2 | 1 | 1 | [13 empty] | 1 | 1 | 1 | 1 | 1 | 1 | 4 | Moved to other locations to better align with CI or resource potential | 1
PG&E KERN | Union (Estrella) | 70 | Biomass |  |  | 0 | 0 | 0 | 0 | 0 | 0 | 0 | 0 | 0 | 1 | 1 | 1 | 1 | [13 empty] | 1 | 1 | 1 | 1 | 1 | 1 | 1 |  | 0
PG&E NGBA | Vaca Dixon | 115 | Biomass |  |  | 0 | 0 | 0 | 0 | 0 | 0 | 0 | 0 | 0 | 5 | 2 | 1 | 1 | [13 empty] | 1 | 3 | 4 | 3 | 1 | 1 | 1 |  | 0
PG&E NGBA | Vaca Dixon | 230 | Biomass |  |  | 0 | 0 | 0 | 0 | 0 | 0 | 0 | 0 | 0 | 5 | 2 | 1 | 1 | [13 empty] | 1 | 3 | 4 | 3 | 1 | 1 | 1 |  | 0
PG&E NGBA | Vaca Dixon | 500 | Biomass |  |  | 0 | 0 | 0 | 0 | 0 | 0 | 0 | 0 | 0 | 5 | 2 | 1 | 1 | [13 empty] | 1 | 3 | 4 | 3 | 1 | 1 | 1 |  | 0
PG&E NGBA | Vaca Dixon | 60 | Biomass |  |  | 0 | 0 | 0 | 0 | 0 | 0 | 0 | 0 | 0 | 5 | 2 | 1 | 1 | [13 empty] | 1 | 3 | 4 | 3 | 1 | 1 | 1 |  | 0
SCE Eastern | Valley (SCE) | 500 | Biomass |  |  | 0 | 0 | 0 | 0 | 0 | 0 | 0 | 0 | 0 | 1 | 1 | 1 | 1 | [13 empty] | 3 | 3 | 4 | 3 | 3 | 1 | 1 |  | 0
EOP | Valley (VEA) | 138 | Biomass |  |  | 0 | 0 | 0 | 0 | 0 | 0 | 0 | 0 | 0 | 1 | 1 | 1 | 1 | [13 empty] | 1 | 1 | 1 | 3 | 1 | 1 | 1 |  | 0
SDGE | Valley Center | 69 | Biomass |  |  | 0 | 0 | 0 | 0 | 0 | 0 | 0 | 0 | 0 | 1 | 1 | 1 | 1 | [13 empty] | 1 | 3 | 2 | 3 | 1 | 1 | 1 |  | 0
PG&E GBA | Valley Home | 115 | Biomass |  |  | 0 | 0 | 0 | 0 | 0 | 0 | 0 | 0 | 0 | 5 | 2 | 1 | 1 | [13 empty] | 3 | 3 | 2 | 1 | 4 | 1 | 1 |  | 0
PG&E GBA | Valley Springs | 230 | Biomass |  |  | 3 | 0 | 3 | 0 | 0 | 0 | 3 | 0 | 3 | 5 | 2 | 1 | 1 | [13 empty] | 1 | 3 | 2 | 3 | 1 | 5- | 1 |  | 1
PG&E GBA | Valley Springs | 60 | Biomass |  |  | 0 | 0 | 0 | 0 | 0 | 0 | 0 | 0 | 0 | 5 | 2 | 1 | 1 | [13 empty] | 1 | 3 | 2 | 3 | 1 | 1 | 1 |  | 0
EOP | Valley Switch | 138 | Biomass |  |  | 0 | 0 | 0 | 0 | 0 | 0 | 0 | 0 | 0 | 1 | 1 | 1 | 1 | [13 empty] | 1 | 1 | 1 | 3 | 1 | 1 | 1 |  | 0
EOP | Valley Switch | 230 | Biomass |  |  | 0 | 0 | 0 | 0 | 0 | 0 | 0 | 0 | 0 | 1 | 1 | 1 | 1 | [13 empty] | 1 | 1 | 1 | 3 | 1 | 1 | 1 |  | 0
PG&E GBA | Vasco | 230 | Biomass |  |  | 0 | 0 | 0 | 0 | 0 | 0 | 0 | 0 | 0 | 5 | 2 | 1 | 1 | [13 empty] | 1 | 3 | 2 | 3 | 1 | 1 | 1 |  | 0
PG&E GBA | Vasona | 230 | Biomass |  |  | 0 | 0 | 0 | 0 | 0 | 0 | 0 | 0 | 0 | 1 | 1 | 1 | 1 | [13 empty] | 1 | 3 | 2 | 1 | 1 | 1 | 1 |  | 0
SCE Northern | Vestal | 230 | Biomass |  |  | 0 | 0 | 0 | 0 | 0 | 0 | 0 | 0 | 0 | 1 | 1 | 1 | 1 | [13 empty] | 3 | 3 | 2 | 3 | 4 | 1 | 1 |  | 0
SCE Northern | Vestal | 66 | Biomass |  |  | 0 | 0 | 0 | 0 | 0 | 0 | 0 | 0 | 0 | 1 | 1 | 1 | 1 | [13 empty] | 3 | 3 | 2 | 3 | 4 | 1 | 1 |  | 0
SCE NOL | Victor | 115 | Biomass |  |  | 0 | 0 | 0 | 0 | 0 | 0 | 0 | 0 | 0 | 1 | 1 | 1 | 1 | [13 empty] | 1 | 3 | 2 | 3 | 3 | 1 | 1 |  | 0
SCE NOL | Victor | 230 | Biomass |  |  | 0 | 0 | 0 | 0 | 0 | 0 | 0 | 0 | 0 | 1 | 1 | 1 | 1 | [13 empty] | 1 | 3 | 2 | 3 | 3 | 1 | 1 |  | 0
SCE Metro | Viejo | 230 | Biomass |  |  | 0 | 0 | 0 | 0 | 0 | 0 | 0 | 0 | 0 | 1 | 1 | 1 | 1 | [13 empty] | 3 | 3 | 2 | 3 | 3 | 1 | 1 |  | 0
PG&E GBA | Vierra | 115 | Biomass |  |  | 0 | 0 | 0 | 0 | 0 | 0 | 0 | 0 | 0 | 5 | 2 | 1 | 1 | [13 empty] | 3 | 3 | 4 | 1 | 4 | 1 | 1 |  | 0
SCE Metro | Villa Park | 230 | Biomass |  |  | 0 | 0 | 0 | 0 | 0 | 0 | 0 | 0 | 0 | 1 | 1 | 1 | 1 | [13 empty] | 3 | 3 | 3 | 3 | 3 | 1 | 1 |  | 0
SCE Northern | Vincent | 230 | Biomass |  |  | 0 | 0 | 0 | 0 | 0 | 0 | 0 | 0 | 0 | 1 | 1 | 1 | 1 | [13 empty] | 1 | 3 | 1 | 3 | 1 | 1 | 1 |  | 0
SCE Northern | Vincent | 500 | Biomass |  |  | 0 | 0 | 0 | 0 | 0 | 0 | 0 | 0 | 0 | 1 | 1 | 1 | 1 | [13 empty] | 1 | 3 | 1 | 3 | 1 | 1 | 1 |  | 0
PG&E GBA | Vineyard | 230 | Biomass |  |  | 0 | 0 | 0 | 0 | 0 | 0 | 0 | 0 | 0 | 5 | 2 | 1 | 1 | [13 empty] | 1 | 3 | 3 | 3 | 1 | 1 | 1 |  | 0
SDGE | Vineyard | 69 | Biomass |  |  | 0 | 0 | 0 | 0 | 0 | 0 | 0 | 0 | 0 | 1 | 1 | 1 | 1 | [13 empty] | 1 | 3 | 3 | 3 | 1 | 1 | 1 |  | 0
SCE Eastern | Vista (SCE) | 230 | Biomass |  |  | 2.6 | 0 | 2.6 | 2.6 | 0 | 2.6 | 0 | 0 | 0 | 1 | 1 | 1 | 1 | [13 empty] | 3 | 3 | 3 | 3 | 4 | 1 | 1 |  | 1
EOP | Vista (VEA) | 138 | Biomass |  |  | 0 | 0 | 0 | 0 | 0 | 0 | 0 | 0 | 0 | 1 | 1 | 1 | 1 | [13 empty] | 1 | 1 | 1 | 3 | 1 | 1 | 1 |  | 0
EOP | Vista (VEA) | 230 | Biomass |  |  | 0 | 0 | 0 | 0 | 0 | 0 | 0 | 0 | 0 | 1 | 1 | 1 | 1 | [13 empty] | 1 | 1 | 1 | 3 | 1 | 1 | 1 |  | 0
PG&E FRESNO | Wahtoke | 115 | Biomass |  |  | 0 | 0 | 0 | 0 | 0 | 0 | 0 | 0 | 0 | 5 | 2 | 1 | 1 | [13 empty] | 3 | 3 | 2 | 1 | 4 | 1 | 1 |  | 0
SCE Northern | Wakefield | 66 | Biomass |  |  | 0 | 0 | 0 | 0 | 0 | 0 | 0 | 0 | 0 | 1 | 1 | 1 | 1 | [13 empty] | 1 | 3 | 1 | 3 | 1 | 1 | 1 |  | 0
SCE Metro | Walnut | 230 | Biomass |  |  | 0 | 0 | 0 | 0 | 0 | 0 | 0 | 0 | 0 | 1 | 1 | 1 | 1 | [13 empty] | 3 | 3 | 4 | 3 | 4 | 1 | 1 |  | 0
SCE Northern | Warne | 230 | Biomass |  |  | 0 | 0 | 0 | 0 | 0 | 0 | 0 | 0 | 0 | 1 | 1 | 1 | 1 | [13 empty] | 3 | 3 | 1 | 3 | 1 | 1 | 1 |  | 0
PG&E GBA | Warnerville | 230 | Biomass |  |  | 0 | 0 | 0 | 0 | 0 | 0 | 0 | 0 | 0 | 5 | 2 | 1 | 1 | [13 empty] | 3 | 3 | 3 | 1 | 3 | 1 | 1 |  | 0
PG&E FRESNO | Waukena | 115 | Biomass |  |  | 0 | 0 | 0 | 0 | 0 | 0 | 0 | 0 | 0 | 5 | 2 | 1 | 1 | [13 empty] | 3 | 3 | 2 | 1 | 4 | 1 | 1 |  | 0
PG&E GBA | Weber | 230 | Biomass |  |  | 0 | 0 | 0 | 0 | 0 | 0 | 0 | 0 | 0 | 5 | 2 | 1 | 1 | [13 empty] | 3 | 3 | 3 | 1 | 4 | 1 | 1 |  | 0
PG&E GBA | Weber | 60 | Biomass |  |  | 0 | 0 | 0 | 0 | 0 | 0 | 0 | 0 | 0 | 5 | 2 | 1 | 1 | [13 empty] | 3 | 3 | 3 | 1 | 4 | 1 | 1 |  | 0
PG&E FRESNO | West Fresno | 115 | Biomass |  |  | 0 | 0 | 0 | 0 | 0 | 0 | 0 | 0 | 0 | 5 | 2 | 1 | 1 | [13 empty] | 3 | 3 | 3 | 1 | 4 | 1 | 1 |  | 0
PG&E FRESNO | Westley | 230 | Biomass |  |  | 0 | 0 | 0 | 0 | 0 | 0 | 0 | 0 | 0 | 1 | 1 | 1 | 1 | [13 empty] | 3 | 3 | 1 | 1 | 4 | 1 | 1 |  | 0
PG&E KERN | Westpark | 115 | Biomass |  |  | 0 | 0 | 0 | 0 | 0 | 0 | 0 | 0 | 0 | 1 | 1 | 1 | 1 | [13 empty] | 3 | 3 | 3 | 3 | 4 | 1 | 1 |  | 0
PG&E KERN | Wheeler Ridge | 230 | Biomass |  |  | 0 | 0 | 0 | 0 | 0 | 0 | 0 | 0 | 0 | 5 | 2 | 4 | 2 | [13 empty] | 3 | 3 | 1 | 3 | 4 | 1 | 1 |  | 0
PG&E KERN | Wheeler Ridge | 115 | Biomass |  |  | 0 | 0 | 0 | 0 | 0 | 0 | 0 | 0 | 0 | 1 | 1 | 1 | 1 | [13 empty] | 3 | 3 | 1 | 3 | 4 | 1 | 1 |  | 0
PG&E KERN | Wheeler Ridge | 70 | Biomass |  |  | 0 | 0 | 0 | 0 | 0 | 0 | 0 | 0 | 0 | 5 | 2 | 4 | 2 | [13 empty] | 3 | 3 | 1 | 3 | 4 | 1 | 1 |  | 0
SCE Northern | Whirlwind | 230 | Biomass |  |  | 0 | 0 | 0 | 0 | 0 | 0 | 0 | 0 | 0 | 1 | 1 | 1 | 1 | [13 empty] | 1 | 3 | 1 | 3 | 1 | 1 | 1 |  | 0
SCE Northern | Whirlwind | 500 | Biomass |  |  | 0 | 0 | 0 | 0 | 0 | 0 | 0 | 0 | 0 | 1 | 1 | 1 | 1 | [13 empty] | 1 | 3 | 1 | 3 | 1 | 1 | 1 |  | 0
PG&E GBA | Whisman | 115 | Biomass |  |  | 0 | 0 | 0 | 0 | 0 | 0 | 0 | 0 | 0 | 1 | 1 | 1 | 1 | [13 empty] | 1 | 3 | 3 | 1 | 3 | 1 | 1 |  | 0
SCE Eastern | Wildlife | 230 | Biomass |  |  | 0 | 0 | 0 | 0 | 0 | 0 | 0 | 0 | 0 | 1 | 1 | 1 | 1 | [13 empty] | 3 | 3 | 4 | 3 | 4 | 1 | 1 |  | 0
PG&E FRESNO | Wilson | 115 | Biomass |  |  | 0 | 0 | 0 | 0 | 0 | 0 | 0 | 0 | 0 | 5 | 2 | 1 | 1 | [13 empty] | 3 | 3 | 1 | 1 | 4 | 4+ | 4 | Amount reduced to better align with DAC criteria | 1
PG&E FRESNO | Wilson | 230 | Biomass |  |  | 0 | 0 | 0 | 0 | 0 | 0 | 0 | 0 | 0 | 5 | 2 | 4 | 2 | [13 empty] | 3 | 3 | 1 | 1 | 4 | 1 | 1 |  | 0
SCE Northern | Windhub | 230 | Biomass |  |  | 0 | 0 | 0 | 0 | 0 | 0 | 0 | 0 | 0 | 1 | 1 | 1 | 1 | [13 empty] | 1 | 3 | 1 | 3 | 3 | 1 | 1 |  | 0
SCE Northern | Windhub | 500 | Biomass |  |  | 0 | 0 | 0 | 0 | 0 | 0 | 0 | 0 | 0 | 1 | 1 | 1 | 1 | [13 empty] | 1 | 3 | 1 | 3 | 3 | 1 | 1 |  | 0
PG&E GBA | Windmaster | 230 | Biomass |  |  | 0 | 0 | 0 | 0 | 0 | 0 | 0 | 0 | 0 | 5 | 2 | 1 | 1 | [13 empty] | 1 | 3 | 3 | 3 | 3 | 1 | 1 |  | 0
PG&E NGBA | Windsor | 60 | Biomass |  |  | 0 | 0 | 0 | 0 | 0 | 0 | 0 | 0 | 0 | 5 | 2 | 1 | 1 | [13 empty] | 3 | 3 | 3 | 3 | 3 | 1 | 1 |  | 0
PG&E NGBA | Woodland | 115 | Biomass |  |  | 0 | 0 | 0 | 0 | 0 | 0 | 0 | 0 | 0 | 5 | 2 | 1 | 1 | [13 empty] | 1 | 3 | 1 | 1 | 1 | 1 | 1 |  | 0
PG&E FRESNO | Woodward | 115 | Biomass |  |  | 0 | 0 | 0 | 0 | 0 | 0 | 0 | 0 | 0 | 5 | 2 | 1 | 1 | [13 empty] | 3 | 3 | 3 | 1 | 3 | 1 | 1 |  | 0
PG&E NGBA | Wyandotte | 115 | Biomass |  |  | 10 | 0 | 10 | 0 | 0 | 0 | 10 | 0 | 10 | 5 | 2 | 1 | 1 | [13 empty] | 1 | 3 | 3 | 1 | 3 | 5- | 1 |  | 1
PG&E KERN | 7th Standard | 115 | Wind, Onshore |  |  | 0 | 0 | 0 | 0 | 0 | 0 | 0 | 0 | 0 | 5 | 2 | 4 | 2 | 1 | 1 | N/A |  |  |  | N/A | N/A | N/A | N/A | N/A | N/A | N/A | 1 | 1 | 3 | 1 | 2 | 1 | 1 |  | 0
SCE Metro | Alamitos | 230 | Wind, Onshore |  |  | 0 | 0 | 0 | 0 | 0 | 0 | 0 | 0 | 0 | 1 | 1 | 1 | 1 | 1 | 1 | N/A |  |  |  | N/A | N/A | N/A | N/A | N/A | N/A | N/A | 1 | 1 | 1 | 1 | 1 | 1 | 1 |  | 0
SCE Eastern | Alberhill | 115 | Wind, Onshore |  |  | 0 | 0 | 0 | 0 | 0 | 0 | 0 | 0 | 0 | 1 | 1 | 1 | 1 | 1 | 1 | [11 empty] | 1 | 1 | 4 | 1 | 1 | 1 | 1 |  | 0
SCE Eastern | Alberhill | 500 | Wind, Onshore |  |  | 0 | 0 | 0 | 0 | 0 | 0 | 0 | 0 | 0 | 1 | 1 | 1 | 1 | 1 | 1 | [11 empty] | 1 | 1 | 4 | 1 | 1 | 1 | 1 |  | 0
PG&E GBA | Alhambra | 115 | Wind, Onshore |  |  | 0 | 0 | 0 | 0 | 0 | 0 | 0 | 0 | 0 | 5 | 2 | 1 | 1 | 1 | 1 | [11 empty] | 2 | 1 | 2 | 1 | 2 | 1 | 1 |  | 0
PG&E FRESNO | Alpaugh | 115 | Wind, Onshore |  |  | 0 | 0 | 0 | 0 | 0 | 0 | 0 | 0 | 0 | 5 | 2 | 4 | 2 | 1 | 1 | 1 |  |  |  | 1 | 1 | 1 | 1 | 1 | 1 | 1 | 1 | 1 | 3 | 1 | 1 | 1 | 1 |  | 0
SDGE | Alpine | 69 | Wind, Onshore |  |  | 0 | 0 | 0 | 0 | 0 | 0 | 0 | 0 | 0 | 1 | 1 | 1 | 1 | 1 | 1 | [11 empty] | 2 | 1 | 4 | 1 | 3 | 1 | 1 |  | 0
PG&E GBA | Altamont Midway (Sandhill) | 230 | Wind, Onshore |  |  | 5 | 0 | 5 | 0 | 0 | 0 | 5 | 0 | 5 | 5 | 2 | 1 | 1 | 1 | 5 | 1 |  |  |  | 2 | 2 | 2 | 2 | 3 | 1 | 1 | 2 | 1 | 2 | 1 | 3 | 1 | 1 |  | 1
SCE Northern | Antelope | 66 | Wind, Onshore |  |  | 0 | 0 | 0 | 0 | 0 | 0 | 0 | 0 | 0 | 1 | 1 | 1 | 1 | 1 | 1 | N/A |  |  |  | N/A | N/A | N/A | N/A | N/A | N/A | N/A | 2 | 1 | 4 | 1 | 3 | 1 | 1 |  | 0
SCE Northern | Antelope | 230 | Wind, Onshore |  |  | 200 | 0 | 200 | 0 | 0 | 0 | 200 | 0 | 200 | 1 | 1 | 1 | 1 | 1 | 1 | 2 |  |  |  | 5 | 1 | 1 | 1 | 1 | 1 | 1 | 2 | 1 | 4 | 1 | 3 | 5- | 1 |  | 1
SCE Northern | Antelope | 500 | Wind, Onshore |  |  | 0 | 0 | 0 | 0 | 0 | 0 | 0 | 0 | 0 | 1 | 1 | 1 | 1 | 1 | 1 | N/A |  |  |  | N/A | N/A | N/A | N/A | N/A | N/A | N/A | 2 | 1 | 4 | 1 | 3 | 1 | 1 |  | 0
PG&E NGBA | Arcata | 60 | Wind, Onshore |  |  | 0 | 0 | 0 | 0 | 0 | 0 | 0 | 0 | 0 | 5 | 2 | 1 | 1 | 1 | 1 | [11 empty] | 2 | 2 | 4 | 2 | 3 | 1 | 1 |  | 0
PG&E KERN | Arco | 230 | Wind, Onshore |  |  | 0 | 0 | 0 | 0 | 0 | 0 | 0 | 0 | 0 | 5 | 2 | 4 | 2 | 1 | 1 | N/A |  |  |  | N/A | N/A | N/A | N/A | N/A | N/A | N/A | 1 | 1 | 4 | 1 | 1 | 1 | 1 |  | 0
PG&E KERN | Arco | 70 | Wind, Onshore |  |  | 0 | 0 | 0 | 0 | 0 | 0 | 0 | 0 | 0 | 5 | 2 | 4 | 2 | 1 | 1 | N/A |  |  |  | N/A | N/A | N/A | N/A | N/A | N/A | N/A | 1 | 1 | 4 | 1 | 1 | 1 | 1 |  | 0
SCE Metro | ArcoGen | 230 | Wind, Onshore |  |  | 0 | 0 | 0 | 0 | 0 | 0 | 0 | 0 | 0 | 1 | 1 | 1 | 1 | 1 | 1 | N/A |  |  |  | N/A | N/A | N/A | N/A | N/A | N/A | N/A | 1 | 1 | 1 | 1 | 1 | 1 | 1 |  | 0
SDGE | Artesian | 230 | Wind, Onshore |  |  | 0 | 0 | 0 | 0 | 0 | 0 | 0 | 0 | 0 | 1 | 1 | 1 | 1 | 1 | 1 | [11 empty] | 2 | 1 | 2 | 1 | 3 | 1 | 1 |  | 0
SDGE | Artesian | 69 | Wind, Onshore |  |  | 0 | 0 | 0 | 0 | 0 | 0 | 0 | 0 | 0 | 1 | 1 | 1 | 1 | 1 | 1 | [11 empty] | 2 | 1 | 2 | 1 | 3 | 1 | 1 |  | 0
PG&E FRESNO | Ashlan | 230 | Wind, Onshore |  |  | 0 | 0 | 0 | 0 | 0 | 0 | 0 | 0 | 0 | 5 | 2 | 1 | 1 | 1 | 1 | [11 empty] | 1 | 1 | 2 | 2 | 1 | 1 | 1 |  | 0
PG&E NGBA | Atlantic | 115 | Wind, Onshore |  |  | 0 | 0 | 0 | 0 | 0 | 0 | 0 | 0 | 0 | 5 | 2 | 1 | 1 | 1 | 1 | [11 empty] | 2 | 1 | 2 | 2 | 3 | 1 | 1 |  | 0
PG&E NGBA | Atlantic | 230 | Wind, Onshore |  |  | 0 | 0 | 0 | 0 | 0 | 0 | 0 | 0 | 0 | 5 | 2 | 1 | 1 | 1 | 1 | [11 empty] | 2 | 1 | 2 | 2 | 3 | 1 | 1 |  | 0
PG&E NGBA | Atlantic | 60 | Wind, Onshore |  |  | 0 | 0 | 0 | 0 | 0 | 0 | 0 | 0 | 0 | 5 | 2 | 1 | 1 | 1 | 1 | [11 empty] | 2 | 1 | 2 | 2 | 3 | 1 | 1 |  | 0
PG&E FRESNO | Atwater | 115 | Wind, Onshore |  |  | 0 | 0 | 0 | 0 | 0 | 0 | 0 | 0 | 0 | 5 | 2 | 1 | 1 | 1 | 1 | [11 empty] | 1 | 1 | 2 | 2 | 1 | 1 | 1 |  | 0
PG&E GBA | Avena | 115 | Wind, Onshore |  |  | 0 | 0 | 0 | 0 | 0 | 0 | 0 | 0 | 0 | 5 | 2 | 1 | 1 | 1 | 1 | [11 empty] | 1 | 1 | 3 | 2 | 1 | 1 | 1 |  | 0
SDGE | Avocado | 69 | Wind, Onshore |  |  | 0 | 0 | 0 | 0 | 0 | 0 | 0 | 0 | 0 | 1 | 1 | 1 | 1 | 1 | 1 | [11 empty] | 2 | 1 | 3 | 1 | 3 | 1 | 1 |  | 0
PG&E NGBA | Bahia | 230 | Wind, Onshore |  |  | 0 | 0 | 0 | 0 | 0 | 0 | 0 | 0 | 0 | 5 | 2 | 1 | 1 | 1 | 1 | [11 empty] | 2 | 1 | 1 | 1 | 2 | 1 | 1 |  | 0
SCE Northern | Bailey | 230 | Wind, Onshore |  |  | 0 | 0 | 0 | 0 | 0 | 0 | 0 | 0 | 0 | 1 | 1 | 1 | 1 | 1 | 1 | N/A |  |  |  | N/A | N/A | N/A | N/A | N/A | N/A | N/A | 1 | 1 | 4 | 1 | 3 | 1 | 1 |  | 0
SCE NOL | Baker | 115 | Wind, Onshore |  |  | 0 | 0 | 0 | 0 | 0 | 0 | 0 | 0 | 0 | 3 | 3 | 1 | 1 | 1 | 1 | [11 empty] | 2 | 2 | 4 | 1 | 1 | 1 | 1 |  | 0
PG&E KERN | Bakersfield | 230 | Wind, Onshore |  |  | 0 | 0 | 0 | 0 | 0 | 0 | 0 | 0 | 0 | 5 | 2 | 4 | 2 | 1 | 1 | N/A |  |  |  | N/A | N/A | N/A | N/A | N/A | N/A | N/A | 1 | 1 | 3 | 1 | 1 | 1 | 1 |  | 0
PG&E FRESNO | Balch | 230 | Wind, Onshore |  |  | 0 | 0 | 0 | 0 | 0 | 0 | 0 | 0 | 0 | 5 | 2 | 1 | 1 | 2 | 1 | 0 |  |  |  | 0 | 0 | 0 | 0 | 0 | 0 | 0 | 1 | 1 | 4 | 2 | 3 | 1 | 1 |  | 0
SCE Eastern | Bannister | 230 | Wind, Onshore |  |  | 0 | 0 | 0 | 0 | 0 | 0 | 0 | 0 | 0 | 5 | 5 | 3 | 3 | 1 | 1 | [11 empty] | 2 | 1 | 2 | 2 | 1 | 1 | 1 |  | 0
SCE Metro | Barre | 230 | Wind, Onshore |  |  | 0 | 0 | 0 | 0 | 0 | 0 | 0 | 0 | 0 | 1 | 1 | 1 | 1 | 1 | 1 | N/A |  |  |  | N/A | N/A | N/A | N/A | N/A | N/A | N/A | 1 | 1 | 1 | 1 | 1 | 1 | 1 |  | 0
SDGE | Bay Boulevard | 69 | Wind, Onshore |  |  | 0 | 0 | 0 | 0 | 0 | 0 | 0 | 0 | 0 | 1 | 1 | 1 | 1 | 1 | 1 | N/A |  |  |  | N/A | N/A | N/A | N/A | N/A | N/A | N/A | 2 | 1 | 2 | 1 | 1 | 1 | 1 |  | 0
SDGE | Bay Boulevard | 230 | Wind, Onshore |  |  | 0 | 0 | 0 | 0 | 0 | 0 | 0 | 0 | 0 | 1 | 1 | 1 | 1 | 1 | 1 | N/A |  |  |  | N/A | N/A | N/A | N/A | N/A | N/A | N/A | 2 | 1 | 2 | 1 | 1 | 1 | 1 |  | 0
EOP | Beatty | 138 | Wind, Onshore |  |  | 0 | 0 | 0 | 0 | 0 | 0 | 0 | 0 | 0 | 1 | 1 | 1 | 1 | 1 | 1 | N/A |  |  |  | N/A | N/A | N/A | N/A | N/A | N/A | N/A | 2 | 2 | 4 | 1 | 3 | 1 | 1 |  | 0
EOP | Beatty | 230 | Wind, Onshore |  |  | 0 | 0 | 0 | 0 | 0 | 0 | 0 | 0 | 0 | 1 | 1 | 1 | 1 | 1 | 1 | N/A |  |  |  | N/A | N/A | N/A | N/A | N/A | N/A | N/A | 2 | 2 | 4 | 1 | 3 | 1 | 1 |  | 0
PG&E NGBA | Belden | 230 | Wind, Onshore |  |  | 0 | 0 | 0 | 0 | 0 | 0 | 0 | 0 | 0 | 5 | 2 | 1 | 1 | 1 | 1 | [11 empty] | 2 | 2 | 4 | 1 | 3 | 1 | 1 |  | 0
PG&E NGBA | Bell | 115 | Wind, Onshore |  |  | 0 | 0 | 0 | 0 | 0 | 0 | 0 | 0 | 0 | 5 | 2 | 1 | 1 | 1 | 1 | [11 empty] | 2 | 1 | 4 | 2 | 3 | 1 | 1 |  | 0
PG&E NGBA | Bellevue | 115 | Wind, Onshore |  |  | 0 | 0 | 0 | 0 | 0 | 0 | 0 | 0 | 0 | 5 | 2 | 1 | 1 | 1 | 1 | N/A |  |  |  | N/A | N/A | N/A | N/A | N/A | N/A | N/A | 2 | 1 | 2 | 2 | 2 | 1 | 1 |  | 0
PG&E GBA | Bellota | 115 | Wind, Onshore |  |  | 0 | 0 | 0 | 0 | 0 | 0 | 0 | 0 | 0 | 5 | 2 | 1 | 1 | 2 | 1 | 1 |  |  |  | 1 | 2 | 1 | 1 | 2 | 1 | 1 | 1 | 1 | 4 | 2 | 3 | 1 | 1 |  | 0
PG&E GBA | Bellota | 230 | Wind, Onshore |  |  | 0 | 0 | 0 | 0 | 0 | 0 | 0 | 0 | 0 | 5 | 2 | 1 | 1 | 1 | 1 | N/A |  |  |  | N/A | N/A | N/A | N/A | N/A | N/A | N/A | 1 | 1 | 4 | 2 | 3 | 1 | 1 |  | 0
SCE Northern | Big Creek | 230 | Wind, Onshore |  |  | 0 | 0 | 0 | 0 | 0 | 0 | 0 | 0 | 0 | 1 | 1 | 1 | 1 | 1 | 1 | N/A |  |  |  | N/A | N/A | N/A | N/A | N/A | N/A | N/A | 1 | 1 | 4 | 2 | 3 | 1 | 1 |  | 0
PG&E FRESNO | Biola | 70 | Wind, Onshore |  |  | 0 | 0 | 0 | 0 | 0 | 0 | 0 | 0 | 0 | 5 | 2 | 1 | 1 | 1 | 1 | [11 empty] | 1 | 1 | 4 | 2 | 1 | 1 | 1 |  | 0
PG&E GBA | Birds Landing | 230 | Wind, Onshore |  |  | 234.8 | 107 | 341.8 | 90.8 | 0 | 90.8 | 144 | 107 | 251 | 5 | 2 | 1 | 1 | 2 | 1 | 4 |  |  |  | 2 | 1 | 1 | 1 | 2 | 1 | 1 | 2 | 1 | 4 | 1 | 1 | 3- | 1 |  | 1
SCE Northern | Bliss | 66 | Wind, Onshore |  |  | 0 | 0 | 0 | 0 | 0 | 0 | 0 | 0 | 0 | 1 | 1 | 1 | 1 | 1 | 1 | [11 empty] | 1 | 1 | 4 | 1 | 1 | 1 | 1 |  | 0
SCE Eastern | Blythe | 161 | Wind, Onshore |  |  | 0 | 0 | 0 | 0 | 0 | 0 | 0 | 0 | 0 | 5 | 5 | 3 | 3 | 1 | 1 | N/A |  |  |  | N/A | N/A | N/A | N/A | N/A | N/A | N/A | 2 | 2 | 2 | 1 | 1 | 1 | 1 |  | 0
PG&E NGBA | Bogue | 115 | Wind, Onshore |  |  | 0 | 0 | 0 | 0 | 0 | 0 | 0 | 0 | 0 | 5 | 2 | 1 | 1 | 1 | 1 | [11 empty] | 2 | 2 | 2 | 1 | 2 | 1 | 1 |  | 0
PG&E FRESNO | Borden | 230 | Wind, Onshore |  |  | 0 | 0 | 0 | 0 | 0 | 0 | 0 | 0 | 0 | 5 | 2 | 4 | 2 | 1 | 1 | N/A |  |  |  | N/A | N/A | N/A | N/A | N/A | N/A | N/A | 1 | 1 | 4 | 2 | 1 | 1 | 1 |  | 0
PG&E FRESNO | Borden | 70 | Wind, Onshore |  |  | 0 | 0 | 0 | 0 | 0 | 0 | 0 | 0 | 0 | 5 | 2 | 4 | 2 | 1 | 1 | N/A |  |  |  | N/A | N/A | N/A | N/A | N/A | N/A | N/A | 1 | 1 | 4 | 2 | 1 | 1 | 1 |  | 0
SDGE | Boulevard East | 138 | Wind, Onshore |  |  | 60 | 3.3 | 63.3 | 0 | 0 | 0 | 60 | 3.3 | 63.3 | 1 | 1 | 1 | 1 | 1 | 2 | 1 |  |  |  | 5 | 1 | 1 | 1 | 1 | 2 | 1 | 2 | 1 | 4 | 1 | 3 | 1 | 1 |  | 1
SDGE | Boulevard East | 69 | Wind, Onshore |  |  | 0 | 0 | 0 | 0 | 0 | 0 | 0 | 0 | 0 | 1 | 1 | 1 | 1 | 1 | 1 | N/A |  |  |  | N/A | N/A | N/A | N/A | N/A | N/A | N/A | 2 | 1 | 4 | 1 | 3 | 1 | 1 |  | 0
PG&E GBA | Brentwood | 230 | Wind, Onshore |  |  | 0 | 0 | 0 | 0 | 0 | 0 | 0 | 0 | 0 | 5 | 2 | 1 | 1 | 1 | 1 | N/A |  |  |  | N/A | N/A | N/A | N/A | N/A | N/A | N/A | 2 | 1 | 4 | 1 | 3 | 1 | 1 |  | 0
PG&E NGBA | Bridgeville | 115 | Wind, Onshore |  |  | 0 | 0 | 0 | 0 | 0 | 0 | 0 | 0 | 0 | 5 | 2 | 1 | 1 | 1 | 1 | N/A |  |  |  | N/A | N/A | N/A | N/A | N/A | N/A | N/A | 2 | 2 | 4 | 2 | 3 | 1 | 1 |  | 0
PG&E NGBA | Brighton | 115 | Wind, Onshore |  |  | 0 | 0 | 0 | 0 | 0 | 0 | 0 | 0 | 0 | 5 | 2 | 1 | 1 | 1 | 1 | [11 empty] | 2 | 1 | 2 | 2 | 1 | 1 | 1 |  | 0
PG&E NGBA | Brighton | 230 | Wind, Onshore |  |  | 0 | 0 | 0 | 0 | 0 | 0 | 0 | 0 | 0 | 5 | 2 | 1 | 1 | 1 | 1 | [11 empty] | 2 | 1 | 2 | 2 | 1 | 1 | 1 |  | 0
PG&E NGBA | Brunswick | 115 | Wind, Onshore |  |  | 0 | 0 | 0 | 0 | 0 | 0 | 0 | 0 | 0 | 5 | 2 | 1 | 1 | 1 | 1 | N/A |  |  |  | N/A | N/A | N/A | N/A | N/A | N/A | N/A | 2 | 1 | 4 | 1 | 3 | 1 | 1 |  | 0
PG&E NGBA | Bucks Creek | 230 | Wind, Onshore |  |  | 0 | 0 | 0 | 0 | 0 | 0 | 0 | 0 | 0 | 5 | 2 | 1 | 1 | 1 | 1 | [11 empty] | 2 | 2 | 4 | 1 | 3 | 1 | 1 |  | 0
PG&E KERN | Buena Vista | 230 | Wind, Onshore |  |  | 0 | 0 | 0 | 0 | 0 | 0 | 0 | 0 | 0 | 5 | 2 | 4 | 2 | 1 | 1 | [11 empty] | 2 | 2 | 4 | 2 | 1 | 1 | 1 |  | 0
PG&E FRESNO | Bullard | 115 | Wind, Onshore |  |  | 0 | 0 | 0 | 0 | 0 | 0 | 0 | 0 | 0 | 5 | 2 | 4 | 2 | 1 | 1 | [11 empty] | 1 | 1 | 1 | 2 | 2 | 1 | 1 |  | 0
PG&E GBA | Burlingame | 115 | Wind, Onshore |  |  | 0 | 0 | 0 | 0 | 0 | 0 | 0 | 0 | 0 | 5 | 2 | 1 | 1 | 1 | 1 | [11 empty] | 2 | 1 | 3 | 1 | 2 | 1 | 1 |  | 0
PG&E NGBA | Burney Forest | 230 | Wind, Onshore |  |  | 0 | 0 | 0 | 0 | 0 | 0 | 0 | 0 | 0 | 5 | 5 | 3 | 3 | 1 | 1 | [11 empty] | 2 | 2 | 4 | 2 | 3 | 1 | 1 |  | 0
PG&E NGBA | Butte | 115 | Wind, Onshore |  |  | 0 | 0 | 0 | 0 | 0 | 0 | 0 | 0 | 0 | 5 | 2 | 1 | 1 | 1 | 1 | [11 empty] | 2 | 1 | 4 | 2 | 2 | 1 | 1 |  | 0
PG&E KERN | Cabrillo | 115 | Wind, Onshore |  |  | 0 | 0 | 0 | 0 | 0 | 0 | 0 | 0 | 0 | 1 | 1 | 1 | 1 | 1 | 1 | 4 |  |  |  | 5 | 2 | 1 | 1 | 3 | 2 | 1 | 2 | 2 | 4 | 1 | 3 | 1 | 1 |  | 0
PG&E FRESNO | Cal Flats | 230 | Wind, Onshore |  |  | 0 | 0 | 0 | 0 | 0 | 0 | 0 | 0 | 0 | 5 | 2 | 4 | 2 | 1 | 1 | N/A |  |  |  | N/A | N/A | N/A | N/A | N/A | N/A | N/A | 2 | 2 | 4 | 2 | 2 | 1 | 1 |  | 0
SCE NOL | Calcite | 230 | Wind, Onshore |  |  | 0 | 0 | 0 | 0 | 0 | 0 | 0 | 0 | 0 | 1 | 1 | 1 | 1 | 1 | 1 | N/A |  |  |  | N/A | N/A | N/A | N/A | N/A | N/A | N/A | 2 | 1 | 4 | 1 | 3 | 1 | 1 |  | 0
PG&E KERN | Caliente | 230 | Wind, Onshore |  |  | 0 | 0 | 0 | 0 | 0 | 0 | 0 | 0 | 0 | 5 | 2 | 4 | 2 | 1 | 1 | 1 |  |  |  | 1 | 1 | 1 | 1 | 1 | 2 | 1 | 2 | 1 | 4 | 2 | 2 | 1 | 4 | Reduction b/c no CI | 1
PG&E FRESNO | California Ave | 115 | Wind, Onshore |  |  | 0 | 0 | 0 | 0 | 0 | 0 | 0 | 0 | 0 | 5 | 2 | 1 | 1 | 1 | 1 | 1 |  |  |  | 1 | 1 | 1 | 1 | 1 | 1 | 1 | 1 | 1 | 2 | 2 | 1 | 1 | 1 |  | 0
PG&E KERN | Callender | 115 | Wind, Onshore |  |  | 0 | 0 | 0 | 0 | 0 | 0 | 0 | 0 | 0 | 5 | 2 | 4 | 2 | 1 | 1 | [11 empty] | 2 | 2 | 4 | 2 | 2 | 1 | 1 |  | 0
PG&E NGBA | Calpella | 115 | Wind, Onshore |  |  | 0 | 0 | 0 | 0 | 0 | 0 | 0 | 0 | 0 | 5 | 2 | 1 | 1 | 1 | 1 | N/A |  |  |  | N/A | N/A | N/A | N/A | N/A | N/A | N/A | 2 | 2 | 4 | 2 | 3 | 1 | 1 |  | 0
PG&E GBA | Camanche | 230 | Wind, Onshore |  |  | 0 | 0 | 0 | 0 | 0 | 0 | 0 | 0 | 0 | 5 | 2 | 1 | 1 | 1 | 1 | N/A |  |  |  | N/A | N/A | N/A | N/A | N/A | N/A | N/A | 1 | 1 | 4 | 2 | 3 | 1 | 1 |  | 0
SDGE | Cameron | 69 | Wind, Onshore |  |  | 0 | 0 | 0 | 0 | 0 | 0 | 0 | 0 | 0 | 1 | 1 | 1 | 1 | 1 | 1 | [11 empty] | 1 | 1 | 2 | 1 | 1 | 1 | 1 |  | 0
SDGE | Cannon | 69 | Wind, Onshore |  |  | 0 | 0 | 0 | 0 | 0 | 0 | 0 | 0 | 0 | 1 | 1 | 1 | 1 | 1 | 1 | [11 empty] | 2 | 1 | 1 | 1 | 3 | 1 | 1 |  | 0
PG&E FRESNO | Cantua | 115 | Wind, Onshore |  |  | 0 | 0 | 0 | 0 | 0 | 0 | 0 | 0 | 0 | 1 | 1 | 1 | 1 | 1 | 1 | N/A |  |  |  | N/A | N/A | N/A | N/A | N/A | N/A | N/A | 1 | 1 | 4 | 2 | 1 | 1 | 1 |  | 0
SDGE | Capistrano | 138 | Wind, Onshore |  |  | 0 | 0 | 0 | 0 | 0 | 0 | 0 | 0 | 0 | 1 | 1 | 1 | 1 | 1 | 1 | N/A |  |  |  | N/A | N/A | N/A | N/A | N/A | N/A | N/A | 1 | 1 | 2 | 1 | 3 | 1 | 1 |  | 0
SDGE | Capistrano | 230 | Wind, Onshore |  |  | 0 | 0 | 0 | 0 | 0 | 0 | 0 | 0 | 0 | 1 | 1 | 1 | 1 | 1 | 1 | N/A |  |  |  | N/A | N/A | N/A | N/A | N/A | N/A | N/A | 1 | 1 | 2 | 1 | 3 | 1 | 1 |  | 0
PG&E NGBA | Carberry | 230 | Wind, Onshore |  |  | 0 | 0 | 0 | 0 | 0 | 0 | 0 | 0 | 0 | 5 | 5 | 3 | 3 | 1 | 1 | [11 empty] | 2 | 2 | 4 | 2 | 3 | 1 | 1 |  | 0
SCE Eastern | Cardiff | 66 | Wind, Onshore |  |  | 0 | 0 | 0 | 0 | 0 | 0 | 0 | 0 | 0 | 1 | 1 | 1 | 1 | 1 | 1 | [11 empty] | 1 | 1 | 2 | 1 | 1 | 1 | 1 |  | 0
PG&E NGBA | Caribou | 60 | Wind, Onshore |  |  | 0 | 0 | 0 | 0 | 0 | 0 | 0 | 0 | 0 | 5 | 2 | 1 | 1 | 2 | 1 | 0 |  |  |  | 0 | 0 | 0 | 0 | 0 | 0 | 0 | 2 | 2 | 4 | 1 | 3 | 1 | 1 |  | 0
PG&E NGBA | Caribou | 115 | Wind, Onshore |  |  | 0 | 0 | 0 | 0 | 0 | 0 | 0 | 0 | 0 | 5 | 2 | 1 | 1 | 1 | 1 | [11 empty] | 2 | 2 | 4 | 1 | 3 | 1 | 1 |  | 0
PG&E NGBA | Caribou | 230 | Wind, Onshore |  |  | 0 | 0 | 0 | 0 | 0 | 0 | 0 | 0 | 0 | 5 | 2 | 1 | 1 | 1 | 1 | [11 empty] | 2 | 2 | 4 | 1 | 3 | 1 | 1 |  | 0
EOP | Carpenter Canyon (fka Gamebird) | 138 | Wind, Onshore |  |  | 0 | 0 | 0 | 0 | 0 | 0 | 0 | 0 | 0 | 1 | 1 | 1 | 1 | 1 | 1 | N/A |  |  |  | N/A | N/A | N/A | N/A | N/A | N/A | N/A | 2 | 2 | 4 | 1 | 3 | 1 | 1 |  | 0
EOP | Carpenter Canyon (fka Gamebird) | 230 | Wind, Onshore |  |  | 0 | 0 | 0 | 0 | 0 | 0 | 0 | 0 | 0 | 1 | 1 | 1 | 1 | 1 | 1 | N/A |  |  |  | N/A | N/A | N/A | N/A | N/A | N/A | N/A | 2 | 2 | 4 | 1 | 3 | 1 | 1 |  | 0
PG&E NGBA | Carquinez | 115 | Wind, Onshore |  |  | 0 | 0 | 0 | 0 | 0 | 0 | 0 | 0 | 0 | 5 | 2 | 1 | 1 | 1 | 1 | N/A |  |  |  | N/A | N/A | N/A | N/A | N/A | N/A | N/A | 2 | 1 | 2 | 1 | 1 | 1 | 1 |  | 0
SDGE | Carrizo Gorge | 138 | Wind, Onshore |  |  | 0 | 0 | 0 | 0 | 0 | 0 | 0 | 0 | 0 | 1 | 1 | 1 | 1 | 1 | 1 | [11 empty] | 2 | 1 | 4 | 1 | 3 | 1 | 1 |  | 0
PG&E KERN | Carrizo Plains | 115 | Wind, Onshore |  |  | 0 | 0 | 0 | 0 | 0 | 0 | 0 | 0 | 0 | 5 | 2 | 4 | 2 | 1 | 1 | N/A |  |  |  | N/A | N/A | N/A | N/A | N/A | N/A | N/A | 2 | 1 | 4 | 2 | 2 | 1 | 1 |  | 0
PG&E KERN | Casaloma | 230 | Wind, Onshore |  |  | 0 | 0 | 0 | 0 | 0 | 0 | 0 | 0 | 0 | 1 | 1 | 1 | 1 | 1 | 1 | [11 empty] | 1 | 1 | 3 | 1 | 1 | 1 | 1 |  | 0
PG&E GBA | Castro Valley | 230 | Wind, Onshore |  |  | 0 | 0 | 0 | 0 | 0 | 0 | 0 | 0 | 0 | 5 | 2 | 1 | 1 | 1 | 1 | [11 empty] | 2 | 1 | 2 | 1 | 2 | 1 | 1 |  | 0
PG&E GBA | Cayetano | 230 | Wind, Onshore |  |  | 0 | 0 | 0 | 0 | 0 | 0 | 0 | 0 | 0 | 5 | 2 | 1 | 1 | 1 | 1 | N/A |  |  |  | N/A | N/A | N/A | N/A | N/A | N/A | N/A | 2 | 1 | 3 | 1 | 3 | 1 | 1 |  | 0
SCE Metro | Center | 230 | Wind, Onshore |  |  | 0 | 0 | 0 | 0 | 0 | 0 | 0 | 0 | 0 | 1 | 1 | 1 | 1 | 1 | 1 | N/A |  |  |  | N/A | N/A | N/A | N/A | N/A | N/A | N/A | 1 | 1 | 1 | 1 | 1 | 1 | 1 |  | 0
PG&E KERN | Charca | 115 | Wind, Onshore |  |  | 0 | 0 | 0 | 0 | 0 | 0 | 0 | 0 | 0 | 1 | 1 | 1 | 1 | 1 | 1 | N/A |  |  |  | N/A | N/A | N/A | N/A | N/A | N/A | N/A | 1 | 1 | 4 | 1 | 1 | 1 | 1 |  | 0
EOP | Charleston | 138 | Wind, Onshore |  |  | 0 | 0 | 0 | 0 | 0 | 0 | 0 | 0 | 0 | 1 | 1 | 1 | 1 | 1 | 1 | [11 empty] | 2 | 2 | 4 | 1 | 3 | 1 | 1 |  | 0
SCE Metro | Chevmain | 230 | Wind, Onshore |  |  | 0 | 0 | 0 | 0 | 0 | 0 | 0 | 0 | 0 | 1 | 1 | 1 | 1 | 1 | 1 | N/A |  |  |  | N/A | N/A | N/A | N/A | N/A | N/A | N/A | 1 | 1 | 1 | 1 | 1 | 1 | 1 |  | 0
SDGE | Chicarita | 138 | Wind, Onshore |  |  | 0 | 0 | 0 | 0 | 0 | 0 | 0 | 0 | 0 | 1 | 1 | 1 | 1 | 1 | 1 | [11 empty] | 2 | 1 | 3 | 1 | 3 | 1 | 1 |  | 0
SCE Metro | Chino | 230 | Wind, Onshore |  |  | 0 | 0 | 0 | 0 | 0 | 0 | 0 | 0 | 0 | 1 | 1 | 1 | 1 | 1 | 1 | 1 |  |  |  | 5 | 2 | 1 | 1 | 5 | 2 | 1 | 1 | 1 | 1 | 1 | 2 | 1 | 1 |  | 0
PG&E FRESNO | Chowchilla | 115 | Wind, Onshore |  |  | 0 | 0 | 0 | 0 | 0 | 0 | 0 | 0 | 0 | 5 | 2 | 1 | 1 | 1 | 1 | [11 empty] | 1 | 1 | 1 | 2 | 2 | 1 | 1 |  | 0
PG&E GBA | Christie | 60 | Wind, Onshore |  |  | 0 | 0 | 0 | 0 | 0 | 0 | 0 | 0 | 0 | 5 | 2 | 1 | 1 | 1 | 1 | [11 empty] | 2 | 1 | 2 | 1 | 2 | 1 | 1 |  | 0
PG&E GBA | Christie | 115 | Wind, Onshore |  |  | 0 | 0 | 0 | 0 | 0 | 0 | 0 | 0 | 0 | 5 | 2 | 1 | 1 | 3 | 1 | 0 |  |  |  | 0 | 0 | 0 | 0 | 0 | 0 | 0 | 2 | 1 | 2 | 1 | 2 | 1 | 1 |  | 0
SCE Eastern | Cielo Azul | 500 | Wind, Onshore |  |  | 0 | 0 | 0 | 0 | 0 | 0 | 0 | 0 | 0 | 1 | 1 | 1 | 1 | 1 | 1 | N/A |  |  |  | N/A | N/A | N/A | N/A | N/A | N/A | N/A | 2 | 2 | 4 | 1 | 3 | 1 | 1 |  | 0
PG&E GBA | Clay | 60 | Wind, Onshore |  |  | 0 | 0 | 0 | 0 | 0 | 0 | 0 | 0 | 0 | 5 | 2 | 1 | 1 | 1 | 1 | [11 empty] | 2 | 1 | 3 | 1 | 3 | 1 | 1 |  | 0
PG&E GBA | Clayton | 115 | Wind, Onshore |  |  | 0 | 0 | 0 | 0 | 0 | 0 | 0 | 0 | 0 | 5 | 2 | 1 | 1 | 1 | 1 | N/A |  |  |  | N/A | N/A | N/A | N/A | N/A | N/A | N/A | 2 | 1 | 4 | 1 | 2 | 1 | 1 |  | 0
PG&E NGBA | Cloverdale | 115 | Wind, Onshore |  |  | 0 | 0 | 0 | 0 | 0 | 0 | 0 | 0 | 0 | 5 | 2 | 1 | 1 | 1 | 1 | N/A |  |  |  | N/A | N/A | N/A | N/A | N/A | N/A | N/A | 2 | 2 | 4 | 2 | 3 | 1 | 1 |  | 0
PG&E FRESNO | Clovis | 115 | Wind, Onshore |  |  | 0 | 0 | 0 | 0 | 0 | 0 | 0 | 0 | 0 | 5 | 2 | 1 | 1 | 1 | 1 | [11 empty] | 1 | 1 | 2 | 2 | 2 | 1 | 1 |  | 0
PG&E GBA | Coburn | 230 | Wind, Onshore |  |  | 100 | 0 | 100 | 0 | 0 | 0 | 100 | 0 | 100 | 1 | 1 | 1 | 1 | 1 | 2 | 1 |  |  |  | 1 | 1 | 1 | 1 | 2 | 1 | 1 | 2 | 2 | 2 | 2 | 3 | 5- | 1 |  | 1
PG&E GBA | Coburn | 60 | Wind, Onshore |  |  | 0 | 0 | 0 | 0 | 0 | 0 | 0 | 0 | 0 | 1 | 1 | 1 | 1 | 1 | 1 | N/A |  |  |  | N/A | N/A | N/A | N/A | N/A | N/A | N/A | 2 | 2 | 2 | 2 | 3 | 1 | 1 |  | 0
PG&E NGBA | Colgate | 230 | Wind, Onshore |  |  | 0 | 0 | 0 | 0 | 0 | 0 | 0 | 0 | 0 | 5 | 2 | 1 | 1 | 1 | 1 | N/A |  |  |  | N/A | N/A | N/A | N/A | N/A | N/A | N/A | 2 | 1 | 4 | 1 | 3 | 1 | 1 |  | 0
PG&E GBA | Collierville | 230 | Wind, Onshore |  |  | 0 | 0 | 0 | 0 | 0 | 0 | 0 | 0 | 0 | 5 | 2 | 1 | 1 | 2 | 1 | 0 |  |  |  | 0 | 0 | 0 | 0 | 0 | 0 | 0 | 2 | 1 | 4 | 1 | 3 | 1 | 1 |  | 0
PG&E GBA | Collinsville | 230 | Wind, Onshore |  |  | 0 | 0 | 0 | 0 | 0 | 0 | 0 | 0 | 0 | 5 | 2 | 1 | 1 | 1 | 1 | [11 empty] | 2 | 1 | 3 | 1 | 1 | 1 | 1 |  | 0
PG&E GBA | Collinsville | 500 | Wind, Onshore |  |  | 0 | 0 | 0 | 0 | 0 | 0 | 0 | 0 | 0 | 5 | 2 | 1 | 1 | 1 | 1 | [11 empty] | 2 | 1 | 3 | 1 | 1 | 1 | 1 |  | 0
SCE Eastern | Colorado River | 230 | Wind, Onshore |  |  | 0 | 0 | 0 | 0 | 0 | 0 | 0 | 0 | 0 | 1 | 1 | 1 | 1 | 1 | 1 | N/A |  |  |  | N/A | N/A | N/A | N/A | N/A | N/A | N/A | 2 | 2 | 3 | 1 | 3 | 1 | 1 |  | 0
SCE Eastern | Colorado River | 500 | Wind, Onshore |  |  | 0 | 0 | 0 | 0 | 0 | 0 | 0 | 0 | 0 | 1 | 1 | 1 | 1 | 1 | 1 | N/A |  |  |  | N/A | N/A | N/A | N/A | N/A | N/A | N/A | 2 | 2 | 3 | 1 | 3 | 1 | 1 |  | 0
PG&E KERN | Columbus | 115 | Wind, Onshore |  |  | 0 | 0 | 0 | 0 | 0 | 0 | 0 | 0 | 0 | 5 | 2 | 4 | 2 | 2 | 1 | 1 |  |  |  | 1 | 1 | 1 | 1 | 1 | 1 | 1 | 1 | 1 | 2 | 1 | 2 | 1 | 1 |  | 0
PG&E GBA | Contra Costa | 115 | Wind, Onshore |  |  | 0 | 0 | 0 | 0 | 0 | 0 | 0 | 0 | 0 | 5 | 2 | 1 | 1 | 2 | 1 | 1 |  |  |  | 2 | 1 | 2 | 1 | 2 | 1 | 1 | 2 | 1 | 2 | 1 | 2 | 1 | 1 |  | 0
PG&E GBA | Contra Costa | 230 | Wind, Onshore |  |  | 0 | 0 | 0 | 0 | 0 | 0 | 0 | 0 | 0 | 5 | 2 | 1 | 1 | 2 | 1 | 1 |  |  |  | 2 | 1 | 2 | 1 | 2 | 1 | 1 | 2 | 1 | 2 | 1 | 2 | 1 | 1 |  | 0
PG&E GBA | Contra Costa PP | 230 | Wind, Onshore |  |  | 0 | 0 | 0 | 0 | 0 | 0 | 0 | 0 | 0 | 5 | 2 | 1 | 1 | 1 | 1 | [11 empty] | 2 | 1 | 1 | 1 | 2 | 1 | 1 |  | 0
SCE NOL | Control | 115 | Wind, Onshore |  |  | 0 | 0 | 0 | 0 | 0 | 0 | 0 | 0 | 0 | 5 | 5 | 1 | 1 | 1 | 1 | N/A |  |  |  | N/A | N/A | N/A | N/A | N/A | N/A | N/A | 2 | 2 | 4 | 1 | 3 | 1 | 1 |  | 0
SCE NOL | Control | 55 | Wind, Onshore |  |  | 0 | 0 | 0 | 0 | 0 | 0 | 0 | 0 | 0 | 5 | 5 | 1 | 1 | 1 | 1 | N/A |  |  |  | N/A | N/A | N/A | N/A | N/A | N/A | N/A | 2 | 2 | 4 | 1 | 3 | 1 | 1 |  | 0
PG&E GBA | Cooley Landing | 115 | Wind, Onshore |  |  | 0 | 0 | 0 | 0 | 0 | 0 | 0 | 0 | 0 | 5 | 2 | 1 | 1 | 3 | 1 | 0 |  |  |  | 0 | 0 | 0 | 0 | 0 | 0 | 0 | 2 | 1 | 2 | 1 | 1 | 1 | 1 |  | 0
PG&E GBA | Cooley Landing | 60 | Wind, Onshore |  |  | 0 | 0 | 0 | 0 | 0 | 0 | 0 | 0 | 0 | 1 | 1 | 1 | 1 | 1 | 1 | [11 empty] | 2 | 1 | 2 | 1 | 1 | 1 | 1 |  | 0
SCE NOL | Coolwater | 230 | Wind, Onshore |  |  | 0 | 0 | 0 | 0 | 0 | 0 | 0 | 0 | 0 | 3 | 3 | 1 | 1 | 1 | 1 | N/A |  |  |  | N/A | N/A | N/A | N/A | N/A | N/A | N/A | 2 | 1 | 2 | 1 | 1 | 1 | 1 |  | 0
SCE NOL | Coolwater | 115 | Wind, Onshore |  |  | 180 | 32.18 | 212.18 | 0 | 0 | 0 | 180 | 32.18 | 212.18 | 3 | 3 | 1 | 1 | 2 | 5 | 2 |  |  |  | 1 | 1 | 1 | 1 | 2 | 1 | 1 | 2 | 1 | 2 | 1 | 1 | 1 | 3 |  | 1
PG&E KERN | Copus | 70 | Wind, Onshore |  |  | 0 | 0 | 0 | 0 | 0 | 0 | 0 | 0 | 0 | 5 | 2 | 4 | 2 | 1 | 1 | [11 empty] | 1 | 1 | 3 | 1 | 1 | 1 | 1 |  | 0
PG&E FRESNO | Corcoran | 70 | Wind, Onshore |  |  | 0 | 0 | 0 | 0 | 0 | 0 | 0 | 0 | 0 | 5 | 2 | 4 | 2 | 1 | 1 | N/A |  |  |  | N/A | N/A | N/A | N/A | N/A | N/A | N/A | 1 | 1 | 4 | 2 | 1 | 1 | 1 |  | 0
PG&E FRESNO | Corcoran | 115 | Wind, Onshore |  |  | 0 | 0 | 0 | 0 | 0 | 0 | 0 | 0 | 0 | 5 | 2 | 4 | 2 | 1 | 1 | N/A |  |  |  | N/A | N/A | N/A | N/A | N/A | N/A | N/A | 1 | 1 | 4 | 2 | 1 | 1 | 1 |  | 0
PG&E NGBA | Corona | 115 | Wind, Onshore |  |  | 0 | 0 | 0 | 0 | 0 | 0 | 0 | 0 | 0 | 5 | 2 | 1 | 1 | 1 | 1 | [11 empty] | 2 | 1 | 3 | 2 | 3 | 1 | 1 |  | 0
PG&E NGBA | Cortina | 230 | Wind, Onshore |  |  | 0 | 0 | 0 | 0 | 0 | 0 | 0 | 0 | 0 | 5 | 2 | 1 | 1 | 1 | 1 | N/A |  |  |  | N/A | N/A | N/A | N/A | N/A | N/A | N/A | 2 | 2 | 4 | 1 | 3 | 1 | 1 |  | 0
PG&E NGBA | Cortina | 115 | Wind, Onshore |  |  | 0 | 0 | 0 | 0 | 0 | 0 | 0 | 0 | 0 | 5 | 2 | 1 | 1 | 1 | 1 | N/A |  |  |  | N/A | N/A | N/A | N/A | N/A | N/A | N/A | 2 | 2 | 4 | 1 | 3 | 1 | 1 |  | 0
PG&E GBA | Cottle | 230 | Wind, Onshore |  |  | 0 | 0 | 0 | 0 | 0 | 0 | 0 | 0 | 0 | 5 | 2 | 1 | 1 | 1 | 1 | [11 empty] | 1 | 1 | 3 | 2 | 1 | 1 | 1 |  | 0
PG&E NGBA | Cottonwood | 115 | Wind, Onshore |  |  | 0 | 0 | 0 | 0 | 0 | 0 | 0 | 0 | 0 | 5 | 2 | 1 | 1 | 1 | 1 | N/A |  |  |  | N/A | N/A | N/A | N/A | N/A | N/A | N/A | 2 | 2 | 3 | 2 | 3 | 1 | 1 |  | 0
PG&E NGBA | Cottonwood | 230 | Wind, Onshore |  |  | 0 | 0 | 0 | 0 | 0 | 0 | 0 | 0 | 0 | 5 | 2 | 1 | 1 | 1 | 1 | N/A |  |  |  | N/A | N/A | N/A | N/A | N/A | N/A | N/A | 2 | 2 | 3 | 2 | 3 | 1 | 1 |  | 0
PG&E NGBA | Cottonwood | 60 | Wind, Onshore |  |  | 0 | 0 | 0 | 0 | 0 | 0 | 0 | 0 | 0 | 5 | 2 | 1 | 1 | 1 | 1 | N/A |  |  |  | N/A | N/A | N/A | N/A | N/A | N/A | N/A | 2 | 2 | 3 | 2 | 3 | 1 | 1 |  | 0
PG&E NGBA | Cove Road | 230 | Wind, Onshore |  |  | 0 | 0 | 0 | 0 | 0 | 0 | 0 | 0 | 0 | 5 | 2 | 1 | 1 | 1 | 1 | N/A |  |  |  | N/A | N/A | N/A | N/A | N/A | N/A | N/A | 2 | 2 | 4 | 2 | 3 | 1 | 1 |  | 0
PG&E GBA | Coyote | 230 | Wind, Onshore |  |  | 0 | 0 | 0 | 0 | 0 | 0 | 0 | 0 | 0 | 1 | 1 | 1 | 1 | 1 | 1 | N/A |  |  |  | N/A | N/A | N/A | N/A | N/A | N/A | N/A | 2 | 1 | 3 | 2 | 2 | 1 | 1 |  | 0
PG&E GBA | Crazy Horse Canyon | 115 | Wind, Onshore |  |  | 0 | 0 | 0 | 0 | 0 | 0 | 0 | 0 | 0 | 1 | 1 | 1 | 1 | 1 | 1 | [11 empty] | 2 | 2 | 4 | 2 | 3 | 1 | 1 |  | 0
SDGE | Creelman | 69 | Wind, Onshore |  |  | 0 | 0 | 0 | 0 | 0 | 0 | 0 | 0 | 0 | 1 | 1 | 1 | 1 | 1 | 1 | [11 empty] | 2 | 1 | 4 | 1 | 3 | 1 | 1 |  | 0
PG&E FRESNO | Crescent | 70 | Wind, Onshore |  |  | 0 | 0 | 0 | 0 | 0 | 0 | 0 | 0 | 0 | 5 | 2 | 1 | 1 | 1 | 1 | [11 empty] | 1 | 1 | 3 | 2 | 1 | 1 | 1 |  | 0
PG&E FRESNO | Cressey | 115 | Wind, Onshore |  |  | 0 | 0 | 0 | 0 | 0 | 0 | 0 | 0 | 0 | 5 | 2 | 1 | 1 | 1 | 1 | [11 empty] | 1 | 1 | 3 | 2 | 1 | 1 | 1 |  | 0
PG&E NGBA | Cresta | 230 | Wind, Onshore |  |  | 0 | 0 | 0 | 0 | 0 | 0 | 0 | 0 | 0 | 5 | 2 | 1 | 1 | 1 | 1 | [11 empty] | 2 | 1 | 4 | 2 | 3 | 1 | 1 |  | 0
SDGE | Crestwood | 69 | Wind, Onshore |  |  | 0 | 0 | 0 | 0 | 0 | 0 | 0 | 0 | 0 | 1 | 1 | 1 | 1 | 1 | 1 | [11 empty] | 2 | 1 | 4 | 1 | 3 | 1 | 1 |  | 0
PG&E GBA | Crow Creek | 60 | Wind, Onshore |  |  | 0 | 0 | 0 | 0 | 0 | 0 | 0 | 0 | 0 | 5 | 2 | 1 | 1 | 1 | 1 | N/A |  |  |  | N/A | N/A | N/A | N/A | N/A | N/A | N/A | 1 | 1 | 4 | 2 | 1 | 1 | 1 |  | 0
PG&E GBA | Crows Landing | 60 | Wind, Onshore |  |  | 0 | 0 | 0 | 0 | 0 | 0 | 0 | 0 | 0 | 5 | 2 | 1 | 1 | 1 | 1 | [11 empty] | 1 | 1 | 4 | 2 | 1 | 1 | 1 |  | 0
PG&E GBA | Curtis | 115 | Wind, Onshore |  |  | 0 | 0 | 0 | 0 | 0 | 0 | 0 | 0 | 0 | 5 | 2 | 1 | 1 | 1 | 1 | N/A |  |  |  | N/A | N/A | N/A | N/A | N/A | N/A | N/A | 2 | 1 | 4 | 1 | 3 | 1 | 1 |  | 0
PG&E FRESNO | Dairyland | 115 | Wind, Onshore |  |  | 0 | 0 | 0 | 0 | 0 | 0 | 0 | 0 | 0 | 5 | 2 | 1 | 1 | 1 | 1 | N/A |  |  |  | N/A | N/A | N/A | N/A | N/A | N/A | N/A | 1 | 1 | 3 | 2 | 1 | 1 | 1 |  | 0
PG&E NGBA | Davis | 115 | Wind, Onshore |  |  | 0 | 0 | 0 | 0 | 0 | 0 | 0 | 0 | 0 | 5 | 2 | 1 | 1 | 1 | 1 | N/A |  |  |  | N/A | N/A | N/A | N/A | N/A | N/A | N/A | 2 | 1 | 4 | 2 | 3 | 1 | 1 |  | 0
SCE Metro | Del Amo | 500 | Wind, Onshore |  |  | 0 | 0 | 0 | 0 | 0 | 0 | 0 | 0 | 0 | 1 | 1 | 1 | 1 | 1 | 1 | N/A |  |  |  | N/A | N/A | N/A | N/A | N/A | N/A | N/A | 1 | 1 | 3 | 1 | 2 | 1 | 1 |  | 0
SCE Metro | Del Amo | 230 | Wind, Onshore |  |  | 0 | 0 | 0 | 0 | 0 | 0 | 0 | 0 | 0 | 1 | 1 | 1 | 1 | 1 | 1 | N/A |  |  |  | N/A | N/A | N/A | N/A | N/A | N/A | N/A | 1 | 1 | 3 | 1 | 2 | 1 | 1 |  | 0
SCE Eastern | Delaney | 500 | Wind, Onshore |  |  | 0 | 0 | 0 | 0 | 0 | 0 | 0 | 0 | 0 | 1 | 1 | 1 | 1 | 1 | 1 | N/A |  |  |  | N/A | N/A | N/A | N/A | N/A | N/A | N/A | 2 | 1 | 4 | 2 | 3 | 1 | 1 |  | 0
PG&E NGBA | Delevan | 230 | Wind, Onshore |  |  | 0 | 0 | 0 | 0 | 0 | 0 | 0 | 0 | 0 | 5 | 2 | 1 | 1 | 1 | 1 | N/A |  |  |  | N/A | N/A | N/A | N/A | N/A | N/A | N/A | 2 | 2 | 1 | 1 | 3 | 1 | 1 |  | 0
PG&E GBA | Delta PP | 230 | Wind, Onshore |  |  | 0 | 0 | 0 | 0 | 0 | 0 | 0 | 0 | 0 | 5 | 2 | 1 | 1 | 1 | 1 | N/A |  |  |  | N/A | N/A | N/A | N/A | N/A | N/A | N/A | 2 | 1 | 3 | 1 | 2 | 1 | 1 |  | 0
EOP | Desert View | 230 | Wind, Onshore |  |  | 0 | 0 | 0 | 0 | 0 | 0 | 0 | 0 | 0 | 1 | 1 | 1 | 1 | 1 | 1 | N/A |  |  |  | N/A | N/A | N/A | N/A | N/A | N/A | N/A | 2 | 1 | 4 | 1 | 3 | 1 | 1 |  | 0
SCE Eastern | Devers | 230 | Wind, Onshore |  |  | 287.5 | 37 | 324.5 | 57 | 0 | 57 | 230.5 | 37 | 267.5 | 1 | 1 | 1 | 1 | 2 | 1 | 3 |  |  |  | 5 | 2 | 1 | 2 | 2 | 2 | 1 | 2 | 1 | 1 | 1 | 3 | 5- | 1 |  | 1
SCE Eastern | Devers | 500 | Wind, Onshore |  |  | 0 | 0 | 0 | 0 | 0 | 0 | 0 | 0 | 0 | 1 | 1 | 1 | 1 | 1 | 1 | N/A |  |  |  | N/A | N/A | N/A | N/A | N/A | N/A | N/A | 2 | 1 | 1 | 1 | 3 | 1+ | 1 |  | 1
PG&E KERN | Diablo Canyon | 230 | Wind, Onshore |  |  | 0 | 0 | 0 | 0 | 0 | 0 | 0 | 0 | 0 | 1 | 1 | 1 | 1 | 1 | 1 | N/A |  |  |  | N/A | N/A | N/A | N/A | N/A | N/A | N/A | 2 | 2 | 4 | 2 | 3 | 1 | 1 |  | 0
PG&E KERN | Diablo Canyon | 500 | Wind, Onshore |  |  | 0 | 0 | 0 | 0 | 0 | 0 | 0 | 0 | 0 | 5 | 2 | 4 | 2 | 1 | 1 | N/A |  |  |  | N/A | N/A | N/A | N/A | N/A | N/A | N/A | 2 | 2 | 4 | 2 | 3 | 1 | 1 |  | 0
PG&E KERN | Divide | 115 | Wind, Onshore |  |  | 0 | 0 | 0 | 0 | 0 | 0 | 0 | 0 | 0 | 1 | 1 | 1 | 1 | 1 | 1 | 0 |  |  |  | 0 | 0 | 0 | 0 | 0 | 0 | 0 | 2 | 2 | 4 | 1 | 2 | 1 | 1 |  | 0
PG&E GBA | Dixon Landing | 115 | Wind, Onshore |  |  | 0 | 0 | 0 | 0 | 0 | 0 | 0 | 0 | 0 | 1 | 1 | 1 | 1 | 1 | 1 | [11 empty] | 2 | 1 | 2 | 1 | 2 | 1 | 1 |  | 0
PG&E FRESNO | Dos Amigos | 230 | Wind, Onshore |  |  | 0 | 0 | 0 | 0 | 0 | 0 | 0 | 0 | 0 | 1 | 1 | 1 | 1 | 1 | 1 | [11 empty] | 1 | 1 | 4 | 2 | 1 | 1 | 1 |  | 0
PG&E NGBA | Drum | 115 | Wind, Onshore |  |  | 0 | 0 | 0 | 0 | 0 | 0 | 0 | 0 | 0 | 5 | 2 | 1 | 1 | 1 | 1 | N/A |  |  |  | N/A | N/A | N/A | N/A | N/A | N/A | N/A | 2 | 1 | 4 | 2 | 3 | 1 | 1 |  | 0
PG&E GBA | Dumbarton | 115 | Wind, Onshore |  |  | 0 | 0 | 0 | 0 | 0 | 0 | 0 | 0 | 0 | 5 | 2 | 1 | 1 | 1 | 1 | [11 empty] | 2 | 1 | 3 | 1 | 2 | 1 | 1 |  | 0
SCE NOL | Dunn Siding | 115 | Wind, Onshore |  |  | 0 | 0 | 0 | 0 | 0 | 0 | 0 | 0 | 0 | 3 | 3 | 1 | 1 | 1 | 1 | [11 empty] | 2 | 1 | 4 | 1 | 1 | 1 | 1 |  | 0
SCE Eastern | Eagle Mountain | 230 | Wind, Onshore |  |  | 0 | 0 | 0 | 0 | 0 | 0 | 0 | 0 | 0 | 5 | 5 | 3 | 3 | 1 | 1 | [11 empty] | 2 | 2 | 4 | 1 | 3 | 1 | 1 |  | 0
PG&E NGBA | Eagle Rock (PGE) | 60 | Wind, Onshore |  |  | 0 | 0 | 0 | 0 | 0 | 0 | 0 | 0 | 0 | 5 | 2 | 1 | 1 | 1 | 1 | N/A |  |  |  | N/A | N/A | N/A | N/A | N/A | N/A | N/A | 2 | 2 | 4 | 2 | 3 | 1 | 1 |  | 0
PG&E NGBA | Eagle Rock (PGE) | 115 | Wind, Onshore |  |  | 0 | 0 | 0 | 0 | 0 | 0 | 0 | 0 | 0 | 5 | 2 | 1 | 1 | 2 | 1 | 1 |  |  |  | 5 | 2 | 1 | 3 | 5 | 1 | 1 | 2 | 2 | 4 | 2 | 3 | 1+ | 5 | Less wind in profile, and higher env/land-use flags | 1
SCE Metro | Eagle Rock (SCE) | 230 | Wind, Onshore |  |  | 0 | 0 | 0 | 0 | 0 | 0 | 0 | 0 | 0 | 1 | 1 | 1 | 1 | 1 | 1 | 0 |  |  |  | 0 | 0 | 0 | 0 | 0 | 0 | 0 | 1 | 1 | 2 | 1 | 2 | 1 | 1 |  | 0
PG&E NGBA | East Marysville | 115 | Wind, Onshore |  |  | 0 | 0 | 0 | 0 | 0 | 0 | 0 | 0 | 0 | 5 | 2 | 1 | 1 | 1 | 1 | N/A |  |  |  | N/A | N/A | N/A | N/A | N/A | N/A | N/A | 2 | 2 | 2 | 1 | 2 | 1 | 1 |  | 0
PG&E NGBA | East Nicolaus | 115 | Wind, Onshore |  |  | 0 | 0 | 0 | 0 | 0 | 0 | 0 | 0 | 0 | 5 | 2 | 1 | 1 | 1 | 1 | [11 empty] | 2 | 1 | 4 | 1 | 3 | 1 | 1 |  | 0
PG&E NGBA | East Nicolaus | 60 | Wind, Onshore |  |  | 0 | 0 | 0 | 0 | 0 | 0 | 0 | 0 | 0 | 5 | 2 | 1 | 1 | 1 | 1 | [11 empty] | 2 | 1 | 4 | 1 | 3 | 1 | 1 |  | 0
PG&E GBA | Eastshore | 115 | Wind, Onshore |  |  | 0 | 0 | 0 | 0 | 0 | 0 | 0 | 0 | 0 | 5 | 2 | 1 | 1 | 1 | 1 | N/A |  |  |  | N/A | N/A | N/A | N/A | N/A | N/A | N/A | 2 | 1 | 2 | 1 | 1 | 1 | 1 |  | 0
PG&E GBA | Eastshore | 230 | Wind, Onshore |  |  | 0 | 0 | 0 | 0 | 0 | 0 | 0 | 0 | 0 | 5 | 2 | 1 | 1 | 1 | 1 | N/A |  |  |  | N/A | N/A | N/A | N/A | N/A | N/A | N/A | 2 | 1 | 2 | 1 | 1 | 1 | 1 |  | 0
SDGE | ECO | 138 | Wind, Onshore |  |  | 0 | 0 | 0 | 0 | 0 | 0 | 0 | 0 | 0 | 1 | 1 | 1 | 1 | 1 | 1 | N/A |  |  |  | N/A | N/A | N/A | N/A | N/A | N/A | N/A | 2 | 1 | 4 | 1 | 3 | 1 | 5 | Shifted to Boulevard East for more accurate representation | 1
SDGE | ECO | 230 | Wind, Onshore |  |  | 300 | 52.5 | 352.5 | 300 | 0 | 300 | 0 | 52.5 | 52.5 | 1 | 1 | 1 | 1 | 3 | 1 | 0 |  |  |  | 0 | 0 | 0 | 0 | 0 | 0 | 0 | 2 | 1 | 4 | 1 | 3 | 1+ | 4 | Shifted to ECO 500 kV to better align with CI | 1
SDGE | ECO | 500 | Wind, Onshore |  |  | 600 | 400 | 1000 | 0 | 0 | 0 | 600 | 400 | 1000 | 1 | 1 | 1 | 1 | 2 | 1 | 0 |  |  |  | 0 | 0 | 0 | 0 | 0 | 0 | 0 | 2 | 1 | 4 | 1 | 3 | 2- | 1 |  | 1
PG&E GBA | Edenvale | 115 | Wind, Onshore |  |  | 0 | 0 | 0 | 0 | 0 | 0 | 0 | 0 | 0 | 1 | 1 | 1 | 1 | 1 | 1 | [11 empty] | 2 | 1 | 2 | 2 | 2 | 1 | 1 |  | 0
PG&E GBA | Edes | 115 | Wind, Onshore |  |  | 0 | 0 | 0 | 0 | 0 | 0 | 0 | 0 | 0 | 5 | 2 | 1 | 1 | 1 | 1 | [11 empty] | 2 | 1 | 3 | 1 | 1 | 1 | 1 |  | 0
PG&E GBA | Eight Mile | 230 | Wind, Onshore |  |  | 0 | 0 | 0 | 0 | 0 | 0 | 0 | 0 | 0 | 5 | 2 | 1 | 1 | 1 | 1 | N/A |  |  |  | N/A | N/A | N/A | N/A | N/A | N/A | N/A | 1 | 1 | 2 | 2 | 1 | 1 | 1 |  | 0
SDGE | El Cajon | 69 | Wind, Onshore |  |  | 0 | 0 | 0 | 0 | 0 | 0 | 0 | 0 | 0 | 1 | 1 | 1 | 1 | 1 | 1 | [11 empty] | 2 | 1 | 2 | 1 | 1 | 1 | 1 |  | 0
SCE Eastern | El Casco | 230 | Wind, Onshore |  |  | 0 | 0 | 0 | 0 | 0 | 0 | 0 | 0 | 0 | 1 | 1 | 1 | 1 | 1 | 1 | N/A |  |  |  | N/A | N/A | N/A | N/A | N/A | N/A | N/A | 1 | 1 | 4 | 1 | 2 | 1+ | 1 |  | 1
PG&E GBA | El Cerrito G | 115 | Wind, Onshore |  |  | 0 | 0 | 0 | 0 | 0 | 0 | 0 | 0 | 0 | 5 | 2 | 1 | 1 | 1 | 1 | [11 empty] | 2 | 1 | 2 | 1 | 2 | 1 | 1 |  | 0
PG&E NGBA | El Dorado PH | 115 | Wind, Onshore |  |  | 0 | 0 | 0 | 0 | 0 | 0 | 0 | 0 | 0 | 5 | 2 | 1 | 1 | 1 | 1 | [11 empty] | 2 | 1 | 4 | 2 | 3 | 1 | 1 |  | 0
PG&E FRESNO | El Nido (PGE) | 115 | Wind, Onshore |  |  | 0 | 0 | 0 | 0 | 0 | 0 | 0 | 0 | 0 | 5 | 2 | 1 | 1 | 1 | 1 | [11 empty] | 1 | 1 | 4 | 2 | 1 | 1 | 1 |  | 0
SCE Metro | El Nido (SCE) | 230 | Wind, Onshore |  |  | 0 | 0 | 0 | 0 | 0 | 0 | 0 | 0 | 0 | 1 | 1 | 1 | 1 | 1 | 1 | N/A |  |  |  | N/A | N/A | N/A | N/A | N/A | N/A | N/A | 1 | 1 | 2 | 1 | 2 | 1 | 1 |  | 0
PG&E GBA | El Patio | 115 | Wind, Onshore |  |  | 0 | 0 | 0 | 0 | 0 | 0 | 0 | 0 | 0 | 1 | 1 | 1 | 1 | 1 | 1 | [11 empty] | 2 | 1 | 3 | 2 | 2 | 1 | 1 |  | 0
SCE Metro | El Segundo | 230 | Wind, Onshore |  |  | 0 | 0 | 0 | 0 | 0 | 0 | 0 | 0 | 0 | 1 | 1 | 1 | 1 | 1 | 1 | N/A |  |  |  | N/A | N/A | N/A | N/A | N/A | N/A | N/A | 1 | 1 | 1 | 1 | 1 | 1 | 1 |  | 0
EOP | Eldorado | 230 | Wind, Onshore |  |  | 0 | 0 | 0 | 0 | 0 | 0 | 0 | 0 | 0 | 1 | 1 | 1 | 1 | 1 | 1 | N/A |  |  |  | N/A | N/A | N/A | N/A | N/A | N/A | N/A | 2 | 2 | 2 | 1 | 3 | 1 | 1 |  | 0
EOP | Eldorado | 500 | Wind, Onshore |  |  | 0 | 0 | 0 | 0 | 0 | 0 | 0 | 0 | 0 | 1 | 1 | 1 | 1 | 1 | 1 | N/A |  |  |  | N/A | N/A | N/A | N/A | N/A | N/A | N/A | 2 | 2 | 2 | 1 | 3 | 1 | 1 |  | 0
SCE Northern | Elizabeth Lake | 66 | Wind, Onshore |  |  | 0 | 0 | 0 | 0 | 0 | 0 | 0 | 0 | 0 | 1 | 1 | 1 | 1 | 1 | 1 | [11 empty] | 1 | 1 | 3 | 1 | 3 | 1 | 1 |  | 0
PG&E KERN | Elk Hills | 230 | Wind, Onshore |  |  | 0 | 0 | 0 | 0 | 0 | 0 | 0 | 0 | 0 | 5 | 2 | 4 | 2 | 1 | 1 | N/A |  |  |  | N/A | N/A | N/A | N/A | N/A | N/A | N/A | 1 | 1 | 3 | 1 | 1 | 1 | 1 |  | 0
SDGE | Elliot | 69 | Wind, Onshore |  |  | 0 | 0 | 0 | 0 | 0 | 0 | 0 | 0 | 0 | 1 | 1 | 1 | 1 | 1 | 1 | [11 empty] | 2 | 1 | 2 | 1 | 2 | 1 | 1 |  | 0
SCE Metro | Ellis | 230 | Wind, Onshore |  |  | 0 | 0 | 0 | 0 | 0 | 0 | 0 | 0 | 0 | 1 | 1 | 1 | 1 | 1 | 1 | N/A |  |  |  | N/A | N/A | N/A | N/A | N/A | N/A | N/A | 1 | 1 | 2 | 1 | 2 | 1 | 1 |  | 0
SDGE | Encina | 138 | Wind, Onshore |  |  | 0 | 0 | 0 | 0 | 0 | 0 | 0 | 0 | 0 | 1 | 1 | 1 | 1 | 1 | 1 | N/A |  |  |  | N/A | N/A | N/A | N/A | N/A | N/A | N/A | 2 | 1 | 1 | 1 | 3 | 1 | 1 |  | 0
SDGE | Encina | 230 | Wind, Onshore |  |  | 0 | 0 | 0 | 0 | 0 | 0 | 0 | 0 | 0 | 1 | 1 | 1 | 1 | 1 | 1 | 1 |  |  |  | 1 | 1 | 4 | 4 | 4 | 1 | 1 | 2 | 1 | 1 | 1 | 3 | 1 | 1 |  | 0
SDGE | Escondido | 230 | Wind, Onshore |  |  | 0 | 0 | 0 | 0 | 0 | 0 | 0 | 0 | 0 | 1 | 1 | 1 | 1 | 1 | 1 | N/A |  |  |  | N/A | N/A | N/A | N/A | N/A | N/A | N/A | 2 | 1 | 1 | 1 | 3 | 1 | 1 |  | 0
SDGE | Escondido | 69 | Wind, Onshore |  |  | 0 | 0 | 0 | 0 | 0 | 0 | 0 | 0 | 0 | 1 | 1 | 1 | 1 | 1 | 1 | N/A |  |  |  | N/A | N/A | N/A | N/A | N/A | N/A | N/A | 2 | 1 | 1 | 1 | 3 | 1 | 1 |  | 0
PG&E KERN | Estrella | 230 | Wind, Onshore |  |  | 0 | 0 | 0 | 0 | 0 | 0 | 0 | 0 | 0 | 1 | 1 | 1 | 1 | 1 | 1 | [11 empty] | 2 | 2 | 4 | 2 | 3 | 1 | 1 |  | 0
SCE Eastern | Etiwanda | 230 | Wind, Onshore |  |  | 0 | 0 | 0 | 0 | 0 | 0 | 0 | 0 | 0 | 1 | 1 | 1 | 1 | 1 | 1 | N/A |  |  |  | N/A | N/A | N/A | N/A | N/A | N/A | N/A | 1 | 1 | 2 | 1 | 1 | 1 | 1 |  | 0
PG&E GBA | Evergreen | 115 | Wind, Onshore |  |  | 0 | 0 | 0 | 0 | 0 | 0 | 0 | 0 | 0 | 1 | 1 | 1 | 1 | 1 | 1 | [11 empty] | 2 | 1 | 2 | 2 | 2 | 1 | 1 |  | 0
PG&E GBA | Evergreen | 60 | Wind, Onshore |  |  | 0 | 0 | 0 | 0 | 0 | 0 | 0 | 0 | 0 | 1 | 1 | 1 | 1 | 1 | 1 | [11 empty] | 2 | 1 | 2 | 2 | 2 | 1 | 1 |  | 0
PG&E FRESNO | Excelsior | 115 | Wind, Onshore |  |  | 0 | 0 | 0 | 0 | 0 | 0 | 0 | 0 | 0 | 5 | 2 | 1 | 1 | 1 | 1 | N/A |  |  |  | N/A | N/A | N/A | N/A | N/A | N/A | N/A | 1 | 1 | 4 | 2 | 1 | 1 | 1 |  | 0
PG&E FRESNO | Exchequer | 115 | Wind, Onshore |  |  | 0 | 0 | 0 | 0 | 0 | 0 | 0 | 0 | 0 | 5 | 2 | 1 | 1 | 1 | 1 | [11 empty] | 2 | 1 | 4 | 1 | 2 | 1 | 1 |  | 0
PG&E KERN | Fairway | 115 | Wind, Onshore |  |  | 0 | 0 | 0 | 0 | 0 | 0 | 0 | 0 | 0 | 1 | 1 | 1 | 1 | 1 | 1 | [11 empty] | 2 | 2 | 3 | 1 | 2 | 1 | 1 |  | 0
PG&E KERN | Famoso | 115 | Wind, Onshore |  |  | 0 | 0 | 0 | 0 | 0 | 0 | 0 | 0 | 0 | 1 | 1 | 1 | 1 | 1 | 1 | [11 empty] | 1 | 1 | 4 | 1 | 1 | 1 | 1 |  | 0
PG&E NGBA | Fern Road | 500 | Wind, Onshore |  |  | 0 | 0 | 0 | 0 | 0 | 0 | 0 | 0 | 0 | 5 | 2 | 1 | 1 | 1 | 1 | [11 empty] | 2 | 2 | 4 | 2 | 3 | 1 | 1 |  | 0
PG&E GBA | Fibreboard (SPI Sonora) | 115 | Wind, Onshore |  |  | 0 | 0 | 0 | 0 | 0 | 0 | 0 | 0 | 0 | 5 | 2 | 1 | 1 | 2 | 1 | 0 |  |  |  | 0 | 0 | 0 | 0 | 0 | 0 | 0 | 2 | 1 | 2 | 1 | 2 | 1 | 1 |  | 0
PG&E FRESNO | Figarden | 230 | Wind, Onshore |  |  | 0 | 0 | 0 | 0 | 0 | 0 | 0 | 0 | 0 | 5 | 2 | 1 | 1 | 1 | 1 | [11 empty] | 1 | 1 | 3 | 2 | 2 | 1 | 1 |  | 0
PG&E FRESNO | Fink | 230 | Wind, Onshore |  |  | 0 | 0 | 0 | 0 | 0 | 0 | 0 | 0 | 0 | 1 | 1 | 1 | 1 | 1 | 1 | N/A |  |  |  | N/A | N/A | N/A | N/A | N/A | N/A | N/A | 1 | 1 | 4 | 2 | 1 | 1 | 1 |  | 0
PG&E NGBA | Fitch Mountain | 60 | Wind, Onshore |  |  | 0 | 0 | 0 | 0 | 0 | 0 | 0 | 0 | 0 | 5 | 2 | 1 | 1 | 1 | 1 | [11 empty] | 2 | 2 | 4 | 2 | 3 | 1 | 1 |  | 0
PG&E GBA | FMC | 115 | Wind, Onshore |  |  | 0 | 0 | 0 | 0 | 0 | 0 | 0 | 0 | 0 | 1 | 1 | 1 | 1 | 1 | 1 | [11 empty] | 2 | 1 | 2 | 2 | 2 | 1 | 1 |  | 0
PG&E GBA | Fremont | 115 | Wind, Onshore |  |  | 0 | 0 | 0 | 0 | 0 | 0 | 0 | 0 | 0 | 1 | 1 | 1 | 1 | 1 | 1 | [11 empty] | 2 | 1 | 3 | 1 | 2 | 1 | 1 |  | 0
PG&E GBA | French Camp | 60 | Wind, Onshore |  |  | 0 | 0 | 0 | 0 | 0 | 0 | 0 | 0 | 0 | 5 | 2 | 1 | 1 | 1 | 1 | [11 empty] | 1 | 1 | 3 | 2 | 1 | 1 | 1 |  | 0
PG&E GBA | Frogtown | 115 | Wind, Onshore |  |  | 0 | 0 | 0 | 0 | 0 | 0 | 0 | 0 | 0 | 5 | 2 | 1 | 1 | 1 | 1 | [11 empty] | 2 | 1 | 4 | 1 | 3 | 1 | 1 |  | 0
PG&E NGBA | Fulton | 115 | Wind, Onshore |  |  | 0 | 0 | 0 | 0 | 0 | 0 | 0 | 0 | 0 | 5 | 2 | 1 | 1 | 1 | 1 | N/A |  |  |  | N/A | N/A | N/A | N/A | N/A | N/A | N/A | 2 | 1 | 3 | 2 | 2 | 1 | 1 |  | 0
PG&E NGBA | Fulton | 230 | Wind, Onshore |  |  | 0 | 0 | 0 | 0 | 0 | 0 | 0 | 0 | 0 | 5 | 2 | 1 | 1 | 1 | 1 | N/A |  |  |  | N/A | N/A | N/A | N/A | N/A | N/A | N/A | 2 | 1 | 3 | 2 | 2 | 1 | 1 |  | 0
PG&E NGBA | Fulton | 60 | Wind, Onshore |  |  | 0 | 0 | 0 | 0 | 0 | 0 | 0 | 0 | 0 | 5 | 2 | 1 | 1 | 1 | 1 | N/A |  |  |  | N/A | N/A | N/A | N/A | N/A | N/A | N/A | 2 | 1 | 3 | 2 | 2 | 1 | 1 |  | 0
PG&E KERN | Ganso | 115 | Wind, Onshore |  |  | 0 | 0 | 0 | 0 | 0 | 0 | 0 | 0 | 0 | 1 | 1 | 1 | 1 | 1 | 1 | [11 empty] | 1 | 1 | 3 | 1 | 1 | 1 | 1 |  | 0
PG&E FRESNO | Gates | 230 | Wind, Onshore |  |  | 0 | 0 | 0 | 0 | 0 | 0 | 0 | 0 | 0 | 5 | 2 | 4 | 2 | 1 | 1 | N/A |  |  |  | N/A | N/A | N/A | N/A | N/A | N/A | N/A | 1 | 1 | 3 | 2 | 1 | 1 | 1 |  | 0
PG&E FRESNO | Gates | 500 | Wind, Onshore |  |  | 0 | 0 | 0 | 0 | 0 | 0 | 0 | 0 | 0 | 5 | 2 | 4 | 2 | 1 | 1 | N/A |  |  |  | N/A | N/A | N/A | N/A | N/A | N/A | N/A | 1 | 1 | 3 | 2 | 1 | 1 | 1 |  | 0
PG&E NGBA | Geysers 12 | 230 | Wind, Onshore |  |  | 0 | 0 | 0 | 0 | 0 | 0 | 0 | 0 | 0 | 5 | 2 | 1 | 1 | 1 | 1 | N/A |  |  |  | N/A | N/A | N/A | N/A | N/A | N/A | N/A | 2 | 2 | 4 | 2 | 3 | 1 | 1 |  | 0
PG&E NGBA | Geysers 17 | 230 | Wind, Onshore |  |  | 0 | 0 | 0 | 0 | 0 | 0 | 0 | 0 | 0 | 5 | 2 | 1 | 1 | 1 | 1 | N/A |  |  |  | N/A | N/A | N/A | N/A | N/A | N/A | N/A | 2 | 2 | 4 | 2 | 3 | 1 | 1 |  | 0
PG&E NGBA | Geysers 3 | 115 | Wind, Onshore |  |  | 0 | 0 | 0 | 0 | 0 | 0 | 0 | 0 | 0 | 5 | 2 | 1 | 1 | 1 | 1 | N/A |  |  |  | N/A | N/A | N/A | N/A | N/A | N/A | N/A | 2 | 2 | 4 | 2 | 3 | 1 | 1 |  | 0
PG&E NGBA | Glenn | 230 | Wind, Onshore |  |  | 166.5 | 36 | 202.5 | 0 | 0 | 0 | 166.5 | 36 | 202.5 | 5 | 2 | 1 | 1 | 1 | 1 | 1 |  |  |  | 1 | 2 | 1 | 1 | 2 | 1 | 1 | 2 | 2 | 4 | 1 | 3 | 5- | 4 | Reduction b/c no CI | 1
PG&E NGBA | Glenn | 60 | Wind, Onshore |  |  | 0 | 0 | 0 | 0 | 0 | 0 | 0 | 0 | 0 | 5 | 2 | 1 | 1 | 1 | 1 | N/A |  |  |  | N/A | N/A | N/A | N/A | N/A | N/A | N/A | 2 | 2 | 4 | 1 | 3 | 1 | 1 |  | 0
PG&E NGBA | Gold Hill | 115 | Wind, Onshore |  |  | 0 | 0 | 0 | 0 | 0 | 0 | 0 | 0 | 0 | 5 | 2 | 1 | 1 | 1 | 1 | N/A |  |  |  | N/A | N/A | N/A | N/A | N/A | N/A | N/A | 2 | 1 | 4 | 2 | 3 | 1 | 1 |  | 0
PG&E NGBA | Gold Hill | 230 | Wind, Onshore |  |  | 0 | 0 | 0 | 0 | 0 | 0 | 0 | 0 | 0 | 5 | 2 | 1 | 1 | 1 | 1 | 1 |  |  |  | 1 | 1 | 1 | 1 | 1 | 1 | 1 | 2 | 1 | 4 | 2 | 3 | 1 | 1 |  | 0
SCE Northern | Goleta | 230 | Wind, Onshore |  |  | 0 | 0 | 0 | 0 | 0 | 0 | 0 | 0 | 0 | 1 | 1 | 1 | 1 | 1 | 1 | N/A |  |  |  | N/A | N/A | N/A | N/A | N/A | N/A | N/A | 2 | 2 | 2 | 1 | 2 | 1 | 1 |  | 0
SCE Metro | Goodrich | 230 | Wind, Onshore |  |  | 0 | 0 | 0 | 0 | 0 | 0 | 0 | 0 | 0 | 1 | 1 | 1 | 1 | 1 | 1 | N/A |  |  |  | N/A | N/A | N/A | N/A | N/A | N/A | N/A | 1 | 1 | 3 | 1 | 2 | 1 | 1 |  | 0
PG&E KERN | Goose Lake | 115 | Wind, Onshore |  |  | 0 | 0 | 0 | 0 | 0 | 0 | 0 | 0 | 0 | 1 | 1 | 1 | 1 | 1 | 1 | N/A |  |  |  | N/A | N/A | N/A | N/A | N/A | N/A | N/A | 1 | 1 | 2 | 1 | 1 | 1 | 1 |  | 0
SCE Metro | Gould | 230 | Wind, Onshore |  |  | 0 | 0 | 0 | 0 | 0 | 0 | 0 | 0 | 0 | 1 | 1 | 1 | 1 | 1 | 1 | N/A |  |  |  | N/A | N/A | N/A | N/A | N/A | N/A | N/A | 1 | 1 | 4 | 1 | 2 | 1 | 1 |  | 0
PG&E NGBA | Grand Island | 115 | Wind, Onshore |  |  | 0 | 0 | 0 | 0 | 0 | 0 | 0 | 0 | 0 | 5 | 2 | 1 | 1 | 1 | 1 | N/A |  |  |  | N/A | N/A | N/A | N/A | N/A | N/A | N/A | 2 | 1 | 4 | 2 | 2 | 1 | 1 |  | 0
SDGE | Granite | 69 | Wind, Onshore |  |  | 0 | 0 | 0 | 0 | 0 | 0 | 0 | 0 | 0 | 1 | 1 | 1 | 1 | 1 | 1 | [11 empty] | 2 | 1 | 2 | 2 | 2 | 1 | 1 |  | 0
PG&E GBA | Grant | 115 | Wind, Onshore |  |  | 0 | 0 | 0 | 0 | 0 | 0 | 0 | 0 | 0 | 5 | 2 | 1 | 1 | 1 | 1 | [11 empty] | 2 | 1 | 2 | 1 | 2 | 1 | 1 |  | 0
PG&E GBA | Green Valley | 115 | Wind, Onshore |  |  | 0 | 0 | 0 | 0 | 0 | 0 | 0 | 0 | 0 | 1 | 1 | 1 | 1 | 1 | 1 | [11 empty] | 2 | 2 | 3 | 2 | 2 | 1 | 1 |  | 0
PG&E NGBA | Greenleaf 1 | 115 | Wind, Onshore |  |  | 0 | 0 | 0 | 0 | 0 | 0 | 0 | 0 | 0 | 5 | 2 | 1 | 1 | 1 | 1 | [11 empty] | 2 | 2 | 1 | 1 | 3 | 1 | 1 |  | 0
PG&E FRESNO | Gregg | 230 | Wind, Onshore |  |  | 0 | 0 | 0 | 0 | 0 | 0 | 0 | 0 | 0 | 5 | 2 | 1 | 1 | 1 | 1 | 1 |  |  |  | 1 | 1 | 1 | 1 | 1 | 1 | 1 | 1 | 1 | 3 | 2 | 1 | 1 | 5 | Less wind in profile and no CI | 1
PG&E FRESNO | Grimmway-Malaga | 115 | Wind, Onshore |  |  | 0 | 0 | 0 | 0 | 0 | 0 | 0 | 0 | 0 | 5 | 2 | 1 | 1 | 1 | 1 | N/A |  |  |  | N/A | N/A | N/A | N/A | N/A | N/A | N/A | 1 | 1 | 2 | 1 | 1 | 1 | 1 |  | 0
PG&E NGBA | Grizzly | 230 | Wind, Onshore |  |  | 0 | 0 | 0 | 0 | 0 | 0 | 0 | 0 | 0 | 5 | 2 | 1 | 1 | 2 | 1 | 0 |  |  |  | 0 | 0 | 0 | 0 | 0 | 0 | 0 | 2 | 2 | 4 | 1 | 3 | 1 | 1 |  | 0
PG&E FRESNO | Guernsey | 70 | Wind, Onshore |  |  | 0 | 0 | 0 | 0 | 0 | 0 | 0 | 0 | 0 | 5 | 2 | 4 | 2 | 1 | 1 | [11 empty] | 1 | 1 | 3 | 2 | 1 | 1 | 1 |  | 0
PG&E FRESNO | GWF Hanford | 115 | Wind, Onshore |  |  | 0 | 0 | 0 | 0 | 0 | 0 | 0 | 0 | 0 | 5 | 2 | 1 | 1 | 1 | 1 | N/A |  |  |  | N/A | N/A | N/A | N/A | N/A | N/A | N/A | 2 | 1 | 2 | 1 | 1 | 1 | 1 |  | 0
PG&E FRESNO | Haas | 230 | Wind, Onshore |  |  | 0 | 0 | 0 | 0 | 0 | 0 | 0 | 0 | 0 | 5 | 2 | 1 | 1 | 1 | 1 | [11 empty] | 1 | 1 | 4 | 2 | 3 | 1 | 1 |  | 0
PG&E FRESNO | Hammonds | 115 | Wind, Onshore |  |  | 0 | 0 | 0 | 0 | 0 | 0 | 0 | 0 | 0 | 1 | 1 | 1 | 1 | 1 | 1 | [11 empty] | 1 | 1 | 2 | 2 | 1 | 1 | 1 |  | 0
SCE Metro | HarborGen | 230 | Wind, Onshore |  |  | 0 | 0 | 0 | 0 | 0 | 0 | 0 | 0 | 0 | 1 | 1 | 1 | 1 | 1 | 1 | N/A |  |  |  | N/A | N/A | N/A | N/A | N/A | N/A | N/A | 1 | 1 | 2 | 1 | 1 | 1 | 1 |  | 0
PG&E NGBA | Harris | 60 | Wind, Onshore |  |  | 0 | 0 | 0 | 0 | 0 | 0 | 0 | 0 | 0 | 5 | 2 | 1 | 1 | 1 | 1 | [11 empty] | 2 | 2 | 2 | 2 | 3 | 1 | 1 |  | 0
EOP | Harry Allen | 500 | Wind, Onshore |  |  | 0 | 0 | 0 | 0 | 0 | 0 | 0 | 0 | 0 | 1 | 1 | 1 | 1 | 1 | 1 | N/A |  |  |  | N/A | N/A | N/A | N/A | N/A | N/A | N/A | 2 | 2 | 4 | 1 | 3 | 1 | 1 |  | 0
PG&E NGBA | Hartley | 60 | Wind, Onshore |  |  | 0 | 0 | 0 | 0 | 0 | 0 | 0 | 0 | 0 | 5 | 2 | 1 | 1 | 1 | 1 | 0 |  |  |  | 0 | 0 | 0 | 0 | 0 | 0 | 0 | 2 | 2 | 4 | 2 | 3 | 1 | 1 |  | 0
SCE NOL | Harvard | 115 | Wind, Onshore |  |  | 0 | 0 | 0 | 0 | 0 | 0 | 0 | 0 | 0 | 3 | 3 | 1 | 1 | 1 | 1 | [11 empty] | 2 | 1 | 4 | 1 | 1 | 1 | 1 |  | 0
SDGE | Hassayampa | 500 | Wind, Onshore |  |  | 0 | 0 | 0 | 0 | 0 | 0 | 0 | 0 | 0 | 1 | 1 | 1 | 1 | 1 | 1 | N/A |  |  |  | N/A | N/A | N/A | N/A | N/A | N/A | N/A | 2 | 1 | 4 | 2 | 3 | 1 | 1 |  | 0
PG&E FRESNO | Helm | 230 | Wind, Onshore |  |  | 0 | 0 | 0 | 0 | 0 | 0 | 0 | 0 | 0 | 5 | 2 | 1 | 1 | 1 | 1 | N/A |  |  |  | N/A | N/A | N/A | N/A | N/A | N/A | N/A | 1 | 1 | 2 | 2 | 1 | 1 | 1 |  | 0
PG&E FRESNO | Helm | 70 | Wind, Onshore |  |  | 0 | 0 | 0 | 0 | 0 | 0 | 0 | 0 | 0 | 1 | 1 | 1 | 1 | 1 | 1 | N/A |  |  |  | N/A | N/A | N/A | N/A | N/A | N/A | N/A | 1 | 1 | 2 | 2 | 1 | 1 | 1 |  | 0
PG&E FRESNO | Henrietta | 115 | Wind, Onshore |  |  | 0 | 0 | 0 | 0 | 0 | 0 | 0 | 0 | 0 | 1 | 1 | 1 | 1 | 1 | 1 | N/A |  |  |  | N/A | N/A | N/A | N/A | N/A | N/A | N/A | 1 | 1 | 1 | 2 | 1 | 1 | 1 |  | 0
PG&E FRESNO | Henrietta | 230 | Wind, Onshore |  |  | 0 | 0 | 0 | 0 | 0 | 0 | 0 | 0 | 0 | 1 | 1 | 1 | 1 | 1 | 1 | N/A |  |  |  | N/A | N/A | N/A | N/A | N/A | N/A | N/A | 1 | 1 | 1 | 2 | 1 | 1 | 1 |  | 0
PG&E FRESNO | Henrietta | 70 | Wind, Onshore |  |  | 0 | 0 | 0 | 0 | 0 | 0 | 0 | 0 | 0 | 5 | 2 | 4 | 2 | 1 | 1 | N/A |  |  |  | N/A | N/A | N/A | N/A | N/A | N/A | N/A | 1 | 1 | 1 | 2 | 1 | 1 | 1 |  | 0
PG&E FRESNO | Herndon | 115 | Wind, Onshore |  |  | 0 | 0 | 0 | 0 | 0 | 0 | 0 | 0 | 0 | 5 | 2 | 1 | 1 | 1 | 1 | [11 empty] | 1 | 1 | 3 | 2 | 1 | 1 | 1 |  | 0
PG&E FRESNO | Herndon | 230 | Wind, Onshore |  |  | 0 | 0 | 0 | 0 | 0 | 0 | 0 | 0 | 0 | 5 | 2 | 1 | 1 | 1 | 1 | [11 empty] | 1 | 1 | 3 | 2 | 1 | 1 | 1 |  | 0
PG&E GBA | Hicks | 230 | Wind, Onshore |  |  | 0 | 0 | 0 | 0 | 0 | 0 | 0 | 0 | 0 | 1 | 1 | 1 | 1 | 1 | 1 | N/A |  |  |  | N/A | N/A | N/A | N/A | N/A | N/A | N/A | 2 | 1 | 4 | 2 | 2 | 1 | 1 |  | 0
PG&E NGBA | Higgins | 115 | Wind, Onshore |  |  | 0 | 0 | 0 | 0 | 0 | 0 | 0 | 0 | 0 | 5 | 2 | 1 | 1 | 1 | 1 | N/A |  |  |  | N/A | N/A | N/A | N/A | N/A | N/A | N/A | 2 | 1 | 4 | 1 | 3 | 1 | 1 |  | 0
PG&E NGBA | Hilltop | 345 | Wind, Onshore | YES | Northern CA Wind Mapped to NVE area | 0 | 0 | 0 | 0 | 0 | 0 | 0 | 0 | 0 | 5 | 2 | 1 | 1 | 3 | 1 | 1 |  |  |  | 2 | 2 | 1 | 1 | 2 | 3 | 1 | 2 | 2 | 4 | 1 | 3 | 1 | 1 |  | 0
SCE Metro | Hinson | 230 | Wind, Onshore |  |  | 0 | 0 | 0 | 0 | 0 | 0 | 0 | 0 | 0 | 1 | 1 | 1 | 1 | 1 | 1 | N/A |  |  |  | N/A | N/A | N/A | N/A | N/A | N/A | N/A | 1 | 1 | 2 | 1 | 1 | 1 | 1 |  | 0
PG&E GBA | Hollister | 115 | Wind, Onshore |  |  | 0 | 0 | 0 | 0 | 0 | 0 | 0 | 0 | 0 | 1 | 1 | 1 | 1 | 1 | 1 | N/A |  |  |  | N/A | N/A | N/A | N/A | N/A | N/A | N/A | 2 | 2 | 4 | 2 | 3 | 1 | 1 |  | 0
PG&E NGBA | Homestake | 115 | Wind, Onshore |  |  | 0 | 0 | 0 | 0 | 0 | 0 | 0 | 0 | 0 | 5 | 2 | 1 | 1 | 1 | 1 | [11 empty] | 2 | 1 | 4 | 2 | 3 | 1 | 1 |  | 0
PG&E NGBA | Honcut | 115 | Wind, Onshore |  |  | 0 | 0 | 0 | 0 | 0 | 0 | 0 | 0 | 0 | 5 | 2 | 1 | 1 | 1 | 1 | N/A |  |  |  | N/A | N/A | N/A | N/A | N/A | N/A | N/A | 2 | 1 | 4 | 2 | 3 | 1 | 1 |  | 0
SDGE | Hoodoo Wash | 500 | Wind, Onshore |  |  | 0 | 0 | 0 | 0 | 0 | 0 | 0 | 0 | 0 | 1 | 1 | 1 | 1 | 1 | 1 | N/A |  |  |  | N/A | N/A | N/A | N/A | N/A | N/A | N/A | 2 | 2 | 4 | 2 | 3 | 1 | 1 |  | 0
PG&E NGBA | Hopland | 115 | Wind, Onshore |  |  | 0 | 0 | 0 | 0 | 0 | 0 | 0 | 0 | 0 | 5 | 2 | 1 | 1 | 1 | 1 | N/A |  |  |  | N/A | N/A | N/A | N/A | N/A | N/A | N/A | 2 | 2 | 4 | 2 | 3 | 1 | 1 |  | 0
PG&E NGBA | Hopland | 60 | Wind, Onshore |  |  | 0 | 0 | 0 | 0 | 0 | 0 | 0 | 0 | 0 | 5 | 2 | 1 | 1 | 1 | 1 | N/A |  |  |  | N/A | N/A | N/A | N/A | N/A | N/A | N/A | 2 | 2 | 4 | 2 | 3 | 1 | 1 |  | 0
PG&E NGBA | Humboldt | 115 | Wind, Onshore |  |  | 0 | 0 | 0 | 0 | 0 | 0 | 0 | 0 | 0 | 5 | 2 | 1 | 1 | 1 | 1 | N/A |  |  |  | N/A | N/A | N/A | N/A | N/A | N/A | N/A | 2 | 2 | 3 | 2 | 3 | 1 | 1 |  | 0
PG&E NGBA | Humboldt | 60 | Wind, Onshore |  |  | 0 | 0 | 0 | 0 | 0 | 0 | 0 | 0 | 0 | 5 | 2 | 1 | 1 | 1 | 1 | N/A |  |  |  | N/A | N/A | N/A | N/A | N/A | N/A | N/A | 2 | 2 | 3 | 2 | 3 | 1 | 1 |  | 0
PG&E NGBA | Humboldt | 500 | Wind, Onshore |  |  | 0 | 0 | 0 | 0 | 0 | 0 | 0 | 0 | 0 | 5 | 4 | 5 | 4 | 1 | 1 | N/A |  |  |  | N/A | N/A | N/A | N/A | N/A | N/A | N/A | 2 | 2 | 3 | 2 | 3 | 1 | 1 |  | 0
SCE Metro | Huntington Beach | 230 | Wind, Onshore |  |  | 0 | 0 | 0 | 0 | 0 | 0 | 0 | 0 | 0 | 1 | 1 | 1 | 1 | 1 | 1 | N/A |  |  |  | N/A | N/A | N/A | N/A | N/A | N/A | N/A | 1 | 1 | 1 | 1 | 2 | 1 | 1 |  | 0
PG&E NGBA | Ignacio | 115 | Wind, Onshore |  |  | 0 | 0 | 0 | 0 | 0 | 0 | 0 | 0 | 0 | 5 | 2 | 1 | 1 | 1 | 1 | N/A |  |  |  | N/A | N/A | N/A | N/A | N/A | N/A | N/A | 2 | 1 | 4 | 1 | 3 | 1 | 1 |  | 0
PG&E NGBA | Ignacio | 230 | Wind, Onshore |  |  | 0 | 0 | 0 | 0 | 0 | 0 | 0 | 0 | 0 | 5 | 2 | 1 | 1 | 1 | 1 | N/A |  |  |  | N/A | N/A | N/A | N/A | N/A | N/A | N/A | 2 | 1 | 4 | 1 | 3 | 1 | 1 |  | 0
PG&E NGBA | Ignacio | 60 | Wind, Onshore |  |  | 0 | 0 | 0 | 0 | 0 | 0 | 0 | 0 | 0 | 5 | 2 | 1 | 1 | 1 | 1 | N/A |  |  |  | N/A | N/A | N/A | N/A | N/A | N/A | N/A | 2 | 1 | 4 | 1 | 3 | 1 | 1 |  | 0
SDGE | Imperial Beach | 69 | Wind, Onshore |  |  | 0 | 0 | 0 | 0 | 0 | 0 | 0 | 0 | 0 | 1 | 1 | 1 | 1 | 1 | 1 | [11 empty] | 2 | 1 | 3 | 1 | 2 | 1 | 1 |  | 0
SDGE | Imperial Valley | 230 | Wind, Onshore |  |  | 0 | 0 | 0 | 0 | 0 | 0 | 0 | 0 | 0 | 1 | 1 | 1 | 1 | 1 | 1 | N/A |  |  |  | N/A | N/A | N/A | N/A | N/A | N/A | N/A | 1 | 1 | 2 | 2 | 1 | 1 | 1 |  | 0
SDGE | Imperial Valley | 500 | Wind, Onshore |  |  | 0 | 0 | 0 | 0 | 0 | 0 | 0 | 0 | 0 | 1 | 1 | 1 | 1 | 1 | 1 | N/A |  |  |  | N/A | N/A | N/A | N/A | N/A | N/A | N/A | 1 | 1 | 2 | 2 | 1 | 1 | 1 |  | 0
EOP | Innovation | 138 | Wind, Onshore |  |  | 0 | 0 | 0 | 0 | 0 | 0 | 0 | 0 | 0 | 1 | 1 | 1 | 1 | 1 | 1 | N/A |  |  |  | N/A | N/A | N/A | N/A | N/A | N/A | N/A | 2 | 2 | 4 | 1 | 3 | 1 | 1 |  | 0
EOP | Innovation | 230 | Wind, Onshore |  |  | 0 | 0 | 0 | 0 | 0 | 0 | 0 | 0 | 0 | 1 | 1 | 1 | 1 | 1 | 1 | N/A |  |  |  | N/A | N/A | N/A | N/A | N/A | N/A | N/A | 2 | 2 | 4 | 1 | 3 | 1 | 1 |  | 0
SCE NOL | Inyokern | 115 | Wind, Onshore |  |  | 0 | 0 | 0 | 0 | 0 | 0 | 0 | 0 | 0 | 3 | 3 | 1 | 1 | 1 | 1 | N/A |  |  |  | N/A | N/A | N/A | N/A | N/A | N/A | N/A | 2 | 2 | 4 | 1 | 3 | 1 | 1 |  | 0
EOP | IS Tap | 138 | Wind, Onshore |  |  | 0 | 0 | 0 | 0 | 0 | 0 | 0 | 0 | 0 | 1 | 1 | 1 | 1 | 1 | 1 | [11 empty] | 2 | 2 | 4 | 1 | 3 | 1 | 1 |  | 0
EOP | Ivanpah | 115 | Wind, Onshore |  |  | 0 | 0 | 0 | 0 | 0 | 0 | 0 | 0 | 0 | 1 | 1 | 1 | 1 | 1 | 1 | N/A |  |  |  | N/A | N/A | N/A | N/A | N/A | N/A | N/A | 2 | 2 | 4 | 1 | 1 | 1 | 1 |  | 0
EOP | Ivanpah | 230 | Wind, Onshore |  |  | 0 | 0 | 0 | 0 | 0 | 0 | 0 | 0 | 0 | 1 | 1 | 1 | 1 | 1 | 1 | N/A |  |  |  | N/A | N/A | N/A | N/A | N/A | N/A | N/A | 2 | 2 | 4 | 1 | 1 | 1 | 1 |  | 0
EOP | Jackass (DOE) | 138 | Wind, Onshore |  |  | 0 | 0 | 0 | 0 | 0 | 0 | 0 | 0 | 0 | 1 | 1 | 1 | 1 | 1 | 1 | [11 empty] | 2 | 2 | 4 | 1 | 3 | 1 | 1 |  | 0
PG&E NGBA | James B Black | 230 | Wind, Onshore |  |  | 0 | 0 | 0 | 0 | 0 | 0 | 0 | 0 | 0 | 5 | 2 | 1 | 1 | 1 | 1 | [11 empty] | 2 | 2 | 4 | 2 | 3 | 1 | 1 |  | 0
PG&E GBA | Jefferson | 230 | Wind, Onshore |  |  | 0 | 0 | 0 | 0 | 0 | 0 | 0 | 0 | 0 | 1 | 1 | 1 | 1 | 1 | 1 | [11 empty] | 2 | 1 | 3 | 1 | 2 | 1 | 1 |  | 0
PG&E NGBA | Jessup | 115 | Wind, Onshore |  |  | 0 | 0 | 0 | 0 | 0 | 0 | 0 | 0 | 0 | 5 | 2 | 1 | 1 | 1 | 1 | N/A |  |  |  | N/A | N/A | N/A | N/A | N/A | N/A | N/A | 2 | 2 | 3 | 2 | 3 | 1 | 1 |  | 0
SCE Metro | Johanna | 230 | Wind, Onshore |  |  | 0 | 0 | 0 | 0 | 0 | 0 | 0 | 0 | 0 | 1 | 1 | 1 | 1 | 1 | 1 | N/A |  |  |  | N/A | N/A | N/A | N/A | N/A | N/A | N/A | 1 | 1 | 2 | 1 | 1 | 1 | 1 |  | 0
SCE Eastern | Julian Hinds | 230 | Wind, Onshore |  |  | 0 | 0 | 0 | 0 | 0 | 0 | 0 | 0 | 0 | 5 | 5 | 3 | 3 | 3 | 1 | 1 |  |  |  | 1 | 1 | 1 | 1 | 1 | 1 | 1 | 2 | 1 | 4 | 1 | 3 | 1 | 1 |  | 0
PG&E GBA | Kasson | 115 | Wind, Onshore |  |  | 0 | 0 | 0 | 0 | 0 | 0 | 0 | 0 | 0 | 5 | 2 | 1 | 1 | 1 | 1 | [11 empty] | 1 | 1 | 4 | 2 | 1 | 1 | 1 |  | 0
PG&E GBA | Kasson | 60 | Wind, Onshore |  |  | 0 | 0 | 0 | 0 | 0 | 0 | 0 | 0 | 0 | 5 | 2 | 1 | 1 | 1 | 1 | [11 empty] | 1 | 1 | 4 | 2 | 1 | 1 | 1 |  | 0
PG&E FRESNO | Kearney | 230 | Wind, Onshore |  |  | 0 | 0 | 0 | 0 | 0 | 0 | 0 | 0 | 0 | 5 | 2 | 1 | 1 | 1 | 1 | N/A |  |  |  | N/A | N/A | N/A | N/A | N/A | N/A | N/A | 1 | 1 | 3 | 2 | 1 | 1 | 1 |  | 0
PG&E FRESNO | Kearney | 70 | Wind, Onshore |  |  | 0 | 0 | 0 | 0 | 0 | 0 | 0 | 0 | 0 | 5 | 2 | 1 | 1 | 1 | 1 | N/A |  |  |  | N/A | N/A | N/A | N/A | N/A | N/A | N/A | 1 | 1 | 3 | 2 | 1 | 1 | 1 |  | 0
PG&E GBA | Kelso | 230 | Wind, Onshore |  |  | 80.8 | 3.45 | 84.25 | 0 | 0 | 0 | 80.8 | 3.45 | 84.25 | 5 | 2 | 1 | 1 | 1 | 2 | 2 |  |  |  | 2 | 2 | 1 | 1 | 2 | 1 | 1 | 2 | 1 | 2 | 1 | 2 | 1 | 4 | Reduced to align with CI and limited res potential in area | 1
PG&E FRESNO | Kerchoff 1 | 115 | Wind, Onshore |  |  | 0 | 0 | 0 | 0 | 0 | 0 | 0 | 0 | 0 | 5 | 2 | 1 | 1 | 1 | 1 | [11 empty] | 1 | 1 | 4 | 2 | 3 | 1 | 1 |  | 0
PG&E KERN | Kern Oil | 115 | Wind, Onshore |  |  | 0 | 0 | 0 | 0 | 0 | 0 | 0 | 0 | 0 | 5 | 2 | 4 | 2 | 1 | 1 | N/A |  |  |  | N/A | N/A | N/A | N/A | N/A | N/A | N/A | 1 | 1 | 1 | 1 | 1 | 1 | 1 |  | 0
PG&E KERN | Kern PP | 115 | Wind, Onshore |  |  | 0 | 0 | 0 | 0 | 0 | 0 | 0 | 0 | 0 | 5 | 2 | 4 | 2 | 1 | 1 | N/A |  |  |  | N/A | N/A | N/A | N/A | N/A | N/A | N/A | 1 | 1 | 2 | 1 | 2 | 1 | 1 |  | 0
PG&E KERN | Kern PP | 230 | Wind, Onshore |  |  | 0 | 0 | 0 | 0 | 0 | 0 | 0 | 0 | 0 | 5 | 2 | 4 | 2 | 1 | 1 | N/A |  |  |  | N/A | N/A | N/A | N/A | N/A | N/A | N/A | 1 | 1 | 2 | 1 | 2 | 1 | 1 |  | 0
PG&E KERN | Kern PP | 70 | Wind, Onshore |  |  | 0 | 0 | 0 | 0 | 0 | 0 | 0 | 0 | 0 | 1 | 1 | 1 | 1 | 1 | 1 | N/A |  |  |  | N/A | N/A | N/A | N/A | N/A | N/A | N/A | 1 | 1 | 2 | 1 | 2 | 1 | 1 |  | 0
PG&E KERN | Kernridge | 115 | Wind, Onshore |  |  | 0 | 0 | 0 | 0 | 0 | 0 | 0 | 0 | 0 | 5 | 2 | 4 | 2 | 1 | 1 | N/A |  |  |  | N/A | N/A | N/A | N/A | N/A | N/A | N/A | 1 | 1 | 1 | 1 | 1 | 1 | 1 |  | 0
PG&E FRESNO | Kingsburg | 115 | Wind, Onshore |  |  | 0 | 0 | 0 | 0 | 0 | 0 | 0 | 0 | 0 | 5 | 2 | 4 | 2 | 1 | 1 | N/A |  |  |  | N/A | N/A | N/A | N/A | N/A | N/A | N/A | 1 | 1 | 2 | 2 | 1 | 1 | 1 |  | 0
PG&E GBA | Kirker | 115 | Wind, Onshore |  |  | 0 | 0 | 0 | 0 | 0 | 0 | 0 | 0 | 0 | 5 | 2 | 1 | 1 | 1 | 1 | N/A |  |  |  | N/A | N/A | N/A | N/A | N/A | N/A | N/A | 2 | 1 | 3 | 1 | 1 | 1 | 1 |  | 0
PG&E NGBA | Knights Landing | 115 | Wind, Onshore |  |  | 0 | 0 | 0 | 0 | 0 | 0 | 0 | 0 | 0 | 5 | 2 | 1 | 1 | 1 | 1 | [11 empty] | 2 | 1 | 4 | 2 | 3 | 1 | 1 |  | 0
PG&E NGBA | Konocti | 60 | Wind, Onshore |  |  | 0 | 0 | 0 | 0 | 0 | 0 | 0 | 0 | 0 | 5 | 2 | 1 | 1 | 1 | 1 | [11 empty] | 2 | 2 | 4 | 2 | 3 | 1 | 1 |  | 0
SCE NOL | Kramer | 115 | Wind, Onshore |  |  | 0 | 0 | 0 | 0 | 0 | 0 | 0 | 0 | 0 | 3 | 3 | 1 | 1 | 1 | 1 | N/A |  |  |  | N/A | N/A | N/A | N/A | N/A | N/A | N/A | 2 | 1 | 4 | 1 | 3 | 1 | 1 |  | 0
SCE NOL | Kramer | 230 | Wind, Onshore |  |  | 0 | 0 | 0 | 0 | 0 | 0 | 0 | 0 | 0 | 3 | 3 | 1 | 1 | 1 | 1 | N/A |  |  |  | N/A | N/A | N/A | N/A | N/A | N/A | N/A | 2 | 1 | 4 | 1 | 3 | 1 | 1 |  | 0
SCE Metro | La Cienega | 230 | Wind, Onshore |  |  | 0 | 0 | 0 | 0 | 0 | 0 | 0 | 0 | 0 | 1 | 1 | 1 | 1 | 1 | 1 | N/A |  |  |  | N/A | N/A | N/A | N/A | N/A | N/A | N/A | 1 | 1 | 2 | 1 | 2 | 1 | 1 |  | 0
SCE Metro | La Fresa | 230 | Wind, Onshore |  |  | 0 | 0 | 0 | 0 | 0 | 0 | 0 | 0 | 0 | 1 | 1 | 1 | 1 | 1 | 1 | N/A |  |  |  | N/A | N/A | N/A | N/A | N/A | N/A | N/A | 1 | 1 | 2 | 1 | 2 | 1 | 1 |  | 0
SCE Metro | Laguna Bell | 230 | Wind, Onshore |  |  | 0 | 0 | 0 | 0 | 0 | 0 | 0 | 0 | 0 | 1 | 1 | 1 | 1 | 1 | 1 | N/A |  |  |  | N/A | N/A | N/A | N/A | N/A | N/A | N/A | 1 | 1 | 2 | 1 | 1 | 1 | 1 |  | 0
PG&E KERN | Lakeview | 70 | Wind, Onshore |  |  | 0 | 0 | 0 | 0 | 0 | 0 | 0 | 0 | 0 | 5 | 2 | 4 | 2 | 1 | 1 | [11 empty] | 1 | 1 | 4 | 1 | 1 | 1 | 1 |  | 0
PG&E NGBA | Lakeville | 230 | Wind, Onshore |  |  | 0 | 0 | 0 | 0 | 0 | 0 | 0 | 0 | 0 | 5 | 2 | 1 | 1 | 1 | 1 | N/A |  |  |  | N/A | N/A | N/A | N/A | N/A | N/A | N/A | 2 | 1 | 4 | 2 | 3 | 1 | 1 |  | 0
PG&E NGBA | Lakeville | 60 | Wind, Onshore |  |  | 0 | 0 | 0 | 0 | 0 | 0 | 0 | 0 | 0 | 5 | 2 | 1 | 1 | 1 | 1 | N/A |  |  |  | N/A | N/A | N/A | N/A | N/A | N/A | N/A | 2 | 1 | 4 | 2 | 3 | 1 | 1 |  | 0
PG&E NGBA | Lakeville | 115 | Wind, Onshore |  |  | 0 | 0 | 0 | 0 | 0 | 0 | 0 | 0 | 0 | 5 | 2 | 1 | 1 | 1 | 1 | N/A |  |  |  | N/A | N/A | N/A | N/A | N/A | N/A | N/A | 2 | 1 | 4 | 2 | 3 | 1 | 1 |  | 0
PG&E GBA | Lakewood | 115 | Wind, Onshore |  |  | 0 | 0 | 0 | 0 | 0 | 0 | 0 | 0 | 0 | 5 | 2 | 1 | 1 | 1 | 1 | [11 empty] | 2 | 1 | 3 | 1 | 2 | 1 | 1 |  | 0
PG&E NGBA | Lambie | 230 | Wind, Onshore |  |  | 0 | 0 | 0 | 0 | 0 | 0 | 0 | 0 | 0 | 5 | 2 | 1 | 1 | 1 | 1 | [11 empty] | 2 | 1 | 1 | 1 | 1 | 1 | 1 |  | 0
PG&E GBA | Lammers | 115 | Wind, Onshore |  |  | 0 | 0 | 0 | 0 | 0 | 0 | 0 | 0 | 0 | 5 | 2 | 1 | 1 | 1 | 1 | [11 empty] | 1 | 1 | 1 | 2 | 2 | 1 | 1 |  | 0
PG&E KERN | Lamont | 115 | Wind, Onshore |  |  | 0 | 0 | 0 | 0 | 0 | 0 | 0 | 0 | 0 | 5 | 2 | 4 | 2 | 1 | 1 | N/A |  |  |  | N/A | N/A | N/A | N/A | N/A | N/A | N/A | 1 | 1 | 2 | 1 | 1 | 1 | 1 |  | 0
PG&E FRESNO | Las Aguilas | 230 | Wind, Onshore |  |  | 0 | 0 | 0 | 0 | 0 | 0 | 0 | 0 | 0 | 1 | 1 | 1 | 1 | 1 | 1 | [11 empty] | 2 | 2 | 4 | 2 | 2 | 1 | 1 |  | 0
EOP | Lathrop | 138 | Wind, Onshore |  |  | 0 | 0 | 0 | 0 | 0 | 0 | 0 | 0 | 0 | 1 | 1 | 1 | 1 | 1 | 1 | N/A |  |  |  | N/A | N/A | N/A | N/A | N/A | N/A | N/A | 2 | 2 | 4 | 1 | 3 | 1 | 5 | Shifted to new 230 kV bus | 1
EOP | Lathrop | 230 | Wind, Onshore |  |  | 300 | 0 | 300 | 0 | 0 | 0 | 300 | 0 | 300 | 1 | 1 | 1 | 1 | 2 | 1 | 1 |  |  |  | N/A | N/A | N/A | N/A | N/A | N/A | N/A | 2 | 2 | 4 | 1 | 3 | 3- | 1 |  | 1
PG&E FRESNO | Le Grand | 115 | Wind, Onshore |  |  | 0 | 0 | 0 | 0 | 0 | 0 | 0 | 0 | 0 | 5 | 2 | 1 | 1 | 1 | 1 | N/A |  |  |  | N/A | N/A | N/A | N/A | N/A | N/A | N/A | 1 | 1 | 3 | 2 | 1 | 1 | 1 |  | 0
PG&E FRESNO | Lemoore | 70 | Wind, Onshore |  |  | 0 | 0 | 0 | 0 | 0 | 0 | 0 | 0 | 0 | 1 | 1 | 1 | 1 | 1 | 1 | N/A |  |  |  | N/A | N/A | N/A | N/A | N/A | N/A | N/A | 1 | 1 | 3 | 2 | 2 | 1 | 1 |  | 0
PG&E KERN | Lerdo | 115 | Wind, Onshore |  |  | 0 | 0 | 0 | 0 | 0 | 0 | 0 | 0 | 0 | 5 | 2 | 4 | 2 | 1 | 1 | N/A |  |  |  | N/A | N/A | N/A | N/A | N/A | N/A | N/A | 1 | 1 | 4 | 1 | 1 | 1 | 1 |  | 0
SCE Metro | Lewis | 230 | Wind, Onshore |  |  | 0 | 0 | 0 | 0 | 0 | 0 | 0 | 0 | 0 | 1 | 1 | 1 | 1 | 1 | 1 | N/A |  |  |  | N/A | N/A | N/A | N/A | N/A | N/A | N/A | 1 | 1 | 3 | 1 | 2 | 1 | 1 |  | 0
SCE Metro | Lighthipe | 230 | Wind, Onshore |  |  | 0 | 0 | 0 | 0 | 0 | 0 | 0 | 0 | 0 | 1 | 1 | 1 | 1 | 1 | 1 | N/A |  |  |  | N/A | N/A | N/A | N/A | N/A | N/A | N/A | 1 | 1 | 2 | 1 | 1 | 1 | 1 |  | 0
SDGE | Lilac | 69 | Wind, Onshore |  |  | 0 | 0 | 0 | 0 | 0 | 0 | 0 | 0 | 0 | 1 | 1 | 1 | 1 | 1 | 1 | [11 empty] | 2 | 1 | 3 | 1 | 3 | 1 | 1 |  | 0
PG&E NGBA | Lincoln | 115 | Wind, Onshore |  |  | 0 | 0 | 0 | 0 | 0 | 0 | 0 | 0 | 0 | 5 | 2 | 1 | 1 | 1 | 1 | [11 empty] | 2 | 1 | 3 | 2 | 3 | 1 | 1 |  | 0
PG&E KERN | Live Oak | 115 | Wind, Onshore |  |  | 0 | 0 | 0 | 0 | 0 | 0 | 0 | 0 | 0 | 5 | 2 | 4 | 2 | 1 | 1 | [11 empty] | 1 | 1 | 1 | 1 | 1 | 1 | 1 |  | 0
PG&E GBA | Llagas | 115 | Wind, Onshore |  |  | 0 | 0 | 0 | 0 | 0 | 0 | 0 | 0 | 0 | 1 | 1 | 1 | 1 | 1 | 1 | N/A |  |  |  | N/A | N/A | N/A | N/A | N/A | N/A | N/A | 2 | 1 | 2 | 2 | 1 | 1 | 1 |  | 0
PG&E GBA | Lockeford | 115 | Wind, Onshore |  |  | 0 | 0 | 0 | 0 | 0 | 0 | 0 | 0 | 0 | 5 | 2 | 1 | 1 | 1 | 1 | N/A |  |  |  | N/A | N/A | N/A | N/A | N/A | N/A | N/A | 1 | 1 | 4 | 2 | 2 | 1 | 1 |  | 0
PG&E GBA | Lockeford | 230 | Wind, Onshore |  |  | 0 | 0 | 0 | 0 | 0 | 0 | 0 | 0 | 0 | 5 | 2 | 1 | 1 | 1 | 1 | N/A |  |  |  | N/A | N/A | N/A | N/A | N/A | N/A | N/A | 1 | 1 | 4 | 2 | 2 | 1 | 1 |  | 0
PG&E GBA | Lockeford | 60 | Wind, Onshore |  |  | 0 | 0 | 0 | 0 | 0 | 0 | 0 | 0 | 0 | 5 | 2 | 1 | 1 | 1 | 1 | N/A |  |  |  | N/A | N/A | N/A | N/A | N/A | N/A | N/A | 1 | 1 | 4 | 2 | 2 | 1 | 1 |  | 0
PG&E GBA | Lodi | 230 | Wind, Onshore |  |  | 0 | 0 | 0 | 0 | 0 | 0 | 0 | 0 | 0 | 5 | 2 | 1 | 1 | 1 | 1 | [11 empty] | 1 | 1 | 1 | 2 | 1 | 1 | 1 |  | 0
PG&E NGBA | Logan Creek | 230 | Wind, Onshore |  |  | 0 | 0 | 0 | 0 | 0 | 0 | 0 | 0 | 0 | 5 | 2 | 1 | 1 | 1 | 1 | N/A |  |  |  | N/A | N/A | N/A | N/A | N/A | N/A | N/A | 2 | 2 | 4 | 1 | 2 | 1 | 1 |  | 0
PG&E GBA | Lone Tree | 230 | Wind, Onshore |  |  | 0 | 0 | 0 | 0 | 0 | 0 | 0 | 0 | 0 | 5 | 2 | 1 | 1 | 1 | 1 | N/A |  |  |  | N/A | N/A | N/A | N/A | N/A | N/A | N/A | 2 | 1 | 3 | 1 | 2 | 1 | 1 |  | 0
PG&E FRESNO | Los Banos | 230 | Wind, Onshore |  |  | 170.5 | 0 | 170.5 | 60.5 | 0 | 60.5 | 110 | 0 | 110 | 1 | 1 | 1 | 1 | 2 | 2 | 2 |  |  |  | 1 | 3 | 1 | 1 | 3 | 1 | 1 | 1 | 1 | 4 | 2 | 1 | 5- | 1 |  | 1
PG&E FRESNO | Los Banos | 500 | Wind, Onshore |  |  | 0 | 0 | 0 | 0 | 0 | 0 | 0 | 0 | 0 | 1 | 1 | 1 | 1 | 1 | 1 | N/A |  |  |  | N/A | N/A | N/A | N/A | N/A | N/A | N/A | 1 | 1 | 4 | 2 | 1 | 1 | 1 |  | 0
SDGE | Los Coches | 138 | Wind, Onshore |  |  | 0 | 0 | 0 | 0 | 0 | 0 | 0 | 0 | 0 | 5 | 5 | 1 | 1 | 1 | 1 | [11 empty] | 2 | 2 | 4 | 2 | 3 | 1 | 1 |  | 0
SDGE | Los Coches | 69 | Wind, Onshore |  |  | 0 | 0 | 0 | 0 | 0 | 0 | 0 | 0 | 0 | 1 | 1 | 1 | 1 | 1 | 1 | [11 empty] | 2 | 2 | 4 | 2 | 3 | 1 | 1 |  | 0
PG&E GBA | Los Esteros | 115 | Wind, Onshore |  |  | 0 | 0 | 0 | 0 | 0 | 0 | 0 | 0 | 0 | 1 | 1 | 1 | 1 | 1 | 1 | N/A |  |  |  | N/A | N/A | N/A | N/A | N/A | N/A | N/A | 2 | 1 | 1 | 2 | 1 | 1 | 1 |  | 0
PG&E GBA | Los Esteros | 230 | Wind, Onshore |  |  | 0 | 0 | 0 | 0 | 0 | 0 | 0 | 0 | 0 | 1 | 1 | 1 | 1 | 1 | 1 | N/A |  |  |  | N/A | N/A | N/A | N/A | N/A | N/A | N/A | 2 | 1 | 1 | 2 | 1 | 1 | 1 |  | 0
PG&E GBA | Los Positas | 230 | Wind, Onshore |  |  | 0 | 0 | 0 | 0 | 0 | 0 | 0 | 0 | 0 | 5 | 2 | 1 | 1 | 1 | 1 | [11 empty] | 2 | 1 | 3 | 1 | 3 | 1 | 1 |  | 0
PG&E GBA | Los Positas | 60 | Wind, Onshore |  |  | 0 | 0 | 0 | 0 | 0 | 0 | 0 | 0 | 0 | 5 | 2 | 1 | 1 | 1 | 1 | [11 empty] | 2 | 1 | 3 | 1 | 3 | 1 | 1 |  | 0
SDGE | Loveland | 69 | Wind, Onshore |  |  | 0 | 0 | 0 | 0 | 0 | 0 | 0 | 0 | 0 | 1 | 1 | 1 | 1 | 1 | 1 | [11 empty] | 2 | 1 | 3 | 1 | 3 | 1 | 1 |  | 0
SCE NOL | Lugo | 230 | Wind, Onshore |  |  | 0 | 0 | 0 | 0 | 0 | 0 | 0 | 0 | 0 | 1 | 1 | 1 | 1 | 1 | 1 | N/A |  |  |  | N/A | N/A | N/A | N/A | N/A | N/A | N/A | 2 | 1 | 4 | 1 | 2 | 1 | 1 |  | 0
SCE Metro | Lugo | 500 | Wind, Onshore |  |  | 0 | 0 | 0 | 0 | 0 | 0 | 0 | 0 | 0 | 1 | 1 | 1 | 1 | 3 | 1 | 0 |  |  |  | N/A | N/A | N/A | N/A | N/A | N/A | N/A | 2 | 1 | 4 | 1 | 2 | 1 | 1 |  | 0
PG&E FRESNO | Madera | 70 | Wind, Onshore |  |  | 0 | 0 | 0 | 0 | 0 | 0 | 0 | 0 | 0 | 5 | 2 | 1 | 1 | 1 | 1 | [11 empty] | 1 | 1 | 4 | 2 | 1 | 1 | 1 |  | 0
PG&E NGBA | Madison | 115 | Wind, Onshore |  |  | 0 | 0 | 0 | 0 | 0 | 0 | 0 | 0 | 0 | 5 | 2 | 1 | 1 | 3 | 1 | 1 |  |  |  | 2 | 2 | 1 | 1 | 3 | 1 | 1 | 2 | 1 | 4 | 2 | 3 | 1 | 1 |  | 0
PG&E KERN | Magunden | 115 | Wind, Onshore |  |  | 0 | 0 | 0 | 0 | 0 | 0 | 0 | 0 | 0 | 5 | 2 | 4 | 2 | 1 | 1 | N/A |  |  |  | N/A | N/A | N/A | N/A | N/A | N/A | N/A | 1 | 1 | 2 | 1 | 1 | 1 | 1 |  | 0
SCE Northern | Magunden | 230 | Wind, Onshore |  |  | 0 | 0 | 0 | 0 | 0 | 0 | 0 | 0 | 0 | 1 | 1 | 1 | 1 | 1 | 1 | N/A |  |  |  | N/A | N/A | N/A | N/A | N/A | N/A | N/A | 1 | 1 | 2 | 1 | 1 | 1 | 1 |  | 0
PG&E FRESNO | Malaga | 115 | Wind, Onshore |  |  | 0 | 0 | 0 | 0 | 0 | 0 | 0 | 0 | 0 | 5 | 2 | 4 | 2 | 1 | 1 | N/A |  |  |  | N/A | N/A | N/A | N/A | N/A | N/A | N/A | 1 | 1 | 1 | 2 | 1 | 1 | 1 |  | 0
PG&E NGBA | Malin | 500 | Wind, Onshore |  |  | 0 | 0 | 0 | 0 | 0 | 0 | 0 | 0 | 0 | 5 | 2 | 1 | 1 | 1 | 1 | [11 empty] | 2 | 2 | 4 | 2 | 3 | 1 | 1 |  | 0
SCE Northern | Mandalay | 230 | Wind, Onshore |  |  | 0 | 0 | 0 | 0 | 0 | 0 | 0 | 0 | 0 | 1 | 1 | 1 | 1 | 1 | 1 | N/A |  |  |  | N/A | N/A | N/A | N/A | N/A | N/A | N/A | 2 | 1 | 2 | 1 | 1 | 1 | 1 |  | 0
PG&E FRESNO | Manning | 230 | Wind, Onshore |  |  | 0 | 0 | 0 | 0 | 0 | 0 | 0 | 0 | 0 | 1 | 1 | 1 | 1 | 1 | 1 | [11 empty] | 1 | 1 | 2 | 2 | 1 | 1 | 1 |  | 0
PG&E FRESNO | Manning | 500 | Wind, Onshore |  |  | 0 | 0 | 0 | 0 | 0 | 0 | 0 | 0 | 0 | 1 | 1 | 1 | 1 | 1 | 1 | [11 empty] | 1 | 1 | 2 | 2 | 1 | 1 | 1 |  | 0
PG&E GBA | Manteca | 115 | Wind, Onshore |  |  | 0 | 0 | 0 | 0 | 0 | 0 | 0 | 0 | 0 | 5 | 2 | 4 | 2 | 1 | 1 | [11 empty] | 1 | 1 | 2 | 2 | 2 | 1 | 1 |  | 0
SDGE | Margarita | 138 | Wind, Onshore |  |  | 0 | 0 | 0 | 0 | 0 | 0 | 0 | 0 | 0 | 1 | 1 | 1 | 1 | 1 | 1 | N/A |  |  |  | N/A | N/A | N/A | N/A | N/A | N/A | N/A | 1 | 1 | 2 | 1 | 3 | 1 | 1 |  | 0
PG&E GBA | Martin | 230 | Wind, Onshore |  |  | 0 | 0 | 0 | 0 | 0 | 0 | 0 | 0 | 0 | 5 | 2 | 1 | 1 | 1 | 1 | N/A |  |  |  | N/A | N/A | N/A | N/A | N/A | N/A | N/A | 2 | 1 | 3 | 1 | 2 | 1 | 1 |  | 0
PG&E GBA | Martin | 115 | Wind, Onshore |  |  | 0 | 0 | 0 | 0 | 0 | 0 | 0 | 0 | 0 | 1 | 1 | 1 | 1 | 1 | 1 | N/A |  |  |  | N/A | N/A | N/A | N/A | N/A | N/A | N/A | 2 | 1 | 3 | 1 | 2 | 1 | 1 |  | 0
PG&E GBA | Martinez | 115 | Wind, Onshore |  |  | 0 | 0 | 0 | 0 | 0 | 0 | 0 | 0 | 0 | 5 | 2 | 1 | 1 | 1 | 1 | N/A |  |  |  | N/A | N/A | N/A | N/A | N/A | N/A | N/A | 2 | 1 | 1 | 1 | 1 | 1 | 1 |  | 0
PG&E FRESNO | Mc Mullin | 230 | Wind, Onshore |  |  | 0 | 0 | 0 | 0 | 0 | 0 | 0 | 0 | 0 | 5 | 2 | 1 | 1 | 1 | 1 | N/A |  |  |  | N/A | N/A | N/A | N/A | N/A | N/A | N/A | 1 | 1 | 3 | 2 | 1 | 1 | 1 |  | 0
PG&E FRESNO | McCall | 115 | Wind, Onshore |  |  | 0 | 0 | 0 | 0 | 0 | 0 | 0 | 0 | 0 | 5 | 2 | 1 | 1 | 1 | 1 | N/A |  |  |  | N/A | N/A | N/A | N/A | N/A | N/A | N/A | 1 | 1 | 3 | 2 | 1 | 1 | 1 |  | 0
PG&E FRESNO | McCall | 230 | Wind, Onshore |  |  | 0 | 0 | 0 | 0 | 0 | 0 | 0 | 0 | 0 | 5 | 2 | 1 | 1 | 1 | 1 | N/A |  |  |  | N/A | N/A | N/A | N/A | N/A | N/A | N/A | 1 | 1 | 3 | 2 | 1 | 1 | 1 |  | 0
PG&E GBA | Meadow Lane | 115 | Wind, Onshore |  |  | 0 | 0 | 0 | 0 | 0 | 0 | 0 | 0 | 0 | 5 | 2 | 1 | 1 | 1 | 1 | [11 empty] | 2 | 1 | 2 | 1 | 1 | 1 | 1 |  | 0
PG&E GBA | Melones | 115 | Wind, Onshore |  |  | 0 | 0 | 0 | 0 | 0 | 0 | 0 | 0 | 0 | 5 | 2 | 1 | 1 | 1 | 1 | N/A |  |  |  | N/A | N/A | N/A | N/A | N/A | N/A | N/A | 2 | 1 | 4 | 1 | 3 | 1 | 1 |  | 0
PG&E GBA | Melones | 230 | Wind, Onshore |  |  | 0 | 0 | 0 | 0 | 0 | 0 | 0 | 0 | 0 | 5 | 2 | 1 | 1 | 1 | 1 | N/A |  |  |  | N/A | N/A | N/A | N/A | N/A | N/A | N/A | 2 | 1 | 4 | 1 | 3 | 1 | 1 |  | 0
SDGE | Melrose | 69 | Wind, Onshore |  |  | 0 | 0 | 0 | 0 | 0 | 0 | 0 | 0 | 0 | 1 | 1 | 1 | 1 | 1 | 1 | [11 empty] | 2 | 1 | 3 | 1 | 3 | 1 | 1 |  | 0
PG&E NGBA | Mendocino | 115 | Wind, Onshore |  |  | 0 | 0 | 0 | 0 | 0 | 0 | 0 | 0 | 0 | 5 | 2 | 1 | 1 | 1 | 1 | N/A |  |  |  | N/A | N/A | N/A | N/A | N/A | N/A | N/A | 2 | 2 | 4 | 2 | 3 | 1 | 1 |  | 0
PG&E NGBA | Mendocino | 60 | Wind, Onshore |  |  | 0 | 0 | 0 | 0 | 0 | 0 | 0 | 0 | 0 | 5 | 2 | 1 | 1 | 1 | 1 | N/A |  |  |  | N/A | N/A | N/A | N/A | N/A | N/A | N/A | 2 | 2 | 4 | 2 | 3 | 1 | 1 |  | 0
PG&E FRESNO | Mendota | 115 | Wind, Onshore |  |  | 0 | 0 | 0 | 0 | 0 | 0 | 0 | 0 | 0 | 5 | 2 | 1 | 1 | 1 | 1 | N/A |  |  |  | N/A | N/A | N/A | N/A | N/A | N/A | N/A | 1 | 1 | 3 | 2 | 1 | 1 | 1 |  | 0
PG&E GBA | Menlo | 60 | Wind, Onshore |  |  | 0 | 0 | 0 | 0 | 0 | 0 | 0 | 0 | 0 | 5 | 2 | 1 | 1 | 1 | 1 | [11 empty] | 2 | 1 | 3 | 1 | 2 | 1 | 1 |  | 0
PG&E FRESNO | Merced | 115 | Wind, Onshore |  |  | 0 | 0 | 0 | 0 | 0 | 0 | 0 | 0 | 0 | 5 | 2 | 1 | 1 | 1 | 1 | N/A |  |  |  | N/A | N/A | N/A | N/A | N/A | N/A | N/A | 1 | 1 | 4 | 2 | 1 | 1 | 1 |  | 0
EOP | Mercury | 138 | Wind, Onshore |  |  | 0 | 0 | 0 | 0 | 0 | 0 | 0 | 0 | 0 | 1 | 1 | 1 | 1 | 1 | 1 | N/A |  |  |  | N/A | N/A | N/A | N/A | N/A | N/A | N/A | 2 | 2 | 4 | 1 | 3 | 1 | 1 |  | 0
PG&E FRESNO | Mercy Springs | 70 | Wind, Onshore |  |  | 0 | 0 | 0 | 0 | 0 | 0 | 0 | 0 | 0 | 1 | 1 | 1 | 1 | 1 | 1 | [11 empty] | 1 | 1 | 4 | 2 | 1 | 1 | 1 |  | 0
PG&E NGBA | Meridian | 60 | Wind, Onshore |  |  | 0 | 0 | 0 | 0 | 0 | 0 | 0 | 0 | 0 | 5 | 2 | 1 | 1 | 1 | 1 | [11 empty] | 2 | 2 | 4 | 1 | 3 | 1 | 1 |  | 0
PG&E KERN | Mesa (PGE) | 115 | Wind, Onshore |  |  | 0 | 0 | 0 | 0 | 0 | 0 | 0 | 0 | 0 | 1 | 1 | 1 | 1 | 1 | 1 | N/A |  |  |  | N/A | N/A | N/A | N/A | N/A | N/A | N/A | 2 | 2 | 3 | 2 | 2 | 1 | 1 |  | 0
PG&E KERN | Mesa (PGE) | 230 | Wind, Onshore |  |  | 0 | 0 | 0 | 0 | 0 | 0 | 0 | 0 | 0 | 5 | 2 | 4 | 2 | 1 | 1 | N/A |  |  |  | N/A | N/A | N/A | N/A | N/A | N/A | N/A | 2 | 2 | 3 | 2 | 2 | 1 | 1 |  | 0
SCE Metro | Mesa (SCE) | 230 | Wind, Onshore |  |  | 0 | 0 | 0 | 0 | 0 | 0 | 0 | 0 | 0 | 1 | 1 | 1 | 1 | 1 | 1 | N/A |  |  |  | N/A | N/A | N/A | N/A | N/A | N/A | N/A | 1 | 1 | 3 | 1 | 2 | 1 | 1 |  | 0
SCE Metro | Mesa (SCE) | 500 | Wind, Onshore |  |  | 0 | 0 | 0 | 0 | 0 | 0 | 0 | 0 | 0 | 1 | 1 | 1 | 1 | 1 | 1 | N/A |  |  |  | N/A | N/A | N/A | N/A | N/A | N/A | N/A | 1 | 1 | 3 | 1 | 2 | 1 | 1 |  | 0
SDGE | Mesa Heights | 69 | Wind, Onshore |  |  | 0 | 0 | 0 | 0 | 0 | 0 | 0 | 0 | 0 | 1 | 1 | 1 | 1 | 1 | 1 | [11 empty] | 2 | 1 | 2 | 1 | 3 | 1 | 1 |  | 0
PG&E GBA | Metcalf | 115 | Wind, Onshore |  |  | 0 | 0 | 0 | 0 | 0 | 0 | 0 | 0 | 0 | 1 | 1 | 1 | 1 | 1 | 1 | N/A |  |  |  | N/A | N/A | N/A | N/A | N/A | N/A | N/A | 2 | 1 | 1 | 2 | 3 | 1 | 1 |  | 0
PG&E GBA | Metcalf | 230 | Wind, Onshore |  |  | 0 | 0 | 0 | 0 | 0 | 0 | 0 | 0 | 0 | 1 | 1 | 1 | 1 | 1 | 1 | N/A |  |  |  | N/A | N/A | N/A | N/A | N/A | N/A | N/A | 2 | 1 | 1 | 2 | 3 | 1 | 1 |  | 0
PG&E GBA | Metcalf | 500 | Wind, Onshore |  |  | 0 | 0 | 0 | 0 | 0 | 0 | 0 | 0 | 0 | 1 | 1 | 1 | 1 | 1 | 1 | N/A |  |  |  | N/A | N/A | N/A | N/A | N/A | N/A | N/A | 2 | 1 | 1 | 2 | 3 | 1+ | 1 |  | 1
PG&E KERN | Midway | 115 | Wind, Onshore |  |  | 0 | 0 | 0 | 0 | 0 | 0 | 0 | 0 | 0 | 5 | 2 | 4 | 2 | 3 | 1 | 1 |  |  |  | 1 | 1 | 1 | 1 | 1 | 1 | 1 | 1 | 1 | 3 | 1 | 1 | 1 | 1 |  | 0
PG&E KERN | Midway | 230 | Wind, Onshore |  |  | 0 | 0 | 0 | 0 | 0 | 0 | 0 | 0 | 0 | 5 | 2 | 4 | 2 | 1 | 1 | N/A |  |  |  | N/A | N/A | N/A | N/A | N/A | N/A | N/A | 1 | 1 | 3 | 1 | 1 | 1 | 1 |  | 0
PG&E KERN | Midway | 500 | Wind, Onshore |  |  | 0 | 0 | 0 | 0 | 0 | 0 | 0 | 0 | 0 | 5 | 2 | 4 | 2 | 1 | 1 | N/A |  |  |  | N/A | N/A | N/A | N/A | N/A | N/A | N/A | 1 | 1 | 3 | 1 | 1 | 1 | 1 |  | 0
SDGE | Miguel | 230 | Wind, Onshore |  |  | 0 | 0 | 0 | 0 | 0 | 0 | 0 | 0 | 0 | 1 | 1 | 1 | 1 | 1 | 1 | N/A |  |  |  | N/A | N/A | N/A | N/A | N/A | N/A | N/A | 2 | 1 | 3 | 1 | 2 | 1 | 1 |  | 0
SDGE | Miguel | 500 | Wind, Onshore |  |  | 0 | 0 | 0 | 0 | 0 | 0 | 0 | 0 | 0 | 1 | 1 | 1 | 1 | 1 | 1 | N/A |  |  |  | N/A | N/A | N/A | N/A | N/A | N/A | N/A | 2 | 1 | 3 | 1 | 2 | 1 | 1 |  | 0
SDGE | Miguel | 69 | Wind, Onshore |  |  | 0 | 0 | 0 | 0 | 0 | 0 | 0 | 0 | 0 | 1 | 1 | 1 | 1 | 1 | 1 | N/A |  |  |  | N/A | N/A | N/A | N/A | N/A | N/A | N/A | 2 | 1 | 3 | 1 | 2 | 1 | 1 |  | 0
PG&E GBA | Millbrae | 115 | Wind, Onshore |  |  | 0 | 0 | 0 | 0 | 0 | 0 | 0 | 0 | 0 | 1 | 1 | 1 | 1 | 1 | 1 | [11 empty] | 2 | 1 | 3 | 1 | 2 | 1 | 1 |  | 0
PG&E GBA | Miller | 115 | Wind, Onshore |  |  | 0 | 0 | 0 | 0 | 0 | 0 | 0 | 0 | 0 | 5 | 2 | 1 | 1 | 1 | 1 | N/A |  |  |  | N/A | N/A | N/A | N/A | N/A | N/A | N/A | 1 | 1 | 4 | 2 | 1 | 1 | 1 |  | 0
SCE Metro | Mira Loma | 230 | Wind, Onshore |  |  | 0 | 0 | 0 | 0 | 0 | 0 | 0 | 0 | 0 | 1 | 1 | 1 | 1 | 1 | 1 | N/A |  |  |  | N/A | N/A | N/A | N/A | N/A | N/A | N/A | 1 | 1 | 1 | 1 | 1 | 1 | 1 |  | 0
SCE Metro | Mira Loma | 500 | Wind, Onshore |  |  | 0 | 0 | 0 | 0 | 0 | 0 | 0 | 0 | 0 | 1 | 1 | 1 | 1 | 1 | 1 | N/A |  |  |  | N/A | N/A | N/A | N/A | N/A | N/A | N/A | 1 | 1 | 1 | 1 | 1 | 1 | 1 |  | 0
SCE Eastern | Mirage | 115 | Wind, Onshore |  |  | 0 | 0 | 0 | 0 | 0 | 0 | 0 | 0 | 0 | 5 | 5 | 3 | 3 | 1 | 1 | N/A |  |  |  | N/A | N/A | N/A | N/A | N/A | N/A | N/A | 2 | 1 | 3 | 1 | 3 | 1 | 1 |  | 0
SCE Eastern | Mirage | 230 | Wind, Onshore |  |  | 0 | 0 | 0 | 0 | 0 | 0 | 0 | 0 | 0 | 5 | 5 | 3 | 3 | 1 | 1 | N/A |  |  |  | N/A | N/A | N/A | N/A | N/A | N/A | N/A | 2 | 1 | 3 | 1 | 3 | 1 | 1 |  | 0
SDGE | Mission | 138 | Wind, Onshore |  |  | 0 | 0 | 0 | 0 | 0 | 0 | 0 | 0 | 0 | 1 | 1 | 1 | 1 | 1 | 1 | N/A |  |  |  | N/A | N/A | N/A | N/A | N/A | N/A | N/A | 2 | 1 | 2 | 1 | 2 | 1 | 1 |  | 0
SDGE | Mission | 230 | Wind, Onshore |  |  | 0 | 0 | 0 | 0 | 0 | 0 | 0 | 0 | 0 | 1 | 1 | 1 | 1 | 1 | 1 | N/A |  |  |  | N/A | N/A | N/A | N/A | N/A | N/A | N/A | 2 | 1 | 2 | 1 | 2 | 1 | 1 |  | 0
SDGE | Mission | 69 | Wind, Onshore |  |  | 0 | 0 | 0 | 0 | 0 | 0 | 0 | 0 | 0 | 1 | 1 | 1 | 1 | 1 | 1 | N/A |  |  |  | N/A | N/A | N/A | N/A | N/A | N/A | N/A | 2 | 1 | 2 | 1 | 2 | 1 | 1 |  | 0
PG&E GBA | Mi-Wuk | 115 | Wind, Onshore |  |  | 0 | 0 | 0 | 0 | 0 | 0 | 0 | 0 | 0 | 5 | 2 | 1 | 1 | 1 | 1 | [11 empty] | 2 | 1 | 4 | 1 | 3 | 1 | 1 |  | 0
EOP | Mohave | 500 | Wind, Onshore |  |  | 300 | 0 | 300 | 0 | 0 | 0 | 300 | 0 | 300 | 1 | 1 | 1 | 1 | 2 | 2 | 2 |  |  |  | N/A | N/A | N/A | N/A | N/A | N/A | N/A | 2 | 2 | 3 | 1 | 3 | 3- | 1 |  | 1
PG&E NGBA | Monroe | 115 | Wind, Onshore |  |  | 0 | 0 | 0 | 0 | 0 | 0 | 0 | 0 | 0 | 5 | 2 | 1 | 1 | 1 | 1 | [11 empty] | 2 | 1 | 3 | 2 | 2 | 1 | 1 |  | 0
SDGE | Monserate | 69 | Wind, Onshore |  |  | 0 | 0 | 0 | 0 | 0 | 0 | 0 | 0 | 0 | 1 | 1 | 1 | 1 | 1 | 1 | [11 empty] | 2 | 1 | 3 | 1 | 3 | 1 | 1 |  | 0
PG&E GBA | Monta Vista | 115 | Wind, Onshore |  |  | 0 | 0 | 0 | 0 | 0 | 0 | 0 | 0 | 0 | 1 | 1 | 1 | 1 | 1 | 1 | [11 empty] | 2 | 1 | 3 | 2 | 3 | 1 | 1 |  | 0
PG&E GBA | Monta Vista | 230 | Wind, Onshore |  |  | 0 | 0 | 0 | 0 | 0 | 0 | 0 | 0 | 0 | 1 | 1 | 1 | 1 | 1 | 1 | [11 empty] | 2 | 1 | 3 | 2 | 3 | 1 | 1 |  | 0
PG&E GBA | Monta Vista | 60 | Wind, Onshore |  |  | 0 | 0 | 0 | 0 | 0 | 0 | 0 | 0 | 0 | 1 | 1 | 1 | 1 | 1 | 1 | [11 empty] | 2 | 1 | 3 | 2 | 3 | 1 | 1 |  | 0
PG&E NGBA | Monticello | 115 | Wind, Onshore |  |  | 0 | 0 | 0 | 0 | 0 | 0 | 0 | 0 | 0 | 5 | 2 | 1 | 1 | 1 | 1 | [11 empty] | 2 | 1 | 4 | 2 | 3 | 1 | 1 |  | 0
SCE Northern | Moorpark | 230 | Wind, Onshore |  |  | 0 | 0 | 0 | 0 | 0 | 0 | 0 | 0 | 0 | 1 | 1 | 1 | 1 | 1 | 1 | N/A |  |  |  | N/A | N/A | N/A | N/A | N/A | N/A | N/A | 2 | 1 | 4 | 1 | 3 | 1 | 1 |  | 0
SCE Northern | Moorpark | 66 | Wind, Onshore |  |  | 0 | 0 | 0 | 0 | 0 | 0 | 0 | 0 | 0 | 1 | 1 | 1 | 1 | 1 | 1 | N/A |  |  |  | N/A | N/A | N/A | N/A | N/A | N/A | N/A | 2 | 1 | 4 | 1 | 3 | 1 | 1 |  | 0
PG&E GBA | Moraga | 115 | Wind, Onshore |  |  | 0 | 0 | 0 | 0 | 0 | 0 | 0 | 0 | 0 | 5 | 2 | 1 | 1 | 1 | 1 | [11 empty] | 2 | 1 | 3 | 1 | 3 | 1 | 1 |  | 0
PG&E GBA | Moraga | 230 | Wind, Onshore |  |  | 0 | 0 | 0 | 0 | 0 | 0 | 0 | 0 | 0 | 5 | 2 | 1 | 1 | 1 | 1 | [11 empty] | 2 | 1 | 3 | 1 | 3 | 1 | 1 |  | 0
PG&E GBA | Morgan Hill | 115 | Wind, Onshore |  |  | 0 | 0 | 0 | 0 | 0 | 0 | 0 | 0 | 0 | 1 | 1 | 1 | 1 | 1 | 1 | [11 empty] | 2 | 1 | 3 | 2 | 2 | 1 | 1 |  | 0
PG&E KERN | Morro Bay | 115 | Wind, Onshore |  |  | 0 | 0 | 0 | 0 | 0 | 0 | 0 | 0 | 0 | 1 | 1 | 1 | 1 | 1 | 1 | N/A |  |  |  | N/A | N/A | N/A | N/A | N/A | N/A | N/A | 2 | 2 | 2 | 2 | 3 | 1 | 1 |  | 0
PG&E KERN | Morro Bay | 230 | Wind, Onshore |  |  | 0 | 0 | 0 | 0 | 0 | 0 | 0 | 0 | 0 | 5 | 2 | 4 | 2 | 1 | 1 | N/A |  |  |  | N/A | N/A | N/A | N/A | N/A | N/A | N/A | 2 | 2 | 2 | 2 | 3 | 1 | 1 |  | 0
PG&E KERN | Morro Bay | 500 | Wind, Onshore |  |  | 0 | 0 | 0 | 0 | 0 | 0 | 0 | 0 | 0 | 5 | 2 | 4 | 2 | 1 | 1 | N/A |  |  |  | N/A | N/A | N/A | N/A | N/A | N/A | N/A | 2 | 2 | 2 | 2 | 3 | 1 | 1 |  | 0
PG&E GBA | Moss Landing | 115 | Wind, Onshore |  |  | 0 | 0 | 0 | 0 | 0 | 0 | 0 | 0 | 0 | 1 | 1 | 1 | 1 | 1 | 1 | N/A |  |  |  | N/A | N/A | N/A | N/A | N/A | N/A | N/A | 2 | 2 | 1 | 2 | 2 | 1 | 1 |  | 0
PG&E GBA | Moss Landing | 230 | Wind, Onshore |  |  | 0 | 0 | 0 | 0 | 0 | 0 | 0 | 0 | 0 | 1 | 1 | 1 | 1 | 3 | 1 | 1 |  |  |  | 2 | 1 | 1 | 1 | 1 | 1 | 1 | 2 | 2 | 1 | 2 | 2 | 1 | 1 |  | 0
PG&E GBA | Moss Landing | 500 | Wind, Onshore |  |  | 0 | 0 | 0 | 0 | 0 | 0 | 0 | 0 | 0 | 5 | 2 | 1 | 1 | 1 | 1 | N/A |  |  |  | N/A | N/A | N/A | N/A | N/A | N/A | N/A | 2 | 2 | 1 | 2 | 2 | 1 | 1 |  | 0
EOP | Mountain Pass | 115 | Wind, Onshore |  |  | 0 | 0 | 0 | 0 | 0 | 0 | 0 | 0 | 0 | 1 | 1 | 1 | 1 | 1 | 1 | [11 empty] | 2 | 2 | 4 | 1 | 1 | 1 | 1 |  | 0
PG&E GBA | Mountain View | 115 | Wind, Onshore |  |  | 0 | 0 | 0 | 0 | 0 | 0 | 0 | 0 | 0 | 1 | 1 | 1 | 1 | 1 | 1 | [11 empty] | 2 | 1 | 2 | 2 | 2 | 1 | 1 |  | 0
PG&E GBA | Mt Eden | 115 | Wind, Onshore |  |  | 0 | 0 | 0 | 0 | 0 | 0 | 0 | 0 | 0 | 5 | 2 | 1 | 1 | 1 | 1 | [11 empty] | 2 | 1 | 2 | 1 | 2 | 1 | 1 |  | 0
PG&E KERN | Mt Poso | 115 | Wind, Onshore |  |  | 0 | 0 | 0 | 0 | 0 | 0 | 0 | 0 | 0 | 1 | 1 | 1 | 1 | 1 | 1 | [11 empty] | 1 | 1 | 2 | 1 | 1 | 1 | 1 |  | 0
SDGE | Murray | 69 | Wind, Onshore |  |  | 0 | 0 | 0 | 0 | 0 | 0 | 0 | 0 | 0 | 1 | 1 | 1 | 1 | 1 | 1 | [11 empty] | 2 | 1 | 2 | 1 | 2 | 1 | 1 |  | 0
PG&E FRESNO | Mustang | 230 | Wind, Onshore |  |  | 0 | 0 | 0 | 0 | 0 | 0 | 0 | 0 | 0 | 5 | 2 | 4 | 2 | 1 | 1 | N/A |  |  |  | N/A | N/A | N/A | N/A | N/A | N/A | N/A | 1 | 1 | 1 | 2 | 1 | 1 | 1 |  | 0
SCE Northern | Neenach | 66 | Wind, Onshore |  |  | 0 | 0 | 0 | 0 | 0 | 0 | 0 | 0 | 0 | 1 | 1 | 1 | 1 | 1 | 1 | [11 empty] | 2 | 1 | 4 | 1 | 3 | 1 | 1 |  | 0
PG&E KERN | New Sub - Gates - Midway (Proposed) | 230 | Wind, Onshore |  |  | 0 | 0 | 0 | 0 | 0 | 0 | 0 | 0 | 0 | 5 | 2 | 4 | 2 | 1 | 1 | N/A |  |  |  | N/A | N/A | N/A | N/A | N/A | N/A | N/A | 1 | 1 | 4 | 2 | 1 | 1 | 1 |  | 0
PG&E KERN | New Sub - Gates - Templeton (Proposed) | 230 | Wind, Onshore |  |  | 0 | 0 | 0 | 0 | 0 | 0 | 0 | 0 | 0 | 5 | 2 | 4 | 2 | 1 | 1 | [11 empty] | 1 | 1 | 4 | 2 | 1 | 1 | 1 |  | 0
SCE NOL | New Sub - Kramer - Lugo (Proposed) | 230 | Wind, Onshore |  |  | 0 | 0 | 0 | 0 | 0 | 0 | 0 | 0 | 0 | 3 | 3 | 1 | 1 | 1 | 1 | [11 empty] | 2 | 1 | 2 | 1 | 1 | 1 | 1 |  | 0
PG&E FRESNO | New Sub - Los Banos - Midway (Proposed) | 500 | Wind, Onshore |  |  | 0 | 0 | 0 | 0 | 0 | 0 | 0 | 0 | 0 | 5 | 2 | 4 | 2 | 1 | 1 | [11 empty] | 1 | 1 | 4 | 2 | 1 | 1 | 1 |  | 0
SCE NOL | New Sub - Lugo - Pisgah (Proposed) | 230 | Wind, Onshore |  |  | 150 | 0 | 150 | 0 | 0 | 0 | 150 | 0 | 150 | 1 | 1 | 1 | 1 | 2 | 2 | 2 |  |  |  | 1 | 1 | 1 | 1 | 1 | 1 | 1 | 2 | 1 | 3 | 1 | 3 | 2- | 1 |  | 1
PG&E KERN | New Sub - Midway - Wheeler Ridge (Proposed) | 230 | Wind, Onshore |  |  | 0 | 0 | 0 | 0 | 0 | 0 | 0 | 0 | 0 | 5 | 2 | 4 | 2 | 1 | 1 | N/A |  |  |  | N/A | N/A | N/A | N/A | N/A | N/A | N/A | 1 | 1 | 3 | 1 | 1 | 1 | 1 |  | 0
PG&E NGBA | New Sub - Near existing Leavitt (PSREC) | 345 | Wind, Onshore | YES | Northern CA Wind Mapped to NVE area | 300 | 0 | 300 | 0 | 0 | 0 | 300 | 0 | 300 | 5 | 2 | 1 | 1 | 2 | 1 | 2 |  |  |  | 5 | 1 | 1 | 1 | 2 | 2 | 1 | 2 | 2 | 1 | 1 | 3 | 3- | 1 |  | 1
PG&E NGBA | New Sub - Near existing Madeline (NVE) | 345 | Wind, Onshore | YES | Northern CA Wind Mapped to NVE area | 631.1 | 0 | 631.1 | 0 | 0 | 0 | 631.1 | 0 | 631.1 | 5 | 2 | 1 | 1 | 2 | 1 | 4 |  |  |  | 5 | 1 | 1 | 1 | 1 | 3 | 1 | 2 | 2 | 4 | 1 | 3 | 3- | 1 |  | 1
SDGE | New Sub - North Gila - IV (Proposed) | 500 | Wind, Onshore |  |  | 0 | 0 | 0 | 0 | 0 | 0 | 0 | 0 | 0 | 1 | 1 | 1 | 1 | 1 | 1 | N/A |  |  |  | N/A | N/A | N/A | N/A | N/A | N/A | N/A | 2 | 1 | 4 | 2 | 2 | 1 | 1 |  | 0
PG&E NGBA | New Sub - Pit 1 - Cottonwood (Proposed) | 230 | Wind, Onshore |  |  | 200 | 6 | 206 | 0 | 0 | 0 | 200 | 6 | 206 | 5 | 5 | 3 | 3 | 2 | 1 | 2 |  |  |  | 5 | 2 | 1 | 1 | 2 | 3 | 1 | 2 | 2 | 4 | 2 | 3 | 1 | 1 |  | 1
PG&E GBA | New Sub - Rancho Seco - Bellota (Proposed) | 230 | Wind, Onshore |  |  | 0 | 0 | 0 | 0 | 0 | 0 | 0 | 0 | 0 | 5 | 2 | 1 | 1 | 1 | 1 | N/A |  |  |  | N/A | N/A | N/A | N/A | N/A | N/A | N/A | 1 | 1 | 4 | 2 | 3 | 1 | 1 |  | 0
SDGE | New Sub - Suncrest - Ocotillo (Proposed) | 500 | Wind, Onshore |  |  | 300 | 100 | 400 | 0 | 0 | 0 | 300 | 100 | 400 | 1 | 1 | 1 | 1 | 2 | 1 | 4 |  |  |  | 5 | 1 | 2 | 2 | 2 | 2 | 1 | 2 | 1 | 4 | 1 | 3 | 1 | 3 | Slight reduction in FCDS, switched to EODS | 1
PG&E FRESNO | New Sub - Westley - Quinto (Proposed) | 230 | Wind, Onshore |  |  | 0 | 0 | 0 | 0 | 0 | 0 | 0 | 0 | 0 | 1 | 1 | 1 | 1 | 1 | 1 | [11 empty] | 1 | 1 | 4 | 2 | 1 | 1 | 1 |  | 0
PG&E GBA | Newark | 115 | Wind, Onshore |  |  | 0 | 0 | 0 | 0 | 0 | 0 | 0 | 0 | 0 | 1 | 1 | 1 | 1 | 1 | 1 | N/A |  |  |  | N/A | N/A | N/A | N/A | N/A | N/A | N/A | 2 | 1 | 3 | 1 | 2 | 1 | 1 |  | 0
PG&E GBA | Newark | 230 | Wind, Onshore |  |  | 0 | 0 | 0 | 0 | 0 | 0 | 0 | 0 | 0 | 1 | 1 | 1 | 1 | 1 | 1 | N/A |  |  |  | N/A | N/A | N/A | N/A | N/A | N/A | N/A | 2 | 1 | 3 | 1 | 2 | 1 | 1 |  | 0
PG&E GBA | Newark | 60 | Wind, Onshore |  |  | 0 | 0 | 0 | 0 | 0 | 0 | 0 | 0 | 0 | 5 | 2 | 1 | 1 | 1 | 1 | N/A |  |  |  | N/A | N/A | N/A | N/A | N/A | N/A | N/A | 2 | 1 | 3 | 1 | 2 | 1 | 1 |  | 0
PG&E FRESNO | Newhall | 115 | Wind, Onshore |  |  | 0 | 0 | 0 | 0 | 0 | 0 | 0 | 0 | 0 | 5 | 2 | 1 | 1 | 1 | 1 | N/A |  |  |  | N/A | N/A | N/A | N/A | N/A | N/A | N/A | 1 | 1 | 4 | 2 | 1 | 1 | 1 |  | 0
PG&E KERN | Norco | 115 | Wind, Onshore |  |  | 0 | 0 | 0 | 0 | 0 | 0 | 0 | 0 | 0 | 5 | 2 | 4 | 2 | 2 | 1 | 1 |  |  |  | 1 | 1 | 1 | 1 | 1 | 1 | 1 | 1 | 1 | 3 | 1 | 1 | 1 | 1 |  | 0
PG&E GBA | Nortech | 115 | Wind, Onshore |  |  | 0 | 0 | 0 | 0 | 0 | 0 | 0 | 0 | 0 | 1 | 1 | 1 | 1 | 2 | 1 | 0 |  |  |  | 0 | 0 | 0 | 0 | 0 | 0 | 0 | 2 | 1 | 2 | 2 | 1 | 1 | 1 |  | 0
SDGE | North City Metering | 138 | Wind, Onshore |  |  | 0 | 0 | 0 | 0 | 0 | 0 | 0 | 0 | 0 | 1 | 1 | 1 | 1 | 2 | 1 | 0 |  |  |  | 0 | 0 | 0 | 0 | 0 | 0 | 0 | 2 | 1 | 2 | 1 | 3 | 1 | 1 |  | 0
PG&E GBA | North Dublin | 230 | Wind, Onshore |  |  | 0 | 0 | 0 | 0 | 0 | 0 | 0 | 0 | 0 | 5 | 2 | 1 | 1 | 1 | 1 | [11 empty] | 2 | 1 | 2 | 1 | 3 | 1 | 1 |  | 0
SDGE | North Gila | 500 | Wind, Onshore |  |  | 0 | 0 | 0 | 0 | 0 | 0 | 0 | 0 | 0 | 1 | 1 | 1 | 1 | 1 | 1 | N/A |  |  |  | N/A | N/A | N/A | N/A | N/A | N/A | N/A | 2 | 2 | 4 | 2 | 3 | 1 | 1 |  | 0
SCE Metro | North of SONGS | 230 | Wind, Onshore |  |  | 0 | 0 | 0 | 0 | 0 | 0 | 0 | 0 | 0 | 1 | 1 | 1 | 1 | 1 | 1 | [11 empty] | 2 | 1 | 3 | 1 | 3 | 1 | 1 |  | 0
SCE Metro | North of SONGS | 500 | Wind, Onshore |  |  | 0 | 0 | 0 | 0 | 0 | 0 | 0 | 0 | 0 | 1 | 1 | 1 | 1 | 1 | 1 | [11 empty] | 2 | 1 | 3 | 1 | 3 | 1 | 1 |  | 0
PG&E NGBA | Notre Dame | 115 | Wind, Onshore |  |  | 0 | 0 | 0 | 0 | 0 | 0 | 0 | 0 | 0 | 5 | 2 | 1 | 1 | 1 | 1 | [11 empty] | 2 | 1 | 4 | 2 | 2 | 1 | 1 |  | 0
PG&E GBA | Oakland C | 115 | Wind, Onshore |  |  | 0 | 0 | 0 | 0 | 0 | 0 | 0 | 0 | 0 | 5 | 2 | 1 | 1 | 1 | 1 | [11 empty] | 2 | 1 | 1 | 1 | 2 | 1 | 1 |  | 0
PG&E GBA | Oakland J | 115 | Wind, Onshore |  |  | 0 | 0 | 0 | 0 | 0 | 0 | 0 | 0 | 0 | 5 | 2 | 1 | 1 | 1 | 1 | 0 |  |  |  | 0 | 0 | 0 | 0 | 0 | 0 | 0 | 2 | 1 | 2 | 1 | 1 | 1 | 1 |  | 0
PG&E GBA | Oakland L | 115 | Wind, Onshore |  |  | 0 | 0 | 0 | 0 | 0 | 0 | 0 | 0 | 0 | 5 | 2 | 1 | 1 | 1 | 1 | [11 empty] | 2 | 1 | 2 | 1 | 1 | 1 | 1 |  | 0
PG&E GBA | Oakland X | 115 | Wind, Onshore |  |  | 0 | 0 | 0 | 0 | 0 | 0 | 0 | 0 | 0 | 5 | 2 | 1 | 1 | 1 | 1 | [11 empty] | 2 | 1 | 2 | 1 | 2 | 1 | 1 |  | 0
SDGE | Ocean Ranch | 69 | Wind, Onshore |  |  | 0 | 0 | 0 | 0 | 0 | 0 | 0 | 0 | 0 | 1 | 1 | 1 | 1 | 1 | 1 | [11 empty] | 2 | 1 | 4 | 1 | 3 | 1 | 1 |  | 0
PG&E KERN | Oceano | 115 | Wind, Onshore |  |  | 0 | 0 | 0 | 0 | 0 | 0 | 0 | 0 | 0 | 1 | 1 | 1 | 1 | 1 | 1 | N/A |  |  |  | N/A | N/A | N/A | N/A | N/A | N/A | N/A | 2 | 2 | 4 | 2 | 3 | 1 | 1 |  | 0
SDGE | Ocotillo Express | 500 | Wind, Onshore |  |  | 0 | 0 | 0 | 0 | 0 | 0 | 0 | 0 | 0 | 1 | 1 | 1 | 1 | 1 | 1 | N/A |  |  |  | N/A | N/A | N/A | N/A | N/A | N/A | N/A | 2 | 1 | 4 | 2 | 3 | 1 | 1 |  | 0
PG&E KERN | Old River | 70 | Wind, Onshore |  |  | 0 | 0 | 0 | 0 | 0 | 0 | 0 | 0 | 0 | 5 | 2 | 4 | 2 | 1 | 1 | [11 empty] | 1 | 1 | 4 | 1 | 2 | 1 | 1 |  | 0
SDGE | Old Town | 230 | Wind, Onshore |  |  | 0 | 0 | 0 | 0 | 0 | 0 | 0 | 0 | 0 | 1 | 1 | 1 | 1 | 1 | 1 | N/A |  |  |  | N/A | N/A | N/A | N/A | N/A | N/A | N/A | 2 | 1 | 3 | 1 | 2 | 1 | 1 |  | 0
SCE Metro | Olinda | 230 | Wind, Onshore |  |  | 0 | 0 | 0 | 0 | 0 | 0 | 0 | 0 | 0 | 1 | 1 | 1 | 1 | 1 | 1 | N/A |  |  |  | N/A | N/A | N/A | N/A | N/A | N/A | N/A | 1 | 1 | 2 | 1 | 2 | 1 | 1 |  | 0
PG&E FRESNO | Olive | 115 | Wind, Onshore |  |  | 0 | 0 | 0 | 0 | 0 | 0 | 0 | 0 | 0 | 5 | 2 | 4 | 2 | 1 | 1 | N/A |  |  |  | N/A | N/A | N/A | N/A | N/A | N/A | N/A | 1 | 1 | 4 | 1 | 1 | 1 | 1 |  | 0
PG&E NGBA | Olivehurst | 115 | Wind, Onshore |  |  | 0 | 0 | 0 | 0 | 0 | 0 | 0 | 0 | 0 | 5 | 2 | 1 | 1 | 1 | 1 | N/A |  |  |  | N/A | N/A | N/A | N/A | N/A | N/A | N/A | 2 | 2 | 2 | 1 | 2 | 1 | 1 |  | 0
PG&E NGBA | Oregon Trail | 60 | Wind, Onshore |  |  | 0 | 0 | 0 | 0 | 0 | 0 | 0 | 0 | 0 | 5 | 2 | 1 | 1 | 1 | 1 | [11 empty] | 2 | 2 | 3 | 2 | 3 | 1 | 1 |  | 0
SCE Northern | Ormond Beach | 230 | Wind, Onshore |  |  | 0 | 0 | 0 | 0 | 0 | 0 | 0 | 0 | 0 | 1 | 1 | 1 | 1 | 1 | 1 | [11 empty] | 2 | 1 | 1 | 1 | 1 | 1 | 1 |  | 0
PG&E FRESNO | Oro Loma | 115 | Wind, Onshore |  |  | 0 | 0 | 0 | 0 | 0 | 0 | 0 | 0 | 0 | 1 | 1 | 1 | 1 | 1 | 1 | N/A |  |  |  | N/A | N/A | N/A | N/A | N/A | N/A | N/A | 1 | 1 | 4 | 2 | 1 | 1 | 1 |  | 0
PG&E FRESNO | Oro Loma | 70 | Wind, Onshore |  |  | 0 | 0 | 0 | 0 | 0 | 0 | 0 | 0 | 0 | 1 | 1 | 1 | 1 | 1 | 1 | N/A |  |  |  | N/A | N/A | N/A | N/A | N/A | N/A | N/A | 1 | 1 | 4 | 2 | 1 | 1 | 1 |  | 0
PG&E FRESNO | Orosi | 70 | Wind, Onshore |  |  | 0 | 0 | 0 | 0 | 0 | 0 | 0 | 0 | 0 | 5 | 2 | 1 | 1 | 1 | 1 | [11 empty] | 1 | 1 | 4 | 1 | 1 | 1 | 1 |  | 0
SDGE | Otay | 69 | Wind, Onshore |  |  | 0 | 0 | 0 | 0 | 0 | 0 | 0 | 0 | 0 | 1 | 1 | 1 | 1 | 1 | 1 | [11 empty] | 2 | 1 | 1 | 1 | 1 | 1 | 1 |  | 0
SDGE | Otay Mesa | 230 | Wind, Onshore |  |  | 0 | 0 | 0 | 0 | 0 | 0 | 0 | 0 | 0 | 1 | 1 | 1 | 1 | 1 | 1 | N/A |  |  |  | N/A | N/A | N/A | N/A | N/A | N/A | N/A | 2 | 1 | 1 | 1 | 3 | 1 | 1 |  | 0
PG&E FRESNO | Padre Flats SW STA | 230 | Wind, Onshore |  |  | 0 | 0 | 0 | 0 | 0 | 0 | 0 | 0 | 0 | 1 | 1 | 1 | 1 | 1 | 1 | [11 empty] | 1 | 1 | 4 | 2 | 1 | 1 | 1 |  | 0
EOP | Pahrump | 138 | Wind, Onshore |  |  | 0 | 0 | 0 | 0 | 0 | 0 | 0 | 0 | 0 | 1 | 1 | 1 | 1 | 1 | 1 | N/A |  |  |  | N/A | N/A | N/A | N/A | N/A | N/A | N/A | 2 | 2 | 4 | 1 | 3 | 1 | 1 |  | 0
EOP | Pahrump | 230 | Wind, Onshore |  |  | 0 | 0 | 0 | 0 | 0 | 0 | 0 | 0 | 0 | 1 | 1 | 1 | 1 | 1 | 1 | N/A |  |  |  | N/A | N/A | N/A | N/A | N/A | N/A | N/A | 2 | 2 | 4 | 1 | 3 | 1 | 1 |  | 0
SDGE | Pala | 69 | Wind, Onshore |  |  | 0 | 0 | 0 | 0 | 0 | 0 | 0 | 0 | 0 | 1 | 1 | 1 | 1 | 1 | 1 | [11 empty] | 2 | 1 | 1 | 1 | 3 | 1 | 1 |  | 0
PG&E NGBA | Palermo | 115 | Wind, Onshore |  |  | 0 | 0 | 0 | 0 | 0 | 0 | 0 | 0 | 0 | 5 | 2 | 1 | 1 | 1 | 1 | N/A |  |  |  | N/A | N/A | N/A | N/A | N/A | N/A | N/A | 2 | 1 | 2 | 2 | 2 | 1 | 1 |  | 0
PG&E NGBA | Palermo | 230 | Wind, Onshore |  |  | 0 | 0 | 0 | 0 | 0 | 0 | 0 | 0 | 0 | 5 | 2 | 1 | 1 | 1 | 1 | N/A |  |  |  | N/A | N/A | N/A | N/A | N/A | N/A | N/A | 2 | 1 | 2 | 2 | 2 | 1 | 1 |  | 0
SCE Eastern | Palo Verde | 500 | Wind, Onshore |  |  | 0 | 0 | 0 | 0 | 0 | 0 | 0 | 0 | 0 | 1 | 1 | 1 | 1 | 1 | 1 | N/A |  |  |  | N/A | N/A | N/A | N/A | N/A | N/A | N/A | 2 | 1 | 4 | 2 | 3 | 1 | 1 |  | 0
SDGE | Palomar Energy | 230 | Wind, Onshore |  |  | 0 | 0 | 0 | 0 | 0 | 0 | 0 | 0 | 0 | 1 | 1 | 1 | 1 | 1 | 1 | N/A |  |  |  | N/A | N/A | N/A | N/A | N/A | N/A | N/A | 2 | 1 | 2 | 1 | 3 | 1 | 1 |  | 0
PG&E KERN | Panama | 70 | Wind, Onshore |  |  | 0 | 0 | 0 | 0 | 0 | 0 | 0 | 0 | 0 | 1 | 1 | 1 | 1 | 1 | 1 | [11 empty] | 1 | 1 | 4 | 1 | 1 | 1 | 1 |  | 0
PG&E FRESNO | Panoche | 115 | Wind, Onshore |  |  | 0 | 0 | 0 | 0 | 0 | 0 | 0 | 0 | 0 | 5 | 2 | 1 | 1 | 1 | 1 | N/A |  |  |  | N/A | N/A | N/A | N/A | N/A | N/A | N/A | 1 | 1 | 1 | 2 | 1 | 1 | 1 |  | 0
PG&E FRESNO | Panoche | 230 | Wind, Onshore |  |  | 0 | 0 | 0 | 0 | 0 | 0 | 0 | 0 | 0 | 1 | 1 | 1 | 1 | 1 | 1 | N/A |  |  |  | N/A | N/A | N/A | N/A | N/A | N/A | N/A | 1 | 1 | 1 | 2 | 1 | 1 | 1 |  | 0
SCE Northern | Pardee | 230 | Wind, Onshore |  |  | 0 | 0 | 0 | 0 | 0 | 0 | 0 | 0 | 0 | 1 | 1 | 1 | 1 | 1 | 1 | N/A |  |  |  | N/A | N/A | N/A | N/A | N/A | N/A | N/A | 1 | 1 | 3 | 1 | 3 | 1 | 1 |  | 0
PG&E NGBA | Parkway | 230 | Wind, Onshore |  |  | 0 | 0 | 0 | 0 | 0 | 0 | 0 | 0 | 0 | 5 | 2 | 1 | 1 | 1 | 1 | [11 empty] | 2 | 1 | 4 | 1 | 2 | 1 | 1 |  | 0
SCE Northern | Pastoria | 230 | Wind, Onshore |  |  | 0 | 0 | 0 | 0 | 0 | 0 | 0 | 0 | 0 | 1 | 1 | 1 | 1 | 1 | 1 | N/A |  |  |  | N/A | N/A | N/A | N/A | N/A | N/A | N/A | 1 | 1 | 2 | 1 | 3 | 1 | 1 |  | 0
SCE Metro | Pauda | 230 | Wind, Onshore |  |  | 0 | 0 | 0 | 0 | 0 | 0 | 0 | 0 | 0 | 1 | 1 | 1 | 1 | 1 | 1 | N/A |  |  |  | N/A | N/A | N/A | N/A | N/A | N/A | N/A | 1 | 1 | 2 | 1 | 2 | 1 | 1 |  | 0
PG&E GBA | Paul Sweet | 115 | Wind, Onshore |  |  | 0 | 0 | 0 | 0 | 0 | 0 | 0 | 0 | 0 | 1 | 1 | 1 | 1 | 1 | 1 | [11 empty] | 2 | 2 | 2 | 2 | 3 | 1 | 1 |  | 0
PG&E NGBA | Peabody | 230 | Wind, Onshore |  |  | 0 | 0 | 0 | 0 | 0 | 0 | 0 | 0 | 0 | 5 | 2 | 1 | 1 | 1 | 1 | N/A |  |  |  | N/A | N/A | N/A | N/A | N/A | N/A | N/A | 2 | 1 | 2 | 1 | 2 | 1 | 1 |  | 0
PG&E NGBA | Pease | 115 | Wind, Onshore |  |  | 0 | 0 | 0 | 0 | 0 | 0 | 0 | 0 | 0 | 5 | 2 | 1 | 1 | 1 | 1 | N/A |  |  |  | N/A | N/A | N/A | N/A | N/A | N/A | N/A | 2 | 2 | 2 | 1 | 2 | 1 | 1 |  | 0
PG&E NGBA | Pease | 60 | Wind, Onshore |  |  | 0 | 0 | 0 | 0 | 0 | 0 | 0 | 0 | 0 | 5 | 2 | 1 | 1 | 1 | 1 | N/A |  |  |  | N/A | N/A | N/A | N/A | N/A | N/A | N/A | 2 | 2 | 2 | 1 | 2 | 1 | 1 |  | 0
SDGE | Penasquitos | 138 | Wind, Onshore |  |  | 0 | 0 | 0 | 0 | 0 | 0 | 0 | 0 | 0 | 1 | 1 | 1 | 1 | 1 | 1 | 1 |  |  |  | 1 | 1 | 1 | 2 | 2 | 1 | 1 | 2 | 1 | 2 | 1 | 3 | 1 | 1 |  | 0
SDGE | Penasquitos | 230 | Wind, Onshore |  |  | 0 | 0 | 0 | 0 | 0 | 0 | 0 | 0 | 0 | 1 | 1 | 1 | 1 | 1 | 1 | N/A |  |  |  | N/A | N/A | N/A | N/A | N/A | N/A | N/A | 2 | 1 | 2 | 1 | 3 | 1 | 1 |  | 0
SDGE | Penasquitos | 69 | Wind, Onshore |  |  | 0 | 0 | 0 | 0 | 0 | 0 | 0 | 0 | 0 | 1 | 1 | 1 | 1 | 4 | 1 | 1 |  |  |  | 1 | 1 | 1 | 3 | 3 | 1 | 1 | 2 | 1 | 2 | 1 | 3 | 1 | 1 |  | 0
SDGE | Pendleton | 69 | Wind, Onshore |  |  | 0 | 0 | 0 | 0 | 0 | 0 | 0 | 0 | 0 | 1 | 1 | 1 | 1 | 1 | 1 | [11 empty] | 2 | 1 | 4 | 1 | 3 | 1 | 1 |  | 0
PG&E NGBA | Penngrove | 115 | Wind, Onshore |  |  | 0 | 0 | 0 | 0 | 0 | 0 | 0 | 0 | 0 | 5 | 2 | 1 | 1 | 1 | 1 | N/A |  |  |  | N/A | N/A | N/A | N/A | N/A | N/A | N/A | 2 | 1 | 3 | 2 | 2 | 1 | 1 |  | 0
PG&E GBA | Peoria | 115 | Wind, Onshore |  |  | 0 | 0 | 0 | 0 | 0 | 0 | 0 | 0 | 0 | 5 | 2 | 1 | 1 | 2 | 1 | 1 |  |  |  | 2 | 4 | 1 | 1 | 4 | 3 | 1 | 2 | 1 | 4 | 1 | 3 | 1 | 1 |  | 0
PG&E GBA | Piercy | 115 | Wind, Onshore |  |  | 0 | 0 | 0 | 0 | 0 | 0 | 0 | 0 | 0 | 1 | 1 | 1 | 1 | 1 | 1 | [11 empty] | 2 | 1 | 2 | 2 | 2 | 1 | 1 |  | 0
PG&E FRESNO | Pine Flat | 230 | Wind, Onshore |  |  | 0 | 0 | 0 | 0 | 0 | 0 | 0 | 0 | 0 | 5 | 2 | 1 | 1 | 1 | 1 | [11 empty] | 1 | 1 | 4 | 2 | 3 | 1 | 1 |  | 0
SCE NOL | Pisgah | 230 | Wind, Onshore |  |  | 0 | 0 | 0 | 0 | 0 | 0 | 0 | 0 | 0 | 1 | 1 | 1 | 1 | 1 | 1 | N/A |  |  |  | N/A | N/A | N/A | N/A | N/A | N/A | N/A | 2 | 1 | 4 | 1 | 1 | 1 | 1 |  | 0
PG&E NGBA | Pit 1 | 230 | Wind, Onshore |  |  | 0 | 0 | 0 | 0 | 0 | 0 | 0 | 0 | 0 | 5 | 5 | 3 | 3 | 1 | 1 | N/A |  |  |  | N/A | N/A | N/A | N/A | N/A | N/A | N/A | 2 | 2 | 4 | 2 | 3 | 1 | 1 |  | 0
PG&E NGBA | Pit 1 | 60 | Wind, Onshore |  |  | 0 | 0 | 0 | 0 | 0 | 0 | 0 | 0 | 0 | 5 | 5 | 3 | 3 | 1 | 1 | N/A |  |  |  | N/A | N/A | N/A | N/A | N/A | N/A | N/A | 2 | 2 | 4 | 2 | 3 | 1 | 1 |  | 0
PG&E NGBA | Pit 3 | 230 | Wind, Onshore |  |  | 0 | 0 | 0 | 0 | 0 | 0 | 0 | 0 | 0 | 5 | 5 | 3 | 3 | 1 | 1 | [11 empty] | 2 | 2 | 4 | 2 | 3 | 1 | 1 |  | 0
PG&E NGBA | Pit 4 | 230 | Wind, Onshore |  |  | 0 | 0 | 0 | 0 | 0 | 0 | 0 | 0 | 0 | 5 | 2 | 1 | 1 | 1 | 1 | [11 empty] | 2 | 2 | 4 | 2 | 3 | 1 | 1 |  | 0
PG&E GBA | Pittsburg | 115 | Wind, Onshore |  |  | 0 | 0 | 0 | 0 | 0 | 0 | 0 | 0 | 0 | 5 | 2 | 1 | 1 | 1 | 1 | N/A |  |  |  | N/A | N/A | N/A | N/A | N/A | N/A | N/A | 2 | 1 | 2 | 1 | 1 | 1 | 1 |  | 0
PG&E GBA | Pittsburg | 230 | Wind, Onshore |  |  | 0 | 0 | 0 | 0 | 0 | 0 | 0 | 0 | 0 | 5 | 2 | 1 | 1 | 1 | 1 | N/A |  |  |  | N/A | N/A | N/A | N/A | N/A | N/A | N/A | 2 | 1 | 2 | 1 | 1 | 1 | 1 |  | 0
PG&E NGBA | Pleasant Grove | 115 | Wind, Onshore |  |  | 0 | 0 | 0 | 0 | 0 | 0 | 0 | 0 | 0 | 5 | 2 | 1 | 1 | 1 | 1 | N/A |  |  |  | N/A | N/A | N/A | N/A | N/A | N/A | N/A | 2 | 1 | 2 | 2 | 3 | 1 | 1 |  | 0
PG&E NGBA | POE | 230 | Wind, Onshore |  |  | 0 | 0 | 0 | 0 | 0 | 0 | 0 | 0 | 0 | 5 | 2 | 1 | 1 | 1 | 1 | [11 empty] | 2 | 1 | 4 | 2 | 3 | 1 | 1 |  | 0
SDGE | Point Loma | 69 | Wind, Onshore |  |  | 0 | 0 | 0 | 0 | 0 | 0 | 0 | 0 | 0 | 1 | 1 | 1 | 1 | 1 | 1 | [11 empty] | 2 | 1 | 3 | 1 | 2 | 1 | 1 |  | 0
SDGE | Pomerado | 69 | Wind, Onshore |  |  | 0 | 0 | 0 | 0 | 0 | 0 | 0 | 0 | 0 | 1 | 1 | 1 | 1 | 1 | 1 | [11 empty] | 2 | 1 | 3 | 1 | 3 | 1 | 1 |  | 0
PG&E KERN | Poso Mountain | 115 | Wind, Onshore |  |  | 0 | 0 | 0 | 0 | 0 | 0 | 0 | 0 | 0 | 5 | 2 | 4 | 2 | 1 | 1 | N/A |  |  |  | N/A | N/A | N/A | N/A | N/A | N/A | N/A | 1 | 1 | 3 | 1 | 2 | 1 | 1 |  | 0
EOP | Primm | 230 | Wind, Onshore |  |  | 0 | 0 | 0 | 0 | 0 | 0 | 0 | 0 | 0 | 1 | 1 | 1 | 1 | 1 | 1 | N/A |  |  |  | N/A | N/A | N/A | N/A | N/A | N/A | N/A | 2 | 2 | 4 | 1 | 2 | 1 | 1 |  | 0
PG&E NGBA | Putah Creek | 115 | Wind, Onshore |  |  | 0 | 0 | 0 | 0 | 0 | 0 | 0 | 0 | 0 | 5 | 2 | 1 | 1 | 1 | 1 | N/A |  |  |  | N/A | N/A | N/A | N/A | N/A | N/A | N/A | 2 | 1 | 3 | 2 | 3 | 1 | 1 |  | 0
SDGE | Q1806 | 138 | Wind, Onshore |  |  | 0 | 0 | 0 | 0 | 0 | 0 | 0 | 0 | 0 | 1 | 1 | 1 | 1 | 1 | 1 | [11 empty] | 1 | 1 | 2 | 1 | 3 | 1 | 1 |  | 0
PG&E FRESNO | Quinto | 230 | Wind, Onshore |  |  | 0 | 0 | 0 | 0 | 0 | 0 | 0 | 0 | 0 | 1 | 1 | 1 | 1 | 1 | 1 | N/A |  |  |  | N/A | N/A | N/A | N/A | N/A | N/A | N/A | 1 | 1 | 4 | 2 | 1 | 1 | 1 |  | 0
PG&E GBA | Race Track | 115 | Wind, Onshore |  |  | 0 | 0 | 0 | 0 | 0 | 0 | 0 | 0 | 0 | 5 | 2 | 1 | 1 | 1 | 1 | [11 empty] | 2 | 1 | 4 | 1 | 3 | 1 | 1 |  | 0
SDGE | Rancho Mission Viejo | 138 | Wind, Onshore |  |  | 0 | 0 | 0 | 0 | 0 | 0 | 0 | 0 | 0 | 1 | 1 | 1 | 1 | 1 | 1 | [11 empty] | 1 | 1 | 2 | 1 | 3 | 1 | 1 |  | 0
PG&E GBA | Rancho Seco | 230 | Wind, Onshore |  |  | 0 | 0 | 0 | 0 | 0 | 0 | 0 | 0 | 0 | 5 | 2 | 1 | 1 | 1 | 1 | [11 empty] | 2 | 1 | 1 | 2 | 3 | 1 | 1 |  | 0
SCE Metro | Rancho Vista | 230 | Wind, Onshore |  |  | 0 | 0 | 0 | 0 | 0 | 0 | 0 | 0 | 0 | 1 | 1 | 1 | 1 | 1 | 1 | N/A |  |  |  | N/A | N/A | N/A | N/A | N/A | N/A | N/A | 1 | 1 | 1 | 1 | 1 | 1 | 1 |  | 0
SCE Metro | Rancho Vista | 500 | Wind, Onshore |  |  | 0 | 0 | 0 | 0 | 0 | 0 | 0 | 0 | 0 | 1 | 1 | 1 | 1 | 1 | 1 | N/A |  |  |  | N/A | N/A | N/A | N/A | N/A | N/A | N/A | 1 | 1 | 1 | 1 | 1 | 1 | 1 |  | 0
SCE NOL | Ransburg | 115 | Wind, Onshore |  |  | 0 | 0 | 0 | 0 | 0 | 0 | 0 | 0 | 0 | 3 | 3 | 1 | 1 | 1 | 1 | N/A |  |  |  | N/A | N/A | N/A | N/A | N/A | N/A | N/A | 2 | 1 | 4 | 1 | 1 | 1 | 1 |  | 0
PG&E GBA | Ravenswood | 115 | Wind, Onshore |  |  | 0 | 0 | 0 | 0 | 0 | 0 | 0 | 0 | 0 | 5 | 2 | 1 | 1 | 1 | 1 | [11 empty] | 2 | 1 | 2 | 1 | 2 | 1 | 1 |  | 0
PG&E GBA | Ravenswood | 230 | Wind, Onshore |  |  | 0 | 0 | 0 | 0 | 0 | 0 | 0 | 0 | 0 | 5 | 2 | 1 | 1 | 1 | 1 | [11 empty] | 2 | 1 | 2 | 1 | 2 | 1 | 1 |  | 0
SCE Northern | Rector | 230 | Wind, Onshore |  |  | 0 | 0 | 0 | 0 | 0 | 0 | 0 | 0 | 0 | 1 | 1 | 1 | 1 | 1 | 1 | N/A |  |  |  | N/A | N/A | N/A | N/A | N/A | N/A | N/A | 1 | 1 | 2 | 1 | 2 | 1 | 1 |  | 0
SCE Eastern | Red Bluff | 230 | Wind, Onshore |  |  | 0 | 0 | 0 | 0 | 0 | 0 | 0 | 0 | 0 | 1 | 1 | 1 | 1 | 1 | 1 | N/A |  |  |  | N/A | N/A | N/A | N/A | N/A | N/A | N/A | 2 | 2 | 4 | 1 | 3 | 1 | 1 |  | 0
SCE Eastern | Red Bluff | 500 | Wind, Onshore |  |  | 0 | 0 | 0 | 0 | 0 | 0 | 0 | 0 | 0 | 1 | 1 | 1 | 1 | 1 | 1 | N/A |  |  |  | N/A | N/A | N/A | N/A | N/A | N/A | N/A | 2 | 2 | 4 | 1 | 3 | 1 | 1 |  | 0
PG&E NGBA | Redbud | 115 | Wind, Onshore |  |  | 0 | 0 | 0 | 0 | 0 | 0 | 0 | 0 | 0 | 5 | 2 | 1 | 1 | 1 | 1 | [11 empty] | 2 | 2 | 4 | 2 | 3 | 1 | 1 |  | 0
SCE Metro | Redondo | 230 | Wind, Onshore |  |  | 0 | 0 | 0 | 0 | 0 | 0 | 0 | 0 | 0 | 1 | 1 | 1 | 1 | 1 | 1 | N/A |  |  |  | N/A | N/A | N/A | N/A | N/A | N/A | N/A | 1 | 1 | 2 | 1 | 2 | 1 | 1 |  | 0
PG&E FRESNO | Reedley | 115 | Wind, Onshore |  |  | 0 | 0 | 0 | 0 | 0 | 0 | 0 | 0 | 0 | 5 | 2 | 4 | 2 | 1 | 1 | N/A |  |  |  | N/A | N/A | N/A | N/A | N/A | N/A | N/A | 1 | 1 | 4 | 2 | 1 | 1 | 1 |  | 0
PG&E KERN | Renfro | 115 | Wind, Onshore |  |  | 0 | 0 | 0 | 0 | 0 | 0 | 0 | 0 | 0 | 1 | 1 | 1 | 1 | 1 | 1 | N/A |  |  |  | N/A | N/A | N/A | N/A | N/A | N/A | N/A | 1 | 1 | 2 | 1 | 2 | 1 | 1 |  | 0
PG&E GBA | Richmond R | 115 | Wind, Onshore |  |  | 0 | 0 | 0 | 0 | 0 | 0 | 0 | 0 | 0 | 5 | 2 | 1 | 1 | 1 | 1 | N/A |  |  |  | N/A | N/A | N/A | N/A | N/A | N/A | N/A | 2 | 1 | 2 | 1 | 2 | 1 | 1 |  | 0
PG&E NGBA | Rincon | 115 | Wind, Onshore |  |  | 0 | 0 | 0 | 0 | 0 | 0 | 0 | 0 | 0 | 5 | 2 | 1 | 1 | 1 | 1 | [11 empty] | 2 | 1 | 3 | 2 | 2 | 1 | 1 |  | 0
PG&E KERN | Rio Bravo | 115 | Wind, Onshore |  |  | 0 | 0 | 0 | 0 | 0 | 0 | 0 | 0 | 0 | 1 | 1 | 1 | 1 | 1 | 1 | N/A |  |  |  | N/A | N/A | N/A | N/A | N/A | N/A | N/A | 1 | 1 | 2 | 1 | 1 | 1 | 1 |  | 0
SCE Metro | Rio Hondo | 230 | Wind, Onshore |  |  | 0 | 0 | 0 | 0 | 0 | 0 | 0 | 0 | 0 | 1 | 1 | 1 | 1 | 1 | 1 | N/A |  |  |  | N/A | N/A | N/A | N/A | N/A | N/A | N/A | 1 | 1 | 4 | 1 | 1 | 1 | 1 |  | 0
PG&E NGBA | Rio Oso | 115 | Wind, Onshore |  |  | 0 | 0 | 0 | 0 | 0 | 0 | 0 | 0 | 0 | 5 | 2 | 1 | 1 | 1 | 1 | N/A |  |  |  | N/A | N/A | N/A | N/A | N/A | N/A | N/A | 2 | 1 | 4 | 1 | 3 | 1 | 1 |  | 0
PG&E NGBA | Rio Oso | 230 | Wind, Onshore |  |  | 0 | 0 | 0 | 0 | 0 | 0 | 0 | 0 | 0 | 5 | 2 | 1 | 1 | 1 | 1 | N/A |  |  |  | N/A | N/A | N/A | N/A | N/A | N/A | N/A | 2 | 1 | 4 | 1 | 3 | 1 | 1 |  | 0
PG&E GBA | Ripon | 115 | Wind, Onshore |  |  | 0 | 0 | 0 | 0 | 0 | 0 | 0 | 0 | 0 | 5 | 2 | 1 | 1 | 1 | 1 | N/A |  |  |  | N/A | N/A | N/A | N/A | N/A | N/A | N/A | 1 | 1 | 2 | 2 | 2 | 1 | 1 |  | 0
PG&E GBA | Riverbank | 115 | Wind, Onshore |  |  | 0 | 0 | 0 | 0 | 0 | 0 | 0 | 0 | 0 | 5 | 2 | 1 | 1 | 1 | 1 | N/A |  |  |  | N/A | N/A | N/A | N/A | N/A | N/A | N/A | 1 | 1 | 3 | 2 | 2 | 1 | 1 |  | 0
SCE NOL | Roadway | 115 | Wind, Onshore |  |  | 0 | 0 | 0 | 0 | 0 | 0 | 0 | 0 | 0 | 1 | 1 | 1 | 1 | 1 | 1 | N/A |  |  |  | N/A | N/A | N/A | N/A | N/A | N/A | N/A | 2 | 1 | 2 | 1 | 1 | 1 | 1 |  | 0
PG&E NGBA | Rock Creek 1 | 230 | Wind, Onshore |  |  | 0 | 0 | 0 | 0 | 0 | 0 | 0 | 0 | 0 | 5 | 2 | 1 | 1 | 1 | 1 | [11 empty] | 2 | 2 | 4 | 1 | 3 | 1 | 1 |  | 0
SCE Northern | Rosamond | 66 | Wind, Onshore |  |  | 0 | 0 | 0 | 0 | 0 | 0 | 0 | 0 | 0 | 1 | 1 | 1 | 1 | 1 | 1 | [11 empty] | 2 | 1 | 4 | 1 | 3 | 1 | 1 |  | 0
PG&E GBA | Rossmoor | 230 | Wind, Onshore |  |  | 0 | 0 | 0 | 0 | 0 | 0 | 0 | 0 | 0 | 5 | 2 | 1 | 1 | 1 | 1 | [11 empty] | 2 | 1 | 4 | 1 | 3 | 1 | 1 |  | 0
PG&E NGBA | Round Mountain | 230 | Wind, Onshore |  |  | 0 | 0 | 0 | 0 | 0 | 0 | 0 | 0 | 0 | 5 | 2 | 1 | 1 | 1 | 1 | 1 |  |  |  | 5 | 2 | 1 | 1 | 3 | 2 | 1 | 2 | 2 | 4 | 2 | 3 | 1 | 4 | Shifted to new substation for more accurate representation | 1
PG&E NGBA | Round Mountain | 500 | Wind, Onshore |  |  | 0 | 0 | 0 | 0 | 0 | 0 | 0 | 0 | 0 | 5 | 2 | 1 | 1 | 1 | 1 | N/A |  |  |  | N/A | N/A | N/A | N/A | N/A | N/A | N/A | 2 | 2 | 4 | 2 | 3 | 1 | 1 |  | 0
PG&E GBA | Salado | 115 | Wind, Onshore |  |  | 0 | 0 | 0 | 0 | 0 | 0 | 0 | 0 | 0 | 1 | 1 | 1 | 1 | 1 | 1 | [11 empty] | 1 | 1 | 4 | 2 | 1 | 1 | 1 |  | 0
PG&E GBA | Salado | 60 | Wind, Onshore |  |  | 0 | 0 | 0 | 0 | 0 | 0 | 0 | 0 | 0 | 1 | 1 | 1 | 1 | 1 | 1 | [11 empty] | 1 | 1 | 4 | 2 | 1 | 1 | 1 |  | 0
PG&E GBA | Salinas | 115 | Wind, Onshore |  |  | 0 | 0 | 0 | 0 | 0 | 0 | 0 | 0 | 0 | 1 | 1 | 1 | 1 | 1 | 1 | [11 empty] | 2 | 2 | 3 | 2 | 2 | 1 | 1 |  | 0
SDGE | Salt Creek | 69 | Wind, Onshore |  |  | 0 | 0 | 0 | 0 | 0 | 0 | 0 | 0 | 0 | 1 | 1 | 1 | 1 | 1 | 1 | [11 empty] | 2 | 1 | 3 | 1 | 2 | 1 | 1 |  | 0
SCE Eastern | San Bernardino | 230 | Wind, Onshore |  |  | 0 | 0 | 0 | 0 | 0 | 0 | 0 | 0 | 0 | 1 | 1 | 1 | 1 | 1 | 1 | N/A |  |  |  | N/A | N/A | N/A | N/A | N/A | N/A | N/A | 1 | 1 | 2 | 1 | 2 | 1 | 1 |  | 0
PG&E GBA | SAN FRAN A (POTRERO PP) | 115 | Wind, Onshore |  |  | 0 | 0 | 0 | 0 | 0 | 0 | 0 | 0 | 0 | 5 | 2 | 1 | 1 | 1 | 1 | [11 empty] | 2 | 1 | 2 | 1 | 2 | 1 | 1 |  | 0
PG&E GBA | SAN FRAN A (POTRERO PP) | 230 | Wind, Onshore |  |  | 0 | 0 | 0 | 0 | 0 | 0 | 0 | 0 | 0 | 5 | 2 | 1 | 1 | 1 | 1 | [11 empty] | 2 | 1 | 2 | 1 | 2 | 1 | 1 |  | 0
PG&E GBA | San Jose A | 115 | Wind, Onshore |  |  | 0 | 0 | 0 | 0 | 0 | 0 | 0 | 0 | 0 | 1 | 1 | 1 | 1 | 1 | 1 | [11 empty] | 2 | 1 | 2 | 2 | 2 | 1 | 1 |  | 0
PG&E GBA | San Jose B | 115 | Wind, Onshore |  |  | 0 | 0 | 0 | 0 | 0 | 0 | 0 | 0 | 0 | 1 | 1 | 1 | 1 | 1 | 1 | [11 empty] | 2 | 1 | 3 | 2 | 2 | 1 | 1 |  | 0
PG&E GBA | San Leandro U | 115 | Wind, Onshore |  |  | 0 | 0 | 0 | 0 | 0 | 0 | 0 | 0 | 0 | 5 | 2 | 1 | 1 | 1 | 1 | [11 empty] | 2 | 1 | 3 | 1 | 2 | 1 | 1 |  | 0
PG&E KERN | San Luis Obispo | 115 | Wind, Onshore |  |  | 0 | 0 | 0 | 0 | 0 | 0 | 0 | 0 | 0 | 1 | 1 | 1 | 1 | 1 | 1 | N/A |  |  |  | N/A | N/A | N/A | N/A | N/A | N/A | N/A | 2 | 2 | 4 | 2 | 3 | 1 | 1 |  | 0
PG&E KERN | San Luis Obispo | 70 | Wind, Onshore |  |  | 0 | 0 | 0 | 0 | 0 | 0 | 0 | 0 | 0 | 1 | 1 | 1 | 1 | 1 | 1 | N/A |  |  |  | N/A | N/A | N/A | N/A | N/A | N/A | N/A | 2 | 2 | 4 | 2 | 3 | 1 | 1 |  | 0
SDGE | San Luis Rey | 230 | Wind, Onshore |  |  | 0 | 0 | 0 | 0 | 0 | 0 | 0 | 0 | 0 | 1 | 1 | 1 | 1 | 1 | 1 | N/A |  |  |  | N/A | N/A | N/A | N/A | N/A | N/A | N/A | 2 | 1 | 4 | 1 | 3 | 1 | 1 |  | 0
SDGE | San Luis Rey | 69 | Wind, Onshore |  |  | 0 | 0 | 0 | 0 | 0 | 0 | 0 | 0 | 0 | 1 | 1 | 1 | 1 | 1 | 1 | N/A |  |  |  | N/A | N/A | N/A | N/A | N/A | N/A | N/A | 2 | 1 | 4 | 1 | 3 | 1 | 1 |  | 0
SDGE | San Marcos | 69 | Wind, Onshore |  |  | 0 | 0 | 0 | 0 | 0 | 0 | 0 | 0 | 0 | 1 | 1 | 1 | 1 | 1 | 1 | [11 empty] | 2 | 1 | 2 | 1 | 3 | 1 | 1 |  | 0
SCE Metro | San Onofre | 230 | Wind, Onshore |  |  | 0 | 0 | 0 | 0 | 0 | 0 | 0 | 0 | 0 | 1 | 1 | 1 | 1 | 1 | 1 | N/A |  |  |  | N/A | N/A | N/A | N/A | N/A | N/A | N/A | 2 | 1 | 4 | 1 | 3 | 1 | 1 |  | 0
PG&E GBA | San Pablo | 115 | Wind, Onshore |  |  | 0 | 0 | 0 | 0 | 0 | 0 | 0 | 0 | 0 | 5 | 2 | 1 | 1 | 1 | 1 | [11 empty] | 2 | 1 | 2 | 1 | 1 | 1 | 1 |  | 0
PG&E GBA | San Ramon | 230 | Wind, Onshore |  |  | 0 | 0 | 0 | 0 | 0 | 0 | 0 | 0 | 0 | 5 | 2 | 1 | 1 | 1 | 1 | [11 empty] | 2 | 1 | 2 | 1 | 3 | 1 | 1 |  | 0
SDGE | San Ysidro | 69 | Wind, Onshore |  |  | 0 | 0 | 0 | 0 | 0 | 0 | 0 | 0 | 0 | 1 | 1 | 1 | 1 | 1 | 1 | [11 empty] | 2 | 1 | 2 | 1 | 2 | 1 | 1 |  | 0
SCE NOL | Sandlot | 230 | Wind, Onshore |  |  | 0 | 0 | 0 | 0 | 0 | 0 | 0 | 0 | 0 | 3 | 3 | 1 | 1 | 1 | 1 | [11 empty] | 2 | 1 | 4 | 1 | 2 | 1 | 1 |  | 0
EOP | Sandy | 138 | Wind, Onshore |  |  | 0 | 0 | 0 | 0 | 0 | 0 | 0 | 0 | 0 | 1 | 1 | 1 | 1 | 1 | 1 | N/A |  |  |  | N/A | N/A | N/A | N/A | N/A | N/A | N/A | 2 | 2 | 4 | 1 | 3 | 1 | 1 |  | 0
PG&E FRESNO | Sanger | 115 | Wind, Onshore |  |  | 0 | 0 | 0 | 0 | 0 | 0 | 0 | 0 | 0 | 5 | 2 | 4 | 2 | 1 | 1 | N/A |  |  |  | N/A | N/A | N/A | N/A | N/A | N/A | N/A | 1 | 1 | 2 | 2 | 2 | 1 | 1 |  | 0
SCE Northern | Santa Clara | 230 | Wind, Onshore |  |  | 0 | 0 | 0 | 0 | 0 | 0 | 0 | 0 | 0 | 1 | 1 | 1 | 1 | 1 | 1 | N/A |  |  |  | N/A | N/A | N/A | N/A | N/A | N/A | N/A | 2 | 1 | 3 | 1 | 2 | 1 | 1 |  | 0
PG&E NGBA | Santa Rosa A | 115 | Wind, Onshore |  |  | 0 | 0 | 0 | 0 | 0 | 0 | 0 | 0 | 0 | 5 | 2 | 1 | 1 | 1 | 1 | [11 empty] | 2 | 1 | 3 | 2 | 2 | 1 | 1 |  | 0
PG&E GBA | Santa Teresa | 115 | Wind, Onshore |  |  | 0 | 0 | 0 | 0 | 0 | 0 | 0 | 0 | 0 | 1 | 1 | 1 | 1 | 1 | 1 | [11 empty] | 2 | 1 | 2 | 2 | 2 | 1 | 1 |  | 0
SDGE | Santee | 138 | Wind, Onshore |  |  | 0 | 0 | 0 | 0 | 0 | 0 | 0 | 0 | 0 | 5 | 5 | 1 | 1 | 1 | 1 | [11 empty] | 2 | 1 | 2 | 1 | 2 | 1 | 1 |  | 0
SCE Metro | Santiago | 230 | Wind, Onshore |  |  | 0 | 0 | 0 | 0 | 0 | 0 | 0 | 0 | 0 | 1 | 1 | 1 | 1 | 1 | 1 | N/A |  |  |  | N/A | N/A | N/A | N/A | N/A | N/A | N/A | 1 | 1 | 2 | 1 | 2 | 1 | 1 |  | 0
PG&E GBA | Saratoga | 230 | Wind, Onshore |  |  | 0 | 0 | 0 | 0 | 0 | 0 | 0 | 0 | 0 | 1 | 1 | 1 | 1 | 1 | 1 | [11 empty] | 2 | 1 | 4 | 2 | 3 | 1 | 1 |  | 0
SCE Northern | Saugus | 230 | Wind, Onshore |  |  | 0 | 0 | 0 | 0 | 0 | 0 | 0 | 0 | 0 | 1 | 1 | 1 | 1 | 1 | 1 | N/A |  |  |  | N/A | N/A | N/A | N/A | N/A | N/A | N/A | 1 | 1 | 3 | 1 | 3 | 1 | 1 |  | 0
PG&E FRESNO | Schindler | 115 | Wind, Onshore |  |  | 0 | 0 | 0 | 0 | 0 | 0 | 0 | 0 | 0 | 1 | 1 | 1 | 1 | 1 | 1 | N/A |  |  |  | N/A | N/A | N/A | N/A | N/A | N/A | N/A | 1 | 1 | 4 | 2 | 1 | 1 | 1 |  | 0
PG&E FRESNO | Schindler | 70 | Wind, Onshore |  |  | 0 | 0 | 0 | 0 | 0 | 0 | 0 | 0 | 0 | 1 | 1 | 1 | 1 | 1 | 1 | N/A |  |  |  | N/A | N/A | N/A | N/A | N/A | N/A | N/A | 1 | 1 | 4 | 2 | 1 | 1 | 1 |  | 0
PG&E GBA | Schulte | 115 | Wind, Onshore |  |  | 0 | 0 | 0 | 0 | 0 | 0 | 0 | 0 | 0 | 5 | 2 | 1 | 1 | 1 | 1 | N/A |  |  |  | N/A | N/A | N/A | N/A | N/A | N/A | N/A | 1 | 1 | 1 | 2 | 2 | 1 | 1 |  | 0
SDGE | Scripps | 69 | Wind, Onshore |  |  | 0 | 0 | 0 | 0 | 0 | 0 | 0 | 0 | 0 | 1 | 1 | 1 | 1 | 1 | 1 | [11 empty] | 2 | 1 | 2 | 1 | 3 | 1 | 1 |  | 0
PG&E KERN | Semitropic | 115 | Wind, Onshore |  |  | 0 | 0 | 0 | 0 | 0 | 0 | 0 | 0 | 0 | 1 | 1 | 1 | 1 | 1 | 1 | N/A |  |  |  | N/A | N/A | N/A | N/A | N/A | N/A | N/A | 1 | 1 | 3 | 1 | 1 | 1 | 1 |  | 0
SCE Metro | Serrano | 230 | Wind, Onshore |  |  | 0 | 0 | 0 | 0 | 0 | 0 | 0 | 0 | 0 | 1 | 1 | 1 | 1 | 1 | 1 | N/A |  |  |  | N/A | N/A | N/A | N/A | N/A | N/A | N/A | 1 | 1 | 2 | 1 | 2 | 1 | 1 |  | 0
SCE Metro | Serrano | 500 | Wind, Onshore |  |  | 0 | 0 | 0 | 0 | 0 | 0 | 0 | 0 | 0 | 1 | 1 | 1 | 1 | 1 | 1 | N/A |  |  |  | N/A | N/A | N/A | N/A | N/A | N/A | N/A | 1 | 1 | 2 | 1 | 2 | 1 | 1 |  | 0
SDGE | Shadowridge | 138 | Wind, Onshore |  |  | 0 | 0 | 0 | 0 | 0 | 0 | 0 | 0 | 0 | 1 | 1 | 1 | 1 | 1 | 1 | [11 empty] | 2 | 1 | 3 | 1 | 3 | 1 | 1 |  | 0
PG&E KERN | Shafter | 115 | Wind, Onshore |  |  | 0 | 0 | 0 | 0 | 0 | 0 | 0 | 0 | 0 | 5 | 2 | 4 | 2 | 1 | 1 | N/A |  |  |  | N/A | N/A | N/A | N/A | N/A | N/A | N/A | 1 | 1 | 3 | 1 | 1 | 1 | 1 |  | 0
PG&E NGBA | Silverado | 115 | Wind, Onshore |  |  | 0 | 0 | 0 | 0 | 0 | 0 | 0 | 0 | 0 | 5 | 2 | 1 | 1 | 1 | 1 | [11 empty] | 2 | 1 | 4 | 2 | 3 | 1 | 1 |  | 0
SDGE | Silvergate | 230 | Wind, Onshore |  |  | 0 | 0 | 0 | 0 | 0 | 0 | 0 | 0 | 0 | 1 | 1 | 1 | 1 | 1 | 1 | N/A |  |  |  | N/A | N/A | N/A | N/A | N/A | N/A | N/A | 2 | 1 | 1 | 1 | 1 | 1 | 1 |  | 0
SDGE | Silvergate | 69 | Wind, Onshore |  |  | 0 | 0 | 0 | 0 | 0 | 0 | 0 | 0 | 0 | 1 | 1 | 1 | 1 | 1 | 1 | N/A |  |  |  | N/A | N/A | N/A | N/A | N/A | N/A | N/A | 2 | 1 | 1 | 1 | 1 | 1 | 1 |  | 0
PG&E KERN | Sisquoc | 115 | Wind, Onshore |  |  | 0 | 0 | 0 | 0 | 0 | 0 | 0 | 0 | 0 | 1 | 1 | 1 | 1 | 1 | 1 | N/A |  |  |  | N/A | N/A | N/A | N/A | N/A | N/A | N/A | 2 | 2 | 4 | 1 | 3 | 1 | 1 |  | 0
EOP | Sloan Canyon | 230 | Wind, Onshore |  |  | 260 | 50 | 310 | 0 | 0 | 0 | 260 | 50 | 310 | 1 | 1 | 1 | 1 | 2 | 1 | 2 |  |  |  | N/A | N/A | N/A | N/A | N/A | N/A | N/A | 2 | 2 | 3 | 1 | 3 | 1 | 3 | Slight reduction in FCDS, switched to EODS to align with CI | 1
EOP | Sloan Canyon | 500 | Wind, Onshore |  |  | 0 | 0 | 0 | 0 | 0 | 0 | 0 | 0 | 0 | 1 | 1 | 1 | 1 | 1 | 1 | N/A |  |  |  | N/A | N/A | N/A | N/A | N/A | N/A | N/A | 2 | 2 | 3 | 1 | 3 | 1 | 1 |  | 0
PG&E KERN | Smyrna | 115 | Wind, Onshore |  |  | 0 | 0 | 0 | 0 | 0 | 0 | 0 | 0 | 0 | 5 | 2 | 4 | 2 | 1 | 1 | N/A |  |  |  | N/A | N/A | N/A | N/A | N/A | N/A | N/A | 1 | 1 | 4 | 1 | 1 | 1 | 1 |  | 0
PG&E GBA | Sobrante | 115 | Wind, Onshore |  |  | 0 | 0 | 0 | 0 | 0 | 0 | 0 | 0 | 0 | 5 | 2 | 1 | 1 | 1 | 1 | [11 empty] | 2 | 1 | 2 | 1 | 3 | 1 | 1 |  | 0
PG&E GBA | Sobrante | 230 | Wind, Onshore |  |  | 0 | 0 | 0 | 0 | 0 | 0 | 0 | 0 | 0 | 5 | 2 | 1 | 1 | 1 | 1 | [11 empty] | 2 | 1 | 2 | 1 | 3 | 1 | 1 |  | 0
PG&E KERN | Solar | 230 | Wind, Onshore |  |  | 0 | 0 | 0 | 0 | 0 | 0 | 0 | 0 | 0 | 5 | 2 | 4 | 2 | 1 | 1 | N/A |  |  |  | N/A | N/A | N/A | N/A | N/A | N/A | N/A | 2 | 1 | 4 | 2 | 3 | 1 | 1 |  | 0
PG&E GBA | Soledad | 115 | Wind, Onshore |  |  | 0 | 0 | 0 | 0 | 0 | 0 | 0 | 0 | 0 | 1 | 1 | 1 | 1 | 1 | 1 | [11 empty] | 2 | 2 | 4 | 2 | 3 | 1 | 1 |  | 0
PG&E GBA | Soledad | 60 | Wind, Onshore |  |  | 6 | 0 | 6 | 0 | 0 | 0 | 6 | 0 | 6 | 1 | 1 | 1 | 1 | 1 | 3 | 1 |  |  |  | 1 | 1 | 1 | 1 | 2 | 1 | 1 | 2 | 2 | 4 | 2 | 3 | 5- | 1 |  | 1
SDGE | Spring Valley | 69 | Wind, Onshore |  |  | 0 | 0 | 0 | 0 | 0 | 0 | 0 | 0 | 0 | 1 | 1 | 1 | 1 | 1 | 1 | [11 empty] | 2 | 1 | 2 | 1 | 2 | 1 | 1 |  | 0
SCE Northern | Springville | 230 | Wind, Onshore |  |  | 0 | 0 | 0 | 0 | 0 | 0 | 0 | 0 | 0 | 1 | 1 | 1 | 1 | 1 | 1 | N/A |  |  |  | N/A | N/A | N/A | N/A | N/A | N/A | N/A | 1 | 1 | 4 | 1 | 1 | 1 | 1 |  | 0
PG&E GBA | Stagg | 230 | Wind, Onshore |  |  | 0 | 0 | 0 | 0 | 0 | 0 | 0 | 0 | 0 | 5 | 2 | 1 | 1 | 1 | 1 | N/A |  |  |  | N/A | N/A | N/A | N/A | N/A | N/A | N/A | 1 | 1 | 3 | 2 | 2 | 1 | 1 |  | 0
PG&E GBA | Standard Oil | 115 | Wind, Onshore |  |  | 0 | 0 | 0 | 0 | 0 | 0 | 0 | 0 | 0 | 5 | 2 | 1 | 1 | 1 | 1 | [11 empty] | 2 | 1 | 1 | 1 | 2 | 1 | 1 |  | 0
PG&E GBA | Stanislaus | 115 | Wind, Onshore |  |  | 0 | 0 | 0 | 0 | 0 | 0 | 0 | 0 | 0 | 5 | 2 | 1 | 1 | 1 | 1 | [11 empty] | 2 | 1 | 4 | 1 | 3 | 1 | 1 |  | 0
PG&E KERN | Stockdale | 115 | Wind, Onshore |  |  | 0 | 0 | 0 | 0 | 0 | 0 | 0 | 0 | 0 | 1 | 1 | 1 | 1 | 1 | 1 | N/A |  |  |  | N/A | N/A | N/A | N/A | N/A | N/A | N/A | 1 | 1 | 2 | 1 | 2 | 1 | 1 |  | 0
PG&E KERN | Stockdale | 230 | Wind, Onshore |  |  | 0 | 0 | 0 | 0 | 0 | 0 | 0 | 0 | 0 | 1 | 1 | 1 | 1 | 1 | 1 | N/A |  |  |  | N/A | N/A | N/A | N/A | N/A | N/A | N/A | 1 | 1 | 2 | 1 | 2 | 1 | 1 |  | 0
PG&E GBA | Stockton A | 115 | Wind, Onshore |  |  | 0 | 0 | 0 | 0 | 0 | 0 | 0 | 0 | 0 | 5 | 2 | 1 | 1 | 1 | 1 | [11 empty] | 1 | 1 | 3 | 2 | 1 | 1 | 1 |  | 0
PG&E GBA | Stone | 115 | Wind, Onshore |  |  | 0 | 0 | 0 | 0 | 0 | 0 | 0 | 0 | 0 | 1 | 1 | 1 | 1 | 1 | 1 | [11 empty] | 2 | 1 | 3 | 2 | 2 | 1 | 1 |  | 0
PG&E FRESNO | Storey | 230 | Wind, Onshore |  |  | 0 | 0 | 0 | 0 | 0 | 0 | 0 | 0 | 0 | 5 | 2 | 4 | 2 | 1 | 1 | [11 empty] | 1 | 1 | 4 | 2 | 1 | 1 | 1 |  | 0
PG&E NGBA | Summit | 115 | Wind, Onshore |  |  | 0 | 0 | 0 | 0 | 0 | 0 | 0 | 0 | 0 | 5 | 2 | 1 | 1 | 1 | 1 | N/A |  |  |  | N/A | N/A | N/A | N/A | N/A | N/A | N/A | 2 | 1 | 4 | 2 | 3 | 1 | 1 |  | 0
SDGE | Suncrest | 230 | Wind, Onshore |  |  | 0 | 0 | 0 | 0 | 0 | 0 | 0 | 0 | 0 | 1 | 1 | 1 | 1 | 1 | 1 | N/A |  |  |  | N/A | N/A | N/A | N/A | N/A | N/A | N/A | 2 | 1 | 4 | 1 | 3 | 1 | 1 |  | 0
SDGE | Suncrest | 500 | Wind, Onshore |  |  | 0 | 0 | 0 | 0 | 0 | 0 | 0 | 0 | 0 | 1 | 1 | 1 | 1 | 1 | 1 | N/A |  |  |  | N/A | N/A | N/A | N/A | N/A | N/A | N/A | 2 | 1 | 4 | 1 | 3 | 1 | 1 |  | 0
PG&E KERN | Sunrise | 230 | Wind, Onshore |  |  | 0 | 0 | 0 | 0 | 0 | 0 | 0 | 0 | 0 | 5 | 2 | 4 | 2 | 1 | 1 | [11 empty] | 1 | 1 | 1 | 1 | 1 | 1 | 1 |  | 0
PG&E KERN | Sunset | 230 | Wind, Onshore |  |  | 0 | 0 | 0 | 0 | 0 | 0 | 0 | 0 | 0 | 5 | 2 | 4 | 2 | 1 | 1 | [11 empty] | 1 | 1 | 1 | 1 | 1 | 1 | 1 |  | 0
PG&E GBA | Swift | 115 | Wind, Onshore |  |  | 0 | 0 | 0 | 0 | 0 | 0 | 0 | 0 | 0 | 1 | 1 | 1 | 1 | 1 | 1 | [11 empty] | 2 | 1 | 2 | 2 | 2 | 1 | 1 |  | 0
SDGE | Sycamore Canyon | 138 | Wind, Onshore |  |  | 0 | 0 | 0 | 0 | 0 | 0 | 0 | 0 | 0 | 5 | 5 | 1 | 1 | 1 | 1 | N/A |  |  |  | N/A | N/A | N/A | N/A | N/A | N/A | N/A | 2 | 1 | 4 | 1 | 3 | 1 | 1 |  | 0
SDGE | Sycamore Canyon | 230 | Wind, Onshore |  |  | 0 | 0 | 0 | 0 | 0 | 0 | 0 | 0 | 0 | 1 | 1 | 1 | 1 | 1 | 1 | N/A |  |  |  | N/A | N/A | N/A | N/A | N/A | N/A | N/A | 2 | 1 | 4 | 1 | 3 | 1 | 1 |  | 0
SDGE | Sycamore Canyon | 69 | Wind, Onshore |  |  | 0 | 0 | 0 | 0 | 0 | 0 | 0 | 0 | 0 | 1 | 1 | 1 | 1 | 1 | 1 | N/A |  |  |  | N/A | N/A | N/A | N/A | N/A | N/A | N/A | 2 | 1 | 4 | 1 | 3 | 1 | 1 |  | 0
SCE Northern | Sylmar | 230 | Wind, Onshore |  |  | 0 | 0 | 0 | 0 | 0 | 0 | 0 | 0 | 0 | 1 | 1 | 1 | 1 | 1 | 1 | N/A |  |  |  | N/A | N/A | N/A | N/A | N/A | N/A | N/A | 1 | 1 | 2 | 1 | 1 | 1 | 1 |  | 0
PG&E NGBA | Table Mountain | 115 | Wind, Onshore |  |  | 0 | 0 | 0 | 0 | 0 | 0 | 0 | 0 | 0 | 5 | 2 | 1 | 1 | 1 | 1 | N/A |  |  |  | N/A | N/A | N/A | N/A | N/A | N/A | N/A | 2 | 1 | 3 | 2 | 1 | 1 | 1 |  | 0
PG&E NGBA | Table Mountain | 230 | Wind, Onshore |  |  | 0 | 0 | 0 | 0 | 0 | 0 | 0 | 0 | 0 | 5 | 2 | 1 | 1 | 1 | 1 | 1 |  |  |  | 2 | 3 | 1 | 1 | 5 | 1 | 1 | 2 | 1 | 3 | 2 | 1 | 1 | 4 | Less wind in profile and no CI and higher env/land-use flags | 1
PG&E NGBA | Table Mountain | 500 | Wind, Onshore |  |  | 0 | 0 | 0 | 0 | 0 | 0 | 0 | 0 | 0 | 5 | 2 | 1 | 1 | 1 | 1 | N/A |  |  |  | N/A | N/A | N/A | N/A | N/A | N/A | N/A | 2 | 1 | 3 | 2 | 1 | 1 | 1 |  | 0
PG&E NGBA | Table Mountain | 60 | Wind, Onshore |  |  | 0 | 0 | 0 | 0 | 0 | 0 | 0 | 0 | 0 | 5 | 2 | 1 | 1 | 1 | 1 | N/A |  |  |  | N/A | N/A | N/A | N/A | N/A | N/A | N/A | 2 | 1 | 3 | 2 | 1 | 1 | 1 |  | 0
PG&E KERN | Taft | 115 | Wind, Onshore |  |  | 0 | 0 | 0 | 0 | 0 | 0 | 0 | 0 | 0 | 5 | 2 | 4 | 2 | 1 | 1 | N/A |  |  |  | N/A | N/A | N/A | N/A | N/A | N/A | N/A | 1 | 1 | 2 | 1 | 2 | 1 | 1 |  | 0
SDGE | Talega | 138 | Wind, Onshore |  |  | 0 | 0 | 0 | 0 | 0 | 0 | 0 | 0 | 0 | 1 | 1 | 1 | 1 | 1 | 1 | N/A |  |  |  | N/A | N/A | N/A | N/A | N/A | N/A | N/A | 2 | 1 | 3 | 1 | 3 | 1 | 1 |  | 0
SDGE | Talega | 230 | Wind, Onshore |  |  | 0 | 0 | 0 | 0 | 0 | 0 | 0 | 0 | 0 | 1 | 1 | 1 | 1 | 1 | 1 | N/A |  |  |  | N/A | N/A | N/A | N/A | N/A | N/A | N/A | 2 | 1 | 3 | 1 | 3 | 1 | 1 |  | 0
PG&E GBA | Tassajara | 230 | Wind, Onshore |  |  | 0 | 0 | 0 | 0 | 0 | 0 | 0 | 0 | 0 | 5 | 2 | 1 | 1 | 1 | 1 | [11 empty] | 2 | 1 | 3 | 1 | 3 | 1 | 1 |  | 0
PG&E KERN | Tejon | 70 | Wind, Onshore |  |  | 0 | 0 | 0 | 0 | 0 | 0 | 0 | 0 | 0 | 1 | 1 | 1 | 1 | 1 | 1 | [11 empty] | 1 | 1 | 3 | 1 | 1 | 1 | 1 |  | 0
SDGE | Telegraph Canyon | 138 | Wind, Onshore |  |  | 0 | 0 | 0 | 0 | 0 | 0 | 0 | 0 | 0 | 1 | 1 | 1 | 1 | 1 | 1 | [11 empty] | 2 | 1 | 2 | 1 | 2 | 1 | 1 |  | 0
PG&E KERN | Temblor | 115 | Wind, Onshore |  |  | 0 | 0 | 0 | 0 | 0 | 0 | 0 | 0 | 0 | 5 | 2 | 4 | 2 | 1 | 1 | N/A |  |  |  | N/A | N/A | N/A | N/A | N/A | N/A | N/A | 1 | 1 | 2 | 1 | 1 | 1 | 1 |  | 0
PG&E KERN | Templeton | 230 | Wind, Onshore |  |  | 113.07 | 0 | 113.07 | 0 | 0 | 0 | 113.07 | 0 | 113.07 | 5 | 2 | 4 | 2 | 1 | 2 | 1 |  |  |  | 5 | 1 | 1 | 1 | 1 | 1 | 1 | 2 | 2 | 4 | 2 | 3 | 5- | 1 |  | 1
PG&E KERN | Templeton | 70 | Wind, Onshore |  |  | 0 | 0 | 0 | 0 | 0 | 0 | 0 | 0 | 0 | 1 | 1 | 1 | 1 | 1 | 1 | N/A |  |  |  | N/A | N/A | N/A | N/A | N/A | N/A | N/A | 2 | 2 | 4 | 2 | 3 | 1 | 1 |  | 0
PG&E GBA | Tesla | 115 | Wind, Onshore |  |  | 0 | 0 | 0 | 0 | 0 | 0 | 0 | 0 | 0 | 1 | 1 | 1 | 1 | 1 | 1 | N/A |  |  |  | N/A | N/A | N/A | N/A | N/A | N/A | N/A | 2 | 1 | 2 | 1 | 2 | 1 | 1 |  | 0
PG&E GBA | Tesla | 230 | Wind, Onshore |  |  | 100 | 76.5 | 176.5 | 0 | 0 | 0 | 100 | 76.5 | 176.5 | 5 | 2 | 1 | 1 | 2 | 2 | 4 |  |  |  | 2 | 2 | 1 | 1 | 2 | 1 | 1 | 2 | 1 | 2 | 1 | 2 | 1 | 3 | Slight reduction in FCDS, switched to EODS | 1
PG&E GBA | Tesla | 500 | Wind, Onshore |  |  | 300 | 0 | 300 | 0 | 0 | 0 | 300 | 0 | 300 | 1 | 1 | 1 | 1 | 2 | 2 | 4 |  |  |  | 2 | 2 | 1 | 1 | 2 | 1 | 1 | 2 | 1 | 2 | 1 | 2 | 3+ | 1 |  | 1
PG&E KERN | Tevis | 115 | Wind, Onshore |  |  | 0 | 0 | 0 | 0 | 0 | 0 | 0 | 0 | 0 | 5 | 2 | 4 | 2 | 1 | 1 | N/A |  |  |  | N/A | N/A | N/A | N/A | N/A | N/A | N/A | 1 | 1 | 2 | 1 | 2 | 1 | 1 |  | 0
EOP | Thousandaire | 138 | Wind, Onshore |  |  | 0 | 0 | 0 | 0 | 0 | 0 | 0 | 0 | 0 | 1 | 1 | 1 | 1 | 1 | 1 | N/A |  |  |  | N/A | N/A | N/A | N/A | N/A | N/A | N/A | 2 | 2 | 4 | 1 | 3 | 1 | 1 |  | 0
PG&E KERN | Topaz | 230 | Wind, Onshore |  |  | 0 | 0 | 0 | 0 | 0 | 0 | 0 | 0 | 0 | 5 | 2 | 4 | 2 | 1 | 1 | [11 empty] | 1 | 1 | 3 | 1 | 2 | 1 | 1 |  | 0
SCE NOL | Tortilla | 115 | Wind, Onshore |  |  | 0 | 0 | 0 | 0 | 0 | 0 | 0 | 0 | 0 | 3 | 3 | 1 | 1 | 1 | 1 | N/A |  |  |  | N/A | N/A | N/A | N/A | N/A | N/A | N/A | 2 | 1 | 4 | 1 | 2 | 1 | 1 |  | 0
SDGE | Trabuco | 138 | Wind, Onshore |  |  | 0 | 0 | 0 | 0 | 0 | 0 | 0 | 0 | 0 | 1 | 1 | 1 | 1 | 1 | 1 | N/A |  |  |  | N/A | N/A | N/A | N/A | N/A | N/A | N/A | 1 | 1 | 1 | 1 | 2 | 1 | 1 |  | 0
PG&E GBA | Tracy | 115 | Wind, Onshore |  |  | 0 | 0 | 0 | 0 | 0 | 0 | 0 | 0 | 0 | 5 | 2 | 1 | 1 | 1 | 1 | [11 empty] | 2 | 1 | 3 | 1 | 2 | 1 | 1 |  | 0
PG&E FRESNO | Tranquility | 230 | Wind, Onshore |  |  | 0 | 0 | 0 | 0 | 0 | 0 | 0 | 0 | 0 | 5 | 2 | 1 | 1 | 1 | 1 | N/A |  |  |  | N/A | N/A | N/A | N/A | N/A | N/A | N/A | 1 | 1 | 4 | 2 | 1 | 1 | 1 |  | 0
PG&E GBA | Trimble | 115 | Wind, Onshore |  |  | 0 | 0 | 0 | 0 | 0 | 0 | 0 | 0 | 0 | 1 | 1 | 1 | 1 | 1 | 1 | [11 empty] | 2 | 1 | 3 | 2 | 2 | 1 | 1 |  | 0
EOP | Trout Canyon | 230 | Wind, Onshore |  |  | 0 | 0 | 0 | 0 | 0 | 0 | 0 | 0 | 0 | 1 | 1 | 1 | 1 | 3 | 1 | 1 |  |  |  | N/A | N/A | N/A | N/A | N/A | N/A | N/A | 2 | 2 | 4 | 1 | 3 | 1 | 1 |  | 0
EOP | Trout Canyon | 500 | Wind, Onshore |  |  | 0 | 0 | 0 | 0 | 0 | 0 | 0 | 0 | 0 | 1 | 1 | 1 | 1 | 1 | 1 | N/A |  |  |  | N/A | N/A | N/A | N/A | N/A | N/A | N/A | 2 | 2 | 4 | 1 | 3 | 1+ | 1 |  | 1
PG&E NGBA | Tulucay | 230 | Wind, Onshore |  |  | 0 | 0 | 0 | 0 | 0 | 0 | 0 | 0 | 0 | 5 | 2 | 1 | 1 | 1 | 1 | N/A |  |  |  | N/A | N/A | N/A | N/A | N/A | N/A | N/A | 2 | 1 | 3 | 2 | 3 | 1 | 1 |  | 0
PG&E NGBA | Tulucay | 60 | Wind, Onshore |  |  | 0 | 0 | 0 | 0 | 0 | 0 | 0 | 0 | 0 | 5 | 2 | 1 | 1 | 1 | 1 | N/A |  |  |  | N/A | N/A | N/A | N/A | N/A | N/A | N/A | 2 | 1 | 3 | 2 | 3 | 1 | 1 |  | 0
PG&E KERN | Tupman | 115 | Wind, Onshore |  |  | 0 | 0 | 0 | 0 | 0 | 0 | 0 | 0 | 0 | 5 | 2 | 4 | 2 | 1 | 1 | N/A |  |  |  | N/A | N/A | N/A | N/A | N/A | N/A | N/A | 1 | 1 | 2 | 1 | 1 | 1 | 1 |  | 0
PG&E NGBA | Ukiah | 115 | Wind, Onshore |  |  | 0 | 0 | 0 | 0 | 0 | 0 | 0 | 0 | 0 | 5 | 2 | 1 | 1 | 1 | 1 | N/A |  |  |  | N/A | N/A | N/A | N/A | N/A | N/A | N/A | 2 | 2 | 4 | 2 | 3 | 1 | 1 |  | 0
PG&E KERN | Union (Estrella) | 70 | Wind, Onshore |  |  | 0 | 0 | 0 | 0 | 0 | 0 | 0 | 0 | 0 | 1 | 1 | 1 | 1 | 1 | 1 | [11 empty] | 2 | 2 | 4 | 2 | 3 | 1 | 1 |  | 0
PG&E NGBA | Vaca Dixon | 115 | Wind, Onshore |  |  | 0 | 0 | 0 | 0 | 0 | 0 | 0 | 0 | 0 | 5 | 2 | 1 | 1 | 1 | 1 | N/A |  |  |  | N/A | N/A | N/A | N/A | N/A | N/A | N/A | 2 | 1 | 1 | 1 | 3 | 1 | 1 |  | 0
PG&E NGBA | Vaca Dixon | 230 | Wind, Onshore |  |  | 0 | 0 | 0 | 0 | 0 | 0 | 0 | 0 | 0 | 5 | 2 | 1 | 1 | 1 | 1 | N/A |  |  |  | N/A | N/A | N/A | N/A | N/A | N/A | N/A | 2 | 1 | 1 | 1 | 3 | 1 | 1 |  | 0
PG&E NGBA | Vaca Dixon | 500 | Wind, Onshore |  |  | 0 | 0 | 0 | 0 | 0 | 0 | 0 | 0 | 0 | 5 | 2 | 1 | 1 | 1 | 1 | N/A |  |  |  | N/A | N/A | N/A | N/A | N/A | N/A | N/A | 2 | 1 | 1 | 1 | 3 | 1 | 1 |  | 0
PG&E NGBA | Vaca Dixon | 60 | Wind, Onshore |  |  | 0 | 0 | 0 | 0 | 0 | 0 | 0 | 0 | 0 | 5 | 2 | 1 | 1 | 1 | 1 | N/A |  |  |  | N/A | N/A | N/A | N/A | N/A | N/A | N/A | 2 | 1 | 1 | 1 | 3 | 1 | 1 |  | 0
SCE Eastern | Valley (SCE) | 500 | Wind, Onshore |  |  | 0 | 0 | 0 | 0 | 0 | 0 | 0 | 0 | 0 | 1 | 1 | 1 | 1 | 1 | 1 | N/A |  |  |  | N/A | N/A | N/A | N/A | N/A | N/A | N/A | 1 | 1 | 2 | 1 | 2 | 1 | 1 |  | 0
EOP | Valley (VEA) | 138 | Wind, Onshore |  |  | 0 | 0 | 0 | 0 | 0 | 0 | 0 | 0 | 0 | 1 | 1 | 1 | 1 | 1 | 1 | N/A |  |  |  | N/A | N/A | N/A | N/A | N/A | N/A | N/A | 2 | 2 | 4 | 1 | 3 | 1 | 1 |  | 0
SDGE | Valley Center | 69 | Wind, Onshore |  |  | 0 | 0 | 0 | 0 | 0 | 0 | 0 | 0 | 0 | 1 | 1 | 1 | 1 | 1 | 1 | [11 empty] | 2 | 1 | 4 | 1 | 3 | 1 | 1 |  | 0
PG&E GBA | Valley Home | 115 | Wind, Onshore |  |  | 0 | 0 | 0 | 0 | 0 | 0 | 0 | 0 | 0 | 5 | 2 | 1 | 1 | 1 | 1 | [11 empty] | 1 | 1 | 4 | 2 | 1 | 1 | 1 |  | 0
PG&E GBA | Valley Springs | 230 | Wind, Onshore |  |  | 0 | 0 | 0 | 0 | 0 | 0 | 0 | 0 | 0 | 5 | 2 | 1 | 1 | 1 | 1 | [11 empty] | 2 | 1 | 4 | 1 | 3 | 1 | 1 |  | 0
PG&E GBA | Valley Springs | 60 | Wind, Onshore |  |  | 0 | 0 | 0 | 0 | 0 | 0 | 0 | 0 | 0 | 5 | 2 | 1 | 1 | 1 | 1 | [11 empty] | 2 | 1 | 4 | 1 | 3 | 1 | 1 |  | 0
EOP | Valley Switch | 138 | Wind, Onshore |  |  | 0 | 0 | 0 | 0 | 0 | 0 | 0 | 0 | 0 | 1 | 1 | 1 | 1 | 1 | 1 | N/A |  |  |  | N/A | N/A | N/A | N/A | N/A | N/A | N/A | 2 | 2 | 4 | 1 | 3 | 1 | 1 |  | 0
EOP | Valley Switch | 230 | Wind, Onshore |  |  | 0 | 0 | 0 | 0 | 0 | 0 | 0 | 0 | 0 | 1 | 1 | 1 | 1 | 1 | 1 | N/A |  |  |  | N/A | N/A | N/A | N/A | N/A | N/A | N/A | 2 | 2 | 4 | 1 | 3 | 1 | 1 |  | 0
PG&E GBA | Vasco | 230 | Wind, Onshore |  |  | 0 | 0 | 0 | 0 | 0 | 0 | 0 | 0 | 0 | 5 | 2 | 1 | 1 | 1 | 1 | [11 empty] | 2 | 1 | 3 | 1 | 3 | 1 | 1 |  | 0
PG&E GBA | Vasona | 230 | Wind, Onshore |  |  | 0 | 0 | 0 | 0 | 0 | 0 | 0 | 0 | 0 | 1 | 1 | 1 | 1 | 1 | 1 | [11 empty] | 2 | 1 | 4 | 2 | 3 | 1 | 1 |  | 0
SCE Northern | Vestal | 230 | Wind, Onshore |  |  | 0 | 0 | 0 | 0 | 0 | 0 | 0 | 0 | 0 | 1 | 1 | 1 | 1 | 1 | 1 | N/A |  |  |  | N/A | N/A | N/A | N/A | N/A | N/A | N/A | 1 | 1 | 4 | 1 | 1 | 1 | 1 |  | 0
SCE Northern | Vestal | 66 | Wind, Onshore |  |  | 0 | 0 | 0 | 0 | 0 | 0 | 0 | 0 | 0 | 1 | 1 | 1 | 1 | 1 | 1 | N/A |  |  |  | N/A | N/A | N/A | N/A | N/A | N/A | N/A | 1 | 1 | 4 | 1 | 1 | 1 | 1 |  | 0
SCE NOL | Victor | 115 | Wind, Onshore |  |  | 0 | 0 | 0 | 0 | 0 | 0 | 0 | 0 | 0 | 1 | 1 | 1 | 1 | 1 | 1 | N/A |  |  |  | N/A | N/A | N/A | N/A | N/A | N/A | N/A | 2 | 1 | 3 | 1 | 2 | 1 | 1 |  | 0
SCE NOL | Victor | 230 | Wind, Onshore |  |  | 0 | 0 | 0 | 0 | 0 | 0 | 0 | 0 | 0 | 1 | 1 | 1 | 1 | 1 | 1 | N/A |  |  |  | N/A | N/A | N/A | N/A | N/A | N/A | N/A | 2 | 1 | 3 | 1 | 2 | 1 | 1 |  | 0
SCE Metro | Viejo | 230 | Wind, Onshore |  |  | 0 | 0 | 0 | 0 | 0 | 0 | 0 | 0 | 0 | 1 | 1 | 1 | 1 | 1 | 1 | N/A |  |  |  | N/A | N/A | N/A | N/A | N/A | N/A | N/A | 1 | 1 | 3 | 1 | 2 | 1 | 1 |  | 0
PG&E GBA | Vierra | 115 | Wind, Onshore |  |  | 0 | 0 | 0 | 0 | 0 | 0 | 0 | 0 | 0 | 5 | 2 | 1 | 1 | 1 | 1 | N/A |  |  |  | N/A | N/A | N/A | N/A | N/A | N/A | N/A | 1 | 1 | 1 | 2 | 1 | 1 | 1 |  | 0
SCE Metro | Villa Park | 230 | Wind, Onshore |  |  | 0 | 0 | 0 | 0 | 0 | 0 | 0 | 0 | 0 | 1 | 1 | 1 | 1 | 1 | 1 | N/A |  |  |  | N/A | N/A | N/A | N/A | N/A | N/A | N/A | 1 | 1 | 2 | 1 | 2 | 1 | 1 |  | 0
SCE Northern | Vincent | 230 | Wind, Onshore |  |  | 0 | 0 | 0 | 0 | 0 | 0 | 0 | 0 | 0 | 1 | 1 | 1 | 1 | 1 | 1 | N/A |  |  |  | N/A | N/A | N/A | N/A | N/A | N/A | N/A | 2 | 1 | 4 | 1 | 3 | 1 | 1 |  | 0
SCE Northern | Vincent | 500 | Wind, Onshore |  |  | 0 | 0 | 0 | 0 | 0 | 0 | 0 | 0 | 0 | 1 | 1 | 1 | 1 | 1 | 1 | N/A |  |  |  | N/A | N/A | N/A | N/A | N/A | N/A | N/A | 2 | 1 | 4 | 1 | 3 | 1 | 1 |  | 0
PG&E GBA | Vineyard | 230 | Wind, Onshore |  |  | 0 | 0 | 0 | 0 | 0 | 0 | 0 | 0 | 0 | 5 | 2 | 1 | 1 | 1 | 1 | [11 empty] | 2 | 1 | 2 | 1 | 3 | 1 | 1 |  | 0
SDGE | Vineyard | 69 | Wind, Onshore |  |  | 0 | 0 | 0 | 0 | 0 | 0 | 0 | 0 | 0 | 1 | 1 | 1 | 1 | 1 | 1 | [11 empty] | 2 | 1 | 2 | 1 | 3 | 1 | 1 |  | 0
SCE Eastern | Vista (SCE) | 230 | Wind, Onshore |  |  | 0 | 0 | 0 | 0 | 0 | 0 | 0 | 0 | 0 | 1 | 1 | 1 | 1 | 1 | 1 | N/A |  |  |  | N/A | N/A | N/A | N/A | N/A | N/A | N/A | 1 | 1 | 2 | 1 | 1 | 1 | 1 |  | 0
EOP | Vista (VEA) | 138 | Wind, Onshore |  |  | 0 | 0 | 0 | 0 | 0 | 0 | 0 | 0 | 0 | 1 | 1 | 1 | 1 | 1 | 1 | N/A |  |  |  | N/A | N/A | N/A | N/A | N/A | N/A | N/A | 2 | 2 | 4 | 1 | 3 | 1 | 1 |  | 0
EOP | Vista (VEA) | 230 | Wind, Onshore |  |  | 0 | 0 | 0 | 0 | 0 | 0 | 0 | 0 | 0 | 1 | 1 | 1 | 1 | 1 | 1 | N/A |  |  |  | N/A | N/A | N/A | N/A | N/A | N/A | N/A | 2 | 2 | 4 | 1 | 3 | 1 | 1 |  | 0
PG&E FRESNO | Wahtoke | 115 | Wind, Onshore |  |  | 0 | 0 | 0 | 0 | 0 | 0 | 0 | 0 | 0 | 5 | 2 | 1 | 1 | 1 | 1 | N/A |  |  |  | N/A | N/A | N/A | N/A | N/A | N/A | N/A | 1 | 1 | 3 | 2 | 1 | 1 | 1 |  | 0
SCE Northern | Wakefield | 66 | Wind, Onshore |  |  | 0 | 0 | 0 | 0 | 0 | 0 | 0 | 0 | 0 | 1 | 1 | 1 | 1 | 1 | 1 | [11 empty] | 2 | 1 | 4 | 1 | 3 | 1 | 1 |  | 0
SCE Metro | Walnut | 230 | Wind, Onshore |  |  | 0 | 0 | 0 | 0 | 0 | 0 | 0 | 0 | 0 | 1 | 1 | 1 | 1 | 1 | 1 | N/A |  |  |  | N/A | N/A | N/A | N/A | N/A | N/A | N/A | 1 | 1 | 1 | 1 | 1 | 1 | 1 |  | 0
SCE Northern | Warne | 230 | Wind, Onshore |  |  | 0 | 0 | 0 | 0 | 0 | 0 | 0 | 0 | 0 | 1 | 1 | 1 | 1 | 1 | 1 | [11 empty] | 1 | 1 | 4 | 1 | 3 | 1 | 1 |  | 0
PG&E GBA | Warnerville | 230 | Wind, Onshore |  |  | 0 | 0 | 0 | 0 | 0 | 0 | 0 | 0 | 0 | 5 | 2 | 1 | 1 | 1 | 1 | N/A |  |  |  | N/A | N/A | N/A | N/A | N/A | N/A | N/A | 1 | 1 | 3 | 2 | 2 | 1 | 1 |  | 0
PG&E FRESNO | Waukena | 115 | Wind, Onshore |  |  | 0 | 0 | 0 | 0 | 0 | 0 | 0 | 0 | 0 | 5 | 2 | 1 | 1 | 1 | 1 | N/A |  |  |  | N/A | N/A | N/A | N/A | N/A | N/A | N/A | 1 | 1 | 4 | 2 | 1 | 1 | 1 |  | 0
PG&E GBA | Weber | 230 | Wind, Onshore |  |  | 0 | 0 | 0 | 0 | 0 | 0 | 0 | 0 | 0 | 5 | 2 | 1 | 1 | 1 | 1 | N/A |  |  |  | N/A | N/A | N/A | N/A | N/A | N/A | N/A | 1 | 1 | 3 | 2 | 1 | 1 | 1 |  | 0
PG&E GBA | Weber | 60 | Wind, Onshore |  |  | 0 | 0 | 0 | 0 | 0 | 0 | 0 | 0 | 0 | 5 | 2 | 1 | 1 | 1 | 1 | N/A |  |  |  | N/A | N/A | N/A | N/A | N/A | N/A | N/A | 1 | 1 | 3 | 2 | 1 | 1 | 1 |  | 0
PG&E FRESNO | West Fresno | 115 | Wind, Onshore |  |  | 0 | 0 | 0 | 0 | 0 | 0 | 0 | 0 | 0 | 5 | 2 | 1 | 1 | 1 | 1 | N/A |  |  |  | N/A | N/A | N/A | N/A | N/A | N/A | N/A | 1 | 1 | 2 | 2 | 1 | 1 | 1 |  | 0
PG&E FRESNO | Westley | 230 | Wind, Onshore |  |  | 0 | 0 | 0 | 0 | 0 | 0 | 0 | 0 | 0 | 1 | 1 | 1 | 1 | 1 | 1 | N/A |  |  |  | N/A | N/A | N/A | N/A | N/A | N/A | N/A | 1 | 1 | 4 | 2 | 1 | 1 | 1 |  | 0
PG&E KERN | Westpark | 115 | Wind, Onshore |  |  | 0 | 0 | 0 | 0 | 0 | 0 | 0 | 0 | 0 | 1 | 1 | 1 | 1 | 1 | 1 | N/A |  |  |  | N/A | N/A | N/A | N/A | N/A | N/A | N/A | 1 | 1 | 3 | 1 | 1 | 1 | 1 |  | 0
PG&E KERN | Wheeler Ridge | 230 | Wind, Onshore |  |  | 0 | 0 | 0 | 0 | 0 | 0 | 0 | 0 | 0 | 5 | 2 | 4 | 2 | 1 | 1 | N/A |  |  |  | N/A | N/A | N/A | N/A | N/A | N/A | N/A | 1 | 1 | 4 | 1 | 1 | 1 | 1 |  | 0
PG&E KERN | Wheeler Ridge | 115 | Wind, Onshore |  |  | 0 | 0 | 0 | 0 | 0 | 0 | 0 | 0 | 0 | 1 | 1 | 1 | 1 | 1 | 1 | N/A |  |  |  | N/A | N/A | N/A | N/A | N/A | N/A | N/A | 1 | 1 | 4 | 1 | 1 | 1 | 1 |  | 0
PG&E KERN | Wheeler Ridge | 70 | Wind, Onshore |  |  | 0 | 0 | 0 | 0 | 0 | 0 | 0 | 0 | 0 | 5 | 2 | 4 | 2 | 1 | 1 | N/A |  |  |  | N/A | N/A | N/A | N/A | N/A | N/A | N/A | 1 | 1 | 4 | 1 | 1 | 1 | 1 |  | 0
SCE Northern | Whirlwind | 230 | Wind, Onshore |  |  | 300 | 0 | 300 | 0 | 0 | 0 | 300 | 0 | 300 | 1 | 1 | 1 | 1 | 1 | 2 | 2 |  |  |  | 2 | 1 | 1 | 1 | 2 | 1 | 1 | 2 | 1 | 4 | 1 | 3 | 5- | 1 |  | 1
SCE Northern | Whirlwind | 500 | Wind, Onshore |  |  | 0 | 0 | 0 | 0 | 0 | 0 | 0 | 0 | 0 | 1 | 1 | 1 | 1 | 1 | 1 | N/A |  |  |  | N/A | N/A | N/A | N/A | N/A | N/A | N/A | 2 | 1 | 4 | 1 | 3 | 1 | 1 |  | 0
PG&E GBA | Whisman | 115 | Wind, Onshore |  |  | 0 | 0 | 0 | 0 | 0 | 0 | 0 | 0 | 0 | 1 | 1 | 1 | 1 | 1 | 1 | [11 empty] | 2 | 1 | 2 | 2 | 2 | 1 | 1 |  | 0
SCE Eastern | Wildlife | 230 | Wind, Onshore |  |  | 0 | 0 | 0 | 0 | 0 | 0 | 0 | 0 | 0 | 1 | 1 | 1 | 1 | 1 | 1 | [11 empty] | 1 | 1 | 1 | 1 | 1 | 1 | 1 |  | 0
PG&E FRESNO | Wilson | 115 | Wind, Onshore |  |  | 0 | 0 | 0 | 0 | 0 | 0 | 0 | 0 | 0 | 5 | 2 | 1 | 1 | 1 | 1 | N/A |  |  |  | N/A | N/A | N/A | N/A | N/A | N/A | N/A | 1 | 1 | 4 | 2 | 1 | 1 | 1 |  | 0
PG&E FRESNO | Wilson | 230 | Wind, Onshore |  |  | 150 | 50 | 200 | 0 | 0 | 0 | 150 | 50 | 200 | 5 | 2 | 4 | 2 | 2 | 1 | 1 |  |  |  | 1 | 2 | 1 | 1 | 2 | 1 | 1 | 1 | 1 | 4 | 2 | 1 | 3- | 3 | Slight reduction in FCDS, switched to EODS | 1
SCE Northern | Windhub | 230 | Wind, Onshore |  |  | 174 | 0 | 174 | 0 | 0 | 0 | 174 | 0 | 174 | 1 | 1 | 1 | 1 | 1 | 3 | 4 |  |  |  | 2 | 2 | 2 | 2 | 3 | 2 | 1 | 2 | 1 | 4 | 1 | 2 | 5- | 1 |  | 1
SCE Northern | Windhub | 500 | Wind, Onshore |  |  | 0 | 0 | 0 | 0 | 0 | 0 | 0 | 0 | 0 | 1 | 1 | 1 | 1 | 1 | 1 | N/A |  |  |  | N/A | N/A | N/A | N/A | N/A | N/A | N/A | 2 | 1 | 4 | 1 | 2 | 1 | 1 |  | 0
PG&E GBA | Windmaster | 230 | Wind, Onshore |  |  | 0 | 0 | 0 | 0 | 0 | 0 | 0 | 0 | 0 | 5 | 2 | 1 | 1 | 1 | 1 | [11 empty] | 2 | 1 | 2 | 1 | 2 | 1 | 1 |  | 0
PG&E NGBA | Windsor | 60 | Wind, Onshore |  |  | 0 | 0 | 0 | 0 | 0 | 0 | 0 | 0 | 0 | 5 | 2 | 1 | 1 | 1 | 1 | [11 empty] | 1 | 1 | 2 | 1 | 2 | 1 | 1 |  | 0
PG&E NGBA | Woodland | 115 | Wind, Onshore |  |  | 0 | 0 | 0 | 0 | 0 | 0 | 0 | 0 | 0 | 5 | 2 | 1 | 1 | 1 | 1 | N/A |  |  |  | N/A | N/A | N/A | N/A | N/A | N/A | N/A | 2 | 1 | 4 | 2 | 3 | 1 | 1 |  | 0
PG&E FRESNO | Woodward | 115 | Wind, Onshore |  |  | 0 | 0 | 0 | 0 | 0 | 0 | 0 | 0 | 0 | 5 | 2 | 1 | 1 | 1 | 1 | [11 empty] | 1 | 1 | 2 | 2 | 2 | 1 | 1 |  | 0
PG&E NGBA | Wyandotte | 115 | Wind, Onshore |  |  | 0 | 0 | 0 | 0 | 0 | 0 | 0 | 0 | 0 | 5 | 2 | 1 | 1 | 1 | 1 | N/A |  |  |  | N/A | N/A | N/A | N/A | N/A | N/A | N/A | 2 | 1 | 2 | 2 | 2 | 1 | 1 |  | 0
PG&E KERN | 7th Standard | 115 | Distributed_Solar |  |  | 0 | 0 | 0 | 0 | 0 | 0 | 0 | 0 | 0 | 5 | 2 | 4 | 2 | [13 empty] | 1 | 1 | 3 | 1 | 2 | 1 | 4 | Reduced to better align with CI | 1
SCE Metro | Alamitos | 230 | Distributed_Solar |  |  | 0 | 0 | 0 | 0 | 0 | 0 | 0 | 0 | 0 | 1 | 1 | 1 | 1 | [13 empty] | 1 | 1 | 1 | 1 | 1 | 1 | 1 |  | 0
SCE Eastern | Alberhill | 115 | Distributed_Solar |  |  | 0 | 0 | 0 | 0 | 0 | 0 | 0 | 0 | 0 | 1 | 1 | 1 | 1 | [13 empty] | 1 | 1 | 4 | 1 | 1 | 1 | 1 |  | 0
SCE Eastern | Alberhill | 500 | Distributed_Solar |  |  | 0 | 0 | 0 | 0 | 0 | 0 | 0 | 0 | 0 | 1 | 1 | 1 | 1 | [13 empty] | 1 | 1 | 4 | 1 | 1 | 1 | 1 |  | 0
PG&E GBA | Alhambra | 115 | Distributed_Solar |  |  | 0 | 0 | 0 | 0 | 0 | 0 | 0 | 0 | 0 | 5 | 2 | 1 | 1 | [13 empty] | 2 | 1 | 2 | 1 | 2 | 1 | 1 |  | 0
PG&E FRESNO | Alpaugh | 115 | Distributed_Solar |  |  | 0 | 3 | 3 | 0 | 3 | 3 | 0 | 0 | 0 | 5 | 2 | 4 | 2 | [13 empty] | 1 | 1 | 3 | 1 | 1 | 1 | 4 | Reduced to better align with CI | 1
SDGE | Alpine | 69 | Distributed_Solar |  |  | 0 | 0 | 0 | 0 | 0 | 0 | 0 | 0 | 0 | 1 | 1 | 1 | 1 | [13 empty] | 2 | 1 | 4 | 1 | 3 | 1 | 1 |  | 0
PG&E GBA | Altamont Midway (Sandhill) | 230 | Distributed_Solar |  |  | 0 | 0 | 0 | 0 | 0 | 0 | 0 | 0 | 0 | 5 | 2 | 1 | 1 | [13 empty] | 2 | 1 | 2 | 1 | 3 | 1 | 1 |  | 0
SCE Northern | Antelope | 66 | Distributed_Solar |  |  | 0 | 0 | 0 | 0 | 0 | 0 | 0 | 0 | 0 | 1 | 1 | 1 | 1 | [13 empty] | 2 | 1 | 4 | 1 | 3 | 4+ | 1 |  | 1
SCE Northern | Antelope | 230 | Distributed_Solar |  |  | 0 | 6 | 6 | 0 | 6 | 6 | 0 | 0 | 0 | 1 | 1 | 1 | 1 | [13 empty] | 2 | 1 | 4 | 1 | 3 | 4+ | 1 |  | 1
SCE Northern | Antelope | 500 | Distributed_Solar |  |  | 0 | 0 | 0 | 0 | 0 | 0 | 0 | 0 | 0 | 1 | 1 | 1 | 1 | [13 empty] | 2 | 1 | 4 | 1 | 3 | 1 | 1 |  | 0
PG&E NGBA | Arcata | 60 | Distributed_Solar |  |  | 0 | 7 | 7 | 0 | 7 | 7 | 0 | 0 | 0 | 5 | 2 | 1 | 1 | [13 empty] | 2 | 2 | 4 | 2 | 3 | 1 | 1 |  | 1
PG&E KERN | Arco | 230 | Distributed_Solar |  |  | 0 | 4.79 | 4.79 | 0 | 4.79 | 4.79 | 0 | 0 | 0 | 5 | 2 | 4 | 2 | [13 empty] | 1 | 1 | 4 | 1 | 1 | 1 | 3 | Reduced to better align with CI | 1
PG&E KERN | Arco | 70 | Distributed_Solar |  |  | 0 | 0 | 0 | 0 | 0 | 0 | 0 | 0 | 0 | 5 | 2 | 4 | 2 | [13 empty] | 1 | 1 | 4 | 1 | 1 | 4+ | 1 |  | 1
SCE Metro | ArcoGen | 230 | Distributed_Solar |  |  | 0 | 0 | 0 | 0 | 0 | 0 | 0 | 0 | 0 | 1 | 1 | 1 | 1 | [13 empty] | 1 | 1 | 1 | 1 | 1 | 1 | 1 |  | 0
SDGE | Artesian | 230 | Distributed_Solar |  |  | 0 | 0 | 0 | 0 | 0 | 0 | 0 | 0 | 0 | 1 | 1 | 1 | 1 | [13 empty] | 2 | 1 | 2 | 1 | 3 | 1 | 1 |  | 0
SDGE | Artesian | 69 | Distributed_Solar |  |  | 0 | 0 | 0 | 0 | 0 | 0 | 0 | 0 | 0 | 1 | 1 | 1 | 1 | [13 empty] | 2 | 1 | 2 | 1 | 3 | 1 | 1 |  | 0
PG&E FRESNO | Ashlan | 230 | Distributed_Solar |  |  | 0 | 0 | 0 | 0 | 0 | 0 | 0 | 0 | 0 | 5 | 2 | 1 | 1 | [13 empty] | 1 | 1 | 2 | 2 | 1 | 1 | 1 |  | 0
PG&E NGBA | Atlantic | 115 | Distributed_Solar |  |  | 0 | 0 | 0 | 0 | 0 | 0 | 0 | 0 | 0 | 5 | 2 | 1 | 1 | [13 empty] | 2 | 1 | 2 | 2 | 3 | 1 | 1 |  | 0
PG&E NGBA | Atlantic | 230 | Distributed_Solar |  |  | 0 | 0 | 0 | 0 | 0 | 0 | 0 | 0 | 0 | 5 | 2 | 1 | 1 | [13 empty] | 2 | 1 | 2 | 2 | 3 | 1 | 1 |  | 0
PG&E NGBA | Atlantic | 60 | Distributed_Solar |  |  | 0 | 0 | 0 | 0 | 0 | 0 | 0 | 0 | 0 | 5 | 2 | 1 | 1 | [13 empty] | 2 | 1 | 2 | 2 | 3 | 1 | 1 |  | 0
PG&E FRESNO | Atwater | 115 | Distributed_Solar |  |  | 0 | 2 | 2 | 0 | 2 | 2 | 0 | 0 | 0 | 5 | 2 | 1 | 1 | [13 empty] | 1 | 1 | 2 | 2 | 1 | 4+ | 1 |  | 1
PG&E GBA | Avena | 115 | Distributed_Solar |  |  | 0 | 0 | 0 | 0 | 0 | 0 | 0 | 0 | 0 | 5 | 2 | 1 | 1 | [13 empty] | 1 | 1 | 3 | 2 | 1 | 1+ | 1 |  | 1
SDGE | Avocado | 69 | Distributed_Solar |  |  | 0 | 0 | 0 | 0 | 0 | 0 | 0 | 0 | 0 | 1 | 1 | 1 | 1 | [13 empty] | 2 | 1 | 3 | 1 | 3 | 1 | 1 |  | 0
PG&E NGBA | Bahia | 230 | Distributed_Solar |  |  | 0 | 0 | 0 | 0 | 0 | 0 | 0 | 0 | 0 | 5 | 2 | 1 | 1 | [13 empty] | 2 | 1 | 1 | 1 | 2 | 4+ | 1 |  | 1
SCE Northern | Bailey | 230 | Distributed_Solar |  |  | 0 | 0 | 0 | 0 | 0 | 0 | 0 | 0 | 0 | 1 | 1 | 1 | 1 | [13 empty] | 1 | 1 | 4 | 1 | 3 | 1 | 1 |  | 0
SCE NOL | Baker | 115 | Distributed_Solar |  |  | 0 | 0 | 0 | 0 | 0 | 0 | 0 | 0 | 0 | 3 | 3 | 1 | 1 | [13 empty] | 2 | 2 | 4 | 1 | 1 | 1 | 1 |  | 0
PG&E KERN | Bakersfield | 230 | Distributed_Solar |  |  | 0 | 0 | 0 | 0 | 0 | 0 | 0 | 0 | 0 | 5 | 2 | 4 | 2 | [13 empty] | 1 | 1 | 3 | 1 | 1 | 1 | 1 |  | 0
PG&E FRESNO | Balch | 230 | Distributed_Solar |  |  | 0 | 0 | 0 | 0 | 0 | 0 | 0 | 0 | 0 | 5 | 2 | 1 | 1 | [13 empty] | 1 | 1 | 4 | 2 | 3 | 1 | 1 |  | 0
SCE Eastern | Bannister | 230 | Distributed_Solar |  |  | 0 | 0 | 0 | 0 | 0 | 0 | 0 | 0 | 0 | 5 | 5 | 3 | 3 | [13 empty] | 2 | 1 | 2 | 2 | 1 | 1 | 1 |  | 0
SCE Metro | Barre | 230 | Distributed_Solar |  |  | 0 | 0 | 0 | 0 | 0 | 0 | 0 | 0 | 0 | 1 | 1 | 1 | 1 | [13 empty] | 1 | 1 | 1 | 1 | 1 | 1 | 4 | Reduced to better align with CI | 1
SDGE | Bay Boulevard | 69 | Distributed_Solar |  |  | 0 | 0 | 0 | 0 | 0 | 0 | 0 | 0 | 0 | 1 | 1 | 1 | 1 | [13 empty] | 2 | 1 | 2 | 1 | 1 | 1 | 1 |  | 0
SDGE | Bay Boulevard | 230 | Distributed_Solar |  |  | 0 | 0 | 0 | 0 | 0 | 0 | 0 | 0 | 0 | 1 | 1 | 1 | 1 | [13 empty] | 2 | 1 | 2 | 1 | 1 | 1 | 1 |  | 0
EOP | Beatty | 138 | Distributed_Solar |  |  | 0 | 0 | 0 | 0 | 0 | 0 | 0 | 0 | 0 | 1 | 1 | 1 | 1 | [13 empty] | 2 | 2 | 4 | 1 | 3 | 1 | 1 |  | 0
EOP | Beatty | 230 | Distributed_Solar |  |  | 0 | 0 | 0 | 0 | 0 | 0 | 0 | 0 | 0 | 1 | 1 | 1 | 1 | [13 empty] | 2 | 2 | 4 | 1 | 3 | 1 | 1 |  | 0
PG&E NGBA | Belden | 230 | Distributed_Solar |  |  | 0 | 0 | 0 | 0 | 0 | 0 | 0 | 0 | 0 | 5 | 2 | 1 | 1 | [13 empty] | 2 | 2 | 4 | 1 | 3 | 1 | 1 |  | 0
PG&E NGBA | Bell | 115 | Distributed_Solar |  |  | 0 | 0 | 0 | 0 | 0 | 0 | 0 | 0 | 0 | 5 | 2 | 1 | 1 | [13 empty] | 2 | 1 | 4 | 2 | 3 | 1 | 1 |  | 0
PG&E NGBA | Bellevue | 115 | Distributed_Solar |  |  | 0 | 0 | 0 | 0 | 0 | 0 | 0 | 0 | 0 | 5 | 2 | 1 | 1 | [13 empty] | 2 | 1 | 2 | 2 | 2 | 1 | 5 | Reduced to better align with CI | 1
PG&E GBA | Bellota | 115 | Distributed_Solar |  |  | 0 | 0 | 0 | 0 | 0 | 0 | 0 | 0 | 0 | 5 | 2 | 1 | 1 | [13 empty] | 1 | 1 | 4 | 2 | 3 | 1 | 1 |  | 0
PG&E GBA | Bellota | 230 | Distributed_Solar |  |  | 0 | 0 | 0 | 0 | 0 | 0 | 0 | 0 | 0 | 5 | 2 | 1 | 1 | [13 empty] | 1 | 1 | 4 | 2 | 3 | 1 | 1 |  | 0
SCE Northern | Big Creek | 230 | Distributed_Solar |  |  | 0 | 0 | 0 | 0 | 0 | 0 | 0 | 0 | 0 | 1 | 1 | 1 | 1 | [13 empty] | 1 | 1 | 4 | 2 | 3 | 1 | 1 |  | 0
PG&E FRESNO | Biola | 70 | Distributed_Solar |  |  | 0 | 0 | 0 | 0 | 0 | 0 | 0 | 0 | 0 | 5 | 2 | 1 | 1 | [13 empty] | 1 | 1 | 4 | 2 | 1 | 1+ | 1 |  | 1
PG&E GBA | Birds Landing | 230 | Distributed_Solar |  |  | 0 | 0 | 0 | 0 | 0 | 0 | 0 | 0 | 0 | 5 | 2 | 1 | 1 | [13 empty] | 2 | 1 | 4 | 1 | 1 | 1 | 1 |  | 0
SCE Northern | Bliss | 66 | Distributed_Solar |  |  | 0 | 0 | 0 | 0 | 0 | 0 | 0 | 0 | 0 | 1 | 1 | 1 | 1 | [13 empty] | 1 | 1 | 4 | 1 | 1 | 1 | 1 |  | 0
SCE Eastern | Blythe | 161 | Distributed_Solar |  |  | 0 | 0 | 0 | 0 | 0 | 0 | 0 | 0 | 0 | 5 | 5 | 3 | 3 | [13 empty] | 2 | 2 | 2 | 1 | 1 | 1+ | 1 |  | 1
PG&E NGBA | Bogue | 115 | Distributed_Solar |  |  | 0 | 0 | 0 | 0 | 0 | 0 | 0 | 0 | 0 | 5 | 2 | 1 | 1 | [13 empty] | 2 | 2 | 2 | 1 | 2 | 1+ | 1 |  | 1
PG&E FRESNO | Borden | 230 | Distributed_Solar |  |  | 0 | 0 | 0 | 0 | 0 | 0 | 0 | 0 | 0 | 5 | 2 | 4 | 2 | [13 empty] | 1 | 1 | 4 | 2 | 1 | 1 | 5 | Reduced to better align with CI | 1
PG&E FRESNO | Borden | 70 | Distributed_Solar |  |  | 0 | 4.5 | 4.5 | 0 | 0 | 0 | 0 | 4.5 | 4.5 | 5 | 2 | 4 | 2 | [13 empty] | 1 | 1 | 4 | 2 | 1 | 1 | 1 |  | 1
SDGE | Boulevard East | 138 | Distributed_Solar |  |  | 0 | 0 | 0 | 0 | 0 | 0 | 0 | 0 | 0 | 1 | 1 | 1 | 1 | [13 empty] | 2 | 1 | 4 | 1 | 3 | 1 | 1 |  | 0
SDGE | Boulevard East | 69 | Distributed_Solar |  |  | 0 | 0 | 0 | 0 | 0 | 0 | 0 | 0 | 0 | 1 | 1 | 1 | 1 | [13 empty] | 2 | 1 | 4 | 1 | 3 | 1+ | 1 |  | 1
PG&E GBA | Brentwood | 230 | Distributed_Solar |  |  | 0 | 2 | 2 | 0 | 2 | 2 | 0 | 0 | 0 | 5 | 2 | 1 | 1 | [13 empty] | 2 | 1 | 4 | 1 | 3 | 1+ | 4 | Reduced to better align with CI | 1
PG&E NGBA | Bridgeville | 115 | Distributed_Solar |  |  | 0 | 0 | 0 | 0 | 0 | 0 | 0 | 0 | 0 | 5 | 2 | 1 | 1 | [13 empty] | 2 | 2 | 4 | 2 | 3 | 1 | 1 |  | 0
PG&E NGBA | Brighton | 115 | Distributed_Solar |  |  | 0 | 0 | 0 | 0 | 0 | 0 | 0 | 0 | 0 | 5 | 2 | 1 | 1 | [13 empty] | 2 | 1 | 2 | 2 | 1 | 1 | 1 |  | 0
PG&E NGBA | Brighton | 230 | Distributed_Solar |  |  | 0 | 0 | 0 | 0 | 0 | 0 | 0 | 0 | 0 | 5 | 2 | 1 | 1 | [13 empty] | 2 | 1 | 2 | 2 | 1 | 1 | 1 |  | 0
PG&E NGBA | Brunswick | 115 | Distributed_Solar |  |  | 0 | 1.9 | 1.9 | 0 | 0 | 0 | 0 | 1.9 | 1.9 | 5 | 2 | 1 | 1 | [13 empty] | 2 | 1 | 4 | 1 | 3 | 1+ | 1 |  | 1
PG&E NGBA | Bucks Creek | 230 | Distributed_Solar |  |  | 0 | 0 | 0 | 0 | 0 | 0 | 0 | 0 | 0 | 5 | 2 | 1 | 1 | [13 empty] | 2 | 2 | 4 | 1 | 3 | 1 | 1 |  | 0
PG&E KERN | Buena Vista | 230 | Distributed_Solar |  |  | 0 | 0 | 0 | 0 | 0 | 0 | 0 | 0 | 0 | 5 | 2 | 4 | 2 | [13 empty] | 2 | 2 | 4 | 2 | 1 | 1+ | 1 |  | 1
PG&E FRESNO | Bullard | 115 | Distributed_Solar |  |  | 0 | 0 | 0 | 0 | 0 | 0 | 0 | 0 | 0 | 5 | 2 | 4 | 2 | [13 empty] | 1 | 1 | 1 | 2 | 2 | 4+ | 1 |  | 1
PG&E GBA | Burlingame | 115 | Distributed_Solar |  |  | 0 | 0 | 0 | 0 | 0 | 0 | 0 | 0 | 0 | 5 | 2 | 1 | 1 | [13 empty] | 2 | 1 | 3 | 1 | 2 | 1 | 1 |  | 0
PG&E NGBA | Burney Forest | 230 | Distributed_Solar |  |  | 0 | 0 | 0 | 0 | 0 | 0 | 0 | 0 | 0 | 5 | 5 | 3 | 3 | [13 empty] | 2 | 2 | 4 | 2 | 3 | 1 | 1 |  | 0
PG&E NGBA | Butte | 115 | Distributed_Solar |  |  | 0 | 0 | 0 | 0 | 0 | 0 | 0 | 0 | 0 | 5 | 2 | 1 | 1 | [13 empty] | 2 | 1 | 4 | 2 | 2 | 1 | 1 |  | 0
PG&E KERN | Cabrillo | 115 | Distributed_Solar |  |  | 0 | 0 | 0 | 0 | 0 | 0 | 0 | 0 | 0 | 1 | 1 | 1 | 1 | [13 empty] | 2 | 2 | 4 | 1 | 3 | 1 | 1 |  | 0
PG&E FRESNO | Cal Flats | 230 | Distributed_Solar |  |  | 0 | 0 | 0 | 0 | 0 | 0 | 0 | 0 | 0 | 5 | 2 | 4 | 2 | [13 empty] | 2 | 2 | 4 | 2 | 2 | 1 | 1 |  | 0
SCE NOL | Calcite | 230 | Distributed_Solar |  |  | 0 | 0 | 0 | 0 | 0 | 0 | 0 | 0 | 0 | 1 | 1 | 1 | 1 | [13 empty] | 2 | 1 | 4 | 1 | 3 | 1 | 1 |  | 0
PG&E KERN | Caliente | 230 | Distributed_Solar |  |  | 0 | 0 | 0 | 0 | 0 | 0 | 0 | 0 | 0 | 5 | 2 | 4 | 2 | [13 empty] | 2 | 1 | 4 | 2 | 2 | 1 | 1 |  | 0
PG&E FRESNO | California Ave | 115 | Distributed_Solar |  |  | 0 | 0 | 0 | 0 | 0 | 0 | 0 | 0 | 0 | 5 | 2 | 1 | 1 | [13 empty] | 1 | 1 | 2 | 2 | 1 | 1 | 1 |  | 0
PG&E KERN | Callender | 115 | Distributed_Solar |  |  | 0 | 0 | 0 | 0 | 0 | 0 | 0 | 0 | 0 | 5 | 2 | 4 | 2 | [13 empty] | 2 | 2 | 4 | 2 | 2 | 1 | 1 |  | 0
PG&E NGBA | Calpella | 115 | Distributed_Solar |  |  | 0 | 4 | 4 | 0 | 4 | 4 | 0 | 0 | 0 | 5 | 2 | 1 | 1 | [13 empty] | 2 | 2 | 4 | 2 | 3 | 4+ | 1 |  | 1
PG&E GBA | Camanche | 230 | Distributed_Solar |  |  | 0 | 0 | 0 | 0 | 0 | 0 | 0 | 0 | 0 | 5 | 2 | 1 | 1 | [13 empty] | 1 | 1 | 4 | 2 | 3 | 1 | 1 |  | 0
SDGE | Cameron | 69 | Distributed_Solar |  |  | 0 | 0.84 | 0.84 | 0 | 0.84 | 0.84 | 0 | 0 | 0 | 1 | 1 | 1 | 1 | [13 empty] | 1 | 1 | 2 | 1 | 1 | 1 | 1 |  | 1
SDGE | Cannon | 69 | Distributed_Solar |  |  | 0 | 0 | 0 | 0 | 0 | 0 | 0 | 0 | 0 | 1 | 1 | 1 | 1 | [13 empty] | 2 | 1 | 1 | 1 | 3 | 1 | 1 |  | 0
PG&E FRESNO | Cantua | 115 | Distributed_Solar |  |  | 0 | 0 | 0 | 0 | 0 | 0 | 0 | 0 | 0 | 1 | 1 | 1 | 1 | [13 empty] | 1 | 1 | 4 | 2 | 1 | 4+ | 1 |  | 1
SDGE | Capistrano | 138 | Distributed_Solar |  |  | 0 | 0 | 0 | 0 | 0 | 0 | 0 | 0 | 0 | 1 | 1 | 1 | 1 | [13 empty] | 1 | 1 | 2 | 1 | 3 | 1 | 1 |  | 0
SDGE | Capistrano | 230 | Distributed_Solar |  |  | 0 | 0 | 0 | 0 | 0 | 0 | 0 | 0 | 0 | 1 | 1 | 1 | 1 | [13 empty] | 1 | 1 | 2 | 1 | 3 | 1 | 1 |  | 0
PG&E NGBA | Carberry | 230 | Distributed_Solar |  |  | 0 | 0 | 0 | 0 | 0 | 0 | 0 | 0 | 0 | 5 | 5 | 3 | 3 | [13 empty] | 2 | 2 | 4 | 2 | 3 | 1 | 1 |  | 0
SCE Eastern | Cardiff | 66 | Distributed_Solar |  |  | 0 | 0 | 0 | 0 | 0 | 0 | 0 | 0 | 0 | 1 | 1 | 1 | 1 | [13 empty] | 1 | 1 | 2 | 1 | 1 | 1 | 1 |  | 0
PG&E NGBA | Caribou | 60 | Distributed_Solar |  |  | 0 | 0 | 0 | 0 | 0 | 0 | 0 | 0 | 0 | 5 | 2 | 1 | 1 | [13 empty] | 2 | 2 | 4 | 1 | 3 | 1 | 1 |  | 0
PG&E NGBA | Caribou | 115 | Distributed_Solar |  |  | 0 | 0 | 0 | 0 | 0 | 0 | 0 | 0 | 0 | 5 | 2 | 1 | 1 | [13 empty] | 2 | 2 | 4 | 1 | 3 | 1 | 1 |  | 0
PG&E NGBA | Caribou | 230 | Distributed_Solar |  |  | 0 | 0 | 0 | 0 | 0 | 0 | 0 | 0 | 0 | 5 | 2 | 1 | 1 | [13 empty] | 2 | 2 | 4 | 1 | 3 | 1 | 1 |  | 0
EOP | Carpenter Canyon (fka Gamebird) | 138 | Distributed_Solar |  |  | 0 | 0 | 0 | 0 | 0 | 0 | 0 | 0 | 0 | 1 | 1 | 1 | 1 | [13 empty] | 2 | 2 | 4 | 1 | 3 | 1 | 1 |  | 0
EOP | Carpenter Canyon (fka Gamebird) | 230 | Distributed_Solar |  |  | 0 | 0 | 0 | 0 | 0 | 0 | 0 | 0 | 0 | 1 | 1 | 1 | 1 | [13 empty] | 2 | 2 | 4 | 1 | 3 | 1 | 1 |  | 0
PG&E NGBA | Carquinez | 115 | Distributed_Solar |  |  | 0 | 0 | 0 | 0 | 0 | 0 | 0 | 0 | 0 | 5 | 2 | 1 | 1 | [13 empty] | 2 | 1 | 2 | 1 | 1 | 1 | 1 |  | 0
SDGE | Carrizo Gorge | 138 | Distributed_Solar |  |  | 0 | 0 | 0 | 0 | 0 | 0 | 0 | 0 | 0 | 1 | 1 | 1 | 1 | [13 empty] | 2 | 1 | 4 | 1 | 3 | 1 | 1 |  | 0
PG&E KERN | Carrizo Plains | 115 | Distributed_Solar |  |  | 0 | 0 | 0 | 0 | 0 | 0 | 0 | 0 | 0 | 5 | 2 | 4 | 2 | [13 empty] | 2 | 1 | 4 | 2 | 2 | 1 | 1 |  | 0
PG&E KERN | Casaloma | 230 | Distributed_Solar |  |  | 0 | 0 | 0 | 0 | 0 | 0 | 0 | 0 | 0 | 1 | 1 | 1 | 1 | [13 empty] | 1 | 1 | 3 | 1 | 1 | 1 | 1 |  | 0
PG&E GBA | Castro Valley | 230 | Distributed_Solar |  |  | 0 | 0 | 0 | 0 | 0 | 0 | 0 | 0 | 0 | 5 | 2 | 1 | 1 | [13 empty] | 2 | 1 | 2 | 1 | 2 | 4+ | 1 |  | 1
PG&E GBA | Cayetano | 230 | Distributed_Solar |  |  | 0 | 0 | 0 | 0 | 0 | 0 | 0 | 0 | 0 | 5 | 2 | 1 | 1 | [13 empty] | 2 | 1 | 3 | 1 | 3 | 1 | 1 |  | 0
SCE Metro | Center | 230 | Distributed_Solar |  |  | 0 | 0 | 0 | 0 | 0 | 0 | 0 | 0 | 0 | 1 | 1 | 1 | 1 | [13 empty] | 1 | 1 | 1 | 1 | 1 | 1 | 1 |  | 0
PG&E KERN | Charca | 115 | Distributed_Solar |  |  | 0 | 4.62 | 4.62 | 0 | 4.62 | 4.62 | 0 | 0 | 0 | 1 | 1 | 1 | 1 | [13 empty] | 1 | 1 | 4 | 1 | 1 | 1+ | 1 |  | 1
EOP | Charleston | 138 | Distributed_Solar |  |  | 0 | 0 | 0 | 0 | 0 | 0 | 0 | 0 | 0 | 1 | 1 | 1 | 1 | [13 empty] | 2 | 2 | 4 | 1 | 3 | 1 | 1 |  | 0
SCE Metro | Chevmain | 230 | Distributed_Solar |  |  | 0 | 0 | 0 | 0 | 0 | 0 | 0 | 0 | 0 | 1 | 1 | 1 | 1 | [13 empty] | 1 | 1 | 1 | 1 | 1 | 1 | 1 |  | 0
SDGE | Chicarita | 138 | Distributed_Solar |  |  | 0 | 0 | 0 | 0 | 0 | 0 | 0 | 0 | 0 | 1 | 1 | 1 | 1 | [13 empty] | 2 | 1 | 3 | 1 | 3 | 1 | 1 |  | 0
SCE Metro | Chino | 230 | Distributed_Solar |  |  | 0 | 0 | 0 | 0 | 0 | 0 | 0 | 0 | 0 | 1 | 1 | 1 | 1 | [13 empty] | 1 | 1 | 1 | 1 | 2 | 1 | 1 |  | 0
PG&E FRESNO | Chowchilla | 115 | Distributed_Solar |  |  | 0 | 7.56 | 7.56 | 0 | 7.56 | 7.56 | 0 | 0 | 0 | 5 | 2 | 1 | 1 | [13 empty] | 1 | 1 | 1 | 2 | 2 | 1+ | 1 |  | 1
PG&E GBA | Christie | 60 | Distributed_Solar |  |  | 0 | 0 | 0 | 0 | 0 | 0 | 0 | 0 | 0 | 5 | 2 | 1 | 1 | [13 empty] | 2 | 1 | 2 | 1 | 2 | 1 | 1 |  | 0
PG&E GBA | Christie | 115 | Distributed_Solar |  |  | 0 | 0 | 0 | 0 | 0 | 0 | 0 | 0 | 0 | 5 | 2 | 1 | 1 | [13 empty] | 2 | 1 | 2 | 1 | 2 | 1 | 1 |  | 0
SCE Eastern | Cielo Azul | 500 | Distributed_Solar |  |  | 0 | 0 | 0 | 0 | 0 | 0 | 0 | 0 | 0 | 1 | 1 | 1 | 1 | [13 empty] | 2 | 2 | 4 | 1 | 3 | 1 | 1 |  | 0
PG&E GBA | Clay | 60 | Distributed_Solar |  |  | 0 | 0 | 0 | 0 | 0 | 0 | 0 | 0 | 0 | 5 | 2 | 1 | 1 | [13 empty] | 2 | 1 | 3 | 1 | 3 | 1+ | 1 |  | 1
PG&E GBA | Clayton | 115 | Distributed_Solar |  |  | 0 | 0 | 0 | 0 | 0 | 0 | 0 | 0 | 0 | 5 | 2 | 1 | 1 | [13 empty] | 2 | 1 | 4 | 1 | 2 | 1 | 1 |  | 0
PG&E NGBA | Cloverdale | 115 | Distributed_Solar |  |  | 0 | 0 | 0 | 0 | 0 | 0 | 0 | 0 | 0 | 5 | 2 | 1 | 1 | [13 empty] | 2 | 2 | 4 | 2 | 3 | 4+ | 1 |  | 1
PG&E FRESNO | Clovis | 115 | Distributed_Solar |  |  | 0 | 0 | 0 | 0 | 0 | 0 | 0 | 0 | 0 | 5 | 2 | 1 | 1 | [13 empty] | 1 | 1 | 2 | 2 | 2 | 1 | 1 |  | 0
PG&E GBA | Coburn | 230 | Distributed_Solar |  |  | 0 | 0 | 0 | 0 | 0 | 0 | 0 | 0 | 0 | 1 | 1 | 1 | 1 | [13 empty] | 2 | 2 | 2 | 2 | 3 | 1 | 1 |  | 0
PG&E GBA | Coburn | 60 | Distributed_Solar |  |  | 0 | 0 | 0 | 0 | 0 | 0 | 0 | 0 | 0 | 1 | 1 | 1 | 1 | [13 empty] | 2 | 2 | 2 | 2 | 3 | 1 | 1 |  | 0
PG&E NGBA | Colgate | 230 | Distributed_Solar |  |  | 0 | 0 | 0 | 0 | 0 | 0 | 0 | 0 | 0 | 5 | 2 | 1 | 1 | [13 empty] | 2 | 1 | 4 | 1 | 3 | 1 | 1 |  | 0
PG&E GBA | Collierville | 230 | Distributed_Solar |  |  | 0 | 0 | 0 | 0 | 0 | 0 | 0 | 0 | 0 | 5 | 2 | 1 | 1 | [13 empty] | 2 | 1 | 4 | 1 | 3 | 1 | 1 |  | 0
PG&E GBA | Collinsville | 230 | Distributed_Solar |  |  | 0 | 0 | 0 | 0 | 0 | 0 | 0 | 0 | 0 | 5 | 2 | 1 | 1 | [13 empty] | 2 | 1 | 3 | 1 | 1 | 1 | 1 |  | 0
PG&E GBA | Collinsville | 500 | Distributed_Solar |  |  | 0 | 0 | 0 | 0 | 0 | 0 | 0 | 0 | 0 | 5 | 2 | 1 | 1 | [13 empty] | 2 | 1 | 3 | 1 | 1 | 1 | 1 |  | 0
SCE Eastern | Colorado River | 230 | Distributed_Solar |  |  | 0 | 0 | 0 | 0 | 0 | 0 | 0 | 0 | 0 | 1 | 1 | 1 | 1 | [13 empty] | 2 | 2 | 3 | 1 | 3 | 1 | 1 |  | 0
SCE Eastern | Colorado River | 500 | Distributed_Solar |  |  | 0 | 0 | 0 | 0 | 0 | 0 | 0 | 0 | 0 | 1 | 1 | 1 | 1 | [13 empty] | 2 | 2 | 3 | 1 | 3 | 1 | 1 |  | 0
PG&E KERN | Columbus | 115 | Distributed_Solar |  |  | 0 | 0 | 0 | 0 | 0 | 0 | 0 | 0 | 0 | 5 | 2 | 4 | 2 | [13 empty] | 1 | 1 | 2 | 1 | 2 | 4+ | 1 |  | 1
PG&E GBA | Contra Costa | 115 | Distributed_Solar |  |  | 0 | 0 | 0 | 0 | 0 | 0 | 0 | 0 | 0 | 5 | 2 | 1 | 1 | [13 empty] | 2 | 1 | 2 | 1 | 2 | 1 | 1 |  | 0
PG&E GBA | Contra Costa | 230 | Distributed_Solar |  |  | 0 | 0 | 0 | 0 | 0 | 0 | 0 | 0 | 0 | 5 | 2 | 1 | 1 | [13 empty] | 2 | 1 | 2 | 1 | 2 | 1 | 4 | Reduced to better align with CI | 1
PG&E GBA | Contra Costa PP | 230 | Distributed_Solar |  |  | 0 | 0 | 0 | 0 | 0 | 0 | 0 | 0 | 0 | 5 | 2 | 1 | 1 | [13 empty] | 2 | 1 | 1 | 1 | 2 | 1 | 1 |  | 0
SCE NOL | Control | 115 | Distributed_Solar |  |  | 0 | 0 | 0 | 0 | 0 | 0 | 0 | 0 | 0 | 5 | 5 | 1 | 1 | [13 empty] | 2 | 2 | 4 | 1 | 3 | 1 | 1 |  | 0
SCE NOL | Control | 55 | Distributed_Solar |  |  | 0 | 0 | 0 | 0 | 0 | 0 | 0 | 0 | 0 | 5 | 5 | 1 | 1 | [13 empty] | 2 | 2 | 4 | 1 | 3 | 1 | 1 |  | 0
PG&E GBA | Cooley Landing | 115 | Distributed_Solar |  |  | 0 | 0 | 0 | 0 | 0 | 0 | 0 | 0 | 0 | 5 | 2 | 1 | 1 | [13 empty] | 2 | 1 | 2 | 1 | 1 | 1 | 1 |  | 0
PG&E GBA | Cooley Landing | 60 | Distributed_Solar |  |  | 0 | 0 | 0 | 0 | 0 | 0 | 0 | 0 | 0 | 1 | 1 | 1 | 1 | [13 empty] | 2 | 1 | 2 | 1 | 1 | 1 | 1 |  | 0
SCE NOL | Coolwater | 230 | Distributed_Solar |  |  | 0 | 0 | 0 | 0 | 0 | 0 | 0 | 0 | 0 | 3 | 3 | 1 | 1 | [13 empty] | 2 | 1 | 2 | 1 | 1 | 1 | 1 |  | 0
SCE NOL | Coolwater | 115 | Distributed_Solar |  |  | 0 | 0 | 0 | 0 | 0 | 0 | 0 | 0 | 0 | 3 | 3 | 1 | 1 | [13 empty] | 2 | 1 | 2 | 1 | 1 | 1+ | 1 |  | 1
PG&E KERN | Copus | 70 | Distributed_Solar |  |  | 0 | 0 | 0 | 0 | 0 | 0 | 0 | 0 | 0 | 5 | 2 | 4 | 2 | [13 empty] | 1 | 1 | 3 | 1 | 1 | 1+ | 1 |  | 1
PG&E FRESNO | Corcoran | 70 | Distributed_Solar |  |  | 0 | 4.5 | 4.5 | 0 | 0 | 0 | 0 | 4.5 | 4.5 | 5 | 2 | 4 | 2 | [13 empty] | 1 | 1 | 4 | 2 | 1 | 4+ | 1 |  | 1
PG&E FRESNO | Corcoran | 115 | Distributed_Solar |  |  | 0 | 0 | 0 | 0 | 0 | 0 | 0 | 0 | 0 | 5 | 2 | 4 | 2 | [13 empty] | 1 | 1 | 4 | 2 | 1 | 1 | 5 | Reduced to better align with CI | 1
PG&E NGBA | Corona | 115 | Distributed_Solar |  |  | 0 | 0 | 0 | 0 | 0 | 0 | 0 | 0 | 0 | 5 | 2 | 1 | 1 | [13 empty] | 2 | 1 | 3 | 2 | 3 | 1+ | 1 |  | 1
PG&E NGBA | Cortina | 230 | Distributed_Solar |  |  | 0 | 0 | 0 | 0 | 0 | 0 | 0 | 0 | 0 | 5 | 2 | 1 | 1 | [13 empty] | 2 | 2 | 4 | 1 | 3 | 1 | 1 |  | 0
PG&E NGBA | Cortina | 115 | Distributed_Solar |  |  | 0 | 0 | 0 | 0 | 0 | 0 | 0 | 0 | 0 | 5 | 2 | 1 | 1 | [13 empty] | 2 | 2 | 4 | 1 | 3 | 4+ | 1 |  | 1
PG&E GBA | Cottle | 230 | Distributed_Solar |  |  | 0 | 0 | 0 | 0 | 0 | 0 | 0 | 0 | 0 | 5 | 2 | 1 | 1 | [13 empty] | 1 | 1 | 3 | 2 | 1 | 4+ | 1 |  | 1
PG&E NGBA | Cottonwood | 115 | Distributed_Solar |  |  | 0 | 0 | 0 | 0 | 0 | 0 | 0 | 0 | 0 | 5 | 2 | 1 | 1 | [13 empty] | 2 | 2 | 3 | 2 | 3 | 1 | 1 |  | 0
PG&E NGBA | Cottonwood | 230 | Distributed_Solar |  |  | 0 | 0 | 0 | 0 | 0 | 0 | 0 | 0 | 0 | 5 | 2 | 1 | 1 | [13 empty] | 2 | 2 | 3 | 2 | 3 | 1 | 1 |  | 0
PG&E NGBA | Cottonwood | 60 | Distributed_Solar |  |  | 0 | 0 | 0 | 0 | 0 | 0 | 0 | 0 | 0 | 5 | 2 | 1 | 1 | [13 empty] | 2 | 2 | 3 | 2 | 3 | 1+ | 1 |  | 1
PG&E NGBA | Cove Road | 230 | Distributed_Solar |  |  | 0 | 0 | 0 | 0 | 0 | 0 | 0 | 0 | 0 | 5 | 2 | 1 | 1 | [13 empty] | 2 | 2 | 4 | 2 | 3 | 1 | 1 |  | 0
PG&E GBA | Coyote | 230 | Distributed_Solar |  |  | 0 | 0 | 0 | 0 | 0 | 0 | 0 | 0 | 0 | 1 | 1 | 1 | 1 | [13 empty] | 2 | 1 | 3 | 2 | 2 | 1 | 1 |  | 0
PG&E GBA | Crazy Horse Canyon | 115 | Distributed_Solar |  |  | 0 | 0 | 0 | 0 | 0 | 0 | 0 | 0 | 0 | 1 | 1 | 1 | 1 | [13 empty] | 2 | 2 | 4 | 2 | 3 | 1 | 1 |  | 0
SDGE | Creelman | 69 | Distributed_Solar |  |  | 0 | 0 | 0 | 0 | 0 | 0 | 0 | 0 | 0 | 1 | 1 | 1 | 1 | [13 empty] | 2 | 1 | 4 | 1 | 3 | 1 | 1 |  | 0
PG&E FRESNO | Crescent | 70 | Distributed_Solar |  |  | 0 | 0 | 0 | 0 | 0 | 0 | 0 | 0 | 0 | 5 | 2 | 1 | 1 | [13 empty] | 1 | 1 | 3 | 2 | 1 | 1 | 1 |  | 0
PG&E FRESNO | Cressey | 115 | Distributed_Solar |  |  | 0 | 0 | 0 | 0 | 0 | 0 | 0 | 0 | 0 | 5 | 2 | 1 | 1 | [13 empty] | 1 | 1 | 3 | 2 | 1 | 1+ | 1 |  | 1
PG&E NGBA | Cresta | 230 | Distributed_Solar |  |  | 0 | 0 | 0 | 0 | 0 | 0 | 0 | 0 | 0 | 5 | 2 | 1 | 1 | [13 empty] | 2 | 1 | 4 | 2 | 3 | 1 | 1 |  | 0
SDGE | Crestwood | 69 | Distributed_Solar |  |  | 0 | 0 | 0 | 0 | 0 | 0 | 0 | 0 | 0 | 1 | 1 | 1 | 1 | [13 empty] | 2 | 1 | 4 | 1 | 3 | 1 | 1 |  | 0
PG&E GBA | Crow Creek | 60 | Distributed_Solar |  |  | 0 | 0 | 0 | 0 | 0 | 0 | 0 | 0 | 0 | 5 | 2 | 1 | 1 | [13 empty] | 1 | 1 | 4 | 2 | 1 | 1 | 1 |  | 0
PG&E GBA | Crows Landing | 60 | Distributed_Solar |  |  | 0 | 0 | 0 | 0 | 0 | 0 | 0 | 0 | 0 | 5 | 2 | 1 | 1 | [13 empty] | 1 | 1 | 4 | 2 | 1 | 1+ | 1 |  | 1
PG&E GBA | Curtis | 115 | Distributed_Solar |  |  | 0 | 0 | 0 | 0 | 0 | 0 | 0 | 0 | 0 | 5 | 2 | 1 | 1 | [13 empty] | 2 | 1 | 4 | 1 | 3 | 1 | 1 |  | 0
PG&E FRESNO | Dairyland | 115 | Distributed_Solar |  |  | 0 | 5 | 5 | 0 | 0 | 0 | 0 | 5 | 5 | 5 | 2 | 1 | 1 | [13 empty] | 1 | 1 | 3 | 2 | 1 | 1 | 1 |  | 1
PG&E NGBA | Davis | 115 | Distributed_Solar |  |  | 0 | 0 | 0 | 0 | 0 | 0 | 0 | 0 | 0 | 5 | 2 | 1 | 1 | [13 empty] | 2 | 1 | 4 | 2 | 3 | 4+ | 1 |  | 1
SCE Metro | Del Amo | 500 | Distributed_Solar |  |  | 0 | 0 | 0 | 0 | 0 | 0 | 0 | 0 | 0 | 1 | 1 | 1 | 1 | [13 empty] | 1 | 1 | 3 | 1 | 2 | 1 | 1 |  | 0
SCE Metro | Del Amo | 230 | Distributed_Solar |  |  | 0 | 0 | 0 | 0 | 0 | 0 | 0 | 0 | 0 | 1 | 1 | 1 | 1 | [13 empty] | 1 | 1 | 3 | 1 | 2 | 1 | 1 |  | 0
SCE Eastern | Delaney | 500 | Distributed_Solar |  |  | 0 | 0 | 0 | 0 | 0 | 0 | 0 | 0 | 0 | 1 | 1 | 1 | 1 | [13 empty] | 2 | 1 | 4 | 2 | 3 | 1 | 1 |  | 0
PG&E NGBA | Delevan | 230 | Distributed_Solar |  |  | 0 | 0 | 0 | 0 | 0 | 0 | 0 | 0 | 0 | 5 | 2 | 1 | 1 | [13 empty] | 2 | 2 | 1 | 1 | 3 | 1 | 1 |  | 0
PG&E GBA | Delta PP | 230 | Distributed_Solar |  |  | 0 | 0 | 0 | 0 | 0 | 0 | 0 | 0 | 0 | 5 | 2 | 1 | 1 | [13 empty] | 2 | 1 | 3 | 1 | 2 | 1 | 1 |  | 0
EOP | Desert View | 230 | Distributed_Solar |  |  | 0 | 0 | 0 | 0 | 0 | 0 | 0 | 0 | 0 | 1 | 1 | 1 | 1 | [13 empty] | 2 | 1 | 4 | 1 | 3 | 1 | 1 |  | 0
SCE Eastern | Devers | 230 | Distributed_Solar |  |  | 0 | 0 | 0 | 0 | 0 | 0 | 0 | 0 | 0 | 1 | 1 | 1 | 1 | [13 empty] | 2 | 1 | 1 | 1 | 3 | 4+ | 1 |  | 1
SCE Eastern | Devers | 500 | Distributed_Solar |  |  | 0 | 0 | 0 | 0 | 0 | 0 | 0 | 0 | 0 | 1 | 1 | 1 | 1 | [13 empty] | 2 | 1 | 1 | 1 | 3 | 1 | 1 |  | 0
PG&E KERN | Diablo Canyon | 230 | Distributed_Solar |  |  | 0 | 0 | 0 | 0 | 0 | 0 | 0 | 0 | 0 | 1 | 1 | 1 | 1 | [13 empty] | 2 | 2 | 4 | 2 | 3 | 1 | 1 |  | 0
PG&E KERN | Diablo Canyon | 500 | Distributed_Solar |  |  | 0 | 0 | 0 | 0 | 0 | 0 | 0 | 0 | 0 | 5 | 2 | 4 | 2 | [13 empty] | 2 | 2 | 4 | 2 | 3 | 1 | 1 |  | 0
PG&E KERN | Divide | 115 | Distributed_Solar |  |  | 0 | 0 | 0 | 0 | 0 | 0 | 0 | 0 | 0 | 1 | 1 | 1 | 1 | [13 empty] | 2 | 2 | 4 | 1 | 2 | 1 | 1 |  | 0
PG&E GBA | Dixon Landing | 115 | Distributed_Solar |  |  | 0 | 2.3 | 2.3 | 0 | 0 | 0 | 0 | 2.3 | 2.3 | 1 | 1 | 1 | 1 | [13 empty] | 2 | 1 | 2 | 1 | 2 | 1 | 1 |  | 1
PG&E FRESNO | Dos Amigos | 230 | Distributed_Solar |  |  | 0 | 3 | 3 | 0 | 3 | 3 | 0 | 0 | 0 | 1 | 1 | 1 | 1 | [13 empty] | 1 | 1 | 4 | 2 | 1 | 1 | 1 |  | 1
PG&E NGBA | Drum | 115 | Distributed_Solar |  |  | 0 | 0 | 0 | 0 | 0 | 0 | 0 | 0 | 0 | 5 | 2 | 1 | 1 | [13 empty] | 2 | 1 | 4 | 2 | 3 | 1 | 1 |  | 0
PG&E GBA | Dumbarton | 115 | Distributed_Solar |  |  | 0 | 5 | 5 | 0 | 0 | 0 | 0 | 5 | 5 | 5 | 2 | 1 | 1 | [13 empty] | 2 | 1 | 3 | 1 | 2 | 3+ | 1 |  | 1
SCE NOL | Dunn Siding | 115 | Distributed_Solar |  |  | 0 | 0 | 0 | 0 | 0 | 0 | 0 | 0 | 0 | 3 | 3 | 1 | 1 | [13 empty] | 2 | 1 | 4 | 1 | 1 | 1 | 1 |  | 0
SCE Eastern | Eagle Mountain | 230 | Distributed_Solar |  |  | 0 | 0 | 0 | 0 | 0 | 0 | 0 | 0 | 0 | 5 | 5 | 3 | 3 | [13 empty] | 2 | 2 | 4 | 1 | 3 | 1 | 1 |  | 0
PG&E NGBA | Eagle Rock (PGE) | 60 | Distributed_Solar |  |  | 0 | 0 | 0 | 0 | 0 | 0 | 0 | 0 | 0 | 5 | 2 | 1 | 1 | [13 empty] | 2 | 2 | 4 | 2 | 3 | 1 | 1 |  | 0
PG&E NGBA | Eagle Rock (PGE) | 115 | Distributed_Solar |  |  | 0 | 0 | 0 | 0 | 0 | 0 | 0 | 0 | 0 | 5 | 2 | 1 | 1 | [13 empty] | 2 | 2 | 4 | 2 | 3 | 1 | 1 |  | 0
SCE Metro | Eagle Rock (SCE) | 230 | Distributed_Solar |  |  | 0 | 0 | 0 | 0 | 0 | 0 | 0 | 0 | 0 | 1 | 1 | 1 | 1 | [13 empty] | 1 | 1 | 2 | 1 | 2 | 1 | 1 |  | 0
PG&E NGBA | East Marysville | 115 | Distributed_Solar |  |  | 0 | 0 | 0 | 0 | 0 | 0 | 0 | 0 | 0 | 5 | 2 | 1 | 1 | [13 empty] | 2 | 2 | 2 | 1 | 2 | 1 | 1 |  | 0
PG&E NGBA | East Nicolaus | 115 | Distributed_Solar |  |  | 0 | 0 | 0 | 0 | 0 | 0 | 0 | 0 | 0 | 5 | 2 | 1 | 1 | [13 empty] | 2 | 1 | 4 | 1 | 3 | 1 | 1 |  | 0
PG&E NGBA | East Nicolaus | 60 | Distributed_Solar |  |  | 0 | 0 | 0 | 0 | 0 | 0 | 0 | 0 | 0 | 5 | 2 | 1 | 1 | [13 empty] | 2 | 1 | 4 | 1 | 3 | 1+ | 1 |  | 1
PG&E GBA | Eastshore | 115 | Distributed_Solar |  |  | 0 | 0 | 0 | 0 | 0 | 0 | 0 | 0 | 0 | 5 | 2 | 1 | 1 | [13 empty] | 2 | 1 | 2 | 1 | 1 | 1 | 1 |  | 0
PG&E GBA | Eastshore | 230 | Distributed_Solar |  |  | 0 | 0 | 0 | 0 | 0 | 0 | 0 | 0 | 0 | 5 | 2 | 1 | 1 | [13 empty] | 2 | 1 | 2 | 1 | 1 | 1 | 1 |  | 0
SDGE | ECO | 138 | Distributed_Solar |  |  | 0 | 0 | 0 | 0 | 0 | 0 | 0 | 0 | 0 | 1 | 1 | 1 | 1 | [13 empty] | 2 | 1 | 4 | 1 | 3 | 1 | 1 |  | 0
SDGE | ECO | 230 | Distributed_Solar |  |  | 0 | 0 | 0 | 0 | 0 | 0 | 0 | 0 | 0 | 1 | 1 | 1 | 1 | [13 empty] | 2 | 1 | 4 | 1 | 3 | 1 | 1 |  | 0
SDGE | ECO | 500 | Distributed_Solar |  |  | 0 | 0 | 0 | 0 | 0 | 0 | 0 | 0 | 0 | 1 | 1 | 1 | 1 | [13 empty] | 2 | 1 | 4 | 1 | 3 | 1 | 1 |  | 0
PG&E GBA | Edenvale | 115 | Distributed_Solar |  |  | 0 | 0 | 0 | 0 | 0 | 0 | 0 | 0 | 0 | 1 | 1 | 1 | 1 | [13 empty] | 2 | 1 | 2 | 2 | 2 | 1 | 1 |  | 0
PG&E GBA | Edes | 115 | Distributed_Solar |  |  | 0 | 1.7 | 1.7 | 0 | 0 | 0 | 0 | 1.7 | 1.7 | 5 | 2 | 1 | 1 | [13 empty] | 2 | 1 | 3 | 1 | 1 | 1 | 1 |  | 1
PG&E GBA | Eight Mile | 230 | Distributed_Solar |  |  | 0 | 0 | 0 | 0 | 0 | 0 | 0 | 0 | 0 | 5 | 2 | 1 | 1 | [13 empty] | 1 | 1 | 2 | 2 | 1 | 1 | 1 |  | 0
SDGE | El Cajon | 69 | Distributed_Solar |  |  | 0 | 0 | 0 | 0 | 0 | 0 | 0 | 0 | 0 | 1 | 1 | 1 | 1 | [13 empty] | 2 | 1 | 2 | 1 | 1 | 1 | 1 |  | 0
SCE Eastern | El Casco | 230 | Distributed_Solar |  |  | 0 | 0 | 0 | 0 | 0 | 0 | 0 | 0 | 0 | 1 | 1 | 1 | 1 | [13 empty] | 1 | 1 | 4 | 1 | 2 | 1 | 1 |  | 0
PG&E GBA | El Cerrito G | 115 | Distributed_Solar |  |  | 0 | 0 | 0 | 0 | 0 | 0 | 0 | 0 | 0 | 5 | 2 | 1 | 1 | [13 empty] | 2 | 1 | 2 | 1 | 2 | 1 | 1 |  | 0
PG&E NGBA | El Dorado PH | 115 | Distributed_Solar |  |  | 0 | 0 | 0 | 0 | 0 | 0 | 0 | 0 | 0 | 5 | 2 | 1 | 1 | [13 empty] | 2 | 1 | 4 | 2 | 3 | 1 | 1 |  | 0
PG&E FRESNO | El Nido (PGE) | 115 | Distributed_Solar |  |  | 0 | 3 | 3 | 0 | 3 | 3 | 0 | 0 | 0 | 5 | 2 | 1 | 1 | [13 empty] | 1 | 1 | 4 | 2 | 1 | 1 | 1 |  | 1
SCE Metro | El Nido (SCE) | 230 | Distributed_Solar |  |  | 0 | 0 | 0 | 0 | 0 | 0 | 0 | 0 | 0 | 1 | 1 | 1 | 1 | [13 empty] | 1 | 1 | 2 | 1 | 2 | 1 | 1 |  | 0
PG&E GBA | El Patio | 115 | Distributed_Solar |  |  | 0 | 0 | 0 | 0 | 0 | 0 | 0 | 0 | 0 | 1 | 1 | 1 | 1 | [13 empty] | 2 | 1 | 3 | 2 | 2 | 4+ | 1 |  | 1
SCE Metro | El Segundo | 230 | Distributed_Solar |  |  | 0 | 0 | 0 | 0 | 0 | 0 | 0 | 0 | 0 | 1 | 1 | 1 | 1 | [13 empty] | 1 | 1 | 1 | 1 | 1 | 1 | 1 |  | 0
EOP | Eldorado | 230 | Distributed_Solar |  |  | 0 | 0 | 0 | 0 | 0 | 0 | 0 | 0 | 0 | 1 | 1 | 1 | 1 | [13 empty] | 2 | 2 | 2 | 1 | 3 | 1 | 1 |  | 0
EOP | Eldorado | 500 | Distributed_Solar |  |  | 0 | 0 | 0 | 0 | 0 | 0 | 0 | 0 | 0 | 1 | 1 | 1 | 1 | [13 empty] | 2 | 2 | 2 | 1 | 3 | 1 | 1 |  | 0
SCE Northern | Elizabeth Lake | 66 | Distributed_Solar |  |  | 0 | 0 | 0 | 0 | 0 | 0 | 0 | 0 | 0 | 1 | 1 | 1 | 1 | [13 empty] | 1 | 1 | 3 | 1 | 3 | 1 | 1 |  | 0
PG&E KERN | Elk Hills | 230 | Distributed_Solar |  |  | 0 | 5.25 | 5.25 | 0 | 0 | 0 | 0 | 5.25 | 5.25 | 5 | 2 | 4 | 2 | [13 empty] | 1 | 1 | 3 | 1 | 1 | 1 | 1 |  | 1
SDGE | Elliot | 69 | Distributed_Solar |  |  | 0 | 0 | 0 | 0 | 0 | 0 | 0 | 0 | 0 | 1 | 1 | 1 | 1 | [13 empty] | 2 | 1 | 2 | 1 | 2 | 1 | 1 |  | 0
SCE Metro | Ellis | 230 | Distributed_Solar |  |  | 0 | 0 | 0 | 0 | 0 | 0 | 0 | 0 | 0 | 1 | 1 | 1 | 1 | [13 empty] | 1 | 1 | 2 | 1 | 2 | 1 | 1 |  | 0
SDGE | Encina | 138 | Distributed_Solar |  |  | 0 | 0 | 0 | 0 | 0 | 0 | 0 | 0 | 0 | 1 | 1 | 1 | 1 | [13 empty] | 2 | 1 | 1 | 1 | 3 | 1 | 1 |  | 0
SDGE | Encina | 230 | Distributed_Solar |  |  | 0 | 0 | 0 | 0 | 0 | 0 | 0 | 0 | 0 | 1 | 1 | 1 | 1 | [13 empty] | 2 | 1 | 1 | 1 | 3 | 1 | 1 |  | 0
SDGE | Escondido | 230 | Distributed_Solar |  |  | 0 | 0 | 0 | 0 | 0 | 0 | 0 | 0 | 0 | 1 | 1 | 1 | 1 | [13 empty] | 2 | 1 | 1 | 1 | 3 | 1 | 1 |  | 0
SDGE | Escondido | 69 | Distributed_Solar |  |  | 0 | 0 | 0 | 0 | 0 | 0 | 0 | 0 | 0 | 1 | 1 | 1 | 1 | [13 empty] | 2 | 1 | 1 | 1 | 3 | 1 | 1 |  | 0
PG&E KERN | Estrella | 230 | Distributed_Solar |  |  | 0 | 0 | 0 | 0 | 0 | 0 | 0 | 0 | 0 | 1 | 1 | 1 | 1 | [13 empty] | 2 | 2 | 4 | 2 | 3 | 1 | 1 |  | 0
SCE Eastern | Etiwanda | 230 | Distributed_Solar |  |  | 0 | 0 | 0 | 0 | 0 | 0 | 0 | 0 | 0 | 1 | 1 | 1 | 1 | [13 empty] | 1 | 1 | 2 | 1 | 1 | 1 | 1 |  | 0
PG&E GBA | Evergreen | 115 | Distributed_Solar |  |  | 0 | 0 | 0 | 0 | 0 | 0 | 0 | 0 | 0 | 1 | 1 | 1 | 1 | [13 empty] | 2 | 1 | 2 | 2 | 2 | 1 | 1 |  | 0
PG&E GBA | Evergreen | 60 | Distributed_Solar |  |  | 0 | 0 | 0 | 0 | 0 | 0 | 0 | 0 | 0 | 1 | 1 | 1 | 1 | [13 empty] | 2 | 1 | 2 | 2 | 2 | 1 | 1 |  | 0
PG&E FRESNO | Excelsior | 115 | Distributed_Solar |  |  | 0 | 0 | 0 | 0 | 0 | 0 | 0 | 0 | 0 | 5 | 2 | 1 | 1 | [13 empty] | 1 | 1 | 4 | 2 | 1 | 1 | 1 |  | 0
PG&E FRESNO | Exchequer | 115 | Distributed_Solar |  |  | 0 | 0 | 0 | 0 | 0 | 0 | 0 | 0 | 0 | 5 | 2 | 1 | 1 | [13 empty] | 2 | 1 | 4 | 1 | 2 | 1 | 1 |  | 0
PG&E KERN | Fairway | 115 | Distributed_Solar |  |  | 0 | 0 | 0 | 0 | 0 | 0 | 0 | 0 | 0 | 1 | 1 | 1 | 1 | [13 empty] | 2 | 2 | 3 | 1 | 2 | 4+ | 1 |  | 1
PG&E KERN | Famoso | 115 | Distributed_Solar |  |  | 0 | 4 | 4 | 0 | 0 | 0 | 0 | 4 | 4 | 1 | 1 | 1 | 1 | [13 empty] | 1 | 1 | 4 | 1 | 1 | 4+ | 3 |  | 1
PG&E NGBA | Fern Road | 500 | Distributed_Solar |  |  | 0 | 0 | 0 | 0 | 0 | 0 | 0 | 0 | 0 | 5 | 2 | 1 | 1 | [13 empty] | 2 | 2 | 4 | 2 | 3 | 1 | 1 |  | 0
PG&E GBA | Fibreboard (SPI Sonora) | 115 | Distributed_Solar |  |  | 0 | 0 | 0 | 0 | 0 | 0 | 0 | 0 | 0 | 5 | 2 | 1 | 1 | [13 empty] | 2 | 1 | 2 | 1 | 2 | 1 | 1 |  | 0
PG&E FRESNO | Figarden | 230 | Distributed_Solar |  |  | 0 | 0 | 0 | 0 | 0 | 0 | 0 | 0 | 0 | 5 | 2 | 1 | 1 | [13 empty] | 1 | 1 | 3 | 2 | 2 | 1 | 1 |  | 0
PG&E FRESNO | Fink | 230 | Distributed_Solar |  |  | 0 | 0 | 0 | 0 | 0 | 0 | 0 | 0 | 0 | 1 | 1 | 1 | 1 | [13 empty] | 1 | 1 | 4 | 2 | 1 | 1 | 1 |  | 0
PG&E NGBA | Fitch Mountain | 60 | Distributed_Solar |  |  | 0 | 0 | 0 | 0 | 0 | 0 | 0 | 0 | 0 | 5 | 2 | 1 | 1 | [13 empty] | 2 | 2 | 4 | 2 | 3 | 1 | 1 |  | 0
PG&E GBA | FMC | 115 | Distributed_Solar |  |  | 0 | 0 | 0 | 0 | 0 | 0 | 0 | 0 | 0 | 1 | 1 | 1 | 1 | [13 empty] | 2 | 1 | 2 | 2 | 2 | 4+ | 1 |  | 1
PG&E GBA | Fremont | 115 | Distributed_Solar |  |  | 0 | 0 | 0 | 0 | 0 | 0 | 0 | 0 | 0 | 1 | 1 | 1 | 1 | [13 empty] | 2 | 1 | 3 | 1 | 2 | 1 | 1 |  | 0
PG&E GBA | French Camp | 60 | Distributed_Solar |  |  | 0 | 0 | 0 | 0 | 0 | 0 | 0 | 0 | 0 | 5 | 2 | 1 | 1 | [13 empty] | 1 | 1 | 3 | 2 | 1 | 4+ | 1 |  | 1
PG&E GBA | Frogtown | 115 | Distributed_Solar |  |  | 0 | 0 | 0 | 0 | 0 | 0 | 0 | 0 | 0 | 5 | 2 | 1 | 1 | [13 empty] | 2 | 1 | 4 | 1 | 3 | 1 | 1 |  | 0
PG&E NGBA | Fulton | 115 | Distributed_Solar |  |  | 0 | 0 | 0 | 0 | 0 | 0 | 0 | 0 | 0 | 5 | 2 | 1 | 1 | [13 empty] | 2 | 1 | 3 | 2 | 2 | 1 | 1 |  | 0
PG&E NGBA | Fulton | 230 | Distributed_Solar |  |  | 0 | 0 | 0 | 0 | 0 | 0 | 0 | 0 | 0 | 5 | 2 | 1 | 1 | [13 empty] | 2 | 1 | 3 | 2 | 2 | 1 | 1 |  | 0
PG&E NGBA | Fulton | 60 | Distributed_Solar |  |  | 0 | 0 | 0 | 0 | 0 | 0 | 0 | 0 | 0 | 5 | 2 | 1 | 1 | [13 empty] | 2 | 1 | 3 | 2 | 2 | 1 | 1 |  | 0
PG&E KERN | Ganso | 115 | Distributed_Solar |  |  | 0 | 1.5 | 1.5 | 0 | 0 | 0 | 0 | 1.5 | 1.5 | 1 | 1 | 1 | 1 | [13 empty] | 1 | 1 | 3 | 1 | 1 | 1+ | 1 |  | 1
PG&E FRESNO | Gates | 230 | Distributed_Solar |  |  | 0 | 3 | 3 | 0 | 3 | 3 | 0 | 0 | 0 | 5 | 2 | 4 | 2 | [13 empty] | 1 | 1 | 3 | 2 | 1 | 4+ | 5 | Reduced to align with in-dev only given voltage of bus and small MW amounts | 1
PG&E FRESNO | Gates | 500 | Distributed_Solar |  |  | 0 | 0 | 0 | 0 | 0 | 0 | 0 | 0 | 0 | 5 | 2 | 4 | 2 | [13 empty] | 1 | 1 | 3 | 2 | 1 | 1 | 1 |  | 0
PG&E NGBA | Geysers 12 | 230 | Distributed_Solar |  |  | 0 | 0 | 0 | 0 | 0 | 0 | 0 | 0 | 0 | 5 | 2 | 1 | 1 | [13 empty] | 2 | 2 | 4 | 2 | 3 | 1 | 1 |  | 0
PG&E NGBA | Geysers 17 | 230 | Distributed_Solar |  |  | 0 | 0 | 0 | 0 | 0 | 0 | 0 | 0 | 0 | 5 | 2 | 1 | 1 | [13 empty] | 2 | 2 | 4 | 2 | 3 | 1 | 1 |  | 0
PG&E NGBA | Geysers 3 | 115 | Distributed_Solar |  |  | 0 | 0 | 0 | 0 | 0 | 0 | 0 | 0 | 0 | 5 | 2 | 1 | 1 | [13 empty] | 2 | 2 | 4 | 2 | 3 | 1 | 1 |  | 0
PG&E NGBA | Glenn | 230 | Distributed_Solar |  |  | 0 | 0 | 0 | 0 | 0 | 0 | 0 | 0 | 0 | 5 | 2 | 1 | 1 | [13 empty] | 2 | 2 | 4 | 1 | 3 | 1 | 1 |  | 0
PG&E NGBA | Glenn | 60 | Distributed_Solar |  |  | 0 | 0 | 0 | 0 | 0 | 0 | 0 | 0 | 0 | 5 | 2 | 1 | 1 | [13 empty] | 2 | 2 | 4 | 1 | 3 | 1 | 1 |  | 0
PG&E NGBA | Gold Hill | 115 | Distributed_Solar |  |  | 0 | 0 | 0 | 0 | 0 | 0 | 0 | 0 | 0 | 5 | 2 | 1 | 1 | [13 empty] | 2 | 1 | 4 | 2 | 3 | 1 | 1 |  | 0
PG&E NGBA | Gold Hill | 230 | Distributed_Solar |  |  | 0 | 0 | 0 | 0 | 0 | 0 | 0 | 0 | 0 | 5 | 2 | 1 | 1 | [13 empty] | 2 | 1 | 4 | 2 | 3 | 1 | 1 |  | 0
SCE Northern | Goleta | 230 | Distributed_Solar |  |  | 0 | 0 | 0 | 0 | 0 | 0 | 0 | 0 | 0 | 1 | 1 | 1 | 1 | [13 empty] | 2 | 2 | 2 | 1 | 2 | 1 | 1 |  | 0
SCE Metro | Goodrich | 230 | Distributed_Solar |  |  | 0 | 0 | 0 | 0 | 0 | 0 | 0 | 0 | 0 | 1 | 1 | 1 | 1 | [13 empty] | 1 | 1 | 3 | 1 | 2 | 1 | 1 |  | 0
PG&E KERN | Goose Lake | 115 | Distributed_Solar |  |  | 0 | 0 | 0 | 0 | 0 | 0 | 0 | 0 | 0 | 1 | 1 | 1 | 1 | [13 empty] | 1 | 1 | 2 | 1 | 1 | 4+ | 1 |  | 1
SCE Metro | Gould | 230 | Distributed_Solar |  |  | 0 | 0 | 0 | 0 | 0 | 0 | 0 | 0 | 0 | 1 | 1 | 1 | 1 | [13 empty] | 1 | 1 | 4 | 1 | 2 | 1 | 1 |  | 0
PG&E NGBA | Grand Island | 115 | Distributed_Solar |  |  | 0 | 2.73 | 2.73 | 0 | 2.73 | 2.73 | 0 | 0 | 0 | 5 | 2 | 1 | 1 | [13 empty] | 2 | 1 | 4 | 2 | 2 | 1 | 1 |  | 1
SDGE | Granite | 69 | Distributed_Solar |  |  | 0 | 0 | 0 | 0 | 0 | 0 | 0 | 0 | 0 | 1 | 1 | 1 | 1 | [13 empty] | 2 | 1 | 2 | 2 | 2 | 1 | 1 |  | 0
PG&E GBA | Grant | 115 | Distributed_Solar |  |  | 0 | 0 | 0 | 0 | 0 | 0 | 0 | 0 | 0 | 5 | 2 | 1 | 1 | [13 empty] | 2 | 1 | 2 | 1 | 2 | 4+ | 1 |  | 1
PG&E GBA | Green Valley | 115 | Distributed_Solar |  |  | 0 | 0 | 0 | 0 | 0 | 0 | 0 | 0 | 0 | 1 | 1 | 1 | 1 | [13 empty] | 2 | 2 | 3 | 2 | 2 | 1 | 1 |  | 0
PG&E NGBA | Greenleaf 1 | 115 | Distributed_Solar |  |  | 0 | 0 | 0 | 0 | 0 | 0 | 0 | 0 | 0 | 5 | 2 | 1 | 1 | [13 empty] | 2 | 2 | 1 | 1 | 3 | 1 | 1 |  | 0
PG&E FRESNO | Gregg | 230 | Distributed_Solar |  |  | 0 | 0 | 0 | 0 | 0 | 0 | 0 | 0 | 0 | 5 | 2 | 1 | 1 | [13 empty] | 1 | 1 | 3 | 2 | 1 | 1 | 1 |  | 0
PG&E FRESNO | Grimmway-Malaga | 115 | Distributed_Solar |  |  | 0 | 0 | 0 | 0 | 0 | 0 | 0 | 0 | 0 | 5 | 2 | 1 | 1 | [13 empty] | 1 | 1 | 2 | 1 | 1 | 1 | 5 | Reduced to better align with CI | 1
PG&E NGBA | Grizzly | 230 | Distributed_Solar |  |  | 0 | 0 | 0 | 0 | 0 | 0 | 0 | 0 | 0 | 5 | 2 | 1 | 1 | [13 empty] | 2 | 2 | 4 | 1 | 3 | 1 | 1 |  | 0
PG&E FRESNO | Guernsey | 70 | Distributed_Solar |  |  | 0 | 7.5 | 7.5 | 0 | 0 | 0 | 0 | 7.5 | 7.5 | 5 | 2 | 4 | 2 | [13 empty] | 1 | 1 | 3 | 2 | 1 | 1 | 1 |  | 1
PG&E FRESNO | GWF Hanford | 115 | Distributed_Solar |  |  | 0 | 0 | 0 | 0 | 0 | 0 | 0 | 0 | 0 | 5 | 2 | 1 | 1 | [13 empty] | 2 | 1 | 2 | 1 | 1 | 1 | 1 |  | 0
PG&E FRESNO | Haas | 230 | Distributed_Solar |  |  | 0 | 0 | 0 | 0 | 0 | 0 | 0 | 0 | 0 | 5 | 2 | 1 | 1 | [13 empty] | 1 | 1 | 4 | 2 | 3 | 1 | 1 |  | 0
PG&E FRESNO | Hammonds | 115 | Distributed_Solar |  |  | 0 | 0 | 0 | 0 | 0 | 0 | 0 | 0 | 0 | 1 | 1 | 1 | 1 | [13 empty] | 1 | 1 | 2 | 2 | 1 | 1 | 1 |  | 0
SCE Metro | HarborGen | 230 | Distributed_Solar |  |  | 0 | 0 | 0 | 0 | 0 | 0 | 0 | 0 | 0 | 1 | 1 | 1 | 1 | [13 empty] | 1 | 1 | 2 | 1 | 1 | 1 | 1 |  | 0
PG&E NGBA | Harris | 60 | Distributed_Solar |  |  | 0 | 0 | 0 | 0 | 0 | 0 | 0 | 0 | 0 | 5 | 2 | 1 | 1 | [13 empty] | 2 | 2 | 2 | 2 | 3 | 1 | 1 |  | 0
EOP | Harry Allen | 500 | Distributed_Solar |  |  | 0 | 0 | 0 | 0 | 0 | 0 | 0 | 0 | 0 | 1 | 1 | 1 | 1 | [13 empty] | 2 | 2 | 4 | 1 | 3 | 1 | 1 |  | 0
PG&E NGBA | Hartley | 60 | Distributed_Solar |  |  | 0 | 0 | 0 | 0 | 0 | 0 | 0 | 0 | 0 | 5 | 2 | 1 | 1 | [13 empty] | 2 | 2 | 4 | 2 | 3 | 1+ | 1 |  | 1
SCE NOL | Harvard | 115 | Distributed_Solar |  |  | 0 | 0 | 0 | 0 | 0 | 0 | 0 | 0 | 0 | 3 | 3 | 1 | 1 | [13 empty] | 2 | 1 | 4 | 1 | 1 | 1 | 1 |  | 0
SDGE | Hassayampa | 500 | Distributed_Solar |  |  | 0 | 0 | 0 | 0 | 0 | 0 | 0 | 0 | 0 | 1 | 1 | 1 | 1 | [13 empty] | 2 | 1 | 4 | 2 | 3 | 1 | 1 |  | 0
PG&E FRESNO | Helm | 230 | Distributed_Solar |  |  | 0 | 0 | 0 | 0 | 0 | 0 | 0 | 0 | 0 | 5 | 2 | 1 | 1 | [13 empty] | 1 | 1 | 2 | 2 | 1 | 1 | 1 |  | 0
PG&E FRESNO | Helm | 70 | Distributed_Solar |  |  | 0 | 0 | 0 | 0 | 0 | 0 | 0 | 0 | 0 | 1 | 1 | 1 | 1 | [13 empty] | 1 | 1 | 2 | 2 | 1 | 4+ | 1 |  | 1
PG&E FRESNO | Henrietta | 115 | Distributed_Solar |  |  | 0 | 0 | 0 | 0 | 0 | 0 | 0 | 0 | 0 | 1 | 1 | 1 | 1 | [13 empty] | 1 | 1 | 1 | 2 | 1 | 1 | 1 |  | 0
PG&E FRESNO | Henrietta | 230 | Distributed_Solar |  |  | 0 | 0 | 0 | 0 | 0 | 0 | 0 | 0 | 0 | 1 | 1 | 1 | 1 | [13 empty] | 1 | 1 | 1 | 2 | 1 | 1 | 4 | Reduced to better align with CI | 1
PG&E FRESNO | Henrietta | 70 | Distributed_Solar |  |  | 0 | 3 | 3 | 0 | 3 | 3 | 0 | 0 | 0 | 5 | 2 | 4 | 2 | [13 empty] | 1 | 1 | 1 | 2 | 1 | 1 | 1 |  | 1
PG&E FRESNO | Herndon | 115 | Distributed_Solar |  |  | 0 | 0 | 0 | 0 | 0 | 0 | 0 | 0 | 0 | 5 | 2 | 1 | 1 | [13 empty] | 1 | 1 | 3 | 2 | 1 | 1 | 1 |  | 0
PG&E FRESNO | Herndon | 230 | Distributed_Solar |  |  | 0 | 0 | 0 | 0 | 0 | 0 | 0 | 0 | 0 | 5 | 2 | 1 | 1 | [13 empty] | 1 | 1 | 3 | 2 | 1 | 1 | 1 |  | 0
PG&E GBA | Hicks | 230 | Distributed_Solar |  |  | 0 | 0 | 0 | 0 | 0 | 0 | 0 | 0 | 0 | 1 | 1 | 1 | 1 | [13 empty] | 2 | 1 | 4 | 2 | 2 | 1 | 1 |  | 0
PG&E NGBA | Higgins | 115 | Distributed_Solar |  |  | 0 | 0 | 0 | 0 | 0 | 0 | 0 | 0 | 0 | 5 | 2 | 1 | 1 | [13 empty] | 2 | 1 | 4 | 1 | 3 | 1 | 1 |  | 0
PG&E NGBA | Hilltop | 345 | Distributed_Solar |  |  | 0 | 0 | 0 | 0 | 0 | 0 | 0 | 0 | 0 | 5 | 2 | 1 | 1 | [13 empty] | 2 | 2 | 4 | 1 | 3 | 1 | 1 |  | 0
SCE Metro | Hinson | 230 | Distributed_Solar |  |  | 0 | 3.08 | 3.08 | 0 | 3.08 | 3.08 | 0 | 0 | 0 | 1 | 1 | 1 | 1 | [13 empty] | 1 | 1 | 2 | 1 | 1 | 1 | 1 |  | 1
PG&E GBA | Hollister | 115 | Distributed_Solar |  |  | 0 | 0 | 0 | 0 | 0 | 0 | 0 | 0 | 0 | 1 | 1 | 1 | 1 | [13 empty] | 2 | 2 | 4 | 2 | 3 | 1+ | 1 |  | 1
PG&E NGBA | Homestake | 115 | Distributed_Solar |  |  | 0 | 0 | 0 | 0 | 0 | 0 | 0 | 0 | 0 | 5 | 2 | 1 | 1 | [13 empty] | 2 | 1 | 4 | 2 | 3 | 1 | 1 |  | 0
PG&E NGBA | Honcut | 115 | Distributed_Solar |  |  | 0 | 0 | 0 | 0 | 0 | 0 | 0 | 0 | 0 | 5 | 2 | 1 | 1 | [13 empty] | 2 | 1 | 4 | 2 | 3 | 1 | 1 |  | 0
SDGE | Hoodoo Wash | 500 | Distributed_Solar |  |  | 0 | 0 | 0 | 0 | 0 | 0 | 0 | 0 | 0 | 1 | 1 | 1 | 1 | [13 empty] | 2 | 2 | 4 | 2 | 3 | 1 | 1 |  | 0
PG&E NGBA | Hopland | 115 | Distributed_Solar |  |  | 0 | 0 | 0 | 0 | 0 | 0 | 0 | 0 | 0 | 5 | 2 | 1 | 1 | [13 empty] | 2 | 2 | 4 | 2 | 3 | 1 | 1 |  | 0
PG&E NGBA | Hopland | 60 | Distributed_Solar |  |  | 0 | 0 | 0 | 0 | 0 | 0 | 0 | 0 | 0 | 5 | 2 | 1 | 1 | [13 empty] | 2 | 2 | 4 | 2 | 3 | 4+ | 1 |  | 1
PG&E NGBA | Humboldt | 115 | Distributed_Solar |  |  | 0 | 0 | 0 | 0 | 0 | 0 | 0 | 0 | 0 | 5 | 2 | 1 | 1 | [13 empty] | 2 | 2 | 3 | 2 | 3 | 1 | 4 | Reduced to better align with CI | 1
PG&E NGBA | Humboldt | 60 | Distributed_Solar |  |  | 0 | 1.999 | 1.999 | 0 | 1.999 | 1.999 | 0 | 0 | 0 | 5 | 2 | 1 | 1 | [13 empty] | 2 | 2 | 3 | 2 | 3 | 1 | 1 |  | 1
PG&E NGBA | Humboldt | 500 | Distributed_Solar |  |  | 0 | 0 | 0 | 0 | 0 | 0 | 0 | 0 | 0 | 5 | 4 | 5 | 4 | [13 empty] | 2 | 2 | 3 | 2 | 3 | 1 | 1 |  | 0
SCE Metro | Huntington Beach | 230 | Distributed_Solar |  |  | 0 | 0 | 0 | 0 | 0 | 0 | 0 | 0 | 0 | 1 | 1 | 1 | 1 | [13 empty] | 1 | 1 | 1 | 1 | 2 | 1 | 1 |  | 0
PG&E NGBA | Ignacio | 115 | Distributed_Solar |  |  | 0 | 0 | 0 | 0 | 0 | 0 | 0 | 0 | 0 | 5 | 2 | 1 | 1 | [13 empty] | 2 | 1 | 4 | 1 | 3 | 1 | 1 |  | 0
PG&E NGBA | Ignacio | 230 | Distributed_Solar |  |  | 0 | 0 | 0 | 0 | 0 | 0 | 0 | 0 | 0 | 5 | 2 | 1 | 1 | [13 empty] | 2 | 1 | 4 | 1 | 3 | 1 | 1 |  | 0
PG&E NGBA | Ignacio | 60 | Distributed_Solar |  |  | 0 | 0 | 0 | 0 | 0 | 0 | 0 | 0 | 0 | 5 | 2 | 1 | 1 | [13 empty] | 2 | 1 | 4 | 1 | 3 | 1 | 1 |  | 0
SDGE | Imperial Beach | 69 | Distributed_Solar |  |  | 0 | 0 | 0 | 0 | 0 | 0 | 0 | 0 | 0 | 1 | 1 | 1 | 1 | [13 empty] | 2 | 1 | 3 | 1 | 2 | 1 | 1 |  | 0
SDGE | Imperial Valley | 230 | Distributed_Solar |  |  | 0 | 0 | 0 | 0 | 0 | 0 | 0 | 0 | 0 | 1 | 1 | 1 | 1 | [13 empty] | 1 | 1 | 2 | 2 | 1 | 1 | 1 |  | 0
SDGE | Imperial Valley | 500 | Distributed_Solar |  |  | 0 | 0 | 0 | 0 | 0 | 0 | 0 | 0 | 0 | 1 | 1 | 1 | 1 | [13 empty] | 1 | 1 | 2 | 2 | 1 | 1 | 1 |  | 0
EOP | Innovation | 138 | Distributed_Solar |  |  | 0 | 0 | 0 | 0 | 0 | 0 | 0 | 0 | 0 | 1 | 1 | 1 | 1 | [13 empty] | 2 | 2 | 4 | 1 | 3 | 1 | 1 |  | 0
EOP | Innovation | 230 | Distributed_Solar |  |  | 0 | 0 | 0 | 0 | 0 | 0 | 0 | 0 | 0 | 1 | 1 | 1 | 1 | [13 empty] | 2 | 2 | 4 | 1 | 3 | 1 | 1 |  | 0
SCE NOL | Inyokern | 115 | Distributed_Solar |  |  | 0 | 0 | 0 | 0 | 0 | 0 | 0 | 0 | 0 | 3 | 3 | 1 | 1 | [13 empty] | 2 | 2 | 4 | 1 | 3 | 4+ | 1 |  | 1
EOP | IS Tap | 138 | Distributed_Solar |  |  | 0 | 0 | 0 | 0 | 0 | 0 | 0 | 0 | 0 | 1 | 1 | 1 | 1 | [13 empty] | 2 | 2 | 4 | 1 | 3 | 1 | 1 |  | 0
EOP | Ivanpah | 115 | Distributed_Solar |  |  | 0 | 0 | 0 | 0 | 0 | 0 | 0 | 0 | 0 | 1 | 1 | 1 | 1 | [13 empty] | 2 | 2 | 4 | 1 | 1 | 1 | 1 |  | 0
EOP | Ivanpah | 230 | Distributed_Solar |  |  | 0 | 0 | 0 | 0 | 0 | 0 | 0 | 0 | 0 | 1 | 1 | 1 | 1 | [13 empty] | 2 | 2 | 4 | 1 | 1 | 1 | 1 |  | 0
EOP | Jackass (DOE) | 138 | Distributed_Solar |  |  | 0 | 0 | 0 | 0 | 0 | 0 | 0 | 0 | 0 | 1 | 1 | 1 | 1 | [13 empty] | 2 | 2 | 4 | 1 | 3 | 1 | 1 |  | 0
PG&E NGBA | James B Black | 230 | Distributed_Solar |  |  | 0 | 0 | 0 | 0 | 0 | 0 | 0 | 0 | 0 | 5 | 2 | 1 | 1 | [13 empty] | 2 | 2 | 4 | 2 | 3 | 1 | 1 |  | 0
PG&E GBA | Jefferson | 230 | Distributed_Solar |  |  | 0 | 0 | 0 | 0 | 0 | 0 | 0 | 0 | 0 | 1 | 1 | 1 | 1 | [13 empty] | 2 | 1 | 3 | 1 | 2 | 1 | 1 |  | 0
PG&E NGBA | Jessup | 115 | Distributed_Solar |  |  | 0 | 0 | 0 | 0 | 0 | 0 | 0 | 0 | 0 | 5 | 2 | 1 | 1 | [13 empty] | 2 | 2 | 3 | 2 | 3 | 1+ | 1 |  | 1
SCE Metro | Johanna | 230 | Distributed_Solar |  |  | 0 | 0 | 0 | 0 | 0 | 0 | 0 | 0 | 0 | 1 | 1 | 1 | 1 | [13 empty] | 1 | 1 | 2 | 1 | 1 | 1 | 1 |  | 0
SCE Eastern | Julian Hinds | 230 | Distributed_Solar |  |  | 0 | 0 | 0 | 0 | 0 | 0 | 0 | 0 | 0 | 5 | 5 | 3 | 3 | [13 empty] | 2 | 1 | 4 | 1 | 3 | 1 | 1 |  | 0
PG&E GBA | Kasson | 115 | Distributed_Solar |  |  | 0 | 0 | 0 | 0 | 0 | 0 | 0 | 0 | 0 | 5 | 2 | 1 | 1 | [13 empty] | 1 | 1 | 4 | 2 | 1 | 1 | 1 |  | 0
PG&E GBA | Kasson | 60 | Distributed_Solar |  |  | 0 | 0 | 0 | 0 | 0 | 0 | 0 | 0 | 0 | 5 | 2 | 1 | 1 | [13 empty] | 1 | 1 | 4 | 2 | 1 | 1 | 1 |  | 0
PG&E FRESNO | Kearney | 230 | Distributed_Solar |  |  | 0 | 10 | 10 | 0 | 10 | 10 | 0 | 0 | 0 | 5 | 2 | 1 | 1 | [13 empty] | 1 | 1 | 3 | 2 | 1 | 1 | 1 |  | 1
PG&E FRESNO | Kearney | 70 | Distributed_Solar |  |  | 0 | 0 | 0 | 0 | 0 | 0 | 0 | 0 | 0 | 5 | 2 | 1 | 1 | [13 empty] | 1 | 1 | 3 | 2 | 1 | 1 | 1 |  | 0
PG&E GBA | Kelso | 230 | Distributed_Solar |  |  | 0 | 0 | 0 | 0 | 0 | 0 | 0 | 0 | 0 | 5 | 2 | 1 | 1 | [13 empty] | 2 | 1 | 2 | 1 | 2 | 1 | 1 |  | 0
PG&E FRESNO | Kerchoff 1 | 115 | Distributed_Solar |  |  | 0 | 0 | 0 | 0 | 0 | 0 | 0 | 0 | 0 | 5 | 2 | 1 | 1 | [13 empty] | 1 | 1 | 4 | 2 | 3 | 1 | 1 |  | 0
PG&E KERN | Kern Oil | 115 | Distributed_Solar |  |  | 0 | 1 | 1 | 0 | 0 | 0 | 0 | 1 | 1 | 5 | 2 | 4 | 2 | [13 empty] | 1 | 1 | 1 | 1 | 1 | 1 | 1 |  | 1
PG&E KERN | Kern PP | 115 | Distributed_Solar |  |  | 0 | 0 | 0 | 0 | 0 | 0 | 0 | 0 | 0 | 5 | 2 | 4 | 2 | [13 empty] | 1 | 1 | 2 | 1 | 2 | 1 | 1 |  | 0
PG&E KERN | Kern PP | 230 | Distributed_Solar |  |  | 0 | 0 | 0 | 0 | 0 | 0 | 0 | 0 | 0 | 5 | 2 | 4 | 2 | [13 empty] | 1 | 1 | 2 | 1 | 2 | 1 | 1 |  | 0
PG&E KERN | Kern PP | 70 | Distributed_Solar |  |  | 0 | 0 | 0 | 0 | 0 | 0 | 0 | 0 | 0 | 1 | 1 | 1 | 1 | [13 empty] | 1 | 1 | 2 | 1 | 2 | 1 | 1 |  | 0
PG&E KERN | Kernridge | 115 | Distributed_Solar |  |  | 0 | 0 | 0 | 0 | 0 | 0 | 0 | 0 | 0 | 5 | 2 | 4 | 2 | [13 empty] | 1 | 1 | 1 | 1 | 1 | 1 | 1 |  | 0
PG&E FRESNO | Kingsburg | 115 | Distributed_Solar |  |  | 0 | 0 | 0 | 0 | 0 | 0 | 0 | 0 | 0 | 5 | 2 | 4 | 2 | [13 empty] | 1 | 1 | 2 | 2 | 1 | 1 | 1 |  | 0
PG&E GBA | Kirker | 115 | Distributed_Solar |  |  | 0 | 2.9 | 2.9 | 0 | 2.9 | 2.9 | 0 | 0 | 0 | 5 | 2 | 1 | 1 | [13 empty] | 2 | 1 | 3 | 1 | 1 | 4+ | 3 | Reduced slightly to align with only in-dev amount | 1
PG&E NGBA | Knights Landing | 115 | Distributed_Solar |  |  | 0 | 0 | 0 | 0 | 0 | 0 | 0 | 0 | 0 | 5 | 2 | 1 | 1 | [13 empty] | 2 | 1 | 4 | 2 | 3 | 1 | 1 |  | 0
PG&E NGBA | Konocti | 60 | Distributed_Solar |  |  | 0 | 0 | 0 | 0 | 0 | 0 | 0 | 0 | 0 | 5 | 2 | 1 | 1 | [13 empty] | 2 | 2 | 4 | 2 | 3 | 1+ | 1 |  | 1
SCE NOL | Kramer | 115 | Distributed_Solar |  |  | 0 | 4 | 4 | 0 | 0 | 0 | 0 | 4 | 4 | 3 | 3 | 1 | 1 | [13 empty] | 2 | 1 | 4 | 1 | 3 | 4+ | 5 | Reduced given general solar potential env/land-use impacts in Kramer area | 1
SCE NOL | Kramer | 230 | Distributed_Solar |  |  | 0 | 0 | 0 | 0 | 0 | 0 | 0 | 0 | 0 | 3 | 3 | 1 | 1 | [13 empty] | 2 | 1 | 4 | 1 | 3 | 4+ | 1 |  | 1
SCE Metro | La Cienega | 230 | Distributed_Solar |  |  | 0 | 0 | 0 | 0 | 0 | 0 | 0 | 0 | 0 | 1 | 1 | 1 | 1 | [13 empty] | 1 | 1 | 2 | 1 | 2 | 1 | 1 |  | 0
SCE Metro | La Fresa | 230 | Distributed_Solar |  |  | 0 | 0.64 | 0.64 | 0 | 0.64 | 0.64 | 0 | 0 | 0 | 1 | 1 | 1 | 1 | [13 empty] | 1 | 1 | 2 | 1 | 2 | 1 | 1 |  | 1
SCE Metro | Laguna Bell | 230 | Distributed_Solar |  |  | 0 | 3.27 | 3.27 | 0 | 3.27 | 3.27 | 0 | 0 | 0 | 1 | 1 | 1 | 1 | [13 empty] | 1 | 1 | 2 | 1 | 1 | 1 | 1 |  | 1
PG&E KERN | Lakeview | 70 | Distributed_Solar |  |  | 0 | 0 | 0 | 0 | 0 | 0 | 0 | 0 | 0 | 5 | 2 | 4 | 2 | [13 empty] | 1 | 1 | 4 | 1 | 1 | 4+ | 1 |  | 1
PG&E NGBA | Lakeville | 230 | Distributed_Solar |  |  | 0 | 0 | 0 | 0 | 0 | 0 | 0 | 0 | 0 | 5 | 2 | 1 | 1 | [13 empty] | 2 | 1 | 4 | 2 | 3 | 1 | 1 |  | 0
PG&E NGBA | Lakeville | 60 | Distributed_Solar |  |  | 0 | 4 | 4 | 0 | 0 | 0 | 0 | 4 | 4 | 5 | 2 | 1 | 1 | [13 empty] | 2 | 1 | 4 | 2 | 3 | 1 | 1 |  | 1
PG&E NGBA | Lakeville | 115 | Distributed_Solar |  |  | 0 | 0 | 0 | 0 | 0 | 0 | 0 | 0 | 0 | 5 | 2 | 1 | 1 | [13 empty] | 2 | 1 | 4 | 2 | 3 | 1 | 1 |  | 0
PG&E GBA | Lakewood | 115 | Distributed_Solar |  |  | 0 | 0 | 0 | 0 | 0 | 0 | 0 | 0 | 0 | 5 | 2 | 1 | 1 | [13 empty] | 2 | 1 | 3 | 1 | 2 | 1 | 1 |  | 0
PG&E NGBA | Lambie | 230 | Distributed_Solar |  |  | 0 | 0 | 0 | 0 | 0 | 0 | 0 | 0 | 0 | 5 | 2 | 1 | 1 | [13 empty] | 2 | 1 | 1 | 1 | 1 | 1 | 1 |  | 0
PG&E GBA | Lammers | 115 | Distributed_Solar |  |  | 0 | 0 | 0 | 0 | 0 | 0 | 0 | 0 | 0 | 5 | 2 | 1 | 1 | [13 empty] | 1 | 1 | 1 | 2 | 2 | 4+ | 4 | Shifted to other solar areas due to utility scale mapping | 1
PG&E KERN | Lamont | 115 | Distributed_Solar |  |  | 0 | 4 | 4 | 0 | 0 | 0 | 0 | 4 | 4 | 5 | 2 | 4 | 2 | [13 empty] | 1 | 1 | 2 | 1 | 1 | 3+ | 1 |  | 1
PG&E FRESNO | Las Aguilas | 230 | Distributed_Solar |  |  | 0 | 0 | 0 | 0 | 0 | 0 | 0 | 0 | 0 | 1 | 1 | 1 | 1 | [13 empty] | 2 | 2 | 4 | 2 | 2 | 1 | 1 |  | 0
EOP | Lathrop | 138 | Distributed_Solar |  |  | 0 | 0 | 0 | 0 | 0 | 0 | 0 | 0 | 0 | 1 | 1 | 1 | 1 | [13 empty] | 2 | 2 | 4 | 1 | 3 | 1 | 1 |  | 0
EOP | Lathrop | 230 | Distributed_Solar |  |  | 0 | 0 | 0 | 0 | 0 | 0 | 0 | 0 | 0 | 1 | 1 | 1 | 1 | [13 empty] | 2 | 2 | 4 | 1 | 3 | 1 | 1 |  | 0
PG&E FRESNO | Le Grand | 115 | Distributed_Solar |  |  | 0 | 0 | 0 | 0 | 0 | 0 | 0 | 0 | 0 | 5 | 2 | 1 | 1 | [13 empty] | 1 | 1 | 3 | 2 | 1 | 1 | 1 |  | 0
PG&E FRESNO | Lemoore | 70 | Distributed_Solar |  |  | 0 | 0 | 0 | 0 | 0 | 0 | 0 | 0 | 0 | 1 | 1 | 1 | 1 | [13 empty] | 1 | 1 | 3 | 2 | 2 | 1 | 1 |  | 0
PG&E KERN | Lerdo | 115 | Distributed_Solar |  |  | 0 | 0 | 0 | 0 | 0 | 0 | 0 | 0 | 0 | 5 | 2 | 4 | 2 | [13 empty] | 1 | 1 | 4 | 1 | 1 | 4+ | 1 |  | 1
SCE Metro | Lewis | 230 | Distributed_Solar |  |  | 0 | 0 | 0 | 0 | 0 | 0 | 0 | 0 | 0 | 1 | 1 | 1 | 1 | [13 empty] | 1 | 1 | 3 | 1 | 2 | 1 | 1 |  | 0
SCE Metro | Lighthipe | 230 | Distributed_Solar |  |  | 0 | 3.24 | 3.24 | 0 | 3.24 | 3.24 | 0 | 0 | 0 | 1 | 1 | 1 | 1 | [13 empty] | 1 | 1 | 2 | 1 | 1 | 1 | 1 |  | 1
SDGE | Lilac | 69 | Distributed_Solar |  |  | 0 | 0 | 0 | 0 | 0 | 0 | 0 | 0 | 0 | 1 | 1 | 1 | 1 | [13 empty] | 2 | 1 | 3 | 1 | 3 | 1 | 1 |  | 0
PG&E NGBA | Lincoln | 115 | Distributed_Solar |  |  | 0 | 0 | 0 | 0 | 0 | 0 | 0 | 0 | 0 | 5 | 2 | 1 | 1 | [13 empty] | 2 | 1 | 3 | 2 | 3 | 1 | 1 |  | 0
PG&E KERN | Live Oak | 115 | Distributed_Solar |  |  | 0 | 0 | 0 | 0 | 0 | 0 | 0 | 0 | 0 | 5 | 2 | 4 | 2 | [13 empty] | 1 | 1 | 1 | 1 | 1 | 1+ | 1 |  | 1
PG&E GBA | Llagas | 115 | Distributed_Solar |  |  | 0 | 0 | 0 | 0 | 0 | 0 | 0 | 0 | 0 | 1 | 1 | 1 | 1 | [13 empty] | 2 | 1 | 2 | 2 | 1 | 4+ | 1 |  | 1
PG&E GBA | Lockeford | 115 | Distributed_Solar |  |  | 0 | 0 | 0 | 0 | 0 | 0 | 0 | 0 | 0 | 5 | 2 | 1 | 1 | [13 empty] | 1 | 1 | 4 | 2 | 2 | 1 | 1 |  | 0
PG&E GBA | Lockeford | 230 | Distributed_Solar |  |  | 0 | 0 | 0 | 0 | 0 | 0 | 0 | 0 | 0 | 5 | 2 | 1 | 1 | [13 empty] | 1 | 1 | 4 | 2 | 2 | 1 | 1 |  | 0
PG&E GBA | Lockeford | 60 | Distributed_Solar |  |  | 0 | 0 | 0 | 0 | 0 | 0 | 0 | 0 | 0 | 5 | 2 | 1 | 1 | [13 empty] | 1 | 1 | 4 | 2 | 2 | 4+ | 1 |  | 1
PG&E GBA | Lodi | 230 | Distributed_Solar |  |  | 0 | 0 | 0 | 0 | 0 | 0 | 0 | 0 | 0 | 5 | 2 | 1 | 1 | [13 empty] | 1 | 1 | 1 | 2 | 1 | 1 | 1 |  | 0
PG&E NGBA | Logan Creek | 230 | Distributed_Solar |  |  | 0 | 0 | 0 | 0 | 0 | 0 | 0 | 0 | 0 | 5 | 2 | 1 | 1 | [13 empty] | 2 | 2 | 4 | 1 | 2 | 1+ | 1 |  | 1
PG&E GBA | Lone Tree | 230 | Distributed_Solar |  |  | 0 | 1.8 | 1.8 | 0 | 0 | 0 | 0 | 1.8 | 1.8 | 5 | 2 | 1 | 1 | [13 empty] | 2 | 1 | 3 | 1 | 2 | 1 | 1 |  | 1
PG&E FRESNO | Los Banos | 230 | Distributed_Solar |  |  | 0 | 5.9 | 5.9 | 0 | 5.9 | 5.9 | 0 | 0 | 0 | 1 | 1 | 1 | 1 | [13 empty] | 1 | 1 | 4 | 2 | 1 | 1 | 1 |  | 1
PG&E FRESNO | Los Banos | 500 | Distributed_Solar |  |  | 0 | 0 | 0 | 0 | 0 | 0 | 0 | 0 | 0 | 1 | 1 | 1 | 1 | [13 empty] | 1 | 1 | 4 | 2 | 1 | 1 | 1 |  | 0
SDGE | Los Coches | 138 | Distributed_Solar |  |  | 0 | 0 | 0 | 0 | 0 | 0 | 0 | 0 | 0 | 5 | 5 | 1 | 1 | [13 empty] | 2 | 2 | 4 | 2 | 3 | 1 | 1 |  | 0
SDGE | Los Coches | 69 | Distributed_Solar |  |  | 0 | 0 | 0 | 0 | 0 | 0 | 0 | 0 | 0 | 1 | 1 | 1 | 1 | [13 empty] | 2 | 2 | 4 | 2 | 3 | 1 | 1 |  | 0
PG&E GBA | Los Esteros | 115 | Distributed_Solar |  |  | 0 | 0 | 0 | 0 | 0 | 0 | 0 | 0 | 0 | 1 | 1 | 1 | 1 | [13 empty] | 2 | 1 | 1 | 2 | 1 | 1 | 1 |  | 0
PG&E GBA | Los Esteros | 230 | Distributed_Solar |  |  | 0 | 0 | 0 | 0 | 0 | 0 | 0 | 0 | 0 | 1 | 1 | 1 | 1 | [13 empty] | 2 | 1 | 1 | 2 | 1 | 1 | 1 |  | 0
PG&E GBA | Los Positas | 230 | Distributed_Solar |  |  | 0 | 0 | 0 | 0 | 0 | 0 | 0 | 0 | 0 | 5 | 2 | 1 | 1 | [13 empty] | 2 | 1 | 3 | 1 | 3 | 1 | 1 |  | 0
PG&E GBA | Los Positas | 60 | Distributed_Solar |  |  | 0 | 0 | 0 | 0 | 0 | 0 | 0 | 0 | 0 | 5 | 2 | 1 | 1 | [13 empty] | 2 | 1 | 3 | 1 | 3 | 4+ | 1 |  | 1
SDGE | Loveland | 69 | Distributed_Solar |  |  | 0 | 0 | 0 | 0 | 0 | 0 | 0 | 0 | 0 | 1 | 1 | 1 | 1 | [13 empty] | 2 | 1 | 3 | 1 | 3 | 1+ | 5 | Less solar and higher-confidence CI in other locations | 1
SCE NOL | Lugo | 230 | Distributed_Solar |  |  | 0 | 0 | 0 | 0 | 0 | 0 | 0 | 0 | 0 | 1 | 1 | 1 | 1 | [13 empty] | 2 | 1 | 4 | 1 | 2 | 1 | 1 |  | 0
SCE Metro | Lugo | 500 | Distributed_Solar |  |  | 0 | 0 | 0 | 0 | 0 | 0 | 0 | 0 | 0 | 1 | 1 | 1 | 1 | [13 empty] | 2 | 1 | 4 | 1 | 2 | 1 | 1 |  | 0
PG&E FRESNO | Madera | 70 | Distributed_Solar |  |  | 0 | 0 | 0 | 0 | 0 | 0 | 0 | 0 | 0 | 5 | 2 | 1 | 1 | [13 empty] | 1 | 1 | 4 | 2 | 1 | 4+ | 1 |  | 1
PG&E NGBA | Madison | 115 | Distributed_Solar |  |  | 0 | 0 | 0 | 0 | 0 | 0 | 0 | 0 | 0 | 5 | 2 | 1 | 1 | [13 empty] | 2 | 1 | 4 | 2 | 3 | 1+ | 1 |  | 1
PG&E KERN | Magunden | 115 | Distributed_Solar |  |  | 0 | 0 | 0 | 0 | 0 | 0 | 0 | 0 | 0 | 5 | 2 | 4 | 2 | [13 empty] | 1 | 1 | 2 | 1 | 1 | 4+ | 1 |  | 1
SCE Northern | Magunden | 230 | Distributed_Solar |  |  | 0 | 0 | 0 | 0 | 0 | 0 | 0 | 0 | 0 | 1 | 1 | 1 | 1 | [13 empty] | 1 | 1 | 2 | 1 | 1 | 1 | 1 |  | 0
PG&E FRESNO | Malaga | 115 | Distributed_Solar |  |  | 0 | 0 | 0 | 0 | 0 | 0 | 0 | 0 | 0 | 5 | 2 | 4 | 2 | [13 empty] | 1 | 1 | 1 | 2 | 1 | 1 | 1 |  | 0
PG&E NGBA | Malin | 500 | Distributed_Solar |  |  | 0 | 0 | 0 | 0 | 0 | 0 | 0 | 0 | 0 | 5 | 2 | 1 | 1 | [13 empty] | 2 | 2 | 4 | 2 | 3 | 1 | 1 |  | 0
SCE Northern | Mandalay | 230 | Distributed_Solar |  |  | 0 | 0 | 0 | 0 | 0 | 0 | 0 | 0 | 0 | 1 | 1 | 1 | 1 | [13 empty] | 2 | 1 | 2 | 1 | 1 | 1 | 1 |  | 0
PG&E FRESNO | Manning | 230 | Distributed_Solar |  |  | 0 | 0 | 0 | 0 | 0 | 0 | 0 | 0 | 0 | 1 | 1 | 1 | 1 | [13 empty] | 1 | 1 | 2 | 2 | 1 | 1 | 1 |  | 0
PG&E FRESNO | Manning | 500 | Distributed_Solar |  |  | 0 | 0 | 0 | 0 | 0 | 0 | 0 | 0 | 0 | 1 | 1 | 1 | 1 | [13 empty] | 1 | 1 | 2 | 2 | 1 | 1 | 1 |  | 0
PG&E GBA | Manteca | 115 | Distributed_Solar |  |  | 0 | 1.5 | 1.5 | 0 | 0 | 0 | 0 | 1.5 | 1.5 | 5 | 2 | 4 | 2 | [13 empty] | 1 | 1 | 2 | 2 | 2 | 1+ | 1 |  | 1
SDGE | Margarita | 138 | Distributed_Solar |  |  | 0 | 0 | 0 | 0 | 0 | 0 | 0 | 0 | 0 | 1 | 1 | 1 | 1 | [13 empty] | 1 | 1 | 2 | 1 | 3 | 1 | 1 |  | 0
PG&E GBA | Martin | 230 | Distributed_Solar |  |  | 0 | 0 | 0 | 0 | 0 | 0 | 0 | 0 | 0 | 5 | 2 | 1 | 1 | [13 empty] | 2 | 1 | 3 | 1 | 2 | 1 | 1 |  | 0
PG&E GBA | Martin | 115 | Distributed_Solar |  |  | 0 | 0 | 0 | 0 | 0 | 0 | 0 | 0 | 0 | 1 | 1 | 1 | 1 | [13 empty] | 2 | 1 | 3 | 1 | 2 | 4+ | 5 | Shifted to other solar areas due to utility scale mapping | 1
PG&E GBA | Martinez | 115 | Distributed_Solar |  |  | 0 | 0 | 0 | 0 | 0 | 0 | 0 | 0 | 0 | 5 | 2 | 1 | 1 | [13 empty] | 2 | 1 | 1 | 1 | 1 | 4+ | 1 |  | 1
PG&E FRESNO | Mc Mullin | 230 | Distributed_Solar |  |  | 0 | 0 | 0 | 0 | 0 | 0 | 0 | 0 | 0 | 5 | 2 | 1 | 1 | [13 empty] | 1 | 1 | 3 | 2 | 1 | 1 | 1 |  | 0
PG&E FRESNO | McCall | 115 | Distributed_Solar |  |  | 0 | 1.5 | 1.5 | 0 | 0 | 0 | 0 | 1.5 | 1.5 | 5 | 2 | 1 | 1 | [13 empty] | 1 | 1 | 3 | 2 | 1 | 4+ | 1 |  | 1
PG&E FRESNO | McCall | 230 | Distributed_Solar |  |  | 0 | 0 | 0 | 0 | 0 | 0 | 0 | 0 | 0 | 5 | 2 | 1 | 1 | [13 empty] | 1 | 1 | 3 | 2 | 1 | 1 | 5 | Reduced to better align with CI | 1
PG&E GBA | Meadow Lane | 115 | Distributed_Solar |  |  | 0 | 0 | 0 | 0 | 0 | 0 | 0 | 0 | 0 | 5 | 2 | 1 | 1 | [13 empty] | 2 | 1 | 2 | 1 | 1 | 1 | 1 |  | 0
PG&E GBA | Melones | 115 | Distributed_Solar |  |  | 0 | 0 | 0 | 0 | 0 | 0 | 0 | 0 | 0 | 5 | 2 | 1 | 1 | [13 empty] | 2 | 1 | 4 | 1 | 3 | 1 | 1 |  | 0
PG&E GBA | Melones | 230 | Distributed_Solar |  |  | 0 | 0 | 0 | 0 | 0 | 0 | 0 | 0 | 0 | 5 | 2 | 1 | 1 | [13 empty] | 2 | 1 | 4 | 1 | 3 | 1 | 1 |  | 0
SDGE | Melrose | 69 | Distributed_Solar |  |  | 0 | 0 | 0 | 0 | 0 | 0 | 0 | 0 | 0 | 1 | 1 | 1 | 1 | [13 empty] | 2 | 1 | 3 | 1 | 3 | 1 | 1 |  | 0
PG&E NGBA | Mendocino | 115 | Distributed_Solar |  |  | 0 | 5 | 5 | 0 | 5 | 5 | 0 | 0 | 0 | 5 | 2 | 1 | 1 | [13 empty] | 2 | 2 | 4 | 2 | 3 | 1 | 1 |  | 1
PG&E NGBA | Mendocino | 60 | Distributed_Solar |  |  | 0 | 0 | 0 | 0 | 0 | 0 | 0 | 0 | 0 | 5 | 2 | 1 | 1 | [13 empty] | 2 | 2 | 4 | 2 | 3 | 1 | 1 |  | 0
PG&E FRESNO | Mendota | 115 | Distributed_Solar |  |  | 0 | 0 | 0 | 0 | 0 | 0 | 0 | 0 | 0 | 5 | 2 | 1 | 1 | [13 empty] | 1 | 1 | 3 | 2 | 1 | 1 | 1 |  | 0
PG&E GBA | Menlo | 60 | Distributed_Solar |  |  | 0 | 0 | 0 | 0 | 0 | 0 | 0 | 0 | 0 | 5 | 2 | 1 | 1 | [13 empty] | 2 | 1 | 3 | 1 | 2 | 1 | 1 |  | 0
PG&E FRESNO | Merced | 115 | Distributed_Solar |  |  | 0 | 4 | 4 | 0 | 0 | 0 | 0 | 4 | 4 | 5 | 2 | 1 | 1 | [13 empty] | 1 | 1 | 4 | 2 | 1 | 1+ | 1 |  | 1
EOP | Mercury | 138 | Distributed_Solar |  |  | 0 | 0 | 0 | 0 | 0 | 0 | 0 | 0 | 0 | 1 | 1 | 1 | 1 | [13 empty] | 2 | 2 | 4 | 1 | 3 | 1 | 1 |  | 0
PG&E FRESNO | Mercy Springs | 70 | Distributed_Solar |  |  | 0 | 0 | 0 | 0 | 0 | 0 | 0 | 0 | 0 | 1 | 1 | 1 | 1 | [13 empty] | 1 | 1 | 4 | 2 | 1 | 1 | 1 |  | 0
PG&E NGBA | Meridian | 60 | Distributed_Solar |  |  | 0 | 0 | 0 | 0 | 0 | 0 | 0 | 0 | 0 | 5 | 2 | 1 | 1 | [13 empty] | 2 | 2 | 4 | 1 | 3 | 1+ | 1 |  | 1
PG&E KERN | Mesa (PGE) | 115 | Distributed_Solar |  |  | 0 | 0 | 0 | 0 | 0 | 0 | 0 | 0 | 0 | 1 | 1 | 1 | 1 | [13 empty] | 2 | 2 | 3 | 2 | 2 | 1 | 1 |  | 0
PG&E KERN | Mesa (PGE) | 230 | Distributed_Solar |  |  | 0 | 0 | 0 | 0 | 0 | 0 | 0 | 0 | 0 | 5 | 2 | 4 | 2 | [13 empty] | 2 | 2 | 3 | 2 | 2 | 1 | 4 | Reduced to better align with CI | 1
SCE Metro | Mesa (SCE) | 230 | Distributed_Solar |  |  | 0 | 2.62 | 2.62 | 0 | 2.62 | 2.62 | 0 | 0 | 0 | 1 | 1 | 1 | 1 | [13 empty] | 1 | 1 | 3 | 1 | 2 | 1 | 1 |  | 1
SCE Metro | Mesa (SCE) | 500 | Distributed_Solar |  |  | 0 | 0 | 0 | 0 | 0 | 0 | 0 | 0 | 0 | 1 | 1 | 1 | 1 | [13 empty] | 1 | 1 | 3 | 1 | 2 | 1 | 1 |  | 0
SDGE | Mesa Heights | 69 | Distributed_Solar |  |  | 0 | 0 | 0 | 0 | 0 | 0 | 0 | 0 | 0 | 1 | 1 | 1 | 1 | [13 empty] | 2 | 1 | 2 | 1 | 3 | 1 | 1 |  | 0
PG&E GBA | Metcalf | 115 | Distributed_Solar |  |  | 0 | 0 | 0 | 0 | 0 | 0 | 0 | 0 | 0 | 1 | 1 | 1 | 1 | [13 empty] | 2 | 1 | 1 | 2 | 3 | 1 | 1 |  | 0
PG&E GBA | Metcalf | 230 | Distributed_Solar |  |  | 0 | 0 | 0 | 0 | 0 | 0 | 0 | 0 | 0 | 1 | 1 | 1 | 1 | [13 empty] | 2 | 1 | 1 | 2 | 3 | 1 | 1 |  | 0
PG&E GBA | Metcalf | 500 | Distributed_Solar |  |  | 0 | 0 | 0 | 0 | 0 | 0 | 0 | 0 | 0 | 1 | 1 | 1 | 1 | [13 empty] | 2 | 1 | 1 | 2 | 3 | 1 | 1 |  | 0
PG&E KERN | Midway | 115 | Distributed_Solar |  |  | 0 | 0 | 0 | 0 | 0 | 0 | 0 | 0 | 0 | 5 | 2 | 4 | 2 | [13 empty] | 1 | 1 | 3 | 1 | 1 | 1+ | 1 |  | 1
PG&E KERN | Midway | 230 | Distributed_Solar |  |  | 0 | 0 | 0 | 0 | 0 | 0 | 0 | 0 | 0 | 5 | 2 | 4 | 2 | [13 empty] | 1 | 1 | 3 | 1 | 1 | 1 | 1 |  | 0
PG&E KERN | Midway | 500 | Distributed_Solar |  |  | 0 | 0 | 0 | 0 | 0 | 0 | 0 | 0 | 0 | 5 | 2 | 4 | 2 | [13 empty] | 1 | 1 | 3 | 1 | 1 | 1 | 1 |  | 0
SDGE | Miguel | 230 | Distributed_Solar |  |  | 0 | 0 | 0 | 0 | 0 | 0 | 0 | 0 | 0 | 1 | 1 | 1 | 1 | [13 empty] | 2 | 1 | 3 | 1 | 2 | 1 | 1 |  | 0
SDGE | Miguel | 500 | Distributed_Solar |  |  | 0 | 0 | 0 | 0 | 0 | 0 | 0 | 0 | 0 | 1 | 1 | 1 | 1 | [13 empty] | 2 | 1 | 3 | 1 | 2 | 1 | 1 |  | 0
SDGE | Miguel | 69 | Distributed_Solar |  |  | 0 | 0 | 0 | 0 | 0 | 0 | 0 | 0 | 0 | 1 | 1 | 1 | 1 | [13 empty] | 2 | 1 | 3 | 1 | 2 | 1 | 1 |  | 0
PG&E GBA | Millbrae | 115 | Distributed_Solar |  |  | 0 | 3.5 | 3.5 | 0 | 0 | 0 | 0 | 3.5 | 3.5 | 1 | 1 | 1 | 1 | [13 empty] | 2 | 1 | 3 | 1 | 2 | 1 | 1 |  | 1
PG&E GBA | Miller | 115 | Distributed_Solar |  |  | 0 | 0 | 0 | 0 | 0 | 0 | 0 | 0 | 0 | 5 | 2 | 1 | 1 | [13 empty] | 1 | 1 | 4 | 2 | 1 | 1 | 1 |  | 0
SCE Metro | Mira Loma | 230 | Distributed_Solar |  |  | 0 | 0 | 0 | 0 | 0 | 0 | 0 | 0 | 0 | 1 | 1 | 1 | 1 | [13 empty] | 1 | 1 | 1 | 1 | 1 | 1 | 1 |  | 0
SCE Metro | Mira Loma | 500 | Distributed_Solar |  |  | 0 | 0 | 0 | 0 | 0 | 0 | 0 | 0 | 0 | 1 | 1 | 1 | 1 | [13 empty] | 1 | 1 | 1 | 1 | 1 | 1 | 1 |  | 0
SCE Eastern | Mirage | 115 | Distributed_Solar |  |  | 0 | 0 | 0 | 0 | 0 | 0 | 0 | 0 | 0 | 5 | 5 | 3 | 3 | [13 empty] | 2 | 1 | 3 | 1 | 3 | 1 | 1 |  | 0
SCE Eastern | Mirage | 230 | Distributed_Solar |  |  | 0 | 0 | 0 | 0 | 0 | 0 | 0 | 0 | 0 | 5 | 5 | 3 | 3 | [13 empty] | 2 | 1 | 3 | 1 | 3 | 1 | 1 |  | 0
SDGE | Mission | 138 | Distributed_Solar |  |  | 0 | 0 | 0 | 0 | 0 | 0 | 0 | 0 | 0 | 1 | 1 | 1 | 1 | [13 empty] | 2 | 1 | 2 | 1 | 2 | 1 | 1 |  | 0
SDGE | Mission | 230 | Distributed_Solar |  |  | 0 | 0 | 0 | 0 | 0 | 0 | 0 | 0 | 0 | 1 | 1 | 1 | 1 | [13 empty] | 2 | 1 | 2 | 1 | 2 | 1 | 1 |  | 0
SDGE | Mission | 69 | Distributed_Solar |  |  | 0 | 0 | 0 | 0 | 0 | 0 | 0 | 0 | 0 | 1 | 1 | 1 | 1 | [13 empty] | 2 | 1 | 2 | 1 | 2 | 1 | 1 |  | 0
PG&E GBA | Mi-Wuk | 115 | Distributed_Solar |  |  | 0 | 0 | 0 | 0 | 0 | 0 | 0 | 0 | 0 | 5 | 2 | 1 | 1 | [13 empty] | 2 | 1 | 4 | 1 | 3 | 1 | 1 |  | 0
EOP | Mohave | 500 | Distributed_Solar |  |  | 0 | 0 | 0 | 0 | 0 | 0 | 0 | 0 | 0 | 1 | 1 | 1 | 1 | [13 empty] | 2 | 2 | 3 | 1 | 3 | 1 | 1 |  | 0
PG&E NGBA | Monroe | 115 | Distributed_Solar |  |  | 0 | 0 | 0 | 0 | 0 | 0 | 0 | 0 | 0 | 5 | 2 | 1 | 1 | [13 empty] | 2 | 1 | 3 | 2 | 2 | 1 | 1 |  | 0
SDGE | Monserate | 69 | Distributed_Solar |  |  | 0 | 0 | 0 | 0 | 0 | 0 | 0 | 0 | 0 | 1 | 1 | 1 | 1 | [13 empty] | 2 | 1 | 3 | 1 | 3 | 1+ | 1 |  | 1
PG&E GBA | Monta Vista | 115 | Distributed_Solar |  |  | 0 | 0 | 0 | 0 | 0 | 0 | 0 | 0 | 0 | 1 | 1 | 1 | 1 | [13 empty] | 2 | 1 | 3 | 2 | 3 | 1 | 1 |  | 0
PG&E GBA | Monta Vista | 230 | Distributed_Solar |  |  | 0 | 0 | 0 | 0 | 0 | 0 | 0 | 0 | 0 | 1 | 1 | 1 | 1 | [13 empty] | 2 | 1 | 3 | 2 | 3 | 1 | 1 |  | 0
PG&E GBA | Monta Vista | 60 | Distributed_Solar |  |  | 0 | 0 | 0 | 0 | 0 | 0 | 0 | 0 | 0 | 1 | 1 | 1 | 1 | [13 empty] | 2 | 1 | 3 | 2 | 3 | 1 | 1 |  | 0
PG&E NGBA | Monticello | 115 | Distributed_Solar |  |  | 0 | 0 | 0 | 0 | 0 | 0 | 0 | 0 | 0 | 5 | 2 | 1 | 1 | [13 empty] | 2 | 1 | 4 | 2 | 3 | 1 | 1 |  | 0
SCE Northern | Moorpark | 230 | Distributed_Solar |  |  | 0 | 0 | 0 | 0 | 0 | 0 | 0 | 0 | 0 | 1 | 1 | 1 | 1 | [13 empty] | 2 | 1 | 4 | 1 | 3 | 1 | 1 |  | 0
SCE Northern | Moorpark | 66 | Distributed_Solar |  |  | 0 | 0 | 0 | 0 | 0 | 0 | 0 | 0 | 0 | 1 | 1 | 1 | 1 | [13 empty] | 2 | 1 | 4 | 1 | 3 | 1 | 1 |  | 0
PG&E GBA | Moraga | 115 | Distributed_Solar |  |  | 0 | 0 | 0 | 0 | 0 | 0 | 0 | 0 | 0 | 5 | 2 | 1 | 1 | [13 empty] | 2 | 1 | 3 | 1 | 3 | 1 | 1 |  | 0
PG&E GBA | Moraga | 230 | Distributed_Solar |  |  | 0 | 0 | 0 | 0 | 0 | 0 | 0 | 0 | 0 | 5 | 2 | 1 | 1 | [13 empty] | 2 | 1 | 3 | 1 | 3 | 1 | 1 |  | 0
PG&E GBA | Morgan Hill | 115 | Distributed_Solar |  |  | 0 | 0 | 0 | 0 | 0 | 0 | 0 | 0 | 0 | 1 | 1 | 1 | 1 | [13 empty] | 2 | 1 | 3 | 2 | 2 | 1 | 1 |  | 0
PG&E KERN | Morro Bay | 115 | Distributed_Solar |  |  | 0 | 0 | 0 | 0 | 0 | 0 | 0 | 0 | 0 | 1 | 1 | 1 | 1 | [13 empty] | 2 | 2 | 2 | 2 | 3 | 1 | 1 |  | 0
PG&E KERN | Morro Bay | 230 | Distributed_Solar |  |  | 0 | 0 | 0 | 0 | 0 | 0 | 0 | 0 | 0 | 5 | 2 | 4 | 2 | [13 empty] | 2 | 2 | 2 | 2 | 3 | 1 | 1 |  | 0
PG&E KERN | Morro Bay | 500 | Distributed_Solar |  |  | 0 | 0 | 0 | 0 | 0 | 0 | 0 | 0 | 0 | 5 | 2 | 4 | 2 | [13 empty] | 2 | 2 | 2 | 2 | 3 | 1 | 1 |  | 0
PG&E GBA | Moss Landing | 115 | Distributed_Solar |  |  | 0 | 0 | 0 | 0 | 0 | 0 | 0 | 0 | 0 | 1 | 1 | 1 | 1 | [13 empty] | 2 | 2 | 1 | 2 | 2 | 1 | 1 |  | 0
PG&E GBA | Moss Landing | 230 | Distributed_Solar |  |  | 0 | 0 | 0 | 0 | 0 | 0 | 0 | 0 | 0 | 1 | 1 | 1 | 1 | [13 empty] | 2 | 2 | 1 | 2 | 2 | 1 | 1 |  | 0
PG&E GBA | Moss Landing | 500 | Distributed_Solar |  |  | 0 | 0 | 0 | 0 | 0 | 0 | 0 | 0 | 0 | 5 | 2 | 1 | 1 | [13 empty] | 2 | 2 | 1 | 2 | 2 | 1 | 1 |  | 0
EOP | Mountain Pass | 115 | Distributed_Solar |  |  | 0 | 0 | 0 | 0 | 0 | 0 | 0 | 0 | 0 | 1 | 1 | 1 | 1 | [13 empty] | 2 | 2 | 4 | 1 | 1 | 1 | 1 |  | 0
PG&E GBA | Mountain View | 115 | Distributed_Solar |  |  | 0 | 0 | 0 | 0 | 0 | 0 | 0 | 0 | 0 | 1 | 1 | 1 | 1 | [13 empty] | 2 | 1 | 2 | 2 | 2 | 1 | 1 |  | 0
PG&E GBA | Mt Eden | 115 | Distributed_Solar |  |  | 0 | 0 | 0 | 0 | 0 | 0 | 0 | 0 | 0 | 5 | 2 | 1 | 1 | [13 empty] | 2 | 1 | 2 | 1 | 2 | 4+ | 1 |  | 1
PG&E KERN | Mt Poso | 115 | Distributed_Solar |  |  | 0 | 0 | 0 | 0 | 0 | 0 | 0 | 0 | 0 | 1 | 1 | 1 | 1 | [13 empty] | 1 | 1 | 2 | 1 | 1 | 1 | 1 |  | 0
SDGE | Murray | 69 | Distributed_Solar |  |  | 0 | 0 | 0 | 0 | 0 | 0 | 0 | 0 | 0 | 1 | 1 | 1 | 1 | [13 empty] | 2 | 1 | 2 | 1 | 2 | 1 | 1 |  | 0
PG&E FRESNO | Mustang | 230 | Distributed_Solar |  |  | 0 | 0 | 0 | 0 | 0 | 0 | 0 | 0 | 0 | 5 | 2 | 4 | 2 | [13 empty] | 1 | 1 | 1 | 2 | 1 | 1 | 1 |  | 0
SCE Northern | Neenach | 66 | Distributed_Solar |  |  | 0 | 0 | 0 | 0 | 0 | 0 | 0 | 0 | 0 | 1 | 1 | 1 | 1 | [13 empty] | 2 | 1 | 4 | 1 | 3 | 1 | 1 |  | 0
PG&E KERN | New Sub - Gates - Midway (Proposed) | 230 | Distributed_Solar |  |  | 0 | 0 | 0 | 0 | 0 | 0 | 0 | 0 | 0 | 5 | 2 | 4 | 2 | [13 empty] | 1 | 1 | 4 | 2 | 1 | 1 | 1 |  | 0
PG&E KERN | New Sub - Gates - Templeton (Proposed) | 230 | Distributed_Solar |  |  | 0 | 0 | 0 | 0 | 0 | 0 | 0 | 0 | 0 | 5 | 2 | 4 | 2 | [13 empty] | 1 | 1 | 4 | 2 | 1 | 1 | 1 |  | 0
SCE NOL | New Sub - Kramer - Lugo (Proposed) | 230 | Distributed_Solar |  |  | 0 | 0 | 0 | 0 | 0 | 0 | 0 | 0 | 0 | 3 | 3 | 1 | 1 | [13 empty] | 2 | 1 | 2 | 1 | 1 | 1 | 1 |  | 0
PG&E FRESNO | New Sub - Los Banos - Midway (Proposed) | 500 | Distributed_Solar |  |  | 0 | 0 | 0 | 0 | 0 | 0 | 0 | 0 | 0 | 5 | 2 | 4 | 2 | [13 empty] | 1 | 1 | 4 | 2 | 1 | 1 | 1 |  | 0
SCE NOL | New Sub - Lugo - Pisgah (Proposed) | 230 | Distributed_Solar |  |  | 0 | 0 | 0 | 0 | 0 | 0 | 0 | 0 | 0 | 1 | 1 | 1 | 1 | [13 empty] | 2 | 1 | 3 | 1 | 3 | 1 | 1 |  | 0
PG&E KERN | New Sub - Midway - Wheeler Ridge (Proposed) | 230 | Distributed_Solar |  |  | 0 | 0 | 0 | 0 | 0 | 0 | 0 | 0 | 0 | 5 | 2 | 4 | 2 | [13 empty] | 1 | 1 | 3 | 1 | 1 | 1 | 1 |  | 0
PG&E NGBA | New Sub - Near existing Leavitt (PSREC) | 345 | Distributed_Solar |  |  | 0 | 0 | 0 | 0 | 0 | 0 | 0 | 0 | 0 | 5 | 2 | 1 | 1 | [13 empty] | 2 | 2 | 1 | 1 | 3 | 1 | 1 |  | 0
PG&E NGBA | New Sub - Near existing Madeline (NVE) | 345 | Distributed_Solar |  |  | 0 | 0 | 0 | 0 | 0 | 0 | 0 | 0 | 0 | 5 | 2 | 1 | 1 | [13 empty] | 2 | 2 | 4 | 1 | 3 | 1 | 1 |  | 0
SDGE | New Sub - North Gila - IV (Proposed) | 500 | Distributed_Solar |  |  | 0 | 0 | 0 | 0 | 0 | 0 | 0 | 0 | 0 | 1 | 1 | 1 | 1 | [13 empty] | 2 | 1 | 4 | 2 | 2 | 1 | 1 |  | 0
PG&E NGBA | New Sub - Pit 1 - Cottonwood (Proposed) | 230 | Distributed_Solar |  |  | 0 | 0 | 0 | 0 | 0 | 0 | 0 | 0 | 0 | 5 | 5 | 3 | 3 | [13 empty] | 2 | 2 | 4 | 2 | 3 | 1 | 1 |  | 0
PG&E GBA | New Sub - Rancho Seco - Bellota (Proposed) | 230 | Distributed_Solar |  |  | 0 | 0 | 0 | 0 | 0 | 0 | 0 | 0 | 0 | 5 | 2 | 1 | 1 | [13 empty] | 1 | 1 | 4 | 2 | 3 | 1 | 1 |  | 0
SDGE | New Sub - Suncrest - Ocotillo (Proposed) | 500 | Distributed_Solar |  |  | 0 | 0 | 0 | 0 | 0 | 0 | 0 | 0 | 0 | 1 | 1 | 1 | 1 | [13 empty] | 2 | 1 | 4 | 1 | 3 | 1 | 1 |  | 0
PG&E FRESNO | New Sub - Westley - Quinto (Proposed) | 230 | Distributed_Solar |  |  | 0 | 0 | 0 | 0 | 0 | 0 | 0 | 0 | 0 | 1 | 1 | 1 | 1 | [13 empty] | 1 | 1 | 4 | 2 | 1 | 1 | 1 |  | 0
PG&E GBA | Newark | 115 | Distributed_Solar |  |  | 0 | 0 | 0 | 0 | 0 | 0 | 0 | 0 | 0 | 1 | 1 | 1 | 1 | [13 empty] | 2 | 1 | 3 | 1 | 2 | 1 | 1 |  | 0
PG&E GBA | Newark | 230 | Distributed_Solar |  |  | 0 | 0 | 0 | 0 | 0 | 0 | 0 | 0 | 0 | 1 | 1 | 1 | 1 | [13 empty] | 2 | 1 | 3 | 1 | 2 | 1 | 1 |  | 0
PG&E GBA | Newark | 60 | Distributed_Solar |  |  | 0 | 2.5 | 2.5 | 0 | 0 | 0 | 0 | 2.5 | 2.5 | 5 | 2 | 1 | 1 | [13 empty] | 2 | 1 | 3 | 1 | 2 | 3+ | 1 |  | 1
PG&E FRESNO | Newhall | 115 | Distributed_Solar |  |  | 0 | 0 | 0 | 0 | 0 | 0 | 0 | 0 | 0 | 5 | 2 | 1 | 1 | [13 empty] | 1 | 1 | 4 | 2 | 1 | 1+ | 1 |  | 1
PG&E KERN | Norco | 115 | Distributed_Solar |  |  | 0 | 0 | 0 | 0 | 0 | 0 | 0 | 0 | 0 | 5 | 2 | 4 | 2 | [13 empty] | 1 | 1 | 3 | 1 | 1 | 1 | 1 |  | 0
PG&E GBA | Nortech | 115 | Distributed_Solar |  |  | 0 | 0 | 0 | 0 | 0 | 0 | 0 | 0 | 0 | 1 | 1 | 1 | 1 | [13 empty] | 2 | 1 | 2 | 2 | 1 | 1 | 1 |  | 0
SDGE | North City Metering | 138 | Distributed_Solar |  |  | 0 | 0 | 0 | 0 | 0 | 0 | 0 | 0 | 0 | 1 | 1 | 1 | 1 | [13 empty] | 2 | 1 | 2 | 1 | 3 | 1 | 1 |  | 0
PG&E GBA | North Dublin | 230 | Distributed_Solar |  |  | 0 | 0 | 0 | 0 | 0 | 0 | 0 | 0 | 0 | 5 | 2 | 1 | 1 | [13 empty] | 2 | 1 | 2 | 1 | 3 | 1 | 1 |  | 0
SDGE | North Gila | 500 | Distributed_Solar |  |  | 0 | 0 | 0 | 0 | 0 | 0 | 0 | 0 | 0 | 1 | 1 | 1 | 1 | [13 empty] | 2 | 2 | 4 | 2 | 3 | 1 | 1 |  | 0
SCE Metro | North of SONGS | 230 | Distributed_Solar |  |  | 0 | 0 | 0 | 0 | 0 | 0 | 0 | 0 | 0 | 1 | 1 | 1 | 1 | [13 empty] | 2 | 1 | 3 | 1 | 3 | 1 | 1 |  | 0
SCE Metro | North of SONGS | 500 | Distributed_Solar |  |  | 0 | 0 | 0 | 0 | 0 | 0 | 0 | 0 | 0 | 1 | 1 | 1 | 1 | [13 empty] | 2 | 1 | 3 | 1 | 3 | 1 | 1 |  | 0
PG&E NGBA | Notre Dame | 115 | Distributed_Solar |  |  | 0 | 0 | 0 | 0 | 0 | 0 | 0 | 0 | 0 | 5 | 2 | 1 | 1 | [13 empty] | 2 | 1 | 4 | 2 | 2 | 1+ | 1 |  | 1
PG&E GBA | Oakland C | 115 | Distributed_Solar |  |  | 0 | 0 | 0 | 0 | 0 | 0 | 0 | 0 | 0 | 5 | 2 | 1 | 1 | [13 empty] | 2 | 1 | 1 | 1 | 2 | 1 | 1 |  | 0
PG&E GBA | Oakland J | 115 | Distributed_Solar |  |  | 0 | 0 | 0 | 0 | 0 | 0 | 0 | 0 | 0 | 5 | 2 | 1 | 1 | [13 empty] | 2 | 1 | 2 | 1 | 1 | 4+ | 1 |  | 1
PG&E GBA | Oakland L | 115 | Distributed_Solar |  |  | 0 | 0 | 0 | 0 | 0 | 0 | 0 | 0 | 0 | 5 | 2 | 1 | 1 | [13 empty] | 2 | 1 | 2 | 1 | 1 | 4+ | 1 |  | 1
PG&E GBA | Oakland X | 115 | Distributed_Solar |  |  | 0 | 0 | 0 | 0 | 0 | 0 | 0 | 0 | 0 | 5 | 2 | 1 | 1 | [13 empty] | 2 | 1 | 2 | 1 | 2 | 1 | 1 |  | 0
SDGE | Ocean Ranch | 69 | Distributed_Solar |  |  | 0 | 0 | 0 | 0 | 0 | 0 | 0 | 0 | 0 | 1 | 1 | 1 | 1 | [13 empty] | 2 | 1 | 4 | 1 | 3 | 1 | 1 |  | 0
PG&E KERN | Oceano | 115 | Distributed_Solar |  |  | 0 | 0 | 0 | 0 | 0 | 0 | 0 | 0 | 0 | 1 | 1 | 1 | 1 | [13 empty] | 2 | 2 | 4 | 2 | 3 | 1 | 1 |  | 0
SDGE | Ocotillo Express | 500 | Distributed_Solar |  |  | 0 | 0 | 0 | 0 | 0 | 0 | 0 | 0 | 0 | 1 | 1 | 1 | 1 | [13 empty] | 2 | 1 | 4 | 2 | 3 | 1 | 1 |  | 0
PG&E KERN | Old River | 70 | Distributed_Solar |  |  | 0 | 2.4 | 2.4 | 0 | 2.4 | 2.4 | 0 | 0 | 0 | 5 | 2 | 4 | 2 | [13 empty] | 1 | 1 | 4 | 1 | 2 | 1 | 1 |  | 1
SDGE | Old Town | 230 | Distributed_Solar |  |  | 0 | 0 | 0 | 0 | 0 | 0 | 0 | 0 | 0 | 1 | 1 | 1 | 1 | [13 empty] | 2 | 1 | 3 | 1 | 2 | 1 | 1 |  | 0
SCE Metro | Olinda | 230 | Distributed_Solar |  |  | 0 | 0 | 0 | 0 | 0 | 0 | 0 | 0 | 0 | 1 | 1 | 1 | 1 | [13 empty] | 1 | 1 | 2 | 1 | 2 | 1 | 1 |  | 0
PG&E FRESNO | Olive | 115 | Distributed_Solar |  |  | 0 | 0 | 0 | 0 | 0 | 0 | 0 | 0 | 0 | 5 | 2 | 4 | 2 | [13 empty] | 1 | 1 | 4 | 1 | 1 | 1 | 1 |  | 0
PG&E NGBA | Olivehurst | 115 | Distributed_Solar |  |  | 0 | 0 | 0 | 0 | 0 | 0 | 0 | 0 | 0 | 5 | 2 | 1 | 1 | [13 empty] | 2 | 2 | 2 | 1 | 2 | 1+ | 1 |  | 1
PG&E NGBA | Oregon Trail | 60 | Distributed_Solar |  |  | 0 | 0 | 0 | 0 | 0 | 0 | 0 | 0 | 0 | 5 | 2 | 1 | 1 | [13 empty] | 2 | 2 | 3 | 2 | 3 | 1 | 1 |  | 0
SCE Northern | Ormond Beach | 230 | Distributed_Solar |  |  | 0 | 0 | 0 | 0 | 0 | 0 | 0 | 0 | 0 | 1 | 1 | 1 | 1 | [13 empty] | 2 | 1 | 1 | 1 | 1 | 1 | 1 |  | 0
PG&E FRESNO | Oro Loma | 115 | Distributed_Solar |  |  | 0 | 0 | 0 | 0 | 0 | 0 | 0 | 0 | 0 | 1 | 1 | 1 | 1 | [13 empty] | 1 | 1 | 4 | 2 | 1 | 1 | 1 |  | 0
PG&E FRESNO | Oro Loma | 70 | Distributed_Solar |  |  | 0 | 5 | 5 | 0 | 5 | 5 | 0 | 0 | 0 | 1 | 1 | 1 | 1 | [13 empty] | 1 | 1 | 4 | 2 | 1 | 4+ | 1 |  | 1
PG&E FRESNO | Orosi | 70 | Distributed_Solar |  |  | 0 | 0 | 0 | 0 | 0 | 0 | 0 | 0 | 0 | 5 | 2 | 1 | 1 | [13 empty] | 1 | 1 | 4 | 1 | 1 | 1 | 1 |  | 0
SDGE | Otay | 69 | Distributed_Solar |  |  | 0 | 0 | 0 | 0 | 0 | 0 | 0 | 0 | 0 | 1 | 1 | 1 | 1 | [13 empty] | 2 | 1 | 1 | 1 | 1 | 1 | 1 |  | 0
SDGE | Otay Mesa | 230 | Distributed_Solar |  |  | 0 | 0 | 0 | 0 | 0 | 0 | 0 | 0 | 0 | 1 | 1 | 1 | 1 | [13 empty] | 2 | 1 | 1 | 1 | 3 | 1 | 1 |  | 0
PG&E FRESNO | Padre Flats SW STA | 230 | Distributed_Solar |  |  | 0 | 0 | 0 | 0 | 0 | 0 | 0 | 0 | 0 | 1 | 1 | 1 | 1 | [13 empty] | 1 | 1 | 4 | 2 | 1 | 1 | 1 |  | 0
EOP | Pahrump | 138 | Distributed_Solar |  |  | 0 | 0 | 0 | 0 | 0 | 0 | 0 | 0 | 0 | 1 | 1 | 1 | 1 | [13 empty] | 2 | 2 | 4 | 1 | 3 | 1 | 1 |  | 0
EOP | Pahrump | 230 | Distributed_Solar |  |  | 0 | 0 | 0 | 0 | 0 | 0 | 0 | 0 | 0 | 1 | 1 | 1 | 1 | [13 empty] | 2 | 2 | 4 | 1 | 3 | 1 | 1 |  | 0
SDGE | Pala | 69 | Distributed_Solar |  |  | 0 | 0 | 0 | 0 | 0 | 0 | 0 | 0 | 0 | 1 | 1 | 1 | 1 | [13 empty] | 2 | 1 | 1 | 1 | 3 | 1 | 1 |  | 0
PG&E NGBA | Palermo | 115 | Distributed_Solar |  |  | 0 | 0 | 0 | 0 | 0 | 0 | 0 | 0 | 0 | 5 | 2 | 1 | 1 | [13 empty] | 2 | 1 | 2 | 2 | 2 | 1 | 1 |  | 0
PG&E NGBA | Palermo | 230 | Distributed_Solar |  |  | 0 | 0 | 0 | 0 | 0 | 0 | 0 | 0 | 0 | 5 | 2 | 1 | 1 | [13 empty] | 2 | 1 | 2 | 2 | 2 | 1 | 1 |  | 0
SCE Eastern | Palo Verde | 500 | Distributed_Solar |  |  | 0 | 0 | 0 | 0 | 0 | 0 | 0 | 0 | 0 | 1 | 1 | 1 | 1 | [13 empty] | 2 | 1 | 4 | 2 | 3 | 1 | 1 |  | 0
SDGE | Palomar Energy | 230 | Distributed_Solar |  |  | 0 | 0 | 0 | 0 | 0 | 0 | 0 | 0 | 0 | 1 | 1 | 1 | 1 | [13 empty] | 2 | 1 | 2 | 1 | 3 | 1 | 1 |  | 0
PG&E KERN | Panama | 70 | Distributed_Solar |  |  | 0 | 0 | 0 | 0 | 0 | 0 | 0 | 0 | 0 | 1 | 1 | 1 | 1 | [13 empty] | 1 | 1 | 4 | 1 | 1 | 1 | 1 |  | 0
PG&E FRESNO | Panoche | 115 | Distributed_Solar |  |  | 0 | 6.15 | 6.15 | 0 | 4.4 | 4.4 | 0 | 1.75 | 1.75 | 5 | 2 | 1 | 1 | [13 empty] | 1 | 1 | 1 | 2 | 1 | 1 | 1 |  | 1
PG&E FRESNO | Panoche | 230 | Distributed_Solar |  |  | 0 | 0 | 0 | 0 | 0 | 0 | 0 | 0 | 0 | 1 | 1 | 1 | 1 | [13 empty] | 1 | 1 | 1 | 2 | 1 | 1 | 1 |  | 0
SCE Northern | Pardee | 230 | Distributed_Solar |  |  | 0 | 0 | 0 | 0 | 0 | 0 | 0 | 0 | 0 | 1 | 1 | 1 | 1 | [13 empty] | 1 | 1 | 3 | 1 | 3 | 1 | 1 |  | 0
PG&E NGBA | Parkway | 230 | Distributed_Solar |  |  | 0 | 0 | 0 | 0 | 0 | 0 | 0 | 0 | 0 | 5 | 2 | 1 | 1 | [13 empty] | 2 | 1 | 4 | 1 | 2 | 1 | 1 |  | 0
SCE Northern | Pastoria | 230 | Distributed_Solar |  |  | 0 | 0 | 0 | 0 | 0 | 0 | 0 | 0 | 0 | 1 | 1 | 1 | 1 | [13 empty] | 1 | 1 | 2 | 1 | 3 | 1 | 1 |  | 0
SCE Metro | Pauda | 230 | Distributed_Solar |  |  | 0 | 0 | 0 | 0 | 0 | 0 | 0 | 0 | 0 | 1 | 1 | 1 | 1 | [13 empty] | 1 | 1 | 2 | 1 | 2 | 1 | 1 |  | 0
PG&E GBA | Paul Sweet | 115 | Distributed_Solar |  |  | 0 | 0 | 0 | 0 | 0 | 0 | 0 | 0 | 0 | 1 | 1 | 1 | 1 | [13 empty] | 2 | 2 | 2 | 2 | 3 | 4+ | 1 |  | 1
PG&E NGBA | Peabody | 230 | Distributed_Solar |  |  | 0 | 8 | 8 | 0 | 0 | 0 | 0 | 8 | 8 | 5 | 2 | 1 | 1 | [13 empty] | 2 | 1 | 2 | 1 | 2 | 3+ | 1 |  | 1
PG&E NGBA | Pease | 115 | Distributed_Solar |  |  | 0 | 0 | 0 | 0 | 0 | 0 | 0 | 0 | 0 | 5 | 2 | 1 | 1 | [13 empty] | 2 | 2 | 2 | 1 | 2 | 1 | 1 |  | 0
PG&E NGBA | Pease | 60 | Distributed_Solar |  |  | 0 | 3 | 3 | 0 | 0 | 0 | 0 | 3 | 3 | 5 | 2 | 1 | 1 | [13 empty] | 2 | 2 | 2 | 1 | 2 | 1 | 1 |  | 1
SDGE | Penasquitos | 138 | Distributed_Solar |  |  | 0 | 0 | 0 | 0 | 0 | 0 | 0 | 0 | 0 | 1 | 1 | 1 | 1 | [13 empty] | 2 | 1 | 2 | 1 | 3 | 1 | 1 |  | 0
SDGE | Penasquitos | 230 | Distributed_Solar |  |  | 0 | 0 | 0 | 0 | 0 | 0 | 0 | 0 | 0 | 1 | 1 | 1 | 1 | [13 empty] | 2 | 1 | 2 | 1 | 3 | 1 | 1 |  | 0
SDGE | Penasquitos | 69 | Distributed_Solar |  |  | 0 | 0 | 0 | 0 | 0 | 0 | 0 | 0 | 0 | 1 | 1 | 1 | 1 | [13 empty] | 2 | 1 | 2 | 1 | 3 | 1 | 1 |  | 0
SDGE | Pendleton | 69 | Distributed_Solar |  |  | 0 | 0 | 0 | 0 | 0 | 0 | 0 | 0 | 0 | 1 | 1 | 1 | 1 | [13 empty] | 2 | 1 | 4 | 1 | 3 | 1 | 1 |  | 0
PG&E NGBA | Penngrove | 115 | Distributed_Solar |  |  | 0 | 0 | 0 | 0 | 0 | 0 | 0 | 0 | 0 | 5 | 2 | 1 | 1 | [13 empty] | 2 | 1 | 3 | 2 | 2 | 4+ | 1 |  | 1
PG&E GBA | Peoria | 115 | Distributed_Solar |  |  | 0 | 0 | 0 | 0 | 0 | 0 | 0 | 0 | 0 | 5 | 2 | 1 | 1 | [13 empty] | 2 | 1 | 4 | 1 | 3 | 1 | 1 |  | 0
PG&E GBA | Piercy | 115 | Distributed_Solar |  |  | 0 | 0 | 0 | 0 | 0 | 0 | 0 | 0 | 0 | 1 | 1 | 1 | 1 | [13 empty] | 2 | 1 | 2 | 2 | 2 | 1 | 1 |  | 0
PG&E FRESNO | Pine Flat | 230 | Distributed_Solar |  |  | 0 | 0 | 0 | 0 | 0 | 0 | 0 | 0 | 0 | 5 | 2 | 1 | 1 | [13 empty] | 1 | 1 | 4 | 2 | 3 | 1 | 1 |  | 0
SCE NOL | Pisgah | 230 | Distributed_Solar |  |  | 0 | 0 | 0 | 0 | 0 | 0 | 0 | 0 | 0 | 1 | 1 | 1 | 1 | [13 empty] | 2 | 1 | 4 | 1 | 1 | 1 | 1 |  | 0
PG&E NGBA | Pit 1 | 230 | Distributed_Solar |  |  | 0 | 0 | 0 | 0 | 0 | 0 | 0 | 0 | 0 | 5 | 5 | 3 | 3 | [13 empty] | 2 | 2 | 4 | 2 | 3 | 1 | 1 |  | 0
PG&E NGBA | Pit 1 | 60 | Distributed_Solar |  |  | 0 | 0 | 0 | 0 | 0 | 0 | 0 | 0 | 0 | 5 | 5 | 3 | 3 | [13 empty] | 2 | 2 | 4 | 2 | 3 | 1 | 1 |  | 0
PG&E NGBA | Pit 3 | 230 | Distributed_Solar |  |  | 0 | 0 | 0 | 0 | 0 | 0 | 0 | 0 | 0 | 5 | 5 | 3 | 3 | [13 empty] | 2 | 2 | 4 | 2 | 3 | 1 | 1 |  | 0
PG&E NGBA | Pit 4 | 230 | Distributed_Solar |  |  | 0 | 0 | 0 | 0 | 0 | 0 | 0 | 0 | 0 | 5 | 2 | 1 | 1 | [13 empty] | 2 | 2 | 4 | 2 | 3 | 1 | 1 |  | 0
PG&E GBA | Pittsburg | 115 | Distributed_Solar |  |  | 0 | 0 | 0 | 0 | 0 | 0 | 0 | 0 | 0 | 5 | 2 | 1 | 1 | [13 empty] | 2 | 1 | 2 | 1 | 1 | 1 | 1 |  | 0
PG&E GBA | Pittsburg | 230 | Distributed_Solar |  |  | 0 | 0 | 0 | 0 | 0 | 0 | 0 | 0 | 0 | 5 | 2 | 1 | 1 | [13 empty] | 2 | 1 | 2 | 1 | 1 | 1 | 1 |  | 0
PG&E NGBA | Pleasant Grove | 115 | Distributed_Solar |  |  | 0 | 0 | 0 | 0 | 0 | 0 | 0 | 0 | 0 | 5 | 2 | 1 | 1 | [13 empty] | 2 | 1 | 2 | 2 | 3 | 4+ | 4 | Shifted to other solar areas due to utility scale mapping | 1
PG&E NGBA | POE | 230 | Distributed_Solar |  |  | 0 | 0 | 0 | 0 | 0 | 0 | 0 | 0 | 0 | 5 | 2 | 1 | 1 | [13 empty] | 2 | 1 | 4 | 2 | 3 | 1 | 1 |  | 0
SDGE | Point Loma | 69 | Distributed_Solar |  |  | 0 | 0 | 0 | 0 | 0 | 0 | 0 | 0 | 0 | 1 | 1 | 1 | 1 | [13 empty] | 2 | 1 | 3 | 1 | 2 | 1 | 1 |  | 0
SDGE | Pomerado | 69 | Distributed_Solar |  |  | 0 | 0 | 0 | 0 | 0 | 0 | 0 | 0 | 0 | 1 | 1 | 1 | 1 | [13 empty] | 2 | 1 | 3 | 1 | 3 | 1 | 1 |  | 0
PG&E KERN | Poso Mountain | 115 | Distributed_Solar |  |  | 0 | 0 | 0 | 0 | 0 | 0 | 0 | 0 | 0 | 5 | 2 | 4 | 2 | [13 empty] | 1 | 1 | 3 | 1 | 2 | 4+ | 4 | Shifted to other solar areas due to utility scale mapping | 1
EOP | Primm | 230 | Distributed_Solar |  |  | 0 | 0 | 0 | 0 | 0 | 0 | 0 | 0 | 0 | 1 | 1 | 1 | 1 | [13 empty] | 2 | 2 | 4 | 1 | 2 | 1 | 1 |  | 0
PG&E NGBA | Putah Creek | 115 | Distributed_Solar |  |  | 0 | 4.3 | 4.3 | 0 | 0 | 0 | 0 | 4.3 | 4.3 | 5 | 2 | 1 | 1 | [13 empty] | 2 | 1 | 3 | 2 | 3 | 1+ | 4 | Reduced to better align with CI | 1
SDGE | Q1806 | 138 | Distributed_Solar |  |  | 0 | 0 | 0 | 0 | 0 | 0 | 0 | 0 | 0 | 1 | 1 | 1 | 1 | [13 empty] | 1 | 1 | 2 | 1 | 3 | 1 | 1 |  | 0
PG&E FRESNO | Quinto | 230 | Distributed_Solar |  |  | 0 | 0 | 0 | 0 | 0 | 0 | 0 | 0 | 0 | 1 | 1 | 1 | 1 | [13 empty] | 1 | 1 | 4 | 2 | 1 | 1 | 1 |  | 0
PG&E GBA | Race Track | 115 | Distributed_Solar |  |  | 0 | 0 | 0 | 0 | 0 | 0 | 0 | 0 | 0 | 5 | 2 | 1 | 1 | [13 empty] | 2 | 1 | 4 | 1 | 3 | 1+ | 1 |  | 1
SDGE | Rancho Mission Viejo | 138 | Distributed_Solar |  |  | 0 | 0 | 0 | 0 | 0 | 0 | 0 | 0 | 0 | 1 | 1 | 1 | 1 | [13 empty] | 1 | 1 | 2 | 1 | 3 | 1 | 1 |  | 0
PG&E GBA | Rancho Seco | 230 | Distributed_Solar |  |  | 0 | 0 | 0 | 0 | 0 | 0 | 0 | 0 | 0 | 5 | 2 | 1 | 1 | [13 empty] | 2 | 1 | 1 | 2 | 3 | 1 | 1 |  | 0
SCE Metro | Rancho Vista | 230 | Distributed_Solar |  |  | 0 | 0 | 0 | 0 | 0 | 0 | 0 | 0 | 0 | 1 | 1 | 1 | 1 | [13 empty] | 1 | 1 | 1 | 1 | 1 | 1 | 1 |  | 0
SCE Metro | Rancho Vista | 500 | Distributed_Solar |  |  | 0 | 0 | 0 | 0 | 0 | 0 | 0 | 0 | 0 | 1 | 1 | 1 | 1 | [13 empty] | 1 | 1 | 1 | 1 | 1 | 1 | 1 |  | 0
SCE NOL | Ransburg | 115 | Distributed_Solar |  |  | 0 | 3.3 | 3.3 | 0 | 0 | 0 | 0 | 3.3 | 3.3 | 3 | 3 | 1 | 1 | [13 empty] | 2 | 1 | 4 | 1 | 1 | 3+ | 1 |  | 1
PG&E GBA | Ravenswood | 115 | Distributed_Solar |  |  | 0 | 0 | 0 | 0 | 0 | 0 | 0 | 0 | 0 | 5 | 2 | 1 | 1 | [13 empty] | 2 | 1 | 2 | 1 | 2 | 1 | 1 |  | 0
PG&E GBA | Ravenswood | 230 | Distributed_Solar |  |  | 0 | 0 | 0 | 0 | 0 | 0 | 0 | 0 | 0 | 5 | 2 | 1 | 1 | [13 empty] | 2 | 1 | 2 | 1 | 2 | 1 | 1 |  | 0
SCE Northern | Rector | 230 | Distributed_Solar |  |  | 0 | 15 | 15 | 0 | 15 | 15 | 0 | 0 | 0 | 1 | 1 | 1 | 1 | [13 empty] | 1 | 1 | 2 | 1 | 2 | 1+ | 1 |  | 1
SCE Eastern | Red Bluff | 230 | Distributed_Solar |  |  | 0 | 0 | 0 | 0 | 0 | 0 | 0 | 0 | 0 | 1 | 1 | 1 | 1 | [13 empty] | 2 | 2 | 4 | 1 | 3 | 1+ | 1 |  | 1
SCE Eastern | Red Bluff | 500 | Distributed_Solar |  |  | 0 | 0 | 0 | 0 | 0 | 0 | 0 | 0 | 0 | 1 | 1 | 1 | 1 | [13 empty] | 2 | 2 | 4 | 1 | 3 | 1 | 1 |  | 0
PG&E NGBA | Redbud | 115 | Distributed_Solar |  |  | 0 | 0 | 0 | 0 | 0 | 0 | 0 | 0 | 0 | 5 | 2 | 1 | 1 | [13 empty] | 2 | 2 | 4 | 2 | 3 | 1 | 1 |  | 0
SCE Metro | Redondo | 230 | Distributed_Solar |  |  | 0 | 0 | 0 | 0 | 0 | 0 | 0 | 0 | 0 | 1 | 1 | 1 | 1 | [13 empty] | 1 | 1 | 2 | 1 | 2 | 1 | 1 |  | 0
PG&E FRESNO | Reedley | 115 | Distributed_Solar |  |  | 0 | 0 | 0 | 0 | 0 | 0 | 0 | 0 | 0 | 5 | 2 | 4 | 2 | [13 empty] | 1 | 1 | 4 | 2 | 1 | 1 | 1 |  | 0
PG&E KERN | Renfro | 115 | Distributed_Solar |  |  | 0 | 0 | 0 | 0 | 0 | 0 | 0 | 0 | 0 | 1 | 1 | 1 | 1 | [13 empty] | 1 | 1 | 2 | 1 | 2 | 1 | 1 |  | 0
PG&E GBA | Richmond R | 115 | Distributed_Solar |  |  | 0 | 8 | 8 | 0 | 0 | 0 | 0 | 8 | 8 | 5 | 2 | 1 | 1 | [13 empty] | 2 | 1 | 2 | 1 | 2 | 1 | 1 |  | 1
PG&E NGBA | Rincon | 115 | Distributed_Solar |  |  | 0 | 0 | 0 | 0 | 0 | 0 | 0 | 0 | 0 | 5 | 2 | 1 | 1 | [13 empty] | 2 | 1 | 3 | 2 | 2 | 1 | 1 |  | 0
PG&E KERN | Rio Bravo | 115 | Distributed_Solar |  |  | 0 | 0 | 0 | 0 | 0 | 0 | 0 | 0 | 0 | 1 | 1 | 1 | 1 | [13 empty] | 1 | 1 | 2 | 1 | 1 | 4+ | 1 |  | 1
SCE Metro | Rio Hondo | 230 | Distributed_Solar |  |  | 0 | 0 | 0 | 0 | 0 | 0 | 0 | 0 | 0 | 1 | 1 | 1 | 1 | [13 empty] | 1 | 1 | 4 | 1 | 1 | 1 | 1 |  | 0
PG&E NGBA | Rio Oso | 115 | Distributed_Solar |  |  | 0 | 0 | 0 | 0 | 0 | 0 | 0 | 0 | 0 | 5 | 2 | 1 | 1 | [13 empty] | 2 | 1 | 4 | 1 | 3 | 1 | 1 |  | 0
PG&E NGBA | Rio Oso | 230 | Distributed_Solar |  |  | 0 | 0 | 0 | 0 | 0 | 0 | 0 | 0 | 0 | 5 | 2 | 1 | 1 | [13 empty] | 2 | 1 | 4 | 1 | 3 | 1 | 1 |  | 0
PG&E GBA | Ripon | 115 | Distributed_Solar |  |  | 0 | 2.6 | 2.6 | 0 | 2.6 | 2.6 | 0 | 0 | 0 | 5 | 2 | 1 | 1 | [13 empty] | 1 | 1 | 2 | 2 | 2 | 1+ | 1 |  | 1
PG&E GBA | Riverbank | 115 | Distributed_Solar |  |  | 0 | 0 | 0 | 0 | 0 | 0 | 0 | 0 | 0 | 5 | 2 | 1 | 1 | [13 empty] | 1 | 1 | 3 | 2 | 2 | 1+ | 1 |  | 1
SCE NOL | Roadway | 115 | Distributed_Solar |  |  | 0 | 2 | 2 | 0 | 2 | 2 | 0 | 0 | 0 | 1 | 1 | 1 | 1 | [13 empty] | 2 | 1 | 2 | 1 | 1 | 1 | 1 |  | 1
PG&E NGBA | Rock Creek 1 | 230 | Distributed_Solar |  |  | 0 | 0 | 0 | 0 | 0 | 0 | 0 | 0 | 0 | 5 | 2 | 1 | 1 | [13 empty] | 2 | 2 | 4 | 1 | 3 | 1 | 1 |  | 0
SCE Northern | Rosamond | 66 | Distributed_Solar |  |  | 0 | 0 | 0 | 0 | 0 | 0 | 0 | 0 | 0 | 1 | 1 | 1 | 1 | [13 empty] | 2 | 1 | 4 | 1 | 3 | 1 | 1 |  | 0
PG&E GBA | Rossmoor | 230 | Distributed_Solar |  |  | 0 | 0 | 0 | 0 | 0 | 0 | 0 | 0 | 0 | 5 | 2 | 1 | 1 | [13 empty] | 2 | 1 | 4 | 1 | 3 | 1+ | 1 |  | 1
PG&E NGBA | Round Mountain | 230 | Distributed_Solar |  |  | 0 | 0 | 0 | 0 | 0 | 0 | 0 | 0 | 0 | 5 | 2 | 1 | 1 | [13 empty] | 2 | 2 | 4 | 2 | 3 | 1 | 1 |  | 0
PG&E NGBA | Round Mountain | 500 | Distributed_Solar |  |  | 0 | 0 | 0 | 0 | 0 | 0 | 0 | 0 | 0 | 5 | 2 | 1 | 1 | [13 empty] | 2 | 2 | 4 | 2 | 3 | 1 | 1 |  | 0
PG&E GBA | Salado | 115 | Distributed_Solar |  |  | 0 | 0 | 0 | 0 | 0 | 0 | 0 | 0 | 0 | 1 | 1 | 1 | 1 | [13 empty] | 1 | 1 | 4 | 2 | 1 | 1 | 1 |  | 0
PG&E GBA | Salado | 60 | Distributed_Solar |  |  | 0 | 0 | 0 | 0 | 0 | 0 | 0 | 0 | 0 | 1 | 1 | 1 | 1 | [13 empty] | 1 | 1 | 4 | 2 | 1 | 1 | 1 |  | 0
PG&E GBA | Salinas | 115 | Distributed_Solar |  |  | 0 | 3 | 3 | 0 | 0 | 0 | 0 | 3 | 3 | 1 | 1 | 1 | 1 | [13 empty] | 2 | 2 | 3 | 2 | 2 | 1 | 1 |  | 1
SDGE | Salt Creek | 69 | Distributed_Solar |  |  | 0 | 0 | 0 | 0 | 0 | 0 | 0 | 0 | 0 | 1 | 1 | 1 | 1 | [13 empty] | 2 | 1 | 3 | 1 | 2 | 1 | 1 |  | 0
SCE Eastern | San Bernardino | 230 | Distributed_Solar |  |  | 0 | 0 | 0 | 0 | 0 | 0 | 0 | 0 | 0 | 1 | 1 | 1 | 1 | [13 empty] | 1 | 1 | 2 | 1 | 2 | 1+ | 1 |  | 1
PG&E GBA | SAN FRAN A (POTRERO PP) | 115 | Distributed_Solar |  |  | 0 | 0 | 0 | 0 | 0 | 0 | 0 | 0 | 0 | 5 | 2 | 1 | 1 | [13 empty] | 2 | 1 | 2 | 1 | 2 | 4+ | 1 |  | 1
PG&E GBA | SAN FRAN A (POTRERO PP) | 230 | Distributed_Solar |  |  | 0 | 0 | 0 | 0 | 0 | 0 | 0 | 0 | 0 | 5 | 2 | 1 | 1 | [13 empty] | 2 | 1 | 2 | 1 | 2 | 1 | 1 |  | 0
PG&E GBA | San Jose A | 115 | Distributed_Solar |  |  | 0 | 0 | 0 | 0 | 0 | 0 | 0 | 0 | 0 | 1 | 1 | 1 | 1 | [13 empty] | 2 | 1 | 2 | 2 | 2 | 1 | 1 |  | 0
PG&E GBA | San Jose B | 115 | Distributed_Solar |  |  | 0 | 0 | 0 | 0 | 0 | 0 | 0 | 0 | 0 | 1 | 1 | 1 | 1 | [13 empty] | 2 | 1 | 3 | 2 | 2 | 1 | 1 |  | 0
PG&E GBA | San Leandro U | 115 | Distributed_Solar |  |  | 0 | 0 | 0 | 0 | 0 | 0 | 0 | 0 | 0 | 5 | 2 | 1 | 1 | [13 empty] | 2 | 1 | 3 | 1 | 2 | 4+ | 1 |  | 1
PG&E KERN | San Luis Obispo | 115 | Distributed_Solar |  |  | 0 | 0 | 0 | 0 | 0 | 0 | 0 | 0 | 0 | 1 | 1 | 1 | 1 | [13 empty] | 2 | 2 | 4 | 2 | 3 | 1 | 1 |  | 0
PG&E KERN | San Luis Obispo | 70 | Distributed_Solar |  |  | 0 | 0 | 0 | 0 | 0 | 0 | 0 | 0 | 0 | 1 | 1 | 1 | 1 | [13 empty] | 2 | 2 | 4 | 2 | 3 | 1+ | 1 |  | 1
SDGE | San Luis Rey | 230 | Distributed_Solar |  |  | 0 | 0 | 0 | 0 | 0 | 0 | 0 | 0 | 0 | 1 | 1 | 1 | 1 | [13 empty] | 2 | 1 | 4 | 1 | 3 | 1 | 1 |  | 0
SDGE | San Luis Rey | 69 | Distributed_Solar |  |  | 0 | 0 | 0 | 0 | 0 | 0 | 0 | 0 | 0 | 1 | 1 | 1 | 1 | [13 empty] | 2 | 1 | 4 | 1 | 3 | 1 | 1 |  | 0
SDGE | San Marcos | 69 | Distributed_Solar |  |  | 0 | 0 | 0 | 0 | 0 | 0 | 0 | 0 | 0 | 1 | 1 | 1 | 1 | [13 empty] | 2 | 1 | 2 | 1 | 3 | 1 | 1 |  | 0
SCE Metro | San Onofre | 230 | Distributed_Solar |  |  | 0 | 0 | 0 | 0 | 0 | 0 | 0 | 0 | 0 | 1 | 1 | 1 | 1 | [13 empty] | 2 | 1 | 4 | 1 | 3 | 1 | 1 |  | 0
PG&E GBA | San Pablo | 115 | Distributed_Solar |  |  | 0 | 0 | 0 | 0 | 0 | 0 | 0 | 0 | 0 | 5 | 2 | 1 | 1 | [13 empty] | 2 | 1 | 2 | 1 | 1 | 1 | 1 |  | 0
PG&E GBA | San Ramon | 230 | Distributed_Solar |  |  | 0 | 0 | 0 | 0 | 0 | 0 | 0 | 0 | 0 | 5 | 2 | 1 | 1 | [13 empty] | 2 | 1 | 2 | 1 | 3 | 4+ | 4 | Shifted to other solar areas due to utility scale mapping | 1
SDGE | San Ysidro | 69 | Distributed_Solar |  |  | 0 | 0 | 0 | 0 | 0 | 0 | 0 | 0 | 0 | 1 | 1 | 1 | 1 | [13 empty] | 2 | 1 | 2 | 1 | 2 | 1 | 1 |  | 0
SCE NOL | Sandlot | 230 | Distributed_Solar |  |  | 0 | 0 | 0 | 0 | 0 | 0 | 0 | 0 | 0 | 3 | 3 | 1 | 1 | [13 empty] | 2 | 1 | 4 | 1 | 2 | 1 | 1 |  | 0
EOP | Sandy | 138 | Distributed_Solar |  |  | 0 | 0 | 0 | 0 | 0 | 0 | 0 | 0 | 0 | 1 | 1 | 1 | 1 | [13 empty] | 2 | 2 | 4 | 1 | 3 | 1 | 1 |  | 0
PG&E FRESNO | Sanger | 115 | Distributed_Solar |  |  | 0 | 0 | 0 | 0 | 0 | 0 | 0 | 0 | 0 | 5 | 2 | 4 | 2 | [13 empty] | 1 | 1 | 2 | 2 | 2 | 4+ | 4 | Shifted to other solar areas due to utility scale mapping | 1
SCE Northern | Santa Clara | 230 | Distributed_Solar |  |  | 0 | 0 | 0 | 0 | 0 | 0 | 0 | 0 | 0 | 1 | 1 | 1 | 1 | [13 empty] | 2 | 1 | 3 | 1 | 2 | 1+ | 1 |  | 1
PG&E NGBA | Santa Rosa A | 115 | Distributed_Solar |  |  | 0 | 0 | 0 | 0 | 0 | 0 | 0 | 0 | 0 | 5 | 2 | 1 | 1 | [13 empty] | 2 | 1 | 3 | 2 | 2 | 1 | 1 |  | 0
PG&E GBA | Santa Teresa | 115 | Distributed_Solar |  |  | 0 | 0 | 0 | 0 | 0 | 0 | 0 | 0 | 0 | 1 | 1 | 1 | 1 | [13 empty] | 2 | 1 | 2 | 2 | 2 | 1 | 1 |  | 0
SDGE | Santee | 138 | Distributed_Solar |  |  | 0 | 0 | 0 | 0 | 0 | 0 | 0 | 0 | 0 | 5 | 5 | 1 | 1 | [13 empty] | 2 | 1 | 2 | 1 | 2 | 1 | 1 |  | 0
SCE Metro | Santiago | 230 | Distributed_Solar |  |  | 0 | 0 | 0 | 0 | 0 | 0 | 0 | 0 | 0 | 1 | 1 | 1 | 1 | [13 empty] | 1 | 1 | 2 | 1 | 2 | 1 | 1 |  | 0
PG&E GBA | Saratoga | 230 | Distributed_Solar |  |  | 0 | 0 | 0 | 0 | 0 | 0 | 0 | 0 | 0 | 1 | 1 | 1 | 1 | [13 empty] | 2 | 1 | 4 | 2 | 3 | 1 | 1 |  | 0
SCE Northern | Saugus | 230 | Distributed_Solar |  |  | 0 | 0 | 0 | 0 | 0 | 0 | 0 | 0 | 0 | 1 | 1 | 1 | 1 | [13 empty] | 1 | 1 | 3 | 1 | 3 | 1 | 1 |  | 0
PG&E FRESNO | Schindler | 115 | Distributed_Solar |  |  | 0 | 0 | 0 | 0 | 0 | 0 | 0 | 0 | 0 | 1 | 1 | 1 | 1 | [13 empty] | 1 | 1 | 4 | 2 | 1 | 1 | 4 | Reduced to better align with CI | 1
PG&E FRESNO | Schindler | 70 | Distributed_Solar |  |  | 0 | 0 | 0 | 0 | 0 | 0 | 0 | 0 | 0 | 1 | 1 | 1 | 1 | [13 empty] | 1 | 1 | 4 | 2 | 1 | 4+ | 1 |  | 1
PG&E GBA | Schulte | 115 | Distributed_Solar |  |  | 0 | 0 | 0 | 0 | 0 | 0 | 0 | 0 | 0 | 5 | 2 | 1 | 1 | [13 empty] | 1 | 1 | 1 | 2 | 2 | 1 | 1 |  | 0
SDGE | Scripps | 69 | Distributed_Solar |  |  | 0 | 0 | 0 | 0 | 0 | 0 | 0 | 0 | 0 | 1 | 1 | 1 | 1 | [13 empty] | 2 | 1 | 2 | 1 | 3 | 1 | 1 |  | 0
PG&E KERN | Semitropic | 115 | Distributed_Solar |  |  | 0 | 4.66 | 4.66 | 0 | 4.66 | 4.66 | 0 | 0 | 0 | 1 | 1 | 1 | 1 | [13 empty] | 1 | 1 | 3 | 1 | 1 | 4+ | 1 |  | 1
SCE Metro | Serrano | 230 | Distributed_Solar |  |  | 0 | 0 | 0 | 0 | 0 | 0 | 0 | 0 | 0 | 1 | 1 | 1 | 1 | [13 empty] | 1 | 1 | 2 | 1 | 2 | 1 | 1 |  | 0
SCE Metro | Serrano | 500 | Distributed_Solar |  |  | 0 | 0 | 0 | 0 | 0 | 0 | 0 | 0 | 0 | 1 | 1 | 1 | 1 | [13 empty] | 1 | 1 | 2 | 1 | 2 | 1 | 1 |  | 0
SDGE | Shadowridge | 138 | Distributed_Solar |  |  | 0 | 0 | 0 | 0 | 0 | 0 | 0 | 0 | 0 | 1 | 1 | 1 | 1 | [13 empty] | 2 | 1 | 3 | 1 | 3 | 1 | 1 |  | 0
PG&E KERN | Shafter | 115 | Distributed_Solar |  |  | 0 | 2.25 | 2.25 | 0 | 2.25 | 2.25 | 0 | 0 | 0 | 5 | 2 | 4 | 2 | [13 empty] | 1 | 1 | 3 | 1 | 1 | 1+ | 1 |  | 1
PG&E NGBA | Silverado | 115 | Distributed_Solar |  |  | 0 | 0 | 0 | 0 | 0 | 0 | 0 | 0 | 0 | 5 | 2 | 1 | 1 | [13 empty] | 2 | 1 | 4 | 2 | 3 | 4+ | 1 |  | 1
SDGE | Silvergate | 230 | Distributed_Solar |  |  | 0 | 0 | 0 | 0 | 0 | 0 | 0 | 0 | 0 | 1 | 1 | 1 | 1 | [13 empty] | 2 | 1 | 1 | 1 | 1 | 1 | 1 |  | 0
SDGE | Silvergate | 69 | Distributed_Solar |  |  | 0 | 0 | 0 | 0 | 0 | 0 | 0 | 0 | 0 | 1 | 1 | 1 | 1 | [13 empty] | 2 | 1 | 1 | 1 | 1 | 1 | 1 |  | 0
PG&E KERN | Sisquoc | 115 | Distributed_Solar |  |  | 0 | 0 | 0 | 0 | 0 | 0 | 0 | 0 | 0 | 1 | 1 | 1 | 1 | [13 empty] | 2 | 2 | 4 | 1 | 3 | 4+ | 1 |  | 1
EOP | Sloan Canyon | 230 | Distributed_Solar |  |  | 0 | 0 | 0 | 0 | 0 | 0 | 0 | 0 | 0 | 1 | 1 | 1 | 1 | [13 empty] | 2 | 2 | 3 | 1 | 3 | 1 | 1 |  | 0
EOP | Sloan Canyon | 500 | Distributed_Solar |  |  | 0 | 0 | 0 | 0 | 0 | 0 | 0 | 0 | 0 | 1 | 1 | 1 | 1 | [13 empty] | 2 | 2 | 3 | 1 | 3 | 1 | 1 |  | 0
PG&E KERN | Smyrna | 115 | Distributed_Solar |  |  | 0 | 6 | 6 | 0 | 0 | 0 | 0 | 6 | 6 | 5 | 2 | 4 | 2 | [13 empty] | 1 | 1 | 4 | 1 | 1 | 1+ | 1 |  | 1
PG&E GBA | Sobrante | 115 | Distributed_Solar |  |  | 0 | 0 | 0 | 0 | 0 | 0 | 0 | 0 | 0 | 5 | 2 | 1 | 1 | [13 empty] | 2 | 1 | 2 | 1 | 3 | 4+ | 4 | Shifted to other solar areas due to utility scale mapping | 1
PG&E GBA | Sobrante | 230 | Distributed_Solar |  |  | 0 | 0 | 0 | 0 | 0 | 0 | 0 | 0 | 0 | 5 | 2 | 1 | 1 | [13 empty] | 2 | 1 | 2 | 1 | 3 | 1 | 1 |  | 0
PG&E KERN | Solar | 230 | Distributed_Solar |  |  | 0 | 0 | 0 | 0 | 0 | 0 | 0 | 0 | 0 | 5 | 2 | 4 | 2 | [13 empty] | 2 | 1 | 4 | 2 | 3 | 1 | 1 |  | 0
PG&E GBA | Soledad | 115 | Distributed_Solar |  |  | 0 | 0 | 0 | 0 | 0 | 0 | 0 | 0 | 0 | 1 | 1 | 1 | 1 | [13 empty] | 2 | 2 | 4 | 2 | 3 | 1 | 1 |  | 0
PG&E GBA | Soledad | 60 | Distributed_Solar |  |  | 0 | 0 | 0 | 0 | 0 | 0 | 0 | 0 | 0 | 1 | 1 | 1 | 1 | [13 empty] | 2 | 2 | 4 | 2 | 3 | 1+ | 1 |  | 1
SDGE | Spring Valley | 69 | Distributed_Solar |  |  | 0 | 0 | 0 | 0 | 0 | 0 | 0 | 0 | 0 | 1 | 1 | 1 | 1 | [13 empty] | 2 | 1 | 2 | 1 | 2 | 1 | 1 |  | 0
SCE Northern | Springville | 230 | Distributed_Solar |  |  | 0 | 3 | 3 | 0 | 3 | 3 | 0 | 0 | 0 | 1 | 1 | 1 | 1 | [13 empty] | 1 | 1 | 4 | 1 | 1 | 4+ | 1 |  | 1
PG&E GBA | Stagg | 230 | Distributed_Solar |  |  | 0 | 0 | 0 | 0 | 0 | 0 | 0 | 0 | 0 | 5 | 2 | 1 | 1 | [13 empty] | 1 | 1 | 3 | 2 | 2 | 1 | 1 |  | 0
PG&E GBA | Standard Oil | 115 | Distributed_Solar |  |  | 0 | 0 | 0 | 0 | 0 | 0 | 0 | 0 | 0 | 5 | 2 | 1 | 1 | [13 empty] | 2 | 1 | 1 | 1 | 2 | 1 | 1 |  | 0
PG&E GBA | Stanislaus | 115 | Distributed_Solar |  |  | 0 | 0 | 0 | 0 | 0 | 0 | 0 | 0 | 0 | 5 | 2 | 1 | 1 | [13 empty] | 2 | 1 | 4 | 1 | 3 | 1 | 1 |  | 0
PG&E KERN | Stockdale | 115 | Distributed_Solar |  |  | 0 | 1.8 | 1.8 | 0 | 0 | 0 | 0 | 1.8 | 1.8 | 1 | 1 | 1 | 1 | [13 empty] | 1 | 1 | 2 | 1 | 2 | 4+ | 1 |  | 1
PG&E KERN | Stockdale | 230 | Distributed_Solar |  |  | 0 | 0 | 0 | 0 | 0 | 0 | 0 | 0 | 0 | 1 | 1 | 1 | 1 | [13 empty] | 1 | 1 | 2 | 1 | 2 | 1 | 1 |  | 0
PG&E GBA | Stockton A | 115 | Distributed_Solar |  |  | 0 | 0 | 0 | 0 | 0 | 0 | 0 | 0 | 0 | 5 | 2 | 1 | 1 | [13 empty] | 1 | 1 | 3 | 2 | 1 | 1 | 1 |  | 0
PG&E GBA | Stone | 115 | Distributed_Solar |  |  | 0 | 0 | 0 | 0 | 0 | 0 | 0 | 0 | 0 | 1 | 1 | 1 | 1 | [13 empty] | 2 | 1 | 3 | 2 | 2 | 1 | 1 |  | 0
PG&E FRESNO | Storey | 230 | Distributed_Solar |  |  | 0 | 0 | 0 | 0 | 0 | 0 | 0 | 0 | 0 | 5 | 2 | 4 | 2 | [13 empty] | 1 | 1 | 4 | 2 | 1 | 4+ | 1 |  | 1
PG&E NGBA | Summit | 115 | Distributed_Solar |  |  | 0 | 0 | 0 | 0 | 0 | 0 | 0 | 0 | 0 | 5 | 2 | 1 | 1 | [13 empty] | 2 | 1 | 4 | 2 | 3 | 1 | 1 |  | 0
SDGE | Suncrest | 230 | Distributed_Solar |  |  | 0 | 0 | 0 | 0 | 0 | 0 | 0 | 0 | 0 | 1 | 1 | 1 | 1 | [13 empty] | 2 | 1 | 4 | 1 | 3 | 1 | 1 |  | 0
SDGE | Suncrest | 500 | Distributed_Solar |  |  | 0 | 0 | 0 | 0 | 0 | 0 | 0 | 0 | 0 | 1 | 1 | 1 | 1 | [13 empty] | 2 | 1 | 4 | 1 | 3 | 1 | 1 |  | 0
PG&E KERN | Sunrise | 230 | Distributed_Solar |  |  | 0 | 0 | 0 | 0 | 0 | 0 | 0 | 0 | 0 | 5 | 2 | 4 | 2 | [13 empty] | 1 | 1 | 1 | 1 | 1 | 1 | 1 |  | 0
PG&E KERN | Sunset | 230 | Distributed_Solar |  |  | 0 | 0 | 0 | 0 | 0 | 0 | 0 | 0 | 0 | 5 | 2 | 4 | 2 | [13 empty] | 1 | 1 | 1 | 1 | 1 | 1 | 1 |  | 0
PG&E GBA | Swift | 115 | Distributed_Solar |  |  | 0 | 0 | 0 | 0 | 0 | 0 | 0 | 0 | 0 | 1 | 1 | 1 | 1 | [13 empty] | 2 | 1 | 2 | 2 | 2 | 1+ | 1 |  | 1
SDGE | Sycamore Canyon | 138 | Distributed_Solar |  |  | 0 | 0 | 0 | 0 | 0 | 0 | 0 | 0 | 0 | 5 | 5 | 1 | 1 | [13 empty] | 2 | 1 | 4 | 1 | 3 | 1 | 1 |  | 0
SDGE | Sycamore Canyon | 230 | Distributed_Solar |  |  | 0 | 0 | 0 | 0 | 0 | 0 | 0 | 0 | 0 | 1 | 1 | 1 | 1 | [13 empty] | 2 | 1 | 4 | 1 | 3 | 1 | 1 |  | 0
SDGE | Sycamore Canyon | 69 | Distributed_Solar |  |  | 0 | 0 | 0 | 0 | 0 | 0 | 0 | 0 | 0 | 1 | 1 | 1 | 1 | [13 empty] | 2 | 1 | 4 | 1 | 3 | 1 | 1 |  | 0
SCE Northern | Sylmar | 230 | Distributed_Solar |  |  | 0 | 0 | 0 | 0 | 0 | 0 | 0 | 0 | 0 | 1 | 1 | 1 | 1 | [13 empty] | 1 | 1 | 2 | 1 | 1 | 1 | 1 |  | 0
PG&E NGBA | Table Mountain | 115 | Distributed_Solar |  |  | 0 | 0 | 0 | 0 | 0 | 0 | 0 | 0 | 0 | 5 | 2 | 1 | 1 | [13 empty] | 2 | 1 | 3 | 2 | 1 | 1 | 1 |  | 0
PG&E NGBA | Table Mountain | 230 | Distributed_Solar |  |  | 0 | 0 | 0 | 0 | 0 | 0 | 0 | 0 | 0 | 5 | 2 | 1 | 1 | [13 empty] | 2 | 1 | 3 | 2 | 1 | 1 | 4 | Reduced to better align with CI | 1
PG&E NGBA | Table Mountain | 500 | Distributed_Solar |  |  | 0 | 0 | 0 | 0 | 0 | 0 | 0 | 0 | 0 | 5 | 2 | 1 | 1 | [13 empty] | 2 | 1 | 3 | 2 | 1 | 1 | 1 |  | 0
PG&E NGBA | Table Mountain | 60 | Distributed_Solar |  |  | 0 | 0 | 0 | 0 | 0 | 0 | 0 | 0 | 0 | 5 | 2 | 1 | 1 | [13 empty] | 2 | 1 | 3 | 2 | 1 | 1 | 1 |  | 0
PG&E KERN | Taft | 115 | Distributed_Solar |  |  | 0 | 8 | 8 | 0 | 0 | 0 | 0 | 8 | 8 | 5 | 2 | 4 | 2 | [13 empty] | 1 | 1 | 2 | 1 | 2 | 4+ | 4 | Shifted to other solar areas due to utility scale mapping | 1
SDGE | Talega | 138 | Distributed_Solar |  |  | 0 | 0 | 0 | 0 | 0 | 0 | 0 | 0 | 0 | 1 | 1 | 1 | 1 | [13 empty] | 2 | 1 | 3 | 1 | 3 | 1 | 1 |  | 0
SDGE | Talega | 230 | Distributed_Solar |  |  | 0 | 0 | 0 | 0 | 0 | 0 | 0 | 0 | 0 | 1 | 1 | 1 | 1 | [13 empty] | 2 | 1 | 3 | 1 | 3 | 1 | 1 |  | 0
PG&E GBA | Tassajara | 230 | Distributed_Solar |  |  | 0 | 0 | 0 | 0 | 0 | 0 | 0 | 0 | 0 | 5 | 2 | 1 | 1 | [13 empty] | 2 | 1 | 3 | 1 | 3 | 1 | 1 |  | 0
PG&E KERN | Tejon | 70 | Distributed_Solar |  |  | 0 | 0 | 0 | 0 | 0 | 0 | 0 | 0 | 0 | 1 | 1 | 1 | 1 | [13 empty] | 1 | 1 | 3 | 1 | 1 | 4+ | 1 |  | 1
SDGE | Telegraph Canyon | 138 | Distributed_Solar |  |  | 0 | 0 | 0 | 0 | 0 | 0 | 0 | 0 | 0 | 1 | 1 | 1 | 1 | [13 empty] | 2 | 1 | 2 | 1 | 2 | 1 | 1 |  | 0
PG&E KERN | Temblor | 115 | Distributed_Solar |  |  | 0 | 0 | 0 | 0 | 0 | 0 | 0 | 0 | 0 | 5 | 2 | 4 | 2 | [13 empty] | 1 | 1 | 2 | 1 | 1 | 1+ | 1 |  | 1
PG&E KERN | Templeton | 230 | Distributed_Solar |  |  | 0 | 0 | 0 | 0 | 0 | 0 | 0 | 0 | 0 | 5 | 2 | 4 | 2 | [13 empty] | 2 | 2 | 4 | 2 | 3 | 1 | 1 |  | 0
PG&E KERN | Templeton | 70 | Distributed_Solar |  |  | 0 | 0 | 0 | 0 | 0 | 0 | 0 | 0 | 0 | 1 | 1 | 1 | 1 | [13 empty] | 2 | 2 | 4 | 2 | 3 | 4+ | 1 |  | 1
PG&E GBA | Tesla | 115 | Distributed_Solar |  |  | 0 | 0 | 0 | 0 | 0 | 0 | 0 | 0 | 0 | 1 | 1 | 1 | 1 | [13 empty] | 2 | 1 | 2 | 1 | 2 | 4+ | 1 |  | 1
PG&E GBA | Tesla | 230 | Distributed_Solar |  |  | 0 | 0 | 0 | 0 | 0 | 0 | 0 | 0 | 0 | 5 | 2 | 1 | 1 | [13 empty] | 2 | 1 | 2 | 1 | 2 | 1 | 1 |  | 0
PG&E GBA | Tesla | 500 | Distributed_Solar |  |  | 0 | 0 | 0 | 0 | 0 | 0 | 0 | 0 | 0 | 1 | 1 | 1 | 1 | [13 empty] | 2 | 1 | 2 | 1 | 2 | 1 | 1 |  | 0
PG&E KERN | Tevis | 115 | Distributed_Solar |  |  | 0 | 0 | 0 | 0 | 0 | 0 | 0 | 0 | 0 | 5 | 2 | 4 | 2 | [13 empty] | 1 | 1 | 2 | 1 | 2 | 4+ | 1 |  | 1
EOP | Thousandaire | 138 | Distributed_Solar |  |  | 0 | 0 | 0 | 0 | 0 | 0 | 0 | 0 | 0 | 1 | 1 | 1 | 1 | [13 empty] | 2 | 2 | 4 | 1 | 3 | 1 | 1 |  | 0
PG&E KERN | Topaz | 230 | Distributed_Solar |  |  | 0 | 0 | 0 | 0 | 0 | 0 | 0 | 0 | 0 | 5 | 2 | 4 | 2 | [13 empty] | 1 | 1 | 3 | 1 | 2 | 1 | 1 |  | 0
SCE NOL | Tortilla | 115 | Distributed_Solar |  |  | 0 | 3 | 3 | 0 | 3 | 3 | 0 | 0 | 0 | 3 | 3 | 1 | 1 | [13 empty] | 2 | 1 | 4 | 1 | 2 | 1+ | 1 |  | 1
SDGE | Trabuco | 138 | Distributed_Solar |  |  | 0 | 0 | 0 | 0 | 0 | 0 | 0 | 0 | 0 | 1 | 1 | 1 | 1 | [13 empty] | 1 | 1 | 1 | 1 | 2 | 1 | 1 |  | 0
PG&E GBA | Tracy | 115 | Distributed_Solar |  |  | 0 | 0 | 0 | 0 | 0 | 0 | 0 | 0 | 0 | 5 | 2 | 1 | 1 | [13 empty] | 2 | 1 | 3 | 1 | 2 | 1+ | 4 | Reduced to better align with CI | 1
PG&E FRESNO | Tranquility | 230 | Distributed_Solar |  |  | 0 | 0 | 0 | 0 | 0 | 0 | 0 | 0 | 0 | 5 | 2 | 1 | 1 | [13 empty] | 1 | 1 | 4 | 2 | 1 | 1 | 1 |  | 0
PG&E GBA | Trimble | 115 | Distributed_Solar |  |  | 0 | 0 | 0 | 0 | 0 | 0 | 0 | 0 | 0 | 1 | 1 | 1 | 1 | [13 empty] | 2 | 1 | 3 | 2 | 2 | 1 | 1 |  | 0
EOP | Trout Canyon | 230 | Distributed_Solar |  |  | 0 | 0 | 0 | 0 | 0 | 0 | 0 | 0 | 0 | 1 | 1 | 1 | 1 | [13 empty] | 2 | 2 | 4 | 1 | 3 | 1 | 1 |  | 0
EOP | Trout Canyon | 500 | Distributed_Solar |  |  | 0 | 0 | 0 | 0 | 0 | 0 | 0 | 0 | 0 | 1 | 1 | 1 | 1 | [13 empty] | 2 | 2 | 4 | 1 | 3 | 1 | 1 |  | 0
PG&E NGBA | Tulucay | 230 | Distributed_Solar |  |  | 0 | 0 | 0 | 0 | 0 | 0 | 0 | 0 | 0 | 5 | 2 | 1 | 1 | [13 empty] | 2 | 1 | 3 | 2 | 3 | 1 | 4 | Reduced to better align with CI | 1
PG&E NGBA | Tulucay | 60 | Distributed_Solar |  |  | 0 | 0 | 0 | 0 | 0 | 0 | 0 | 0 | 0 | 5 | 2 | 1 | 1 | [13 empty] | 2 | 1 | 3 | 2 | 3 | 1 | 1 |  | 0
PG&E KERN | Tupman | 115 | Distributed_Solar |  |  | 0 | 0 | 0 | 0 | 0 | 0 | 0 | 0 | 0 | 5 | 2 | 4 | 2 | [13 empty] | 1 | 1 | 2 | 1 | 1 | 4+ | 1 |  | 1
PG&E NGBA | Ukiah | 115 | Distributed_Solar |  |  | 0 | 0 | 0 | 0 | 0 | 0 | 0 | 0 | 0 | 5 | 2 | 1 | 1 | [13 empty] | 2 | 2 | 4 | 2 | 3 | 1 | 1 |  | 0
PG&E KERN | Union (Estrella) | 70 | Distributed_Solar |  |  | 0 | 0 | 0 | 0 | 0 | 0 | 0 | 0 | 0 | 1 | 1 | 1 | 1 | [13 empty] | 2 | 2 | 4 | 2 | 3 | 1 | 1 |  | 0
PG&E NGBA | Vaca Dixon | 115 | Distributed_Solar |  |  | 0 | 0 | 0 | 0 | 0 | 0 | 0 | 0 | 0 | 5 | 2 | 1 | 1 | [13 empty] | 2 | 1 | 1 | 1 | 3 | 1 | 1 |  | 0
PG&E NGBA | Vaca Dixon | 230 | Distributed_Solar |  |  | 0 | 0 | 0 | 0 | 0 | 0 | 0 | 0 | 0 | 5 | 2 | 1 | 1 | [13 empty] | 2 | 1 | 1 | 1 | 3 | 1 | 1 |  | 0
PG&E NGBA | Vaca Dixon | 500 | Distributed_Solar |  |  | 0 | 0 | 0 | 0 | 0 | 0 | 0 | 0 | 0 | 5 | 2 | 1 | 1 | [13 empty] | 2 | 1 | 1 | 1 | 3 | 1 | 1 |  | 0
PG&E NGBA | Vaca Dixon | 60 | Distributed_Solar |  |  | 0 | 0 | 0 | 0 | 0 | 0 | 0 | 0 | 0 | 5 | 2 | 1 | 1 | [13 empty] | 2 | 1 | 1 | 1 | 3 | 1 | 1 |  | 0
SCE Eastern | Valley (SCE) | 500 | Distributed_Solar |  |  | 0 | 0 | 0 | 0 | 0 | 0 | 0 | 0 | 0 | 1 | 1 | 1 | 1 | [13 empty] | 1 | 1 | 2 | 1 | 2 | 4+ | 1 |  | 1
EOP | Valley (VEA) | 138 | Distributed_Solar |  |  | 0 | 0 | 0 | 0 | 0 | 0 | 0 | 0 | 0 | 1 | 1 | 1 | 1 | [13 empty] | 2 | 2 | 4 | 1 | 3 | 1 | 1 |  | 0
SDGE | Valley Center | 69 | Distributed_Solar |  |  | 0 | 0 | 0 | 0 | 0 | 0 | 0 | 0 | 0 | 1 | 1 | 1 | 1 | [13 empty] | 2 | 1 | 4 | 1 | 3 | 1+ | 1 |  | 1
PG&E GBA | Valley Home | 115 | Distributed_Solar |  |  | 0 | 0 | 0 | 0 | 0 | 0 | 0 | 0 | 0 | 5 | 2 | 1 | 1 | [13 empty] | 1 | 1 | 4 | 2 | 1 | 1+ | 1 |  | 1
PG&E GBA | Valley Springs | 230 | Distributed_Solar |  |  | 0 | 0 | 0 | 0 | 0 | 0 | 0 | 0 | 0 | 5 | 2 | 1 | 1 | [13 empty] | 2 | 1 | 4 | 1 | 3 | 1 | 1 |  | 0
PG&E GBA | Valley Springs | 60 | Distributed_Solar |  |  | 0 | 0 | 0 | 0 | 0 | 0 | 0 | 0 | 0 | 5 | 2 | 1 | 1 | [13 empty] | 2 | 1 | 4 | 1 | 3 | 1 | 1 |  | 0
EOP | Valley Switch | 138 | Distributed_Solar |  |  | 0 | 0 | 0 | 0 | 0 | 0 | 0 | 0 | 0 | 1 | 1 | 1 | 1 | [13 empty] | 2 | 2 | 4 | 1 | 3 | 1 | 1 |  | 0
EOP | Valley Switch | 230 | Distributed_Solar |  |  | 0 | 0 | 0 | 0 | 0 | 0 | 0 | 0 | 0 | 1 | 1 | 1 | 1 | [13 empty] | 2 | 2 | 4 | 1 | 3 | 1 | 1 |  | 0
PG&E GBA | Vasco | 230 | Distributed_Solar |  |  | 0 | 0 | 0 | 0 | 0 | 0 | 0 | 0 | 0 | 5 | 2 | 1 | 1 | [13 empty] | 2 | 1 | 3 | 1 | 3 | 1 | 1 |  | 0
PG&E GBA | Vasona | 230 | Distributed_Solar |  |  | 0 | 0 | 0 | 0 | 0 | 0 | 0 | 0 | 0 | 1 | 1 | 1 | 1 | [13 empty] | 2 | 1 | 4 | 2 | 3 | 1 | 1 |  | 0
SCE Northern | Vestal | 230 | Distributed_Solar |  |  | 0 | 0 | 0 | 0 | 0 | 0 | 0 | 0 | 0 | 1 | 1 | 1 | 1 | [13 empty] | 1 | 1 | 4 | 1 | 1 | 1+ | 1 |  | 1
SCE Northern | Vestal | 66 | Distributed_Solar |  |  | 0 | 0 | 0 | 0 | 0 | 0 | 0 | 0 | 0 | 1 | 1 | 1 | 1 | [13 empty] | 1 | 1 | 4 | 1 | 1 | 1 | 1 |  | 0
SCE NOL | Victor | 115 | Distributed_Solar |  |  | 0 | 7 | 7 | 0 | 7 | 7 | 0 | 0 | 0 | 1 | 1 | 1 | 1 | [13 empty] | 2 | 1 | 3 | 1 | 2 | 4+ | 1 |  | 1
SCE NOL | Victor | 230 | Distributed_Solar |  |  | 0 | 5 | 5 | 0 | 5 | 5 | 0 | 0 | 0 | 1 | 1 | 1 | 1 | [13 empty] | 2 | 1 | 3 | 1 | 2 | 1+ | 1 |  | 1
SCE Metro | Viejo | 230 | Distributed_Solar |  |  | 0 | 0 | 0 | 0 | 0 | 0 | 0 | 0 | 0 | 1 | 1 | 1 | 1 | [13 empty] | 1 | 1 | 3 | 1 | 2 | 1 | 1 |  | 0
PG&E GBA | Vierra | 115 | Distributed_Solar |  |  | 0 | 2.975 | 2.975 | 0 | 2.975 | 2.975 | 0 | 0 | 0 | 5 | 2 | 1 | 1 | [13 empty] | 1 | 1 | 1 | 2 | 1 | 4+ | 1 |  | 1
SCE Metro | Villa Park | 230 | Distributed_Solar |  |  | 0 | 0 | 0 | 0 | 0 | 0 | 0 | 0 | 0 | 1 | 1 | 1 | 1 | [13 empty] | 1 | 1 | 2 | 1 | 2 | 1 | 1 |  | 0
SCE Northern | Vincent | 230 | Distributed_Solar |  |  | 0 | 0 | 0 | 0 | 0 | 0 | 0 | 0 | 0 | 1 | 1 | 1 | 1 | [13 empty] | 2 | 1 | 4 | 1 | 3 | 1 | 1 |  | 0
SCE Northern | Vincent | 500 | Distributed_Solar |  |  | 0 | 0 | 0 | 0 | 0 | 0 | 0 | 0 | 0 | 1 | 1 | 1 | 1 | [13 empty] | 2 | 1 | 4 | 1 | 3 | 1 | 1 |  | 0
PG&E GBA | Vineyard | 230 | Distributed_Solar |  |  | 0 | 0 | 0 | 0 | 0 | 0 | 0 | 0 | 0 | 5 | 2 | 1 | 1 | [13 empty] | 2 | 1 | 2 | 1 | 3 | 1 | 1 |  | 0
SDGE | Vineyard | 69 | Distributed_Solar |  |  | 0 | 0 | 0 | 0 | 0 | 0 | 0 | 0 | 0 | 1 | 1 | 1 | 1 | [13 empty] | 2 | 1 | 2 | 1 | 3 | 4+ | 1 |  | 1
SCE Eastern | Vista (SCE) | 230 | Distributed_Solar |  |  | 0 | 0 | 0 | 0 | 0 | 0 | 0 | 0 | 0 | 1 | 1 | 1 | 1 | [13 empty] | 1 | 1 | 2 | 1 | 1 | 1 | 1 |  | 0
EOP | Vista (VEA) | 138 | Distributed_Solar |  |  | 0 | 0 | 0 | 0 | 0 | 0 | 0 | 0 | 0 | 1 | 1 | 1 | 1 | [13 empty] | 2 | 2 | 4 | 1 | 3 | 1 | 1 |  | 0
EOP | Vista (VEA) | 230 | Distributed_Solar |  |  | 0 | 0 | 0 | 0 | 0 | 0 | 0 | 0 | 0 | 1 | 1 | 1 | 1 | [13 empty] | 2 | 2 | 4 | 1 | 3 | 1 | 1 |  | 0
PG&E FRESNO | Wahtoke | 115 | Distributed_Solar |  |  | 0 | 0 | 0 | 0 | 0 | 0 | 0 | 0 | 0 | 5 | 2 | 1 | 1 | [13 empty] | 1 | 1 | 3 | 2 | 1 | 1 | 1 |  | 0
SCE Northern | Wakefield | 66 | Distributed_Solar |  |  | 0 | 0 | 0 | 0 | 0 | 0 | 0 | 0 | 0 | 1 | 1 | 1 | 1 | [13 empty] | 2 | 1 | 4 | 1 | 3 | 1 | 1 |  | 0
SCE Metro | Walnut | 230 | Distributed_Solar |  |  | 0 | 0 | 0 | 0 | 0 | 0 | 0 | 0 | 0 | 1 | 1 | 1 | 1 | [13 empty] | 1 | 1 | 1 | 1 | 1 | 1 | 1 |  | 0
SCE Northern | Warne | 230 | Distributed_Solar |  |  | 0 | 0 | 0 | 0 | 0 | 0 | 0 | 0 | 0 | 1 | 1 | 1 | 1 | [13 empty] | 1 | 1 | 4 | 1 | 3 | 1 | 1 |  | 0
PG&E GBA | Warnerville | 230 | Distributed_Solar |  |  | 0 | 0 | 0 | 0 | 0 | 0 | 0 | 0 | 0 | 5 | 2 | 1 | 1 | [13 empty] | 1 | 1 | 3 | 2 | 2 | 1 | 1 |  | 0
PG&E FRESNO | Waukena | 115 | Distributed_Solar |  |  | 0 | 0 | 0 | 0 | 0 | 0 | 0 | 0 | 0 | 5 | 2 | 1 | 1 | [13 empty] | 1 | 1 | 4 | 2 | 1 | 1 | 1 |  | 0
PG&E GBA | Weber | 230 | Distributed_Solar |  |  | 0 | 0 | 0 | 0 | 0 | 0 | 0 | 0 | 0 | 5 | 2 | 1 | 1 | [13 empty] | 1 | 1 | 3 | 2 | 1 | 1 | 1 |  | 0
PG&E GBA | Weber | 60 | Distributed_Solar |  |  | 0 | 4 | 4 | 0 | 0 | 0 | 0 | 4 | 4 | 5 | 2 | 1 | 1 | [13 empty] | 1 | 1 | 3 | 2 | 1 | 3+ | 1 |  | 1
PG&E FRESNO | West Fresno | 115 | Distributed_Solar |  |  | 0 | 0 | 0 | 0 | 0 | 0 | 0 | 0 | 0 | 5 | 2 | 1 | 1 | [13 empty] | 1 | 1 | 2 | 2 | 1 | 1+ | 1 |  | 1
PG&E FRESNO | Westley | 230 | Distributed_Solar |  |  | 0 | 0 | 0 | 0 | 0 | 0 | 0 | 0 | 0 | 1 | 1 | 1 | 1 | [13 empty] | 1 | 1 | 4 | 2 | 1 | 1 | 1 |  | 0
PG&E KERN | Westpark | 115 | Distributed_Solar |  |  | 0 | 0 | 0 | 0 | 0 | 0 | 0 | 0 | 0 | 1 | 1 | 1 | 1 | [13 empty] | 1 | 1 | 3 | 1 | 1 | 1 | 1 |  | 0
PG&E KERN | Wheeler Ridge | 230 | Distributed_Solar |  |  | 0 | 0 | 0 | 0 | 0 | 0 | 0 | 0 | 0 | 5 | 2 | 4 | 2 | [13 empty] | 1 | 1 | 4 | 1 | 1 | 1 | 1 |  | 0
PG&E KERN | Wheeler Ridge | 115 | Distributed_Solar |  |  | 0 | 0 | 0 | 0 | 0 | 0 | 0 | 0 | 0 | 1 | 1 | 1 | 1 | [13 empty] | 1 | 1 | 4 | 1 | 1 | 1 | 1 |  | 0
PG&E KERN | Wheeler Ridge | 70 | Distributed_Solar |  |  | 0 | 0 | 0 | 0 | 0 | 0 | 0 | 0 | 0 | 5 | 2 | 4 | 2 | [13 empty] | 1 | 1 | 4 | 1 | 1 | 1+ | 1 |  | 1
SCE Northern | Whirlwind | 230 | Distributed_Solar |  |  | 0 | 0 | 0 | 0 | 0 | 0 | 0 | 0 | 0 | 1 | 1 | 1 | 1 | [13 empty] | 2 | 1 | 4 | 1 | 3 | 1 | 1 |  | 0
SCE Northern | Whirlwind | 500 | Distributed_Solar |  |  | 0 | 0 | 0 | 0 | 0 | 0 | 0 | 0 | 0 | 1 | 1 | 1 | 1 | [13 empty] | 2 | 1 | 4 | 1 | 3 | 1 | 1 |  | 0
PG&E GBA | Whisman | 115 | Distributed_Solar |  |  | 0 | 0 | 0 | 0 | 0 | 0 | 0 | 0 | 0 | 1 | 1 | 1 | 1 | [13 empty] | 2 | 1 | 2 | 2 | 2 | 1 | 1 |  | 0
SCE Eastern | Wildlife | 230 | Distributed_Solar |  |  | 0 | 0 | 0 | 0 | 0 | 0 | 0 | 0 | 0 | 1 | 1 | 1 | 1 | [13 empty] | 1 | 1 | 1 | 1 | 1 | 1 | 1 |  | 0
PG&E FRESNO | Wilson | 115 | Distributed_Solar |  |  | 0 | 0 | 0 | 0 | 0 | 0 | 0 | 0 | 0 | 5 | 2 | 1 | 1 | [13 empty] | 1 | 1 | 4 | 2 | 1 | 1 | 1 |  | 0
PG&E FRESNO | Wilson | 230 | Distributed_Solar |  |  | 0 | 0 | 0 | 0 | 0 | 0 | 0 | 0 | 0 | 5 | 2 | 4 | 2 | [13 empty] | 1 | 1 | 4 | 2 | 1 | 1 | 1 |  | 0
SCE Northern | Windhub | 230 | Distributed_Solar |  |  | 0 | 0 | 0 | 0 | 0 | 0 | 0 | 0 | 0 | 1 | 1 | 1 | 1 | [13 empty] | 2 | 1 | 4 | 1 | 2 | 1+ | 1 |  | 1
SCE Northern | Windhub | 500 | Distributed_Solar |  |  | 0 | 0 | 0 | 0 | 0 | 0 | 0 | 0 | 0 | 1 | 1 | 1 | 1 | [13 empty] | 2 | 1 | 4 | 1 | 2 | 1 | 1 |  | 0
PG&E GBA | Windmaster | 230 | Distributed_Solar |  |  | 0 | 0 | 0 | 0 | 0 | 0 | 0 | 0 | 0 | 5 | 2 | 1 | 1 | [13 empty] | 2 | 1 | 2 | 1 | 2 | 1 | 1 |  | 0
PG&E NGBA | Windsor | 60 | Distributed_Solar |  |  | 0 | 0 | 0 | 0 | 0 | 0 | 0 | 0 | 0 | 5 | 2 | 1 | 1 | [13 empty] | 1 | 1 | 2 | 1 | 2 | 1 | 1 |  | 0
PG&E NGBA | Woodland | 115 | Distributed_Solar |  |  | 0 | 0 | 0 | 0 | 0 | 0 | 0 | 0 | 0 | 5 | 2 | 1 | 1 | [13 empty] | 2 | 1 | 4 | 2 | 3 | 1+ | 4 | Reduced to better align with CI | 1
PG&E FRESNO | Woodward | 115 | Distributed_Solar |  |  | 0 | 0 | 0 | 0 | 0 | 0 | 0 | 0 | 0 | 5 | 2 | 1 | 1 | [13 empty] | 1 | 1 | 2 | 2 | 2 | 1 | 1 |  | 0
PG&E NGBA | Wyandotte | 115 | Distributed_Solar |  |  | 0 | 3.6 | 3.6 | 0 | 0 | 0 | 0 | 3.6 | 3.6 | 5 | 2 | 1 | 1 | [13 empty] | 2 | 1 | 2 | 2 | 2 | 1+ | 1 |  | 1
PG&E KERN | 7th Standard | 115 | Solar |  |  | 0 | 0 | 0 | 0 | 0 | 0 | 0 | 0 | 0 | 5 | 2 | 4 | 2 | 1 | 1 | 1 | 2 | 2 | 1 | 1 | 1 | 1 | 1 | 1 | 1 | 1 | 1 | 1 | 3 | 1 | 2 | 1 | 1 |  | 0
SCE Metro | Alamitos | 230 | Solar |  |  | 0 | 0 | 0 | 0 | 0 | 0 | 0 | 0 | 0 | 1 | 1 | 1 | 1 | 1 | 2 | 1 | 4 | 1 | 2 | 1 | 1 | 1 | 3 | 3 | 1 | 1 | 1 | 1 | 1 | 1 | 1 | 1 | 1 |  | 0
SCE Eastern | Alberhill | 115 | Solar |  |  | 0 | 0 | 0 | 0 | 0 | 0 | 0 | 0 | 0 | 1 | 1 | 1 | 1 | 1 | 1 | 0 | 0 | 0 | 2 | 0 | 0 | 0 | 0 | 0 | 0 | 0 | 1 | 1 | 4 | 1 | 1 | 1 | 1 |  | 0
SCE Eastern | Alberhill | 500 | Solar |  |  | 0 | 0 | 0 | 0 | 0 | 0 | 0 | 0 | 0 | 1 | 1 | 1 | 1 | 1 | 1 | 0 | 0 | 0 | 2 | 0 | 0 | 0 | 0 | 0 | 0 | 0 | 1 | 1 | 4 | 1 | 1 | 1 | 1 |  | 0
PG&E GBA | Alhambra | 115 | Solar |  |  | 0 | 0 | 0 | 0 | 0 | 0 | 0 | 0 | 0 | 5 | 2 | 1 | 1 | 1 | 1 | 0 | 0 | 0 | 2 | 0 | 0 | 0 | 0 | 0 | 0 | 0 | 2 | 1 | 2 | 1 | 2 | 1 | 1 |  | 0
PG&E FRESNO | Alpaugh | 115 | Solar |  |  | 0 | 0 | 0 | 0 | 0 | 0 | 0 | 0 | 0 | 5 | 2 | 4 | 2 | 1 | 1 | 1 | 1 | 1 | 1 | 1 | 1 | 1 | 1 | 1 | 1 | 1 | 1 | 1 | 3 | 1 | 1 | 2+ | 1 |  | 1
SDGE | Alpine | 69 | Solar |  |  | 0 | 0 | 0 | 0 | 0 | 0 | 0 | 0 | 0 | 1 | 1 | 1 | 1 | 1 | 3 | 0 | 0 | 0 | 2 | 0 | 0 | 0 | 0 | 0 | 0 | 0 | 2 | 1 | 4 | 1 | 3 | 1 | 1 |  | 0
PG&E GBA | Altamont Midway (Sandhill) | 230 | Solar |  |  | 0 | 0 | 0 | 0 | 0 | 0 | 0 | 0 | 0 | 5 | 2 | 1 | 1 | 1 | 1 | 1 | 2 | 1 | 2 | 2 | 2 | 2 | 2 | 3 | 1 | 1 | 2 | 1 | 2 | 1 | 3 | 1 | 1 |  | 0
SCE Northern | Antelope | 66 | Solar |  |  | 0 | 20 | 20 | 0 | 20 | 20 | 0 | 0 | 0 | 1 | 1 | 1 | 1 | 1 | 3 | 1 | 4 | 1 | 2 | 5 | 1 | 1 | 1 | 1 | 1 | 1 | 2 | 1 | 4 | 1 | 3 | 1 | 1 |  | 1
SCE Northern | Antelope | 230 | Solar |  |  | 56 | 0 | 56 | 56 | 0 | 56 | 0 | 0 | 0 | 1 | 1 | 1 | 1 | 1 | 2 | 1 | 4 | 1 | 2 | 5 | 1 | 1 | 1 | 1 | 1 | 1 | 2 | 1 | 4 | 1 | 3 | 4+ | 4 | Shifted to other buses with in-development solar | 1
SCE Northern | Antelope | 500 | Solar |  |  | 0 | 0 | 0 | 0 | 0 | 0 | 0 | 0 | 0 | 1 | 1 | 1 | 1 | 1 | 1 | 1 | 4 | 1 | 2 | 5 | 1 | 1 | 1 | 1 | 1 | 1 | 2 | 1 | 4 | 1 | 3 | 1 | 1 |  | 0
PG&E NGBA | Arcata | 60 | Solar |  |  | 0 | 0 | 0 | 0 | 0 | 0 | 0 | 0 | 0 | 5 | 2 | 1 | 1 | 1 | 3 | 0 | 0 | 0 | 2 | 0 | 0 | 0 | 0 | 0 | 0 | 0 | 2 | 2 | 4 | 2 | 3 | 1 | 1 |  | 0
PG&E KERN | Arco | 230 | Solar |  |  | 125 | 225 | 350 | 0 | 0 | 0 | 125 | 225 | 350 | 5 | 2 | 4 | 2 | 1 | 1 | 1 | 1 | 1 | 1 | 1 | 2 | 1 | 1 | 3 | 1 | 1 | 1 | 1 | 4 | 1 | 1 | 2+ | 3 | Less solar overall | 1
PG&E KERN | Arco | 70 | Solar |  |  | 0 | 0 | 0 | 0 | 0 | 0 | 0 | 0 | 0 | 5 | 2 | 4 | 2 | 1 | 3 | 1 | 1 | 1 | 1 | 1 | 2 | 1 | 1 | 3 | 1 | 1 | 1 | 1 | 4 | 1 | 1 | 1 | 1 |  | 0
SCE Metro | ArcoGen | 230 | Solar |  |  | 0 | 0 | 0 | 0 | 0 | 0 | 0 | 0 | 0 | 1 | 1 | 1 | 1 | 1 | 1 | 1 | 4 | 1 | 2 | 1 | 1 | 1 | 2 | 2 | 1 | 1 | 1 | 1 | 1 | 1 | 1 | 1 | 1 |  | 0
SDGE | Artesian | 230 | Solar |  |  | 0 | 0 | 0 | 0 | 0 | 0 | 0 | 0 | 0 | 1 | 1 | 1 | 1 | 1 | 1 | 0 | 0 | 0 | 2 | 0 | 0 | 0 | 0 | 0 | 0 | 0 | 2 | 1 | 2 | 1 | 3 | 1 | 1 |  | 0
SDGE | Artesian | 69 | Solar |  |  | 0 | 0 | 0 | 0 | 0 | 0 | 0 | 0 | 0 | 1 | 1 | 1 | 1 | 1 | 1 | 0 | 0 | 0 | 2 | 0 | 0 | 0 | 0 | 0 | 0 | 0 | 2 | 1 | 2 | 1 | 3 | 1 | 1 |  | 0
PG&E FRESNO | Ashlan | 230 | Solar |  |  | 0 | 0 | 0 | 0 | 0 | 0 | 0 | 0 | 0 | 5 | 2 | 1 | 1 | 1 | 1 | 0 | 0 | 0 | 1 | 0 | 0 | 0 | 0 | 0 | 0 | 0 | 1 | 1 | 2 | 2 | 1 | 1 | 1 |  | 0
PG&E NGBA | Atlantic | 115 | Solar |  |  | 0 | 0 | 0 | 0 | 0 | 0 | 0 | 0 | 0 | 5 | 2 | 1 | 1 | 1 | 1 | 0 | 0 | 0 | 2 | 0 | 0 | 0 | 0 | 0 | 0 | 0 | 2 | 1 | 2 | 2 | 3 | 1 | 1 |  | 0
PG&E NGBA | Atlantic | 230 | Solar |  |  | 0 | 0 | 0 | 0 | 0 | 0 | 0 | 0 | 0 | 5 | 2 | 1 | 1 | 1 | 1 | 0 | 0 | 0 | 2 | 0 | 0 | 0 | 0 | 0 | 0 | 0 | 2 | 1 | 2 | 2 | 3 | 1 | 1 |  | 0
PG&E NGBA | Atlantic | 60 | Solar |  |  | 0 | 0 | 0 | 0 | 0 | 0 | 0 | 0 | 0 | 5 | 2 | 1 | 1 | 1 | 1 | 0 | 0 | 0 | 2 | 0 | 0 | 0 | 0 | 0 | 0 | 0 | 2 | 1 | 2 | 2 | 3 | 1 | 1 |  | 0
PG&E FRESNO | Atwater | 115 | Solar |  |  | 0 | 0 | 0 | 0 | 0 | 0 | 0 | 0 | 0 | 5 | 2 | 1 | 1 | 1 | 1 | 0 | 0 | 0 | 1 | 0 | 0 | 0 | 0 | 0 | 0 | 0 | 1 | 1 | 2 | 2 | 1 | 1+ | 1 |  | 1
PG&E GBA | Avena | 115 | Solar |  |  | 0 | 0 | 0 | 0 | 0 | 0 | 0 | 0 | 0 | 5 | 2 | 1 | 1 | 1 | 1 | 0 | 0 | 0 | 1 | 0 | 0 | 0 | 0 | 0 | 0 | 0 | 1 | 1 | 3 | 2 | 1 | 1 | 1 |  | 0
SDGE | Avocado | 69 | Solar |  |  | 0 | 0 | 0 | 0 | 0 | 0 | 0 | 0 | 0 | 1 | 1 | 1 | 1 | 1 | 3 | 0 | 0 | 0 | 2 | 0 | 0 | 0 | 0 | 0 | 0 | 0 | 2 | 1 | 3 | 1 | 3 | 1 | 1 |  | 0
PG&E NGBA | Bahia | 230 | Solar |  |  | 0 | 0 | 0 | 0 | 0 | 0 | 0 | 0 | 0 | 5 | 2 | 1 | 1 | 1 | 1 | 0 | 0 | 0 | 2 | 0 | 0 | 0 | 0 | 0 | 0 | 0 | 2 | 1 | 1 | 1 | 2 | 1 | 1 |  | 0
SCE Northern | Bailey | 230 | Solar |  |  | 0 | 0 | 0 | 0 | 0 | 0 | 0 | 0 | 0 | 1 | 1 | 1 | 1 | 1 | 1 | 1 | 1 | 1 | 2 | 5 | 2 | 2 | 2 | 4 | 1 | 1 | 1 | 1 | 4 | 1 | 3 | 1 | 1 |  | 0
SCE NOL | Baker | 115 | Solar |  |  | 0 | 0 | 0 | 0 | 0 | 0 | 0 | 0 | 0 | 3 | 3 | 1 | 1 | 1 | 1 | 0 | 0 | 0 | 2 | 0 | 0 | 0 | 0 | 0 | 0 | 0 | 2 | 2 | 4 | 1 | 1 | 1 | 1 |  | 0
PG&E KERN | Bakersfield | 230 | Solar |  |  | 0 | 0 | 0 | 0 | 0 | 0 | 0 | 0 | 0 | 5 | 2 | 4 | 2 | 1 | 1 | 1 | 2 | 1 | 1 | 1 | 1 | 1 | 1 | 2 | 1 | 1 | 1 | 1 | 3 | 1 | 1 | 1 | 1 |  | 0
PG&E FRESNO | Balch | 230 | Solar |  |  | 0 | 0 | 0 | 0 | 0 | 0 | 0 | 0 | 0 | 5 | 2 | 1 | 1 | 2 | 1 | 0 | 0 | 0 | 2 | 0 | 0 | 0 | 0 | 0 | 0 | 0 | 1 | 1 | 4 | 2 | 3 | 1 | 1 |  | 0
SCE Eastern | Bannister | 230 | Solar |  |  | 0 | 0 | 0 | 0 | 0 | 0 | 0 | 0 | 0 | 5 | 5 | 3 | 3 | 1 | 1 | 0 | 0 | 0 | 2 | 0 | 0 | 0 | 0 | 0 | 0 | 0 | 2 | 1 | 2 | 2 | 1 | 1 | 1 |  | 0
SCE Metro | Barre | 230 | Solar |  |  | 10 | 10 | 20 | 10 | 10 | 20 | 0 | 0 | 0 | 1 | 1 | 1 | 1 | 1 | 5 | 4 | 5 | 1 | 2 | 1 | 1 | 1 | 5 | 5 | 1 | 1 | 1 | 1 | 1 | 1 | 1 | 1 | 1 |  | 1
SDGE | Bay Boulevard | 69 | Solar |  |  | 0 | 0 | 0 | 0 | 0 | 0 | 0 | 0 | 0 | 1 | 1 | 1 | 1 | 1 | 1 | 1 | 3 | 1 | 2 | 2 | 1 | 2 | 4 | 4 | 1 | 1 | 2 | 1 | 2 | 1 | 1 | 1 | 1 |  | 0
SDGE | Bay Boulevard | 230 | Solar |  |  | 0 | 0 | 0 | 0 | 0 | 0 | 0 | 0 | 0 | 1 | 1 | 1 | 1 | 1 | 1 | 1 | 3 | 1 | 2 | 2 | 1 | 2 | 4 | 4 | 1 | 1 | 2 | 1 | 2 | 1 | 1 | 1 | 1 |  | 0
EOP | Beatty | 138 | Solar |  |  | 0 | 0 | 0 | 0 | 0 | 0 | 0 | 0 | 0 | 1 | 1 | 1 | 1 | 1 | 1 | 1 | N/A | N/A | 2 | N/A | N/A | N/A | N/A | N/A | N/A | N/A | 2 | 2 | 4 | 1 | 3 | 1 | 1 |  | 0
EOP | Beatty | 230 | Solar |  |  | 0 | 0 | 0 | 0 | 0 | 0 | 0 | 0 | 0 | 1 | 1 | 1 | 1 | 1 | 1 | 1 | N/A | N/A | 2 | N/A | N/A | N/A | N/A | N/A | N/A | N/A | 2 | 2 | 4 | 1 | 3 | 2+ | 1 |  | 1
PG&E NGBA | Belden | 230 | Solar |  |  | 0 | 0 | 0 | 0 | 0 | 0 | 0 | 0 | 0 | 5 | 2 | 1 | 1 | 1 | 1 | 0 | 0 | 0 | 2 | 0 | 0 | 0 | 0 | 0 | 0 | 0 | 2 | 2 | 4 | 1 | 3 | 1 | 1 |  | 0
PG&E NGBA | Bell | 115 | Solar |  |  | 0 | 0 | 0 | 0 | 0 | 0 | 0 | 0 | 0 | 5 | 2 | 1 | 1 | 1 | 1 | 0 | 0 | 0 | 2 | 0 | 0 | 0 | 0 | 0 | 0 | 0 | 2 | 1 | 4 | 2 | 3 | 1 | 1 |  | 0
PG&E NGBA | Bellevue | 115 | Solar |  |  | 0 | 0 | 0 | 0 | 0 | 0 | 0 | 0 | 0 | 5 | 2 | 1 | 1 | 1 | 1 | 1 | 3 | 1 | 2 | 3 | 1 | 1 | 2 | 3 | 1 | 1 | 2 | 1 | 2 | 2 | 2 | 1 | 1 |  | 0
PG&E GBA | Bellota | 115 | Solar |  |  | 0 | 0 | 0 | 0 | 0 | 0 | 0 | 0 | 0 | 5 | 2 | 1 | 1 | 2 | 1 | 1 | 2 | 1 | 1 | 1 | 1 | 1 | 1 | 2 | 1 | 1 | 1 | 1 | 4 | 2 | 3 | 1 | 1 |  | 0
PG&E GBA | Bellota | 230 | Solar |  |  | 0 | 0 | 0 | 0 | 0 | 0 | 0 | 0 | 0 | 5 | 2 | 1 | 1 | 1 | 1 | 1 | 2 | 1 | 1 | 1 | 1 | 1 | 1 | 2 | 1 | 1 | 1 | 1 | 4 | 2 | 3 | 1+ | 1 |  | 1
SCE Northern | Big Creek | 230 | Solar |  |  | 0 | 0 | 0 | 0 | 0 | 0 | 0 | 0 | 0 | 1 | 1 | 1 | 1 | 1 | 1 | 1 | 1 | 1 | 2 | 5 | 1 | 2 | 1 | 3 | 3 | 1 | 1 | 1 | 4 | 2 | 3 | 1 | 1 |  | 0
PG&E FRESNO | Biola | 70 | Solar |  |  | 0 | 0 | 0 | 0 | 0 | 0 | 0 | 0 | 0 | 5 | 2 | 1 | 1 | 1 | 1 | 0 | 0 | 0 | 1 | 0 | 0 | 0 | 0 | 0 | 0 | 0 | 1 | 1 | 4 | 2 | 1 | 1 | 1 |  | 0
PG&E GBA | Birds Landing | 230 | Solar |  |  | 0 | 0 | 0 | 0 | 0 | 0 | 0 | 0 | 0 | 5 | 2 | 1 | 1 | 2 | 1 | 1 | 1 | 1 | 2 | 1 | 1 | 1 | 1 | 1 | 1 | 1 | 2 | 1 | 4 | 1 | 1 | 4+ | 1 |  | 1
SCE Northern | Bliss | 66 | Solar |  |  | 0 | 0 | 0 | 0 | 0 | 0 | 0 | 0 | 0 | 1 | 1 | 1 | 1 | 1 | 1 | 0 | 0 | 0 | 1 | 0 | 0 | 0 | 0 | 0 | 0 | 0 | 1 | 1 | 4 | 1 | 1 | 1 | 1 |  | 0
SCE Eastern | Blythe | 161 | Solar |  |  | 0 | 160 | 160 | 0 | 160 | 160 | 0 | 0 | 0 | 5 | 5 | 3 | 3 | 1 | 4 | 1 | 2 | 1 | 2 | 1 | 1 | 1 | 1 | 1 | 1 | 1 | 2 | 2 | 2 | 1 | 1 | 1+ | 1 |  | 1
PG&E NGBA | Bogue | 115 | Solar |  |  | 0 | 0 | 0 | 0 | 0 | 0 | 0 | 0 | 0 | 5 | 2 | 1 | 1 | 1 | 1 | 0 | 0 | 0 | 2 | 0 | 0 | 0 | 0 | 0 | 0 | 0 | 2 | 2 | 2 | 1 | 2 | 1 | 1 |  | 0
PG&E FRESNO | Borden | 230 | Solar |  |  | 0 | 0 | 0 | 0 | 0 | 0 | 0 | 0 | 0 | 5 | 2 | 4 | 2 | 1 | 1 | 1 | 2 | 1 | 1 | 1 | 1 | 1 | 1 | 2 | 1 | 1 | 1 | 1 | 4 | 2 | 1 | 2+ | 1 |  | 1
PG&E FRESNO | Borden | 70 | Solar |  |  | 0 | 0 | 0 | 0 | 0 | 0 | 0 | 0 | 0 | 5 | 2 | 4 | 2 | 1 | 1 | 1 | 2 | 1 | 1 | 1 | 1 | 1 | 1 | 2 | 1 | 1 | 1 | 1 | 4 | 2 | 1 | 1 | 1 |  | 0
SDGE | Boulevard East | 138 | Solar |  |  | 0 | 0 | 0 | 0 | 0 | 0 | 0 | 0 | 0 | 1 | 1 | 1 | 1 | 1 | 1 | 1 | 1 | 1 | 2 | 5 | 1 | 1 | 1 | 1 | 1 | 1 | 2 | 1 | 4 | 1 | 3 | 1 | 1 |  | 0
SDGE | Boulevard East | 69 | Solar |  |  | 0 | 17.4 | 17.4 | 0 | 17.4 | 17.4 | 0 | 0 | 0 | 1 | 1 | 1 | 1 | 1 | 3 | 1 | 1 | 1 | 2 | 5 | 1 | 1 | 1 | 1 | 1 | 1 | 2 | 1 | 4 | 1 | 3 | 4+ | 1 |  | 1
PG&E GBA | Brentwood | 230 | Solar |  |  | 0 | 0 | 0 | 0 | 0 | 0 | 0 | 0 | 0 | 5 | 2 | 1 | 1 | 1 | 5 | 1 | 1 | 1 | 2 | 2 | 1 | 1 | 1 | 2 | 1 | 1 | 2 | 1 | 4 | 1 | 3 | 1 | 1 |  | 0
PG&E NGBA | Bridgeville | 115 | Solar |  |  | 0 | 0 | 0 | 0 | 0 | 0 | 0 | 0 | 0 | 5 | 2 | 1 | 1 | 1 | 1 | 1 | 1 | 1 | 2 | 3 | 1 | 1 | 1 | 1 | 3 | 1 | 2 | 2 | 4 | 2 | 3 | 1 | 1 |  | 0
PG&E NGBA | Brighton | 115 | Solar |  |  | 0 | 0 | 0 | 0 | 0 | 0 | 0 | 0 | 0 | 5 | 2 | 1 | 1 | 1 | 1 | 0 | 0 | 0 | 2 | 0 | 0 | 0 | 0 | 0 | 0 | 0 | 2 | 1 | 2 | 2 | 1 | 1 | 1 |  | 0
PG&E NGBA | Brighton | 230 | Solar |  |  | 0 | 0 | 0 | 0 | 0 | 0 | 0 | 0 | 0 | 5 | 2 | 1 | 1 | 1 | 1 | 0 | 0 | 0 | 2 | 0 | 0 | 0 | 0 | 0 | 0 | 0 | 2 | 1 | 2 | 2 | 1 | 1 | 1 |  | 0
PG&E NGBA | Brunswick | 115 | Solar |  |  | 0 | 0 | 0 | 0 | 0 | 0 | 0 | 0 | 0 | 5 | 2 | 1 | 1 | 1 | 1 | 1 | 4 | 1 | 2 | 5 | 3 | 1 | 1 | 3 | 1 | 1 | 2 | 1 | 4 | 1 | 3 | 1 | 1 |  | 0
PG&E NGBA | Bucks Creek | 230 | Solar |  |  | 0 | 0 | 0 | 0 | 0 | 0 | 0 | 0 | 0 | 5 | 2 | 1 | 1 | 1 | 1 | 0 | 0 | 0 | 2 | 0 | 0 | 0 | 0 | 0 | 0 | 0 | 2 | 2 | 4 | 1 | 3 | 1 | 1 |  | 0
PG&E KERN | Buena Vista | 230 | Solar |  |  | 0 | 0 | 0 | 0 | 0 | 0 | 0 | 0 | 0 | 5 | 2 | 4 | 2 | 1 | 1 | 0 | 0 | 0 | 1 | 0 | 0 | 0 | 0 | 0 | 0 | 0 | 2 | 2 | 4 | 2 | 1 | 1 | 1 |  | 0
PG&E FRESNO | Bullard | 115 | Solar |  |  | 0 | 0 | 0 | 0 | 0 | 0 | 0 | 0 | 0 | 5 | 2 | 4 | 2 | 1 | 1 | 0 | 0 | 0 | 1 | 0 | 0 | 0 | 0 | 0 | 0 | 0 | 1 | 1 | 1 | 2 | 2 | 1 | 1 |  | 0
PG&E GBA | Burlingame | 115 | Solar |  |  | 0 | 0 | 0 | 0 | 0 | 0 | 0 | 0 | 0 | 5 | 2 | 1 | 1 | 1 | 1 | 0 | 0 | 0 | 2 | 0 | 0 | 0 | 0 | 0 | 0 | 0 | 2 | 1 | 3 | 1 | 2 | 1 | 1 |  | 0
PG&E NGBA | Burney Forest | 230 | Solar |  |  | 0 | 0 | 0 | 0 | 0 | 0 | 0 | 0 | 0 | 5 | 5 | 3 | 3 | 1 | 1 | 0 | 0 | 0 | 2 | 0 | 0 | 0 | 0 | 0 | 0 | 0 | 2 | 2 | 4 | 2 | 3 | 1 | 1 |  | 0
PG&E NGBA | Butte | 115 | Solar |  |  | 0 | 0 | 0 | 0 | 0 | 0 | 0 | 0 | 0 | 5 | 2 | 1 | 1 | 1 | 1 | 0 | 0 | 0 | 2 | 0 | 0 | 0 | 0 | 0 | 0 | 0 | 2 | 1 | 4 | 2 | 2 | 1 | 1 |  | 0
PG&E KERN | Cabrillo | 115 | Solar |  |  | 0 | 0 | 0 | 0 | 0 | 0 | 0 | 0 | 0 | 1 | 1 | 1 | 1 | 1 | 1 | 1 | 1 | 1 | 2 | 5 | 2 | 1 | 1 | 3 | 1 | 1 | 2 | 2 | 4 | 1 | 3 | 1 | 1 |  | 0
PG&E FRESNO | Cal Flats | 230 | Solar |  |  | 0 | 0 | 0 | 0 | 0 | 0 | 0 | 0 | 0 | 5 | 2 | 4 | 2 | 1 | 1 | 1 | 1 | 1 | 2 | 2 | 1 | 1 | 1 | 2 | 3 | 1 | 2 | 2 | 4 | 2 | 2 | 1 | 1 |  | 0
SCE NOL | Calcite | 230 | Solar |  |  | 200 | 150 | 350 | 0 | 0 | 0 | 200 | 150 | 350 | 1 | 1 | 1 | 1 | 1 | 1 | 1 | 5 | 1 | 2 | 1 | 1 | 1 | 1 | 2 | 1 | 1 | 2 | 1 | 4 | 1 | 3 | 3+ | 3 |  | 1
PG&E KERN | Caliente | 230 | Solar |  |  | 0 | 0 | 0 | 0 | 0 | 0 | 0 | 0 | 0 | 5 | 2 | 4 | 2 | 1 | 1 | 1 | 2 | 1 | 2 | 1 | 1 | 1 | 1 | 2 | 1 | 1 | 2 | 1 | 4 | 2 | 2 | 1+ | 1 |  | 1
PG&E FRESNO | California Ave | 115 | Solar |  |  | 0 | 0 | 0 | 0 | 0 | 0 | 0 | 0 | 0 | 5 | 2 | 1 | 1 | 1 | 1 | 1 | 3 | 2 | 1 | 1 | 1 | 1 | 1 | 1 | 1 | 1 | 1 | 1 | 2 | 2 | 1 | 1 | 1 |  | 0
PG&E KERN | Callender | 115 | Solar |  |  | 0 | 0 | 0 | 0 | 0 | 0 | 0 | 0 | 0 | 5 | 2 | 4 | 2 | 1 | 1 | 0 | 0 | 0 | 2 | 0 | 0 | 0 | 0 | 0 | 0 | 0 | 2 | 2 | 4 | 2 | 2 | 1 | 1 |  | 0
PG&E NGBA | Calpella | 115 | Solar |  |  | 0 | 0 | 0 | 0 | 0 | 0 | 0 | 0 | 0 | 5 | 2 | 1 | 1 | 1 | 1 | 1 | 1 | 1 | 2 | 5 | 1 | 1 | 1 | 2 | 2 | 1 | 2 | 2 | 4 | 2 | 3 | 1 | 1 |  | 0
PG&E GBA | Camanche | 230 | Solar |  |  | 0 | 0 | 0 | 0 | 0 | 0 | 0 | 0 | 0 | 5 | 2 | 1 | 1 | 1 | 1 | 1 | 2 | 1 | 1 | 1 | 2 | 1 | 2 | 3 | 1 | 1 | 1 | 1 | 4 | 2 | 3 | 1 | 1 |  | 0
SDGE | Cameron | 69 | Solar |  |  | 0 | 0 | 0 | 0 | 0 | 0 | 0 | 0 | 0 | 1 | 1 | 1 | 1 | 1 | 3 | 0 | 0 | 0 | 2 | 0 | 0 | 0 | 0 | 0 | 0 | 0 | 1 | 1 | 2 | 1 | 1 | 1 | 1 |  | 0
SDGE | Cannon | 69 | Solar |  |  | 0 | 0 | 0 | 0 | 0 | 0 | 0 | 0 | 0 | 1 | 1 | 1 | 1 | 1 | 1 | 0 | 0 | 0 | 2 | 0 | 0 | 0 | 0 | 0 | 0 | 0 | 2 | 1 | 1 | 1 | 3 | 1 | 1 |  | 0
PG&E FRESNO | Cantua | 115 | Solar |  |  | 0 | 0 | 0 | 0 | 0 | 0 | 0 | 0 | 0 | 1 | 1 | 1 | 1 | 1 | 1 | 1 | 1 | 1 | 1 | 1 | 1 | 1 | 1 | 1 | 1 | 1 | 1 | 1 | 4 | 2 | 1 | 1 | 1 |  | 0
SDGE | Capistrano | 138 | Solar |  |  | 0 | 0 | 0 | 0 | 0 | 0 | 0 | 0 | 0 | 1 | 1 | 1 | 1 | 1 | 1 | 1 | 4 | 1 | 2 | 5 | 1 | 2 | 2 | 3 | 2 | 1 | 1 | 1 | 2 | 1 | 3 | 1 | 1 |  | 0
SDGE | Capistrano | 230 | Solar |  |  | 0 | 0 | 0 | 0 | 0 | 0 | 0 | 0 | 0 | 1 | 1 | 1 | 1 | 1 | 1 | 1 | 4 | 1 | 2 | 5 | 1 | 2 | 2 | 3 | 2 | 1 | 1 | 1 | 2 | 1 | 3 | 1 | 1 |  | 0
PG&E NGBA | Carberry | 230 | Solar |  |  | 0 | 0 | 0 | 0 | 0 | 0 | 0 | 0 | 0 | 5 | 5 | 3 | 3 | 1 | 1 | 0 | 0 | 0 | 2 | 0 | 0 | 0 | 0 | 0 | 0 | 0 | 2 | 2 | 4 | 2 | 3 | 1 | 1 |  | 0
SCE Eastern | Cardiff | 66 | Solar |  |  | 0 | 0 | 0 | 0 | 0 | 0 | 0 | 0 | 0 | 1 | 1 | 1 | 1 | 1 | 1 | 0 | 0 | 0 | 2 | 0 | 0 | 0 | 0 | 0 | 0 | 0 | 1 | 1 | 2 | 1 | 1 | 1 | 1 |  | 0
PG&E NGBA | Caribou | 60 | Solar |  |  | 0 | 0 | 0 | 0 | 0 | 0 | 0 | 0 | 0 | 5 | 2 | 1 | 1 | 2 | 1 | 0 | 0 | 0 | 2 | 0 | 0 | 0 | 0 | 0 | 0 | 0 | 2 | 2 | 4 | 1 | 3 | 1 | 1 |  | 0
PG&E NGBA | Caribou | 115 | Solar |  |  | 0 | 0 | 0 | 0 | 0 | 0 | 0 | 0 | 0 | 5 | 2 | 1 | 1 | 1 | 1 | 0 | 0 | 0 | 2 | 0 | 0 | 0 | 0 | 0 | 0 | 0 | 2 | 2 | 4 | 1 | 3 | 1 | 1 |  | 0
PG&E NGBA | Caribou | 230 | Solar |  |  | 0 | 0 | 0 | 0 | 0 | 0 | 0 | 0 | 0 | 5 | 2 | 1 | 1 | 1 | 1 | 0 | 0 | 0 | 2 | 0 | 0 | 0 | 0 | 0 | 0 | 0 | 2 | 2 | 4 | 1 | 3 | 1 | 1 |  | 0
EOP | Carpenter Canyon (fka Gamebird) | 138 | Solar |  |  | 0 | 0 | 0 | 0 | 0 | 0 | 0 | 0 | 0 | 1 | 1 | 1 | 1 | 1 | 1 | 1 | N/A | N/A | 2 | N/A | N/A | N/A | N/A | N/A | N/A | N/A | 2 | 2 | 4 | 1 | 3 | 1 | 1 |  | 0
EOP | Carpenter Canyon (fka Gamebird) | 230 | Solar |  |  | 0 | 158 | 158 | 0 | 0 | 0 | 0 | 158 | 158 | 1 | 1 | 1 | 1 | 1 | 2 | 1 | N/A | N/A | 2 | N/A | N/A | N/A | N/A | N/A | N/A | N/A | 2 | 2 | 4 | 1 | 3 | 3+ | 5 | Same total, shifted from FCDS to EODS to align with CI | 1
PG&E NGBA | Carquinez | 115 | Solar |  |  | 0 | 0 | 0 | 0 | 0 | 0 | 0 | 0 | 0 | 5 | 2 | 1 | 1 | 1 | 1 | 1 | 4 | 1 | 2 | 2 | 1 | 1 | 1 | 3 | 1 | 1 | 2 | 1 | 2 | 1 | 1 | 1 | 1 |  | 0
SDGE | Carrizo Gorge | 138 | Solar |  |  | 0 | 90 | 90 | 0 | 90 | 90 | 0 | 0 | 0 | 1 | 1 | 1 | 1 | 1 | 3 | 1 | 2 | 1 | 2 | 3 | 1 | 1 | 1 | 2 | 1 | 1 | 2 | 1 | 4 | 1 | 3 | 1 | 1 |  | 1
PG&E KERN | Carrizo Plains | 115 | Solar |  |  | 0 | 0 | 0 | 0 | 0 | 0 | 0 | 0 | 0 | 5 | 2 | 4 | 2 | 1 | 1 | 1 | 1 | 1 | 1 | 2 | 1 | 1 | 1 | 2 | 2 | 1 | 2 | 1 | 4 | 2 | 2 | 1 | 1 |  | 0
PG&E KERN | Casaloma | 230 | Solar |  |  | 0 | 0 | 0 | 0 | 0 | 0 | 0 | 0 | 0 | 1 | 1 | 1 | 1 | 1 | 1 | 0 | 0 | 0 | 1 | 0 | 0 | 0 | 0 | 0 | 0 | 0 | 1 | 1 | 3 | 1 | 1 | 1 | 1 |  | 0
PG&E GBA | Castro Valley | 230 | Solar |  |  | 0 | 0 | 0 | 0 | 0 | 0 | 0 | 0 | 0 | 5 | 2 | 1 | 1 | 1 | 1 | 0 | 0 | 0 | 2 | 0 | 0 | 0 | 0 | 0 | 0 | 0 | 2 | 1 | 2 | 1 | 2 | 1 | 1 |  | 0
PG&E GBA | Cayetano | 230 | Solar |  |  | 0 | 100 | 100 | 0 | 100 | 100 | 0 | 0 | 0 | 5 | 2 | 1 | 1 | 1 | 1 | 2 | 1 | 2 | 2 | 3 | 2 | 2 | 3 | 3 | 1 | 1 | 2 | 1 | 3 | 1 | 3 | 1 | 1 |  | 1
SCE Metro | Center | 230 | Solar |  |  | 0 | 0 | 0 | 0 | 0 | 0 | 0 | 0 | 0 | 1 | 1 | 1 | 1 | 1 | 2 | 1 | 1 | 1 | 2 | 1 | 1 | 1 | 1 | 1 | 1 | 1 | 1 | 1 | 1 | 1 | 1 | 1 | 1 |  | 0
PG&E KERN | Charca | 115 | Solar |  |  | 0 | 0 | 0 | 0 | 0 | 0 | 0 | 0 | 0 | 1 | 1 | 1 | 1 | 1 | 1 | 1 | 1 | 3 | 1 | 1 | 1 | 1 | 1 | 1 | 1 | 1 | 1 | 1 | 4 | 1 | 1 | 1 | 1 |  | 0
EOP | Charleston | 138 | Solar |  |  | 0 | 0 | 0 | 0 | 0 | 0 | 0 | 0 | 0 | 1 | 1 | 1 | 1 | 1 | 1 | 0 | N/A | N/A | 2 | N/A | N/A | N/A | N/A | N/A | N/A | N/A | 2 | 2 | 4 | 1 | 3 | 1 | 1 |  | 0
SCE Metro | Chevmain | 230 | Solar |  |  | 0 | 0 | 0 | 0 | 0 | 0 | 0 | 0 | 0 | 1 | 1 | 1 | 1 | 1 | 1 | 1 | 1 | 1 | 2 | 2 | 1 | 1 | 2 | 2 | 1 | 1 | 1 | 1 | 1 | 1 | 1 | 1 | 1 |  | 0
SDGE | Chicarita | 138 | Solar |  |  | 0 | 0 | 0 | 0 | 0 | 0 | 0 | 0 | 0 | 1 | 1 | 1 | 1 | 1 | 1 | 0 | 0 | 0 | 2 | 0 | 0 | 0 | 0 | 0 | 0 | 0 | 2 | 1 | 3 | 1 | 3 | 1 | 1 |  | 0
SCE Metro | Chino | 230 | Solar |  |  | 0 | 0 | 0 | 0 | 0 | 0 | 0 | 0 | 0 | 1 | 1 | 1 | 1 | 1 | 1 | 1 | 4 | 1 | 2 | 5 | 1 | 1 | 1 | 2 | 1 | 1 | 1 | 1 | 1 | 1 | 2 | 1 | 1 |  | 0
PG&E FRESNO | Chowchilla | 115 | Solar |  |  | 0 | 0 | 0 | 0 | 0 | 0 | 0 | 0 | 0 | 5 | 2 | 1 | 1 | 1 | 1 | 0 | 0 | 0 | 1 | 0 | 0 | 0 | 0 | 0 | 0 | 0 | 1 | 1 | 1 | 2 | 2 | 1 | 1 |  | 0
PG&E GBA | Christie | 60 | Solar |  |  | 0 | 0 | 0 | 0 | 0 | 0 | 0 | 0 | 0 | 5 | 2 | 1 | 1 | 1 | 1 | 0 | 0 | 0 | 2 | 0 | 0 | 0 | 0 | 0 | 0 | 0 | 2 | 1 | 2 | 1 | 2 | 1 | 1 |  | 0
PG&E GBA | Christie | 115 | Solar |  |  | 0 | 0 | 0 | 0 | 0 | 0 | 0 | 0 | 0 | 5 | 2 | 1 | 1 | 3 | 1 | 0 | 0 | 0 | 2 | 0 | 0 | 0 | 0 | 0 | 0 | 0 | 2 | 1 | 2 | 1 | 2 | 1 | 1 |  | 0
SCE Eastern | Cielo Azul | 500 | Solar |  |  | 0 | 2025 | 2025 | 0 | 2025 | 2025 | 0 | 0 | 0 | 1 | 1 | 1 | 1 | 1 | 3 | 1 | N/A | N/A | 2 | N/A | N/A | N/A | N/A | N/A | N/A | N/A | 2 | 2 | 4 | 1 | 3 | 4+ | 5 | More total mapped, less FCDS as shifted to EODS to align with in-dev | 1
PG&E GBA | Clay | 60 | Solar |  |  | 0 | 0 | 0 | 0 | 0 | 0 | 0 | 0 | 0 | 5 | 2 | 1 | 1 | 1 | 1 | 0 | 0 | 0 | 2 | 0 | 0 | 0 | 0 | 0 | 0 | 0 | 2 | 1 | 3 | 1 | 3 | 1 | 1 |  | 0
PG&E GBA | Clayton | 115 | Solar |  |  | 0 | 0 | 0 | 0 | 0 | 0 | 0 | 0 | 0 | 5 | 2 | 1 | 1 | 1 | 1 | 1 | 1 | 1 | 2 | 4 | 1 | 3 | 2 | 3 | 1 | 1 | 2 | 1 | 4 | 1 | 2 | 1 | 1 |  | 0
PG&E NGBA | Cloverdale | 115 | Solar |  |  | 0 | 0 | 0 | 0 | 0 | 0 | 0 | 0 | 0 | 5 | 2 | 1 | 1 | 1 | 1 | 1 | 1 | 1 | 2 | 5 | 2 | 1 | 2 | 3 | 2 | 1 | 2 | 2 | 4 | 2 | 3 | 1 | 1 |  | 0
PG&E FRESNO | Clovis | 115 | Solar |  |  | 0 | 0 | 0 | 0 | 0 | 0 | 0 | 0 | 0 | 5 | 2 | 1 | 1 | 1 | 1 | 0 | 0 | 0 | 1 | 0 | 0 | 0 | 0 | 0 | 0 | 0 | 1 | 1 | 2 | 2 | 2 | 1 | 1 |  | 0
PG&E GBA | Coburn | 230 | Solar |  |  | 0 | 0 | 0 | 0 | 0 | 0 | 0 | 0 | 0 | 1 | 1 | 1 | 1 | 1 | 1 | 1 | 1 | 1 | 2 | 2 | 1 | 1 | 1 | 1 | 1 | 1 | 2 | 2 | 2 | 2 | 3 | 1+ | 1 |  | 1
PG&E GBA | Coburn | 60 | Solar |  |  | 0 | 0 | 0 | 0 | 0 | 0 | 0 | 0 | 0 | 1 | 1 | 1 | 1 | 1 | 1 | 1 | 1 | 1 | 2 | 2 | 1 | 1 | 1 | 1 | 1 | 1 | 2 | 2 | 2 | 2 | 3 | 1 | 1 |  | 0
PG&E NGBA | Colgate | 230 | Solar |  |  | 0 | 0 | 0 | 0 | 0 | 0 | 0 | 0 | 0 | 5 | 2 | 1 | 1 | 1 | 1 | 1 | 2 | 1 | 2 | 5 | 3 | 1 | 1 | 4 | 1 | 1 | 2 | 1 | 4 | 1 | 3 | 1+ | 1 |  | 1
PG&E GBA | Collierville | 230 | Solar |  |  | 0 | 0 | 0 | 0 | 0 | 0 | 0 | 0 | 0 | 5 | 2 | 1 | 1 | 2 | 1 | 0 | 0 | 0 | 2 | 0 | 0 | 0 | 0 | 0 | 0 | 0 | 2 | 1 | 4 | 1 | 3 | 1 | 1 |  | 0
PG&E GBA | Collinsville | 230 | Solar |  |  | 0 | 0 | 0 | 0 | 0 | 0 | 0 | 0 | 0 | 5 | 2 | 1 | 1 | 1 | 1 | 0 | 0 | 0 | 2 | 0 | 0 | 0 | 0 | 0 | 0 | 0 | 2 | 1 | 3 | 1 | 1 | 1+ | 1 |  | 1
PG&E GBA | Collinsville | 500 | Solar |  |  | 0 | 0 | 0 | 0 | 0 | 0 | 0 | 0 | 0 | 5 | 2 | 1 | 1 | 1 | 1 | 0 | 0 | 0 | 2 | 0 | 0 | 0 | 0 | 0 | 0 | 0 | 2 | 1 | 3 | 1 | 1 | 1 | 1 |  | 0
SCE Eastern | Colorado River | 230 | Solar |  |  | 300 | 500 | 800 | 300 | 500 | 800 | 0 | 0 | 0 | 1 | 1 | 1 | 1 | 1 | 1 | 2 | 1 | 2 | 2 | 1 | 1 | 1 | 1 | 2 | 1 | 1 | 2 | 2 | 3 | 1 | 3 | 4+ | 1 |  | 1
SCE Eastern | Colorado River | 500 | Solar |  |  | 0 | 0 | 0 | 0 | 0 | 0 | 0 | 0 | 0 | 1 | 1 | 1 | 1 | 1 | 1 | 3 | 2 | 2 | 2 | 1 | 1 | 1 | 1 | 2 | 1 | 1 | 2 | 2 | 3 | 1 | 3 | 1+ | 1 |  | 1
PG&E KERN | Columbus | 115 | Solar |  |  | 0 | 0 | 0 | 0 | 0 | 0 | 0 | 0 | 0 | 5 | 2 | 4 | 2 | 2 | 1 | 1 | 1 | 1 | 1 | 2 | 2 | 1 | 1 | 2 | 1 | 1 | 1 | 1 | 2 | 1 | 2 | 1 | 1 |  | 0
PG&E GBA | Contra Costa | 115 | Solar |  |  | 0 | 0 | 0 | 0 | 0 | 0 | 0 | 0 | 0 | 5 | 2 | 1 | 1 | 2 | 1 | 1 | 1 | 1 | 2 | 2 | 1 | 2 | 1 | 2 | 1 | 1 | 2 | 1 | 2 | 1 | 2 | 1 | 1 |  | 0
PG&E GBA | Contra Costa | 230 | Solar |  |  | 0 | 0 | 0 | 0 | 0 | 0 | 0 | 0 | 0 | 5 | 2 | 1 | 1 | 2 | 1 | 1 | 1 | 1 | 2 | 2 | 1 | 2 | 1 | 2 | 1 | 1 | 2 | 1 | 2 | 1 | 2 | 1 | 1 |  | 0
PG&E GBA | Contra Costa PP | 230 | Solar |  |  | 0 | 0 | 0 | 0 | 0 | 0 | 0 | 0 | 0 | 5 | 2 | 1 | 1 | 1 | 1 | 0 | 0 | 0 | 2 | 0 | 0 | 0 | 0 | 0 | 0 | 0 | 2 | 1 | 1 | 1 | 2 | 1 | 1 |  | 0
SCE NOL | Control | 115 | Solar |  |  | 0 | 0 | 0 | 0 | 0 | 0 | 0 | 0 | 0 | 5 | 5 | 1 | 1 | 1 | 1 | 1 | 1 | 1 | 2 | 5 | 1 | 1 | 1 | 1 | 2 | 1 | 2 | 2 | 4 | 1 | 3 | 1+ | 1 |  | 1
SCE NOL | Control | 55 | Solar |  |  | 0 | 0 | 0 | 0 | 0 | 0 | 0 | 0 | 0 | 5 | 5 | 1 | 1 | 1 | 1 | 0 | N/A | N/A | 2 | N/A | N/A | N/A | N/A | N/A | N/A | N/A | 2 | 2 | 4 | 1 | 3 | 1 | 1 |  | 0
PG&E GBA | Cooley Landing | 115 | Solar |  |  | 0 | 0 | 0 | 0 | 0 | 0 | 0 | 0 | 0 | 5 | 2 | 1 | 1 | 3 | 1 | 0 | 0 | 0 | 2 | 0 | 0 | 0 | 0 | 0 | 0 | 0 | 2 | 1 | 2 | 1 | 1 | 1 | 1 |  | 0
PG&E GBA | Cooley Landing | 60 | Solar |  |  | 0 | 0 | 0 | 0 | 0 | 0 | 0 | 0 | 0 | 1 | 1 | 1 | 1 | 1 | 1 | 0 | 0 | 0 | 2 | 0 | 0 | 0 | 0 | 0 | 0 | 0 | 2 | 1 | 2 | 1 | 1 | 1 | 1 |  | 0
SCE NOL | Coolwater | 230 | Solar |  |  | 0 | 0 | 0 | 0 | 0 | 0 | 0 | 0 | 0 | 3 | 3 | 1 | 1 | 1 | 1 | 1 | 3 | 1 | 2 | 1 | 3 | 1 | 1 | 3 | 1 | 1 | 2 | 1 | 2 | 1 | 1 | 1 | 1 |  | 0
SCE NOL | Coolwater | 115 | Solar |  |  | 100 | 0 | 100 | 0 | 0 | 0 | 100 | 0 | 100 | 3 | 3 | 1 | 1 | 2 | 5 | 1 | 3 | 1 | 2 | 1 | 3 | 1 | 1 | 3 | 1 | 1 | 2 | 1 | 2 | 1 | 1 | 4+ | 5 | Less overall, shifted due to Tx and Env impacts | 1
PG&E KERN | Copus | 70 | Solar |  |  | 0 | 0 | 0 | 0 | 0 | 0 | 0 | 0 | 0 | 5 | 2 | 4 | 2 | 1 | 1 | 0 | 0 | 0 | 1 | 0 | 0 | 0 | 0 | 0 | 0 | 0 | 1 | 1 | 3 | 1 | 1 | 1 | 1 |  | 0
PG&E FRESNO | Corcoran | 70 | Solar |  |  | 0 | 0 | 0 | 0 | 0 | 0 | 0 | 0 | 0 | 5 | 2 | 4 | 2 | 1 | 1 | 1 | 1 | 1 | 1 | 1 | 1 | 1 | 1 | 1 | 1 | 1 | 1 | 1 | 4 | 2 | 1 | 1 | 1 |  | 0
PG&E FRESNO | Corcoran | 115 | Solar |  |  | 0 | 0 | 0 | 0 | 0 | 0 | 0 | 0 | 0 | 5 | 2 | 4 | 2 | 1 | 1 | 1 | 1 | 1 | 1 | 1 | 1 | 1 | 1 | 1 | 1 | 1 | 1 | 1 | 4 | 2 | 1 | 1 | 1 |  | 0
PG&E NGBA | Corona | 115 | Solar |  |  | 0 | 0 | 0 | 0 | 0 | 0 | 0 | 0 | 0 | 5 | 2 | 1 | 1 | 1 | 1 | 0 | 0 | 0 | 2 | 0 | 0 | 0 | 0 | 0 | 0 | 0 | 2 | 1 | 3 | 2 | 3 | 1 | 1 |  | 0
PG&E NGBA | Cortina | 230 | Solar |  |  | 0 | 0 | 0 | 0 | 0 | 0 | 0 | 0 | 0 | 5 | 2 | 1 | 1 | 1 | 1 | 1 | 1 | 1 | 2 | 2 | 1 | 1 | 1 | 3 | 1 | 1 | 2 | 2 | 4 | 1 | 3 | 1 | 1 |  | 0
PG&E NGBA | Cortina | 115 | Solar |  |  | 0 | 80 | 80 | 0 | 0 | 0 | 0 | 80 | 80 | 5 | 2 | 1 | 1 | 1 | 3 | 3 | 1 | 1 | 2 | 1 | 1 | 1 | 1 | 3 | 1 | 1 | 2 | 2 | 4 | 1 | 3 | 1+ | 4 | Less mapped to better align with CI | 1
PG&E GBA | Cottle | 230 | Solar |  |  | 0 | 0 | 0 | 0 | 0 | 0 | 0 | 0 | 0 | 5 | 2 | 1 | 1 | 1 | 2 | 0 | 0 | 0 | 1 | 0 | 0 | 0 | 0 | 0 | 0 | 0 | 1 | 1 | 3 | 2 | 1 | 1 | 1 |  | 0
PG&E NGBA | Cottonwood | 115 | Solar |  |  | 0 | 0 | 0 | 0 | 0 | 0 | 0 | 0 | 0 | 5 | 2 | 1 | 1 | 1 | 1 | 1 | 3 | 1 | 2 | 3 | 1 | 1 | 1 | 2 | 1 | 1 | 2 | 2 | 3 | 2 | 3 | 1 | 1 |  | 0
PG&E NGBA | Cottonwood | 230 | Solar |  |  | 0 | 0 | 0 | 0 | 0 | 0 | 0 | 0 | 0 | 5 | 2 | 1 | 1 | 1 | 1 | 1 | 3 | 1 | 2 | 3 | 1 | 1 | 1 | 2 | 1 | 1 | 2 | 2 | 3 | 2 | 3 | 1 | 1 |  | 0
PG&E NGBA | Cottonwood | 60 | Solar |  |  | 0 | 0 | 0 | 0 | 0 | 0 | 0 | 0 | 0 | 5 | 2 | 1 | 1 | 1 | 1 | 1 | 3 | 1 | 2 | 3 | 1 | 1 | 1 | 2 | 1 | 1 | 2 | 2 | 3 | 2 | 3 | 1 | 1 |  | 0
PG&E NGBA | Cove Road | 230 | Solar |  |  | 0 | 0 | 0 | 0 | 0 | 0 | 0 | 0 | 0 | 5 | 2 | 1 | 1 | 1 | 1 | 1 | 1 | 1 | 2 | 5 | 2 | 1 | 1 | 2 | 2 | 1 | 2 | 2 | 4 | 2 | 3 | 1 | 1 |  | 0
PG&E GBA | Coyote | 230 | Solar |  |  | 0 | 0 | 0 | 0 | 0 | 0 | 0 | 0 | 0 | 1 | 1 | 1 | 1 | 1 | 1 | 1 | 1 | 1 | 2 | 5 | 3 | 1 | 1 | 3 | 2 | 1 | 2 | 1 | 3 | 2 | 2 | 1 | 1 |  | 0
PG&E GBA | Crazy Horse Canyon | 115 | Solar |  |  | 0 | 0 | 0 | 0 | 0 | 0 | 0 | 0 | 0 | 1 | 1 | 1 | 1 | 1 | 1 | 0 | 0 | 0 | 1 | 0 | 0 | 0 | 0 | 0 | 0 | 0 | 2 | 2 | 4 | 2 | 3 | 1 | 1 |  | 0
SDGE | Creelman | 69 | Solar |  |  | 0 | 0 | 0 | 0 | 0 | 0 | 0 | 0 | 0 | 1 | 1 | 1 | 1 | 1 | 3 | 0 | 0 | 0 | 2 | 0 | 0 | 0 | 0 | 0 | 0 | 0 | 2 | 1 | 4 | 1 | 3 | 1 | 1 |  | 0
PG&E FRESNO | Crescent | 70 | Solar |  |  | 0 | 35 | 35 | 0 | 35 | 35 | 0 | 0 | 0 | 5 | 2 | 1 | 1 | 1 | 4 | 1 | 1 | 1 | 1 | 1 | 1 | 1 | 1 | 1 | 1 | 1 | 1 | 1 | 3 | 2 | 1 | 2+ | 1 |  | 1
PG&E FRESNO | Cressey | 115 | Solar |  |  | 0 | 0 | 0 | 0 | 0 | 0 | 0 | 0 | 0 | 5 | 2 | 1 | 1 | 1 | 1 | 0 | 0 | 0 | 1 | 0 | 0 | 0 | 0 | 0 | 0 | 0 | 1 | 1 | 3 | 2 | 1 | 1 | 1 |  | 0
PG&E NGBA | Cresta | 230 | Solar |  |  | 0 | 0 | 0 | 0 | 0 | 0 | 0 | 0 | 0 | 5 | 2 | 1 | 1 | 1 | 1 | 0 | 0 | 0 | 2 | 0 | 0 | 0 | 0 | 0 | 0 | 0 | 2 | 1 | 4 | 2 | 3 | 1 | 1 |  | 0
SDGE | Crestwood | 69 | Solar |  |  | 0 | 0 | 0 | 0 | 0 | 0 | 0 | 0 | 0 | 1 | 1 | 1 | 1 | 1 | 1 | 0 | 0 | 0 | 2 | 0 | 0 | 0 | 0 | 0 | 0 | 0 | 2 | 1 | 4 | 1 | 3 | 1+ | 1 |  | 1
PG&E GBA | Crow Creek | 60 | Solar |  |  | 0 | 0 | 0 | 0 | 0 | 0 | 0 | 0 | 0 | 5 | 2 | 1 | 1 | 1 | 1 | 1 | 1 | 1 | 1 | 2 | 1 | 1 | 1 | 2 | 1 | 1 | 1 | 1 | 4 | 2 | 1 | 1 | 1 |  | 0
PG&E GBA | Crows Landing | 60 | Solar |  |  | 0 | 0 | 0 | 0 | 0 | 0 | 0 | 0 | 0 | 5 | 2 | 1 | 1 | 1 | 1 | 0 | 0 | 0 | 1 | 0 | 0 | 0 | 0 | 0 | 0 | 0 | 1 | 1 | 4 | 2 | 1 | 1 | 1 |  | 0
PG&E GBA | Curtis | 115 | Solar |  |  | 0 | 0 | 0 | 0 | 0 | 0 | 0 | 0 | 0 | 5 | 2 | 1 | 1 | 1 | 1 | 1 | 2 | 1 | 2 | 5 | 1 | 1 | 1 | 3 | 2 | 1 | 2 | 1 | 4 | 1 | 3 | 1 | 1 |  | 0
PG&E FRESNO | Dairyland | 115 | Solar |  |  | 0 | 0 | 0 | 0 | 0 | 0 | 0 | 0 | 0 | 5 | 2 | 1 | 1 | 1 | 1 | 1 | 1 | 1 | 1 | 1 | 1 | 1 | 1 | 1 | 1 | 1 | 1 | 1 | 3 | 2 | 1 | 1 | 1 |  | 0
PG&E NGBA | Davis | 115 | Solar |  |  | 0 | 0 | 0 | 0 | 0 | 0 | 0 | 0 | 0 | 5 | 2 | 1 | 1 | 1 | 1 | 1 | 1 | 3 | 2 | 1 | 1 | 1 | 1 | 1 | 1 | 1 | 2 | 1 | 4 | 2 | 3 | 2+ | 1 |  | 1
SCE Metro | Del Amo | 500 | Solar |  |  | 0 | 0 | 0 | 0 | 0 | 0 | 0 | 0 | 0 | 1 | 1 | 1 | 1 | 1 | 1 | 1 | 3 | 1 | 2 | 1 | 1 | 1 | 1 | 1 | 1 | 1 | 1 | 1 | 3 | 1 | 2 | 1 | 1 |  | 0
SCE Metro | Del Amo | 230 | Solar |  |  | 0 | 0 | 0 | 0 | 0 | 0 | 0 | 0 | 0 | 1 | 1 | 1 | 1 | 1 | 1 | 1 | 3 | 1 | 2 | 1 | 1 | 1 | 1 | 1 | 1 | 1 | 1 | 1 | 3 | 1 | 2 | 4+ | 1 |  | 1
SCE Eastern | Delaney | 500 | Solar |  |  | 0 | 0 | 0 | 0 | 0 | 0 | 0 | 0 | 0 | 1 | 1 | 1 | 1 | 1 | 1 | 1 | N/A | N/A | 2 | N/A | N/A | N/A | N/A | N/A | N/A | N/A | 2 | 1 | 4 | 2 | 3 | 2+ | 5 | Shifted to other buses with in-development solar | 1
PG&E NGBA | Delevan | 230 | Solar |  |  | 50 | 150 | 200 | 0 | 0 | 0 | 50 | 150 | 200 | 5 | 2 | 1 | 1 | 1 | 1 | 1 | 1 | 1 | 2 | 1 | 1 | 1 | 1 | 2 | 1 | 1 | 2 | 2 | 1 | 1 | 3 | 4+ | 4 | Less solar overall | 1
PG&E GBA | Delta PP | 230 | Solar |  |  | 0 | 0 | 0 | 0 | 0 | 0 | 0 | 0 | 0 | 5 | 2 | 1 | 1 | 1 | 1 | 1 | 1 | 1 | 2 | 2 | 2 | 1 | 2 | 2 | 1 | 1 | 2 | 1 | 3 | 1 | 2 | 1 | 1 |  | 0
EOP | Desert View | 230 | Solar |  |  | 0 | 0 | 0 | 0 | 0 | 0 | 0 | 0 | 0 | 1 | 1 | 1 | 1 | 1 | 1 | 1 | N/A | N/A | 2 | N/A | N/A | N/A | N/A | N/A | N/A | N/A | 2 | 1 | 4 | 1 | 3 | 2+ | 1 |  | 1
SCE Eastern | Devers | 230 | Solar |  |  | 0 | 0 | 0 | 0 | 0 | 0 | 0 | 0 | 0 | 1 | 1 | 1 | 1 | 2 | 1 | 1 | 4 | 1 | 2 | 2 | 1 | 2 | 1 | 2 | 1 | 1 | 2 | 1 | 1 | 1 | 3 | 4+ | 5 | Shifted to other buses with in-development solar | 1
SCE Eastern | Devers | 500 | Solar |  |  | 0 | 0 | 0 | 0 | 0 | 0 | 0 | 0 | 0 | 1 | 1 | 1 | 1 | 1 | 1 | 1 | 4 | 1 | 2 | 2 | 1 | 2 | 1 | 2 | 1 | 1 | 2 | 1 | 1 | 1 | 3 | 1+ | 1 |  | 1
PG&E KERN | Diablo Canyon | 230 | Solar |  |  | 0 | 0 | 0 | 0 | 0 | 0 | 0 | 0 | 0 | 1 | 1 | 1 | 1 | 1 | 1 | 1 | 1 | 1 | 2 | 5 | 1 | 1 | 3 | 3 | 1 | 1 | 2 | 2 | 4 | 2 | 3 | 1 | 1 |  | 0
PG&E KERN | Diablo Canyon | 500 | Solar |  |  | 0 | 0 | 0 | 0 | 0 | 0 | 0 | 0 | 0 | 5 | 2 | 4 | 2 | 1 | 1 | 1 | 1 | 1 | 2 | 5 | 1 | 1 | 3 | 3 | 1 | 1 | 2 | 2 | 4 | 2 | 3 | 1 | 1 |  | 0
PG&E KERN | Divide | 115 | Solar |  |  | 0 | 0 | 0 | 0 | 0 | 0 | 0 | 0 | 0 | 1 | 1 | 1 | 1 | 1 | 1 | 0 | 0 | 0 | 2 | 0 | 0 | 0 | 0 | 0 | 0 | 0 | 2 | 2 | 4 | 1 | 2 | 1 | 1 |  | 0
PG&E GBA | Dixon Landing | 115 | Solar |  |  | 0 | 0 | 0 | 0 | 0 | 0 | 0 | 0 | 0 | 1 | 1 | 1 | 1 | 1 | 1 | 0 | 0 | 0 | 2 | 0 | 0 | 0 | 0 | 0 | 0 | 0 | 2 | 1 | 2 | 1 | 2 | 1 | 1 |  | 0
PG&E FRESNO | Dos Amigos | 230 | Solar |  |  | 0 | 0 | 0 | 0 | 0 | 0 | 0 | 0 | 0 | 1 | 1 | 1 | 1 | 1 | 1 | 0 | 0 | 0 | 1 | 0 | 0 | 0 | 0 | 0 | 0 | 0 | 1 | 1 | 4 | 2 | 1 | 1 | 1 |  | 0
PG&E NGBA | Drum | 115 | Solar |  |  | 0 | 0 | 0 | 0 | 0 | 0 | 0 | 0 | 0 | 5 | 2 | 1 | 1 | 1 | 1 | 1 | 1 | 1 | 2 | 5 | 1 | 1 | 1 | 1 | 1 | 1 | 2 | 1 | 4 | 2 | 3 | 1 | 1 |  | 0
PG&E GBA | Dumbarton | 115 | Solar |  |  | 0 | 0 | 0 | 0 | 0 | 0 | 0 | 0 | 0 | 5 | 2 | 1 | 1 | 1 | 1 | 0 | 0 | 0 | 2 | 0 | 0 | 0 | 0 | 0 | 0 | 0 | 2 | 1 | 3 | 1 | 2 | 1 | 1 |  | 0
SCE NOL | Dunn Siding | 115 | Solar |  |  | 0 | 0 | 0 | 0 | 0 | 0 | 0 | 0 | 0 | 3 | 3 | 1 | 1 | 1 | 1 | 0 | 0 | 0 | 2 | 0 | 0 | 0 | 0 | 0 | 0 | 0 | 2 | 1 | 4 | 1 | 1 | 1 | 1 |  | 0
SCE Eastern | Eagle Mountain | 230 | Solar |  |  | 0 | 0 | 0 | 0 | 0 | 0 | 0 | 0 | 0 | 5 | 5 | 3 | 3 | 1 | 1 | 0 | 0 | 0 | 2 | 0 | 0 | 0 | 0 | 0 | 0 | 0 | 2 | 2 | 4 | 1 | 3 | 1 | 1 |  | 0
PG&E NGBA | Eagle Rock (PGE) | 60 | Solar |  |  | 0 | 0 | 0 | 0 | 0 | 0 | 0 | 0 | 0 | 5 | 2 | 1 | 1 | 1 | 1 | 1 | 1 | 1 | 2 | 5 | 2 | 2 | 3 | 4 | 1 | 1 | 2 | 2 | 4 | 2 | 3 | 1 | 1 |  | 0
PG&E NGBA | Eagle Rock (PGE) | 115 | Solar |  |  | 0 | 0 | 0 | 0 | 0 | 0 | 0 | 0 | 0 | 5 | 2 | 1 | 1 | 2 | 1 | 1 | 1 | 1 | 2 | 5 | 2 | 2 | 3 | 4 | 1 | 1 | 2 | 2 | 4 | 2 | 3 | 1 | 1 |  | 0
SCE Metro | Eagle Rock (SCE) | 230 | Solar |  |  | 0 | 0 | 0 | 0 | 0 | 0 | 0 | 0 | 0 | 1 | 1 | 1 | 1 | 1 | 1 | 0 | 0 | 0 | 2 | 0 | 0 | 0 | 0 | 0 | 0 | 0 | 1 | 1 | 2 | 1 | 2 | 1 | 1 |  | 0
PG&E NGBA | East Marysville | 115 | Solar |  |  | 0 | 0 | 0 | 0 | 0 | 0 | 0 | 0 | 0 | 5 | 2 | 1 | 1 | 1 | 1 | 1 | 2 | 1 | 2 | 1 | 1 | 1 | 1 | 2 | 1 | 1 | 2 | 2 | 2 | 1 | 2 | 1 | 1 |  | 0
PG&E NGBA | East Nicolaus | 115 | Solar |  |  | 0 | 0 | 0 | 0 | 0 | 0 | 0 | 0 | 0 | 5 | 2 | 1 | 1 | 1 | 1 | 0 | 0 | 0 | 2 | 0 | 0 | 0 | 0 | 0 | 0 | 0 | 2 | 1 | 4 | 1 | 3 | 1 | 1 |  | 0
PG&E NGBA | East Nicolaus | 60 | Solar |  |  | 0 | 0 | 0 | 0 | 0 | 0 | 0 | 0 | 0 | 5 | 2 | 1 | 1 | 1 | 1 | 0 | 0 | 0 | 2 | 0 | 0 | 0 | 0 | 0 | 0 | 0 | 2 | 1 | 4 | 1 | 3 | 1 | 1 |  | 0
PG&E GBA | Eastshore | 115 | Solar |  |  | 0 | 0 | 0 | 0 | 0 | 0 | 0 | 0 | 0 | 5 | 2 | 1 | 1 | 1 | 1 | 1 | 4 | 1 | 2 | 5 | 1 | 1 | 2 | 3 | 1 | 1 | 2 | 1 | 2 | 1 | 1 | 1 | 1 |  | 0
PG&E GBA | Eastshore | 230 | Solar |  |  | 0 | 0 | 0 | 0 | 0 | 0 | 0 | 0 | 0 | 5 | 2 | 1 | 1 | 1 | 1 | 1 | 4 | 1 | 2 | 5 | 1 | 1 | 2 | 3 | 1 | 1 | 2 | 1 | 2 | 1 | 1 | 1 | 1 |  | 0
SDGE | ECO | 138 | Solar |  |  | 0 | 0 | 0 | 0 | 0 | 0 | 0 | 0 | 0 | 1 | 1 | 1 | 1 | 1 | 1 | 1 | 2 | 1 | 2 | 3 | 1 | 1 | 1 | 2 | 1 | 1 | 2 | 1 | 4 | 1 | 3 | 1 | 4 | Shifted to Boulevard East for more accurate representation | 1
SDGE | ECO | 230 | Solar |  |  | 0 | 0 | 0 | 0 | 0 | 0 | 0 | 0 | 0 | 1 | 1 | 1 | 1 | 3 | 1 | 0 | 0 | 0 | 2 | 0 | 0 | 0 | 0 | 0 | 0 | 0 | 2 | 1 | 4 | 1 | 3 | 1 | 1 |  | 0
SDGE | ECO | 500 | Solar |  |  | 0 | 0 | 0 | 0 | 0 | 0 | 0 | 0 | 0 | 1 | 1 | 1 | 1 | 2 | 1 | 0 | 0 | 0 | 2 | 0 | 0 | 0 | 0 | 0 | 0 | 0 | 2 | 1 | 4 | 1 | 3 | 1 | 1 |  | 0
PG&E GBA | Edenvale | 115 | Solar |  |  | 0 | 0 | 0 | 0 | 0 | 0 | 0 | 0 | 0 | 1 | 1 | 1 | 1 | 1 | 1 | 0 | 0 | 0 | 2 | 0 | 0 | 0 | 0 | 0 | 0 | 0 | 2 | 1 | 2 | 2 | 2 | 1 | 1 |  | 0
PG&E GBA | Edes | 115 | Solar |  |  | 0 | 0 | 0 | 0 | 0 | 0 | 0 | 0 | 0 | 5 | 2 | 1 | 1 | 1 | 1 | 0 | 0 | 0 | 2 | 0 | 0 | 0 | 0 | 0 | 0 | 0 | 2 | 1 | 3 | 1 | 1 | 1 | 1 |  | 0
PG&E GBA | Eight Mile | 230 | Solar |  |  | 0 | 0 | 0 | 0 | 0 | 0 | 0 | 0 | 0 | 5 | 2 | 1 | 1 | 1 | 1 | 1 | 2 | 2 | 1 | 1 | 1 | 1 | 1 | 1 | 1 | 1 | 1 | 1 | 2 | 2 | 1 | 1 | 1 |  | 0
SDGE | El Cajon | 69 | Solar |  |  | 0 | 0 | 0 | 0 | 0 | 0 | 0 | 0 | 0 | 1 | 1 | 1 | 1 | 1 | 4 | 0 | 0 | 0 | 2 | 0 | 0 | 0 | 0 | 0 | 0 | 0 | 2 | 1 | 2 | 1 | 1 | 1 | 1 |  | 0
SCE Eastern | El Casco | 230 | Solar |  |  | 0 | 0 | 0 | 0 | 0 | 0 | 0 | 0 | 0 | 1 | 1 | 1 | 1 | 1 | 2 | 1 | 2 | 1 | 2 | 5 | 1 | 1 | 2 | 3 | 1 | 1 | 1 | 1 | 4 | 1 | 2 | 1+ | 1 |  | 1
PG&E GBA | El Cerrito G | 115 | Solar |  |  | 0 | 0 | 0 | 0 | 0 | 0 | 0 | 0 | 0 | 5 | 2 | 1 | 1 | 1 | 1 | 0 | 0 | 0 | 2 | 0 | 0 | 0 | 0 | 0 | 0 | 0 | 2 | 1 | 2 | 1 | 2 | 1 | 1 |  | 0
PG&E NGBA | El Dorado PH | 115 | Solar |  |  | 0 | 0 | 0 | 0 | 0 | 0 | 0 | 0 | 0 | 5 | 2 | 1 | 1 | 1 | 1 | 0 | 0 | 0 | 2 | 0 | 0 | 0 | 0 | 0 | 0 | 0 | 2 | 1 | 4 | 2 | 3 | 1 | 1 |  | 0
PG&E FRESNO | El Nido (PGE) | 115 | Solar |  |  | 0 | 0 | 0 | 0 | 0 | 0 | 0 | 0 | 0 | 5 | 2 | 1 | 1 | 1 | 1 | 0 | 0 | 0 | 1 | 0 | 0 | 0 | 0 | 0 | 0 | 0 | 1 | 1 | 4 | 2 | 1 | 1+ | 1 |  | 1
SCE Metro | El Nido (SCE) | 230 | Solar |  |  | 0 | 0 | 0 | 0 | 0 | 0 | 0 | 0 | 0 | 1 | 1 | 1 | 1 | 1 | 1 | 1 | 1 | 1 | 2 | 2 | 1 | 1 | 2 | 2 | 1 | 1 | 1 | 1 | 2 | 1 | 2 | 1 | 1 |  | 0
PG&E GBA | El Patio | 115 | Solar |  |  | 0 | 0 | 0 | 0 | 0 | 0 | 0 | 0 | 0 | 1 | 1 | 1 | 1 | 1 | 1 | 0 | 0 | 0 | 2 | 0 | 0 | 0 | 0 | 0 | 0 | 0 | 2 | 1 | 3 | 2 | 2 | 1 | 1 |  | 0
SCE Metro | El Segundo | 230 | Solar |  |  | 0 | 0 | 0 | 0 | 0 | 0 | 0 | 0 | 0 | 1 | 1 | 1 | 1 | 1 | 1 | 1 | 1 | 1 | 2 | 1 | 1 | 1 | 2 | 2 | 1 | 1 | 1 | 1 | 1 | 1 | 1 | 1 | 1 |  | 0
EOP | Eldorado | 230 | Solar |  |  | 0 | 0 | 0 | 0 | 0 | 0 | 0 | 0 | 0 | 1 | 1 | 1 | 1 | 1 | 1 | 1 | N/A | N/A | 2 | N/A | N/A | N/A | N/A | N/A | N/A | N/A | 2 | 2 | 2 | 1 | 3 | 1 | 4 | Shifted to other buses with in-development solar and better align with CI | 1
EOP | Eldorado | 500 | Solar |  |  | 0 | 0 | 0 | 0 | 0 | 0 | 0 | 0 | 0 | 1 | 1 | 1 | 1 | 1 | 1 | 1 | N/A | N/A | 2 | N/A | N/A | N/A | N/A | N/A | N/A | N/A | 2 | 2 | 2 | 1 | 3 | 1+ | 1 |  | 1
SCE Northern | Elizabeth Lake | 66 | Solar |  |  | 0 | 0 | 0 | 0 | 0 | 0 | 0 | 0 | 0 | 1 | 1 | 1 | 1 | 1 | 1 | 0 | 0 | 0 | 2 | 0 | 0 | 0 | 0 | 0 | 0 | 0 | 1 | 1 | 3 | 1 | 3 | 1 | 1 |  | 0
PG&E KERN | Elk Hills | 230 | Solar |  |  | 0 | 0 | 0 | 0 | 0 | 0 | 0 | 0 | 0 | 5 | 2 | 4 | 2 | 1 | 1 | 1 | 1 | 1 | 1 | 1 | 1 | 2 | 4 | 4 | 1 | 1 | 1 | 1 | 3 | 1 | 1 | 1 | 1 |  | 0
SDGE | Elliot | 69 | Solar |  |  | 0 | 0 | 0 | 0 | 0 | 0 | 0 | 0 | 0 | 1 | 1 | 1 | 1 | 1 | 3 | 0 | 0 | 0 | 2 | 0 | 0 | 0 | 0 | 0 | 0 | 0 | 2 | 1 | 2 | 1 | 2 | 1 | 1 |  | 0
SCE Metro | Ellis | 230 | Solar |  |  | 0 | 0 | 0 | 0 | 0 | 0 | 0 | 0 | 0 | 1 | 1 | 1 | 1 | 1 | 1 | 1 | 4 | 1 | 2 | 2 | 1 | 1 | 4 | 5 | 1 | 1 | 1 | 1 | 2 | 1 | 2 | 1 | 1 |  | 0
SDGE | Encina | 138 | Solar |  |  | 0 | 0 | 0 | 0 | 0 | 0 | 0 | 0 | 0 | 1 | 1 | 1 | 1 | 1 | 1 | 1 | 1 | 1 | 2 | 2 | 1 | 2 | 2 | 3 | 1 | 1 | 2 | 1 | 1 | 1 | 3 | 1 | 1 |  | 0
SDGE | Encina | 230 | Solar |  |  | 0 | 0 | 0 | 0 | 0 | 0 | 0 | 0 | 0 | 1 | 1 | 1 | 1 | 1 | 1 | 1 | 1 | 1 | 2 | 2 | 1 | 2 | 2 | 3 | 1 | 1 | 2 | 1 | 1 | 1 | 3 | 1 | 1 |  | 0
SDGE | Escondido | 230 | Solar |  |  | 0 | 0 | 0 | 0 | 0 | 0 | 0 | 0 | 0 | 1 | 1 | 1 | 1 | 1 | 1 | 1 | 4 | 1 | 2 | 5 | 1 | 1 | 1 | 2 | 1 | 1 | 2 | 1 | 1 | 1 | 3 | 1 | 1 |  | 0
SDGE | Escondido | 69 | Solar |  |  | 0 | 0 | 0 | 0 | 0 | 0 | 0 | 0 | 0 | 1 | 1 | 1 | 1 | 1 | 3 | 1 | 4 | 1 | 2 | 5 | 1 | 1 | 1 | 2 | 1 | 1 | 2 | 1 | 1 | 1 | 3 | 1 | 1 |  | 0
PG&E KERN | Estrella | 230 | Solar |  |  | 0 | 0 | 0 | 0 | 0 | 0 | 0 | 0 | 0 | 1 | 1 | 1 | 1 | 1 | 1 | 0 | 0 | 0 | 1 | 0 | 0 | 0 | 0 | 0 | 0 | 0 | 2 | 2 | 4 | 2 | 3 | 1 | 1 |  | 0
SCE Eastern | Etiwanda | 230 | Solar |  |  | 0 | 0 | 0 | 0 | 0 | 0 | 0 | 0 | 0 | 1 | 1 | 1 | 1 | 1 | 2 | 1 | 4 | 1 | 2 | 4 | 1 | 1 | 1 | 1 | 1 | 1 | 1 | 1 | 2 | 1 | 1 | 1 | 1 |  | 0
PG&E GBA | Evergreen | 115 | Solar |  |  | 0 | 0 | 0 | 0 | 0 | 0 | 0 | 0 | 0 | 1 | 1 | 1 | 1 | 1 | 1 | 0 | 0 | 0 | 2 | 0 | 0 | 0 | 0 | 0 | 0 | 0 | 2 | 1 | 2 | 2 | 2 | 1 | 1 |  | 0
PG&E GBA | Evergreen | 60 | Solar |  |  | 0 | 0 | 0 | 0 | 0 | 0 | 0 | 0 | 0 | 1 | 1 | 1 | 1 | 1 | 1 | 0 | 0 | 0 | 2 | 0 | 0 | 0 | 0 | 0 | 0 | 0 | 2 | 1 | 2 | 2 | 2 | 1 | 1 |  | 0
PG&E FRESNO | Excelsior | 115 | Solar |  |  | 0 | 0 | 0 | 0 | 0 | 0 | 0 | 0 | 0 | 5 | 2 | 1 | 1 | 1 | 1 | 1 | 1 | 2 | 1 | 1 | 1 | 1 | 1 | 1 | 1 | 1 | 1 | 1 | 4 | 2 | 1 | 2+ | 1 |  | 1
PG&E FRESNO | Exchequer | 115 | Solar |  |  | 0 | 0 | 0 | 0 | 0 | 0 | 0 | 0 | 0 | 5 | 2 | 1 | 1 | 1 | 1 | 0 | 0 | 0 | 1 | 0 | 0 | 0 | 0 | 0 | 0 | 0 | 2 | 1 | 4 | 1 | 2 | 1+ | 1 |  | 1
PG&E KERN | Fairway | 115 | Solar |  |  | 0 | 0 | 0 | 0 | 0 | 0 | 0 | 0 | 0 | 1 | 1 | 1 | 1 | 1 | 1 | 0 | 0 | 0 | 2 | 0 | 0 | 0 | 0 | 0 | 0 | 0 | 2 | 2 | 3 | 1 | 2 | 1 | 1 |  | 0
PG&E KERN | Famoso | 115 | Solar |  |  | 0 | 0 | 0 | 0 | 0 | 0 | 0 | 0 | 0 | 1 | 1 | 1 | 1 | 1 | 1 | 0 | 0 | 0 | 1 | 0 | 0 | 0 | 0 | 0 | 0 | 0 | 1 | 1 | 4 | 1 | 1 | 1 | 1 |  | 0
PG&E NGBA | Fern Road | 500 | Solar |  |  | 0 | 0 | 0 | 0 | 0 | 0 | 0 | 0 | 0 | 5 | 2 | 1 | 1 | 1 | 1 | 0 | 0 | 0 | 2 | 0 | 0 | 0 | 0 | 0 | 0 | 0 | 2 | 2 | 4 | 2 | 3 | 1 | 1 |  | 0
PG&E GBA | Fibreboard (SPI Sonora) | 115 | Solar |  |  | 0 | 0 | 0 | 0 | 0 | 0 | 0 | 0 | 0 | 5 | 2 | 1 | 1 | 2 | 1 | 0 | 0 | 0 | 2 | 0 | 0 | 0 | 0 | 0 | 0 | 0 | 2 | 1 | 2 | 1 | 2 | 1 | 1 |  | 0
PG&E FRESNO | Figarden | 230 | Solar |  |  | 0 | 0 | 0 | 0 | 0 | 0 | 0 | 0 | 0 | 5 | 2 | 1 | 1 | 1 | 1 | 0 | 0 | 0 | 1 | 0 | 0 | 0 | 0 | 0 | 0 | 0 | 1 | 1 | 3 | 2 | 2 | 1 | 1 |  | 0
PG&E FRESNO | Fink | 230 | Solar |  |  | 30 | 110 | 140 | 30 | 110 | 140 | 0 | 0 | 0 | 1 | 1 | 1 | 1 | 1 | 1 | 1 | 1 | 1 | 1 | 2 | 1 | 1 | 1 | 2 | 1 | 1 | 1 | 1 | 4 | 2 | 1 | 1 | 5 | Nearly the same total, shifted from FCDS to EODS to align with in-dev | 1
PG&E NGBA | Fitch Mountain | 60 | Solar |  |  | 0 | 0 | 0 | 0 | 0 | 0 | 0 | 0 | 0 | 5 | 2 | 1 | 1 | 1 | 1 | 0 | 0 | 0 | 2 | 0 | 0 | 0 | 0 | 0 | 0 | 0 | 2 | 2 | 4 | 2 | 3 | 1 | 1 |  | 0
PG&E GBA | FMC | 115 | Solar |  |  | 0 | 0 | 0 | 0 | 0 | 0 | 0 | 0 | 0 | 1 | 1 | 1 | 1 | 1 | 1 | 0 | 0 | 0 | 2 | 0 | 0 | 0 | 0 | 0 | 0 | 0 | 2 | 1 | 2 | 2 | 2 | 1 | 1 |  | 0
PG&E GBA | Fremont | 115 | Solar |  |  | 0 | 0 | 0 | 0 | 0 | 0 | 0 | 0 | 0 | 1 | 1 | 1 | 1 | 1 | 1 | 0 | 0 | 0 | 2 | 0 | 0 | 0 | 0 | 0 | 0 | 0 | 2 | 1 | 3 | 1 | 2 | 1 | 1 |  | 0
PG&E GBA | French Camp | 60 | Solar |  |  | 0 | 0 | 0 | 0 | 0 | 0 | 0 | 0 | 0 | 5 | 2 | 1 | 1 | 1 | 1 | 0 | 0 | 0 | 1 | 0 | 0 | 0 | 0 | 0 | 0 | 0 | 1 | 1 | 3 | 2 | 1 | 1 | 1 |  | 0
PG&E GBA | Frogtown | 115 | Solar |  |  | 0 | 0 | 0 | 0 | 0 | 0 | 0 | 0 | 0 | 5 | 2 | 1 | 1 | 1 | 1 | 0 | 0 | 0 | 2 | 0 | 0 | 0 | 0 | 0 | 0 | 0 | 2 | 1 | 4 | 1 | 3 | 1 | 1 |  | 0
PG&E NGBA | Fulton | 115 | Solar |  |  | 0 | 0 | 0 | 0 | 0 | 0 | 0 | 0 | 0 | 5 | 2 | 1 | 1 | 1 | 1 | 1 | 3 | 1 | 2 | 5 | 1 | 2 | 3 | 4 | 1 | 1 | 2 | 1 | 3 | 2 | 2 | 1 | 1 |  | 0
PG&E NGBA | Fulton | 230 | Solar |  |  | 0 | 0 | 0 | 0 | 0 | 0 | 0 | 0 | 0 | 5 | 2 | 1 | 1 | 1 | 5 | 1 | 3 | 1 | 2 | 5 | 1 | 2 | 3 | 4 | 1 | 1 | 2 | 1 | 3 | 2 | 2 | 1 | 1 |  | 0
PG&E NGBA | Fulton | 60 | Solar |  |  | 0 | 0 | 0 | 0 | 0 | 0 | 0 | 0 | 0 | 5 | 2 | 1 | 1 | 1 | 1 | 1 | 3 | 1 | 2 | 5 | 1 | 2 | 3 | 4 | 1 | 1 | 2 | 1 | 3 | 2 | 2 | 1 | 1 |  | 0
PG&E KERN | Ganso | 115 | Solar |  |  | 0 | 0 | 0 | 0 | 0 | 0 | 0 | 0 | 0 | 1 | 1 | 1 | 1 | 1 | 1 | 0 | 0 | 0 | 1 | 0 | 0 | 0 | 0 | 0 | 0 | 0 | 1 | 1 | 3 | 1 | 1 | 1 | 1 |  | 0
PG&E FRESNO | Gates | 230 | Solar |  |  | 759.5 | 560.5 | 1320 | 614.5 | 310.5 | 925 | 145 | 250 | 395 | 5 | 2 | 4 | 2 | 1 | 3 | 3 | 2 | 3 | 1 | 1 | 1 | 1 | 1 | 1 | 1 | 1 | 1 | 1 | 3 | 2 | 1 | 2+ | 3 | Less FCDS, more total | 1
PG&E FRESNO | Gates | 500 | Solar |  |  | 0 | 0 | 0 | 0 | 0 | 0 | 0 | 0 | 0 | 5 | 2 | 4 | 2 | 1 | 2 | 3 | 2 | 3 | 1 | 1 | 1 | 1 | 1 | 1 | 1 | 1 | 1 | 1 | 3 | 2 | 1 | 1 | 1 |  | 0
PG&E NGBA | Geysers 12 | 230 | Solar |  |  | 0 | 0 | 0 | 0 | 0 | 0 | 0 | 0 | 0 | 5 | 2 | 1 | 1 | 1 | 1 | 1 | 1 | 1 | 2 | 5 | 2 | 2 | 3 | 5 | 1 | 1 | 2 | 2 | 4 | 2 | 3 | 1 | 1 |  | 0
PG&E NGBA | Geysers 17 | 230 | Solar |  |  | 0 | 0 | 0 | 0 | 0 | 0 | 0 | 0 | 0 | 5 | 2 | 1 | 1 | 1 | 1 | 1 | 1 | 1 | 2 | 5 | 2 | 2 | 3 | 5 | 1 | 1 | 2 | 2 | 4 | 2 | 3 | 1 | 1 |  | 0
PG&E NGBA | Geysers 3 | 115 | Solar |  |  | 0 | 0 | 0 | 0 | 0 | 0 | 0 | 0 | 0 | 5 | 2 | 1 | 1 | 1 | 1 | 1 | 1 | 1 | 2 | 5 | 2 | 2 | 3 | 5 | 1 | 1 | 2 | 2 | 4 | 2 | 3 | 1 | 1 |  | 0
PG&E NGBA | Glenn | 230 | Solar |  |  | 0 | 0 | 0 | 0 | 0 | 0 | 0 | 0 | 0 | 5 | 2 | 1 | 1 | 1 | 1 | 1 | 1 | 2 | 2 | 1 | 2 | 1 | 1 | 2 | 1 | 1 | 2 | 2 | 4 | 1 | 3 | 2+ | 1 |  | 1
PG&E NGBA | Glenn | 60 | Solar |  |  | 0 | 0 | 0 | 0 | 0 | 0 | 0 | 0 | 0 | 5 | 2 | 1 | 1 | 1 | 1 | 1 | 1 | 2 | 2 | 1 | 2 | 1 | 1 | 2 | 1 | 1 | 2 | 2 | 4 | 1 | 3 | 1 | 1 |  | 0
PG&E NGBA | Gold Hill | 115 | Solar |  |  | 0 | 0 | 0 | 0 | 0 | 0 | 0 | 0 | 0 | 5 | 2 | 1 | 1 | 1 | 1 | 1 | 4 | 1 | 2 | 4 | 1 | 1 | 1 | 2 | 2 | 1 | 2 | 1 | 4 | 2 | 3 | 1 | 1 |  | 0
PG&E NGBA | Gold Hill | 230 | Solar |  |  | 0 | 0 | 0 | 0 | 0 | 0 | 0 | 0 | 0 | 5 | 2 | 1 | 1 | 1 | 1 | 1 | 4 | 1 | 2 | 4 | 1 | 1 | 1 | 2 | 2 | 1 | 2 | 1 | 4 | 2 | 3 | 1 | 1 |  | 0
SCE Northern | Goleta | 230 | Solar |  |  | 0 | 0 | 0 | 0 | 0 | 0 | 0 | 0 | 0 | 1 | 1 | 1 | 1 | 1 | 2 | 1 | 1 | 1 | 2 | 5 | 1 | 1 | 1 | 1 | 2 | 1 | 2 | 2 | 2 | 1 | 2 | 1 | 1 |  | 0
SCE Metro | Goodrich | 230 | Solar |  |  | 0 | 0 | 0 | 0 | 0 | 0 | 0 | 0 | 0 | 1 | 1 | 1 | 1 | 1 | 1 | 1 | 1 | 1 | 2 | 5 | 1 | 2 | 1 | 2 | 2 | 1 | 1 | 1 | 3 | 1 | 2 | 1 | 1 |  | 0
PG&E KERN | Goose Lake | 115 | Solar |  |  | 0 | 0 | 0 | 0 | 0 | 0 | 0 | 0 | 0 | 1 | 1 | 1 | 1 | 1 | 1 | 1 | 1 | 1 | 1 | 1 | 1 | 1 | 1 | 2 | 1 | 1 | 1 | 1 | 2 | 1 | 1 | 1+ | 1 |  | 1
SCE Metro | Gould | 230 | Solar |  |  | 0 | 0 | 0 | 0 | 0 | 0 | 0 | 0 | 0 | 1 | 1 | 1 | 1 | 1 | 1 | 1 | 1 | 1 | 2 | 5 | 1 | 1 | 1 | 1 | 3 | 1 | 1 | 1 | 4 | 1 | 2 | 1 | 1 |  | 0
PG&E NGBA | Grand Island | 115 | Solar |  |  | 0 | 0 | 0 | 0 | 0 | 0 | 0 | 0 | 0 | 5 | 2 | 1 | 1 | 1 | 1 | 1 | 1 | 1 | 1 | 1 | 1 | 1 | 1 | 1 | 1 | 1 | 2 | 1 | 4 | 2 | 2 | 1 | 1 |  | 0
SDGE | Granite | 69 | Solar |  |  | 0 | 0 | 0 | 0 | 0 | 0 | 0 | 0 | 0 | 1 | 1 | 1 | 1 | 1 | 3 | 0 | 0 | 0 | 2 | 0 | 0 | 0 | 0 | 0 | 0 | 0 | 2 | 1 | 2 | 2 | 2 | 1 | 1 |  | 0
PG&E GBA | Grant | 115 | Solar |  |  | 0 | 0 | 0 | 0 | 0 | 0 | 0 | 0 | 0 | 5 | 2 | 1 | 1 | 1 | 1 | 0 | 0 | 0 | 2 | 0 | 0 | 0 | 0 | 0 | 0 | 0 | 2 | 1 | 2 | 1 | 2 | 1 | 1 |  | 0
PG&E GBA | Green Valley | 115 | Solar |  |  | 0 | 0 | 0 | 0 | 0 | 0 | 0 | 0 | 0 | 1 | 1 | 1 | 1 | 1 | 1 | 0 | 0 | 0 | 1 | 0 | 0 | 0 | 0 | 0 | 0 | 0 | 2 | 2 | 3 | 2 | 2 | 1 | 1 |  | 0
PG&E NGBA | Greenleaf 1 | 115 | Solar |  |  | 0 | 0 | 0 | 0 | 0 | 0 | 0 | 0 | 0 | 5 | 2 | 1 | 1 | 1 | 1 | 0 | 0 | 0 | 2 | 0 | 0 | 0 | 0 | 0 | 0 | 0 | 2 | 2 | 1 | 1 | 3 | 1 | 1 |  | 0
PG&E FRESNO | Gregg | 230 | Solar |  |  | 0 | 0 | 0 | 0 | 0 | 0 | 0 | 0 | 0 | 5 | 2 | 1 | 1 | 1 | 1 | 1 | 2 | 2 | 1 | 1 | 1 | 1 | 1 | 1 | 1 | 1 | 1 | 1 | 3 | 2 | 1 | 1 | 1 |  | 0
PG&E FRESNO | Grimmway-Malaga | 115 | Solar |  |  | 0 | 0 | 0 | 0 | 0 | 0 | 0 | 0 | 0 | 5 | 2 | 1 | 1 | 1 | 1 | 1 | 1 | 2 | 1 | 2 | 1 | 1 | 1 | 1 | 1 | 1 | 1 | 1 | 2 | 1 | 1 | 1 | 1 |  | 0
PG&E NGBA | Grizzly | 230 | Solar |  |  | 0 | 0 | 0 | 0 | 0 | 0 | 0 | 0 | 0 | 5 | 2 | 1 | 1 | 2 | 1 | 0 | 0 | 0 | 2 | 0 | 0 | 0 | 0 | 0 | 0 | 0 | 2 | 2 | 4 | 1 | 3 | 1 | 1 |  | 0
PG&E FRESNO | Guernsey | 70 | Solar |  |  | 0 | 0 | 0 | 0 | 0 | 0 | 0 | 0 | 0 | 5 | 2 | 4 | 2 | 1 | 1 | 0 | 0 | 0 | 1 | 0 | 0 | 0 | 0 | 0 | 0 | 0 | 1 | 1 | 3 | 2 | 1 | 1 | 1 |  | 0
PG&E FRESNO | GWF Hanford | 115 | Solar |  |  | 0 | 0 | 0 | 0 | 0 | 0 | 0 | 0 | 0 | 5 | 2 | 1 | 1 | 1 | 3 | 1 | 1 | 1 | 2 | 1 | 1 | 1 | 1 | 1 | 1 | 1 | 2 | 1 | 2 | 1 | 1 | 1 | 1 |  | 0
PG&E FRESNO | Haas | 230 | Solar |  |  | 0 | 0 | 0 | 0 | 0 | 0 | 0 | 0 | 0 | 5 | 2 | 1 | 1 | 1 | 1 | 0 | 0 | 0 | 2 | 0 | 0 | 0 | 0 | 0 | 0 | 0 | 1 | 1 | 4 | 2 | 3 | 1 | 1 |  | 0
PG&E FRESNO | Hammonds | 115 | Solar |  |  | 0 | 0 | 0 | 0 | 0 | 0 | 0 | 0 | 0 | 1 | 1 | 1 | 1 | 1 | 1 | 0 | 0 | 0 | 1 | 0 | 0 | 0 | 0 | 0 | 0 | 0 | 1 | 1 | 2 | 2 | 1 | 1+ | 1 |  | 1
SCE Metro | HarborGen | 230 | Solar |  |  | 0 | 0 | 0 | 0 | 0 | 0 | 0 | 0 | 0 | 1 | 1 | 1 | 1 | 1 | 1 | 1 | 3 | 1 | 2 | 1 | 1 | 1 | 2 | 2 | 1 | 1 | 1 | 1 | 2 | 1 | 1 | 1 | 1 |  | 0
PG&E NGBA | Harris | 60 | Solar |  |  | 0 | 0 | 0 | 0 | 0 | 0 | 0 | 0 | 0 | 5 | 2 | 1 | 1 | 1 | 1 | 0 | 0 | 0 | 2 | 0 | 0 | 0 | 0 | 0 | 0 | 0 | 2 | 2 | 2 | 2 | 3 | 1 | 1 |  | 0
EOP | Harry Allen | 500 | Solar |  |  | 0 | 0 | 0 | 0 | 0 | 0 | 0 | 0 | 0 | 1 | 1 | 1 | 1 | 1 | 1 | 0 | N/A | N/A | 2 | N/A | N/A | N/A | N/A | N/A | N/A | N/A | 2 | 2 | 4 | 1 | 3 | 1+ | 1 |  | 1
PG&E NGBA | Hartley | 60 | Solar |  |  | 0 | 0 | 0 | 0 | 0 | 0 | 0 | 0 | 0 | 5 | 2 | 1 | 1 | 1 | 1 | 0 | 0 | 0 | 2 | 0 | 0 | 0 | 0 | 0 | 0 | 0 | 2 | 2 | 4 | 2 | 3 | 1 | 1 |  | 0
SCE NOL | Harvard | 115 | Solar |  |  | 0 | 0 | 0 | 0 | 0 | 0 | 0 | 0 | 0 | 3 | 3 | 1 | 1 | 1 | 1 | 0 | 0 | 0 | 2 | 0 | 0 | 0 | 0 | 0 | 0 | 0 | 2 | 1 | 4 | 1 | 1 | 1 | 1 |  | 0
SDGE | Hassayampa | 500 | Solar |  |  | 172 | 160 | 332 | 52.5 | 160 | 212.5 | 119.5 | 0 | 119.5 | 1 | 1 | 1 | 1 | 1 | 1 | 1 | N/A | N/A | 2 | N/A | N/A | N/A | N/A | N/A | N/A | N/A | 2 | 1 | 4 | 2 | 3 | 4+ | 3 | Less FCDS, more total | 1
PG&E FRESNO | Helm | 230 | Solar |  |  | 0 | 0 | 0 | 0 | 0 | 0 | 0 | 0 | 0 | 5 | 2 | 1 | 1 | 1 | 1 | 1 | 1 | 1 | 1 | 1 | 1 | 1 | 1 | 1 | 1 | 1 | 1 | 1 | 2 | 2 | 1 | 1+ | 4 | Less to better align with CI | 1
PG&E FRESNO | Helm | 70 | Solar |  |  | 0 | 0 | 0 | 0 | 0 | 0 | 0 | 0 | 0 | 1 | 1 | 1 | 1 | 1 | 1 | 1 | 1 | 1 | 1 | 1 | 1 | 1 | 1 | 1 | 1 | 1 | 1 | 1 | 2 | 2 | 1 | 2+ | 1 |  | 1
PG&E FRESNO | Henrietta | 115 | Solar |  |  | 0 | 0 | 0 | 0 | 0 | 0 | 0 | 0 | 0 | 1 | 1 | 1 | 1 | 1 | 1 | 1 | 1 | 1 | 1 | 1 | 1 | 1 | 1 | 1 | 1 | 1 | 1 | 1 | 1 | 2 | 1 | 1 | 1 |  | 0
PG&E FRESNO | Henrietta | 230 | Solar |  |  | 0 | 0 | 0 | 0 | 0 | 0 | 0 | 0 | 0 | 1 | 1 | 1 | 1 | 1 | 1 | 1 | 1 | 1 | 1 | 1 | 1 | 1 | 1 | 1 | 1 | 1 | 1 | 1 | 1 | 2 | 1 | 1+ | 1 |  | 1
PG&E FRESNO | Henrietta | 70 | Solar |  |  | 0 | 0 | 0 | 0 | 0 | 0 | 0 | 0 | 0 | 5 | 2 | 4 | 2 | 1 | 5 | 1 | 1 | 1 | 1 | 1 | 1 | 1 | 1 | 1 | 1 | 1 | 1 | 1 | 1 | 2 | 1 | 1 | 1 |  | 0
PG&E FRESNO | Herndon | 115 | Solar |  |  | 0 | 0 | 0 | 0 | 0 | 0 | 0 | 0 | 0 | 5 | 2 | 1 | 1 | 1 | 1 | 0 | 0 | 0 | 1 | 0 | 0 | 0 | 0 | 0 | 0 | 0 | 1 | 1 | 3 | 2 | 1 | 1 | 1 |  | 0
PG&E FRESNO | Herndon | 230 | Solar |  |  | 0 | 0 | 0 | 0 | 0 | 0 | 0 | 0 | 0 | 5 | 2 | 1 | 1 | 1 | 1 | 0 | 0 | 0 | 1 | 0 | 0 | 0 | 0 | 0 | 0 | 0 | 1 | 1 | 3 | 2 | 1 | 1 | 1 |  | 0
PG&E GBA | Hicks | 230 | Solar |  |  | 0 | 0 | 0 | 0 | 0 | 0 | 0 | 0 | 0 | 1 | 1 | 1 | 1 | 1 | 1 | 1 | 3 | 1 | 2 | 5 | 3 | 1 | 2 | 4 | 1 | 1 | 2 | 1 | 4 | 2 | 2 | 1 | 1 |  | 0
PG&E NGBA | Higgins | 115 | Solar |  |  | 0 | 0 | 0 | 0 | 0 | 0 | 0 | 0 | 0 | 5 | 2 | 1 | 1 | 1 | 1 | 1 | 4 | 1 | 2 | 5 | 3 | 1 | 1 | 3 | 1 | 1 | 2 | 1 | 4 | 1 | 3 | 1+ | 1 |  | 1
PG&E NGBA | Hilltop | 345 | Solar |  |  | 0 | 0 | 0 | 0 | 0 | 0 | 0 | 0 | 0 | 5 | 2 | 1 | 1 | 3 | 1 | 1 | 2 | 1 | 2 | 1 | 1 | 1 | 1 | 2 | 2 | 1 | 2 | 2 | 4 | 1 | 3 | 1 | 1 |  | 0
SCE Metro | Hinson | 230 | Solar |  |  | 0 | 0 | 0 | 0 | 0 | 0 | 0 | 0 | 0 | 1 | 1 | 1 | 1 | 1 | 1 | 1 | 4 | 1 | 2 | 1 | 1 | 1 | 2 | 2 | 1 | 1 | 1 | 1 | 2 | 1 | 1 | 1 | 1 |  | 0
PG&E GBA | Hollister | 115 | Solar |  |  | 0 | 0 | 0 | 0 | 0 | 0 | 0 | 0 | 0 | 1 | 1 | 1 | 1 | 1 | 1 | 1 | 1 | 1 | 2 | 1 | 1 | 1 | 1 | 2 | 1 | 1 | 2 | 2 | 4 | 2 | 3 | 2+ | 1 |  | 1
PG&E NGBA | Homestake | 115 | Solar |  |  | 0 | 0 | 0 | 0 | 0 | 0 | 0 | 0 | 0 | 5 | 2 | 1 | 1 | 1 | 1 | 0 | 0 | 0 | 2 | 0 | 0 | 0 | 0 | 0 | 0 | 0 | 2 | 1 | 4 | 2 | 3 | 1 | 1 |  | 0
PG&E NGBA | Honcut | 115 | Solar |  |  | 0 | 0 | 0 | 0 | 0 | 0 | 0 | 0 | 0 | 5 | 2 | 1 | 1 | 1 | 1 | 1 | 2 | 1 | 2 | 1 | 3 | 1 | 1 | 3 | 1 | 1 | 2 | 1 | 4 | 2 | 3 | 1 | 1 |  | 0
SDGE | Hoodoo Wash | 500 | Solar |  |  | 247.5 | 679 | 926.5 | 0 | 679 | 679 | 247.5 | 0 | 247.5 | 1 | 1 | 1 | 1 | 1 | 1 | 2 | N/A | N/A | 2 | N/A | N/A | N/A | N/A | N/A | N/A | N/A | 2 | 2 | 4 | 2 | 3 | 4+ | 1 |  | 1
PG&E NGBA | Hopland | 115 | Solar |  |  | 0 | 0 | 0 | 0 | 0 | 0 | 0 | 0 | 0 | 5 | 2 | 1 | 1 | 1 | 1 | 1 | 1 | 1 | 2 | 5 | 3 | 1 | 1 | 3 | 2 | 1 | 2 | 2 | 4 | 2 | 3 | 1 | 1 |  | 0
PG&E NGBA | Hopland | 60 | Solar |  |  | 0 | 0 | 0 | 0 | 0 | 0 | 0 | 0 | 0 | 5 | 2 | 1 | 1 | 1 | 1 | 1 | 1 | 1 | 2 | 5 | 3 | 1 | 1 | 3 | 2 | 1 | 2 | 2 | 4 | 2 | 3 | 1 | 1 |  | 0
PG&E NGBA | Humboldt | 115 | Solar |  |  | 0 | 0 | 0 | 0 | 0 | 0 | 0 | 0 | 0 | 5 | 2 | 1 | 1 | 1 | 1 | 1 | 2 | 1 | 2 | 3 | 1 | 1 | 2 | 2 | 2 | 1 | 2 | 2 | 3 | 2 | 3 | 1 | 1 |  | 0
PG&E NGBA | Humboldt | 60 | Solar |  |  | 0 | 0 | 0 | 0 | 0 | 0 | 0 | 0 | 0 | 5 | 2 | 1 | 1 | 1 | 3 | 1 | 2 | 1 | 2 | 3 | 1 | 1 | 2 | 2 | 2 | 1 | 2 | 2 | 3 | 2 | 3 | 1 | 1 |  | 0
PG&E NGBA | Humboldt | 500 | Solar |  |  | 0 | 0 | 0 | 0 | 0 | 0 | 0 | 0 | 0 | 5 | 4 | 5 | 4 | 1 | 1 | 1 | 2 | 1 | 2 | 3 | 1 | 1 | 2 | 2 | 2 | 1 | 2 | 2 | 3 | 2 | 3 | 1 | 1 |  | 0
SCE Metro | Huntington Beach | 230 | Solar |  |  | 0 | 0 | 0 | 0 | 0 | 0 | 0 | 0 | 0 | 1 | 1 | 1 | 1 | 1 | 1 | 1 | 4 | 1 | 2 | 1 | 1 | 1 | 5 | 5 | 1 | 1 | 1 | 1 | 1 | 1 | 2 | 1 | 1 |  | 0
PG&E NGBA | Ignacio | 115 | Solar |  |  | 0 | 0 | 0 | 0 | 0 | 0 | 0 | 0 | 0 | 5 | 2 | 1 | 1 | 1 | 1 | 1 | 2 | 1 | 2 | 4 | 2 | 1 | 1 | 3 | 1 | 1 | 2 | 1 | 4 | 1 | 3 | 1 | 1 |  | 0
PG&E NGBA | Ignacio | 230 | Solar |  |  | 0 | 0 | 0 | 0 | 0 | 0 | 0 | 0 | 0 | 5 | 2 | 1 | 1 | 1 | 1 | 1 | 2 | 1 | 2 | 4 | 2 | 1 | 1 | 3 | 1 | 1 | 2 | 1 | 4 | 1 | 3 | 1 | 1 |  | 0
PG&E NGBA | Ignacio | 60 | Solar |  |  | 0 | 0 | 0 | 0 | 0 | 0 | 0 | 0 | 0 | 5 | 2 | 1 | 1 | 1 | 1 | 1 | 2 | 1 | 2 | 4 | 2 | 1 | 1 | 3 | 1 | 1 | 2 | 1 | 4 | 1 | 3 | 1 | 1 |  | 0
SDGE | Imperial Beach | 69 | Solar |  |  | 0 | 0 | 0 | 0 | 0 | 0 | 0 | 0 | 0 | 1 | 1 | 1 | 1 | 1 | 3 | 0 | 0 | 0 | 2 | 0 | 0 | 0 | 0 | 0 | 0 | 0 | 2 | 1 | 3 | 1 | 2 | 1 | 1 |  | 0
SDGE | Imperial Valley | 230 | Solar |  |  | 0 | 192 | 192 | 0 | 192 | 192 | 0 | 0 | 0 | 1 | 1 | 1 | 1 | 1 | 1 | 3 | 3 | 3 | 2 | 1 | 1 | 1 | 1 | 1 | 1 | 1 | 1 | 1 | 2 | 2 | 1 | 4+ | 5 | Shifted from FCDS too EODS to align with in-dev | 1
SDGE | Imperial Valley | 500 | Solar |  |  | 0 | 0 | 0 | 0 | 0 | 0 | 0 | 0 | 0 | 1 | 1 | 1 | 1 | 1 | 1 | 1 | 3 | 2 | 2 | 1 | 1 | 1 | 1 | 1 | 1 | 1 | 1 | 1 | 2 | 2 | 1 | 1+ | 1 |  | 1
EOP | Innovation | 138 | Solar |  |  | 0 | 0 | 0 | 0 | 0 | 0 | 0 | 0 | 0 | 1 | 1 | 1 | 1 | 1 | 1 | 1 | N/A | N/A | 2 | N/A | N/A | N/A | N/A | N/A | N/A | N/A | 2 | 2 | 4 | 1 | 3 | 1 | 1 |  | 0
EOP | Innovation | 230 | Solar |  |  | 300 | 0 | 300 | 0 | 0 | 0 | 300 | 0 | 300 | 1 | 1 | 1 | 1 | 1 | 1 | 1 | N/A | N/A | 2 | N/A | N/A | N/A | N/A | N/A | N/A | N/A | 2 | 2 | 4 | 1 | 3 | 1+ | 4 | Less total to better align with CI | 1
SCE NOL | Inyokern | 115 | Solar |  |  | 0 | 31.8 | 31.8 | 0 | 31.8 | 31.8 | 0 | 0 | 0 | 3 | 3 | 1 | 1 | 1 | 2 | 1 | 5 | 1 | 1 | 1 | 1 | 1 | 1 | 2 | 1 | 1 | 2 | 2 | 4 | 1 | 3 | 1+ | 1 |  | 1
EOP | IS Tap | 138 | Solar |  |  | 0 | 0 | 0 | 0 | 0 | 0 | 0 | 0 | 0 | 1 | 1 | 1 | 1 | 1 | 1 | 0 | N/A | N/A | 2 | N/A | N/A | N/A | N/A | N/A | N/A | N/A | 2 | 2 | 4 | 1 | 3 | 1 | 1 |  | 0
EOP | Ivanpah | 115 | Solar |  |  | 0 | 0 | 0 | 0 | 0 | 0 | 0 | 0 | 0 | 1 | 1 | 1 | 1 | 1 | 1 | 0 | N/A | N/A | 2 | N/A | N/A | N/A | N/A | N/A | N/A | N/A | 2 | 2 | 4 | 1 | 1 | 1+ | 1 |  | 1
EOP | Ivanpah | 230 | Solar |  |  | 0 | 0 | 0 | 0 | 0 | 0 | 0 | 0 | 0 | 1 | 1 | 1 | 1 | 1 | 1 | 0 | N/A | N/A | 2 | N/A | N/A | N/A | N/A | N/A | N/A | N/A | 2 | 2 | 4 | 1 | 1 | 1+ | 1 |  | 1
EOP | Jackass (DOE) | 138 | Solar |  |  | 0 | 0 | 0 | 0 | 0 | 0 | 0 | 0 | 0 | 1 | 1 | 1 | 1 | 1 | 1 | 0 | N/A | N/A | 2 | N/A | N/A | N/A | N/A | N/A | N/A | N/A | 2 | 2 | 4 | 1 | 3 | 1 | 1 |  | 0
PG&E NGBA | James B Black | 230 | Solar |  |  | 0 | 0 | 0 | 0 | 0 | 0 | 0 | 0 | 0 | 5 | 2 | 1 | 1 | 1 | 1 | 0 | 0 | 0 | 2 | 0 | 0 | 0 | 0 | 0 | 0 | 0 | 2 | 2 | 4 | 2 | 3 | 1 | 1 |  | 0
PG&E GBA | Jefferson | 230 | Solar |  |  | 0 | 0 | 0 | 0 | 0 | 0 | 0 | 0 | 0 | 1 | 1 | 1 | 1 | 1 | 1 | 0 | 0 | 0 | 2 | 0 | 0 | 0 | 0 | 0 | 0 | 0 | 2 | 1 | 3 | 1 | 2 | 1 | 1 |  | 0
PG&E NGBA | Jessup | 115 | Solar |  |  | 0 | 0 | 0 | 0 | 0 | 0 | 0 | 0 | 0 | 5 | 2 | 1 | 1 | 1 | 1 | 1 | 4 | 1 | 2 | 3 | 2 | 1 | 1 | 2 | 1 | 1 | 2 | 2 | 3 | 2 | 3 | 1 | 1 |  | 0
SCE Metro | Johanna | 230 | Solar |  |  | 0 | 0 | 0 | 0 | 0 | 0 | 0 | 0 | 0 | 1 | 1 | 1 | 1 | 1 | 1 | 1 | 4 | 1 | 2 | 3 | 1 | 1 | 3 | 3 | 1 | 1 | 1 | 1 | 2 | 1 | 1 | 1 | 1 |  | 0
SCE Eastern | Julian Hinds | 230 | Solar |  |  | 0 | 0 | 0 | 0 | 0 | 0 | 0 | 0 | 0 | 5 | 5 | 3 | 3 | 3 | 1 | 1 | 1 | 1 | 2 | 1 | 5 | 1 | 1 | 5 | 1 | 1 | 2 | 1 | 4 | 1 | 3 | 1+ | 1 |  | 1
PG&E GBA | Kasson | 115 | Solar |  |  | 0 | 0 | 0 | 0 | 0 | 0 | 0 | 0 | 0 | 5 | 2 | 1 | 1 | 1 | 1 | 0 | 0 | 0 | 1 | 0 | 0 | 0 | 0 | 0 | 0 | 0 | 1 | 1 | 4 | 2 | 1 | 1+ | 1 |  | 1
PG&E GBA | Kasson | 60 | Solar |  |  | 0 | 0 | 0 | 0 | 0 | 0 | 0 | 0 | 0 | 5 | 2 | 1 | 1 | 1 | 1 | 0 | 0 | 0 | 1 | 0 | 0 | 0 | 0 | 0 | 0 | 0 | 1 | 1 | 4 | 2 | 1 | 1 | 1 |  | 0
PG&E FRESNO | Kearney | 230 | Solar |  |  | 0 | 0 | 0 | 0 | 0 | 0 | 0 | 0 | 0 | 5 | 2 | 1 | 1 | 1 | 1 | 1 | 2 | 2 | 1 | 1 | 1 | 1 | 1 | 1 | 1 | 1 | 1 | 1 | 3 | 2 | 1 | 1+ | 1 |  | 1
PG&E FRESNO | Kearney | 70 | Solar |  |  | 0 | 0 | 0 | 0 | 0 | 0 | 0 | 0 | 0 | 5 | 2 | 1 | 1 | 1 | 1 | 1 | 2 | 2 | 1 | 1 | 1 | 1 | 1 | 1 | 1 | 1 | 1 | 1 | 3 | 2 | 1 | 1 | 1 |  | 0
PG&E GBA | Kelso | 230 | Solar |  |  | 0 | 0 | 0 | 0 | 0 | 0 | 0 | 0 | 0 | 5 | 2 | 1 | 1 | 1 | 2 | 1 | 1 | 1 | 2 | 2 | 2 | 1 | 1 | 2 | 1 | 1 | 2 | 1 | 2 | 1 | 2 | 1+ | 1 |  | 1
PG&E FRESNO | Kerchoff 1 | 115 | Solar |  |  | 0 | 0 | 0 | 0 | 0 | 0 | 0 | 0 | 0 | 5 | 2 | 1 | 1 | 1 | 1 | 0 | 0 | 0 | 2 | 0 | 0 | 0 | 0 | 0 | 0 | 0 | 1 | 1 | 4 | 2 | 3 | 1 | 1 |  | 0
PG&E KERN | Kern Oil | 115 | Solar |  |  | 0 | 0 | 0 | 0 | 0 | 0 | 0 | 0 | 0 | 5 | 2 | 4 | 2 | 1 | 1 | 1 | 2 | 1 | 1 | 1 | 2 | 1 | 1 | 2 | 1 | 1 | 1 | 1 | 1 | 1 | 1 | 1 | 1 |  | 0
PG&E KERN | Kern PP | 115 | Solar |  |  | 0 | 0 | 0 | 0 | 0 | 0 | 0 | 0 | 0 | 5 | 2 | 4 | 2 | 1 | 1 | 1 | 2 | 1 | 1 | 1 | 1 | 1 | 1 | 2 | 1 | 1 | 1 | 1 | 2 | 1 | 2 | 1+ | 1 |  | 1
PG&E KERN | Kern PP | 230 | Solar |  |  | 0 | 0 | 0 | 0 | 0 | 0 | 0 | 0 | 0 | 5 | 2 | 4 | 2 | 1 | 1 | 1 | 2 | 1 | 1 | 1 | 1 | 1 | 1 | 2 | 1 | 1 | 1 | 1 | 2 | 1 | 2 | 1 | 1 |  | 0
PG&E KERN | Kern PP | 70 | Solar |  |  | 0 | 0 | 0 | 0 | 0 | 0 | 0 | 0 | 0 | 1 | 1 | 1 | 1 | 1 | 1 | 1 | 2 | 1 | 1 | 1 | 1 | 1 | 1 | 2 | 1 | 1 | 1 | 1 | 2 | 1 | 2 | 1 | 1 |  | 0
PG&E KERN | Kernridge | 115 | Solar |  |  | 0 | 0 | 0 | 0 | 0 | 0 | 0 | 0 | 0 | 5 | 2 | 4 | 2 | 1 | 1 | 1 | 1 | 1 | 1 | 1 | 2 | 1 | 1 | 2 | 1 | 1 | 1 | 1 | 1 | 1 | 1 | 1 | 1 |  | 0
PG&E FRESNO | Kingsburg | 115 | Solar |  |  | 0 | 0 | 0 | 0 | 0 | 0 | 0 | 0 | 0 | 5 | 2 | 4 | 2 | 1 | 1 | 1 | 2 | 2 | 1 | 1 | 1 | 1 | 1 | 1 | 1 | 1 | 1 | 1 | 2 | 2 | 1 | 1 | 1 |  | 0
PG&E GBA | Kirker | 115 | Solar |  |  | 0 | 0 | 0 | 0 | 0 | 0 | 0 | 0 | 0 | 5 | 2 | 1 | 1 | 1 | 1 | 1 | 1 | 1 | 2 | 2 | 1 | 1 | 1 | 2 | 1 | 1 | 2 | 1 | 3 | 1 | 1 | 1 | 1 |  | 0
PG&E NGBA | Knights Landing | 115 | Solar |  |  | 0 | 0 | 0 | 0 | 0 | 0 | 0 | 0 | 0 | 5 | 2 | 1 | 1 | 1 | 1 | 0 | 0 | 0 | 2 | 0 | 0 | 0 | 0 | 0 | 0 | 0 | 2 | 1 | 4 | 2 | 3 | 1 | 1 |  | 0
PG&E NGBA | Konocti | 60 | Solar |  |  | 0 | 0 | 0 | 0 | 0 | 0 | 0 | 0 | 0 | 5 | 2 | 1 | 1 | 1 | 1 | 0 | 0 | 0 | 2 | 0 | 0 | 0 | 0 | 0 | 0 | 0 | 2 | 2 | 4 | 2 | 3 | 1 | 1 |  | 0
SCE NOL | Kramer | 115 | Solar |  |  | 0 | 8 | 8 | 0 | 8 | 8 | 0 | 0 | 0 | 3 | 3 | 1 | 1 | 1 | 1 | 4 | 4 | 1 | 2 | 1 | 4 | 1 | 1 | 5 | 2 | 1 | 2 | 1 | 4 | 1 | 3 | 1+ | 1 |  | 1
SCE NOL | Kramer | 230 | Solar |  |  | 75 | 200 | 275 | 75 | 200 | 275 | 0 | 0 | 0 | 3 | 3 | 1 | 1 | 1 | 1 | 4 | 4 | 1 | 2 | 1 | 4 | 1 | 1 | 5 | 2 | 1 | 2 | 1 | 4 | 1 | 3 | 4+ | 5 | Less overall, shifted due to Tx and Env impacts | 1
SCE Metro | La Cienega | 230 | Solar |  |  | 0 | 0 | 0 | 0 | 0 | 0 | 0 | 0 | 0 | 1 | 1 | 1 | 1 | 1 | 1 | 1 | 1 | 1 | 2 | 3 | 1 | 1 | 1 | 1 | 1 | 1 | 1 | 1 | 2 | 1 | 2 | 1 | 1 |  | 0
SCE Metro | La Fresa | 230 | Solar |  |  | 0 | 0 | 0 | 0 | 0 | 0 | 0 | 0 | 0 | 1 | 1 | 1 | 1 | 1 | 1 | 1 | 2 | 1 | 2 | 1 | 1 | 1 | 3 | 3 | 1 | 1 | 1 | 1 | 2 | 1 | 2 | 1 | 1 |  | 0
SCE Metro | Laguna Bell | 230 | Solar |  |  | 0 | 0 | 0 | 0 | 0 | 0 | 0 | 0 | 0 | 1 | 1 | 1 | 1 | 1 | 1 | 1 | 1 | 1 | 2 | 1 | 1 | 1 | 1 | 1 | 1 | 1 | 1 | 1 | 2 | 1 | 1 | 1 | 1 |  | 0
PG&E KERN | Lakeview | 70 | Solar |  |  | 0 | 70 | 70 | 0 | 70 | 70 | 0 | 0 | 0 | 5 | 2 | 4 | 2 | 1 | 5 | 1 | 1 | 2 | 1 | 1 | 1 | 1 | 1 | 1 | 1 | 1 | 1 | 1 | 4 | 1 | 1 | 1 | 1 |  | 1
PG&E NGBA | Lakeville | 230 | Solar |  |  | 0 | 0 | 0 | 0 | 0 | 0 | 0 | 0 | 0 | 5 | 2 | 1 | 1 | 1 | 1 | 1 | 2 | 1 | 2 | 3 | 3 | 1 | 2 | 3 | 1 | 1 | 2 | 1 | 4 | 2 | 3 | 1 | 4 | Less to better align with CI | 1
PG&E NGBA | Lakeville | 60 | Solar |  |  | 0 | 0 | 0 | 0 | 0 | 0 | 0 | 0 | 0 | 5 | 2 | 1 | 1 | 1 | 1 | 1 | 2 | 1 | 2 | 3 | 3 | 1 | 2 | 3 | 1 | 1 | 2 | 1 | 4 | 2 | 3 | 1 | 1 |  | 0
PG&E NGBA | Lakeville | 115 | Solar |  |  | 0 | 0 | 0 | 0 | 0 | 0 | 0 | 0 | 0 | 5 | 2 | 1 | 1 | 1 | 2 | 1 | 2 | 1 | 2 | 3 | 3 | 1 | 2 | 3 | 1 | 1 | 2 | 1 | 4 | 2 | 3 | 1 | 1 |  | 0
PG&E GBA | Lakewood | 115 | Solar |  |  | 0 | 0 | 0 | 0 | 0 | 0 | 0 | 0 | 0 | 5 | 2 | 1 | 1 | 1 | 1 | 0 | 0 | 0 | 2 | 0 | 0 | 0 | 0 | 0 | 0 | 0 | 2 | 1 | 3 | 1 | 2 | 1 | 1 |  | 0
PG&E NGBA | Lambie | 230 | Solar |  |  | 0 | 0 | 0 | 0 | 0 | 0 | 0 | 0 | 0 | 5 | 2 | 1 | 1 | 1 | 1 | 0 | 0 | 0 | 2 | 0 | 0 | 0 | 0 | 0 | 0 | 0 | 2 | 1 | 1 | 1 | 1 | 1 | 1 |  | 0
PG&E GBA | Lammers | 115 | Solar |  |  | 0 | 0 | 0 | 0 | 0 | 0 | 0 | 0 | 0 | 5 | 2 | 1 | 1 | 1 | 1 | 0 | 0 | 0 | 1 | 0 | 0 | 0 | 0 | 0 | 0 | 0 | 1 | 1 | 1 | 2 | 2 | 1 | 1 |  | 0
PG&E KERN | Lamont | 115 | Solar |  |  | 0 | 80 | 80 | 0 | 0 | 0 | 0 | 80 | 80 | 5 | 2 | 4 | 2 | 1 | 2 | 1 | 1 | 2 | 1 | 1 | 1 | 1 | 1 | 1 | 1 | 1 | 1 | 1 | 2 | 1 | 1 | 3+ | 1 |  | 1
PG&E FRESNO | Las Aguilas | 230 | Solar |  |  | 0 | 0 | 0 | 0 | 0 | 0 | 0 | 0 | 0 | 1 | 1 | 1 | 1 | 1 | 1 | 0 | 0 | 0 | 2 | 0 | 0 | 0 | 0 | 0 | 0 | 0 | 2 | 2 | 4 | 2 | 2 | 1 | 1 |  | 0
EOP | Lathrop | 138 | Solar |  |  | 0 | 0 | 0 | 0 | 0 | 0 | 0 | 0 | 0 | 1 | 1 | 1 | 1 | 1 | 1 | 1 | N/A | N/A | 2 | N/A | N/A | N/A | N/A | N/A | N/A | N/A | 2 | 2 | 4 | 1 | 3 | 1 | 1 |  | 0
EOP | Lathrop | 230 | Solar |  |  | 0 | 0 | 0 | 0 | 0 | 0 | 0 | 0 | 0 | 1 | 1 | 1 | 1 | 2 | 1 | 1 | N/A | N/A | 2 | N/A | N/A | N/A | N/A | N/A | N/A | N/A | 2 | 2 | 4 | 1 | 3 | 2+ | 1 |  | 1
PG&E FRESNO | Le Grand | 115 | Solar |  |  | 0 | 0 | 0 | 0 | 0 | 0 | 0 | 0 | 0 | 5 | 2 | 1 | 1 | 1 | 1 | 1 | 1 | 1 | 1 | 1 | 1 | 1 | 1 | 2 | 1 | 1 | 1 | 1 | 3 | 2 | 1 | 2+ | 1 |  | 1
PG&E FRESNO | Lemoore | 70 | Solar |  |  | 0 | 22 | 22 | 0 | 0 | 0 | 0 | 22 | 22 | 1 | 1 | 1 | 1 | 1 | 3 | 1 | 1 | 1 | 1 | 1 | 1 | 1 | 1 | 1 | 1 | 1 | 1 | 1 | 3 | 2 | 2 | 1 | 1 |  | 1
PG&E KERN | Lerdo | 115 | Solar |  |  | 0 | 0 | 0 | 0 | 0 | 0 | 0 | 0 | 0 | 5 | 2 | 4 | 2 | 1 | 1 | 1 | 1 | 2 | 1 | 1 | 1 | 1 | 1 | 1 | 1 | 1 | 1 | 1 | 4 | 1 | 1 | 1 | 1 |  | 0
SCE Metro | Lewis | 230 | Solar |  |  | 0 | 0 | 0 | 0 | 0 | 0 | 0 | 0 | 0 | 1 | 1 | 1 | 1 | 1 | 1 | 1 | 3 | 1 | 2 | 5 | 1 | 1 | 1 | 1 | 1 | 1 | 1 | 1 | 3 | 1 | 2 | 1 | 1 |  | 0
SCE Metro | Lighthipe | 230 | Solar |  |  | 0 | 0 | 0 | 0 | 0 | 0 | 0 | 0 | 0 | 1 | 1 | 1 | 1 | 1 | 1 | 1 | 4 | 1 | 2 | 1 | 1 | 1 | 1 | 1 | 1 | 1 | 1 | 1 | 2 | 1 | 1 | 1 | 1 |  | 0
SDGE | Lilac | 69 | Solar |  |  | 0 | 0 | 0 | 0 | 0 | 0 | 0 | 0 | 0 | 1 | 1 | 1 | 1 | 1 | 1 | 0 | 0 | 0 | 2 | 0 | 0 | 0 | 0 | 0 | 0 | 0 | 2 | 1 | 3 | 1 | 3 | 1 | 1 |  | 0
PG&E NGBA | Lincoln | 115 | Solar |  |  | 0 | 0 | 0 | 0 | 0 | 0 | 0 | 0 | 0 | 5 | 2 | 1 | 1 | 1 | 1 | 0 | 0 | 0 | 2 | 0 | 0 | 0 | 0 | 0 | 0 | 0 | 2 | 1 | 3 | 2 | 3 | 1 | 1 |  | 0
PG&E KERN | Live Oak | 115 | Solar |  |  | 0 | 0 | 0 | 0 | 0 | 0 | 0 | 0 | 0 | 5 | 2 | 4 | 2 | 1 | 1 | 0 | 0 | 0 | 1 | 0 | 0 | 0 | 0 | 0 | 0 | 0 | 1 | 1 | 1 | 1 | 1 | 1 | 1 |  | 0
PG&E GBA | Llagas | 115 | Solar |  |  | 0 | 0 | 0 | 0 | 0 | 0 | 0 | 0 | 0 | 1 | 1 | 1 | 1 | 1 | 1 | 1 | 2 | 1 | 2 | 3 | 2 | 1 | 1 | 2 | 1 | 1 | 2 | 1 | 2 | 2 | 1 | 1+ | 1 |  | 1
PG&E GBA | Lockeford | 115 | Solar |  |  | 0 | 0 | 0 | 0 | 0 | 0 | 0 | 0 | 0 | 5 | 2 | 1 | 1 | 1 | 1 | 1 | 3 | 1 | 1 | 1 | 1 | 1 | 1 | 1 | 1 | 1 | 1 | 1 | 4 | 2 | 2 | 1 | 1 |  | 0
PG&E GBA | Lockeford | 230 | Solar |  |  | 0 | 0 | 0 | 0 | 0 | 0 | 0 | 0 | 0 | 5 | 2 | 1 | 1 | 1 | 1 | 1 | 3 | 1 | 1 | 1 | 1 | 1 | 1 | 1 | 1 | 1 | 1 | 1 | 4 | 2 | 2 | 1 | 1 |  | 0
PG&E GBA | Lockeford | 60 | Solar |  |  | 0 | 0 | 0 | 0 | 0 | 0 | 0 | 0 | 0 | 5 | 2 | 1 | 1 | 1 | 1 | 1 | 3 | 1 | 1 | 1 | 1 | 1 | 1 | 1 | 1 | 1 | 1 | 1 | 4 | 2 | 2 | 1 | 1 |  | 0
PG&E GBA | Lodi | 230 | Solar |  |  | 0 | 0 | 0 | 0 | 0 | 0 | 0 | 0 | 0 | 5 | 2 | 1 | 1 | 1 | 1 | 0 | 0 | 0 | 1 | 0 | 0 | 0 | 0 | 0 | 0 | 0 | 1 | 1 | 1 | 2 | 1 | 1 | 1 |  | 0
PG&E NGBA | Logan Creek | 230 | Solar |  |  | 0 | 0 | 0 | 0 | 0 | 0 | 0 | 0 | 0 | 5 | 2 | 1 | 1 | 1 | 1 | 1 | 1 | 1 | 2 | 1 | 1 | 1 | 1 | 1 | 1 | 1 | 2 | 2 | 4 | 1 | 2 | 1+ | 1 |  | 1
PG&E GBA | Lone Tree | 230 | Solar |  |  | 0 | 0 | 0 | 0 | 0 | 0 | 0 | 0 | 0 | 5 | 2 | 1 | 1 | 1 | 1 | 1 | 1 | 1 | 2 | 2 | 1 | 2 | 2 | 2 | 1 | 1 | 2 | 1 | 3 | 1 | 2 | 1 | 1 |  | 0
PG&E FRESNO | Los Banos | 230 | Solar |  |  | 150 | 280 | 430 | 0 | 0 | 0 | 150 | 280 | 430 | 1 | 1 | 1 | 1 | 2 | 1 | 2 | 1 | 1 | 1 | 1 | 2 | 1 | 1 | 2 | 1 | 1 | 1 | 1 | 4 | 2 | 1 | 2- | 5 | Same total, shifted from FCDS to EODS to align with CI | 1
PG&E FRESNO | Los Banos | 500 | Solar |  |  | 0 | 0 | 0 | 0 | 0 | 0 | 0 | 0 | 0 | 1 | 1 | 1 | 1 | 1 | 1 | 2 | 1 | 1 | 1 | 1 | 2 | 1 | 1 | 2 | 1 | 1 | 1 | 1 | 4 | 2 | 1 | 2+ | 1 |  | 1
SDGE | Los Coches | 138 | Solar |  |  | 0 | 0 | 0 | 0 | 0 | 0 | 0 | 0 | 0 | 5 | 5 | 1 | 1 | 1 | 1 | 0 | 0 | 0 | 2 | 0 | 0 | 0 | 0 | 0 | 0 | 0 | 2 | 2 | 4 | 2 | 3 | 1 | 1 |  | 0
SDGE | Los Coches | 69 | Solar |  |  | 0 | 0 | 0 | 0 | 0 | 0 | 0 | 0 | 0 | 1 | 1 | 1 | 1 | 1 | 3 | 0 | 0 | 0 | 2 | 0 | 0 | 0 | 0 | 0 | 0 | 0 | 2 | 2 | 4 | 2 | 3 | 1 | 1 |  | 0
PG&E GBA | Los Esteros | 115 | Solar |  |  | 0 | 0 | 0 | 0 | 0 | 0 | 0 | 0 | 0 | 1 | 1 | 1 | 1 | 1 | 1 | 1 | 1 | 1 | 2 | 5 | 1 | 1 | 1 | 2 | 2 | 1 | 2 | 1 | 1 | 2 | 1 | 1 | 1 |  | 0
PG&E GBA | Los Esteros | 230 | Solar |  |  | 0 | 0 | 0 | 0 | 0 | 0 | 0 | 0 | 0 | 1 | 1 | 1 | 1 | 1 | 2 | 1 | 1 | 1 | 2 | 5 | 1 | 1 | 1 | 2 | 2 | 1 | 2 | 1 | 1 | 2 | 1 | 1 | 1 |  | 0
PG&E GBA | Los Positas | 230 | Solar |  |  | 0 | 0 | 0 | 0 | 0 | 0 | 0 | 0 | 0 | 5 | 2 | 1 | 1 | 1 | 1 | 0 | 0 | 0 | 2 | 0 | 0 | 0 | 0 | 0 | 0 | 0 | 2 | 1 | 3 | 1 | 3 | 1 | 1 |  | 0
PG&E GBA | Los Positas | 60 | Solar |  |  | 0 | 0 | 0 | 0 | 0 | 0 | 0 | 0 | 0 | 5 | 2 | 1 | 1 | 1 | 1 | 0 | 0 | 0 | 2 | 0 | 0 | 0 | 0 | 0 | 0 | 0 | 2 | 1 | 3 | 1 | 3 | 1 | 1 |  | 0
SDGE | Loveland | 69 | Solar |  |  | 0 | 0 | 0 | 0 | 0 | 0 | 0 | 0 | 0 | 1 | 1 | 1 | 1 | 1 | 1 | 0 | 0 | 0 | 2 | 0 | 0 | 0 | 0 | 0 | 0 | 0 | 2 | 1 | 3 | 1 | 3 | 1 | 1 |  | 0
SCE NOL | Lugo | 230 | Solar |  |  | 0 | 0 | 0 | 0 | 0 | 0 | 0 | 0 | 0 | 1 | 1 | 1 | 1 | 1 | 1 | 1 | 3 | 1 | 2 | 5 | 1 | 3 | 2 | 3 | 1 | 1 | 2 | 1 | 4 | 1 | 2 | 1 | 1 |  | 0
SCE Metro | Lugo | 500 | Solar |  |  | 0 | 0 | 0 | 0 | 0 | 0 | 0 | 0 | 0 | 1 | 1 | 1 | 1 | 3 | 1 | 0 | N/A | N/A | 2 | N/A | N/A | N/A | N/A | N/A | N/A | N/A | 2 | 1 | 4 | 1 | 2 | 1 | 1 |  | 0
PG&E FRESNO | Madera | 70 | Solar |  |  | 0 | 0 | 0 | 0 | 0 | 0 | 0 | 0 | 0 | 5 | 2 | 1 | 1 | 1 | 1 | 0 | 0 | 0 | 1 | 0 | 0 | 0 | 0 | 0 | 0 | 0 | 1 | 1 | 4 | 2 | 1 | 1 | 1 |  | 0
PG&E NGBA | Madison | 115 | Solar |  |  | 0 | 13 | 13 | 0 | 13 | 13 | 0 | 0 | 0 | 5 | 2 | 1 | 1 | 3 | 1 | 1 | 1 | 2 | 2 | 1 | 3 | 1 | 1 | 3 | 1 | 1 | 2 | 1 | 4 | 2 | 3 | 1 | 1 |  | 1
PG&E KERN | Magunden | 115 | Solar |  |  | 0 | 0 | 0 | 0 | 0 | 0 | 0 | 0 | 0 | 5 | 2 | 4 | 2 | 1 | 1 | 1 | 1 | 1 | 1 | 1 | 1 | 1 | 1 | 2 | 1 | 1 | 1 | 1 | 2 | 1 | 1 | 1 | 1 |  | 0
SCE Northern | Magunden | 230 | Solar |  |  | 0 | 0 | 0 | 0 | 0 | 0 | 0 | 0 | 0 | 1 | 1 | 1 | 1 | 1 | 1 | 1 | 1 | 1 | 1 | 1 | 1 | 1 | 1 | 2 | 1 | 1 | 1 | 1 | 2 | 1 | 1 | 1 | 1 |  | 0
PG&E FRESNO | Malaga | 115 | Solar |  |  | 0 | 0 | 0 | 0 | 0 | 0 | 0 | 0 | 0 | 5 | 2 | 4 | 2 | 1 | 2 | 1 | 3 | 2 | 1 | 1 | 1 | 1 | 1 | 1 | 1 | 1 | 1 | 1 | 1 | 2 | 1 | 1 | 1 |  | 0
PG&E NGBA | Malin | 500 | Solar |  |  | 0 | 0 | 0 | 0 | 0 | 0 | 0 | 0 | 0 | 5 | 2 | 1 | 1 | 1 | 1 | 0 | 0 | 0 | 2 | 0 | 0 | 0 | 0 | 0 | 0 | 0 | 2 | 2 | 4 | 2 | 3 | 1 | 1 |  | 0
SCE Northern | Mandalay | 230 | Solar |  |  | 0 | 0 | 0 | 0 | 0 | 0 | 0 | 0 | 0 | 1 | 1 | 1 | 1 | 1 | 1 | 1 | 1 | 1 | 1 | 5 | 1 | 1 | 1 | 1 | 1 | 1 | 2 | 1 | 2 | 1 | 1 | 1 | 1 |  | 0
PG&E FRESNO | Manning | 230 | Solar |  |  | 0 | 0 | 0 | 0 | 0 | 0 | 0 | 0 | 0 | 1 | 1 | 1 | 1 | 1 | 1 | 1 | 2 | 2 | 1 | 1 | 1 | 1 | 1 | 1 | 1 | 1 | 1 | 1 | 2 | 2 | 1 | 1+ | 1 |  | 1
PG&E FRESNO | Manning | 500 | Solar |  |  | 0 | 600 | 600 | 0 | 0 | 0 | 0 | 600 | 600 | 1 | 1 | 1 | 1 | 1 | 1 | 1 | 2 | 2 | 1 | 1 | 1 | 1 | 1 | 1 | 1 | 1 | 1 | 1 | 2 | 2 | 1 | 3- | 4 | Same total, shifted from FCDS to EODS to align with CI | 1
PG&E GBA | Manteca | 115 | Solar |  |  | 0 | 0 | 0 | 0 | 0 | 0 | 0 | 0 | 0 | 5 | 2 | 4 | 2 | 1 | 1 | 0 | 0 | 0 | 1 | 0 | 0 | 0 | 0 | 0 | 0 | 0 | 1 | 1 | 2 | 2 | 2 | 1 | 1 |  | 0
SDGE | Margarita | 138 | Solar |  |  | 0 | 0 | 0 | 0 | 0 | 0 | 0 | 0 | 0 | 1 | 1 | 1 | 1 | 1 | 1 | 1 | 4 | 1 | 2 | 5 | 1 | 2 | 2 | 3 | 2 | 1 | 1 | 1 | 2 | 1 | 3 | 1 | 1 |  | 0
PG&E GBA | Martin | 230 | Solar |  |  | 0 | 0 | 0 | 0 | 0 | 0 | 0 | 0 | 0 | 5 | 2 | 1 | 1 | 1 | 1 | 1 | 4 | 1 | 2 | 4 | 1 | 1 | 2 | 2 | 1 | 1 | 2 | 1 | 3 | 1 | 2 | 1 | 1 |  | 0
PG&E GBA | Martin | 115 | Solar |  |  | 0 | 0 | 0 | 0 | 0 | 0 | 0 | 0 | 0 | 1 | 1 | 1 | 1 | 1 | 3 | 1 | 4 | 1 | 2 | 4 | 1 | 1 | 2 | 2 | 1 | 1 | 2 | 1 | 3 | 1 | 2 | 1 | 1 |  | 0
PG&E GBA | Martinez | 115 | Solar |  |  | 0 | 0 | 0 | 0 | 0 | 0 | 0 | 0 | 0 | 5 | 2 | 1 | 1 | 1 | 1 | 1 | 4 | 1 | 2 | 2 | 1 | 1 | 2 | 3 | 1 | 1 | 2 | 1 | 1 | 1 | 1 | 1 | 1 |  | 0
PG&E FRESNO | Mc Mullin | 230 | Solar |  |  | 0 | 0 | 0 | 0 | 0 | 0 | 0 | 0 | 0 | 5 | 2 | 1 | 1 | 1 | 1 | 1 | 1 | 1 | 1 | 1 | 1 | 1 | 1 | 1 | 1 | 1 | 1 | 1 | 3 | 2 | 1 | 1+ | 1 |  | 1
PG&E FRESNO | McCall | 115 | Solar |  |  | 0 | 0 | 0 | 0 | 0 | 0 | 0 | 0 | 0 | 5 | 2 | 1 | 1 | 1 | 1 | 1 | 3 | 3 | 1 | 1 | 1 | 1 | 1 | 1 | 1 | 1 | 1 | 1 | 3 | 2 | 1 | 1 | 1 |  | 0
PG&E FRESNO | McCall | 230 | Solar |  |  | 0 | 0 | 0 | 0 | 0 | 0 | 0 | 0 | 0 | 5 | 2 | 1 | 1 | 1 | 1 | 1 | 3 | 3 | 1 | 1 | 1 | 1 | 1 | 1 | 1 | 1 | 1 | 1 | 3 | 2 | 1 | 1 | 1 |  | 0
PG&E GBA | Meadow Lane | 115 | Solar |  |  | 0 | 0 | 0 | 0 | 0 | 0 | 0 | 0 | 0 | 5 | 2 | 1 | 1 | 1 | 1 | 0 | 0 | 0 | 2 | 0 | 0 | 0 | 0 | 0 | 0 | 0 | 2 | 1 | 2 | 1 | 1 | 1 | 1 |  | 0
PG&E GBA | Melones | 115 | Solar |  |  | 0 | 0 | 0 | 0 | 0 | 0 | 0 | 0 | 0 | 5 | 2 | 1 | 1 | 1 | 1 | 1 | 2 | 1 | 2 | 3 | 2 | 1 | 2 | 3 | 2 | 1 | 2 | 1 | 4 | 1 | 3 | 1 | 1 |  | 0
PG&E GBA | Melones | 230 | Solar |  |  | 0 | 0 | 0 | 0 | 0 | 0 | 0 | 0 | 0 | 5 | 2 | 1 | 1 | 1 | 1 | 1 | 2 | 1 | 2 | 3 | 2 | 1 | 2 | 3 | 2 | 1 | 2 | 1 | 4 | 1 | 3 | 1 | 1 |  | 0
SDGE | Melrose | 69 | Solar |  |  | 0 | 0 | 0 | 0 | 0 | 0 | 0 | 0 | 0 | 1 | 1 | 1 | 1 | 1 | 3 | 0 | 0 | 0 | 2 | 0 | 0 | 0 | 0 | 0 | 0 | 0 | 2 | 1 | 3 | 1 | 3 | 1 | 1 |  | 0
PG&E NGBA | Mendocino | 115 | Solar |  |  | 0 | 0 | 0 | 0 | 0 | 0 | 0 | 0 | 0 | 5 | 2 | 1 | 1 | 1 | 1 | 1 | 1 | 1 | 2 | 5 | 1 | 1 | 1 | 2 | 2 | 1 | 2 | 2 | 4 | 2 | 3 | 1 | 1 |  | 0
PG&E NGBA | Mendocino | 60 | Solar |  |  | 0 | 0 | 0 | 0 | 0 | 0 | 0 | 0 | 0 | 5 | 2 | 1 | 1 | 1 | 1 | 1 | 1 | 1 | 2 | 5 | 1 | 1 | 1 | 2 | 2 | 1 | 2 | 2 | 4 | 2 | 3 | 1 | 1 |  | 0
PG&E FRESNO | Mendota | 115 | Solar |  |  | 0 | 0 | 0 | 0 | 0 | 0 | 0 | 0 | 0 | 5 | 2 | 1 | 1 | 1 | 1 | 1 | 1 | 1 | 1 | 1 | 1 | 1 | 1 | 1 | 1 | 1 | 1 | 1 | 3 | 2 | 1 | 1+ | 1 |  | 1
PG&E GBA | Menlo | 60 | Solar |  |  | 0 | 0 | 0 | 0 | 0 | 0 | 0 | 0 | 0 | 5 | 2 | 1 | 1 | 1 | 1 | 0 | 0 | 0 | 2 | 0 | 0 | 0 | 0 | 0 | 0 | 0 | 2 | 1 | 3 | 1 | 2 | 1 | 1 |  | 0
PG&E FRESNO | Merced | 115 | Solar |  |  | 0 | 0 | 0 | 0 | 0 | 0 | 0 | 0 | 0 | 5 | 2 | 1 | 1 | 1 | 1 | 1 | 1 | 1 | 1 | 1 | 1 | 1 | 1 | 3 | 1 | 1 | 1 | 1 | 4 | 2 | 1 | 1 | 1 |  | 0
EOP | Mercury | 138 | Solar |  |  | 0 | 0 | 0 | 0 | 0 | 0 | 0 | 0 | 0 | 1 | 1 | 1 | 1 | 1 | 1 | 1 | N/A | N/A | 2 | N/A | N/A | N/A | N/A | N/A | N/A | N/A | 2 | 2 | 4 | 1 | 3 | 1 | 1 |  | 0
PG&E FRESNO | Mercy Springs | 70 | Solar |  |  | 0 | 75 | 75 | 0 | 75 | 75 | 0 | 0 | 0 | 1 | 1 | 1 | 1 | 1 | 5 | 1 | 1 | 1 | 1 | 1 | 1 | 1 | 1 | 1 | 1 | 1 | 1 | 1 | 4 | 2 | 1 | 1 | 1 |  | 1
PG&E NGBA | Meridian | 60 | Solar |  |  | 0 | 0 | 0 | 0 | 0 | 0 | 0 | 0 | 0 | 5 | 2 | 1 | 1 | 1 | 1 | 0 | 0 | 0 | 2 | 0 | 0 | 0 | 0 | 0 | 0 | 0 | 2 | 2 | 4 | 1 | 3 | 1 | 1 |  | 0
PG&E KERN | Mesa (PGE) | 115 | Solar |  |  | 0 | 0 | 0 | 0 | 0 | 0 | 0 | 0 | 0 | 1 | 1 | 1 | 1 | 1 | 1 | 1 | 1 | 1 | 2 | 4 | 1 | 1 | 1 | 1 | 1 | 1 | 2 | 2 | 3 | 2 | 2 | 1+ | 1 |  | 1
PG&E KERN | Mesa (PGE) | 230 | Solar |  |  | 0 | 0 | 0 | 0 | 0 | 0 | 0 | 0 | 0 | 5 | 2 | 4 | 2 | 1 | 1 | 1 | 1 | 1 | 2 | 4 | 1 | 1 | 1 | 1 | 1 | 1 | 2 | 2 | 3 | 2 | 2 | 1 | 1 |  | 0
SCE Metro | Mesa (SCE) | 230 | Solar |  |  | 0 | 0 | 0 | 0 | 0 | 0 | 0 | 0 | 0 | 1 | 1 | 1 | 1 | 1 | 5 | 1 | 1 | 1 | 2 | 1 | 1 | 1 | 1 | 1 | 1 | 1 | 1 | 1 | 3 | 1 | 2 | 1 | 1 |  | 0
SCE Metro | Mesa (SCE) | 500 | Solar |  |  | 0 | 0 | 0 | 0 | 0 | 0 | 0 | 0 | 0 | 1 | 1 | 1 | 1 | 1 | 1 | 1 | 1 | 1 | 2 | 1 | 1 | 1 | 1 | 1 | 1 | 1 | 1 | 1 | 3 | 1 | 2 | 1 | 1 |  | 0
SDGE | Mesa Heights | 69 | Solar |  |  | 0 | 0 | 0 | 0 | 0 | 0 | 0 | 0 | 0 | 1 | 1 | 1 | 1 | 1 | 3 | 0 | 0 | 0 | 2 | 0 | 0 | 0 | 0 | 0 | 0 | 0 | 2 | 1 | 2 | 1 | 3 | 1 | 1 |  | 0
PG&E GBA | Metcalf | 115 | Solar |  |  | 0 | 0 | 0 | 0 | 0 | 0 | 0 | 0 | 0 | 1 | 1 | 1 | 1 | 1 | 1 | 1 | 1 | 1 | 2 | 5 | 3 | 1 | 1 | 3 | 2 | 1 | 2 | 1 | 1 | 2 | 3 | 1 | 1 |  | 0
PG&E GBA | Metcalf | 230 | Solar |  |  | 0 | 0 | 0 | 0 | 0 | 0 | 0 | 0 | 0 | 1 | 1 | 1 | 1 | 1 | 2 | 1 | 1 | 1 | 2 | 5 | 3 | 1 | 1 | 3 | 2 | 1 | 2 | 1 | 1 | 2 | 3 | 1 | 1 |  | 0
PG&E GBA | Metcalf | 500 | Solar |  |  | 0 | 0 | 0 | 0 | 0 | 0 | 0 | 0 | 0 | 1 | 1 | 1 | 1 | 1 | 1 | 1 | 1 | 1 | 2 | 5 | 3 | 1 | 1 | 3 | 2 | 1 | 2 | 1 | 1 | 2 | 3 | 1+ | 1 |  | 1
PG&E KERN | Midway | 115 | Solar |  |  | 204 | 120 | 324 | 0 | 0 | 0 | 204 | 120 | 324 | 5 | 2 | 4 | 2 | 3 | 4 | 2 | 1 | 2 | 1 | 1 | 1 | 1 | 2 | 2 | 1 | 1 | 1 | 1 | 3 | 1 | 1 | 3+ | 1 |  | 1
PG&E KERN | Midway | 230 | Solar |  |  | 0 | 0 | 0 | 0 | 0 | 0 | 0 | 0 | 0 | 5 | 2 | 4 | 2 | 1 | 1 | 3 | 2 | 2 | 1 | 1 | 1 | 1 | 2 | 2 | 1 | 1 | 1 | 1 | 3 | 1 | 1 | 1+ | 1 |  | 1
PG&E KERN | Midway | 500 | Solar |  |  | 300 | 350 | 650 | 0 | 0 | 0 | 300 | 350 | 650 | 5 | 2 | 4 | 2 | 1 | 1 | 2 | 1 | 2 | 1 | 1 | 1 | 1 | 2 | 2 | 1 | 1 | 1 | 1 | 3 | 1 | 1 | 3+ | 1 |  | 1
SDGE | Miguel | 230 | Solar |  |  | 0 | 0 | 0 | 0 | 0 | 0 | 0 | 0 | 0 | 1 | 1 | 1 | 1 | 1 | 1 | 1 | 2 | 1 | 2 | 5 | 1 | 3 | 4 | 5 | 1 | 1 | 2 | 1 | 3 | 1 | 2 | 1 | 1 |  | 0
SDGE | Miguel | 500 | Solar |  |  | 0 | 0 | 0 | 0 | 0 | 0 | 0 | 0 | 0 | 1 | 1 | 1 | 1 | 1 | 1 | 1 | 2 | 1 | 2 | 5 | 1 | 3 | 4 | 5 | 1 | 1 | 2 | 1 | 3 | 1 | 2 | 1 | 1 |  | 0
SDGE | Miguel | 69 | Solar |  |  | 0 | 0 | 0 | 0 | 0 | 0 | 0 | 0 | 0 | 1 | 1 | 1 | 1 | 1 | 3 | 1 | 2 | 1 | 2 | 5 | 1 | 3 | 4 | 5 | 1 | 1 | 2 | 1 | 3 | 1 | 2 | 1 | 1 |  | 0
PG&E GBA | Millbrae | 115 | Solar |  |  | 0 | 0 | 0 | 0 | 0 | 0 | 0 | 0 | 0 | 1 | 1 | 1 | 1 | 1 | 1 | 0 | 0 | 0 | 2 | 0 | 0 | 0 | 0 | 0 | 0 | 0 | 2 | 1 | 3 | 1 | 2 | 1 | 1 |  | 0
PG&E GBA | Miller | 115 | Solar |  |  | 0 | 0 | 0 | 0 | 0 | 0 | 0 | 0 | 0 | 5 | 2 | 1 | 1 | 1 | 1 | 1 | 1 | 1 | 1 | 1 | 1 | 1 | 1 | 1 | 1 | 1 | 1 | 1 | 4 | 2 | 1 | 1 | 1 |  | 0
SCE Metro | Mira Loma | 230 | Solar |  |  | 0 | 0 | 0 | 0 | 0 | 0 | 0 | 0 | 0 | 1 | 1 | 1 | 1 | 1 | 5 | 1 | 4 | 1 | 2 | 3 | 1 | 1 | 1 | 1 | 1 | 1 | 1 | 1 | 1 | 1 | 1 | 1 | 1 |  | 0
SCE Metro | Mira Loma | 500 | Solar |  |  | 0 | 0 | 0 | 0 | 0 | 0 | 0 | 0 | 0 | 1 | 1 | 1 | 1 | 1 | 1 | 1 | 4 | 1 | 2 | 3 | 1 | 1 | 1 | 1 | 1 | 1 | 1 | 1 | 1 | 1 | 1 | 1 | 1 |  | 0
SCE Eastern | Mirage | 115 | Solar |  |  | 0 | 0 | 0 | 0 | 0 | 0 | 0 | 0 | 0 | 5 | 5 | 3 | 3 | 1 | 1 | 1 | 4 | 1 | 2 | 1 | 1 | 1 | 1 | 1 | 1 | 1 | 2 | 1 | 3 | 1 | 3 | 1 | 1 |  | 0
SCE Eastern | Mirage | 230 | Solar |  |  | 0 | 0 | 0 | 0 | 0 | 0 | 0 | 0 | 0 | 5 | 5 | 3 | 3 | 1 | 2 | 1 | 4 | 1 | 2 | 1 | 1 | 1 | 1 | 1 | 1 | 1 | 2 | 1 | 3 | 1 | 3 | 2+ | 1 |  | 1
SDGE | Mission | 138 | Solar |  |  | 0 | 0 | 0 | 0 | 0 | 0 | 0 | 0 | 0 | 1 | 1 | 1 | 1 | 1 | 1 | 1 | 4 | 1 | 2 | 1 | 1 | 1 | 2 | 3 | 1 | 1 | 2 | 1 | 2 | 1 | 2 | 1 | 1 |  | 0
SDGE | Mission | 230 | Solar |  |  | 0 | 0 | 0 | 0 | 0 | 0 | 0 | 0 | 0 | 1 | 1 | 1 | 1 | 1 | 1 | 1 | 4 | 1 | 2 | 1 | 1 | 1 | 2 | 3 | 1 | 1 | 2 | 1 | 2 | 1 | 2 | 1 | 1 |  | 0
SDGE | Mission | 69 | Solar |  |  | 0 | 0 | 0 | 0 | 0 | 0 | 0 | 0 | 0 | 1 | 1 | 1 | 1 | 1 | 1 | 1 | 4 | 1 | 2 | 1 | 1 | 1 | 2 | 3 | 1 | 1 | 2 | 1 | 2 | 1 | 2 | 1 | 1 |  | 0
PG&E GBA | Mi-Wuk | 115 | Solar |  |  | 0 | 0 | 0 | 0 | 0 | 0 | 0 | 0 | 0 | 5 | 2 | 1 | 1 | 1 | 1 | 0 | 0 | 0 | 2 | 0 | 0 | 0 | 0 | 0 | 0 | 0 | 2 | 1 | 4 | 1 | 3 | 1 | 1 |  | 0
EOP | Mohave | 500 | Solar |  |  | 400 | 0 | 400 | 0 | 0 | 0 | 400 | 0 | 400 | 1 | 1 | 1 | 1 | 2 | 1 | 1 | N/A | N/A | 2 | N/A | N/A | N/A | N/A | N/A | N/A | N/A | 2 | 2 | 3 | 1 | 3 | 2- | 4 | Shifted to North of Path 26 for improve reliability SERVM analysis | 1
PG&E NGBA | Monroe | 115 | Solar |  |  | 0 | 0 | 0 | 0 | 0 | 0 | 0 | 0 | 0 | 5 | 2 | 1 | 1 | 1 | 1 | 0 | 0 | 0 | 2 | 0 | 0 | 0 | 0 | 0 | 0 | 0 | 2 | 1 | 3 | 2 | 2 | 1 | 1 |  | 0
SDGE | Monserate | 69 | Solar |  |  | 0 | 0 | 0 | 0 | 0 | 0 | 0 | 0 | 0 | 1 | 1 | 1 | 1 | 1 | 1 | 0 | 0 | 0 | 2 | 0 | 0 | 0 | 0 | 0 | 0 | 0 | 2 | 1 | 3 | 1 | 3 | 1 | 1 |  | 0
PG&E GBA | Monta Vista | 115 | Solar |  |  | 0 | 0 | 0 | 0 | 0 | 0 | 0 | 0 | 0 | 1 | 1 | 1 | 1 | 1 | 1 | 0 | 0 | 0 | 2 | 0 | 0 | 0 | 0 | 0 | 0 | 0 | 2 | 1 | 3 | 2 | 3 | 1 | 1 |  | 0
PG&E GBA | Monta Vista | 230 | Solar |  |  | 0 | 0 | 0 | 0 | 0 | 0 | 0 | 0 | 0 | 1 | 1 | 1 | 1 | 1 | 1 | 0 | 0 | 0 | 2 | 0 | 0 | 0 | 0 | 0 | 0 | 0 | 2 | 1 | 3 | 2 | 3 | 1 | 1 |  | 0
PG&E GBA | Monta Vista | 60 | Solar |  |  | 0 | 0 | 0 | 0 | 0 | 0 | 0 | 0 | 0 | 1 | 1 | 1 | 1 | 1 | 1 | 0 | 0 | 0 | 2 | 0 | 0 | 0 | 0 | 0 | 0 | 0 | 2 | 1 | 3 | 2 | 3 | 1 | 1 |  | 0
PG&E NGBA | Monticello | 115 | Solar |  |  | 0 | 0 | 0 | 0 | 0 | 0 | 0 | 0 | 0 | 5 | 2 | 1 | 1 | 1 | 1 | 0 | 0 | 0 | 2 | 0 | 0 | 0 | 0 | 0 | 0 | 0 | 2 | 1 | 4 | 2 | 3 | 1 | 1 |  | 0
SCE Northern | Moorpark | 230 | Solar |  |  | 0 | 0 | 0 | 0 | 0 | 0 | 0 | 0 | 0 | 1 | 1 | 1 | 1 | 1 | 1 | 1 | 2 | 1 | 1 | 5 | 1 | 1 | 1 | 1 | 1 | 1 | 2 | 1 | 4 | 1 | 3 | 1 | 1 |  | 0
SCE Northern | Moorpark | 66 | Solar |  |  | 0 | 0 | 0 | 0 | 0 | 0 | 0 | 0 | 0 | 1 | 1 | 1 | 1 | 1 | 1 | 1 | 2 | 1 | 1 | 5 | 1 | 1 | 1 | 1 | 1 | 1 | 2 | 1 | 4 | 1 | 3 | 1 | 1 |  | 0
PG&E GBA | Moraga | 115 | Solar |  |  | 0 | 0 | 0 | 0 | 0 | 0 | 0 | 0 | 0 | 5 | 2 | 1 | 1 | 1 | 1 | 0 | 0 | 0 | 2 | 0 | 0 | 0 | 0 | 0 | 0 | 0 | 2 | 1 | 3 | 1 | 3 | 1 | 1 |  | 0
PG&E GBA | Moraga | 230 | Solar |  |  | 0 | 0 | 0 | 0 | 0 | 0 | 0 | 0 | 0 | 5 | 2 | 1 | 1 | 1 | 1 | 0 | 0 | 0 | 2 | 0 | 0 | 0 | 0 | 0 | 0 | 0 | 2 | 1 | 3 | 1 | 3 | 1 | 1 |  | 0
PG&E GBA | Morgan Hill | 115 | Solar |  |  | 0 | 0 | 0 | 0 | 0 | 0 | 0 | 0 | 0 | 1 | 1 | 1 | 1 | 1 | 1 | 0 | 0 | 0 | 2 | 0 | 0 | 0 | 0 | 0 | 0 | 0 | 2 | 1 | 3 | 2 | 2 | 1 | 1 |  | 0
PG&E KERN | Morro Bay | 115 | Solar |  |  | 0 | 0 | 0 | 0 | 0 | 0 | 0 | 0 | 0 | 1 | 1 | 1 | 1 | 1 | 1 | 1 | 1 | 1 | 2 | 5 | 2 | 1 | 1 | 3 | 2 | 1 | 2 | 2 | 2 | 2 | 3 | 1 | 1 |  | 0
PG&E KERN | Morro Bay | 230 | Solar |  |  | 0 | 0 | 0 | 0 | 0 | 0 | 0 | 0 | 0 | 5 | 2 | 4 | 2 | 1 | 1 | 1 | 1 | 1 | 2 | 5 | 2 | 1 | 1 | 3 | 2 | 1 | 2 | 2 | 2 | 2 | 3 | 1 | 1 |  | 0
PG&E KERN | Morro Bay | 500 | Solar |  |  | 0 | 0 | 0 | 0 | 0 | 0 | 0 | 0 | 0 | 5 | 2 | 4 | 2 | 1 | 1 | 1 | 1 | 1 | 2 | 5 | 2 | 1 | 1 | 3 | 2 | 1 | 2 | 2 | 2 | 2 | 3 | 1+ | 1 |  | 1
PG&E GBA | Moss Landing | 115 | Solar |  |  | 0 | 0 | 0 | 0 | 0 | 0 | 0 | 0 | 0 | 1 | 1 | 1 | 1 | 1 | 1 | 1 | 3 | 1 | 1 | 1 | 1 | 1 | 1 | 1 | 1 | 1 | 2 | 2 | 1 | 2 | 2 | 1 | 1 |  | 0
PG&E GBA | Moss Landing | 230 | Solar |  |  | 0 | 0 | 0 | 0 | 0 | 0 | 0 | 0 | 0 | 1 | 1 | 1 | 1 | 3 | 1 | 1 | 3 | 1 | 1 | 1 | 1 | 1 | 1 | 1 | 1 | 1 | 2 | 2 | 1 | 2 | 2 | 1 | 1 |  | 0
PG&E GBA | Moss Landing | 500 | Solar |  |  | 0 | 0 | 0 | 0 | 0 | 0 | 0 | 0 | 0 | 5 | 2 | 1 | 1 | 1 | 1 | 1 | 3 | 1 | 1 | 1 | 1 | 1 | 1 | 1 | 1 | 1 | 2 | 2 | 1 | 2 | 2 | 1 | 1 |  | 0
EOP | Mountain Pass | 115 | Solar |  |  | 0 | 0 | 0 | 0 | 0 | 0 | 0 | 0 | 0 | 1 | 1 | 1 | 1 | 1 | 1 | 0 | N/A | N/A | 2 | N/A | N/A | N/A | N/A | N/A | N/A | N/A | 2 | 2 | 4 | 1 | 1 | 1 | 1 |  | 0
PG&E GBA | Mountain View | 115 | Solar |  |  | 0 | 0 | 0 | 0 | 0 | 0 | 0 | 0 | 0 | 1 | 1 | 1 | 1 | 1 | 1 | 0 | 0 | 0 | 2 | 0 | 0 | 0 | 0 | 0 | 0 | 0 | 2 | 1 | 2 | 2 | 2 | 1 | 1 |  | 0
PG&E GBA | Mt Eden | 115 | Solar |  |  | 0 | 0 | 0 | 0 | 0 | 0 | 0 | 0 | 0 | 5 | 2 | 1 | 1 | 1 | 1 | 0 | 0 | 0 | 2 | 0 | 0 | 0 | 0 | 0 | 0 | 0 | 2 | 1 | 2 | 1 | 2 | 1 | 1 |  | 0
PG&E KERN | Mt Poso | 115 | Solar |  |  | 0 | 0 | 0 | 0 | 0 | 0 | 0 | 0 | 0 | 1 | 1 | 1 | 1 | 1 | 1 | 0 | 0 | 0 | 1 | 0 | 0 | 0 | 0 | 0 | 0 | 0 | 1 | 1 | 2 | 1 | 1 | 1 | 1 |  | 0
SDGE | Murray | 69 | Solar |  |  | 0 | 0 | 0 | 0 | 0 | 0 | 0 | 0 | 0 | 1 | 1 | 1 | 1 | 1 | 3 | 0 | 0 | 0 | 2 | 0 | 0 | 0 | 0 | 0 | 0 | 0 | 2 | 1 | 2 | 1 | 2 | 1 | 1 |  | 0
PG&E FRESNO | Mustang | 230 | Solar |  |  | 106.5 | 149.5 | 256 | 106.5 | 0 | 106.5 | 0 | 149.5 | 149.5 | 5 | 2 | 4 | 2 | 1 | 1 | 1 | 1 | 1 | 1 | 1 | 1 | 1 | 1 | 1 | 1 | 1 | 1 | 1 | 1 | 2 | 1 | 4+ | 3 |  | 1
SCE Northern | Neenach | 66 | Solar |  |  | 0 | 0 | 0 | 0 | 0 | 0 | 0 | 0 | 0 | 1 | 1 | 1 | 1 | 1 | 1 | 0 | 0 | 0 | 2 | 0 | 0 | 0 | 0 | 0 | 0 | 0 | 2 | 1 | 4 | 1 | 3 | 1 | 1 |  | 0
PG&E KERN | New Sub - Gates - Midway (Proposed) | 230 | Solar |  |  | 0 | 440 | 440 | 0 | 440 | 440 | 0 | 0 | 0 | 5 | 2 | 4 | 2 | 1 | 1 | 1 | 1 | 1 | 1 | 1 | 2 | 1 | 1 | 2 | 1 | 1 | 1 | 1 | 4 | 2 | 1 | 4+ | 1 |  | 1
PG&E KERN | New Sub - Gates - Templeton (Proposed) | 230 | Solar |  |  | 0 | 0 | 0 | 0 | 0 | 0 | 0 | 0 | 0 | 5 | 2 | 4 | 2 | 1 | 1 | 0 | 0 | 0 | 1 | 0 | 0 | 0 | 0 | 0 | 0 | 0 | 1 | 1 | 4 | 2 | 1 | 2+ | 1 |  | 1
SCE NOL | New Sub - Kramer - Lugo (Proposed) | 230 | Solar |  |  | 0 | 0 | 0 | 0 | 0 | 0 | 0 | 0 | 0 | 3 | 3 | 1 | 1 | 1 | 1 | 0 | 0 | 0 | 2 | 0 | 0 | 0 | 0 | 0 | 0 | 0 | 2 | 1 | 2 | 1 | 1 | 1 | 1 |  | 0
PG&E FRESNO | New Sub - Los Banos - Midway (Proposed) | 500 | Solar |  |  | 0 | 0 | 0 | 0 | 0 | 0 | 0 | 0 | 0 | 5 | 2 | 4 | 2 | 1 | 1 | 0 | 0 | 0 | 1 | 0 | 0 | 0 | 0 | 0 | 0 | 0 | 1 | 1 | 4 | 2 | 1 | 4+ | 1 |  | 1
SCE NOL | New Sub - Lugo - Pisgah (Proposed) | 230 | Solar |  |  | 0 | 0 | 0 | 0 | 0 | 0 | 0 | 0 | 0 | 1 | 1 | 1 | 1 | 2 | 1 | 1 | 4 | 1 | 2 | 1 | 1 | 1 | 1 | 1 | 2 | 1 | 2 | 1 | 3 | 1 | 3 | 1+ | 1 |  | 1
PG&E KERN | New Sub - Midway - Wheeler Ridge (Proposed) | 230 | Solar |  |  | 0 | 150 | 150 | 0 | 150 | 150 | 0 | 0 | 0 | 5 | 2 | 4 | 2 | 1 | 1 | 1 | 1 | 1 | 1 | 1 | 1 | 1 | 1 | 2 | 1 | 1 | 1 | 1 | 3 | 1 | 1 | 4+ | 1 |  | 1
PG&E NGBA | New Sub - Near existing Leavitt (PSREC) | 345 | Solar |  |  | 0 | 0 | 0 | 0 | 0 | 0 | 0 | 0 | 0 | 5 | 2 | 1 | 1 | 2 | 1 | 1 | 2 | 1 | 2 | 3 | 1 | 1 | 1 | 3 | 1 | 1 | 2 | 2 | 1 | 1 | 3 | 1 | 1 |  | 0
PG&E NGBA | New Sub - Near existing Madeline (NVE) | 345 | Solar |  |  | 0 | 0 | 0 | 0 | 0 | 0 | 0 | 0 | 0 | 5 | 2 | 1 | 1 | 2 | 1 | 1 | 1 | 1 | 2 | 2 | 1 | 1 | 1 | 1 | 2 | 1 | 2 | 2 | 4 | 1 | 3 | 1 | 1 |  | 0
SDGE | New Sub - North Gila - IV (Proposed) | 500 | Solar |  |  | 0 | 0 | 0 | 0 | 0 | 0 | 0 | 0 | 0 | 1 | 1 | 1 | 1 | 1 | 1 | 1 | 1 | 2 | 2 | 1 | 1 | 1 | 1 | 1 | 1 | 1 | 2 | 1 | 4 | 2 | 2 | 2+ | 1 |  | 1
PG&E NGBA | New Sub - Pit 1 - Cottonwood (Proposed) | 230 | Solar |  |  | 0 | 0 | 0 | 0 | 0 | 0 | 0 | 0 | 0 | 5 | 5 | 3 | 3 | 2 | 1 | 1 | 1 | 1 | 2 | 5 | 2 | 1 | 1 | 2 | 2 | 1 | 2 | 2 | 4 | 2 | 3 | 1+ | 1 |  | 1
PG&E GBA | New Sub - Rancho Seco - Bellota (Proposed) | 230 | Solar |  |  | 0 | 0 | 0 | 0 | 0 | 0 | 0 | 0 | 0 | 5 | 2 | 1 | 1 | 1 | 1 | 1 | 2 | 1 | 1 | 1 | 1 | 1 | 2 | 3 | 1 | 1 | 1 | 1 | 4 | 2 | 3 | 2+ | 1 |  | 1
SDGE | New Sub - Suncrest - Ocotillo (Proposed) | 500 | Solar |  |  | 0 | 0 | 0 | 0 | 0 | 0 | 0 | 0 | 0 | 1 | 1 | 1 | 1 | 2 | 1 | 1 | 1 | 1 | 2 | 5 | 1 | 1 | 1 | 2 | 2 | 1 | 2 | 1 | 4 | 1 | 3 | 1 | 1 |  | 0
PG&E FRESNO | New Sub - Westley - Quinto (Proposed) | 230 | Solar |  |  | 0 | 0 | 0 | 0 | 0 | 0 | 0 | 0 | 0 | 1 | 1 | 1 | 1 | 1 | 1 | 0 | 0 | 0 | 1 | 0 | 0 | 0 | 0 | 0 | 0 | 0 | 1 | 1 | 4 | 2 | 1 | 1 | 1 |  | 0
PG&E GBA | Newark | 115 | Solar |  |  | 0 | 0 | 0 | 0 | 0 | 0 | 0 | 0 | 0 | 1 | 1 | 1 | 1 | 1 | 1 | 1 | 1 | 1 | 2 | 3 | 2 | 1 | 2 | 3 | 1 | 1 | 2 | 1 | 3 | 1 | 2 | 1 | 1 |  | 0
PG&E GBA | Newark | 230 | Solar |  |  | 0 | 0 | 0 | 0 | 0 | 0 | 0 | 0 | 0 | 1 | 1 | 1 | 1 | 1 | 1 | 1 | 1 | 1 | 2 | 3 | 2 | 1 | 2 | 3 | 1 | 1 | 2 | 1 | 3 | 1 | 2 | 1 | 1 |  | 0
PG&E GBA | Newark | 60 | Solar |  |  | 0 | 0 | 0 | 0 | 0 | 0 | 0 | 0 | 0 | 5 | 2 | 1 | 1 | 1 | 1 | 1 | 1 | 1 | 2 | 3 | 2 | 1 | 2 | 3 | 1 | 1 | 2 | 1 | 3 | 1 | 2 | 1+ | 1 |  | 1
PG&E FRESNO | Newhall | 115 | Solar |  |  | 0 | 0 | 0 | 0 | 0 | 0 | 0 | 0 | 0 | 5 | 2 | 1 | 1 | 1 | 1 | 1 | 1 | 1 | 1 | 1 | 2 | 1 | 1 | 2 | 1 | 1 | 1 | 1 | 4 | 2 | 1 | 1 | 1 |  | 0
PG&E KERN | Norco | 115 | Solar |  |  | 0 | 0 | 0 | 0 | 0 | 0 | 0 | 0 | 0 | 5 | 2 | 4 | 2 | 2 | 1 | 1 | 1 | 1 | 1 | 1 | 1 | 2 | 3 | 3 | 1 | 1 | 1 | 1 | 3 | 1 | 1 | 1 | 1 |  | 0
PG&E GBA | Nortech | 115 | Solar |  |  | 0 | 0 | 0 | 0 | 0 | 0 | 0 | 0 | 0 | 1 | 1 | 1 | 1 | 2 | 1 | 0 | 0 | 0 | 2 | 0 | 0 | 0 | 0 | 0 | 0 | 0 | 2 | 1 | 2 | 2 | 1 | 1 | 1 |  | 0
SDGE | North City Metering | 138 | Solar |  |  | 0 | 0 | 0 | 0 | 0 | 0 | 0 | 0 | 0 | 1 | 1 | 1 | 1 | 2 | 1 | 0 | 0 | 0 | 2 | 0 | 0 | 0 | 0 | 0 | 0 | 0 | 2 | 1 | 2 | 1 | 3 | 1 | 1 |  | 0
PG&E GBA | North Dublin | 230 | Solar |  |  | 0 | 0 | 0 | 0 | 0 | 0 | 0 | 0 | 0 | 5 | 2 | 1 | 1 | 1 | 1 | 0 | 0 | 0 | 2 | 0 | 0 | 0 | 0 | 0 | 0 | 0 | 2 | 1 | 2 | 1 | 3 | 1 | 1 |  | 0
SDGE | North Gila | 500 | Solar |  |  | 0 | 0 | 0 | 0 | 0 | 0 | 0 | 0 | 0 | 1 | 1 | 1 | 1 | 1 | 1 | 1 | N/A | N/A | 2 | N/A | N/A | N/A | N/A | N/A | N/A | N/A | 2 | 2 | 4 | 2 | 3 | 1+ | 1 |  | 1
SCE Metro | North of SONGS | 230 | Solar |  |  | 0 | 0 | 0 | 0 | 0 | 0 | 0 | 0 | 0 | 1 | 1 | 1 | 1 | 1 | 1 | 0 | 0 | 0 | 2 | 0 | 0 | 0 | 0 | 0 | 0 | 0 | 2 | 1 | 3 | 1 | 3 | 1 | 1 |  | 0
SCE Metro | North of SONGS | 500 | Solar |  |  | 0 | 0 | 0 | 0 | 0 | 0 | 0 | 0 | 0 | 1 | 1 | 1 | 1 | 1 | 1 | 0 | 0 | 0 | 2 | 0 | 0 | 0 | 0 | 0 | 0 | 0 | 2 | 1 | 3 | 1 | 3 | 1 | 1 |  | 0
PG&E NGBA | Notre Dame | 115 | Solar |  |  | 0 | 0 | 0 | 0 | 0 | 0 | 0 | 0 | 0 | 5 | 2 | 1 | 1 | 1 | 1 | 0 | 0 | 0 | 2 | 0 | 0 | 0 | 0 | 0 | 0 | 0 | 2 | 1 | 4 | 2 | 2 | 1 | 1 |  | 0
PG&E GBA | Oakland C | 115 | Solar |  |  | 0 | 0 | 0 | 0 | 0 | 0 | 0 | 0 | 0 | 5 | 2 | 1 | 1 | 1 | 1 | 0 | 0 | 0 | 2 | 0 | 0 | 0 | 0 | 0 | 0 | 0 | 2 | 1 | 1 | 1 | 2 | 1 | 1 |  | 0
PG&E GBA | Oakland J | 115 | Solar |  |  | 0 | 0 | 0 | 0 | 0 | 0 | 0 | 0 | 0 | 5 | 2 | 1 | 1 | 1 | 1 | 0 | 0 | 0 | 2 | 0 | 0 | 0 | 0 | 0 | 0 | 0 | 2 | 1 | 2 | 1 | 1 | 1 | 1 |  | 0
PG&E GBA | Oakland L | 115 | Solar |  |  | 0 | 0 | 0 | 0 | 0 | 0 | 0 | 0 | 0 | 5 | 2 | 1 | 1 | 1 | 1 | 0 | 0 | 0 | 2 | 0 | 0 | 0 | 0 | 0 | 0 | 0 | 2 | 1 | 2 | 1 | 1 | 1 | 1 |  | 0
PG&E GBA | Oakland X | 115 | Solar |  |  | 0 | 0 | 0 | 0 | 0 | 0 | 0 | 0 | 0 | 5 | 2 | 1 | 1 | 1 | 1 | 0 | 0 | 0 | 2 | 0 | 0 | 0 | 0 | 0 | 0 | 0 | 2 | 1 | 2 | 1 | 2 | 1 | 1 |  | 0
SDGE | Ocean Ranch | 69 | Solar |  |  | 0 | 0 | 0 | 0 | 0 | 0 | 0 | 0 | 0 | 1 | 1 | 1 | 1 | 1 | 1 | 0 | 0 | 0 | 2 | 0 | 0 | 0 | 0 | 0 | 0 | 0 | 2 | 1 | 4 | 1 | 3 | 1 | 1 |  | 0
PG&E KERN | Oceano | 115 | Solar |  |  | 0 | 0 | 0 | 0 | 0 | 0 | 0 | 0 | 0 | 1 | 1 | 1 | 1 | 1 | 1 | 1 | 2 | 1 | 2 | 4 | 1 | 1 | 1 | 1 | 1 | 1 | 2 | 2 | 4 | 2 | 3 | 1 | 1 |  | 0
SDGE | Ocotillo Express | 500 | Solar |  |  | 0 | 0 | 0 | 0 | 0 | 0 | 0 | 0 | 0 | 1 | 1 | 1 | 1 | 1 | 1 | 1 | 1 | 1 | 2 | 1 | 1 | 1 | 1 | 2 | 1 | 1 | 2 | 1 | 4 | 2 | 3 | 1 | 1 |  | 0
PG&E KERN | Old River | 70 | Solar |  |  | 0 | 0 | 0 | 0 | 0 | 0 | 0 | 0 | 0 | 5 | 2 | 4 | 2 | 1 | 1 | 0 | 0 | 0 | 1 | 0 | 0 | 0 | 0 | 0 | 0 | 0 | 1 | 1 | 4 | 1 | 2 | 1 | 1 |  | 0
SDGE | Old Town | 230 | Solar |  |  | 0 | 0 | 0 | 0 | 0 | 0 | 0 | 0 | 0 | 1 | 1 | 1 | 1 | 1 | 1 | 1 | 3 | 1 | 2 | 1 | 1 | 1 | 3 | 3 | 1 | 1 | 2 | 1 | 3 | 1 | 2 | 1 | 1 |  | 0
SCE Metro | Olinda | 230 | Solar |  |  | 0 | 0 | 0 | 0 | 0 | 0 | 0 | 0 | 0 | 1 | 1 | 1 | 1 | 1 | 1 | 1 | 3 | 1 | 2 | 5 | 2 | 1 | 1 | 2 | 1 | 1 | 1 | 1 | 2 | 1 | 2 | 1 | 1 |  | 0
PG&E FRESNO | Olive | 115 | Solar |  |  | 40 | 0 | 40 | 40 | 0 | 40 | 0 | 0 | 0 | 5 | 2 | 4 | 2 | 1 | 2 | 1 | 2 | 1 | 1 | 1 | 2 | 1 | 1 | 2 | 1 | 1 | 1 | 1 | 4 | 1 | 1 | 2+ | 1 |  | 1
PG&E NGBA | Olivehurst | 115 | Solar |  |  | 0 | 0 | 0 | 0 | 0 | 0 | 0 | 0 | 0 | 5 | 2 | 1 | 1 | 1 | 1 | 1 | 2 | 2 | 2 | 1 | 1 | 1 | 1 | 1 | 1 | 1 | 2 | 2 | 2 | 1 | 2 | 1 | 1 |  | 0
PG&E NGBA | Oregon Trail | 60 | Solar |  |  | 0 | 0 | 0 | 0 | 0 | 0 | 0 | 0 | 0 | 5 | 2 | 1 | 1 | 1 | 1 | 0 | 0 | 0 | 2 | 0 | 0 | 0 | 0 | 0 | 0 | 0 | 2 | 2 | 3 | 2 | 3 | 1 | 1 |  | 0
SCE Northern | Ormond Beach | 230 | Solar |  |  | 0 | 0 | 0 | 0 | 0 | 0 | 0 | 0 | 0 | 1 | 1 | 1 | 1 | 1 | 1 | 0 | 0 | 0 | 1 | 0 | 0 | 0 | 0 | 0 | 0 | 0 | 2 | 1 | 1 | 1 | 1 | 1 | 1 |  | 0
PG&E FRESNO | Oro Loma | 115 | Solar |  |  | 0 | 0 | 0 | 0 | 0 | 0 | 0 | 0 | 0 | 1 | 1 | 1 | 1 | 1 | 1 | 1 | 1 | 1 | 1 | 1 | 1 | 1 | 1 | 1 | 1 | 1 | 1 | 1 | 4 | 2 | 1 | 1+ | 1 |  | 1
PG&E FRESNO | Oro Loma | 70 | Solar |  |  | 0 | 0 | 0 | 0 | 0 | 0 | 0 | 0 | 0 | 1 | 1 | 1 | 1 | 1 | 1 | 1 | 1 | 1 | 1 | 1 | 1 | 1 | 1 | 1 | 1 | 1 | 1 | 1 | 4 | 2 | 1 | 1 | 1 |  | 0
PG&E FRESNO | Orosi | 70 | Solar |  |  | 0 | 0 | 0 | 0 | 0 | 0 | 0 | 0 | 0 | 5 | 2 | 1 | 1 | 1 | 1 | 0 | 0 | 0 | 1 | 0 | 0 | 0 | 0 | 0 | 0 | 0 | 1 | 1 | 4 | 1 | 1 | 1+ | 1 |  | 1
SDGE | Otay | 69 | Solar |  |  | 0 | 0 | 0 | 0 | 0 | 0 | 0 | 0 | 0 | 1 | 1 | 1 | 1 | 1 | 3 | 0 | 0 | 0 | 2 | 0 | 0 | 0 | 0 | 0 | 0 | 0 | 2 | 1 | 1 | 1 | 1 | 1 | 1 |  | 0
SDGE | Otay Mesa | 230 | Solar |  |  | 0 | 0 | 0 | 0 | 0 | 0 | 0 | 0 | 0 | 1 | 1 | 1 | 1 | 1 | 2 | 1 | 2 | 1 | 2 | 5 | 1 | 4 | 5 | 5 | 2 | 1 | 2 | 1 | 1 | 1 | 3 | 1 | 1 |  | 0
PG&E FRESNO | Padre Flats SW STA | 230 | Solar |  |  | 0 | 0 | 0 | 0 | 0 | 0 | 0 | 0 | 0 | 1 | 1 | 1 | 1 | 1 | 1 | 0 | 0 | 0 | 1 | 0 | 0 | 0 | 0 | 0 | 0 | 0 | 1 | 1 | 4 | 2 | 1 | 1 | 1 |  | 0
EOP | Pahrump | 138 | Solar |  |  | 0 | 0 | 0 | 0 | 0 | 0 | 0 | 0 | 0 | 1 | 1 | 1 | 1 | 1 | 1 | 1 | N/A | N/A | 2 | N/A | N/A | N/A | N/A | N/A | N/A | N/A | 2 | 2 | 4 | 1 | 3 | 1 | 1 |  | 0
EOP | Pahrump | 230 | Solar |  |  | 0 | 0 | 0 | 0 | 0 | 0 | 0 | 0 | 0 | 1 | 1 | 1 | 1 | 1 | 1 | 1 | N/A | N/A | 2 | N/A | N/A | N/A | N/A | N/A | N/A | N/A | 2 | 2 | 4 | 1 | 3 | 1 | 1 |  | 0
SDGE | Pala | 69 | Solar |  |  | 0 | 0 | 0 | 0 | 0 | 0 | 0 | 0 | 0 | 1 | 1 | 1 | 1 | 1 | 3 | 0 | 0 | 0 | 2 | 0 | 0 | 0 | 0 | 0 | 0 | 0 | 2 | 1 | 1 | 1 | 3 | 1 | 1 |  | 0
PG&E NGBA | Palermo | 115 | Solar |  |  | 0 | 0 | 0 | 0 | 0 | 0 | 0 | 0 | 0 | 5 | 2 | 1 | 1 | 1 | 1 | 1 | 2 | 1 | 2 | 2 | 3 | 1 | 1 | 4 | 1 | 1 | 2 | 1 | 2 | 2 | 2 | 1 | 1 |  | 0
PG&E NGBA | Palermo | 230 | Solar |  |  | 0 | 0 | 0 | 0 | 0 | 0 | 0 | 0 | 0 | 5 | 2 | 1 | 1 | 1 | 1 | 1 | 2 | 1 | 2 | 2 | 3 | 1 | 1 | 4 | 1 | 1 | 2 | 1 | 2 | 2 | 2 | 1 | 1 |  | 0
SCE Eastern | Palo Verde | 500 | Solar |  |  | 0 | 0 | 0 | 0 | 0 | 0 | 0 | 0 | 0 | 1 | 1 | 1 | 1 | 1 | 1 | 1 | 1 | 1 | 2 | 1 | 1 | 1 | 1 | 1 | 1 | 1 | 2 | 1 | 4 | 2 | 3 | 1 | 1 |  | 0
SDGE | Palomar Energy | 230 | Solar |  |  | 0 | 0 | 0 | 0 | 0 | 0 | 0 | 0 | 0 | 1 | 1 | 1 | 1 | 1 | 1 | 1 | 3 | 1 | 2 | 5 | 1 | 1 | 1 | 2 | 1 | 1 | 2 | 1 | 2 | 1 | 3 | 1 | 1 |  | 0
PG&E KERN | Panama | 70 | Solar |  |  | 0 | 0 | 0 | 0 | 0 | 0 | 0 | 0 | 0 | 1 | 1 | 1 | 1 | 1 | 1 | 0 | 0 | 0 | 1 | 0 | 0 | 0 | 0 | 0 | 0 | 0 | 1 | 1 | 4 | 1 | 1 | 1 | 1 |  | 0
PG&E FRESNO | Panoche | 115 | Solar |  |  | 0 | 0 | 0 | 0 | 0 | 0 | 0 | 0 | 0 | 5 | 2 | 1 | 1 | 1 | 1 | 1 | 2 | 2 | 1 | 1 | 1 | 1 | 1 | 1 | 1 | 1 | 1 | 1 | 1 | 2 | 1 | 1 | 1 |  | 0
PG&E FRESNO | Panoche | 230 | Solar |  |  | 0 | 0 | 0 | 0 | 0 | 0 | 0 | 0 | 0 | 1 | 1 | 1 | 1 | 1 | 1 | 1 | 2 | 2 | 1 | 1 | 1 | 1 | 1 | 1 | 1 | 1 | 1 | 1 | 1 | 2 | 1 | 1+ | 5 | Less to better align with CI | 1
SCE Northern | Pardee | 230 | Solar |  |  | 0 | 0 | 0 | 0 | 0 | 0 | 0 | 0 | 0 | 1 | 1 | 1 | 1 | 1 | 5 | 1 | 2 | 1 | 2 | 5 | 1 | 1 | 1 | 2 | 2 | 1 | 1 | 1 | 3 | 1 | 3 | 1 | 1 |  | 0
PG&E NGBA | Parkway | 230 | Solar |  |  | 0 | 0 | 0 | 0 | 0 | 0 | 0 | 0 | 0 | 5 | 2 | 1 | 1 | 1 | 1 | 0 | 0 | 0 | 2 | 0 | 0 | 0 | 0 | 0 | 0 | 0 | 2 | 1 | 4 | 1 | 2 | 1 | 1 |  | 0
SCE Northern | Pastoria | 230 | Solar |  |  | 0 | 105 | 105 | 0 | 105 | 105 | 0 | 0 | 0 | 1 | 1 | 1 | 1 | 1 | 2 | 3 | 1 | 2 | 2 | 2 | 2 | 1 | 1 | 2 | 1 | 1 | 1 | 1 | 2 | 1 | 3 | 1+ | 1 |  | 1
SCE Metro | Pauda | 230 | Solar |  |  | 0 | 0 | 0 | 0 | 0 | 0 | 0 | 0 | 0 | 1 | 1 | 1 | 1 | 1 | 2 | 1 | 4 | 1 | 2 | 5 | 1 | 1 | 1 | 1 | 1 | 1 | 1 | 1 | 2 | 1 | 2 | 1 | 1 |  | 0
PG&E GBA | Paul Sweet | 115 | Solar |  |  | 0 | 0 | 0 | 0 | 0 | 0 | 0 | 0 | 0 | 1 | 1 | 1 | 1 | 1 | 1 | 0 | 0 | 0 | 1 | 0 | 0 | 0 | 0 | 0 | 0 | 0 | 2 | 2 | 2 | 2 | 3 | 1 | 1 |  | 0
PG&E NGBA | Peabody | 230 | Solar |  |  | 0 | 0 | 0 | 0 | 0 | 0 | 0 | 0 | 0 | 5 | 2 | 1 | 1 | 1 | 1 | 1 | 1 | 1 | 2 | 2 | 1 | 1 | 1 | 2 | 1 | 1 | 2 | 1 | 2 | 1 | 2 | 1+ | 1 |  | 1
PG&E NGBA | Pease | 115 | Solar |  |  | 0 | 0 | 0 | 0 | 0 | 0 | 0 | 0 | 0 | 5 | 2 | 1 | 1 | 1 | 1 | 1 | 2 | 1 | 2 | 1 | 1 | 1 | 1 | 2 | 1 | 1 | 2 | 2 | 2 | 1 | 2 | 1 | 1 |  | 0
PG&E NGBA | Pease | 60 | Solar |  |  | 0 | 0 | 0 | 0 | 0 | 0 | 0 | 0 | 0 | 5 | 2 | 1 | 1 | 1 | 1 | 1 | 2 | 1 | 2 | 1 | 1 | 1 | 1 | 2 | 1 | 1 | 2 | 2 | 2 | 1 | 2 | 1 | 1 |  | 0
SDGE | Penasquitos | 138 | Solar |  |  | 0 | 0 | 0 | 0 | 0 | 0 | 0 | 0 | 0 | 1 | 1 | 1 | 1 | 1 | 1 | 1 | 2 | 1 | 2 | 5 | 1 | 2 | 2 | 3 | 1 | 1 | 2 | 1 | 2 | 1 | 3 | 1 | 1 |  | 0
SDGE | Penasquitos | 230 | Solar |  |  | 0 | 0 | 0 | 0 | 0 | 0 | 0 | 0 | 0 | 1 | 1 | 1 | 1 | 1 | 1 | 1 | 2 | 1 | 2 | 5 | 1 | 2 | 2 | 3 | 1 | 1 | 2 | 1 | 2 | 1 | 3 | 1 | 1 |  | 0
SDGE | Penasquitos | 69 | Solar |  |  | 0 | 0 | 0 | 0 | 0 | 0 | 0 | 0 | 0 | 1 | 1 | 1 | 1 | 4 | 1 | 1 | 2 | 1 | 2 | 5 | 1 | 2 | 2 | 3 | 1 | 1 | 2 | 1 | 2 | 1 | 3 | 1 | 1 |  | 0
SDGE | Pendleton | 69 | Solar |  |  | 0 | 0 | 0 | 0 | 0 | 0 | 0 | 0 | 0 | 1 | 1 | 1 | 1 | 1 | 4 | 0 | 0 | 0 | 2 | 0 | 0 | 0 | 0 | 0 | 0 | 0 | 2 | 1 | 4 | 1 | 3 | 1 | 1 |  | 0
PG&E NGBA | Penngrove | 115 | Solar |  |  | 0 | 0 | 0 | 0 | 0 | 0 | 0 | 0 | 0 | 5 | 2 | 1 | 1 | 1 | 1 | 1 | 2 | 1 | 2 | 3 | 2 | 1 | 2 | 3 | 2 | 1 | 2 | 1 | 3 | 2 | 2 | 1 | 1 |  | 0
PG&E GBA | Peoria | 115 | Solar |  |  | 0 | 0 | 0 | 0 | 0 | 0 | 0 | 0 | 0 | 5 | 2 | 1 | 1 | 2 | 1 | 1 | 1 | 1 | 2 | 2 | 2 | 1 | 1 | 3 | 3 | 1 | 2 | 1 | 4 | 1 | 3 | 1 | 1 |  | 0
PG&E GBA | Piercy | 115 | Solar |  |  | 0 | 0 | 0 | 0 | 0 | 0 | 0 | 0 | 0 | 1 | 1 | 1 | 1 | 1 | 1 | 0 | 0 | 0 | 2 | 0 | 0 | 0 | 0 | 0 | 0 | 0 | 2 | 1 | 2 | 2 | 2 | 1 | 1 |  | 0
PG&E FRESNO | Pine Flat | 230 | Solar |  |  | 0 | 0 | 0 | 0 | 0 | 0 | 0 | 0 | 0 | 5 | 2 | 1 | 1 | 1 | 1 | 0 | 0 | 0 | 1 | 0 | 0 | 0 | 0 | 0 | 0 | 0 | 1 | 1 | 4 | 2 | 3 | 1 | 1 |  | 0
SCE NOL | Pisgah | 230 | Solar |  |  | 0 | 0 | 0 | 0 | 0 | 0 | 0 | 0 | 0 | 1 | 1 | 1 | 1 | 1 | 1 | 1 | 1 | 1 | 2 | 1 | 2 | 3 | 3 | 3 | 1 | 1 | 2 | 1 | 4 | 1 | 1 | 2+ | 1 |  | 1
PG&E NGBA | Pit 1 | 230 | Solar |  |  | 0 | 0 | 0 | 0 | 0 | 0 | 0 | 0 | 0 | 5 | 5 | 3 | 3 | 1 | 1 | 1 | 1 | 1 | 2 | 5 | 1 | 1 | 1 | 2 | 1 | 1 | 2 | 2 | 4 | 2 | 3 | 1+ | 1 |  | 1
PG&E NGBA | Pit 1 | 60 | Solar |  |  | 0 | 0 | 0 | 0 | 0 | 0 | 0 | 0 | 0 | 5 | 5 | 3 | 3 | 1 | 1 | 1 | 1 | 1 | 2 | 5 | 1 | 1 | 1 | 2 | 1 | 1 | 2 | 2 | 4 | 2 | 3 | 1 | 1 |  | 0
PG&E NGBA | Pit 3 | 230 | Solar |  |  | 0 | 0 | 0 | 0 | 0 | 0 | 0 | 0 | 0 | 5 | 5 | 3 | 3 | 1 | 1 | 0 | 0 | 0 | 2 | 0 | 0 | 0 | 0 | 0 | 0 | 0 | 2 | 2 | 4 | 2 | 3 | 1 | 1 |  | 0
PG&E NGBA | Pit 4 | 230 | Solar |  |  | 0 | 0 | 0 | 0 | 0 | 0 | 0 | 0 | 0 | 5 | 2 | 1 | 1 | 1 | 1 | 0 | 0 | 0 | 2 | 0 | 0 | 0 | 0 | 0 | 0 | 0 | 2 | 2 | 4 | 2 | 3 | 1 | 1 |  | 0
PG&E GBA | Pittsburg | 115 | Solar |  |  | 0 | 0 | 0 | 0 | 0 | 0 | 0 | 0 | 0 | 5 | 2 | 1 | 1 | 1 | 1 | 1 | 1 | 1 | 2 | 2 | 1 | 1 | 1 | 2 | 1 | 1 | 2 | 1 | 2 | 1 | 1 | 1 | 1 |  | 0
PG&E GBA | Pittsburg | 230 | Solar |  |  | 0 | 0 | 0 | 0 | 0 | 0 | 0 | 0 | 0 | 5 | 2 | 1 | 1 | 1 | 1 | 1 | 1 | 1 | 2 | 2 | 1 | 1 | 1 | 2 | 1 | 1 | 2 | 1 | 2 | 1 | 1 | 1 | 1 |  | 0
PG&E NGBA | Pleasant Grove | 115 | Solar |  |  | 0 | 0 | 0 | 0 | 0 | 0 | 0 | 0 | 0 | 5 | 2 | 1 | 1 | 1 | 1 | 1 | 4 | 1 | 2 | 1 | 1 | 1 | 1 | 1 | 1 | 1 | 2 | 1 | 2 | 2 | 3 | 1 | 1 |  | 0
PG&E NGBA | POE | 230 | Solar |  |  | 0 | 0 | 0 | 0 | 0 | 0 | 0 | 0 | 0 | 5 | 2 | 1 | 1 | 1 | 1 | 0 | 0 | 0 | 2 | 0 | 0 | 0 | 0 | 0 | 0 | 0 | 2 | 1 | 4 | 2 | 3 | 1 | 1 |  | 0
SDGE | Point Loma | 69 | Solar |  |  | 0 | 0 | 0 | 0 | 0 | 0 | 0 | 0 | 0 | 1 | 1 | 1 | 1 | 1 | 1 | 0 | 0 | 0 | 2 | 0 | 0 | 0 | 0 | 0 | 0 | 0 | 2 | 1 | 3 | 1 | 2 | 1 | 1 |  | 0
SDGE | Pomerado | 69 | Solar |  |  | 0 | 0 | 0 | 0 | 0 | 0 | 0 | 0 | 0 | 1 | 1 | 1 | 1 | 1 | 5 | 0 | 0 | 0 | 2 | 0 | 0 | 0 | 0 | 0 | 0 | 0 | 2 | 1 | 3 | 1 | 3 | 1 | 1 |  | 0
PG&E KERN | Poso Mountain | 115 | Solar |  |  | 0 | 0 | 0 | 0 | 0 | 0 | 0 | 0 | 0 | 5 | 2 | 4 | 2 | 1 | 1 | 1 | 1 | 1 | 1 | 2 | 3 | 1 | 1 | 3 | 1 | 1 | 1 | 1 | 3 | 1 | 2 | 1 | 1 |  | 0
EOP | Primm | 230 | Solar |  |  | 0 | 0 | 0 | 0 | 0 | 0 | 0 | 0 | 0 | 1 | 1 | 1 | 1 | 1 | 1 | 1 | N/A | N/A | 2 | N/A | N/A | N/A | N/A | N/A | N/A | N/A | 2 | 2 | 4 | 1 | 2 | 1 | 1 |  | 0
PG&E NGBA | Putah Creek | 115 | Solar |  |  | 0 | 3 | 3 | 0 | 3 | 3 | 0 | 0 | 0 | 5 | 2 | 1 | 1 | 1 | 1 | 1 | 1 | 1 | 2 | 2 | 2 | 1 | 1 | 2 | 1 | 1 | 2 | 1 | 3 | 2 | 3 | 1 | 1 |  | 1
SDGE | Q1806 | 138 | Solar |  |  | 0 | 0 | 0 | 0 | 0 | 0 | 0 | 0 | 0 | 1 | 1 | 1 | 1 | 1 | 1 | 0 | 0 | 0 | 2 | 0 | 0 | 0 | 0 | 0 | 0 | 0 | 1 | 1 | 2 | 1 | 3 | 1 | 1 |  | 0
PG&E FRESNO | Quinto | 230 | Solar |  |  | 0 | 140 | 140 | 0 | 0 | 0 | 0 | 140 | 140 | 1 | 1 | 1 | 1 | 1 | 2 | 1 | 1 | 1 | 1 | 1 | 2 | 1 | 1 | 2 | 1 | 1 | 1 | 1 | 4 | 2 | 1 | 2+ | 4 | Same total, shifted from FCDS to EODS to align with CI | 1
PG&E GBA | Race Track | 115 | Solar |  |  | 0 | 0 | 0 | 0 | 0 | 0 | 0 | 0 | 0 | 5 | 2 | 1 | 1 | 1 | 1 | 0 | 0 | 0 | 2 | 0 | 0 | 0 | 0 | 0 | 0 | 0 | 2 | 1 | 4 | 1 | 3 | 1 | 1 |  | 0
SDGE | Rancho Mission Viejo | 138 | Solar |  |  | 0 | 0 | 0 | 0 | 0 | 0 | 0 | 0 | 0 | 1 | 1 | 1 | 1 | 1 | 1 | 0 | 0 | 0 | 2 | 0 | 0 | 0 | 0 | 0 | 0 | 0 | 1 | 1 | 2 | 1 | 3 | 1 | 1 |  | 0
PG&E GBA | Rancho Seco | 230 | Solar |  |  | 0 | 0 | 0 | 0 | 0 | 0 | 0 | 0 | 0 | 5 | 2 | 1 | 1 | 1 | 1 | 0 | 0 | 0 | 1 | 0 | 0 | 0 | 0 | 0 | 0 | 0 | 2 | 1 | 1 | 2 | 3 | 1 | 1 |  | 0
SCE Metro | Rancho Vista | 230 | Solar |  |  | 0 | 0 | 0 | 0 | 0 | 0 | 0 | 0 | 0 | 1 | 1 | 1 | 1 | 1 | 1 | 1 | 4 | 1 | 2 | 4 | 1 | 1 | 1 | 1 | 1 | 1 | 1 | 1 | 1 | 1 | 1 | 1 | 1 |  | 0
SCE Metro | Rancho Vista | 500 | Solar |  |  | 0 | 0 | 0 | 0 | 0 | 0 | 0 | 0 | 0 | 1 | 1 | 1 | 1 | 1 | 1 | 1 | 4 | 1 | 2 | 4 | 1 | 1 | 1 | 1 | 1 | 1 | 1 | 1 | 1 | 1 | 1 | 1 | 1 |  | 0
SCE NOL | Ransburg | 115 | Solar |  |  | 0 | 0 | 0 | 0 | 0 | 0 | 0 | 0 | 0 | 3 | 3 | 1 | 1 | 1 | 1 | 1 | 2 | 1 | 2 | 1 | 1 | 1 | 1 | 1 | 2 | 1 | 2 | 1 | 4 | 1 | 1 | 1 | 1 |  | 0
PG&E GBA | Ravenswood | 115 | Solar |  |  | 0 | 0 | 0 | 0 | 0 | 0 | 0 | 0 | 0 | 5 | 2 | 1 | 1 | 1 | 1 | 0 | 0 | 0 | 2 | 0 | 0 | 0 | 0 | 0 | 0 | 0 | 2 | 1 | 2 | 1 | 2 | 1 | 1 |  | 0
PG&E GBA | Ravenswood | 230 | Solar |  |  | 0 | 0 | 0 | 0 | 0 | 0 | 0 | 0 | 0 | 5 | 2 | 1 | 1 | 1 | 1 | 0 | 0 | 0 | 2 | 0 | 0 | 0 | 0 | 0 | 0 | 0 | 2 | 1 | 2 | 1 | 2 | 1 | 1 |  | 0
SCE Northern | Rector | 230 | Solar |  |  | 0 | 0 | 0 | 0 | 0 | 0 | 0 | 0 | 0 | 1 | 1 | 1 | 1 | 1 | 1 | 1 | 2 | 2 | 1 | 1 | 1 | 1 | 1 | 1 | 1 | 1 | 1 | 1 | 2 | 1 | 2 | 2+ | 1 |  | 1
SCE Eastern | Red Bluff | 230 | Solar |  |  | 0 | 463.5 | 463.5 | 0 | 463.5 | 463.5 | 0 | 0 | 0 | 1 | 1 | 1 | 1 | 1 | 1 | 3 | 2 | 1 | 2 | 1 | 2 | 2 | 2 | 2 | 2 | 1 | 2 | 2 | 4 | 1 | 3 | 4+ | 4 | Same total, shifted from FCDS to EODS to align with CI | 1
SCE Eastern | Red Bluff | 500 | Solar |  |  | 175 | 250 | 425 | 175 | 250 | 425 | 0 | 0 | 0 | 1 | 1 | 1 | 1 | 1 | 1 | 3 | 2 | 1 | 2 | 1 | 2 | 2 | 2 | 2 | 2 | 1 | 2 | 2 | 4 | 1 | 3 | 4+ | 1 |  | 1
PG&E NGBA | Redbud | 115 | Solar |  |  | 0 | 0 | 0 | 0 | 0 | 0 | 0 | 0 | 0 | 5 | 2 | 1 | 1 | 1 | 1 | 0 | 0 | 0 | 2 | 0 | 0 | 0 | 0 | 0 | 0 | 0 | 2 | 2 | 4 | 2 | 3 | 1 | 1 |  | 0
SCE Metro | Redondo | 230 | Solar |  |  | 0 | 0 | 0 | 0 | 0 | 0 | 0 | 0 | 0 | 1 | 1 | 1 | 1 | 1 | 1 | 1 | 1 | 1 | 2 | 1 | 1 | 1 | 3 | 3 | 1 | 1 | 1 | 1 | 2 | 1 | 2 | 1 | 1 |  | 0
PG&E FRESNO | Reedley | 115 | Solar |  |  | 0 | 0 | 0 | 0 | 0 | 0 | 0 | 0 | 0 | 5 | 2 | 4 | 2 | 1 | 1 | 1 | 2 | 1 | 1 | 1 | 1 | 1 | 1 | 1 | 1 | 1 | 1 | 1 | 4 | 2 | 1 | 1 | 1 |  | 0
PG&E KERN | Renfro | 115 | Solar |  |  | 0 | 0 | 0 | 0 | 0 | 0 | 0 | 0 | 0 | 1 | 1 | 1 | 1 | 1 | 1 | 1 | 2 | 2 | 1 | 1 | 1 | 1 | 1 | 1 | 1 | 1 | 1 | 1 | 2 | 1 | 2 | 1 | 1 |  | 0
PG&E GBA | Richmond R | 115 | Solar |  |  | 0 | 0 | 0 | 0 | 0 | 0 | 0 | 0 | 0 | 5 | 2 | 1 | 1 | 1 | 1 | 1 | 1 | 1 | 2 | 5 | 1 | 1 | 1 | 2 | 2 | 1 | 2 | 1 | 2 | 1 | 2 | 1 | 1 |  | 0
PG&E NGBA | Rincon | 115 | Solar |  |  | 0 | 0 | 0 | 0 | 0 | 0 | 0 | 0 | 0 | 5 | 2 | 1 | 1 | 1 | 1 | 0 | 0 | 0 | 2 | 0 | 0 | 0 | 0 | 0 | 0 | 0 | 2 | 1 | 3 | 2 | 2 | 1 | 1 |  | 0
PG&E KERN | Rio Bravo | 115 | Solar |  |  | 0 | 0 | 0 | 0 | 0 | 0 | 0 | 0 | 0 | 1 | 1 | 1 | 1 | 1 | 1 | 1 | 2 | 2 | 1 | 1 | 1 | 1 | 1 | 1 | 1 | 1 | 1 | 1 | 2 | 1 | 1 | 1 | 1 |  | 0
SCE Metro | Rio Hondo | 230 | Solar |  |  | 0 | 0 | 0 | 0 | 0 | 0 | 0 | 0 | 0 | 1 | 1 | 1 | 1 | 1 | 1 | 1 | 1 | 1 | 2 | 5 | 1 | 3 | 3 | 4 | 3 | 1 | 1 | 1 | 4 | 1 | 1 | 1 | 1 |  | 0
PG&E NGBA | Rio Oso | 115 | Solar |  |  | 0 | 0 | 0 | 0 | 0 | 0 | 0 | 0 | 0 | 5 | 2 | 1 | 1 | 1 | 1 | 1 | 1 | 1 | 2 | 1 | 1 | 1 | 1 | 2 | 1 | 1 | 2 | 1 | 4 | 1 | 3 | 1 | 1 |  | 0
PG&E NGBA | Rio Oso | 230 | Solar |  |  | 0 | 0 | 0 | 0 | 0 | 0 | 0 | 0 | 0 | 5 | 2 | 1 | 1 | 1 | 1 | 1 | 1 | 1 | 2 | 1 | 1 | 1 | 1 | 2 | 1 | 1 | 2 | 1 | 4 | 1 | 3 | 1+ | 1 |  | 1
PG&E GBA | Ripon | 115 | Solar |  |  | 0 | 0 | 0 | 0 | 0 | 0 | 0 | 0 | 0 | 5 | 2 | 1 | 1 | 1 | 2 | 1 | 2 | 2 | 1 | 1 | 1 | 1 | 1 | 1 | 1 | 1 | 1 | 1 | 2 | 2 | 2 | 1 | 1 |  | 0
PG&E GBA | Riverbank | 115 | Solar |  |  | 0 | 0 | 0 | 0 | 0 | 0 | 0 | 0 | 0 | 5 | 2 | 1 | 1 | 1 | 1 | 1 | 2 | 1 | 1 | 1 | 2 | 1 | 1 | 2 | 1 | 1 | 1 | 1 | 3 | 2 | 2 | 1+ | 1 |  | 1
SCE NOL | Roadway | 115 | Solar |  |  | 200 | 0 | 200 | 200 | 0 | 200 | 0 | 0 | 0 | 1 | 1 | 1 | 1 | 1 | 4 | 1 | 5 | 1 | 2 | 1 | 1 | 1 | 1 | 2 | 1 | 1 | 2 | 1 | 2 | 1 | 1 | 4+ | 1 |  | 1
PG&E NGBA | Rock Creek 1 | 230 | Solar |  |  | 0 | 0 | 0 | 0 | 0 | 0 | 0 | 0 | 0 | 5 | 2 | 1 | 1 | 1 | 1 | 0 | 0 | 0 | 2 | 0 | 0 | 0 | 0 | 0 | 0 | 0 | 2 | 2 | 4 | 1 | 3 | 1 | 1 |  | 0
SCE Northern | Rosamond | 66 | Solar |  |  | 0 | 0 | 0 | 0 | 0 | 0 | 0 | 0 | 0 | 1 | 1 | 1 | 1 | 1 | 1 | 0 | 0 | 0 | 2 | 0 | 0 | 0 | 0 | 0 | 0 | 0 | 2 | 1 | 4 | 1 | 3 | 1 | 1 |  | 0
PG&E GBA | Rossmoor | 230 | Solar |  |  | 0 | 0 | 0 | 0 | 0 | 0 | 0 | 0 | 0 | 5 | 2 | 1 | 1 | 1 | 1 | 0 | 0 | 0 | 2 | 0 | 0 | 0 | 0 | 0 | 0 | 0 | 2 | 1 | 4 | 1 | 3 | 1 | 1 |  | 0
PG&E NGBA | Round Mountain | 230 | Solar |  |  | 0 | 0 | 0 | 0 | 0 | 0 | 0 | 0 | 0 | 5 | 2 | 1 | 1 | 1 | 1 | 1 | 1 | 1 | 2 | 5 | 3 | 1 | 1 | 3 | 2 | 1 | 2 | 2 | 4 | 2 | 3 | 1 | 1 |  | 0
PG&E NGBA | Round Mountain | 500 | Solar |  |  | 0 | 0 | 0 | 0 | 0 | 0 | 0 | 0 | 0 | 5 | 2 | 1 | 1 | 1 | 1 | 1 | 1 | 1 | 2 | 5 | 3 | 1 | 1 | 3 | 2 | 1 | 2 | 2 | 4 | 2 | 3 | 1 | 1 |  | 0
PG&E GBA | Salado | 115 | Solar |  |  | 0 | 0 | 0 | 0 | 0 | 0 | 0 | 0 | 0 | 1 | 1 | 1 | 1 | 1 | 1 | 0 | 0 | 0 | 1 | 0 | 0 | 0 | 0 | 0 | 0 | 0 | 1 | 1 | 4 | 2 | 1 | 1 | 1 |  | 0
PG&E GBA | Salado | 60 | Solar |  |  | 0 | 0 | 0 | 0 | 0 | 0 | 0 | 0 | 0 | 1 | 1 | 1 | 1 | 1 | 1 | 0 | 0 | 0 | 1 | 0 | 0 | 0 | 0 | 0 | 0 | 0 | 1 | 1 | 4 | 2 | 1 | 1 | 1 |  | 0
PG&E GBA | Salinas | 115 | Solar |  |  | 0 | 0 | 0 | 0 | 0 | 0 | 0 | 0 | 0 | 1 | 1 | 1 | 1 | 1 | 1 | 0 | 0 | 0 | 1 | 0 | 0 | 0 | 0 | 0 | 0 | 0 | 2 | 2 | 3 | 2 | 2 | 1 | 1 |  | 0
SDGE | Salt Creek | 69 | Solar |  |  | 0 | 0 | 0 | 0 | 0 | 0 | 0 | 0 | 0 | 1 | 1 | 1 | 1 | 1 | 1 | 0 | 0 | 0 | 2 | 0 | 0 | 0 | 0 | 0 | 0 | 0 | 2 | 1 | 3 | 1 | 2 | 1 | 1 |  | 0
SCE Eastern | San Bernardino | 230 | Solar |  |  | 0 | 0 | 0 | 0 | 0 | 0 | 0 | 0 | 0 | 1 | 1 | 1 | 1 | 1 | 1 | 1 | 3 | 1 | 2 | 5 | 1 | 1 | 2 | 3 | 1 | 1 | 1 | 1 | 2 | 1 | 2 | 1 | 1 |  | 0
PG&E GBA | SAN FRAN A (POTRERO PP) | 115 | Solar |  |  | 0 | 0 | 0 | 0 | 0 | 0 | 0 | 0 | 0 | 5 | 2 | 1 | 1 | 1 | 1 | 0 | 0 | 0 | 2 | 0 | 0 | 0 | 0 | 0 | 0 | 0 | 2 | 1 | 2 | 1 | 2 | 1 | 1 |  | 0
PG&E GBA | SAN FRAN A (POTRERO PP) | 230 | Solar |  |  | 0 | 0 | 0 | 0 | 0 | 0 | 0 | 0 | 0 | 5 | 2 | 1 | 1 | 1 | 1 | 0 | 0 | 0 | 2 | 0 | 0 | 0 | 0 | 0 | 0 | 0 | 2 | 1 | 2 | 1 | 2 | 1 | 1 |  | 0
PG&E GBA | San Jose A | 115 | Solar |  |  | 0 | 0 | 0 | 0 | 0 | 0 | 0 | 0 | 0 | 1 | 1 | 1 | 1 | 1 | 1 | 0 | 0 | 0 | 2 | 0 | 0 | 0 | 0 | 0 | 0 | 0 | 2 | 1 | 2 | 2 | 2 | 1 | 1 |  | 0
PG&E GBA | San Jose B | 115 | Solar |  |  | 0 | 0 | 0 | 0 | 0 | 0 | 0 | 0 | 0 | 1 | 1 | 1 | 1 | 1 | 1 | 0 | 0 | 0 | 2 | 0 | 0 | 0 | 0 | 0 | 0 | 0 | 2 | 1 | 3 | 2 | 2 | 1 | 1 |  | 0
PG&E GBA | San Leandro U | 115 | Solar |  |  | 0 | 0 | 0 | 0 | 0 | 0 | 0 | 0 | 0 | 5 | 2 | 1 | 1 | 1 | 1 | 0 | 0 | 0 | 2 | 0 | 0 | 0 | 0 | 0 | 0 | 0 | 2 | 1 | 3 | 1 | 2 | 1 | 1 |  | 0
PG&E KERN | San Luis Obispo | 115 | Solar |  |  | 0 | 0 | 0 | 0 | 0 | 0 | 0 | 0 | 0 | 1 | 1 | 1 | 1 | 1 | 1 | 1 | 1 | 1 | 2 | 5 | 1 | 1 | 2 | 2 | 1 | 1 | 2 | 2 | 4 | 2 | 3 | 1 | 1 |  | 0
PG&E KERN | San Luis Obispo | 70 | Solar |  |  | 0 | 0 | 0 | 0 | 0 | 0 | 0 | 0 | 0 | 1 | 1 | 1 | 1 | 1 | 1 | 1 | 1 | 1 | 2 | 5 | 1 | 1 | 2 | 2 | 1 | 1 | 2 | 2 | 4 | 2 | 3 | 1 | 1 |  | 0
SDGE | San Luis Rey | 230 | Solar |  |  | 0 | 0 | 0 | 0 | 0 | 0 | 0 | 0 | 0 | 1 | 1 | 1 | 1 | 1 | 1 | 1 | 4 | 1 | 2 | 5 | 2 | 1 | 2 | 3 | 1 | 1 | 2 | 1 | 4 | 1 | 3 | 1 | 1 |  | 0
SDGE | San Luis Rey | 69 | Solar |  |  | 0 | 0 | 0 | 0 | 0 | 0 | 0 | 0 | 0 | 1 | 1 | 1 | 1 | 1 | 1 | 1 | 4 | 1 | 2 | 5 | 2 | 1 | 2 | 3 | 1 | 1 | 2 | 1 | 4 | 1 | 3 | 1+ | 1 |  | 1
SDGE | San Marcos | 69 | Solar |  |  | 0 | 0 | 0 | 0 | 0 | 0 | 0 | 0 | 0 | 1 | 1 | 1 | 1 | 1 | 1 | 0 | 0 | 0 | 2 | 0 | 0 | 0 | 0 | 0 | 0 | 0 | 2 | 1 | 2 | 1 | 3 | 1 | 1 |  | 0
SCE Metro | San Onofre | 230 | Solar |  |  | 0 | 0 | 0 | 0 | 0 | 0 | 0 | 0 | 0 | 1 | 1 | 1 | 1 | 1 | 1 | 1 | 1 | 1 | 2 | 5 | 1 | 3 | 3 | 3 | 2 | 1 | 2 | 1 | 4 | 1 | 3 | 1 | 1 |  | 0
PG&E GBA | San Pablo | 115 | Solar |  |  | 0 | 0 | 0 | 0 | 0 | 0 | 0 | 0 | 0 | 5 | 2 | 1 | 1 | 1 | 1 | 0 | 0 | 0 | 2 | 0 | 0 | 0 | 0 | 0 | 0 | 0 | 2 | 1 | 2 | 1 | 1 | 1 | 1 |  | 0
PG&E GBA | San Ramon | 230 | Solar |  |  | 0 | 0 | 0 | 0 | 0 | 0 | 0 | 0 | 0 | 5 | 2 | 1 | 1 | 1 | 1 | 0 | 0 | 0 | 2 | 0 | 0 | 0 | 0 | 0 | 0 | 0 | 2 | 1 | 2 | 1 | 3 | 1 | 1 |  | 0
SDGE | San Ysidro | 69 | Solar |  |  | 0 | 0 | 0 | 0 | 0 | 0 | 0 | 0 | 0 | 1 | 1 | 1 | 1 | 1 | 1 | 0 | 0 | 0 | 2 | 0 | 0 | 0 | 0 | 0 | 0 | 0 | 2 | 1 | 2 | 1 | 2 | 1 | 1 |  | 0
SCE NOL | Sandlot | 230 | Solar |  |  | 0 | 0 | 0 | 0 | 0 | 0 | 0 | 0 | 0 | 3 | 3 | 1 | 1 | 1 | 1 | 0 | 0 | 0 | 2 | 0 | 0 | 0 | 0 | 0 | 0 | 0 | 2 | 1 | 4 | 1 | 2 | 1 | 1 |  | 0
EOP | Sandy | 138 | Solar |  |  | 0 | 0 | 0 | 0 | 0 | 0 | 0 | 0 | 0 | 1 | 1 | 1 | 1 | 1 | 1 | 1 | N/A | N/A | 2 | N/A | N/A | N/A | N/A | N/A | N/A | N/A | 2 | 2 | 4 | 1 | 3 | 1 | 1 |  | 0
PG&E FRESNO | Sanger | 115 | Solar |  |  | 0 | 0 | 0 | 0 | 0 | 0 | 0 | 0 | 0 | 5 | 2 | 4 | 2 | 1 | 1 | 1 | 3 | 2 | 1 | 1 | 1 | 1 | 1 | 1 | 1 | 1 | 1 | 1 | 2 | 2 | 2 | 1+ | 1 |  | 1
SCE Northern | Santa Clara | 230 | Solar |  |  | 0 | 0 | 0 | 0 | 0 | 0 | 0 | 0 | 0 | 1 | 1 | 1 | 1 | 1 | 1 | 1 | 1 | 1 | 2 | 5 | 1 | 1 | 1 | 1 | 1 | 1 | 2 | 1 | 3 | 1 | 2 | 1 | 1 |  | 0
PG&E NGBA | Santa Rosa A | 115 | Solar |  |  | 0 | 0 | 0 | 0 | 0 | 0 | 0 | 0 | 0 | 5 | 2 | 1 | 1 | 1 | 1 | 0 | 0 | 0 | 2 | 0 | 0 | 0 | 0 | 0 | 0 | 0 | 2 | 1 | 3 | 2 | 2 | 1 | 1 |  | 0
PG&E GBA | Santa Teresa | 115 | Solar |  |  | 0 | 0 | 0 | 0 | 0 | 0 | 0 | 0 | 0 | 1 | 1 | 1 | 1 | 1 | 1 | 0 | 0 | 0 | 2 | 0 | 0 | 0 | 0 | 0 | 0 | 0 | 2 | 1 | 2 | 2 | 2 | 1 | 1 |  | 0
SDGE | Santee | 138 | Solar |  |  | 0 | 0 | 0 | 0 | 0 | 0 | 0 | 0 | 0 | 5 | 5 | 1 | 1 | 1 | 1 | 0 | 0 | 0 | 2 | 0 | 0 | 0 | 0 | 0 | 0 | 0 | 2 | 1 | 2 | 1 | 2 | 1 | 1 |  | 0
SCE Metro | Santiago | 230 | Solar |  |  | 0 | 0 | 0 | 0 | 0 | 0 | 0 | 0 | 0 | 1 | 1 | 1 | 1 | 1 | 1 | 1 | 4 | 1 | 2 | 5 | 1 | 2 | 2 | 3 | 1 | 1 | 1 | 1 | 2 | 1 | 2 | 1 | 1 |  | 0
PG&E GBA | Saratoga | 230 | Solar |  |  | 0 | 0 | 0 | 0 | 0 | 0 | 0 | 0 | 0 | 1 | 1 | 1 | 1 | 1 | 1 | 0 | 0 | 0 | 2 | 0 | 0 | 0 | 0 | 0 | 0 | 0 | 2 | 1 | 4 | 2 | 3 | 1 | 1 |  | 0
SCE Northern | Saugus | 230 | Solar |  |  | 0 | 0 | 0 | 0 | 0 | 0 | 0 | 0 | 0 | 1 | 1 | 1 | 1 | 1 | 1 | 1 | 2 | 1 | 2 | 5 | 1 | 1 | 1 | 2 | 1 | 1 | 1 | 1 | 3 | 1 | 3 | 1 | 1 |  | 0
PG&E FRESNO | Schindler | 115 | Solar |  |  | 0 | 0 | 0 | 0 | 0 | 0 | 0 | 0 | 0 | 1 | 1 | 1 | 1 | 1 | 1 | 1 | 1 | 1 | 1 | 1 | 1 | 1 | 1 | 1 | 1 | 1 | 1 | 1 | 4 | 2 | 1 | 1+ | 1 |  | 1
PG&E FRESNO | Schindler | 70 | Solar |  |  | 0 | 0 | 0 | 0 | 0 | 0 | 0 | 0 | 0 | 1 | 1 | 1 | 1 | 1 | 1 | 1 | 1 | 1 | 1 | 1 | 1 | 1 | 1 | 1 | 1 | 1 | 1 | 1 | 4 | 2 | 1 | 1 | 1 |  | 0
PG&E GBA | Schulte | 115 | Solar |  |  | 0 | 0 | 0 | 0 | 0 | 0 | 0 | 0 | 0 | 5 | 2 | 1 | 1 | 1 | 1 | 1 | 1 | 1 | 1 | 5 | 1 | 1 | 1 | 1 | 1 | 1 | 1 | 1 | 1 | 2 | 2 | 1 | 1 |  | 0
SDGE | Scripps | 69 | Solar |  |  | 0 | 0 | 0 | 0 | 0 | 0 | 0 | 0 | 0 | 1 | 1 | 1 | 1 | 1 | 1 | 0 | 0 | 0 | 2 | 0 | 0 | 0 | 0 | 0 | 0 | 0 | 2 | 1 | 2 | 1 | 3 | 1 | 1 |  | 0
PG&E KERN | Semitropic | 115 | Solar |  |  | 0 | 0 | 0 | 0 | 0 | 0 | 0 | 0 | 0 | 1 | 1 | 1 | 1 | 1 | 1 | 1 | 1 | 2 | 1 | 1 | 1 | 1 | 1 | 2 | 1 | 1 | 1 | 1 | 3 | 1 | 1 | 1+ | 1 |  | 1
SCE Metro | Serrano | 230 | Solar |  |  | 0 | 0 | 0 | 0 | 0 | 0 | 0 | 0 | 0 | 1 | 1 | 1 | 1 | 1 | 1 | 1 | 1 | 1 | 2 | 5 | 2 | 1 | 1 | 3 | 1 | 1 | 1 | 1 | 2 | 1 | 2 | 1 | 1 |  | 0
SCE Metro | Serrano | 500 | Solar |  |  | 0 | 0 | 0 | 0 | 0 | 0 | 0 | 0 | 0 | 1 | 1 | 1 | 1 | 1 | 1 | 1 | 1 | 1 | 2 | 5 | 2 | 1 | 1 | 3 | 1 | 1 | 1 | 1 | 2 | 1 | 2 | 1 | 1 |  | 0
SDGE | Shadowridge | 138 | Solar |  |  | 0 | 0 | 0 | 0 | 0 | 0 | 0 | 0 | 0 | 1 | 1 | 1 | 1 | 1 | 1 | 0 | 0 | 0 | 2 | 0 | 0 | 0 | 0 | 0 | 0 | 0 | 2 | 1 | 3 | 1 | 3 | 1 | 1 |  | 0
PG&E KERN | Shafter | 115 | Solar |  |  | 0 | 0 | 0 | 0 | 0 | 0 | 0 | 0 | 0 | 5 | 2 | 4 | 2 | 1 | 1 | 1 | 1 | 3 | 1 | 1 | 1 | 1 | 1 | 1 | 1 | 1 | 1 | 1 | 3 | 1 | 1 | 1+ | 1 |  | 1
PG&E NGBA | Silverado | 115 | Solar |  |  | 0 | 0 | 0 | 0 | 0 | 0 | 0 | 0 | 0 | 5 | 2 | 1 | 1 | 1 | 1 | 0 | 0 | 0 | 2 | 0 | 0 | 0 | 0 | 0 | 0 | 0 | 2 | 1 | 4 | 2 | 3 | 1 | 1 |  | 0
SDGE | Silvergate | 230 | Solar |  |  | 0 | 0 | 0 | 0 | 0 | 0 | 0 | 0 | 0 | 1 | 1 | 1 | 1 | 1 | 1 | 1 | 3 | 1 | 2 | 1 | 1 | 1 | 3 | 3 | 1 | 1 | 2 | 1 | 1 | 1 | 1 | 1 | 1 |  | 0
SDGE | Silvergate | 69 | Solar |  |  | 0 | 0 | 0 | 0 | 0 | 0 | 0 | 0 | 0 | 1 | 1 | 1 | 1 | 1 | 1 | 1 | 3 | 1 | 2 | 1 | 1 | 1 | 3 | 3 | 1 | 1 | 2 | 1 | 1 | 1 | 1 | 1 | 1 |  | 0
PG&E KERN | Sisquoc | 115 | Solar |  |  | 0 | 0 | 0 | 0 | 0 | 0 | 0 | 0 | 0 | 1 | 1 | 1 | 1 | 1 | 1 | 1 | 1 | 1 | 2 | 3 | 1 | 1 | 1 | 1 | 1 | 1 | 2 | 2 | 4 | 1 | 3 | 1 | 1 |  | 0
EOP | Sloan Canyon | 230 | Solar |  |  | 0 | 0 | 0 | 0 | 0 | 0 | 0 | 0 | 0 | 1 | 1 | 1 | 1 | 2 | 1 | 1 | N/A | N/A | 2 | N/A | N/A | N/A | N/A | N/A | N/A | N/A | 2 | 2 | 3 | 1 | 3 | 1+ | 1 |  | 1
EOP | Sloan Canyon | 500 | Solar |  |  | 0 | 0 | 0 | 0 | 0 | 0 | 0 | 0 | 0 | 1 | 1 | 1 | 1 | 1 | 1 | 1 | N/A | N/A | 2 | N/A | N/A | N/A | N/A | N/A | N/A | N/A | 2 | 2 | 3 | 1 | 3 | 1 | 1 |  | 0
PG&E KERN | Smyrna | 115 | Solar |  |  | 0 | 0 | 0 | 0 | 0 | 0 | 0 | 0 | 0 | 5 | 2 | 4 | 2 | 1 | 1 | 1 | 1 | 1 | 1 | 1 | 1 | 1 | 1 | 1 | 1 | 1 | 1 | 1 | 4 | 1 | 1 | 1 | 1 |  | 0
PG&E GBA | Sobrante | 115 | Solar |  |  | 0 | 0 | 0 | 0 | 0 | 0 | 0 | 0 | 0 | 5 | 2 | 1 | 1 | 1 | 1 | 0 | 0 | 0 | 2 | 0 | 0 | 0 | 0 | 0 | 0 | 0 | 2 | 1 | 2 | 1 | 3 | 1 | 1 |  | 0
PG&E GBA | Sobrante | 230 | Solar |  |  | 0 | 0 | 0 | 0 | 0 | 0 | 0 | 0 | 0 | 5 | 2 | 1 | 1 | 1 | 1 | 0 | 0 | 0 | 2 | 0 | 0 | 0 | 0 | 0 | 0 | 0 | 2 | 1 | 2 | 1 | 3 | 1 | 1 |  | 0
PG&E KERN | Solar | 230 | Solar |  |  | 0 | 0 | 0 | 0 | 0 | 0 | 0 | 0 | 0 | 5 | 2 | 4 | 2 | 1 | 1 | 1 | 1 | 1 | 2 | 2 | 1 | 1 | 1 | 2 | 2 | 1 | 2 | 1 | 4 | 2 | 3 | 1 | 1 |  | 0
PG&E GBA | Soledad | 115 | Solar |  |  | 0 | 0 | 0 | 0 | 0 | 0 | 0 | 0 | 0 | 1 | 1 | 1 | 1 | 1 | 1 | 0 | 0 | 0 | 2 | 0 | 0 | 0 | 0 | 0 | 0 | 0 | 2 | 2 | 4 | 2 | 3 | 1 | 1 |  | 0
PG&E GBA | Soledad | 60 | Solar |  |  | 0 | 0 | 0 | 0 | 0 | 0 | 0 | 0 | 0 | 1 | 1 | 1 | 1 | 1 | 1 | 1 | 1 | 1 | 2 | 2 | 1 | 1 | 1 | 1 | 1 | 1 | 2 | 2 | 4 | 2 | 3 | 1 | 1 |  | 0
SDGE | Spring Valley | 69 | Solar |  |  | 0 | 0 | 0 | 0 | 0 | 0 | 0 | 0 | 0 | 1 | 1 | 1 | 1 | 1 | 1 | 0 | 0 | 0 | 2 | 0 | 0 | 0 | 0 | 0 | 0 | 0 | 2 | 1 | 2 | 1 | 2 | 1 | 1 |  | 0
SCE Northern | Springville | 230 | Solar |  |  | 0 | 0 | 0 | 0 | 0 | 0 | 0 | 0 | 0 | 1 | 1 | 1 | 1 | 1 | 1 | 1 | 2 | 1 | 1 | 3 | 2 | 1 | 1 | 3 | 2 | 1 | 1 | 1 | 4 | 1 | 1 | 4+ | 1 |  | 1
PG&E GBA | Stagg | 230 | Solar |  |  | 0 | 0 | 0 | 0 | 0 | 0 | 0 | 0 | 0 | 5 | 2 | 1 | 1 | 1 | 1 | 1 | 1 | 3 | 1 | 1 | 1 | 1 | 1 | 1 | 1 | 1 | 1 | 1 | 3 | 2 | 2 | 1 | 1 |  | 0
PG&E GBA | Standard Oil | 115 | Solar |  |  | 0 | 0 | 0 | 0 | 0 | 0 | 0 | 0 | 0 | 5 | 2 | 1 | 1 | 1 | 1 | 0 | 0 | 0 | 2 | 0 | 0 | 0 | 0 | 0 | 0 | 0 | 2 | 1 | 1 | 1 | 2 | 1+ | 1 |  | 1
PG&E GBA | Stanislaus | 115 | Solar |  |  | 0 | 0 | 0 | 0 | 0 | 0 | 0 | 0 | 0 | 5 | 2 | 1 | 1 | 1 | 1 | 0 | 0 | 0 | 2 | 0 | 0 | 0 | 0 | 0 | 0 | 0 | 2 | 1 | 4 | 1 | 3 | 1 | 1 |  | 0
PG&E KERN | Stockdale | 115 | Solar |  |  | 0 | 0 | 0 | 0 | 0 | 0 | 0 | 0 | 0 | 1 | 1 | 1 | 1 | 1 | 1 | 1 | 2 | 2 | 1 | 1 | 1 | 1 | 1 | 1 | 1 | 1 | 1 | 1 | 2 | 1 | 2 | 1 | 1 |  | 0
PG&E KERN | Stockdale | 230 | Solar |  |  | 0 | 0 | 0 | 0 | 0 | 0 | 0 | 0 | 0 | 1 | 1 | 1 | 1 | 1 | 1 | 1 | 2 | 2 | 1 | 1 | 1 | 1 | 1 | 1 | 1 | 1 | 1 | 1 | 2 | 1 | 2 | 1 | 1 |  | 0
PG&E GBA | Stockton A | 115 | Solar |  |  | 0 | 0 | 0 | 0 | 0 | 0 | 0 | 0 | 0 | 5 | 2 | 1 | 1 | 1 | 1 | 0 | 0 | 0 | 1 | 0 | 0 | 0 | 0 | 0 | 0 | 0 | 1 | 1 | 3 | 2 | 1 | 1 | 1 |  | 0
PG&E GBA | Stone | 115 | Solar |  |  | 0 | 0 | 0 | 0 | 0 | 0 | 0 | 0 | 0 | 1 | 1 | 1 | 1 | 1 | 1 | 0 | 0 | 0 | 2 | 0 | 0 | 0 | 0 | 0 | 0 | 0 | 2 | 1 | 3 | 2 | 2 | 1 | 1 |  | 0
PG&E FRESNO | Storey | 230 | Solar |  |  | 0 | 0 | 0 | 0 | 0 | 0 | 0 | 0 | 0 | 5 | 2 | 4 | 2 | 1 | 1 | 0 | 0 | 0 | 1 | 0 | 0 | 0 | 0 | 0 | 0 | 0 | 1 | 1 | 4 | 2 | 1 | 1 | 1 |  | 0
PG&E NGBA | Summit | 115 | Solar |  |  | 0 | 0 | 0 | 0 | 0 | 0 | 0 | 0 | 0 | 5 | 2 | 1 | 1 | 1 | 1 | 0 | N/A | N/A | 2 | N/A | N/A | N/A | N/A | N/A | N/A | N/A | 2 | 1 | 4 | 2 | 3 | 1 | 1 |  | 0
SDGE | Suncrest | 230 | Solar |  |  | 0 | 0 | 0 | 0 | 0 | 0 | 0 | 0 | 0 | 1 | 1 | 1 | 1 | 1 | 1 | 1 | 2 | 1 | 2 | 5 | 1 | 1 | 2 | 2 | 2 | 1 | 2 | 1 | 4 | 1 | 3 | 1 | 1 |  | 0
SDGE | Suncrest | 500 | Solar |  |  | 0 | 0 | 0 | 0 | 0 | 0 | 0 | 0 | 0 | 1 | 1 | 1 | 1 | 1 | 1 | 1 | 2 | 1 | 2 | 5 | 1 | 1 | 2 | 2 | 2 | 1 | 2 | 1 | 4 | 1 | 3 | 1 | 1 |  | 0
PG&E KERN | Sunrise | 230 | Solar |  |  | 0 | 0 | 0 | 0 | 0 | 0 | 0 | 0 | 0 | 5 | 2 | 4 | 2 | 1 | 1 | 0 | 0 | 0 | 1 | 0 | 0 | 0 | 0 | 0 | 0 | 0 | 1 | 1 | 1 | 1 | 1 | 1 | 1 |  | 0
PG&E KERN | Sunset | 230 | Solar |  |  | 0 | 0 | 0 | 0 | 0 | 0 | 0 | 0 | 0 | 5 | 2 | 4 | 2 | 1 | 1 | 0 | 0 | 0 | 1 | 0 | 0 | 0 | 0 | 0 | 0 | 0 | 1 | 1 | 1 | 1 | 1 | 1 | 1 |  | 0
PG&E GBA | Swift | 115 | Solar |  |  | 0 | 0 | 0 | 0 | 0 | 0 | 0 | 0 | 0 | 1 | 1 | 1 | 1 | 1 | 1 | 0 | 0 | 0 | 2 | 0 | 0 | 0 | 0 | 0 | 0 | 0 | 2 | 1 | 2 | 2 | 2 | 1 | 1 |  | 0
SDGE | Sycamore Canyon | 138 | Solar |  |  | 0 | 0 | 0 | 0 | 0 | 0 | 0 | 0 | 0 | 5 | 5 | 1 | 1 | 1 | 1 | 1 | 3 | 1 | 2 | 5 | 3 | 2 | 2 | 5 | 1 | 1 | 2 | 1 | 4 | 1 | 3 | 1 | 1 |  | 0
SDGE | Sycamore Canyon | 230 | Solar |  |  | 0 | 0 | 0 | 0 | 0 | 0 | 0 | 0 | 0 | 1 | 1 | 1 | 1 | 1 | 1 | 1 | 3 | 1 | 2 | 5 | 3 | 2 | 2 | 5 | 1 | 1 | 2 | 1 | 4 | 1 | 3 | 1 | 1 |  | 0
SDGE | Sycamore Canyon | 69 | Solar |  |  | 0 | 0 | 0 | 0 | 0 | 0 | 0 | 0 | 0 | 1 | 1 | 1 | 1 | 1 | 1 | 1 | 3 | 1 | 2 | 5 | 3 | 2 | 2 | 5 | 1 | 1 | 2 | 1 | 4 | 1 | 3 | 1 | 1 |  | 0
SCE Northern | Sylmar | 230 | Solar |  |  | 0 | 0 | 0 | 0 | 0 | 0 | 0 | 0 | 0 | 1 | 1 | 1 | 1 | 1 | 1 | 1 | 2 | 1 | 2 | 5 | 1 | 1 | 1 | 1 | 1 | 1 | 1 | 1 | 2 | 1 | 1 | 1 | 1 |  | 0
PG&E NGBA | Table Mountain | 115 | Solar |  |  | 0 | 0 | 0 | 0 | 0 | 0 | 0 | 0 | 0 | 5 | 2 | 1 | 1 | 1 | 1 | 1 | 1 | 1 | 2 | 2 | 3 | 1 | 2 | 4 | 1 | 1 | 2 | 1 | 3 | 2 | 1 | 1 | 1 |  | 0
PG&E NGBA | Table Mountain | 230 | Solar |  |  | 0 | 0 | 0 | 0 | 0 | 0 | 0 | 0 | 0 | 5 | 2 | 1 | 1 | 1 | 1 | 1 | 1 | 1 | 2 | 2 | 3 | 1 | 2 | 4 | 1 | 1 | 2 | 1 | 3 | 2 | 1 | 1 | 1 |  | 0
PG&E NGBA | Table Mountain | 500 | Solar |  |  | 0 | 0 | 0 | 0 | 0 | 0 | 0 | 0 | 0 | 5 | 2 | 1 | 1 | 1 | 1 | 1 | 1 | 1 | 2 | 2 | 3 | 1 | 2 | 4 | 1 | 1 | 2 | 1 | 3 | 2 | 1 | 1 | 1 |  | 0
PG&E NGBA | Table Mountain | 60 | Solar |  |  | 0 | 0 | 0 | 0 | 0 | 0 | 0 | 0 | 0 | 5 | 2 | 1 | 1 | 1 | 1 | 1 | 1 | 1 | 2 | 2 | 3 | 1 | 2 | 4 | 1 | 1 | 2 | 1 | 3 | 2 | 1 | 1 | 1 |  | 0
PG&E KERN | Taft | 115 | Solar |  |  | 0 | 3 | 3 | 0 | 3 | 3 | 0 | 0 | 0 | 5 | 2 | 4 | 2 | 1 | 1 | 1 | 1 | 1 | 1 | 1 | 1 | 2 | 3 | 4 | 1 | 1 | 1 | 1 | 2 | 1 | 2 | 1 | 1 |  | 1
SDGE | Talega | 138 | Solar |  |  | 0 | 0 | 0 | 0 | 0 | 0 | 0 | 0 | 0 | 1 | 1 | 1 | 1 | 1 | 1 | 1 | 4 | 1 | 2 | 5 | 1 | 2 | 2 | 3 | 2 | 1 | 2 | 1 | 3 | 1 | 3 | 1 | 1 |  | 0
SDGE | Talega | 230 | Solar |  |  | 0 | 0 | 0 | 0 | 0 | 0 | 0 | 0 | 0 | 1 | 1 | 1 | 1 | 1 | 1 | 1 | 4 | 1 | 2 | 5 | 1 | 2 | 2 | 3 | 2 | 1 | 2 | 1 | 3 | 1 | 3 | 1 | 1 |  | 0
PG&E GBA | Tassajara | 230 | Solar |  |  | 0 | 0 | 0 | 0 | 0 | 0 | 0 | 0 | 0 | 5 | 2 | 1 | 1 | 1 | 1 | 0 | 0 | 0 | 2 | 0 | 0 | 0 | 0 | 0 | 0 | 0 | 2 | 1 | 3 | 1 | 3 | 1 | 1 |  | 0
PG&E KERN | Tejon | 70 | Solar |  |  | 0 | 0 | 0 | 0 | 0 | 0 | 0 | 0 | 0 | 1 | 1 | 1 | 1 | 1 | 1 | 0 | 0 | 0 | 1 | 0 | 0 | 0 | 0 | 0 | 0 | 0 | 1 | 1 | 3 | 1 | 1 | 1 | 1 |  | 0
SDGE | Telegraph Canyon | 138 | Solar |  |  | 0 | 0 | 0 | 0 | 0 | 0 | 0 | 0 | 0 | 1 | 1 | 1 | 1 | 1 | 1 | 0 | 0 | 0 | 2 | 0 | 0 | 0 | 0 | 0 | 0 | 0 | 2 | 1 | 2 | 1 | 2 | 1 | 1 |  | 0
PG&E KERN | Temblor | 115 | Solar |  |  | 0 | 0 | 0 | 0 | 0 | 0 | 0 | 0 | 0 | 5 | 2 | 4 | 2 | 1 | 1 | 1 | 1 | 1 | 1 | 1 | 1 | 1 | 1 | 2 | 1 | 1 | 1 | 1 | 2 | 1 | 1 | 1 | 1 |  | 0
PG&E KERN | Templeton | 230 | Solar |  |  | 0 | 0 | 0 | 0 | 0 | 0 | 0 | 0 | 0 | 5 | 2 | 4 | 2 | 1 | 1 | 1 | 2 | 1 | 1 | 4 | 1 | 1 | 1 | 1 | 1 | 1 | 2 | 2 | 4 | 2 | 3 | 1 | 1 |  | 0
PG&E KERN | Templeton | 70 | Solar |  |  | 0 | 0 | 0 | 0 | 0 | 0 | 0 | 0 | 0 | 1 | 1 | 1 | 1 | 1 | 1 | 1 | 2 | 1 | 1 | 4 | 1 | 1 | 1 | 1 | 1 | 1 | 2 | 2 | 4 | 2 | 3 | 1 | 1 |  | 0
PG&E GBA | Tesla | 115 | Solar |  |  | 0 | 0 | 0 | 0 | 0 | 0 | 0 | 0 | 0 | 1 | 1 | 1 | 1 | 1 | 1 | 1 | 2 | 1 | 2 | 1 | 3 | 2 | 2 | 3 | 1 | 1 | 2 | 1 | 2 | 1 | 2 | 1 | 1 |  | 0
PG&E GBA | Tesla | 230 | Solar |  |  | 0 | 0 | 0 | 0 | 0 | 0 | 0 | 0 | 0 | 5 | 2 | 1 | 1 | 2 | 2 | 1 | 2 | 1 | 2 | 1 | 3 | 2 | 2 | 3 | 1 | 1 | 2 | 1 | 2 | 1 | 2 | 1 | 1 |  | 0
PG&E GBA | Tesla | 500 | Solar |  |  | 0 | 0 | 0 | 0 | 0 | 0 | 0 | 0 | 0 | 1 | 1 | 1 | 1 | 2 | 1 | 1 | 2 | 1 | 2 | 1 | 3 | 2 | 2 | 3 | 1 | 1 | 2 | 1 | 2 | 1 | 2 | 4+ | 1 |  | 1
PG&E KERN | Tevis | 115 | Solar |  |  | 0 | 0 | 0 | 0 | 0 | 0 | 0 | 0 | 0 | 5 | 2 | 4 | 2 | 1 | 1 | 1 | 2 | 1 | 1 | 1 | 1 | 1 | 2 | 2 | 1 | 1 | 1 | 1 | 2 | 1 | 2 | 1 | 1 |  | 0
EOP | Thousandaire | 138 | Solar |  |  | 0 | 0 | 0 | 0 | 0 | 0 | 0 | 0 | 0 | 1 | 1 | 1 | 1 | 1 | 1 | 1 | N/A | N/A | 2 | N/A | N/A | N/A | N/A | N/A | N/A | N/A | 2 | 2 | 4 | 1 | 3 | 1 | 1 |  | 0
PG&E KERN | Topaz | 230 | Solar |  |  | 0 | 0 | 0 | 0 | 0 | 0 | 0 | 0 | 0 | 5 | 2 | 4 | 2 | 1 | 1 | 0 | 0 | 0 | 2 | 0 | 0 | 0 | 0 | 0 | 0 | 0 | 1 | 1 | 3 | 1 | 2 | 1 | 1 |  | 0
SCE NOL | Tortilla | 115 | Solar |  |  | 0 | 0 | 0 | 0 | 0 | 0 | 0 | 0 | 0 | 3 | 3 | 1 | 1 | 1 | 1 | 1 | 3 | 1 | 2 | 1 | 2 | 2 | 1 | 3 | 1 | 1 | 2 | 1 | 4 | 1 | 2 | 1+ | 1 |  | 1
SDGE | Trabuco | 138 | Solar |  |  | 0 | 0 | 0 | 0 | 0 | 0 | 0 | 0 | 0 | 1 | 1 | 1 | 1 | 1 | 1 | 1 | 4 | 1 | 2 | 5 | 1 | 2 | 3 | 3 | 1 | 1 | 1 | 1 | 1 | 1 | 2 | 1 | 1 |  | 0
PG&E GBA | Tracy | 115 | Solar |  |  | 0 | 0 | 0 | 0 | 0 | 0 | 0 | 0 | 0 | 5 | 2 | 1 | 1 | 1 | 1 | 0 | 0 | 0 | 2 | 0 | 0 | 0 | 0 | 0 | 0 | 0 | 2 | 1 | 3 | 1 | 2 | 1 | 1 |  | 0
PG&E FRESNO | Tranquility | 230 | Solar |  |  | 0 | 600 | 600 | 0 | 600 | 600 | 0 | 0 | 0 | 5 | 2 | 1 | 1 | 1 | 2 | 1 | 2 | 1 | 1 | 1 | 1 | 1 | 1 | 1 | 1 | 1 | 1 | 1 | 4 | 2 | 1 | 4+ | 4 | More total mapped, less FCDS as shifted to EODS to align with in-dev | 1
PG&E GBA | Trimble | 115 | Solar |  |  | 0 | 0 | 0 | 0 | 0 | 0 | 0 | 0 | 0 | 1 | 1 | 1 | 1 | 1 | 1 | 0 | 0 | 0 | 2 | 0 | 0 | 0 | 0 | 0 | 0 | 0 | 2 | 1 | 3 | 2 | 2 | 1 | 1 |  | 0
EOP | Trout Canyon | 230 | Solar |  |  | 566 | 745 | 1311 | 125 | 650 | 775 | 441 | 95 | 536 | 1 | 1 | 1 | 1 | 3 | 3 | 1 | N/A | N/A | 2 | N/A | N/A | N/A | N/A | N/A | N/A | N/A | 2 | 2 | 4 | 1 | 3 | 4+ | 1 |  | 1
EOP | Trout Canyon | 500 | Solar |  |  | 0 | 0 | 0 | 0 | 0 | 0 | 0 | 0 | 0 | 1 | 1 | 1 | 1 | 1 | 1 | 2 | N/A | N/A | 2 | N/A | N/A | N/A | N/A | N/A | N/A | N/A | 2 | 2 | 4 | 1 | 3 | 1+ | 1 |  | 1
PG&E NGBA | Tulucay | 230 | Solar |  |  | 0 | 0 | 0 | 0 | 0 | 0 | 0 | 0 | 0 | 5 | 2 | 1 | 1 | 1 | 1 | 1 | 3 | 1 | 2 | 2 | 2 | 1 | 1 | 3 | 1 | 1 | 2 | 1 | 3 | 2 | 3 | 1 | 4 | Shifted to lower voltage bus to align with In-dev res | 1
PG&E NGBA | Tulucay | 60 | Solar |  |  | 0 | 0 | 0 | 0 | 0 | 0 | 0 | 0 | 0 | 5 | 2 | 1 | 1 | 1 | 1 | 1 | 3 | 1 | 2 | 2 | 2 | 1 | 1 | 3 | 1 | 1 | 2 | 1 | 3 | 2 | 3 | 4+ | 1 |  | 1
PG&E KERN | Tupman | 115 | Solar |  |  | 0 | 0 | 0 | 0 | 0 | 0 | 0 | 0 | 0 | 5 | 2 | 4 | 2 | 1 | 1 | 1 | 1 | 1 | 1 | 1 | 1 | 1 | 2 | 2 | 1 | 1 | 1 | 1 | 2 | 1 | 1 | 1 | 4 | Less to better align with CI | 1
PG&E NGBA | Ukiah | 115 | Solar |  |  | 0 | 0 | 0 | 0 | 0 | 0 | 0 | 0 | 0 | 5 | 2 | 1 | 1 | 1 | 1 | 1 | 1 | 1 | 2 | 5 | 1 | 1 | 2 | 2 | 2 | 1 | 2 | 2 | 4 | 2 | 3 | 1 | 1 |  | 0
PG&E KERN | Union (Estrella) | 70 | Solar |  |  | 0 | 0 | 0 | 0 | 0 | 0 | 0 | 0 | 0 | 1 | 1 | 1 | 1 | 1 | 1 | 0 | 0 | 0 | 1 | 0 | 0 | 0 | 0 | 0 | 0 | 0 | 2 | 2 | 4 | 2 | 3 | 1 | 1 |  | 0
PG&E NGBA | Vaca Dixon | 115 | Solar |  |  | 0 | 0 | 0 | 0 | 0 | 0 | 0 | 0 | 0 | 5 | 2 | 1 | 1 | 1 | 1 | 1 | 1 | 2 | 2 | 1 | 1 | 1 | 1 | 1 | 1 | 1 | 2 | 1 | 1 | 1 | 3 | 1 | 1 |  | 0
PG&E NGBA | Vaca Dixon | 230 | Solar |  |  | 0 | 0 | 0 | 0 | 0 | 0 | 0 | 0 | 0 | 5 | 2 | 1 | 1 | 1 | 1 | 1 | 1 | 2 | 2 | 1 | 1 | 1 | 1 | 1 | 1 | 1 | 2 | 1 | 1 | 1 | 3 | 1+ | 1 |  | 1
PG&E NGBA | Vaca Dixon | 500 | Solar |  |  | 0 | 0 | 0 | 0 | 0 | 0 | 0 | 0 | 0 | 5 | 2 | 1 | 1 | 1 | 1 | 1 | 1 | 2 | 2 | 1 | 1 | 1 | 1 | 1 | 1 | 1 | 2 | 1 | 1 | 1 | 3 | 1+ | 1 |  | 1
PG&E NGBA | Vaca Dixon | 60 | Solar |  |  | 0 | 0 | 0 | 0 | 0 | 0 | 0 | 0 | 0 | 5 | 2 | 1 | 1 | 1 | 1 | 1 | 1 | 2 | 2 | 1 | 1 | 1 | 1 | 1 | 1 | 1 | 2 | 1 | 1 | 1 | 3 | 1 | 1 |  | 0
SCE Eastern | Valley (SCE) | 500 | Solar |  |  | 0 | 0 | 0 | 0 | 0 | 0 | 0 | 0 | 0 | 1 | 1 | 1 | 1 | 1 | 1 | 1 | 4 | 1 | 2 | 5 | 1 | 1 | 2 | 2 | 1 | 1 | 1 | 1 | 2 | 1 | 2 | 1+ | 1 |  | 1
EOP | Valley (VEA) | 138 | Solar |  |  | 0 | 0 | 0 | 0 | 0 | 0 | 0 | 0 | 0 | 1 | 1 | 1 | 1 | 1 | 1 | 1 | N/A | N/A | 2 | N/A | N/A | N/A | N/A | N/A | N/A | N/A | 2 | 2 | 4 | 1 | 3 | 1 | 1 |  | 0
SDGE | Valley Center | 69 | Solar |  |  | 0 | 0 | 0 | 0 | 0 | 0 | 0 | 0 | 0 | 1 | 1 | 1 | 1 | 1 | 1 | 0 | 0 | 0 | 2 | 0 | 0 | 0 | 0 | 0 | 0 | 0 | 2 | 1 | 4 | 1 | 3 | 1 | 1 |  | 0
PG&E GBA | Valley Home | 115 | Solar |  |  | 0 | 0 | 0 | 0 | 0 | 0 | 0 | 0 | 0 | 5 | 2 | 1 | 1 | 1 | 1 | 0 | 0 | 0 | 1 | 0 | 0 | 0 | 0 | 0 | 0 | 0 | 1 | 1 | 4 | 2 | 1 | 1 | 1 |  | 0
PG&E GBA | Valley Springs | 230 | Solar |  |  | 0 | 0 | 0 | 0 | 0 | 0 | 0 | 0 | 0 | 5 | 2 | 1 | 1 | 1 | 1 | 0 | 0 | 0 | 1 | 0 | 0 | 0 | 0 | 0 | 0 | 0 | 2 | 1 | 4 | 1 | 3 | 1+ | 1 |  | 1
PG&E GBA | Valley Springs | 60 | Solar |  |  | 0 | 0 | 0 | 0 | 0 | 0 | 0 | 0 | 0 | 5 | 2 | 1 | 1 | 1 | 1 | 0 | 0 | 0 | 1 | 0 | 0 | 0 | 0 | 0 | 0 | 0 | 2 | 1 | 4 | 1 | 3 | 1 | 1 |  | 0
EOP | Valley Switch | 138 | Solar |  |  | 0 | 0 | 0 | 0 | 0 | 0 | 0 | 0 | 0 | 1 | 1 | 1 | 1 | 1 | 1 | 1 | N/A | N/A | 2 | N/A | N/A | N/A | N/A | N/A | N/A | N/A | 2 | 2 | 4 | 1 | 3 | 1+ | 1 |  | 1
EOP | Valley Switch | 230 | Solar |  |  | 0 | 0 | 0 | 0 | 0 | 0 | 0 | 0 | 0 | 1 | 1 | 1 | 1 | 1 | 1 | 1 | N/A | N/A | 2 | N/A | N/A | N/A | N/A | N/A | N/A | N/A | 2 | 2 | 4 | 1 | 3 | 1+ | 1 |  | 1
PG&E GBA | Vasco | 230 | Solar |  |  | 0 | 0 | 0 | 0 | 0 | 0 | 0 | 0 | 0 | 5 | 2 | 1 | 1 | 1 | 1 | 0 | 0 | 0 | 2 | 0 | 0 | 0 | 0 | 0 | 0 | 0 | 2 | 1 | 3 | 1 | 3 | 1 | 1 |  | 0
PG&E GBA | Vasona | 230 | Solar |  |  | 0 | 0 | 0 | 0 | 0 | 0 | 0 | 0 | 0 | 1 | 1 | 1 | 1 | 1 | 1 | 0 | 0 | 0 | 2 | 0 | 0 | 0 | 0 | 0 | 0 | 0 | 2 | 1 | 4 | 2 | 3 | 1 | 1 |  | 0
SCE Northern | Vestal | 230 | Solar |  |  | 125 | 175 | 300 | 0 | 50 | 50 | 125 | 125 | 250 | 1 | 1 | 1 | 1 | 1 | 1 | 1 | 1 | 1 | 1 | 1 | 1 | 1 | 1 | 1 | 1 | 1 | 1 | 1 | 4 | 1 | 1 | 2- | 4 | More total mapped, less FCDS as shifted to EODS to align with in-dev | 1
SCE Northern | Vestal | 66 | Solar |  |  | 0 | 0 | 0 | 0 | 0 | 0 | 0 | 0 | 0 | 1 | 1 | 1 | 1 | 1 | 4 | 1 | 1 | 1 | 1 | 1 | 1 | 1 | 1 | 1 | 1 | 1 | 1 | 1 | 4 | 1 | 1 | 1 | 1 |  | 0
SCE NOL | Victor | 115 | Solar |  |  | 0 | 0 | 0 | 0 | 0 | 0 | 0 | 0 | 0 | 1 | 1 | 1 | 1 | 1 | 1 | 1 | 4 | 1 | 2 | 1 | 1 | 1 | 1 | 2 | 1 | 1 | 2 | 1 | 3 | 1 | 2 | 1+ | 1 |  | 1
SCE NOL | Victor | 230 | Solar |  |  | 0 | 0 | 0 | 0 | 0 | 0 | 0 | 0 | 0 | 1 | 1 | 1 | 1 | 1 | 1 | 1 | 4 | 1 | 2 | 1 | 1 | 1 | 1 | 2 | 1 | 1 | 2 | 1 | 3 | 1 | 2 | 1+ | 1 |  | 1
SCE Metro | Viejo | 230 | Solar |  |  | 0 | 0 | 0 | 0 | 0 | 0 | 0 | 0 | 0 | 1 | 1 | 1 | 1 | 1 | 1 | 1 | 4 | 1 | 2 | 5 | 2 | 1 | 2 | 3 | 2 | 1 | 1 | 1 | 3 | 1 | 2 | 1 | 1 |  | 0
PG&E GBA | Vierra | 115 | Solar |  |  | 0 | 0 | 0 | 0 | 0 | 0 | 0 | 0 | 0 | 5 | 2 | 1 | 1 | 1 | 2 | 1 | 2 | 2 | 1 | 1 | 1 | 1 | 1 | 1 | 1 | 1 | 1 | 1 | 1 | 2 | 1 | 1 | 1 |  | 0
SCE Metro | Villa Park | 230 | Solar |  |  | 0 | 0 | 0 | 0 | 0 | 0 | 0 | 0 | 0 | 1 | 1 | 1 | 1 | 1 | 1 | 1 | 2 | 1 | 2 | 5 | 2 | 1 | 1 | 3 | 1 | 1 | 1 | 1 | 2 | 1 | 2 | 1 | 1 |  | 0
SCE Northern | Vincent | 230 | Solar |  |  | 0 | 0 | 0 | 0 | 0 | 0 | 0 | 0 | 0 | 1 | 1 | 1 | 1 | 1 | 1 | 1 | 4 | 1 | 2 | 5 | 1 | 1 | 1 | 1 | 1 | 1 | 2 | 1 | 4 | 1 | 3 | 4+ | 4 | Shifted to North of Path 26 for improve reliability SERVM analysis | 1
SCE Northern | Vincent | 500 | Solar |  |  | 0 | 0 | 0 | 0 | 0 | 0 | 0 | 0 | 0 | 1 | 1 | 1 | 1 | 1 | 1 | 1 | 4 | 1 | 2 | 5 | 1 | 1 | 1 | 1 | 1 | 1 | 2 | 1 | 4 | 1 | 3 | 1+ | 1 |  | 1
PG&E GBA | Vineyard | 230 | Solar |  |  | 0 | 0 | 0 | 0 | 0 | 0 | 0 | 0 | 0 | 5 | 2 | 1 | 1 | 1 | 1 | 0 | 0 | 0 | 2 | 0 | 0 | 0 | 0 | 0 | 0 | 0 | 2 | 1 | 2 | 1 | 3 | 1 | 1 |  | 0
SDGE | Vineyard | 69 | Solar |  |  | 0 | 0 | 0 | 0 | 0 | 0 | 0 | 0 | 0 | 1 | 1 | 1 | 1 | 1 | 1 | 0 | 0 | 0 | 2 | 0 | 0 | 0 | 0 | 0 | 0 | 0 | 2 | 1 | 2 | 1 | 3 | 1 | 1 |  | 0
SCE Eastern | Vista (SCE) | 230 | Solar |  |  | 0 | 0 | 0 | 0 | 0 | 0 | 0 | 0 | 0 | 1 | 1 | 1 | 1 | 1 | 1 | 1 | 4 | 1 | 2 | 5 | 1 | 2 | 3 | 5 | 1 | 1 | 1 | 1 | 2 | 1 | 1 | 1 | 1 |  | 0
EOP | Vista (VEA) | 138 | Solar |  |  | 0 | 0 | 0 | 0 | 0 | 0 | 0 | 0 | 0 | 1 | 1 | 1 | 1 | 1 | 1 | 1 | N/A | N/A | 2 | N/A | N/A | N/A | N/A | N/A | N/A | N/A | 2 | 2 | 4 | 1 | 3 | 1 | 1 |  | 0
EOP | Vista (VEA) | 230 | Solar |  |  | 0 | 0 | 0 | 0 | 0 | 0 | 0 | 0 | 0 | 1 | 1 | 1 | 1 | 1 | 1 | 1 | N/A | N/A | 2 | N/A | N/A | N/A | N/A | N/A | N/A | N/A | 2 | 2 | 4 | 1 | 3 | 2+ | 1 |  | 1
PG&E FRESNO | Wahtoke | 115 | Solar |  |  | 0 | 0 | 0 | 0 | 0 | 0 | 0 | 0 | 0 | 5 | 2 | 1 | 1 | 1 | 1 | 1 | 3 | 2 | 1 | 1 | 1 | 1 | 1 | 1 | 1 | 1 | 1 | 1 | 3 | 2 | 1 | 1 | 1 |  | 0
SCE Northern | Wakefield | 66 | Solar |  |  | 0 | 0 | 0 | 0 | 0 | 0 | 0 | 0 | 0 | 1 | 1 | 1 | 1 | 1 | 3 | 0 | 0 | 0 | 2 | 0 | 0 | 0 | 0 | 0 | 0 | 0 | 2 | 1 | 4 | 1 | 3 | 1 | 1 |  | 0
SCE Metro | Walnut | 230 | Solar |  |  | 0 | 0 | 0 | 0 | 0 | 0 | 0 | 0 | 0 | 1 | 1 | 1 | 1 | 1 | 1 | 1 | 2 | 1 | 2 | 5 | 2 | 1 | 1 | 2 | 1 | 1 | 1 | 1 | 1 | 1 | 1 | 1 | 1 |  | 0
SCE Northern | Warne | 230 | Solar |  |  | 0 | 0 | 0 | 0 | 0 | 0 | 0 | 0 | 0 | 1 | 1 | 1 | 1 | 1 | 1 | 0 | 0 | 0 | 2 | 0 | 0 | 0 | 0 | 0 | 0 | 0 | 1 | 1 | 4 | 1 | 3 | 1 | 1 |  | 0
PG&E GBA | Warnerville | 230 | Solar |  |  | 0 | 0 | 0 | 0 | 0 | 0 | 0 | 0 | 0 | 5 | 2 | 1 | 1 | 1 | 1 | 1 | 2 | 1 | 2 | 1 | 2 | 1 | 1 | 3 | 1 | 1 | 1 | 1 | 3 | 2 | 2 | 1 | 1 |  | 0
PG&E FRESNO | Waukena | 115 | Solar |  |  | 0 | 0 | 0 | 0 | 0 | 0 | 0 | 0 | 0 | 5 | 2 | 1 | 1 | 1 | 1 | 1 | 1 | 1 | 1 | 1 | 1 | 1 | 1 | 1 | 1 | 1 | 1 | 1 | 4 | 2 | 1 | 1+ | 1 |  | 1
PG&E GBA | Weber | 230 | Solar |  |  | 0 | 0 | 0 | 0 | 0 | 0 | 0 | 0 | 0 | 5 | 2 | 1 | 1 | 1 | 1 | 1 | 2 | 2 | 1 | 1 | 1 | 1 | 1 | 1 | 1 | 1 | 1 | 1 | 3 | 2 | 1 | 1+ | 1 |  | 1
PG&E GBA | Weber | 60 | Solar |  |  | 0 | 0 | 0 | 0 | 0 | 0 | 0 | 0 | 0 | 5 | 2 | 1 | 1 | 1 | 3 | 1 | 2 | 2 | 1 | 1 | 1 | 1 | 1 | 1 | 1 | 1 | 1 | 1 | 3 | 2 | 1 | 1 | 1 |  | 0
PG&E FRESNO | West Fresno | 115 | Solar |  |  | 0 | 0 | 0 | 0 | 0 | 0 | 0 | 0 | 0 | 5 | 2 | 1 | 1 | 1 | 1 | 1 | 3 | 2 | 1 | 1 | 1 | 1 | 1 | 1 | 1 | 1 | 1 | 1 | 2 | 2 | 1 | 1 | 1 |  | 0
PG&E FRESNO | Westley | 230 | Solar |  |  | 0 | 0 | 0 | 0 | 0 | 0 | 0 | 0 | 0 | 1 | 1 | 1 | 1 | 1 | 1 | 1 | 2 | 2 | 1 | 1 | 2 | 1 | 1 | 3 | 1 | 1 | 1 | 1 | 4 | 2 | 1 | 1 | 1 |  | 0
PG&E KERN | Westpark | 115 | Solar |  |  | 0 | 0 | 0 | 0 | 0 | 0 | 0 | 0 | 0 | 1 | 1 | 1 | 1 | 1 | 1 | 1 | 2 | 1 | 1 | 1 | 1 | 1 | 1 | 1 | 1 | 1 | 1 | 1 | 3 | 1 | 1 | 1 | 1 |  | 0
PG&E KERN | Wheeler Ridge | 230 | Solar |  |  | 200 | 0 | 200 | 200 | 0 | 200 | 0 | 0 | 0 | 5 | 2 | 4 | 2 | 1 | 1 | 1 | 1 | 2 | 1 | 1 | 1 | 1 | 1 | 1 | 1 | 1 | 1 | 1 | 4 | 1 | 1 | 2+ | 3 |  | 1
PG&E KERN | Wheeler Ridge | 115 | Solar |  |  | 0 | 0 | 0 | 0 | 0 | 0 | 0 | 0 | 0 | 1 | 1 | 1 | 1 | 1 | 1 | 1 | 1 | 2 | 1 | 1 | 1 | 1 | 1 | 1 | 1 | 1 | 1 | 1 | 4 | 1 | 1 | 1 | 1 |  | 0
PG&E KERN | Wheeler Ridge | 70 | Solar |  |  | 0 | 0 | 0 | 0 | 0 | 0 | 0 | 0 | 0 | 5 | 2 | 4 | 2 | 1 | 4 | 1 | 1 | 2 | 1 | 1 | 1 | 1 | 1 | 1 | 1 | 1 | 1 | 1 | 4 | 1 | 1 | 1 | 1 |  | 0
SCE Northern | Whirlwind | 230 | Solar |  |  | 218 | 188 | 406 | 218 | 188 | 406 | 0 | 0 | 0 | 1 | 1 | 1 | 1 | 1 | 2 | 1 | 4 | 1 | 2 | 2 | 1 | 1 | 1 | 2 | 1 | 1 | 2 | 1 | 4 | 1 | 3 | 4+ | 3 | More total mapped, less FCDS as shifted to EODS to align with in-dev | 1
SCE Northern | Whirlwind | 500 | Solar |  |  | 0 | 0 | 0 | 0 | 0 | 0 | 0 | 0 | 0 | 1 | 1 | 1 | 1 | 1 | 1 | 1 | 4 | 1 | 2 | 2 | 1 | 1 | 1 | 2 | 1 | 1 | 2 | 1 | 4 | 1 | 3 | 1+ | 1 |  | 1
PG&E GBA | Whisman | 115 | Solar |  |  | 0 | 0 | 0 | 0 | 0 | 0 | 0 | 0 | 0 | 1 | 1 | 1 | 1 | 1 | 1 | 0 | 0 | 0 | 2 | 0 | 0 | 0 | 0 | 0 | 0 | 0 | 2 | 1 | 2 | 2 | 2 | 1 | 1 |  | 0
SCE Eastern | Wildlife | 230 | Solar |  |  | 0 | 0 | 0 | 0 | 0 | 0 | 0 | 0 | 0 | 1 | 1 | 1 | 1 | 1 | 1 | 0 | 0 | 0 | 2 | 0 | 0 | 0 | 0 | 0 | 0 | 0 | 1 | 1 | 1 | 1 | 1 | 1 | 1 |  | 0
PG&E FRESNO | Wilson | 115 | Solar |  |  | 0 | 0 | 0 | 0 | 0 | 0 | 0 | 0 | 0 | 5 | 2 | 1 | 1 | 1 | 1 | 1 | 1 | 1 | 1 | 1 | 2 | 2 | 2 | 3 | 1 | 1 | 1 | 1 | 4 | 2 | 1 | 1 | 1 |  | 0
PG&E FRESNO | Wilson | 230 | Solar |  |  | 0 | 0 | 0 | 0 | 0 | 0 | 0 | 0 | 0 | 5 | 2 | 4 | 2 | 2 | 1 | 1 | 1 | 1 | 1 | 1 | 2 | 2 | 2 | 3 | 1 | 1 | 1 | 1 | 4 | 2 | 1 | 1 | 1 |  | 0
SCE Northern | Windhub | 230 | Solar |  |  | 0 | 1020 | 1020 | 0 | 1020 | 1020 | 0 | 0 | 0 | 1 | 1 | 1 | 1 | 1 | 3 | 2 | 5 | 1 | 2 | 2 | 1 | 1 | 1 | 2 | 1 | 1 | 2 | 1 | 4 | 1 | 2 | 4+ | 4 | More total mapped, less FCDS as shifted to EODS to align with in-dev | 1
SCE Northern | Windhub | 500 | Solar |  |  | 652.5 | 0 | 652.5 | 153 | 0 | 153 | 499.5 | 0 | 499.5 | 1 | 1 | 1 | 1 | 1 | 1 | 2 | 5 | 1 | 2 | 2 | 1 | 1 | 1 | 2 | 1 | 1 | 2 | 1 | 4 | 1 | 2 | 3+ | 3 |  | 1
PG&E GBA | Windmaster | 230 | Solar |  |  | 0 | 0 | 0 | 0 | 0 | 0 | 0 | 0 | 0 | 5 | 2 | 1 | 1 | 1 | 1 | 0 | 0 | 0 | 2 | 0 | 0 | 0 | 0 | 0 | 0 | 0 | 2 | 1 | 2 | 1 | 2 | 1 | 1 |  | 0
PG&E NGBA | Windsor | 60 | Solar |  |  | 0 | 0 | 0 | 0 | 0 | 0 | 0 | 0 | 0 | 5 | 2 | 1 | 1 | 1 | 1 | 0 | 0 | 0 | 2 | 0 | 0 | 0 | 0 | 0 | 0 | 0 | 1 | 1 | 2 | 1 | 2 | 1 | 1 |  | 0
PG&E NGBA | Woodland | 115 | Solar |  |  | 0 | 12 | 12 | 0 | 12 | 12 | 0 | 0 | 0 | 5 | 2 | 1 | 1 | 1 | 1 | 1 | 1 | 2 | 2 | 1 | 2 | 1 | 1 | 2 | 1 | 1 | 2 | 1 | 4 | 2 | 3 | 1 | 1 |  | 1
PG&E FRESNO | Woodward | 115 | Solar |  |  | 0 | 0 | 0 | 0 | 0 | 0 | 0 | 0 | 0 | 5 | 2 | 1 | 1 | 1 | 1 | 0 | 0 | 0 | 1 | 0 | 0 | 0 | 0 | 0 | 0 | 0 | 1 | 1 | 2 | 2 | 2 | 1 | 1 |  | 0
PG&E NGBA | Wyandotte | 115 | Solar |  |  | 0 | 0 | 0 | 0 | 0 | 0 | 0 | 0 | 0 | 5 | 2 | 1 | 1 | 1 | 1 | 1 | 2 | 1 | 2 | 2 | 3 | 1 | 1 | 4 | 1 | 1 | 2 | 1 | 2 | 2 | 2 | 1 | 1 |  | 0
PG&E KERN | 7th Standard | 115 | Battery |  |  | 0 | 0 | 0 | 0 | 0 | 0 | 0 | 0 | 0 | 5 | 2 | 4 | 2 |  | 1 | [11 empty] | 1 | 1 | 3 | 1 | 2 | 2+ | 1 |  | 1
SCE Metro | Alamitos | 230 | Battery |  |  | 82 | 0 | 82 | 82 | 0 | 82 | 0 | 0 | 0 | 1 | 1 | 1 | 1 |  | 2 | [11 empty] | 1 | 1 | 1 | 1 | 1 | 4+ | 1 |  | 1
SCE Eastern | Alberhill | 115 | Battery |  |  | 0 | 0 | 0 | 0 | 0 | 0 | 0 | 0 | 0 | 1 | 1 | 1 | 1 |  | 1 | [11 empty] | 1 | 1 | 4 | 1 | 1 | 1+ | 1 |  | 1
SCE Eastern | Alberhill | 500 | Battery |  |  | 0 | 0 | 0 | 0 | 0 | 0 | 0 | 0 | 0 | 1 | 1 | 1 | 1 |  | 1 | [11 empty] | 1 | 1 | 4 | 1 | 1 | 1 | 1 |  | 0
PG&E GBA | Alhambra | 115 | Battery |  |  | 0 | 0 | 0 | 0 | 0 | 0 | 0 | 0 | 0 | 5 | 2 | 1 | 1 |  | 1 | [11 empty] | 2 | 1 | 2 | 1 | 2 | 1 | 1 |  | 0
PG&E FRESNO | Alpaugh | 115 | Battery |  |  | 10 | 0 | 10 | 10 | 0 | 10 | 0 | 0 | 0 | 5 | 2 | 4 | 2 |  | 1 | [11 empty] | 1 | 1 | 3 | 1 | 1 | 2+ | 1 |  | 1
SDGE | Alpine | 69 | Battery |  |  | 6 | 0 | 6 | 6 | 0 | 6 | 0 | 0 | 0 | 1 | 1 | 1 | 1 |  | 3 | [11 empty] | 2 | 1 | 4 | 1 | 3 | 1 | 1 |  | 1
PG&E GBA | Altamont Midway (Sandhill) | 230 | Battery |  |  | 0 | 0 | 0 | 0 | 0 | 0 | 0 | 0 | 0 | 5 | 2 | 1 | 1 |  | 1 | [11 empty] | 2 | 1 | 2 | 1 | 3 | 1 | 1 |  | 0
SCE Northern | Antelope | 66 | Battery |  |  | 0 | 0 | 0 | 0 | 0 | 0 | 0 | 0 | 0 | 1 | 1 | 1 | 1 |  | 3 | [11 empty] | 2 | 1 | 4 | 1 | 3 | 1 | 1 |  | 0
SCE Northern | Antelope | 230 | Battery |  |  | 28 | 0 | 28 | 28 | 0 | 28 | 0 | 0 | 0 | 1 | 1 | 1 | 1 |  | 2 | [11 empty] | 2 | 1 | 4 | 1 | 3 | 4+ | 4 | Batteries shifted to better align with in-dev | 1
SCE Northern | Antelope | 500 | Battery |  |  | 0 | 0 | 0 | 0 | 0 | 0 | 0 | 0 | 0 | 1 | 1 | 1 | 1 |  | 1 | [11 empty] | 2 | 1 | 4 | 1 | 3 | 1+ | 1 |  | 1
PG&E NGBA | Arcata | 60 | Battery |  |  | 2.5 | 0 | 2.5 | 2.5 | 0 | 2.5 | 0 | 0 | 0 | 5 | 2 | 1 | 1 |  | 3 | [11 empty] | 2 | 2 | 4 | 2 | 3 | 1 | 1 |  | 1
PG&E KERN | Arco | 230 | Battery |  |  | 0 | 0 | 0 | 0 | 0 | 0 | 0 | 0 | 0 | 5 | 2 | 4 | 2 |  | 1 | [11 empty] | 1 | 1 | 4 | 1 | 1 | 4+ | 4 | Batteries shifted to better align with in-dev | 1
PG&E KERN | Arco | 70 | Battery |  |  | 2 | 0 | 2 | 2 | 0 | 2 | 0 | 0 | 0 | 5 | 2 | 4 | 2 |  | 3 | [11 empty] | 1 | 1 | 4 | 1 | 1 | 2+ | 1 |  | 1
SCE Metro | ArcoGen | 230 | Battery |  |  | 0 | 0 | 0 | 0 | 0 | 0 | 0 | 0 | 0 | 1 | 1 | 1 | 1 |  | 1 | [11 empty] | 1 | 1 | 1 | 1 | 1 | 1 | 1 |  | 0
SDGE | Artesian | 230 | Battery |  |  | 0 | 0 | 0 | 0 | 0 | 0 | 0 | 0 | 0 | 1 | 1 | 1 | 1 |  | 1 | [11 empty] | 2 | 1 | 2 | 1 | 3 | 1 | 1 |  | 0
SDGE | Artesian | 69 | Battery |  |  | 0 | 0 | 0 | 0 | 0 | 0 | 0 | 0 | 0 | 1 | 1 | 1 | 1 |  | 1 | [11 empty] | 2 | 1 | 2 | 1 | 3 | 1 | 1 |  | 0
PG&E FRESNO | Ashlan | 230 | Battery |  |  | 0 | 0 | 0 | 0 | 0 | 0 | 0 | 0 | 0 | 5 | 2 | 1 | 1 |  | 1 | [11 empty] | 1 | 1 | 2 | 2 | 1 | 1 | 1 |  | 0
PG&E NGBA | Atlantic | 115 | Battery |  |  | 0 | 0 | 0 | 0 | 0 | 0 | 0 | 0 | 0 | 5 | 2 | 1 | 1 |  | 1 | [11 empty] | 2 | 1 | 2 | 2 | 3 | 1 | 1 |  | 0
PG&E NGBA | Atlantic | 230 | Battery |  |  | 0 | 0 | 0 | 0 | 0 | 0 | 0 | 0 | 0 | 5 | 2 | 1 | 1 |  | 1 | [11 empty] | 2 | 1 | 2 | 2 | 3 | 1 | 1 |  | 0
PG&E NGBA | Atlantic | 60 | Battery |  |  | 0 | 0 | 0 | 0 | 0 | 0 | 0 | 0 | 0 | 5 | 2 | 1 | 1 |  | 1 | [11 empty] | 2 | 1 | 2 | 2 | 3 | 1 | 1 |  | 0
PG&E FRESNO | Atwater | 115 | Battery |  |  | 0 | 0 | 0 | 0 | 0 | 0 | 0 | 0 | 0 | 5 | 2 | 1 | 1 |  | 1 | [11 empty] | 1 | 1 | 2 | 2 | 1 | 4+ | 1 |  | 1
PG&E GBA | Avena | 115 | Battery |  |  | 0 | 0 | 0 | 0 | 0 | 0 | 0 | 0 | 0 | 5 | 2 | 1 | 1 |  | 1 | [11 empty] | 1 | 1 | 3 | 2 | 1 | 1 | 1 |  | 0
SDGE | Avocado | 69 | Battery |  |  | 29.6 | 0 | 29.6 | 29.6 | 0 | 29.6 | 0 | 0 | 0 | 1 | 1 | 1 | 1 |  | 3 | [11 empty] | 2 | 1 | 3 | 1 | 3 | 1 | 1 |  | 1
PG&E NGBA | Bahia | 230 | Battery |  |  | 0 | 0 | 0 | 0 | 0 | 0 | 0 | 0 | 0 | 5 | 2 | 1 | 1 |  | 1 | [11 empty] | 2 | 1 | 1 | 1 | 2 | 1 | 1 |  | 0
SCE Northern | Bailey | 230 | Battery |  |  | 0 | 0 | 0 | 0 | 0 | 0 | 0 | 0 | 0 | 1 | 1 | 1 | 1 |  | 1 | [11 empty] | 1 | 1 | 4 | 1 | 3 | 1 | 1 |  | 0
SCE NOL | Baker | 115 | Battery |  |  | 0 | 0 | 0 | 0 | 0 | 0 | 0 | 0 | 0 | 3 | 3 | 1 | 1 |  | 1 | [11 empty] | 2 | 2 | 4 | 1 | 1 | 1 | 1 |  | 0
PG&E KERN | Bakersfield | 230 | Battery |  |  | 0 | 0 | 0 | 0 | 0 | 0 | 0 | 0 | 0 | 5 | 2 | 4 | 2 |  | 1 | [11 empty] | 1 | 1 | 3 | 1 | 1 | 1 | 1 |  | 0
PG&E FRESNO | Balch | 230 | Battery |  |  | 0 | 0 | 0 | 0 | 0 | 0 | 0 | 0 | 0 | 5 | 2 | 1 | 1 |  | 1 | [11 empty] | 1 | 1 | 4 | 2 | 3 | 1 | 1 |  | 0
SCE Eastern | Bannister | 230 | Battery |  |  | 0 | 0 | 0 | 0 | 0 | 0 | 0 | 0 | 0 | 5 | 5 | 3 | 3 |  | 1 | [11 empty] | 2 | 1 | 2 | 2 | 1 | 1 | 1 |  | 0
SCE Metro | Barre | 230 | Battery |  |  | 10 | 0 | 10 | 10 | 0 | 10 | 0 | 0 | 0 | 1 | 1 | 1 | 1 |  | 5 | [11 empty] | 1 | 1 | 1 | 1 | 1 | 4+ | 1 |  | 1
SDGE | Bay Boulevard | 69 | Battery |  |  | 0 | 0 | 0 | 0 | 0 | 0 | 0 | 0 | 0 | 1 | 1 | 1 | 1 |  | 1 | [11 empty] | 2 | 1 | 2 | 1 | 1 | 1 | 1 |  | 0
SDGE | Bay Boulevard | 230 | Battery |  |  | 0 | 0 | 0 | 0 | 0 | 0 | 0 | 0 | 0 | 1 | 1 | 1 | 1 |  | 1 | [11 empty] | 2 | 1 | 2 | 1 | 1 | 1 | 1 |  | 0
EOP | Beatty | 138 | Battery |  |  | 0 | 0 | 0 | 0 | 0 | 0 | 0 | 0 | 0 | 1 | 1 | 1 | 1 |  | 1 | [11 empty] | 2 | 2 | 4 | 1 | 3 | 1 | 1 |  | 0
EOP | Beatty | 230 | Battery |  |  | 0 | 0 | 0 | 0 | 0 | 0 | 0 | 0 | 0 | 1 | 1 | 1 | 1 |  | 1 | [11 empty] | 2 | 2 | 4 | 1 | 3 | 2+ | 1 |  | 1
PG&E NGBA | Belden | 230 | Battery |  |  | 0 | 0 | 0 | 0 | 0 | 0 | 0 | 0 | 0 | 5 | 2 | 1 | 1 |  | 1 | [11 empty] | 2 | 2 | 4 | 1 | 3 | 1 | 1 |  | 0
PG&E NGBA | Bell | 115 | Battery |  |  | 0 | 0 | 0 | 0 | 0 | 0 | 0 | 0 | 0 | 5 | 2 | 1 | 1 |  | 1 | [11 empty] | 2 | 1 | 4 | 2 | 3 | 1 | 1 |  | 0
PG&E NGBA | Bellevue | 115 | Battery |  |  | 0 | 0 | 0 | 0 | 0 | 0 | 0 | 0 | 0 | 5 | 2 | 1 | 1 |  | 1 | [11 empty] | 2 | 1 | 2 | 2 | 2 | 1 | 1 |  | 0
PG&E GBA | Bellota | 115 | Battery |  |  | 0 | 0 | 0 | 0 | 0 | 0 | 0 | 0 | 0 | 5 | 2 | 1 | 1 |  | 1 | [11 empty] | 1 | 1 | 4 | 2 | 3 | 2+ | 1 |  | 1
PG&E GBA | Bellota | 230 | Battery |  |  | 0 | 0 | 0 | 0 | 0 | 0 | 0 | 0 | 0 | 5 | 2 | 1 | 1 |  | 1 | [11 empty] | 1 | 1 | 4 | 2 | 3 | 1+ | 1 |  | 1
SCE Northern | Big Creek | 230 | Battery |  |  | 0 | 0 | 0 | 0 | 0 | 0 | 0 | 0 | 0 | 1 | 1 | 1 | 1 |  | 1 | [11 empty] | 1 | 1 | 4 | 2 | 3 | 1 | 1 |  | 0
PG&E FRESNO | Biola | 70 | Battery |  |  | 0 | 0 | 0 | 0 | 0 | 0 | 0 | 0 | 0 | 5 | 2 | 1 | 1 |  | 1 | [11 empty] | 1 | 1 | 4 | 2 | 1 | 1 | 1 |  | 0
PG&E GBA | Birds Landing | 230 | Battery |  |  | 0 | 0 | 0 | 0 | 0 | 0 | 0 | 0 | 0 | 5 | 2 | 1 | 1 |  | 1 | [11 empty] | 2 | 1 | 4 | 1 | 1 | 4+ | 4 | Batteries shifted to better align with in-dev | 1
SCE Northern | Bliss | 66 | Battery |  |  | 0 | 0 | 0 | 0 | 0 | 0 | 0 | 0 | 0 | 1 | 1 | 1 | 1 |  | 1 | [11 empty] | 1 | 1 | 4 | 1 | 1 | 1 | 1 |  | 0
SCE Eastern | Blythe | 161 | Battery |  |  | 160 | 0 | 160 | 160 | 0 | 160 | 0 | 0 | 0 | 5 | 5 | 3 | 3 |  | 4 | [11 empty] | 2 | 2 | 2 | 1 | 1 | 1 | 1 |  | 1
PG&E NGBA | Bogue | 115 | Battery |  |  | 0 | 0 | 0 | 0 | 0 | 0 | 0 | 0 | 0 | 5 | 2 | 1 | 1 |  | 1 | [11 empty] | 2 | 2 | 2 | 1 | 2 | 1 | 1 |  | 0
PG&E FRESNO | Borden | 230 | Battery |  |  | 0 | 0 | 0 | 0 | 0 | 0 | 0 | 0 | 0 | 5 | 2 | 4 | 2 |  | 1 | [11 empty] | 1 | 1 | 4 | 2 | 1 | 2+ | 1 |  | 1
PG&E FRESNO | Borden | 70 | Battery |  |  | 0 | 0 | 0 | 0 | 0 | 0 | 0 | 0 | 0 | 5 | 2 | 4 | 2 |  | 1 | [11 empty] | 1 | 1 | 4 | 2 | 1 | 1 | 1 |  | 0
SDGE | Boulevard East | 138 | Battery |  |  | 0 | 0 | 0 | 0 | 0 | 0 | 0 | 0 | 0 | 1 | 1 | 1 | 1 |  | 1 | [11 empty] | 2 | 1 | 4 | 1 | 3 | 4+ | 1 |  | 1
SDGE | Boulevard East | 69 | Battery |  |  | 27.15 | 0 | 27.15 | 27.15 | 0 | 27.15 | 0 | 0 | 0 | 1 | 1 | 1 | 1 |  | 3 | [11 empty] | 2 | 1 | 4 | 1 | 3 | 1 | 1 |  | 1
PG&E GBA | Brentwood | 230 | Battery |  |  | 0.8 | 0 | 0.8 | 0.8 | 0 | 0.8 | 0 | 0 | 0 | 5 | 2 | 1 | 1 |  | 5 | [11 empty] | 2 | 1 | 4 | 1 | 3 | 1 | 1 |  | 1
PG&E NGBA | Bridgeville | 115 | Battery |  |  | 0 | 0 | 0 | 0 | 0 | 0 | 0 | 0 | 0 | 5 | 2 | 1 | 1 |  | 1 | [11 empty] | 2 | 2 | 4 | 2 | 3 | 1 | 1 |  | 0
PG&E NGBA | Brighton | 115 | Battery |  |  | 0 | 0 | 0 | 0 | 0 | 0 | 0 | 0 | 0 | 5 | 2 | 1 | 1 |  | 1 | [11 empty] | 2 | 1 | 2 | 2 | 1 | 1 | 1 |  | 0
PG&E NGBA | Brighton | 230 | Battery |  |  | 0 | 0 | 0 | 0 | 0 | 0 | 0 | 0 | 0 | 5 | 2 | 1 | 1 |  | 1 | [11 empty] | 2 | 1 | 2 | 2 | 1 | 1 | 1 |  | 0
PG&E NGBA | Brunswick | 115 | Battery |  |  | 0 | 0 | 0 | 0 | 0 | 0 | 0 | 0 | 0 | 5 | 2 | 1 | 1 |  | 1 | [11 empty] | 2 | 1 | 4 | 1 | 3 | 1 | 1 |  | 0
PG&E NGBA | Bucks Creek | 230 | Battery |  |  | 0 | 0 | 0 | 0 | 0 | 0 | 0 | 0 | 0 | 5 | 2 | 1 | 1 |  | 1 | [11 empty] | 2 | 2 | 4 | 1 | 3 | 1 | 1 |  | 0
PG&E KERN | Buena Vista | 230 | Battery |  |  | 0 | 0 | 0 | 0 | 0 | 0 | 0 | 0 | 0 | 5 | 2 | 4 | 2 |  | 1 | [11 empty] | 2 | 2 | 4 | 2 | 1 | 1 | 1 |  | 0
PG&E FRESNO | Bullard | 115 | Battery |  |  | 0 | 0 | 0 | 0 | 0 | 0 | 0 | 0 | 0 | 5 | 2 | 4 | 2 |  | 1 | [11 empty] | 1 | 1 | 1 | 2 | 2 | 1 | 1 |  | 0
PG&E GBA | Burlingame | 115 | Battery |  |  | 0 | 0 | 0 | 0 | 0 | 0 | 0 | 0 | 0 | 5 | 2 | 1 | 1 |  | 1 | [11 empty] | 2 | 1 | 3 | 1 | 2 | 1 | 1 |  | 0
PG&E NGBA | Burney Forest | 230 | Battery |  |  | 0 | 0 | 0 | 0 | 0 | 0 | 0 | 0 | 0 | 5 | 5 | 3 | 3 |  | 1 | [11 empty] | 2 | 2 | 4 | 2 | 3 | 1 | 1 |  | 0
PG&E NGBA | Butte | 115 | Battery |  |  | 0 | 0 | 0 | 0 | 0 | 0 | 0 | 0 | 0 | 5 | 2 | 1 | 1 |  | 1 | [11 empty] | 2 | 1 | 4 | 2 | 2 | 1 | 1 |  | 0
PG&E KERN | Cabrillo | 115 | Battery |  |  | 0 | 0 | 0 | 0 | 0 | 0 | 0 | 0 | 0 | 1 | 1 | 1 | 1 |  | 1 | [11 empty] | 2 | 2 | 4 | 1 | 3 | 1 | 1 |  | 0
PG&E FRESNO | Cal Flats | 230 | Battery |  |  | 0 | 0 | 0 | 0 | 0 | 0 | 0 | 0 | 0 | 5 | 2 | 4 | 2 |  | 1 | [11 empty] | 2 | 2 | 4 | 2 | 2 | 1 | 1 |  | 0
SCE NOL | Calcite | 230 | Battery |  |  | 0 | 0 | 0 | 0 | 0 | 0 | 0 | 0 | 0 | 1 | 1 | 1 | 1 |  | 1 | [11 empty] | 2 | 1 | 4 | 1 | 3 | 4+ | 5 | Batteries shifted to better align with in-dev | 1
PG&E KERN | Caliente | 230 | Battery |  |  | 0 | 0 | 0 | 0 | 0 | 0 | 0 | 0 | 0 | 5 | 2 | 4 | 2 |  | 1 | [11 empty] | 2 | 1 | 4 | 2 | 2 | 2+ | 1 |  | 1
PG&E FRESNO | California Ave | 115 | Battery |  |  | 0 | 0 | 0 | 0 | 0 | 0 | 0 | 0 | 0 | 5 | 2 | 1 | 1 |  | 1 | [11 empty] | 1 | 1 | 2 | 2 | 1 | 1 | 1 |  | 0
PG&E KERN | Callender | 115 | Battery |  |  | 0 | 0 | 0 | 0 | 0 | 0 | 0 | 0 | 0 | 5 | 2 | 4 | 2 |  | 1 | [11 empty] | 2 | 2 | 4 | 2 | 2 | 1 | 1 |  | 0
PG&E NGBA | Calpella | 115 | Battery |  |  | 4 | 0 | 4 | 4 | 0 | 4 | 0 | 0 | 0 | 5 | 2 | 1 | 1 |  | 1 | [11 empty] | 2 | 2 | 4 | 2 | 3 | 1 | 1 |  | 1
PG&E GBA | Camanche | 230 | Battery |  |  | 0 | 0 | 0 | 0 | 0 | 0 | 0 | 0 | 0 | 5 | 2 | 1 | 1 |  | 1 | [11 empty] | 1 | 1 | 4 | 2 | 3 | 1 | 1 |  | 0
SDGE | Cameron | 69 | Battery |  |  | 0.46 | 0 | 0.46 | 0.46 | 0 | 0.46 | 0 | 0 | 0 | 1 | 1 | 1 | 1 |  | 3 | [11 empty] | 1 | 1 | 2 | 1 | 1 | 1 | 1 |  | 1
SDGE | Cannon | 69 | Battery |  |  | 0 | 0 | 0 | 0 | 0 | 0 | 0 | 0 | 0 | 1 | 1 | 1 | 1 |  | 1 | [11 empty] | 2 | 1 | 1 | 1 | 3 | 1 | 1 |  | 0
PG&E FRESNO | Cantua | 115 | Battery |  |  | 0 | 0 | 0 | 0 | 0 | 0 | 0 | 0 | 0 | 1 | 1 | 1 | 1 |  | 1 | [11 empty] | 1 | 1 | 4 | 2 | 1 | 1 | 1 |  | 0
SDGE | Capistrano | 138 | Battery |  |  | 0 | 0 | 0 | 0 | 0 | 0 | 0 | 0 | 0 | 1 | 1 | 1 | 1 |  | 1 | [11 empty] | 1 | 1 | 2 | 1 | 3 | 4+ | 4 | Batteries shifted to better align with in-dev | 1
SDGE | Capistrano | 230 | Battery |  |  | 0 | 0 | 0 | 0 | 0 | 0 | 0 | 0 | 0 | 1 | 1 | 1 | 1 |  | 1 | [11 empty] | 1 | 1 | 2 | 1 | 3 | 1 | 1 |  | 0
PG&E NGBA | Carberry | 230 | Battery |  |  | 0 | 0 | 0 | 0 | 0 | 0 | 0 | 0 | 0 | 5 | 5 | 3 | 3 |  | 1 | [11 empty] | 2 | 2 | 4 | 2 | 3 | 1 | 1 |  | 0
SCE Eastern | Cardiff | 66 | Battery |  |  | 0 | 0 | 0 | 0 | 0 | 0 | 0 | 0 | 0 | 1 | 1 | 1 | 1 |  | 1 | [11 empty] | 1 | 1 | 2 | 1 | 1 | 1 | 1 |  | 0
PG&E NGBA | Caribou | 60 | Battery |  |  | 0 | 0 | 0 | 0 | 0 | 0 | 0 | 0 | 0 | 5 | 2 | 1 | 1 |  | 1 | [11 empty] | 2 | 2 | 4 | 1 | 3 | 1 | 1 |  | 0
PG&E NGBA | Caribou | 115 | Battery |  |  | 0 | 0 | 0 | 0 | 0 | 0 | 0 | 0 | 0 | 5 | 2 | 1 | 1 |  | 1 | [11 empty] | 2 | 2 | 4 | 1 | 3 | 1 | 1 |  | 0
PG&E NGBA | Caribou | 230 | Battery |  |  | 0 | 0 | 0 | 0 | 0 | 0 | 0 | 0 | 0 | 5 | 2 | 1 | 1 |  | 1 | [11 empty] | 2 | 2 | 4 | 1 | 3 | 1 | 1 |  | 0
EOP | Carpenter Canyon (fka Gamebird) | 138 | Battery |  |  | 0 | 0 | 0 | 0 | 0 | 0 | 0 | 0 | 0 | 1 | 1 | 1 | 1 |  | 1 | [11 empty] | 2 | 2 | 4 | 1 | 3 | 1 | 1 |  | 0
EOP | Carpenter Canyon (fka Gamebird) | 230 | Battery |  |  | 0 | 0 | 0 | 0 | 0 | 0 | 0 | 0 | 0 | 1 | 1 | 1 | 1 |  | 2 | [11 empty] | 2 | 2 | 4 | 1 | 3 | 4+ | 5 | Batteries shifted to better align with in-dev | 1
PG&E NGBA | Carquinez | 115 | Battery |  |  | 0 | 0 | 0 | 0 | 0 | 0 | 0 | 0 | 0 | 5 | 2 | 1 | 1 |  | 1 | [11 empty] | 2 | 1 | 2 | 1 | 1 | 1 | 1 |  | 0
SDGE | Carrizo Gorge | 138 | Battery |  |  | 70 | 0 | 70 | 70 | 0 | 70 | 0 | 0 | 0 | 1 | 1 | 1 | 1 |  | 3 | [11 empty] | 2 | 1 | 4 | 1 | 3 | 4+ | 1 |  | 1
PG&E KERN | Carrizo Plains | 115 | Battery |  |  | 0 | 0 | 0 | 0 | 0 | 0 | 0 | 0 | 0 | 5 | 2 | 4 | 2 |  | 1 | [11 empty] | 2 | 1 | 4 | 2 | 2 | 1 | 1 |  | 0
PG&E KERN | Casaloma | 230 | Battery |  |  | 0 | 0 | 0 | 0 | 0 | 0 | 0 | 0 | 0 | 1 | 1 | 1 | 1 |  | 1 | [11 empty] | 1 | 1 | 3 | 1 | 1 | 1 | 1 |  | 0
PG&E GBA | Castro Valley | 230 | Battery |  |  | 0 | 0 | 0 | 0 | 0 | 0 | 0 | 0 | 0 | 5 | 2 | 1 | 1 |  | 1 | [11 empty] | 2 | 1 | 2 | 1 | 2 | 1 | 1 |  | 0
PG&E GBA | Cayetano | 230 | Battery |  |  | 100 | 0 | 100 | 100 | 0 | 100 | 0 | 0 | 0 | 5 | 2 | 1 | 1 |  | 1 | [11 empty] | 2 | 1 | 3 | 1 | 3 | 1 | 1 |  | 1
SCE Metro | Center | 230 | Battery |  |  | 90 | 0 | 90 | 90 | 0 | 90 | 0 | 0 | 0 | 1 | 1 | 1 | 1 |  | 2 | [11 empty] | 1 | 1 | 1 | 1 | 1 | 1 | 1 |  | 1
PG&E KERN | Charca | 115 | Battery |  |  | 0 | 0 | 0 | 0 | 0 | 0 | 0 | 0 | 0 | 1 | 1 | 1 | 1 |  | 1 | [11 empty] | 1 | 1 | 4 | 1 | 1 | 1 | 1 |  | 0
EOP | Charleston | 138 | Battery |  |  | 0 | 0 | 0 | 0 | 0 | 0 | 0 | 0 | 0 | 1 | 1 | 1 | 1 |  | 1 | [11 empty] | 2 | 2 | 4 | 1 | 3 | 1 | 1 |  | 0
SCE Metro | Chevmain | 230 | Battery |  |  | 0 | 0 | 0 | 0 | 0 | 0 | 0 | 0 | 0 | 1 | 1 | 1 | 1 |  | 1 | [11 empty] | 1 | 1 | 1 | 1 | 1 | 1 | 1 |  | 0
SDGE | Chicarita | 138 | Battery |  |  | 0 | 0 | 0 | 0 | 0 | 0 | 0 | 0 | 0 | 1 | 1 | 1 | 1 |  | 1 | [11 empty] | 2 | 1 | 3 | 1 | 3 | 1 | 1 |  | 0
SCE Metro | Chino | 230 | Battery |  |  | 0 | 0 | 0 | 0 | 0 | 0 | 0 | 0 | 0 | 1 | 1 | 1 | 1 |  | 1 | [11 empty] | 1 | 1 | 1 | 1 | 2 | 4+ | 1 |  | 1
PG&E FRESNO | Chowchilla | 115 | Battery |  |  | 0 | 0 | 0 | 0 | 0 | 0 | 0 | 0 | 0 | 5 | 2 | 1 | 1 |  | 1 | [11 empty] | 1 | 1 | 1 | 2 | 2 | 4+ | 1 |  | 1
PG&E GBA | Christie | 60 | Battery |  |  | 0 | 0 | 0 | 0 | 0 | 0 | 0 | 0 | 0 | 5 | 2 | 1 | 1 |  | 1 | [11 empty] | 2 | 1 | 2 | 1 | 2 | 1 | 1 |  | 0
PG&E GBA | Christie | 115 | Battery |  |  | 0 | 0 | 0 | 0 | 0 | 0 | 0 | 0 | 0 | 5 | 2 | 1 | 1 |  | 1 | [11 empty] | 2 | 1 | 2 | 1 | 2 | 1 | 1 |  | 0
SCE Eastern | Cielo Azul | 500 | Battery |  |  | 1549.4 | 0 | 1549.4 | 1549.4 | 0 | 1549.4 | 0 | 0 | 0 | 1 | 1 | 1 | 1 |  | 3 | [11 empty] | 2 | 2 | 4 | 1 | 3 | 4+ | 1 |  | 1
PG&E GBA | Clay | 60 | Battery |  |  | 0 | 0 | 0 | 0 | 0 | 0 | 0 | 0 | 0 | 5 | 2 | 1 | 1 |  | 1 | [11 empty] | 2 | 1 | 3 | 1 | 3 | 1 | 1 |  | 0
PG&E GBA | Clayton | 115 | Battery |  |  | 0 | 0 | 0 | 0 | 0 | 0 | 0 | 0 | 0 | 5 | 2 | 1 | 1 |  | 1 | [11 empty] | 2 | 1 | 4 | 1 | 2 | 1 | 1 |  | 0
PG&E NGBA | Cloverdale | 115 | Battery |  |  | 0 | 0 | 0 | 0 | 0 | 0 | 0 | 0 | 0 | 5 | 2 | 1 | 1 |  | 1 | [11 empty] | 2 | 2 | 4 | 2 | 3 | 1 | 1 |  | 0
PG&E FRESNO | Clovis | 115 | Battery |  |  | 0 | 0 | 0 | 0 | 0 | 0 | 0 | 0 | 0 | 5 | 2 | 1 | 1 |  | 1 | [11 empty] | 1 | 1 | 2 | 2 | 2 | 1 | 1 |  | 0
PG&E GBA | Coburn | 230 | Battery |  |  | 0 | 0 | 0 | 0 | 0 | 0 | 0 | 0 | 0 | 1 | 1 | 1 | 1 |  | 1 | [11 empty] | 2 | 2 | 2 | 2 | 3 | 2+ | 1 |  | 1
PG&E GBA | Coburn | 60 | Battery |  |  | 0 | 0 | 0 | 0 | 0 | 0 | 0 | 0 | 0 | 1 | 1 | 1 | 1 |  | 1 | [11 empty] | 2 | 2 | 2 | 2 | 3 | 1 | 1 |  | 0
PG&E NGBA | Colgate | 230 | Battery |  |  | 0 | 0 | 0 | 0 | 0 | 0 | 0 | 0 | 0 | 5 | 2 | 1 | 1 |  | 1 | [11 empty] | 2 | 1 | 4 | 1 | 3 | 1 | 1 |  | 0
PG&E GBA | Collierville | 230 | Battery |  |  | 0 | 0 | 0 | 0 | 0 | 0 | 0 | 0 | 0 | 5 | 2 | 1 | 1 |  | 1 | [11 empty] | 2 | 1 | 4 | 1 | 3 | 1 | 1 |  | 0
PG&E GBA | Collinsville | 230 | Battery |  |  | 0 | 0 | 0 | 0 | 0 | 0 | 0 | 0 | 0 | 5 | 2 | 1 | 1 |  | 1 | [11 empty] | 2 | 1 | 3 | 1 | 1 | 1+ | 1 |  | 1
PG&E GBA | Collinsville | 500 | Battery |  |  | 0 | 0 | 0 | 0 | 0 | 0 | 0 | 0 | 0 | 5 | 2 | 1 | 1 |  | 1 | [11 empty] | 2 | 1 | 3 | 1 | 1 | 1 | 1 |  | 0
SCE Eastern | Colorado River | 230 | Battery |  |  | 180 | 0 | 180 | 180 | 0 | 180 | 0 | 0 | 0 | 1 | 1 | 1 | 1 |  | 1 | [11 empty] | 2 | 2 | 3 | 1 | 3 | 4+ | 3 | Batteries shifted to better align with in-dev | 1
SCE Eastern | Colorado River | 500 | Battery |  |  | 0 | 0 | 0 | 0 | 0 | 0 | 0 | 0 | 0 | 1 | 1 | 1 | 1 |  | 1 | [11 empty] | 2 | 2 | 3 | 1 | 3 | 1+ | 1 |  | 1
PG&E KERN | Columbus | 115 | Battery |  |  | 0 | 0 | 0 | 0 | 0 | 0 | 0 | 0 | 0 | 5 | 2 | 4 | 2 |  | 1 | [11 empty] | 1 | 1 | 2 | 1 | 2 | 4+ | 1 |  | 1
PG&E GBA | Contra Costa | 115 | Battery |  |  | 0 | 0 | 0 | 0 | 0 | 0 | 0 | 0 | 0 | 5 | 2 | 1 | 1 |  | 1 | [11 empty] | 2 | 1 | 2 | 1 | 2 | 1 | 1 |  | 0
PG&E GBA | Contra Costa | 230 | Battery |  |  | 0 | 0 | 0 | 0 | 0 | 0 | 0 | 0 | 0 | 5 | 2 | 1 | 1 |  | 1 | [11 empty] | 2 | 1 | 2 | 1 | 2 | 2+ | 1 |  | 1
PG&E GBA | Contra Costa PP | 230 | Battery |  |  | 0 | 0 | 0 | 0 | 0 | 0 | 0 | 0 | 0 | 5 | 2 | 1 | 1 |  | 1 | [11 empty] | 2 | 1 | 1 | 1 | 2 | 1 | 1 |  | 0
SCE NOL | Control | 115 | Battery |  |  | 0 | 0 | 0 | 0 | 0 | 0 | 0 | 0 | 0 | 5 | 5 | 1 | 1 |  | 1 | [11 empty] | 2 | 2 | 4 | 1 | 3 | 1 | 1 |  | 0
SCE NOL | Control | 55 | Battery |  |  | 0 | 0 | 0 | 0 | 0 | 0 | 0 | 0 | 0 | 5 | 5 | 1 | 1 |  | 1 | [11 empty] | 2 | 2 | 4 | 1 | 3 | 1 | 1 |  | 0
PG&E GBA | Cooley Landing | 115 | Battery |  |  | 0 | 0 | 0 | 0 | 0 | 0 | 0 | 0 | 0 | 5 | 2 | 1 | 1 |  | 1 | [11 empty] | 2 | 1 | 2 | 1 | 1 | 1 | 1 |  | 0
PG&E GBA | Cooley Landing | 60 | Battery |  |  | 0 | 0 | 0 | 0 | 0 | 0 | 0 | 0 | 0 | 1 | 1 | 1 | 1 |  | 1 | [11 empty] | 2 | 1 | 2 | 1 | 1 | 4+ | 1 |  | 1
SCE NOL | Coolwater | 230 | Battery |  |  | 0 | 0 | 0 | 0 | 0 | 0 | 0 | 0 | 0 | 3 | 3 | 1 | 1 |  | 1 | [11 empty] | 2 | 1 | 2 | 1 | 1 | 1 | 1 |  | 0
SCE NOL | Coolwater | 115 | Battery |  |  | 113.5 | 0 | 113.5 | 113.5 | 0 | 113.5 | 0 | 0 | 0 | 3 | 3 | 1 | 1 |  | 5 | [11 empty] | 2 | 1 | 2 | 1 | 1 | 4+ | 1 |  | 1
PG&E KERN | Copus | 70 | Battery |  |  | 0 | 0 | 0 | 0 | 0 | 0 | 0 | 0 | 0 | 5 | 2 | 4 | 2 |  | 1 | [11 empty] | 1 | 1 | 3 | 1 | 1 | 1 | 1 |  | 0
PG&E FRESNO | Corcoran | 70 | Battery |  |  | 0 | 0 | 0 | 0 | 0 | 0 | 0 | 0 | 0 | 5 | 2 | 4 | 2 |  | 1 | [11 empty] | 1 | 1 | 4 | 2 | 1 | 1 | 1 |  | 0
PG&E FRESNO | Corcoran | 115 | Battery |  |  | 0 | 0 | 0 | 0 | 0 | 0 | 0 | 0 | 0 | 5 | 2 | 4 | 2 |  | 1 | [11 empty] | 1 | 1 | 4 | 2 | 1 | 1 | 1 |  | 0
PG&E NGBA | Corona | 115 | Battery |  |  | 0 | 0 | 0 | 0 | 0 | 0 | 0 | 0 | 0 | 5 | 2 | 1 | 1 |  | 1 | [11 empty] | 2 | 1 | 3 | 2 | 3 | 1 | 1 |  | 0
PG&E NGBA | Cortina | 230 | Battery |  |  | 0 | 0 | 0 | 0 | 0 | 0 | 0 | 0 | 0 | 5 | 2 | 1 | 1 |  | 1 | [11 empty] | 2 | 2 | 4 | 1 | 3 | 1 | 1 |  | 0
PG&E NGBA | Cortina | 115 | Battery |  |  | 0 | 45 | 45 | 0 | 0 | 0 | 0 | 45 | 45 | 5 | 2 | 1 | 1 |  | 3 | [11 empty] | 2 | 2 | 4 | 1 | 3 | 4+ | 4 | Batteries shifted to better align with in-dev | 1
PG&E GBA | Cottle | 230 | Battery |  |  | 0 | 50 | 50 | 0 | 0 | 0 | 0 | 50 | 50 | 5 | 2 | 1 | 1 |  | 2 | [11 empty] | 1 | 1 | 3 | 2 | 1 | 2+ | 1 |  | 1
PG&E NGBA | Cottonwood | 115 | Battery |  |  | 0 | 0 | 0 | 0 | 0 | 0 | 0 | 0 | 0 | 5 | 2 | 1 | 1 |  | 1 | [11 empty] | 2 | 2 | 3 | 2 | 3 | 1 | 1 |  | 0
PG&E NGBA | Cottonwood | 230 | Battery |  |  | 0 | 0 | 0 | 0 | 0 | 0 | 0 | 0 | 0 | 5 | 2 | 1 | 1 |  | 1 | [11 empty] | 2 | 2 | 3 | 2 | 3 | 1 | 1 |  | 0
PG&E NGBA | Cottonwood | 60 | Battery |  |  | 0 | 0 | 0 | 0 | 0 | 0 | 0 | 0 | 0 | 5 | 2 | 1 | 1 |  | 1 | [11 empty] | 2 | 2 | 3 | 2 | 3 | 1 | 1 |  | 0
PG&E NGBA | Cove Road | 230 | Battery |  |  | 0 | 0 | 0 | 0 | 0 | 0 | 0 | 0 | 0 | 5 | 2 | 1 | 1 |  | 1 | [11 empty] | 2 | 2 | 4 | 2 | 3 | 1 | 1 |  | 0
PG&E GBA | Coyote | 230 | Battery |  |  | 0 | 0 | 0 | 0 | 0 | 0 | 0 | 0 | 0 | 1 | 1 | 1 | 1 |  | 1 | [11 empty] | 2 | 1 | 3 | 2 | 2 | 1 | 1 |  | 0
PG&E GBA | Crazy Horse Canyon | 115 | Battery |  |  | 0 | 0 | 0 | 0 | 0 | 0 | 0 | 0 | 0 | 1 | 1 | 1 | 1 |  | 1 | [11 empty] | 2 | 2 | 4 | 2 | 3 | 1 | 1 |  | 0
SDGE | Creelman | 69 | Battery |  |  | 7.8 | 0 | 7.8 | 7.8 | 0 | 7.8 | 0 | 0 | 0 | 1 | 1 | 1 | 1 |  | 3 | [11 empty] | 2 | 1 | 4 | 1 | 3 | 2+ | 1 |  | 1
PG&E FRESNO | Crescent | 70 | Battery |  |  | 35 | 0 | 35 | 35 | 0 | 35 | 0 | 0 | 0 | 5 | 2 | 1 | 1 |  | 4 | [11 empty] | 1 | 1 | 3 | 2 | 1 | 4+ | 1 |  | 1
PG&E FRESNO | Cressey | 115 | Battery |  |  | 0 | 0 | 0 | 0 | 0 | 0 | 0 | 0 | 0 | 5 | 2 | 1 | 1 |  | 1 | [11 empty] | 1 | 1 | 3 | 2 | 1 | 1 | 1 |  | 0
PG&E NGBA | Cresta | 230 | Battery |  |  | 0 | 0 | 0 | 0 | 0 | 0 | 0 | 0 | 0 | 5 | 2 | 1 | 1 |  | 1 | [11 empty] | 2 | 1 | 4 | 2 | 3 | 1 | 1 |  | 0
SDGE | Crestwood | 69 | Battery |  |  | 0 | 0 | 0 | 0 | 0 | 0 | 0 | 0 | 0 | 1 | 1 | 1 | 1 |  | 1 | [11 empty] | 2 | 1 | 4 | 1 | 3 | 1 | 1 |  | 0
PG&E GBA | Crow Creek | 60 | Battery |  |  | 0 | 0 | 0 | 0 | 0 | 0 | 0 | 0 | 0 | 5 | 2 | 1 | 1 |  | 1 | [11 empty] | 1 | 1 | 4 | 2 | 1 | 1 | 1 |  | 0
PG&E GBA | Crows Landing | 60 | Battery |  |  | 0 | 0 | 0 | 0 | 0 | 0 | 0 | 0 | 0 | 5 | 2 | 1 | 1 |  | 1 | [11 empty] | 1 | 1 | 4 | 2 | 1 | 1 | 1 |  | 0
PG&E GBA | Curtis | 115 | Battery |  |  | 0 | 0 | 0 | 0 | 0 | 0 | 0 | 0 | 0 | 5 | 2 | 1 | 1 |  | 1 | [11 empty] | 2 | 1 | 4 | 1 | 3 | 1 | 1 |  | 0
PG&E FRESNO | Dairyland | 115 | Battery |  |  | 0 | 0 | 0 | 0 | 0 | 0 | 0 | 0 | 0 | 5 | 2 | 1 | 1 |  | 1 | [11 empty] | 1 | 1 | 3 | 2 | 1 | 1 | 1 |  | 0
PG&E NGBA | Davis | 115 | Battery |  |  | 0 | 0 | 0 | 0 | 0 | 0 | 0 | 0 | 0 | 5 | 2 | 1 | 1 |  | 1 | [11 empty] | 2 | 1 | 4 | 2 | 3 | 4+ | 1 |  | 1
SCE Metro | Del Amo | 500 | Battery |  |  | 0 | 0 | 0 | 0 | 0 | 0 | 0 | 0 | 0 | 1 | 1 | 1 | 1 |  | 1 | [11 empty] | 1 | 1 | 3 | 1 | 2 | 1 | 1 |  | 0
SCE Metro | Del Amo | 230 | Battery |  |  | 0 | 0 | 0 | 0 | 0 | 0 | 0 | 0 | 0 | 1 | 1 | 1 | 1 |  | 1 | [11 empty] | 1 | 1 | 3 | 1 | 2 | 4+ | 1 |  | 1
SCE Eastern | Delaney | 500 | Battery |  |  | 0 | 0 | 0 | 0 | 0 | 0 | 0 | 0 | 0 | 1 | 1 | 1 | 1 |  | 1 | [11 empty] | 2 | 1 | 4 | 2 | 3 | 4+ | 1 |  | 1
PG&E NGBA | Delevan | 230 | Battery |  |  | 0 | 50 | 50 | 0 | 0 | 0 | 0 | 50 | 50 | 5 | 2 | 1 | 1 |  | 1 | [11 empty] | 2 | 2 | 1 | 1 | 3 | 4+ | 1 |  | 1
PG&E GBA | Delta PP | 230 | Battery |  |  | 0 | 0 | 0 | 0 | 0 | 0 | 0 | 0 | 0 | 5 | 2 | 1 | 1 |  | 1 | [11 empty] | 2 | 1 | 3 | 1 | 2 | 4+ | 1 |  | 1
EOP | Desert View | 230 | Battery |  |  | 0 | 0 | 0 | 0 | 0 | 0 | 0 | 0 | 0 | 1 | 1 | 1 | 1 |  | 1 | [11 empty] | 2 | 1 | 4 | 1 | 3 | 4+ | 1 |  | 1
SCE Eastern | Devers | 230 | Battery |  |  | 220 | 100 | 320 | 220 | 100 | 320 | 0 | 0 | 0 | 1 | 1 | 1 | 1 |  | 1 | [11 empty] | 2 | 1 | 1 | 1 | 3 | 4+ | 1 |  | 1
SCE Eastern | Devers | 500 | Battery |  |  | 0 | 0 | 0 | 0 | 0 | 0 | 0 | 0 | 0 | 1 | 1 | 1 | 1 |  | 1 | [11 empty] | 2 | 1 | 1 | 1 | 3 | 1+ | 1 |  | 1
PG&E KERN | Diablo Canyon | 230 | Battery |  |  | 0 | 0 | 0 | 0 | 0 | 0 | 0 | 0 | 0 | 1 | 1 | 1 | 1 |  | 1 | [11 empty] | 2 | 2 | 4 | 2 | 3 | 1 | 1 |  | 0
PG&E KERN | Diablo Canyon | 500 | Battery |  |  | 0 | 0 | 0 | 0 | 0 | 0 | 0 | 0 | 0 | 5 | 2 | 4 | 2 |  | 1 | [11 empty] | 2 | 2 | 4 | 2 | 3 | 2+ | 1 |  | 1
PG&E KERN | Divide | 115 | Battery |  |  | 0 | 0 | 0 | 0 | 0 | 0 | 0 | 0 | 0 | 1 | 1 | 1 | 1 |  | 1 | [11 empty] | 2 | 2 | 4 | 1 | 2 | 1 | 1 |  | 0
PG&E GBA | Dixon Landing | 115 | Battery |  |  | 0 | 0 | 0 | 0 | 0 | 0 | 0 | 0 | 0 | 1 | 1 | 1 | 1 |  | 1 | [11 empty] | 2 | 1 | 2 | 1 | 2 | 1 | 1 |  | 0
PG&E FRESNO | Dos Amigos | 230 | Battery |  |  | 0 | 0 | 0 | 0 | 0 | 0 | 0 | 0 | 0 | 1 | 1 | 1 | 1 |  | 1 | [11 empty] | 1 | 1 | 4 | 2 | 1 | 1 | 1 |  | 0
PG&E NGBA | Drum | 115 | Battery |  |  | 0 | 0 | 0 | 0 | 0 | 0 | 0 | 0 | 0 | 5 | 2 | 1 | 1 |  | 1 | [11 empty] | 2 | 1 | 4 | 2 | 3 | 1 | 1 |  | 0
PG&E GBA | Dumbarton | 115 | Battery |  |  | 0 | 0 | 0 | 0 | 0 | 0 | 0 | 0 | 0 | 5 | 2 | 1 | 1 |  | 1 | [11 empty] | 2 | 1 | 3 | 1 | 2 | 1 | 1 |  | 0
SCE NOL | Dunn Siding | 115 | Battery |  |  | 0 | 0 | 0 | 0 | 0 | 0 | 0 | 0 | 0 | 3 | 3 | 1 | 1 |  | 1 | [11 empty] | 2 | 1 | 4 | 1 | 1 | 1 | 1 |  | 0
SCE Eastern | Eagle Mountain | 230 | Battery |  |  | 0 | 0 | 0 | 0 | 0 | 0 | 0 | 0 | 0 | 5 | 5 | 3 | 3 |  | 1 | [11 empty] | 2 | 2 | 4 | 1 | 3 | 1 | 1 |  | 0
PG&E NGBA | Eagle Rock (PGE) | 60 | Battery |  |  | 0 | 0 | 0 | 0 | 0 | 0 | 0 | 0 | 0 | 5 | 2 | 1 | 1 |  | 1 | [11 empty] | 2 | 2 | 4 | 2 | 3 | 1 | 1 |  | 0
PG&E NGBA | Eagle Rock (PGE) | 115 | Battery |  |  | 0 | 0 | 0 | 0 | 0 | 0 | 0 | 0 | 0 | 5 | 2 | 1 | 1 |  | 1 | [11 empty] | 2 | 2 | 4 | 2 | 3 | 1 | 1 |  | 0
SCE Metro | Eagle Rock (SCE) | 230 | Battery |  |  | 0 | 0 | 0 | 0 | 0 | 0 | 0 | 0 | 0 | 1 | 1 | 1 | 1 |  | 1 | [11 empty] | 1 | 1 | 2 | 1 | 2 | 1 | 1 |  | 0
PG&E NGBA | East Marysville | 115 | Battery |  |  | 0 | 0 | 0 | 0 | 0 | 0 | 0 | 0 | 0 | 5 | 2 | 1 | 1 |  | 1 | [11 empty] | 2 | 2 | 2 | 1 | 2 | 1 | 1 |  | 0
PG&E NGBA | East Nicolaus | 115 | Battery |  |  | 0 | 0 | 0 | 0 | 0 | 0 | 0 | 0 | 0 | 5 | 2 | 1 | 1 |  | 1 | [11 empty] | 2 | 1 | 4 | 1 | 3 | 1 | 1 |  | 0
PG&E NGBA | East Nicolaus | 60 | Battery |  |  | 0 | 0 | 0 | 0 | 0 | 0 | 0 | 0 | 0 | 5 | 2 | 1 | 1 |  | 1 | [11 empty] | 2 | 1 | 4 | 1 | 3 | 1 | 1 |  | 0
PG&E GBA | Eastshore | 115 | Battery |  |  | 0 | 0 | 0 | 0 | 0 | 0 | 0 | 0 | 0 | 5 | 2 | 1 | 1 |  | 1 | [11 empty] | 2 | 1 | 2 | 1 | 1 | 2+ | 1 |  | 1
PG&E GBA | Eastshore | 230 | Battery |  |  | 0 | 0 | 0 | 0 | 0 | 0 | 0 | 0 | 0 | 5 | 2 | 1 | 1 |  | 1 | [11 empty] | 2 | 1 | 2 | 1 | 1 | 1 | 1 |  | 0
SDGE | ECO | 138 | Battery |  |  | 0 | 0 | 0 | 0 | 0 | 0 | 0 | 0 | 0 | 1 | 1 | 1 | 1 |  | 1 | [11 empty] | 2 | 1 | 4 | 1 | 3 | 1 | 5 | Batteries shifted to better align with in-dev | 1
SDGE | ECO | 230 | Battery |  |  | 0 | 0 | 0 | 0 | 0 | 0 | 0 | 0 | 0 | 1 | 1 | 1 | 1 |  | 1 | [11 empty] | 2 | 1 | 4 | 1 | 3 | 1 | 1 |  | 0
SDGE | ECO | 500 | Battery |  |  | 0 | 0 | 0 | 0 | 0 | 0 | 0 | 0 | 0 | 1 | 1 | 1 | 1 |  | 1 | [11 empty] | 2 | 1 | 4 | 1 | 3 | 1 | 1 |  | 0
PG&E GBA | Edenvale | 115 | Battery |  |  | 0 | 0 | 0 | 0 | 0 | 0 | 0 | 0 | 0 | 1 | 1 | 1 | 1 |  | 1 | [11 empty] | 2 | 1 | 2 | 2 | 2 | 1 | 1 |  | 0
PG&E GBA | Edes | 115 | Battery |  |  | 0 | 0 | 0 | 0 | 0 | 0 | 0 | 0 | 0 | 5 | 2 | 1 | 1 |  | 1 | [11 empty] | 2 | 1 | 3 | 1 | 1 | 1 | 1 |  | 0
PG&E GBA | Eight Mile | 230 | Battery |  |  | 0 | 0 | 0 | 0 | 0 | 0 | 0 | 0 | 0 | 5 | 2 | 1 | 1 |  | 1 | [11 empty] | 1 | 1 | 2 | 2 | 1 | 1 | 1 |  | 0
SDGE | El Cajon | 69 | Battery |  |  | 50 | 0 | 50 | 50 | 0 | 50 | 0 | 0 | 0 | 1 | 1 | 1 | 1 |  | 4 | [11 empty] | 2 | 1 | 2 | 1 | 1 | 4+ | 1 |  | 1
SCE Eastern | El Casco | 230 | Battery |  |  | 65 | 0 | 65 | 65 | 0 | 65 | 0 | 0 | 0 | 1 | 1 | 1 | 1 |  | 2 | [11 empty] | 1 | 1 | 4 | 1 | 2 | 1+ | 1 |  | 1
PG&E GBA | El Cerrito G | 115 | Battery |  |  | 0 | 0 | 0 | 0 | 0 | 0 | 0 | 0 | 0 | 5 | 2 | 1 | 1 |  | 1 | [11 empty] | 2 | 1 | 2 | 1 | 2 | 1 | 1 |  | 0
PG&E NGBA | El Dorado PH | 115 | Battery |  |  | 0 | 0 | 0 | 0 | 0 | 0 | 0 | 0 | 0 | 5 | 2 | 1 | 1 |  | 1 | [11 empty] | 2 | 1 | 4 | 2 | 3 | 1 | 1 |  | 0
PG&E FRESNO | El Nido (PGE) | 115 | Battery |  |  | 0 | 0 | 0 | 0 | 0 | 0 | 0 | 0 | 0 | 5 | 2 | 1 | 1 |  | 1 | [11 empty] | 1 | 1 | 4 | 2 | 1 | 1 | 1 |  | 0
SCE Metro | El Nido (SCE) | 230 | Battery |  |  | 0 | 0 | 0 | 0 | 0 | 0 | 0 | 0 | 0 | 1 | 1 | 1 | 1 |  | 1 | [11 empty] | 1 | 1 | 2 | 1 | 2 | 2+ | 4 | Batteries shifted to better align with in-dev | 1
PG&E GBA | El Patio | 115 | Battery |  |  | 0 | 0 | 0 | 0 | 0 | 0 | 0 | 0 | 0 | 1 | 1 | 1 | 1 |  | 1 | [11 empty] | 2 | 1 | 3 | 2 | 2 | 1 | 1 |  | 0
SCE Metro | El Segundo | 230 | Battery |  |  | 0 | 0 | 0 | 0 | 0 | 0 | 0 | 0 | 0 | 1 | 1 | 1 | 1 |  | 1 | [11 empty] | 1 | 1 | 1 | 1 | 1 | 1 | 1 |  | 0
EOP | Eldorado | 230 | Battery |  |  | 279 | 0 | 279 | 279 | 0 | 279 | 0 | 0 | 0 | 1 | 1 | 1 | 1 |  | 1 | [11 empty] | 2 | 2 | 2 | 1 | 3 | 4+ | 1 |  | 1
EOP | Eldorado | 500 | Battery |  |  | 0 | 0 | 0 | 0 | 0 | 0 | 0 | 0 | 0 | 1 | 1 | 1 | 1 |  | 1 | [11 empty] | 2 | 2 | 2 | 1 | 3 | 1+ | 1 |  | 1
SCE Northern | Elizabeth Lake | 66 | Battery |  |  | 0 | 0 | 0 | 0 | 0 | 0 | 0 | 0 | 0 | 1 | 1 | 1 | 1 |  | 1 | [11 empty] | 1 | 1 | 3 | 1 | 3 | 1 | 1 |  | 0
PG&E KERN | Elk Hills | 230 | Battery |  |  | 0 | 0 | 0 | 0 | 0 | 0 | 0 | 0 | 0 | 5 | 2 | 4 | 2 |  | 1 | [11 empty] | 1 | 1 | 3 | 1 | 1 | 1 | 1 |  | 0
SDGE | Elliot | 69 | Battery |  |  | 9.75 | 0 | 9.75 | 9.75 | 0 | 9.75 | 0 | 0 | 0 | 1 | 1 | 1 | 1 |  | 3 | [11 empty] | 2 | 1 | 2 | 1 | 2 | 1 | 1 |  | 1
SCE Metro | Ellis | 230 | Battery |  |  | 0 | 0 | 0 | 0 | 0 | 0 | 0 | 0 | 0 | 1 | 1 | 1 | 1 |  | 1 | [11 empty] | 1 | 1 | 2 | 1 | 2 | 1 | 1 |  | 0
SDGE | Encina | 138 | Battery |  |  | 0 | 0 | 0 | 0 | 0 | 0 | 0 | 0 | 0 | 1 | 1 | 1 | 1 |  | 1 | [11 empty] | 2 | 1 | 1 | 1 | 3 | 2+ | 1 |  | 1
SDGE | Encina | 230 | Battery |  |  | 0 | 0 | 0 | 0 | 0 | 0 | 0 | 0 | 0 | 1 | 1 | 1 | 1 |  | 1 | [11 empty] | 2 | 1 | 1 | 1 | 3 | 1 | 1 |  | 0
SDGE | Escondido | 230 | Battery |  |  | 0 | 0 | 0 | 0 | 0 | 0 | 0 | 0 | 0 | 1 | 1 | 1 | 1 |  | 1 | [11 empty] | 2 | 1 | 1 | 1 | 3 | 4+ | 1 |  | 1
SDGE | Escondido | 69 | Battery |  |  | 13 | 0 | 13 | 13 | 0 | 13 | 0 | 0 | 0 | 1 | 1 | 1 | 1 |  | 3 | [11 empty] | 2 | 1 | 1 | 1 | 3 | 4+ | 1 |  | 1
PG&E KERN | Estrella | 230 | Battery |  |  | 0 | 0 | 0 | 0 | 0 | 0 | 0 | 0 | 0 | 1 | 1 | 1 | 1 |  | 1 | [11 empty] | 2 | 2 | 4 | 2 | 3 | 1 | 1 |  | 0
SCE Eastern | Etiwanda | 230 | Battery |  |  | 170 | 0 | 170 | 170 | 0 | 170 | 0 | 0 | 0 | 1 | 1 | 1 | 1 |  | 2 | [11 empty] | 1 | 1 | 2 | 1 | 1 | 4+ | 1 |  | 1
PG&E GBA | Evergreen | 115 | Battery |  |  | 0 | 0 | 0 | 0 | 0 | 0 | 0 | 0 | 0 | 1 | 1 | 1 | 1 |  | 1 | [11 empty] | 2 | 1 | 2 | 2 | 2 | 1 | 1 |  | 0
PG&E GBA | Evergreen | 60 | Battery |  |  | 0 | 0 | 0 | 0 | 0 | 0 | 0 | 0 | 0 | 1 | 1 | 1 | 1 |  | 1 | [11 empty] | 2 | 1 | 2 | 2 | 2 | 1 | 1 |  | 0
PG&E FRESNO | Excelsior | 115 | Battery |  |  | 0 | 0 | 0 | 0 | 0 | 0 | 0 | 0 | 0 | 5 | 2 | 1 | 1 |  | 1 | [11 empty] | 1 | 1 | 4 | 2 | 1 | 4+ | 1 |  | 1
PG&E FRESNO | Exchequer | 115 | Battery |  |  | 0 | 0 | 0 | 0 | 0 | 0 | 0 | 0 | 0 | 5 | 2 | 1 | 1 |  | 1 | [11 empty] | 2 | 1 | 4 | 1 | 2 | 1 | 1 |  | 0
PG&E KERN | Fairway | 115 | Battery |  |  | 0 | 0 | 0 | 0 | 0 | 0 | 0 | 0 | 0 | 1 | 1 | 1 | 1 |  | 1 | [11 empty] | 2 | 2 | 3 | 1 | 2 | 4+ | 1 |  | 1
PG&E KERN | Famoso | 115 | Battery |  |  | 0 | 0 | 0 | 0 | 0 | 0 | 0 | 0 | 0 | 1 | 1 | 1 | 1 |  | 1 | [11 empty] | 1 | 1 | 4 | 1 | 1 | 1 | 1 |  | 0
PG&E NGBA | Fern Road | 500 | Battery |  |  | 0 | 0 | 0 | 0 | 0 | 0 | 0 | 0 | 0 | 5 | 2 | 1 | 1 |  | 1 | [11 empty] | 2 | 2 | 4 | 2 | 3 | 1 | 1 |  | 0
PG&E GBA | Fibreboard (SPI Sonora) | 115 | Battery |  |  | 0 | 0 | 0 | 0 | 0 | 0 | 0 | 0 | 0 | 5 | 2 | 1 | 1 |  | 1 | [11 empty] | 2 | 1 | 2 | 1 | 2 | 1 | 1 |  | 0
PG&E FRESNO | Figarden | 230 | Battery |  |  | 0 | 0 | 0 | 0 | 0 | 0 | 0 | 0 | 0 | 5 | 2 | 1 | 1 |  | 1 | [11 empty] | 1 | 1 | 3 | 2 | 2 | 1 | 1 |  | 0
PG&E FRESNO | Fink | 230 | Battery |  |  | 157 | 0 | 157 | 157 | 0 | 157 | 0 | 0 | 0 | 1 | 1 | 1 | 1 |  | 1 | [11 empty] | 1 | 1 | 4 | 2 | 1 | 1 | 3 | Batteries shifted to better align with in-dev | 1
PG&E NGBA | Fitch Mountain | 60 | Battery |  |  | 0 | 0 | 0 | 0 | 0 | 0 | 0 | 0 | 0 | 5 | 2 | 1 | 1 |  | 1 | [11 empty] | 2 | 2 | 4 | 2 | 3 | 1 | 1 |  | 0
PG&E GBA | FMC | 115 | Battery |  |  | 0 | 0 | 0 | 0 | 0 | 0 | 0 | 0 | 0 | 1 | 1 | 1 | 1 |  | 1 | [11 empty] | 2 | 1 | 2 | 2 | 2 | 1 | 1 |  | 0
PG&E GBA | Fremont | 115 | Battery |  |  | 0 | 0 | 0 | 0 | 0 | 0 | 0 | 0 | 0 | 1 | 1 | 1 | 1 |  | 1 | [11 empty] | 2 | 1 | 3 | 1 | 2 | 1 | 1 |  | 0
PG&E GBA | French Camp | 60 | Battery |  |  | 0 | 0 | 0 | 0 | 0 | 0 | 0 | 0 | 0 | 5 | 2 | 1 | 1 |  | 1 | [11 empty] | 1 | 1 | 3 | 2 | 1 | 1 | 1 |  | 0
PG&E GBA | Frogtown | 115 | Battery |  |  | 0 | 0 | 0 | 0 | 0 | 0 | 0 | 0 | 0 | 5 | 2 | 1 | 1 |  | 1 | [11 empty] | 2 | 1 | 4 | 1 | 3 | 1 | 1 |  | 0
PG&E NGBA | Fulton | 115 | Battery |  |  | 0 | 0 | 0 | 0 | 0 | 0 | 0 | 0 | 0 | 5 | 2 | 1 | 1 |  | 1 | [11 empty] | 2 | 1 | 3 | 2 | 2 | 2+ | 1 |  | 1
PG&E NGBA | Fulton | 230 | Battery |  |  | 38 | 0 | 38 | 38 | 0 | 38 | 0 | 0 | 0 | 5 | 2 | 1 | 1 |  | 5 | [11 empty] | 2 | 1 | 3 | 2 | 2 | 2+ | 1 |  | 1
PG&E NGBA | Fulton | 60 | Battery |  |  | 0 | 0 | 0 | 0 | 0 | 0 | 0 | 0 | 0 | 5 | 2 | 1 | 1 |  | 1 | [11 empty] | 2 | 1 | 3 | 2 | 2 | 1 | 1 |  | 0
PG&E KERN | Ganso | 115 | Battery |  |  | 0 | 0 | 0 | 0 | 0 | 0 | 0 | 0 | 0 | 1 | 1 | 1 | 1 |  | 1 | [11 empty] | 1 | 1 | 3 | 1 | 1 | 1 | 1 |  | 0
PG&E FRESNO | Gates | 230 | Battery |  |  | 753.25 | 0 | 753.25 | 753.25 | 0 | 753.25 | 0 | 0 | 0 | 5 | 2 | 4 | 2 |  | 3 | [11 empty] | 1 | 1 | 3 | 2 | 1 | 4+ | 1 |  | 1
PG&E FRESNO | Gates | 500 | Battery |  |  | 190 | 35 | 225 | 190 | 35 | 225 | 0 | 0 | 0 | 5 | 2 | 4 | 2 |  | 2 | [11 empty] | 1 | 1 | 3 | 2 | 1 | 4+ | 1 |  | 1
PG&E NGBA | Geysers 12 | 230 | Battery |  |  | 0 | 0 | 0 | 0 | 0 | 0 | 0 | 0 | 0 | 5 | 2 | 1 | 1 |  | 1 | [11 empty] | 2 | 2 | 4 | 2 | 3 | 1 | 1 |  | 0
PG&E NGBA | Geysers 17 | 230 | Battery |  |  | 0 | 0 | 0 | 0 | 0 | 0 | 0 | 0 | 0 | 5 | 2 | 1 | 1 |  | 1 | [11 empty] | 2 | 2 | 4 | 2 | 3 | 4+ | 1 |  | 1
PG&E NGBA | Geysers 3 | 115 | Battery |  |  | 0 | 0 | 0 | 0 | 0 | 0 | 0 | 0 | 0 | 5 | 2 | 1 | 1 |  | 1 | [11 empty] | 2 | 2 | 4 | 2 | 3 | 1 | 1 |  | 0
PG&E NGBA | Glenn | 230 | Battery |  |  | 0 | 0 | 0 | 0 | 0 | 0 | 0 | 0 | 0 | 5 | 2 | 1 | 1 |  | 1 | [11 empty] | 2 | 2 | 4 | 1 | 3 | 2+ | 1 |  | 1
PG&E NGBA | Glenn | 60 | Battery |  |  | 0 | 0 | 0 | 0 | 0 | 0 | 0 | 0 | 0 | 5 | 2 | 1 | 1 |  | 1 | [11 empty] | 2 | 2 | 4 | 1 | 3 | 1 | 1 |  | 0
PG&E NGBA | Gold Hill | 115 | Battery |  |  | 0 | 0 | 0 | 0 | 0 | 0 | 0 | 0 | 0 | 5 | 2 | 1 | 1 |  | 1 | [11 empty] | 2 | 1 | 4 | 2 | 3 | 4+ | 1 |  | 1
PG&E NGBA | Gold Hill | 230 | Battery |  |  | 0 | 0 | 0 | 0 | 0 | 0 | 0 | 0 | 0 | 5 | 2 | 1 | 1 |  | 1 | [11 empty] | 2 | 1 | 4 | 2 | 3 | 1 | 4 | Batteries shifted to better align with in-dev | 1
SCE Northern | Goleta | 230 | Battery |  |  | 70 | 0 | 70 | 70 | 0 | 70 | 0 | 0 | 0 | 1 | 1 | 1 | 1 |  | 2 | [11 empty] | 2 | 2 | 2 | 1 | 2 | 4+ | 1 |  | 1
SCE Metro | Goodrich | 230 | Battery |  |  | 0 | 0 | 0 | 0 | 0 | 0 | 0 | 0 | 0 | 1 | 1 | 1 | 1 |  | 1 | [11 empty] | 1 | 1 | 3 | 1 | 2 | 1 | 1 |  | 0
PG&E KERN | Goose Lake | 115 | Battery |  |  | 0 | 0 | 0 | 0 | 0 | 0 | 0 | 0 | 0 | 1 | 1 | 1 | 1 |  | 1 | [11 empty] | 1 | 1 | 2 | 1 | 1 | 1 | 1 |  | 0
SCE Metro | Gould | 230 | Battery |  |  | 0 | 0 | 0 | 0 | 0 | 0 | 0 | 0 | 0 | 1 | 1 | 1 | 1 |  | 1 | [11 empty] | 1 | 1 | 4 | 1 | 2 | 1 | 1 |  | 0
PG&E NGBA | Grand Island | 115 | Battery |  |  | 0 | 0 | 0 | 0 | 0 | 0 | 0 | 0 | 0 | 5 | 2 | 1 | 1 |  | 1 | [11 empty] | 2 | 1 | 4 | 2 | 2 | 1 | 1 |  | 0
SDGE | Granite | 69 | Battery |  |  | 4.5 | 0 | 4.5 | 4.5 | 0 | 4.5 | 0 | 0 | 0 | 1 | 1 | 1 | 1 |  | 3 | [11 empty] | 2 | 1 | 2 | 2 | 2 | 1 | 1 |  | 1
PG&E GBA | Grant | 115 | Battery |  |  | 0 | 0 | 0 | 0 | 0 | 0 | 0 | 0 | 0 | 5 | 2 | 1 | 1 |  | 1 | [11 empty] | 2 | 1 | 2 | 1 | 2 | 1 | 1 |  | 0
PG&E GBA | Green Valley | 115 | Battery |  |  | 0 | 0 | 0 | 0 | 0 | 0 | 0 | 0 | 0 | 1 | 1 | 1 | 1 |  | 1 | [11 empty] | 2 | 2 | 3 | 2 | 2 | 4+ | 1 |  | 1
PG&E NGBA | Greenleaf 1 | 115 | Battery |  |  | 0 | 0 | 0 | 0 | 0 | 0 | 0 | 0 | 0 | 5 | 2 | 1 | 1 |  | 1 | [11 empty] | 2 | 2 | 1 | 1 | 3 | 4+ | 1 |  | 1
PG&E FRESNO | Gregg | 230 | Battery |  |  | 0 | 0 | 0 | 0 | 0 | 0 | 0 | 0 | 0 | 5 | 2 | 1 | 1 |  | 1 | [11 empty] | 1 | 1 | 3 | 2 | 1 | 2+ | 1 |  | 1
PG&E FRESNO | Grimmway-Malaga | 115 | Battery |  |  | 0 | 0 | 0 | 0 | 0 | 0 | 0 | 0 | 0 | 5 | 2 | 1 | 1 |  | 1 | [11 empty] | 1 | 1 | 2 | 1 | 1 | 1 | 1 |  | 0
PG&E NGBA | Grizzly | 230 | Battery |  |  | 0 | 0 | 0 | 0 | 0 | 0 | 0 | 0 | 0 | 5 | 2 | 1 | 1 |  | 1 | [11 empty] | 2 | 2 | 4 | 1 | 3 | 1 | 1 |  | 0
PG&E FRESNO | Guernsey | 70 | Battery |  |  | 0 | 0 | 0 | 0 | 0 | 0 | 0 | 0 | 0 | 5 | 2 | 4 | 2 |  | 1 | [11 empty] | 1 | 1 | 3 | 2 | 1 | 1 | 1 |  | 0
PG&E FRESNO | GWF Hanford | 115 | Battery |  |  | 131.4 | 0 | 131.4 | 131.4 | 0 | 131.4 | 0 | 0 | 0 | 5 | 2 | 1 | 1 |  | 3 | [11 empty] | 2 | 1 | 2 | 1 | 1 | 4+ | 1 |  | 1
PG&E FRESNO | Haas | 230 | Battery |  |  | 0 | 0 | 0 | 0 | 0 | 0 | 0 | 0 | 0 | 5 | 2 | 1 | 1 |  | 1 | [11 empty] | 1 | 1 | 4 | 2 | 3 | 1 | 1 |  | 0
PG&E FRESNO | Hammonds | 115 | Battery |  |  | 0 | 0 | 0 | 0 | 0 | 0 | 0 | 0 | 0 | 1 | 1 | 1 | 1 |  | 1 | [11 empty] | 1 | 1 | 2 | 2 | 1 | 1 | 1 |  | 0
SCE Metro | HarborGen | 230 | Battery |  |  | 0 | 0 | 0 | 0 | 0 | 0 | 0 | 0 | 0 | 1 | 1 | 1 | 1 |  | 1 | [11 empty] | 1 | 1 | 2 | 1 | 1 | 1 | 1 |  | 0
PG&E NGBA | Harris | 60 | Battery |  |  | 0 | 0 | 0 | 0 | 0 | 0 | 0 | 0 | 0 | 5 | 2 | 1 | 1 |  | 1 | [11 empty] | 2 | 2 | 2 | 2 | 3 | 1 | 1 |  | 0
EOP | Harry Allen | 500 | Battery |  |  | 0 | 0 | 0 | 0 | 0 | 0 | 0 | 0 | 0 | 1 | 1 | 1 | 1 |  | 1 | [11 empty] | 2 | 2 | 4 | 1 | 3 | 1 | 1 |  | 0
PG&E NGBA | Hartley | 60 | Battery |  |  | 0 | 0 | 0 | 0 | 0 | 0 | 0 | 0 | 0 | 5 | 2 | 1 | 1 |  | 1 | [11 empty] | 2 | 2 | 4 | 2 | 3 | 1 | 1 |  | 0
SCE NOL | Harvard | 115 | Battery |  |  | 0 | 0 | 0 | 0 | 0 | 0 | 0 | 0 | 0 | 3 | 3 | 1 | 1 |  | 1 | [11 empty] | 2 | 1 | 4 | 1 | 1 | 1 | 1 |  | 0
SDGE | Hassayampa | 500 | Battery |  |  | 95 | 0 | 95 | 95 | 0 | 95 | 0 | 0 | 0 | 1 | 1 | 1 | 1 |  | 1 | [11 empty] | 2 | 1 | 4 | 2 | 3 | 4+ | 1 |  | 1
PG&E FRESNO | Helm | 230 | Battery |  |  | 0 | 0 | 0 | 0 | 0 | 0 | 0 | 0 | 0 | 5 | 2 | 1 | 1 |  | 1 | [11 empty] | 1 | 1 | 2 | 2 | 1 | 1 | 5 | Batteries shifted to better align with in-dev | 1
PG&E FRESNO | Helm | 70 | Battery |  |  | 0 | 0 | 0 | 0 | 0 | 0 | 0 | 0 | 0 | 1 | 1 | 1 | 1 |  | 1 | [11 empty] | 1 | 1 | 2 | 2 | 1 | 4+ | 1 |  | 1
PG&E FRESNO | Henrietta | 115 | Battery |  |  | 0 | 0 | 0 | 0 | 0 | 0 | 0 | 0 | 0 | 1 | 1 | 1 | 1 |  | 1 | [11 empty] | 1 | 1 | 1 | 2 | 1 | 1 | 1 |  | 0
PG&E FRESNO | Henrietta | 230 | Battery |  |  | 0 | 0 | 0 | 0 | 0 | 0 | 0 | 0 | 0 | 1 | 1 | 1 | 1 |  | 1 | [11 empty] | 1 | 1 | 1 | 2 | 1 | 1 | 1 |  | 0
PG&E FRESNO | Henrietta | 70 | Battery |  |  | 173.2 | 0 | 173.2 | 173.2 | 0 | 173.2 | 0 | 0 | 0 | 5 | 2 | 4 | 2 |  | 5 | [11 empty] | 1 | 1 | 1 | 2 | 1 | 4+ | 1 |  | 1
PG&E FRESNO | Herndon | 115 | Battery |  |  | 0 | 0 | 0 | 0 | 0 | 0 | 0 | 0 | 0 | 5 | 2 | 1 | 1 |  | 1 | [11 empty] | 1 | 1 | 3 | 2 | 1 | 1 | 1 |  | 0
PG&E FRESNO | Herndon | 230 | Battery |  |  | 0 | 0 | 0 | 0 | 0 | 0 | 0 | 0 | 0 | 5 | 2 | 1 | 1 |  | 1 | [11 empty] | 1 | 1 | 3 | 2 | 1 | 1 | 1 |  | 0
PG&E GBA | Hicks | 230 | Battery |  |  | 0 | 0 | 0 | 0 | 0 | 0 | 0 | 0 | 0 | 1 | 1 | 1 | 1 |  | 1 | [11 empty] | 2 | 1 | 4 | 2 | 2 | 1 | 1 |  | 0
PG&E NGBA | Higgins | 115 | Battery |  |  | 0 | 0 | 0 | 0 | 0 | 0 | 0 | 0 | 0 | 5 | 2 | 1 | 1 |  | 1 | [11 empty] | 2 | 1 | 4 | 1 | 3 | 1 | 1 |  | 0
PG&E NGBA | Hilltop | 345 | Battery |  |  | 0 | 0 | 0 | 0 | 0 | 0 | 0 | 0 | 0 | 5 | 2 | 1 | 1 |  | 1 | [11 empty] | 2 | 2 | 4 | 1 | 3 | 1 | 1 |  | 0
SCE Metro | Hinson | 230 | Battery |  |  | 525 | 0 | 525 | 525 | 0 | 525 | 0 | 0 | 0 | 1 | 1 | 1 | 1 |  | 1 | [11 empty] | 1 | 1 | 2 | 1 | 1 | 2+ | 1 |  | 1
PG&E GBA | Hollister | 115 | Battery |  |  | 0 | 10 | 10 | 0 | 0 | 0 | 0 | 10 | 10 | 1 | 1 | 1 | 1 |  | 1 | [11 empty] | 2 | 2 | 4 | 2 | 3 | 4+ | 1 |  | 1
PG&E NGBA | Homestake | 115 | Battery |  |  | 0 | 0 | 0 | 0 | 0 | 0 | 0 | 0 | 0 | 5 | 2 | 1 | 1 |  | 1 | [11 empty] | 2 | 1 | 4 | 2 | 3 | 1 | 1 |  | 0
PG&E NGBA | Honcut | 115 | Battery |  |  | 0 | 0 | 0 | 0 | 0 | 0 | 0 | 0 | 0 | 5 | 2 | 1 | 1 |  | 1 | [11 empty] | 2 | 1 | 4 | 2 | 3 | 1 | 1 |  | 0
SDGE | Hoodoo Wash | 500 | Battery |  |  | 547.5 | 0 | 547.5 | 547.5 | 0 | 547.5 | 0 | 0 | 0 | 1 | 1 | 1 | 1 |  | 1 | [11 empty] | 2 | 2 | 4 | 2 | 3 | 4+ | 1 |  | 1
PG&E NGBA | Hopland | 115 | Battery |  |  | 0 | 0 | 0 | 0 | 0 | 0 | 0 | 0 | 0 | 5 | 2 | 1 | 1 |  | 1 | [11 empty] | 2 | 2 | 4 | 2 | 3 | 1 | 1 |  | 0
PG&E NGBA | Hopland | 60 | Battery |  |  | 0 | 0 | 0 | 0 | 0 | 0 | 0 | 0 | 0 | 5 | 2 | 1 | 1 |  | 1 | [11 empty] | 2 | 2 | 4 | 2 | 3 | 1 | 1 |  | 0
PG&E NGBA | Humboldt | 115 | Battery |  |  | 0 | 0 | 0 | 0 | 0 | 0 | 0 | 0 | 0 | 5 | 2 | 1 | 1 |  | 1 | [11 empty] | 2 | 2 | 3 | 2 | 3 | 1 | 4 | Batteries shifted to better align with in-dev | 1
PG&E NGBA | Humboldt | 60 | Battery |  |  | 17.25 | 0 | 17.25 | 17.25 | 0 | 17.25 | 0 | 0 | 0 | 5 | 2 | 1 | 1 |  | 3 | [11 empty] | 2 | 2 | 3 | 2 | 3 | 1 | 1 |  | 1
PG&E NGBA | Humboldt | 500 | Battery |  |  | 0 | 0 | 0 | 0 | 0 | 0 | 0 | 0 | 0 | 5 | 4 | 5 | 4 |  | 1 | [11 empty] | 2 | 2 | 3 | 2 | 3 | 1 | 1 |  | 0
SCE Metro | Huntington Beach | 230 | Battery |  |  | 0 | 0 | 0 | 0 | 0 | 0 | 0 | 0 | 0 | 1 | 1 | 1 | 1 |  | 1 | [11 empty] | 1 | 1 | 1 | 1 | 2 | 1 | 1 |  | 0
PG&E NGBA | Ignacio | 115 | Battery |  |  | 0 | 0 | 0 | 0 | 0 | 0 | 0 | 0 | 0 | 5 | 2 | 1 | 1 |  | 1 | [11 empty] | 2 | 1 | 4 | 1 | 3 | 2+ | 1 |  | 1
PG&E NGBA | Ignacio | 230 | Battery |  |  | 0 | 0 | 0 | 0 | 0 | 0 | 0 | 0 | 0 | 5 | 2 | 1 | 1 |  | 1 | [11 empty] | 2 | 1 | 4 | 1 | 3 | 1 | 1 |  | 0
PG&E NGBA | Ignacio | 60 | Battery |  |  | 0 | 0 | 0 | 0 | 0 | 0 | 0 | 0 | 0 | 5 | 2 | 1 | 1 |  | 1 | [11 empty] | 2 | 1 | 4 | 1 | 3 | 1 | 1 |  | 0
SDGE | Imperial Beach | 69 | Battery |  |  | 3 | 0 | 3 | 3 | 0 | 3 | 0 | 0 | 0 | 1 | 1 | 1 | 1 |  | 3 | [11 empty] | 2 | 1 | 3 | 1 | 2 | 1 | 1 |  | 1
SDGE | Imperial Valley | 230 | Battery |  |  | 578 | 0 | 578 | 578 | 0 | 578 | 0 | 0 | 0 | 1 | 1 | 1 | 1 |  | 1 | [11 empty] | 1 | 1 | 2 | 2 | 1 | 4+ | 1 |  | 1
SDGE | Imperial Valley | 500 | Battery |  |  | 0 | 0 | 0 | 0 | 0 | 0 | 0 | 0 | 0 | 1 | 1 | 1 | 1 |  | 1 | [11 empty] | 1 | 1 | 2 | 2 | 1 | 1+ | 1 |  | 1
EOP | Innovation | 138 | Battery |  |  | 0 | 0 | 0 | 0 | 0 | 0 | 0 | 0 | 0 | 1 | 1 | 1 | 1 |  | 1 | [11 empty] | 2 | 2 | 4 | 1 | 3 | 1 | 1 |  | 0
EOP | Innovation | 230 | Battery |  |  | 0 | 0 | 0 | 0 | 0 | 0 | 0 | 0 | 0 | 1 | 1 | 1 | 1 |  | 1 | [11 empty] | 2 | 2 | 4 | 1 | 3 | 4+ | 5 | Batteries shifted to better align with in-dev | 1
SCE NOL | Inyokern | 115 | Battery |  |  | 25 | 0 | 25 | 25 | 0 | 25 | 0 | 0 | 0 | 3 | 3 | 1 | 1 |  | 2 | [11 empty] | 2 | 2 | 4 | 1 | 3 | 1 | 1 |  | 1
EOP | IS Tap | 138 | Battery |  |  | 0 | 0 | 0 | 0 | 0 | 0 | 0 | 0 | 0 | 1 | 1 | 1 | 1 |  | 1 | [11 empty] | 2 | 2 | 4 | 1 | 3 | 1 | 1 |  | 0
EOP | Ivanpah | 115 | Battery |  |  | 0 | 0 | 0 | 0 | 0 | 0 | 0 | 0 | 0 | 1 | 1 | 1 | 1 |  | 1 | [11 empty] | 2 | 2 | 4 | 1 | 1 | 1 | 1 |  | 0
EOP | Ivanpah | 230 | Battery |  |  | 0 | 0 | 0 | 0 | 0 | 0 | 0 | 0 | 0 | 1 | 1 | 1 | 1 |  | 1 | [11 empty] | 2 | 2 | 4 | 1 | 1 | 1+ | 1 |  | 1
EOP | Jackass (DOE) | 138 | Battery |  |  | 0 | 0 | 0 | 0 | 0 | 0 | 0 | 0 | 0 | 1 | 1 | 1 | 1 |  | 1 | [11 empty] | 2 | 2 | 4 | 1 | 3 | 1 | 1 |  | 0
PG&E NGBA | James B Black | 230 | Battery |  |  | 0 | 0 | 0 | 0 | 0 | 0 | 0 | 0 | 0 | 5 | 2 | 1 | 1 |  | 1 | [11 empty] | 2 | 2 | 4 | 2 | 3 | 1 | 1 |  | 0
PG&E GBA | Jefferson | 230 | Battery |  |  | 0 | 0 | 0 | 0 | 0 | 0 | 0 | 0 | 0 | 1 | 1 | 1 | 1 |  | 1 | [11 empty] | 2 | 1 | 3 | 1 | 2 | 1 | 1 |  | 0
PG&E NGBA | Jessup | 115 | Battery |  |  | 0 | 0 | 0 | 0 | 0 | 0 | 0 | 0 | 0 | 5 | 2 | 1 | 1 |  | 1 | [11 empty] | 2 | 2 | 3 | 2 | 3 | 1 | 1 |  | 0
SCE Metro | Johanna | 230 | Battery |  |  | 0 | 0 | 0 | 0 | 0 | 0 | 0 | 0 | 0 | 1 | 1 | 1 | 1 |  | 1 | [11 empty] | 1 | 1 | 2 | 1 | 1 | 4+ | 4 | Batteries shifted to better align with in-dev | 1
SCE Eastern | Julian Hinds | 230 | Battery |  |  | 0 | 0 | 0 | 0 | 0 | 0 | 0 | 0 | 0 | 5 | 5 | 3 | 3 |  | 1 | [11 empty] | 2 | 1 | 4 | 1 | 3 | 1+ | 1 |  | 1
PG&E GBA | Kasson | 115 | Battery |  |  | 0 | 0 | 0 | 0 | 0 | 0 | 0 | 0 | 0 | 5 | 2 | 1 | 1 |  | 1 | [11 empty] | 1 | 1 | 4 | 2 | 1 | 1+ | 1 |  | 1
PG&E GBA | Kasson | 60 | Battery |  |  | 0 | 0 | 0 | 0 | 0 | 0 | 0 | 0 | 0 | 5 | 2 | 1 | 1 |  | 1 | [11 empty] | 1 | 1 | 4 | 2 | 1 | 1 | 1 |  | 0
PG&E FRESNO | Kearney | 230 | Battery |  |  | 0 | 0 | 0 | 0 | 0 | 0 | 0 | 0 | 0 | 5 | 2 | 1 | 1 |  | 1 | [11 empty] | 1 | 1 | 3 | 2 | 1 | 1 | 1 |  | 0
PG&E FRESNO | Kearney | 70 | Battery |  |  | 0 | 0 | 0 | 0 | 0 | 0 | 0 | 0 | 0 | 5 | 2 | 1 | 1 |  | 1 | [11 empty] | 1 | 1 | 3 | 2 | 1 | 1 | 1 |  | 0
PG&E GBA | Kelso | 230 | Battery |  |  | 90.7 | 0 | 90.7 | 90.7 | 0 | 90.7 | 0 | 0 | 0 | 5 | 2 | 1 | 1 |  | 2 | [11 empty] | 2 | 1 | 2 | 1 | 2 | 4+ | 1 |  | 1
PG&E FRESNO | Kerchoff 1 | 115 | Battery |  |  | 0 | 0 | 0 | 0 | 0 | 0 | 0 | 0 | 0 | 5 | 2 | 1 | 1 |  | 1 | [11 empty] | 1 | 1 | 4 | 2 | 3 | 1 | 1 |  | 0
PG&E KERN | Kern Oil | 115 | Battery |  |  | 0 | 0 | 0 | 0 | 0 | 0 | 0 | 0 | 0 | 5 | 2 | 4 | 2 |  | 1 | [11 empty] | 1 | 1 | 1 | 1 | 1 | 1 | 1 |  | 0
PG&E KERN | Kern PP | 115 | Battery |  |  | 0 | 0 | 0 | 0 | 0 | 0 | 0 | 0 | 0 | 5 | 2 | 4 | 2 |  | 1 | [11 empty] | 1 | 1 | 2 | 1 | 2 | 1+ | 1 |  | 1
PG&E KERN | Kern PP | 230 | Battery |  |  | 0 | 0 | 0 | 0 | 0 | 0 | 0 | 0 | 0 | 5 | 2 | 4 | 2 |  | 1 | [11 empty] | 1 | 1 | 2 | 1 | 2 | 4+ | 1 |  | 1
PG&E KERN | Kern PP | 70 | Battery |  |  | 0 | 0 | 0 | 0 | 0 | 0 | 0 | 0 | 0 | 1 | 1 | 1 | 1 |  | 1 | [11 empty] | 1 | 1 | 2 | 1 | 2 | 1 | 1 |  | 0
PG&E KERN | Kernridge | 115 | Battery |  |  | 0 | 0 | 0 | 0 | 0 | 0 | 0 | 0 | 0 | 5 | 2 | 4 | 2 |  | 1 | [11 empty] | 1 | 1 | 1 | 1 | 1 | 1 | 1 |  | 0
PG&E FRESNO | Kingsburg | 115 | Battery |  |  | 0 | 0 | 0 | 0 | 0 | 0 | 0 | 0 | 0 | 5 | 2 | 4 | 2 |  | 1 | [11 empty] | 1 | 1 | 2 | 2 | 1 | 1 | 1 |  | 0
PG&E GBA | Kirker | 115 | Battery |  |  | 0 | 0 | 0 | 0 | 0 | 0 | 0 | 0 | 0 | 5 | 2 | 1 | 1 |  | 1 | [11 empty] | 2 | 1 | 3 | 1 | 1 | 4+ | 4 | Batteries shifted to better align with in-dev | 1
PG&E NGBA | Knights Landing | 115 | Battery |  |  | 0 | 0 | 0 | 0 | 0 | 0 | 0 | 0 | 0 | 5 | 2 | 1 | 1 |  | 1 | [11 empty] | 2 | 1 | 4 | 2 | 3 | 1 | 1 |  | 0
PG&E NGBA | Konocti | 60 | Battery |  |  | 0 | 0 | 0 | 0 | 0 | 0 | 0 | 0 | 0 | 5 | 2 | 1 | 1 |  | 1 | [11 empty] | 2 | 2 | 4 | 2 | 3 | 1 | 1 |  | 0
SCE NOL | Kramer | 115 | Battery |  |  | 0 | 6 | 6 | 0 | 6 | 6 | 0 | 0 | 0 | 3 | 3 | 1 | 1 |  | 1 | [11 empty] | 2 | 1 | 4 | 1 | 3 | 4+ | 1 |  | 1
SCE NOL | Kramer | 230 | Battery |  |  | 268.7 | 0 | 268.7 | 268.7 | 0 | 268.7 | 0 | 0 | 0 | 3 | 3 | 1 | 1 |  | 1 | [11 empty] | 2 | 1 | 4 | 1 | 3 | 4+ | 3 | Batteries shifted to better align with in-dev | 1
SCE Metro | La Cienega | 230 | Battery |  |  | 0 | 0 | 0 | 0 | 0 | 0 | 0 | 0 | 0 | 1 | 1 | 1 | 1 |  | 1 | [11 empty] | 1 | 1 | 2 | 1 | 2 | 2+ | 1 |  | 1
SCE Metro | La Fresa | 230 | Battery |  |  | 0 | 0 | 0 | 0 | 0 | 0 | 0 | 0 | 0 | 1 | 1 | 1 | 1 |  | 1 | [11 empty] | 1 | 1 | 2 | 1 | 2 | 1+ | 1 |  | 1
SCE Metro | Laguna Bell | 230 | Battery |  |  | 350 | 0 | 350 | 350 | 0 | 350 | 0 | 0 | 0 | 1 | 1 | 1 | 1 |  | 1 | [11 empty] | 1 | 1 | 2 | 1 | 1 | 4+ | 4 | Batteries shifted to better align with in-dev | 1
PG&E KERN | Lakeview | 70 | Battery |  |  | 65.5 | 0 | 65.5 | 65.5 | 0 | 65.5 | 0 | 0 | 0 | 5 | 2 | 4 | 2 |  | 5 | [11 empty] | 1 | 1 | 4 | 1 | 1 | 4+ | 1 |  | 1
PG&E NGBA | Lakeville | 230 | Battery |  |  | 0 | 0 | 0 | 0 | 0 | 0 | 0 | 0 | 0 | 5 | 2 | 1 | 1 |  | 1 | [11 empty] | 2 | 1 | 4 | 2 | 3 | 1+ | 5 | Batteries shifted to better align with in-dev | 1
PG&E NGBA | Lakeville | 60 | Battery |  |  | 0 | 0 | 0 | 0 | 0 | 0 | 0 | 0 | 0 | 5 | 2 | 1 | 1 |  | 1 | [11 empty] | 2 | 1 | 4 | 2 | 3 | 1 | 1 |  | 0
PG&E NGBA | Lakeville | 115 | Battery |  |  | 50 | 0 | 50 | 50 | 0 | 50 | 0 | 0 | 0 | 5 | 2 | 1 | 1 |  | 2 | [11 empty] | 2 | 1 | 4 | 2 | 3 | 2+ | 1 |  | 1
PG&E GBA | Lakewood | 115 | Battery |  |  | 0 | 0 | 0 | 0 | 0 | 0 | 0 | 0 | 0 | 5 | 2 | 1 | 1 |  | 1 | [11 empty] | 2 | 1 | 3 | 1 | 2 | 1 | 1 |  | 0
PG&E NGBA | Lambie | 230 | Battery |  |  | 0 | 0 | 0 | 0 | 0 | 0 | 0 | 0 | 0 | 5 | 2 | 1 | 1 |  | 1 | [11 empty] | 2 | 1 | 1 | 1 | 1 | 2+ | 1 |  | 1
PG&E GBA | Lammers | 115 | Battery |  |  | 0 | 0 | 0 | 0 | 0 | 0 | 0 | 0 | 0 | 5 | 2 | 1 | 1 |  | 1 | [11 empty] | 1 | 1 | 1 | 2 | 2 | 2+ | 1 |  | 1
PG&E KERN | Lamont | 115 | Battery |  |  | 0 | 0 | 0 | 0 | 0 | 0 | 0 | 0 | 0 | 5 | 2 | 4 | 2 |  | 2 | [11 empty] | 1 | 1 | 2 | 1 | 1 | 4+ | 1 |  | 1
PG&E FRESNO | Las Aguilas | 230 | Battery |  |  | 0 | 0 | 0 | 0 | 0 | 0 | 0 | 0 | 0 | 1 | 1 | 1 | 1 |  | 1 | [11 empty] | 2 | 2 | 4 | 2 | 2 | 1 | 1 |  | 0
EOP | Lathrop | 138 | Battery |  |  | 0 | 0 | 0 | 0 | 0 | 0 | 0 | 0 | 0 | 1 | 1 | 1 | 1 |  | 1 | [11 empty] | 2 | 2 | 4 | 1 | 3 | 1 | 1 |  | 0
EOP | Lathrop | 230 | Battery |  |  | 0 | 0 | 0 | 0 | 0 | 0 | 0 | 0 | 0 | 1 | 1 | 1 | 1 |  | 1 | [11 empty] | 2 | 2 | 4 | 1 | 3 | 2+ | 1 |  | 1
PG&E FRESNO | Le Grand | 115 | Battery |  |  | 0 | 0 | 0 | 0 | 0 | 0 | 0 | 0 | 0 | 5 | 2 | 1 | 1 |  | 1 | [11 empty] | 1 | 1 | 3 | 2 | 1 | 2+ | 1 |  | 1
PG&E FRESNO | Lemoore | 70 | Battery |  |  | 0 | 0 | 0 | 0 | 0 | 0 | 0 | 0 | 0 | 1 | 1 | 1 | 1 |  | 3 | [11 empty] | 1 | 1 | 3 | 2 | 2 | 2+ | 1 |  | 1
PG&E KERN | Lerdo | 115 | Battery |  |  | 0 | 0 | 0 | 0 | 0 | 0 | 0 | 0 | 0 | 5 | 2 | 4 | 2 |  | 1 | [11 empty] | 1 | 1 | 4 | 1 | 1 | 1 | 1 |  | 0
SCE Metro | Lewis | 230 | Battery |  |  | 0 | 0 | 0 | 0 | 0 | 0 | 0 | 0 | 0 | 1 | 1 | 1 | 1 |  | 1 | [11 empty] | 1 | 1 | 3 | 1 | 2 | 1 | 1 |  | 0
SCE Metro | Lighthipe | 230 | Battery |  |  | 0 | 0 | 0 | 0 | 0 | 0 | 0 | 0 | 0 | 1 | 1 | 1 | 1 |  | 1 | [11 empty] | 1 | 1 | 2 | 1 | 1 | 4+ | 4 | Batteries shifted to better align with in-dev | 1
SDGE | Lilac | 69 | Battery |  |  | 0 | 0 | 0 | 0 | 0 | 0 | 0 | 0 | 0 | 1 | 1 | 1 | 1 |  | 1 | [11 empty] | 2 | 1 | 3 | 1 | 3 | 1 | 1 |  | 0
PG&E NGBA | Lincoln | 115 | Battery |  |  | 0 | 0 | 0 | 0 | 0 | 0 | 0 | 0 | 0 | 5 | 2 | 1 | 1 |  | 1 | [11 empty] | 2 | 1 | 3 | 2 | 3 | 1 | 1 |  | 0
PG&E KERN | Live Oak | 115 | Battery |  |  | 0 | 0 | 0 | 0 | 0 | 0 | 0 | 0 | 0 | 5 | 2 | 4 | 2 |  | 1 | [11 empty] | 1 | 1 | 1 | 1 | 1 | 1 | 1 |  | 0
PG&E GBA | Llagas | 115 | Battery |  |  | 0 | 0 | 0 | 0 | 0 | 0 | 0 | 0 | 0 | 1 | 1 | 1 | 1 |  | 1 | [11 empty] | 2 | 1 | 2 | 2 | 1 | 4+ | 5 | Batteries shifted to better align with in-dev | 1
PG&E GBA | Lockeford | 115 | Battery |  |  | 0 | 0 | 0 | 0 | 0 | 0 | 0 | 0 | 0 | 5 | 2 | 1 | 1 |  | 1 | [11 empty] | 1 | 1 | 4 | 2 | 2 | 1 | 1 |  | 0
PG&E GBA | Lockeford | 230 | Battery |  |  | 0 | 0 | 0 | 0 | 0 | 0 | 0 | 0 | 0 | 5 | 2 | 1 | 1 |  | 1 | [11 empty] | 1 | 1 | 4 | 2 | 2 | 1 | 1 |  | 0
PG&E GBA | Lockeford | 60 | Battery |  |  | 0 | 0 | 0 | 0 | 0 | 0 | 0 | 0 | 0 | 5 | 2 | 1 | 1 |  | 1 | [11 empty] | 1 | 1 | 4 | 2 | 2 | 1 | 1 |  | 0
PG&E GBA | Lodi | 230 | Battery |  |  | 0 | 0 | 0 | 0 | 0 | 0 | 0 | 0 | 0 | 5 | 2 | 1 | 1 |  | 1 | [11 empty] | 1 | 1 | 1 | 2 | 1 | 1 | 1 |  | 0
PG&E NGBA | Logan Creek | 230 | Battery |  |  | 0 | 0 | 0 | 0 | 0 | 0 | 0 | 0 | 0 | 5 | 2 | 1 | 1 |  | 1 | [11 empty] | 2 | 2 | 4 | 1 | 2 | 1+ | 1 |  | 1
PG&E GBA | Lone Tree | 230 | Battery |  |  | 0 | 0 | 0 | 0 | 0 | 0 | 0 | 0 | 0 | 5 | 2 | 1 | 1 |  | 1 | [11 empty] | 2 | 1 | 3 | 1 | 2 | 1 | 1 |  | 0
PG&E FRESNO | Los Banos | 230 | Battery |  |  | 0.9 | 0 | 0.9 | 0.9 | 0 | 0.9 | 0 | 0 | 0 | 1 | 1 | 1 | 1 |  | 1 | [11 empty] | 1 | 1 | 4 | 2 | 1 | 4+ | 5 |  | 1
PG&E FRESNO | Los Banos | 500 | Battery |  |  | 0 | 0 | 0 | 0 | 0 | 0 | 0 | 0 | 0 | 1 | 1 | 1 | 1 |  | 1 | [11 empty] | 1 | 1 | 4 | 2 | 1 | 4+ | 1 |  | 1
SDGE | Los Coches | 138 | Battery |  |  | 0 | 0 | 0 | 0 | 0 | 0 | 0 | 0 | 0 | 5 | 5 | 1 | 1 |  | 1 | [11 empty] | 2 | 2 | 4 | 2 | 3 | 1 | 1 |  | 0
SDGE | Los Coches | 69 | Battery |  |  | 1.5 | 0 | 1.5 | 1.5 | 0 | 1.5 | 0 | 0 | 0 | 1 | 1 | 1 | 1 |  | 3 | [11 empty] | 2 | 2 | 4 | 2 | 3 | 1 | 1 |  | 1
PG&E GBA | Los Esteros | 115 | Battery |  |  | 3.3 | 0 | 3.3 | 3.3 | 0 | 3.3 | 0 | 0 | 0 | 1 | 1 | 1 | 1 |  | 1 | [11 empty] | 2 | 1 | 1 | 2 | 1 | 1 | 4 | Batteries shifted to better align with in-dev | 1
PG&E GBA | Los Esteros | 230 | Battery |  |  | 0 | 100 | 100 | 0 | 0 | 0 | 0 | 100 | 100 | 1 | 1 | 1 | 1 |  | 2 | [11 empty] | 2 | 1 | 1 | 2 | 1 | 4+ | 1 |  | 1
PG&E GBA | Los Positas | 230 | Battery |  |  | 0 | 0 | 0 | 0 | 0 | 0 | 0 | 0 | 0 | 5 | 2 | 1 | 1 |  | 1 | [11 empty] | 2 | 1 | 3 | 1 | 3 | 1 | 1 |  | 0
PG&E GBA | Los Positas | 60 | Battery |  |  | 0 | 0 | 0 | 0 | 0 | 0 | 0 | 0 | 0 | 5 | 2 | 1 | 1 |  | 1 | [11 empty] | 2 | 1 | 3 | 1 | 3 | 1 | 1 |  | 0
SDGE | Loveland | 69 | Battery |  |  | 0 | 0 | 0 | 0 | 0 | 0 | 0 | 0 | 0 | 1 | 1 | 1 | 1 |  | 1 | [11 empty] | 2 | 1 | 3 | 1 | 3 | 1 | 1 |  | 0
SCE NOL | Lugo | 230 | Battery |  |  | 0 | 0 | 0 | 0 | 0 | 0 | 0 | 0 | 0 | 1 | 1 | 1 | 1 |  | 1 | [11 empty] | 2 | 1 | 4 | 1 | 2 | 1+ | 1 |  | 1
SCE Metro | Lugo | 500 | Battery |  |  | 0 | 0 | 0 | 0 | 0 | 0 | 0 | 0 | 0 | 1 | 1 | 1 | 1 |  | 1 | [11 empty] | 2 | 1 | 4 | 1 | 2 | 4+ | 1 |  | 1
PG&E FRESNO | Madera | 70 | Battery |  |  | 0 | 0 | 0 | 0 | 0 | 0 | 0 | 0 | 0 | 5 | 2 | 1 | 1 |  | 1 | [11 empty] | 1 | 1 | 4 | 2 | 1 | 1 | 1 |  | 0
PG&E NGBA | Madison | 115 | Battery |  |  | 10.2 | 0 | 10.2 | 10.2 | 0 | 10.2 | 0 | 0 | 0 | 5 | 2 | 1 | 1 |  | 1 | [11 empty] | 2 | 1 | 4 | 2 | 3 | 1 | 1 |  | 1
PG&E KERN | Magunden | 115 | Battery |  |  | 0 | 0 | 0 | 0 | 0 | 0 | 0 | 0 | 0 | 5 | 2 | 4 | 2 |  | 1 | [11 empty] | 1 | 1 | 2 | 1 | 1 | 1 | 1 |  | 0
SCE Northern | Magunden | 230 | Battery |  |  | 0 | 0 | 0 | 0 | 0 | 0 | 0 | 0 | 0 | 1 | 1 | 1 | 1 |  | 1 | [11 empty] | 1 | 1 | 2 | 1 | 1 | 1 | 1 |  | 0
PG&E FRESNO | Malaga | 115 | Battery |  |  | 97 | 0 | 97 | 97 | 0 | 97 | 0 | 0 | 0 | 5 | 2 | 4 | 2 |  | 2 | [11 empty] | 1 | 1 | 1 | 2 | 1 | 4+ | 1 |  | 1
PG&E NGBA | Malin | 500 | Battery |  |  | 0 | 0 | 0 | 0 | 0 | 0 | 0 | 0 | 0 | 5 | 2 | 1 | 1 |  | 1 | [11 empty] | 2 | 2 | 4 | 2 | 3 | 1 | 1 |  | 0
SCE Northern | Mandalay | 230 | Battery |  |  | 0 | 0 | 0 | 0 | 0 | 0 | 0 | 0 | 0 | 1 | 1 | 1 | 1 |  | 1 | [11 empty] | 2 | 1 | 2 | 1 | 1 | 4+ | 4 | Batteries shifted to better align with in-dev | 1
PG&E FRESNO | Manning | 230 | Battery |  |  | 0 | 0 | 0 | 0 | 0 | 0 | 0 | 0 | 0 | 1 | 1 | 1 | 1 |  | 1 | [11 empty] | 1 | 1 | 2 | 2 | 1 | 1+ | 1 |  | 1
PG&E FRESNO | Manning | 500 | Battery |  |  | 0 | 0 | 0 | 0 | 0 | 0 | 0 | 0 | 0 | 1 | 1 | 1 | 1 |  | 1 | [11 empty] | 1 | 1 | 2 | 2 | 1 | 1+ | 1 |  | 1
PG&E GBA | Manteca | 115 | Battery |  |  | 0 | 0 | 0 | 0 | 0 | 0 | 0 | 0 | 0 | 5 | 2 | 4 | 2 |  | 1 | [11 empty] | 1 | 1 | 2 | 2 | 2 | 1 | 1 |  | 0
SDGE | Margarita | 138 | Battery |  |  | 0 | 0 | 0 | 0 | 0 | 0 | 0 | 0 | 0 | 1 | 1 | 1 | 1 |  | 1 | [11 empty] | 1 | 1 | 2 | 1 | 3 | 1 | 1 |  | 0
PG&E GBA | Martin | 230 | Battery |  |  | 0 | 0 | 0 | 0 | 0 | 0 | 0 | 0 | 0 | 5 | 2 | 1 | 1 |  | 1 | [11 empty] | 2 | 1 | 3 | 1 | 2 | 1 | 1 |  | 0
PG&E GBA | Martin | 115 | Battery |  |  | 188 | 0 | 188 | 188 | 0 | 188 | 0 | 0 | 0 | 1 | 1 | 1 | 1 |  | 3 | [11 empty] | 2 | 1 | 3 | 1 | 2 | 4+ | 3 | Batteries shifted to better align with in-dev | 1
PG&E GBA | Martinez | 115 | Battery |  |  | 0 | 0 | 0 | 0 | 0 | 0 | 0 | 0 | 0 | 5 | 2 | 1 | 1 |  | 1 | [11 empty] | 2 | 1 | 1 | 1 | 1 | 1 | 1 |  | 0
PG&E FRESNO | Mc Mullin | 230 | Battery |  |  | 0 | 0 | 0 | 0 | 0 | 0 | 0 | 0 | 0 | 5 | 2 | 1 | 1 |  | 1 | [11 empty] | 1 | 1 | 3 | 2 | 1 | 1+ | 1 |  | 1
PG&E FRESNO | McCall | 115 | Battery |  |  | 0 | 0 | 0 | 0 | 0 | 0 | 0 | 0 | 0 | 5 | 2 | 1 | 1 |  | 1 | [11 empty] | 1 | 1 | 3 | 2 | 1 | 1 | 1 |  | 0
PG&E FRESNO | McCall | 230 | Battery |  |  | 0 | 0 | 0 | 0 | 0 | 0 | 0 | 0 | 0 | 5 | 2 | 1 | 1 |  | 1 | [11 empty] | 1 | 1 | 3 | 2 | 1 | 1 | 1 |  | 0
PG&E GBA | Meadow Lane | 115 | Battery |  |  | 0 | 0 | 0 | 0 | 0 | 0 | 0 | 0 | 0 | 5 | 2 | 1 | 1 |  | 1 | [11 empty] | 2 | 1 | 2 | 1 | 1 | 1 | 1 |  | 0
PG&E GBA | Melones | 115 | Battery |  |  | 0 | 0 | 0 | 0 | 0 | 0 | 0 | 0 | 0 | 5 | 2 | 1 | 1 |  | 1 | [11 empty] | 2 | 1 | 4 | 1 | 3 | 1 | 1 |  | 0
PG&E GBA | Melones | 230 | Battery |  |  | 0 | 0 | 0 | 0 | 0 | 0 | 0 | 0 | 0 | 5 | 2 | 1 | 1 |  | 1 | [11 empty] | 2 | 1 | 4 | 1 | 3 | 1 | 1 |  | 0
SDGE | Melrose | 69 | Battery |  |  | 20 | 0 | 20 | 20 | 0 | 20 | 0 | 0 | 0 | 1 | 1 | 1 | 1 |  | 3 | [11 empty] | 2 | 1 | 3 | 1 | 3 | 1 | 1 |  | 1
PG&E NGBA | Mendocino | 115 | Battery |  |  | 0 | 0 | 0 | 0 | 0 | 0 | 0 | 0 | 0 | 5 | 2 | 1 | 1 |  | 1 | [11 empty] | 2 | 2 | 4 | 2 | 3 | 1 | 1 |  | 0
PG&E NGBA | Mendocino | 60 | Battery |  |  | 0 | 0 | 0 | 0 | 0 | 0 | 0 | 0 | 0 | 5 | 2 | 1 | 1 |  | 1 | [11 empty] | 2 | 2 | 4 | 2 | 3 | 1 | 1 |  | 0
PG&E FRESNO | Mendota | 115 | Battery |  |  | 0 | 0 | 0 | 0 | 0 | 0 | 0 | 0 | 0 | 5 | 2 | 1 | 1 |  | 1 | [11 empty] | 1 | 1 | 3 | 2 | 1 | 2+ | 1 |  | 1
PG&E GBA | Menlo | 60 | Battery |  |  | 0 | 0 | 0 | 0 | 0 | 0 | 0 | 0 | 0 | 5 | 2 | 1 | 1 |  | 1 | [11 empty] | 2 | 1 | 3 | 1 | 2 | 1 | 1 |  | 0
PG&E FRESNO | Merced | 115 | Battery |  |  | 0 | 0 | 0 | 0 | 0 | 0 | 0 | 0 | 0 | 5 | 2 | 1 | 1 |  | 1 | [11 empty] | 1 | 1 | 4 | 2 | 1 | 1 | 1 |  | 0
EOP | Mercury | 138 | Battery |  |  | 0 | 0 | 0 | 0 | 0 | 0 | 0 | 0 | 0 | 1 | 1 | 1 | 1 |  | 1 | [11 empty] | 2 | 2 | 4 | 1 | 3 | 1 | 1 |  | 0
PG&E FRESNO | Mercy Springs | 70 | Battery |  |  | 78 | 0 | 78 | 78 | 0 | 78 | 0 | 0 | 0 | 1 | 1 | 1 | 1 |  | 5 | [11 empty] | 1 | 1 | 4 | 2 | 1 | 1 | 1 |  | 1
PG&E NGBA | Meridian | 60 | Battery |  |  | 0 | 0 | 0 | 0 | 0 | 0 | 0 | 0 | 0 | 5 | 2 | 1 | 1 |  | 1 | [11 empty] | 2 | 2 | 4 | 1 | 3 | 1 | 1 |  | 0
PG&E KERN | Mesa (PGE) | 115 | Battery |  |  | 0 | 0 | 0 | 0 | 0 | 0 | 0 | 0 | 0 | 1 | 1 | 1 | 1 |  | 1 | [11 empty] | 2 | 2 | 3 | 2 | 2 | 1 | 1 |  | 0
PG&E KERN | Mesa (PGE) | 230 | Battery |  |  | 0 | 0 | 0 | 0 | 0 | 0 | 0 | 0 | 0 | 5 | 2 | 4 | 2 |  | 1 | [11 empty] | 2 | 2 | 3 | 2 | 2 | 1+ | 1 |  | 1
SCE Metro | Mesa (SCE) | 230 | Battery |  |  | 6.5 | 0 | 6.5 | 6.5 | 0 | 6.5 | 0 | 0 | 0 | 1 | 1 | 1 | 1 |  | 5 | [11 empty] | 1 | 1 | 3 | 1 | 2 | 4+ | 1 |  | 1
SCE Metro | Mesa (SCE) | 500 | Battery |  |  | 0 | 0 | 0 | 0 | 0 | 0 | 0 | 0 | 0 | 1 | 1 | 1 | 1 |  | 1 | [11 empty] | 1 | 1 | 3 | 1 | 2 | 4+ | 1 |  | 1
SDGE | Mesa Heights | 69 | Battery |  |  | 10.5 | 0 | 10.5 | 10.5 | 0 | 10.5 | 0 | 0 | 0 | 1 | 1 | 1 | 1 |  | 3 | [11 empty] | 2 | 1 | 2 | 1 | 3 | 1 | 1 |  | 1
PG&E GBA | Metcalf | 115 | Battery |  |  | 0 | 0 | 0 | 0 | 0 | 0 | 0 | 0 | 0 | 1 | 1 | 1 | 1 |  | 1 | [11 empty] | 2 | 1 | 1 | 2 | 3 | 1 | 1 |  | 0
PG&E GBA | Metcalf | 230 | Battery |  |  | 0 | 101.075 | 101.075 | 0 | 0 | 0 | 0 | 101.075 | 101.075 | 1 | 1 | 1 | 1 |  | 2 | [11 empty] | 2 | 1 | 1 | 2 | 3 | 4+ | 4 | Batteries shifted to better align with in-dev | 1
PG&E GBA | Metcalf | 500 | Battery |  |  | 0 | 0 | 0 | 0 | 0 | 0 | 0 | 0 | 0 | 1 | 1 | 1 | 1 |  | 1 | [11 empty] | 2 | 1 | 1 | 2 | 3 | 1+ | 1 |  | 1
PG&E KERN | Midway | 115 | Battery |  |  | 0 | 0 | 0 | 0 | 0 | 0 | 0 | 0 | 0 | 5 | 2 | 4 | 2 |  | 4 | [11 empty] | 1 | 1 | 3 | 1 | 1 | 4+ | 4 | Batteries shifted to better align with in-dev | 1
PG&E KERN | Midway | 230 | Battery |  |  | 0 | 0 | 0 | 0 | 0 | 0 | 0 | 0 | 0 | 5 | 2 | 4 | 2 |  | 1 | [11 empty] | 1 | 1 | 3 | 1 | 1 | 1 | 1 |  | 0
PG&E KERN | Midway | 500 | Battery |  |  | 0 | 0 | 0 | 0 | 0 | 0 | 0 | 0 | 0 | 5 | 2 | 4 | 2 |  | 1 | [11 empty] | 1 | 1 | 3 | 1 | 1 | 4+ | 4 | Batteries shifted to better align with in-dev | 1
SDGE | Miguel | 230 | Battery |  |  | 0 | 0 | 0 | 0 | 0 | 0 | 0 | 0 | 0 | 1 | 1 | 1 | 1 |  | 1 | [11 empty] | 2 | 1 | 3 | 1 | 2 | 1+ | 5 | Batteries shifted to better align with in-dev | 1
SDGE | Miguel | 500 | Battery |  |  | 0 | 0 | 0 | 0 | 0 | 0 | 0 | 0 | 0 | 1 | 1 | 1 | 1 |  | 1 | [11 empty] | 2 | 1 | 3 | 1 | 2 | 1 | 1 |  | 0
SDGE | Miguel | 69 | Battery |  |  | 9.75 | 0 | 9.75 | 9.75 | 0 | 9.75 | 0 | 0 | 0 | 1 | 1 | 1 | 1 |  | 3 | [11 empty] | 2 | 1 | 3 | 1 | 2 | 1 | 1 |  | 1
PG&E GBA | Millbrae | 115 | Battery |  |  | 0 | 0 | 0 | 0 | 0 | 0 | 0 | 0 | 0 | 1 | 1 | 1 | 1 |  | 1 | [11 empty] | 2 | 1 | 3 | 1 | 2 | 4+ | 1 |  | 1
PG&E GBA | Miller | 115 | Battery |  |  | 0 | 0 | 0 | 0 | 0 | 0 | 0 | 0 | 0 | 5 | 2 | 1 | 1 |  | 1 | [11 empty] | 1 | 1 | 4 | 2 | 1 | 1 | 1 |  | 0
SCE Metro | Mira Loma | 230 | Battery |  |  | 42 | 0 | 42 | 42 | 0 | 42 | 0 | 0 | 0 | 1 | 1 | 1 | 1 |  | 5 | [11 empty] | 1 | 1 | 1 | 1 | 1 | 4+ | 4 | Batteries shifted to better align with in-dev | 1
SCE Metro | Mira Loma | 500 | Battery |  |  | 0 | 0 | 0 | 0 | 0 | 0 | 0 | 0 | 0 | 1 | 1 | 1 | 1 |  | 1 | [11 empty] | 1 | 1 | 1 | 1 | 1 | 1 | 1 |  | 0
SCE Eastern | Mirage | 115 | Battery |  |  | 0 | 0 | 0 | 0 | 0 | 0 | 0 | 0 | 0 | 5 | 5 | 3 | 3 |  | 1 | [11 empty] | 2 | 1 | 3 | 1 | 3 | 1 | 1 |  | 0
SCE Eastern | Mirage | 230 | Battery |  |  | 50 | 0 | 50 | 50 | 0 | 50 | 0 | 0 | 0 | 5 | 5 | 3 | 3 |  | 2 | [11 empty] | 2 | 1 | 3 | 1 | 3 | 2+ | 1 |  | 1
SDGE | Mission | 138 | Battery |  |  | 0 | 0 | 0 | 0 | 0 | 0 | 0 | 0 | 0 | 1 | 1 | 1 | 1 |  | 1 | [11 empty] | 2 | 1 | 2 | 1 | 2 | 1 | 1 |  | 0
SDGE | Mission | 230 | Battery |  |  | 0 | 0 | 0 | 0 | 0 | 0 | 0 | 0 | 0 | 1 | 1 | 1 | 1 |  | 1 | [11 empty] | 2 | 1 | 2 | 1 | 2 | 1 | 5 | Batteries shifted to better align with in-dev | 1
SDGE | Mission | 69 | Battery |  |  | 0 | 0 | 0 | 0 | 0 | 0 | 0 | 0 | 0 | 1 | 1 | 1 | 1 |  | 1 | [11 empty] | 2 | 1 | 2 | 1 | 2 | 1 | 1 |  | 0
PG&E GBA | Mi-Wuk | 115 | Battery |  |  | 0 | 0 | 0 | 0 | 0 | 0 | 0 | 0 | 0 | 5 | 2 | 1 | 1 |  | 1 | [11 empty] | 2 | 1 | 4 | 1 | 3 | 1 | 1 |  | 0
EOP | Mohave | 500 | Battery |  |  | 0 | 0 | 0 | 0 | 0 | 0 | 0 | 0 | 0 | 1 | 1 | 1 | 1 |  | 1 | [11 empty] | 2 | 2 | 3 | 1 | 3 | 4+ | 4 | Batteries shifted to better align with in-dev | 1
PG&E NGBA | Monroe | 115 | Battery |  |  | 0 | 0 | 0 | 0 | 0 | 0 | 0 | 0 | 0 | 5 | 2 | 1 | 1 |  | 1 | [11 empty] | 2 | 1 | 3 | 2 | 2 | 1 | 1 |  | 0
SDGE | Monserate | 69 | Battery |  |  | 0 | 0 | 0 | 0 | 0 | 0 | 0 | 0 | 0 | 1 | 1 | 1 | 1 |  | 1 | [11 empty] | 2 | 1 | 3 | 1 | 3 | 1 | 1 |  | 0
PG&E GBA | Monta Vista | 115 | Battery |  |  | 0 | 0 | 0 | 0 | 0 | 0 | 0 | 0 | 0 | 1 | 1 | 1 | 1 |  | 1 | [11 empty] | 2 | 1 | 3 | 2 | 3 | 1 | 1 |  | 0
PG&E GBA | Monta Vista | 230 | Battery |  |  | 0 | 0 | 0 | 0 | 0 | 0 | 0 | 0 | 0 | 1 | 1 | 1 | 1 |  | 1 | [11 empty] | 2 | 1 | 3 | 2 | 3 | 1 | 1 |  | 0
PG&E GBA | Monta Vista | 60 | Battery |  |  | 0 | 0 | 0 | 0 | 0 | 0 | 0 | 0 | 0 | 1 | 1 | 1 | 1 |  | 1 | [11 empty] | 2 | 1 | 3 | 2 | 3 | 1 | 1 |  | 0
PG&E NGBA | Monticello | 115 | Battery |  |  | 0 | 0 | 0 | 0 | 0 | 0 | 0 | 0 | 0 | 5 | 2 | 1 | 1 |  | 1 | [11 empty] | 2 | 1 | 4 | 2 | 3 | 1 | 1 |  | 0
SCE Northern | Moorpark | 230 | Battery |  |  | 350 | 0 | 350 | 350 | 0 | 350 | 0 | 0 | 0 | 1 | 1 | 1 | 1 |  | 1 | [11 empty] | 2 | 1 | 4 | 1 | 3 | 4+ | 3 | Batteries shifted to better align with in-dev | 1
SCE Northern | Moorpark | 66 | Battery |  |  | 0 | 0 | 0 | 0 | 0 | 0 | 0 | 0 | 0 | 1 | 1 | 1 | 1 |  | 1 | [11 empty] | 2 | 1 | 4 | 1 | 3 | 1 | 1 |  | 0
PG&E GBA | Moraga | 115 | Battery |  |  | 0 | 0 | 0 | 0 | 0 | 0 | 0 | 0 | 0 | 5 | 2 | 1 | 1 |  | 1 | [11 empty] | 2 | 1 | 3 | 1 | 3 | 1 | 1 |  | 0
PG&E GBA | Moraga | 230 | Battery |  |  | 0 | 0 | 0 | 0 | 0 | 0 | 0 | 0 | 0 | 5 | 2 | 1 | 1 |  | 1 | [11 empty] | 2 | 1 | 3 | 1 | 3 | 1 | 1 |  | 0
PG&E GBA | Morgan Hill | 115 | Battery |  |  | 0 | 0 | 0 | 0 | 0 | 0 | 0 | 0 | 0 | 1 | 1 | 1 | 1 |  | 1 | [11 empty] | 2 | 1 | 3 | 2 | 2 | 4+ | 1 |  | 1
PG&E KERN | Morro Bay | 115 | Battery |  |  | 0 | 0 | 0 | 0 | 0 | 0 | 0 | 0 | 0 | 1 | 1 | 1 | 1 |  | 1 | [11 empty] | 2 | 2 | 2 | 2 | 3 | 1 | 1 |  | 0
PG&E KERN | Morro Bay | 230 | Battery |  |  | 0 | 0 | 0 | 0 | 0 | 0 | 0 | 0 | 0 | 5 | 2 | 4 | 2 |  | 1 | [11 empty] | 2 | 2 | 2 | 2 | 3 | 4+ | 1 |  | 1
PG&E KERN | Morro Bay | 500 | Battery |  |  | 0 | 0 | 0 | 0 | 0 | 0 | 0 | 0 | 0 | 5 | 2 | 4 | 2 |  | 1 | [11 empty] | 2 | 2 | 2 | 2 | 3 | 2+ | 1 |  | 1
PG&E GBA | Moss Landing | 115 | Battery |  |  | 0 | 0 | 0 | 0 | 0 | 0 | 0 | 0 | 0 | 1 | 1 | 1 | 1 |  | 1 | [11 empty] | 2 | 2 | 1 | 2 | 2 | 1 | 1 |  | 0
PG&E GBA | Moss Landing | 230 | Battery |  |  | 0 | 0 | 0 | 0 | 0 | 0 | 0 | 0 | 0 | 1 | 1 | 1 | 1 |  | 1 | [11 empty] | 2 | 2 | 1 | 2 | 2 | 1 | 1 |  | 0
PG&E GBA | Moss Landing | 500 | Battery |  |  | 0 | 0 | 0 | 0 | 0 | 0 | 0 | 0 | 0 | 5 | 2 | 1 | 1 |  | 1 | [11 empty] | 2 | 2 | 1 | 2 | 2 | 4+ | 1 |  | 1
EOP | Mountain Pass | 115 | Battery |  |  | 0 | 0 | 0 | 0 | 0 | 0 | 0 | 0 | 0 | 1 | 1 | 1 | 1 |  | 1 | [11 empty] | 2 | 2 | 4 | 1 | 1 | 1 | 1 |  | 0
PG&E GBA | Mountain View | 115 | Battery |  |  | 0 | 0 | 0 | 0 | 0 | 0 | 0 | 0 | 0 | 1 | 1 | 1 | 1 |  | 1 | [11 empty] | 2 | 1 | 2 | 2 | 2 | 1 | 1 |  | 0
PG&E GBA | Mt Eden | 115 | Battery |  |  | 0 | 0 | 0 | 0 | 0 | 0 | 0 | 0 | 0 | 5 | 2 | 1 | 1 |  | 1 | [11 empty] | 2 | 1 | 2 | 1 | 2 | 4+ | 1 |  | 1
PG&E KERN | Mt Poso | 115 | Battery |  |  | 0 | 0 | 0 | 0 | 0 | 0 | 0 | 0 | 0 | 1 | 1 | 1 | 1 |  | 1 | [11 empty] | 1 | 1 | 2 | 1 | 1 | 1 | 1 |  | 0
SDGE | Murray | 69 | Battery |  |  | 9 | 0 | 9 | 9 | 0 | 9 | 0 | 0 | 0 | 1 | 1 | 1 | 1 |  | 3 | [11 empty] | 2 | 1 | 2 | 1 | 2 | 1 | 1 |  | 1
PG&E FRESNO | Mustang | 230 | Battery |  |  | 0 | 0 | 0 | 0 | 0 | 0 | 0 | 0 | 0 | 5 | 2 | 4 | 2 |  | 1 | [11 empty] | 1 | 1 | 1 | 2 | 1 | 4+ | 5 |  | 1
SCE Northern | Neenach | 66 | Battery |  |  | 0 | 0 | 0 | 0 | 0 | 0 | 0 | 0 | 0 | 1 | 1 | 1 | 1 |  | 1 | [11 empty] | 2 | 1 | 4 | 1 | 3 | 4+ | 1 |  | 1
PG&E KERN | New Sub - Gates - Midway (Proposed) | 230 | Battery |  |  | 238.5 | 0 | 238.5 | 238.5 | 0 | 238.5 | 0 | 0 | 0 | 5 | 2 | 4 | 2 |  | 1 | [11 empty] | 1 | 1 | 4 | 2 | 1 | 4+ | 1 |  | 1
PG&E KERN | New Sub - Gates - Templeton (Proposed) | 230 | Battery |  |  | 0 | 0 | 0 | 0 | 0 | 0 | 0 | 0 | 0 | 5 | 2 | 4 | 2 |  | 1 | [11 empty] | 1 | 1 | 4 | 2 | 1 | 4+ | 1 |  | 1
SCE NOL | New Sub - Kramer - Lugo (Proposed) | 230 | Battery |  |  | 0 | 0 | 0 | 0 | 0 | 0 | 0 | 0 | 0 | 3 | 3 | 1 | 1 |  | 1 | [11 empty] | 2 | 1 | 2 | 1 | 1 | 4+ | 1 |  | 1
PG&E FRESNO | New Sub - Los Banos - Midway (Proposed) | 500 | Battery |  |  | 0 | 0 | 0 | 0 | 0 | 0 | 0 | 0 | 0 | 5 | 2 | 4 | 2 |  | 1 | [11 empty] | 1 | 1 | 4 | 2 | 1 | 4+ | 1 |  | 1
SCE NOL | New Sub - Lugo - Pisgah (Proposed) | 230 | Battery |  |  | 0 | 0 | 0 | 0 | 0 | 0 | 0 | 0 | 0 | 1 | 1 | 1 | 1 |  | 1 | [11 empty] | 2 | 1 | 3 | 1 | 3 | 1+ | 1 |  | 1
PG&E KERN | New Sub - Midway - Wheeler Ridge (Proposed) | 230 | Battery |  |  | 92 | 0 | 92 | 92 | 0 | 92 | 0 | 0 | 0 | 5 | 2 | 4 | 2 |  | 1 | [11 empty] | 1 | 1 | 3 | 1 | 1 | 1 | 1 |  | 1
PG&E NGBA | New Sub - Near existing Leavitt (PSREC) | 345 | Battery |  |  | 0 | 0 | 0 | 0 | 0 | 0 | 0 | 0 | 0 | 5 | 2 | 1 | 1 |  | 1 | [11 empty] | 2 | 2 | 1 | 1 | 3 | 1 | 1 |  | 0
PG&E NGBA | New Sub - Near existing Madeline (NVE) | 345 | Battery |  |  | 0 | 0 | 0 | 0 | 0 | 0 | 0 | 0 | 0 | 5 | 2 | 1 | 1 |  | 1 | [11 empty] | 2 | 2 | 4 | 1 | 3 | 1 | 1 |  | 0
SDGE | New Sub - North Gila - IV (Proposed) | 500 | Battery |  |  | 0 | 0 | 0 | 0 | 0 | 0 | 0 | 0 | 0 | 1 | 1 | 1 | 1 |  | 1 | [11 empty] | 2 | 1 | 4 | 2 | 2 | 4+ | 1 |  | 1
PG&E NGBA | New Sub - Pit 1 - Cottonwood (Proposed) | 230 | Battery |  |  | 0 | 0 | 0 | 0 | 0 | 0 | 0 | 0 | 0 | 5 | 5 | 3 | 3 |  | 1 | [11 empty] | 2 | 2 | 4 | 2 | 3 | 1 | 1 |  | 0
PG&E GBA | New Sub - Rancho Seco - Bellota (Proposed) | 230 | Battery |  |  | 0 | 0 | 0 | 0 | 0 | 0 | 0 | 0 | 0 | 5 | 2 | 1 | 1 |  | 1 | [11 empty] | 1 | 1 | 4 | 2 | 3 | 4+ | 1 |  | 1
SDGE | New Sub - Suncrest - Ocotillo (Proposed) | 500 | Battery |  |  | 0 | 0 | 0 | 0 | 0 | 0 | 0 | 0 | 0 | 1 | 1 | 1 | 1 |  | 1 | [11 empty] | 2 | 1 | 4 | 1 | 3 | 1 | 1 |  | 0
PG&E FRESNO | New Sub - Westley - Quinto (Proposed) | 230 | Battery |  |  | 0 | 0 | 0 | 0 | 0 | 0 | 0 | 0 | 0 | 1 | 1 | 1 | 1 |  | 1 | [11 empty] | 1 | 1 | 4 | 2 | 1 | 4+ | 1 |  | 1
PG&E GBA | Newark | 115 | Battery |  |  | 0 | 0 | 0 | 0 | 0 | 0 | 0 | 0 | 0 | 1 | 1 | 1 | 1 |  | 1 | [11 empty] | 2 | 1 | 3 | 1 | 2 | 1 | 1 |  | 0
PG&E GBA | Newark | 230 | Battery |  |  | 0 | 0 | 0 | 0 | 0 | 0 | 0 | 0 | 0 | 1 | 1 | 1 | 1 |  | 1 | [11 empty] | 2 | 1 | 3 | 1 | 2 | 4+ | 1 |  | 1
PG&E GBA | Newark | 60 | Battery |  |  | 0 | 0 | 0 | 0 | 0 | 0 | 0 | 0 | 0 | 5 | 2 | 1 | 1 |  | 1 | [11 empty] | 2 | 1 | 3 | 1 | 2 | 1 | 1 |  | 0
PG&E FRESNO | Newhall | 115 | Battery |  |  | 0 | 0 | 0 | 0 | 0 | 0 | 0 | 0 | 0 | 5 | 2 | 1 | 1 |  | 1 | [11 empty] | 1 | 1 | 4 | 2 | 1 | 1 | 1 |  | 0
PG&E KERN | Norco | 115 | Battery |  |  | 0 | 0 | 0 | 0 | 0 | 0 | 0 | 0 | 0 | 5 | 2 | 4 | 2 |  | 1 | [11 empty] | 1 | 1 | 3 | 1 | 1 | 1 | 1 |  | 0
PG&E GBA | Nortech | 115 | Battery |  |  | 0 | 0 | 0 | 0 | 0 | 0 | 0 | 0 | 0 | 1 | 1 | 1 | 1 |  | 1 | [11 empty] | 2 | 1 | 2 | 2 | 1 | 1 | 1 |  | 0
SDGE | North City Metering | 138 | Battery |  |  | 0 | 0 | 0 | 0 | 0 | 0 | 0 | 0 | 0 | 1 | 1 | 1 | 1 |  | 1 | [11 empty] | 2 | 1 | 2 | 1 | 3 | 1 | 1 |  | 0
PG&E GBA | North Dublin | 230 | Battery |  |  | 0 | 0 | 0 | 0 | 0 | 0 | 0 | 0 | 0 | 5 | 2 | 1 | 1 |  | 1 | [11 empty] | 2 | 1 | 2 | 1 | 3 | 1 | 1 |  | 0
SDGE | North Gila | 500 | Battery |  |  | 0 | 0 | 0 | 0 | 0 | 0 | 0 | 0 | 0 | 1 | 1 | 1 | 1 |  | 1 | [11 empty] | 2 | 2 | 4 | 2 | 3 | 1+ | 1 |  | 1
SCE Metro | North of SONGS | 230 | Battery |  |  | 0 | 0 | 0 | 0 | 0 | 0 | 0 | 0 | 0 | 1 | 1 | 1 | 1 |  | 1 | [11 empty] | 2 | 1 | 3 | 1 | 3 | 1 | 1 |  | 0
SCE Metro | North of SONGS | 500 | Battery |  |  | 0 | 0 | 0 | 0 | 0 | 0 | 0 | 0 | 0 | 1 | 1 | 1 | 1 |  | 1 | [11 empty] | 2 | 1 | 3 | 1 | 3 | 1 | 1 |  | 0
PG&E NGBA | Notre Dame | 115 | Battery |  |  | 0 | 0 | 0 | 0 | 0 | 0 | 0 | 0 | 0 | 5 | 2 | 1 | 1 |  | 1 | [11 empty] | 2 | 1 | 4 | 2 | 2 | 1 | 1 |  | 0
PG&E GBA | Oakland C | 115 | Battery |  |  | 0 | 0 | 0 | 0 | 0 | 0 | 0 | 0 | 0 | 5 | 2 | 1 | 1 |  | 1 | [11 empty] | 2 | 1 | 1 | 1 | 2 | 2+ | 5 | Batteries shifted to better align with in-dev | 1
PG&E GBA | Oakland J | 115 | Battery |  |  | 0 | 0 | 0 | 0 | 0 | 0 | 0 | 0 | 0 | 5 | 2 | 1 | 1 |  | 1 | [11 empty] | 2 | 1 | 2 | 1 | 1 | 4+ | 1 |  | 1
PG&E GBA | Oakland L | 115 | Battery |  |  | 0 | 0 | 0 | 0 | 0 | 0 | 0 | 0 | 0 | 5 | 2 | 1 | 1 |  | 1 | [11 empty] | 2 | 1 | 2 | 1 | 1 | 1 | 1 |  | 0
PG&E GBA | Oakland X | 115 | Battery |  |  | 0 | 0 | 0 | 0 | 0 | 0 | 0 | 0 | 0 | 5 | 2 | 1 | 1 |  | 1 | [11 empty] | 2 | 1 | 2 | 1 | 2 | 1 | 1 |  | 0
SDGE | Ocean Ranch | 69 | Battery |  |  | 0 | 0 | 0 | 0 | 0 | 0 | 0 | 0 | 0 | 1 | 1 | 1 | 1 |  | 1 | [11 empty] | 2 | 1 | 4 | 1 | 3 | 1 | 1 |  | 0
PG&E KERN | Oceano | 115 | Battery |  |  | 0 | 0 | 0 | 0 | 0 | 0 | 0 | 0 | 0 | 1 | 1 | 1 | 1 |  | 1 | [11 empty] | 2 | 2 | 4 | 2 | 3 | 1 | 1 |  | 0
SDGE | Ocotillo Express | 500 | Battery |  |  | 0 | 0 | 0 | 0 | 0 | 0 | 0 | 0 | 0 | 1 | 1 | 1 | 1 |  | 1 | [11 empty] | 2 | 1 | 4 | 2 | 3 | 1 | 1 |  | 0
PG&E KERN | Old River | 70 | Battery |  |  | 0 | 0 | 0 | 0 | 0 | 0 | 0 | 0 | 0 | 5 | 2 | 4 | 2 |  | 1 | [11 empty] | 1 | 1 | 4 | 1 | 2 | 1 | 1 |  | 0
SDGE | Old Town | 230 | Battery |  |  | 0 | 0 | 0 | 0 | 0 | 0 | 0 | 0 | 0 | 1 | 1 | 1 | 1 |  | 1 | [11 empty] | 2 | 1 | 3 | 1 | 2 | 1 | 1 |  | 0
SCE Metro | Olinda | 230 | Battery |  |  | 0 | 0 | 0 | 0 | 0 | 0 | 0 | 0 | 0 | 1 | 1 | 1 | 1 |  | 1 | [11 empty] | 1 | 1 | 2 | 1 | 2 | 4+ | 1 |  | 1
PG&E FRESNO | Olive | 115 | Battery |  |  | 20 | 0 | 20 | 20 | 0 | 20 | 0 | 0 | 0 | 5 | 2 | 4 | 2 |  | 2 | [11 empty] | 1 | 1 | 4 | 1 | 1 | 2+ | 1 |  | 1
PG&E NGBA | Olivehurst | 115 | Battery |  |  | 0 | 0 | 0 | 0 | 0 | 0 | 0 | 0 | 0 | 5 | 2 | 1 | 1 |  | 1 | [11 empty] | 2 | 2 | 2 | 1 | 2 | 4+ | 1 |  | 1
PG&E NGBA | Oregon Trail | 60 | Battery |  |  | 0 | 0 | 0 | 0 | 0 | 0 | 0 | 0 | 0 | 5 | 2 | 1 | 1 |  | 1 | [11 empty] | 2 | 2 | 3 | 2 | 3 | 1 | 1 |  | 0
SCE Northern | Ormond Beach | 230 | Battery |  |  | 0 | 0 | 0 | 0 | 0 | 0 | 0 | 0 | 0 | 1 | 1 | 1 | 1 |  | 1 | [11 empty] | 2 | 1 | 1 | 1 | 1 | 1 | 1 |  | 0
PG&E FRESNO | Oro Loma | 115 | Battery |  |  | 0 | 0 | 0 | 0 | 0 | 0 | 0 | 0 | 0 | 1 | 1 | 1 | 1 |  | 1 | [11 empty] | 1 | 1 | 4 | 2 | 1 | 1 | 1 |  | 0
PG&E FRESNO | Oro Loma | 70 | Battery |  |  | 0 | 0 | 0 | 0 | 0 | 0 | 0 | 0 | 0 | 1 | 1 | 1 | 1 |  | 1 | [11 empty] | 1 | 1 | 4 | 2 | 1 | 1 | 1 |  | 0
PG&E FRESNO | Orosi | 70 | Battery |  |  | 0 | 0 | 0 | 0 | 0 | 0 | 0 | 0 | 0 | 5 | 2 | 1 | 1 |  | 1 | [11 empty] | 1 | 1 | 4 | 1 | 1 | 1 | 1 |  | 0
SDGE | Otay | 69 | Battery |  |  | 49.7 | 0 | 49.7 | 49.7 | 0 | 49.7 | 0 | 0 | 0 | 1 | 1 | 1 | 1 |  | 3 | [11 empty] | 2 | 1 | 1 | 1 | 1 | 1 | 1 |  | 1
SDGE | Otay Mesa | 230 | Battery |  |  | 65 | 0 | 65 | 65 | 0 | 65 | 0 | 0 | 0 | 1 | 1 | 1 | 1 |  | 2 | [11 empty] | 2 | 1 | 1 | 1 | 3 | 4+ | 1 |  | 1
PG&E FRESNO | Padre Flats SW STA | 230 | Battery |  |  | 0 | 0 | 0 | 0 | 0 | 0 | 0 | 0 | 0 | 1 | 1 | 1 | 1 |  | 1 | [11 empty] | 1 | 1 | 4 | 2 | 1 | 1 | 1 |  | 0
EOP | Pahrump | 138 | Battery |  |  | 0 | 0 | 0 | 0 | 0 | 0 | 0 | 0 | 0 | 1 | 1 | 1 | 1 |  | 1 | [11 empty] | 2 | 2 | 4 | 1 | 3 | 1 | 1 |  | 0
EOP | Pahrump | 230 | Battery |  |  | 0 | 0 | 0 | 0 | 0 | 0 | 0 | 0 | 0 | 1 | 1 | 1 | 1 |  | 1 | [11 empty] | 2 | 2 | 4 | 1 | 3 | 1 | 1 |  | 0
SDGE | Pala | 69 | Battery |  |  | 10 | 0 | 10 | 10 | 0 | 10 | 0 | 0 | 0 | 1 | 1 | 1 | 1 |  | 3 | [11 empty] | 2 | 1 | 1 | 1 | 3 | 1 | 1 |  | 1
PG&E NGBA | Palermo | 115 | Battery |  |  | 0 | 0 | 0 | 0 | 0 | 0 | 0 | 0 | 0 | 5 | 2 | 1 | 1 |  | 1 | [11 empty] | 2 | 1 | 2 | 2 | 2 | 2+ | 1 |  | 1
PG&E NGBA | Palermo | 230 | Battery |  |  | 0 | 0 | 0 | 0 | 0 | 0 | 0 | 0 | 0 | 5 | 2 | 1 | 1 |  | 1 | [11 empty] | 2 | 1 | 2 | 2 | 2 | 1 | 1 |  | 0
SCE Eastern | Palo Verde | 500 | Battery |  |  | 0 | 0 | 0 | 0 | 0 | 0 | 0 | 0 | 0 | 1 | 1 | 1 | 1 |  | 1 | [11 empty] | 2 | 1 | 4 | 2 | 3 | 1 | 1 |  | 0
SDGE | Palomar Energy | 230 | Battery |  |  | 0 | 0 | 0 | 0 | 0 | 0 | 0 | 0 | 0 | 1 | 1 | 1 | 1 |  | 1 | [11 empty] | 2 | 1 | 2 | 1 | 3 | 1 | 1 |  | 0
PG&E KERN | Panama | 70 | Battery |  |  | 0 | 0 | 0 | 0 | 0 | 0 | 0 | 0 | 0 | 1 | 1 | 1 | 1 |  | 1 | [11 empty] | 1 | 1 | 4 | 1 | 1 | 1 | 1 |  | 0
PG&E FRESNO | Panoche | 115 | Battery |  |  | 0 | 0 | 0 | 0 | 0 | 0 | 0 | 0 | 0 | 5 | 2 | 1 | 1 |  | 1 | [11 empty] | 1 | 1 | 1 | 2 | 1 | 4+ | 1 |  | 1
PG&E FRESNO | Panoche | 230 | Battery |  |  | 0 | 0 | 0 | 0 | 0 | 0 | 0 | 0 | 0 | 1 | 1 | 1 | 1 |  | 1 | [11 empty] | 1 | 1 | 1 | 2 | 1 | 1+ | 1 |  | 1
SCE Northern | Pardee | 230 | Battery |  |  | 15 | 0 | 15 | 15 | 0 | 15 | 0 | 0 | 0 | 1 | 1 | 1 | 1 |  | 5 | [11 empty] | 1 | 1 | 3 | 1 | 3 | 1 | 1 |  | 1
PG&E NGBA | Parkway | 230 | Battery |  |  | 0 | 0 | 0 | 0 | 0 | 0 | 0 | 0 | 0 | 5 | 2 | 1 | 1 |  | 1 | [11 empty] | 2 | 1 | 4 | 1 | 2 | 1 | 1 |  | 0
SCE Northern | Pastoria | 230 | Battery |  |  | 80 | 0 | 80 | 80 | 0 | 80 | 0 | 0 | 0 | 1 | 1 | 1 | 1 |  | 2 | [11 empty] | 1 | 1 | 2 | 1 | 3 | 1+ | 1 |  | 1
SCE Metro | Pauda | 230 | Battery |  |  | 120 | 0 | 120 | 120 | 0 | 120 | 0 | 0 | 0 | 1 | 1 | 1 | 1 |  | 2 | [11 empty] | 1 | 1 | 2 | 1 | 2 | 1+ | 4 | Batteries shifted to better align with in-dev | 1
PG&E GBA | Paul Sweet | 115 | Battery |  |  | 0 | 0 | 0 | 0 | 0 | 0 | 0 | 0 | 0 | 1 | 1 | 1 | 1 |  | 1 | [11 empty] | 2 | 2 | 2 | 2 | 3 | 4+ | 1 |  | 1
PG&E NGBA | Peabody | 230 | Battery |  |  | 0 | 0 | 0 | 0 | 0 | 0 | 0 | 0 | 0 | 5 | 2 | 1 | 1 |  | 1 | [11 empty] | 2 | 1 | 2 | 1 | 2 | 4+ | 1 |  | 1
PG&E NGBA | Pease | 115 | Battery |  |  | 0 | 0 | 0 | 0 | 0 | 0 | 0 | 0 | 0 | 5 | 2 | 1 | 1 |  | 1 | [11 empty] | 2 | 2 | 2 | 1 | 2 | 1 | 1 |  | 0
PG&E NGBA | Pease | 60 | Battery |  |  | 0 | 0 | 0 | 0 | 0 | 0 | 0 | 0 | 0 | 5 | 2 | 1 | 1 |  | 1 | [11 empty] | 2 | 2 | 2 | 1 | 2 | 2+ | 1 |  | 1
SDGE | Penasquitos | 138 | Battery |  |  | 0 | 0 | 0 | 0 | 0 | 0 | 0 | 0 | 0 | 1 | 1 | 1 | 1 |  | 1 | [11 empty] | 2 | 1 | 2 | 1 | 3 | 1 | 1 |  | 0
SDGE | Penasquitos | 230 | Battery |  |  | 0 | 0 | 0 | 0 | 0 | 0 | 0 | 0 | 0 | 1 | 1 | 1 | 1 |  | 1 | [11 empty] | 2 | 1 | 2 | 1 | 3 | 1 | 1 |  | 0
SDGE | Penasquitos | 69 | Battery |  |  | 0 | 0 | 0 | 0 | 0 | 0 | 0 | 0 | 0 | 1 | 1 | 1 | 1 |  | 1 | [11 empty] | 2 | 1 | 2 | 1 | 3 | 1 | 1 |  | 0
SDGE | Pendleton | 69 | Battery |  |  | 0 | 50 | 50 | 0 | 50 | 50 | 0 | 0 | 0 | 1 | 1 | 1 | 1 |  | 4 | [11 empty] | 2 | 1 | 4 | 1 | 3 | 1 | 1 |  | 1
PG&E NGBA | Penngrove | 115 | Battery |  |  | 0 | 0 | 0 | 0 | 0 | 0 | 0 | 0 | 0 | 5 | 2 | 1 | 1 |  | 1 | [11 empty] | 2 | 1 | 3 | 2 | 2 | 4+ | 1 |  | 1
PG&E GBA | Peoria | 115 | Battery |  |  | 0 | 0 | 0 | 0 | 0 | 0 | 0 | 0 | 0 | 5 | 2 | 1 | 1 |  | 1 | [11 empty] | 2 | 1 | 4 | 1 | 3 | 1 | 1 |  | 0
PG&E GBA | Piercy | 115 | Battery |  |  | 0 | 0 | 0 | 0 | 0 | 0 | 0 | 0 | 0 | 1 | 1 | 1 | 1 |  | 1 | [11 empty] | 2 | 1 | 2 | 2 | 2 | 1 | 1 |  | 0
PG&E FRESNO | Pine Flat | 230 | Battery |  |  | 0 | 0 | 0 | 0 | 0 | 0 | 0 | 0 | 0 | 5 | 2 | 1 | 1 |  | 1 | [11 empty] | 1 | 1 | 4 | 2 | 3 | 1 | 1 |  | 0
SCE NOL | Pisgah | 230 | Battery |  |  | 0 | 0 | 0 | 0 | 0 | 0 | 0 | 0 | 0 | 1 | 1 | 1 | 1 |  | 1 | [11 empty] | 2 | 1 | 4 | 1 | 1 | 4+ | 1 |  | 1
PG&E NGBA | Pit 1 | 230 | Battery |  |  | 0 | 0 | 0 | 0 | 0 | 0 | 0 | 0 | 0 | 5 | 5 | 3 | 3 |  | 1 | [11 empty] | 2 | 2 | 4 | 2 | 3 | 1 | 1 |  | 0
PG&E NGBA | Pit 1 | 60 | Battery |  |  | 0 | 0 | 0 | 0 | 0 | 0 | 0 | 0 | 0 | 5 | 5 | 3 | 3 |  | 1 | [11 empty] | 2 | 2 | 4 | 2 | 3 | 1 | 1 |  | 0
PG&E NGBA | Pit 3 | 230 | Battery |  |  | 0 | 0 | 0 | 0 | 0 | 0 | 0 | 0 | 0 | 5 | 5 | 3 | 3 |  | 1 | [11 empty] | 2 | 2 | 4 | 2 | 3 | 1 | 1 |  | 0
PG&E NGBA | Pit 4 | 230 | Battery |  |  | 0 | 0 | 0 | 0 | 0 | 0 | 0 | 0 | 0 | 5 | 2 | 1 | 1 |  | 1 | [11 empty] | 2 | 2 | 4 | 2 | 3 | 1 | 1 |  | 0
PG&E GBA | Pittsburg | 115 | Battery |  |  | 0 | 0 | 0 | 0 | 0 | 0 | 0 | 0 | 0 | 5 | 2 | 1 | 1 |  | 1 | [11 empty] | 2 | 1 | 2 | 1 | 1 | 4+ | 1 |  | 1
PG&E GBA | Pittsburg | 230 | Battery |  |  | 0 | 0 | 0 | 0 | 0 | 0 | 0 | 0 | 0 | 5 | 2 | 1 | 1 |  | 1 | [11 empty] | 2 | 1 | 2 | 1 | 1 | 4+ | 1 |  | 1
PG&E NGBA | Pleasant Grove | 115 | Battery |  |  | 0 | 0 | 0 | 0 | 0 | 0 | 0 | 0 | 0 | 5 | 2 | 1 | 1 |  | 1 | [11 empty] | 2 | 1 | 2 | 2 | 3 | 1 | 1 |  | 0
PG&E NGBA | POE | 230 | Battery |  |  | 0 | 0 | 0 | 0 | 0 | 0 | 0 | 0 | 0 | 5 | 2 | 1 | 1 |  | 1 | [11 empty] | 2 | 1 | 4 | 2 | 3 | 1 | 1 |  | 0
SDGE | Point Loma | 69 | Battery |  |  | 0 | 0 | 0 | 0 | 0 | 0 | 0 | 0 | 0 | 1 | 1 | 1 | 1 |  | 1 | [11 empty] | 2 | 1 | 3 | 1 | 2 | 2+ | 1 |  | 1
SDGE | Pomerado | 69 | Battery |  |  | 100 | 0 | 100 | 100 | 0 | 100 | 0 | 0 | 0 | 1 | 1 | 1 | 1 |  | 5 | [11 empty] | 2 | 1 | 3 | 1 | 3 | 1 | 1 |  | 1
PG&E KERN | Poso Mountain | 115 | Battery |  |  | 0 | 0 | 0 | 0 | 0 | 0 | 0 | 0 | 0 | 5 | 2 | 4 | 2 |  | 1 | [11 empty] | 1 | 1 | 3 | 1 | 2 | 1 | 1 |  | 0
EOP | Primm | 230 | Battery |  |  | 200 | 0 | 200 | 200 | 0 | 200 | 0 | 0 | 0 | 1 | 1 | 1 | 1 |  | 1 | [11 empty] | 2 | 2 | 4 | 1 | 2 | 1 | 1 |  | 1
PG&E NGBA | Putah Creek | 115 | Battery |  |  | 3 | 0 | 3 | 3 | 0 | 3 | 0 | 0 | 0 | 5 | 2 | 1 | 1 |  | 1 | [11 empty] | 2 | 1 | 3 | 2 | 3 | 1 | 1 |  | 1
SDGE | Q1806 | 138 | Battery |  |  | 0 | 0 | 0 | 0 | 0 | 0 | 0 | 0 | 0 | 1 | 1 | 1 | 1 |  | 1 | [11 empty] | 1 | 1 | 2 | 1 | 3 | 1 | 1 |  | 0
PG&E FRESNO | Quinto | 230 | Battery |  |  | 0 | 0 | 0 | 0 | 0 | 0 | 0 | 0 | 0 | 1 | 1 | 1 | 1 |  | 2 | [11 empty] | 1 | 1 | 4 | 2 | 1 | 4+ | 1 |  | 1
PG&E GBA | Race Track | 115 | Battery |  |  | 0 | 0 | 0 | 0 | 0 | 0 | 0 | 0 | 0 | 5 | 2 | 1 | 1 |  | 1 | [11 empty] | 2 | 1 | 4 | 1 | 3 | 1 | 1 |  | 0
SDGE | Rancho Mission Viejo | 138 | Battery |  |  | 0 | 0 | 0 | 0 | 0 | 0 | 0 | 0 | 0 | 1 | 1 | 1 | 1 |  | 1 | [11 empty] | 1 | 1 | 2 | 1 | 3 | 1 | 1 |  | 0
PG&E GBA | Rancho Seco | 230 | Battery |  |  | 0 | 0 | 0 | 0 | 0 | 0 | 0 | 0 | 0 | 5 | 2 | 1 | 1 |  | 1 | [11 empty] | 2 | 1 | 1 | 2 | 3 | 1 | 1 |  | 0
SCE Metro | Rancho Vista | 230 | Battery |  |  | 0 | 0 | 0 | 0 | 0 | 0 | 0 | 0 | 0 | 1 | 1 | 1 | 1 |  | 1 | [11 empty] | 1 | 1 | 1 | 1 | 1 | 1 | 1 |  | 0
SCE Metro | Rancho Vista | 500 | Battery |  |  | 0 | 0 | 0 | 0 | 0 | 0 | 0 | 0 | 0 | 1 | 1 | 1 | 1 |  | 1 | [11 empty] | 1 | 1 | 1 | 1 | 1 | 1 | 1 |  | 0
SCE NOL | Ransburg | 115 | Battery |  |  | 0 | 0 | 0 | 0 | 0 | 0 | 0 | 0 | 0 | 3 | 3 | 1 | 1 |  | 1 | [11 empty] | 2 | 1 | 4 | 1 | 1 | 4+ | 1 |  | 1
PG&E GBA | Ravenswood | 115 | Battery |  |  | 0 | 0 | 0 | 0 | 0 | 0 | 0 | 0 | 0 | 5 | 2 | 1 | 1 |  | 1 | [11 empty] | 2 | 1 | 2 | 1 | 2 | 1 | 1 |  | 0
PG&E GBA | Ravenswood | 230 | Battery |  |  | 0 | 0 | 0 | 0 | 0 | 0 | 0 | 0 | 0 | 5 | 2 | 1 | 1 |  | 1 | [11 empty] | 2 | 1 | 2 | 1 | 2 | 1 | 1 |  | 0
SCE Northern | Rector | 230 | Battery |  |  | 0 | 0 | 0 | 0 | 0 | 0 | 0 | 0 | 0 | 1 | 1 | 1 | 1 |  | 1 | [11 empty] | 1 | 1 | 2 | 1 | 2 | 4+ | 1 |  | 1
SCE Eastern | Red Bluff | 230 | Battery |  |  | 446 | 0 | 446 | 446 | 0 | 446 | 0 | 0 | 0 | 1 | 1 | 1 | 1 |  | 1 | [11 empty] | 2 | 2 | 4 | 1 | 3 | 4+ | 1 |  | 1
SCE Eastern | Red Bluff | 500 | Battery |  |  | 225 | 0 | 225 | 225 | 0 | 225 | 0 | 0 | 0 | 1 | 1 | 1 | 1 |  | 1 | [11 empty] | 2 | 2 | 4 | 1 | 3 | 4+ | 4 | Batteries shifted to better align with in-dev | 1
PG&E NGBA | Redbud | 115 | Battery |  |  | 0 | 0 | 0 | 0 | 0 | 0 | 0 | 0 | 0 | 5 | 2 | 1 | 1 |  | 1 | [11 empty] | 2 | 2 | 4 | 2 | 3 | 1 | 1 |  | 0
SCE Metro | Redondo | 230 | Battery |  |  | 0 | 0 | 0 | 0 | 0 | 0 | 0 | 0 | 0 | 1 | 1 | 1 | 1 |  | 1 | [11 empty] | 1 | 1 | 2 | 1 | 2 | 1 | 1 |  | 0
PG&E FRESNO | Reedley | 115 | Battery |  |  | 0 | 0 | 0 | 0 | 0 | 0 | 0 | 0 | 0 | 5 | 2 | 4 | 2 |  | 1 | [11 empty] | 1 | 1 | 4 | 2 | 1 | 1 | 1 |  | 0
PG&E KERN | Renfro | 115 | Battery |  |  | 0 | 0 | 0 | 0 | 0 | 0 | 0 | 0 | 0 | 1 | 1 | 1 | 1 |  | 1 | [11 empty] | 1 | 1 | 2 | 1 | 2 | 1 | 1 |  | 0
PG&E GBA | Richmond R | 115 | Battery |  |  | 0 | 0 | 0 | 0 | 0 | 0 | 0 | 0 | 0 | 5 | 2 | 1 | 1 |  | 1 | [11 empty] | 2 | 1 | 2 | 1 | 2 | 1 | 1 |  | 0
PG&E NGBA | Rincon | 115 | Battery |  |  | 0 | 0 | 0 | 0 | 0 | 0 | 0 | 0 | 0 | 5 | 2 | 1 | 1 |  | 1 | [11 empty] | 2 | 1 | 3 | 2 | 2 | 1 | 1 |  | 0
PG&E KERN | Rio Bravo | 115 | Battery |  |  | 0 | 0 | 0 | 0 | 0 | 0 | 0 | 0 | 0 | 1 | 1 | 1 | 1 |  | 1 | [11 empty] | 1 | 1 | 2 | 1 | 1 | 1 | 1 |  | 0
SCE Metro | Rio Hondo | 230 | Battery |  |  | 265 | 10 | 275 | 265 | 10 | 275 | 0 | 0 | 0 | 1 | 1 | 1 | 1 |  | 1 | [11 empty] | 1 | 1 | 4 | 1 | 1 | 4+ | 1 |  | 1
PG&E NGBA | Rio Oso | 115 | Battery |  |  | 0 | 0 | 0 | 0 | 0 | 0 | 0 | 0 | 0 | 5 | 2 | 1 | 1 |  | 1 | [11 empty] | 2 | 1 | 4 | 1 | 3 | 1 | 1 |  | 0
PG&E NGBA | Rio Oso | 230 | Battery |  |  | 0 | 0 | 0 | 0 | 0 | 0 | 0 | 0 | 0 | 5 | 2 | 1 | 1 |  | 1 | [11 empty] | 2 | 1 | 4 | 1 | 3 | 1+ | 1 |  | 1
PG&E GBA | Ripon | 115 | Battery |  |  | 99 | 0 | 99 | 99 | 0 | 99 | 0 | 0 | 0 | 5 | 2 | 1 | 1 |  | 2 | [11 empty] | 1 | 1 | 2 | 2 | 2 | 1 | 1 |  | 1
PG&E GBA | Riverbank | 115 | Battery |  |  | 0 | 0 | 0 | 0 | 0 | 0 | 0 | 0 | 0 | 5 | 2 | 1 | 1 |  | 1 | [11 empty] | 1 | 1 | 3 | 2 | 2 | 1 | 1 |  | 0
SCE NOL | Roadway | 115 | Battery |  |  | 100 | 0 | 100 | 100 | 0 | 100 | 0 | 0 | 0 | 1 | 1 | 1 | 1 |  | 4 | [11 empty] | 2 | 1 | 2 | 1 | 1 | 4+ | 1 |  | 1
PG&E NGBA | Rock Creek 1 | 230 | Battery |  |  | 0 | 0 | 0 | 0 | 0 | 0 | 0 | 0 | 0 | 5 | 2 | 1 | 1 |  | 1 | [11 empty] | 2 | 2 | 4 | 1 | 3 | 1 | 1 |  | 0
SCE Northern | Rosamond | 66 | Battery |  |  | 0 | 0 | 0 | 0 | 0 | 0 | 0 | 0 | 0 | 1 | 1 | 1 | 1 |  | 1 | [11 empty] | 2 | 1 | 4 | 1 | 3 | 1 | 1 |  | 0
PG&E GBA | Rossmoor | 230 | Battery |  |  | 0 | 0 | 0 | 0 | 0 | 0 | 0 | 0 | 0 | 5 | 2 | 1 | 1 |  | 1 | [11 empty] | 2 | 1 | 4 | 1 | 3 | 1 | 1 |  | 0
PG&E NGBA | Round Mountain | 230 | Battery |  |  | 0 | 0 | 0 | 0 | 0 | 0 | 0 | 0 | 0 | 5 | 2 | 1 | 1 |  | 1 | [11 empty] | 2 | 2 | 4 | 2 | 3 | 1 | 1 |  | 0
PG&E NGBA | Round Mountain | 500 | Battery |  |  | 0 | 0 | 0 | 0 | 0 | 0 | 0 | 0 | 0 | 5 | 2 | 1 | 1 |  | 1 | [11 empty] | 2 | 2 | 4 | 2 | 3 | 1 | 1 |  | 0
PG&E GBA | Salado | 115 | Battery |  |  | 0 | 0 | 0 | 0 | 0 | 0 | 0 | 0 | 0 | 1 | 1 | 1 | 1 |  | 1 | [11 empty] | 1 | 1 | 4 | 2 | 1 | 1 | 1 |  | 0
PG&E GBA | Salado | 60 | Battery |  |  | 0 | 0 | 0 | 0 | 0 | 0 | 0 | 0 | 0 | 1 | 1 | 1 | 1 |  | 1 | [11 empty] | 1 | 1 | 4 | 2 | 1 | 4+ | 1 |  | 1
PG&E GBA | Salinas | 115 | Battery |  |  | 0 | 0 | 0 | 0 | 0 | 0 | 0 | 0 | 0 | 1 | 1 | 1 | 1 |  | 1 | [11 empty] | 2 | 2 | 3 | 2 | 2 | 1 | 1 |  | 0
SDGE | Salt Creek | 69 | Battery |  |  | 0 | 0 | 0 | 0 | 0 | 0 | 0 | 0 | 0 | 1 | 1 | 1 | 1 |  | 1 | [11 empty] | 2 | 1 | 3 | 1 | 2 | 1 | 1 |  | 0
SCE Eastern | San Bernardino | 230 | Battery |  |  | 0 | 0 | 0 | 0 | 0 | 0 | 0 | 0 | 0 | 1 | 1 | 1 | 1 |  | 1 | [11 empty] | 1 | 1 | 2 | 1 | 2 | 2+ | 1 |  | 1
PG&E GBA | SAN FRAN A (POTRERO PP) | 115 | Battery |  |  | 0 | 0 | 0 | 0 | 0 | 0 | 0 | 0 | 0 | 5 | 2 | 1 | 1 |  | 1 | [11 empty] | 2 | 1 | 2 | 1 | 2 | 1 | 1 |  | 0
PG&E GBA | SAN FRAN A (POTRERO PP) | 230 | Battery |  |  | 0 | 0 | 0 | 0 | 0 | 0 | 0 | 0 | 0 | 5 | 2 | 1 | 1 |  | 1 | [11 empty] | 2 | 1 | 2 | 1 | 2 | 1 | 1 |  | 0
PG&E GBA | San Jose A | 115 | Battery |  |  | 0 | 0 | 0 | 0 | 0 | 0 | 0 | 0 | 0 | 1 | 1 | 1 | 1 |  | 1 | [11 empty] | 2 | 1 | 2 | 2 | 2 | 1 | 1 |  | 0
PG&E GBA | San Jose B | 115 | Battery |  |  | 0 | 0 | 0 | 0 | 0 | 0 | 0 | 0 | 0 | 1 | 1 | 1 | 1 |  | 1 | [11 empty] | 2 | 1 | 3 | 2 | 2 | 1 | 1 |  | 0
PG&E GBA | San Leandro U | 115 | Battery |  |  | 0 | 0 | 0 | 0 | 0 | 0 | 0 | 0 | 0 | 5 | 2 | 1 | 1 |  | 1 | [11 empty] | 2 | 1 | 3 | 1 | 2 | 1 | 1 |  | 0
PG&E KERN | San Luis Obispo | 115 | Battery |  |  | 0 | 0 | 0 | 0 | 0 | 0 | 0 | 0 | 0 | 1 | 1 | 1 | 1 |  | 1 | [11 empty] | 2 | 2 | 4 | 2 | 3 | 1 | 1 |  | 0
PG&E KERN | San Luis Obispo | 70 | Battery |  |  | 0 | 0 | 0 | 0 | 0 | 0 | 0 | 0 | 0 | 1 | 1 | 1 | 1 |  | 1 | [11 empty] | 2 | 2 | 4 | 2 | 3 | 1 | 1 |  | 0
SDGE | San Luis Rey | 230 | Battery |  |  | 0 | 0 | 0 | 0 | 0 | 0 | 0 | 0 | 0 | 1 | 1 | 1 | 1 |  | 1 | [11 empty] | 2 | 1 | 4 | 1 | 3 | 1 | 4 | Batteries shifted to better align with in-dev | 1
SDGE | San Luis Rey | 69 | Battery |  |  | 0 | 0 | 0 | 0 | 0 | 0 | 0 | 0 | 0 | 1 | 1 | 1 | 1 |  | 1 | [11 empty] | 2 | 1 | 4 | 1 | 3 | 1 | 1 |  | 0
SDGE | San Marcos | 69 | Battery |  |  | 0 | 0 | 0 | 0 | 0 | 0 | 0 | 0 | 0 | 1 | 1 | 1 | 1 |  | 1 | [11 empty] | 2 | 1 | 2 | 1 | 3 | 1 | 1 |  | 0
SCE Metro | San Onofre | 230 | Battery |  |  | 0 | 0 | 0 | 0 | 0 | 0 | 0 | 0 | 0 | 1 | 1 | 1 | 1 |  | 1 | [11 empty] | 2 | 1 | 4 | 1 | 3 | 1+ | 1 |  | 1
PG&E GBA | San Pablo | 115 | Battery |  |  | 0 | 0 | 0 | 0 | 0 | 0 | 0 | 0 | 0 | 5 | 2 | 1 | 1 |  | 1 | [11 empty] | 2 | 1 | 2 | 1 | 1 | 1 | 1 |  | 0
PG&E GBA | San Ramon | 230 | Battery |  |  | 0 | 0 | 0 | 0 | 0 | 0 | 0 | 0 | 0 | 5 | 2 | 1 | 1 |  | 1 | [11 empty] | 2 | 1 | 2 | 1 | 3 | 4+ | 1 |  | 1
SDGE | San Ysidro | 69 | Battery |  |  | 0 | 0 | 0 | 0 | 0 | 0 | 0 | 0 | 0 | 1 | 1 | 1 | 1 |  | 1 | [11 empty] | 2 | 1 | 2 | 1 | 2 | 1 | 1 |  | 0
SCE NOL | Sandlot | 230 | Battery |  |  | 0 | 0 | 0 | 0 | 0 | 0 | 0 | 0 | 0 | 3 | 3 | 1 | 1 |  | 1 | [11 empty] | 2 | 1 | 4 | 1 | 2 | 1 | 1 |  | 0
EOP | Sandy | 138 | Battery |  |  | 0 | 0 | 0 | 0 | 0 | 0 | 0 | 0 | 0 | 1 | 1 | 1 | 1 |  | 1 | [11 empty] | 2 | 2 | 4 | 1 | 3 | 1 | 1 |  | 0
PG&E FRESNO | Sanger | 115 | Battery |  |  | 0 | 0 | 0 | 0 | 0 | 0 | 0 | 0 | 0 | 5 | 2 | 4 | 2 |  | 1 | [11 empty] | 1 | 1 | 2 | 2 | 2 | 4+ | 1 |  | 1
SCE Northern | Santa Clara | 230 | Battery |  |  | 0 | 0 | 0 | 0 | 0 | 0 | 0 | 0 | 0 | 1 | 1 | 1 | 1 |  | 1 | [11 empty] | 2 | 1 | 3 | 1 | 2 | 1+ | 4 | Batteries shifted to better align with in-dev | 1
PG&E NGBA | Santa Rosa A | 115 | Battery |  |  | 0 | 0 | 0 | 0 | 0 | 0 | 0 | 0 | 0 | 5 | 2 | 1 | 1 |  | 1 | [11 empty] | 2 | 1 | 3 | 2 | 2 | 1 | 1 |  | 0
PG&E GBA | Santa Teresa | 115 | Battery |  |  | 0 | 0 | 0 | 0 | 0 | 0 | 0 | 0 | 0 | 1 | 1 | 1 | 1 |  | 1 | [11 empty] | 2 | 1 | 2 | 2 | 2 | 4+ | 1 |  | 1
SDGE | Santee | 138 | Battery |  |  | 10 | 0 | 10 | 10 | 0 | 10 | 0 | 0 | 0 | 5 | 5 | 1 | 1 |  | 1 | [11 empty] | 2 | 1 | 2 | 1 | 2 | 1 | 1 |  | 1
SCE Metro | Santiago | 230 | Battery |  |  | 0 | 0 | 0 | 0 | 0 | 0 | 0 | 0 | 0 | 1 | 1 | 1 | 1 |  | 1 | [11 empty] | 1 | 1 | 2 | 1 | 2 | 1 | 1 |  | 0
PG&E GBA | Saratoga | 230 | Battery |  |  | 0 | 0 | 0 | 0 | 0 | 0 | 0 | 0 | 0 | 1 | 1 | 1 | 1 |  | 1 | [11 empty] | 2 | 1 | 4 | 2 | 3 | 1 | 1 |  | 0
SCE Northern | Saugus | 230 | Battery |  |  | 0 | 0 | 0 | 0 | 0 | 0 | 0 | 0 | 0 | 1 | 1 | 1 | 1 |  | 1 | [11 empty] | 1 | 1 | 3 | 1 | 3 | 1 | 1 |  | 0
PG&E FRESNO | Schindler | 115 | Battery |  |  | 0 | 0 | 0 | 0 | 0 | 0 | 0 | 0 | 0 | 1 | 1 | 1 | 1 |  | 1 | [11 empty] | 1 | 1 | 4 | 2 | 1 | 4+ | 1 |  | 1
PG&E FRESNO | Schindler | 70 | Battery |  |  | 0 | 0 | 0 | 0 | 0 | 0 | 0 | 0 | 0 | 1 | 1 | 1 | 1 |  | 1 | [11 empty] | 1 | 1 | 4 | 2 | 1 | 1 | 1 |  | 0
PG&E GBA | Schulte | 115 | Battery |  |  | 0 | 0 | 0 | 0 | 0 | 0 | 0 | 0 | 0 | 5 | 2 | 1 | 1 |  | 1 | [11 empty] | 1 | 1 | 1 | 2 | 2 | 4+ | 1 |  | 1
SDGE | Scripps | 69 | Battery |  |  | 0 | 0 | 0 | 0 | 0 | 0 | 0 | 0 | 0 | 1 | 1 | 1 | 1 |  | 1 | [11 empty] | 2 | 1 | 2 | 1 | 3 | 1 | 1 |  | 0
PG&E KERN | Semitropic | 115 | Battery |  |  | 0 | 0 | 0 | 0 | 0 | 0 | 0 | 0 | 0 | 1 | 1 | 1 | 1 |  | 1 | [11 empty] | 1 | 1 | 3 | 1 | 1 | 1 | 1 |  | 0
SCE Metro | Serrano | 230 | Battery |  |  | 0 | 0 | 0 | 0 | 0 | 0 | 0 | 0 | 0 | 1 | 1 | 1 | 1 |  | 1 | [11 empty] | 1 | 1 | 2 | 1 | 2 | 1 | 1 |  | 0
SCE Metro | Serrano | 500 | Battery |  |  | 0 | 0 | 0 | 0 | 0 | 0 | 0 | 0 | 0 | 1 | 1 | 1 | 1 |  | 1 | [11 empty] | 1 | 1 | 2 | 1 | 2 | 1 | 1 |  | 0
SDGE | Shadowridge | 138 | Battery |  |  | 0 | 0 | 0 | 0 | 0 | 0 | 0 | 0 | 0 | 1 | 1 | 1 | 1 |  | 1 | [11 empty] | 2 | 1 | 3 | 1 | 3 | 1 | 1 |  | 0
PG&E KERN | Shafter | 115 | Battery |  |  | 0 | 0 | 0 | 0 | 0 | 0 | 0 | 0 | 0 | 5 | 2 | 4 | 2 |  | 1 | [11 empty] | 1 | 1 | 3 | 1 | 1 | 1 | 1 |  | 0
PG&E NGBA | Silverado | 115 | Battery |  |  | 0 | 0 | 0 | 0 | 0 | 0 | 0 | 0 | 0 | 5 | 2 | 1 | 1 |  | 1 | [11 empty] | 2 | 1 | 4 | 2 | 3 | 1 | 1 |  | 0
SDGE | Silvergate | 230 | Battery |  |  | 0 | 0 | 0 | 0 | 0 | 0 | 0 | 0 | 0 | 1 | 1 | 1 | 1 |  | 1 | [11 empty] | 2 | 1 | 1 | 1 | 1 | 1+ | 4 | Batteries shifted to better align with in-dev | 1
SDGE | Silvergate | 69 | Battery |  |  | 0 | 0 | 0 | 0 | 0 | 0 | 0 | 0 | 0 | 1 | 1 | 1 | 1 |  | 1 | [11 empty] | 2 | 1 | 1 | 1 | 1 | 1 | 1 |  | 0
PG&E KERN | Sisquoc | 115 | Battery |  |  | 0 | 0 | 0 | 0 | 0 | 0 | 0 | 0 | 0 | 1 | 1 | 1 | 1 |  | 1 | [11 empty] | 2 | 2 | 4 | 1 | 3 | 1 | 1 |  | 0
EOP | Sloan Canyon | 230 | Battery |  |  | 0 | 0 | 0 | 0 | 0 | 0 | 0 | 0 | 0 | 1 | 1 | 1 | 1 |  | 1 | [11 empty] | 2 | 2 | 3 | 1 | 3 | 4+ | 1 |  | 1
EOP | Sloan Canyon | 500 | Battery |  |  | 0 | 0 | 0 | 0 | 0 | 0 | 0 | 0 | 0 | 1 | 1 | 1 | 1 |  | 1 | [11 empty] | 2 | 2 | 3 | 1 | 3 | 1 | 1 |  | 0
PG&E KERN | Smyrna | 115 | Battery |  |  | 0 | 0 | 0 | 0 | 0 | 0 | 0 | 0 | 0 | 5 | 2 | 4 | 2 |  | 1 | [11 empty] | 1 | 1 | 4 | 1 | 1 | 1 | 1 |  | 0
PG&E GBA | Sobrante | 115 | Battery |  |  | 0 | 0 | 0 | 0 | 0 | 0 | 0 | 0 | 0 | 5 | 2 | 1 | 1 |  | 1 | [11 empty] | 2 | 1 | 2 | 1 | 3 | 1 | 1 |  | 0
PG&E GBA | Sobrante | 230 | Battery |  |  | 0 | 0 | 0 | 0 | 0 | 0 | 0 | 0 | 0 | 5 | 2 | 1 | 1 |  | 1 | [11 empty] | 2 | 1 | 2 | 1 | 3 | 1 | 1 |  | 0
PG&E KERN | Solar | 230 | Battery |  |  | 0 | 0 | 0 | 0 | 0 | 0 | 0 | 0 | 0 | 5 | 2 | 4 | 2 |  | 1 | [11 empty] | 2 | 1 | 4 | 2 | 3 | 1 | 1 |  | 0
PG&E GBA | Soledad | 115 | Battery |  |  | 0 | 0 | 0 | 0 | 0 | 0 | 0 | 0 | 0 | 1 | 1 | 1 | 1 |  | 1 | [11 empty] | 2 | 2 | 4 | 2 | 3 | 1 | 1 |  | 0
PG&E GBA | Soledad | 60 | Battery |  |  | 0 | 0 | 0 | 0 | 0 | 0 | 0 | 0 | 0 | 1 | 1 | 1 | 1 |  | 1 | [11 empty] | 2 | 2 | 4 | 2 | 3 | 1 | 1 |  | 0
SDGE | Spring Valley | 69 | Battery |  |  | 0 | 0 | 0 | 0 | 0 | 0 | 0 | 0 | 0 | 1 | 1 | 1 | 1 |  | 1 | [11 empty] | 2 | 1 | 2 | 1 | 2 | 1 | 1 |  | 0
SCE Northern | Springville | 230 | Battery |  |  | 225 | 0 | 225 | 225 | 0 | 225 | 0 | 0 | 0 | 1 | 1 | 1 | 1 |  | 1 | [11 empty] | 1 | 1 | 4 | 1 | 1 | 4+ | 1 |  | 1
PG&E GBA | Stagg | 230 | Battery |  |  | 0 | 0 | 0 | 0 | 0 | 0 | 0 | 0 | 0 | 5 | 2 | 1 | 1 |  | 1 | [11 empty] | 1 | 1 | 3 | 2 | 2 | 4+ | 1 |  | 1
PG&E GBA | Standard Oil | 115 | Battery |  |  | 0 | 0 | 0 | 0 | 0 | 0 | 0 | 0 | 0 | 5 | 2 | 1 | 1 |  | 1 | [11 empty] | 2 | 1 | 1 | 1 | 2 | 1 | 1 |  | 0
PG&E GBA | Stanislaus | 115 | Battery |  |  | 0 | 0 | 0 | 0 | 0 | 0 | 0 | 0 | 0 | 5 | 2 | 1 | 1 |  | 1 | [11 empty] | 2 | 1 | 4 | 1 | 3 | 1 | 1 |  | 0
PG&E KERN | Stockdale | 115 | Battery |  |  | 0 | 0 | 0 | 0 | 0 | 0 | 0 | 0 | 0 | 1 | 1 | 1 | 1 |  | 1 | [11 empty] | 1 | 1 | 2 | 1 | 2 | 4+ | 1 |  | 1
PG&E KERN | Stockdale | 230 | Battery |  |  | 0 | 0 | 0 | 0 | 0 | 0 | 0 | 0 | 0 | 1 | 1 | 1 | 1 |  | 1 | [11 empty] | 1 | 1 | 2 | 1 | 2 | 1 | 1 |  | 0
PG&E GBA | Stockton A | 115 | Battery |  |  | 0 | 0 | 0 | 0 | 0 | 0 | 0 | 0 | 0 | 5 | 2 | 1 | 1 |  | 1 | [11 empty] | 1 | 1 | 3 | 2 | 1 | 1 | 1 |  | 0
PG&E GBA | Stone | 115 | Battery |  |  | 0 | 0 | 0 | 0 | 0 | 0 | 0 | 0 | 0 | 1 | 1 | 1 | 1 |  | 1 | [11 empty] | 2 | 1 | 3 | 2 | 2 | 1 | 1 |  | 0
PG&E FRESNO | Storey | 230 | Battery |  |  | 0 | 0 | 0 | 0 | 0 | 0 | 0 | 0 | 0 | 5 | 2 | 4 | 2 |  | 1 | [11 empty] | 1 | 1 | 4 | 2 | 1 | 1 | 1 |  | 0
PG&E NGBA | Summit | 115 | Battery |  |  | 0 | 0 | 0 | 0 | 0 | 0 | 0 | 0 | 0 | 5 | 2 | 1 | 1 |  | 1 | [11 empty] | 2 | 1 | 4 | 2 | 3 | 1 | 1 |  | 0
SDGE | Suncrest | 230 | Battery |  |  | 0 | 0 | 0 | 0 | 0 | 0 | 0 | 0 | 0 | 1 | 1 | 1 | 1 |  | 1 | [11 empty] | 2 | 1 | 4 | 1 | 3 | 1 | 1 |  | 0
SDGE | Suncrest | 500 | Battery |  |  | 0 | 0 | 0 | 0 | 0 | 0 | 0 | 0 | 0 | 1 | 1 | 1 | 1 |  | 1 | [11 empty] | 2 | 1 | 4 | 1 | 3 | 1 | 1 |  | 0
PG&E KERN | Sunrise | 230 | Battery |  |  | 0 | 0 | 0 | 0 | 0 | 0 | 0 | 0 | 0 | 5 | 2 | 4 | 2 |  | 1 | [11 empty] | 1 | 1 | 1 | 1 | 1 | 1 | 1 |  | 0
PG&E KERN | Sunset | 230 | Battery |  |  | 0 | 0 | 0 | 0 | 0 | 0 | 0 | 0 | 0 | 5 | 2 | 4 | 2 |  | 1 | [11 empty] | 1 | 1 | 1 | 1 | 1 | 1 | 1 |  | 0
PG&E GBA | Swift | 115 | Battery |  |  | 0 | 0 | 0 | 0 | 0 | 0 | 0 | 0 | 0 | 1 | 1 | 1 | 1 |  | 1 | [11 empty] | 2 | 1 | 2 | 2 | 2 | 1 | 1 |  | 0
SDGE | Sycamore Canyon | 138 | Battery |  |  | 0 | 0 | 0 | 0 | 0 | 0 | 0 | 0 | 0 | 5 | 5 | 1 | 1 |  | 1 | [11 empty] | 2 | 1 | 4 | 1 | 3 | 1 | 1 |  | 0
SDGE | Sycamore Canyon | 230 | Battery |  |  | 0 | 0 | 0 | 0 | 0 | 0 | 0 | 0 | 0 | 1 | 1 | 1 | 1 |  | 1 | [11 empty] | 2 | 1 | 4 | 1 | 3 | 1 | 1 |  | 0
SDGE | Sycamore Canyon | 69 | Battery |  |  | 0 | 0 | 0 | 0 | 0 | 0 | 0 | 0 | 0 | 1 | 1 | 1 | 1 |  | 1 | [11 empty] | 2 | 1 | 4 | 1 | 3 | 1 | 1 |  | 0
SCE Northern | Sylmar | 230 | Battery |  |  | 0 | 0 | 0 | 0 | 0 | 0 | 0 | 0 | 0 | 1 | 1 | 1 | 1 |  | 1 | [11 empty] | 1 | 1 | 2 | 1 | 1 | 2+ | 1 |  | 1
PG&E NGBA | Table Mountain | 115 | Battery |  |  | 0 | 0 | 0 | 0 | 0 | 0 | 0 | 0 | 0 | 5 | 2 | 1 | 1 |  | 1 | [11 empty] | 2 | 1 | 3 | 2 | 1 | 1 | 1 |  | 0
PG&E NGBA | Table Mountain | 230 | Battery |  |  | 0 | 0 | 0 | 0 | 0 | 0 | 0 | 0 | 0 | 5 | 2 | 1 | 1 |  | 1 | [11 empty] | 2 | 1 | 3 | 2 | 1 | 1 | 1 |  | 0
PG&E NGBA | Table Mountain | 500 | Battery |  |  | 0 | 0 | 0 | 0 | 0 | 0 | 0 | 0 | 0 | 5 | 2 | 1 | 1 |  | 1 | [11 empty] | 2 | 1 | 3 | 2 | 1 | 1 | 1 |  | 0
PG&E NGBA | Table Mountain | 60 | Battery |  |  | 0 | 0 | 0 | 0 | 0 | 0 | 0 | 0 | 0 | 5 | 2 | 1 | 1 |  | 1 | [11 empty] | 2 | 1 | 3 | 2 | 1 | 1 | 1 |  | 0
PG&E KERN | Taft | 115 | Battery |  |  | 3 | 0 | 3 | 3 | 0 | 3 | 0 | 0 | 0 | 5 | 2 | 4 | 2 |  | 1 | [11 empty] | 1 | 1 | 2 | 1 | 2 | 1 | 1 |  | 1
SDGE | Talega | 138 | Battery |  |  | 0 | 0 | 0 | 0 | 0 | 0 | 0 | 0 | 0 | 1 | 1 | 1 | 1 |  | 1 | [11 empty] | 2 | 1 | 3 | 1 | 3 | 4+ | 1 |  | 1
SDGE | Talega | 230 | Battery |  |  | 0 | 0 | 0 | 0 | 0 | 0 | 0 | 0 | 0 | 1 | 1 | 1 | 1 |  | 1 | [11 empty] | 2 | 1 | 3 | 1 | 3 | 1 | 4 | Batteries shifted to better align with in-dev | 1
PG&E GBA | Tassajara | 230 | Battery |  |  | 0 | 0 | 0 | 0 | 0 | 0 | 0 | 0 | 0 | 5 | 2 | 1 | 1 |  | 1 | [11 empty] | 2 | 1 | 3 | 1 | 3 | 1 | 1 |  | 0
PG&E KERN | Tejon | 70 | Battery |  |  | 0 | 0 | 0 | 0 | 0 | 0 | 0 | 0 | 0 | 1 | 1 | 1 | 1 |  | 1 | [11 empty] | 1 | 1 | 3 | 1 | 1 | 1 | 1 |  | 0
SDGE | Telegraph Canyon | 138 | Battery |  |  | 0 | 0 | 0 | 0 | 0 | 0 | 0 | 0 | 0 | 1 | 1 | 1 | 1 |  | 1 | [11 empty] | 2 | 1 | 2 | 1 | 2 | 1 | 1 |  | 0
PG&E KERN | Temblor | 115 | Battery |  |  | 0 | 0 | 0 | 0 | 0 | 0 | 0 | 0 | 0 | 5 | 2 | 4 | 2 |  | 1 | [11 empty] | 1 | 1 | 2 | 1 | 1 | 4+ | 1 |  | 1
PG&E KERN | Templeton | 230 | Battery |  |  | 0 | 0 | 0 | 0 | 0 | 0 | 0 | 0 | 0 | 5 | 2 | 4 | 2 |  | 1 | [11 empty] | 2 | 2 | 4 | 2 | 3 | 1+ | 1 |  | 1
PG&E KERN | Templeton | 70 | Battery |  |  | 0 | 0 | 0 | 0 | 0 | 0 | 0 | 0 | 0 | 1 | 1 | 1 | 1 |  | 1 | [11 empty] | 2 | 2 | 4 | 2 | 3 | 1 | 1 |  | 0
PG&E GBA | Tesla | 115 | Battery |  |  | 0 | 0 | 0 | 0 | 0 | 0 | 0 | 0 | 0 | 1 | 1 | 1 | 1 |  | 1 | [11 empty] | 2 | 1 | 2 | 1 | 2 | 1 | 1 |  | 0
PG&E GBA | Tesla | 230 | Battery |  |  | 125 | 0 | 125 | 125 | 0 | 125 | 0 | 0 | 0 | 5 | 2 | 1 | 1 |  | 2 | [11 empty] | 2 | 1 | 2 | 1 | 2 | 4+ | 1 |  | 1
PG&E GBA | Tesla | 500 | Battery |  |  | 0 | 0 | 0 | 0 | 0 | 0 | 0 | 0 | 0 | 1 | 1 | 1 | 1 |  | 1 | [11 empty] | 2 | 1 | 2 | 1 | 2 | 4+ | 1 |  | 1
PG&E KERN | Tevis | 115 | Battery |  |  | 0 | 0 | 0 | 0 | 0 | 0 | 0 | 0 | 0 | 5 | 2 | 4 | 2 |  | 1 | [11 empty] | 1 | 1 | 2 | 1 | 2 | 1 | 1 |  | 0
EOP | Thousandaire | 138 | Battery |  |  | 0 | 0 | 0 | 0 | 0 | 0 | 0 | 0 | 0 | 1 | 1 | 1 | 1 |  | 1 | [11 empty] | 2 | 2 | 4 | 1 | 3 | 1 | 1 |  | 0
PG&E KERN | Topaz | 230 | Battery |  |  | 0 | 0 | 0 | 0 | 0 | 0 | 0 | 0 | 0 | 5 | 2 | 4 | 2 |  | 1 | [11 empty] | 1 | 1 | 3 | 1 | 2 | 1 | 1 |  | 0
SCE NOL | Tortilla | 115 | Battery |  |  | 0 | 0 | 0 | 0 | 0 | 0 | 0 | 0 | 0 | 3 | 3 | 1 | 1 |  | 1 | [11 empty] | 2 | 1 | 4 | 1 | 2 | 1 | 1 |  | 0
SDGE | Trabuco | 138 | Battery |  |  | 0 | 0 | 0 | 0 | 0 | 0 | 0 | 0 | 0 | 1 | 1 | 1 | 1 |  | 1 | [11 empty] | 1 | 1 | 1 | 1 | 2 | 1 | 1 |  | 0
PG&E GBA | Tracy | 115 | Battery |  |  | 0 | 0 | 0 | 0 | 0 | 0 | 0 | 0 | 0 | 5 | 2 | 1 | 1 |  | 1 | [11 empty] | 2 | 1 | 3 | 1 | 2 | 1 | 1 |  | 0
PG&E FRESNO | Tranquility | 230 | Battery |  |  | 662 | 0 | 662 | 662 | 0 | 662 | 0 | 0 | 0 | 5 | 2 | 1 | 1 |  | 2 | [11 empty] | 1 | 1 | 4 | 2 | 1 | 4+ | 1 |  | 1
PG&E GBA | Trimble | 115 | Battery |  |  | 0 | 0 | 0 | 0 | 0 | 0 | 0 | 0 | 0 | 1 | 1 | 1 | 1 |  | 1 | [11 empty] | 2 | 1 | 3 | 2 | 2 | 1 | 1 |  | 0
EOP | Trout Canyon | 230 | Battery |  |  | 731 | 0 | 731 | 731 | 0 | 731 | 0 | 0 | 0 | 1 | 1 | 1 | 1 |  | 3 | [11 empty] | 2 | 2 | 4 | 1 | 3 | 4+ | 1 |  | 1
EOP | Trout Canyon | 500 | Battery |  |  | 0 | 0 | 0 | 0 | 0 | 0 | 0 | 0 | 0 | 1 | 1 | 1 | 1 |  | 1 | [11 empty] | 2 | 2 | 4 | 1 | 3 | 1+ | 1 |  | 1
PG&E NGBA | Tulucay | 230 | Battery |  |  | 0 | 0 | 0 | 0 | 0 | 0 | 0 | 0 | 0 | 5 | 2 | 1 | 1 |  | 1 | [11 empty] | 2 | 1 | 3 | 2 | 3 | 2+ | 1 |  | 1
PG&E NGBA | Tulucay | 60 | Battery |  |  | 0 | 0 | 0 | 0 | 0 | 0 | 0 | 0 | 0 | 5 | 2 | 1 | 1 |  | 1 | [11 empty] | 2 | 1 | 3 | 2 | 3 | 4+ | 1 |  | 1
PG&E KERN | Tupman | 115 | Battery |  |  | 0 | 0 | 0 | 0 | 0 | 0 | 0 | 0 | 0 | 5 | 2 | 4 | 2 |  | 1 | [11 empty] | 1 | 1 | 2 | 1 | 1 | 1 | 1 |  | 0
PG&E NGBA | Ukiah | 115 | Battery |  |  | 0 | 0 | 0 | 0 | 0 | 0 | 0 | 0 | 0 | 5 | 2 | 1 | 1 |  | 1 | [11 empty] | 2 | 2 | 4 | 2 | 3 | 1 | 1 |  | 0
PG&E KERN | Union (Estrella) | 70 | Battery |  |  | 0 | 0 | 0 | 0 | 0 | 0 | 0 | 0 | 0 | 1 | 1 | 1 | 1 |  | 1 | [11 empty] | 2 | 2 | 4 | 2 | 3 | 1 | 1 |  | 0
PG&E NGBA | Vaca Dixon | 115 | Battery |  |  | 0 | 0 | 0 | 0 | 0 | 0 | 0 | 0 | 0 | 5 | 2 | 1 | 1 |  | 1 | [11 empty] | 2 | 1 | 1 | 1 | 3 | 2+ | 1 |  | 1
PG&E NGBA | Vaca Dixon | 230 | Battery |  |  | 0 | 0 | 0 | 0 | 0 | 0 | 0 | 0 | 0 | 5 | 2 | 1 | 1 |  | 1 | [11 empty] | 2 | 1 | 1 | 1 | 3 | 4+ | 1 |  | 1
PG&E NGBA | Vaca Dixon | 500 | Battery |  |  | 0 | 0 | 0 | 0 | 0 | 0 | 0 | 0 | 0 | 5 | 2 | 1 | 1 |  | 1 | [11 empty] | 2 | 1 | 1 | 1 | 3 | 2+ | 1 |  | 1
PG&E NGBA | Vaca Dixon | 60 | Battery |  |  | 0 | 0 | 0 | 0 | 0 | 0 | 0 | 0 | 0 | 5 | 2 | 1 | 1 |  | 1 | [11 empty] | 2 | 1 | 1 | 1 | 3 | 1 | 1 |  | 0
SCE Eastern | Valley (SCE) | 500 | Battery |  |  | 720 | 0 | 720 | 720 | 0 | 720 | 0 | 0 | 0 | 1 | 1 | 1 | 1 |  | 1 | [11 empty] | 1 | 1 | 2 | 1 | 2 | 4+ | 1 |  | 1
EOP | Valley (VEA) | 138 | Battery |  |  | 0 | 0 | 0 | 0 | 0 | 0 | 0 | 0 | 0 | 1 | 1 | 1 | 1 |  | 1 | [11 empty] | 2 | 2 | 4 | 1 | 3 | 4+ | 1 |  | 1
SDGE | Valley Center | 69 | Battery |  |  | 0 | 0 | 0 | 0 | 0 | 0 | 0 | 0 | 0 | 1 | 1 | 1 | 1 |  | 1 | [11 empty] | 2 | 1 | 4 | 1 | 3 | 1 | 1 |  | 0
PG&E GBA | Valley Home | 115 | Battery |  |  | 0 | 0 | 0 | 0 | 0 | 0 | 0 | 0 | 0 | 5 | 2 | 1 | 1 |  | 1 | [11 empty] | 1 | 1 | 4 | 2 | 1 | 1 | 1 |  | 0
PG&E GBA | Valley Springs | 230 | Battery |  |  | 0 | 0 | 0 | 0 | 0 | 0 | 0 | 0 | 0 | 5 | 2 | 1 | 1 |  | 1 | [11 empty] | 2 | 1 | 4 | 1 | 3 | 1 | 1 |  | 0
PG&E GBA | Valley Springs | 60 | Battery |  |  | 0 | 0 | 0 | 0 | 0 | 0 | 0 | 0 | 0 | 5 | 2 | 1 | 1 |  | 1 | [11 empty] | 2 | 1 | 4 | 1 | 3 | 4+ | 1 |  | 1
EOP | Valley Switch | 138 | Battery |  |  | 0 | 0 | 0 | 0 | 0 | 0 | 0 | 0 | 0 | 1 | 1 | 1 | 1 |  | 1 | [11 empty] | 2 | 2 | 4 | 1 | 3 | 1 | 1 |  | 0
EOP | Valley Switch | 230 | Battery |  |  | 0 | 0 | 0 | 0 | 0 | 0 | 0 | 0 | 0 | 1 | 1 | 1 | 1 |  | 1 | [11 empty] | 2 | 2 | 4 | 1 | 3 | 1+ | 1 |  | 1
PG&E GBA | Vasco | 230 | Battery |  |  | 0 | 0 | 0 | 0 | 0 | 0 | 0 | 0 | 0 | 5 | 2 | 1 | 1 |  | 1 | [11 empty] | 2 | 1 | 3 | 1 | 3 | 1 | 1 |  | 0
PG&E GBA | Vasona | 230 | Battery |  |  | 0 | 0 | 0 | 0 | 0 | 0 | 0 | 0 | 0 | 1 | 1 | 1 | 1 |  | 1 | [11 empty] | 2 | 1 | 4 | 2 | 3 | 1 | 1 |  | 0
SCE Northern | Vestal | 230 | Battery |  |  | 110 | 0 | 110 | 110 | 0 | 110 | 0 | 0 | 0 | 1 | 1 | 1 | 1 |  | 1 | [11 empty] | 1 | 1 | 4 | 1 | 1 | 4+ | 4 | Batteries shifted to better align with in-dev | 1
SCE Northern | Vestal | 66 | Battery |  |  | 80 | 0 | 80 | 80 | 0 | 80 | 0 | 0 | 0 | 1 | 1 | 1 | 1 |  | 4 | [11 empty] | 1 | 1 | 4 | 1 | 1 | 1 | 1 |  | 1
SCE NOL | Victor | 115 | Battery |  |  | 0 | 0 | 0 | 0 | 0 | 0 | 0 | 0 | 0 | 1 | 1 | 1 | 1 |  | 1 | [11 empty] | 2 | 1 | 3 | 1 | 2 | 4+ | 1 |  | 1
SCE NOL | Victor | 230 | Battery |  |  | 0 | 0 | 0 | 0 | 0 | 0 | 0 | 0 | 0 | 1 | 1 | 1 | 1 |  | 1 | [11 empty] | 2 | 1 | 3 | 1 | 2 | 4+ | 1 |  | 1
SCE Metro | Viejo | 230 | Battery |  |  | 0 | 0 | 0 | 0 | 0 | 0 | 0 | 0 | 0 | 1 | 1 | 1 | 1 |  | 1 | [11 empty] | 1 | 1 | 3 | 1 | 2 | 4+ | 1 |  | 1
PG&E GBA | Vierra | 115 | Battery |  |  | 92 | 0 | 92 | 92 | 0 | 92 | 0 | 0 | 0 | 5 | 2 | 1 | 1 |  | 2 | [11 empty] | 1 | 1 | 1 | 2 | 1 | 4+ | 1 |  | 1
SCE Metro | Villa Park | 230 | Battery |  |  | 0 | 0 | 0 | 0 | 0 | 0 | 0 | 0 | 0 | 1 | 1 | 1 | 1 |  | 1 | [11 empty] | 1 | 1 | 2 | 1 | 2 | 1 | 1 |  | 0
SCE Northern | Vincent | 230 | Battery |  |  | 399 | 0 | 399 | 399 | 0 | 399 | 0 | 0 | 0 | 1 | 1 | 1 | 1 |  | 1 | [11 empty] | 2 | 1 | 4 | 1 | 3 | 4+ | 4 | Batteries shifted to better align with in-dev | 1
SCE Northern | Vincent | 500 | Battery |  |  | 0 | 0 | 0 | 0 | 0 | 0 | 0 | 0 | 0 | 1 | 1 | 1 | 1 |  | 1 | [11 empty] | 2 | 1 | 4 | 1 | 3 | 1+ | 1 |  | 1
PG&E GBA | Vineyard | 230 | Battery |  |  | 0 | 0 | 0 | 0 | 0 | 0 | 0 | 0 | 0 | 5 | 2 | 1 | 1 |  | 1 | [11 empty] | 2 | 1 | 2 | 1 | 3 | 1 | 1 |  | 0
SDGE | Vineyard | 69 | Battery |  |  | 0 | 0 | 0 | 0 | 0 | 0 | 0 | 0 | 0 | 1 | 1 | 1 | 1 |  | 1 | [11 empty] | 2 | 1 | 2 | 1 | 3 | 1 | 1 |  | 0
SCE Eastern | Vista (SCE) | 230 | Battery |  |  | 200 | 0 | 200 | 200 | 0 | 200 | 0 | 0 | 0 | 1 | 1 | 1 | 1 |  | 1 | [11 empty] | 1 | 1 | 2 | 1 | 1 | 4+ | 1 |  | 1
EOP | Vista (VEA) | 138 | Battery |  |  | 0 | 0 | 0 | 0 | 0 | 0 | 0 | 0 | 0 | 1 | 1 | 1 | 1 |  | 1 | [11 empty] | 2 | 2 | 4 | 1 | 3 | 1 | 1 |  | 0
EOP | Vista (VEA) | 230 | Battery |  |  | 0 | 0 | 0 | 0 | 0 | 0 | 0 | 0 | 0 | 1 | 1 | 1 | 1 |  | 1 | [11 empty] | 2 | 2 | 4 | 1 | 3 | 2+ | 1 |  | 1
PG&E FRESNO | Wahtoke | 115 | Battery |  |  | 0 | 0 | 0 | 0 | 0 | 0 | 0 | 0 | 0 | 5 | 2 | 1 | 1 |  | 1 | [11 empty] | 1 | 1 | 3 | 2 | 1 | 1 | 1 |  | 0
SCE Northern | Wakefield | 66 | Battery |  |  | 15 | 0 | 15 | 15 | 0 | 15 | 0 | 0 | 0 | 1 | 1 | 1 | 1 |  | 3 | [11 empty] | 2 | 1 | 4 | 1 | 3 | 1 | 1 |  | 1
SCE Metro | Walnut | 230 | Battery |  |  | 400 | 0 | 400 | 400 | 0 | 400 | 0 | 0 | 0 | 1 | 1 | 1 | 1 |  | 1 | [11 empty] | 1 | 1 | 1 | 1 | 1 | 4+ | 1 |  | 1
SCE Northern | Warne | 230 | Battery |  |  | 0 | 0 | 0 | 0 | 0 | 0 | 0 | 0 | 0 | 1 | 1 | 1 | 1 |  | 1 | [11 empty] | 1 | 1 | 4 | 1 | 3 | 1 | 1 |  | 0
PG&E GBA | Warnerville | 230 | Battery |  |  | 0 | 0 | 0 | 0 | 0 | 0 | 0 | 0 | 0 | 5 | 2 | 1 | 1 |  | 1 | [11 empty] | 1 | 1 | 3 | 2 | 2 | 1 | 1 |  | 0
PG&E FRESNO | Waukena | 115 | Battery |  |  | 0 | 0 | 0 | 0 | 0 | 0 | 0 | 0 | 0 | 5 | 2 | 1 | 1 |  | 1 | [11 empty] | 1 | 1 | 4 | 2 | 1 | 1 | 1 |  | 0
PG&E GBA | Weber | 230 | Battery |  |  | 0 | 0 | 0 | 0 | 0 | 0 | 0 | 0 | 0 | 5 | 2 | 1 | 1 |  | 1 | [11 empty] | 1 | 1 | 3 | 2 | 1 | 1+ | 1 |  | 1
PG&E GBA | Weber | 60 | Battery |  |  | 20 | 0 | 20 | 20 | 0 | 20 | 0 | 0 | 0 | 5 | 2 | 1 | 1 |  | 3 | [11 empty] | 1 | 1 | 3 | 2 | 1 | 4+ | 1 |  | 1
PG&E FRESNO | West Fresno | 115 | Battery |  |  | 0 | 0 | 0 | 0 | 0 | 0 | 0 | 0 | 0 | 5 | 2 | 1 | 1 |  | 1 | [11 empty] | 1 | 1 | 2 | 2 | 1 | 1 | 1 |  | 0
PG&E FRESNO | Westley | 230 | Battery |  |  | 0 | 0 | 0 | 0 | 0 | 0 | 0 | 0 | 0 | 1 | 1 | 1 | 1 |  | 1 | [11 empty] | 1 | 1 | 4 | 2 | 1 | 1 | 1 |  | 0
PG&E KERN | Westpark | 115 | Battery |  |  | 0 | 0 | 0 | 0 | 0 | 0 | 0 | 0 | 0 | 1 | 1 | 1 | 1 |  | 1 | [11 empty] | 1 | 1 | 3 | 1 | 1 | 1 | 1 |  | 0
PG&E KERN | Wheeler Ridge | 230 | Battery |  |  | 0 | 0 | 0 | 0 | 0 | 0 | 0 | 0 | 0 | 5 | 2 | 4 | 2 |  | 1 | [11 empty] | 1 | 1 | 4 | 1 | 1 | 2+ | 1 |  | 1
PG&E KERN | Wheeler Ridge | 115 | Battery |  |  | 0 | 0 | 0 | 0 | 0 | 0 | 0 | 0 | 0 | 1 | 1 | 1 | 1 |  | 1 | [11 empty] | 1 | 1 | 4 | 1 | 1 | 1 | 1 |  | 0
PG&E KERN | Wheeler Ridge | 70 | Battery |  |  | 92 | 0 | 92 | 92 | 0 | 92 | 0 | 0 | 0 | 5 | 2 | 4 | 2 |  | 4 | [11 empty] | 1 | 1 | 4 | 1 | 1 | 1 | 1 |  | 1
SCE Northern | Whirlwind | 230 | Battery |  |  | 837 | 454 | 1291 | 837 | 454 | 1291 | 0 | 0 | 0 | 1 | 1 | 1 | 1 |  | 2 | [11 empty] | 2 | 1 | 4 | 1 | 3 | 4+ | 1 |  | 1
SCE Northern | Whirlwind | 500 | Battery |  |  | 0 | 0 | 0 | 0 | 0 | 0 | 0 | 0 | 0 | 1 | 1 | 1 | 1 |  | 1 | [11 empty] | 2 | 1 | 4 | 1 | 3 | 4+ | 1 |  | 1
PG&E GBA | Whisman | 115 | Battery |  |  | 0 | 0 | 0 | 0 | 0 | 0 | 0 | 0 | 0 | 1 | 1 | 1 | 1 |  | 1 | [11 empty] | 2 | 1 | 2 | 2 | 2 | 1 | 1 |  | 0
SCE Eastern | Wildlife | 230 | Battery |  |  | 0 | 0 | 0 | 0 | 0 | 0 | 0 | 0 | 0 | 1 | 1 | 1 | 1 |  | 1 | [11 empty] | 1 | 1 | 1 | 1 | 1 | 2+ | 1 |  | 1
PG&E FRESNO | Wilson | 115 | Battery |  |  | 0 | 0 | 0 | 0 | 0 | 0 | 0 | 0 | 0 | 5 | 2 | 1 | 1 |  | 1 | [11 empty] | 1 | 1 | 4 | 2 | 1 | 4+ | 1 |  | 1
PG&E FRESNO | Wilson | 230 | Battery |  |  | 0 | 0 | 0 | 0 | 0 | 0 | 0 | 0 | 0 | 5 | 2 | 4 | 2 |  | 1 | [11 empty] | 1 | 1 | 4 | 2 | 1 | 2+ | 1 |  | 1
SCE Northern | Windhub | 230 | Battery |  |  | 1000 | 0 | 1000 | 1000 | 0 | 1000 | 0 | 0 | 0 | 1 | 1 | 1 | 1 |  | 3 | [11 empty] | 2 | 1 | 4 | 1 | 2 | 4+ | 1 |  | 1
SCE Northern | Windhub | 500 | Battery |  |  | 15 | 0 | 15 | 15 | 0 | 15 | 0 | 0 | 0 | 1 | 1 | 1 | 1 |  | 1 | [11 empty] | 2 | 1 | 4 | 1 | 2 | 4+ | 1 |  | 1
PG&E GBA | Windmaster | 230 | Battery |  |  | 0 | 0 | 0 | 0 | 0 | 0 | 0 | 0 | 0 | 5 | 2 | 1 | 1 |  | 1 | [11 empty] | 2 | 1 | 2 | 1 | 2 | 1 | 1 |  | 0
PG&E NGBA | Windsor | 60 | Battery |  |  | 0 | 0 | 0 | 0 | 0 | 0 | 0 | 0 | 0 | 5 | 2 | 1 | 1 |  | 1 | [11 empty] | 1 | 1 | 2 | 1 | 2 | 1 | 1 |  | 0
PG&E NGBA | Woodland | 115 | Battery |  |  | 0 | 0 | 0 | 0 | 0 | 0 | 0 | 0 | 0 | 5 | 2 | 1 | 1 |  | 1 | [11 empty] | 2 | 1 | 4 | 2 | 3 | 1 | 1 |  | 0
PG&E FRESNO | Woodward | 115 | Battery |  |  | 0 | 0 | 0 | 0 | 0 | 0 | 0 | 0 | 0 | 5 | 2 | 1 | 1 |  | 1 | [11 empty] | 1 | 1 | 2 | 2 | 2 | 1 | 1 |  | 0
PG&E NGBA | Wyandotte | 115 | Battery |  |  | 0 | 0 | 0 | 0 | 0 | 0 | 0 | 0 | 0 | 5 | 2 | 1 | 1 |  | 1 | [11 empty] | 2 | 1 | 2 | 2 | 2 | 1 | 1 |  | 0
PG&E KERN | 7th Standard | 115 | LDES |  |  | 0 | 0 | 0 | 0 | 0 | 0 | 0 | 0 | 0 | 5 | 2 | 4 | 2 | [13 empty] | 1 | 1 | 3 | 1 | 2 | 1 | 1 |  | 0
SCE Metro | Alamitos | 230 | LDES |  |  | 0 | 0 | 0 | 0 | 0 | 0 | 0 | 0 | 0 | 1 | 1 | 1 | 1 | [13 empty] | 1 | 1 | 1 | 1 | 1 | 1 | 1 |  | 0
SCE Eastern | Alberhill | 115 | LDES |  |  | 0 | 0 | 0 | 0 | 0 | 0 | 0 | 0 | 0 | 1 | 1 | 1 | 1 | [13 empty] | 1 | 1 | 4 | 1 | 1 | 1 | 1 |  | 0
SCE Eastern | Alberhill | 500 | LDES |  |  | 0 | 0 | 0 | 0 | 0 | 0 | 0 | 0 | 0 | 1 | 1 | 1 | 1 |  |  | See 'LandEnv_PSH' tab for PSH potential impacts analysis | [10 empty] | 1 | 1 | 4 | 1 | 1 | 4+ | 1 |  | 1
PG&E GBA | Alhambra | 115 | LDES |  |  | 0 | 0 | 0 | 0 | 0 | 0 | 0 | 0 | 0 | 5 | 2 | 1 | 1 | [13 empty] | 2 | 1 | 2 | 1 | 2 | 1 | 1 |  | 0
PG&E FRESNO | Alpaugh | 115 | LDES |  |  | 0 | 0 | 0 | 0 | 0 | 0 | 0 | 0 | 0 | 5 | 2 | 4 | 2 | [13 empty] | 1 | 1 | 3 | 1 | 1 | 1 | 1 |  | 0
SDGE | Alpine | 69 | LDES |  |  | 0 | 0 | 0 | 0 | 0 | 0 | 0 | 0 | 0 | 1 | 1 | 1 | 1 | [13 empty] | 2 | 1 | 4 | 1 | 3 | 1 | 1 |  | 0
PG&E GBA | Altamont Midway (Sandhill) | 230 | LDES |  |  | 0 | 0 | 0 | 0 | 0 | 0 | 0 | 0 | 0 | 5 | 2 | 1 | 1 | [13 empty] | 2 | 1 | 2 | 1 | 3 | 1 | 1 |  | 0
SCE Northern | Antelope | 66 | LDES |  |  | 0 | 0 | 0 | 0 | 0 | 0 | 0 | 0 | 0 | 1 | 1 | 1 | 1 | [13 empty] | 2 | 1 | 4 | 1 | 3 | 1 | 1 |  | 0
SCE Northern | Antelope | 230 | LDES |  |  | 0 | 0 | 0 | 0 | 0 | 0 | 0 | 0 | 0 | 1 | 1 | 1 | 1 | [13 empty] | 2 | 1 | 4 | 1 | 3 | 1 | 1 |  | 0
SCE Northern | Antelope | 500 | LDES |  |  | 0 | 0 | 0 | 0 | 0 | 0 | 0 | 0 | 0 | 1 | 1 | 1 | 1 | [13 empty] | 2 | 1 | 4 | 1 | 3 | 1 | 1 |  | 0
PG&E NGBA | Arcata | 60 | LDES |  |  | 0 | 0 | 0 | 0 | 0 | 0 | 0 | 0 | 0 | 5 | 2 | 1 | 1 | [13 empty] | 2 | 2 | 4 | 2 | 3 | 1 | 1 |  | 0
PG&E KERN | Arco | 230 | LDES |  |  | 0 | 0 | 0 | 0 | 0 | 0 | 0 | 0 | 0 | 5 | 2 | 4 | 2 | [13 empty] | 1 | 1 | 4 | 1 | 1 | 1 | 1 |  | 0
PG&E KERN | Arco | 70 | LDES |  |  | 0 | 0 | 0 | 0 | 0 | 0 | 0 | 0 | 0 | 5 | 2 | 4 | 2 | [13 empty] | 1 | 1 | 4 | 1 | 1 | 1 | 1 |  | 0
SCE Metro | ArcoGen | 230 | LDES |  |  | 0 | 0 | 0 | 0 | 0 | 0 | 0 | 0 | 0 | 1 | 1 | 1 | 1 | [13 empty] | 1 | 1 | 1 | 1 | 1 | 1 | 1 |  | 0
SDGE | Artesian | 230 | LDES |  |  | 0 | 0 | 0 | 0 | 0 | 0 | 0 | 0 | 0 | 1 | 1 | 1 | 1 | [13 empty] | 2 | 1 | 2 | 1 | 3 | 1 | 1 |  | 0
SDGE | Artesian | 69 | LDES |  |  | 0 | 0 | 0 | 0 | 0 | 0 | 0 | 0 | 0 | 1 | 1 | 1 | 1 | [13 empty] | 2 | 1 | 2 | 1 | 3 | 1 | 1 |  | 0
PG&E FRESNO | Ashlan | 230 | LDES |  |  | 0 | 0 | 0 | 0 | 0 | 0 | 0 | 0 | 0 | 5 | 2 | 1 | 1 | [13 empty] | 1 | 1 | 2 | 2 | 1 | 1 | 1 |  | 0
PG&E NGBA | Atlantic | 115 | LDES |  |  | 0 | 0 | 0 | 0 | 0 | 0 | 0 | 0 | 0 | 5 | 2 | 1 | 1 | [13 empty] | 2 | 1 | 2 | 2 | 3 | 1 | 1 |  | 0
PG&E NGBA | Atlantic | 230 | LDES |  |  | 0 | 0 | 0 | 0 | 0 | 0 | 0 | 0 | 0 | 5 | 2 | 1 | 1 | [13 empty] | 2 | 1 | 2 | 2 | 3 | 1 | 1 |  | 0
PG&E NGBA | Atlantic | 60 | LDES |  |  | 0 | 0 | 0 | 0 | 0 | 0 | 0 | 0 | 0 | 5 | 2 | 1 | 1 | [13 empty] | 2 | 1 | 2 | 2 | 3 | 1 | 1 |  | 0
PG&E FRESNO | Atwater | 115 | LDES |  |  | 0 | 0 | 0 | 0 | 0 | 0 | 0 | 0 | 0 | 5 | 2 | 1 | 1 | [13 empty] | 1 | 1 | 2 | 2 | 1 | 1 | 1 |  | 0
PG&E GBA | Avena | 115 | LDES |  |  | 0 | 0 | 0 | 0 | 0 | 0 | 0 | 0 | 0 | 5 | 2 | 1 | 1 | [13 empty] | 1 | 1 | 3 | 2 | 1 | 1 | 1 |  | 0
SDGE | Avocado | 69 | LDES |  |  | 0 | 0 | 0 | 0 | 0 | 0 | 0 | 0 | 0 | 1 | 1 | 1 | 1 | [13 empty] | 2 | 1 | 3 | 1 | 3 | 1 | 1 |  | 0
PG&E NGBA | Bahia | 230 | LDES |  |  | 0 | 0 | 0 | 0 | 0 | 0 | 0 | 0 | 0 | 5 | 2 | 1 | 1 | [13 empty] | 2 | 1 | 1 | 1 | 2 | 1 | 1 |  | 0
SCE Northern | Bailey | 230 | LDES |  |  | 0 | 0 | 0 | 0 | 0 | 0 | 0 | 0 | 0 | 1 | 1 | 1 | 1 | [13 empty] | 1 | 1 | 4 | 1 | 3 | 1 | 1 |  | 0
SCE NOL | Baker | 115 | LDES |  |  | 0 | 0 | 0 | 0 | 0 | 0 | 0 | 0 | 0 | 3 | 3 | 1 | 1 | [13 empty] | 2 | 2 | 4 | 1 | 1 | 1 | 1 |  | 0
PG&E KERN | Bakersfield | 230 | LDES |  |  | 0 | 0 | 0 | 0 | 0 | 0 | 0 | 0 | 0 | 5 | 2 | 4 | 2 | [13 empty] | 1 | 1 | 3 | 1 | 1 | 1 | 1 |  | 0
PG&E FRESNO | Balch | 230 | LDES |  |  | 0 | 0 | 0 | 0 | 0 | 0 | 0 | 0 | 0 | 5 | 2 | 1 | 1 | [13 empty] | 1 | 1 | 4 | 2 | 3 | 1 | 1 |  | 0
SCE Eastern | Bannister | 230 | LDES |  |  | 0 | 0 | 0 | 0 | 0 | 0 | 0 | 0 | 0 | 5 | 5 | 3 | 3 | [13 empty] | 2 | 1 | 2 | 2 | 1 | 1 | 1 |  | 0
SCE Metro | Barre | 230 | LDES |  |  | 0 | 0 | 0 | 0 | 0 | 0 | 0 | 0 | 0 | 1 | 1 | 1 | 1 | [13 empty] | 1 | 1 | 1 | 1 | 1 | 1 | 1 |  | 0
SDGE | Bay Boulevard | 69 | LDES |  |  | 0 | 0 | 0 | 0 | 0 | 0 | 0 | 0 | 0 | 1 | 1 | 1 | 1 | [13 empty] | 2 | 1 | 2 | 1 | 1 | 1 | 1 |  | 0
SDGE | Bay Boulevard | 230 | LDES |  |  | 0 | 0 | 0 | 0 | 0 | 0 | 0 | 0 | 0 | 1 | 1 | 1 | 1 | [13 empty] | 2 | 1 | 2 | 1 | 1 | 1 | 1 |  | 0
EOP | Beatty | 138 | LDES |  |  | 0 | 0 | 0 | 0 | 0 | 0 | 0 | 0 | 0 | 1 | 1 | 1 | 1 | [13 empty] | 2 | 2 | 4 | 1 | 3 | 1 | 1 |  | 0
EOP | Beatty | 230 | LDES |  |  | 0 | 0 | 0 | 0 | 0 | 0 | 0 | 0 | 0 | 1 | 1 | 1 | 1 | [13 empty] | 2 | 2 | 4 | 1 | 3 | 1 | 1 |  | 0
PG&E NGBA | Belden | 230 | LDES |  |  | 0 | 0 | 0 | 0 | 0 | 0 | 0 | 0 | 0 | 5 | 2 | 1 | 1 | [13 empty] | 2 | 2 | 4 | 1 | 3 | 1 | 1 |  | 0
PG&E NGBA | Bell | 115 | LDES |  |  | 0 | 0 | 0 | 0 | 0 | 0 | 0 | 0 | 0 | 5 | 2 | 1 | 1 | [13 empty] | 2 | 1 | 4 | 2 | 3 | 1 | 1 |  | 0
PG&E NGBA | Bellevue | 115 | LDES |  |  | 0 | 0 | 0 | 0 | 0 | 0 | 0 | 0 | 0 | 5 | 2 | 1 | 1 | [13 empty] | 2 | 1 | 2 | 2 | 2 | 1 | 1 |  | 0
PG&E GBA | Bellota | 115 | LDES |  |  | 0 | 0 | 0 | 0 | 0 | 0 | 0 | 0 | 0 | 5 | 2 | 1 | 1 | [13 empty] | 1 | 1 | 4 | 2 | 3 | 1 | 1 |  | 0
PG&E GBA | Bellota | 230 | LDES |  | Mapped as PSH | 346 | 0 | 346 | 0 | 0 | 0 | 346 | 0 | 346 | 5 | 2 | 1 | 1 |  |  | See 'LandEnv_PSH' tab for PSH potential impacts analysis | [10 empty] | 1 | 1 | 4 | 2 | 3 | 3- | 1 |  | 1
SCE Northern | Big Creek | 230 | LDES |  |  | 0 | 0 | 0 | 0 | 0 | 0 | 0 | 0 | 0 | 1 | 1 | 1 | 1 | [13 empty] | 1 | 1 | 4 | 2 | 3 | 1 | 1 |  | 0
PG&E FRESNO | Biola | 70 | LDES |  |  | 0 | 0 | 0 | 0 | 0 | 0 | 0 | 0 | 0 | 5 | 2 | 1 | 1 | [13 empty] | 1 | 1 | 4 | 2 | 1 | 1 | 1 |  | 0
PG&E GBA | Birds Landing | 230 | LDES |  |  | 0 | 0 | 0 | 0 | 0 | 0 | 0 | 0 | 0 | 5 | 2 | 1 | 1 | [13 empty] | 2 | 1 | 4 | 1 | 1 | 1 | 1 |  | 0
SCE Northern | Bliss | 66 | LDES |  |  | 0 | 0 | 0 | 0 | 0 | 0 | 0 | 0 | 0 | 1 | 1 | 1 | 1 | [13 empty] | 1 | 1 | 4 | 1 | 1 | 1 | 1 |  | 0
SCE Eastern | Blythe | 161 | LDES |  |  | 0 | 0 | 0 | 0 | 0 | 0 | 0 | 0 | 0 | 5 | 5 | 3 | 3 | [13 empty] | 2 | 2 | 2 | 1 | 1 | 1 | 1 |  | 0
PG&E NGBA | Bogue | 115 | LDES |  |  | 0 | 0 | 0 | 0 | 0 | 0 | 0 | 0 | 0 | 5 | 2 | 1 | 1 | [13 empty] | 2 | 2 | 2 | 1 | 2 | 1 | 1 |  | 0
PG&E FRESNO | Borden | 230 | LDES |  |  | 0 | 0 | 0 | 0 | 0 | 0 | 0 | 0 | 0 | 5 | 2 | 4 | 2 | [13 empty] | 1 | 1 | 4 | 2 | 1 | 1 | 1 |  | 0
PG&E FRESNO | Borden | 70 | LDES |  |  | 0 | 0 | 0 | 0 | 0 | 0 | 0 | 0 | 0 | 5 | 2 | 4 | 2 | [13 empty] | 1 | 1 | 4 | 2 | 1 | 1 | 1 |  | 0
SDGE | Boulevard East | 138 | LDES |  |  | 0 | 0 | 0 | 0 | 0 | 0 | 0 | 0 | 0 | 1 | 1 | 1 | 1 | [13 empty] | 2 | 1 | 4 | 1 | 3 | 1 | 1 |  | 0
SDGE | Boulevard East | 69 | LDES |  |  | 0 | 0 | 0 | 0 | 0 | 0 | 0 | 0 | 0 | 1 | 1 | 1 | 1 | [13 empty] | 2 | 1 | 4 | 1 | 3 | 1 | 1 |  | 0
PG&E GBA | Brentwood | 230 | LDES |  |  | 0 | 0 | 0 | 0 | 0 | 0 | 0 | 0 | 0 | 5 | 2 | 1 | 1 | [13 empty] | 2 | 1 | 4 | 1 | 3 | 1 | 1 |  | 0
PG&E NGBA | Bridgeville | 115 | LDES |  |  | 0 | 0 | 0 | 0 | 0 | 0 | 0 | 0 | 0 | 5 | 2 | 1 | 1 | [13 empty] | 2 | 2 | 4 | 2 | 3 | 1 | 1 |  | 0
PG&E NGBA | Brighton | 115 | LDES |  |  | 0 | 0 | 0 | 0 | 0 | 0 | 0 | 0 | 0 | 5 | 2 | 1 | 1 | [13 empty] | 2 | 1 | 2 | 2 | 1 | 1 | 1 |  | 0
PG&E NGBA | Brighton | 230 | LDES |  |  | 0 | 0 | 0 | 0 | 0 | 0 | 0 | 0 | 0 | 5 | 2 | 1 | 1 | [13 empty] | 2 | 1 | 2 | 2 | 1 | 1 | 1 |  | 0
PG&E NGBA | Brunswick | 115 | LDES |  |  | 0 | 0 | 0 | 0 | 0 | 0 | 0 | 0 | 0 | 5 | 2 | 1 | 1 | [13 empty] | 2 | 1 | 4 | 1 | 3 | 1 | 1 |  | 0
PG&E NGBA | Bucks Creek | 230 | LDES |  |  | 0 | 0 | 0 | 0 | 0 | 0 | 0 | 0 | 0 | 5 | 2 | 1 | 1 | [13 empty] | 2 | 2 | 4 | 1 | 3 | 1 | 1 |  | 0
PG&E KERN | Buena Vista | 230 | LDES |  |  | 0 | 0 | 0 | 0 | 0 | 0 | 0 | 0 | 0 | 5 | 2 | 4 | 2 | [13 empty] | 2 | 2 | 4 | 2 | 1 | 1 | 1 |  | 0
PG&E FRESNO | Bullard | 115 | LDES |  |  | 0 | 0 | 0 | 0 | 0 | 0 | 0 | 0 | 0 | 5 | 2 | 4 | 2 | [13 empty] | 1 | 1 | 1 | 2 | 2 | 1 | 1 |  | 0
PG&E GBA | Burlingame | 115 | LDES |  |  | 0 | 0 | 0 | 0 | 0 | 0 | 0 | 0 | 0 | 5 | 2 | 1 | 1 | [13 empty] | 2 | 1 | 3 | 1 | 2 | 1 | 1 |  | 0
PG&E NGBA | Burney Forest | 230 | LDES |  |  | 0 | 0 | 0 | 0 | 0 | 0 | 0 | 0 | 0 | 5 | 5 | 3 | 3 | [13 empty] | 2 | 2 | 4 | 2 | 3 | 1 | 1 |  | 0
PG&E NGBA | Butte | 115 | LDES |  |  | 0 | 0 | 0 | 0 | 0 | 0 | 0 | 0 | 0 | 5 | 2 | 1 | 1 | [13 empty] | 2 | 1 | 4 | 2 | 2 | 1 | 1 |  | 0
PG&E KERN | Cabrillo | 115 | LDES |  |  | 0 | 0 | 0 | 0 | 0 | 0 | 0 | 0 | 0 | 1 | 1 | 1 | 1 | [13 empty] | 2 | 2 | 4 | 1 | 3 | 1 | 1 |  | 0
PG&E FRESNO | Cal Flats | 230 | LDES |  |  | 0 | 0 | 0 | 0 | 0 | 0 | 0 | 0 | 0 | 5 | 2 | 4 | 2 | [13 empty] | 2 | 2 | 4 | 2 | 2 | 1 | 1 |  | 0
SCE NOL | Calcite | 230 | LDES |  |  | 0 | 0 | 0 | 0 | 0 | 0 | 0 | 0 | 0 | 1 | 1 | 1 | 1 | [13 empty] | 2 | 1 | 4 | 1 | 3 | 1 | 1 |  | 0
PG&E KERN | Caliente | 230 | LDES |  |  | 0 | 0 | 0 | 0 | 0 | 0 | 0 | 0 | 0 | 5 | 2 | 4 | 2 | [13 empty] | 2 | 1 | 4 | 2 | 2 | 1 | 1 |  | 0
PG&E FRESNO | California Ave | 115 | LDES |  |  | 0 | 0 | 0 | 0 | 0 | 0 | 0 | 0 | 0 | 5 | 2 | 1 | 1 | [13 empty] | 1 | 1 | 2 | 2 | 1 | 1 | 1 |  | 0
PG&E KERN | Callender | 115 | LDES |  |  | 0 | 0 | 0 | 0 | 0 | 0 | 0 | 0 | 0 | 5 | 2 | 4 | 2 | [13 empty] | 2 | 2 | 4 | 2 | 2 | 1 | 1 |  | 0
PG&E NGBA | Calpella | 115 | LDES |  |  | 0 | 0 | 0 | 0 | 0 | 0 | 0 | 0 | 0 | 5 | 2 | 1 | 1 | [13 empty] | 2 | 2 | 4 | 2 | 3 | 1 | 1 |  | 0
PG&E GBA | Camanche | 230 | LDES |  |  | 0 | 0 | 0 | 0 | 0 | 0 | 0 | 0 | 0 | 5 | 2 | 1 | 1 | [13 empty] | 1 | 1 | 4 | 2 | 3 | 1 | 1 |  | 0
SDGE | Cameron | 69 | LDES |  |  | 0 | 0 | 0 | 0 | 0 | 0 | 0 | 0 | 0 | 1 | 1 | 1 | 1 | [13 empty] | 1 | 1 | 2 | 1 | 1 | 1 | 1 |  | 0
SDGE | Cannon | 69 | LDES |  |  | 0 | 0 | 0 | 0 | 0 | 0 | 0 | 0 | 0 | 1 | 1 | 1 | 1 | [13 empty] | 2 | 1 | 1 | 1 | 3 | 1 | 1 |  | 0
PG&E FRESNO | Cantua | 115 | LDES |  |  | 0 | 0 | 0 | 0 | 0 | 0 | 0 | 0 | 0 | 1 | 1 | 1 | 1 | [13 empty] | 1 | 1 | 4 | 2 | 1 | 1 | 1 |  | 0
SDGE | Capistrano | 138 | LDES |  |  | 0 | 0 | 0 | 0 | 0 | 0 | 0 | 0 | 0 | 1 | 1 | 1 | 1 | [13 empty] | 1 | 1 | 2 | 1 | 3 | 1 | 1 |  | 0
SDGE | Capistrano | 230 | LDES |  |  | 0 | 0 | 0 | 0 | 0 | 0 | 0 | 0 | 0 | 1 | 1 | 1 | 1 | [13 empty] | 1 | 1 | 2 | 1 | 3 | 1 | 1 |  | 0
PG&E NGBA | Carberry | 230 | LDES |  |  | 0 | 0 | 0 | 0 | 0 | 0 | 0 | 0 | 0 | 5 | 5 | 3 | 3 | [13 empty] | 2 | 2 | 4 | 2 | 3 | 1 | 1 |  | 0
SCE Eastern | Cardiff | 66 | LDES |  |  | 0 | 0 | 0 | 0 | 0 | 0 | 0 | 0 | 0 | 1 | 1 | 1 | 1 | [13 empty] | 1 | 1 | 2 | 1 | 1 | 1 | 1 |  | 0
PG&E NGBA | Caribou | 60 | LDES |  |  | 0 | 0 | 0 | 0 | 0 | 0 | 0 | 0 | 0 | 5 | 2 | 1 | 1 | [13 empty] | 2 | 2 | 4 | 1 | 3 | 1 | 1 |  | 0
PG&E NGBA | Caribou | 115 | LDES |  |  | 0 | 0 | 0 | 0 | 0 | 0 | 0 | 0 | 0 | 5 | 2 | 1 | 1 | [13 empty] | 2 | 2 | 4 | 1 | 3 | 1 | 1 |  | 0
PG&E NGBA | Caribou | 230 | LDES |  |  | 0 | 0 | 0 | 0 | 0 | 0 | 0 | 0 | 0 | 5 | 2 | 1 | 1 | [13 empty] | 2 | 2 | 4 | 1 | 3 | 1 | 1 |  | 0
EOP | Carpenter Canyon (fka Gamebird) | 138 | LDES |  |  | 0 | 0 | 0 | 0 | 0 | 0 | 0 | 0 | 0 | 1 | 1 | 1 | 1 | [13 empty] | 2 | 2 | 4 | 1 | 3 | 1 | 1 |  | 0
EOP | Carpenter Canyon (fka Gamebird) | 230 | LDES |  |  | 0 | 0 | 0 | 0 | 0 | 0 | 0 | 0 | 0 | 1 | 1 | 1 | 1 | [13 empty] | 2 | 2 | 4 | 1 | 3 | 1 | 1 |  | 0
PG&E NGBA | Carquinez | 115 | LDES |  |  | 0 | 0 | 0 | 0 | 0 | 0 | 0 | 0 | 0 | 5 | 2 | 1 | 1 | [13 empty] | 2 | 1 | 2 | 1 | 1 | 1 | 1 |  | 0
SDGE | Carrizo Gorge | 138 | LDES |  |  | 0 | 0 | 0 | 0 | 0 | 0 | 0 | 0 | 0 | 1 | 1 | 1 | 1 | [13 empty] | 2 | 1 | 4 | 1 | 3 | 1 | 1 |  | 0
PG&E KERN | Carrizo Plains | 115 | LDES |  |  | 0 | 0 | 0 | 0 | 0 | 0 | 0 | 0 | 0 | 5 | 2 | 4 | 2 | [13 empty] | 2 | 1 | 4 | 2 | 2 | 1 | 1 |  | 0
PG&E KERN | Casaloma | 230 | LDES |  |  | 0 | 0 | 0 | 0 | 0 | 0 | 0 | 0 | 0 | 1 | 1 | 1 | 1 | [13 empty] | 1 | 1 | 3 | 1 | 1 | 1 | 1 |  | 0
PG&E GBA | Castro Valley | 230 | LDES |  |  | 0 | 0 | 0 | 0 | 0 | 0 | 0 | 0 | 0 | 5 | 2 | 1 | 1 | [13 empty] | 2 | 1 | 2 | 1 | 2 | 1 | 1 |  | 0
PG&E GBA | Cayetano | 230 | LDES |  |  | 0 | 0 | 0 | 0 | 0 | 0 | 0 | 0 | 0 | 5 | 2 | 1 | 1 | [13 empty] | 2 | 1 | 3 | 1 | 3 | 1 | 1 |  | 0
SCE Metro | Center | 230 | LDES |  |  | 0 | 0 | 0 | 0 | 0 | 0 | 0 | 0 | 0 | 1 | 1 | 1 | 1 | [13 empty] | 1 | 1 | 1 | 1 | 1 | 1 | 1 |  | 0
PG&E KERN | Charca | 115 | LDES |  |  | 0 | 0 | 0 | 0 | 0 | 0 | 0 | 0 | 0 | 1 | 1 | 1 | 1 | [13 empty] | 1 | 1 | 4 | 1 | 1 | 1 | 1 |  | 0
EOP | Charleston | 138 | LDES |  |  | 0 | 0 | 0 | 0 | 0 | 0 | 0 | 0 | 0 | 1 | 1 | 1 | 1 | [13 empty] | 2 | 2 | 4 | 1 | 3 | 1 | 1 |  | 0
SCE Metro | Chevmain | 230 | LDES |  |  | 0 | 0 | 0 | 0 | 0 | 0 | 0 | 0 | 0 | 1 | 1 | 1 | 1 | [13 empty] | 1 | 1 | 1 | 1 | 1 | 1 | 1 |  | 0
SDGE | Chicarita | 138 | LDES |  |  | 0 | 0 | 0 | 0 | 0 | 0 | 0 | 0 | 0 | 1 | 1 | 1 | 1 | [13 empty] | 2 | 1 | 3 | 1 | 3 | 1 | 1 |  | 0
SCE Metro | Chino | 230 | LDES |  |  | 0 | 0 | 0 | 0 | 0 | 0 | 0 | 0 | 0 | 1 | 1 | 1 | 1 | [13 empty] | 1 | 1 | 1 | 1 | 2 | 1 | 1 |  | 0
PG&E FRESNO | Chowchilla | 115 | LDES |  |  | 0 | 0 | 0 | 0 | 0 | 0 | 0 | 0 | 0 | 5 | 2 | 1 | 1 | [13 empty] | 1 | 1 | 1 | 2 | 2 | 1 | 1 |  | 0
PG&E GBA | Christie | 60 | LDES |  |  | 0 | 0 | 0 | 0 | 0 | 0 | 0 | 0 | 0 | 5 | 2 | 1 | 1 | [13 empty] | 2 | 1 | 2 | 1 | 2 | 1 | 1 |  | 0
PG&E GBA | Christie | 115 | LDES |  |  | 0 | 0 | 0 | 0 | 0 | 0 | 0 | 0 | 0 | 5 | 2 | 1 | 1 | [13 empty] | 2 | 1 | 2 | 1 | 2 | 1 | 1 |  | 0
SCE Eastern | Cielo Azul | 500 | LDES |  |  | 0 | 0 | 0 | 0 | 0 | 0 | 0 | 0 | 0 | 1 | 1 | 1 | 1 | [13 empty] | 2 | 2 | 4 | 1 | 3 | 1 | 1 |  | 0
PG&E GBA | Clay | 60 | LDES |  |  | 0 | 0 | 0 | 0 | 0 | 0 | 0 | 0 | 0 | 5 | 2 | 1 | 1 | [13 empty] | 2 | 1 | 3 | 1 | 3 | 1 | 1 |  | 0
PG&E GBA | Clayton | 115 | LDES |  |  | 0 | 0 | 0 | 0 | 0 | 0 | 0 | 0 | 0 | 5 | 2 | 1 | 1 | [13 empty] | 2 | 1 | 4 | 1 | 2 | 1 | 1 |  | 0
PG&E NGBA | Cloverdale | 115 | LDES |  |  | 0 | 0 | 0 | 0 | 0 | 0 | 0 | 0 | 0 | 5 | 2 | 1 | 1 | [13 empty] | 2 | 2 | 4 | 2 | 3 | 1 | 1 |  | 0
PG&E FRESNO | Clovis | 115 | LDES |  |  | 0 | 0 | 0 | 0 | 0 | 0 | 0 | 0 | 0 | 5 | 2 | 1 | 1 | [13 empty] | 1 | 1 | 2 | 2 | 2 | 1 | 1 |  | 0
PG&E GBA | Coburn | 230 | LDES |  |  | 0 | 0 | 0 | 0 | 0 | 0 | 0 | 0 | 0 | 1 | 1 | 1 | 1 | [13 empty] | 2 | 2 | 2 | 2 | 3 | 1 | 1 |  | 0
PG&E GBA | Coburn | 60 | LDES |  |  | 0 | 0 | 0 | 0 | 0 | 0 | 0 | 0 | 0 | 1 | 1 | 1 | 1 | [13 empty] | 2 | 2 | 2 | 2 | 3 | 1 | 1 |  | 0
PG&E NGBA | Colgate | 230 | LDES |  |  | 0 | 0 | 0 | 0 | 0 | 0 | 0 | 0 | 0 | 5 | 2 | 1 | 1 | [13 empty] | 2 | 1 | 4 | 1 | 3 | 1 | 1 |  | 0
PG&E GBA | Collierville | 230 | LDES |  |  | 0 | 0 | 0 | 0 | 0 | 0 | 0 | 0 | 0 | 5 | 2 | 1 | 1 | [13 empty] | 2 | 1 | 4 | 1 | 3 | 1 | 1 |  | 0
PG&E GBA | Collinsville | 230 | LDES |  |  | 0 | 0 | 0 | 0 | 0 | 0 | 0 | 0 | 0 | 5 | 2 | 1 | 1 | [13 empty] | 2 | 1 | 3 | 1 | 1 | 1 | 1 |  | 0
PG&E GBA | Collinsville | 500 | LDES |  |  | 0 | 0 | 0 | 0 | 0 | 0 | 0 | 0 | 0 | 5 | 2 | 1 | 1 | [13 empty] | 2 | 1 | 3 | 1 | 1 | 1 | 1 |  | 0
SCE Eastern | Colorado River | 230 | LDES |  |  | 0 | 0 | 0 | 0 | 0 | 0 | 0 | 0 | 0 | 1 | 1 | 1 | 1 | [13 empty] | 2 | 2 | 3 | 1 | 3 | 1 | 1 |  | 0
SCE Eastern | Colorado River | 500 | LDES |  |  | 0 | 0 | 0 | 0 | 0 | 0 | 0 | 0 | 0 | 1 | 1 | 1 | 1 | [13 empty] | 2 | 2 | 3 | 1 | 3 | 1 | 1 |  | 0
PG&E KERN | Columbus | 115 | LDES |  |  | 0 | 0 | 0 | 0 | 0 | 0 | 0 | 0 | 0 | 5 | 2 | 4 | 2 | [13 empty] | 1 | 1 | 2 | 1 | 2 | 1 | 1 |  | 0
PG&E GBA | Contra Costa | 115 | LDES |  |  | 0 | 0 | 0 | 0 | 0 | 0 | 0 | 0 | 0 | 5 | 2 | 1 | 1 | [13 empty] | 2 | 1 | 2 | 1 | 2 | 1 | 1 |  | 0
PG&E GBA | Contra Costa | 230 | LDES |  |  | 0 | 0 | 0 | 0 | 0 | 0 | 0 | 0 | 0 | 5 | 2 | 1 | 1 | [13 empty] | 2 | 1 | 2 | 1 | 2 | 1 | 1 |  | 0
PG&E GBA | Contra Costa PP | 230 | LDES |  |  | 0 | 0 | 0 | 0 | 0 | 0 | 0 | 0 | 0 | 5 | 2 | 1 | 1 | [13 empty] | 2 | 1 | 1 | 1 | 2 | 1 | 1 |  | 0
SCE NOL | Control | 115 | LDES |  |  | 0 | 0 | 0 | 0 | 0 | 0 | 0 | 0 | 0 | 5 | 5 | 1 | 1 | [13 empty] | 2 | 2 | 4 | 1 | 3 | 1 | 1 |  | 0
SCE NOL | Control | 55 | LDES |  |  | 0 | 0 | 0 | 0 | 0 | 0 | 0 | 0 | 0 | 5 | 5 | 1 | 1 | [13 empty] | 2 | 2 | 4 | 1 | 3 | 1 | 1 |  | 0
PG&E GBA | Cooley Landing | 115 | LDES |  |  | 0 | 0 | 0 | 0 | 0 | 0 | 0 | 0 | 0 | 5 | 2 | 1 | 1 | [13 empty] | 2 | 1 | 2 | 1 | 1 | 1 | 1 |  | 0
PG&E GBA | Cooley Landing | 60 | LDES |  |  | 0 | 0 | 0 | 0 | 0 | 0 | 0 | 0 | 0 | 1 | 1 | 1 | 1 | [13 empty] | 2 | 1 | 2 | 1 | 1 | 1 | 1 |  | 0
SCE NOL | Coolwater | 230 | LDES |  |  | 0 | 0 | 0 | 0 | 0 | 0 | 0 | 0 | 0 | 3 | 3 | 1 | 1 | [13 empty] | 2 | 1 | 2 | 1 | 1 | 1 | 1 |  | 0
SCE NOL | Coolwater | 115 | LDES |  |  | 0 | 0 | 0 | 0 | 0 | 0 | 0 | 0 | 0 | 3 | 3 | 1 | 1 | [13 empty] | 2 | 1 | 2 | 1 | 1 | 1 | 1 |  | 0
PG&E KERN | Copus | 70 | LDES |  |  | 0 | 0 | 0 | 0 | 0 | 0 | 0 | 0 | 0 | 5 | 2 | 4 | 2 | [13 empty] | 1 | 1 | 3 | 1 | 1 | 1 | 1 |  | 0
PG&E FRESNO | Corcoran | 70 | LDES |  |  | 0 | 0 | 0 | 0 | 0 | 0 | 0 | 0 | 0 | 5 | 2 | 4 | 2 | [13 empty] | 1 | 1 | 4 | 2 | 1 | 1 | 1 |  | 0
PG&E FRESNO | Corcoran | 115 | LDES |  |  | 0 | 0 | 0 | 0 | 0 | 0 | 0 | 0 | 0 | 5 | 2 | 4 | 2 | [13 empty] | 1 | 1 | 4 | 2 | 1 | 1 | 1 |  | 0
PG&E NGBA | Corona | 115 | LDES |  |  | 0 | 0 | 0 | 0 | 0 | 0 | 0 | 0 | 0 | 5 | 2 | 1 | 1 | [13 empty] | 2 | 1 | 3 | 2 | 3 | 1 | 1 |  | 0
PG&E NGBA | Cortina | 230 | LDES |  |  | 0 | 0 | 0 | 0 | 0 | 0 | 0 | 0 | 0 | 5 | 2 | 1 | 1 | [13 empty] | 2 | 2 | 4 | 1 | 3 | 1 | 1 |  | 0
PG&E NGBA | Cortina | 115 | LDES |  |  | 0 | 0 | 0 | 0 | 0 | 0 | 0 | 0 | 0 | 5 | 2 | 1 | 1 | [13 empty] | 2 | 2 | 4 | 1 | 3 | 1 | 1 |  | 0
PG&E GBA | Cottle | 230 | LDES |  |  | 0 | 0 | 0 | 0 | 0 | 0 | 0 | 0 | 0 | 5 | 2 | 1 | 1 | [13 empty] | 1 | 1 | 3 | 2 | 1 | 1 | 1 |  | 0
PG&E NGBA | Cottonwood | 115 | LDES |  |  | 0 | 0 | 0 | 0 | 0 | 0 | 0 | 0 | 0 | 5 | 2 | 1 | 1 | [13 empty] | 2 | 2 | 3 | 2 | 3 | 1 | 1 |  | 0
PG&E NGBA | Cottonwood | 230 | LDES |  |  | 0 | 0 | 0 | 0 | 0 | 0 | 0 | 0 | 0 | 5 | 2 | 1 | 1 | [13 empty] | 2 | 2 | 3 | 2 | 3 | 1 | 1 |  | 0
PG&E NGBA | Cottonwood | 60 | LDES |  |  | 0 | 0 | 0 | 0 | 0 | 0 | 0 | 0 | 0 | 5 | 2 | 1 | 1 | [13 empty] | 2 | 2 | 3 | 2 | 3 | 1 | 1 |  | 0
PG&E NGBA | Cove Road | 230 | LDES |  |  | 0 | 0 | 0 | 0 | 0 | 0 | 0 | 0 | 0 | 5 | 2 | 1 | 1 | [13 empty] | 2 | 2 | 4 | 2 | 3 | 1 | 1 |  | 0
PG&E GBA | Coyote | 230 | LDES |  |  | 0 | 0 | 0 | 0 | 0 | 0 | 0 | 0 | 0 | 1 | 1 | 1 | 1 | [13 empty] | 2 | 1 | 3 | 2 | 2 | 1 | 1 |  | 0
PG&E GBA | Crazy Horse Canyon | 115 | LDES |  |  | 0 | 0 | 0 | 0 | 0 | 0 | 0 | 0 | 0 | 1 | 1 | 1 | 1 | [13 empty] | 2 | 2 | 4 | 2 | 3 | 1 | 1 |  | 0
SDGE | Creelman | 69 | LDES |  |  | 0 | 0 | 0 | 0 | 0 | 0 | 0 | 0 | 0 | 1 | 1 | 1 | 1 | [13 empty] | 2 | 1 | 4 | 1 | 3 | 1 | 1 |  | 0
PG&E FRESNO | Crescent | 70 | LDES |  |  | 0 | 0 | 0 | 0 | 0 | 0 | 0 | 0 | 0 | 5 | 2 | 1 | 1 | [13 empty] | 1 | 1 | 3 | 2 | 1 | 1 | 1 |  | 0
PG&E FRESNO | Cressey | 115 | LDES |  |  | 0 | 0 | 0 | 0 | 0 | 0 | 0 | 0 | 0 | 5 | 2 | 1 | 1 | [13 empty] | 1 | 1 | 3 | 2 | 1 | 1 | 1 |  | 0
PG&E NGBA | Cresta | 230 | LDES |  |  | 0 | 0 | 0 | 0 | 0 | 0 | 0 | 0 | 0 | 5 | 2 | 1 | 1 | [13 empty] | 2 | 1 | 4 | 2 | 3 | 1 | 1 |  | 0
SDGE | Crestwood | 69 | LDES |  |  | 0 | 0 | 0 | 0 | 0 | 0 | 0 | 0 | 0 | 1 | 1 | 1 | 1 | [13 empty] | 2 | 1 | 4 | 1 | 3 | 1 | 1 |  | 0
PG&E GBA | Crow Creek | 60 | LDES |  |  | 0 | 0 | 0 | 0 | 0 | 0 | 0 | 0 | 0 | 5 | 2 | 1 | 1 | [13 empty] | 1 | 1 | 4 | 2 | 1 | 1 | 1 |  | 0
PG&E GBA | Crows Landing | 60 | LDES |  |  | 0 | 0 | 0 | 0 | 0 | 0 | 0 | 0 | 0 | 5 | 2 | 1 | 1 | [13 empty] | 1 | 1 | 4 | 2 | 1 | 1 | 1 |  | 0
PG&E GBA | Curtis | 115 | LDES |  |  | 0 | 0 | 0 | 0 | 0 | 0 | 0 | 0 | 0 | 5 | 2 | 1 | 1 | [13 empty] | 2 | 1 | 4 | 1 | 3 | 1 | 1 |  | 0
PG&E FRESNO | Dairyland | 115 | LDES |  |  | 0 | 0 | 0 | 0 | 0 | 0 | 0 | 0 | 0 | 5 | 2 | 1 | 1 | [13 empty] | 1 | 1 | 3 | 2 | 1 | 1 | 1 |  | 0
PG&E NGBA | Davis | 115 | LDES |  |  | 0 | 0 | 0 | 0 | 0 | 0 | 0 | 0 | 0 | 5 | 2 | 1 | 1 | [13 empty] | 2 | 1 | 4 | 2 | 3 | 1 | 1 |  | 0
SCE Metro | Del Amo | 500 | LDES |  |  | 0 | 0 | 0 | 0 | 0 | 0 | 0 | 0 | 0 | 1 | 1 | 1 | 1 | [13 empty] | 1 | 1 | 3 | 1 | 2 | 1 | 1 |  | 0
SCE Metro | Del Amo | 230 | LDES |  |  | 0 | 0 | 0 | 0 | 0 | 0 | 0 | 0 | 0 | 1 | 1 | 1 | 1 | [13 empty] | 1 | 1 | 3 | 1 | 2 | 1 | 1 |  | 0
SCE Eastern | Delaney | 500 | LDES |  |  | 0 | 0 | 0 | 0 | 0 | 0 | 0 | 0 | 0 | 1 | 1 | 1 | 1 | [13 empty] | 2 | 1 | 4 | 2 | 3 | 1 | 1 |  | 0
PG&E NGBA | Delevan | 230 | LDES |  | Mapped as Batteries or PSH | 70 | 0 | 70 | 0 | 0 | 0 | 70 | 0 | 70 | 5 | 2 | 1 | 1 | [13 empty] | 2 | 2 | 1 | 1 | 3 | 3- | 1 |  | 1
PG&E GBA | Delta PP | 230 | LDES |  |  | 0 | 0 | 0 | 0 | 0 | 0 | 0 | 0 | 0 | 5 | 2 | 1 | 1 | [13 empty] | 2 | 1 | 3 | 1 | 2 | 1 | 1 |  | 0
EOP | Desert View | 230 | LDES |  |  | 0 | 0 | 0 | 0 | 0 | 0 | 0 | 0 | 0 | 1 | 1 | 1 | 1 | [13 empty] | 2 | 1 | 4 | 1 | 3 | 1 | 1 |  | 0
SCE Eastern | Devers | 230 | LDES |  |  | 0 | 0 | 0 | 0 | 0 | 0 | 0 | 0 | 0 | 1 | 1 | 1 | 1 | [13 empty] | 2 | 1 | 1 | 1 | 3 | 1 | 1 |  | 0
SCE Eastern | Devers | 500 | LDES |  |  | 0 | 0 | 0 | 0 | 0 | 0 | 0 | 0 | 0 | 1 | 1 | 1 | 1 | [13 empty] | 2 | 1 | 1 | 1 | 3 | 1 | 1 |  | 0
PG&E KERN | Diablo Canyon | 230 | LDES |  |  | 0 | 0 | 0 | 0 | 0 | 0 | 0 | 0 | 0 | 1 | 1 | 1 | 1 | [13 empty] | 2 | 2 | 4 | 2 | 3 | 1 | 1 |  | 0
PG&E KERN | Diablo Canyon | 500 | LDES |  |  | 0 | 0 | 0 | 0 | 0 | 0 | 0 | 0 | 0 | 5 | 2 | 4 | 2 | [13 empty] | 2 | 2 | 4 | 2 | 3 | 1 | 1 |  | 0
PG&E KERN | Divide | 115 | LDES |  |  | 0 | 0 | 0 | 0 | 0 | 0 | 0 | 0 | 0 | 1 | 1 | 1 | 1 | [13 empty] | 2 | 2 | 4 | 1 | 2 | 1 | 1 |  | 0
PG&E GBA | Dixon Landing | 115 | LDES |  |  | 0 | 0 | 0 | 0 | 0 | 0 | 0 | 0 | 0 | 1 | 1 | 1 | 1 | [13 empty] | 2 | 1 | 2 | 1 | 2 | 1 | 1 |  | 0
PG&E FRESNO | Dos Amigos | 230 | LDES |  |  | 0 | 0 | 0 | 0 | 0 | 0 | 0 | 0 | 0 | 1 | 1 | 1 | 1 | [13 empty] | 1 | 1 | 4 | 2 | 1 | 1 | 1 |  | 0
PG&E NGBA | Drum | 115 | LDES |  |  | 0 | 0 | 0 | 0 | 0 | 0 | 0 | 0 | 0 | 5 | 2 | 1 | 1 | [13 empty] | 2 | 1 | 4 | 2 | 3 | 1 | 1 |  | 0
PG&E GBA | Dumbarton | 115 | LDES |  |  | 0 | 0 | 0 | 0 | 0 | 0 | 0 | 0 | 0 | 5 | 2 | 1 | 1 | [13 empty] | 2 | 1 | 3 | 1 | 2 | 1 | 1 |  | 0
SCE NOL | Dunn Siding | 115 | LDES |  |  | 0 | 0 | 0 | 0 | 0 | 0 | 0 | 0 | 0 | 3 | 3 | 1 | 1 | [13 empty] | 2 | 1 | 4 | 1 | 1 | 1 | 1 |  | 0
SCE Eastern | Eagle Mountain | 230 | LDES |  |  | 0 | 0 | 0 | 0 | 0 | 0 | 0 | 0 | 0 | 5 | 5 | 3 | 3 | [13 empty] | 2 | 2 | 4 | 1 | 3 | 1 | 1 |  | 0
PG&E NGBA | Eagle Rock (PGE) | 60 | LDES |  |  | 0 | 0 | 0 | 0 | 0 | 0 | 0 | 0 | 0 | 5 | 2 | 1 | 1 | [13 empty] | 2 | 2 | 4 | 2 | 3 | 1 | 1 |  | 0
PG&E NGBA | Eagle Rock (PGE) | 115 | LDES |  |  | 0 | 0 | 0 | 0 | 0 | 0 | 0 | 0 | 0 | 5 | 2 | 1 | 1 | [13 empty] | 2 | 2 | 4 | 2 | 3 | 1 | 1 |  | 0
SCE Metro | Eagle Rock (SCE) | 230 | LDES |  |  | 0 | 0 | 0 | 0 | 0 | 0 | 0 | 0 | 0 | 1 | 1 | 1 | 1 | [13 empty] | 1 | 1 | 2 | 1 | 2 | 1 | 1 |  | 0
PG&E NGBA | East Marysville | 115 | LDES |  |  | 0 | 0 | 0 | 0 | 0 | 0 | 0 | 0 | 0 | 5 | 2 | 1 | 1 | [13 empty] | 2 | 2 | 2 | 1 | 2 | 1 | 1 |  | 0
PG&E NGBA | East Nicolaus | 115 | LDES |  |  | 0 | 0 | 0 | 0 | 0 | 0 | 0 | 0 | 0 | 5 | 2 | 1 | 1 | [13 empty] | 2 | 1 | 4 | 1 | 3 | 1 | 1 |  | 0
PG&E NGBA | East Nicolaus | 60 | LDES |  |  | 0 | 0 | 0 | 0 | 0 | 0 | 0 | 0 | 0 | 5 | 2 | 1 | 1 | [13 empty] | 2 | 1 | 4 | 1 | 3 | 1 | 1 |  | 0
PG&E GBA | Eastshore | 115 | LDES |  |  | 0 | 0 | 0 | 0 | 0 | 0 | 0 | 0 | 0 | 5 | 2 | 1 | 1 | [13 empty] | 2 | 1 | 2 | 1 | 1 | 1 | 1 |  | 0
PG&E GBA | Eastshore | 230 | LDES |  |  | 0 | 0 | 0 | 0 | 0 | 0 | 0 | 0 | 0 | 5 | 2 | 1 | 1 | [13 empty] | 2 | 1 | 2 | 1 | 1 | 1 | 1 |  | 0
SDGE | ECO | 138 | LDES |  |  | 0 | 0 | 0 | 0 | 0 | 0 | 0 | 0 | 0 | 1 | 1 | 1 | 1 | [13 empty] | 2 | 1 | 4 | 1 | 3 | 1 | 1 |  | 0
SDGE | ECO | 230 | LDES |  |  | 0 | 0 | 0 | 0 | 0 | 0 | 0 | 0 | 0 | 1 | 1 | 1 | 1 | [13 empty] | 2 | 1 | 4 | 1 | 3 | 1 | 1 |  | 0
SDGE | ECO | 500 | LDES |  |  | 0 | 0 | 0 | 0 | 0 | 0 | 0 | 0 | 0 | 1 | 1 | 1 | 1 | [13 empty] | 2 | 1 | 4 | 1 | 3 | 1 | 1 |  | 0
PG&E GBA | Edenvale | 115 | LDES |  |  | 0 | 0 | 0 | 0 | 0 | 0 | 0 | 0 | 0 | 1 | 1 | 1 | 1 | [13 empty] | 2 | 1 | 2 | 2 | 2 | 1 | 1 |  | 0
PG&E GBA | Edes | 115 | LDES |  |  | 0 | 0 | 0 | 0 | 0 | 0 | 0 | 0 | 0 | 5 | 2 | 1 | 1 | [13 empty] | 2 | 1 | 3 | 1 | 1 | 1 | 1 |  | 0
PG&E GBA | Eight Mile | 230 | LDES |  |  | 0 | 0 | 0 | 0 | 0 | 0 | 0 | 0 | 0 | 5 | 2 | 1 | 1 | [13 empty] | 1 | 1 | 2 | 2 | 1 | 1 | 1 |  | 0
SDGE | El Cajon | 69 | LDES |  |  | 0 | 0 | 0 | 0 | 0 | 0 | 0 | 0 | 0 | 1 | 1 | 1 | 1 | [13 empty] | 2 | 1 | 2 | 1 | 1 | 1 | 1 |  | 0
SCE Eastern | El Casco | 230 | LDES |  |  | 0 | 0 | 0 | 0 | 0 | 0 | 0 | 0 | 0 | 1 | 1 | 1 | 1 | [13 empty] | 1 | 1 | 4 | 1 | 2 | 1 | 1 |  | 0
PG&E GBA | El Cerrito G | 115 | LDES |  |  | 0 | 0 | 0 | 0 | 0 | 0 | 0 | 0 | 0 | 5 | 2 | 1 | 1 | [13 empty] | 2 | 1 | 2 | 1 | 2 | 1 | 1 |  | 0
PG&E NGBA | El Dorado PH | 115 | LDES |  |  | 0 | 0 | 0 | 0 | 0 | 0 | 0 | 0 | 0 | 5 | 2 | 1 | 1 | [13 empty] | 2 | 1 | 4 | 2 | 3 | 1 | 1 |  | 0
PG&E FRESNO | El Nido (PGE) | 115 | LDES |  |  | 0 | 0 | 0 | 0 | 0 | 0 | 0 | 0 | 0 | 5 | 2 | 1 | 1 | [13 empty] | 1 | 1 | 4 | 2 | 1 | 1 | 1 |  | 0
SCE Metro | El Nido (SCE) | 230 | LDES |  |  | 0 | 0 | 0 | 0 | 0 | 0 | 0 | 0 | 0 | 1 | 1 | 1 | 1 | [13 empty] | 1 | 1 | 2 | 1 | 2 | 1 | 1 |  | 0
PG&E GBA | El Patio | 115 | LDES |  |  | 0 | 0 | 0 | 0 | 0 | 0 | 0 | 0 | 0 | 1 | 1 | 1 | 1 | [13 empty] | 2 | 1 | 3 | 2 | 2 | 1 | 1 |  | 0
SCE Metro | El Segundo | 230 | LDES |  |  | 0 | 0 | 0 | 0 | 0 | 0 | 0 | 0 | 0 | 1 | 1 | 1 | 1 | [13 empty] | 1 | 1 | 1 | 1 | 1 | 1 | 1 |  | 0
EOP | Eldorado | 230 | LDES |  |  | 0 | 0 | 0 | 0 | 0 | 0 | 0 | 0 | 0 | 1 | 1 | 1 | 1 | [13 empty] | 2 | 2 | 2 | 1 | 3 | 1+ | 1 |  | 1
EOP | Eldorado | 500 | LDES |  |  | 0 | 0 | 0 | 0 | 0 | 0 | 0 | 0 | 0 | 1 | 1 | 1 | 1 | [13 empty] | 2 | 2 | 2 | 1 | 3 | 1 | 1 |  | 0
SCE Northern | Elizabeth Lake | 66 | LDES |  |  | 0 | 0 | 0 | 0 | 0 | 0 | 0 | 0 | 0 | 1 | 1 | 1 | 1 | [13 empty] | 1 | 1 | 3 | 1 | 3 | 1 | 1 |  | 0
PG&E KERN | Elk Hills | 230 | LDES |  |  | 0 | 0 | 0 | 0 | 0 | 0 | 0 | 0 | 0 | 5 | 2 | 4 | 2 | [13 empty] | 1 | 1 | 3 | 1 | 1 | 1 | 1 |  | 0
SDGE | Elliot | 69 | LDES |  |  | 0 | 0 | 0 | 0 | 0 | 0 | 0 | 0 | 0 | 1 | 1 | 1 | 1 | [13 empty] | 2 | 1 | 2 | 1 | 2 | 1 | 1 |  | 0
SCE Metro | Ellis | 230 | LDES |  |  | 0 | 0 | 0 | 0 | 0 | 0 | 0 | 0 | 0 | 1 | 1 | 1 | 1 | [13 empty] | 1 | 1 | 2 | 1 | 2 | 1 | 1 |  | 0
SDGE | Encina | 138 | LDES |  |  | 0 | 0 | 0 | 0 | 0 | 0 | 0 | 0 | 0 | 1 | 1 | 1 | 1 | [13 empty] | 2 | 1 | 1 | 1 | 3 | 1 | 1 |  | 0
SDGE | Encina | 230 | LDES |  |  | 0 | 0 | 0 | 0 | 0 | 0 | 0 | 0 | 0 | 1 | 1 | 1 | 1 | [13 empty] | 2 | 1 | 1 | 1 | 3 | 1 | 1 |  | 0
SDGE | Escondido | 230 | LDES |  |  | 0 | 0 | 0 | 0 | 0 | 0 | 0 | 0 | 0 | 1 | 1 | 1 | 1 | [13 empty] | 2 | 1 | 1 | 1 | 3 | 1 | 1 |  | 0
SDGE | Escondido | 69 | LDES |  |  | 0 | 0 | 0 | 0 | 0 | 0 | 0 | 0 | 0 | 1 | 1 | 1 | 1 | [13 empty] | 2 | 1 | 1 | 1 | 3 | 1 | 1 |  | 0
PG&E KERN | Estrella | 230 | LDES |  |  | 0 | 0 | 0 | 0 | 0 | 0 | 0 | 0 | 0 | 1 | 1 | 1 | 1 | [13 empty] | 2 | 2 | 4 | 2 | 3 | 1 | 1 |  | 0
SCE Eastern | Etiwanda | 230 | LDES |  |  | 0 | 0 | 0 | 0 | 0 | 0 | 0 | 0 | 0 | 1 | 1 | 1 | 1 | [13 empty] | 1 | 1 | 2 | 1 | 1 | 1 | 1 |  | 0
PG&E GBA | Evergreen | 115 | LDES |  |  | 0 | 0 | 0 | 0 | 0 | 0 | 0 | 0 | 0 | 1 | 1 | 1 | 1 | [13 empty] | 2 | 1 | 2 | 2 | 2 | 1 | 1 |  | 0
PG&E GBA | Evergreen | 60 | LDES |  |  | 0 | 0 | 0 | 0 | 0 | 0 | 0 | 0 | 0 | 1 | 1 | 1 | 1 | [13 empty] | 2 | 1 | 2 | 2 | 2 | 1 | 1 |  | 0
PG&E FRESNO | Excelsior | 115 | LDES |  |  | 0 | 0 | 0 | 0 | 0 | 0 | 0 | 0 | 0 | 5 | 2 | 1 | 1 | [13 empty] | 1 | 1 | 4 | 2 | 1 | 1 | 1 |  | 0
PG&E FRESNO | Exchequer | 115 | LDES |  |  | 0 | 0 | 0 | 0 | 0 | 0 | 0 | 0 | 0 | 5 | 2 | 1 | 1 | [13 empty] | 2 | 1 | 4 | 1 | 2 | 1 | 1 |  | 0
PG&E KERN | Fairway | 115 | LDES |  |  | 0 | 0 | 0 | 0 | 0 | 0 | 0 | 0 | 0 | 1 | 1 | 1 | 1 | [13 empty] | 2 | 2 | 3 | 1 | 2 | 1 | 1 |  | 0
PG&E KERN | Famoso | 115 | LDES |  |  | 0 | 0 | 0 | 0 | 0 | 0 | 0 | 0 | 0 | 1 | 1 | 1 | 1 | [13 empty] | 1 | 1 | 4 | 1 | 1 | 1 | 1 |  | 0
PG&E NGBA | Fern Road | 500 | LDES |  |  | 0 | 0 | 0 | 0 | 0 | 0 | 0 | 0 | 0 | 5 | 2 | 1 | 1 | [13 empty] | 2 | 2 | 4 | 2 | 3 | 1 | 1 |  | 0
PG&E GBA | Fibreboard (SPI Sonora) | 115 | LDES |  |  | 0 | 0 | 0 | 0 | 0 | 0 | 0 | 0 | 0 | 5 | 2 | 1 | 1 | [13 empty] | 2 | 1 | 2 | 1 | 2 | 1 | 1 |  | 0
PG&E FRESNO | Figarden | 230 | LDES |  |  | 0 | 0 | 0 | 0 | 0 | 0 | 0 | 0 | 0 | 5 | 2 | 1 | 1 | [13 empty] | 1 | 1 | 3 | 2 | 2 | 1 | 1 |  | 0
PG&E FRESNO | Fink | 230 | LDES |  |  | 0 | 0 | 0 | 0 | 0 | 0 | 0 | 0 | 0 | 1 | 1 | 1 | 1 | [13 empty] | 1 | 1 | 4 | 2 | 1 | 1 | 1 |  | 0
PG&E NGBA | Fitch Mountain | 60 | LDES |  |  | 0 | 0 | 0 | 0 | 0 | 0 | 0 | 0 | 0 | 5 | 2 | 1 | 1 | [13 empty] | 2 | 2 | 4 | 2 | 3 | 1 | 1 |  | 0
PG&E GBA | FMC | 115 | LDES |  |  | 0 | 0 | 0 | 0 | 0 | 0 | 0 | 0 | 0 | 1 | 1 | 1 | 1 | [13 empty] | 2 | 1 | 2 | 2 | 2 | 1 | 1 |  | 0
PG&E GBA | Fremont | 115 | LDES |  |  | 0 | 0 | 0 | 0 | 0 | 0 | 0 | 0 | 0 | 1 | 1 | 1 | 1 | [13 empty] | 2 | 1 | 3 | 1 | 2 | 1 | 1 |  | 0
PG&E GBA | French Camp | 60 | LDES |  |  | 0 | 0 | 0 | 0 | 0 | 0 | 0 | 0 | 0 | 5 | 2 | 1 | 1 | [13 empty] | 1 | 1 | 3 | 2 | 1 | 1 | 1 |  | 0
PG&E GBA | Frogtown | 115 | LDES |  |  | 0 | 0 | 0 | 0 | 0 | 0 | 0 | 0 | 0 | 5 | 2 | 1 | 1 | [13 empty] | 2 | 1 | 4 | 1 | 3 | 1 | 1 |  | 0
PG&E NGBA | Fulton | 115 | LDES |  |  | 0 | 0 | 0 | 0 | 0 | 0 | 0 | 0 | 0 | 5 | 2 | 1 | 1 | [13 empty] | 2 | 1 | 3 | 2 | 2 | 1 | 1 |  | 0
PG&E NGBA | Fulton | 230 | LDES |  |  | 0 | 0 | 0 | 0 | 0 | 0 | 0 | 0 | 0 | 5 | 2 | 1 | 1 | [13 empty] | 2 | 1 | 3 | 2 | 2 | 1 | 1 |  | 0
PG&E NGBA | Fulton | 60 | LDES |  |  | 0 | 0 | 0 | 0 | 0 | 0 | 0 | 0 | 0 | 5 | 2 | 1 | 1 | [13 empty] | 2 | 1 | 3 | 2 | 2 | 1 | 1 |  | 0
PG&E KERN | Ganso | 115 | LDES |  |  | 0 | 0 | 0 | 0 | 0 | 0 | 0 | 0 | 0 | 1 | 1 | 1 | 1 | [13 empty] | 1 | 1 | 3 | 1 | 1 | 1 | 1 |  | 0
PG&E FRESNO | Gates | 230 | LDES |  | Mapped as Batteries | 100 | 0 | 100 | 0 | 0 | 0 | 100 | 0 | 100 | 5 | 2 | 4 | 2 | [13 empty] | 1 | 1 | 3 | 2 | 1 | 5- | 1 |  | 1
PG&E FRESNO | Gates | 500 | LDES |  |  | 0 | 0 | 0 | 0 | 0 | 0 | 0 | 0 | 0 | 5 | 2 | 4 | 2 | [13 empty] | 1 | 1 | 3 | 2 | 1 | 1 | 1 |  | 0
PG&E NGBA | Geysers 12 | 230 | LDES |  |  | 0 | 0 | 0 | 0 | 0 | 0 | 0 | 0 | 0 | 5 | 2 | 1 | 1 | [13 empty] | 2 | 2 | 4 | 2 | 3 | 1 | 1 |  | 0
PG&E NGBA | Geysers 17 | 230 | LDES |  |  | 0 | 0 | 0 | 0 | 0 | 0 | 0 | 0 | 0 | 5 | 2 | 1 | 1 | [13 empty] | 2 | 2 | 4 | 2 | 3 | 1 | 1 |  | 0
PG&E NGBA | Geysers 3 | 115 | LDES |  |  | 0 | 0 | 0 | 0 | 0 | 0 | 0 | 0 | 0 | 5 | 2 | 1 | 1 | [13 empty] | 2 | 2 | 4 | 2 | 3 | 1 | 1 |  | 0
PG&E NGBA | Glenn | 230 | LDES |  |  | 0 | 0 | 0 | 0 | 0 | 0 | 0 | 0 | 0 | 5 | 2 | 1 | 1 | [13 empty] | 2 | 2 | 4 | 1 | 3 | 1 | 1 |  | 0
PG&E NGBA | Glenn | 60 | LDES |  |  | 0 | 0 | 0 | 0 | 0 | 0 | 0 | 0 | 0 | 5 | 2 | 1 | 1 | [13 empty] | 2 | 2 | 4 | 1 | 3 | 1 | 1 |  | 0
PG&E NGBA | Gold Hill | 115 | LDES |  |  | 0 | 0 | 0 | 0 | 0 | 0 | 0 | 0 | 0 | 5 | 2 | 1 | 1 | [13 empty] | 2 | 1 | 4 | 2 | 3 | 1 | 1 |  | 0
PG&E NGBA | Gold Hill | 230 | LDES |  |  | 0 | 0 | 0 | 0 | 0 | 0 | 0 | 0 | 0 | 5 | 2 | 1 | 1 | [13 empty] | 2 | 1 | 4 | 2 | 3 | 1 | 1 |  | 0
SCE Northern | Goleta | 230 | LDES |  |  | 0 | 0 | 0 | 0 | 0 | 0 | 0 | 0 | 0 | 1 | 1 | 1 | 1 | [13 empty] | 2 | 2 | 2 | 1 | 2 | 1 | 1 |  | 0
SCE Metro | Goodrich | 230 | LDES |  |  | 0 | 0 | 0 | 0 | 0 | 0 | 0 | 0 | 0 | 1 | 1 | 1 | 1 | [13 empty] | 1 | 1 | 3 | 1 | 2 | 1 | 1 |  | 0
PG&E KERN | Goose Lake | 115 | LDES |  |  | 0 | 0 | 0 | 0 | 0 | 0 | 0 | 0 | 0 | 1 | 1 | 1 | 1 | [13 empty] | 1 | 1 | 2 | 1 | 1 | 1 | 1 |  | 0
SCE Metro | Gould | 230 | LDES |  |  | 0 | 0 | 0 | 0 | 0 | 0 | 0 | 0 | 0 | 1 | 1 | 1 | 1 | [13 empty] | 1 | 1 | 4 | 1 | 2 | 1 | 1 |  | 0
PG&E NGBA | Grand Island | 115 | LDES |  |  | 0 | 0 | 0 | 0 | 0 | 0 | 0 | 0 | 0 | 5 | 2 | 1 | 1 | [13 empty] | 2 | 1 | 4 | 2 | 2 | 1 | 1 |  | 0
SDGE | Granite | 69 | LDES |  |  | 0 | 0 | 0 | 0 | 0 | 0 | 0 | 0 | 0 | 1 | 1 | 1 | 1 | [13 empty] | 2 | 1 | 2 | 2 | 2 | 1 | 1 |  | 0
PG&E GBA | Grant | 115 | LDES |  |  | 0 | 0 | 0 | 0 | 0 | 0 | 0 | 0 | 0 | 5 | 2 | 1 | 1 | [13 empty] | 2 | 1 | 2 | 1 | 2 | 1 | 1 |  | 0
PG&E GBA | Green Valley | 115 | LDES |  |  | 0 | 0 | 0 | 0 | 0 | 0 | 0 | 0 | 0 | 1 | 1 | 1 | 1 | [13 empty] | 2 | 2 | 3 | 2 | 2 | 1 | 1 |  | 0
PG&E NGBA | Greenleaf 1 | 115 | LDES |  |  | 0 | 0 | 0 | 0 | 0 | 0 | 0 | 0 | 0 | 5 | 2 | 1 | 1 | [13 empty] | 2 | 2 | 1 | 1 | 3 | 1 | 1 |  | 0
PG&E FRESNO | Gregg | 230 | LDES |  | Mapped as PSH | 140 | 0 | 140 | 0 | 0 | 0 | 140 | 0 | 140 | 5 | 2 | 1 | 1 | [13 empty] | 1 | 1 | 3 | 2 | 1 | 4- | 1 |  | 1
PG&E FRESNO | Grimmway-Malaga | 115 | LDES |  |  | 0 | 0 | 0 | 0 | 0 | 0 | 0 | 0 | 0 | 5 | 2 | 1 | 1 | [13 empty] | 1 | 1 | 2 | 1 | 1 | 1 | 1 |  | 0
PG&E NGBA | Grizzly | 230 | LDES |  |  | 0 | 0 | 0 | 0 | 0 | 0 | 0 | 0 | 0 | 5 | 2 | 1 | 1 | [13 empty] | 2 | 2 | 4 | 1 | 3 | 1 | 1 |  | 0
PG&E FRESNO | Guernsey | 70 | LDES |  |  | 0 | 0 | 0 | 0 | 0 | 0 | 0 | 0 | 0 | 5 | 2 | 4 | 2 | [13 empty] | 1 | 1 | 3 | 2 | 1 | 1 | 1 |  | 0
PG&E FRESNO | GWF Hanford | 115 | LDES |  |  | 0 | 0 | 0 | 0 | 0 | 0 | 0 | 0 | 0 | 5 | 2 | 1 | 1 | [13 empty] | 2 | 1 | 2 | 1 | 1 | 1 | 1 |  | 0
PG&E FRESNO | Haas | 230 | LDES |  |  | 0 | 0 | 0 | 0 | 0 | 0 | 0 | 0 | 0 | 5 | 2 | 1 | 1 | [13 empty] | 1 | 1 | 4 | 2 | 3 | 1 | 1 |  | 0
PG&E FRESNO | Hammonds | 115 | LDES |  |  | 0 | 0 | 0 | 0 | 0 | 0 | 0 | 0 | 0 | 1 | 1 | 1 | 1 | [13 empty] | 1 | 1 | 2 | 2 | 1 | 1 | 1 |  | 0
SCE Metro | HarborGen | 230 | LDES |  |  | 0 | 0 | 0 | 0 | 0 | 0 | 0 | 0 | 0 | 1 | 1 | 1 | 1 | [13 empty] | 1 | 1 | 2 | 1 | 1 | 1 | 1 |  | 0
PG&E NGBA | Harris | 60 | LDES |  |  | 0 | 0 | 0 | 0 | 0 | 0 | 0 | 0 | 0 | 5 | 2 | 1 | 1 | [13 empty] | 2 | 2 | 2 | 2 | 3 | 1 | 1 |  | 0
EOP | Harry Allen | 500 | LDES |  |  | 0 | 0 | 0 | 0 | 0 | 0 | 0 | 0 | 0 | 1 | 1 | 1 | 1 | [13 empty] | 2 | 2 | 4 | 1 | 3 | 1 | 1 |  | 0
PG&E NGBA | Hartley | 60 | LDES |  |  | 0 | 0 | 0 | 0 | 0 | 0 | 0 | 0 | 0 | 5 | 2 | 1 | 1 | [13 empty] | 2 | 2 | 4 | 2 | 3 | 1 | 1 |  | 0
SCE NOL | Harvard | 115 | LDES |  |  | 0 | 0 | 0 | 0 | 0 | 0 | 0 | 0 | 0 | 3 | 3 | 1 | 1 | [13 empty] | 2 | 1 | 4 | 1 | 1 | 1 | 1 |  | 0
SDGE | Hassayampa | 500 | LDES |  |  | 0 | 0 | 0 | 0 | 0 | 0 | 0 | 0 | 0 | 1 | 1 | 1 | 1 | [13 empty] | 2 | 1 | 4 | 2 | 3 | 1 | 1 |  | 0
PG&E FRESNO | Helm | 230 | LDES |  |  | 0 | 0 | 0 | 0 | 0 | 0 | 0 | 0 | 0 | 5 | 2 | 1 | 1 | [13 empty] | 1 | 1 | 2 | 2 | 1 | 1 | 1 |  | 0
PG&E FRESNO | Helm | 70 | LDES |  |  | 0 | 0 | 0 | 0 | 0 | 0 | 0 | 0 | 0 | 1 | 1 | 1 | 1 | [13 empty] | 1 | 1 | 2 | 2 | 1 | 1 | 1 |  | 0
PG&E FRESNO | Henrietta | 115 | LDES |  |  | 0 | 0 | 0 | 0 | 0 | 0 | 0 | 0 | 0 | 1 | 1 | 1 | 1 | [13 empty] | 1 | 1 | 1 | 2 | 1 | 1 | 1 |  | 0
PG&E FRESNO | Henrietta | 230 | LDES |  |  | 0 | 0 | 0 | 0 | 0 | 0 | 0 | 0 | 0 | 1 | 1 | 1 | 1 | [13 empty] | 1 | 1 | 1 | 2 | 1 | 1 | 1 |  | 0
PG&E FRESNO | Henrietta | 70 | LDES |  |  | 0 | 0 | 0 | 0 | 0 | 0 | 0 | 0 | 0 | 5 | 2 | 4 | 2 | [13 empty] | 1 | 1 | 1 | 2 | 1 | 1 | 1 |  | 0
PG&E FRESNO | Herndon | 115 | LDES |  |  | 0 | 0 | 0 | 0 | 0 | 0 | 0 | 0 | 0 | 5 | 2 | 1 | 1 | [13 empty] | 1 | 1 | 3 | 2 | 1 | 1 | 1 |  | 0
PG&E FRESNO | Herndon | 230 | LDES |  |  | 0 | 0 | 0 | 0 | 0 | 0 | 0 | 0 | 0 | 5 | 2 | 1 | 1 | [13 empty] | 1 | 1 | 3 | 2 | 1 | 1 | 1 |  | 0
PG&E GBA | Hicks | 230 | LDES |  |  | 0 | 0 | 0 | 0 | 0 | 0 | 0 | 0 | 0 | 1 | 1 | 1 | 1 | [13 empty] | 2 | 1 | 4 | 2 | 2 | 1 | 1 |  | 0
PG&E NGBA | Higgins | 115 | LDES |  |  | 0 | 0 | 0 | 0 | 0 | 0 | 0 | 0 | 0 | 5 | 2 | 1 | 1 | [13 empty] | 2 | 1 | 4 | 1 | 3 | 1 | 1 |  | 0
PG&E NGBA | Hilltop | 345 | LDES |  |  | 0 | 0 | 0 | 0 | 0 | 0 | 0 | 0 | 0 | 5 | 2 | 1 | 1 | [13 empty] | 2 | 2 | 4 | 1 | 3 | 1 | 1 |  | 0
SCE Metro | Hinson | 230 | LDES |  |  | 0 | 0 | 0 | 0 | 0 | 0 | 0 | 0 | 0 | 1 | 1 | 1 | 1 | [13 empty] | 1 | 1 | 2 | 1 | 1 | 1 | 1 |  | 0
PG&E GBA | Hollister | 115 | LDES |  |  | 0 | 0 | 0 | 0 | 0 | 0 | 0 | 0 | 0 | 1 | 1 | 1 | 1 | [13 empty] | 2 | 2 | 4 | 2 | 3 | 1 | 1 |  | 0
PG&E NGBA | Homestake | 115 | LDES |  |  | 0 | 0 | 0 | 0 | 0 | 0 | 0 | 0 | 0 | 5 | 2 | 1 | 1 | [13 empty] | 2 | 1 | 4 | 2 | 3 | 1 | 1 |  | 0
PG&E NGBA | Honcut | 115 | LDES |  |  | 0 | 0 | 0 | 0 | 0 | 0 | 0 | 0 | 0 | 5 | 2 | 1 | 1 | [13 empty] | 2 | 1 | 4 | 2 | 3 | 1 | 1 |  | 0
SDGE | Hoodoo Wash | 500 | LDES |  |  | 0 | 0 | 0 | 0 | 0 | 0 | 0 | 0 | 0 | 1 | 1 | 1 | 1 | [13 empty] | 2 | 2 | 4 | 2 | 3 | 1 | 1 |  | 0
PG&E NGBA | Hopland | 115 | LDES |  |  | 0 | 0 | 0 | 0 | 0 | 0 | 0 | 0 | 0 | 5 | 2 | 1 | 1 | [13 empty] | 2 | 2 | 4 | 2 | 3 | 1 | 1 |  | 0
PG&E NGBA | Hopland | 60 | LDES |  |  | 0 | 0 | 0 | 0 | 0 | 0 | 0 | 0 | 0 | 5 | 2 | 1 | 1 | [13 empty] | 2 | 2 | 4 | 2 | 3 | 1 | 1 |  | 0
PG&E NGBA | Humboldt | 115 | LDES |  |  | 0 | 0 | 0 | 0 | 0 | 0 | 0 | 0 | 0 | 5 | 2 | 1 | 1 | [13 empty] | 2 | 2 | 3 | 2 | 3 | 1 | 1 |  | 0
PG&E NGBA | Humboldt | 60 | LDES |  |  | 0 | 0 | 0 | 0 | 0 | 0 | 0 | 0 | 0 | 5 | 2 | 1 | 1 | [13 empty] | 2 | 2 | 3 | 2 | 3 | 1 | 1 |  | 0
PG&E NGBA | Humboldt | 500 | LDES |  |  | 0 | 0 | 0 | 0 | 0 | 0 | 0 | 0 | 0 | 5 | 4 | 5 | 4 | [13 empty] | 2 | 2 | 3 | 2 | 3 | 1 | 1 |  | 0
SCE Metro | Huntington Beach | 230 | LDES |  |  | 0 | 0 | 0 | 0 | 0 | 0 | 0 | 0 | 0 | 1 | 1 | 1 | 1 | [13 empty] | 1 | 1 | 1 | 1 | 2 | 1 | 1 |  | 0
PG&E NGBA | Ignacio | 115 | LDES |  |  | 0 | 0 | 0 | 0 | 0 | 0 | 0 | 0 | 0 | 5 | 2 | 1 | 1 | [13 empty] | 2 | 1 | 4 | 1 | 3 | 1 | 1 |  | 0
PG&E NGBA | Ignacio | 230 | LDES |  |  | 0 | 0 | 0 | 0 | 0 | 0 | 0 | 0 | 0 | 5 | 2 | 1 | 1 | [13 empty] | 2 | 1 | 4 | 1 | 3 | 1 | 1 |  | 0
PG&E NGBA | Ignacio | 60 | LDES |  |  | 0 | 0 | 0 | 0 | 0 | 0 | 0 | 0 | 0 | 5 | 2 | 1 | 1 | [13 empty] | 2 | 1 | 4 | 1 | 3 | 1 | 1 |  | 0
SDGE | Imperial Beach | 69 | LDES |  |  | 0 | 0 | 0 | 0 | 0 | 0 | 0 | 0 | 0 | 1 | 1 | 1 | 1 | [13 empty] | 2 | 1 | 3 | 1 | 2 | 1 | 1 |  | 0
SDGE | Imperial Valley | 230 | LDES |  |  | 0 | 0 | 0 | 0 | 0 | 0 | 0 | 0 | 0 | 1 | 1 | 1 | 1 | [13 empty] | 1 | 1 | 2 | 2 | 1 | 1 | 1 |  | 0
SDGE | Imperial Valley | 500 | LDES |  |  | 0 | 0 | 0 | 0 | 0 | 0 | 0 | 0 | 0 | 1 | 1 | 1 | 1 | [13 empty] | 1 | 1 | 2 | 2 | 1 | 1 | 1 |  | 0
EOP | Innovation | 138 | LDES |  |  | 0 | 0 | 0 | 0 | 0 | 0 | 0 | 0 | 0 | 1 | 1 | 1 | 1 | [13 empty] | 2 | 2 | 4 | 1 | 3 | 1 | 1 |  | 0
EOP | Innovation | 230 | LDES |  |  | 0 | 0 | 0 | 0 | 0 | 0 | 0 | 0 | 0 | 1 | 1 | 1 | 1 | [13 empty] | 2 | 2 | 4 | 1 | 3 | 1 | 1 |  | 0
SCE NOL | Inyokern | 115 | LDES |  |  | 0 | 0 | 0 | 0 | 0 | 0 | 0 | 0 | 0 | 3 | 3 | 1 | 1 | [13 empty] | 2 | 2 | 4 | 1 | 3 | 1 | 1 |  | 0
EOP | IS Tap | 138 | LDES |  |  | 0 | 0 | 0 | 0 | 0 | 0 | 0 | 0 | 0 | 1 | 1 | 1 | 1 | [13 empty] | 2 | 2 | 4 | 1 | 3 | 1 | 1 |  | 0
EOP | Ivanpah | 115 | LDES |  |  | 0 | 0 | 0 | 0 | 0 | 0 | 0 | 0 | 0 | 1 | 1 | 1 | 1 | [13 empty] | 2 | 2 | 4 | 1 | 1 | 1 | 1 |  | 0
EOP | Ivanpah | 230 | LDES |  |  | 0 | 0 | 0 | 0 | 0 | 0 | 0 | 0 | 0 | 1 | 1 | 1 | 1 | [13 empty] | 2 | 2 | 4 | 1 | 1 | 1 | 1 |  | 0
EOP | Jackass (DOE) | 138 | LDES |  |  | 0 | 0 | 0 | 0 | 0 | 0 | 0 | 0 | 0 | 1 | 1 | 1 | 1 | [13 empty] | 2 | 2 | 4 | 1 | 3 | 1 | 1 |  | 0
PG&E NGBA | James B Black | 230 | LDES |  |  | 0 | 0 | 0 | 0 | 0 | 0 | 0 | 0 | 0 | 5 | 2 | 1 | 1 | [13 empty] | 2 | 2 | 4 | 2 | 3 | 1 | 1 |  | 0
PG&E GBA | Jefferson | 230 | LDES |  |  | 0 | 0 | 0 | 0 | 0 | 0 | 0 | 0 | 0 | 1 | 1 | 1 | 1 | [13 empty] | 2 | 1 | 3 | 1 | 2 | 1 | 1 |  | 0
PG&E NGBA | Jessup | 115 | LDES |  |  | 0 | 0 | 0 | 0 | 0 | 0 | 0 | 0 | 0 | 5 | 2 | 1 | 1 | [13 empty] | 2 | 2 | 3 | 2 | 3 | 1 | 1 |  | 0
SCE Metro | Johanna | 230 | LDES |  |  | 0 | 0 | 0 | 0 | 0 | 0 | 0 | 0 | 0 | 1 | 1 | 1 | 1 | [13 empty] | 1 | 1 | 2 | 1 | 1 | 1 | 1 |  | 0
SCE Eastern | Julian Hinds | 230 | LDES |  |  | 0 | 0 | 0 | 0 | 0 | 0 | 0 | 0 | 0 | 5 | 5 | 3 | 3 | [13 empty] | 2 | 1 | 4 | 1 | 3 | 1 | 1 |  | 0
PG&E GBA | Kasson | 115 | LDES |  |  | 0 | 0 | 0 | 0 | 0 | 0 | 0 | 0 | 0 | 5 | 2 | 1 | 1 | [13 empty] | 1 | 1 | 4 | 2 | 1 | 1 | 1 |  | 0
PG&E GBA | Kasson | 60 | LDES |  |  | 0 | 0 | 0 | 0 | 0 | 0 | 0 | 0 | 0 | 5 | 2 | 1 | 1 | [13 empty] | 1 | 1 | 4 | 2 | 1 | 1 | 1 |  | 0
PG&E FRESNO | Kearney | 230 | LDES |  |  | 0 | 0 | 0 | 0 | 0 | 0 | 0 | 0 | 0 | 5 | 2 | 1 | 1 | [13 empty] | 1 | 1 | 3 | 2 | 1 | 1 | 1 |  | 0
PG&E FRESNO | Kearney | 70 | LDES |  |  | 0 | 0 | 0 | 0 | 0 | 0 | 0 | 0 | 0 | 5 | 2 | 1 | 1 | [13 empty] | 1 | 1 | 3 | 2 | 1 | 1 | 1 |  | 0
PG&E GBA | Kelso | 230 | LDES |  |  | 0 | 0 | 0 | 0 | 0 | 0 | 0 | 0 | 0 | 5 | 2 | 1 | 1 | [13 empty] | 2 | 1 | 2 | 1 | 2 | 1 | 1 |  | 0
PG&E FRESNO | Kerchoff 1 | 115 | LDES |  |  | 0 | 0 | 0 | 0 | 0 | 0 | 0 | 0 | 0 | 5 | 2 | 1 | 1 | [13 empty] | 1 | 1 | 4 | 2 | 3 | 1 | 1 |  | 0
PG&E KERN | Kern Oil | 115 | LDES |  |  | 0 | 0 | 0 | 0 | 0 | 0 | 0 | 0 | 0 | 5 | 2 | 4 | 2 | [13 empty] | 1 | 1 | 1 | 1 | 1 | 1 | 1 |  | 0
PG&E KERN | Kern PP | 115 | LDES |  |  | 0 | 0 | 0 | 0 | 0 | 0 | 0 | 0 | 0 | 5 | 2 | 4 | 2 | [13 empty] | 1 | 1 | 2 | 1 | 2 | 1 | 1 |  | 0
PG&E KERN | Kern PP | 230 | LDES |  |  | 0 | 0 | 0 | 0 | 0 | 0 | 0 | 0 | 0 | 5 | 2 | 4 | 2 | [13 empty] | 1 | 1 | 2 | 1 | 2 | 1 | 1 |  | 0
PG&E KERN | Kern PP | 70 | LDES |  |  | 0 | 0 | 0 | 0 | 0 | 0 | 0 | 0 | 0 | 1 | 1 | 1 | 1 | [13 empty] | 1 | 1 | 2 | 1 | 2 | 1 | 1 |  | 0
PG&E KERN | Kernridge | 115 | LDES |  |  | 0 | 0 | 0 | 0 | 0 | 0 | 0 | 0 | 0 | 5 | 2 | 4 | 2 | [13 empty] | 1 | 1 | 1 | 1 | 1 | 1 | 1 |  | 0
PG&E FRESNO | Kingsburg | 115 | LDES |  |  | 0 | 0 | 0 | 0 | 0 | 0 | 0 | 0 | 0 | 5 | 2 | 4 | 2 | [13 empty] | 1 | 1 | 2 | 2 | 1 | 1 | 1 |  | 0
PG&E GBA | Kirker | 115 | LDES |  |  | 0 | 0 | 0 | 0 | 0 | 0 | 0 | 0 | 0 | 5 | 2 | 1 | 1 | [13 empty] | 2 | 1 | 3 | 1 | 1 | 1 | 1 |  | 0
PG&E NGBA | Knights Landing | 115 | LDES |  |  | 0 | 0 | 0 | 0 | 0 | 0 | 0 | 0 | 0 | 5 | 2 | 1 | 1 | [13 empty] | 2 | 1 | 4 | 2 | 3 | 1 | 1 |  | 0
PG&E NGBA | Konocti | 60 | LDES |  |  | 0 | 0 | 0 | 0 | 0 | 0 | 0 | 0 | 0 | 5 | 2 | 1 | 1 | [13 empty] | 2 | 2 | 4 | 2 | 3 | 1 | 1 |  | 0
SCE NOL | Kramer | 115 | LDES |  |  | 0 | 0 | 0 | 0 | 0 | 0 | 0 | 0 | 0 | 3 | 3 | 1 | 1 | [13 empty] | 2 | 1 | 4 | 1 | 3 | 1 | 1 |  | 0
SCE NOL | Kramer | 230 | LDES |  |  | 0 | 0 | 0 | 0 | 0 | 0 | 0 | 0 | 0 | 3 | 3 | 1 | 1 | [13 empty] | 2 | 1 | 4 | 1 | 3 | 1+ | 1 |  | 1
SCE Metro | La Cienega | 230 | LDES |  |  | 0 | 0 | 0 | 0 | 0 | 0 | 0 | 0 | 0 | 1 | 1 | 1 | 1 | [13 empty] | 1 | 1 | 2 | 1 | 2 | 1 | 1 |  | 0
SCE Metro | La Fresa | 230 | LDES |  |  | 0 | 0 | 0 | 0 | 0 | 0 | 0 | 0 | 0 | 1 | 1 | 1 | 1 | [13 empty] | 1 | 1 | 2 | 1 | 2 | 1 | 1 |  | 0
SCE Metro | Laguna Bell | 230 | LDES |  |  | 0 | 0 | 0 | 0 | 0 | 0 | 0 | 0 | 0 | 1 | 1 | 1 | 1 | [13 empty] | 1 | 1 | 2 | 1 | 1 | 1 | 1 |  | 0
PG&E KERN | Lakeview | 70 | LDES |  |  | 0 | 0 | 0 | 0 | 0 | 0 | 0 | 0 | 0 | 5 | 2 | 4 | 2 | [13 empty] | 1 | 1 | 4 | 1 | 1 | 1 | 1 |  | 0
PG&E NGBA | Lakeville | 230 | LDES |  |  | 0 | 0 | 0 | 0 | 0 | 0 | 0 | 0 | 0 | 5 | 2 | 1 | 1 | [13 empty] | 2 | 1 | 4 | 2 | 3 | 1 | 1 |  | 0
PG&E NGBA | Lakeville | 60 | LDES |  |  | 0 | 0 | 0 | 0 | 0 | 0 | 0 | 0 | 0 | 5 | 2 | 1 | 1 | [13 empty] | 2 | 1 | 4 | 2 | 3 | 1 | 1 |  | 0
PG&E NGBA | Lakeville | 115 | LDES |  |  | 0 | 0 | 0 | 0 | 0 | 0 | 0 | 0 | 0 | 5 | 2 | 1 | 1 | [13 empty] | 2 | 1 | 4 | 2 | 3 | 1 | 1 |  | 0
PG&E GBA | Lakewood | 115 | LDES |  |  | 0 | 0 | 0 | 0 | 0 | 0 | 0 | 0 | 0 | 5 | 2 | 1 | 1 | [13 empty] | 2 | 1 | 3 | 1 | 2 | 1 | 1 |  | 0
PG&E NGBA | Lambie | 230 | LDES |  |  | 0 | 0 | 0 | 0 | 0 | 0 | 0 | 0 | 0 | 5 | 2 | 1 | 1 | [13 empty] | 2 | 1 | 1 | 1 | 1 | 1 | 1 |  | 0
PG&E GBA | Lammers | 115 | LDES |  |  | 0 | 0 | 0 | 0 | 0 | 0 | 0 | 0 | 0 | 5 | 2 | 1 | 1 | [13 empty] | 1 | 1 | 1 | 2 | 2 | 1 | 1 |  | 0
PG&E KERN | Lamont | 115 | LDES |  |  | 0 | 0 | 0 | 0 | 0 | 0 | 0 | 0 | 0 | 5 | 2 | 4 | 2 | [13 empty] | 1 | 1 | 2 | 1 | 1 | 1 | 1 |  | 0
PG&E FRESNO | Las Aguilas | 230 | LDES |  |  | 0 | 0 | 0 | 0 | 0 | 0 | 0 | 0 | 0 | 1 | 1 | 1 | 1 | [13 empty] | 2 | 2 | 4 | 2 | 2 | 1 | 1 |  | 0
EOP | Lathrop | 138 | LDES |  |  | 0 | 0 | 0 | 0 | 0 | 0 | 0 | 0 | 0 | 1 | 1 | 1 | 1 | [13 empty] | 2 | 2 | 4 | 1 | 3 | 1 | 1 |  | 0
EOP | Lathrop | 230 | LDES |  |  | 0 | 0 | 0 | 0 | 0 | 0 | 0 | 0 | 0 | 1 | 1 | 1 | 1 | [13 empty] | 2 | 2 | 4 | 1 | 3 | 1 | 1 |  | 0
PG&E FRESNO | Le Grand | 115 | LDES |  |  | 0 | 0 | 0 | 0 | 0 | 0 | 0 | 0 | 0 | 5 | 2 | 1 | 1 | [13 empty] | 1 | 1 | 3 | 2 | 1 | 1 | 1 |  | 0
PG&E FRESNO | Lemoore | 70 | LDES |  |  | 0 | 0 | 0 | 0 | 0 | 0 | 0 | 0 | 0 | 1 | 1 | 1 | 1 | [13 empty] | 1 | 1 | 3 | 2 | 2 | 1 | 1 |  | 0
PG&E KERN | Lerdo | 115 | LDES |  |  | 0 | 0 | 0 | 0 | 0 | 0 | 0 | 0 | 0 | 5 | 2 | 4 | 2 | [13 empty] | 1 | 1 | 4 | 1 | 1 | 1 | 1 |  | 0
SCE Metro | Lewis | 230 | LDES |  |  | 0 | 0 | 0 | 0 | 0 | 0 | 0 | 0 | 0 | 1 | 1 | 1 | 1 | [13 empty] | 1 | 1 | 3 | 1 | 2 | 1 | 1 |  | 0
SCE Metro | Lighthipe | 230 | LDES |  |  | 0 | 0 | 0 | 0 | 0 | 0 | 0 | 0 | 0 | 1 | 1 | 1 | 1 | [13 empty] | 1 | 1 | 2 | 1 | 1 | 1 | 1 |  | 0
SDGE | Lilac | 69 | LDES |  |  | 0 | 0 | 0 | 0 | 0 | 0 | 0 | 0 | 0 | 1 | 1 | 1 | 1 | [13 empty] | 2 | 1 | 3 | 1 | 3 | 1 | 1 |  | 0
PG&E NGBA | Lincoln | 115 | LDES |  |  | 0 | 0 | 0 | 0 | 0 | 0 | 0 | 0 | 0 | 5 | 2 | 1 | 1 | [13 empty] | 2 | 1 | 3 | 2 | 3 | 1 | 1 |  | 0
PG&E KERN | Live Oak | 115 | LDES |  |  | 0 | 0 | 0 | 0 | 0 | 0 | 0 | 0 | 0 | 5 | 2 | 4 | 2 | [13 empty] | 1 | 1 | 1 | 1 | 1 | 1 | 1 |  | 0
PG&E GBA | Llagas | 115 | LDES |  |  | 0 | 0 | 0 | 0 | 0 | 0 | 0 | 0 | 0 | 1 | 1 | 1 | 1 | [13 empty] | 2 | 1 | 2 | 2 | 1 | 1 | 1 |  | 0
PG&E GBA | Lockeford | 115 | LDES |  |  | 0 | 0 | 0 | 0 | 0 | 0 | 0 | 0 | 0 | 5 | 2 | 1 | 1 | [13 empty] | 1 | 1 | 4 | 2 | 2 | 1 | 1 |  | 0
PG&E GBA | Lockeford | 230 | LDES |  |  | 0 | 0 | 0 | 0 | 0 | 0 | 0 | 0 | 0 | 5 | 2 | 1 | 1 | [13 empty] | 1 | 1 | 4 | 2 | 2 | 1 | 1 |  | 0
PG&E GBA | Lockeford | 60 | LDES |  |  | 0 | 0 | 0 | 0 | 0 | 0 | 0 | 0 | 0 | 5 | 2 | 1 | 1 | [13 empty] | 1 | 1 | 4 | 2 | 2 | 1 | 1 |  | 0
PG&E GBA | Lodi | 230 | LDES |  |  | 0 | 0 | 0 | 0 | 0 | 0 | 0 | 0 | 0 | 5 | 2 | 1 | 1 | [13 empty] | 1 | 1 | 1 | 2 | 1 | 1 | 1 |  | 0
PG&E NGBA | Logan Creek | 230 | LDES |  |  | 0 | 0 | 0 | 0 | 0 | 0 | 0 | 0 | 0 | 5 | 2 | 1 | 1 | [13 empty] | 2 | 2 | 4 | 1 | 2 | 1 | 1 |  | 0
PG&E GBA | Lone Tree | 230 | LDES |  |  | 0 | 0 | 0 | 0 | 0 | 0 | 0 | 0 | 0 | 5 | 2 | 1 | 1 | [13 empty] | 2 | 1 | 3 | 1 | 2 | 1 | 1 |  | 0
PG&E FRESNO | Los Banos | 230 | LDES |  |  | 0 | 0 | 0 | 0 | 0 | 0 | 0 | 0 | 0 | 1 | 1 | 1 | 1 | [13 empty] | 1 | 1 | 4 | 2 | 1 | 1 | 1 |  | 0
PG&E FRESNO | Los Banos | 500 | LDES |  |  | 0 | 0 | 0 | 0 | 0 | 0 | 0 | 0 | 0 | 1 | 1 | 1 | 1 | [13 empty] | 1 | 1 | 4 | 2 | 1 | 1 | 1 |  | 0
SDGE | Los Coches | 138 | LDES |  |  | 0 | 0 | 0 | 0 | 0 | 0 | 0 | 0 | 0 | 5 | 5 | 1 | 1 | [13 empty] | 2 | 2 | 4 | 2 | 3 | 1 | 1 |  | 0
SDGE | Los Coches | 69 | LDES |  |  | 0 | 0 | 0 | 0 | 0 | 0 | 0 | 0 | 0 | 1 | 1 | 1 | 1 | [13 empty] | 2 | 2 | 4 | 2 | 3 | 1 | 1 |  | 0
PG&E GBA | Los Esteros | 115 | LDES |  |  | 0 | 0 | 0 | 0 | 0 | 0 | 0 | 0 | 0 | 1 | 1 | 1 | 1 | [13 empty] | 2 | 1 | 1 | 2 | 1 | 1 | 1 |  | 0
PG&E GBA | Los Esteros | 230 | LDES |  |  | 0 | 0 | 0 | 0 | 0 | 0 | 0 | 0 | 0 | 1 | 1 | 1 | 1 | [13 empty] | 2 | 1 | 1 | 2 | 1 | 1 | 1 |  | 0
PG&E GBA | Los Positas | 230 | LDES |  |  | 0 | 0 | 0 | 0 | 0 | 0 | 0 | 0 | 0 | 5 | 2 | 1 | 1 | [13 empty] | 2 | 1 | 3 | 1 | 3 | 1 | 1 |  | 0
PG&E GBA | Los Positas | 60 | LDES |  |  | 0 | 0 | 0 | 0 | 0 | 0 | 0 | 0 | 0 | 5 | 2 | 1 | 1 | [13 empty] | 2 | 1 | 3 | 1 | 3 | 1 | 1 |  | 0
SDGE | Loveland | 69 | LDES |  |  | 0 | 0 | 0 | 0 | 0 | 0 | 0 | 0 | 0 | 1 | 1 | 1 | 1 | [13 empty] | 2 | 1 | 3 | 1 | 3 | 1 | 1 |  | 0
SCE NOL | Lugo | 230 | LDES |  |  | 0 | 0 | 0 | 0 | 0 | 0 | 0 | 0 | 0 | 1 | 1 | 1 | 1 | [13 empty] | 2 | 1 | 4 | 1 | 2 | 1 | 1 |  | 0
SCE Metro | Lugo | 500 | LDES |  |  | 0 | 0 | 0 | 0 | 0 | 0 | 0 | 0 | 0 | 1 | 1 | 1 | 1 | [13 empty] | 2 | 1 | 4 | 1 | 2 | 1 | 1 |  | 0
PG&E FRESNO | Madera | 70 | LDES |  |  | 0 | 0 | 0 | 0 | 0 | 0 | 0 | 0 | 0 | 5 | 2 | 1 | 1 | [13 empty] | 1 | 1 | 4 | 2 | 1 | 1 | 1 |  | 0
PG&E NGBA | Madison | 115 | LDES |  |  | 0 | 0 | 0 | 0 | 0 | 0 | 0 | 0 | 0 | 5 | 2 | 1 | 1 | [13 empty] | 2 | 1 | 4 | 2 | 3 | 1 | 1 |  | 0
PG&E KERN | Magunden | 115 | LDES |  | Mapped as PSH | 0 | 0 | 0 | 0 | 0 | 0 | 0 | 0 | 0 | 5 | 2 | 4 | 2 | [13 empty] | 1 | 1 | 2 | 1 | 1 | 1 | 1 |  | 0
SCE Northern | Magunden | 230 | LDES |  |  | 0 | 0 | 0 | 0 | 0 | 0 | 0 | 0 | 0 | 1 | 1 | 1 | 1 | [13 empty] | 1 | 1 | 2 | 1 | 1 | 1 | 1 |  | 0
PG&E FRESNO | Malaga | 115 | LDES |  |  | 0 | 0 | 0 | 0 | 0 | 0 | 0 | 0 | 0 | 5 | 2 | 4 | 2 | [13 empty] | 1 | 1 | 1 | 2 | 1 | 1 | 1 |  | 0
PG&E NGBA | Malin | 500 | LDES |  | Mapped as PSH | 315 | 0 | 315 | 0 | 0 | 0 | 315 | 0 | 315 | 5 | 2 | 1 | 1 | [13 empty] | 2 | 2 | 4 | 2 | 3 | 3- | 1 |  | 1
SCE Northern | Mandalay | 230 | LDES |  |  | 0 | 0 | 0 | 0 | 0 | 0 | 0 | 0 | 0 | 1 | 1 | 1 | 1 | [13 empty] | 2 | 1 | 2 | 1 | 1 | 1 | 1 |  | 0
PG&E FRESNO | Manning | 230 | LDES |  |  | 0 | 0 | 0 | 0 | 0 | 0 | 0 | 0 | 0 | 1 | 1 | 1 | 1 | [13 empty] | 1 | 1 | 2 | 2 | 1 | 1 | 1 |  | 0
PG&E FRESNO | Manning | 500 | LDES |  | Mapped as Batteries | 200 | 0 | 200 | 0 | 0 | 0 | 200 | 0 | 200 | 1 | 1 | 1 | 1 | [13 empty] | 1 | 1 | 2 | 2 | 1 | 5- | 1 |  | 1
PG&E GBA | Manteca | 115 | LDES |  |  | 0 | 0 | 0 | 0 | 0 | 0 | 0 | 0 | 0 | 5 | 2 | 4 | 2 | [13 empty] | 1 | 1 | 2 | 2 | 2 | 1 | 1 |  | 0
SDGE | Margarita | 138 | LDES |  |  | 0 | 0 | 0 | 0 | 0 | 0 | 0 | 0 | 0 | 1 | 1 | 1 | 1 | [13 empty] | 1 | 1 | 2 | 1 | 3 | 1 | 1 |  | 0
PG&E GBA | Martin | 230 | LDES |  |  | 0 | 0 | 0 | 0 | 0 | 0 | 0 | 0 | 0 | 5 | 2 | 1 | 1 | [13 empty] | 2 | 1 | 3 | 1 | 2 | 1 | 1 |  | 0
PG&E GBA | Martin | 115 | LDES |  |  | 0 | 0 | 0 | 0 | 0 | 0 | 0 | 0 | 0 | 1 | 1 | 1 | 1 | [13 empty] | 2 | 1 | 3 | 1 | 2 | 1 | 1 |  | 0
PG&E GBA | Martinez | 115 | LDES |  |  | 0 | 0 | 0 | 0 | 0 | 0 | 0 | 0 | 0 | 5 | 2 | 1 | 1 | [13 empty] | 2 | 1 | 1 | 1 | 1 | 1 | 1 |  | 0
PG&E FRESNO | Mc Mullin | 230 | LDES |  |  | 0 | 0 | 0 | 0 | 0 | 0 | 0 | 0 | 0 | 5 | 2 | 1 | 1 | [13 empty] | 1 | 1 | 3 | 2 | 1 | 1 | 1 |  | 0
PG&E FRESNO | McCall | 115 | LDES |  |  | 0 | 0 | 0 | 0 | 0 | 0 | 0 | 0 | 0 | 5 | 2 | 1 | 1 | [13 empty] | 1 | 1 | 3 | 2 | 1 | 1 | 1 |  | 0
PG&E FRESNO | McCall | 230 | LDES |  |  | 0 | 0 | 0 | 0 | 0 | 0 | 0 | 0 | 0 | 5 | 2 | 1 | 1 | [13 empty] | 1 | 1 | 3 | 2 | 1 | 1 | 1 |  | 0
PG&E GBA | Meadow Lane | 115 | LDES |  |  | 0 | 0 | 0 | 0 | 0 | 0 | 0 | 0 | 0 | 5 | 2 | 1 | 1 | [13 empty] | 2 | 1 | 2 | 1 | 1 | 1 | 1 |  | 0
PG&E GBA | Melones | 115 | LDES |  |  | 0 | 0 | 0 | 0 | 0 | 0 | 0 | 0 | 0 | 5 | 2 | 1 | 1 | [13 empty] | 2 | 1 | 4 | 1 | 3 | 1 | 1 |  | 0
PG&E GBA | Melones | 230 | LDES |  |  | 0 | 0 | 0 | 0 | 0 | 0 | 0 | 0 | 0 | 5 | 2 | 1 | 1 | [13 empty] | 2 | 1 | 4 | 1 | 3 | 1 | 1 |  | 0
SDGE | Melrose | 69 | LDES |  |  | 0 | 0 | 0 | 0 | 0 | 0 | 0 | 0 | 0 | 1 | 1 | 1 | 1 | [13 empty] | 2 | 1 | 3 | 1 | 3 | 1 | 1 |  | 0
PG&E NGBA | Mendocino | 115 | LDES |  |  | 0 | 0 | 0 | 0 | 0 | 0 | 0 | 0 | 0 | 5 | 2 | 1 | 1 | [13 empty] | 2 | 2 | 4 | 2 | 3 | 1 | 5 | Swtched to 60 kV to align with CI | 1
PG&E NGBA | Mendocino | 60 | LDES |  | Mapped as Batteries | 5 | 0 | 5 | 5 | 0 | 5 | 0 | 0 | 0 | 5 | 2 | 1 | 1 | [13 empty] | 2 | 2 | 4 | 2 | 3 | 1 | 1 |  | 1
PG&E FRESNO | Mendota | 115 | LDES |  |  | 0 | 0 | 0 | 0 | 0 | 0 | 0 | 0 | 0 | 5 | 2 | 1 | 1 | [13 empty] | 1 | 1 | 3 | 2 | 1 | 1 | 1 |  | 0
PG&E GBA | Menlo | 60 | LDES |  |  | 0 | 0 | 0 | 0 | 0 | 0 | 0 | 0 | 0 | 5 | 2 | 1 | 1 | [13 empty] | 2 | 1 | 3 | 1 | 2 | 1 | 1 |  | 0
PG&E FRESNO | Merced | 115 | LDES |  |  | 0 | 0 | 0 | 0 | 0 | 0 | 0 | 0 | 0 | 5 | 2 | 1 | 1 | [13 empty] | 1 | 1 | 4 | 2 | 1 | 1 | 1 |  | 0
EOP | Mercury | 138 | LDES |  |  | 0 | 0 | 0 | 0 | 0 | 0 | 0 | 0 | 0 | 1 | 1 | 1 | 1 | [13 empty] | 2 | 2 | 4 | 1 | 3 | 1 | 1 |  | 0
PG&E FRESNO | Mercy Springs | 70 | LDES |  |  | 0 | 0 | 0 | 0 | 0 | 0 | 0 | 0 | 0 | 1 | 1 | 1 | 1 | [13 empty] | 1 | 1 | 4 | 2 | 1 | 1 | 1 |  | 0
PG&E NGBA | Meridian | 60 | LDES |  |  | 0 | 0 | 0 | 0 | 0 | 0 | 0 | 0 | 0 | 5 | 2 | 1 | 1 | [13 empty] | 2 | 2 | 4 | 1 | 3 | 1 | 1 |  | 0
PG&E KERN | Mesa (PGE) | 115 | LDES |  |  | 0 | 0 | 0 | 0 | 0 | 0 | 0 | 0 | 0 | 1 | 1 | 1 | 1 | [13 empty] | 2 | 2 | 3 | 2 | 2 | 1 | 1 |  | 0
PG&E KERN | Mesa (PGE) | 230 | LDES |  |  | 0 | 0 | 0 | 0 | 0 | 0 | 0 | 0 | 0 | 5 | 2 | 4 | 2 | [13 empty] | 2 | 2 | 3 | 2 | 2 | 1 | 1 |  | 0
SCE Metro | Mesa (SCE) | 230 | LDES |  |  | 0 | 0 | 0 | 0 | 0 | 0 | 0 | 0 | 0 | 1 | 1 | 1 | 1 | [13 empty] | 1 | 1 | 3 | 1 | 2 | 1 | 1 |  | 0
SCE Metro | Mesa (SCE) | 500 | LDES |  |  | 0 | 0 | 0 | 0 | 0 | 0 | 0 | 0 | 0 | 1 | 1 | 1 | 1 | [13 empty] | 1 | 1 | 3 | 1 | 2 | 1 | 1 |  | 0
SDGE | Mesa Heights | 69 | LDES |  |  | 0 | 0 | 0 | 0 | 0 | 0 | 0 | 0 | 0 | 1 | 1 | 1 | 1 | [13 empty] | 2 | 1 | 2 | 1 | 3 | 1 | 1 |  | 0
PG&E GBA | Metcalf | 115 | LDES |  |  | 0 | 0 | 0 | 0 | 0 | 0 | 0 | 0 | 0 | 1 | 1 | 1 | 1 | [13 empty] | 2 | 1 | 1 | 2 | 3 | 1 | 1 |  | 0
PG&E GBA | Metcalf | 230 | LDES |  |  | 0 | 0 | 0 | 0 | 0 | 0 | 0 | 0 | 0 | 1 | 1 | 1 | 1 | [13 empty] | 2 | 1 | 1 | 2 | 3 | 1 | 1 |  | 0
PG&E GBA | Metcalf | 500 | LDES |  |  | 0 | 0 | 0 | 0 | 0 | 0 | 0 | 0 | 0 | 1 | 1 | 1 | 1 | [13 empty] | 2 | 1 | 1 | 2 | 3 | 1 | 1 |  | 0
PG&E KERN | Midway | 115 | LDES |  |  | 0 | 0 | 0 | 0 | 0 | 0 | 0 | 0 | 0 | 5 | 2 | 4 | 2 | [13 empty] | 1 | 1 | 3 | 1 | 1 | 1 | 1 |  | 0
PG&E KERN | Midway | 230 | LDES |  |  | 0 | 0 | 0 | 0 | 0 | 0 | 0 | 0 | 0 | 5 | 2 | 4 | 2 | [13 empty] | 1 | 1 | 3 | 1 | 1 | 1 | 1 |  | 0
PG&E KERN | Midway | 500 | LDES |  |  | 0 | 0 | 0 | 0 | 0 | 0 | 0 | 0 | 0 | 5 | 2 | 4 | 2 | [13 empty] | 1 | 1 | 3 | 1 | 1 | 1 | 1 |  | 0
SDGE | Miguel | 230 | LDES |  |  | 0 | 0 | 0 | 0 | 0 | 0 | 0 | 0 | 0 | 1 | 1 | 1 | 1 | [13 empty] | 2 | 1 | 3 | 1 | 2 | 1 | 1 |  | 0
SDGE | Miguel | 500 | LDES |  |  | 0 | 0 | 0 | 0 | 0 | 0 | 0 | 0 | 0 | 1 | 1 | 1 | 1 | [13 empty] | 2 | 1 | 3 | 1 | 2 | 1 | 1 |  | 0
SDGE | Miguel | 69 | LDES |  |  | 0 | 0 | 0 | 0 | 0 | 0 | 0 | 0 | 0 | 1 | 1 | 1 | 1 | [13 empty] | 2 | 1 | 3 | 1 | 2 | 1 | 1 |  | 0
PG&E GBA | Millbrae | 115 | LDES |  |  | 0 | 0 | 0 | 0 | 0 | 0 | 0 | 0 | 0 | 1 | 1 | 1 | 1 | [13 empty] | 2 | 1 | 3 | 1 | 2 | 1 | 1 |  | 0
PG&E GBA | Miller | 115 | LDES |  |  | 0 | 0 | 0 | 0 | 0 | 0 | 0 | 0 | 0 | 5 | 2 | 1 | 1 | [13 empty] | 1 | 1 | 4 | 2 | 1 | 1 | 1 |  | 0
SCE Metro | Mira Loma | 230 | LDES |  |  | 0 | 0 | 0 | 0 | 0 | 0 | 0 | 0 | 0 | 1 | 1 | 1 | 1 | [13 empty] | 1 | 1 | 1 | 1 | 1 | 1 | 1 |  | 0
SCE Metro | Mira Loma | 500 | LDES |  |  | 0 | 0 | 0 | 0 | 0 | 0 | 0 | 0 | 0 | 1 | 1 | 1 | 1 | [13 empty] | 1 | 1 | 1 | 1 | 1 | 1 | 1 |  | 0
SCE Eastern | Mirage | 115 | LDES |  |  | 0 | 0 | 0 | 0 | 0 | 0 | 0 | 0 | 0 | 5 | 5 | 3 | 3 | [13 empty] | 2 | 1 | 3 | 1 | 3 | 1 | 1 |  | 0
SCE Eastern | Mirage | 230 | LDES |  |  | 0 | 0 | 0 | 0 | 0 | 0 | 0 | 0 | 0 | 5 | 5 | 3 | 3 | [13 empty] | 2 | 1 | 3 | 1 | 3 | 1 | 1 |  | 0
SDGE | Mission | 138 | LDES |  |  | 0 | 0 | 0 | 0 | 0 | 0 | 0 | 0 | 0 | 1 | 1 | 1 | 1 | [13 empty] | 2 | 1 | 2 | 1 | 2 | 1 | 1 |  | 0
SDGE | Mission | 230 | LDES |  |  | 0 | 0 | 0 | 0 | 0 | 0 | 0 | 0 | 0 | 1 | 1 | 1 | 1 | [13 empty] | 2 | 1 | 2 | 1 | 2 | 1 | 1 |  | 0
SDGE | Mission | 69 | LDES |  |  | 0 | 0 | 0 | 0 | 0 | 0 | 0 | 0 | 0 | 1 | 1 | 1 | 1 | [13 empty] | 2 | 1 | 2 | 1 | 2 | 1 | 1 |  | 0
PG&E GBA | Mi-Wuk | 115 | LDES |  |  | 0 | 0 | 0 | 0 | 0 | 0 | 0 | 0 | 0 | 5 | 2 | 1 | 1 | [13 empty] | 2 | 1 | 4 | 1 | 3 | 1 | 1 |  | 0
EOP | Mohave | 500 | LDES |  |  | 0 | 0 | 0 | 0 | 0 | 0 | 0 | 0 | 0 | 1 | 1 | 1 | 1 | [13 empty] | 2 | 2 | 3 | 1 | 3 | 1 | 1 |  | 0
PG&E NGBA | Monroe | 115 | LDES |  |  | 0 | 0 | 0 | 0 | 0 | 0 | 0 | 0 | 0 | 5 | 2 | 1 | 1 | [13 empty] | 2 | 1 | 3 | 2 | 2 | 1 | 1 |  | 0
SDGE | Monserate | 69 | LDES |  |  | 0 | 0 | 0 | 0 | 0 | 0 | 0 | 0 | 0 | 1 | 1 | 1 | 1 | [13 empty] | 2 | 1 | 3 | 1 | 3 | 1 | 1 |  | 0
PG&E GBA | Monta Vista | 115 | LDES |  |  | 0 | 0 | 0 | 0 | 0 | 0 | 0 | 0 | 0 | 1 | 1 | 1 | 1 | [13 empty] | 2 | 1 | 3 | 2 | 3 | 1 | 1 |  | 0
PG&E GBA | Monta Vista | 230 | LDES |  |  | 0 | 0 | 0 | 0 | 0 | 0 | 0 | 0 | 0 | 1 | 1 | 1 | 1 | [13 empty] | 2 | 1 | 3 | 2 | 3 | 1 | 1 |  | 0
PG&E GBA | Monta Vista | 60 | LDES |  |  | 0 | 0 | 0 | 0 | 0 | 0 | 0 | 0 | 0 | 1 | 1 | 1 | 1 | [13 empty] | 2 | 1 | 3 | 2 | 3 | 1 | 1 |  | 0
PG&E NGBA | Monticello | 115 | LDES |  |  | 0 | 0 | 0 | 0 | 0 | 0 | 0 | 0 | 0 | 5 | 2 | 1 | 1 | [13 empty] | 2 | 1 | 4 | 2 | 3 | 1 | 1 |  | 0
SCE Northern | Moorpark | 230 | LDES |  |  | 0 | 0 | 0 | 0 | 0 | 0 | 0 | 0 | 0 | 1 | 1 | 1 | 1 | [13 empty] | 2 | 1 | 4 | 1 | 3 | 1 | 1 |  | 0
SCE Northern | Moorpark | 66 | LDES |  |  | 0 | 0 | 0 | 0 | 0 | 0 | 0 | 0 | 0 | 1 | 1 | 1 | 1 | [13 empty] | 2 | 1 | 4 | 1 | 3 | 1 | 1 |  | 0
PG&E GBA | Moraga | 115 | LDES |  |  | 0 | 0 | 0 | 0 | 0 | 0 | 0 | 0 | 0 | 5 | 2 | 1 | 1 | [13 empty] | 2 | 1 | 3 | 1 | 3 | 1 | 1 |  | 0
PG&E GBA | Moraga | 230 | LDES |  |  | 0 | 0 | 0 | 0 | 0 | 0 | 0 | 0 | 0 | 5 | 2 | 1 | 1 | [13 empty] | 2 | 1 | 3 | 1 | 3 | 1 | 1 |  | 0
PG&E GBA | Morgan Hill | 115 | LDES |  |  | 0 | 0 | 0 | 0 | 0 | 0 | 0 | 0 | 0 | 1 | 1 | 1 | 1 | [13 empty] | 2 | 1 | 3 | 2 | 2 | 1 | 1 |  | 0
PG&E KERN | Morro Bay | 115 | LDES |  |  | 0 | 0 | 0 | 0 | 0 | 0 | 0 | 0 | 0 | 1 | 1 | 1 | 1 | [13 empty] | 2 | 2 | 2 | 2 | 3 | 1 | 1 |  | 0
PG&E KERN | Morro Bay | 230 | LDES |  |  | 0 | 0 | 0 | 0 | 0 | 0 | 0 | 0 | 0 | 5 | 2 | 4 | 2 | [13 empty] | 2 | 2 | 2 | 2 | 3 | 4+ | 1 |  | 1
PG&E KERN | Morro Bay | 500 | LDES |  |  | 0 | 0 | 0 | 0 | 0 | 0 | 0 | 0 | 0 | 5 | 2 | 4 | 2 | [13 empty] | 2 | 2 | 2 | 2 | 3 | 1 | 1 |  | 0
PG&E GBA | Moss Landing | 115 | LDES |  |  | 0 | 0 | 0 | 0 | 0 | 0 | 0 | 0 | 0 | 1 | 1 | 1 | 1 | [13 empty] | 2 | 2 | 1 | 2 | 2 | 1 | 1 |  | 0
PG&E GBA | Moss Landing | 230 | LDES |  |  | 0 | 0 | 0 | 0 | 0 | 0 | 0 | 0 | 0 | 1 | 1 | 1 | 1 | [13 empty] | 2 | 2 | 1 | 2 | 2 | 1 | 1 |  | 0
PG&E GBA | Moss Landing | 500 | LDES |  |  | 0 | 0 | 0 | 0 | 0 | 0 | 0 | 0 | 0 | 5 | 2 | 1 | 1 | [13 empty] | 2 | 2 | 1 | 2 | 2 | 1 | 1 |  | 0
EOP | Mountain Pass | 115 | LDES |  |  | 0 | 0 | 0 | 0 | 0 | 0 | 0 | 0 | 0 | 1 | 1 | 1 | 1 | [13 empty] | 2 | 2 | 4 | 1 | 1 | 1 | 1 |  | 0
PG&E GBA | Mountain View | 115 | LDES |  |  | 0 | 0 | 0 | 0 | 0 | 0 | 0 | 0 | 0 | 1 | 1 | 1 | 1 | [13 empty] | 2 | 1 | 2 | 2 | 2 | 1 | 1 |  | 0
PG&E GBA | Mt Eden | 115 | LDES |  |  | 0 | 0 | 0 | 0 | 0 | 0 | 0 | 0 | 0 | 5 | 2 | 1 | 1 | [13 empty] | 2 | 1 | 2 | 1 | 2 | 1 | 1 |  | 0
PG&E KERN | Mt Poso | 115 | LDES |  |  | 0 | 0 | 0 | 0 | 0 | 0 | 0 | 0 | 0 | 1 | 1 | 1 | 1 | [13 empty] | 1 | 1 | 2 | 1 | 1 | 1 | 1 |  | 0
SDGE | Murray | 69 | LDES |  |  | 0 | 0 | 0 | 0 | 0 | 0 | 0 | 0 | 0 | 1 | 1 | 1 | 1 | [13 empty] | 2 | 1 | 2 | 1 | 2 | 1 | 1 |  | 0
PG&E FRESNO | Mustang | 230 | LDES |  |  | 0 | 0 | 0 | 0 | 0 | 0 | 0 | 0 | 0 | 5 | 2 | 4 | 2 | [13 empty] | 1 | 1 | 1 | 2 | 1 | 1 | 1 |  | 0
SCE Northern | Neenach | 66 | LDES |  |  | 0 | 0 | 0 | 0 | 0 | 0 | 0 | 0 | 0 | 1 | 1 | 1 | 1 | [13 empty] | 2 | 1 | 4 | 1 | 3 | 1 | 1 |  | 0
PG&E KERN | New Sub - Gates - Midway (Proposed) | 230 | LDES |  |  | 0 | 0 | 0 | 0 | 0 | 0 | 0 | 0 | 0 | 5 | 2 | 4 | 2 | [13 empty] | 1 | 1 | 4 | 2 | 1 | 1 | 1 |  | 0
PG&E KERN | New Sub - Gates - Templeton (Proposed) | 230 | LDES |  |  | 0 | 0 | 0 | 0 | 0 | 0 | 0 | 0 | 0 | 5 | 2 | 4 | 2 | [13 empty] | 1 | 1 | 4 | 2 | 1 | 1 | 1 |  | 0
SCE NOL | New Sub - Kramer - Lugo (Proposed) | 230 | LDES |  |  | 0 | 0 | 0 | 0 | 0 | 0 | 0 | 0 | 0 | 3 | 3 | 1 | 1 | [13 empty] | 2 | 1 | 2 | 1 | 1 | 1 | 1 |  | 0
PG&E FRESNO | New Sub - Los Banos - Midway (Proposed) | 500 | LDES |  |  | 0 | 0 | 0 | 0 | 0 | 0 | 0 | 0 | 0 | 5 | 2 | 4 | 2 | [13 empty] | 1 | 1 | 4 | 2 | 1 | 1 | 1 |  | 0
SCE NOL | New Sub - Lugo - Pisgah (Proposed) | 230 | LDES |  |  | 0 | 0 | 0 | 0 | 0 | 0 | 0 | 0 | 0 | 1 | 1 | 1 | 1 | [13 empty] | 2 | 1 | 3 | 1 | 3 | 1 | 1 |  | 0
PG&E KERN | New Sub - Midway - Wheeler Ridge (Proposed) | 230 | LDES |  |  | 0 | 0 | 0 | 0 | 0 | 0 | 0 | 0 | 0 | 5 | 2 | 4 | 2 | [13 empty] | 1 | 1 | 3 | 1 | 1 | 1 | 1 |  | 0
PG&E NGBA | New Sub - Near existing Leavitt (PSREC) | 345 | LDES |  |  | 0 | 0 | 0 | 0 | 0 | 0 | 0 | 0 | 0 | 5 | 2 | 1 | 1 | [13 empty] | 2 | 2 | 1 | 1 | 3 | 1 | 1 |  | 0
PG&E NGBA | New Sub - Near existing Madeline (NVE) | 345 | LDES |  |  | 0 | 0 | 0 | 0 | 0 | 0 | 0 | 0 | 0 | 5 | 2 | 1 | 1 | [13 empty] | 2 | 2 | 4 | 1 | 3 | 1 | 1 |  | 0
SDGE | New Sub - North Gila - IV (Proposed) | 500 | LDES |  |  | 0 | 0 | 0 | 0 | 0 | 0 | 0 | 0 | 0 | 1 | 1 | 1 | 1 | [13 empty] | 2 | 1 | 4 | 2 | 2 | 1 | 1 |  | 0
PG&E NGBA | New Sub - Pit 1 - Cottonwood (Proposed) | 230 | LDES |  |  | 0 | 0 | 0 | 0 | 0 | 0 | 0 | 0 | 0 | 5 | 5 | 3 | 3 | [13 empty] | 2 | 2 | 4 | 2 | 3 | 1 | 1 |  | 0
PG&E GBA | New Sub - Rancho Seco - Bellota (Proposed) | 230 | LDES |  |  | 0 | 0 | 0 | 0 | 0 | 0 | 0 | 0 | 0 | 5 | 2 | 1 | 1 | [13 empty] | 1 | 1 | 4 | 2 | 3 | 1 | 1 |  | 0
SDGE | New Sub - Suncrest - Ocotillo (Proposed) | 500 | LDES |  |  | 0 | 0 | 0 | 0 | 0 | 0 | 0 | 0 | 0 | 1 | 1 | 1 | 1 | [13 empty] | 2 | 1 | 4 | 1 | 3 | 1 | 1 |  | 0
PG&E FRESNO | New Sub - Westley - Quinto (Proposed) | 230 | LDES |  |  | 0 | 0 | 0 | 0 | 0 | 0 | 0 | 0 | 0 | 1 | 1 | 1 | 1 | [13 empty] | 1 | 1 | 4 | 2 | 1 | 1 | 1 |  | 0
PG&E GBA | Newark | 115 | LDES |  |  | 0 | 0 | 0 | 0 | 0 | 0 | 0 | 0 | 0 | 1 | 1 | 1 | 1 | [13 empty] | 2 | 1 | 3 | 1 | 2 | 1 | 1 |  | 0
PG&E GBA | Newark | 230 | LDES |  |  | 0 | 0 | 0 | 0 | 0 | 0 | 0 | 0 | 0 | 1 | 1 | 1 | 1 | [13 empty] | 2 | 1 | 3 | 1 | 2 | 1 | 1 |  | 0
PG&E GBA | Newark | 60 | LDES |  |  | 0 | 0 | 0 | 0 | 0 | 0 | 0 | 0 | 0 | 5 | 2 | 1 | 1 | [13 empty] | 2 | 1 | 3 | 1 | 2 | 1 | 1 |  | 0
PG&E FRESNO | Newhall | 115 | LDES |  |  | 0 | 0 | 0 | 0 | 0 | 0 | 0 | 0 | 0 | 5 | 2 | 1 | 1 | [13 empty] | 1 | 1 | 4 | 2 | 1 | 1 | 1 |  | 0
PG&E KERN | Norco | 115 | LDES |  |  | 0 | 0 | 0 | 0 | 0 | 0 | 0 | 0 | 0 | 5 | 2 | 4 | 2 | [13 empty] | 1 | 1 | 3 | 1 | 1 | 1 | 1 |  | 0
PG&E GBA | Nortech | 115 | LDES |  |  | 0 | 0 | 0 | 0 | 0 | 0 | 0 | 0 | 0 | 1 | 1 | 1 | 1 | [13 empty] | 2 | 1 | 2 | 2 | 1 | 1 | 1 |  | 0
SDGE | North City Metering | 138 | LDES |  |  | 0 | 0 | 0 | 0 | 0 | 0 | 0 | 0 | 0 | 1 | 1 | 1 | 1 | [13 empty] | 2 | 1 | 2 | 1 | 3 | 1 | 1 |  | 0
PG&E GBA | North Dublin | 230 | LDES |  |  | 0 | 0 | 0 | 0 | 0 | 0 | 0 | 0 | 0 | 5 | 2 | 1 | 1 | [13 empty] | 2 | 1 | 2 | 1 | 3 | 1 | 1 |  | 0
SDGE | North Gila | 500 | LDES |  |  | 0 | 0 | 0 | 0 | 0 | 0 | 0 | 0 | 0 | 1 | 1 | 1 | 1 | [13 empty] | 2 | 2 | 4 | 2 | 3 | 1 | 1 |  | 0
SCE Metro | North of SONGS | 230 | LDES |  |  | 0 | 0 | 0 | 0 | 0 | 0 | 0 | 0 | 0 | 1 | 1 | 1 | 1 | [13 empty] | 2 | 1 | 3 | 1 | 3 | 1 | 1 |  | 0
SCE Metro | North of SONGS | 500 | LDES |  |  | 0 | 0 | 0 | 0 | 0 | 0 | 0 | 0 | 0 | 1 | 1 | 1 | 1 | [13 empty] | 2 | 1 | 3 | 1 | 3 | 1 | 1 |  | 0
PG&E NGBA | Notre Dame | 115 | LDES |  |  | 0 | 0 | 0 | 0 | 0 | 0 | 0 | 0 | 0 | 5 | 2 | 1 | 1 | [13 empty] | 2 | 1 | 4 | 2 | 2 | 1 | 1 |  | 0
PG&E GBA | Oakland C | 115 | LDES |  |  | 0 | 0 | 0 | 0 | 0 | 0 | 0 | 0 | 0 | 5 | 2 | 1 | 1 | [13 empty] | 2 | 1 | 1 | 1 | 2 | 1 | 1 |  | 0
PG&E GBA | Oakland J | 115 | LDES |  |  | 0 | 0 | 0 | 0 | 0 | 0 | 0 | 0 | 0 | 5 | 2 | 1 | 1 | [13 empty] | 2 | 1 | 2 | 1 | 1 | 1 | 1 |  | 0
PG&E GBA | Oakland L | 115 | LDES |  |  | 0 | 0 | 0 | 0 | 0 | 0 | 0 | 0 | 0 | 5 | 2 | 1 | 1 | [13 empty] | 2 | 1 | 2 | 1 | 1 | 1 | 1 |  | 0
PG&E GBA | Oakland X | 115 | LDES |  |  | 0 | 0 | 0 | 0 | 0 | 0 | 0 | 0 | 0 | 5 | 2 | 1 | 1 | [13 empty] | 2 | 1 | 2 | 1 | 2 | 1 | 1 |  | 0
SDGE | Ocean Ranch | 69 | LDES |  |  | 0 | 0 | 0 | 0 | 0 | 0 | 0 | 0 | 0 | 1 | 1 | 1 | 1 | [13 empty] | 2 | 1 | 4 | 1 | 3 | 1 | 1 |  | 0
PG&E KERN | Oceano | 115 | LDES |  |  | 0 | 0 | 0 | 0 | 0 | 0 | 0 | 0 | 0 | 1 | 1 | 1 | 1 | [13 empty] | 2 | 2 | 4 | 2 | 3 | 1 | 1 |  | 0
SDGE | Ocotillo Express | 500 | LDES |  |  | 0 | 0 | 0 | 0 | 0 | 0 | 0 | 0 | 0 | 1 | 1 | 1 | 1 | [13 empty] | 2 | 1 | 4 | 2 | 3 | 1 | 1 |  | 0
PG&E KERN | Old River | 70 | LDES |  |  | 0 | 0 | 0 | 0 | 0 | 0 | 0 | 0 | 0 | 5 | 2 | 4 | 2 | [13 empty] | 1 | 1 | 4 | 1 | 2 | 1 | 1 |  | 0
SDGE | Old Town | 230 | LDES |  |  | 0 | 0 | 0 | 0 | 0 | 0 | 0 | 0 | 0 | 1 | 1 | 1 | 1 | [13 empty] | 2 | 1 | 3 | 1 | 2 | 1 | 1 |  | 0
SCE Metro | Olinda | 230 | LDES |  |  | 0 | 0 | 0 | 0 | 0 | 0 | 0 | 0 | 0 | 1 | 1 | 1 | 1 | [13 empty] | 1 | 1 | 2 | 1 | 2 | 1 | 1 |  | 0
PG&E FRESNO | Olive | 115 | LDES |  |  | 0 | 0 | 0 | 0 | 0 | 0 | 0 | 0 | 0 | 5 | 2 | 4 | 2 | [13 empty] | 1 | 1 | 4 | 1 | 1 | 1 | 1 |  | 0
PG&E NGBA | Olivehurst | 115 | LDES |  |  | 0 | 0 | 0 | 0 | 0 | 0 | 0 | 0 | 0 | 5 | 2 | 1 | 1 | [13 empty] | 2 | 2 | 2 | 1 | 2 | 1 | 1 |  | 0
PG&E NGBA | Oregon Trail | 60 | LDES |  |  | 0 | 0 | 0 | 0 | 0 | 0 | 0 | 0 | 0 | 5 | 2 | 1 | 1 | [13 empty] | 2 | 2 | 3 | 2 | 3 | 1 | 1 |  | 0
SCE Northern | Ormond Beach | 230 | LDES |  |  | 0 | 0 | 0 | 0 | 0 | 0 | 0 | 0 | 0 | 1 | 1 | 1 | 1 | [13 empty] | 2 | 1 | 1 | 1 | 1 | 1 | 1 |  | 0
PG&E FRESNO | Oro Loma | 115 | LDES |  |  | 0 | 0 | 0 | 0 | 0 | 0 | 0 | 0 | 0 | 1 | 1 | 1 | 1 | [13 empty] | 1 | 1 | 4 | 2 | 1 | 1 | 1 |  | 0
PG&E FRESNO | Oro Loma | 70 | LDES |  |  | 0 | 0 | 0 | 0 | 0 | 0 | 0 | 0 | 0 | 1 | 1 | 1 | 1 | [13 empty] | 1 | 1 | 4 | 2 | 1 | 1 | 1 |  | 0
PG&E FRESNO | Orosi | 70 | LDES |  |  | 0 | 0 | 0 | 0 | 0 | 0 | 0 | 0 | 0 | 5 | 2 | 1 | 1 | [13 empty] | 1 | 1 | 4 | 1 | 1 | 1 | 1 |  | 0
SDGE | Otay | 69 | LDES |  |  | 0 | 0 | 0 | 0 | 0 | 0 | 0 | 0 | 0 | 1 | 1 | 1 | 1 | [13 empty] | 2 | 1 | 1 | 1 | 1 | 1 | 1 |  | 0
SDGE | Otay Mesa | 230 | LDES |  |  | 0 | 0 | 0 | 0 | 0 | 0 | 0 | 0 | 0 | 1 | 1 | 1 | 1 | [13 empty] | 2 | 1 | 1 | 1 | 3 | 1 | 1 |  | 0
PG&E FRESNO | Padre Flats SW STA | 230 | LDES |  |  | 0 | 0 | 0 | 0 | 0 | 0 | 0 | 0 | 0 | 1 | 1 | 1 | 1 | [13 empty] | 1 | 1 | 4 | 2 | 1 | 1 | 1 |  | 0
EOP | Pahrump | 138 | LDES |  |  | 0 | 0 | 0 | 0 | 0 | 0 | 0 | 0 | 0 | 1 | 1 | 1 | 1 | [13 empty] | 2 | 2 | 4 | 1 | 3 | 1 | 1 |  | 0
EOP | Pahrump | 230 | LDES |  |  | 0 | 0 | 0 | 0 | 0 | 0 | 0 | 0 | 0 | 1 | 1 | 1 | 1 | [13 empty] | 2 | 2 | 4 | 1 | 3 | 1 | 1 |  | 0
SDGE | Pala | 69 | LDES |  |  | 0 | 0 | 0 | 0 | 0 | 0 | 0 | 0 | 0 | 1 | 1 | 1 | 1 | [13 empty] | 2 | 1 | 1 | 1 | 3 | 1 | 1 |  | 0
PG&E NGBA | Palermo | 115 | LDES |  |  | 0 | 0 | 0 | 0 | 0 | 0 | 0 | 0 | 0 | 5 | 2 | 1 | 1 | [13 empty] | 2 | 1 | 2 | 2 | 2 | 1 | 1 |  | 0
PG&E NGBA | Palermo | 230 | LDES |  |  | 0 | 0 | 0 | 0 | 0 | 0 | 0 | 0 | 0 | 5 | 2 | 1 | 1 | [13 empty] | 2 | 1 | 2 | 2 | 2 | 1 | 1 |  | 0
SCE Eastern | Palo Verde | 500 | LDES |  |  | 0 | 0 | 0 | 0 | 0 | 0 | 0 | 0 | 0 | 1 | 1 | 1 | 1 | [13 empty] | 2 | 1 | 4 | 2 | 3 | 1 | 1 |  | 0
SDGE | Palomar Energy | 230 | LDES |  |  | 0 | 0 | 0 | 0 | 0 | 0 | 0 | 0 | 0 | 1 | 1 | 1 | 1 | [13 empty] | 2 | 1 | 2 | 1 | 3 | 1 | 1 |  | 0
PG&E KERN | Panama | 70 | LDES |  |  | 0 | 0 | 0 | 0 | 0 | 0 | 0 | 0 | 0 | 1 | 1 | 1 | 1 | [13 empty] | 1 | 1 | 4 | 1 | 1 | 1 | 1 |  | 0
PG&E FRESNO | Panoche | 115 | LDES |  |  | 0 | 0 | 0 | 0 | 0 | 0 | 0 | 0 | 0 | 5 | 2 | 1 | 1 | [13 empty] | 1 | 1 | 1 | 2 | 1 | 1 | 1 |  | 0
PG&E FRESNO | Panoche | 230 | LDES |  |  | 0 | 0 | 0 | 0 | 0 | 0 | 0 | 0 | 0 | 1 | 1 | 1 | 1 | [13 empty] | 1 | 1 | 1 | 2 | 1 | 1 | 1 |  | 0
SCE Northern | Pardee | 230 | LDES |  |  | 0 | 0 | 0 | 0 | 0 | 0 | 0 | 0 | 0 | 1 | 1 | 1 | 1 | [13 empty] | 1 | 1 | 3 | 1 | 3 | 1 | 1 |  | 0
PG&E NGBA | Parkway | 230 | LDES |  |  | 0 | 0 | 0 | 0 | 0 | 0 | 0 | 0 | 0 | 5 | 2 | 1 | 1 | [13 empty] | 2 | 1 | 4 | 1 | 2 | 1 | 1 |  | 0
SCE Northern | Pastoria | 230 | LDES |  |  | 0 | 0 | 0 | 0 | 0 | 0 | 0 | 0 | 0 | 1 | 1 | 1 | 1 | [13 empty] | 1 | 1 | 2 | 1 | 3 | 1 | 1 |  | 0
SCE Metro | Pauda | 230 | LDES |  |  | 0 | 0 | 0 | 0 | 0 | 0 | 0 | 0 | 0 | 1 | 1 | 1 | 1 | [13 empty] | 1 | 1 | 2 | 1 | 2 | 1 | 1 |  | 0
PG&E GBA | Paul Sweet | 115 | LDES |  |  | 0 | 0 | 0 | 0 | 0 | 0 | 0 | 0 | 0 | 1 | 1 | 1 | 1 | [13 empty] | 2 | 2 | 2 | 2 | 3 | 1 | 1 |  | 0
PG&E NGBA | Peabody | 230 | LDES |  |  | 0 | 0 | 0 | 0 | 0 | 0 | 0 | 0 | 0 | 5 | 2 | 1 | 1 | [13 empty] | 2 | 1 | 2 | 1 | 2 | 1 | 1 |  | 0
PG&E NGBA | Pease | 115 | LDES |  |  | 0 | 0 | 0 | 0 | 0 | 0 | 0 | 0 | 0 | 5 | 2 | 1 | 1 | [13 empty] | 2 | 2 | 2 | 1 | 2 | 1 | 1 |  | 0
PG&E NGBA | Pease | 60 | LDES |  |  | 0 | 0 | 0 | 0 | 0 | 0 | 0 | 0 | 0 | 5 | 2 | 1 | 1 | [13 empty] | 2 | 2 | 2 | 1 | 2 | 1 | 1 |  | 0
SDGE | Penasquitos | 138 | LDES |  |  | 0 | 0 | 0 | 0 | 0 | 0 | 0 | 0 | 0 | 1 | 1 | 1 | 1 | [13 empty] | 2 | 1 | 2 | 1 | 3 | 1 | 1 |  | 0
SDGE | Penasquitos | 230 | LDES |  |  | 0 | 0 | 0 | 0 | 0 | 0 | 0 | 0 | 0 | 1 | 1 | 1 | 1 | [13 empty] | 2 | 1 | 2 | 1 | 3 | 1 | 1 |  | 0
SDGE | Penasquitos | 69 | LDES |  |  | 0 | 0 | 0 | 0 | 0 | 0 | 0 | 0 | 0 | 1 | 1 | 1 | 1 | [13 empty] | 2 | 1 | 2 | 1 | 3 | 1 | 1 |  | 0
SDGE | Pendleton | 69 | LDES |  |  | 0 | 0 | 0 | 0 | 0 | 0 | 0 | 0 | 0 | 1 | 1 | 1 | 1 | [13 empty] | 2 | 1 | 4 | 1 | 3 | 1 | 1 |  | 0
PG&E NGBA | Penngrove | 115 | LDES |  |  | 0 | 0 | 0 | 0 | 0 | 0 | 0 | 0 | 0 | 5 | 2 | 1 | 1 | [13 empty] | 2 | 1 | 3 | 2 | 2 | 1 | 1 |  | 0
PG&E GBA | Peoria | 115 | LDES |  |  | 0 | 0 | 0 | 0 | 0 | 0 | 0 | 0 | 0 | 5 | 2 | 1 | 1 | [13 empty] | 2 | 1 | 4 | 1 | 3 | 1 | 1 |  | 0
PG&E GBA | Piercy | 115 | LDES |  |  | 0 | 0 | 0 | 0 | 0 | 0 | 0 | 0 | 0 | 1 | 1 | 1 | 1 | [13 empty] | 2 | 1 | 2 | 2 | 2 | 1 | 1 |  | 0
PG&E FRESNO | Pine Flat | 230 | LDES |  |  | 0 | 0 | 0 | 0 | 0 | 0 | 0 | 0 | 0 | 5 | 2 | 1 | 1 | [13 empty] | 1 | 1 | 4 | 2 | 3 | 1 | 1 |  | 0
SCE NOL | Pisgah | 230 | LDES |  |  | 0 | 0 | 0 | 0 | 0 | 0 | 0 | 0 | 0 | 1 | 1 | 1 | 1 | [13 empty] | 2 | 1 | 4 | 1 | 1 | 1 | 1 |  | 0
PG&E NGBA | Pit 1 | 230 | LDES |  |  | 0 | 0 | 0 | 0 | 0 | 0 | 0 | 0 | 0 | 5 | 5 | 3 | 3 | [13 empty] | 2 | 2 | 4 | 2 | 3 | 1 | 1 |  | 0
PG&E NGBA | Pit 1 | 60 | LDES |  |  | 0 | 0 | 0 | 0 | 0 | 0 | 0 | 0 | 0 | 5 | 5 | 3 | 3 | [13 empty] | 2 | 2 | 4 | 2 | 3 | 1 | 1 |  | 0
PG&E NGBA | Pit 3 | 230 | LDES |  |  | 0 | 0 | 0 | 0 | 0 | 0 | 0 | 0 | 0 | 5 | 5 | 3 | 3 | [13 empty] | 2 | 2 | 4 | 2 | 3 | 1 | 1 |  | 0
PG&E NGBA | Pit 4 | 230 | LDES |  |  | 0 | 0 | 0 | 0 | 0 | 0 | 0 | 0 | 0 | 5 | 2 | 1 | 1 | [13 empty] | 2 | 2 | 4 | 2 | 3 | 1 | 1 |  | 0
PG&E GBA | Pittsburg | 115 | LDES |  |  | 0 | 0 | 0 | 0 | 0 | 0 | 0 | 0 | 0 | 5 | 2 | 1 | 1 | [13 empty] | 2 | 1 | 2 | 1 | 1 | 1 | 1 |  | 0
PG&E GBA | Pittsburg | 230 | LDES |  | Mapped as Batteries | 100 | 0 | 100 | 0 | 0 | 0 | 100 | 0 | 100 | 5 | 2 | 1 | 1 | [13 empty] | 2 | 1 | 2 | 1 | 1 | 5- | 1 |  | 1
PG&E NGBA | Pleasant Grove | 115 | LDES |  |  | 0 | 0 | 0 | 0 | 0 | 0 | 0 | 0 | 0 | 5 | 2 | 1 | 1 | [13 empty] | 2 | 1 | 2 | 2 | 3 | 1 | 1 |  | 0
PG&E NGBA | POE | 230 | LDES |  |  | 0 | 0 | 0 | 0 | 0 | 0 | 0 | 0 | 0 | 5 | 2 | 1 | 1 | [13 empty] | 2 | 1 | 4 | 2 | 3 | 1 | 1 |  | 0
SDGE | Point Loma | 69 | LDES |  |  | 0 | 0 | 0 | 0 | 0 | 0 | 0 | 0 | 0 | 1 | 1 | 1 | 1 | [13 empty] | 2 | 1 | 3 | 1 | 2 | 1 | 1 |  | 0
SDGE | Pomerado | 69 | LDES |  |  | 0 | 0 | 0 | 0 | 0 | 0 | 0 | 0 | 0 | 1 | 1 | 1 | 1 | [13 empty] | 2 | 1 | 3 | 1 | 3 | 1 | 1 |  | 0
PG&E KERN | Poso Mountain | 115 | LDES |  |  | 0 | 0 | 0 | 0 | 0 | 0 | 0 | 0 | 0 | 5 | 2 | 4 | 2 | [13 empty] | 1 | 1 | 3 | 1 | 2 | 1 | 1 |  | 0
EOP | Primm | 230 | LDES |  |  | 0 | 0 | 0 | 0 | 0 | 0 | 0 | 0 | 0 | 1 | 1 | 1 | 1 | [13 empty] | 2 | 2 | 4 | 1 | 2 | 1 | 1 |  | 0
PG&E NGBA | Putah Creek | 115 | LDES |  |  | 0 | 0 | 0 | 0 | 0 | 0 | 0 | 0 | 0 | 5 | 2 | 1 | 1 | [13 empty] | 2 | 1 | 3 | 2 | 3 | 1 | 1 |  | 0
SDGE | Q1806 | 138 | LDES |  |  | 0 | 0 | 0 | 0 | 0 | 0 | 0 | 0 | 0 | 1 | 1 | 1 | 1 | [13 empty] | 1 | 1 | 2 | 1 | 3 | 1 | 1 |  | 0
PG&E FRESNO | Quinto | 230 | LDES |  |  | 0 | 0 | 0 | 0 | 0 | 0 | 0 | 0 | 0 | 1 | 1 | 1 | 1 | [13 empty] | 1 | 1 | 4 | 2 | 1 | 1 | 1 |  | 0
PG&E GBA | Race Track | 115 | LDES |  |  | 0 | 0 | 0 | 0 | 0 | 0 | 0 | 0 | 0 | 5 | 2 | 1 | 1 | [13 empty] | 2 | 1 | 4 | 1 | 3 | 1 | 1 |  | 0
SDGE | Rancho Mission Viejo | 138 | LDES |  |  | 0 | 0 | 0 | 0 | 0 | 0 | 0 | 0 | 0 | 1 | 1 | 1 | 1 | [13 empty] | 1 | 1 | 2 | 1 | 3 | 1 | 1 |  | 0
PG&E GBA | Rancho Seco | 230 | LDES |  |  | 0 | 0 | 0 | 0 | 0 | 0 | 0 | 0 | 0 | 5 | 2 | 1 | 1 | [13 empty] | 2 | 1 | 1 | 2 | 3 | 1 | 1 |  | 0
SCE Metro | Rancho Vista | 230 | LDES |  |  | 0 | 0 | 0 | 0 | 0 | 0 | 0 | 0 | 0 | 1 | 1 | 1 | 1 | [13 empty] | 1 | 1 | 1 | 1 | 1 | 1 | 1 |  | 0
SCE Metro | Rancho Vista | 500 | LDES |  |  | 0 | 0 | 0 | 0 | 0 | 0 | 0 | 0 | 0 | 1 | 1 | 1 | 1 | [13 empty] | 1 | 1 | 1 | 1 | 1 | 1 | 1 |  | 0
SCE NOL | Ransburg | 115 | LDES |  |  | 0 | 0 | 0 | 0 | 0 | 0 | 0 | 0 | 0 | 3 | 3 | 1 | 1 | [13 empty] | 2 | 1 | 4 | 1 | 1 | 1 | 1 |  | 0
PG&E GBA | Ravenswood | 115 | LDES |  |  | 0 | 0 | 0 | 0 | 0 | 0 | 0 | 0 | 0 | 5 | 2 | 1 | 1 | [13 empty] | 2 | 1 | 2 | 1 | 2 | 1 | 1 |  | 0
PG&E GBA | Ravenswood | 230 | LDES |  |  | 0 | 0 | 0 | 0 | 0 | 0 | 0 | 0 | 0 | 5 | 2 | 1 | 1 | [13 empty] | 2 | 1 | 2 | 1 | 2 | 1 | 1 |  | 0
SCE Northern | Rector | 230 | LDES |  |  | 0 | 0 | 0 | 0 | 0 | 0 | 0 | 0 | 0 | 1 | 1 | 1 | 1 | [13 empty] | 1 | 1 | 2 | 1 | 2 | 1 | 1 |  | 0
SCE Eastern | Red Bluff | 230 | LDES |  |  | 0 | 0 | 0 | 0 | 0 | 0 | 0 | 0 | 0 | 1 | 1 | 1 | 1 | [13 empty] | 2 | 2 | 4 | 1 | 3 | 1 | 1 |  | 0
SCE Eastern | Red Bluff | 500 | LDES |  |  | 0 | 0 | 0 | 0 | 0 | 0 | 0 | 0 | 0 | 1 | 1 | 1 | 1 | [13 empty] | 2 | 2 | 4 | 1 | 3 | 2+ | 1 |  | 1
PG&E NGBA | Redbud | 115 | LDES |  |  | 0 | 0 | 0 | 0 | 0 | 0 | 0 | 0 | 0 | 5 | 2 | 1 | 1 | [13 empty] | 2 | 2 | 4 | 2 | 3 | 1 | 1 |  | 0
SCE Metro | Redondo | 230 | LDES |  |  | 0 | 0 | 0 | 0 | 0 | 0 | 0 | 0 | 0 | 1 | 1 | 1 | 1 | [13 empty] | 1 | 1 | 2 | 1 | 2 | 1 | 1 |  | 0
PG&E FRESNO | Reedley | 115 | LDES |  |  | 0 | 0 | 0 | 0 | 0 | 0 | 0 | 0 | 0 | 5 | 2 | 4 | 2 | [13 empty] | 1 | 1 | 4 | 2 | 1 | 1 | 1 |  | 0
PG&E KERN | Renfro | 115 | LDES |  |  | 0 | 0 | 0 | 0 | 0 | 0 | 0 | 0 | 0 | 1 | 1 | 1 | 1 | [13 empty] | 1 | 1 | 2 | 1 | 2 | 1 | 1 |  | 0
PG&E GBA | Richmond R | 115 | LDES |  |  | 0 | 0 | 0 | 0 | 0 | 0 | 0 | 0 | 0 | 5 | 2 | 1 | 1 | [13 empty] | 2 | 1 | 2 | 1 | 2 | 1 | 1 |  | 0
PG&E NGBA | Rincon | 115 | LDES |  |  | 0 | 0 | 0 | 0 | 0 | 0 | 0 | 0 | 0 | 5 | 2 | 1 | 1 | [13 empty] | 2 | 1 | 3 | 2 | 2 | 1 | 1 |  | 0
PG&E KERN | Rio Bravo | 115 | LDES |  |  | 0 | 0 | 0 | 0 | 0 | 0 | 0 | 0 | 0 | 1 | 1 | 1 | 1 | [13 empty] | 1 | 1 | 2 | 1 | 1 | 1 | 1 |  | 0
SCE Metro | Rio Hondo | 230 | LDES |  |  | 0 | 0 | 0 | 0 | 0 | 0 | 0 | 0 | 0 | 1 | 1 | 1 | 1 | [13 empty] | 1 | 1 | 4 | 1 | 1 | 1 | 1 |  | 0
PG&E NGBA | Rio Oso | 115 | LDES |  |  | 0 | 0 | 0 | 0 | 0 | 0 | 0 | 0 | 0 | 5 | 2 | 1 | 1 | [13 empty] | 2 | 1 | 4 | 1 | 3 | 1 | 1 |  | 0
PG&E NGBA | Rio Oso | 230 | LDES |  |  | 0 | 0 | 0 | 0 | 0 | 0 | 0 | 0 | 0 | 5 | 2 | 1 | 1 | [13 empty] | 2 | 1 | 4 | 1 | 3 | 1 | 1 |  | 0
PG&E GBA | Ripon | 115 | LDES |  |  | 0 | 0 | 0 | 0 | 0 | 0 | 0 | 0 | 0 | 5 | 2 | 1 | 1 | [13 empty] | 1 | 1 | 2 | 2 | 2 | 1 | 1 |  | 0
PG&E GBA | Riverbank | 115 | LDES |  |  | 0 | 0 | 0 | 0 | 0 | 0 | 0 | 0 | 0 | 5 | 2 | 1 | 1 | [13 empty] | 1 | 1 | 3 | 2 | 2 | 1 | 1 |  | 0
SCE NOL | Roadway | 115 | LDES |  |  | 0 | 0 | 0 | 0 | 0 | 0 | 0 | 0 | 0 | 1 | 1 | 1 | 1 | [13 empty] | 2 | 1 | 2 | 1 | 1 | 1 | 1 |  | 0
PG&E NGBA | Rock Creek 1 | 230 | LDES |  |  | 0 | 0 | 0 | 0 | 0 | 0 | 0 | 0 | 0 | 5 | 2 | 1 | 1 | [13 empty] | 2 | 2 | 4 | 1 | 3 | 1 | 1 |  | 0
SCE Northern | Rosamond | 66 | LDES |  |  | 0 | 0 | 0 | 0 | 0 | 0 | 0 | 0 | 0 | 1 | 1 | 1 | 1 | [13 empty] | 2 | 1 | 4 | 1 | 3 | 1 | 1 |  | 0
PG&E GBA | Rossmoor | 230 | LDES |  |  | 0 | 0 | 0 | 0 | 0 | 0 | 0 | 0 | 0 | 5 | 2 | 1 | 1 | [13 empty] | 2 | 1 | 4 | 1 | 3 | 1 | 1 |  | 0
PG&E NGBA | Round Mountain | 230 | LDES |  |  | 0 | 0 | 0 | 0 | 0 | 0 | 0 | 0 | 0 | 5 | 2 | 1 | 1 | [13 empty] | 2 | 2 | 4 | 2 | 3 | 1 | 1 |  | 0
PG&E NGBA | Round Mountain | 500 | LDES |  |  | 0 | 0 | 0 | 0 | 0 | 0 | 0 | 0 | 0 | 5 | 2 | 1 | 1 | [13 empty] | 2 | 2 | 4 | 2 | 3 | 1 | 1 |  | 0
PG&E GBA | Salado | 115 | LDES |  |  | 0 | 0 | 0 | 0 | 0 | 0 | 0 | 0 | 0 | 1 | 1 | 1 | 1 | [13 empty] | 1 | 1 | 4 | 2 | 1 | 1 | 1 |  | 0
PG&E GBA | Salado | 60 | LDES |  |  | 0 | 0 | 0 | 0 | 0 | 0 | 0 | 0 | 0 | 1 | 1 | 1 | 1 | [13 empty] | 1 | 1 | 4 | 2 | 1 | 1 | 1 |  | 0
PG&E GBA | Salinas | 115 | LDES |  |  | 0 | 0 | 0 | 0 | 0 | 0 | 0 | 0 | 0 | 1 | 1 | 1 | 1 | [13 empty] | 2 | 2 | 3 | 2 | 2 | 1 | 1 |  | 0
SDGE | Salt Creek | 69 | LDES |  |  | 0 | 0 | 0 | 0 | 0 | 0 | 0 | 0 | 0 | 1 | 1 | 1 | 1 | [13 empty] | 2 | 1 | 3 | 1 | 2 | 1 | 1 |  | 0
SCE Eastern | San Bernardino | 230 | LDES |  |  | 0 | 0 | 0 | 0 | 0 | 0 | 0 | 0 | 0 | 1 | 1 | 1 | 1 | [13 empty] | 1 | 1 | 2 | 1 | 2 | 1 | 1 |  | 0
PG&E GBA | SAN FRAN A (POTRERO PP) | 115 | LDES |  |  | 0 | 0 | 0 | 0 | 0 | 0 | 0 | 0 | 0 | 5 | 2 | 1 | 1 | [13 empty] | 2 | 1 | 2 | 1 | 2 | 1 | 1 |  | 0
PG&E GBA | SAN FRAN A (POTRERO PP) | 230 | LDES |  |  | 0 | 0 | 0 | 0 | 0 | 0 | 0 | 0 | 0 | 5 | 2 | 1 | 1 | [13 empty] | 2 | 1 | 2 | 1 | 2 | 1 | 1 |  | 0
PG&E GBA | San Jose A | 115 | LDES |  |  | 0 | 0 | 0 | 0 | 0 | 0 | 0 | 0 | 0 | 1 | 1 | 1 | 1 | [13 empty] | 2 | 1 | 2 | 2 | 2 | 1 | 1 |  | 0
PG&E GBA | San Jose B | 115 | LDES |  |  | 0 | 0 | 0 | 0 | 0 | 0 | 0 | 0 | 0 | 1 | 1 | 1 | 1 | [13 empty] | 2 | 1 | 3 | 2 | 2 | 1 | 1 |  | 0
PG&E GBA | San Leandro U | 115 | LDES |  |  | 0 | 0 | 0 | 0 | 0 | 0 | 0 | 0 | 0 | 5 | 2 | 1 | 1 | [13 empty] | 2 | 1 | 3 | 1 | 2 | 1 | 1 |  | 0
PG&E KERN | San Luis Obispo | 115 | LDES |  |  | 0 | 0 | 0 | 0 | 0 | 0 | 0 | 0 | 0 | 1 | 1 | 1 | 1 | [13 empty] | 2 | 2 | 4 | 2 | 3 | 1 | 1 |  | 0
PG&E KERN | San Luis Obispo | 70 | LDES |  |  | 0 | 0 | 0 | 0 | 0 | 0 | 0 | 0 | 0 | 1 | 1 | 1 | 1 | [13 empty] | 2 | 2 | 4 | 2 | 3 | 1 | 1 |  | 0
SDGE | San Luis Rey | 230 | LDES |  |  | 0 | 0 | 0 | 0 | 0 | 0 | 0 | 0 | 0 | 1 | 1 | 1 | 1 | [13 empty] | 2 | 1 | 4 | 1 | 3 | 1 | 1 |  | 0
SDGE | San Luis Rey | 69 | LDES |  |  | 0 | 0 | 0 | 0 | 0 | 0 | 0 | 0 | 0 | 1 | 1 | 1 | 1 | [13 empty] | 2 | 1 | 4 | 1 | 3 | 1 | 1 |  | 0
SDGE | San Marcos | 69 | LDES |  |  | 0 | 0 | 0 | 0 | 0 | 0 | 0 | 0 | 0 | 1 | 1 | 1 | 1 | [13 empty] | 2 | 1 | 2 | 1 | 3 | 1 | 1 |  | 0
SCE Metro | San Onofre | 230 | LDES |  |  | 0 | 0 | 0 | 0 | 0 | 0 | 0 | 0 | 0 | 1 | 1 | 1 | 1 | [13 empty] | 2 | 1 | 4 | 1 | 3 | 1 | 1 |  | 0
PG&E GBA | San Pablo | 115 | LDES |  |  | 0 | 0 | 0 | 0 | 0 | 0 | 0 | 0 | 0 | 5 | 2 | 1 | 1 | [13 empty] | 2 | 1 | 2 | 1 | 1 | 1 | 1 |  | 0
PG&E GBA | San Ramon | 230 | LDES |  |  | 0 | 0 | 0 | 0 | 0 | 0 | 0 | 0 | 0 | 5 | 2 | 1 | 1 | [13 empty] | 2 | 1 | 2 | 1 | 3 | 1 | 1 |  | 0
SDGE | San Ysidro | 69 | LDES |  |  | 0 | 0 | 0 | 0 | 0 | 0 | 0 | 0 | 0 | 1 | 1 | 1 | 1 | [13 empty] | 2 | 1 | 2 | 1 | 2 | 1 | 1 |  | 0
SCE NOL | Sandlot | 230 | LDES |  |  | 0 | 0 | 0 | 0 | 0 | 0 | 0 | 0 | 0 | 3 | 3 | 1 | 1 | [13 empty] | 2 | 1 | 4 | 1 | 2 | 1 | 1 |  | 0
EOP | Sandy | 138 | LDES |  |  | 0 | 0 | 0 | 0 | 0 | 0 | 0 | 0 | 0 | 1 | 1 | 1 | 1 | [13 empty] | 2 | 2 | 4 | 1 | 3 | 1 | 1 |  | 0
PG&E FRESNO | Sanger | 115 | LDES |  |  | 0 | 0 | 0 | 0 | 0 | 0 | 0 | 0 | 0 | 5 | 2 | 4 | 2 | [13 empty] | 1 | 1 | 2 | 2 | 2 | 1 | 1 |  | 0
SCE Northern | Santa Clara | 230 | LDES |  |  | 0 | 0 | 0 | 0 | 0 | 0 | 0 | 0 | 0 | 1 | 1 | 1 | 1 | [13 empty] | 2 | 1 | 3 | 1 | 2 | 1 | 1 |  | 0
PG&E NGBA | Santa Rosa A | 115 | LDES |  |  | 0 | 0 | 0 | 0 | 0 | 0 | 0 | 0 | 0 | 5 | 2 | 1 | 1 | [13 empty] | 2 | 1 | 3 | 2 | 2 | 1 | 1 |  | 0
PG&E GBA | Santa Teresa | 115 | LDES |  |  | 0 | 0 | 0 | 0 | 0 | 0 | 0 | 0 | 0 | 1 | 1 | 1 | 1 | [13 empty] | 2 | 1 | 2 | 2 | 2 | 1 | 1 |  | 0
SDGE | Santee | 138 | LDES |  |  | 0 | 0 | 0 | 0 | 0 | 0 | 0 | 0 | 0 | 5 | 5 | 1 | 1 | [13 empty] | 2 | 1 | 2 | 1 | 2 | 1 | 1 |  | 0
SCE Metro | Santiago | 230 | LDES |  |  | 0 | 0 | 0 | 0 | 0 | 0 | 0 | 0 | 0 | 1 | 1 | 1 | 1 | [13 empty] | 1 | 1 | 2 | 1 | 2 | 1 | 1 |  | 0
PG&E GBA | Saratoga | 230 | LDES |  |  | 0 | 0 | 0 | 0 | 0 | 0 | 0 | 0 | 0 | 1 | 1 | 1 | 1 | [13 empty] | 2 | 1 | 4 | 2 | 3 | 1 | 1 |  | 0
SCE Northern | Saugus | 230 | LDES |  |  | 0 | 0 | 0 | 0 | 0 | 0 | 0 | 0 | 0 | 1 | 1 | 1 | 1 | [13 empty] | 1 | 1 | 3 | 1 | 3 | 1 | 1 |  | 0
PG&E FRESNO | Schindler | 115 | LDES |  |  | 0 | 0 | 0 | 0 | 0 | 0 | 0 | 0 | 0 | 1 | 1 | 1 | 1 | [13 empty] | 1 | 1 | 4 | 2 | 1 | 1 | 1 |  | 0
PG&E FRESNO | Schindler | 70 | LDES |  |  | 0 | 0 | 0 | 0 | 0 | 0 | 0 | 0 | 0 | 1 | 1 | 1 | 1 | [13 empty] | 1 | 1 | 4 | 2 | 1 | 1 | 1 |  | 0
PG&E GBA | Schulte | 115 | LDES |  |  | 0 | 0 | 0 | 0 | 0 | 0 | 0 | 0 | 0 | 5 | 2 | 1 | 1 | [13 empty] | 1 | 1 | 1 | 2 | 2 | 1 | 1 |  | 0
SDGE | Scripps | 69 | LDES |  |  | 0 | 0 | 0 | 0 | 0 | 0 | 0 | 0 | 0 | 1 | 1 | 1 | 1 | [13 empty] | 2 | 1 | 2 | 1 | 3 | 1 | 1 |  | 0
PG&E KERN | Semitropic | 115 | LDES |  |  | 0 | 0 | 0 | 0 | 0 | 0 | 0 | 0 | 0 | 1 | 1 | 1 | 1 | [13 empty] | 1 | 1 | 3 | 1 | 1 | 1 | 1 |  | 0
SCE Metro | Serrano | 230 | LDES |  |  | 0 | 0 | 0 | 0 | 0 | 0 | 0 | 0 | 0 | 1 | 1 | 1 | 1 | [13 empty] | 1 | 1 | 2 | 1 | 2 | 1 | 1 |  | 0
SCE Metro | Serrano | 500 | LDES |  |  | 0 | 0 | 0 | 0 | 0 | 0 | 0 | 0 | 0 | 1 | 1 | 1 | 1 | [13 empty] | 1 | 1 | 2 | 1 | 2 | 1 | 1 |  | 0
SDGE | Shadowridge | 138 | LDES |  |  | 0 | 0 | 0 | 0 | 0 | 0 | 0 | 0 | 0 | 1 | 1 | 1 | 1 | [13 empty] | 2 | 1 | 3 | 1 | 3 | 1 | 1 |  | 0
PG&E KERN | Shafter | 115 | LDES |  |  | 0 | 0 | 0 | 0 | 0 | 0 | 0 | 0 | 0 | 5 | 2 | 4 | 2 | [13 empty] | 1 | 1 | 3 | 1 | 1 | 1 | 1 |  | 0
PG&E NGBA | Silverado | 115 | LDES |  |  | 0 | 0 | 0 | 0 | 0 | 0 | 0 | 0 | 0 | 5 | 2 | 1 | 1 | [13 empty] | 2 | 1 | 4 | 2 | 3 | 1 | 1 |  | 0
SDGE | Silvergate | 230 | LDES |  |  | 0 | 0 | 0 | 0 | 0 | 0 | 0 | 0 | 0 | 1 | 1 | 1 | 1 | [13 empty] | 2 | 1 | 1 | 1 | 1 | 1 | 1 |  | 0
SDGE | Silvergate | 69 | LDES |  |  | 0 | 0 | 0 | 0 | 0 | 0 | 0 | 0 | 0 | 1 | 1 | 1 | 1 | [13 empty] | 2 | 1 | 1 | 1 | 1 | 1 | 1 |  | 0
PG&E KERN | Sisquoc | 115 | LDES |  |  | 0 | 0 | 0 | 0 | 0 | 0 | 0 | 0 | 0 | 1 | 1 | 1 | 1 | [13 empty] | 2 | 2 | 4 | 1 | 3 | 1 | 1 |  | 0
EOP | Sloan Canyon | 230 | LDES |  |  | 0 | 0 | 0 | 0 | 0 | 0 | 0 | 0 | 0 | 1 | 1 | 1 | 1 | [13 empty] | 2 | 2 | 3 | 1 | 3 | 1 | 1 |  | 0
EOP | Sloan Canyon | 500 | LDES |  |  | 0 | 0 | 0 | 0 | 0 | 0 | 0 | 0 | 0 | 1 | 1 | 1 | 1 | [13 empty] | 2 | 2 | 3 | 1 | 3 | 1 | 1 |  | 0
PG&E KERN | Smyrna | 115 | LDES |  |  | 0 | 0 | 0 | 0 | 0 | 0 | 0 | 0 | 0 | 5 | 2 | 4 | 2 | [13 empty] | 1 | 1 | 4 | 1 | 1 | 1 | 1 |  | 0
PG&E GBA | Sobrante | 115 | LDES |  |  | 0 | 0 | 0 | 0 | 0 | 0 | 0 | 0 | 0 | 5 | 2 | 1 | 1 | [13 empty] | 2 | 1 | 2 | 1 | 3 | 1 | 1 |  | 0
PG&E GBA | Sobrante | 230 | LDES |  |  | 0 | 0 | 0 | 0 | 0 | 0 | 0 | 0 | 0 | 5 | 2 | 1 | 1 | [13 empty] | 2 | 1 | 2 | 1 | 3 | 1 | 1 |  | 0
PG&E KERN | Solar | 230 | LDES |  |  | 0 | 0 | 0 | 0 | 0 | 0 | 0 | 0 | 0 | 5 | 2 | 4 | 2 | [13 empty] | 2 | 1 | 4 | 2 | 3 | 1 | 1 |  | 0
PG&E GBA | Soledad | 115 | LDES |  |  | 0 | 0 | 0 | 0 | 0 | 0 | 0 | 0 | 0 | 1 | 1 | 1 | 1 | [13 empty] | 2 | 2 | 4 | 2 | 3 | 1 | 1 |  | 0
PG&E GBA | Soledad | 60 | LDES |  |  | 0 | 0 | 0 | 0 | 0 | 0 | 0 | 0 | 0 | 1 | 1 | 1 | 1 | [13 empty] | 2 | 2 | 4 | 2 | 3 | 1 | 1 |  | 0
SDGE | Spring Valley | 69 | LDES |  |  | 0 | 0 | 0 | 0 | 0 | 0 | 0 | 0 | 0 | 1 | 1 | 1 | 1 | [13 empty] | 2 | 1 | 2 | 1 | 2 | 1 | 1 |  | 0
SCE Northern | Springville | 230 | LDES |  |  | 0 | 0 | 0 | 0 | 0 | 0 | 0 | 0 | 0 | 1 | 1 | 1 | 1 | [13 empty] | 1 | 1 | 4 | 1 | 1 | 1 | 1 |  | 0
PG&E GBA | Stagg | 230 | LDES |  |  | 0 | 0 | 0 | 0 | 0 | 0 | 0 | 0 | 0 | 5 | 2 | 1 | 1 | [13 empty] | 1 | 1 | 3 | 2 | 2 | 1 | 1 |  | 0
PG&E GBA | Standard Oil | 115 | LDES |  |  | 0 | 0 | 0 | 0 | 0 | 0 | 0 | 0 | 0 | 5 | 2 | 1 | 1 | [13 empty] | 2 | 1 | 1 | 1 | 2 | 1 | 1 |  | 0
PG&E GBA | Stanislaus | 115 | LDES |  |  | 0 | 0 | 0 | 0 | 0 | 0 | 0 | 0 | 0 | 5 | 2 | 1 | 1 | [13 empty] | 2 | 1 | 4 | 1 | 3 | 1 | 1 |  | 0
PG&E KERN | Stockdale | 115 | LDES |  |  | 0 | 0 | 0 | 0 | 0 | 0 | 0 | 0 | 0 | 1 | 1 | 1 | 1 | [13 empty] | 1 | 1 | 2 | 1 | 2 | 1 | 1 |  | 0
PG&E KERN | Stockdale | 230 | LDES |  |  | 0 | 0 | 0 | 0 | 0 | 0 | 0 | 0 | 0 | 1 | 1 | 1 | 1 | [13 empty] | 1 | 1 | 2 | 1 | 2 | 1 | 1 |  | 0
PG&E GBA | Stockton A | 115 | LDES |  |  | 0 | 0 | 0 | 0 | 0 | 0 | 0 | 0 | 0 | 5 | 2 | 1 | 1 | [13 empty] | 1 | 1 | 3 | 2 | 1 | 1 | 1 |  | 0
PG&E GBA | Stone | 115 | LDES |  |  | 0 | 0 | 0 | 0 | 0 | 0 | 0 | 0 | 0 | 1 | 1 | 1 | 1 | [13 empty] | 2 | 1 | 3 | 2 | 2 | 1 | 1 |  | 0
PG&E FRESNO | Storey | 230 | LDES |  |  | 0 | 0 | 0 | 0 | 0 | 0 | 0 | 0 | 0 | 5 | 2 | 4 | 2 | [13 empty] | 1 | 1 | 4 | 2 | 1 | 1 | 1 |  | 0
PG&E NGBA | Summit | 115 | LDES |  |  | 0 | 0 | 0 | 0 | 0 | 0 | 0 | 0 | 0 | 5 | 2 | 1 | 1 | [13 empty] | 2 | 1 | 4 | 2 | 3 | 1 | 1 |  | 0
SDGE | Suncrest | 230 | LDES |  |  | 0 | 0 | 0 | 0 | 0 | 0 | 0 | 0 | 0 | 1 | 1 | 1 | 1 | [13 empty] | 2 | 1 | 4 | 1 | 3 | 1 | 1 |  | 0
SDGE | Suncrest | 500 | LDES |  |  | 0 | 0 | 0 | 0 | 0 | 0 | 0 | 0 | 0 | 1 | 1 | 1 | 1 | [13 empty] | 2 | 1 | 4 | 1 | 3 | 1 | 1 |  | 0
PG&E KERN | Sunrise | 230 | LDES |  |  | 0 | 0 | 0 | 0 | 0 | 0 | 0 | 0 | 0 | 5 | 2 | 4 | 2 | [13 empty] | 1 | 1 | 1 | 1 | 1 | 1 | 1 |  | 0
PG&E KERN | Sunset | 230 | LDES |  |  | 0 | 0 | 0 | 0 | 0 | 0 | 0 | 0 | 0 | 5 | 2 | 4 | 2 | [13 empty] | 1 | 1 | 1 | 1 | 1 | 1 | 1 |  | 0
PG&E GBA | Swift | 115 | LDES |  |  | 0 | 0 | 0 | 0 | 0 | 0 | 0 | 0 | 0 | 1 | 1 | 1 | 1 | [13 empty] | 2 | 1 | 2 | 2 | 2 | 1 | 1 |  | 0
SDGE | Sycamore Canyon | 138 | LDES |  |  | 0 | 0 | 0 | 0 | 0 | 0 | 0 | 0 | 0 | 5 | 5 | 1 | 1 | [13 empty] | 2 | 1 | 4 | 1 | 3 | 1 | 1 |  | 0
SDGE | Sycamore Canyon | 230 | LDES |  | Mapped as PSH | 409.2 | 0 | 409.2 | 0 | 0 | 0 | 409.2 | 0 | 409.2 | 1 | 1 | 1 | 1 |  |  | See 'LandEnv_PSH' tab for PSH potential impacts analysis | [10 empty] | 2 | 1 | 4 | 1 | 3 | 3- | 1 |  | 1
SDGE | Sycamore Canyon | 69 | LDES |  |  | 0 | 0 | 0 | 0 | 0 | 0 | 0 | 0 | 0 | 1 | 1 | 1 | 1 | [13 empty] | 2 | 1 | 4 | 1 | 3 | 1 | 1 |  | 0
SCE Northern | Sylmar | 230 | LDES |  |  | 0 | 0 | 0 | 0 | 0 | 0 | 0 | 0 | 0 | 1 | 1 | 1 | 1 | [13 empty] | 1 | 1 | 2 | 1 | 1 | 1 | 1 |  | 0
PG&E NGBA | Table Mountain | 115 | LDES |  |  | 0 | 0 | 0 | 0 | 0 | 0 | 0 | 0 | 0 | 5 | 2 | 1 | 1 | [13 empty] | 2 | 1 | 3 | 2 | 1 | 1 | 1 |  | 0
PG&E NGBA | Table Mountain | 230 | LDES |  |  | 0 | 0 | 0 | 0 | 0 | 0 | 0 | 0 | 0 | 5 | 2 | 1 | 1 | [13 empty] | 2 | 1 | 3 | 2 | 1 | 1 | 1 |  | 0
PG&E NGBA | Table Mountain | 500 | LDES |  |  | 0 | 0 | 0 | 0 | 0 | 0 | 0 | 0 | 0 | 5 | 2 | 1 | 1 | [13 empty] | 2 | 1 | 3 | 2 | 1 | 1 | 1 |  | 0
PG&E NGBA | Table Mountain | 60 | LDES |  |  | 0 | 0 | 0 | 0 | 0 | 0 | 0 | 0 | 0 | 5 | 2 | 1 | 1 | [13 empty] | 2 | 1 | 3 | 2 | 1 | 1 | 1 |  | 0
PG&E KERN | Taft | 115 | LDES |  |  | 0 | 0 | 0 | 0 | 0 | 0 | 0 | 0 | 0 | 5 | 2 | 4 | 2 | [13 empty] | 1 | 1 | 2 | 1 | 2 | 1 | 1 |  | 0
SDGE | Talega | 138 | LDES |  |  | 0 | 0 | 0 | 0 | 0 | 0 | 0 | 0 | 0 | 1 | 1 | 1 | 1 | [13 empty] | 2 | 1 | 3 | 1 | 3 | 1 | 1 |  | 0
SDGE | Talega | 230 | LDES |  |  | 0 | 0 | 0 | 0 | 0 | 0 | 0 | 0 | 0 | 1 | 1 | 1 | 1 | [13 empty] | 2 | 1 | 3 | 1 | 3 | 1 | 1 |  | 0
PG&E GBA | Tassajara | 230 | LDES |  |  | 0 | 0 | 0 | 0 | 0 | 0 | 0 | 0 | 0 | 5 | 2 | 1 | 1 | [13 empty] | 2 | 1 | 3 | 1 | 3 | 1 | 1 |  | 0
PG&E KERN | Tejon | 70 | LDES |  |  | 0 | 0 | 0 | 0 | 0 | 0 | 0 | 0 | 0 | 1 | 1 | 1 | 1 | [13 empty] | 1 | 1 | 3 | 1 | 1 | 1 | 1 |  | 0
SDGE | Telegraph Canyon | 138 | LDES |  |  | 0 | 0 | 0 | 0 | 0 | 0 | 0 | 0 | 0 | 1 | 1 | 1 | 1 | [13 empty] | 2 | 1 | 2 | 1 | 2 | 1 | 1 |  | 0
PG&E KERN | Temblor | 115 | LDES |  |  | 0 | 0 | 0 | 0 | 0 | 0 | 0 | 0 | 0 | 5 | 2 | 4 | 2 | [13 empty] | 1 | 1 | 2 | 1 | 1 | 1 | 1 |  | 0
PG&E KERN | Templeton | 230 | LDES |  |  | 0 | 0 | 0 | 0 | 0 | 0 | 0 | 0 | 0 | 5 | 2 | 4 | 2 | [13 empty] | 2 | 2 | 4 | 2 | 3 | 1 | 1 |  | 0
PG&E KERN | Templeton | 70 | LDES |  |  | 0 | 0 | 0 | 0 | 0 | 0 | 0 | 0 | 0 | 1 | 1 | 1 | 1 | [13 empty] | 2 | 2 | 4 | 2 | 3 | 1 | 1 |  | 0
PG&E GBA | Tesla | 115 | LDES |  |  | 0 | 0 | 0 | 0 | 0 | 0 | 0 | 0 | 0 | 1 | 1 | 1 | 1 | [13 empty] | 2 | 1 | 2 | 1 | 2 | 1 | 1 |  | 0
PG&E GBA | Tesla | 230 | LDES |  |  | 0 | 0 | 0 | 0 | 0 | 0 | 0 | 0 | 0 | 5 | 2 | 1 | 1 | [13 empty] | 2 | 1 | 2 | 1 | 2 | 1 | 1 |  | 0
PG&E GBA | Tesla | 500 | LDES |  |  | 0 | 0 | 0 | 0 | 0 | 0 | 0 | 0 | 0 | 1 | 1 | 1 | 1 | [13 empty] | 2 | 1 | 2 | 1 | 2 | 1 | 1 |  | 0
PG&E KERN | Tevis | 115 | LDES |  |  | 0 | 0 | 0 | 0 | 0 | 0 | 0 | 0 | 0 | 5 | 2 | 4 | 2 | [13 empty] | 1 | 1 | 2 | 1 | 2 | 1 | 1 |  | 0
EOP | Thousandaire | 138 | LDES |  |  | 0 | 0 | 0 | 0 | 0 | 0 | 0 | 0 | 0 | 1 | 1 | 1 | 1 | [13 empty] | 2 | 2 | 4 | 1 | 3 | 1 | 1 |  | 0
PG&E KERN | Topaz | 230 | LDES |  |  | 0 | 0 | 0 | 0 | 0 | 0 | 0 | 0 | 0 | 5 | 2 | 4 | 2 | [13 empty] | 1 | 1 | 3 | 1 | 2 | 1 | 1 |  | 0
SCE NOL | Tortilla | 115 | LDES |  |  | 0 | 0 | 0 | 0 | 0 | 0 | 0 | 0 | 0 | 3 | 3 | 1 | 1 | [13 empty] | 2 | 1 | 4 | 1 | 2 | 1 | 1 |  | 0
SDGE | Trabuco | 138 | LDES |  |  | 0 | 0 | 0 | 0 | 0 | 0 | 0 | 0 | 0 | 1 | 1 | 1 | 1 | [13 empty] | 1 | 1 | 1 | 1 | 2 | 1 | 1 |  | 0
PG&E GBA | Tracy | 115 | LDES |  |  | 0 | 0 | 0 | 0 | 0 | 0 | 0 | 0 | 0 | 5 | 2 | 1 | 1 | [13 empty] | 2 | 1 | 3 | 1 | 2 | 1 | 1 |  | 0
PG&E FRESNO | Tranquility | 230 | LDES |  |  | 0 | 0 | 0 | 0 | 0 | 0 | 0 | 0 | 0 | 5 | 2 | 1 | 1 | [13 empty] | 1 | 1 | 4 | 2 | 1 | 1 | 1 |  | 0
PG&E GBA | Trimble | 115 | LDES |  |  | 0 | 0 | 0 | 0 | 0 | 0 | 0 | 0 | 0 | 1 | 1 | 1 | 1 | [13 empty] | 2 | 1 | 3 | 2 | 2 | 1 | 1 |  | 0
EOP | Trout Canyon | 230 | LDES |  |  | 0 | 0 | 0 | 0 | 0 | 0 | 0 | 0 | 0 | 1 | 1 | 1 | 1 | [13 empty] | 2 | 2 | 4 | 1 | 3 | 1 | 1 |  | 0
EOP | Trout Canyon | 500 | LDES |  |  | 0 | 0 | 0 | 0 | 0 | 0 | 0 | 0 | 0 | 1 | 1 | 1 | 1 | [13 empty] | 2 | 2 | 4 | 1 | 3 | 1 | 1 |  | 0
PG&E NGBA | Tulucay | 230 | LDES |  |  | 0 | 0 | 0 | 0 | 0 | 0 | 0 | 0 | 0 | 5 | 2 | 1 | 1 | [13 empty] | 2 | 1 | 3 | 2 | 3 | 1 | 1 |  | 0
PG&E NGBA | Tulucay | 60 | LDES |  |  | 0 | 0 | 0 | 0 | 0 | 0 | 0 | 0 | 0 | 5 | 2 | 1 | 1 | [13 empty] | 2 | 1 | 3 | 2 | 3 | 1 | 1 |  | 0
PG&E KERN | Tupman | 115 | LDES |  |  | 0 | 0 | 0 | 0 | 0 | 0 | 0 | 0 | 0 | 5 | 2 | 4 | 2 | [13 empty] | 1 | 1 | 2 | 1 | 1 | 1 | 1 |  | 0
PG&E NGBA | Ukiah | 115 | LDES |  |  | 0 | 0 | 0 | 0 | 0 | 0 | 0 | 0 | 0 | 5 | 2 | 1 | 1 | [13 empty] | 2 | 2 | 4 | 2 | 3 | 1 | 1 |  | 0
PG&E KERN | Union (Estrella) | 70 | LDES |  |  | 0 | 0 | 0 | 0 | 0 | 0 | 0 | 0 | 0 | 1 | 1 | 1 | 1 | [13 empty] | 2 | 2 | 4 | 2 | 3 | 1 | 1 |  | 0
PG&E NGBA | Vaca Dixon | 115 | LDES |  |  | 0 | 0 | 0 | 0 | 0 | 0 | 0 | 0 | 0 | 5 | 2 | 1 | 1 | [13 empty] | 2 | 1 | 1 | 1 | 3 | 1 | 1 |  | 0
PG&E NGBA | Vaca Dixon | 230 | LDES |  |  | 0 | 0 | 0 | 0 | 0 | 0 | 0 | 0 | 0 | 5 | 2 | 1 | 1 | [13 empty] | 2 | 1 | 1 | 1 | 3 | 1 | 1 |  | 0
PG&E NGBA | Vaca Dixon | 500 | LDES |  |  | 0 | 0 | 0 | 0 | 0 | 0 | 0 | 0 | 0 | 5 | 2 | 1 | 1 | [13 empty] | 2 | 1 | 1 | 1 | 3 | 1 | 1 |  | 0
PG&E NGBA | Vaca Dixon | 60 | LDES |  |  | 0 | 0 | 0 | 0 | 0 | 0 | 0 | 0 | 0 | 5 | 2 | 1 | 1 | [13 empty] | 2 | 1 | 1 | 1 | 3 | 1 | 1 |  | 0
SCE Eastern | Valley (SCE) | 500 | LDES |  | Mapped as Batteries | 200 | 0 | 200 | 0 | 0 | 0 | 200 | 0 | 200 | 1 | 1 | 1 | 1 | [13 empty] | 1 | 1 | 2 | 1 | 2 | 5- | 1 |  | 1
EOP | Valley (VEA) | 138 | LDES |  |  | 0 | 0 | 0 | 0 | 0 | 0 | 0 | 0 | 0 | 1 | 1 | 1 | 1 | [13 empty] | 2 | 2 | 4 | 1 | 3 | 1 | 1 |  | 0
SDGE | Valley Center | 69 | LDES |  |  | 0 | 0 | 0 | 0 | 0 | 0 | 0 | 0 | 0 | 1 | 1 | 1 | 1 | [13 empty] | 2 | 1 | 4 | 1 | 3 | 1 | 1 |  | 0
PG&E GBA | Valley Home | 115 | LDES |  |  | 0 | 0 | 0 | 0 | 0 | 0 | 0 | 0 | 0 | 5 | 2 | 1 | 1 | [13 empty] | 1 | 1 | 4 | 2 | 1 | 1 | 1 |  | 0
PG&E GBA | Valley Springs | 230 | LDES |  |  | 0 | 0 | 0 | 0 | 0 | 0 | 0 | 0 | 0 | 5 | 2 | 1 | 1 | [13 empty] | 2 | 1 | 4 | 1 | 3 | 1 | 1 |  | 0
PG&E GBA | Valley Springs | 60 | LDES |  |  | 0 | 0 | 0 | 0 | 0 | 0 | 0 | 0 | 0 | 5 | 2 | 1 | 1 | [13 empty] | 2 | 1 | 4 | 1 | 3 | 1 | 1 |  | 0
EOP | Valley Switch | 138 | LDES |  |  | 0 | 0 | 0 | 0 | 0 | 0 | 0 | 0 | 0 | 1 | 1 | 1 | 1 | [13 empty] | 2 | 2 | 4 | 1 | 3 | 1 | 1 |  | 0
EOP | Valley Switch | 230 | LDES |  |  | 0 | 0 | 0 | 0 | 0 | 0 | 0 | 0 | 0 | 1 | 1 | 1 | 1 | [13 empty] | 2 | 2 | 4 | 1 | 3 | 1 | 1 |  | 0
PG&E GBA | Vasco | 230 | LDES |  |  | 0 | 0 | 0 | 0 | 0 | 0 | 0 | 0 | 0 | 5 | 2 | 1 | 1 | [13 empty] | 2 | 1 | 3 | 1 | 3 | 1 | 1 |  | 0
PG&E GBA | Vasona | 230 | LDES |  |  | 0 | 0 | 0 | 0 | 0 | 0 | 0 | 0 | 0 | 1 | 1 | 1 | 1 | [13 empty] | 2 | 1 | 4 | 2 | 3 | 1 | 1 |  | 0
SCE Northern | Vestal | 230 | LDES |  |  | 0 | 0 | 0 | 0 | 0 | 0 | 0 | 0 | 0 | 1 | 1 | 1 | 1 | [13 empty] | 1 | 1 | 4 | 1 | 1 | 1 | 1 |  | 0
SCE Northern | Vestal | 66 | LDES |  |  | 0 | 0 | 0 | 0 | 0 | 0 | 0 | 0 | 0 | 1 | 1 | 1 | 1 | [13 empty] | 1 | 1 | 4 | 1 | 1 | 1 | 1 |  | 0
SCE NOL | Victor | 115 | LDES |  |  | 0 | 0 | 0 | 0 | 0 | 0 | 0 | 0 | 0 | 1 | 1 | 1 | 1 | [13 empty] | 2 | 1 | 3 | 1 | 2 | 1 | 1 |  | 0
SCE NOL | Victor | 230 | LDES |  |  | 0 | 0 | 0 | 0 | 0 | 0 | 0 | 0 | 0 | 1 | 1 | 1 | 1 | [13 empty] | 2 | 1 | 3 | 1 | 2 | 1 | 1 |  | 0
SCE Metro | Viejo | 230 | LDES |  |  | 0 | 0 | 0 | 0 | 0 | 0 | 0 | 0 | 0 | 1 | 1 | 1 | 1 | [13 empty] | 1 | 1 | 3 | 1 | 2 | 1 | 1 |  | 0
PG&E GBA | Vierra | 115 | LDES |  |  | 0 | 0 | 0 | 0 | 0 | 0 | 0 | 0 | 0 | 5 | 2 | 1 | 1 | [13 empty] | 1 | 1 | 1 | 2 | 1 | 1 | 1 |  | 0
SCE Metro | Villa Park | 230 | LDES |  |  | 0 | 0 | 0 | 0 | 0 | 0 | 0 | 0 | 0 | 1 | 1 | 1 | 1 | [13 empty] | 1 | 1 | 2 | 1 | 2 | 1 | 1 |  | 0
SCE Northern | Vincent | 230 | LDES |  |  | 0 | 0 | 0 | 0 | 0 | 0 | 0 | 0 | 0 | 1 | 1 | 1 | 1 | [13 empty] | 2 | 1 | 4 | 1 | 3 | 1 | 1 |  | 0
SCE Northern | Vincent | 500 | LDES |  |  | 0 | 0 | 0 | 0 | 0 | 0 | 0 | 0 | 0 | 1 | 1 | 1 | 1 | [13 empty] | 2 | 1 | 4 | 1 | 3 | 1 | 1 |  | 0
PG&E GBA | Vineyard | 230 | LDES |  |  | 0 | 0 | 0 | 0 | 0 | 0 | 0 | 0 | 0 | 5 | 2 | 1 | 1 | [13 empty] | 2 | 1 | 2 | 1 | 3 | 1 | 1 |  | 0
SDGE | Vineyard | 69 | LDES |  |  | 0 | 0 | 0 | 0 | 0 | 0 | 0 | 0 | 0 | 1 | 1 | 1 | 1 | [13 empty] | 2 | 1 | 2 | 1 | 3 | 1 | 1 |  | 0
SCE Eastern | Vista (SCE) | 230 | LDES |  |  | 0 | 0 | 0 | 0 | 0 | 0 | 0 | 0 | 0 | 1 | 1 | 1 | 1 | [13 empty] | 1 | 1 | 2 | 1 | 1 | 1 | 1 |  | 0
EOP | Vista (VEA) | 138 | LDES |  |  | 0 | 0 | 0 | 0 | 0 | 0 | 0 | 0 | 0 | 1 | 1 | 1 | 1 | [13 empty] | 2 | 2 | 4 | 1 | 3 | 1 | 1 |  | 0
EOP | Vista (VEA) | 230 | LDES |  |  | 0 | 0 | 0 | 0 | 0 | 0 | 0 | 0 | 0 | 1 | 1 | 1 | 1 | [13 empty] | 2 | 2 | 4 | 1 | 3 | 1 | 1 |  | 0
PG&E FRESNO | Wahtoke | 115 | LDES |  |  | 0 | 0 | 0 | 0 | 0 | 0 | 0 | 0 | 0 | 5 | 2 | 1 | 1 | [13 empty] | 1 | 1 | 3 | 2 | 1 | 1 | 1 |  | 0
SCE Northern | Wakefield | 66 | LDES |  |  | 0 | 0 | 0 | 0 | 0 | 0 | 0 | 0 | 0 | 1 | 1 | 1 | 1 | [13 empty] | 2 | 1 | 4 | 1 | 3 | 1 | 1 |  | 0
SCE Metro | Walnut | 230 | LDES |  |  | 0 | 0 | 0 | 0 | 0 | 0 | 0 | 0 | 0 | 1 | 1 | 1 | 1 | [13 empty] | 1 | 1 | 1 | 1 | 1 | 1 | 1 |  | 0
SCE Northern | Warne | 230 | LDES |  |  | 0 | 0 | 0 | 0 | 0 | 0 | 0 | 0 | 0 | 1 | 1 | 1 | 1 | [13 empty] | 1 | 1 | 4 | 1 | 3 | 1 | 1 |  | 0
PG&E GBA | Warnerville | 230 | LDES |  |  | 0 | 0 | 0 | 0 | 0 | 0 | 0 | 0 | 0 | 5 | 2 | 1 | 1 | [13 empty] | 1 | 1 | 3 | 2 | 2 | 1 | 1 |  | 0
PG&E FRESNO | Waukena | 115 | LDES |  |  | 0 | 0 | 0 | 0 | 0 | 0 | 0 | 0 | 0 | 5 | 2 | 1 | 1 | [13 empty] | 1 | 1 | 4 | 2 | 1 | 1 | 1 |  | 0
PG&E GBA | Weber | 230 | LDES |  |  | 0 | 0 | 0 | 0 | 0 | 0 | 0 | 0 | 0 | 5 | 2 | 1 | 1 | [13 empty] | 1 | 1 | 3 | 2 | 1 | 1 | 1 |  | 0
PG&E GBA | Weber | 60 | LDES |  |  | 0 | 0 | 0 | 0 | 0 | 0 | 0 | 0 | 0 | 5 | 2 | 1 | 1 | [13 empty] | 1 | 1 | 3 | 2 | 1 | 1 | 1 |  | 0
PG&E FRESNO | West Fresno | 115 | LDES |  |  | 0 | 0 | 0 | 0 | 0 | 0 | 0 | 0 | 0 | 5 | 2 | 1 | 1 | [13 empty] | 1 | 1 | 2 | 2 | 1 | 1 | 1 |  | 0
PG&E FRESNO | Westley | 230 | LDES |  |  | 0 | 0 | 0 | 0 | 0 | 0 | 0 | 0 | 0 | 1 | 1 | 1 | 1 | [13 empty] | 1 | 1 | 4 | 2 | 1 | 1 | 1 |  | 0
PG&E KERN | Westpark | 115 | LDES |  |  | 0 | 0 | 0 | 0 | 0 | 0 | 0 | 0 | 0 | 1 | 1 | 1 | 1 | [13 empty] | 1 | 1 | 3 | 1 | 1 | 1 | 1 |  | 0
PG&E KERN | Wheeler Ridge | 230 | LDES |  |  | 0 | 0 | 0 | 0 | 0 | 0 | 0 | 0 | 0 | 5 | 2 | 4 | 2 | [13 empty] | 1 | 1 | 4 | 1 | 1 | 1 | 1 |  | 0
PG&E KERN | Wheeler Ridge | 115 | LDES |  |  | 0 | 0 | 0 | 0 | 0 | 0 | 0 | 0 | 0 | 1 | 1 | 1 | 1 | [13 empty] | 1 | 1 | 4 | 1 | 1 | 1 | 1 |  | 0
PG&E KERN | Wheeler Ridge | 70 | LDES |  |  | 0 | 0 | 0 | 0 | 0 | 0 | 0 | 0 | 0 | 5 | 2 | 4 | 2 | [13 empty] | 1 | 1 | 4 | 1 | 1 | 1 | 1 |  | 0
SCE Northern | Whirlwind | 230 | LDES |  | Mapped as A-CAES and PSH | 900 | 0 | 900 | 200 | 0 | 200 | 700 | 0 | 700 | 1 | 1 | 1 | 1 | [13 empty] | 2 | 1 | 4 | 1 | 3 | 5- | 1 |  | 1
SCE Northern | Whirlwind | 500 | LDES |  |  | 0 | 0 | 0 | 0 | 0 | 0 | 0 | 0 | 0 | 1 | 1 | 1 | 1 | [13 empty] | 2 | 1 | 4 | 1 | 3 | 1 | 1 |  | 0
PG&E GBA | Whisman | 115 | LDES |  |  | 0 | 0 | 0 | 0 | 0 | 0 | 0 | 0 | 0 | 1 | 1 | 1 | 1 | [13 empty] | 2 | 1 | 2 | 2 | 2 | 1 | 1 |  | 0
SCE Eastern | Wildlife | 230 | LDES |  |  | 0 | 0 | 0 | 0 | 0 | 0 | 0 | 0 | 0 | 1 | 1 | 1 | 1 | [13 empty] | 1 | 1 | 1 | 1 | 1 | 1 | 1 |  | 0
PG&E FRESNO | Wilson | 115 | LDES |  |  | 0 | 0 | 0 | 0 | 0 | 0 | 0 | 0 | 0 | 5 | 2 | 1 | 1 | [13 empty] | 1 | 1 | 4 | 2 | 1 | 1 | 1 |  | 0
PG&E FRESNO | Wilson | 230 | LDES |  |  | 0 | 0 | 0 | 0 | 0 | 0 | 0 | 0 | 0 | 5 | 2 | 4 | 2 | [13 empty] | 1 | 1 | 4 | 2 | 1 | 1 | 1 |  | 0
SCE Northern | Windhub | 230 | LDES |  |  | 0 | 0 | 0 | 0 | 0 | 0 | 0 | 0 | 0 | 1 | 1 | 1 | 1 | [13 empty] | 2 | 1 | 4 | 1 | 2 | 1+ | 1 |  | 1
SCE Northern | Windhub | 500 | LDES |  |  | 0 | 0 | 0 | 0 | 0 | 0 | 0 | 0 | 0 | 1 | 1 | 1 | 1 | [13 empty] | 2 | 1 | 4 | 1 | 2 | 1 | 1 |  | 0
PG&E GBA | Windmaster | 230 | LDES |  |  | 0 | 0 | 0 | 0 | 0 | 0 | 0 | 0 | 0 | 5 | 2 | 1 | 1 | [13 empty] | 2 | 1 | 2 | 1 | 2 | 1 | 1 |  | 0
PG&E NGBA | Windsor | 60 | LDES |  |  | 0 | 0 | 0 | 0 | 0 | 0 | 0 | 0 | 0 | 5 | 2 | 1 | 1 | [13 empty] | 1 | 1 | 2 | 1 | 2 | 1 | 1 |  | 0
PG&E NGBA | Woodland | 115 | LDES |  |  | 0 | 0 | 0 | 0 | 0 | 0 | 0 | 0 | 0 | 5 | 2 | 1 | 1 | [13 empty] | 2 | 1 | 4 | 2 | 3 | 1 | 1 |  | 0
PG&E FRESNO | Woodward | 115 | LDES |  |  | 0 | 0 | 0 | 0 | 0 | 0 | 0 | 0 | 0 | 5 | 2 | 1 | 1 | [13 empty] | 1 | 1 | 2 | 2 | 2 | 1 | 1 |  | 0
PG&E NGBA | Wyandotte | 115 | LDES |  |  | 0 | 0 | 0 | 0 | 0 | 0 | 0 | 0 | 0 | 5 | 2 | 1 | 1 | [13 empty] | 2 | 1 | 2 | 2 | 2 | 1 | 1 |  | 0
PG&E KERN | 7th Standard | 115 | OOS_Wind |  |  | 0 | 0 | 0 | 0 | 0 | 0 | 0 | 0 | 0 | 5 | 2 | 4 | 2 | [18 empty] | 1 | 1 |  | 0
SCE Metro | Alamitos | 230 | OOS_Wind |  |  | 0 | 0 | 0 | 0 | 0 | 0 | 0 | 0 | 0 | 1 | 1 | 1 | 1 | [18 empty] | 1 | 1 |  | 0
SCE Eastern | Alberhill | 115 | OOS_Wind |  |  | 0 | 0 | 0 | 0 | 0 | 0 | 0 | 0 | 0 | 1 | 1 | 1 | 1 | [18 empty] | 1 | 1 |  | 0
SCE Eastern | Alberhill | 500 | OOS_Wind |  |  | 0 | 0 | 0 | 0 | 0 | 0 | 0 | 0 | 0 | 1 | 1 | 1 | 1 | [18 empty] | 1 | 1 |  | 0
PG&E GBA | Alhambra | 115 | OOS_Wind |  |  | 0 | 0 | 0 | 0 | 0 | 0 | 0 | 0 | 0 | 5 | 2 | 1 | 1 | [18 empty] | 1 | 1 |  | 0
PG&E FRESNO | Alpaugh | 115 | OOS_Wind |  |  | 0 | 0 | 0 | 0 | 0 | 0 | 0 | 0 | 0 | 5 | 2 | 4 | 2 | [18 empty] | 1 | 1 |  | 0
PG&E GBA | Altamont Midway (Sandhill) | 230 | OOS_Wind |  |  | 0 | 0 | 0 | 0 | 0 | 0 | 0 | 0 | 0 | 5 | 2 | 1 | 1 | [18 empty] | 1 | 1 |  | 0
SCE Northern | Antelope | 230 | OOS_Wind |  |  | 0 | 0 | 0 | 0 | 0 | 0 | 0 | 0 | 0 | 1 | 1 | 1 | 1 | [18 empty] | 1 | 1 |  | 0
SCE Northern | Antelope | 500 | OOS_Wind |  |  | 0 | 0 | 0 | 0 | 0 | 0 | 0 | 0 | 0 | 1 | 1 | 1 | 1 | [18 empty] | 1 | 1 |  | 0
PG&E KERN | Arco | 230 | OOS_Wind |  |  | 0 | 0 | 0 | 0 | 0 | 0 | 0 | 0 | 0 | 5 | 2 | 4 | 2 | [18 empty] | 1 | 1 |  | 0
SCE Metro | ArcoGen | 230 | OOS_Wind |  |  | 0 | 0 | 0 | 0 | 0 | 0 | 0 | 0 | 0 | 1 | 1 | 1 | 1 | [18 empty] | 1 | 1 |  | 0
SDGE | Artesian | 230 | OOS_Wind |  |  | 0 | 0 | 0 | 0 | 0 | 0 | 0 | 0 | 0 | 1 | 1 | 1 | 1 | [18 empty] | 1 | 1 |  | 0
PG&E FRESNO | Ashlan | 230 | OOS_Wind |  |  | 0 | 0 | 0 | 0 | 0 | 0 | 0 | 0 | 0 | 5 | 2 | 1 | 1 | [18 empty] | 1 | 1 |  | 0
PG&E NGBA | Atlantic | 115 | OOS_Wind |  |  | 0 | 0 | 0 | 0 | 0 | 0 | 0 | 0 | 0 | 5 | 2 | 1 | 1 | [18 empty] | 1 | 1 |  | 0
PG&E NGBA | Atlantic | 230 | OOS_Wind |  |  | 0 | 0 | 0 | 0 | 0 | 0 | 0 | 0 | 0 | 5 | 2 | 1 | 1 | [18 empty] | 1 | 1 |  | 0
PG&E FRESNO | Atwater | 115 | OOS_Wind |  |  | 0 | 0 | 0 | 0 | 0 | 0 | 0 | 0 | 0 | 5 | 2 | 1 | 1 | [18 empty] | 1 | 1 |  | 0
PG&E GBA | Avena | 115 | OOS_Wind |  |  | 0 | 0 | 0 | 0 | 0 | 0 | 0 | 0 | 0 | 5 | 2 | 1 | 1 | [18 empty] | 1 | 1 |  | 0
PG&E NGBA | Bahia | 230 | OOS_Wind |  |  | 0 | 0 | 0 | 0 | 0 | 0 | 0 | 0 | 0 | 5 | 2 | 1 | 1 | [18 empty] | 1 | 1 |  | 0
SCE Northern | Bailey | 230 | OOS_Wind |  |  | 0 | 0 | 0 | 0 | 0 | 0 | 0 | 0 | 0 | 1 | 1 | 1 | 1 | [18 empty] | 1 | 1 |  | 0
SCE NOL | Baker | 115 | OOS_Wind |  |  | 0 | 0 | 0 | 0 | 0 | 0 | 0 | 0 | 0 | 3 | 3 | 1 | 1 | [18 empty] | 1 | 1 |  | 0
PG&E KERN | Bakersfield | 230 | OOS_Wind |  |  | 0 | 0 | 0 | 0 | 0 | 0 | 0 | 0 | 0 | 5 | 2 | 4 | 2 | [18 empty] | 1 | 1 |  | 0
PG&E FRESNO | Balch | 230 | OOS_Wind |  |  | 0 | 0 | 0 | 0 | 0 | 0 | 0 | 0 | 0 | 5 | 2 | 1 | 1 | [18 empty] | 1 | 1 |  | 0
SCE Eastern | Bannister | 230 | OOS_Wind |  |  | 0 | 0 | 0 | 0 | 0 | 0 | 0 | 0 | 0 | 5 | 5 | 3 | 3 | [18 empty] | 1 | 1 |  | 0
SCE Metro | Barre | 230 | OOS_Wind |  |  | 0 | 0 | 0 | 0 | 0 | 0 | 0 | 0 | 0 | 1 | 1 | 1 | 1 | [18 empty] | 1 | 1 |  | 0
SDGE | Bay Boulevard | 230 | OOS_Wind |  |  | 0 | 0 | 0 | 0 | 0 | 0 | 0 | 0 | 0 | 1 | 1 | 1 | 1 | [18 empty] | 1 | 1 |  | 0
EOP | Beatty | 138 | OOS_Wind |  |  | 0 | 0 | 0 | 0 | 0 | 0 | 0 | 0 | 0 | 1 | 1 | 1 | 1 | [18 empty] | 1 | 1 |  | 0
EOP | Beatty | 230 | OOS_Wind |  |  | 0 | 0 | 0 | 0 | 0 | 0 | 0 | 0 | 0 | 1 | 1 | 1 | 1 | [18 empty] | 1 | 1 |  | 0
PG&E NGBA | Belden | 230 | OOS_Wind |  |  | 0 | 0 | 0 | 0 | 0 | 0 | 0 | 0 | 0 | 5 | 2 | 1 | 1 | [18 empty] | 1 | 1 |  | 0
PG&E NGBA | Bell | 115 | OOS_Wind |  |  | 0 | 0 | 0 | 0 | 0 | 0 | 0 | 0 | 0 | 5 | 2 | 1 | 1 | [18 empty] | 1 | 1 |  | 0
PG&E NGBA | Bellevue | 115 | OOS_Wind |  |  | 0 | 0 | 0 | 0 | 0 | 0 | 0 | 0 | 0 | 5 | 2 | 1 | 1 | [18 empty] | 1 | 1 |  | 0
PG&E GBA | Bellota | 115 | OOS_Wind |  |  | 0 | 0 | 0 | 0 | 0 | 0 | 0 | 0 | 0 | 5 | 2 | 1 | 1 | [18 empty] | 1 | 1 |  | 0
PG&E GBA | Bellota | 230 | OOS_Wind |  |  | 0 | 0 | 0 | 0 | 0 | 0 | 0 | 0 | 0 | 5 | 2 | 1 | 1 | [18 empty] | 1 | 1 |  | 0
SCE Northern | Big Creek | 230 | OOS_Wind |  |  | 0 | 0 | 0 | 0 | 0 | 0 | 0 | 0 | 0 | 1 | 1 | 1 | 1 | [18 empty] | 1 | 1 |  | 0
PG&E GBA | Birds Landing | 230 | OOS_Wind |  |  | 0 | 0 | 0 | 0 | 0 | 0 | 0 | 0 | 0 | 5 | 2 | 1 | 1 | [18 empty] | 1 | 1 |  | 0
SCE Eastern | Blythe | 161 | OOS_Wind |  |  | 0 | 0 | 0 | 0 | 0 | 0 | 0 | 0 | 0 | 5 | 5 | 3 | 3 | [18 empty] | 1 | 1 |  | 0
PG&E NGBA | Bogue | 115 | OOS_Wind |  |  | 0 | 0 | 0 | 0 | 0 | 0 | 0 | 0 | 0 | 5 | 2 | 1 | 1 | [18 empty] | 1 | 1 |  | 0
PG&E FRESNO | Borden | 230 | OOS_Wind |  |  | 0 | 0 | 0 | 0 | 0 | 0 | 0 | 0 | 0 | 5 | 2 | 4 | 2 | [18 empty] | 1 | 1 |  | 0
SDGE | Boulevard East | 138 | OOS_Wind |  |  | 0 | 0 | 0 | 0 | 0 | 0 | 0 | 0 | 0 | 1 | 1 | 1 | 1 | [18 empty] | 1 | 1 |  | 0
PG&E GBA | Brentwood | 230 | OOS_Wind |  |  | 0 | 0 | 0 | 0 | 0 | 0 | 0 | 0 | 0 | 5 | 2 | 1 | 1 | [18 empty] | 1 | 1 |  | 0
PG&E NGBA | Bridgeville | 115 | OOS_Wind |  |  | 0 | 0 | 0 | 0 | 0 | 0 | 0 | 0 | 0 | 5 | 2 | 1 | 1 | [18 empty] | 1 | 1 |  | 0
PG&E NGBA | Brighton | 115 | OOS_Wind |  |  | 0 | 0 | 0 | 0 | 0 | 0 | 0 | 0 | 0 | 5 | 2 | 1 | 1 | [18 empty] | 1 | 1 |  | 0
PG&E NGBA | Brighton | 230 | OOS_Wind |  |  | 0 | 0 | 0 | 0 | 0 | 0 | 0 | 0 | 0 | 5 | 2 | 1 | 1 | [18 empty] | 1 | 1 |  | 0
PG&E NGBA | Brunswick | 115 | OOS_Wind |  |  | 0 | 0 | 0 | 0 | 0 | 0 | 0 | 0 | 0 | 5 | 2 | 1 | 1 | [18 empty] | 1 | 1 |  | 0
PG&E NGBA | Bucks Creek | 230 | OOS_Wind |  |  | 0 | 0 | 0 | 0 | 0 | 0 | 0 | 0 | 0 | 5 | 2 | 1 | 1 | [18 empty] | 1 | 1 |  | 0
PG&E KERN | Buena Vista | 230 | OOS_Wind |  |  | 0 | 0 | 0 | 0 | 0 | 0 | 0 | 0 | 0 | 5 | 2 | 4 | 2 | [18 empty] | 1 | 1 |  | 0
PG&E FRESNO | Bullard | 115 | OOS_Wind |  |  | 0 | 0 | 0 | 0 | 0 | 0 | 0 | 0 | 0 | 5 | 2 | 4 | 2 | [18 empty] | 1 | 1 |  | 0
PG&E GBA | Burlingame | 115 | OOS_Wind |  |  | 0 | 0 | 0 | 0 | 0 | 0 | 0 | 0 | 0 | 5 | 2 | 1 | 1 | [18 empty] | 1 | 1 |  | 0
PG&E NGBA | Burney Forest | 230 | OOS_Wind |  |  | 0 | 0 | 0 | 0 | 0 | 0 | 0 | 0 | 0 | 5 | 5 | 3 | 3 | [18 empty] | 1 | 1 |  | 0
PG&E NGBA | Butte | 115 | OOS_Wind |  |  | 0 | 0 | 0 | 0 | 0 | 0 | 0 | 0 | 0 | 5 | 2 | 1 | 1 | [18 empty] | 1 | 1 |  | 0
PG&E KERN | Cabrillo | 115 | OOS_Wind |  |  | 0 | 0 | 0 | 0 | 0 | 0 | 0 | 0 | 0 | 1 | 1 | 1 | 1 | [18 empty] | 1 | 1 |  | 0
PG&E FRESNO | Cal Flats | 230 | OOS_Wind |  |  | 0 | 0 | 0 | 0 | 0 | 0 | 0 | 0 | 0 | 5 | 2 | 4 | 2 | [18 empty] | 1 | 1 |  | 0
SCE NOL | Calcite | 230 | OOS_Wind |  |  | 0 | 0 | 0 | 0 | 0 | 0 | 0 | 0 | 0 | 1 | 1 | 1 | 1 | [18 empty] | 1 | 1 |  | 0
PG&E KERN | Caliente | 230 | OOS_Wind |  |  | 0 | 0 | 0 | 0 | 0 | 0 | 0 | 0 | 0 | 5 | 2 | 4 | 2 | [18 empty] | 1 | 1 |  | 0
PG&E FRESNO | California Ave | 115 | OOS_Wind |  |  | 0 | 0 | 0 | 0 | 0 | 0 | 0 | 0 | 0 | 5 | 2 | 1 | 1 | [18 empty] | 1 | 1 |  | 0
PG&E KERN | Callender | 115 | OOS_Wind |  |  | 0 | 0 | 0 | 0 | 0 | 0 | 0 | 0 | 0 | 5 | 2 | 4 | 2 | [18 empty] | 1 | 1 |  | 0
PG&E NGBA | Calpella | 115 | OOS_Wind |  |  | 0 | 0 | 0 | 0 | 0 | 0 | 0 | 0 | 0 | 5 | 2 | 1 | 1 | [18 empty] | 1 | 1 |  | 0
PG&E GBA | Camanche | 230 | OOS_Wind |  |  | 0 | 0 | 0 | 0 | 0 | 0 | 0 | 0 | 0 | 5 | 2 | 1 | 1 | [18 empty] | 1 | 1 |  | 0
PG&E FRESNO | Cantua | 115 | OOS_Wind |  |  | 0 | 0 | 0 | 0 | 0 | 0 | 0 | 0 | 0 | 1 | 1 | 1 | 1 | [18 empty] | 1 | 1 |  | 0
SDGE | Capistrano | 138 | OOS_Wind |  |  | 0 | 0 | 0 | 0 | 0 | 0 | 0 | 0 | 0 | 1 | 1 | 1 | 1 | [18 empty] | 1 | 1 |  | 0
SDGE | Capistrano | 230 | OOS_Wind |  |  | 0 | 0 | 0 | 0 | 0 | 0 | 0 | 0 | 0 | 1 | 1 | 1 | 1 | [18 empty] | 1 | 1 |  | 0
PG&E NGBA | Carberry | 230 | OOS_Wind |  |  | 0 | 0 | 0 | 0 | 0 | 0 | 0 | 0 | 0 | 5 | 5 | 3 | 3 | [18 empty] | 1 | 1 |  | 0
PG&E NGBA | Caribou | 115 | OOS_Wind |  |  | 0 | 0 | 0 | 0 | 0 | 0 | 0 | 0 | 0 | 5 | 2 | 1 | 1 | [18 empty] | 1 | 1 |  | 0
PG&E NGBA | Caribou | 230 | OOS_Wind |  |  | 0 | 0 | 0 | 0 | 0 | 0 | 0 | 0 | 0 | 5 | 2 | 1 | 1 | [18 empty] | 1 | 1 |  | 0
EOP | Carpenter Canyon (fka Gamebird) | 138 | OOS_Wind |  |  | 0 | 0 | 0 | 0 | 0 | 0 | 0 | 0 | 0 | 1 | 1 | 1 | 1 | [18 empty] | 1 | 1 |  | 0
EOP | Carpenter Canyon (fka Gamebird) | 230 | OOS_Wind |  |  | 0 | 0 | 0 | 0 | 0 | 0 | 0 | 0 | 0 | 1 | 1 | 1 | 1 | [18 empty] | 1 | 1 |  | 0
PG&E NGBA | Carquinez | 115 | OOS_Wind |  |  | 0 | 0 | 0 | 0 | 0 | 0 | 0 | 0 | 0 | 5 | 2 | 1 | 1 | [18 empty] | 1 | 1 |  | 0
SDGE | Carrizo Gorge | 138 | OOS_Wind |  |  | 0 | 0 | 0 | 0 | 0 | 0 | 0 | 0 | 0 | 1 | 1 | 1 | 1 | [18 empty] | 1 | 1 |  | 0
PG&E KERN | Carrizo Plains | 115 | OOS_Wind |  |  | 0 | 0 | 0 | 0 | 0 | 0 | 0 | 0 | 0 | 5 | 2 | 4 | 2 | [18 empty] | 1 | 1 |  | 0
PG&E KERN | Casaloma | 230 | OOS_Wind |  |  | 0 | 0 | 0 | 0 | 0 | 0 | 0 | 0 | 0 | 1 | 1 | 1 | 1 | [18 empty] | 1 | 1 |  | 0
PG&E GBA | Castro Valley | 230 | OOS_Wind |  |  | 0 | 0 | 0 | 0 | 0 | 0 | 0 | 0 | 0 | 5 | 2 | 1 | 1 | [18 empty] | 1 | 1 |  | 0
PG&E GBA | Cayetano | 230 | OOS_Wind |  |  | 0 | 0 | 0 | 0 | 0 | 0 | 0 | 0 | 0 | 5 | 2 | 1 | 1 | [18 empty] | 1 | 1 |  | 0
SCE Metro | Center | 230 | OOS_Wind |  |  | 0 | 0 | 0 | 0 | 0 | 0 | 0 | 0 | 0 | 1 | 1 | 1 | 1 | [18 empty] | 1 | 1 |  | 0
PG&E KERN | Charca | 115 | OOS_Wind |  |  | 0 | 0 | 0 | 0 | 0 | 0 | 0 | 0 | 0 | 1 | 1 | 1 | 1 | [18 empty] | 1 | 1 |  | 0
EOP | Charleston | 138 | OOS_Wind |  |  | 0 | 0 | 0 | 0 | 0 | 0 | 0 | 0 | 0 | 1 | 1 | 1 | 1 | [18 empty] | 1 | 1 |  | 0
SCE Metro | Chevmain | 230 | OOS_Wind |  |  | 0 | 0 | 0 | 0 | 0 | 0 | 0 | 0 | 0 | 1 | 1 | 1 | 1 | [18 empty] | 1 | 1 |  | 0
SDGE | Chicarita | 138 | OOS_Wind |  |  | 0 | 0 | 0 | 0 | 0 | 0 | 0 | 0 | 0 | 1 | 1 | 1 | 1 | [18 empty] | 1 | 1 |  | 0
SCE Metro | Chino | 230 | OOS_Wind |  |  | 0 | 0 | 0 | 0 | 0 | 0 | 0 | 0 | 0 | 1 | 1 | 1 | 1 | [18 empty] | 1 | 1 |  | 0
PG&E FRESNO | Chowchilla | 115 | OOS_Wind |  |  | 0 | 0 | 0 | 0 | 0 | 0 | 0 | 0 | 0 | 5 | 2 | 1 | 1 | [18 empty] | 1 | 1 |  | 0
PG&E GBA | Christie | 115 | OOS_Wind |  |  | 0 | 0 | 0 | 0 | 0 | 0 | 0 | 0 | 0 | 5 | 2 | 1 | 1 | [18 empty] | 1 | 1 |  | 0
SCE Eastern | Cielo Azul | 500 | OOS_Wind |  |  | 0 | 0 | 0 | 0 | 0 | 0 | 0 | 0 | 0 | 1 | 1 | 1 | 1 | [18 empty] | 1 | 1 |  | 0
PG&E GBA | Clayton | 115 | OOS_Wind |  |  | 0 | 0 | 0 | 0 | 0 | 0 | 0 | 0 | 0 | 5 | 2 | 1 | 1 | [18 empty] | 1 | 1 |  | 0
PG&E NGBA | Cloverdale | 115 | OOS_Wind |  |  | 0 | 0 | 0 | 0 | 0 | 0 | 0 | 0 | 0 | 5 | 2 | 1 | 1 | [18 empty] | 1 | 1 |  | 0
PG&E FRESNO | Clovis | 115 | OOS_Wind |  |  | 0 | 0 | 0 | 0 | 0 | 0 | 0 | 0 | 0 | 5 | 2 | 1 | 1 | [18 empty] | 1 | 1 |  | 0
PG&E GBA | Coburn | 230 | OOS_Wind |  |  | 0 | 0 | 0 | 0 | 0 | 0 | 0 | 0 | 0 | 1 | 1 | 1 | 1 | [18 empty] | 1 | 1 |  | 0
PG&E NGBA | Colgate | 230 | OOS_Wind |  |  | 0 | 0 | 0 | 0 | 0 | 0 | 0 | 0 | 0 | 5 | 2 | 1 | 1 | [18 empty] | 1 | 1 |  | 0
PG&E GBA | Collierville | 230 | OOS_Wind |  |  | 0 | 0 | 0 | 0 | 0 | 0 | 0 | 0 | 0 | 5 | 2 | 1 | 1 | [18 empty] | 1 | 1 |  | 0
PG&E GBA | Collinsville | 230 | OOS_Wind |  |  | 0 | 0 | 0 | 0 | 0 | 0 | 0 | 0 | 0 | 5 | 2 | 1 | 1 | [18 empty] | 1 | 1 |  | 0
PG&E GBA | Collinsville | 500 | OOS_Wind |  |  | 0 | 0 | 0 | 0 | 0 | 0 | 0 | 0 | 0 | 5 | 2 | 1 | 1 | [18 empty] | 1 | 1 |  | 0
SCE Eastern | Colorado River | 230 | OOS_Wind |  |  | 0 | 0 | 0 | 0 | 0 | 0 | 0 | 0 | 0 | 1 | 1 | 1 | 1 | [18 empty] | 1 | 1 |  | 0
SCE Eastern | Colorado River | 500 | OOS_Wind |  |  | 0 | 0 | 0 | 0 | 0 | 0 | 0 | 0 | 0 | 1 | 1 | 1 | 1 | [18 empty] | 1 | 1 |  | 0
PG&E KERN | Columbus | 115 | OOS_Wind |  |  | 0 | 0 | 0 | 0 | 0 | 0 | 0 | 0 | 0 | 5 | 2 | 4 | 2 | [18 empty] | 1 | 1 |  | 0
PG&E GBA | Contra Costa | 115 | OOS_Wind |  |  | 0 | 0 | 0 | 0 | 0 | 0 | 0 | 0 | 0 | 5 | 2 | 1 | 1 | [18 empty] | 1 | 1 |  | 0
PG&E GBA | Contra Costa | 230 | OOS_Wind |  |  | 0 | 0 | 0 | 0 | 0 | 0 | 0 | 0 | 0 | 5 | 2 | 1 | 1 | [18 empty] | 1 | 1 |  | 0
PG&E GBA | Contra Costa PP | 230 | OOS_Wind |  |  | 0 | 0 | 0 | 0 | 0 | 0 | 0 | 0 | 0 | 5 | 2 | 1 | 1 | [18 empty] | 1 | 1 |  | 0
SCE NOL | Control | 115 | OOS_Wind |  |  | 0 | 0 | 0 | 0 | 0 | 0 | 0 | 0 | 0 | 5 | 5 | 1 | 1 | [18 empty] | 1 | 1 |  | 0
PG&E GBA | Cooley Landing | 115 | OOS_Wind |  |  | 0 | 0 | 0 | 0 | 0 | 0 | 0 | 0 | 0 | 5 | 2 | 1 | 1 | [18 empty] | 1 | 1 |  | 0
SCE NOL | Coolwater | 230 | OOS_Wind |  |  | 0 | 0 | 0 | 0 | 0 | 0 | 0 | 0 | 0 | 3 | 3 | 1 | 1 | [18 empty] | 1 | 1 |  | 0
SCE NOL | Coolwater | 115 | OOS_Wind |  |  | 0 | 0 | 0 | 0 | 0 | 0 | 0 | 0 | 0 | 3 | 3 | 1 | 1 | [18 empty] | 1 | 1 |  | 0
PG&E FRESNO | Corcoran | 115 | OOS_Wind |  |  | 0 | 0 | 0 | 0 | 0 | 0 | 0 | 0 | 0 | 5 | 2 | 4 | 2 | [18 empty] | 1 | 1 |  | 0
PG&E NGBA | Corona | 115 | OOS_Wind |  |  | 0 | 0 | 0 | 0 | 0 | 0 | 0 | 0 | 0 | 5 | 2 | 1 | 1 | [18 empty] | 1 | 1 |  | 0
PG&E NGBA | Cortina | 230 | OOS_Wind |  |  | 0 | 0 | 0 | 0 | 0 | 0 | 0 | 0 | 0 | 5 | 2 | 1 | 1 | [18 empty] | 1 | 1 |  | 0
PG&E NGBA | Cortina | 115 | OOS_Wind |  |  | 0 | 0 | 0 | 0 | 0 | 0 | 0 | 0 | 0 | 5 | 2 | 1 | 1 | [18 empty] | 1 | 1 |  | 0
PG&E GBA | Cottle | 230 | OOS_Wind |  |  | 0 | 0 | 0 | 0 | 0 | 0 | 0 | 0 | 0 | 5 | 2 | 1 | 1 | [18 empty] | 1 | 1 |  | 0
PG&E NGBA | Cottonwood | 115 | OOS_Wind |  |  | 0 | 0 | 0 | 0 | 0 | 0 | 0 | 0 | 0 | 5 | 2 | 1 | 1 | [18 empty] | 1 | 1 |  | 0
PG&E NGBA | Cottonwood | 230 | OOS_Wind |  |  | 0 | 0 | 0 | 0 | 0 | 0 | 0 | 0 | 0 | 5 | 2 | 1 | 1 | [18 empty] | 1 | 1 |  | 0
PG&E NGBA | Cove Road | 230 | OOS_Wind |  |  | 0 | 0 | 0 | 0 | 0 | 0 | 0 | 0 | 0 | 5 | 2 | 1 | 1 | [18 empty] | 1 | 1 |  | 0
PG&E GBA | Coyote | 230 | OOS_Wind |  |  | 0 | 0 | 0 | 0 | 0 | 0 | 0 | 0 | 0 | 1 | 1 | 1 | 1 | [18 empty] | 1 | 1 |  | 0
PG&E GBA | Crazy Horse Canyon | 115 | OOS_Wind |  |  | 0 | 0 | 0 | 0 | 0 | 0 | 0 | 0 | 0 | 1 | 1 | 1 | 1 | [18 empty] | 1 | 1 |  | 0
PG&E FRESNO | Cressey | 115 | OOS_Wind |  |  | 0 | 0 | 0 | 0 | 0 | 0 | 0 | 0 | 0 | 5 | 2 | 1 | 1 | [18 empty] | 1 | 1 |  | 0
PG&E NGBA | Cresta | 230 | OOS_Wind |  |  | 0 | 0 | 0 | 0 | 0 | 0 | 0 | 0 | 0 | 5 | 2 | 1 | 1 | [18 empty] | 1 | 1 |  | 0
PG&E GBA | Curtis | 115 | OOS_Wind |  |  | 0 | 0 | 0 | 0 | 0 | 0 | 0 | 0 | 0 | 5 | 2 | 1 | 1 | [18 empty] | 1 | 1 |  | 0
PG&E FRESNO | Dairyland | 115 | OOS_Wind |  |  | 0 | 0 | 0 | 0 | 0 | 0 | 0 | 0 | 0 | 5 | 2 | 1 | 1 | [18 empty] | 1 | 1 |  | 0
PG&E NGBA | Davis | 115 | OOS_Wind |  |  | 0 | 0 | 0 | 0 | 0 | 0 | 0 | 0 | 0 | 5 | 2 | 1 | 1 | [18 empty] | 1 | 1 |  | 0
SCE Metro | Del Amo | 500 | OOS_Wind |  |  | 0 | 0 | 0 | 0 | 0 | 0 | 0 | 0 | 0 | 1 | 1 | 1 | 1 | [18 empty] | 1 | 1 |  | 0
SCE Metro | Del Amo | 230 | OOS_Wind |  |  | 0 | 0 | 0 | 0 | 0 | 0 | 0 | 0 | 0 | 1 | 1 | 1 | 1 | [18 empty] | 1 | 1 |  | 0
SCE Eastern | Delaney | 500 | OOS_Wind |  |  | 0 | 0 | 0 | 0 | 0 | 0 | 0 | 0 | 0 | 1 | 1 | 1 | 1 | [18 empty] | 1 | 1 |  | 0
PG&E NGBA | Delevan | 230 | OOS_Wind |  |  | 0 | 0 | 0 | 0 | 0 | 0 | 0 | 0 | 0 | 5 | 2 | 1 | 1 | [18 empty] | 1 | 1 |  | 0
PG&E GBA | Delta PP | 230 | OOS_Wind |  |  | 0 | 0 | 0 | 0 | 0 | 0 | 0 | 0 | 0 | 5 | 2 | 1 | 1 | [18 empty] | 1 | 1 |  | 0
EOP | Desert View | 230 | OOS_Wind |  |  | 0 | 0 | 0 | 0 | 0 | 0 | 0 | 0 | 0 | 1 | 1 | 1 | 1 | [18 empty] | 1 | 1 |  | 0
SCE Eastern | Devers | 230 | OOS_Wind |  |  | 0 | 0 | 0 | 0 | 0 | 0 | 0 | 0 | 0 | 1 | 1 | 1 | 1 | [18 empty] | 1 | 1 |  | 0
SCE Eastern | Devers | 500 | OOS_Wind |  |  | 0 | 0 | 0 | 0 | 0 | 0 | 0 | 0 | 0 | 1 | 1 | 1 | 1 | [18 empty] | 1 | 1 |  | 0
PG&E KERN | Diablo Canyon | 230 | OOS_Wind |  |  | 0 | 0 | 0 | 0 | 0 | 0 | 0 | 0 | 0 | 1 | 1 | 1 | 1 | [18 empty] | 1 | 1 |  | 0
PG&E KERN | Diablo Canyon | 500 | OOS_Wind |  |  | 0 | 0 | 0 | 0 | 0 | 0 | 0 | 0 | 0 | 5 | 2 | 4 | 2 | [18 empty] | 1 | 1 |  | 0
PG&E KERN | Divide | 115 | OOS_Wind |  |  | 0 | 0 | 0 | 0 | 0 | 0 | 0 | 0 | 0 | 1 | 1 | 1 | 1 | [18 empty] | 1 | 1 |  | 0
PG&E GBA | Dixon Landing | 115 | OOS_Wind |  |  | 0 | 0 | 0 | 0 | 0 | 0 | 0 | 0 | 0 | 1 | 1 | 1 | 1 | [18 empty] | 1 | 1 |  | 0
PG&E FRESNO | Dos Amigos | 230 | OOS_Wind |  |  | 0 | 0 | 0 | 0 | 0 | 0 | 0 | 0 | 0 | 1 | 1 | 1 | 1 | [18 empty] | 1 | 1 |  | 0
PG&E NGBA | Drum | 115 | OOS_Wind |  |  | 0 | 0 | 0 | 0 | 0 | 0 | 0 | 0 | 0 | 5 | 2 | 1 | 1 | [18 empty] | 1 | 1 |  | 0
PG&E GBA | Dumbarton | 115 | OOS_Wind |  |  | 0 | 0 | 0 | 0 | 0 | 0 | 0 | 0 | 0 | 5 | 2 | 1 | 1 | [18 empty] | 1 | 1 |  | 0
SCE NOL | Dunn Siding | 115 | OOS_Wind |  |  | 0 | 0 | 0 | 0 | 0 | 0 | 0 | 0 | 0 | 3 | 3 | 1 | 1 | [18 empty] | 1 | 1 |  | 0
SCE Eastern | Eagle Mountain | 230 | OOS_Wind |  |  | 0 | 0 | 0 | 0 | 0 | 0 | 0 | 0 | 0 | 5 | 5 | 3 | 3 | [18 empty] | 1 | 1 |  | 0
PG&E NGBA | Eagle Rock (PGE) | 115 | OOS_Wind |  |  | 0 | 0 | 0 | 0 | 0 | 0 | 0 | 0 | 0 | 5 | 2 | 1 | 1 | [18 empty] | 1 | 1 |  | 0
SCE Metro | Eagle Rock (SCE) | 230 | OOS_Wind |  |  | 0 | 0 | 0 | 0 | 0 | 0 | 0 | 0 | 0 | 1 | 1 | 1 | 1 | [18 empty] | 1 | 1 |  | 0
PG&E NGBA | East Marysville | 115 | OOS_Wind |  |  | 0 | 0 | 0 | 0 | 0 | 0 | 0 | 0 | 0 | 5 | 2 | 1 | 1 | [18 empty] | 1 | 1 |  | 0
PG&E NGBA | East Nicolaus | 115 | OOS_Wind |  |  | 0 | 0 | 0 | 0 | 0 | 0 | 0 | 0 | 0 | 5 | 2 | 1 | 1 | [18 empty] | 1 | 1 |  | 0
PG&E GBA | Eastshore | 115 | OOS_Wind |  |  | 0 | 0 | 0 | 0 | 0 | 0 | 0 | 0 | 0 | 5 | 2 | 1 | 1 | [18 empty] | 1 | 1 |  | 0
PG&E GBA | Eastshore | 230 | OOS_Wind |  |  | 0 | 0 | 0 | 0 | 0 | 0 | 0 | 0 | 0 | 5 | 2 | 1 | 1 | [18 empty] | 1 | 1 |  | 0
SDGE | ECO | 138 | OOS_Wind |  |  | 0 | 0 | 0 | 0 | 0 | 0 | 0 | 0 | 0 | 1 | 1 | 1 | 1 | [18 empty] | 1 | 1 |  | 0
SDGE | ECO | 230 | OOS_Wind |  |  | 0 | 0 | 0 | 0 | 0 | 0 | 0 | 0 | 0 | 1 | 1 | 1 | 1 | [18 empty] | 1 | 1 |  | 0
SDGE | ECO | 500 | OOS_Wind |  |  | 0 | 0 | 0 | 0 | 0 | 0 | 0 | 0 | 0 | 1 | 1 | 1 | 1 | [18 empty] | 1 | 1 |  | 0
PG&E GBA | Edenvale | 115 | OOS_Wind |  |  | 0 | 0 | 0 | 0 | 0 | 0 | 0 | 0 | 0 | 1 | 1 | 1 | 1 | [18 empty] | 1 | 1 |  | 0
PG&E GBA | Edes | 115 | OOS_Wind |  |  | 0 | 0 | 0 | 0 | 0 | 0 | 0 | 0 | 0 | 5 | 2 | 1 | 1 | [18 empty] | 1 | 1 |  | 0
PG&E GBA | Eight Mile | 230 | OOS_Wind |  |  | 0 | 0 | 0 | 0 | 0 | 0 | 0 | 0 | 0 | 5 | 2 | 1 | 1 | [18 empty] | 1 | 1 |  | 0
SCE Eastern | El Casco | 230 | OOS_Wind |  |  | 0 | 0 | 0 | 0 | 0 | 0 | 0 | 0 | 0 | 1 | 1 | 1 | 1 | [18 empty] | 1 | 1 |  | 0
PG&E GBA | El Cerrito G | 115 | OOS_Wind |  |  | 0 | 0 | 0 | 0 | 0 | 0 | 0 | 0 | 0 | 5 | 2 | 1 | 1 | [18 empty] | 1 | 1 |  | 0
PG&E NGBA | El Dorado PH | 115 | OOS_Wind |  |  | 0 | 0 | 0 | 0 | 0 | 0 | 0 | 0 | 0 | 5 | 2 | 1 | 1 | [18 empty] | 1 | 1 |  | 0
PG&E FRESNO | El Nido (PGE) | 115 | OOS_Wind |  |  | 0 | 0 | 0 | 0 | 0 | 0 | 0 | 0 | 0 | 5 | 2 | 1 | 1 | [18 empty] | 1 | 1 |  | 0
SCE Metro | El Nido (SCE) | 230 | OOS_Wind |  |  | 0 | 0 | 0 | 0 | 0 | 0 | 0 | 0 | 0 | 1 | 1 | 1 | 1 | [18 empty] | 1 | 1 |  | 0
PG&E GBA | El Patio | 115 | OOS_Wind |  |  | 0 | 0 | 0 | 0 | 0 | 0 | 0 | 0 | 0 | 1 | 1 | 1 | 1 | [18 empty] | 1 | 1 |  | 0
SCE Metro | El Segundo | 230 | OOS_Wind |  |  | 0 | 0 | 0 | 0 | 0 | 0 | 0 | 0 | 0 | 1 | 1 | 1 | 1 | [18 empty] | 1 | 1 |  | 0
EOP | Eldorado | 230 | OOS_Wind | YES | SW_ExtTx_Wind | 51 | 0 | 51 | 51 | 0 | 51 | 0 | 0 | 0 | 1 | 1 | 1 | 1 | [18 empty] | 1+ | 1 |  | 1
EOP | Eldorado | 500 | OOS_Wind | YES | Wyoming Wind | 2895 | 0 | 2895 | 0 | 0 | 0 | 2895 | 0 | 2895 | 1 | 1 | 1 | 1 | [18 empty] | 3- | 1 |  | 1
PG&E KERN | Elk Hills | 230 | OOS_Wind |  |  | 0 | 0 | 0 | 0 | 0 | 0 | 0 | 0 | 0 | 5 | 2 | 4 | 2 | [18 empty] | 1 | 1 |  | 0
SCE Metro | Ellis | 230 | OOS_Wind |  |  | 0 | 0 | 0 | 0 | 0 | 0 | 0 | 0 | 0 | 1 | 1 | 1 | 1 | [18 empty] | 1 | 1 |  | 0
SDGE | Encina | 138 | OOS_Wind |  |  | 0 | 0 | 0 | 0 | 0 | 0 | 0 | 0 | 0 | 1 | 1 | 1 | 1 | [18 empty] | 1 | 1 |  | 0
SDGE | Encina | 230 | OOS_Wind |  |  | 0 | 0 | 0 | 0 | 0 | 0 | 0 | 0 | 0 | 1 | 1 | 1 | 1 | [18 empty] | 1 | 1 |  | 0
SDGE | Escondido | 230 | OOS_Wind |  |  | 0 | 0 | 0 | 0 | 0 | 0 | 0 | 0 | 0 | 1 | 1 | 1 | 1 | [18 empty] | 1 | 1 |  | 0
PG&E KERN | Estrella | 230 | OOS_Wind |  |  | 0 | 0 | 0 | 0 | 0 | 0 | 0 | 0 | 0 | 1 | 1 | 1 | 1 | [18 empty] | 1 | 1 |  | 0
SCE Eastern | Etiwanda | 230 | OOS_Wind |  |  | 0 | 0 | 0 | 0 | 0 | 0 | 0 | 0 | 0 | 1 | 1 | 1 | 1 | [18 empty] | 1 | 1 |  | 0
PG&E GBA | Evergreen | 115 | OOS_Wind |  |  | 0 | 0 | 0 | 0 | 0 | 0 | 0 | 0 | 0 | 1 | 1 | 1 | 1 | [18 empty] | 1 | 1 |  | 0
PG&E FRESNO | Excelsior | 115 | OOS_Wind |  |  | 0 | 0 | 0 | 0 | 0 | 0 | 0 | 0 | 0 | 5 | 2 | 1 | 1 | [18 empty] | 1 | 1 |  | 0
PG&E FRESNO | Exchequer | 115 | OOS_Wind |  |  | 0 | 0 | 0 | 0 | 0 | 0 | 0 | 0 | 0 | 5 | 2 | 1 | 1 | [18 empty] | 1 | 1 |  | 0
PG&E KERN | Fairway | 115 | OOS_Wind |  |  | 0 | 0 | 0 | 0 | 0 | 0 | 0 | 0 | 0 | 1 | 1 | 1 | 1 | [18 empty] | 1 | 1 |  | 0
PG&E KERN | Famoso | 115 | OOS_Wind |  |  | 0 | 0 | 0 | 0 | 0 | 0 | 0 | 0 | 0 | 1 | 1 | 1 | 1 | [18 empty] | 1 | 1 |  | 0
PG&E NGBA | Fern Road | 500 | OOS_Wind |  |  | 0 | 0 | 0 | 0 | 0 | 0 | 0 | 0 | 0 | 5 | 2 | 1 | 1 | [18 empty] | 1 | 1 |  | 0
PG&E GBA | Fibreboard (SPI Sonora) | 115 | OOS_Wind |  |  | 0 | 0 | 0 | 0 | 0 | 0 | 0 | 0 | 0 | 5 | 2 | 1 | 1 | [18 empty] | 1 | 1 |  | 0
PG&E FRESNO | Figarden | 230 | OOS_Wind |  |  | 0 | 0 | 0 | 0 | 0 | 0 | 0 | 0 | 0 | 5 | 2 | 1 | 1 | [18 empty] | 1 | 1 |  | 0
PG&E FRESNO | Fink | 230 | OOS_Wind |  |  | 0 | 0 | 0 | 0 | 0 | 0 | 0 | 0 | 0 | 1 | 1 | 1 | 1 | [18 empty] | 1 | 1 |  | 0
PG&E GBA | FMC | 115 | OOS_Wind |  |  | 0 | 0 | 0 | 0 | 0 | 0 | 0 | 0 | 0 | 1 | 1 | 1 | 1 | [18 empty] | 1 | 1 |  | 0
PG&E GBA | Fremont | 115 | OOS_Wind |  |  | 0 | 0 | 0 | 0 | 0 | 0 | 0 | 0 | 0 | 1 | 1 | 1 | 1 | [18 empty] | 1 | 1 |  | 0
PG&E GBA | Frogtown | 115 | OOS_Wind |  |  | 0 | 0 | 0 | 0 | 0 | 0 | 0 | 0 | 0 | 5 | 2 | 1 | 1 | [18 empty] | 1 | 1 |  | 0
PG&E NGBA | Fulton | 115 | OOS_Wind |  |  | 0 | 0 | 0 | 0 | 0 | 0 | 0 | 0 | 0 | 5 | 2 | 1 | 1 | [18 empty] | 1 | 1 |  | 0
PG&E NGBA | Fulton | 230 | OOS_Wind |  |  | 0 | 0 | 0 | 0 | 0 | 0 | 0 | 0 | 0 | 5 | 2 | 1 | 1 | [18 empty] | 1 | 1 |  | 0
PG&E KERN | Ganso | 115 | OOS_Wind |  |  | 0 | 0 | 0 | 0 | 0 | 0 | 0 | 0 | 0 | 1 | 1 | 1 | 1 | [18 empty] | 1 | 1 |  | 0
PG&E FRESNO | Gates | 230 | OOS_Wind |  |  | 0 | 0 | 0 | 0 | 0 | 0 | 0 | 0 | 0 | 5 | 2 | 4 | 2 | [18 empty] | 1 | 1 |  | 0
PG&E FRESNO | Gates | 500 | OOS_Wind |  |  | 0 | 0 | 0 | 0 | 0 | 0 | 0 | 0 | 0 | 5 | 2 | 4 | 2 | [18 empty] | 1 | 1 |  | 0
PG&E NGBA | Geysers 12 | 230 | OOS_Wind |  |  | 0 | 0 | 0 | 0 | 0 | 0 | 0 | 0 | 0 | 5 | 2 | 1 | 1 | [18 empty] | 1 | 1 |  | 0
PG&E NGBA | Geysers 17 | 230 | OOS_Wind |  |  | 0 | 0 | 0 | 0 | 0 | 0 | 0 | 0 | 0 | 5 | 2 | 1 | 1 | [18 empty] | 1 | 1 |  | 0
PG&E NGBA | Geysers 3 | 115 | OOS_Wind |  |  | 0 | 0 | 0 | 0 | 0 | 0 | 0 | 0 | 0 | 5 | 2 | 1 | 1 | [18 empty] | 1 | 1 |  | 0
PG&E NGBA | Glenn | 230 | OOS_Wind |  |  | 0 | 0 | 0 | 0 | 0 | 0 | 0 | 0 | 0 | 5 | 2 | 1 | 1 | [18 empty] | 1 | 1 |  | 0
PG&E NGBA | Gold Hill | 115 | OOS_Wind |  |  | 0 | 0 | 0 | 0 | 0 | 0 | 0 | 0 | 0 | 5 | 2 | 1 | 1 | [18 empty] | 1 | 1 |  | 0
PG&E NGBA | Gold Hill | 230 | OOS_Wind |  |  | 0 | 0 | 0 | 0 | 0 | 0 | 0 | 0 | 0 | 5 | 2 | 1 | 1 | [18 empty] | 1 | 1 |  | 0
SCE Northern | Goleta | 230 | OOS_Wind |  |  | 0 | 0 | 0 | 0 | 0 | 0 | 0 | 0 | 0 | 1 | 1 | 1 | 1 | [18 empty] | 1 | 1 |  | 0
SCE Metro | Goodrich | 230 | OOS_Wind |  |  | 0 | 0 | 0 | 0 | 0 | 0 | 0 | 0 | 0 | 1 | 1 | 1 | 1 | [18 empty] | 1 | 1 |  | 0
PG&E KERN | Goose Lake | 115 | OOS_Wind |  |  | 0 | 0 | 0 | 0 | 0 | 0 | 0 | 0 | 0 | 1 | 1 | 1 | 1 | [18 empty] | 1 | 1 |  | 0
SCE Metro | Gould | 230 | OOS_Wind |  |  | 0 | 0 | 0 | 0 | 0 | 0 | 0 | 0 | 0 | 1 | 1 | 1 | 1 | [18 empty] | 1 | 1 |  | 0
PG&E NGBA | Grand Island | 115 | OOS_Wind |  |  | 0 | 0 | 0 | 0 | 0 | 0 | 0 | 0 | 0 | 5 | 2 | 1 | 1 | [18 empty] | 1 | 1 |  | 0
PG&E GBA | Grant | 115 | OOS_Wind |  |  | 0 | 0 | 0 | 0 | 0 | 0 | 0 | 0 | 0 | 5 | 2 | 1 | 1 | [18 empty] | 1 | 1 |  | 0
PG&E GBA | Green Valley | 115 | OOS_Wind |  |  | 0 | 0 | 0 | 0 | 0 | 0 | 0 | 0 | 0 | 1 | 1 | 1 | 1 | [18 empty] | 1 | 1 |  | 0
PG&E NGBA | Greenleaf 1 | 115 | OOS_Wind |  |  | 0 | 0 | 0 | 0 | 0 | 0 | 0 | 0 | 0 | 5 | 2 | 1 | 1 | [18 empty] | 1 | 1 |  | 0
PG&E FRESNO | Gregg | 230 | OOS_Wind |  |  | 0 | 0 | 0 | 0 | 0 | 0 | 0 | 0 | 0 | 5 | 2 | 1 | 1 | [18 empty] | 1 | 1 |  | 0
PG&E FRESNO | Grimmway-Malaga | 115 | OOS_Wind |  |  | 0 | 0 | 0 | 0 | 0 | 0 | 0 | 0 | 0 | 5 | 2 | 1 | 1 | [18 empty] | 1 | 1 |  | 0
PG&E NGBA | Grizzly | 230 | OOS_Wind |  |  | 0 | 0 | 0 | 0 | 0 | 0 | 0 | 0 | 0 | 5 | 2 | 1 | 1 | [18 empty] | 1 | 1 |  | 0
PG&E FRESNO | GWF Hanford | 115 | OOS_Wind |  |  | 0 | 0 | 0 | 0 | 0 | 0 | 0 | 0 | 0 | 5 | 2 | 1 | 1 | [18 empty] | 1 | 1 |  | 0
PG&E FRESNO | Haas | 230 | OOS_Wind |  |  | 0 | 0 | 0 | 0 | 0 | 0 | 0 | 0 | 0 | 5 | 2 | 1 | 1 | [18 empty] | 1 | 1 |  | 0
PG&E FRESNO | Hammonds | 115 | OOS_Wind |  |  | 0 | 0 | 0 | 0 | 0 | 0 | 0 | 0 | 0 | 1 | 1 | 1 | 1 | [18 empty] | 1 | 1 |  | 0
SCE Metro | HarborGen | 230 | OOS_Wind |  |  | 0 | 0 | 0 | 0 | 0 | 0 | 0 | 0 | 0 | 1 | 1 | 1 | 1 | [18 empty] | 1 | 1 |  | 0
EOP | Harry Allen | 500 | OOS_Wind | YES | Idaho Windo | 1060 | 0 | 1060 | 0 | 0 | 0 | 1060 | 0 | 1060 | 1 | 1 | 1 | 1 | [18 empty] | 3- | 1 |  | 1
SCE NOL | Harvard | 115 | OOS_Wind |  |  | 0 | 0 | 0 | 0 | 0 | 0 | 0 | 0 | 0 | 3 | 3 | 1 | 1 | [18 empty] | 1 | 1 |  | 0
SDGE | Hassayampa | 500 | OOS_Wind |  |  | 0 | 0 | 0 | 0 | 0 | 0 | 0 | 0 | 0 | 1 | 1 | 1 | 1 | [18 empty] | 1 | 1 |  | 0
PG&E FRESNO | Helm | 230 | OOS_Wind |  |  | 0 | 0 | 0 | 0 | 0 | 0 | 0 | 0 | 0 | 5 | 2 | 1 | 1 | [18 empty] | 1 | 1 |  | 0
PG&E FRESNO | Henrietta | 115 | OOS_Wind |  |  | 0 | 0 | 0 | 0 | 0 | 0 | 0 | 0 | 0 | 1 | 1 | 1 | 1 | [18 empty] | 1 | 1 |  | 0
PG&E FRESNO | Henrietta | 230 | OOS_Wind |  |  | 0 | 0 | 0 | 0 | 0 | 0 | 0 | 0 | 0 | 1 | 1 | 1 | 1 | [18 empty] | 1 | 1 |  | 0
PG&E FRESNO | Herndon | 115 | OOS_Wind |  |  | 0 | 0 | 0 | 0 | 0 | 0 | 0 | 0 | 0 | 5 | 2 | 1 | 1 | [18 empty] | 1 | 1 |  | 0
PG&E FRESNO | Herndon | 230 | OOS_Wind |  |  | 0 | 0 | 0 | 0 | 0 | 0 | 0 | 0 | 0 | 5 | 2 | 1 | 1 | [18 empty] | 1 | 1 |  | 0
PG&E GBA | Hicks | 230 | OOS_Wind |  |  | 0 | 0 | 0 | 0 | 0 | 0 | 0 | 0 | 0 | 1 | 1 | 1 | 1 | [18 empty] | 1 | 1 |  | 0
PG&E NGBA | Higgins | 115 | OOS_Wind |  |  | 0 | 0 | 0 | 0 | 0 | 0 | 0 | 0 | 0 | 5 | 2 | 1 | 1 | [18 empty] | 1 | 1 |  | 0
PG&E NGBA | Hilltop | 345 | OOS_Wind |  |  | 0 | 0 | 0 | 0 | 0 | 0 | 0 | 0 | 0 | 5 | 2 | 1 | 1 | [18 empty] | 1 | 1 |  | 0
SCE Metro | Hinson | 230 | OOS_Wind |  |  | 0 | 0 | 0 | 0 | 0 | 0 | 0 | 0 | 0 | 1 | 1 | 1 | 1 | [18 empty] | 1 | 1 |  | 0
PG&E GBA | Hollister | 115 | OOS_Wind |  |  | 0 | 0 | 0 | 0 | 0 | 0 | 0 | 0 | 0 | 1 | 1 | 1 | 1 | [18 empty] | 1 | 1 |  | 0
PG&E NGBA | Homestake | 115 | OOS_Wind |  |  | 0 | 0 | 0 | 0 | 0 | 0 | 0 | 0 | 0 | 5 | 2 | 1 | 1 | [18 empty] | 1 | 1 |  | 0
PG&E NGBA | Honcut | 115 | OOS_Wind |  |  | 0 | 0 | 0 | 0 | 0 | 0 | 0 | 0 | 0 | 5 | 2 | 1 | 1 | [18 empty] | 1 | 1 |  | 0
SDGE | Hoodoo Wash | 500 | OOS_Wind |  |  | 0 | 0 | 0 | 0 | 0 | 0 | 0 | 0 | 0 | 1 | 1 | 1 | 1 | [18 empty] | 1 | 1 |  | 0
PG&E NGBA | Hopland | 115 | OOS_Wind |  |  | 0 | 0 | 0 | 0 | 0 | 0 | 0 | 0 | 0 | 5 | 2 | 1 | 1 | [18 empty] | 1 | 1 |  | 0
PG&E NGBA | Humboldt | 115 | OOS_Wind |  |  | 0 | 0 | 0 | 0 | 0 | 0 | 0 | 0 | 0 | 5 | 2 | 1 | 1 | [18 empty] | 1 | 1 |  | 0
PG&E NGBA | Humboldt | 500 | OOS_Wind |  |  | 0 | 0 | 0 | 0 | 0 | 0 | 0 | 0 | 0 | 5 | 4 | 5 | 4 | [18 empty] | 1 | 1 |  | 0
SCE Metro | Huntington Beach | 230 | OOS_Wind |  |  | 0 | 0 | 0 | 0 | 0 | 0 | 0 | 0 | 0 | 1 | 1 | 1 | 1 | [18 empty] | 1 | 1 |  | 0
PG&E NGBA | Ignacio | 115 | OOS_Wind |  |  | 0 | 0 | 0 | 0 | 0 | 0 | 0 | 0 | 0 | 5 | 2 | 1 | 1 | [18 empty] | 1 | 1 |  | 0
PG&E NGBA | Ignacio | 230 | OOS_Wind |  |  | 0 | 0 | 0 | 0 | 0 | 0 | 0 | 0 | 0 | 5 | 2 | 1 | 1 | [18 empty] | 1 | 1 |  | 0
SDGE | Imperial Valley | 230 | OOS_Wind |  |  | 0 | 0 | 0 | 0 | 0 | 0 | 0 | 0 | 0 | 1 | 1 | 1 | 1 | [18 empty] | 1 | 1 |  | 0
SDGE | Imperial Valley | 500 | OOS_Wind |  |  | 0 | 0 | 0 | 0 | 0 | 0 | 0 | 0 | 0 | 1 | 1 | 1 | 1 | [18 empty] | 1 | 1 |  | 0
EOP | Innovation | 138 | OOS_Wind |  |  | 0 | 0 | 0 | 0 | 0 | 0 | 0 | 0 | 0 | 1 | 1 | 1 | 1 | [18 empty] | 1 | 1 |  | 0
EOP | Innovation | 230 | OOS_Wind |  |  | 0 | 0 | 0 | 0 | 0 | 0 | 0 | 0 | 0 | 1 | 1 | 1 | 1 | [18 empty] | 1 | 1 |  | 0
SCE NOL | Inyokern | 115 | OOS_Wind |  |  | 0 | 0 | 0 | 0 | 0 | 0 | 0 | 0 | 0 | 3 | 3 | 1 | 1 | [18 empty] | 1 | 1 |  | 0
EOP | IS Tap | 138 | OOS_Wind |  |  | 0 | 0 | 0 | 0 | 0 | 0 | 0 | 0 | 0 | 1 | 1 | 1 | 1 | [18 empty] | 1 | 1 |  | 0
EOP | Ivanpah | 115 | OOS_Wind |  |  | 0 | 0 | 0 | 0 | 0 | 0 | 0 | 0 | 0 | 1 | 1 | 1 | 1 | [18 empty] | 1 | 1 |  | 0
EOP | Ivanpah | 230 | OOS_Wind |  |  | 0 | 0 | 0 | 0 | 0 | 0 | 0 | 0 | 0 | 1 | 1 | 1 | 1 | [18 empty] | 1 | 1 |  | 0
EOP | Jackass (DOE) | 138 | OOS_Wind |  |  | 0 | 0 | 0 | 0 | 0 | 0 | 0 | 0 | 0 | 1 | 1 | 1 | 1 | [18 empty] | 1 | 1 |  | 0
PG&E NGBA | James B Black | 230 | OOS_Wind |  |  | 0 | 0 | 0 | 0 | 0 | 0 | 0 | 0 | 0 | 5 | 2 | 1 | 1 | [18 empty] | 1 | 1 |  | 0
PG&E GBA | Jefferson | 230 | OOS_Wind |  |  | 0 | 0 | 0 | 0 | 0 | 0 | 0 | 0 | 0 | 1 | 1 | 1 | 1 | [18 empty] | 1 | 1 |  | 0
PG&E NGBA | Jessup | 115 | OOS_Wind |  |  | 0 | 0 | 0 | 0 | 0 | 0 | 0 | 0 | 0 | 5 | 2 | 1 | 1 | [18 empty] | 1 | 1 |  | 0
SCE Metro | Johanna | 230 | OOS_Wind |  |  | 0 | 0 | 0 | 0 | 0 | 0 | 0 | 0 | 0 | 1 | 1 | 1 | 1 | [18 empty] | 1 | 1 |  | 0
SCE Eastern | Julian Hinds | 230 | OOS_Wind |  |  | 0 | 0 | 0 | 0 | 0 | 0 | 0 | 0 | 0 | 5 | 5 | 3 | 3 | [18 empty] | 1 | 1 |  | 0
PG&E GBA | Kasson | 115 | OOS_Wind |  |  | 0 | 0 | 0 | 0 | 0 | 0 | 0 | 0 | 0 | 5 | 2 | 1 | 1 | [18 empty] | 1 | 1 |  | 0
PG&E FRESNO | Kearney | 230 | OOS_Wind |  |  | 0 | 0 | 0 | 0 | 0 | 0 | 0 | 0 | 0 | 5 | 2 | 1 | 1 | [18 empty] | 1 | 1 |  | 0
PG&E GBA | Kelso | 230 | OOS_Wind |  |  | 0 | 0 | 0 | 0 | 0 | 0 | 0 | 0 | 0 | 5 | 2 | 1 | 1 | [18 empty] | 1 | 1 |  | 0
PG&E FRESNO | Kerchoff 1 | 115 | OOS_Wind |  |  | 0 | 0 | 0 | 0 | 0 | 0 | 0 | 0 | 0 | 5 | 2 | 1 | 1 | [18 empty] | 1 | 1 |  | 0
PG&E KERN | Kern Oil | 115 | OOS_Wind |  |  | 0 | 0 | 0 | 0 | 0 | 0 | 0 | 0 | 0 | 5 | 2 | 4 | 2 | [18 empty] | 1 | 1 |  | 0
PG&E KERN | Kern PP | 115 | OOS_Wind |  |  | 0 | 0 | 0 | 0 | 0 | 0 | 0 | 0 | 0 | 5 | 2 | 4 | 2 | [18 empty] | 1 | 1 |  | 0
PG&E KERN | Kern PP | 230 | OOS_Wind |  |  | 0 | 0 | 0 | 0 | 0 | 0 | 0 | 0 | 0 | 5 | 2 | 4 | 2 | [18 empty] | 1 | 1 |  | 0
PG&E KERN | Kernridge | 115 | OOS_Wind |  |  | 0 | 0 | 0 | 0 | 0 | 0 | 0 | 0 | 0 | 5 | 2 | 4 | 2 | [18 empty] | 1 | 1 |  | 0
PG&E FRESNO | Kingsburg | 115 | OOS_Wind |  |  | 0 | 0 | 0 | 0 | 0 | 0 | 0 | 0 | 0 | 5 | 2 | 4 | 2 | [18 empty] | 1 | 1 |  | 0
PG&E GBA | Kirker | 115 | OOS_Wind |  |  | 0 | 0 | 0 | 0 | 0 | 0 | 0 | 0 | 0 | 5 | 2 | 1 | 1 | [18 empty] | 1 | 1 |  | 0
PG&E NGBA | Knights Landing | 115 | OOS_Wind |  |  | 0 | 0 | 0 | 0 | 0 | 0 | 0 | 0 | 0 | 5 | 2 | 1 | 1 | [18 empty] | 1 | 1 |  | 0
SCE NOL | Kramer | 115 | OOS_Wind |  |  | 0 | 0 | 0 | 0 | 0 | 0 | 0 | 0 | 0 | 3 | 3 | 1 | 1 | [18 empty] | 1 | 1 |  | 0
SCE NOL | Kramer | 230 | OOS_Wind |  |  | 0 | 0 | 0 | 0 | 0 | 0 | 0 | 0 | 0 | 3 | 3 | 1 | 1 | [18 empty] | 1 | 1 |  | 0
SCE Metro | La Cienega | 230 | OOS_Wind |  |  | 0 | 0 | 0 | 0 | 0 | 0 | 0 | 0 | 0 | 1 | 1 | 1 | 1 | [18 empty] | 1 | 1 |  | 0
SCE Metro | La Fresa | 230 | OOS_Wind |  |  | 0 | 0 | 0 | 0 | 0 | 0 | 0 | 0 | 0 | 1 | 1 | 1 | 1 | [18 empty] | 1 | 1 |  | 0
SCE Metro | Laguna Bell | 230 | OOS_Wind |  |  | 0 | 0 | 0 | 0 | 0 | 0 | 0 | 0 | 0 | 1 | 1 | 1 | 1 | [18 empty] | 1 | 1 |  | 0
PG&E NGBA | Lakeville | 230 | OOS_Wind |  |  | 0 | 0 | 0 | 0 | 0 | 0 | 0 | 0 | 0 | 5 | 2 | 1 | 1 | [18 empty] | 1 | 1 |  | 0
PG&E NGBA | Lakeville | 115 | OOS_Wind |  |  | 0 | 0 | 0 | 0 | 0 | 0 | 0 | 0 | 0 | 5 | 2 | 1 | 1 | [18 empty] | 1 | 1 |  | 0
PG&E GBA | Lakewood | 115 | OOS_Wind |  |  | 0 | 0 | 0 | 0 | 0 | 0 | 0 | 0 | 0 | 5 | 2 | 1 | 1 | [18 empty] | 1 | 1 |  | 0
PG&E NGBA | Lambie | 230 | OOS_Wind |  |  | 0 | 0 | 0 | 0 | 0 | 0 | 0 | 0 | 0 | 5 | 2 | 1 | 1 | [18 empty] | 1 | 1 |  | 0
PG&E GBA | Lammers | 115 | OOS_Wind |  |  | 0 | 0 | 0 | 0 | 0 | 0 | 0 | 0 | 0 | 5 | 2 | 1 | 1 | [18 empty] | 1 | 1 |  | 0
PG&E KERN | Lamont | 115 | OOS_Wind |  |  | 0 | 0 | 0 | 0 | 0 | 0 | 0 | 0 | 0 | 5 | 2 | 4 | 2 | [18 empty] | 1 | 1 |  | 0
PG&E FRESNO | Las Aguilas | 230 | OOS_Wind |  |  | 0 | 0 | 0 | 0 | 0 | 0 | 0 | 0 | 0 | 1 | 1 | 1 | 1 | [18 empty] | 1 | 1 |  | 0
EOP | Lathrop | 138 | OOS_Wind |  |  | 0 | 0 | 0 | 0 | 0 | 0 | 0 | 0 | 0 | 1 | 1 | 1 | 1 | [18 empty] | 1 | 1 |  | 0
EOP | Lathrop | 230 | OOS_Wind |  |  | 0 | 0 | 0 | 0 | 0 | 0 | 0 | 0 | 0 | 1 | 1 | 1 | 1 | [18 empty] | 1 | 1 |  | 0
PG&E FRESNO | Le Grand | 115 | OOS_Wind |  |  | 0 | 0 | 0 | 0 | 0 | 0 | 0 | 0 | 0 | 5 | 2 | 1 | 1 | [18 empty] | 1 | 1 |  | 0
PG&E KERN | Lerdo | 115 | OOS_Wind |  |  | 0 | 0 | 0 | 0 | 0 | 0 | 0 | 0 | 0 | 5 | 2 | 4 | 2 | [18 empty] | 1 | 1 |  | 0
SCE Metro | Lewis | 230 | OOS_Wind |  |  | 0 | 0 | 0 | 0 | 0 | 0 | 0 | 0 | 0 | 1 | 1 | 1 | 1 | [18 empty] | 1 | 1 |  | 0
SCE Metro | Lighthipe | 230 | OOS_Wind |  |  | 0 | 0 | 0 | 0 | 0 | 0 | 0 | 0 | 0 | 1 | 1 | 1 | 1 | [18 empty] | 1 | 1 |  | 0
PG&E NGBA | Lincoln | 115 | OOS_Wind |  |  | 0 | 0 | 0 | 0 | 0 | 0 | 0 | 0 | 0 | 5 | 2 | 1 | 1 | [18 empty] | 1 | 1 |  | 0
PG&E KERN | Live Oak | 115 | OOS_Wind |  |  | 0 | 0 | 0 | 0 | 0 | 0 | 0 | 0 | 0 | 5 | 2 | 4 | 2 | [18 empty] | 1 | 1 |  | 0
PG&E GBA | Llagas | 115 | OOS_Wind |  |  | 0 | 0 | 0 | 0 | 0 | 0 | 0 | 0 | 0 | 1 | 1 | 1 | 1 | [18 empty] | 1 | 1 |  | 0
PG&E GBA | Lockeford | 115 | OOS_Wind |  |  | 0 | 0 | 0 | 0 | 0 | 0 | 0 | 0 | 0 | 5 | 2 | 1 | 1 | [18 empty] | 1 | 1 |  | 0
PG&E GBA | Lockeford | 230 | OOS_Wind |  |  | 0 | 0 | 0 | 0 | 0 | 0 | 0 | 0 | 0 | 5 | 2 | 1 | 1 | [18 empty] | 1 | 1 |  | 0
PG&E GBA | Lodi | 230 | OOS_Wind |  |  | 0 | 0 | 0 | 0 | 0 | 0 | 0 | 0 | 0 | 5 | 2 | 1 | 1 | [18 empty] | 1 | 1 |  | 0
PG&E NGBA | Logan Creek | 230 | OOS_Wind |  |  | 0 | 0 | 0 | 0 | 0 | 0 | 0 | 0 | 0 | 5 | 2 | 1 | 1 | [18 empty] | 1 | 1 |  | 0
PG&E GBA | Lone Tree | 230 | OOS_Wind |  |  | 0 | 0 | 0 | 0 | 0 | 0 | 0 | 0 | 0 | 5 | 2 | 1 | 1 | [18 empty] | 1 | 1 |  | 0
PG&E FRESNO | Los Banos | 230 | OOS_Wind |  |  | 0 | 0 | 0 | 0 | 0 | 0 | 0 | 0 | 0 | 1 | 1 | 1 | 1 | [18 empty] | 1 | 1 |  | 0
PG&E FRESNO | Los Banos | 500 | OOS_Wind |  |  | 0 | 0 | 0 | 0 | 0 | 0 | 0 | 0 | 0 | 1 | 1 | 1 | 1 | [18 empty] | 1 | 1 |  | 0
SDGE | Los Coches | 138 | OOS_Wind |  |  | 0 | 0 | 0 | 0 | 0 | 0 | 0 | 0 | 0 | 5 | 5 | 1 | 1 | [18 empty] | 1 | 1 |  | 0
PG&E GBA | Los Esteros | 115 | OOS_Wind |  |  | 0 | 0 | 0 | 0 | 0 | 0 | 0 | 0 | 0 | 1 | 1 | 1 | 1 | [18 empty] | 1 | 1 |  | 0
PG&E GBA | Los Esteros | 230 | OOS_Wind |  |  | 0 | 0 | 0 | 0 | 0 | 0 | 0 | 0 | 0 | 1 | 1 | 1 | 1 | [18 empty] | 1 | 1 |  | 0
PG&E GBA | Los Positas | 230 | OOS_Wind |  |  | 0 | 0 | 0 | 0 | 0 | 0 | 0 | 0 | 0 | 5 | 2 | 1 | 1 | [18 empty] | 1 | 1 |  | 0
SCE NOL | Lugo | 230 | OOS_Wind |  |  | 0 | 0 | 0 | 0 | 0 | 0 | 0 | 0 | 0 | 1 | 1 | 1 | 1 | [18 empty] | 1 | 1 |  | 0
SCE Metro | Lugo | 500 | OOS_Wind | YES | New Mexico Wind | 0 | 0 | 0 | 0 | 0 | 0 | 0 | 0 | 0 | 1 | 1 | 1 | 1 | [18 empty] | 1 | 1 |  | 0
PG&E NGBA | Madison | 115 | OOS_Wind |  |  | 0 | 0 | 0 | 0 | 0 | 0 | 0 | 0 | 0 | 5 | 2 | 1 | 1 | [18 empty] | 1 | 1 |  | 0
PG&E KERN | Magunden | 115 | OOS_Wind |  |  | 0 | 0 | 0 | 0 | 0 | 0 | 0 | 0 | 0 | 5 | 2 | 4 | 2 | [18 empty] | 1 | 1 |  | 0
SCE Northern | Magunden | 230 | OOS_Wind |  |  | 0 | 0 | 0 | 0 | 0 | 0 | 0 | 0 | 0 | 1 | 1 | 1 | 1 | [18 empty] | 1 | 1 |  | 0
PG&E FRESNO | Malaga | 115 | OOS_Wind |  |  | 0 | 0 | 0 | 0 | 0 | 0 | 0 | 0 | 0 | 5 | 2 | 4 | 2 | [18 empty] | 1 | 1 |  | 0
PG&E NGBA | Malin | 500 | OOS_Wind |  |  | 0 | 0 | 0 | 0 | 0 | 0 | 0 | 0 | 0 | 5 | 2 | 1 | 1 | [18 empty] | 1 | 1 |  | 0
SCE Northern | Mandalay | 230 | OOS_Wind |  |  | 0 | 0 | 0 | 0 | 0 | 0 | 0 | 0 | 0 | 1 | 1 | 1 | 1 | [18 empty] | 1 | 1 |  | 0
PG&E FRESNO | Manning | 230 | OOS_Wind |  |  | 0 | 0 | 0 | 0 | 0 | 0 | 0 | 0 | 0 | 1 | 1 | 1 | 1 | [18 empty] | 1 | 1 |  | 0
PG&E FRESNO | Manning | 500 | OOS_Wind |  |  | 0 | 0 | 0 | 0 | 0 | 0 | 0 | 0 | 0 | 1 | 1 | 1 | 1 | [18 empty] | 1 | 1 |  | 0
PG&E GBA | Manteca | 115 | OOS_Wind |  |  | 0 | 0 | 0 | 0 | 0 | 0 | 0 | 0 | 0 | 5 | 2 | 4 | 2 | [18 empty] | 1 | 1 |  | 0
SDGE | Margarita | 138 | OOS_Wind |  |  | 0 | 0 | 0 | 0 | 0 | 0 | 0 | 0 | 0 | 1 | 1 | 1 | 1 | [18 empty] | 1 | 1 |  | 0
PG&E GBA | Martin | 230 | OOS_Wind |  |  | 0 | 0 | 0 | 0 | 0 | 0 | 0 | 0 | 0 | 5 | 2 | 1 | 1 | [18 empty] | 1 | 1 |  | 0
PG&E GBA | Martin | 115 | OOS_Wind |  |  | 0 | 0 | 0 | 0 | 0 | 0 | 0 | 0 | 0 | 1 | 1 | 1 | 1 | [18 empty] | 1 | 1 |  | 0
PG&E GBA | Martinez | 115 | OOS_Wind |  |  | 0 | 0 | 0 | 0 | 0 | 0 | 0 | 0 | 0 | 5 | 2 | 1 | 1 | [18 empty] | 1 | 1 |  | 0
PG&E FRESNO | Mc Mullin | 230 | OOS_Wind |  |  | 0 | 0 | 0 | 0 | 0 | 0 | 0 | 0 | 0 | 5 | 2 | 1 | 1 | [18 empty] | 1 | 1 |  | 0
PG&E FRESNO | McCall | 115 | OOS_Wind |  |  | 0 | 0 | 0 | 0 | 0 | 0 | 0 | 0 | 0 | 5 | 2 | 1 | 1 | [18 empty] | 1 | 1 |  | 0
PG&E FRESNO | McCall | 230 | OOS_Wind |  |  | 0 | 0 | 0 | 0 | 0 | 0 | 0 | 0 | 0 | 5 | 2 | 1 | 1 | [18 empty] | 1 | 1 |  | 0
PG&E GBA | Meadow Lane | 115 | OOS_Wind |  |  | 0 | 0 | 0 | 0 | 0 | 0 | 0 | 0 | 0 | 5 | 2 | 1 | 1 | [18 empty] | 1 | 1 |  | 0
PG&E GBA | Melones | 115 | OOS_Wind |  |  | 0 | 0 | 0 | 0 | 0 | 0 | 0 | 0 | 0 | 5 | 2 | 1 | 1 | [18 empty] | 1 | 1 |  | 0
PG&E GBA | Melones | 230 | OOS_Wind |  |  | 0 | 0 | 0 | 0 | 0 | 0 | 0 | 0 | 0 | 5 | 2 | 1 | 1 | [18 empty] | 1 | 1 |  | 0
PG&E NGBA | Mendocino | 115 | OOS_Wind |  |  | 0 | 0 | 0 | 0 | 0 | 0 | 0 | 0 | 0 | 5 | 2 | 1 | 1 | [18 empty] | 1 | 1 |  | 0
PG&E FRESNO | Mendota | 115 | OOS_Wind |  |  | 0 | 0 | 0 | 0 | 0 | 0 | 0 | 0 | 0 | 5 | 2 | 1 | 1 | [18 empty] | 1 | 1 |  | 0
PG&E FRESNO | Merced | 115 | OOS_Wind |  |  | 0 | 0 | 0 | 0 | 0 | 0 | 0 | 0 | 0 | 5 | 2 | 1 | 1 | [18 empty] | 1 | 1 |  | 0
EOP | Mercury | 138 | OOS_Wind |  |  | 0 | 0 | 0 | 0 | 0 | 0 | 0 | 0 | 0 | 1 | 1 | 1 | 1 | [18 empty] | 1 | 1 |  | 0
PG&E KERN | Mesa (PGE) | 115 | OOS_Wind |  |  | 0 | 0 | 0 | 0 | 0 | 0 | 0 | 0 | 0 | 1 | 1 | 1 | 1 | [18 empty] | 1 | 1 |  | 0
PG&E KERN | Mesa (PGE) | 230 | OOS_Wind |  |  | 0 | 0 | 0 | 0 | 0 | 0 | 0 | 0 | 0 | 5 | 2 | 4 | 2 | [18 empty] | 1 | 1 |  | 0
SCE Metro | Mesa (SCE) | 230 | OOS_Wind |  |  | 0 | 0 | 0 | 0 | 0 | 0 | 0 | 0 | 0 | 1 | 1 | 1 | 1 | [18 empty] | 1 | 1 |  | 0
SCE Metro | Mesa (SCE) | 500 | OOS_Wind |  |  | 0 | 0 | 0 | 0 | 0 | 0 | 0 | 0 | 0 | 1 | 1 | 1 | 1 | [18 empty] | 1 | 1 |  | 0
PG&E GBA | Metcalf | 115 | OOS_Wind |  |  | 0 | 0 | 0 | 0 | 0 | 0 | 0 | 0 | 0 | 1 | 1 | 1 | 1 | [18 empty] | 1 | 1 |  | 0
PG&E GBA | Metcalf | 230 | OOS_Wind |  |  | 0 | 0 | 0 | 0 | 0 | 0 | 0 | 0 | 0 | 1 | 1 | 1 | 1 | [18 empty] | 1 | 1 |  | 0
PG&E GBA | Metcalf | 500 | OOS_Wind |  |  | 0 | 0 | 0 | 0 | 0 | 0 | 0 | 0 | 0 | 1 | 1 | 1 | 1 | [18 empty] | 1 | 1 |  | 0
PG&E KERN | Midway | 115 | OOS_Wind |  |  | 0 | 0 | 0 | 0 | 0 | 0 | 0 | 0 | 0 | 5 | 2 | 4 | 2 | [18 empty] | 1 | 1 |  | 0
PG&E KERN | Midway | 230 | OOS_Wind |  |  | 0 | 0 | 0 | 0 | 0 | 0 | 0 | 0 | 0 | 5 | 2 | 4 | 2 | [18 empty] | 1 | 1 |  | 0
PG&E KERN | Midway | 500 | OOS_Wind |  |  | 0 | 0 | 0 | 0 | 0 | 0 | 0 | 0 | 0 | 5 | 2 | 4 | 2 | [18 empty] | 1 | 1 |  | 0
SDGE | Miguel | 230 | OOS_Wind |  |  | 0 | 0 | 0 | 0 | 0 | 0 | 0 | 0 | 0 | 1 | 1 | 1 | 1 | [18 empty] | 1 | 1 |  | 0
SDGE | Miguel | 500 | OOS_Wind |  |  | 0 | 0 | 0 | 0 | 0 | 0 | 0 | 0 | 0 | 1 | 1 | 1 | 1 | [18 empty] | 1 | 1 |  | 0
PG&E GBA | Millbrae | 115 | OOS_Wind |  |  | 0 | 0 | 0 | 0 | 0 | 0 | 0 | 0 | 0 | 1 | 1 | 1 | 1 | [18 empty] | 1 | 1 |  | 0
PG&E GBA | Miller | 115 | OOS_Wind |  |  | 0 | 0 | 0 | 0 | 0 | 0 | 0 | 0 | 0 | 5 | 2 | 1 | 1 | [18 empty] | 1 | 1 |  | 0
SCE Metro | Mira Loma | 230 | OOS_Wind |  |  | 0 | 0 | 0 | 0 | 0 | 0 | 0 | 0 | 0 | 1 | 1 | 1 | 1 | [18 empty] | 1 | 1 |  | 0
SCE Metro | Mira Loma | 500 | OOS_Wind |  |  | 0 | 0 | 0 | 0 | 0 | 0 | 0 | 0 | 0 | 1 | 1 | 1 | 1 | [18 empty] | 1 | 1 |  | 0
SCE Eastern | Mirage | 115 | OOS_Wind |  |  | 0 | 0 | 0 | 0 | 0 | 0 | 0 | 0 | 0 | 5 | 5 | 3 | 3 | [18 empty] | 1 | 1 |  | 0
SCE Eastern | Mirage | 230 | OOS_Wind |  |  | 0 | 0 | 0 | 0 | 0 | 0 | 0 | 0 | 0 | 5 | 5 | 3 | 3 | [18 empty] | 1 | 1 |  | 0
SDGE | Mission | 138 | OOS_Wind |  |  | 0 | 0 | 0 | 0 | 0 | 0 | 0 | 0 | 0 | 1 | 1 | 1 | 1 | [18 empty] | 1 | 1 |  | 0
SDGE | Mission | 230 | OOS_Wind |  |  | 0 | 0 | 0 | 0 | 0 | 0 | 0 | 0 | 0 | 1 | 1 | 1 | 1 | [18 empty] | 1 | 1 |  | 0
PG&E GBA | Mi-Wuk | 115 | OOS_Wind |  |  | 0 | 0 | 0 | 0 | 0 | 0 | 0 | 0 | 0 | 5 | 2 | 1 | 1 | [18 empty] | 1 | 1 |  | 0
EOP | Mohave | 500 | OOS_Wind |  |  | 0 | 0 | 0 | 0 | 0 | 0 | 0 | 0 | 0 | 1 | 1 | 1 | 1 | [18 empty] | 1 | 1 |  | 0
PG&E NGBA | Monroe | 115 | OOS_Wind |  |  | 0 | 0 | 0 | 0 | 0 | 0 | 0 | 0 | 0 | 5 | 2 | 1 | 1 | [18 empty] | 1 | 1 |  | 0
PG&E GBA | Monta Vista | 115 | OOS_Wind |  |  | 0 | 0 | 0 | 0 | 0 | 0 | 0 | 0 | 0 | 1 | 1 | 1 | 1 | [18 empty] | 1 | 1 |  | 0
PG&E GBA | Monta Vista | 230 | OOS_Wind |  |  | 0 | 0 | 0 | 0 | 0 | 0 | 0 | 0 | 0 | 1 | 1 | 1 | 1 | [18 empty] | 1 | 1 |  | 0
PG&E NGBA | Monticello | 115 | OOS_Wind |  |  | 0 | 0 | 0 | 0 | 0 | 0 | 0 | 0 | 0 | 5 | 2 | 1 | 1 | [18 empty] | 1 | 1 |  | 0
SCE Northern | Moorpark | 230 | OOS_Wind |  |  | 0 | 0 | 0 | 0 | 0 | 0 | 0 | 0 | 0 | 1 | 1 | 1 | 1 | [18 empty] | 1 | 1 |  | 0
PG&E GBA | Moraga | 115 | OOS_Wind |  |  | 0 | 0 | 0 | 0 | 0 | 0 | 0 | 0 | 0 | 5 | 2 | 1 | 1 | [18 empty] | 1 | 1 |  | 0
PG&E GBA | Moraga | 230 | OOS_Wind |  |  | 0 | 0 | 0 | 0 | 0 | 0 | 0 | 0 | 0 | 5 | 2 | 1 | 1 | [18 empty] | 1 | 1 |  | 0
PG&E GBA | Morgan Hill | 115 | OOS_Wind |  |  | 0 | 0 | 0 | 0 | 0 | 0 | 0 | 0 | 0 | 1 | 1 | 1 | 1 | [18 empty] | 1 | 1 |  | 0
PG&E KERN | Morro Bay | 115 | OOS_Wind |  |  | 0 | 0 | 0 | 0 | 0 | 0 | 0 | 0 | 0 | 1 | 1 | 1 | 1 | [18 empty] | 1 | 1 |  | 0
PG&E KERN | Morro Bay | 230 | OOS_Wind |  |  | 0 | 0 | 0 | 0 | 0 | 0 | 0 | 0 | 0 | 5 | 2 | 4 | 2 | [18 empty] | 1 | 1 |  | 0
PG&E KERN | Morro Bay | 500 | OOS_Wind |  |  | 0 | 0 | 0 | 0 | 0 | 0 | 0 | 0 | 0 | 5 | 2 | 4 | 2 | [18 empty] | 1 | 1 |  | 0
PG&E GBA | Moss Landing | 115 | OOS_Wind |  |  | 0 | 0 | 0 | 0 | 0 | 0 | 0 | 0 | 0 | 1 | 1 | 1 | 1 | [18 empty] | 1 | 1 |  | 0
PG&E GBA | Moss Landing | 230 | OOS_Wind |  |  | 0 | 0 | 0 | 0 | 0 | 0 | 0 | 0 | 0 | 1 | 1 | 1 | 1 | [18 empty] | 1 | 1 |  | 0
PG&E GBA | Moss Landing | 500 | OOS_Wind |  |  | 0 | 0 | 0 | 0 | 0 | 0 | 0 | 0 | 0 | 5 | 2 | 1 | 1 | [18 empty] | 1 | 1 |  | 0
EOP | Mountain Pass | 115 | OOS_Wind |  |  | 0 | 0 | 0 | 0 | 0 | 0 | 0 | 0 | 0 | 1 | 1 | 1 | 1 | [18 empty] | 1 | 1 |  | 0
PG&E GBA | Mountain View | 115 | OOS_Wind |  |  | 0 | 0 | 0 | 0 | 0 | 0 | 0 | 0 | 0 | 1 | 1 | 1 | 1 | [18 empty] | 1 | 1 |  | 0
PG&E GBA | Mt Eden | 115 | OOS_Wind |  |  | 0 | 0 | 0 | 0 | 0 | 0 | 0 | 0 | 0 | 5 | 2 | 1 | 1 | [18 empty] | 1 | 1 |  | 0
PG&E KERN | Mt Poso | 115 | OOS_Wind |  |  | 0 | 0 | 0 | 0 | 0 | 0 | 0 | 0 | 0 | 1 | 1 | 1 | 1 | [18 empty] | 1 | 1 |  | 0
PG&E FRESNO | Mustang | 230 | OOS_Wind |  |  | 0 | 0 | 0 | 0 | 0 | 0 | 0 | 0 | 0 | 5 | 2 | 4 | 2 | [18 empty] | 1 | 1 |  | 0
PG&E KERN | New Sub - Gates - Midway (Proposed) | 230 | OOS_Wind |  |  | 0 | 0 | 0 | 0 | 0 | 0 | 0 | 0 | 0 | 5 | 2 | 4 | 2 | [18 empty] | 1 | 1 |  | 0
PG&E KERN | New Sub - Gates - Templeton (Proposed) | 230 | OOS_Wind |  |  | 0 | 0 | 0 | 0 | 0 | 0 | 0 | 0 | 0 | 5 | 2 | 4 | 2 | [18 empty] | 1 | 1 |  | 0
SCE NOL | New Sub - Kramer - Lugo (Proposed) | 230 | OOS_Wind |  |  | 0 | 0 | 0 | 0 | 0 | 0 | 0 | 0 | 0 | 3 | 3 | 1 | 1 | [18 empty] | 1 | 1 |  | 0
PG&E FRESNO | New Sub - Los Banos - Midway (Proposed) | 500 | OOS_Wind |  |  | 0 | 0 | 0 | 0 | 0 | 0 | 0 | 0 | 0 | 5 | 2 | 4 | 2 | [18 empty] | 1 | 1 |  | 0
SCE NOL | New Sub - Lugo - Pisgah (Proposed) | 230 | OOS_Wind |  |  | 0 | 0 | 0 | 0 | 0 | 0 | 0 | 0 | 0 | 1 | 1 | 1 | 1 | [18 empty] | 1 | 1 |  | 0
PG&E KERN | New Sub - Midway - Wheeler Ridge (Proposed) | 230 | OOS_Wind |  |  | 0 | 0 | 0 | 0 | 0 | 0 | 0 | 0 | 0 | 5 | 2 | 4 | 2 | [18 empty] | 1 | 1 |  | 0
PG&E NGBA | New Sub - Near existing Leavitt (PSREC) | 345 | OOS_Wind |  |  | 0 | 0 | 0 | 0 | 0 | 0 | 0 | 0 | 0 | 5 | 2 | 1 | 1 | [18 empty] | 1 | 1 |  | 0
PG&E NGBA | New Sub - Near existing Madeline (NVE) | 345 | OOS_Wind |  |  | 0 | 0 | 0 | 0 | 0 | 0 | 0 | 0 | 0 | 5 | 2 | 1 | 1 | [18 empty] | 1 | 1 |  | 0
SDGE | New Sub - North Gila - IV (Proposed) | 500 | OOS_Wind |  |  | 0 | 0 | 0 | 0 | 0 | 0 | 0 | 0 | 0 | 1 | 1 | 1 | 1 | [18 empty] | 1 | 1 |  | 0
PG&E NGBA | New Sub - Pit 1 - Cottonwood (Proposed) | 230 | OOS_Wind |  |  | 0 | 0 | 0 | 0 | 0 | 0 | 0 | 0 | 0 | 5 | 5 | 3 | 3 | [18 empty] | 1 | 1 |  | 0
PG&E GBA | New Sub - Rancho Seco - Bellota (Proposed) | 230 | OOS_Wind |  |  | 0 | 0 | 0 | 0 | 0 | 0 | 0 | 0 | 0 | 5 | 2 | 1 | 1 | [18 empty] | 1 | 1 |  | 0
SDGE | New Sub - Suncrest - Ocotillo (Proposed) | 500 | OOS_Wind |  |  | 0 | 0 | 0 | 0 | 0 | 0 | 0 | 0 | 0 | 1 | 1 | 1 | 1 | [18 empty] | 1 | 1 |  | 0
PG&E FRESNO | New Sub - Westley - Quinto (Proposed) | 230 | OOS_Wind |  |  | 0 | 0 | 0 | 0 | 0 | 0 | 0 | 0 | 0 | 1 | 1 | 1 | 1 | [18 empty] | 1 | 1 |  | 0
PG&E GBA | Newark | 115 | OOS_Wind |  |  | 0 | 0 | 0 | 0 | 0 | 0 | 0 | 0 | 0 | 1 | 1 | 1 | 1 | [18 empty] | 1 | 1 |  | 0
PG&E GBA | Newark | 230 | OOS_Wind |  |  | 0 | 0 | 0 | 0 | 0 | 0 | 0 | 0 | 0 | 1 | 1 | 1 | 1 | [18 empty] | 1 | 1 |  | 0
PG&E FRESNO | Newhall | 115 | OOS_Wind |  |  | 0 | 0 | 0 | 0 | 0 | 0 | 0 | 0 | 0 | 5 | 2 | 1 | 1 | [18 empty] | 1 | 1 |  | 0
PG&E KERN | Norco | 115 | OOS_Wind |  |  | 0 | 0 | 0 | 0 | 0 | 0 | 0 | 0 | 0 | 5 | 2 | 4 | 2 | [18 empty] | 1 | 1 |  | 0
PG&E GBA | Nortech | 115 | OOS_Wind |  |  | 0 | 0 | 0 | 0 | 0 | 0 | 0 | 0 | 0 | 1 | 1 | 1 | 1 | [18 empty] | 1 | 1 |  | 0
SDGE | North City Metering | 138 | OOS_Wind |  |  | 0 | 0 | 0 | 0 | 0 | 0 | 0 | 0 | 0 | 1 | 1 | 1 | 1 | [18 empty] | 1 | 1 |  | 0
PG&E GBA | North Dublin | 230 | OOS_Wind |  |  | 0 | 0 | 0 | 0 | 0 | 0 | 0 | 0 | 0 | 5 | 2 | 1 | 1 | [18 empty] | 1 | 1 |  | 0
SDGE | North Gila | 500 | OOS_Wind |  |  | 0 | 0 | 0 | 0 | 0 | 0 | 0 | 0 | 0 | 1 | 1 | 1 | 1 | [18 empty] | 1 | 1 |  | 0
SCE Metro | North of SONGS | 230 | OOS_Wind |  |  | 0 | 0 | 0 | 0 | 0 | 0 | 0 | 0 | 0 | 1 | 1 | 1 | 1 | [18 empty] | 1 | 1 |  | 0
SCE Metro | North of SONGS | 500 | OOS_Wind |  |  | 0 | 0 | 0 | 0 | 0 | 0 | 0 | 0 | 0 | 1 | 1 | 1 | 1 | [18 empty] | 1 | 1 |  | 0
PG&E NGBA | Notre Dame | 115 | OOS_Wind |  |  | 0 | 0 | 0 | 0 | 0 | 0 | 0 | 0 | 0 | 5 | 2 | 1 | 1 | [18 empty] | 1 | 1 |  | 0
PG&E GBA | Oakland C | 115 | OOS_Wind |  |  | 0 | 0 | 0 | 0 | 0 | 0 | 0 | 0 | 0 | 5 | 2 | 1 | 1 | [18 empty] | 1 | 1 |  | 0
PG&E GBA | Oakland J | 115 | OOS_Wind |  |  | 0 | 0 | 0 | 0 | 0 | 0 | 0 | 0 | 0 | 5 | 2 | 1 | 1 | [18 empty] | 1 | 1 |  | 0
PG&E GBA | Oakland L | 115 | OOS_Wind |  |  | 0 | 0 | 0 | 0 | 0 | 0 | 0 | 0 | 0 | 5 | 2 | 1 | 1 | [18 empty] | 1 | 1 |  | 0
PG&E GBA | Oakland X | 115 | OOS_Wind |  |  | 0 | 0 | 0 | 0 | 0 | 0 | 0 | 0 | 0 | 5 | 2 | 1 | 1 | [18 empty] | 1 | 1 |  | 0
PG&E KERN | Oceano | 115 | OOS_Wind |  |  | 0 | 0 | 0 | 0 | 0 | 0 | 0 | 0 | 0 | 1 | 1 | 1 | 1 | [18 empty] | 1 | 1 |  | 0
SDGE | Ocotillo Express | 500 | OOS_Wind |  |  | 0 | 0 | 0 | 0 | 0 | 0 | 0 | 0 | 0 | 1 | 1 | 1 | 1 | [18 empty] | 1 | 1 |  | 0
SDGE | Old Town | 230 | OOS_Wind |  |  | 0 | 0 | 0 | 0 | 0 | 0 | 0 | 0 | 0 | 1 | 1 | 1 | 1 | [18 empty] | 1 | 1 |  | 0
SCE Metro | Olinda | 230 | OOS_Wind |  |  | 0 | 0 | 0 | 0 | 0 | 0 | 0 | 0 | 0 | 1 | 1 | 1 | 1 | [18 empty] | 1 | 1 |  | 0
PG&E FRESNO | Olive | 115 | OOS_Wind |  |  | 0 | 0 | 0 | 0 | 0 | 0 | 0 | 0 | 0 | 5 | 2 | 4 | 2 | [18 empty] | 1 | 1 |  | 0
PG&E NGBA | Olivehurst | 115 | OOS_Wind |  |  | 0 | 0 | 0 | 0 | 0 | 0 | 0 | 0 | 0 | 5 | 2 | 1 | 1 | [18 empty] | 1 | 1 |  | 0
SCE Northern | Ormond Beach | 230 | OOS_Wind |  |  | 0 | 0 | 0 | 0 | 0 | 0 | 0 | 0 | 0 | 1 | 1 | 1 | 1 | [18 empty] | 1 | 1 |  | 0
PG&E FRESNO | Oro Loma | 115 | OOS_Wind |  |  | 0 | 0 | 0 | 0 | 0 | 0 | 0 | 0 | 0 | 1 | 1 | 1 | 1 | [18 empty] | 1 | 1 |  | 0
SDGE | Otay Mesa | 230 | OOS_Wind |  |  | 0 | 0 | 0 | 0 | 0 | 0 | 0 | 0 | 0 | 1 | 1 | 1 | 1 | [18 empty] | 1 | 1 |  | 0
PG&E FRESNO | Padre Flats SW STA | 230 | OOS_Wind |  |  | 0 | 0 | 0 | 0 | 0 | 0 | 0 | 0 | 0 | 1 | 1 | 1 | 1 | [18 empty] | 1 | 1 |  | 0
EOP | Pahrump | 138 | OOS_Wind |  |  | 0 | 0 | 0 | 0 | 0 | 0 | 0 | 0 | 0 | 1 | 1 | 1 | 1 | [18 empty] | 1 | 1 |  | 0
EOP | Pahrump | 230 | OOS_Wind |  |  | 0 | 0 | 0 | 0 | 0 | 0 | 0 | 0 | 0 | 1 | 1 | 1 | 1 | [18 empty] | 1 | 1 |  | 0
PG&E NGBA | Palermo | 115 | OOS_Wind |  |  | 0 | 0 | 0 | 0 | 0 | 0 | 0 | 0 | 0 | 5 | 2 | 1 | 1 | [18 empty] | 1 | 1 |  | 0
PG&E NGBA | Palermo | 230 | OOS_Wind |  |  | 0 | 0 | 0 | 0 | 0 | 0 | 0 | 0 | 0 | 5 | 2 | 1 | 1 | [18 empty] | 1 | 1 |  | 0
SCE Eastern | Palo Verde | 500 | OOS_Wind | YES | New Mexico Wind | 2994 | 0 | 2994 | 1685 | 0 | 1685 | 1309 | 0 | 1309 | 1 | 1 | 1 | 1 | [18 empty] | 5- | 1 |  | 1
SDGE | Palomar Energy | 230 | OOS_Wind |  |  | 0 | 0 | 0 | 0 | 0 | 0 | 0 | 0 | 0 | 1 | 1 | 1 | 1 | [18 empty] | 1 | 1 |  | 0
PG&E FRESNO | Panoche | 115 | OOS_Wind |  |  | 0 | 0 | 0 | 0 | 0 | 0 | 0 | 0 | 0 | 5 | 2 | 1 | 1 | [18 empty] | 1 | 1 |  | 0
PG&E FRESNO | Panoche | 230 | OOS_Wind |  |  | 0 | 0 | 0 | 0 | 0 | 0 | 0 | 0 | 0 | 1 | 1 | 1 | 1 | [18 empty] | 1 | 1 |  | 0
SCE Northern | Pardee | 230 | OOS_Wind |  |  | 0 | 0 | 0 | 0 | 0 | 0 | 0 | 0 | 0 | 1 | 1 | 1 | 1 | [18 empty] | 1 | 1 |  | 0
PG&E NGBA | Parkway | 230 | OOS_Wind |  |  | 0 | 0 | 0 | 0 | 0 | 0 | 0 | 0 | 0 | 5 | 2 | 1 | 1 | [18 empty] | 1 | 1 |  | 0
SCE Northern | Pastoria | 230 | OOS_Wind |  |  | 0 | 0 | 0 | 0 | 0 | 0 | 0 | 0 | 0 | 1 | 1 | 1 | 1 | [18 empty] | 1 | 1 |  | 0
SCE Metro | Pauda | 230 | OOS_Wind |  |  | 0 | 0 | 0 | 0 | 0 | 0 | 0 | 0 | 0 | 1 | 1 | 1 | 1 | [18 empty] | 1 | 1 |  | 0
PG&E GBA | Paul Sweet | 115 | OOS_Wind |  |  | 0 | 0 | 0 | 0 | 0 | 0 | 0 | 0 | 0 | 1 | 1 | 1 | 1 | [18 empty] | 1 | 1 |  | 0
PG&E NGBA | Peabody | 230 | OOS_Wind |  |  | 0 | 0 | 0 | 0 | 0 | 0 | 0 | 0 | 0 | 5 | 2 | 1 | 1 | [18 empty] | 1 | 1 |  | 0
PG&E NGBA | Pease | 115 | OOS_Wind |  |  | 0 | 0 | 0 | 0 | 0 | 0 | 0 | 0 | 0 | 5 | 2 | 1 | 1 | [18 empty] | 1 | 1 |  | 0
SDGE | Penasquitos | 138 | OOS_Wind |  |  | 0 | 0 | 0 | 0 | 0 | 0 | 0 | 0 | 0 | 1 | 1 | 1 | 1 | [18 empty] | 1 | 1 |  | 0
SDGE | Penasquitos | 230 | OOS_Wind |  |  | 0 | 0 | 0 | 0 | 0 | 0 | 0 | 0 | 0 | 1 | 1 | 1 | 1 | [18 empty] | 1 | 1 |  | 0
PG&E NGBA | Penngrove | 115 | OOS_Wind |  |  | 0 | 0 | 0 | 0 | 0 | 0 | 0 | 0 | 0 | 5 | 2 | 1 | 1 | [18 empty] | 1 | 1 |  | 0
PG&E GBA | Peoria | 115 | OOS_Wind |  |  | 0 | 0 | 0 | 0 | 0 | 0 | 0 | 0 | 0 | 5 | 2 | 1 | 1 | [18 empty] | 1 | 1 |  | 0
PG&E GBA | Piercy | 115 | OOS_Wind |  |  | 0 | 0 | 0 | 0 | 0 | 0 | 0 | 0 | 0 | 1 | 1 | 1 | 1 | [18 empty] | 1 | 1 |  | 0
PG&E FRESNO | Pine Flat | 230 | OOS_Wind |  |  | 0 | 0 | 0 | 0 | 0 | 0 | 0 | 0 | 0 | 5 | 2 | 1 | 1 | [18 empty] | 1 | 1 |  | 0
SCE NOL | Pisgah | 230 | OOS_Wind |  |  | 0 | 0 | 0 | 0 | 0 | 0 | 0 | 0 | 0 | 1 | 1 | 1 | 1 | [18 empty] | 1 | 1 |  | 0
PG&E NGBA | Pit 1 | 230 | OOS_Wind |  |  | 0 | 0 | 0 | 0 | 0 | 0 | 0 | 0 | 0 | 5 | 5 | 3 | 3 | [18 empty] | 1 | 1 |  | 0
PG&E NGBA | Pit 3 | 230 | OOS_Wind |  |  | 0 | 0 | 0 | 0 | 0 | 0 | 0 | 0 | 0 | 5 | 5 | 3 | 3 | [18 empty] | 1 | 1 |  | 0
PG&E NGBA | Pit 4 | 230 | OOS_Wind |  |  | 0 | 0 | 0 | 0 | 0 | 0 | 0 | 0 | 0 | 5 | 2 | 1 | 1 | [18 empty] | 1 | 1 |  | 0
PG&E GBA | Pittsburg | 115 | OOS_Wind |  |  | 0 | 0 | 0 | 0 | 0 | 0 | 0 | 0 | 0 | 5 | 2 | 1 | 1 | [18 empty] | 1 | 1 |  | 0
PG&E GBA | Pittsburg | 230 | OOS_Wind |  |  | 0 | 0 | 0 | 0 | 0 | 0 | 0 | 0 | 0 | 5 | 2 | 1 | 1 | [18 empty] | 1 | 1 |  | 0
PG&E NGBA | Pleasant Grove | 115 | OOS_Wind |  |  | 0 | 0 | 0 | 0 | 0 | 0 | 0 | 0 | 0 | 5 | 2 | 1 | 1 | [18 empty] | 1 | 1 |  | 0
PG&E NGBA | POE | 230 | OOS_Wind |  |  | 0 | 0 | 0 | 0 | 0 | 0 | 0 | 0 | 0 | 5 | 2 | 1 | 1 | [18 empty] | 1 | 1 |  | 0
PG&E KERN | Poso Mountain | 115 | OOS_Wind |  |  | 0 | 0 | 0 | 0 | 0 | 0 | 0 | 0 | 0 | 5 | 2 | 4 | 2 | [18 empty] | 1 | 1 |  | 0
EOP | Primm | 230 | OOS_Wind |  |  | 0 | 0 | 0 | 0 | 0 | 0 | 0 | 0 | 0 | 1 | 1 | 1 | 1 | [18 empty] | 1 | 1 |  | 0
PG&E NGBA | Putah Creek | 115 | OOS_Wind |  |  | 0 | 0 | 0 | 0 | 0 | 0 | 0 | 0 | 0 | 5 | 2 | 1 | 1 | [18 empty] | 1 | 1 |  | 0
SDGE | Q1806 | 138 | OOS_Wind |  |  | 0 | 0 | 0 | 0 | 0 | 0 | 0 | 0 | 0 | 1 | 1 | 1 | 1 | [18 empty] | 1 | 1 |  | 0
PG&E FRESNO | Quinto | 230 | OOS_Wind |  |  | 0 | 0 | 0 | 0 | 0 | 0 | 0 | 0 | 0 | 1 | 1 | 1 | 1 | [18 empty] | 1 | 1 |  | 0
PG&E GBA | Race Track | 115 | OOS_Wind |  |  | 0 | 0 | 0 | 0 | 0 | 0 | 0 | 0 | 0 | 5 | 2 | 1 | 1 | [18 empty] | 1 | 1 |  | 0
SDGE | Rancho Mission Viejo | 138 | OOS_Wind |  |  | 0 | 0 | 0 | 0 | 0 | 0 | 0 | 0 | 0 | 1 | 1 | 1 | 1 | [18 empty] | 1 | 1 |  | 0
PG&E GBA | Rancho Seco | 230 | OOS_Wind |  |  | 0 | 0 | 0 | 0 | 0 | 0 | 0 | 0 | 0 | 5 | 2 | 1 | 1 | [18 empty] | 1 | 1 |  | 0
SCE Metro | Rancho Vista | 230 | OOS_Wind |  |  | 0 | 0 | 0 | 0 | 0 | 0 | 0 | 0 | 0 | 1 | 1 | 1 | 1 | [18 empty] | 1 | 1 |  | 0
SCE Metro | Rancho Vista | 500 | OOS_Wind |  |  | 0 | 0 | 0 | 0 | 0 | 0 | 0 | 0 | 0 | 1 | 1 | 1 | 1 | [18 empty] | 1 | 1 |  | 0
SCE NOL | Ransburg | 115 | OOS_Wind |  |  | 0 | 0 | 0 | 0 | 0 | 0 | 0 | 0 | 0 | 3 | 3 | 1 | 1 | [18 empty] | 1 | 1 |  | 0
PG&E GBA | Ravenswood | 115 | OOS_Wind |  |  | 0 | 0 | 0 | 0 | 0 | 0 | 0 | 0 | 0 | 5 | 2 | 1 | 1 | [18 empty] | 1 | 1 |  | 0
PG&E GBA | Ravenswood | 230 | OOS_Wind |  |  | 0 | 0 | 0 | 0 | 0 | 0 | 0 | 0 | 0 | 5 | 2 | 1 | 1 | [18 empty] | 1 | 1 |  | 0
SCE Northern | Rector | 230 | OOS_Wind |  |  | 0 | 0 | 0 | 0 | 0 | 0 | 0 | 0 | 0 | 1 | 1 | 1 | 1 | [18 empty] | 1 | 1 |  | 0
SCE Eastern | Red Bluff | 230 | OOS_Wind |  |  | 0 | 0 | 0 | 0 | 0 | 0 | 0 | 0 | 0 | 1 | 1 | 1 | 1 | [18 empty] | 1 | 1 |  | 0
SCE Eastern | Red Bluff | 500 | OOS_Wind |  |  | 0 | 0 | 0 | 0 | 0 | 0 | 0 | 0 | 0 | 1 | 1 | 1 | 1 | [18 empty] | 1 | 1 |  | 0
PG&E NGBA | Redbud | 115 | OOS_Wind |  |  | 0 | 0 | 0 | 0 | 0 | 0 | 0 | 0 | 0 | 5 | 2 | 1 | 1 | [18 empty] | 1 | 1 |  | 0
SCE Metro | Redondo | 230 | OOS_Wind |  |  | 0 | 0 | 0 | 0 | 0 | 0 | 0 | 0 | 0 | 1 | 1 | 1 | 1 | [18 empty] | 1 | 1 |  | 0
PG&E FRESNO | Reedley | 115 | OOS_Wind |  |  | 0 | 0 | 0 | 0 | 0 | 0 | 0 | 0 | 0 | 5 | 2 | 4 | 2 | [18 empty] | 1 | 1 |  | 0
PG&E KERN | Renfro | 115 | OOS_Wind |  |  | 0 | 0 | 0 | 0 | 0 | 0 | 0 | 0 | 0 | 1 | 1 | 1 | 1 | [18 empty] | 1 | 1 |  | 0
PG&E GBA | Richmond R | 115 | OOS_Wind |  |  | 0 | 0 | 0 | 0 | 0 | 0 | 0 | 0 | 0 | 5 | 2 | 1 | 1 | [18 empty] | 1 | 1 |  | 0
PG&E NGBA | Rincon | 115 | OOS_Wind |  |  | 0 | 0 | 0 | 0 | 0 | 0 | 0 | 0 | 0 | 5 | 2 | 1 | 1 | [18 empty] | 1 | 1 |  | 0
PG&E KERN | Rio Bravo | 115 | OOS_Wind |  |  | 0 | 0 | 0 | 0 | 0 | 0 | 0 | 0 | 0 | 1 | 1 | 1 | 1 | [18 empty] | 1 | 1 |  | 0
SCE Metro | Rio Hondo | 230 | OOS_Wind |  |  | 0 | 0 | 0 | 0 | 0 | 0 | 0 | 0 | 0 | 1 | 1 | 1 | 1 | [18 empty] | 1 | 1 |  | 0
PG&E NGBA | Rio Oso | 115 | OOS_Wind |  |  | 0 | 0 | 0 | 0 | 0 | 0 | 0 | 0 | 0 | 5 | 2 | 1 | 1 | [18 empty] | 1 | 1 |  | 0
PG&E NGBA | Rio Oso | 230 | OOS_Wind |  |  | 0 | 0 | 0 | 0 | 0 | 0 | 0 | 0 | 0 | 5 | 2 | 1 | 1 | [18 empty] | 1 | 1 |  | 0
PG&E GBA | Ripon | 115 | OOS_Wind |  |  | 0 | 0 | 0 | 0 | 0 | 0 | 0 | 0 | 0 | 5 | 2 | 1 | 1 | [18 empty] | 1 | 1 |  | 0
PG&E GBA | Riverbank | 115 | OOS_Wind |  |  | 0 | 0 | 0 | 0 | 0 | 0 | 0 | 0 | 0 | 5 | 2 | 1 | 1 | [18 empty] | 1 | 1 |  | 0
SCE NOL | Roadway | 115 | OOS_Wind |  |  | 0 | 0 | 0 | 0 | 0 | 0 | 0 | 0 | 0 | 1 | 1 | 1 | 1 | [18 empty] | 1 | 1 |  | 0
PG&E NGBA | Rock Creek 1 | 230 | OOS_Wind |  |  | 0 | 0 | 0 | 0 | 0 | 0 | 0 | 0 | 0 | 5 | 2 | 1 | 1 | [18 empty] | 1 | 1 |  | 0
PG&E GBA | Rossmoor | 230 | OOS_Wind |  |  | 0 | 0 | 0 | 0 | 0 | 0 | 0 | 0 | 0 | 5 | 2 | 1 | 1 | [18 empty] | 1 | 1 |  | 0
PG&E NGBA | Round Mountain | 230 | OOS_Wind |  |  | 0 | 0 | 0 | 0 | 0 | 0 | 0 | 0 | 0 | 5 | 2 | 1 | 1 | [18 empty] | 1 | 1 |  | 0
PG&E NGBA | Round Mountain | 500 | OOS_Wind |  |  | 0 | 0 | 0 | 0 | 0 | 0 | 0 | 0 | 0 | 5 | 2 | 1 | 1 | [18 empty] | 1 | 1 |  | 0
PG&E GBA | Salado | 115 | OOS_Wind |  |  | 0 | 0 | 0 | 0 | 0 | 0 | 0 | 0 | 0 | 1 | 1 | 1 | 1 | [18 empty] | 1 | 1 |  | 0
PG&E GBA | Salinas | 115 | OOS_Wind |  |  | 0 | 0 | 0 | 0 | 0 | 0 | 0 | 0 | 0 | 1 | 1 | 1 | 1 | [18 empty] | 1 | 1 |  | 0
SCE Eastern | San Bernardino | 230 | OOS_Wind |  |  | 0 | 0 | 0 | 0 | 0 | 0 | 0 | 0 | 0 | 1 | 1 | 1 | 1 | [18 empty] | 1 | 1 |  | 0
PG&E GBA | SAN FRAN A (POTRERO PP) | 115 | OOS_Wind |  |  | 0 | 0 | 0 | 0 | 0 | 0 | 0 | 0 | 0 | 5 | 2 | 1 | 1 | [18 empty] | 1 | 1 |  | 0
PG&E GBA | SAN FRAN A (POTRERO PP) | 230 | OOS_Wind |  |  | 0 | 0 | 0 | 0 | 0 | 0 | 0 | 0 | 0 | 5 | 2 | 1 | 1 | [18 empty] | 1 | 1 |  | 0
PG&E GBA | San Jose A | 115 | OOS_Wind |  |  | 0 | 0 | 0 | 0 | 0 | 0 | 0 | 0 | 0 | 1 | 1 | 1 | 1 | [18 empty] | 1 | 1 |  | 0
PG&E GBA | San Jose B | 115 | OOS_Wind |  |  | 0 | 0 | 0 | 0 | 0 | 0 | 0 | 0 | 0 | 1 | 1 | 1 | 1 | [18 empty] | 1 | 1 |  | 0
PG&E GBA | San Leandro U | 115 | OOS_Wind |  |  | 0 | 0 | 0 | 0 | 0 | 0 | 0 | 0 | 0 | 5 | 2 | 1 | 1 | [18 empty] | 1 | 1 |  | 0
PG&E KERN | San Luis Obispo | 115 | OOS_Wind |  |  | 0 | 0 | 0 | 0 | 0 | 0 | 0 | 0 | 0 | 1 | 1 | 1 | 1 | [18 empty] | 1 | 1 |  | 0
SDGE | San Luis Rey | 230 | OOS_Wind |  |  | 0 | 0 | 0 | 0 | 0 | 0 | 0 | 0 | 0 | 1 | 1 | 1 | 1 | [18 empty] | 1 | 1 |  | 0
SCE Metro | San Onofre | 230 | OOS_Wind |  |  | 0 | 0 | 0 | 0 | 0 | 0 | 0 | 0 | 0 | 1 | 1 | 1 | 1 | [18 empty] | 1 | 1 |  | 0
PG&E GBA | San Pablo | 115 | OOS_Wind |  |  | 0 | 0 | 0 | 0 | 0 | 0 | 0 | 0 | 0 | 5 | 2 | 1 | 1 | [18 empty] | 1 | 1 |  | 0
PG&E GBA | San Ramon | 230 | OOS_Wind |  |  | 0 | 0 | 0 | 0 | 0 | 0 | 0 | 0 | 0 | 5 | 2 | 1 | 1 | [18 empty] | 1 | 1 |  | 0
SCE NOL | Sandlot | 230 | OOS_Wind |  |  | 0 | 0 | 0 | 0 | 0 | 0 | 0 | 0 | 0 | 3 | 3 | 1 | 1 | [18 empty] | 1 | 1 |  | 0
EOP | Sandy | 138 | OOS_Wind |  |  | 0 | 0 | 0 | 0 | 0 | 0 | 0 | 0 | 0 | 1 | 1 | 1 | 1 | [18 empty] | 1 | 1 |  | 0
PG&E FRESNO | Sanger | 115 | OOS_Wind |  |  | 0 | 0 | 0 | 0 | 0 | 0 | 0 | 0 | 0 | 5 | 2 | 4 | 2 | [18 empty] | 1 | 1 |  | 0
SCE Northern | Santa Clara | 230 | OOS_Wind |  |  | 0 | 0 | 0 | 0 | 0 | 0 | 0 | 0 | 0 | 1 | 1 | 1 | 1 | [18 empty] | 1 | 1 |  | 0
PG&E NGBA | Santa Rosa A | 115 | OOS_Wind |  |  | 0 | 0 | 0 | 0 | 0 | 0 | 0 | 0 | 0 | 5 | 2 | 1 | 1 | [18 empty] | 1 | 1 |  | 0
PG&E GBA | Santa Teresa | 115 | OOS_Wind |  |  | 0 | 0 | 0 | 0 | 0 | 0 | 0 | 0 | 0 | 1 | 1 | 1 | 1 | [18 empty] | 1 | 1 |  | 0
SDGE | Santee | 138 | OOS_Wind |  |  | 0 | 0 | 0 | 0 | 0 | 0 | 0 | 0 | 0 | 5 | 5 | 1 | 1 | [18 empty] | 1 | 1 |  | 0
SCE Metro | Santiago | 230 | OOS_Wind |  |  | 0 | 0 | 0 | 0 | 0 | 0 | 0 | 0 | 0 | 1 | 1 | 1 | 1 | [18 empty] | 1 | 1 |  | 0
PG&E GBA | Saratoga | 230 | OOS_Wind |  |  | 0 | 0 | 0 | 0 | 0 | 0 | 0 | 0 | 0 | 1 | 1 | 1 | 1 | [18 empty] | 1 | 1 |  | 0
SCE Northern | Saugus | 230 | OOS_Wind |  |  | 0 | 0 | 0 | 0 | 0 | 0 | 0 | 0 | 0 | 1 | 1 | 1 | 1 | [18 empty] | 1 | 1 |  | 0
PG&E FRESNO | Schindler | 115 | OOS_Wind |  |  | 0 | 0 | 0 | 0 | 0 | 0 | 0 | 0 | 0 | 1 | 1 | 1 | 1 | [18 empty] | 1 | 1 |  | 0
PG&E GBA | Schulte | 115 | OOS_Wind |  |  | 0 | 0 | 0 | 0 | 0 | 0 | 0 | 0 | 0 | 5 | 2 | 1 | 1 | [18 empty] | 1 | 1 |  | 0
PG&E KERN | Semitropic | 115 | OOS_Wind |  |  | 0 | 0 | 0 | 0 | 0 | 0 | 0 | 0 | 0 | 1 | 1 | 1 | 1 | [18 empty] | 1 | 1 |  | 0
SCE Metro | Serrano | 230 | OOS_Wind |  |  | 0 | 0 | 0 | 0 | 0 | 0 | 0 | 0 | 0 | 1 | 1 | 1 | 1 | [18 empty] | 1 | 1 |  | 0
SCE Metro | Serrano | 500 | OOS_Wind |  |  | 0 | 0 | 0 | 0 | 0 | 0 | 0 | 0 | 0 | 1 | 1 | 1 | 1 | [18 empty] | 1 | 1 |  | 0
SDGE | Shadowridge | 138 | OOS_Wind |  |  | 0 | 0 | 0 | 0 | 0 | 0 | 0 | 0 | 0 | 1 | 1 | 1 | 1 | [18 empty] | 1 | 1 |  | 0
PG&E KERN | Shafter | 115 | OOS_Wind |  |  | 0 | 0 | 0 | 0 | 0 | 0 | 0 | 0 | 0 | 5 | 2 | 4 | 2 | [18 empty] | 1 | 1 |  | 0
PG&E NGBA | Silverado | 115 | OOS_Wind |  |  | 0 | 0 | 0 | 0 | 0 | 0 | 0 | 0 | 0 | 5 | 2 | 1 | 1 | [18 empty] | 1 | 1 |  | 0
SDGE | Silvergate | 230 | OOS_Wind |  |  | 0 | 0 | 0 | 0 | 0 | 0 | 0 | 0 | 0 | 1 | 1 | 1 | 1 | [18 empty] | 1 | 1 |  | 0
PG&E KERN | Sisquoc | 115 | OOS_Wind |  |  | 0 | 0 | 0 | 0 | 0 | 0 | 0 | 0 | 0 | 1 | 1 | 1 | 1 | [18 empty] | 1 | 1 |  | 0
EOP | Sloan Canyon | 230 | OOS_Wind |  |  | 0 | 0 | 0 | 0 | 0 | 0 | 0 | 0 | 0 | 1 | 1 | 1 | 1 | [18 empty] | 1 | 1 |  | 0
EOP | Sloan Canyon | 500 | OOS_Wind |  |  | 0 | 0 | 0 | 0 | 0 | 0 | 0 | 0 | 0 | 1 | 1 | 1 | 1 | [18 empty] | 1 | 1 |  | 0
PG&E KERN | Smyrna | 115 | OOS_Wind |  |  | 0 | 0 | 0 | 0 | 0 | 0 | 0 | 0 | 0 | 5 | 2 | 4 | 2 | [18 empty] | 1 | 1 |  | 0
PG&E GBA | Sobrante | 115 | OOS_Wind |  |  | 0 | 0 | 0 | 0 | 0 | 0 | 0 | 0 | 0 | 5 | 2 | 1 | 1 | [18 empty] | 1 | 1 |  | 0
PG&E GBA | Sobrante | 230 | OOS_Wind |  |  | 0 | 0 | 0 | 0 | 0 | 0 | 0 | 0 | 0 | 5 | 2 | 1 | 1 | [18 empty] | 1 | 1 |  | 0
PG&E KERN | Solar | 230 | OOS_Wind |  |  | 0 | 0 | 0 | 0 | 0 | 0 | 0 | 0 | 0 | 5 | 2 | 4 | 2 | [18 empty] | 1 | 1 |  | 0
PG&E GBA | Soledad | 115 | OOS_Wind |  |  | 0 | 0 | 0 | 0 | 0 | 0 | 0 | 0 | 0 | 1 | 1 | 1 | 1 | [18 empty] | 1 | 1 |  | 0
SCE Northern | Springville | 230 | OOS_Wind |  |  | 0 | 0 | 0 | 0 | 0 | 0 | 0 | 0 | 0 | 1 | 1 | 1 | 1 | [18 empty] | 1 | 1 |  | 0
PG&E GBA | Stagg | 230 | OOS_Wind |  |  | 0 | 0 | 0 | 0 | 0 | 0 | 0 | 0 | 0 | 5 | 2 | 1 | 1 | [18 empty] | 1 | 1 |  | 0
PG&E GBA | Standard Oil | 115 | OOS_Wind |  |  | 0 | 0 | 0 | 0 | 0 | 0 | 0 | 0 | 0 | 5 | 2 | 1 | 1 | [18 empty] | 1 | 1 |  | 0
PG&E GBA | Stanislaus | 115 | OOS_Wind |  |  | 0 | 0 | 0 | 0 | 0 | 0 | 0 | 0 | 0 | 5 | 2 | 1 | 1 | [18 empty] | 1 | 1 |  | 0
PG&E KERN | Stockdale | 115 | OOS_Wind |  |  | 0 | 0 | 0 | 0 | 0 | 0 | 0 | 0 | 0 | 1 | 1 | 1 | 1 | [18 empty] | 1 | 1 |  | 0
PG&E KERN | Stockdale | 230 | OOS_Wind |  |  | 0 | 0 | 0 | 0 | 0 | 0 | 0 | 0 | 0 | 1 | 1 | 1 | 1 | [18 empty] | 1 | 1 |  | 0
PG&E GBA | Stockton A | 115 | OOS_Wind |  |  | 0 | 0 | 0 | 0 | 0 | 0 | 0 | 0 | 0 | 5 | 2 | 1 | 1 | [18 empty] | 1 | 1 |  | 0
PG&E GBA | Stone | 115 | OOS_Wind |  |  | 0 | 0 | 0 | 0 | 0 | 0 | 0 | 0 | 0 | 1 | 1 | 1 | 1 | [18 empty] | 1 | 1 |  | 0
PG&E FRESNO | Storey | 230 | OOS_Wind |  |  | 0 | 0 | 0 | 0 | 0 | 0 | 0 | 0 | 0 | 5 | 2 | 4 | 2 | [18 empty] | 1 | 1 |  | 0
PG&E NGBA | Summit | 115 | OOS_Wind |  |  | 0 | 0 | 0 | 0 | 0 | 0 | 0 | 0 | 0 | 5 | 2 | 1 | 1 | [18 empty] | 1 | 1 |  | 0
SDGE | Suncrest | 230 | OOS_Wind |  |  | 0 | 0 | 0 | 0 | 0 | 0 | 0 | 0 | 0 | 1 | 1 | 1 | 1 | [18 empty] | 1 | 1 |  | 0
SDGE | Suncrest | 500 | OOS_Wind |  |  | 0 | 0 | 0 | 0 | 0 | 0 | 0 | 0 | 0 | 1 | 1 | 1 | 1 | [18 empty] | 1 | 1 |  | 0
PG&E KERN | Sunrise | 230 | OOS_Wind |  |  | 0 | 0 | 0 | 0 | 0 | 0 | 0 | 0 | 0 | 5 | 2 | 4 | 2 | [18 empty] | 1 | 1 |  | 0
PG&E KERN | Sunset | 230 | OOS_Wind |  |  | 0 | 0 | 0 | 0 | 0 | 0 | 0 | 0 | 0 | 5 | 2 | 4 | 2 | [18 empty] | 1 | 1 |  | 0
PG&E GBA | Swift | 115 | OOS_Wind |  |  | 0 | 0 | 0 | 0 | 0 | 0 | 0 | 0 | 0 | 1 | 1 | 1 | 1 | [18 empty] | 1 | 1 |  | 0
SDGE | Sycamore Canyon | 138 | OOS_Wind |  |  | 0 | 0 | 0 | 0 | 0 | 0 | 0 | 0 | 0 | 5 | 5 | 1 | 1 | [18 empty] | 1 | 1 |  | 0
SDGE | Sycamore Canyon | 230 | OOS_Wind |  |  | 0 | 0 | 0 | 0 | 0 | 0 | 0 | 0 | 0 | 1 | 1 | 1 | 1 | [18 empty] | 1 | 1 |  | 0
SCE Northern | Sylmar | 230 | OOS_Wind |  |  | 0 | 0 | 0 | 0 | 0 | 0 | 0 | 0 | 0 | 1 | 1 | 1 | 1 | [18 empty] | 1 | 1 |  | 0
PG&E NGBA | Table Mountain | 115 | OOS_Wind |  |  | 0 | 0 | 0 | 0 | 0 | 0 | 0 | 0 | 0 | 5 | 2 | 1 | 1 | [18 empty] | 1 | 1 |  | 0
PG&E NGBA | Table Mountain | 230 | OOS_Wind |  |  | 0 | 0 | 0 | 0 | 0 | 0 | 0 | 0 | 0 | 5 | 2 | 1 | 1 | [18 empty] | 1 | 1 |  | 0
PG&E NGBA | Table Mountain | 500 | OOS_Wind |  |  | 0 | 0 | 0 | 0 | 0 | 0 | 0 | 0 | 0 | 5 | 2 | 1 | 1 | [18 empty] | 1 | 1 |  | 0
PG&E KERN | Taft | 115 | OOS_Wind |  |  | 0 | 0 | 0 | 0 | 0 | 0 | 0 | 0 | 0 | 5 | 2 | 4 | 2 | [18 empty] | 1 | 1 |  | 0
SDGE | Talega | 138 | OOS_Wind |  |  | 0 | 0 | 0 | 0 | 0 | 0 | 0 | 0 | 0 | 1 | 1 | 1 | 1 | [18 empty] | 1 | 1 |  | 0
SDGE | Talega | 230 | OOS_Wind |  |  | 0 | 0 | 0 | 0 | 0 | 0 | 0 | 0 | 0 | 1 | 1 | 1 | 1 | [18 empty] | 1 | 1 |  | 0
PG&E GBA | Tassajara | 230 | OOS_Wind |  |  | 0 | 0 | 0 | 0 | 0 | 0 | 0 | 0 | 0 | 5 | 2 | 1 | 1 | [18 empty] | 1 | 1 |  | 0
SDGE | Telegraph Canyon | 138 | OOS_Wind |  |  | 0 | 0 | 0 | 0 | 0 | 0 | 0 | 0 | 0 | 1 | 1 | 1 | 1 | [18 empty] | 1 | 1 |  | 0
PG&E KERN | Temblor | 115 | OOS_Wind |  |  | 0 | 0 | 0 | 0 | 0 | 0 | 0 | 0 | 0 | 5 | 2 | 4 | 2 | [18 empty] | 1 | 1 |  | 0
PG&E KERN | Templeton | 230 | OOS_Wind |  |  | 0 | 0 | 0 | 0 | 0 | 0 | 0 | 0 | 0 | 5 | 2 | 4 | 2 | [18 empty] | 1 | 1 |  | 0
PG&E GBA | Tesla | 115 | OOS_Wind |  |  | 0 | 0 | 0 | 0 | 0 | 0 | 0 | 0 | 0 | 1 | 1 | 1 | 1 | [18 empty] | 1 | 1 |  | 0
PG&E GBA | Tesla | 230 | OOS_Wind |  |  | 0 | 0 | 0 | 0 | 0 | 0 | 0 | 0 | 0 | 5 | 2 | 1 | 1 | [18 empty] | 1 | 1 |  | 0
PG&E GBA | Tesla | 500 | OOS_Wind |  |  | 0 | 0 | 0 | 0 | 0 | 0 | 0 | 0 | 0 | 1 | 1 | 1 | 1 | [18 empty] | 1 | 1 |  | 0
PG&E KERN | Tevis | 115 | OOS_Wind |  |  | 0 | 0 | 0 | 0 | 0 | 0 | 0 | 0 | 0 | 5 | 2 | 4 | 2 | [18 empty] | 1 | 1 |  | 0
EOP | Thousandaire | 138 | OOS_Wind |  |  | 0 | 0 | 0 | 0 | 0 | 0 | 0 | 0 | 0 | 1 | 1 | 1 | 1 | [18 empty] | 1 | 1 |  | 0
PG&E KERN | Topaz | 230 | OOS_Wind |  |  | 0 | 0 | 0 | 0 | 0 | 0 | 0 | 0 | 0 | 5 | 2 | 4 | 2 | [18 empty] | 1 | 1 |  | 0
SCE NOL | Tortilla | 115 | OOS_Wind |  |  | 0 | 0 | 0 | 0 | 0 | 0 | 0 | 0 | 0 | 3 | 3 | 1 | 1 | [18 empty] | 1 | 1 |  | 0
SDGE | Trabuco | 138 | OOS_Wind |  |  | 0 | 0 | 0 | 0 | 0 | 0 | 0 | 0 | 0 | 1 | 1 | 1 | 1 | [18 empty] | 1 | 1 |  | 0
PG&E GBA | Tracy | 115 | OOS_Wind |  |  | 0 | 0 | 0 | 0 | 0 | 0 | 0 | 0 | 0 | 5 | 2 | 1 | 1 | [18 empty] | 1 | 1 |  | 0
PG&E FRESNO | Tranquility | 230 | OOS_Wind |  |  | 0 | 0 | 0 | 0 | 0 | 0 | 0 | 0 | 0 | 5 | 2 | 1 | 1 | [18 empty] | 1 | 1 |  | 0
PG&E GBA | Trimble | 115 | OOS_Wind |  |  | 0 | 0 | 0 | 0 | 0 | 0 | 0 | 0 | 0 | 1 | 1 | 1 | 1 | [18 empty] | 1 | 1 |  | 0
EOP | Trout Canyon | 230 | OOS_Wind |  |  | 0 | 0 | 0 | 0 | 0 | 0 | 0 | 0 | 0 | 1 | 1 | 1 | 1 | [18 empty] | 1 | 1 |  | 0
EOP | Trout Canyon | 500 | OOS_Wind |  |  | 0 | 0 | 0 | 0 | 0 | 0 | 0 | 0 | 0 | 1 | 1 | 1 | 1 | [18 empty] | 1 | 1 |  | 0
PG&E NGBA | Tulucay | 230 | OOS_Wind |  |  | 0 | 0 | 0 | 0 | 0 | 0 | 0 | 0 | 0 | 5 | 2 | 1 | 1 | [18 empty] | 1 | 1 |  | 0
PG&E KERN | Tupman | 115 | OOS_Wind |  |  | 0 | 0 | 0 | 0 | 0 | 0 | 0 | 0 | 0 | 5 | 2 | 4 | 2 | [18 empty] | 1 | 1 |  | 0
PG&E NGBA | Ukiah | 115 | OOS_Wind |  |  | 0 | 0 | 0 | 0 | 0 | 0 | 0 | 0 | 0 | 5 | 2 | 1 | 1 | [18 empty] | 1 | 1 |  | 0
PG&E NGBA | Vaca Dixon | 115 | OOS_Wind |  |  | 0 | 0 | 0 | 0 | 0 | 0 | 0 | 0 | 0 | 5 | 2 | 1 | 1 | [18 empty] | 1 | 1 |  | 0
PG&E NGBA | Vaca Dixon | 230 | OOS_Wind |  |  | 0 | 0 | 0 | 0 | 0 | 0 | 0 | 0 | 0 | 5 | 2 | 1 | 1 | [18 empty] | 1 | 1 |  | 0
PG&E NGBA | Vaca Dixon | 500 | OOS_Wind |  |  | 0 | 0 | 0 | 0 | 0 | 0 | 0 | 0 | 0 | 5 | 2 | 1 | 1 | [18 empty] | 1 | 1 |  | 0
SCE Eastern | Valley (SCE) | 500 | OOS_Wind |  |  | 0 | 0 | 0 | 0 | 0 | 0 | 0 | 0 | 0 | 1 | 1 | 1 | 1 | [18 empty] | 1 | 1 |  | 0
EOP | Valley (VEA) | 138 | OOS_Wind |  |  | 0 | 0 | 0 | 0 | 0 | 0 | 0 | 0 | 0 | 1 | 1 | 1 | 1 | [18 empty] | 1 | 1 |  | 0
PG&E GBA | Valley Home | 115 | OOS_Wind |  |  | 0 | 0 | 0 | 0 | 0 | 0 | 0 | 0 | 0 | 5 | 2 | 1 | 1 | [18 empty] | 1 | 1 |  | 0
PG&E GBA | Valley Springs | 230 | OOS_Wind |  |  | 0 | 0 | 0 | 0 | 0 | 0 | 0 | 0 | 0 | 5 | 2 | 1 | 1 | [18 empty] | 1 | 1 |  | 0
EOP | Valley Switch | 138 | OOS_Wind |  |  | 0 | 0 | 0 | 0 | 0 | 0 | 0 | 0 | 0 | 1 | 1 | 1 | 1 | [18 empty] | 1 | 1 |  | 0
EOP | Valley Switch | 230 | OOS_Wind |  |  | 0 | 0 | 0 | 0 | 0 | 0 | 0 | 0 | 0 | 1 | 1 | 1 | 1 | [18 empty] | 1 | 1 |  | 0
PG&E GBA | Vasco | 230 | OOS_Wind |  |  | 0 | 0 | 0 | 0 | 0 | 0 | 0 | 0 | 0 | 5 | 2 | 1 | 1 | [18 empty] | 1 | 1 |  | 0
PG&E GBA | Vasona | 230 | OOS_Wind |  |  | 0 | 0 | 0 | 0 | 0 | 0 | 0 | 0 | 0 | 1 | 1 | 1 | 1 | [18 empty] | 1 | 1 |  | 0
SCE Northern | Vestal | 230 | OOS_Wind |  |  | 0 | 0 | 0 | 0 | 0 | 0 | 0 | 0 | 0 | 1 | 1 | 1 | 1 | [18 empty] | 1 | 1 |  | 0
SCE NOL | Victor | 115 | OOS_Wind |  |  | 0 | 0 | 0 | 0 | 0 | 0 | 0 | 0 | 0 | 1 | 1 | 1 | 1 | [18 empty] | 1 | 1 |  | 0
SCE NOL | Victor | 230 | OOS_Wind |  |  | 0 | 0 | 0 | 0 | 0 | 0 | 0 | 0 | 0 | 1 | 1 | 1 | 1 | [18 empty] | 1 | 1 |  | 0
SCE Metro | Viejo | 230 | OOS_Wind |  |  | 0 | 0 | 0 | 0 | 0 | 0 | 0 | 0 | 0 | 1 | 1 | 1 | 1 | [18 empty] | 1 | 1 |  | 0
PG&E GBA | Vierra | 115 | OOS_Wind |  |  | 0 | 0 | 0 | 0 | 0 | 0 | 0 | 0 | 0 | 5 | 2 | 1 | 1 | [18 empty] | 1 | 1 |  | 0
SCE Metro | Villa Park | 230 | OOS_Wind |  |  | 0 | 0 | 0 | 0 | 0 | 0 | 0 | 0 | 0 | 1 | 1 | 1 | 1 | [18 empty] | 1 | 1 |  | 0
SCE Northern | Vincent | 230 | OOS_Wind |  |  | 0 | 0 | 0 | 0 | 0 | 0 | 0 | 0 | 0 | 1 | 1 | 1 | 1 | [18 empty] | 1 | 1 |  | 0
SCE Northern | Vincent | 500 | OOS_Wind |  |  | 0 | 0 | 0 | 0 | 0 | 0 | 0 | 0 | 0 | 1 | 1 | 1 | 1 | [18 empty] | 1 | 1 |  | 0
PG&E GBA | Vineyard | 230 | OOS_Wind |  |  | 0 | 0 | 0 | 0 | 0 | 0 | 0 | 0 | 0 | 5 | 2 | 1 | 1 | [18 empty] | 1 | 1 |  | 0
SCE Eastern | Vista (SCE) | 230 | OOS_Wind |  |  | 0 | 0 | 0 | 0 | 0 | 0 | 0 | 0 | 0 | 1 | 1 | 1 | 1 | [18 empty] | 1 | 1 |  | 0
EOP | Vista (VEA) | 138 | OOS_Wind |  |  | 0 | 0 | 0 | 0 | 0 | 0 | 0 | 0 | 0 | 1 | 1 | 1 | 1 | [18 empty] | 1 | 1 |  | 0
EOP | Vista (VEA) | 230 | OOS_Wind |  |  | 0 | 0 | 0 | 0 | 0 | 0 | 0 | 0 | 0 | 1 | 1 | 1 | 1 | [18 empty] | 1 | 1 |  | 0
PG&E FRESNO | Wahtoke | 115 | OOS_Wind |  |  | 0 | 0 | 0 | 0 | 0 | 0 | 0 | 0 | 0 | 5 | 2 | 1 | 1 | [18 empty] | 1 | 1 |  | 0
SCE Metro | Walnut | 230 | OOS_Wind |  |  | 0 | 0 | 0 | 0 | 0 | 0 | 0 | 0 | 0 | 1 | 1 | 1 | 1 | [18 empty] | 1 | 1 |  | 0
SCE Northern | Warne | 230 | OOS_Wind |  |  | 0 | 0 | 0 | 0 | 0 | 0 | 0 | 0 | 0 | 1 | 1 | 1 | 1 | [18 empty] | 1 | 1 |  | 0
PG&E GBA | Warnerville | 230 | OOS_Wind |  |  | 0 | 0 | 0 | 0 | 0 | 0 | 0 | 0 | 0 | 5 | 2 | 1 | 1 | [18 empty] | 1 | 1 |  | 0
PG&E FRESNO | Waukena | 115 | OOS_Wind |  |  | 0 | 0 | 0 | 0 | 0 | 0 | 0 | 0 | 0 | 5 | 2 | 1 | 1 | [18 empty] | 1 | 1 |  | 0
PG&E GBA | Weber | 230 | OOS_Wind |  |  | 0 | 0 | 0 | 0 | 0 | 0 | 0 | 0 | 0 | 5 | 2 | 1 | 1 | [18 empty] | 1 | 1 |  | 0
PG&E FRESNO | West Fresno | 115 | OOS_Wind |  |  | 0 | 0 | 0 | 0 | 0 | 0 | 0 | 0 | 0 | 5 | 2 | 1 | 1 | [18 empty] | 1 | 1 |  | 0
PG&E FRESNO | Westley | 230 | OOS_Wind |  |  | 0 | 0 | 0 | 0 | 0 | 0 | 0 | 0 | 0 | 1 | 1 | 1 | 1 | [18 empty] | 1 | 1 |  | 0
PG&E KERN | Westpark | 115 | OOS_Wind |  |  | 0 | 0 | 0 | 0 | 0 | 0 | 0 | 0 | 0 | 1 | 1 | 1 | 1 | [18 empty] | 1 | 1 |  | 0
PG&E KERN | Wheeler Ridge | 230 | OOS_Wind |  |  | 0 | 0 | 0 | 0 | 0 | 0 | 0 | 0 | 0 | 5 | 2 | 4 | 2 | [18 empty] | 1 | 1 |  | 0
PG&E KERN | Wheeler Ridge | 115 | OOS_Wind |  |  | 0 | 0 | 0 | 0 | 0 | 0 | 0 | 0 | 0 | 1 | 1 | 1 | 1 | [18 empty] | 1 | 1 |  | 0
SCE Northern | Whirlwind | 230 | OOS_Wind |  |  | 0 | 0 | 0 | 0 | 0 | 0 | 0 | 0 | 0 | 1 | 1 | 1 | 1 | [18 empty] | 1 | 1 |  | 0
SCE Northern | Whirlwind | 500 | OOS_Wind |  |  | 0 | 0 | 0 | 0 | 0 | 0 | 0 | 0 | 0 | 1 | 1 | 1 | 1 | [18 empty] | 1 | 1 |  | 0
PG&E GBA | Whisman | 115 | OOS_Wind |  |  | 0 | 0 | 0 | 0 | 0 | 0 | 0 | 0 | 0 | 1 | 1 | 1 | 1 | [18 empty] | 1 | 1 |  | 0
SCE Eastern | Wildlife | 230 | OOS_Wind |  |  | 0 | 0 | 0 | 0 | 0 | 0 | 0 | 0 | 0 | 1 | 1 | 1 | 1 | [18 empty] | 1 | 1 |  | 0
PG&E FRESNO | Wilson | 115 | OOS_Wind |  |  | 0 | 0 | 0 | 0 | 0 | 0 | 0 | 0 | 0 | 5 | 2 | 1 | 1 | [18 empty] | 1 | 1 |  | 0
PG&E FRESNO | Wilson | 230 | OOS_Wind |  |  | 0 | 0 | 0 | 0 | 0 | 0 | 0 | 0 | 0 | 5 | 2 | 4 | 2 | [18 empty] | 1 | 1 |  | 0
SCE Northern | Windhub | 230 | OOS_Wind |  |  | 0 | 0 | 0 | 0 | 0 | 0 | 0 | 0 | 0 | 1 | 1 | 1 | 1 | [18 empty] | 1 | 1 |  | 0
SCE Northern | Windhub | 500 | OOS_Wind |  |  | 0 | 0 | 0 | 0 | 0 | 0 | 0 | 0 | 0 | 1 | 1 | 1 | 1 | [18 empty] | 1 | 1 |  | 0
PG&E GBA | Windmaster | 230 | OOS_Wind |  |  | 0 | 0 | 0 | 0 | 0 | 0 | 0 | 0 | 0 | 5 | 2 | 1 | 1 | [18 empty] | 1 | 1 |  | 0
PG&E NGBA | Woodland | 115 | OOS_Wind |  |  | 0 | 0 | 0 | 0 | 0 | 0 | 0 | 0 | 0 | 5 | 2 | 1 | 1 | [18 empty] | 1 | 1 |  | 0
PG&E FRESNO | Woodward | 115 | OOS_Wind |  |  | 0 | 0 | 0 | 0 | 0 | 0 | 0 | 0 | 0 | 5 | 2 | 1 | 1 | [18 empty] | 1 | 1 |  | 0
PG&E NGBA | Wyandotte | 115 | OOS_Wind |  |  | 0 | 0 | 0 | 0 | 0 | 0 | 0 | 0 | 0 | 5 | 2 | 1 | 1 | [18 empty] | 1 | 1 |  | 0
PG&E KERN | 7th Standard | 115 | Offshore_Wind |  |  | 0 | 0 | 0 | 0 | 0 | 0 | 0 | 0 | 0 | 5 | 2 | 4 | 2 | [18 empty] | 1 | 1 |  | 0
SCE Metro | Alamitos | 230 | Offshore_Wind |  |  | 0 | 0 | 0 | 0 | 0 | 0 | 0 | 0 | 0 | 1 | 1 | 1 | 1 | [18 empty] | 1 | 1 |  | 0
SCE Eastern | Alberhill | 115 | Offshore_Wind |  |  | 0 | 0 | 0 | 0 | 0 | 0 | 0 | 0 | 0 | 1 | 1 | 1 | 1 | [18 empty] | 1 | 1 |  | 0
SCE Eastern | Alberhill | 500 | Offshore_Wind |  |  | 0 | 0 | 0 | 0 | 0 | 0 | 0 | 0 | 0 | 1 | 1 | 1 | 1 | [18 empty] | 1 | 1 |  | 0
PG&E GBA | Alhambra | 115 | Offshore_Wind |  |  | 0 | 0 | 0 | 0 | 0 | 0 | 0 | 0 | 0 | 5 | 2 | 1 | 1 | [18 empty] | 1 | 1 |  | 0
PG&E FRESNO | Alpaugh | 115 | Offshore_Wind |  |  | 0 | 0 | 0 | 0 | 0 | 0 | 0 | 0 | 0 | 5 | 2 | 4 | 2 | [18 empty] | 1 | 1 |  | 0
PG&E GBA | Altamont Midway (Sandhill) | 230 | Offshore_Wind |  |  | 0 | 0 | 0 | 0 | 0 | 0 | 0 | 0 | 0 | 5 | 2 | 1 | 1 | [18 empty] | 1 | 1 |  | 0
SCE Northern | Antelope | 230 | Offshore_Wind |  |  | 0 | 0 | 0 | 0 | 0 | 0 | 0 | 0 | 0 | 1 | 1 | 1 | 1 | [18 empty] | 1 | 1 |  | 0
SCE Northern | Antelope | 500 | Offshore_Wind |  |  | 0 | 0 | 0 | 0 | 0 | 0 | 0 | 0 | 0 | 1 | 1 | 1 | 1 | [18 empty] | 1 | 1 |  | 0
PG&E KERN | Arco | 230 | Offshore_Wind |  |  | 0 | 0 | 0 | 0 | 0 | 0 | 0 | 0 | 0 | 5 | 2 | 4 | 2 | [18 empty] | 1 | 1 |  | 0
SCE Metro | ArcoGen | 230 | Offshore_Wind |  |  | 0 | 0 | 0 | 0 | 0 | 0 | 0 | 0 | 0 | 1 | 1 | 1 | 1 | [18 empty] | 1 | 1 |  | 0
SDGE | Artesian | 230 | Offshore_Wind |  |  | 0 | 0 | 0 | 0 | 0 | 0 | 0 | 0 | 0 | 1 | 1 | 1 | 1 | [18 empty] | 1 | 1 |  | 0
PG&E FRESNO | Ashlan | 230 | Offshore_Wind |  |  | 0 | 0 | 0 | 0 | 0 | 0 | 0 | 0 | 0 | 5 | 2 | 1 | 1 | [18 empty] | 1 | 1 |  | 0
PG&E NGBA | Atlantic | 115 | Offshore_Wind |  |  | 0 | 0 | 0 | 0 | 0 | 0 | 0 | 0 | 0 | 5 | 2 | 1 | 1 | [18 empty] | 1 | 1 |  | 0
PG&E NGBA | Atlantic | 230 | Offshore_Wind |  |  | 0 | 0 | 0 | 0 | 0 | 0 | 0 | 0 | 0 | 5 | 2 | 1 | 1 | [18 empty] | 1 | 1 |  | 0
PG&E FRESNO | Atwater | 115 | Offshore_Wind |  |  | 0 | 0 | 0 | 0 | 0 | 0 | 0 | 0 | 0 | 5 | 2 | 1 | 1 | [18 empty] | 1 | 1 |  | 0
PG&E GBA | Avena | 115 | Offshore_Wind |  |  | 0 | 0 | 0 | 0 | 0 | 0 | 0 | 0 | 0 | 5 | 2 | 1 | 1 | [18 empty] | 1 | 1 |  | 0
PG&E NGBA | Bahia | 230 | Offshore_Wind |  |  | 0 | 0 | 0 | 0 | 0 | 0 | 0 | 0 | 0 | 5 | 2 | 1 | 1 | [18 empty] | 1 | 1 |  | 0
SCE Northern | Bailey | 230 | Offshore_Wind |  |  | 0 | 0 | 0 | 0 | 0 | 0 | 0 | 0 | 0 | 1 | 1 | 1 | 1 | [18 empty] | 1 | 1 |  | 0
SCE NOL | Baker | 115 | Offshore_Wind |  |  | 0 | 0 | 0 | 0 | 0 | 0 | 0 | 0 | 0 | 3 | 3 | 1 | 1 | [18 empty] | 1 | 1 |  | 0
PG&E KERN | Bakersfield | 230 | Offshore_Wind |  |  | 0 | 0 | 0 | 0 | 0 | 0 | 0 | 0 | 0 | 5 | 2 | 4 | 2 | [18 empty] | 1 | 1 |  | 0
PG&E FRESNO | Balch | 230 | Offshore_Wind |  |  | 0 | 0 | 0 | 0 | 0 | 0 | 0 | 0 | 0 | 5 | 2 | 1 | 1 | [18 empty] | 1 | 1 |  | 0
SCE Eastern | Bannister | 230 | Offshore_Wind |  |  | 0 | 0 | 0 | 0 | 0 | 0 | 0 | 0 | 0 | 5 | 5 | 3 | 3 | [18 empty] | 1 | 1 |  | 0
SCE Metro | Barre | 230 | Offshore_Wind |  |  | 0 | 0 | 0 | 0 | 0 | 0 | 0 | 0 | 0 | 1 | 1 | 1 | 1 | [18 empty] | 1 | 1 |  | 0
SDGE | Bay Boulevard | 230 | Offshore_Wind |  |  | 0 | 0 | 0 | 0 | 0 | 0 | 0 | 0 | 0 | 1 | 1 | 1 | 1 | [18 empty] | 1 | 1 |  | 0
EOP | Beatty | 138 | Offshore_Wind |  |  | 0 | 0 | 0 | 0 | 0 | 0 | 0 | 0 | 0 | 1 | 1 | 1 | 1 | [18 empty] | 1 | 1 |  | 0
EOP | Beatty | 230 | Offshore_Wind |  |  | 0 | 0 | 0 | 0 | 0 | 0 | 0 | 0 | 0 | 1 | 1 | 1 | 1 | [18 empty] | 1 | 1 |  | 0
PG&E NGBA | Belden | 230 | Offshore_Wind |  |  | 0 | 0 | 0 | 0 | 0 | 0 | 0 | 0 | 0 | 5 | 2 | 1 | 1 | [18 empty] | 1 | 1 |  | 0
PG&E NGBA | Bell | 115 | Offshore_Wind |  |  | 0 | 0 | 0 | 0 | 0 | 0 | 0 | 0 | 0 | 5 | 2 | 1 | 1 | [18 empty] | 1 | 1 |  | 0
PG&E NGBA | Bellevue | 115 | Offshore_Wind |  |  | 0 | 0 | 0 | 0 | 0 | 0 | 0 | 0 | 0 | 5 | 2 | 1 | 1 | [18 empty] | 1 | 1 |  | 0
PG&E GBA | Bellota | 115 | Offshore_Wind |  |  | 0 | 0 | 0 | 0 | 0 | 0 | 0 | 0 | 0 | 5 | 2 | 1 | 1 | [18 empty] | 1 | 1 |  | 0
PG&E GBA | Bellota | 230 | Offshore_Wind |  |  | 0 | 0 | 0 | 0 | 0 | 0 | 0 | 0 | 0 | 5 | 2 | 1 | 1 | [18 empty] | 1 | 1 |  | 0
SCE Northern | Big Creek | 230 | Offshore_Wind |  |  | 0 | 0 | 0 | 0 | 0 | 0 | 0 | 0 | 0 | 1 | 1 | 1 | 1 | [18 empty] | 1 | 1 |  | 0
PG&E GBA | Birds Landing | 230 | Offshore_Wind |  |  | 0 | 0 | 0 | 0 | 0 | 0 | 0 | 0 | 0 | 5 | 2 | 1 | 1 | [18 empty] | 1 | 1 |  | 0
SCE Eastern | Blythe | 161 | Offshore_Wind |  |  | 0 | 0 | 0 | 0 | 0 | 0 | 0 | 0 | 0 | 5 | 5 | 3 | 3 | [18 empty] | 1 | 1 |  | 0
PG&E NGBA | Bogue | 115 | Offshore_Wind |  |  | 0 | 0 | 0 | 0 | 0 | 0 | 0 | 0 | 0 | 5 | 2 | 1 | 1 | [18 empty] | 1 | 1 |  | 0
PG&E FRESNO | Borden | 230 | Offshore_Wind |  |  | 0 | 0 | 0 | 0 | 0 | 0 | 0 | 0 | 0 | 5 | 2 | 4 | 2 | [18 empty] | 1 | 1 |  | 0
SDGE | Boulevard East | 138 | Offshore_Wind |  |  | 0 | 0 | 0 | 0 | 0 | 0 | 0 | 0 | 0 | 1 | 1 | 1 | 1 | [18 empty] | 1 | 1 |  | 0
PG&E GBA | Brentwood | 230 | Offshore_Wind |  |  | 0 | 0 | 0 | 0 | 0 | 0 | 0 | 0 | 0 | 5 | 2 | 1 | 1 | [18 empty] | 1 | 1 |  | 0
PG&E NGBA | Bridgeville | 115 | Offshore_Wind |  |  | 0 | 0 | 0 | 0 | 0 | 0 | 0 | 0 | 0 | 5 | 2 | 1 | 1 | [18 empty] | 1 | 1 |  | 0
PG&E NGBA | Brighton | 115 | Offshore_Wind |  |  | 0 | 0 | 0 | 0 | 0 | 0 | 0 | 0 | 0 | 5 | 2 | 1 | 1 | [18 empty] | 1 | 1 |  | 0
PG&E NGBA | Brighton | 230 | Offshore_Wind |  |  | 0 | 0 | 0 | 0 | 0 | 0 | 0 | 0 | 0 | 5 | 2 | 1 | 1 | [18 empty] | 1 | 1 |  | 0
PG&E NGBA | Brunswick | 115 | Offshore_Wind |  |  | 0 | 0 | 0 | 0 | 0 | 0 | 0 | 0 | 0 | 5 | 2 | 1 | 1 | [18 empty] | 1 | 1 |  | 0
PG&E NGBA | Bucks Creek | 230 | Offshore_Wind |  |  | 0 | 0 | 0 | 0 | 0 | 0 | 0 | 0 | 0 | 5 | 2 | 1 | 1 | [18 empty] | 1 | 1 |  | 0
PG&E KERN | Buena Vista | 230 | Offshore_Wind |  |  | 0 | 0 | 0 | 0 | 0 | 0 | 0 | 0 | 0 | 5 | 2 | 4 | 2 | [18 empty] | 1 | 1 |  | 0
PG&E FRESNO | Bullard | 115 | Offshore_Wind |  |  | 0 | 0 | 0 | 0 | 0 | 0 | 0 | 0 | 0 | 5 | 2 | 4 | 2 | [18 empty] | 1 | 1 |  | 0
PG&E GBA | Burlingame | 115 | Offshore_Wind |  |  | 0 | 0 | 0 | 0 | 0 | 0 | 0 | 0 | 0 | 5 | 2 | 1 | 1 | [18 empty] | 1 | 1 |  | 0
PG&E NGBA | Burney Forest | 230 | Offshore_Wind |  |  | 0 | 0 | 0 | 0 | 0 | 0 | 0 | 0 | 0 | 5 | 5 | 3 | 3 | [18 empty] | 1 | 1 |  | 0
PG&E NGBA | Butte | 115 | Offshore_Wind |  |  | 0 | 0 | 0 | 0 | 0 | 0 | 0 | 0 | 0 | 5 | 2 | 1 | 1 | [18 empty] | 1 | 1 |  | 0
PG&E KERN | Cabrillo | 115 | Offshore_Wind |  |  | 0 | 0 | 0 | 0 | 0 | 0 | 0 | 0 | 0 | 1 | 1 | 1 | 1 | [18 empty] | 1+ | 1 |  | 1
PG&E FRESNO | Cal Flats | 230 | Offshore_Wind |  |  | 0 | 0 | 0 | 0 | 0 | 0 | 0 | 0 | 0 | 5 | 2 | 4 | 2 | [18 empty] | 1 | 1 |  | 0
SCE NOL | Calcite | 230 | Offshore_Wind |  |  | 0 | 0 | 0 | 0 | 0 | 0 | 0 | 0 | 0 | 1 | 1 | 1 | 1 | [18 empty] | 1 | 1 |  | 0
PG&E KERN | Caliente | 230 | Offshore_Wind |  |  | 0 | 0 | 0 | 0 | 0 | 0 | 0 | 0 | 0 | 5 | 2 | 4 | 2 | [18 empty] | 1 | 1 |  | 0
PG&E FRESNO | California Ave | 115 | Offshore_Wind |  |  | 0 | 0 | 0 | 0 | 0 | 0 | 0 | 0 | 0 | 5 | 2 | 1 | 1 | [18 empty] | 1 | 1 |  | 0
PG&E KERN | Callender | 115 | Offshore_Wind |  |  | 0 | 0 | 0 | 0 | 0 | 0 | 0 | 0 | 0 | 5 | 2 | 4 | 2 | [18 empty] | 1 | 1 |  | 0
PG&E NGBA | Calpella | 115 | Offshore_Wind |  |  | 0 | 0 | 0 | 0 | 0 | 0 | 0 | 0 | 0 | 5 | 2 | 1 | 1 | [18 empty] | 1 | 1 |  | 0
PG&E GBA | Camanche | 230 | Offshore_Wind |  |  | 0 | 0 | 0 | 0 | 0 | 0 | 0 | 0 | 0 | 5 | 2 | 1 | 1 | [18 empty] | 1 | 1 |  | 0
PG&E FRESNO | Cantua | 115 | Offshore_Wind |  |  | 0 | 0 | 0 | 0 | 0 | 0 | 0 | 0 | 0 | 1 | 1 | 1 | 1 | [18 empty] | 1 | 1 |  | 0
SDGE | Capistrano | 138 | Offshore_Wind |  |  | 0 | 0 | 0 | 0 | 0 | 0 | 0 | 0 | 0 | 1 | 1 | 1 | 1 | [18 empty] | 1 | 1 |  | 0
SDGE | Capistrano | 230 | Offshore_Wind |  |  | 0 | 0 | 0 | 0 | 0 | 0 | 0 | 0 | 0 | 1 | 1 | 1 | 1 | [18 empty] | 1 | 1 |  | 0
PG&E NGBA | Carberry | 230 | Offshore_Wind |  |  | 0 | 0 | 0 | 0 | 0 | 0 | 0 | 0 | 0 | 5 | 5 | 3 | 3 | [18 empty] | 1 | 1 |  | 0
PG&E NGBA | Caribou | 115 | Offshore_Wind |  |  | 0 | 0 | 0 | 0 | 0 | 0 | 0 | 0 | 0 | 5 | 2 | 1 | 1 | [18 empty] | 1 | 1 |  | 0
PG&E NGBA | Caribou | 230 | Offshore_Wind |  |  | 0 | 0 | 0 | 0 | 0 | 0 | 0 | 0 | 0 | 5 | 2 | 1 | 1 | [18 empty] | 1 | 1 |  | 0
EOP | Carpenter Canyon (fka Gamebird) | 138 | Offshore_Wind |  |  | 0 | 0 | 0 | 0 | 0 | 0 | 0 | 0 | 0 | 1 | 1 | 1 | 1 | [18 empty] | 1 | 1 |  | 0
EOP | Carpenter Canyon (fka Gamebird) | 230 | Offshore_Wind |  |  | 0 | 0 | 0 | 0 | 0 | 0 | 0 | 0 | 0 | 1 | 1 | 1 | 1 | [18 empty] | 1 | 1 |  | 0
PG&E NGBA | Carquinez | 115 | Offshore_Wind |  |  | 0 | 0 | 0 | 0 | 0 | 0 | 0 | 0 | 0 | 5 | 2 | 1 | 1 | [18 empty] | 1 | 1 |  | 0
SDGE | Carrizo Gorge | 138 | Offshore_Wind |  |  | 0 | 0 | 0 | 0 | 0 | 0 | 0 | 0 | 0 | 1 | 1 | 1 | 1 | [18 empty] | 1 | 1 |  | 0
PG&E KERN | Carrizo Plains | 115 | Offshore_Wind |  |  | 0 | 0 | 0 | 0 | 0 | 0 | 0 | 0 | 0 | 5 | 2 | 4 | 2 | [18 empty] | 1 | 1 |  | 0
PG&E KERN | Casaloma | 230 | Offshore_Wind |  |  | 0 | 0 | 0 | 0 | 0 | 0 | 0 | 0 | 0 | 1 | 1 | 1 | 1 | [18 empty] | 1 | 1 |  | 0
PG&E GBA | Castro Valley | 230 | Offshore_Wind |  |  | 0 | 0 | 0 | 0 | 0 | 0 | 0 | 0 | 0 | 5 | 2 | 1 | 1 | [18 empty] | 1 | 1 |  | 0
PG&E GBA | Cayetano | 230 | Offshore_Wind |  |  | 0 | 0 | 0 | 0 | 0 | 0 | 0 | 0 | 0 | 5 | 2 | 1 | 1 | [18 empty] | 1 | 1 |  | 0
SCE Metro | Center | 230 | Offshore_Wind |  |  | 0 | 0 | 0 | 0 | 0 | 0 | 0 | 0 | 0 | 1 | 1 | 1 | 1 | [18 empty] | 1 | 1 |  | 0
PG&E KERN | Charca | 115 | Offshore_Wind |  |  | 0 | 0 | 0 | 0 | 0 | 0 | 0 | 0 | 0 | 1 | 1 | 1 | 1 | [18 empty] | 1 | 1 |  | 0
EOP | Charleston | 138 | Offshore_Wind |  |  | 0 | 0 | 0 | 0 | 0 | 0 | 0 | 0 | 0 | 1 | 1 | 1 | 1 | [18 empty] | 1 | 1 |  | 0
SCE Metro | Chevmain | 230 | Offshore_Wind |  |  | 0 | 0 | 0 | 0 | 0 | 0 | 0 | 0 | 0 | 1 | 1 | 1 | 1 | [18 empty] | 1 | 1 |  | 0
SDGE | Chicarita | 138 | Offshore_Wind |  |  | 0 | 0 | 0 | 0 | 0 | 0 | 0 | 0 | 0 | 1 | 1 | 1 | 1 | [18 empty] | 1 | 1 |  | 0
SCE Metro | Chino | 230 | Offshore_Wind |  |  | 0 | 0 | 0 | 0 | 0 | 0 | 0 | 0 | 0 | 1 | 1 | 1 | 1 | [18 empty] | 1 | 1 |  | 0
PG&E FRESNO | Chowchilla | 115 | Offshore_Wind |  |  | 0 | 0 | 0 | 0 | 0 | 0 | 0 | 0 | 0 | 5 | 2 | 1 | 1 | [18 empty] | 1 | 1 |  | 0
PG&E GBA | Christie | 115 | Offshore_Wind |  |  | 0 | 0 | 0 | 0 | 0 | 0 | 0 | 0 | 0 | 5 | 2 | 1 | 1 | [18 empty] | 1 | 1 |  | 0
SCE Eastern | Cielo Azul | 500 | Offshore_Wind |  |  | 0 | 0 | 0 | 0 | 0 | 0 | 0 | 0 | 0 | 1 | 1 | 1 | 1 | [18 empty] | 1 | 1 |  | 0
PG&E GBA | Clayton | 115 | Offshore_Wind |  |  | 0 | 0 | 0 | 0 | 0 | 0 | 0 | 0 | 0 | 5 | 2 | 1 | 1 | [18 empty] | 1 | 1 |  | 0
PG&E NGBA | Cloverdale | 115 | Offshore_Wind |  |  | 0 | 0 | 0 | 0 | 0 | 0 | 0 | 0 | 0 | 5 | 2 | 1 | 1 | [18 empty] | 1 | 1 |  | 0
PG&E FRESNO | Clovis | 115 | Offshore_Wind |  |  | 0 | 0 | 0 | 0 | 0 | 0 | 0 | 0 | 0 | 5 | 2 | 1 | 1 | [18 empty] | 1 | 1 |  | 0
PG&E GBA | Coburn | 230 | Offshore_Wind |  |  | 0 | 0 | 0 | 0 | 0 | 0 | 0 | 0 | 0 | 1 | 1 | 1 | 1 | [18 empty] | 1 | 1 |  | 0
PG&E NGBA | Colgate | 230 | Offshore_Wind |  |  | 0 | 0 | 0 | 0 | 0 | 0 | 0 | 0 | 0 | 5 | 2 | 1 | 1 | [18 empty] | 1 | 1 |  | 0
PG&E GBA | Collierville | 230 | Offshore_Wind |  |  | 0 | 0 | 0 | 0 | 0 | 0 | 0 | 0 | 0 | 5 | 2 | 1 | 1 | [18 empty] | 1 | 1 |  | 0
PG&E GBA | Collinsville | 230 | Offshore_Wind |  |  | 0 | 0 | 0 | 0 | 0 | 0 | 0 | 0 | 0 | 5 | 2 | 1 | 1 | [18 empty] | 1 | 1 |  | 0
PG&E GBA | Collinsville | 500 | Offshore_Wind |  |  | 0 | 0 | 0 | 0 | 0 | 0 | 0 | 0 | 0 | 5 | 2 | 1 | 1 | [18 empty] | 1 | 1 |  | 0
SCE Eastern | Colorado River | 230 | Offshore_Wind |  |  | 0 | 0 | 0 | 0 | 0 | 0 | 0 | 0 | 0 | 1 | 1 | 1 | 1 | [18 empty] | 1 | 1 |  | 0
SCE Eastern | Colorado River | 500 | Offshore_Wind |  |  | 0 | 0 | 0 | 0 | 0 | 0 | 0 | 0 | 0 | 1 | 1 | 1 | 1 | [18 empty] | 1 | 1 |  | 0
PG&E KERN | Columbus | 115 | Offshore_Wind |  |  | 0 | 0 | 0 | 0 | 0 | 0 | 0 | 0 | 0 | 5 | 2 | 4 | 2 | [18 empty] | 1 | 1 |  | 0
PG&E GBA | Contra Costa | 115 | Offshore_Wind |  |  | 0 | 0 | 0 | 0 | 0 | 0 | 0 | 0 | 0 | 5 | 2 | 1 | 1 | [18 empty] | 1 | 1 |  | 0
PG&E GBA | Contra Costa | 230 | Offshore_Wind |  |  | 0 | 0 | 0 | 0 | 0 | 0 | 0 | 0 | 0 | 5 | 2 | 1 | 1 | [18 empty] | 1 | 1 |  | 0
PG&E GBA | Contra Costa PP | 230 | Offshore_Wind |  |  | 0 | 0 | 0 | 0 | 0 | 0 | 0 | 0 | 0 | 5 | 2 | 1 | 1 | [18 empty] | 1 | 1 |  | 0
SCE NOL | Control | 115 | Offshore_Wind |  |  | 0 | 0 | 0 | 0 | 0 | 0 | 0 | 0 | 0 | 5 | 5 | 1 | 1 | [18 empty] | 1 | 1 |  | 0
PG&E GBA | Cooley Landing | 115 | Offshore_Wind |  |  | 0 | 0 | 0 | 0 | 0 | 0 | 0 | 0 | 0 | 5 | 2 | 1 | 1 | [18 empty] | 1 | 1 |  | 0
SCE NOL | Coolwater | 230 | Offshore_Wind |  |  | 0 | 0 | 0 | 0 | 0 | 0 | 0 | 0 | 0 | 3 | 3 | 1 | 1 | [18 empty] | 1 | 1 |  | 0
SCE NOL | Coolwater | 115 | Offshore_Wind |  |  | 0 | 0 | 0 | 0 | 0 | 0 | 0 | 0 | 0 | 3 | 3 | 1 | 1 | [18 empty] | 1 | 1 |  | 0
PG&E FRESNO | Corcoran | 115 | Offshore_Wind |  |  | 0 | 0 | 0 | 0 | 0 | 0 | 0 | 0 | 0 | 5 | 2 | 4 | 2 | [18 empty] | 1 | 1 |  | 0
PG&E NGBA | Corona | 115 | Offshore_Wind |  |  | 0 | 0 | 0 | 0 | 0 | 0 | 0 | 0 | 0 | 5 | 2 | 1 | 1 | [18 empty] | 1 | 1 |  | 0
PG&E NGBA | Cortina | 230 | Offshore_Wind |  |  | 0 | 0 | 0 | 0 | 0 | 0 | 0 | 0 | 0 | 5 | 2 | 1 | 1 | [18 empty] | 1 | 1 |  | 0
PG&E NGBA | Cortina | 115 | Offshore_Wind |  |  | 0 | 0 | 0 | 0 | 0 | 0 | 0 | 0 | 0 | 5 | 2 | 1 | 1 | [18 empty] | 1 | 1 |  | 0
PG&E GBA | Cottle | 230 | Offshore_Wind |  |  | 0 | 0 | 0 | 0 | 0 | 0 | 0 | 0 | 0 | 5 | 2 | 1 | 1 | [18 empty] | 1 | 1 |  | 0
PG&E NGBA | Cottonwood | 115 | Offshore_Wind |  |  | 0 | 0 | 0 | 0 | 0 | 0 | 0 | 0 | 0 | 5 | 2 | 1 | 1 | [18 empty] | 1 | 1 |  | 0
PG&E NGBA | Cottonwood | 230 | Offshore_Wind |  |  | 0 | 0 | 0 | 0 | 0 | 0 | 0 | 0 | 0 | 5 | 2 | 1 | 1 | [18 empty] | 1 | 1 |  | 0
PG&E NGBA | Cove Road | 230 | Offshore_Wind |  |  | 0 | 0 | 0 | 0 | 0 | 0 | 0 | 0 | 0 | 5 | 2 | 1 | 1 | [18 empty] | 1 | 1 |  | 0
PG&E GBA | Coyote | 230 | Offshore_Wind |  |  | 0 | 0 | 0 | 0 | 0 | 0 | 0 | 0 | 0 | 1 | 1 | 1 | 1 | [18 empty] | 1 | 1 |  | 0
PG&E GBA | Crazy Horse Canyon | 115 | Offshore_Wind |  |  | 0 | 0 | 0 | 0 | 0 | 0 | 0 | 0 | 0 | 1 | 1 | 1 | 1 | [18 empty] | 1 | 1 |  | 0
PG&E FRESNO | Cressey | 115 | Offshore_Wind |  |  | 0 | 0 | 0 | 0 | 0 | 0 | 0 | 0 | 0 | 5 | 2 | 1 | 1 | [18 empty] | 1 | 1 |  | 0
PG&E NGBA | Cresta | 230 | Offshore_Wind |  |  | 0 | 0 | 0 | 0 | 0 | 0 | 0 | 0 | 0 | 5 | 2 | 1 | 1 | [18 empty] | 1 | 1 |  | 0
PG&E GBA | Curtis | 115 | Offshore_Wind |  |  | 0 | 0 | 0 | 0 | 0 | 0 | 0 | 0 | 0 | 5 | 2 | 1 | 1 | [18 empty] | 1 | 1 |  | 0
PG&E FRESNO | Dairyland | 115 | Offshore_Wind |  |  | 0 | 0 | 0 | 0 | 0 | 0 | 0 | 0 | 0 | 5 | 2 | 1 | 1 | [18 empty] | 1 | 1 |  | 0
PG&E NGBA | Davis | 115 | Offshore_Wind |  |  | 0 | 0 | 0 | 0 | 0 | 0 | 0 | 0 | 0 | 5 | 2 | 1 | 1 | [18 empty] | 1 | 1 |  | 0
SCE Metro | Del Amo | 500 | Offshore_Wind |  |  | 0 | 0 | 0 | 0 | 0 | 0 | 0 | 0 | 0 | 1 | 1 | 1 | 1 | [18 empty] | 1 | 1 |  | 0
SCE Metro | Del Amo | 230 | Offshore_Wind |  |  | 0 | 0 | 0 | 0 | 0 | 0 | 0 | 0 | 0 | 1 | 1 | 1 | 1 | [18 empty] | 1 | 1 |  | 0
SCE Eastern | Delaney | 500 | Offshore_Wind |  |  | 0 | 0 | 0 | 0 | 0 | 0 | 0 | 0 | 0 | 1 | 1 | 1 | 1 | [18 empty] | 1 | 1 |  | 0
PG&E NGBA | Delevan | 230 | Offshore_Wind |  |  | 0 | 0 | 0 | 0 | 0 | 0 | 0 | 0 | 0 | 5 | 2 | 1 | 1 | [18 empty] | 1 | 1 |  | 0
PG&E GBA | Delta PP | 230 | Offshore_Wind |  |  | 0 | 0 | 0 | 0 | 0 | 0 | 0 | 0 | 0 | 5 | 2 | 1 | 1 | [18 empty] | 1 | 1 |  | 0
EOP | Desert View | 230 | Offshore_Wind |  |  | 0 | 0 | 0 | 0 | 0 | 0 | 0 | 0 | 0 | 1 | 1 | 1 | 1 | [18 empty] | 1 | 1 |  | 0
SCE Eastern | Devers | 230 | Offshore_Wind |  |  | 0 | 0 | 0 | 0 | 0 | 0 | 0 | 0 | 0 | 1 | 1 | 1 | 1 | [18 empty] | 1 | 1 |  | 0
SCE Eastern | Devers | 500 | Offshore_Wind |  |  | 0 | 0 | 0 | 0 | 0 | 0 | 0 | 0 | 0 | 1 | 1 | 1 | 1 | [18 empty] | 1 | 1 |  | 0
PG&E KERN | Diablo Canyon | 230 | Offshore_Wind |  |  | 0 | 0 | 0 | 0 | 0 | 0 | 0 | 0 | 0 | 1 | 1 | 1 | 1 | [18 empty] | 1 | 1 |  | 0
PG&E KERN | Diablo Canyon | 500 | Offshore_Wind |  |  | 2500 | 0 | 2500 | 0 | 0 | 0 | 2500 | 0 | 2500 | 5 | 2 | 4 | 2 | [18 empty] | 1+ | 3 |  | 1
PG&E KERN | Divide | 115 | Offshore_Wind |  |  | 0 | 0 | 0 | 0 | 0 | 0 | 0 | 0 | 0 | 1 | 1 | 1 | 1 | [18 empty] | 1 | 1 |  | 0
PG&E GBA | Dixon Landing | 115 | Offshore_Wind |  |  | 0 | 0 | 0 | 0 | 0 | 0 | 0 | 0 | 0 | 1 | 1 | 1 | 1 | [18 empty] | 1 | 1 |  | 0
PG&E FRESNO | Dos Amigos | 230 | Offshore_Wind |  |  | 0 | 0 | 0 | 0 | 0 | 0 | 0 | 0 | 0 | 1 | 1 | 1 | 1 | [18 empty] | 1 | 1 |  | 0
PG&E NGBA | Drum | 115 | Offshore_Wind |  |  | 0 | 0 | 0 | 0 | 0 | 0 | 0 | 0 | 0 | 5 | 2 | 1 | 1 | [18 empty] | 1 | 1 |  | 0
PG&E GBA | Dumbarton | 115 | Offshore_Wind |  |  | 0 | 0 | 0 | 0 | 0 | 0 | 0 | 0 | 0 | 5 | 2 | 1 | 1 | [18 empty] | 1 | 1 |  | 0
SCE NOL | Dunn Siding | 115 | Offshore_Wind |  |  | 0 | 0 | 0 | 0 | 0 | 0 | 0 | 0 | 0 | 3 | 3 | 1 | 1 | [18 empty] | 1 | 1 |  | 0
SCE Eastern | Eagle Mountain | 230 | Offshore_Wind |  |  | 0 | 0 | 0 | 0 | 0 | 0 | 0 | 0 | 0 | 5 | 5 | 3 | 3 | [18 empty] | 1 | 1 |  | 0
PG&E NGBA | Eagle Rock (PGE) | 115 | Offshore_Wind |  |  | 0 | 0 | 0 | 0 | 0 | 0 | 0 | 0 | 0 | 5 | 2 | 1 | 1 | [18 empty] | 1 | 1 |  | 0
SCE Metro | Eagle Rock (SCE) | 230 | Offshore_Wind |  |  | 0 | 0 | 0 | 0 | 0 | 0 | 0 | 0 | 0 | 1 | 1 | 1 | 1 | [18 empty] | 1 | 1 |  | 0
PG&E NGBA | East Marysville | 115 | Offshore_Wind |  |  | 0 | 0 | 0 | 0 | 0 | 0 | 0 | 0 | 0 | 5 | 2 | 1 | 1 | [18 empty] | 1 | 1 |  | 0
PG&E NGBA | East Nicolaus | 115 | Offshore_Wind |  |  | 0 | 0 | 0 | 0 | 0 | 0 | 0 | 0 | 0 | 5 | 2 | 1 | 1 | [18 empty] | 1 | 1 |  | 0
PG&E GBA | Eastshore | 115 | Offshore_Wind |  |  | 0 | 0 | 0 | 0 | 0 | 0 | 0 | 0 | 0 | 5 | 2 | 1 | 1 | [18 empty] | 1 | 1 |  | 0
PG&E GBA | Eastshore | 230 | Offshore_Wind |  |  | 0 | 0 | 0 | 0 | 0 | 0 | 0 | 0 | 0 | 5 | 2 | 1 | 1 | [18 empty] | 1 | 1 |  | 0
SDGE | ECO | 138 | Offshore_Wind |  |  | 0 | 0 | 0 | 0 | 0 | 0 | 0 | 0 | 0 | 1 | 1 | 1 | 1 | [18 empty] | 1 | 1 |  | 0
SDGE | ECO | 230 | Offshore_Wind |  |  | 0 | 0 | 0 | 0 | 0 | 0 | 0 | 0 | 0 | 1 | 1 | 1 | 1 | [18 empty] | 1 | 1 |  | 0
SDGE | ECO | 500 | Offshore_Wind |  |  | 0 | 0 | 0 | 0 | 0 | 0 | 0 | 0 | 0 | 1 | 1 | 1 | 1 | [18 empty] | 1 | 1 |  | 0
PG&E GBA | Edenvale | 115 | Offshore_Wind |  |  | 0 | 0 | 0 | 0 | 0 | 0 | 0 | 0 | 0 | 1 | 1 | 1 | 1 | [18 empty] | 1 | 1 |  | 0
PG&E GBA | Edes | 115 | Offshore_Wind |  |  | 0 | 0 | 0 | 0 | 0 | 0 | 0 | 0 | 0 | 5 | 2 | 1 | 1 | [18 empty] | 1 | 1 |  | 0
PG&E GBA | Eight Mile | 230 | Offshore_Wind |  |  | 0 | 0 | 0 | 0 | 0 | 0 | 0 | 0 | 0 | 5 | 2 | 1 | 1 | [18 empty] | 1 | 1 |  | 0
SCE Eastern | El Casco | 230 | Offshore_Wind |  |  | 0 | 0 | 0 | 0 | 0 | 0 | 0 | 0 | 0 | 1 | 1 | 1 | 1 | [18 empty] | 1 | 1 |  | 0
PG&E GBA | El Cerrito G | 115 | Offshore_Wind |  |  | 0 | 0 | 0 | 0 | 0 | 0 | 0 | 0 | 0 | 5 | 2 | 1 | 1 | [18 empty] | 1 | 1 |  | 0
PG&E NGBA | El Dorado PH | 115 | Offshore_Wind |  |  | 0 | 0 | 0 | 0 | 0 | 0 | 0 | 0 | 0 | 5 | 2 | 1 | 1 | [18 empty] | 1 | 1 |  | 0
PG&E FRESNO | El Nido (PGE) | 115 | Offshore_Wind |  |  | 0 | 0 | 0 | 0 | 0 | 0 | 0 | 0 | 0 | 5 | 2 | 1 | 1 | [18 empty] | 1 | 1 |  | 0
SCE Metro | El Nido (SCE) | 230 | Offshore_Wind |  |  | 0 | 0 | 0 | 0 | 0 | 0 | 0 | 0 | 0 | 1 | 1 | 1 | 1 | [18 empty] | 1 | 1 |  | 0
PG&E GBA | El Patio | 115 | Offshore_Wind |  |  | 0 | 0 | 0 | 0 | 0 | 0 | 0 | 0 | 0 | 1 | 1 | 1 | 1 | [18 empty] | 1 | 1 |  | 0
SCE Metro | El Segundo | 230 | Offshore_Wind |  |  | 0 | 0 | 0 | 0 | 0 | 0 | 0 | 0 | 0 | 1 | 1 | 1 | 1 | [18 empty] | 1 | 1 |  | 0
EOP | Eldorado | 230 | Offshore_Wind |  |  | 0 | 0 | 0 | 0 | 0 | 0 | 0 | 0 | 0 | 1 | 1 | 1 | 1 | [18 empty] | 1 | 1 |  | 0
EOP | Eldorado | 500 | Offshore_Wind |  |  | 0 | 0 | 0 | 0 | 0 | 0 | 0 | 0 | 0 | 1 | 1 | 1 | 1 | [18 empty] | 1 | 1 |  | 0
PG&E KERN | Elk Hills | 230 | Offshore_Wind |  |  | 0 | 0 | 0 | 0 | 0 | 0 | 0 | 0 | 0 | 5 | 2 | 4 | 2 | [18 empty] | 1 | 1 |  | 0
SCE Metro | Ellis | 230 | Offshore_Wind |  |  | 0 | 0 | 0 | 0 | 0 | 0 | 0 | 0 | 0 | 1 | 1 | 1 | 1 | [18 empty] | 1 | 1 |  | 0
SDGE | Encina | 138 | Offshore_Wind |  |  | 0 | 0 | 0 | 0 | 0 | 0 | 0 | 0 | 0 | 1 | 1 | 1 | 1 | [18 empty] | 1 | 1 |  | 0
SDGE | Encina | 230 | Offshore_Wind |  |  | 0 | 0 | 0 | 0 | 0 | 0 | 0 | 0 | 0 | 1 | 1 | 1 | 1 | [18 empty] | 1 | 1 |  | 0
SDGE | Escondido | 230 | Offshore_Wind |  |  | 0 | 0 | 0 | 0 | 0 | 0 | 0 | 0 | 0 | 1 | 1 | 1 | 1 | [18 empty] | 1 | 1 |  | 0
PG&E KERN | Estrella | 230 | Offshore_Wind |  |  | 0 | 0 | 0 | 0 | 0 | 0 | 0 | 0 | 0 | 1 | 1 | 1 | 1 | [18 empty] | 1 | 1 |  | 0
SCE Eastern | Etiwanda | 230 | Offshore_Wind |  |  | 0 | 0 | 0 | 0 | 0 | 0 | 0 | 0 | 0 | 1 | 1 | 1 | 1 | [18 empty] | 1 | 1 |  | 0
PG&E GBA | Evergreen | 115 | Offshore_Wind |  |  | 0 | 0 | 0 | 0 | 0 | 0 | 0 | 0 | 0 | 1 | 1 | 1 | 1 | [18 empty] | 1 | 1 |  | 0
PG&E FRESNO | Excelsior | 115 | Offshore_Wind |  |  | 0 | 0 | 0 | 0 | 0 | 0 | 0 | 0 | 0 | 5 | 2 | 1 | 1 | [18 empty] | 1 | 1 |  | 0
PG&E FRESNO | Exchequer | 115 | Offshore_Wind |  |  | 0 | 0 | 0 | 0 | 0 | 0 | 0 | 0 | 0 | 5 | 2 | 1 | 1 | [18 empty] | 1 | 1 |  | 0
PG&E KERN | Fairway | 115 | Offshore_Wind |  |  | 0 | 0 | 0 | 0 | 0 | 0 | 0 | 0 | 0 | 1 | 1 | 1 | 1 | [18 empty] | 1 | 1 |  | 0
PG&E KERN | Famoso | 115 | Offshore_Wind |  |  | 0 | 0 | 0 | 0 | 0 | 0 | 0 | 0 | 0 | 1 | 1 | 1 | 1 | [18 empty] | 1 | 1 |  | 0
PG&E NGBA | Fern Road | 500 | Offshore_Wind |  |  | 0 | 0 | 0 | 0 | 0 | 0 | 0 | 0 | 0 | 5 | 2 | 1 | 1 | [18 empty] | 1 | 1 |  | 0
PG&E GBA | Fibreboard (SPI Sonora) | 115 | Offshore_Wind |  |  | 0 | 0 | 0 | 0 | 0 | 0 | 0 | 0 | 0 | 5 | 2 | 1 | 1 | [18 empty] | 1 | 1 |  | 0
PG&E FRESNO | Figarden | 230 | Offshore_Wind |  |  | 0 | 0 | 0 | 0 | 0 | 0 | 0 | 0 | 0 | 5 | 2 | 1 | 1 | [18 empty] | 1 | 1 |  | 0
PG&E FRESNO | Fink | 230 | Offshore_Wind |  |  | 0 | 0 | 0 | 0 | 0 | 0 | 0 | 0 | 0 | 1 | 1 | 1 | 1 | [18 empty] | 1 | 1 |  | 0
PG&E GBA | FMC | 115 | Offshore_Wind |  |  | 0 | 0 | 0 | 0 | 0 | 0 | 0 | 0 | 0 | 1 | 1 | 1 | 1 | [18 empty] | 1 | 1 |  | 0
PG&E GBA | Fremont | 115 | Offshore_Wind |  |  | 0 | 0 | 0 | 0 | 0 | 0 | 0 | 0 | 0 | 1 | 1 | 1 | 1 | [18 empty] | 1 | 1 |  | 0
PG&E GBA | Frogtown | 115 | Offshore_Wind |  |  | 0 | 0 | 0 | 0 | 0 | 0 | 0 | 0 | 0 | 5 | 2 | 1 | 1 | [18 empty] | 1 | 1 |  | 0
PG&E NGBA | Fulton | 115 | Offshore_Wind |  |  | 0 | 0 | 0 | 0 | 0 | 0 | 0 | 0 | 0 | 5 | 2 | 1 | 1 | [18 empty] | 1 | 1 |  | 0
PG&E NGBA | Fulton | 230 | Offshore_Wind |  |  | 0 | 0 | 0 | 0 | 0 | 0 | 0 | 0 | 0 | 5 | 2 | 1 | 1 | [18 empty] | 1 | 1 |  | 0
PG&E KERN | Ganso | 115 | Offshore_Wind |  |  | 0 | 0 | 0 | 0 | 0 | 0 | 0 | 0 | 0 | 1 | 1 | 1 | 1 | [18 empty] | 1 | 1 |  | 0
PG&E FRESNO | Gates | 230 | Offshore_Wind |  |  | 0 | 0 | 0 | 0 | 0 | 0 | 0 | 0 | 0 | 5 | 2 | 4 | 2 | [18 empty] | 1 | 1 |  | 0
PG&E FRESNO | Gates | 500 | Offshore_Wind |  |  | 0 | 0 | 0 | 0 | 0 | 0 | 0 | 0 | 0 | 5 | 2 | 4 | 2 | [18 empty] | 1 | 1 |  | 0
PG&E NGBA | Geysers 12 | 230 | Offshore_Wind |  |  | 0 | 0 | 0 | 0 | 0 | 0 | 0 | 0 | 0 | 5 | 2 | 1 | 1 | [18 empty] | 1 | 1 |  | 0
PG&E NGBA | Geysers 17 | 230 | Offshore_Wind |  |  | 0 | 0 | 0 | 0 | 0 | 0 | 0 | 0 | 0 | 5 | 2 | 1 | 1 | [18 empty] | 1 | 1 |  | 0
PG&E NGBA | Geysers 3 | 115 | Offshore_Wind |  |  | 0 | 0 | 0 | 0 | 0 | 0 | 0 | 0 | 0 | 5 | 2 | 1 | 1 | [18 empty] | 1 | 1 |  | 0
PG&E NGBA | Glenn | 230 | Offshore_Wind |  |  | 0 | 0 | 0 | 0 | 0 | 0 | 0 | 0 | 0 | 5 | 2 | 1 | 1 | [18 empty] | 1 | 1 |  | 0
PG&E NGBA | Gold Hill | 115 | Offshore_Wind |  |  | 0 | 0 | 0 | 0 | 0 | 0 | 0 | 0 | 0 | 5 | 2 | 1 | 1 | [18 empty] | 1 | 1 |  | 0
PG&E NGBA | Gold Hill | 230 | Offshore_Wind |  |  | 0 | 0 | 0 | 0 | 0 | 0 | 0 | 0 | 0 | 5 | 2 | 1 | 1 | [18 empty] | 1 | 1 |  | 0
SCE Northern | Goleta | 230 | Offshore_Wind |  |  | 0 | 0 | 0 | 0 | 0 | 0 | 0 | 0 | 0 | 1 | 1 | 1 | 1 | [18 empty] | 1 | 1 |  | 0
SCE Metro | Goodrich | 230 | Offshore_Wind |  |  | 0 | 0 | 0 | 0 | 0 | 0 | 0 | 0 | 0 | 1 | 1 | 1 | 1 | [18 empty] | 1 | 1 |  | 0
PG&E KERN | Goose Lake | 115 | Offshore_Wind |  |  | 0 | 0 | 0 | 0 | 0 | 0 | 0 | 0 | 0 | 1 | 1 | 1 | 1 | [18 empty] | 1 | 1 |  | 0
SCE Metro | Gould | 230 | Offshore_Wind |  |  | 0 | 0 | 0 | 0 | 0 | 0 | 0 | 0 | 0 | 1 | 1 | 1 | 1 | [18 empty] | 1 | 1 |  | 0
PG&E NGBA | Grand Island | 115 | Offshore_Wind |  |  | 0 | 0 | 0 | 0 | 0 | 0 | 0 | 0 | 0 | 5 | 2 | 1 | 1 | [18 empty] | 1 | 1 |  | 0
PG&E GBA | Grant | 115 | Offshore_Wind |  |  | 0 | 0 | 0 | 0 | 0 | 0 | 0 | 0 | 0 | 5 | 2 | 1 | 1 | [18 empty] | 1 | 1 |  | 0
PG&E GBA | Green Valley | 115 | Offshore_Wind |  |  | 0 | 0 | 0 | 0 | 0 | 0 | 0 | 0 | 0 | 1 | 1 | 1 | 1 | [18 empty] | 1 | 1 |  | 0
PG&E NGBA | Greenleaf 1 | 115 | Offshore_Wind |  |  | 0 | 0 | 0 | 0 | 0 | 0 | 0 | 0 | 0 | 5 | 2 | 1 | 1 | [18 empty] | 1 | 1 |  | 0
PG&E FRESNO | Gregg | 230 | Offshore_Wind |  |  | 0 | 0 | 0 | 0 | 0 | 0 | 0 | 0 | 0 | 5 | 2 | 1 | 1 | [18 empty] | 1 | 1 |  | 0
PG&E FRESNO | Grimmway-Malaga | 115 | Offshore_Wind |  |  | 0 | 0 | 0 | 0 | 0 | 0 | 0 | 0 | 0 | 5 | 2 | 1 | 1 | [18 empty] | 1 | 1 |  | 0
PG&E NGBA | Grizzly | 230 | Offshore_Wind |  |  | 0 | 0 | 0 | 0 | 0 | 0 | 0 | 0 | 0 | 5 | 2 | 1 | 1 | [18 empty] | 1 | 1 |  | 0
PG&E FRESNO | GWF Hanford | 115 | Offshore_Wind |  |  | 0 | 0 | 0 | 0 | 0 | 0 | 0 | 0 | 0 | 5 | 2 | 1 | 1 | [18 empty] | 1 | 1 |  | 0
PG&E FRESNO | Haas | 230 | Offshore_Wind |  |  | 0 | 0 | 0 | 0 | 0 | 0 | 0 | 0 | 0 | 5 | 2 | 1 | 1 | [18 empty] | 1 | 1 |  | 0
PG&E FRESNO | Hammonds | 115 | Offshore_Wind |  |  | 0 | 0 | 0 | 0 | 0 | 0 | 0 | 0 | 0 | 1 | 1 | 1 | 1 | [18 empty] | 1 | 1 |  | 0
SCE Metro | HarborGen | 230 | Offshore_Wind |  |  | 0 | 0 | 0 | 0 | 0 | 0 | 0 | 0 | 0 | 1 | 1 | 1 | 1 | [18 empty] | 1 | 1 |  | 0
EOP | Harry Allen | 500 | Offshore_Wind |  |  | 0 | 0 | 0 | 0 | 0 | 0 | 0 | 0 | 0 | 1 | 1 | 1 | 1 | [18 empty] | 1 | 1 |  | 0
SCE NOL | Harvard | 115 | Offshore_Wind |  |  | 0 | 0 | 0 | 0 | 0 | 0 | 0 | 0 | 0 | 3 | 3 | 1 | 1 | [18 empty] | 1 | 1 |  | 0
SDGE | Hassayampa | 500 | Offshore_Wind |  |  | 0 | 0 | 0 | 0 | 0 | 0 | 0 | 0 | 0 | 1 | 1 | 1 | 1 | [18 empty] | 1 | 1 |  | 0
PG&E FRESNO | Helm | 230 | Offshore_Wind |  |  | 0 | 0 | 0 | 0 | 0 | 0 | 0 | 0 | 0 | 5 | 2 | 1 | 1 | [18 empty] | 1 | 1 |  | 0
PG&E FRESNO | Henrietta | 115 | Offshore_Wind |  |  | 0 | 0 | 0 | 0 | 0 | 0 | 0 | 0 | 0 | 1 | 1 | 1 | 1 | [18 empty] | 1 | 1 |  | 0
PG&E FRESNO | Henrietta | 230 | Offshore_Wind |  |  | 0 | 0 | 0 | 0 | 0 | 0 | 0 | 0 | 0 | 1 | 1 | 1 | 1 | [18 empty] | 1 | 1 |  | 0
PG&E FRESNO | Herndon | 115 | Offshore_Wind |  |  | 0 | 0 | 0 | 0 | 0 | 0 | 0 | 0 | 0 | 5 | 2 | 1 | 1 | [18 empty] | 1 | 1 |  | 0
PG&E FRESNO | Herndon | 230 | Offshore_Wind |  |  | 0 | 0 | 0 | 0 | 0 | 0 | 0 | 0 | 0 | 5 | 2 | 1 | 1 | [18 empty] | 1 | 1 |  | 0
PG&E GBA | Hicks | 230 | Offshore_Wind |  |  | 0 | 0 | 0 | 0 | 0 | 0 | 0 | 0 | 0 | 1 | 1 | 1 | 1 | [18 empty] | 1 | 1 |  | 0
PG&E NGBA | Higgins | 115 | Offshore_Wind |  |  | 0 | 0 | 0 | 0 | 0 | 0 | 0 | 0 | 0 | 5 | 2 | 1 | 1 | [18 empty] | 1 | 1 |  | 0
PG&E NGBA | Hilltop | 345 | Offshore_Wind |  |  | 0 | 0 | 0 | 0 | 0 | 0 | 0 | 0 | 0 | 5 | 2 | 1 | 1 | [18 empty] | 1 | 1 |  | 0
SCE Metro | Hinson | 230 | Offshore_Wind |  |  | 0 | 0 | 0 | 0 | 0 | 0 | 0 | 0 | 0 | 1 | 1 | 1 | 1 | [18 empty] | 1 | 1 |  | 0
PG&E GBA | Hollister | 115 | Offshore_Wind |  |  | 0 | 0 | 0 | 0 | 0 | 0 | 0 | 0 | 0 | 1 | 1 | 1 | 1 | [18 empty] | 1 | 1 |  | 0
PG&E NGBA | Homestake | 115 | Offshore_Wind |  |  | 0 | 0 | 0 | 0 | 0 | 0 | 0 | 0 | 0 | 5 | 2 | 1 | 1 | [18 empty] | 1 | 1 |  | 0
PG&E NGBA | Honcut | 115 | Offshore_Wind |  |  | 0 | 0 | 0 | 0 | 0 | 0 | 0 | 0 | 0 | 5 | 2 | 1 | 1 | [18 empty] | 1 | 1 |  | 0
SDGE | Hoodoo Wash | 500 | Offshore_Wind |  |  | 0 | 0 | 0 | 0 | 0 | 0 | 0 | 0 | 0 | 1 | 1 | 1 | 1 | [18 empty] | 1 | 1 |  | 0
PG&E NGBA | Hopland | 115 | Offshore_Wind |  |  | 0 | 0 | 0 | 0 | 0 | 0 | 0 | 0 | 0 | 5 | 2 | 1 | 1 | [18 empty] | 1 | 1 |  | 0
PG&E NGBA | Humboldt | 115 | Offshore_Wind |  |  | 0 | 0 | 0 | 0 | 0 | 0 | 0 | 0 | 0 | 5 | 2 | 1 | 1 | [18 empty] | 2+ | 1 |  | 1
PG&E NGBA | Humboldt | 500 | Offshore_Wind |  |  | 2680 | 0 | 2680 | 0 | 0 | 0 | 2680 | 0 | 2680 | 5 | 4 | 5 | 4 | [18 empty] | 5- | 1 |  | 1
SCE Metro | Huntington Beach | 230 | Offshore_Wind |  |  | 0 | 0 | 0 | 0 | 0 | 0 | 0 | 0 | 0 | 1 | 1 | 1 | 1 | [18 empty] | 1 | 1 |  | 0
PG&E NGBA | Ignacio | 115 | Offshore_Wind |  |  | 0 | 0 | 0 | 0 | 0 | 0 | 0 | 0 | 0 | 5 | 2 | 1 | 1 | [18 empty] | 1 | 1 |  | 0
PG&E NGBA | Ignacio | 230 | Offshore_Wind |  |  | 0 | 0 | 0 | 0 | 0 | 0 | 0 | 0 | 0 | 5 | 2 | 1 | 1 | [18 empty] | 1 | 1 |  | 0
SDGE | Imperial Valley | 230 | Offshore_Wind |  |  | 0 | 0 | 0 | 0 | 0 | 0 | 0 | 0 | 0 | 1 | 1 | 1 | 1 | [18 empty] | 1 | 1 |  | 0
SDGE | Imperial Valley | 500 | Offshore_Wind |  |  | 0 | 0 | 0 | 0 | 0 | 0 | 0 | 0 | 0 | 1 | 1 | 1 | 1 | [18 empty] | 1 | 1 |  | 0
EOP | Innovation | 138 | Offshore_Wind |  |  | 0 | 0 | 0 | 0 | 0 | 0 | 0 | 0 | 0 | 1 | 1 | 1 | 1 | [18 empty] | 1 | 1 |  | 0
EOP | Innovation | 230 | Offshore_Wind |  |  | 0 | 0 | 0 | 0 | 0 | 0 | 0 | 0 | 0 | 1 | 1 | 1 | 1 | [18 empty] | 1 | 1 |  | 0
SCE NOL | Inyokern | 115 | Offshore_Wind |  |  | 0 | 0 | 0 | 0 | 0 | 0 | 0 | 0 | 0 | 3 | 3 | 1 | 1 | [18 empty] | 1 | 1 |  | 0
EOP | IS Tap | 138 | Offshore_Wind |  |  | 0 | 0 | 0 | 0 | 0 | 0 | 0 | 0 | 0 | 1 | 1 | 1 | 1 | [18 empty] | 1 | 1 |  | 0
EOP | Ivanpah | 115 | Offshore_Wind |  |  | 0 | 0 | 0 | 0 | 0 | 0 | 0 | 0 | 0 | 1 | 1 | 1 | 1 | [18 empty] | 1 | 1 |  | 0
EOP | Ivanpah | 230 | Offshore_Wind |  |  | 0 | 0 | 0 | 0 | 0 | 0 | 0 | 0 | 0 | 1 | 1 | 1 | 1 | [18 empty] | 1 | 1 |  | 0
EOP | Jackass (DOE) | 138 | Offshore_Wind |  |  | 0 | 0 | 0 | 0 | 0 | 0 | 0 | 0 | 0 | 1 | 1 | 1 | 1 | [18 empty] | 1 | 1 |  | 0
PG&E NGBA | James B Black | 230 | Offshore_Wind |  |  | 0 | 0 | 0 | 0 | 0 | 0 | 0 | 0 | 0 | 5 | 2 | 1 | 1 | [18 empty] | 1 | 1 |  | 0
PG&E GBA | Jefferson | 230 | Offshore_Wind |  |  | 0 | 0 | 0 | 0 | 0 | 0 | 0 | 0 | 0 | 1 | 1 | 1 | 1 | [18 empty] | 1 | 1 |  | 0
PG&E NGBA | Jessup | 115 | Offshore_Wind |  |  | 0 | 0 | 0 | 0 | 0 | 0 | 0 | 0 | 0 | 5 | 2 | 1 | 1 | [18 empty] | 1 | 1 |  | 0
SCE Metro | Johanna | 230 | Offshore_Wind |  |  | 0 | 0 | 0 | 0 | 0 | 0 | 0 | 0 | 0 | 1 | 1 | 1 | 1 | [18 empty] | 1 | 1 |  | 0
SCE Eastern | Julian Hinds | 230 | Offshore_Wind |  |  | 0 | 0 | 0 | 0 | 0 | 0 | 0 | 0 | 0 | 5 | 5 | 3 | 3 | [18 empty] | 1 | 1 |  | 0
PG&E GBA | Kasson | 115 | Offshore_Wind |  |  | 0 | 0 | 0 | 0 | 0 | 0 | 0 | 0 | 0 | 5 | 2 | 1 | 1 | [18 empty] | 1 | 1 |  | 0
PG&E FRESNO | Kearney | 230 | Offshore_Wind |  |  | 0 | 0 | 0 | 0 | 0 | 0 | 0 | 0 | 0 | 5 | 2 | 1 | 1 | [18 empty] | 1 | 1 |  | 0
PG&E GBA | Kelso | 230 | Offshore_Wind |  |  | 0 | 0 | 0 | 0 | 0 | 0 | 0 | 0 | 0 | 5 | 2 | 1 | 1 | [18 empty] | 1 | 1 |  | 0
PG&E FRESNO | Kerchoff 1 | 115 | Offshore_Wind |  |  | 0 | 0 | 0 | 0 | 0 | 0 | 0 | 0 | 0 | 5 | 2 | 1 | 1 | [18 empty] | 1 | 1 |  | 0
PG&E KERN | Kern Oil | 115 | Offshore_Wind |  |  | 0 | 0 | 0 | 0 | 0 | 0 | 0 | 0 | 0 | 5 | 2 | 4 | 2 | [18 empty] | 1 | 1 |  | 0
PG&E KERN | Kern PP | 115 | Offshore_Wind |  |  | 0 | 0 | 0 | 0 | 0 | 0 | 0 | 0 | 0 | 5 | 2 | 4 | 2 | [18 empty] | 1 | 1 |  | 0
PG&E KERN | Kern PP | 230 | Offshore_Wind |  |  | 0 | 0 | 0 | 0 | 0 | 0 | 0 | 0 | 0 | 5 | 2 | 4 | 2 | [18 empty] | 1 | 1 |  | 0
PG&E KERN | Kernridge | 115 | Offshore_Wind |  |  | 0 | 0 | 0 | 0 | 0 | 0 | 0 | 0 | 0 | 5 | 2 | 4 | 2 | [18 empty] | 1 | 1 |  | 0
PG&E FRESNO | Kingsburg | 115 | Offshore_Wind |  |  | 0 | 0 | 0 | 0 | 0 | 0 | 0 | 0 | 0 | 5 | 2 | 4 | 2 | [18 empty] | 1 | 1 |  | 0
PG&E GBA | Kirker | 115 | Offshore_Wind |  |  | 0 | 0 | 0 | 0 | 0 | 0 | 0 | 0 | 0 | 5 | 2 | 1 | 1 | [18 empty] | 1 | 1 |  | 0
PG&E NGBA | Knights Landing | 115 | Offshore_Wind |  |  | 0 | 0 | 0 | 0 | 0 | 0 | 0 | 0 | 0 | 5 | 2 | 1 | 1 | [18 empty] | 1 | 1 |  | 0
SCE NOL | Kramer | 115 | Offshore_Wind |  |  | 0 | 0 | 0 | 0 | 0 | 0 | 0 | 0 | 0 | 3 | 3 | 1 | 1 | [18 empty] | 1 | 1 |  | 0
SCE NOL | Kramer | 230 | Offshore_Wind |  |  | 0 | 0 | 0 | 0 | 0 | 0 | 0 | 0 | 0 | 3 | 3 | 1 | 1 | [18 empty] | 1 | 1 |  | 0
SCE Metro | La Cienega | 230 | Offshore_Wind |  |  | 0 | 0 | 0 | 0 | 0 | 0 | 0 | 0 | 0 | 1 | 1 | 1 | 1 | [18 empty] | 1 | 1 |  | 0
SCE Metro | La Fresa | 230 | Offshore_Wind |  |  | 0 | 0 | 0 | 0 | 0 | 0 | 0 | 0 | 0 | 1 | 1 | 1 | 1 | [18 empty] | 1 | 1 |  | 0
SCE Metro | Laguna Bell | 230 | Offshore_Wind |  |  | 0 | 0 | 0 | 0 | 0 | 0 | 0 | 0 | 0 | 1 | 1 | 1 | 1 | [18 empty] | 1 | 1 |  | 0
PG&E NGBA | Lakeville | 230 | Offshore_Wind |  |  | 0 | 0 | 0 | 0 | 0 | 0 | 0 | 0 | 0 | 5 | 2 | 1 | 1 | [18 empty] | 1 | 1 |  | 0
PG&E NGBA | Lakeville | 115 | Offshore_Wind |  |  | 0 | 0 | 0 | 0 | 0 | 0 | 0 | 0 | 0 | 5 | 2 | 1 | 1 | [18 empty] | 1 | 1 |  | 0
PG&E GBA | Lakewood | 115 | Offshore_Wind |  |  | 0 | 0 | 0 | 0 | 0 | 0 | 0 | 0 | 0 | 5 | 2 | 1 | 1 | [18 empty] | 1 | 1 |  | 0
PG&E NGBA | Lambie | 230 | Offshore_Wind |  |  | 0 | 0 | 0 | 0 | 0 | 0 | 0 | 0 | 0 | 5 | 2 | 1 | 1 | [18 empty] | 1 | 1 |  | 0
PG&E GBA | Lammers | 115 | Offshore_Wind |  |  | 0 | 0 | 0 | 0 | 0 | 0 | 0 | 0 | 0 | 5 | 2 | 1 | 1 | [18 empty] | 1 | 1 |  | 0
PG&E KERN | Lamont | 115 | Offshore_Wind |  |  | 0 | 0 | 0 | 0 | 0 | 0 | 0 | 0 | 0 | 5 | 2 | 4 | 2 | [18 empty] | 1 | 1 |  | 0
PG&E FRESNO | Las Aguilas | 230 | Offshore_Wind |  |  | 0 | 0 | 0 | 0 | 0 | 0 | 0 | 0 | 0 | 1 | 1 | 1 | 1 | [18 empty] | 1 | 1 |  | 0
EOP | Lathrop | 138 | Offshore_Wind |  |  | 0 | 0 | 0 | 0 | 0 | 0 | 0 | 0 | 0 | 1 | 1 | 1 | 1 | [18 empty] | 1 | 1 |  | 0
EOP | Lathrop | 230 | Offshore_Wind |  |  | 0 | 0 | 0 | 0 | 0 | 0 | 0 | 0 | 0 | 1 | 1 | 1 | 1 | [18 empty] | 1 | 1 |  | 0
PG&E FRESNO | Le Grand | 115 | Offshore_Wind |  |  | 0 | 0 | 0 | 0 | 0 | 0 | 0 | 0 | 0 | 5 | 2 | 1 | 1 | [18 empty] | 1 | 1 |  | 0
PG&E KERN | Lerdo | 115 | Offshore_Wind |  |  | 0 | 0 | 0 | 0 | 0 | 0 | 0 | 0 | 0 | 5 | 2 | 4 | 2 | [18 empty] | 1 | 1 |  | 0
SCE Metro | Lewis | 230 | Offshore_Wind |  |  | 0 | 0 | 0 | 0 | 0 | 0 | 0 | 0 | 0 | 1 | 1 | 1 | 1 | [18 empty] | 1 | 1 |  | 0
SCE Metro | Lighthipe | 230 | Offshore_Wind |  |  | 0 | 0 | 0 | 0 | 0 | 0 | 0 | 0 | 0 | 1 | 1 | 1 | 1 | [18 empty] | 1 | 1 |  | 0
PG&E NGBA | Lincoln | 115 | Offshore_Wind |  |  | 0 | 0 | 0 | 0 | 0 | 0 | 0 | 0 | 0 | 5 | 2 | 1 | 1 | [18 empty] | 1 | 1 |  | 0
PG&E KERN | Live Oak | 115 | Offshore_Wind |  |  | 0 | 0 | 0 | 0 | 0 | 0 | 0 | 0 | 0 | 5 | 2 | 4 | 2 | [18 empty] | 1 | 1 |  | 0
PG&E GBA | Llagas | 115 | Offshore_Wind |  |  | 0 | 0 | 0 | 0 | 0 | 0 | 0 | 0 | 0 | 1 | 1 | 1 | 1 | [18 empty] | 1 | 1 |  | 0
PG&E GBA | Lockeford | 115 | Offshore_Wind |  |  | 0 | 0 | 0 | 0 | 0 | 0 | 0 | 0 | 0 | 5 | 2 | 1 | 1 | [18 empty] | 1 | 1 |  | 0
PG&E GBA | Lockeford | 230 | Offshore_Wind |  |  | 0 | 0 | 0 | 0 | 0 | 0 | 0 | 0 | 0 | 5 | 2 | 1 | 1 | [18 empty] | 1 | 1 |  | 0
PG&E GBA | Lodi | 230 | Offshore_Wind |  |  | 0 | 0 | 0 | 0 | 0 | 0 | 0 | 0 | 0 | 5 | 2 | 1 | 1 | [18 empty] | 1 | 1 |  | 0
PG&E NGBA | Logan Creek | 230 | Offshore_Wind |  |  | 0 | 0 | 0 | 0 | 0 | 0 | 0 | 0 | 0 | 5 | 2 | 1 | 1 | [18 empty] | 1 | 1 |  | 0
PG&E GBA | Lone Tree | 230 | Offshore_Wind |  |  | 0 | 0 | 0 | 0 | 0 | 0 | 0 | 0 | 0 | 5 | 2 | 1 | 1 | [18 empty] | 1 | 1 |  | 0
PG&E FRESNO | Los Banos | 230 | Offshore_Wind |  |  | 0 | 0 | 0 | 0 | 0 | 0 | 0 | 0 | 0 | 1 | 1 | 1 | 1 | [18 empty] | 1 | 1 |  | 0
PG&E FRESNO | Los Banos | 500 | Offshore_Wind |  |  | 0 | 0 | 0 | 0 | 0 | 0 | 0 | 0 | 0 | 1 | 1 | 1 | 1 | [18 empty] | 1 | 1 |  | 0
SDGE | Los Coches | 138 | Offshore_Wind |  |  | 0 | 0 | 0 | 0 | 0 | 0 | 0 | 0 | 0 | 5 | 5 | 1 | 1 | [18 empty] | 1 | 1 |  | 0
PG&E GBA | Los Esteros | 115 | Offshore_Wind |  |  | 0 | 0 | 0 | 0 | 0 | 0 | 0 | 0 | 0 | 1 | 1 | 1 | 1 | [18 empty] | 1 | 1 |  | 0
PG&E GBA | Los Esteros | 230 | Offshore_Wind |  |  | 0 | 0 | 0 | 0 | 0 | 0 | 0 | 0 | 0 | 1 | 1 | 1 | 1 | [18 empty] | 1 | 1 |  | 0
PG&E GBA | Los Positas | 230 | Offshore_Wind |  |  | 0 | 0 | 0 | 0 | 0 | 0 | 0 | 0 | 0 | 5 | 2 | 1 | 1 | [18 empty] | 1 | 1 |  | 0
SCE NOL | Lugo | 230 | Offshore_Wind |  |  | 0 | 0 | 0 | 0 | 0 | 0 | 0 | 0 | 0 | 1 | 1 | 1 | 1 | [18 empty] | 1 | 1 |  | 0
SCE Metro | Lugo | 500 | Offshore_Wind |  |  | 0 | 0 | 0 | 0 | 0 | 0 | 0 | 0 | 0 | 1 | 1 | 1 | 1 | [18 empty] | 1 | 1 |  | 0
PG&E NGBA | Madison | 115 | Offshore_Wind |  |  | 0 | 0 | 0 | 0 | 0 | 0 | 0 | 0 | 0 | 5 | 2 | 1 | 1 | [18 empty] | 1 | 1 |  | 0
PG&E KERN | Magunden | 115 | Offshore_Wind |  |  | 0 | 0 | 0 | 0 | 0 | 0 | 0 | 0 | 0 | 5 | 2 | 4 | 2 | [18 empty] | 1 | 1 |  | 0
SCE Northern | Magunden | 230 | Offshore_Wind |  |  | 0 | 0 | 0 | 0 | 0 | 0 | 0 | 0 | 0 | 1 | 1 | 1 | 1 | [18 empty] | 1 | 1 |  | 0
PG&E FRESNO | Malaga | 115 | Offshore_Wind |  |  | 0 | 0 | 0 | 0 | 0 | 0 | 0 | 0 | 0 | 5 | 2 | 4 | 2 | [18 empty] | 1 | 1 |  | 0
PG&E NGBA | Malin | 500 | Offshore_Wind |  |  | 0 | 0 | 0 | 0 | 0 | 0 | 0 | 0 | 0 | 5 | 2 | 1 | 1 | [18 empty] | 1 | 1 |  | 0
SCE Northern | Mandalay | 230 | Offshore_Wind |  |  | 0 | 0 | 0 | 0 | 0 | 0 | 0 | 0 | 0 | 1 | 1 | 1 | 1 | [18 empty] | 1 | 1 |  | 0
PG&E FRESNO | Manning | 230 | Offshore_Wind |  |  | 0 | 0 | 0 | 0 | 0 | 0 | 0 | 0 | 0 | 1 | 1 | 1 | 1 | [18 empty] | 1 | 1 |  | 0
PG&E FRESNO | Manning | 500 | Offshore_Wind |  |  | 0 | 0 | 0 | 0 | 0 | 0 | 0 | 0 | 0 | 1 | 1 | 1 | 1 | [18 empty] | 1 | 1 |  | 0
PG&E GBA | Manteca | 115 | Offshore_Wind |  |  | 0 | 0 | 0 | 0 | 0 | 0 | 0 | 0 | 0 | 5 | 2 | 4 | 2 | [18 empty] | 1 | 1 |  | 0
SDGE | Margarita | 138 | Offshore_Wind |  |  | 0 | 0 | 0 | 0 | 0 | 0 | 0 | 0 | 0 | 1 | 1 | 1 | 1 | [18 empty] | 1 | 1 |  | 0
PG&E GBA | Martin | 230 | Offshore_Wind |  |  | 0 | 0 | 0 | 0 | 0 | 0 | 0 | 0 | 0 | 5 | 2 | 1 | 1 | [18 empty] | 1 | 1 |  | 0
PG&E GBA | Martin | 115 | Offshore_Wind |  |  | 0 | 0 | 0 | 0 | 0 | 0 | 0 | 0 | 0 | 1 | 1 | 1 | 1 | [18 empty] | 1 | 1 |  | 0
PG&E GBA | Martinez | 115 | Offshore_Wind |  |  | 0 | 0 | 0 | 0 | 0 | 0 | 0 | 0 | 0 | 5 | 2 | 1 | 1 | [18 empty] | 1 | 1 |  | 0
PG&E FRESNO | Mc Mullin | 230 | Offshore_Wind |  |  | 0 | 0 | 0 | 0 | 0 | 0 | 0 | 0 | 0 | 5 | 2 | 1 | 1 | [18 empty] | 1 | 1 |  | 0
PG&E FRESNO | McCall | 115 | Offshore_Wind |  |  | 0 | 0 | 0 | 0 | 0 | 0 | 0 | 0 | 0 | 5 | 2 | 1 | 1 | [18 empty] | 1 | 1 |  | 0
PG&E FRESNO | McCall | 230 | Offshore_Wind |  |  | 0 | 0 | 0 | 0 | 0 | 0 | 0 | 0 | 0 | 5 | 2 | 1 | 1 | [18 empty] | 1 | 1 |  | 0
PG&E GBA | Meadow Lane | 115 | Offshore_Wind |  |  | 0 | 0 | 0 | 0 | 0 | 0 | 0 | 0 | 0 | 5 | 2 | 1 | 1 | [18 empty] | 1 | 1 |  | 0
PG&E GBA | Melones | 115 | Offshore_Wind |  |  | 0 | 0 | 0 | 0 | 0 | 0 | 0 | 0 | 0 | 5 | 2 | 1 | 1 | [18 empty] | 1 | 1 |  | 0
PG&E GBA | Melones | 230 | Offshore_Wind |  |  | 0 | 0 | 0 | 0 | 0 | 0 | 0 | 0 | 0 | 5 | 2 | 1 | 1 | [18 empty] | 1 | 1 |  | 0
PG&E NGBA | Mendocino | 115 | Offshore_Wind |  |  | 0 | 0 | 0 | 0 | 0 | 0 | 0 | 0 | 0 | 5 | 2 | 1 | 1 | [18 empty] | 1 | 1 |  | 0
PG&E FRESNO | Mendota | 115 | Offshore_Wind |  |  | 0 | 0 | 0 | 0 | 0 | 0 | 0 | 0 | 0 | 5 | 2 | 1 | 1 | [18 empty] | 1 | 1 |  | 0
PG&E FRESNO | Merced | 115 | Offshore_Wind |  |  | 0 | 0 | 0 | 0 | 0 | 0 | 0 | 0 | 0 | 5 | 2 | 1 | 1 | [18 empty] | 1 | 1 |  | 0
EOP | Mercury | 138 | Offshore_Wind |  |  | 0 | 0 | 0 | 0 | 0 | 0 | 0 | 0 | 0 | 1 | 1 | 1 | 1 | [18 empty] | 1 | 1 |  | 0
PG&E KERN | Mesa (PGE) | 115 | Offshore_Wind |  |  | 0 | 0 | 0 | 0 | 0 | 0 | 0 | 0 | 0 | 1 | 1 | 1 | 1 | [18 empty] | 1 | 1 |  | 0
PG&E KERN | Mesa (PGE) | 230 | Offshore_Wind |  |  | 0 | 0 | 0 | 0 | 0 | 0 | 0 | 0 | 0 | 5 | 2 | 4 | 2 | [18 empty] | 1 | 1 |  | 0
SCE Metro | Mesa (SCE) | 230 | Offshore_Wind |  |  | 0 | 0 | 0 | 0 | 0 | 0 | 0 | 0 | 0 | 1 | 1 | 1 | 1 | [18 empty] | 1 | 1 |  | 0
SCE Metro | Mesa (SCE) | 500 | Offshore_Wind |  |  | 0 | 0 | 0 | 0 | 0 | 0 | 0 | 0 | 0 | 1 | 1 | 1 | 1 | [18 empty] | 1 | 1 |  | 0
PG&E GBA | Metcalf | 115 | Offshore_Wind |  |  | 0 | 0 | 0 | 0 | 0 | 0 | 0 | 0 | 0 | 1 | 1 | 1 | 1 | [18 empty] | 1 | 1 |  | 0
PG&E GBA | Metcalf | 230 | Offshore_Wind |  |  | 0 | 0 | 0 | 0 | 0 | 0 | 0 | 0 | 0 | 1 | 1 | 1 | 1 | [18 empty] | 1 | 1 |  | 0
PG&E GBA | Metcalf | 500 | Offshore_Wind |  |  | 0 | 0 | 0 | 0 | 0 | 0 | 0 | 0 | 0 | 1 | 1 | 1 | 1 | [18 empty] | 1 | 1 |  | 0
PG&E KERN | Midway | 115 | Offshore_Wind |  |  | 0 | 0 | 0 | 0 | 0 | 0 | 0 | 0 | 0 | 5 | 2 | 4 | 2 | [18 empty] | 1 | 1 |  | 0
PG&E KERN | Midway | 230 | Offshore_Wind |  |  | 0 | 0 | 0 | 0 | 0 | 0 | 0 | 0 | 0 | 5 | 2 | 4 | 2 | [18 empty] | 1 | 1 |  | 0
PG&E KERN | Midway | 500 | Offshore_Wind |  |  | 0 | 0 | 0 | 0 | 0 | 0 | 0 | 0 | 0 | 5 | 2 | 4 | 2 | [18 empty] | 1 | 1 |  | 0
SDGE | Miguel | 230 | Offshore_Wind |  |  | 0 | 0 | 0 | 0 | 0 | 0 | 0 | 0 | 0 | 1 | 1 | 1 | 1 | [18 empty] | 1 | 1 |  | 0
SDGE | Miguel | 500 | Offshore_Wind |  |  | 0 | 0 | 0 | 0 | 0 | 0 | 0 | 0 | 0 | 1 | 1 | 1 | 1 | [18 empty] | 1 | 1 |  | 0
PG&E GBA | Millbrae | 115 | Offshore_Wind |  |  | 0 | 0 | 0 | 0 | 0 | 0 | 0 | 0 | 0 | 1 | 1 | 1 | 1 | [18 empty] | 1 | 1 |  | 0
PG&E GBA | Miller | 115 | Offshore_Wind |  |  | 0 | 0 | 0 | 0 | 0 | 0 | 0 | 0 | 0 | 5 | 2 | 1 | 1 | [18 empty] | 1 | 1 |  | 0
SCE Metro | Mira Loma | 230 | Offshore_Wind |  |  | 0 | 0 | 0 | 0 | 0 | 0 | 0 | 0 | 0 | 1 | 1 | 1 | 1 | [18 empty] | 1 | 1 |  | 0
SCE Metro | Mira Loma | 500 | Offshore_Wind |  |  | 0 | 0 | 0 | 0 | 0 | 0 | 0 | 0 | 0 | 1 | 1 | 1 | 1 | [18 empty] | 1 | 1 |  | 0
SCE Eastern | Mirage | 115 | Offshore_Wind |  |  | 0 | 0 | 0 | 0 | 0 | 0 | 0 | 0 | 0 | 5 | 5 | 3 | 3 | [18 empty] | 1 | 1 |  | 0
SCE Eastern | Mirage | 230 | Offshore_Wind |  |  | 0 | 0 | 0 | 0 | 0 | 0 | 0 | 0 | 0 | 5 | 5 | 3 | 3 | [18 empty] | 1 | 1 |  | 0
SDGE | Mission | 138 | Offshore_Wind |  |  | 0 | 0 | 0 | 0 | 0 | 0 | 0 | 0 | 0 | 1 | 1 | 1 | 1 | [18 empty] | 1 | 1 |  | 0
SDGE | Mission | 230 | Offshore_Wind |  |  | 0 | 0 | 0 | 0 | 0 | 0 | 0 | 0 | 0 | 1 | 1 | 1 | 1 | [18 empty] | 1 | 1 |  | 0
PG&E GBA | Mi-Wuk | 115 | Offshore_Wind |  |  | 0 | 0 | 0 | 0 | 0 | 0 | 0 | 0 | 0 | 5 | 2 | 1 | 1 | [18 empty] | 1 | 1 |  | 0
EOP | Mohave | 500 | Offshore_Wind |  |  | 0 | 0 | 0 | 0 | 0 | 0 | 0 | 0 | 0 | 1 | 1 | 1 | 1 | [18 empty] | 1 | 1 |  | 0
PG&E NGBA | Monroe | 115 | Offshore_Wind |  |  | 0 | 0 | 0 | 0 | 0 | 0 | 0 | 0 | 0 | 5 | 2 | 1 | 1 | [18 empty] | 1 | 1 |  | 0
PG&E GBA | Monta Vista | 115 | Offshore_Wind |  |  | 0 | 0 | 0 | 0 | 0 | 0 | 0 | 0 | 0 | 1 | 1 | 1 | 1 | [18 empty] | 1 | 1 |  | 0
PG&E GBA | Monta Vista | 230 | Offshore_Wind |  |  | 0 | 0 | 0 | 0 | 0 | 0 | 0 | 0 | 0 | 1 | 1 | 1 | 1 | [18 empty] | 1 | 1 |  | 0
PG&E NGBA | Monticello | 115 | Offshore_Wind |  |  | 0 | 0 | 0 | 0 | 0 | 0 | 0 | 0 | 0 | 5 | 2 | 1 | 1 | [18 empty] | 1 | 1 |  | 0
SCE Northern | Moorpark | 230 | Offshore_Wind |  |  | 0 | 0 | 0 | 0 | 0 | 0 | 0 | 0 | 0 | 1 | 1 | 1 | 1 | [18 empty] | 1 | 1 |  | 0
PG&E GBA | Moraga | 115 | Offshore_Wind |  |  | 0 | 0 | 0 | 0 | 0 | 0 | 0 | 0 | 0 | 5 | 2 | 1 | 1 | [18 empty] | 1 | 1 |  | 0
PG&E GBA | Moraga | 230 | Offshore_Wind |  |  | 0 | 0 | 0 | 0 | 0 | 0 | 0 | 0 | 0 | 5 | 2 | 1 | 1 | [18 empty] | 1 | 1 |  | 0
PG&E GBA | Morgan Hill | 115 | Offshore_Wind |  |  | 0 | 0 | 0 | 0 | 0 | 0 | 0 | 0 | 0 | 1 | 1 | 1 | 1 | [18 empty] | 1 | 1 |  | 0
PG&E KERN | Morro Bay | 115 | Offshore_Wind |  |  | 0 | 0 | 0 | 0 | 0 | 0 | 0 | 0 | 0 | 1 | 1 | 1 | 1 | [18 empty] | 1 | 1 |  | 0
PG&E KERN | Morro Bay | 230 | Offshore_Wind |  |  | 0 | 0 | 0 | 0 | 0 | 0 | 0 | 0 | 0 | 5 | 2 | 4 | 2 | [18 empty] | 2+ | 1 |  | 1
PG&E KERN | Morro Bay | 500 | Offshore_Wind |  |  | 2375 | 0 | 2375 | 0 | 0 | 0 | 2375 | 0 | 2375 | 5 | 2 | 4 | 2 | [18 empty] | 3- | 1 |  | 1
PG&E GBA | Moss Landing | 115 | Offshore_Wind |  |  | 0 | 0 | 0 | 0 | 0 | 0 | 0 | 0 | 0 | 1 | 1 | 1 | 1 | [18 empty] | 1 | 1 |  | 0
PG&E GBA | Moss Landing | 230 | Offshore_Wind |  |  | 0 | 0 | 0 | 0 | 0 | 0 | 0 | 0 | 0 | 1 | 1 | 1 | 1 | [18 empty] | 1 | 1 |  | 0
PG&E GBA | Moss Landing | 500 | Offshore_Wind |  |  | 0 | 0 | 0 | 0 | 0 | 0 | 0 | 0 | 0 | 5 | 2 | 1 | 1 | [18 empty] | 4+ | 1 |  | 1
EOP | Mountain Pass | 115 | Offshore_Wind |  |  | 0 | 0 | 0 | 0 | 0 | 0 | 0 | 0 | 0 | 1 | 1 | 1 | 1 | [18 empty] | 1 | 1 |  | 0
PG&E GBA | Mountain View | 115 | Offshore_Wind |  |  | 0 | 0 | 0 | 0 | 0 | 0 | 0 | 0 | 0 | 1 | 1 | 1 | 1 | [18 empty] | 1 | 1 |  | 0
PG&E GBA | Mt Eden | 115 | Offshore_Wind |  |  | 0 | 0 | 0 | 0 | 0 | 0 | 0 | 0 | 0 | 5 | 2 | 1 | 1 | [18 empty] | 1 | 1 |  | 0
PG&E KERN | Mt Poso | 115 | Offshore_Wind |  |  | 0 | 0 | 0 | 0 | 0 | 0 | 0 | 0 | 0 | 1 | 1 | 1 | 1 | [18 empty] | 1 | 1 |  | 0
PG&E FRESNO | Mustang | 230 | Offshore_Wind |  |  | 0 | 0 | 0 | 0 | 0 | 0 | 0 | 0 | 0 | 5 | 2 | 4 | 2 | [18 empty] | 1 | 1 |  | 0
PG&E KERN | New Sub - Gates - Midway (Proposed) | 230 | Offshore_Wind |  |  | 0 | 0 | 0 | 0 | 0 | 0 | 0 | 0 | 0 | 5 | 2 | 4 | 2 | [18 empty] | 1 | 1 |  | 0
PG&E KERN | New Sub - Gates - Templeton (Proposed) | 230 | Offshore_Wind |  |  | 0 | 0 | 0 | 0 | 0 | 0 | 0 | 0 | 0 | 5 | 2 | 4 | 2 | [18 empty] | 1 | 1 |  | 0
SCE NOL | New Sub - Kramer - Lugo (Proposed) | 230 | Offshore_Wind |  |  | 0 | 0 | 0 | 0 | 0 | 0 | 0 | 0 | 0 | 3 | 3 | 1 | 1 | [18 empty] | 1 | 1 |  | 0
PG&E FRESNO | New Sub - Los Banos - Midway (Proposed) | 500 | Offshore_Wind |  |  | 0 | 0 | 0 | 0 | 0 | 0 | 0 | 0 | 0 | 5 | 2 | 4 | 2 | [18 empty] | 1 | 1 |  | 0
SCE NOL | New Sub - Lugo - Pisgah (Proposed) | 230 | Offshore_Wind |  |  | 0 | 0 | 0 | 0 | 0 | 0 | 0 | 0 | 0 | 1 | 1 | 1 | 1 | [18 empty] | 1 | 1 |  | 0
PG&E KERN | New Sub - Midway - Wheeler Ridge (Proposed) | 230 | Offshore_Wind |  |  | 0 | 0 | 0 | 0 | 0 | 0 | 0 | 0 | 0 | 5 | 2 | 4 | 2 | [18 empty] | 1 | 1 |  | 0
PG&E NGBA | New Sub - Near existing Leavitt (PSREC) | 345 | Offshore_Wind |  |  | 0 | 0 | 0 | 0 | 0 | 0 | 0 | 0 | 0 | 5 | 2 | 1 | 1 | [18 empty] | 1 | 1 |  | 0
PG&E NGBA | New Sub - Near existing Madeline (NVE) | 345 | Offshore_Wind |  |  | 0 | 0 | 0 | 0 | 0 | 0 | 0 | 0 | 0 | 5 | 2 | 1 | 1 | [18 empty] | 1 | 1 |  | 0
SDGE | New Sub - North Gila - IV (Proposed) | 500 | Offshore_Wind |  |  | 0 | 0 | 0 | 0 | 0 | 0 | 0 | 0 | 0 | 1 | 1 | 1 | 1 | [18 empty] | 1 | 1 |  | 0
PG&E NGBA | New Sub - Pit 1 - Cottonwood (Proposed) | 230 | Offshore_Wind |  |  | 0 | 0 | 0 | 0 | 0 | 0 | 0 | 0 | 0 | 5 | 5 | 3 | 3 | [18 empty] | 1 | 1 |  | 0
PG&E GBA | New Sub - Rancho Seco - Bellota (Proposed) | 230 | Offshore_Wind |  |  | 0 | 0 | 0 | 0 | 0 | 0 | 0 | 0 | 0 | 5 | 2 | 1 | 1 | [18 empty] | 1 | 1 |  | 0
SDGE | New Sub - Suncrest - Ocotillo (Proposed) | 500 | Offshore_Wind |  |  | 0 | 0 | 0 | 0 | 0 | 0 | 0 | 0 | 0 | 1 | 1 | 1 | 1 | [18 empty] | 1 | 1 |  | 0
PG&E FRESNO | New Sub - Westley - Quinto (Proposed) | 230 | Offshore_Wind |  |  | 0 | 0 | 0 | 0 | 0 | 0 | 0 | 0 | 0 | 1 | 1 | 1 | 1 | [18 empty] | 1 | 1 |  | 0
PG&E GBA | Newark | 115 | Offshore_Wind |  |  | 0 | 0 | 0 | 0 | 0 | 0 | 0 | 0 | 0 | 1 | 1 | 1 | 1 | [18 empty] | 1 | 1 |  | 0
PG&E GBA | Newark | 230 | Offshore_Wind |  |  | 0 | 0 | 0 | 0 | 0 | 0 | 0 | 0 | 0 | 1 | 1 | 1 | 1 | [18 empty] | 1 | 1 |  | 0
PG&E FRESNO | Newhall | 115 | Offshore_Wind |  |  | 0 | 0 | 0 | 0 | 0 | 0 | 0 | 0 | 0 | 5 | 2 | 1 | 1 | [18 empty] | 1 | 1 |  | 0
PG&E KERN | Norco | 115 | Offshore_Wind |  |  | 0 | 0 | 0 | 0 | 0 | 0 | 0 | 0 | 0 | 5 | 2 | 4 | 2 | [18 empty] | 1 | 1 |  | 0
PG&E GBA | Nortech | 115 | Offshore_Wind |  |  | 0 | 0 | 0 | 0 | 0 | 0 | 0 | 0 | 0 | 1 | 1 | 1 | 1 | [18 empty] | 1 | 1 |  | 0
SDGE | North City Metering | 138 | Offshore_Wind |  |  | 0 | 0 | 0 | 0 | 0 | 0 | 0 | 0 | 0 | 1 | 1 | 1 | 1 | [18 empty] | 1 | 1 |  | 0
PG&E GBA | North Dublin | 230 | Offshore_Wind |  |  | 0 | 0 | 0 | 0 | 0 | 0 | 0 | 0 | 0 | 5 | 2 | 1 | 1 | [18 empty] | 1 | 1 |  | 0
SDGE | North Gila | 500 | Offshore_Wind |  |  | 0 | 0 | 0 | 0 | 0 | 0 | 0 | 0 | 0 | 1 | 1 | 1 | 1 | [18 empty] | 1 | 1 |  | 0
SCE Metro | North of SONGS | 230 | Offshore_Wind |  |  | 0 | 0 | 0 | 0 | 0 | 0 | 0 | 0 | 0 | 1 | 1 | 1 | 1 | [18 empty] | 1 | 1 |  | 0
SCE Metro | North of SONGS | 500 | Offshore_Wind |  |  | 0 | 0 | 0 | 0 | 0 | 0 | 0 | 0 | 0 | 1 | 1 | 1 | 1 | [18 empty] | 1 | 1 |  | 0
PG&E NGBA | Notre Dame | 115 | Offshore_Wind |  |  | 0 | 0 | 0 | 0 | 0 | 0 | 0 | 0 | 0 | 5 | 2 | 1 | 1 | [18 empty] | 1 | 1 |  | 0
PG&E GBA | Oakland C | 115 | Offshore_Wind |  |  | 0 | 0 | 0 | 0 | 0 | 0 | 0 | 0 | 0 | 5 | 2 | 1 | 1 | [18 empty] | 1 | 1 |  | 0
PG&E GBA | Oakland J | 115 | Offshore_Wind |  |  | 0 | 0 | 0 | 0 | 0 | 0 | 0 | 0 | 0 | 5 | 2 | 1 | 1 | [18 empty] | 1 | 1 |  | 0
PG&E GBA | Oakland L | 115 | Offshore_Wind |  |  | 0 | 0 | 0 | 0 | 0 | 0 | 0 | 0 | 0 | 5 | 2 | 1 | 1 | [18 empty] | 1 | 1 |  | 0
PG&E GBA | Oakland X | 115 | Offshore_Wind |  |  | 0 | 0 | 0 | 0 | 0 | 0 | 0 | 0 | 0 | 5 | 2 | 1 | 1 | [18 empty] | 1 | 1 |  | 0
PG&E KERN | Oceano | 115 | Offshore_Wind |  |  | 0 | 0 | 0 | 0 | 0 | 0 | 0 | 0 | 0 | 1 | 1 | 1 | 1 | [18 empty] | 1 | 1 |  | 0
SDGE | Ocotillo Express | 500 | Offshore_Wind |  |  | 0 | 0 | 0 | 0 | 0 | 0 | 0 | 0 | 0 | 1 | 1 | 1 | 1 | [18 empty] | 1 | 1 |  | 0
SDGE | Old Town | 230 | Offshore_Wind |  |  | 0 | 0 | 0 | 0 | 0 | 0 | 0 | 0 | 0 | 1 | 1 | 1 | 1 | [18 empty] | 1 | 1 |  | 0
SCE Metro | Olinda | 230 | Offshore_Wind |  |  | 0 | 0 | 0 | 0 | 0 | 0 | 0 | 0 | 0 | 1 | 1 | 1 | 1 | [18 empty] | 1 | 1 |  | 0
PG&E FRESNO | Olive | 115 | Offshore_Wind |  |  | 0 | 0 | 0 | 0 | 0 | 0 | 0 | 0 | 0 | 5 | 2 | 4 | 2 | [18 empty] | 1 | 1 |  | 0
PG&E NGBA | Olivehurst | 115 | Offshore_Wind |  |  | 0 | 0 | 0 | 0 | 0 | 0 | 0 | 0 | 0 | 5 | 2 | 1 | 1 | [18 empty] | 1 | 1 |  | 0
SCE Northern | Ormond Beach | 230 | Offshore_Wind |  |  | 0 | 0 | 0 | 0 | 0 | 0 | 0 | 0 | 0 | 1 | 1 | 1 | 1 | [18 empty] | 1 | 1 |  | 0
PG&E FRESNO | Oro Loma | 115 | Offshore_Wind |  |  | 0 | 0 | 0 | 0 | 0 | 0 | 0 | 0 | 0 | 1 | 1 | 1 | 1 | [18 empty] | 1 | 1 |  | 0
SDGE | Otay Mesa | 230 | Offshore_Wind |  |  | 0 | 0 | 0 | 0 | 0 | 0 | 0 | 0 | 0 | 1 | 1 | 1 | 1 | [18 empty] | 1 | 1 |  | 0
PG&E FRESNO | Padre Flats SW STA | 230 | Offshore_Wind |  |  | 0 | 0 | 0 | 0 | 0 | 0 | 0 | 0 | 0 | 1 | 1 | 1 | 1 | [18 empty] | 1 | 1 |  | 0
EOP | Pahrump | 138 | Offshore_Wind |  |  | 0 | 0 | 0 | 0 | 0 | 0 | 0 | 0 | 0 | 1 | 1 | 1 | 1 | [18 empty] | 1 | 1 |  | 0
EOP | Pahrump | 230 | Offshore_Wind |  |  | 0 | 0 | 0 | 0 | 0 | 0 | 0 | 0 | 0 | 1 | 1 | 1 | 1 | [18 empty] | 1 | 1 |  | 0
PG&E NGBA | Palermo | 115 | Offshore_Wind |  |  | 0 | 0 | 0 | 0 | 0 | 0 | 0 | 0 | 0 | 5 | 2 | 1 | 1 | [18 empty] | 1 | 1 |  | 0
PG&E NGBA | Palermo | 230 | Offshore_Wind |  |  | 0 | 0 | 0 | 0 | 0 | 0 | 0 | 0 | 0 | 5 | 2 | 1 | 1 | [18 empty] | 1 | 1 |  | 0
SCE Eastern | Palo Verde | 500 | Offshore_Wind |  |  | 0 | 0 | 0 | 0 | 0 | 0 | 0 | 0 | 0 | 1 | 1 | 1 | 1 | [18 empty] | 1 | 1 |  | 0
SDGE | Palomar Energy | 230 | Offshore_Wind |  |  | 0 | 0 | 0 | 0 | 0 | 0 | 0 | 0 | 0 | 1 | 1 | 1 | 1 | [18 empty] | 1 | 1 |  | 0
PG&E FRESNO | Panoche | 115 | Offshore_Wind |  |  | 0 | 0 | 0 | 0 | 0 | 0 | 0 | 0 | 0 | 5 | 2 | 1 | 1 | [18 empty] | 1 | 1 |  | 0
PG&E FRESNO | Panoche | 230 | Offshore_Wind |  |  | 0 | 0 | 0 | 0 | 0 | 0 | 0 | 0 | 0 | 1 | 1 | 1 | 1 | [18 empty] | 1 | 1 |  | 0
SCE Northern | Pardee | 230 | Offshore_Wind |  |  | 0 | 0 | 0 | 0 | 0 | 0 | 0 | 0 | 0 | 1 | 1 | 1 | 1 | [18 empty] | 1 | 1 |  | 0
PG&E NGBA | Parkway | 230 | Offshore_Wind |  |  | 0 | 0 | 0 | 0 | 0 | 0 | 0 | 0 | 0 | 5 | 2 | 1 | 1 | [18 empty] | 1 | 1 |  | 0
SCE Northern | Pastoria | 230 | Offshore_Wind |  |  | 0 | 0 | 0 | 0 | 0 | 0 | 0 | 0 | 0 | 1 | 1 | 1 | 1 | [18 empty] | 1 | 1 |  | 0
SCE Metro | Pauda | 230 | Offshore_Wind |  |  | 0 | 0 | 0 | 0 | 0 | 0 | 0 | 0 | 0 | 1 | 1 | 1 | 1 | [18 empty] | 1 | 1 |  | 0
PG&E GBA | Paul Sweet | 115 | Offshore_Wind |  |  | 0 | 0 | 0 | 0 | 0 | 0 | 0 | 0 | 0 | 1 | 1 | 1 | 1 | [18 empty] | 1 | 1 |  | 0
PG&E NGBA | Peabody | 230 | Offshore_Wind |  |  | 0 | 0 | 0 | 0 | 0 | 0 | 0 | 0 | 0 | 5 | 2 | 1 | 1 | [18 empty] | 1 | 1 |  | 0
PG&E NGBA | Pease | 115 | Offshore_Wind |  |  | 0 | 0 | 0 | 0 | 0 | 0 | 0 | 0 | 0 | 5 | 2 | 1 | 1 | [18 empty] | 1 | 1 |  | 0
SDGE | Penasquitos | 138 | Offshore_Wind |  |  | 0 | 0 | 0 | 0 | 0 | 0 | 0 | 0 | 0 | 1 | 1 | 1 | 1 | [18 empty] | 1 | 1 |  | 0
SDGE | Penasquitos | 230 | Offshore_Wind |  |  | 0 | 0 | 0 | 0 | 0 | 0 | 0 | 0 | 0 | 1 | 1 | 1 | 1 | [18 empty] | 1 | 1 |  | 0
PG&E NGBA | Penngrove | 115 | Offshore_Wind |  |  | 0 | 0 | 0 | 0 | 0 | 0 | 0 | 0 | 0 | 5 | 2 | 1 | 1 | [18 empty] | 1 | 1 |  | 0
PG&E GBA | Peoria | 115 | Offshore_Wind |  |  | 0 | 0 | 0 | 0 | 0 | 0 | 0 | 0 | 0 | 5 | 2 | 1 | 1 | [18 empty] | 1 | 1 |  | 0
PG&E GBA | Piercy | 115 | Offshore_Wind |  |  | 0 | 0 | 0 | 0 | 0 | 0 | 0 | 0 | 0 | 1 | 1 | 1 | 1 | [18 empty] | 1 | 1 |  | 0
PG&E FRESNO | Pine Flat | 230 | Offshore_Wind |  |  | 0 | 0 | 0 | 0 | 0 | 0 | 0 | 0 | 0 | 5 | 2 | 1 | 1 | [18 empty] | 1 | 1 |  | 0
SCE NOL | Pisgah | 230 | Offshore_Wind |  |  | 0 | 0 | 0 | 0 | 0 | 0 | 0 | 0 | 0 | 1 | 1 | 1 | 1 | [18 empty] | 1 | 1 |  | 0
PG&E NGBA | Pit 1 | 230 | Offshore_Wind |  |  | 0 | 0 | 0 | 0 | 0 | 0 | 0 | 0 | 0 | 5 | 5 | 3 | 3 | [18 empty] | 1 | 1 |  | 0
PG&E NGBA | Pit 3 | 230 | Offshore_Wind |  |  | 0 | 0 | 0 | 0 | 0 | 0 | 0 | 0 | 0 | 5 | 5 | 3 | 3 | [18 empty] | 1 | 1 |  | 0
PG&E NGBA | Pit 4 | 230 | Offshore_Wind |  |  | 0 | 0 | 0 | 0 | 0 | 0 | 0 | 0 | 0 | 5 | 2 | 1 | 1 | [18 empty] | 1 | 1 |  | 0
PG&E GBA | Pittsburg | 115 | Offshore_Wind |  |  | 0 | 0 | 0 | 0 | 0 | 0 | 0 | 0 | 0 | 5 | 2 | 1 | 1 | [18 empty] | 1 | 1 |  | 0
PG&E GBA | Pittsburg | 230 | Offshore_Wind |  |  | 0 | 0 | 0 | 0 | 0 | 0 | 0 | 0 | 0 | 5 | 2 | 1 | 1 | [18 empty] | 1 | 1 |  | 0
PG&E NGBA | Pleasant Grove | 115 | Offshore_Wind |  |  | 0 | 0 | 0 | 0 | 0 | 0 | 0 | 0 | 0 | 5 | 2 | 1 | 1 | [18 empty] | 1 | 1 |  | 0
PG&E NGBA | POE | 230 | Offshore_Wind |  |  | 0 | 0 | 0 | 0 | 0 | 0 | 0 | 0 | 0 | 5 | 2 | 1 | 1 | [18 empty] | 1 | 1 |  | 0
PG&E KERN | Poso Mountain | 115 | Offshore_Wind |  |  | 0 | 0 | 0 | 0 | 0 | 0 | 0 | 0 | 0 | 5 | 2 | 4 | 2 | [18 empty] | 1 | 1 |  | 0
EOP | Primm | 230 | Offshore_Wind |  |  | 0 | 0 | 0 | 0 | 0 | 0 | 0 | 0 | 0 | 1 | 1 | 1 | 1 | [18 empty] | 1 | 1 |  | 0
PG&E NGBA | Putah Creek | 115 | Offshore_Wind |  |  | 0 | 0 | 0 | 0 | 0 | 0 | 0 | 0 | 0 | 5 | 2 | 1 | 1 | [18 empty] | 1 | 1 |  | 0
SDGE | Q1806 | 138 | Offshore_Wind |  |  | 0 | 0 | 0 | 0 | 0 | 0 | 0 | 0 | 0 | 1 | 1 | 1 | 1 | [18 empty] | 1 | 1 |  | 0
PG&E FRESNO | Quinto | 230 | Offshore_Wind |  |  | 0 | 0 | 0 | 0 | 0 | 0 | 0 | 0 | 0 | 1 | 1 | 1 | 1 | [18 empty] | 1 | 1 |  | 0
PG&E GBA | Race Track | 115 | Offshore_Wind |  |  | 0 | 0 | 0 | 0 | 0 | 0 | 0 | 0 | 0 | 5 | 2 | 1 | 1 | [18 empty] | 1 | 1 |  | 0
SDGE | Rancho Mission Viejo | 138 | Offshore_Wind |  |  | 0 | 0 | 0 | 0 | 0 | 0 | 0 | 0 | 0 | 1 | 1 | 1 | 1 | [18 empty] | 1 | 1 |  | 0
PG&E GBA | Rancho Seco | 230 | Offshore_Wind |  |  | 0 | 0 | 0 | 0 | 0 | 0 | 0 | 0 | 0 | 5 | 2 | 1 | 1 | [18 empty] | 1 | 1 |  | 0
SCE Metro | Rancho Vista | 230 | Offshore_Wind |  |  | 0 | 0 | 0 | 0 | 0 | 0 | 0 | 0 | 0 | 1 | 1 | 1 | 1 | [18 empty] | 1 | 1 |  | 0
SCE Metro | Rancho Vista | 500 | Offshore_Wind |  |  | 0 | 0 | 0 | 0 | 0 | 0 | 0 | 0 | 0 | 1 | 1 | 1 | 1 | [18 empty] | 1 | 1 |  | 0
SCE NOL | Ransburg | 115 | Offshore_Wind |  |  | 0 | 0 | 0 | 0 | 0 | 0 | 0 | 0 | 0 | 3 | 3 | 1 | 1 | [18 empty] | 1 | 1 |  | 0
PG&E GBA | Ravenswood | 115 | Offshore_Wind |  |  | 0 | 0 | 0 | 0 | 0 | 0 | 0 | 0 | 0 | 5 | 2 | 1 | 1 | [18 empty] | 1 | 1 |  | 0
PG&E GBA | Ravenswood | 230 | Offshore_Wind |  |  | 0 | 0 | 0 | 0 | 0 | 0 | 0 | 0 | 0 | 5 | 2 | 1 | 1 | [18 empty] | 1 | 1 |  | 0
SCE Northern | Rector | 230 | Offshore_Wind |  |  | 0 | 0 | 0 | 0 | 0 | 0 | 0 | 0 | 0 | 1 | 1 | 1 | 1 | [18 empty] | 1 | 1 |  | 0
SCE Eastern | Red Bluff | 230 | Offshore_Wind |  |  | 0 | 0 | 0 | 0 | 0 | 0 | 0 | 0 | 0 | 1 | 1 | 1 | 1 | [18 empty] | 1 | 1 |  | 0
SCE Eastern | Red Bluff | 500 | Offshore_Wind |  |  | 0 | 0 | 0 | 0 | 0 | 0 | 0 | 0 | 0 | 1 | 1 | 1 | 1 | [18 empty] | 1 | 1 |  | 0
PG&E NGBA | Redbud | 115 | Offshore_Wind |  |  | 0 | 0 | 0 | 0 | 0 | 0 | 0 | 0 | 0 | 5 | 2 | 1 | 1 | [18 empty] | 1 | 1 |  | 0
SCE Metro | Redondo | 230 | Offshore_Wind |  |  | 0 | 0 | 0 | 0 | 0 | 0 | 0 | 0 | 0 | 1 | 1 | 1 | 1 | [18 empty] | 1 | 1 |  | 0
PG&E FRESNO | Reedley | 115 | Offshore_Wind |  |  | 0 | 0 | 0 | 0 | 0 | 0 | 0 | 0 | 0 | 5 | 2 | 4 | 2 | [18 empty] | 1 | 1 |  | 0
PG&E KERN | Renfro | 115 | Offshore_Wind |  |  | 0 | 0 | 0 | 0 | 0 | 0 | 0 | 0 | 0 | 1 | 1 | 1 | 1 | [18 empty] | 1 | 1 |  | 0
PG&E GBA | Richmond R | 115 | Offshore_Wind |  |  | 0 | 0 | 0 | 0 | 0 | 0 | 0 | 0 | 0 | 5 | 2 | 1 | 1 | [18 empty] | 1 | 1 |  | 0
PG&E NGBA | Rincon | 115 | Offshore_Wind |  |  | 0 | 0 | 0 | 0 | 0 | 0 | 0 | 0 | 0 | 5 | 2 | 1 | 1 | [18 empty] | 1 | 1 |  | 0
PG&E KERN | Rio Bravo | 115 | Offshore_Wind |  |  | 0 | 0 | 0 | 0 | 0 | 0 | 0 | 0 | 0 | 1 | 1 | 1 | 1 | [18 empty] | 1 | 1 |  | 0
SCE Metro | Rio Hondo | 230 | Offshore_Wind |  |  | 0 | 0 | 0 | 0 | 0 | 0 | 0 | 0 | 0 | 1 | 1 | 1 | 1 | [18 empty] | 1 | 1 |  | 0
PG&E NGBA | Rio Oso | 115 | Offshore_Wind |  |  | 0 | 0 | 0 | 0 | 0 | 0 | 0 | 0 | 0 | 5 | 2 | 1 | 1 | [18 empty] | 1 | 1 |  | 0
PG&E NGBA | Rio Oso | 230 | Offshore_Wind |  |  | 0 | 0 | 0 | 0 | 0 | 0 | 0 | 0 | 0 | 5 | 2 | 1 | 1 | [18 empty] | 1 | 1 |  | 0
PG&E GBA | Ripon | 115 | Offshore_Wind |  |  | 0 | 0 | 0 | 0 | 0 | 0 | 0 | 0 | 0 | 5 | 2 | 1 | 1 | [18 empty] | 1 | 1 |  | 0
PG&E GBA | Riverbank | 115 | Offshore_Wind |  |  | 0 | 0 | 0 | 0 | 0 | 0 | 0 | 0 | 0 | 5 | 2 | 1 | 1 | [18 empty] | 1 | 1 |  | 0
SCE NOL | Roadway | 115 | Offshore_Wind |  |  | 0 | 0 | 0 | 0 | 0 | 0 | 0 | 0 | 0 | 1 | 1 | 1 | 1 | [18 empty] | 1 | 1 |  | 0
PG&E NGBA | Rock Creek 1 | 230 | Offshore_Wind |  |  | 0 | 0 | 0 | 0 | 0 | 0 | 0 | 0 | 0 | 5 | 2 | 1 | 1 | [18 empty] | 1 | 1 |  | 0
PG&E GBA | Rossmoor | 230 | Offshore_Wind |  |  | 0 | 0 | 0 | 0 | 0 | 0 | 0 | 0 | 0 | 5 | 2 | 1 | 1 | [18 empty] | 1 | 1 |  | 0
PG&E NGBA | Round Mountain | 230 | Offshore_Wind |  |  | 0 | 0 | 0 | 0 | 0 | 0 | 0 | 0 | 0 | 5 | 2 | 1 | 1 | [18 empty] | 1 | 1 |  | 0
PG&E NGBA | Round Mountain | 500 | Offshore_Wind |  |  | 0 | 0 | 0 | 0 | 0 | 0 | 0 | 0 | 0 | 5 | 2 | 1 | 1 | [18 empty] | 1 | 1 |  | 0
PG&E GBA | Salado | 115 | Offshore_Wind |  |  | 0 | 0 | 0 | 0 | 0 | 0 | 0 | 0 | 0 | 1 | 1 | 1 | 1 | [18 empty] | 1 | 1 |  | 0
PG&E GBA | Salinas | 115 | Offshore_Wind |  |  | 0 | 0 | 0 | 0 | 0 | 0 | 0 | 0 | 0 | 1 | 1 | 1 | 1 | [18 empty] | 1 | 1 |  | 0
SCE Eastern | San Bernardino | 230 | Offshore_Wind |  |  | 0 | 0 | 0 | 0 | 0 | 0 | 0 | 0 | 0 | 1 | 1 | 1 | 1 | [18 empty] | 1 | 1 |  | 0
PG&E GBA | SAN FRAN A (POTRERO PP) | 115 | Offshore_Wind |  |  | 0 | 0 | 0 | 0 | 0 | 0 | 0 | 0 | 0 | 5 | 2 | 1 | 1 | [18 empty] | 1 | 1 |  | 0
PG&E GBA | SAN FRAN A (POTRERO PP) | 230 | Offshore_Wind |  |  | 0 | 0 | 0 | 0 | 0 | 0 | 0 | 0 | 0 | 5 | 2 | 1 | 1 | [18 empty] | 1 | 1 |  | 0
PG&E GBA | San Jose A | 115 | Offshore_Wind |  |  | 0 | 0 | 0 | 0 | 0 | 0 | 0 | 0 | 0 | 1 | 1 | 1 | 1 | [18 empty] | 1 | 1 |  | 0
PG&E GBA | San Jose B | 115 | Offshore_Wind |  |  | 0 | 0 | 0 | 0 | 0 | 0 | 0 | 0 | 0 | 1 | 1 | 1 | 1 | [18 empty] | 1 | 1 |  | 0
PG&E GBA | San Leandro U | 115 | Offshore_Wind |  |  | 0 | 0 | 0 | 0 | 0 | 0 | 0 | 0 | 0 | 5 | 2 | 1 | 1 | [18 empty] | 1 | 1 |  | 0
PG&E KERN | San Luis Obispo | 115 | Offshore_Wind |  |  | 0 | 0 | 0 | 0 | 0 | 0 | 0 | 0 | 0 | 1 | 1 | 1 | 1 | [18 empty] | 1 | 1 |  | 0
SDGE | San Luis Rey | 230 | Offshore_Wind |  |  | 0 | 0 | 0 | 0 | 0 | 0 | 0 | 0 | 0 | 1 | 1 | 1 | 1 | [18 empty] | 1 | 1 |  | 0
SCE Metro | San Onofre | 230 | Offshore_Wind |  |  | 0 | 0 | 0 | 0 | 0 | 0 | 0 | 0 | 0 | 1 | 1 | 1 | 1 | [18 empty] | 1 | 1 |  | 0
PG&E GBA | San Pablo | 115 | Offshore_Wind |  |  | 0 | 0 | 0 | 0 | 0 | 0 | 0 | 0 | 0 | 5 | 2 | 1 | 1 | [18 empty] | 1 | 1 |  | 0
PG&E GBA | San Ramon | 230 | Offshore_Wind |  |  | 0 | 0 | 0 | 0 | 0 | 0 | 0 | 0 | 0 | 5 | 2 | 1 | 1 | [18 empty] | 1 | 1 |  | 0
SCE NOL | Sandlot | 230 | Offshore_Wind |  |  | 0 | 0 | 0 | 0 | 0 | 0 | 0 | 0 | 0 | 3 | 3 | 1 | 1 | [18 empty] | 1 | 1 |  | 0
EOP | Sandy | 138 | Offshore_Wind |  |  | 0 | 0 | 0 | 0 | 0 | 0 | 0 | 0 | 0 | 1 | 1 | 1 | 1 | [18 empty] | 1 | 1 |  | 0
PG&E FRESNO | Sanger | 115 | Offshore_Wind |  |  | 0 | 0 | 0 | 0 | 0 | 0 | 0 | 0 | 0 | 5 | 2 | 4 | 2 | [18 empty] | 1 | 1 |  | 0
SCE Northern | Santa Clara | 230 | Offshore_Wind |  |  | 0 | 0 | 0 | 0 | 0 | 0 | 0 | 0 | 0 | 1 | 1 | 1 | 1 | [18 empty] | 1 | 1 |  | 0
PG&E NGBA | Santa Rosa A | 115 | Offshore_Wind |  |  | 0 | 0 | 0 | 0 | 0 | 0 | 0 | 0 | 0 | 5 | 2 | 1 | 1 | [18 empty] | 1 | 1 |  | 0
PG&E GBA | Santa Teresa | 115 | Offshore_Wind |  |  | 0 | 0 | 0 | 0 | 0 | 0 | 0 | 0 | 0 | 1 | 1 | 1 | 1 | [18 empty] | 1 | 1 |  | 0
SDGE | Santee | 138 | Offshore_Wind |  |  | 0 | 0 | 0 | 0 | 0 | 0 | 0 | 0 | 0 | 5 | 5 | 1 | 1 | [18 empty] | 1 | 1 |  | 0
SCE Metro | Santiago | 230 | Offshore_Wind |  |  | 0 | 0 | 0 | 0 | 0 | 0 | 0 | 0 | 0 | 1 | 1 | 1 | 1 | [18 empty] | 1 | 1 |  | 0
PG&E GBA | Saratoga | 230 | Offshore_Wind |  |  | 0 | 0 | 0 | 0 | 0 | 0 | 0 | 0 | 0 | 1 | 1 | 1 | 1 | [18 empty] | 1 | 1 |  | 0
SCE Northern | Saugus | 230 | Offshore_Wind |  |  | 0 | 0 | 0 | 0 | 0 | 0 | 0 | 0 | 0 | 1 | 1 | 1 | 1 | [18 empty] | 1 | 1 |  | 0
PG&E FRESNO | Schindler | 115 | Offshore_Wind |  |  | 0 | 0 | 0 | 0 | 0 | 0 | 0 | 0 | 0 | 1 | 1 | 1 | 1 | [18 empty] | 1 | 1 |  | 0
PG&E GBA | Schulte | 115 | Offshore_Wind |  |  | 0 | 0 | 0 | 0 | 0 | 0 | 0 | 0 | 0 | 5 | 2 | 1 | 1 | [18 empty] | 1 | 1 |  | 0
PG&E KERN | Semitropic | 115 | Offshore_Wind |  |  | 0 | 0 | 0 | 0 | 0 | 0 | 0 | 0 | 0 | 1 | 1 | 1 | 1 | [18 empty] | 1 | 1 |  | 0
SCE Metro | Serrano | 230 | Offshore_Wind |  |  | 0 | 0 | 0 | 0 | 0 | 0 | 0 | 0 | 0 | 1 | 1 | 1 | 1 | [18 empty] | 1 | 1 |  | 0
SCE Metro | Serrano | 500 | Offshore_Wind |  |  | 0 | 0 | 0 | 0 | 0 | 0 | 0 | 0 | 0 | 1 | 1 | 1 | 1 | [18 empty] | 1 | 1 |  | 0
SDGE | Shadowridge | 138 | Offshore_Wind |  |  | 0 | 0 | 0 | 0 | 0 | 0 | 0 | 0 | 0 | 1 | 1 | 1 | 1 | [18 empty] | 1 | 1 |  | 0
PG&E KERN | Shafter | 115 | Offshore_Wind |  |  | 0 | 0 | 0 | 0 | 0 | 0 | 0 | 0 | 0 | 5 | 2 | 4 | 2 | [18 empty] | 1 | 1 |  | 0
PG&E NGBA | Silverado | 115 | Offshore_Wind |  |  | 0 | 0 | 0 | 0 | 0 | 0 | 0 | 0 | 0 | 5 | 2 | 1 | 1 | [18 empty] | 1 | 1 |  | 0
SDGE | Silvergate | 230 | Offshore_Wind |  |  | 0 | 0 | 0 | 0 | 0 | 0 | 0 | 0 | 0 | 1 | 1 | 1 | 1 | [18 empty] | 1 | 1 |  | 0
PG&E KERN | Sisquoc | 115 | Offshore_Wind |  |  | 0 | 0 | 0 | 0 | 0 | 0 | 0 | 0 | 0 | 1 | 1 | 1 | 1 | [18 empty] | 1 | 1 |  | 0
EOP | Sloan Canyon | 230 | Offshore_Wind |  |  | 0 | 0 | 0 | 0 | 0 | 0 | 0 | 0 | 0 | 1 | 1 | 1 | 1 | [18 empty] | 1 | 1 |  | 0
EOP | Sloan Canyon | 500 | Offshore_Wind |  |  | 0 | 0 | 0 | 0 | 0 | 0 | 0 | 0 | 0 | 1 | 1 | 1 | 1 | [18 empty] | 1 | 1 |  | 0
PG&E KERN | Smyrna | 115 | Offshore_Wind |  |  | 0 | 0 | 0 | 0 | 0 | 0 | 0 | 0 | 0 | 5 | 2 | 4 | 2 | [18 empty] | 1 | 1 |  | 0
PG&E GBA | Sobrante | 115 | Offshore_Wind |  |  | 0 | 0 | 0 | 0 | 0 | 0 | 0 | 0 | 0 | 5 | 2 | 1 | 1 | [18 empty] | 1 | 1 |  | 0
PG&E GBA | Sobrante | 230 | Offshore_Wind |  |  | 0 | 0 | 0 | 0 | 0 | 0 | 0 | 0 | 0 | 5 | 2 | 1 | 1 | [18 empty] | 1 | 1 |  | 0
PG&E KERN | Solar | 230 | Offshore_Wind |  |  | 0 | 0 | 0 | 0 | 0 | 0 | 0 | 0 | 0 | 5 | 2 | 4 | 2 | [18 empty] | 1 | 1 |  | 0
PG&E GBA | Soledad | 115 | Offshore_Wind |  |  | 0 | 0 | 0 | 0 | 0 | 0 | 0 | 0 | 0 | 1 | 1 | 1 | 1 | [18 empty] | 1 | 1 |  | 0
SCE Northern | Springville | 230 | Offshore_Wind |  |  | 0 | 0 | 0 | 0 | 0 | 0 | 0 | 0 | 0 | 1 | 1 | 1 | 1 | [18 empty] | 1 | 1 |  | 0
PG&E GBA | Stagg | 230 | Offshore_Wind |  |  | 0 | 0 | 0 | 0 | 0 | 0 | 0 | 0 | 0 | 5 | 2 | 1 | 1 | [18 empty] | 1 | 1 |  | 0
PG&E GBA | Standard Oil | 115 | Offshore_Wind |  |  | 0 | 0 | 0 | 0 | 0 | 0 | 0 | 0 | 0 | 5 | 2 | 1 | 1 | [18 empty] | 1 | 1 |  | 0
PG&E GBA | Stanislaus | 115 | Offshore_Wind |  |  | 0 | 0 | 0 | 0 | 0 | 0 | 0 | 0 | 0 | 5 | 2 | 1 | 1 | [18 empty] | 1 | 1 |  | 0
PG&E KERN | Stockdale | 115 | Offshore_Wind |  |  | 0 | 0 | 0 | 0 | 0 | 0 | 0 | 0 | 0 | 1 | 1 | 1 | 1 | [18 empty] | 1 | 1 |  | 0
PG&E KERN | Stockdale | 230 | Offshore_Wind |  |  | 0 | 0 | 0 | 0 | 0 | 0 | 0 | 0 | 0 | 1 | 1 | 1 | 1 | [18 empty] | 1 | 1 |  | 0
PG&E GBA | Stockton A | 115 | Offshore_Wind |  |  | 0 | 0 | 0 | 0 | 0 | 0 | 0 | 0 | 0 | 5 | 2 | 1 | 1 | [18 empty] | 1 | 1 |  | 0
PG&E GBA | Stone | 115 | Offshore_Wind |  |  | 0 | 0 | 0 | 0 | 0 | 0 | 0 | 0 | 0 | 1 | 1 | 1 | 1 | [18 empty] | 1 | 1 |  | 0
PG&E FRESNO | Storey | 230 | Offshore_Wind |  |  | 0 | 0 | 0 | 0 | 0 | 0 | 0 | 0 | 0 | 5 | 2 | 4 | 2 | [18 empty] | 1 | 1 |  | 0
PG&E NGBA | Summit | 115 | Offshore_Wind |  |  | 0 | 0 | 0 | 0 | 0 | 0 | 0 | 0 | 0 | 5 | 2 | 1 | 1 | [18 empty] | 1 | 1 |  | 0
SDGE | Suncrest | 230 | Offshore_Wind |  |  | 0 | 0 | 0 | 0 | 0 | 0 | 0 | 0 | 0 | 1 | 1 | 1 | 1 | [18 empty] | 1 | 1 |  | 0
SDGE | Suncrest | 500 | Offshore_Wind |  |  | 0 | 0 | 0 | 0 | 0 | 0 | 0 | 0 | 0 | 1 | 1 | 1 | 1 | [18 empty] | 1 | 1 |  | 0
PG&E KERN | Sunrise | 230 | Offshore_Wind |  |  | 0 | 0 | 0 | 0 | 0 | 0 | 0 | 0 | 0 | 5 | 2 | 4 | 2 | [18 empty] | 1 | 1 |  | 0
PG&E KERN | Sunset | 230 | Offshore_Wind |  |  | 0 | 0 | 0 | 0 | 0 | 0 | 0 | 0 | 0 | 5 | 2 | 4 | 2 | [18 empty] | 1 | 1 |  | 0
PG&E GBA | Swift | 115 | Offshore_Wind |  |  | 0 | 0 | 0 | 0 | 0 | 0 | 0 | 0 | 0 | 1 | 1 | 1 | 1 | [18 empty] | 1 | 1 |  | 0
SDGE | Sycamore Canyon | 138 | Offshore_Wind |  |  | 0 | 0 | 0 | 0 | 0 | 0 | 0 | 0 | 0 | 5 | 5 | 1 | 1 | [18 empty] | 1 | 1 |  | 0
SDGE | Sycamore Canyon | 230 | Offshore_Wind |  |  | 0 | 0 | 0 | 0 | 0 | 0 | 0 | 0 | 0 | 1 | 1 | 1 | 1 | [18 empty] | 1 | 1 |  | 0
SCE Northern | Sylmar | 230 | Offshore_Wind |  |  | 0 | 0 | 0 | 0 | 0 | 0 | 0 | 0 | 0 | 1 | 1 | 1 | 1 | [18 empty] | 1 | 1 |  | 0
PG&E NGBA | Table Mountain | 115 | Offshore_Wind |  |  | 0 | 0 | 0 | 0 | 0 | 0 | 0 | 0 | 0 | 5 | 2 | 1 | 1 | [18 empty] | 1 | 1 |  | 0
PG&E NGBA | Table Mountain | 230 | Offshore_Wind |  |  | 0 | 0 | 0 | 0 | 0 | 0 | 0 | 0 | 0 | 5 | 2 | 1 | 1 | [18 empty] | 1 | 1 |  | 0
PG&E NGBA | Table Mountain | 500 | Offshore_Wind |  |  | 0 | 0 | 0 | 0 | 0 | 0 | 0 | 0 | 0 | 5 | 2 | 1 | 1 | [18 empty] | 1 | 1 |  | 0
PG&E KERN | Taft | 115 | Offshore_Wind |  |  | 0 | 0 | 0 | 0 | 0 | 0 | 0 | 0 | 0 | 5 | 2 | 4 | 2 | [18 empty] | 1 | 1 |  | 0
SDGE | Talega | 138 | Offshore_Wind |  |  | 0 | 0 | 0 | 0 | 0 | 0 | 0 | 0 | 0 | 1 | 1 | 1 | 1 | [18 empty] | 1 | 1 |  | 0
SDGE | Talega | 230 | Offshore_Wind |  |  | 0 | 0 | 0 | 0 | 0 | 0 | 0 | 0 | 0 | 1 | 1 | 1 | 1 | [18 empty] | 1 | 1 |  | 0
PG&E GBA | Tassajara | 230 | Offshore_Wind |  |  | 0 | 0 | 0 | 0 | 0 | 0 | 0 | 0 | 0 | 5 | 2 | 1 | 1 | [18 empty] | 1 | 1 |  | 0
SDGE | Telegraph Canyon | 138 | Offshore_Wind |  |  | 0 | 0 | 0 | 0 | 0 | 0 | 0 | 0 | 0 | 1 | 1 | 1 | 1 | [18 empty] | 1 | 1 |  | 0
PG&E KERN | Temblor | 115 | Offshore_Wind |  |  | 0 | 0 | 0 | 0 | 0 | 0 | 0 | 0 | 0 | 5 | 2 | 4 | 2 | [18 empty] | 1 | 1 |  | 0
PG&E KERN | Templeton | 230 | Offshore_Wind |  |  | 0 | 0 | 0 | 0 | 0 | 0 | 0 | 0 | 0 | 5 | 2 | 4 | 2 | [18 empty] | 1 | 1 |  | 0
PG&E GBA | Tesla | 115 | Offshore_Wind |  |  | 0 | 0 | 0 | 0 | 0 | 0 | 0 | 0 | 0 | 1 | 1 | 1 | 1 | [18 empty] | 1 | 1 |  | 0
PG&E GBA | Tesla | 230 | Offshore_Wind |  |  | 0 | 0 | 0 | 0 | 0 | 0 | 0 | 0 | 0 | 5 | 2 | 1 | 1 | [18 empty] | 1 | 1 |  | 0
PG&E GBA | Tesla | 500 | Offshore_Wind |  |  | 0 | 0 | 0 | 0 | 0 | 0 | 0 | 0 | 0 | 1 | 1 | 1 | 1 | [18 empty] | 1 | 1 |  | 0
PG&E KERN | Tevis | 115 | Offshore_Wind |  |  | 0 | 0 | 0 | 0 | 0 | 0 | 0 | 0 | 0 | 5 | 2 | 4 | 2 | [18 empty] | 1 | 1 |  | 0
EOP | Thousandaire | 138 | Offshore_Wind |  |  | 0 | 0 | 0 | 0 | 0 | 0 | 0 | 0 | 0 | 1 | 1 | 1 | 1 | [18 empty] | 1 | 1 |  | 0
PG&E KERN | Topaz | 230 | Offshore_Wind |  |  | 0 | 0 | 0 | 0 | 0 | 0 | 0 | 0 | 0 | 5 | 2 | 4 | 2 | [18 empty] | 1 | 1 |  | 0
SCE NOL | Tortilla | 115 | Offshore_Wind |  |  | 0 | 0 | 0 | 0 | 0 | 0 | 0 | 0 | 0 | 3 | 3 | 1 | 1 | [18 empty] | 1 | 1 |  | 0
SDGE | Trabuco | 138 | Offshore_Wind |  |  | 0 | 0 | 0 | 0 | 0 | 0 | 0 | 0 | 0 | 1 | 1 | 1 | 1 | [18 empty] | 1 | 1 |  | 0
PG&E GBA | Tracy | 115 | Offshore_Wind |  |  | 0 | 0 | 0 | 0 | 0 | 0 | 0 | 0 | 0 | 5 | 2 | 1 | 1 | [18 empty] | 1 | 1 |  | 0
PG&E FRESNO | Tranquility | 230 | Offshore_Wind |  |  | 0 | 0 | 0 | 0 | 0 | 0 | 0 | 0 | 0 | 5 | 2 | 1 | 1 | [18 empty] | 1 | 1 |  | 0
PG&E GBA | Trimble | 115 | Offshore_Wind |  |  | 0 | 0 | 0 | 0 | 0 | 0 | 0 | 0 | 0 | 1 | 1 | 1 | 1 | [18 empty] | 1 | 1 |  | 0
EOP | Trout Canyon | 230 | Offshore_Wind |  |  | 0 | 0 | 0 | 0 | 0 | 0 | 0 | 0 | 0 | 1 | 1 | 1 | 1 | [18 empty] | 1 | 1 |  | 0
EOP | Trout Canyon | 500 | Offshore_Wind |  |  | 0 | 0 | 0 | 0 | 0 | 0 | 0 | 0 | 0 | 1 | 1 | 1 | 1 | [18 empty] | 1 | 1 |  | 0
PG&E NGBA | Tulucay | 230 | Offshore_Wind |  |  | 0 | 0 | 0 | 0 | 0 | 0 | 0 | 0 | 0 | 5 | 2 | 1 | 1 | [18 empty] | 1 | 1 |  | 0
PG&E KERN | Tupman | 115 | Offshore_Wind |  |  | 0 | 0 | 0 | 0 | 0 | 0 | 0 | 0 | 0 | 5 | 2 | 4 | 2 | [18 empty] | 1 | 1 |  | 0
PG&E NGBA | Ukiah | 115 | Offshore_Wind |  |  | 0 | 0 | 0 | 0 | 0 | 0 | 0 | 0 | 0 | 5 | 2 | 1 | 1 | [18 empty] | 1 | 1 |  | 0
PG&E NGBA | Vaca Dixon | 115 | Offshore_Wind |  |  | 0 | 0 | 0 | 0 | 0 | 0 | 0 | 0 | 0 | 5 | 2 | 1 | 1 | [18 empty] | 1 | 1 |  | 0
PG&E NGBA | Vaca Dixon | 230 | Offshore_Wind |  |  | 0 | 0 | 0 | 0 | 0 | 0 | 0 | 0 | 0 | 5 | 2 | 1 | 1 | [18 empty] | 1 | 1 |  | 0
PG&E NGBA | Vaca Dixon | 500 | Offshore_Wind |  |  | 0 | 0 | 0 | 0 | 0 | 0 | 0 | 0 | 0 | 5 | 2 | 1 | 1 | [18 empty] | 1 | 1 |  | 0
SCE Eastern | Valley (SCE) | 500 | Offshore_Wind |  |  | 0 | 0 | 0 | 0 | 0 | 0 | 0 | 0 | 0 | 1 | 1 | 1 | 1 | [18 empty] | 1 | 1 |  | 0
EOP | Valley (VEA) | 138 | Offshore_Wind |  |  | 0 | 0 | 0 | 0 | 0 | 0 | 0 | 0 | 0 | 1 | 1 | 1 | 1 | [18 empty] | 1 | 1 |  | 0
PG&E GBA | Valley Home | 115 | Offshore_Wind |  |  | 0 | 0 | 0 | 0 | 0 | 0 | 0 | 0 | 0 | 5 | 2 | 1 | 1 | [18 empty] | 1 | 1 |  | 0
PG&E GBA | Valley Springs | 230 | Offshore_Wind |  |  | 0 | 0 | 0 | 0 | 0 | 0 | 0 | 0 | 0 | 5 | 2 | 1 | 1 | [18 empty] | 1 | 1 |  | 0
EOP | Valley Switch | 138 | Offshore_Wind |  |  | 0 | 0 | 0 | 0 | 0 | 0 | 0 | 0 | 0 | 1 | 1 | 1 | 1 | [18 empty] | 1 | 1 |  | 0
EOP | Valley Switch | 230 | Offshore_Wind |  |  | 0 | 0 | 0 | 0 | 0 | 0 | 0 | 0 | 0 | 1 | 1 | 1 | 1 | [18 empty] | 1 | 1 |  | 0
PG&E GBA | Vasco | 230 | Offshore_Wind |  |  | 0 | 0 | 0 | 0 | 0 | 0 | 0 | 0 | 0 | 5 | 2 | 1 | 1 | [18 empty] | 1 | 1 |  | 0
PG&E GBA | Vasona | 230 | Offshore_Wind |  |  | 0 | 0 | 0 | 0 | 0 | 0 | 0 | 0 | 0 | 1 | 1 | 1 | 1 | [18 empty] | 1 | 1 |  | 0
SCE Northern | Vestal | 230 | Offshore_Wind |  |  | 0 | 0 | 0 | 0 | 0 | 0 | 0 | 0 | 0 | 1 | 1 | 1 | 1 | [18 empty] | 1 | 1 |  | 0
SCE NOL | Victor | 115 | Offshore_Wind |  |  | 0 | 0 | 0 | 0 | 0 | 0 | 0 | 0 | 0 | 1 | 1 | 1 | 1 | [18 empty] | 1 | 1 |  | 0
SCE NOL | Victor | 230 | Offshore_Wind |  |  | 0 | 0 | 0 | 0 | 0 | 0 | 0 | 0 | 0 | 1 | 1 | 1 | 1 | [18 empty] | 1 | 1 |  | 0
SCE Metro | Viejo | 230 | Offshore_Wind |  |  | 0 | 0 | 0 | 0 | 0 | 0 | 0 | 0 | 0 | 1 | 1 | 1 | 1 | [18 empty] | 1 | 1 |  | 0
PG&E GBA | Vierra | 115 | Offshore_Wind |  |  | 0 | 0 | 0 | 0 | 0 | 0 | 0 | 0 | 0 | 5 | 2 | 1 | 1 | [18 empty] | 1 | 1 |  | 0
SCE Metro | Villa Park | 230 | Offshore_Wind |  |  | 0 | 0 | 0 | 0 | 0 | 0 | 0 | 0 | 0 | 1 | 1 | 1 | 1 | [18 empty] | 1 | 1 |  | 0
SCE Northern | Vincent | 230 | Offshore_Wind |  |  | 0 | 0 | 0 | 0 | 0 | 0 | 0 | 0 | 0 | 1 | 1 | 1 | 1 | [18 empty] | 1 | 1 |  | 0
SCE Northern | Vincent | 500 | Offshore_Wind |  |  | 0 | 0 | 0 | 0 | 0 | 0 | 0 | 0 | 0 | 1 | 1 | 1 | 1 | [18 empty] | 1 | 1 |  | 0
PG&E GBA | Vineyard | 230 | Offshore_Wind |  |  | 0 | 0 | 0 | 0 | 0 | 0 | 0 | 0 | 0 | 5 | 2 | 1 | 1 | [18 empty] | 1 | 1 |  | 0
SCE Eastern | Vista (SCE) | 230 | Offshore_Wind |  |  | 0 | 0 | 0 | 0 | 0 | 0 | 0 | 0 | 0 | 1 | 1 | 1 | 1 | [18 empty] | 1 | 1 |  | 0
EOP | Vista (VEA) | 138 | Offshore_Wind |  |  | 0 | 0 | 0 | 0 | 0 | 0 | 0 | 0 | 0 | 1 | 1 | 1 | 1 | [18 empty] | 1 | 1 |  | 0
EOP | Vista (VEA) | 230 | Offshore_Wind |  |  | 0 | 0 | 0 | 0 | 0 | 0 | 0 | 0 | 0 | 1 | 1 | 1 | 1 | [18 empty] | 1 | 1 |  | 0
PG&E FRESNO | Wahtoke | 115 | Offshore_Wind |  |  | 0 | 0 | 0 | 0 | 0 | 0 | 0 | 0 | 0 | 5 | 2 | 1 | 1 | [18 empty] | 1 | 1 |  | 0
SCE Metro | Walnut | 230 | Offshore_Wind |  |  | 0 | 0 | 0 | 0 | 0 | 0 | 0 | 0 | 0 | 1 | 1 | 1 | 1 | [18 empty] | 1 | 1 |  | 0
SCE Northern | Warne | 230 | Offshore_Wind |  |  | 0 | 0 | 0 | 0 | 0 | 0 | 0 | 0 | 0 | 1 | 1 | 1 | 1 | [18 empty] | 1 | 1 |  | 0
PG&E GBA | Warnerville | 230 | Offshore_Wind |  |  | 0 | 0 | 0 | 0 | 0 | 0 | 0 | 0 | 0 | 5 | 2 | 1 | 1 | [18 empty] | 1 | 1 |  | 0
PG&E FRESNO | Waukena | 115 | Offshore_Wind |  |  | 0 | 0 | 0 | 0 | 0 | 0 | 0 | 0 | 0 | 5 | 2 | 1 | 1 | [18 empty] | 1 | 1 |  | 0
PG&E GBA | Weber | 230 | Offshore_Wind |  |  | 0 | 0 | 0 | 0 | 0 | 0 | 0 | 0 | 0 | 5 | 2 | 1 | 1 | [18 empty] | 1 | 1 |  | 0
PG&E FRESNO | West Fresno | 115 | Offshore_Wind |  |  | 0 | 0 | 0 | 0 | 0 | 0 | 0 | 0 | 0 | 5 | 2 | 1 | 1 | [18 empty] | 1 | 1 |  | 0
PG&E FRESNO | Westley | 230 | Offshore_Wind |  |  | 0 | 0 | 0 | 0 | 0 | 0 | 0 | 0 | 0 | 1 | 1 | 1 | 1 | [18 empty] | 1 | 1 |  | 0
PG&E KERN | Westpark | 115 | Offshore_Wind |  |  | 0 | 0 | 0 | 0 | 0 | 0 | 0 | 0 | 0 | 1 | 1 | 1 | 1 | [18 empty] | 1 | 1 |  | 0
PG&E KERN | Wheeler Ridge | 230 | Offshore_Wind |  |  | 0 | 0 | 0 | 0 | 0 | 0 | 0 | 0 | 0 | 5 | 2 | 4 | 2 | [18 empty] | 1 | 1 |  | 0
PG&E KERN | Wheeler Ridge | 115 | Offshore_Wind |  |  | 0 | 0 | 0 | 0 | 0 | 0 | 0 | 0 | 0 | 1 | 1 | 1 | 1 | [18 empty] | 1 | 1 |  | 0
SCE Northern | Whirlwind | 230 | Offshore_Wind |  |  | 0 | 0 | 0 | 0 | 0 | 0 | 0 | 0 | 0 | 1 | 1 | 1 | 1 | [18 empty] | 1 | 1 |  | 0
SCE Northern | Whirlwind | 500 | Offshore_Wind |  |  | 0 | 0 | 0 | 0 | 0 | 0 | 0 | 0 | 0 | 1 | 1 | 1 | 1 | [18 empty] | 1 | 1 |  | 0
PG&E GBA | Whisman | 115 | Offshore_Wind |  |  | 0 | 0 | 0 | 0 | 0 | 0 | 0 | 0 | 0 | 1 | 1 | 1 | 1 | [18 empty] | 1 | 1 |  | 0
SCE Eastern | Wildlife | 230 | Offshore_Wind |  |  | 0 | 0 | 0 | 0 | 0 | 0 | 0 | 0 | 0 | 1 | 1 | 1 | 1 | [18 empty] | 1 | 1 |  | 0
PG&E FRESNO | Wilson | 115 | Offshore_Wind |  |  | 0 | 0 | 0 | 0 | 0 | 0 | 0 | 0 | 0 | 5 | 2 | 1 | 1 | [18 empty] | 1 | 1 |  | 0
PG&E FRESNO | Wilson | 230 | Offshore_Wind |  |  | 0 | 0 | 0 | 0 | 0 | 0 | 0 | 0 | 0 | 5 | 2 | 4 | 2 | [18 empty] | 1 | 1 |  | 0
SCE Northern | Windhub | 230 | Offshore_Wind |  |  | 0 | 0 | 0 | 0 | 0 | 0 | 0 | 0 | 0 | 1 | 1 | 1 | 1 | [18 empty] | 1 | 1 |  | 0
SCE Northern | Windhub | 500 | Offshore_Wind |  |  | 0 | 0 | 0 | 0 | 0 | 0 | 0 | 0 | 0 | 1 | 1 | 1 | 1 | [18 empty] | 1 | 1 |  | 0
PG&E GBA | Windmaster | 230 | Offshore_Wind |  |  | 0 | 0 | 0 | 0 | 0 | 0 | 0 | 0 | 0 | 5 | 2 | 1 | 1 | [18 empty] | 1 | 1 |  | 0
PG&E NGBA | Woodland | 115 | Offshore_Wind |  |  | 0 | 0 | 0 | 0 | 0 | 0 | 0 | 0 | 0 | 5 | 2 | 1 | 1 | [18 empty] | 1 | 1 |  | 0
PG&E FRESNO | Woodward | 115 | Offshore_Wind |  |  | 0 | 0 | 0 | 0 | 0 | 0 | 0 | 0 | 0 | 5 | 2 | 1 | 1 | [18 empty] | 1 | 1 |  | 0
PG&E NGBA | Wyandotte | 115 | Offshore_Wind |  |  | 0 | 0 | 0 | 0 | 0 | 0 | 0 | 0 | 0 | 5 | 2 | 1 | 1 | [18 empty] | 1 | 1 |  | 0

## 2040_Criteria_Alignment
Summary of mapped resources alignment with all the applied busbar mapping criteria for the 2040 model year. Results are shown by substation and resource type.
[6 empty] | Total Portfolio |  |  | In-Development |  |  | Generic |  |  | 1. System level transmission capability |  |  |  | 2. Substation level interconnection |  | 3. Land-use implications and feasibility |  |  |  |  | 4. Environmental (conservation and biological) impact factors | [5 empty] | 5. Community and environmental (societal) impact factors |  |  |  |  | 6. | 7. Alignment with Previous TPP Portfolios |  | Flag
CAISO Study Area | Substation | Voltage | Resource Type | Out-of-CAISO | Mapped Res. Note | FCDS (or 4-hr for Battery) | EODS (or 8-hr for Battery) | Total | FCDS (or 4-hr for Battery) | EODS (or 8-hr for Battery) | Total | FCDS (or 4-hr for Battery) | EODS (or 8-hr for Battery) | Total | FCDS Alignment pre-upgrades | Final FCDS Alignment | EODS Alignment pre-upgrades | Final EODS Alignment | Distance to interconnection | Voltage Interconnection | Core Screen Criteria Alignment Level | Parcelization Criteria Alignment Level | Cropland Index Criteria Alignment Level | Overdrafted Basin Criteria Alignment Level | Fire Threat Criteria Alignment Level | ACE Connectivity Criteria Alignment | ACE Biodiversity Criteria Alignment | ACE Irreplaceability Criteria Alignment | All ACE Criteria Alignment | Intactness Criteria Alignment | Wetlands Criteria Alignment | Non-Attainment Zone PM2.5 | Non-Attainment Zone O3 | Gas Plant Proximity | IRA Energy Communities | DAC Proximity | Commercial Development Interest | Alignment with Previous TPP | Alignment Notes
PG&E KERN | 7th Standard | 115 | Geothermal |  |  | 0 | 0 | 0 | 0 | 0 | 0 | 0 | 0 | 0 | 5 | 2 | 4 | 4 | [13 empty] | 1 | 1 | 3 | 1 | 2 | 1 | 1 |  | 0
SCE Metro | Alamitos | 230 | Geothermal |  |  | 0 | 0 | 0 | 0 | 0 | 0 | 0 | 0 | 0 | 1 | 1 | 1 | 1 | [13 empty] | 1 | 1 | 1 | 1 | 1 | 1 | 1 |  | 0
SCE Eastern | Alberhill | 115 | Geothermal |  |  | 0 | 0 | 0 | 0 | 0 | 0 | 0 | 0 | 0 | 1 | 1 | 1 | 1 | [13 empty] | 1 | 1 | 4 | 1 | 1 | 1 | 1 |  | 0
SCE Eastern | Alberhill | 500 | Geothermal |  |  | 0 | 0 | 0 | 0 | 0 | 0 | 0 | 0 | 0 | 1 | 1 | 1 | 1 | [13 empty] | 1 | 1 | 4 | 1 | 1 | 1 | 1 |  | 0
PG&E GBA | Alhambra | 115 | Geothermal |  |  | 0 | 0 | 0 | 0 | 0 | 0 | 0 | 0 | 0 | 5 | 2 | 1 | 1 | [13 empty] | 2 | 1 | 2 | 1 | 2 | 1 | 1 |  | 0
PG&E FRESNO | Alpaugh | 115 | Geothermal |  |  | 0 | 0 | 0 | 0 | 0 | 0 | 0 | 0 | 0 | 5 | 2 | 4 | 4 | [13 empty] | 1 | 1 | 3 | 1 | 1 | 1 | 1 |  | 0
SDGE | Alpine | 69 | Geothermal |  |  | 0 | 0 | 0 | 0 | 0 | 0 | 0 | 0 | 0 | 1 | 1 | 1 | 1 | [13 empty] | 2 | 1 | 4 | 1 | 3 | 1 | 1 |  | 0
PG&E GBA | Altamont Midway (Sandhill) | 230 | Geothermal |  |  | 0 | 0 | 0 | 0 | 0 | 0 | 0 | 0 | 0 | 5 | 2 | 1 | 1 | [13 empty] | 2 | 1 | 2 | 1 | 3 | 1 | 1 |  | 0
SCE Northern | Antelope | 66 | Geothermal |  |  | 0 | 0 | 0 | 0 | 0 | 0 | 0 | 0 | 0 | 1 | 1 | 1 | 1 | [13 empty] | 2 | 1 | 4 | 1 | 3 | 1 | 1 |  | 0
SCE Northern | Antelope | 230 | Geothermal |  |  | 0 | 0 | 0 | 0 | 0 | 0 | 0 | 0 | 0 | 1 | 1 | 1 | 1 | [13 empty] | 2 | 1 | 4 | 1 | 3 | 1 | 1 |  | 0
SCE Northern | Antelope | 500 | Geothermal |  |  | 0 | 0 | 0 | 0 | 0 | 0 | 0 | 0 | 0 | 1 | 1 | 1 | 1 | [13 empty] | 2 | 1 | 4 | 1 | 3 | 1 | 1 |  | 0
PG&E NGBA | Arcata | 60 | Geothermal |  |  | 0 | 0 | 0 | 0 | 0 | 0 | 0 | 0 | 0 | 5 | 2 | 1 | 1 | [13 empty] | 2 | 2 | 4 | 2 | 3 | 1 | 1 |  | 0
PG&E KERN | Arco | 230 | Geothermal |  |  | 0 | 0 | 0 | 0 | 0 | 0 | 0 | 0 | 0 | 5 | 2 | 4 | 4 | [13 empty] | 1 | 1 | 4 | 1 | 1 | 1 | 1 |  | 0
PG&E KERN | Arco | 70 | Geothermal |  |  | 0 | 0 | 0 | 0 | 0 | 0 | 0 | 0 | 0 | 5 | 2 | 4 | 4 | [13 empty] | 1 | 1 | 4 | 1 | 1 | 1 | 1 |  | 0
SCE Metro | ArcoGen | 230 | Geothermal |  |  | 0 | 0 | 0 | 0 | 0 | 0 | 0 | 0 | 0 | 1 | 1 | 1 | 1 | [13 empty] | 1 | 1 | 1 | 1 | 1 | 1 | 1 |  | 0
SDGE | Artesian | 230 | Geothermal |  |  | 0 | 0 | 0 | 0 | 0 | 0 | 0 | 0 | 0 | 1 | 1 | 1 | 1 | [13 empty] | 2 | 1 | 2 | 1 | 3 | 1 | 1 |  | 0
SDGE | Artesian | 69 | Geothermal |  |  | 0 | 0 | 0 | 0 | 0 | 0 | 0 | 0 | 0 | 1 | 1 | 1 | 1 | [13 empty] | 2 | 1 | 2 | 1 | 3 | 1 | 1 |  | 0
PG&E FRESNO | Ashlan | 230 | Geothermal |  |  | 0 | 0 | 0 | 0 | 0 | 0 | 0 | 0 | 0 | 5 | 4 | 5 | 2 | [13 empty] | 1 | 1 | 2 | 2 | 1 | 1 | 1 |  | 0
PG&E NGBA | Atlantic | 115 | Geothermal |  |  | 0 | 0 | 0 | 0 | 0 | 0 | 0 | 0 | 0 | 5 | 4 | 1 | 1 | [13 empty] | 2 | 1 | 2 | 2 | 3 | 1 | 1 |  | 0
PG&E NGBA | Atlantic | 230 | Geothermal |  |  | 0 | 0 | 0 | 0 | 0 | 0 | 0 | 0 | 0 | 5 | 4 | 1 | 1 | [13 empty] | 2 | 1 | 2 | 2 | 3 | 1 | 1 |  | 0
PG&E NGBA | Atlantic | 60 | Geothermal |  |  | 0 | 0 | 0 | 0 | 0 | 0 | 0 | 0 | 0 | 5 | 4 | 1 | 1 | [13 empty] | 2 | 1 | 2 | 2 | 3 | 1 | 1 |  | 0
PG&E FRESNO | Atwater | 115 | Geothermal |  |  | 0 | 0 | 0 | 0 | 0 | 0 | 0 | 0 | 0 | 5 | 4 | 5 | 2 | [13 empty] | 1 | 1 | 2 | 2 | 1 | 1 | 1 |  | 0
PG&E GBA | Avena | 115 | Geothermal |  |  | 0 | 0 | 0 | 0 | 0 | 0 | 0 | 0 | 0 | 5 | 4 | 1 | 1 | [13 empty] | 1 | 1 | 3 | 2 | 1 | 1 | 1 |  | 0 | Assumes long gen-tie from geotheraml regions in Central Nevada to the Beatty sub.
SDGE | Avocado | 69 | Geothermal |  |  | 0 | 0 | 0 | 0 | 0 | 0 | 0 | 0 | 0 | 1 | 1 | 1 | 1 | [13 empty] | 2 | 1 | 3 | 1 | 3 | 1 | 1 |  | 0
PG&E NGBA | Bahia | 230 | Geothermal |  |  | 0 | 0 | 0 | 0 | 0 | 0 | 0 | 0 | 0 | 5 | 4 | 1 | 1 | [13 empty] | 2 | 1 | 1 | 1 | 2 | 1 | 1 |  | 0
SCE Northern | Bailey | 230 | Geothermal |  |  | 0 | 0 | 0 | 0 | 0 | 0 | 0 | 0 | 0 | 5 | 2 | 1 | 1 | [13 empty] | 1 | 1 | 4 | 1 | 3 | 1 | 1 |  | 0
SCE NOL | Baker | 115 | Geothermal |  |  | 0 | 0 | 0 | 0 | 0 | 0 | 0 | 0 | 0 | 3 | 3 | 1 | 1 | [13 empty] | 2 | 2 | 4 | 1 | 1 | 1 | 1 |  | 0
PG&E KERN | Bakersfield | 230 | Geothermal |  |  | 0 | 0 | 0 | 0 | 0 | 0 | 0 | 0 | 0 | 5 | 2 | 4 | 4 | [13 empty] | 1 | 1 | 3 | 1 | 1 | 1 | 1 |  | 0
PG&E FRESNO | Balch | 230 | Geothermal |  |  | 0 | 0 | 0 | 0 | 0 | 0 | 0 | 0 | 0 | 5 | 4 | 5 | 2 | [13 empty] | 1 | 1 | 4 | 2 | 3 | 1 | 1 |  | 0
SCE Eastern | Bannister | 230 | Geothermal |  |  | 0 | 0 | 0 | 0 | 0 | 0 | 0 | 0 | 0 | 5 | 4 | 3 | 3 | [13 empty] | 2 | 1 | 2 | 2 | 1 | 1 | 1 |  | 0
SCE Metro | Barre | 230 | Geothermal |  |  | 0 | 0 | 0 | 0 | 0 | 0 | 0 | 0 | 0 | 1 | 1 | 1 | 1 | [13 empty] | 1 | 1 | 1 | 1 | 1 | 1 | 1 |  | 0
SDGE | Bay Boulevard | 69 | Geothermal |  |  | 0 | 0 | 0 | 0 | 0 | 0 | 0 | 0 | 0 | 1 | 1 | 1 | 1 | [13 empty] | 2 | 1 | 2 | 1 | 1 | 1 | 1 |  | 0
SDGE | Bay Boulevard | 230 | Geothermal |  |  | 0 | 0 | 0 | 0 | 0 | 0 | 0 | 0 | 0 | 1 | 1 | 1 | 1 | [13 empty] | 2 | 1 | 2 | 1 | 1 | 1 | 1 |  | 0
EOP | Beatty | 138 | Geothermal |  |  | 0 | 0 | 0 | 0 | 0 | 0 | 0 | 0 | 0 | 5 | 3 | 1 | 1 | [13 empty] | 2 | 2 | 4 | 1 | 3 | 1 | 5 | Shifted to new 230 kV bus, also small reduction do to less geothermal in portfolio | 1
EOP | Beatty | 230 | Geothermal |  |  | 450 | 0 | 450 | 0 | 0 | 0 | 450 | 0 | 450 | 5 | 3 | 1 | 1 | 4 |  | N/A |  |  |  | N/A | N/A | N/A | N/A | N/A | N/A | N/A | 2 | 2 | 4 | 1 | 3 | 5- | 1 |  | 1
PG&E NGBA | Belden | 230 | Geothermal |  |  | 0 | 0 | 0 | 0 | 0 | 0 | 0 | 0 | 0 | 5 | 4 | 1 | 1 | [13 empty] | 2 | 2 | 4 | 1 | 3 | 1 | 1 |  | 0
PG&E NGBA | Bell | 115 | Geothermal |  |  | 0 | 0 | 0 | 0 | 0 | 0 | 0 | 0 | 0 | 5 | 4 | 1 | 1 | [13 empty] | 2 | 1 | 4 | 2 | 3 | 1 | 1 |  | 0
PG&E NGBA | Bellevue | 115 | Geothermal |  |  | 0 | 0 | 0 | 0 | 0 | 0 | 0 | 0 | 0 | 5 | 2 | 1 | 1 | [13 empty] | 2 | 1 | 2 | 2 | 2 | 1 | 1 |  | 0
PG&E GBA | Bellota | 115 | Geothermal |  |  | 0 | 0 | 0 | 0 | 0 | 0 | 0 | 0 | 0 | 5 | 4 | 1 | 1 | [13 empty] | 1 | 1 | 4 | 2 | 3 | 1 | 1 |  | 0
PG&E GBA | Bellota | 230 | Geothermal |  |  | 0 | 0 | 0 | 0 | 0 | 0 | 0 | 0 | 0 | 5 | 4 | 1 | 1 | [13 empty] | 1 | 1 | 4 | 2 | 3 | 1 | 1 |  | 0
SCE Northern | Big Creek | 230 | Geothermal |  |  | 0 | 0 | 0 | 0 | 0 | 0 | 0 | 0 | 0 | 1 | 1 | 1 | 1 | [13 empty] | 1 | 1 | 4 | 2 | 3 | 1 | 1 |  | 0
PG&E FRESNO | Biola | 70 | Geothermal |  |  | 0 | 0 | 0 | 0 | 0 | 0 | 0 | 0 | 0 | 5 | 2 | 5 | 2 | [13 empty] | 1 | 1 | 4 | 2 | 1 | 1 | 1 |  | 0
PG&E GBA | Birds Landing | 230 | Geothermal |  |  | 0 | 0 | 0 | 0 | 0 | 0 | 0 | 0 | 0 | 5 | 4 | 1 | 1 | [13 empty] | 2 | 1 | 4 | 1 | 1 | 1 | 1 |  | 0
SCE Northern | Bliss | 66 | Geothermal |  |  | 0 | 0 | 0 | 0 | 0 | 0 | 0 | 0 | 0 | 1 | 1 | 1 | 1 | [13 empty] | 1 | 1 | 4 | 1 | 1 | 1 | 1 |  | 0
SCE Eastern | Blythe | 161 | Geothermal |  |  | 0 | 0 | 0 | 0 | 0 | 0 | 0 | 0 | 0 | 5 | 4 | 3 | 3 | [13 empty] | 2 | 2 | 2 | 1 | 1 | 1 | 1 |  | 0
PG&E NGBA | Bogue | 115 | Geothermal |  |  | 0 | 0 | 0 | 0 | 0 | 0 | 0 | 0 | 0 | 5 | 4 | 1 | 1 | [13 empty] | 2 | 2 | 2 | 1 | 2 | 1 | 1 |  | 0
PG&E FRESNO | Borden | 230 | Geothermal |  |  | 0 | 0 | 0 | 0 | 0 | 0 | 0 | 0 | 0 | 5 | 4 | 5 | 4 | [13 empty] | 1 | 1 | 4 | 2 | 1 | 1 | 1 |  | 0
PG&E FRESNO | Borden | 70 | Geothermal |  |  | 0 | 0 | 0 | 0 | 0 | 0 | 0 | 0 | 0 | 5 | 4 | 5 | 4 | [13 empty] | 1 | 1 | 4 | 2 | 1 | 1 | 1 |  | 0
SDGE | Boulevard East | 138 | Geothermal |  |  | 0 | 0 | 0 | 0 | 0 | 0 | 0 | 0 | 0 | 1 | 1 | 1 | 1 | [13 empty] | 2 | 1 | 4 | 1 | 3 | 1 | 1 |  | 0
SDGE | Boulevard East | 69 | Geothermal |  |  | 0 | 0 | 0 | 0 | 0 | 0 | 0 | 0 | 0 | 1 | 1 | 1 | 1 | [13 empty] | 2 | 1 | 4 | 1 | 3 | 1 | 1 |  | 0
PG&E GBA | Brentwood | 230 | Geothermal |  |  | 0 | 0 | 0 | 0 | 0 | 0 | 0 | 0 | 0 | 5 | 4 | 1 | 1 | [13 empty] | 2 | 1 | 4 | 1 | 3 | 1 | 1 |  | 0
PG&E NGBA | Bridgeville | 115 | Geothermal |  |  | 0 | 0 | 0 | 0 | 0 | 0 | 0 | 0 | 0 | 5 | 2 | 1 | 1 | [13 empty] | 2 | 2 | 4 | 2 | 3 | 1 | 1 |  | 0
PG&E NGBA | Brighton | 115 | Geothermal |  |  | 0 | 0 | 0 | 0 | 0 | 0 | 0 | 0 | 0 | 5 | 4 | 1 | 1 | [13 empty] | 2 | 1 | 2 | 2 | 1 | 1 | 1 |  | 0
PG&E NGBA | Brighton | 230 | Geothermal |  |  | 0 | 0 | 0 | 0 | 0 | 0 | 0 | 0 | 0 | 5 | 4 | 1 | 1 | [13 empty] | 2 | 1 | 2 | 2 | 1 | 1 | 1 |  | 0
PG&E NGBA | Brunswick | 115 | Geothermal |  |  | 0 | 0 | 0 | 0 | 0 | 0 | 0 | 0 | 0 | 5 | 4 | 1 | 1 | [13 empty] | 2 | 1 | 4 | 1 | 3 | 1 | 1 |  | 0
PG&E NGBA | Bucks Creek | 230 | Geothermal |  |  | 0 | 0 | 0 | 0 | 0 | 0 | 0 | 0 | 0 | 5 | 4 | 1 | 1 | [13 empty] | 2 | 2 | 4 | 1 | 3 | 1 | 1 |  | 0
PG&E KERN | Buena Vista | 230 | Geothermal |  |  | 0 | 0 | 0 | 0 | 0 | 0 | 0 | 0 | 0 | 5 | 2 | 4 | 4 | [13 empty] | 2 | 2 | 4 | 2 | 1 | 1 | 1 |  | 0
PG&E FRESNO | Bullard | 115 | Geothermal |  |  | 0 | 0 | 0 | 0 | 0 | 0 | 0 | 0 | 0 | 5 | 4 | 5 | 4 | [13 empty] | 1 | 1 | 1 | 2 | 2 | 1 | 1 |  | 0
PG&E GBA | Burlingame | 115 | Geothermal |  |  | 0 | 0 | 0 | 0 | 0 | 0 | 0 | 0 | 0 | 5 | 2 | 1 | 1 | [13 empty] | 2 | 1 | 3 | 1 | 2 | 1 | 1 |  | 0
PG&E NGBA | Burney Forest | 230 | Geothermal |  |  | 0 | 0 | 0 | 0 | 0 | 0 | 0 | 0 | 0 | 5 | 3 | 3 | 3 | [13 empty] | 2 | 2 | 4 | 2 | 3 | 1 | 1 |  | 0
PG&E NGBA | Butte | 115 | Geothermal |  |  | 0 | 0 | 0 | 0 | 0 | 0 | 0 | 0 | 0 | 5 | 2 | 1 | 1 | [13 empty] | 2 | 1 | 4 | 2 | 2 | 1 | 1 |  | 0
PG&E KERN | Cabrillo | 115 | Geothermal |  |  | 0 | 0 | 0 | 0 | 0 | 0 | 0 | 0 | 0 | 1 | 1 | 1 | 1 | [13 empty] | 2 | 2 | 4 | 1 | 3 | 1 | 1 |  | 0
PG&E FRESNO | Cal Flats | 230 | Geothermal |  |  | 0 | 0 | 0 | 0 | 0 | 0 | 0 | 0 | 0 | 5 | 2 | 4 | 4 | [13 empty] | 2 | 2 | 4 | 2 | 2 | 1 | 1 |  | 0
SCE NOL | Calcite | 230 | Geothermal |  |  | 0 | 0 | 0 | 0 | 0 | 0 | 0 | 0 | 0 | 1 | 1 | 1 | 1 | [13 empty] | 2 | 1 | 4 | 1 | 3 | 1 | 1 |  | 0
PG&E KERN | Caliente | 230 | Geothermal |  |  | 0 | 0 | 0 | 0 | 0 | 0 | 0 | 0 | 0 | 5 | 2 | 4 | 4 | [13 empty] | 2 | 1 | 4 | 2 | 2 | 1 | 1 |  | 0
PG&E FRESNO | California Ave | 115 | Geothermal |  |  | 0 | 0 | 0 | 0 | 0 | 0 | 0 | 0 | 0 | 5 | 2 | 5 | 2 | [13 empty] | 1 | 1 | 2 | 2 | 1 | 1 | 1 |  | 0
PG&E KERN | Callender | 115 | Geothermal |  |  | 0 | 0 | 0 | 0 | 0 | 0 | 0 | 0 | 0 | 5 | 2 | 4 | 4 | [13 empty] | 2 | 2 | 4 | 2 | 2 | 1 | 1 |  | 0
PG&E NGBA | Calpella | 115 | Geothermal |  |  | 0 | 0 | 0 | 0 | 0 | 0 | 0 | 0 | 0 | 5 | 2 | 1 | 1 | [13 empty] | 2 | 2 | 4 | 2 | 3 | 1 | 1 |  | 0
PG&E GBA | Camanche | 230 | Geothermal |  |  | 0 | 0 | 0 | 0 | 0 | 0 | 0 | 0 | 0 | 5 | 4 | 1 | 1 | [13 empty] | 1 | 1 | 4 | 2 | 3 | 1 | 1 |  | 0
SDGE | Cameron | 69 | Geothermal |  |  | 0 | 0 | 0 | 0 | 0 | 0 | 0 | 0 | 0 | 1 | 1 | 1 | 1 | [13 empty] | 1 | 1 | 2 | 1 | 1 | 1 | 1 |  | 0
SDGE | Cannon | 69 | Geothermal |  |  | 0 | 0 | 0 | 0 | 0 | 0 | 0 | 0 | 0 | 1 | 1 | 1 | 1 | [13 empty] | 2 | 1 | 1 | 1 | 3 | 1 | 1 |  | 0
PG&E FRESNO | Cantua | 115 | Geothermal |  |  | 0 | 0 | 0 | 0 | 0 | 0 | 0 | 0 | 0 | 1 | 1 | 1 | 1 | [13 empty] | 1 | 1 | 4 | 2 | 1 | 1 | 1 |  | 0
SDGE | Capistrano | 138 | Geothermal |  |  | 0 | 0 | 0 | 0 | 0 | 0 | 0 | 0 | 0 | 1 | 1 | 1 | 1 | [13 empty] | 1 | 1 | 2 | 1 | 3 | 1 | 1 |  | 0
SDGE | Capistrano | 230 | Geothermal |  |  | 0 | 0 | 0 | 0 | 0 | 0 | 0 | 0 | 0 | 1 | 1 | 1 | 1 | [13 empty] | 1 | 1 | 2 | 1 | 3 | 1 | 1 |  | 0
PG&E NGBA | Carberry | 230 | Geothermal |  |  | 0 | 0 | 0 | 0 | 0 | 0 | 0 | 0 | 0 | 5 | 3 | 3 | 3 | [13 empty] | 2 | 2 | 4 | 2 | 3 | 1 | 1 |  | 0
SCE Eastern | Cardiff | 66 | Geothermal |  |  | 0 | 0 | 0 | 0 | 0 | 0 | 0 | 0 | 0 | 1 | 1 | 1 | 1 | [13 empty] | 1 | 1 | 2 | 1 | 1 | 1 | 1 |  | 0
PG&E NGBA | Caribou | 60 | Geothermal |  |  | 0 | 0 | 0 | 0 | 0 | 0 | 0 | 0 | 0 | 5 | 4 | 1 | 1 | [13 empty] | 2 | 2 | 4 | 1 | 3 | 1 | 1 |  | 0
PG&E NGBA | Caribou | 115 | Geothermal |  |  | 0 | 0 | 0 | 0 | 0 | 0 | 0 | 0 | 0 | 5 | 4 | 1 | 1 | [13 empty] | 2 | 2 | 4 | 1 | 3 | 1 | 1 |  | 0
PG&E NGBA | Caribou | 230 | Geothermal |  |  | 0 | 0 | 0 | 0 | 0 | 0 | 0 | 0 | 0 | 5 | 4 | 1 | 1 | [13 empty] | 2 | 2 | 4 | 1 | 3 | 1 | 1 |  | 0
EOP | Carpenter Canyon (fka Gamebird) | 138 | Geothermal |  |  | 0 | 0 | 0 | 0 | 0 | 0 | 0 | 0 | 0 | 5 | 3 | 1 | 1 | [13 empty] | 2 | 2 | 4 | 1 | 3 | 1 | 1 |  | 0
EOP | Carpenter Canyon (fka Gamebird) | 230 | Geothermal |  |  | 0 | 0 | 0 | 0 | 0 | 0 | 0 | 0 | 0 | 5 | 3 | 1 | 1 | [13 empty] | 2 | 2 | 4 | 1 | 3 | 1 | 1 |  | 0
PG&E NGBA | Carquinez | 115 | Geothermal |  |  | 0 | 0 | 0 | 0 | 0 | 0 | 0 | 0 | 0 | 5 | 2 | 1 | 1 | [13 empty] | 2 | 1 | 2 | 1 | 1 | 1 | 1 |  | 0
SDGE | Carrizo Gorge | 138 | Geothermal |  |  | 0 | 0 | 0 | 0 | 0 | 0 | 0 | 0 | 0 | 1 | 1 | 1 | 1 | [13 empty] | 2 | 1 | 4 | 1 | 3 | 1 | 1 |  | 0
PG&E KERN | Carrizo Plains | 115 | Geothermal |  |  | 0 | 0 | 0 | 0 | 0 | 0 | 0 | 0 | 0 | 5 | 2 | 4 | 4 | [13 empty] | 2 | 1 | 4 | 2 | 2 | 1 | 1 |  | 0
PG&E KERN | Casaloma | 230 | Geothermal |  |  | 0 | 0 | 0 | 0 | 0 | 0 | 0 | 0 | 0 | 1 | 1 | 1 | 1 | [13 empty] | 1 | 1 | 3 | 1 | 1 | 1 | 1 |  | 0
PG&E GBA | Castro Valley | 230 | Geothermal |  |  | 0 | 0 | 0 | 0 | 0 | 0 | 0 | 0 | 0 | 5 | 4 | 1 | 1 | [13 empty] | 2 | 1 | 2 | 1 | 2 | 1 | 1 |  | 0
PG&E GBA | Cayetano | 230 | Geothermal |  |  | 0 | 0 | 0 | 0 | 0 | 0 | 0 | 0 | 0 | 5 | 4 | 1 | 1 | [13 empty] | 2 | 1 | 3 | 1 | 3 | 1 | 1 |  | 0
SCE Metro | Center | 230 | Geothermal |  |  | 0 | 0 | 0 | 0 | 0 | 0 | 0 | 0 | 0 | 1 | 1 | 1 | 1 | [13 empty] | 1 | 1 | 1 | 1 | 1 | 1 | 1 |  | 0
PG&E KERN | Charca | 115 | Geothermal |  |  | 0 | 0 | 0 | 0 | 0 | 0 | 0 | 0 | 0 | 1 | 1 | 1 | 1 | [13 empty] | 1 | 1 | 4 | 1 | 1 | 1 | 1 |  | 0
EOP | Charleston | 138 | Geothermal |  |  | 0 | 0 | 0 | 0 | 0 | 0 | 0 | 0 | 0 | 5 | 3 | 1 | 1 | [13 empty] | 2 | 2 | 4 | 1 | 3 | 1 | 1 |  | 0
SCE Metro | Chevmain | 230 | Geothermal |  |  | 0 | 0 | 0 | 0 | 0 | 0 | 0 | 0 | 0 | 1 | 1 | 1 | 1 | [13 empty] | 1 | 1 | 1 | 1 | 1 | 1 | 1 |  | 0
SDGE | Chicarita | 138 | Geothermal |  |  | 0 | 0 | 0 | 0 | 0 | 0 | 0 | 0 | 0 | 1 | 1 | 1 | 1 | [13 empty] | 2 | 1 | 3 | 1 | 3 | 1 | 1 |  | 0
SCE Metro | Chino | 230 | Geothermal |  |  | 0 | 0 | 0 | 0 | 0 | 0 | 0 | 0 | 0 | 1 | 1 | 1 | 1 | [13 empty] | 1 | 1 | 1 | 1 | 2 | 1 | 1 |  | 0
PG&E FRESNO | Chowchilla | 115 | Geothermal |  |  | 0 | 0 | 0 | 0 | 0 | 0 | 0 | 0 | 0 | 5 | 4 | 5 | 2 | [13 empty] | 1 | 1 | 1 | 2 | 2 | 1 | 1 |  | 0
PG&E GBA | Christie | 60 | Geothermal |  |  | 0 | 0 | 0 | 0 | 0 | 0 | 0 | 0 | 0 | 5 | 4 | 1 | 1 | [13 empty] | 2 | 1 | 2 | 1 | 2 | 1 | 1 |  | 0
PG&E GBA | Christie | 115 | Geothermal |  |  | 0 | 0 | 0 | 0 | 0 | 0 | 0 | 0 | 0 | 5 | 2 | 1 | 1 | [13 empty] | 2 | 1 | 2 | 1 | 2 | 1 | 1 |  | 0
SCE Eastern | Cielo Azul | 500 | Geothermal |  |  | 0 | 0 | 0 | 0 | 0 | 0 | 0 | 0 | 0 | 5 | 2 | 1 | 1 | [13 empty] | 2 | 2 | 4 | 1 | 3 | 1 | 1 |  | 0
PG&E GBA | Clay | 60 | Geothermal |  |  | 0 | 0 | 0 | 0 | 0 | 0 | 0 | 0 | 0 | 5 | 4 | 1 | 1 | [13 empty] | 2 | 1 | 3 | 1 | 3 | 1 | 1 |  | 0
PG&E GBA | Clayton | 115 | Geothermal |  |  | 0 | 0 | 0 | 0 | 0 | 0 | 0 | 0 | 0 | 5 | 2 | 1 | 1 | [13 empty] | 2 | 1 | 4 | 1 | 2 | 1 | 1 |  | 0
PG&E NGBA | Cloverdale | 115 | Geothermal |  |  | 46 | 0 | 46 | 0 | 0 | 0 | 46 | 0 | 46 | 5 | 2 | 1 | 1 | 2 |  | 1 |  |  |  | 1 | 5 | 1 | 1 | 2 | 3 | 1 | 2 | 2 | 4 | 2 | 3 | 5- | 1 | Shifted to other buses in Geysers area and slight reduction b/c less geothermal in portfolio | 1
PG&E FRESNO | Clovis | 115 | Geothermal |  |  | 0 | 0 | 0 | 0 | 0 | 0 | 0 | 0 | 0 | 5 | 2 | 5 | 2 | [13 empty] | 1 | 1 | 2 | 2 | 2 | 1 | 1 |  | 0
PG&E GBA | Coburn | 230 | Geothermal |  |  | 0 | 0 | 0 | 0 | 0 | 0 | 0 | 0 | 0 | 5 | 4 | 1 | 1 | [13 empty] | 2 | 2 | 2 | 2 | 3 | 1 | 1 |  | 0
PG&E GBA | Coburn | 60 | Geothermal |  |  | 0 | 0 | 0 | 0 | 0 | 0 | 0 | 0 | 0 | 5 | 4 | 1 | 1 | [13 empty] | 2 | 2 | 2 | 2 | 3 | 1 | 1 |  | 0
PG&E NGBA | Colgate | 230 | Geothermal |  |  | 0 | 0 | 0 | 0 | 0 | 0 | 0 | 0 | 0 | 5 | 4 | 1 | 1 | [13 empty] | 2 | 1 | 4 | 1 | 3 | 1 | 1 |  | 0
PG&E GBA | Collierville | 230 | Geothermal |  |  | 0 | 0 | 0 | 0 | 0 | 0 | 0 | 0 | 0 | 5 | 4 | 1 | 1 | [13 empty] | 2 | 1 | 4 | 1 | 3 | 1 | 1 |  | 0
PG&E GBA | Collinsville | 230 | Geothermal |  |  | 0 | 0 | 0 | 0 | 0 | 0 | 0 | 0 | 0 | 5 | 2 | 1 | 1 | [13 empty] | 2 | 1 | 3 | 1 | 1 | 1 | 1 |  | 0
PG&E GBA | Collinsville | 500 | Geothermal |  |  | 0 | 0 | 0 | 0 | 0 | 0 | 0 | 0 | 0 | 5 | 2 | 1 | 1 | [13 empty] | 2 | 1 | 3 | 1 | 1 | 1 | 1 |  | 0
SCE Eastern | Colorado River | 230 | Geothermal |  |  | 0 | 0 | 0 | 0 | 0 | 0 | 0 | 0 | 0 | 1 | 1 | 1 | 1 | [13 empty] | 2 | 2 | 3 | 1 | 3 | 1 | 1 |  | 0
SCE Eastern | Colorado River | 500 | Geothermal |  |  | 0 | 0 | 0 | 0 | 0 | 0 | 0 | 0 | 0 | 1 | 1 | 1 | 1 | [13 empty] | 2 | 2 | 3 | 1 | 3 | 1 | 1 |  | 0
PG&E KERN | Columbus | 115 | Geothermal |  |  | 0 | 0 | 0 | 0 | 0 | 0 | 0 | 0 | 0 | 5 | 2 | 4 | 4 | [13 empty] | 1 | 1 | 2 | 1 | 2 | 1 | 1 |  | 0
PG&E GBA | Contra Costa | 115 | Geothermal |  |  | 0 | 0 | 0 | 0 | 0 | 0 | 0 | 0 | 0 | 5 | 4 | 1 | 1 | [13 empty] | 2 | 1 | 2 | 1 | 2 | 1 | 1 |  | 0
PG&E GBA | Contra Costa | 230 | Geothermal |  |  | 0 | 0 | 0 | 0 | 0 | 0 | 0 | 0 | 0 | 5 | 4 | 1 | 1 | [13 empty] | 2 | 1 | 2 | 1 | 2 | 1 | 1 |  | 0
PG&E GBA | Contra Costa PP | 230 | Geothermal |  |  | 0 | 0 | 0 | 0 | 0 | 0 | 0 | 0 | 0 | 5 | 4 | 1 | 1 | [13 empty] | 2 | 1 | 1 | 1 | 2 | 1 | 1 |  | 0
SCE NOL | Control | 115 | Geothermal |  |  | 9.7 | 0 | 9.7 | 9.7 | 0 | 9.7 | 0 | 0 | 0 | 5 | 5 | 1 | 1 |  |  | 1 |  |  |  | 1 | 5 | 1 | 1 | 1 | 1 | 2 | 2 | 2 | 4 | 1 | 3 | 1+ | 1 |  | 1
SCE NOL | Control | 55 | Geothermal |  |  | 0 | 0 | 0 | 0 | 0 | 0 | 0 | 0 | 0 | 5 | 5 | 1 | 1 | [13 empty] | 2 | 2 | 4 | 1 | 3 | 1 | 1 |  | 0
PG&E GBA | Cooley Landing | 115 | Geothermal |  |  | 0 | 0 | 0 | 0 | 0 | 0 | 0 | 0 | 0 | 5 | 2 | 1 | 1 | [13 empty] | 2 | 1 | 2 | 1 | 1 | 1 | 1 |  | 0
PG&E GBA | Cooley Landing | 60 | Geothermal |  |  | 0 | 0 | 0 | 0 | 0 | 0 | 0 | 0 | 0 | 5 | 2 | 1 | 1 | [13 empty] | 2 | 1 | 2 | 1 | 1 | 1 | 1 |  | 0
SCE NOL | Coolwater | 230 | Geothermal |  |  | 0 | 0 | 0 | 0 | 0 | 0 | 0 | 0 | 0 | 3 | 3 | 1 | 1 | [13 empty] | 2 | 1 | 2 | 1 | 1 | 1 | 1 |  | 0
SCE NOL | Coolwater | 115 | Geothermal |  |  | 0 | 0 | 0 | 0 | 0 | 0 | 0 | 0 | 0 | 3 | 3 | 1 | 1 | [13 empty] | 2 | 1 | 2 | 1 | 1 | 1 | 1 |  | 0
PG&E KERN | Copus | 70 | Geothermal |  |  | 0 | 0 | 0 | 0 | 0 | 0 | 0 | 0 | 0 | 5 | 2 | 4 | 4 | [13 empty] | 1 | 1 | 3 | 1 | 1 | 1 | 1 |  | 0
PG&E FRESNO | Corcoran | 70 | Geothermal |  |  | 0 | 0 | 0 | 0 | 0 | 0 | 0 | 0 | 0 | 5 | 4 | 5 | 4 | [13 empty] | 1 | 1 | 4 | 2 | 1 | 1 | 1 |  | 0
PG&E FRESNO | Corcoran | 115 | Geothermal |  |  | 0 | 0 | 0 | 0 | 0 | 0 | 0 | 0 | 0 | 5 | 4 | 5 | 4 | [13 empty] | 1 | 1 | 4 | 2 | 1 | 1 | 1 |  | 0
PG&E NGBA | Corona | 115 | Geothermal |  |  | 0 | 0 | 0 | 0 | 0 | 0 | 0 | 0 | 0 | 5 | 2 | 1 | 1 | [13 empty] | 2 | 1 | 3 | 2 | 3 | 1 | 1 |  | 0
PG&E NGBA | Cortina | 230 | Geothermal |  |  | 0 | 0 | 0 | 0 | 0 | 0 | 0 | 0 | 0 | 5 | 2 | 1 | 1 | [13 empty] | 2 | 2 | 4 | 1 | 3 | 1 | 1 |  | 0
PG&E NGBA | Cortina | 115 | Geothermal |  |  | 0 | 0 | 0 | 0 | 0 | 0 | 0 | 0 | 0 | 5 | 2 | 1 | 1 | [13 empty] | 2 | 2 | 4 | 1 | 3 | 1 | 1 |  | 0
PG&E GBA | Cottle | 230 | Geothermal |  |  | 0 | 0 | 0 | 0 | 0 | 0 | 0 | 0 | 0 | 5 | 4 | 5 | 2 | [13 empty] | 1 | 1 | 3 | 2 | 1 | 1 | 1 |  | 0
PG&E NGBA | Cottonwood | 115 | Geothermal |  |  | 0 | 0 | 0 | 0 | 0 | 0 | 0 | 0 | 0 | 5 | 2 | 1 | 1 | [13 empty] | 2 | 2 | 3 | 2 | 3 | 1 | 1 |  | 0
PG&E NGBA | Cottonwood | 230 | Geothermal |  |  | 0 | 0 | 0 | 0 | 0 | 0 | 0 | 0 | 0 | 5 | 2 | 1 | 1 | [13 empty] | 2 | 2 | 3 | 2 | 3 | 1 | 1 |  | 0
PG&E NGBA | Cottonwood | 60 | Geothermal |  |  | 0 | 0 | 0 | 0 | 0 | 0 | 0 | 0 | 0 | 5 | 2 | 1 | 1 | [13 empty] | 2 | 2 | 3 | 2 | 3 | 1 | 1 |  | 0
PG&E NGBA | Cove Road | 230 | Geothermal |  |  | 0 | 0 | 0 | 0 | 0 | 0 | 0 | 0 | 0 | 5 | 2 | 1 | 1 | [13 empty] | 2 | 2 | 4 | 2 | 3 | 1 | 1 |  | 0
PG&E GBA | Coyote | 230 | Geothermal |  |  | 0 | 0 | 0 | 0 | 0 | 0 | 0 | 0 | 0 | 5 | 4 | 1 | 1 | [13 empty] | 2 | 1 | 3 | 2 | 2 | 1 | 1 |  | 0
PG&E GBA | Crazy Horse Canyon | 115 | Geothermal |  |  | 0 | 0 | 0 | 0 | 0 | 0 | 0 | 0 | 0 | 1 | 1 | 1 | 1 | [13 empty] | 2 | 2 | 4 | 2 | 3 | 1 | 1 |  | 0
SDGE | Creelman | 69 | Geothermal |  |  | 0 | 0 | 0 | 0 | 0 | 0 | 0 | 0 | 0 | 1 | 1 | 1 | 1 | [13 empty] | 2 | 1 | 4 | 1 | 3 | 1 | 1 |  | 0
PG&E FRESNO | Crescent | 70 | Geothermal |  |  | 0 | 0 | 0 | 0 | 0 | 0 | 0 | 0 | 0 | 5 | 4 | 5 | 2 | [13 empty] | 1 | 1 | 3 | 2 | 1 | 1 | 1 |  | 0
PG&E FRESNO | Cressey | 115 | Geothermal |  |  | 0 | 0 | 0 | 0 | 0 | 0 | 0 | 0 | 0 | 5 | 4 | 5 | 2 | [13 empty] | 1 | 1 | 3 | 2 | 1 | 1 | 1 |  | 0
PG&E NGBA | Cresta | 230 | Geothermal |  |  | 0 | 0 | 0 | 0 | 0 | 0 | 0 | 0 | 0 | 5 | 4 | 1 | 1 | [13 empty] | 2 | 1 | 4 | 2 | 3 | 1 | 1 |  | 0
SDGE | Crestwood | 69 | Geothermal |  |  | 0 | 0 | 0 | 0 | 0 | 0 | 0 | 0 | 0 | 1 | 1 | 1 | 1 | [13 empty] | 2 | 1 | 4 | 1 | 3 | 1 | 1 |  | 0
PG&E GBA | Crow Creek | 60 | Geothermal |  |  | 0 | 0 | 0 | 0 | 0 | 0 | 0 | 0 | 0 | 5 | 4 | 1 | 1 | [13 empty] | 1 | 1 | 4 | 2 | 1 | 1 | 1 |  | 0
PG&E GBA | Crows Landing | 60 | Geothermal |  |  | 0 | 0 | 0 | 0 | 0 | 0 | 0 | 0 | 0 | 5 | 4 | 1 | 1 | [13 empty] | 1 | 1 | 4 | 2 | 1 | 1 | 1 |  | 0 | Partially remapped to other subtations in the region.
PG&E GBA | Curtis | 115 | Geothermal |  |  | 0 | 0 | 0 | 0 | 0 | 0 | 0 | 0 | 0 | 5 | 4 | 1 | 1 | [13 empty] | 2 | 1 | 4 | 1 | 3 | 1 | 1 |  | 0
PG&E FRESNO | Dairyland | 115 | Geothermal |  |  | 0 | 0 | 0 | 0 | 0 | 0 | 0 | 0 | 0 | 5 | 4 | 5 | 2 | [13 empty] | 1 | 1 | 3 | 2 | 1 | 1 | 1 |  | 0
PG&E NGBA | Davis | 115 | Geothermal |  |  | 0 | 0 | 0 | 0 | 0 | 0 | 0 | 0 | 0 | 5 | 2 | 1 | 1 | [13 empty] | 2 | 1 | 4 | 2 | 3 | 1 | 1 |  | 0
SCE Metro | Del Amo | 500 | Geothermal |  |  | 0 | 0 | 0 | 0 | 0 | 0 | 0 | 0 | 0 | 1 | 1 | 1 | 1 | [13 empty] | 1 | 1 | 3 | 1 | 2 | 1 | 1 |  | 0
SCE Metro | Del Amo | 230 | Geothermal |  |  | 0 | 0 | 0 | 0 | 0 | 0 | 0 | 0 | 0 | 1 | 1 | 1 | 1 | [13 empty] | 1 | 1 | 3 | 1 | 2 | 1 | 1 |  | 0
SCE Eastern | Delaney | 500 | Geothermal |  |  | 0 | 0 | 0 | 0 | 0 | 0 | 0 | 0 | 0 | 5 | 2 | 1 | 1 | [13 empty] | 2 | 1 | 4 | 2 | 3 | 1 | 1 |  | 0
PG&E NGBA | Delevan | 230 | Geothermal |  |  | 0 | 0 | 0 | 0 | 0 | 0 | 0 | 0 | 0 | 5 | 2 | 1 | 1 | [13 empty] | 2 | 2 | 1 | 1 | 3 | 1 | 1 |  | 0
PG&E GBA | Delta PP | 230 | Geothermal |  |  | 0 | 0 | 0 | 0 | 0 | 0 | 0 | 0 | 0 | 5 | 2 | 1 | 1 | [13 empty] | 2 | 1 | 3 | 1 | 2 | 1 | 1 |  | 0
EOP | Desert View | 230 | Geothermal |  |  | 0 | 0 | 0 | 0 | 0 | 0 | 0 | 0 | 0 | 5 | 3 | 1 | 1 | [13 empty] | 2 | 1 | 4 | 1 | 3 | 1 | 1 |  | 0
SCE Eastern | Devers | 230 | Geothermal |  |  | 0 | 0 | 0 | 0 | 0 | 0 | 0 | 0 | 0 | 1 | 1 | 1 | 1 | [13 empty] | 2 | 1 | 1 | 1 | 3 | 1 | 1 |  | 0
SCE Eastern | Devers | 500 | Geothermal |  |  | 0 | 0 | 0 | 0 | 0 | 0 | 0 | 0 | 0 | 1 | 1 | 1 | 1 | [13 empty] | 2 | 1 | 1 | 1 | 3 | 1 | 1 |  | 0
PG&E KERN | Diablo Canyon | 230 | Geothermal |  |  | 0 | 0 | 0 | 0 | 0 | 0 | 0 | 0 | 0 | 1 | 1 | 1 | 1 | [13 empty] | 2 | 2 | 4 | 2 | 3 | 1 | 1 |  | 0
PG&E KERN | Diablo Canyon | 500 | Geothermal |  |  | 0 | 0 | 0 | 0 | 0 | 0 | 0 | 0 | 0 | 5 | 2 | 4 | 4 | [13 empty] | 2 | 2 | 4 | 2 | 3 | 1 | 1 |  | 0
PG&E KERN | Divide | 115 | Geothermal |  |  | 0 | 0 | 0 | 0 | 0 | 0 | 0 | 0 | 0 | 1 | 1 | 1 | 1 | [13 empty] | 2 | 2 | 4 | 1 | 2 | 1 | 1 |  | 0
PG&E GBA | Dixon Landing | 115 | Geothermal |  |  | 0 | 0 | 0 | 0 | 0 | 0 | 0 | 0 | 0 | 5 | 4 | 1 | 1 | [13 empty] | 2 | 1 | 2 | 1 | 2 | 1 | 1 |  | 0
PG&E FRESNO | Dos Amigos | 230 | Geothermal |  |  | 0 | 0 | 0 | 0 | 0 | 0 | 0 | 0 | 0 | 1 | 1 | 1 | 1 | [13 empty] | 1 | 1 | 4 | 2 | 1 | 1 | 1 |  | 0
PG&E NGBA | Drum | 115 | Geothermal |  |  | 0 | 0 | 0 | 0 | 0 | 0 | 0 | 0 | 0 | 5 | 4 | 1 | 1 | [13 empty] | 2 | 1 | 4 | 2 | 3 | 1 | 1 |  | 0
PG&E GBA | Dumbarton | 115 | Geothermal |  |  | 0 | 0 | 0 | 0 | 0 | 0 | 0 | 0 | 0 | 5 | 2 | 1 | 1 | [13 empty] | 2 | 1 | 3 | 1 | 2 | 1 | 1 |  | 0
SCE NOL | Dunn Siding | 115 | Geothermal |  |  | 0 | 0 | 0 | 0 | 0 | 0 | 0 | 0 | 0 | 3 | 3 | 1 | 1 | [13 empty] | 2 | 1 | 4 | 1 | 1 | 1 | 1 |  | 0
SCE Eastern | Eagle Mountain | 230 | Geothermal |  |  | 0 | 0 | 0 | 0 | 0 | 0 | 0 | 0 | 0 | 5 | 4 | 3 | 3 | [13 empty] | 2 | 2 | 4 | 1 | 3 | 1 | 1 |  | 0
PG&E NGBA | Eagle Rock (PGE) | 60 | Geothermal |  |  | 0 | 0 | 0 | 0 | 0 | 0 | 0 | 0 | 0 | 5 | 2 | 1 | 1 | [13 empty] | 2 | 2 | 4 | 2 | 3 | 1 | 1 |  | 0
PG&E NGBA | Eagle Rock (PGE) | 115 | Geothermal |  |  | 46 | 0 | 46 | 7 | 0 | 7 | 39 | 0 | 39 | 5 | 2 | 1 | 1 | 2 |  | 1 |  |  |  | 1 | 5 | 1 | 1 | 2 | 3 | 1 | 2 | 2 | 4 | 2 | 3 | 5- | 1 | Shifted to other buses in Geysers area and slight reduction b/c less geothermal in portfolio | 1
SCE Metro | Eagle Rock (SCE) | 230 | Geothermal |  |  | 0 | 0 | 0 | 0 | 0 | 0 | 0 | 0 | 0 | 1 | 1 | 1 | 1 | [13 empty] | 1 | 1 | 2 | 1 | 2 | 1 | 1 |  | 0
PG&E NGBA | East Marysville | 115 | Geothermal |  |  | 0 | 0 | 0 | 0 | 0 | 0 | 0 | 0 | 0 | 5 | 4 | 1 | 1 | [13 empty] | 2 | 2 | 2 | 1 | 2 | 1 | 1 |  | 0
PG&E NGBA | East Nicolaus | 115 | Geothermal |  |  | 0 | 0 | 0 | 0 | 0 | 0 | 0 | 0 | 0 | 5 | 4 | 1 | 1 | [13 empty] | 2 | 1 | 4 | 1 | 3 | 1 | 1 |  | 0
PG&E NGBA | East Nicolaus | 60 | Geothermal |  |  | 0 | 0 | 0 | 0 | 0 | 0 | 0 | 0 | 0 | 5 | 4 | 1 | 1 | [13 empty] | 2 | 1 | 4 | 1 | 3 | 1 | 1 |  | 0
PG&E GBA | Eastshore | 115 | Geothermal |  |  | 0 | 0 | 0 | 0 | 0 | 0 | 0 | 0 | 0 | 5 | 2 | 1 | 1 | [13 empty] | 2 | 1 | 2 | 1 | 1 | 1 | 1 |  | 0
PG&E GBA | Eastshore | 230 | Geothermal |  |  | 0 | 0 | 0 | 0 | 0 | 0 | 0 | 0 | 0 | 5 | 2 | 1 | 1 | [13 empty] | 2 | 1 | 2 | 1 | 1 | 1 | 1 |  | 0
SDGE | ECO | 138 | Geothermal |  |  | 0 | 0 | 0 | 0 | 0 | 0 | 0 | 0 | 0 | 1 | 1 | 1 | 1 | [13 empty] | 2 | 1 | 4 | 1 | 3 | 1 | 1 |  | 0
SDGE | ECO | 230 | Geothermal |  |  | 0 | 0 | 0 | 0 | 0 | 0 | 0 | 0 | 0 | 1 | 1 | 1 | 1 | [13 empty] | 2 | 1 | 4 | 1 | 3 | 1 | 1 |  | 0
SDGE | ECO | 500 | Geothermal |  |  | 0 | 0 | 0 | 0 | 0 | 0 | 0 | 0 | 0 | 1 | 1 | 1 | 1 | [13 empty] | 2 | 1 | 4 | 1 | 3 | 1 | 1 |  | 0
PG&E GBA | Edenvale | 115 | Geothermal |  |  | 0 | 0 | 0 | 0 | 0 | 0 | 0 | 0 | 0 | 5 | 4 | 1 | 1 | [13 empty] | 2 | 1 | 2 | 2 | 2 | 1 | 1 |  | 0
PG&E GBA | Edes | 115 | Geothermal |  |  | 0 | 0 | 0 | 0 | 0 | 0 | 0 | 0 | 0 | 5 | 2 | 1 | 1 | [13 empty] | 2 | 1 | 3 | 1 | 1 | 1 | 1 |  | 0
PG&E GBA | Eight Mile | 230 | Geothermal |  |  | 0 | 0 | 0 | 0 | 0 | 0 | 0 | 0 | 0 | 5 | 4 | 1 | 1 | [13 empty] | 1 | 1 | 2 | 2 | 1 | 1 | 1 |  | 0
SDGE | El Cajon | 69 | Geothermal |  |  | 0 | 0 | 0 | 0 | 0 | 0 | 0 | 0 | 0 | 1 | 1 | 1 | 1 | [13 empty] | 2 | 1 | 2 | 1 | 1 | 1 | 1 |  | 0
SCE Eastern | El Casco | 230 | Geothermal |  |  | 0 | 0 | 0 | 0 | 0 | 0 | 0 | 0 | 0 | 1 | 1 | 1 | 1 | [13 empty] | 1 | 1 | 4 | 1 | 2 | 1 | 1 |  | 0
PG&E GBA | El Cerrito G | 115 | Geothermal |  |  | 0 | 0 | 0 | 0 | 0 | 0 | 0 | 0 | 0 | 5 | 2 | 1 | 1 | [13 empty] | 2 | 1 | 2 | 1 | 2 | 1 | 1 |  | 0
PG&E NGBA | El Dorado PH | 115 | Geothermal |  |  | 0 | 0 | 0 | 0 | 0 | 0 | 0 | 0 | 0 | 5 | 4 | 1 | 1 | [13 empty] | 2 | 1 | 4 | 2 | 3 | 1 | 1 |  | 0
PG&E FRESNO | El Nido (PGE) | 115 | Geothermal |  |  | 0 | 0 | 0 | 0 | 0 | 0 | 0 | 0 | 0 | 5 | 4 | 5 | 2 | [13 empty] | 1 | 1 | 4 | 2 | 1 | 1 | 1 |  | 0
SCE Metro | El Nido (SCE) | 230 | Geothermal |  |  | 0 | 0 | 0 | 0 | 0 | 0 | 0 | 0 | 0 | 1 | 1 | 1 | 1 | [13 empty] | 1 | 1 | 2 | 1 | 2 | 1 | 1 |  | 0
PG&E GBA | El Patio | 115 | Geothermal |  |  | 0 | 0 | 0 | 0 | 0 | 0 | 0 | 0 | 0 | 5 | 4 | 1 | 1 | [13 empty] | 2 | 1 | 3 | 2 | 2 | 1 | 1 |  | 0
SCE Metro | El Segundo | 230 | Geothermal |  |  | 0 | 0 | 0 | 0 | 0 | 0 | 0 | 0 | 0 | 1 | 1 | 1 | 1 | [13 empty] | 1 | 1 | 1 | 1 | 1 | 1 | 1 |  | 0
EOP | Eldorado | 230 | Geothermal | YES | Northern Nevada | 128.3 | 0 | 128.3 | 0 | 0 | 0 | 128.3 | 0 | 128.3 | 5 | 3 | 1 | 1 | N/A |  | N/A |  |  |  | N/A | N/A | N/A | N/A | N/A | N/A | N/A | 2 | 2 | 2 | 1 | 3 | 3- | 1 |  | 1
EOP | Eldorado | 500 | Geothermal |  |  | 0 | 0 | 0 | 0 | 0 | 0 | 0 | 0 | 0 | 5 | 2 | 1 | 1 | [13 empty] | 2 | 2 | 2 | 1 | 3 | 1+ | 4 | Shifted to Utah geothermal to align with in-development geothermal | 1
SCE Northern | Elizabeth Lake | 66 | Geothermal |  |  | 0 | 0 | 0 | 0 | 0 | 0 | 0 | 0 | 0 | 5 | 2 | 1 | 1 | [13 empty] | 1 | 1 | 3 | 1 | 3 | 1 | 1 |  | 0
PG&E KERN | Elk Hills | 230 | Geothermal |  |  | 0 | 0 | 0 | 0 | 0 | 0 | 0 | 0 | 0 | 5 | 2 | 4 | 4 | [13 empty] | 1 | 1 | 3 | 1 | 1 | 1 | 1 |  | 0
SDGE | Elliot | 69 | Geothermal |  |  | 0 | 0 | 0 | 0 | 0 | 0 | 0 | 0 | 0 | 1 | 1 | 1 | 1 | [13 empty] | 2 | 1 | 2 | 1 | 2 | 1 | 1 |  | 0
SCE Metro | Ellis | 230 | Geothermal |  |  | 0 | 0 | 0 | 0 | 0 | 0 | 0 | 0 | 0 | 1 | 1 | 1 | 1 | [13 empty] | 1 | 1 | 2 | 1 | 2 | 1 | 1 |  | 0
SDGE | Encina | 138 | Geothermal |  |  | 0 | 0 | 0 | 0 | 0 | 0 | 0 | 0 | 0 | 1 | 1 | 1 | 1 | [13 empty] | 2 | 1 | 1 | 1 | 3 | 1 | 1 |  | 0
SDGE | Encina | 230 | Geothermal |  |  | 0 | 0 | 0 | 0 | 0 | 0 | 0 | 0 | 0 | 1 | 1 | 1 | 1 | [13 empty] | 2 | 1 | 1 | 1 | 3 | 1 | 1 |  | 0
SDGE | Escondido | 230 | Geothermal |  |  | 0 | 0 | 0 | 0 | 0 | 0 | 0 | 0 | 0 | 1 | 1 | 1 | 1 | [13 empty] | 2 | 1 | 1 | 1 | 3 | 1 | 1 |  | 0
SDGE | Escondido | 69 | Geothermal |  |  | 0 | 0 | 0 | 0 | 0 | 0 | 0 | 0 | 0 | 1 | 1 | 1 | 1 | [13 empty] | 2 | 1 | 1 | 1 | 3 | 1 | 1 |  | 0
PG&E KERN | Estrella | 230 | Geothermal |  |  | 0 | 0 | 0 | 0 | 0 | 0 | 0 | 0 | 0 | 1 | 1 | 1 | 1 | [13 empty] | 2 | 2 | 4 | 2 | 3 | 1 | 1 |  | 0
SCE Eastern | Etiwanda | 230 | Geothermal |  |  | 0 | 0 | 0 | 0 | 0 | 0 | 0 | 0 | 0 | 1 | 1 | 1 | 1 | [13 empty] | 1 | 1 | 2 | 1 | 1 | 1 | 1 |  | 0
PG&E GBA | Evergreen | 115 | Geothermal |  |  | 0 | 0 | 0 | 0 | 0 | 0 | 0 | 0 | 0 | 5 | 4 | 1 | 1 | [13 empty] | 2 | 1 | 2 | 2 | 2 | 1 | 1 |  | 0
PG&E GBA | Evergreen | 60 | Geothermal |  |  | 0 | 0 | 0 | 0 | 0 | 0 | 0 | 0 | 0 | 5 | 4 | 1 | 1 | [13 empty] | 2 | 1 | 2 | 2 | 2 | 1 | 1 |  | 0
PG&E FRESNO | Excelsior | 115 | Geothermal |  |  | 0 | 0 | 0 | 0 | 0 | 0 | 0 | 0 | 0 | 5 | 4 | 1 | 1 | [13 empty] | 1 | 1 | 4 | 2 | 1 | 1 | 1 |  | 0
PG&E FRESNO | Exchequer | 115 | Geothermal |  |  | 0 | 0 | 0 | 0 | 0 | 0 | 0 | 0 | 0 | 5 | 4 | 5 | 2 | [13 empty] | 2 | 1 | 4 | 1 | 2 | 1 | 1 |  | 0
PG&E KERN | Fairway | 115 | Geothermal |  |  | 0 | 0 | 0 | 0 | 0 | 0 | 0 | 0 | 0 | 1 | 1 | 1 | 1 | [13 empty] | 2 | 2 | 3 | 1 | 2 | 1 | 1 |  | 0
PG&E KERN | Famoso | 115 | Geothermal |  |  | 0 | 0 | 0 | 0 | 0 | 0 | 0 | 0 | 0 | 1 | 1 | 1 | 1 | [13 empty] | 1 | 1 | 4 | 1 | 1 | 1 | 1 |  | 0
PG&E NGBA | Fern Road | 500 | Geothermal |  |  | 0 | 0 | 0 | 0 | 0 | 0 | 0 | 0 | 0 | 5 | 2 | 1 | 1 | [13 empty] | 2 | 2 | 4 | 2 | 3 | 1 | 1 |  | 0
PG&E GBA | Fibreboard (SPI Sonora) | 115 | Geothermal |  |  | 0 | 0 | 0 | 0 | 0 | 0 | 0 | 0 | 0 | 5 | 4 | 1 | 1 | [13 empty] | 2 | 1 | 2 | 1 | 2 | 1 | 1 |  | 0
PG&E FRESNO | Figarden | 230 | Geothermal |  |  | 0 | 0 | 0 | 0 | 0 | 0 | 0 | 0 | 0 | 5 | 4 | 5 | 2 | [13 empty] | 1 | 1 | 3 | 2 | 2 | 1 | 1 |  | 0
PG&E FRESNO | Fink | 230 | Geothermal |  |  | 0 | 0 | 0 | 0 | 0 | 0 | 0 | 0 | 0 | 1 | 1 | 1 | 1 | [13 empty] | 1 | 1 | 4 | 2 | 1 | 1 | 1 |  | 0
PG&E NGBA | Fitch Mountain | 60 | Geothermal |  |  | 0 | 0 | 0 | 0 | 0 | 0 | 0 | 0 | 0 | 5 | 2 | 1 | 1 | [13 empty] | 2 | 2 | 4 | 2 | 3 | 1 | 1 |  | 0
PG&E GBA | FMC | 115 | Geothermal |  |  | 0 | 0 | 0 | 0 | 0 | 0 | 0 | 0 | 0 | 5 | 4 | 1 | 1 | [13 empty] | 2 | 1 | 2 | 2 | 2 | 1 | 1 |  | 0
PG&E GBA | Fremont | 115 | Geothermal |  |  | 0 | 0 | 0 | 0 | 0 | 0 | 0 | 0 | 0 | 5 | 2 | 1 | 1 | [13 empty] | 2 | 1 | 3 | 1 | 2 | 1 | 1 |  | 0
PG&E GBA | French Camp | 60 | Geothermal |  |  | 0 | 0 | 0 | 0 | 0 | 0 | 0 | 0 | 0 | 5 | 4 | 1 | 1 | [13 empty] | 1 | 1 | 3 | 2 | 1 | 1 | 1 |  | 0
PG&E GBA | Frogtown | 115 | Geothermal |  |  | 0 | 0 | 0 | 0 | 0 | 0 | 0 | 0 | 0 | 5 | 4 | 1 | 1 | [13 empty] | 2 | 1 | 4 | 1 | 3 | 1 | 1 |  | 0
PG&E NGBA | Fulton | 115 | Geothermal |  |  | 0 | 0 | 0 | 0 | 0 | 0 | 0 | 0 | 0 | 5 | 4 | 1 | 1 | [13 empty] | 2 | 1 | 3 | 2 | 2 | 1 | 1 |  | 0
PG&E NGBA | Fulton | 230 | Geothermal |  |  | 54 | 0 | 54 | 18 | 0 | 18 | 36 | 0 | 36 | 5 | 4 | 1 | 1 | 2 |  | 1 |  |  |  | 1 | 5 | 1 | 1 | 2 | 3 | 1 | 2 | 1 | 3 | 2 | 2 | 5- | 1 |  | 1
PG&E NGBA | Fulton | 60 | Geothermal |  |  | 0 | 0 | 0 | 0 | 0 | 0 | 0 | 0 | 0 | 5 | 2 | 1 | 1 | [13 empty] | 2 | 1 | 3 | 2 | 2 | 1 | 1 |  | 0
PG&E KERN | Ganso | 115 | Geothermal |  |  | 0 | 0 | 0 | 0 | 0 | 0 | 0 | 0 | 0 | 1 | 1 | 1 | 1 | [13 empty] | 1 | 1 | 3 | 1 | 1 | 1 | 1 |  | 0
PG&E FRESNO | Gates | 230 | Geothermal |  |  | 0 | 0 | 0 | 0 | 0 | 0 | 0 | 0 | 0 | 5 | 2 | 4 | 4 | [13 empty] | 1 | 1 | 3 | 2 | 1 | 1 | 1 |  | 0
PG&E FRESNO | Gates | 500 | Geothermal |  |  | 0 | 0 | 0 | 0 | 0 | 0 | 0 | 0 | 0 | 5 | 2 | 4 | 4 | [13 empty] | 1 | 1 | 3 | 2 | 1 | 1 | 1 |  | 0
PG&E NGBA | Geysers 12 | 230 | Geothermal |  |  | 0 | 0 | 0 | 0 | 0 | 0 | 0 | 0 | 0 | 5 | 4 | 1 | 1 | [13 empty] | 2 | 2 | 4 | 2 | 3 | 1 | 5 | Shifted to other buses in Geysers area and slight reduction b/c less geothermal in portfolio | 1
PG&E NGBA | Geysers 17 | 230 | Geothermal |  |  | 19.5 | 0 | 19.5 | 0 | 0 | 0 | 19.5 | 0 | 19.5 | 5 | 4 | 1 | 1 | 2 |  | 1 |  |  |  | 1 | 5 | 1 | 1 | 2 | 3 | 1 | 2 | 2 | 4 | 2 | 3 | 5- | 1 |  | 1
PG&E NGBA | Geysers 3 | 115 | Geothermal |  |  | 0 | 0 | 0 | 0 | 0 | 0 | 0 | 0 | 0 | 5 | 2 | 1 | 1 | [13 empty] | 2 | 2 | 4 | 2 | 3 | 1 | 1 |  | 0
PG&E NGBA | Glenn | 230 | Geothermal |  |  | 0 | 0 | 0 | 0 | 0 | 0 | 0 | 0 | 0 | 5 | 2 | 1 | 1 | [13 empty] | 2 | 2 | 4 | 1 | 3 | 1 | 1 |  | 0
PG&E NGBA | Glenn | 60 | Geothermal |  |  | 0 | 0 | 0 | 0 | 0 | 0 | 0 | 0 | 0 | 5 | 2 | 1 | 1 | [13 empty] | 2 | 2 | 4 | 1 | 3 | 1 | 1 |  | 0
PG&E NGBA | Gold Hill | 115 | Geothermal |  |  | 0 | 0 | 0 | 0 | 0 | 0 | 0 | 0 | 0 | 5 | 4 | 1 | 1 | [13 empty] | 2 | 1 | 4 | 2 | 3 | 1 | 1 |  | 0
PG&E NGBA | Gold Hill | 230 | Geothermal |  |  | 0 | 0 | 0 | 0 | 0 | 0 | 0 | 0 | 0 | 5 | 4 | 1 | 1 | [13 empty] | 2 | 1 | 4 | 2 | 3 | 1 | 1 |  | 0
SCE Northern | Goleta | 230 | Geothermal |  |  | 0 | 0 | 0 | 0 | 0 | 0 | 0 | 0 | 0 | 5 | 2 | 1 | 1 | [13 empty] | 2 | 2 | 2 | 1 | 2 | 1 | 1 |  | 0
SCE Metro | Goodrich | 230 | Geothermal |  |  | 0 | 0 | 0 | 0 | 0 | 0 | 0 | 0 | 0 | 1 | 1 | 1 | 1 | [13 empty] | 1 | 1 | 3 | 1 | 2 | 1 | 1 |  | 0
PG&E KERN | Goose Lake | 115 | Geothermal |  |  | 0 | 0 | 0 | 0 | 0 | 0 | 0 | 0 | 0 | 1 | 1 | 1 | 1 | [13 empty] | 1 | 1 | 2 | 1 | 1 | 1 | 1 |  | 0
SCE Metro | Gould | 230 | Geothermal |  |  | 0 | 0 | 0 | 0 | 0 | 0 | 0 | 0 | 0 | 1 | 1 | 1 | 1 | [13 empty] | 1 | 1 | 4 | 1 | 2 | 1 | 1 |  | 0
PG&E NGBA | Grand Island | 115 | Geothermal |  |  | 0 | 0 | 0 | 0 | 0 | 0 | 0 | 0 | 0 | 5 | 4 | 1 | 1 | [13 empty] | 2 | 1 | 4 | 2 | 2 | 1 | 1 |  | 0
SDGE | Granite | 69 | Geothermal |  |  | 0 | 0 | 0 | 0 | 0 | 0 | 0 | 0 | 0 | 1 | 1 | 1 | 1 | [13 empty] | 2 | 1 | 2 | 2 | 2 | 1 | 1 |  | 0
PG&E GBA | Grant | 115 | Geothermal |  |  | 0 | 0 | 0 | 0 | 0 | 0 | 0 | 0 | 0 | 5 | 2 | 1 | 1 | [13 empty] | 2 | 1 | 2 | 1 | 2 | 1 | 1 |  | 0
PG&E GBA | Green Valley | 115 | Geothermal |  |  | 0 | 0 | 0 | 0 | 0 | 0 | 0 | 0 | 0 | 5 | 4 | 1 | 1 | [13 empty] | 2 | 2 | 3 | 2 | 2 | 1 | 1 |  | 0
PG&E NGBA | Greenleaf 1 | 115 | Geothermal |  |  | 0 | 0 | 0 | 0 | 0 | 0 | 0 | 0 | 0 | 5 | 4 | 1 | 1 | [13 empty] | 2 | 2 | 1 | 1 | 3 | 1 | 1 |  | 0
PG&E FRESNO | Gregg | 230 | Geothermal |  |  | 0 | 0 | 0 | 0 | 0 | 0 | 0 | 0 | 0 | 5 | 4 | 5 | 2 | [13 empty] | 1 | 1 | 3 | 2 | 1 | 1 | 1 |  | 0
PG&E FRESNO | Grimmway-Malaga | 115 | Geothermal |  |  | 0 | 0 | 0 | 0 | 0 | 0 | 0 | 0 | 0 | 5 | 4 | 5 | 2 | [13 empty] | 1 | 1 | 2 | 1 | 1 | 1 | 1 |  | 0
PG&E NGBA | Grizzly | 230 | Geothermal |  |  | 0 | 0 | 0 | 0 | 0 | 0 | 0 | 0 | 0 | 5 | 4 | 1 | 1 | [13 empty] | 2 | 2 | 4 | 1 | 3 | 1 | 1 |  | 0
PG&E FRESNO | Guernsey | 70 | Geothermal |  |  | 0 | 0 | 0 | 0 | 0 | 0 | 0 | 0 | 0 | 5 | 4 | 5 | 4 | [13 empty] | 1 | 1 | 3 | 2 | 1 | 1 | 1 |  | 0
PG&E FRESNO | GWF Hanford | 115 | Geothermal |  |  | 0 | 0 | 0 | 0 | 0 | 0 | 0 | 0 | 0 | 5 | 4 | 5 | 2 | [13 empty] | 2 | 1 | 2 | 1 | 1 | 1 | 1 |  | 0
PG&E FRESNO | Haas | 230 | Geothermal |  |  | 0 | 0 | 0 | 0 | 0 | 0 | 0 | 0 | 0 | 5 | 4 | 5 | 2 | [13 empty] | 1 | 1 | 4 | 2 | 3 | 1 | 1 |  | 0
PG&E FRESNO | Hammonds | 115 | Geothermal |  |  | 0 | 0 | 0 | 0 | 0 | 0 | 0 | 0 | 0 | 1 | 1 | 1 | 1 | [13 empty] | 1 | 1 | 2 | 2 | 1 | 1 | 1 |  | 0
SCE Metro | HarborGen | 230 | Geothermal |  |  | 0 | 0 | 0 | 0 | 0 | 0 | 0 | 0 | 0 | 1 | 1 | 1 | 1 | [13 empty] | 1 | 1 | 2 | 1 | 1 | 1 | 1 |  | 0
PG&E NGBA | Harris | 60 | Geothermal |  |  | 0 | 0 | 0 | 0 | 0 | 0 | 0 | 0 | 0 | 5 | 2 | 1 | 1 | [13 empty] | 2 | 2 | 2 | 2 | 3 | 1 | 1 |  | 0
EOP | Harry Allen | 500 | Geothermal |  |  | 100 | 0 | 100 | 0 | 0 | 0 | 100 | 0 | 100 | 5 | 3 | 1 | 1 | [13 empty] | 2 | 2 | 4 | 1 | 3 | 5- | 1 |  | 1
PG&E NGBA | Hartley | 60 | Geothermal |  |  | 0 | 0 | 0 | 0 | 0 | 0 | 0 | 0 | 0 | 5 | 2 | 1 | 1 | [13 empty] | 2 | 2 | 4 | 2 | 3 | 1 | 1 |  | 0
SCE NOL | Harvard | 115 | Geothermal |  |  | 0 | 0 | 0 | 0 | 0 | 0 | 0 | 0 | 0 | 3 | 3 | 1 | 1 | [13 empty] | 2 | 1 | 4 | 1 | 1 | 1 | 1 |  | 0
SDGE | Hassayampa | 500 | Geothermal |  |  | 0 | 0 | 0 | 0 | 0 | 0 | 0 | 0 | 0 | 5 | 2 | 1 | 1 | [13 empty] | 2 | 1 | 4 | 2 | 3 | 1 | 1 |  | 0
PG&E FRESNO | Helm | 230 | Geothermal |  |  | 0 | 0 | 0 | 0 | 0 | 0 | 0 | 0 | 0 | 5 | 4 | 5 | 2 | [13 empty] | 1 | 1 | 2 | 2 | 1 | 1 | 1 |  | 0
PG&E FRESNO | Helm | 70 | Geothermal |  |  | 0 | 0 | 0 | 0 | 0 | 0 | 0 | 0 | 0 | 1 | 1 | 1 | 1 | [13 empty] | 1 | 1 | 2 | 2 | 1 | 1 | 1 |  | 0
PG&E FRESNO | Henrietta | 115 | Geothermal |  |  | 0 | 0 | 0 | 0 | 0 | 0 | 0 | 0 | 0 | 1 | 1 | 1 | 1 | [13 empty] | 1 | 1 | 1 | 2 | 1 | 1 | 1 |  | 0
PG&E FRESNO | Henrietta | 230 | Geothermal |  |  | 0 | 0 | 0 | 0 | 0 | 0 | 0 | 0 | 0 | 1 | 1 | 1 | 1 | [13 empty] | 1 | 1 | 1 | 2 | 1 | 1 | 1 |  | 0
PG&E FRESNO | Henrietta | 70 | Geothermal |  |  | 0 | 0 | 0 | 0 | 0 | 0 | 0 | 0 | 0 | 5 | 4 | 5 | 4 | [13 empty] | 1 | 1 | 1 | 2 | 1 | 1 | 1 |  | 0
PG&E FRESNO | Herndon | 115 | Geothermal |  |  | 0 | 0 | 0 | 0 | 0 | 0 | 0 | 0 | 0 | 5 | 2 | 5 | 2 | [13 empty] | 1 | 1 | 3 | 2 | 1 | 1 | 1 |  | 0
PG&E FRESNO | Herndon | 230 | Geothermal |  |  | 0 | 0 | 0 | 0 | 0 | 0 | 0 | 0 | 0 | 5 | 4 | 5 | 2 | [13 empty] | 1 | 1 | 3 | 2 | 1 | 1 | 1 |  | 0
PG&E GBA | Hicks | 230 | Geothermal |  |  | 0 | 0 | 0 | 0 | 0 | 0 | 0 | 0 | 0 | 5 | 4 | 1 | 1 | [13 empty] | 2 | 1 | 4 | 2 | 2 | 1 | 1 |  | 0
PG&E NGBA | Higgins | 115 | Geothermal |  |  | 0 | 0 | 0 | 0 | 0 | 0 | 0 | 0 | 0 | 5 | 4 | 1 | 1 | [13 empty] | 2 | 1 | 4 | 1 | 3 | 1 | 1 |  | 0
PG&E NGBA | Hilltop | 345 | Geothermal |  |  | 100 | 0 | 100 | 0 | 0 | 0 | 100 | 0 | 100 | 5 | 2 | 1 | 1 |  |  | 1 |  |  |  | 1 | 1 | 1 | 1 | 1 | 2 | 2 | 2 | 2 | 4 | 1 | 3 | 5- | 1 |  | 1
SCE Metro | Hinson | 230 | Geothermal |  |  | 0 | 0 | 0 | 0 | 0 | 0 | 0 | 0 | 0 | 1 | 1 | 1 | 1 | [13 empty] | 1 | 1 | 2 | 1 | 1 | 1 | 1 |  | 0
PG&E GBA | Hollister | 115 | Geothermal |  |  | 0 | 0 | 0 | 0 | 0 | 0 | 0 | 0 | 0 | 5 | 4 | 1 | 1 | [13 empty] | 2 | 2 | 4 | 2 | 3 | 1 | 1 |  | 0
PG&E NGBA | Homestake | 115 | Geothermal |  |  | 0 | 0 | 0 | 0 | 0 | 0 | 0 | 0 | 0 | 5 | 2 | 1 | 1 | [13 empty] | 2 | 1 | 4 | 2 | 3 | 1 | 1 |  | 0
PG&E NGBA | Honcut | 115 | Geothermal |  |  | 0 | 0 | 0 | 0 | 0 | 0 | 0 | 0 | 0 | 5 | 4 | 1 | 1 | [13 empty] | 2 | 1 | 4 | 2 | 3 | 1 | 1 |  | 0
SDGE | Hoodoo Wash | 500 | Geothermal |  |  | 0 | 0 | 0 | 0 | 0 | 0 | 0 | 0 | 0 | 5 | 2 | 1 | 1 | [13 empty] | 2 | 2 | 4 | 2 | 3 | 1 | 1 |  | 0
PG&E NGBA | Hopland | 115 | Geothermal |  |  | 0 | 0 | 0 | 0 | 0 | 0 | 0 | 0 | 0 | 5 | 2 | 1 | 1 | [13 empty] | 2 | 2 | 4 | 2 | 3 | 1 | 1 |  | 0
PG&E NGBA | Hopland | 60 | Geothermal |  |  | 0 | 0 | 0 | 0 | 0 | 0 | 0 | 0 | 0 | 5 | 2 | 1 | 1 | [13 empty] | 2 | 2 | 4 | 2 | 3 | 1 | 1 |  | 0
PG&E NGBA | Humboldt | 115 | Geothermal |  |  | 0 | 0 | 0 | 0 | 0 | 0 | 0 | 0 | 0 | 5 | 2 | 1 | 1 | [13 empty] | 2 | 2 | 3 | 2 | 3 | 1 | 1 |  | 0
PG&E NGBA | Humboldt | 60 | Geothermal |  |  | 0 | 0 | 0 | 0 | 0 | 0 | 0 | 0 | 0 | 5 | 2 | 1 | 1 | [13 empty] | 2 | 2 | 3 | 2 | 3 | 1 | 1 |  | 0
PG&E NGBA | Humboldt | 500 | Geothermal |  |  | 0 | 0 | 0 | 0 | 0 | 0 | 0 | 0 | 0 | 5 | 4 | 5 | 4 | [13 empty] | 2 | 2 | 3 | 2 | 3 | 1 | 1 |  | 0
SCE Metro | Huntington Beach | 230 | Geothermal |  |  | 0 | 0 | 0 | 0 | 0 | 0 | 0 | 0 | 0 | 1 | 1 | 1 | 1 | [13 empty] | 1 | 1 | 1 | 1 | 2 | 1 | 1 |  | 0
PG&E NGBA | Ignacio | 115 | Geothermal |  |  | 0 | 0 | 0 | 0 | 0 | 0 | 0 | 0 | 0 | 5 | 4 | 1 | 1 | [13 empty] | 2 | 1 | 4 | 1 | 3 | 1 | 1 |  | 0
PG&E NGBA | Ignacio | 230 | Geothermal |  |  | 0 | 0 | 0 | 0 | 0 | 0 | 0 | 0 | 0 | 5 | 2 | 1 | 1 | [13 empty] | 2 | 1 | 4 | 1 | 3 | 1 | 1 |  | 0
PG&E NGBA | Ignacio | 60 | Geothermal |  |  | 0 | 0 | 0 | 0 | 0 | 0 | 0 | 0 | 0 | 5 | 2 | 1 | 1 | [13 empty] | 2 | 1 | 4 | 1 | 3 | 1 | 1 |  | 0
SDGE | Imperial Beach | 69 | Geothermal |  |  | 0 | 0 | 0 | 0 | 0 | 0 | 0 | 0 | 0 | 1 | 1 | 1 | 1 | [13 empty] | 2 | 1 | 3 | 1 | 2 | 1 | 1 |  | 0
SDGE | Imperial Valley | 230 | Geothermal | YES | Imperial-IID | 140 | 0 | 140 | 0 | 0 | 0 | 140 | 0 | 140 | 1 | 1 | 1 | 1 | 1 |  | 1 |  |  |  | 1 | 1 | 1 | 1 | 1 | 1 | 1 | 1 | 1 | 2 | 2 | 1 | 5- | 3 | Reduction due to less geothermal in portfolio | 1
SDGE | Imperial Valley | 500 | Geothermal |  |  | 0 | 0 | 0 | 0 | 0 | 0 | 0 | 0 | 0 | 1 | 1 | 1 | 1 | [13 empty] | 1 | 1 | 2 | 2 | 1 | 1 | 1 |  | 0
EOP | Innovation | 138 | Geothermal |  |  | 0 | 0 | 0 | 0 | 0 | 0 | 0 | 0 | 0 | 5 | 3 | 1 | 1 | [13 empty] | 2 | 2 | 4 | 1 | 3 | 1 | 1 |  | 0
EOP | Innovation | 230 | Geothermal |  |  | 0 | 0 | 0 | 0 | 0 | 0 | 0 | 0 | 0 | 5 | 3 | 1 | 1 | [13 empty] | 2 | 2 | 4 | 1 | 3 | 1 | 1 |  | 0
SCE NOL | Inyokern | 115 | Geothermal |  |  | 0 | 0 | 0 | 0 | 0 | 0 | 0 | 0 | 0 | 3 | 3 | 1 | 1 | [13 empty] | 2 | 2 | 4 | 1 | 3 | 1 | 1 |  | 0
EOP | IS Tap | 138 | Geothermal |  |  | 0 | 0 | 0 | 0 | 0 | 0 | 0 | 0 | 0 | 5 | 3 | 1 | 1 | [13 empty] | 2 | 2 | 4 | 1 | 3 | 1 | 1 |  | 0
EOP | Ivanpah | 115 | Geothermal |  |  | 0 | 0 | 0 | 0 | 0 | 0 | 0 | 0 | 0 | 5 | 3 | 1 | 1 | [13 empty] | 2 | 2 | 4 | 1 | 1 | 1 | 1 |  | 0
EOP | Ivanpah | 230 | Geothermal |  |  | 0 | 0 | 0 | 0 | 0 | 0 | 0 | 0 | 0 | 5 | 3 | 1 | 1 | [13 empty] | 2 | 2 | 4 | 1 | 1 | 1 | 1 |  | 0
EOP | Jackass (DOE) | 138 | Geothermal |  |  | 0 | 0 | 0 | 0 | 0 | 0 | 0 | 0 | 0 | 5 | 3 | 1 | 1 | [13 empty] | 2 | 2 | 4 | 1 | 3 | 1 | 1 |  | 0
PG&E NGBA | James B Black | 230 | Geothermal |  |  | 0 | 0 | 0 | 0 | 0 | 0 | 0 | 0 | 0 | 5 | 2 | 1 | 1 | [13 empty] | 2 | 2 | 4 | 2 | 3 | 1 | 1 |  | 0
PG&E GBA | Jefferson | 230 | Geothermal |  |  | 0 | 0 | 0 | 0 | 0 | 0 | 0 | 0 | 0 | 5 | 4 | 1 | 1 | [13 empty] | 2 | 1 | 3 | 1 | 2 | 1 | 1 |  | 0
PG&E NGBA | Jessup | 115 | Geothermal |  |  | 0 | 0 | 0 | 0 | 0 | 0 | 0 | 0 | 0 | 5 | 2 | 1 | 1 | [13 empty] | 2 | 2 | 3 | 2 | 3 | 1 | 1 |  | 0
SCE Metro | Johanna | 230 | Geothermal |  |  | 0 | 0 | 0 | 0 | 0 | 0 | 0 | 0 | 0 | 1 | 1 | 1 | 1 | [13 empty] | 1 | 1 | 2 | 1 | 1 | 1 | 1 |  | 0
SCE Eastern | Julian Hinds | 230 | Geothermal |  |  | 0 | 0 | 0 | 0 | 0 | 0 | 0 | 0 | 0 | 5 | 4 | 3 | 3 | [13 empty] | 2 | 1 | 4 | 1 | 3 | 1 | 1 |  | 0
PG&E GBA | Kasson | 115 | Geothermal |  |  | 0 | 0 | 0 | 0 | 0 | 0 | 0 | 0 | 0 | 5 | 4 | 1 | 1 | [13 empty] | 1 | 1 | 4 | 2 | 1 | 1 | 1 |  | 0
PG&E GBA | Kasson | 60 | Geothermal |  |  | 0 | 0 | 0 | 0 | 0 | 0 | 0 | 0 | 0 | 5 | 4 | 1 | 1 | [13 empty] | 1 | 1 | 4 | 2 | 1 | 1 | 1 |  | 0
PG&E FRESNO | Kearney | 230 | Geothermal |  |  | 0 | 0 | 0 | 0 | 0 | 0 | 0 | 0 | 0 | 5 | 4 | 5 | 2 | [13 empty] | 1 | 1 | 3 | 2 | 1 | 1 | 1 |  | 0
PG&E FRESNO | Kearney | 70 | Geothermal |  |  | 0 | 0 | 0 | 0 | 0 | 0 | 0 | 0 | 0 | 5 | 4 | 5 | 2 | [13 empty] | 1 | 1 | 3 | 2 | 1 | 1 | 1 |  | 0
PG&E GBA | Kelso | 230 | Geothermal |  |  | 0 | 0 | 0 | 0 | 0 | 0 | 0 | 0 | 0 | 5 | 2 | 1 | 1 | [13 empty] | 2 | 1 | 2 | 1 | 2 | 1 | 1 |  | 0
PG&E FRESNO | Kerchoff 1 | 115 | Geothermal |  |  | 0 | 0 | 0 | 0 | 0 | 0 | 0 | 0 | 0 | 5 | 4 | 5 | 2 | [13 empty] | 1 | 1 | 4 | 2 | 3 | 1 | 1 |  | 0
PG&E KERN | Kern Oil | 115 | Geothermal |  |  | 0 | 0 | 0 | 0 | 0 | 0 | 0 | 0 | 0 | 5 | 2 | 4 | 4 | [13 empty] | 1 | 1 | 1 | 1 | 1 | 1 | 1 |  | 0
PG&E KERN | Kern PP | 115 | Geothermal |  |  | 0 | 0 | 0 | 0 | 0 | 0 | 0 | 0 | 0 | 5 | 2 | 4 | 4 | [13 empty] | 1 | 1 | 2 | 1 | 2 | 1 | 1 |  | 0
PG&E KERN | Kern PP | 230 | Geothermal |  |  | 0 | 0 | 0 | 0 | 0 | 0 | 0 | 0 | 0 | 5 | 2 | 4 | 4 | [13 empty] | 1 | 1 | 2 | 1 | 2 | 1 | 1 |  | 0
PG&E KERN | Kern PP | 70 | Geothermal |  |  | 0 | 0 | 0 | 0 | 0 | 0 | 0 | 0 | 0 | 1 | 1 | 1 | 1 | [13 empty] | 1 | 1 | 2 | 1 | 2 | 1 | 1 |  | 0
PG&E KERN | Kernridge | 115 | Geothermal |  |  | 0 | 0 | 0 | 0 | 0 | 0 | 0 | 0 | 0 | 5 | 2 | 4 | 4 | [13 empty] | 1 | 1 | 1 | 1 | 1 | 1 | 1 |  | 0
PG&E FRESNO | Kingsburg | 115 | Geothermal |  |  | 0 | 0 | 0 | 0 | 0 | 0 | 0 | 0 | 0 | 5 | 4 | 5 | 4 | [13 empty] | 1 | 1 | 2 | 2 | 1 | 1 | 1 |  | 0
PG&E GBA | Kirker | 115 | Geothermal |  |  | 0 | 0 | 0 | 0 | 0 | 0 | 0 | 0 | 0 | 5 | 2 | 1 | 1 | [13 empty] | 2 | 1 | 3 | 1 | 1 | 1 | 1 |  | 0
PG&E NGBA | Knights Landing | 115 | Geothermal |  |  | 0 | 0 | 0 | 0 | 0 | 0 | 0 | 0 | 0 | 5 | 4 | 1 | 1 | [13 empty] | 2 | 1 | 4 | 2 | 3 | 1 | 1 |  | 0
PG&E NGBA | Konocti | 60 | Geothermal |  |  | 0 | 0 | 0 | 0 | 0 | 0 | 0 | 0 | 0 | 5 | 2 | 1 | 1 | [13 empty] | 2 | 2 | 4 | 2 | 3 | 1 | 1 |  | 0
SCE NOL | Kramer | 115 | Geothermal |  |  | 0 | 0 | 0 | 0 | 0 | 0 | 0 | 0 | 0 | 3 | 3 | 1 | 1 | [13 empty] | 2 | 1 | 4 | 1 | 3 | 1 | 1 |  | 0
SCE NOL | Kramer | 230 | Geothermal |  |  | 0 | 0 | 0 | 0 | 0 | 0 | 0 | 0 | 0 | 3 | 3 | 1 | 1 | [13 empty] | 2 | 1 | 4 | 1 | 3 | 1 | 1 |  | 0
SCE Metro | La Cienega | 230 | Geothermal |  |  | 0 | 0 | 0 | 0 | 0 | 0 | 0 | 0 | 0 | 1 | 1 | 1 | 1 | [13 empty] | 1 | 1 | 2 | 1 | 2 | 1 | 1 |  | 0
SCE Metro | La Fresa | 230 | Geothermal |  |  | 0 | 0 | 0 | 0 | 0 | 0 | 0 | 0 | 0 | 1 | 1 | 1 | 1 | [13 empty] | 1 | 1 | 2 | 1 | 2 | 1 | 1 |  | 0
SCE Metro | Laguna Bell | 230 | Geothermal |  |  | 0 | 0 | 0 | 0 | 0 | 0 | 0 | 0 | 0 | 1 | 1 | 1 | 1 | [13 empty] | 1 | 1 | 2 | 1 | 1 | 1 | 1 |  | 0
PG&E KERN | Lakeview | 70 | Geothermal |  |  | 0 | 0 | 0 | 0 | 0 | 0 | 0 | 0 | 0 | 5 | 2 | 4 | 4 | [13 empty] | 1 | 1 | 4 | 1 | 1 | 1 | 1 |  | 0
PG&E NGBA | Lakeville | 230 | Geothermal |  |  | 0 | 0 | 0 | 0 | 0 | 0 | 0 | 0 | 0 | 5 | 4 | 1 | 1 | [13 empty] | 2 | 1 | 4 | 2 | 3 | 1 | 1 |  | 0
PG&E NGBA | Lakeville | 60 | Geothermal |  |  | 0 | 0 | 0 | 0 | 0 | 0 | 0 | 0 | 0 | 5 | 4 | 1 | 1 | [13 empty] | 2 | 1 | 4 | 2 | 3 | 1 | 1 |  | 0
PG&E NGBA | Lakeville | 115 | Geothermal |  |  | 0 | 0 | 0 | 0 | 0 | 0 | 0 | 0 | 0 | 5 | 4 | 1 | 1 | [13 empty] | 2 | 1 | 4 | 2 | 3 | 1 | 1 |  | 0
PG&E GBA | Lakewood | 115 | Geothermal |  |  | 0 | 0 | 0 | 0 | 0 | 0 | 0 | 0 | 0 | 5 | 2 | 1 | 1 | [13 empty] | 2 | 1 | 3 | 1 | 2 | 1 | 1 |  | 0
PG&E NGBA | Lambie | 230 | Geothermal |  |  | 0 | 0 | 0 | 0 | 0 | 0 | 0 | 0 | 0 | 5 | 4 | 1 | 1 | [13 empty] | 2 | 1 | 1 | 1 | 1 | 1 | 1 |  | 0
PG&E GBA | Lammers | 115 | Geothermal |  |  | 0 | 0 | 0 | 0 | 0 | 0 | 0 | 0 | 0 | 5 | 4 | 1 | 1 | [13 empty] | 1 | 1 | 1 | 2 | 2 | 1 | 1 |  | 0
PG&E KERN | Lamont | 115 | Geothermal |  |  | 0 | 0 | 0 | 0 | 0 | 0 | 0 | 0 | 0 | 5 | 2 | 4 | 4 | [13 empty] | 1 | 1 | 2 | 1 | 1 | 1 | 1 |  | 0
PG&E FRESNO | Las Aguilas | 230 | Geothermal |  |  | 0 | 0 | 0 | 0 | 0 | 0 | 0 | 0 | 0 | 1 | 1 | 1 | 1 | [13 empty] | 2 | 2 | 4 | 2 | 2 | 1 | 1 |  | 0
EOP | Lathrop | 138 | Geothermal |  |  | 0 | 0 | 0 | 0 | 0 | 0 | 0 | 0 | 0 | 5 | 3 | 1 | 1 | [13 empty] | 2 | 2 | 4 | 1 | 3 | 1 | 1 |  | 0
EOP | Lathrop | 230 | Geothermal |  |  | 0 | 0 | 0 | 0 | 0 | 0 | 0 | 0 | 0 | 5 | 3 | 1 | 1 | [13 empty] | 2 | 2 | 4 | 1 | 3 | 1 | 1 |  | 0
PG&E FRESNO | Le Grand | 115 | Geothermal |  |  | 0 | 0 | 0 | 0 | 0 | 0 | 0 | 0 | 0 | 5 | 4 | 5 | 2 | [13 empty] | 1 | 1 | 3 | 2 | 1 | 1 | 1 |  | 0
PG&E FRESNO | Lemoore | 70 | Geothermal |  |  | 0 | 0 | 0 | 0 | 0 | 0 | 0 | 0 | 0 | 1 | 1 | 1 | 1 | [13 empty] | 1 | 1 | 3 | 2 | 2 | 1 | 1 |  | 0
PG&E KERN | Lerdo | 115 | Geothermal |  |  | 0 | 0 | 0 | 0 | 0 | 0 | 0 | 0 | 0 | 5 | 2 | 4 | 4 | [13 empty] | 1 | 1 | 4 | 1 | 1 | 1 | 1 |  | 0
SCE Metro | Lewis | 230 | Geothermal |  |  | 0 | 0 | 0 | 0 | 0 | 0 | 0 | 0 | 0 | 1 | 1 | 1 | 1 | [13 empty] | 1 | 1 | 3 | 1 | 2 | 1 | 1 |  | 0
SCE Metro | Lighthipe | 230 | Geothermal |  |  | 0 | 0 | 0 | 0 | 0 | 0 | 0 | 0 | 0 | 1 | 1 | 1 | 1 | [13 empty] | 1 | 1 | 2 | 1 | 1 | 1 | 1 |  | 0
SDGE | Lilac | 69 | Geothermal |  |  | 0 | 0 | 0 | 0 | 0 | 0 | 0 | 0 | 0 | 1 | 1 | 1 | 1 | [13 empty] | 2 | 1 | 3 | 1 | 3 | 1 | 1 |  | 0
PG&E NGBA | Lincoln | 115 | Geothermal |  |  | 0 | 0 | 0 | 0 | 0 | 0 | 0 | 0 | 0 | 5 | 4 | 1 | 1 | [13 empty] | 2 | 1 | 3 | 2 | 3 | 1 | 1 |  | 0
PG&E KERN | Live Oak | 115 | Geothermal |  |  | 0 | 0 | 0 | 0 | 0 | 0 | 0 | 0 | 0 | 5 | 2 | 4 | 4 | [13 empty] | 1 | 1 | 1 | 1 | 1 | 1 | 1 |  | 0
PG&E GBA | Llagas | 115 | Geothermal |  |  | 0 | 0 | 0 | 0 | 0 | 0 | 0 | 0 | 0 | 5 | 4 | 1 | 1 | [13 empty] | 2 | 1 | 2 | 2 | 1 | 1 | 1 |  | 0
PG&E GBA | Lockeford | 115 | Geothermal |  |  | 0 | 0 | 0 | 0 | 0 | 0 | 0 | 0 | 0 | 5 | 4 | 1 | 1 | [13 empty] | 1 | 1 | 4 | 2 | 2 | 1 | 1 |  | 0
PG&E GBA | Lockeford | 230 | Geothermal |  |  | 0 | 0 | 0 | 0 | 0 | 0 | 0 | 0 | 0 | 5 | 4 | 1 | 1 | [13 empty] | 1 | 1 | 4 | 2 | 2 | 1 | 1 |  | 0
PG&E GBA | Lockeford | 60 | Geothermal |  |  | 0 | 0 | 0 | 0 | 0 | 0 | 0 | 0 | 0 | 5 | 4 | 1 | 1 | [13 empty] | 1 | 1 | 4 | 2 | 2 | 1 | 1 |  | 0
PG&E GBA | Lodi | 230 | Geothermal |  |  | 0 | 0 | 0 | 0 | 0 | 0 | 0 | 0 | 0 | 5 | 4 | 1 | 1 | [13 empty] | 1 | 1 | 1 | 2 | 1 | 1 | 1 |  | 0
PG&E NGBA | Logan Creek | 230 | Geothermal |  |  | 0 | 0 | 0 | 0 | 0 | 0 | 0 | 0 | 0 | 5 | 2 | 1 | 1 | [13 empty] | 2 | 2 | 4 | 1 | 2 | 1 | 1 |  | 0
PG&E GBA | Lone Tree | 230 | Geothermal |  |  | 0 | 0 | 0 | 0 | 0 | 0 | 0 | 0 | 0 | 5 | 2 | 1 | 1 | [13 empty] | 2 | 1 | 3 | 1 | 2 | 1 | 1 |  | 0
PG&E FRESNO | Los Banos | 230 | Geothermal |  |  | 0 | 0 | 0 | 0 | 0 | 0 | 0 | 0 | 0 | 1 | 1 | 1 | 1 | [13 empty] | 1 | 1 | 4 | 2 | 1 | 1 | 1 |  | 0
PG&E FRESNO | Los Banos | 500 | Geothermal |  |  | 0 | 0 | 0 | 0 | 0 | 0 | 0 | 0 | 0 | 1 | 1 | 1 | 1 | [13 empty] | 1 | 1 | 4 | 2 | 1 | 1 | 1 |  | 0
SDGE | Los Coches | 138 | Geothermal |  |  | 0 | 0 | 0 | 0 | 0 | 0 | 0 | 0 | 0 | 5 | 5 | 1 | 1 | [13 empty] | 2 | 2 | 4 | 2 | 3 | 1 | 1 |  | 0
SDGE | Los Coches | 69 | Geothermal |  |  | 0 | 0 | 0 | 0 | 0 | 0 | 0 | 0 | 0 | 1 | 1 | 1 | 1 | [13 empty] | 2 | 2 | 4 | 2 | 3 | 1 | 1 |  | 0
PG&E GBA | Los Esteros | 115 | Geothermal |  |  | 0 | 0 | 0 | 0 | 0 | 0 | 0 | 0 | 0 | 5 | 4 | 1 | 1 | [13 empty] | 2 | 1 | 1 | 2 | 1 | 1 | 1 |  | 0
PG&E GBA | Los Esteros | 230 | Geothermal |  |  | 0 | 0 | 0 | 0 | 0 | 0 | 0 | 0 | 0 | 5 | 4 | 1 | 1 | [13 empty] | 2 | 1 | 1 | 2 | 1 | 1 | 1 |  | 0
PG&E GBA | Los Positas | 230 | Geothermal |  |  | 0 | 0 | 0 | 0 | 0 | 0 | 0 | 0 | 0 | 5 | 4 | 1 | 1 | [13 empty] | 2 | 1 | 3 | 1 | 3 | 1 | 1 |  | 0
PG&E GBA | Los Positas | 60 | Geothermal |  |  | 0 | 0 | 0 | 0 | 0 | 0 | 0 | 0 | 0 | 5 | 2 | 1 | 1 | [13 empty] | 2 | 1 | 3 | 1 | 3 | 1 | 1 |  | 0
SDGE | Loveland | 69 | Geothermal |  |  | 0 | 0 | 0 | 0 | 0 | 0 | 0 | 0 | 0 | 1 | 1 | 1 | 1 | [13 empty] | 2 | 1 | 3 | 1 | 3 | 1 | 1 |  | 0
SCE NOL | Lugo | 230 | Geothermal |  |  | 0 | 0 | 0 | 0 | 0 | 0 | 0 | 0 | 0 | 1 | 1 | 1 | 1 | [13 empty] | 2 | 1 | 4 | 1 | 2 | 1 | 1 |  | 0
SCE Metro | Lugo | 500 | Geothermal | YES | Utah, Northern Nevada | 389 | 0 | 389 | 366 | 0 | 366 | 23 | 0 | 23 | 1 | 1 | 1 | 1 | N/A |  | N/A |  |  |  | N/A | N/A | N/A | N/A | N/A | N/A | N/A | 2 | 1 | 4 | 1 | 2 | 3- | 1 |  | 1
PG&E FRESNO | Madera | 70 | Geothermal |  |  | 0 | 0 | 0 | 0 | 0 | 0 | 0 | 0 | 0 | 5 | 4 | 5 | 2 | [13 empty] | 1 | 1 | 4 | 2 | 1 | 1 | 1 |  | 0
PG&E NGBA | Madison | 115 | Geothermal |  |  | 0 | 0 | 0 | 0 | 0 | 0 | 0 | 0 | 0 | 5 | 2 | 1 | 1 | [13 empty] | 2 | 1 | 4 | 2 | 3 | 1 | 1 |  | 0
PG&E KERN | Magunden | 115 | Geothermal |  |  | 0 | 0 | 0 | 0 | 0 | 0 | 0 | 0 | 0 | 5 | 2 | 4 | 4 | [13 empty] | 1 | 1 | 2 | 1 | 1 | 1 | 1 |  | 0
SCE Northern | Magunden | 230 | Geothermal |  |  | 0 | 0 | 0 | 0 | 0 | 0 | 0 | 0 | 0 | 1 | 1 | 1 | 1 | [13 empty] | 1 | 1 | 2 | 1 | 1 | 1 | 1 |  | 0
PG&E FRESNO | Malaga | 115 | Geothermal |  |  | 0 | 0 | 0 | 0 | 0 | 0 | 0 | 0 | 0 | 5 | 4 | 5 | 4 | [13 empty] | 1 | 1 | 1 | 2 | 1 | 1 | 1 |  | 0
PG&E NGBA | Malin | 500 | Geothermal | YES | Northern Nevada | 100 | 0 | 100 | 0 | 0 | 0 | 100 | 0 | 100 | 5 | 2 | 1 | 1 | [13 empty] | 2 | 2 | 4 | 2 | 3 | 5- | 1 |  | 1
SCE Northern | Mandalay | 230 | Geothermal |  |  | 0 | 0 | 0 | 0 | 0 | 0 | 0 | 0 | 0 | 5 | 2 | 1 | 1 | [13 empty] | 2 | 1 | 2 | 1 | 1 | 1 | 1 |  | 0
PG&E FRESNO | Manning | 230 | Geothermal |  |  | 0 | 0 | 0 | 0 | 0 | 0 | 0 | 0 | 0 | 1 | 1 | 1 | 1 | [13 empty] | 1 | 1 | 2 | 2 | 1 | 1 | 1 |  | 0
PG&E FRESNO | Manning | 500 | Geothermal |  |  | 0 | 0 | 0 | 0 | 0 | 0 | 0 | 0 | 0 | 1 | 1 | 1 | 1 | [13 empty] | 1 | 1 | 2 | 2 | 1 | 1 | 1 |  | 0
PG&E GBA | Manteca | 115 | Geothermal |  |  | 0 | 0 | 0 | 0 | 0 | 0 | 0 | 0 | 0 | 5 | 4 | 4 | 4 | [13 empty] | 1 | 1 | 2 | 2 | 2 | 1 | 1 |  | 0
SDGE | Margarita | 138 | Geothermal |  |  | 0 | 0 | 0 | 0 | 0 | 0 | 0 | 0 | 0 | 1 | 1 | 1 | 1 | [13 empty] | 1 | 1 | 2 | 1 | 3 | 1 | 1 |  | 0
PG&E GBA | Martin | 230 | Geothermal |  |  | 0 | 0 | 0 | 0 | 0 | 0 | 0 | 0 | 0 | 5 | 2 | 1 | 1 | [13 empty] | 2 | 1 | 3 | 1 | 2 | 1 | 1 |  | 0
PG&E GBA | Martin | 115 | Geothermal |  |  | 0 | 0 | 0 | 0 | 0 | 0 | 0 | 0 | 0 | 5 | 2 | 1 | 1 | [13 empty] | 2 | 1 | 3 | 1 | 2 | 1 | 1 |  | 0
PG&E GBA | Martinez | 115 | Geothermal |  |  | 0 | 0 | 0 | 0 | 0 | 0 | 0 | 0 | 0 | 5 | 4 | 1 | 1 | [13 empty] | 2 | 1 | 1 | 1 | 1 | 1 | 1 |  | 0
PG&E FRESNO | Mc Mullin | 230 | Geothermal |  |  | 0 | 0 | 0 | 0 | 0 | 0 | 0 | 0 | 0 | 5 | 4 | 5 | 2 | [13 empty] | 1 | 1 | 3 | 2 | 1 | 1 | 1 |  | 0
PG&E FRESNO | McCall | 115 | Geothermal |  |  | 0 | 0 | 0 | 0 | 0 | 0 | 0 | 0 | 0 | 5 | 4 | 5 | 2 | [13 empty] | 1 | 1 | 3 | 2 | 1 | 1 | 1 |  | 0
PG&E FRESNO | McCall | 230 | Geothermal |  |  | 0 | 0 | 0 | 0 | 0 | 0 | 0 | 0 | 0 | 5 | 4 | 5 | 2 | [13 empty] | 1 | 1 | 3 | 2 | 1 | 1 | 1 |  | 0
PG&E GBA | Meadow Lane | 115 | Geothermal |  |  | 0 | 0 | 0 | 0 | 0 | 0 | 0 | 0 | 0 | 5 | 2 | 1 | 1 | [13 empty] | 2 | 1 | 2 | 1 | 1 | 1 | 1 |  | 0
PG&E GBA | Melones | 115 | Geothermal |  |  | 0 | 0 | 0 | 0 | 0 | 0 | 0 | 0 | 0 | 5 | 4 | 1 | 1 | [13 empty] | 2 | 1 | 4 | 1 | 3 | 1 | 1 |  | 0
PG&E GBA | Melones | 230 | Geothermal |  |  | 0 | 0 | 0 | 0 | 0 | 0 | 0 | 0 | 0 | 5 | 4 | 1 | 1 | [13 empty] | 2 | 1 | 4 | 1 | 3 | 1 | 1 |  | 0
SDGE | Melrose | 69 | Geothermal |  |  | 0 | 0 | 0 | 0 | 0 | 0 | 0 | 0 | 0 | 1 | 1 | 1 | 1 | [13 empty] | 2 | 1 | 3 | 1 | 3 | 1 | 1 |  | 0
PG&E NGBA | Mendocino | 115 | Geothermal |  |  | 0 | 0 | 0 | 0 | 0 | 0 | 0 | 0 | 0 | 5 | 2 | 1 | 1 | [13 empty] | 2 | 2 | 4 | 2 | 3 | 1 | 1 |  | 0
PG&E NGBA | Mendocino | 60 | Geothermal |  |  | 0 | 0 | 0 | 0 | 0 | 0 | 0 | 0 | 0 | 5 | 2 | 1 | 1 | [13 empty] | 2 | 2 | 4 | 2 | 3 | 1 | 1 |  | 0
PG&E FRESNO | Mendota | 115 | Geothermal |  |  | 0 | 0 | 0 | 0 | 0 | 0 | 0 | 0 | 0 | 5 | 4 | 5 | 2 | [13 empty] | 1 | 1 | 3 | 2 | 1 | 1 | 1 |  | 0
PG&E GBA | Menlo | 60 | Geothermal |  |  | 0 | 0 | 0 | 0 | 0 | 0 | 0 | 0 | 0 | 5 | 2 | 1 | 1 | [13 empty] | 2 | 1 | 3 | 1 | 2 | 1 | 1 |  | 0
PG&E FRESNO | Merced | 115 | Geothermal |  |  | 0 | 0 | 0 | 0 | 0 | 0 | 0 | 0 | 0 | 5 | 4 | 5 | 2 | [13 empty] | 1 | 1 | 4 | 2 | 1 | 1 | 1 |  | 0
EOP | Mercury | 138 | Geothermal |  |  | 0 | 0 | 0 | 0 | 0 | 0 | 0 | 0 | 0 | 5 | 3 | 1 | 1 | [13 empty] | 2 | 2 | 4 | 1 | 3 | 1 | 1 |  | 0
PG&E FRESNO | Mercy Springs | 70 | Geothermal |  |  | 0 | 0 | 0 | 0 | 0 | 0 | 0 | 0 | 0 | 1 | 1 | 1 | 1 | [13 empty] | 1 | 1 | 4 | 2 | 1 | 1 | 1 |  | 0
PG&E NGBA | Meridian | 60 | Geothermal |  |  | 0 | 0 | 0 | 0 | 0 | 0 | 0 | 0 | 0 | 5 | 2 | 1 | 1 | [13 empty] | 2 | 2 | 4 | 1 | 3 | 1 | 1 |  | 0
PG&E KERN | Mesa (PGE) | 115 | Geothermal |  |  | 0 | 0 | 0 | 0 | 0 | 0 | 0 | 0 | 0 | 1 | 1 | 1 | 1 | [13 empty] | 2 | 2 | 3 | 2 | 2 | 1 | 1 |  | 0
PG&E KERN | Mesa (PGE) | 230 | Geothermal |  |  | 0 | 0 | 0 | 0 | 0 | 0 | 0 | 0 | 0 | 5 | 2 | 4 | 4 | [13 empty] | 2 | 2 | 3 | 2 | 2 | 1 | 1 |  | 0
SCE Metro | Mesa (SCE) | 230 | Geothermal |  |  | 0 | 0 | 0 | 0 | 0 | 0 | 0 | 0 | 0 | 1 | 1 | 1 | 1 | [13 empty] | 1 | 1 | 3 | 1 | 2 | 1 | 1 |  | 0
SCE Metro | Mesa (SCE) | 500 | Geothermal |  |  | 0 | 0 | 0 | 0 | 0 | 0 | 0 | 0 | 0 | 1 | 1 | 1 | 1 | [13 empty] | 1 | 1 | 3 | 1 | 2 | 1 | 1 |  | 0
SDGE | Mesa Heights | 69 | Geothermal |  |  | 0 | 0 | 0 | 0 | 0 | 0 | 0 | 0 | 0 | 1 | 1 | 1 | 1 | [13 empty] | 2 | 1 | 2 | 1 | 3 | 1 | 1 |  | 0
PG&E GBA | Metcalf | 115 | Geothermal |  |  | 0 | 0 | 0 | 0 | 0 | 0 | 0 | 0 | 0 | 5 | 4 | 1 | 1 | [13 empty] | 2 | 1 | 1 | 2 | 3 | 1 | 1 |  | 0
PG&E GBA | Metcalf | 230 | Geothermal |  |  | 0 | 0 | 0 | 0 | 0 | 0 | 0 | 0 | 0 | 5 | 4 | 1 | 1 | [13 empty] | 2 | 1 | 1 | 2 | 3 | 1 | 1 |  | 0
PG&E GBA | Metcalf | 500 | Geothermal |  |  | 0 | 0 | 0 | 0 | 0 | 0 | 0 | 0 | 0 | 1 | 1 | 1 | 1 | [13 empty] | 2 | 1 | 1 | 2 | 3 | 1 | 1 |  | 0
PG&E KERN | Midway | 115 | Geothermal |  |  | 0 | 0 | 0 | 0 | 0 | 0 | 0 | 0 | 0 | 5 | 2 | 4 | 4 | [13 empty] | 1 | 1 | 3 | 1 | 1 | 1 | 1 |  | 0
PG&E KERN | Midway | 230 | Geothermal |  |  | 0 | 0 | 0 | 0 | 0 | 0 | 0 | 0 | 0 | 5 | 2 | 4 | 4 | [13 empty] | 1 | 1 | 3 | 1 | 1 | 1 | 1 |  | 0
PG&E KERN | Midway | 500 | Geothermal |  |  | 0 | 0 | 0 | 0 | 0 | 0 | 0 | 0 | 0 | 5 | 2 | 4 | 4 | [13 empty] | 1 | 1 | 3 | 1 | 1 | 1 | 1 |  | 0
SDGE | Miguel | 230 | Geothermal |  |  | 0 | 0 | 0 | 0 | 0 | 0 | 0 | 0 | 0 | 1 | 1 | 1 | 1 | [13 empty] | 2 | 1 | 3 | 1 | 2 | 1 | 1 |  | 0
SDGE | Miguel | 500 | Geothermal |  |  | 0 | 0 | 0 | 0 | 0 | 0 | 0 | 0 | 0 | 1 | 1 | 1 | 1 | [13 empty] | 2 | 1 | 3 | 1 | 2 | 1 | 1 |  | 0
SDGE | Miguel | 69 | Geothermal |  |  | 0 | 0 | 0 | 0 | 0 | 0 | 0 | 0 | 0 | 1 | 1 | 1 | 1 | [13 empty] | 2 | 1 | 3 | 1 | 2 | 1 | 1 |  | 0
PG&E GBA | Millbrae | 115 | Geothermal |  |  | 0 | 0 | 0 | 0 | 0 | 0 | 0 | 0 | 0 | 5 | 2 | 1 | 1 | [13 empty] | 2 | 1 | 3 | 1 | 2 | 1 | 1 |  | 0
PG&E GBA | Miller | 115 | Geothermal |  |  | 0 | 0 | 0 | 0 | 0 | 0 | 0 | 0 | 0 | 5 | 4 | 1 | 1 | [13 empty] | 1 | 1 | 4 | 2 | 1 | 1 | 1 |  | 0
SCE Metro | Mira Loma | 230 | Geothermal |  |  | 0 | 0 | 0 | 0 | 0 | 0 | 0 | 0 | 0 | 1 | 1 | 1 | 1 | [13 empty] | 1 | 1 | 1 | 1 | 1 | 1 | 1 |  | 0
SCE Metro | Mira Loma | 500 | Geothermal |  |  | 0 | 0 | 0 | 0 | 0 | 0 | 0 | 0 | 0 | 1 | 1 | 1 | 1 | [13 empty] | 1 | 1 | 1 | 1 | 1 | 1 | 1 |  | 0
SCE Eastern | Mirage | 115 | Geothermal |  |  | 0 | 0 | 0 | 0 | 0 | 0 | 0 | 0 | 0 | 5 | 4 | 3 | 3 | [13 empty] | 2 | 1 | 3 | 1 | 3 | 1 | 1 |  | 0
SCE Eastern | Mirage | 230 | Geothermal | YES | Imperial-IID | 556.5 | 0 | 556.5 | 0 | 0 | 0 | 556.5 | 0 | 556.5 | 5 | 4 | 3 | 3 | 1 |  | 1 |  |  |  | 1 | 1 | 1 | 2 | 2 | 2 | 1 | 2 | 1 | 3 | 1 | 3 | 3- | 3 | Some shifted to Utah geothermal to align with in-development geothermal and less geothermal in portfolio | 1
SDGE | Mission | 138 | Geothermal |  |  | 0 | 0 | 0 | 0 | 0 | 0 | 0 | 0 | 0 | 1 | 1 | 1 | 1 | [13 empty] | 2 | 1 | 2 | 1 | 2 | 1 | 1 |  | 0
SDGE | Mission | 230 | Geothermal |  |  | 0 | 0 | 0 | 0 | 0 | 0 | 0 | 0 | 0 | 1 | 1 | 1 | 1 | [13 empty] | 2 | 1 | 2 | 1 | 2 | 1 | 1 |  | 0
SDGE | Mission | 69 | Geothermal |  |  | 0 | 0 | 0 | 0 | 0 | 0 | 0 | 0 | 0 | 1 | 1 | 1 | 1 | [13 empty] | 2 | 1 | 2 | 1 | 2 | 1 | 1 |  | 0
PG&E GBA | Mi-Wuk | 115 | Geothermal |  |  | 0 | 0 | 0 | 0 | 0 | 0 | 0 | 0 | 0 | 5 | 4 | 1 | 1 | [13 empty] | 2 | 1 | 4 | 1 | 3 | 1 | 1 |  | 0
EOP | Mohave | 500 | Geothermal |  |  | 0 | 0 | 0 | 0 | 0 | 0 | 0 | 0 | 0 | 5 | 2 | 1 | 1 | [13 empty] | 2 | 2 | 3 | 1 | 3 | 1 | 1 |  | 0
PG&E NGBA | Monroe | 115 | Geothermal |  |  | 0 | 0 | 0 | 0 | 0 | 0 | 0 | 0 | 0 | 5 | 2 | 1 | 1 | [13 empty] | 2 | 1 | 3 | 2 | 2 | 1 | 1 |  | 0
SDGE | Monserate | 69 | Geothermal |  |  | 0 | 0 | 0 | 0 | 0 | 0 | 0 | 0 | 0 | 1 | 1 | 1 | 1 | [13 empty] | 2 | 1 | 3 | 1 | 3 | 1 | 1 |  | 0
PG&E GBA | Monta Vista | 115 | Geothermal |  |  | 0 | 0 | 0 | 0 | 0 | 0 | 0 | 0 | 0 | 5 | 4 | 1 | 1 | [13 empty] | 2 | 1 | 3 | 2 | 3 | 1 | 1 |  | 0
PG&E GBA | Monta Vista | 230 | Geothermal |  |  | 0 | 0 | 0 | 0 | 0 | 0 | 0 | 0 | 0 | 5 | 4 | 1 | 1 | [13 empty] | 2 | 1 | 3 | 2 | 3 | 1 | 1 |  | 0
PG&E GBA | Monta Vista | 60 | Geothermal |  |  | 0 | 0 | 0 | 0 | 0 | 0 | 0 | 0 | 0 | 5 | 4 | 1 | 1 | [13 empty] | 2 | 1 | 3 | 2 | 3 | 1 | 1 |  | 0
PG&E NGBA | Monticello | 115 | Geothermal |  |  | 0 | 0 | 0 | 0 | 0 | 0 | 0 | 0 | 0 | 5 | 2 | 1 | 1 | [13 empty] | 2 | 1 | 4 | 2 | 3 | 1 | 1 |  | 0
SCE Northern | Moorpark | 230 | Geothermal |  |  | 0 | 0 | 0 | 0 | 0 | 0 | 0 | 0 | 0 | 5 | 2 | 1 | 1 | [13 empty] | 2 | 1 | 4 | 1 | 3 | 1 | 1 |  | 0
SCE Northern | Moorpark | 66 | Geothermal |  |  | 0 | 0 | 0 | 0 | 0 | 0 | 0 | 0 | 0 | 5 | 2 | 1 | 1 | [13 empty] | 2 | 1 | 4 | 1 | 3 | 1 | 1 |  | 0
PG&E GBA | Moraga | 115 | Geothermal |  |  | 0 | 0 | 0 | 0 | 0 | 0 | 0 | 0 | 0 | 5 | 2 | 1 | 1 | [13 empty] | 2 | 1 | 3 | 1 | 3 | 1 | 1 |  | 0
PG&E GBA | Moraga | 230 | Geothermal |  |  | 0 | 0 | 0 | 0 | 0 | 0 | 0 | 0 | 0 | 5 | 4 | 1 | 1 | [13 empty] | 2 | 1 | 3 | 1 | 3 | 1 | 1 |  | 0
PG&E GBA | Morgan Hill | 115 | Geothermal |  |  | 0 | 0 | 0 | 0 | 0 | 0 | 0 | 0 | 0 | 5 | 4 | 1 | 1 | [13 empty] | 2 | 1 | 3 | 2 | 2 | 1 | 1 |  | 0
PG&E KERN | Morro Bay | 115 | Geothermal |  |  | 0 | 0 | 0 | 0 | 0 | 0 | 0 | 0 | 0 | 1 | 1 | 1 | 1 | [13 empty] | 2 | 2 | 2 | 2 | 3 | 1 | 1 |  | 0
PG&E KERN | Morro Bay | 230 | Geothermal |  |  | 0 | 0 | 0 | 0 | 0 | 0 | 0 | 0 | 0 | 5 | 2 | 4 | 4 | [13 empty] | 2 | 2 | 2 | 2 | 3 | 1 | 1 |  | 0
PG&E KERN | Morro Bay | 500 | Geothermal |  |  | 0 | 0 | 0 | 0 | 0 | 0 | 0 | 0 | 0 | 5 | 2 | 4 | 4 | [13 empty] | 2 | 2 | 2 | 2 | 3 | 1 | 1 |  | 0
PG&E GBA | Moss Landing | 115 | Geothermal |  |  | 0 | 0 | 0 | 0 | 0 | 0 | 0 | 0 | 0 | 5 | 4 | 1 | 1 | [13 empty] | 2 | 2 | 1 | 2 | 2 | 1 | 1 |  | 0
PG&E GBA | Moss Landing | 230 | Geothermal |  |  | 0 | 0 | 0 | 0 | 0 | 0 | 0 | 0 | 0 | 5 | 4 | 1 | 1 | [13 empty] | 2 | 2 | 1 | 2 | 2 | 1 | 1 |  | 0
PG&E GBA | Moss Landing | 500 | Geothermal |  |  | 0 | 0 | 0 | 0 | 0 | 0 | 0 | 0 | 0 | 5 | 4 | 1 | 1 | [13 empty] | 2 | 2 | 1 | 2 | 2 | 1 | 1 |  | 0
EOP | Mountain Pass | 115 | Geothermal |  |  | 0 | 0 | 0 | 0 | 0 | 0 | 0 | 0 | 0 | 5 | 3 | 1 | 1 | [13 empty] | 2 | 2 | 4 | 1 | 1 | 1 | 1 |  | 0
PG&E GBA | Mountain View | 115 | Geothermal |  |  | 0 | 0 | 0 | 0 | 0 | 0 | 0 | 0 | 0 | 5 | 2 | 1 | 1 | [13 empty] | 2 | 1 | 2 | 2 | 2 | 1 | 1 |  | 0
PG&E GBA | Mt Eden | 115 | Geothermal |  |  | 0 | 0 | 0 | 0 | 0 | 0 | 0 | 0 | 0 | 5 | 2 | 1 | 1 | [13 empty] | 2 | 1 | 2 | 1 | 2 | 1 | 1 |  | 0
PG&E KERN | Mt Poso | 115 | Geothermal |  |  | 0 | 0 | 0 | 0 | 0 | 0 | 0 | 0 | 0 | 1 | 1 | 1 | 1 | [13 empty] | 1 | 1 | 2 | 1 | 1 | 1 | 1 |  | 0
SDGE | Murray | 69 | Geothermal |  |  | 0 | 0 | 0 | 0 | 0 | 0 | 0 | 0 | 0 | 1 | 1 | 1 | 1 | [13 empty] | 2 | 1 | 2 | 1 | 2 | 1 | 1 |  | 0
PG&E FRESNO | Mustang | 230 | Geothermal |  |  | 0 | 0 | 0 | 0 | 0 | 0 | 0 | 0 | 0 | 5 | 3 | 5 | 4 | [13 empty] | 1 | 1 | 1 | 2 | 1 | 1 | 1 |  | 0
SCE Northern | Neenach | 66 | Geothermal |  |  | 0 | 0 | 0 | 0 | 0 | 0 | 0 | 0 | 0 | 1 | 1 | 1 | 1 | [13 empty] | 2 | 1 | 4 | 1 | 3 | 1 | 1 |  | 0
PG&E KERN | New Sub - Gates - Midway (Proposed) | 230 | Geothermal |  |  | 0 | 0 | 0 | 0 | 0 | 0 | 0 | 0 | 0 | 5 | 2 | 4 | 4 | [13 empty] | 1 | 1 | 4 | 2 | 1 | 1 | 1 |  | 0
PG&E KERN | New Sub - Gates - Templeton (Proposed) | 230 | Geothermal |  |  | 0 | 0 | 0 | 0 | 0 | 0 | 0 | 0 | 0 | 5 | 2 | 4 | 4 | [13 empty] | 1 | 1 | 4 | 2 | 1 | 1 | 1 |  | 0
SCE NOL | New Sub - Kramer - Lugo (Proposed) | 230 | Geothermal |  |  | 0 | 0 | 0 | 0 | 0 | 0 | 0 | 0 | 0 | 3 | 3 | 1 | 1 | [13 empty] | 2 | 1 | 2 | 1 | 1 | 1 | 1 |  | 0
PG&E FRESNO | New Sub - Los Banos - Midway (Proposed) | 500 | Geothermal |  |  | 0 | 0 | 0 | 0 | 0 | 0 | 0 | 0 | 0 | 5 | 2 | 4 | 4 | [13 empty] | 1 | 1 | 4 | 2 | 1 | 1 | 1 |  | 0
SCE NOL | New Sub - Lugo - Pisgah (Proposed) | 230 | Geothermal |  |  | 0 | 0 | 0 | 0 | 0 | 0 | 0 | 0 | 0 | 1 | 1 | 1 | 1 | [13 empty] | 2 | 1 | 3 | 1 | 3 | 1 | 1 |  | 0
PG&E KERN | New Sub - Midway - Wheeler Ridge (Proposed) | 230 | Geothermal |  |  | 0 | 0 | 0 | 0 | 0 | 0 | 0 | 0 | 0 | 5 | 2 | 4 | 4 | [13 empty] | 1 | 1 | 3 | 1 | 1 | 1 | 1 |  | 0
PG&E NGBA | New Sub - Near existing Leavitt (PSREC) | 345 | Geothermal |  |  | 0 | 0 | 0 | 0 | 0 | 0 | 0 | 0 | 0 | 5 | 2 | 1 | 1 | [13 empty] | 2 | 2 | 1 | 1 | 3 | 1 | 1 |  | 0
PG&E NGBA | New Sub - Near existing Madeline (NVE) | 345 | Geothermal |  |  | 0 | 0 | 0 | 0 | 0 | 0 | 0 | 0 | 0 | 5 | 2 | 1 | 1 | [13 empty] | 2 | 2 | 4 | 1 | 3 | 1 | 1 |  | 0
SDGE | New Sub - North Gila - IV (Proposed) | 500 | Geothermal |  |  | 0 | 0 | 0 | 0 | 0 | 0 | 0 | 0 | 0 | 1 | 1 | 1 | 1 | [13 empty] | 2 | 1 | 4 | 2 | 2 | 1 | 1 |  | 0
PG&E NGBA | New Sub - Pit 1 - Cottonwood (Proposed) | 230 | Geothermal |  |  | 0 | 0 | 0 | 0 | 0 | 0 | 0 | 0 | 0 | 5 | 3 | 3 | 3 | [13 empty] | 2 | 2 | 4 | 2 | 3 | 1 | 1 |  | 0
PG&E GBA | New Sub - Rancho Seco - Bellota (Proposed) | 230 | Geothermal |  |  | 0 | 0 | 0 | 0 | 0 | 0 | 0 | 0 | 0 | 5 | 4 | 1 | 1 | [13 empty] | 1 | 1 | 4 | 2 | 3 | 1 | 1 |  | 0
SDGE | New Sub - Suncrest - Ocotillo (Proposed) | 500 | Geothermal |  |  | 0 | 0 | 0 | 0 | 0 | 0 | 0 | 0 | 0 | 1 | 1 | 1 | 1 | [13 empty] | 2 | 1 | 4 | 1 | 3 | 1 | 1 |  | 0
PG&E FRESNO | New Sub - Westley - Quinto (Proposed) | 230 | Geothermal |  |  | 0 | 0 | 0 | 0 | 0 | 0 | 0 | 0 | 0 | 1 | 1 | 1 | 1 | [13 empty] | 1 | 1 | 4 | 2 | 1 | 1 | 1 |  | 0
PG&E GBA | Newark | 115 | Geothermal |  |  | 0 | 0 | 0 | 0 | 0 | 0 | 0 | 0 | 0 | 5 | 4 | 1 | 1 | [13 empty] | 2 | 1 | 3 | 1 | 2 | 1 | 1 |  | 0
PG&E GBA | Newark | 230 | Geothermal |  |  | 0 | 0 | 0 | 0 | 0 | 0 | 0 | 0 | 0 | 5 | 4 | 1 | 1 | [13 empty] | 2 | 1 | 3 | 1 | 2 | 1 | 1 |  | 0
PG&E GBA | Newark | 60 | Geothermal |  |  | 0 | 0 | 0 | 0 | 0 | 0 | 0 | 0 | 0 | 5 | 2 | 1 | 1 | [13 empty] | 2 | 1 | 3 | 1 | 2 | 1 | 1 |  | 0
PG&E FRESNO | Newhall | 115 | Geothermal |  |  | 0 | 0 | 0 | 0 | 0 | 0 | 0 | 0 | 0 | 5 | 4 | 5 | 2 | [13 empty] | 1 | 1 | 4 | 2 | 1 | 1 | 1 |  | 0
PG&E KERN | Norco | 115 | Geothermal |  |  | 0 | 0 | 0 | 0 | 0 | 0 | 0 | 0 | 0 | 5 | 2 | 4 | 4 | [13 empty] | 1 | 1 | 3 | 1 | 1 | 1 | 1 |  | 0
PG&E GBA | Nortech | 115 | Geothermal |  |  | 0 | 0 | 0 | 0 | 0 | 0 | 0 | 0 | 0 | 5 | 4 | 1 | 1 | [13 empty] | 2 | 1 | 2 | 2 | 1 | 1 | 1 |  | 0
SDGE | North City Metering | 138 | Geothermal |  |  | 0 | 0 | 0 | 0 | 0 | 0 | 0 | 0 | 0 | 1 | 1 | 1 | 1 | [13 empty] | 2 | 1 | 2 | 1 | 3 | 1 | 1 |  | 0
PG&E GBA | North Dublin | 230 | Geothermal |  |  | 0 | 0 | 0 | 0 | 0 | 0 | 0 | 0 | 0 | 5 | 4 | 1 | 1 | [13 empty] | 2 | 1 | 2 | 1 | 3 | 1 | 1 |  | 0
SDGE | North Gila | 500 | Geothermal |  |  | 0 | 0 | 0 | 0 | 0 | 0 | 0 | 0 | 0 | 1 | 1 | 1 | 1 | [13 empty] | 2 | 2 | 4 | 2 | 3 | 1 | 1 |  | 0
SCE Metro | North of SONGS | 230 | Geothermal |  |  | 0 | 0 | 0 | 0 | 0 | 0 | 0 | 0 | 0 | 1 | 1 | 1 | 1 | [13 empty] | 2 | 1 | 3 | 1 | 3 | 1 | 1 |  | 0
SCE Metro | North of SONGS | 500 | Geothermal |  |  | 0 | 0 | 0 | 0 | 0 | 0 | 0 | 0 | 0 | 1 | 1 | 1 | 1 | [13 empty] | 2 | 1 | 3 | 1 | 3 | 1 | 1 |  | 0
PG&E NGBA | Notre Dame | 115 | Geothermal |  |  | 0 | 0 | 0 | 0 | 0 | 0 | 0 | 0 | 0 | 5 | 2 | 1 | 1 | [13 empty] | 2 | 1 | 4 | 2 | 2 | 1 | 1 |  | 0
PG&E GBA | Oakland C | 115 | Geothermal |  |  | 0 | 0 | 0 | 0 | 0 | 0 | 0 | 0 | 0 | 5 | 4 | 1 | 1 | [13 empty] | 2 | 1 | 1 | 1 | 2 | 1 | 1 |  | 0
PG&E GBA | Oakland J | 115 | Geothermal |  |  | 0 | 0 | 0 | 0 | 0 | 0 | 0 | 0 | 0 | 5 | 2 | 1 | 1 | [13 empty] | 2 | 1 | 2 | 1 | 1 | 1 | 1 |  | 0
PG&E GBA | Oakland L | 115 | Geothermal |  |  | 0 | 0 | 0 | 0 | 0 | 0 | 0 | 0 | 0 | 5 | 2 | 1 | 1 | [13 empty] | 2 | 1 | 2 | 1 | 1 | 1 | 1 |  | 0
PG&E GBA | Oakland X | 115 | Geothermal |  |  | 0 | 0 | 0 | 0 | 0 | 0 | 0 | 0 | 0 | 5 | 2 | 1 | 1 | [13 empty] | 2 | 1 | 2 | 1 | 2 | 1 | 1 |  | 0
SDGE | Ocean Ranch | 69 | Geothermal |  |  | 0 | 0 | 0 | 0 | 0 | 0 | 0 | 0 | 0 | 1 | 1 | 1 | 1 | [13 empty] | 2 | 1 | 4 | 1 | 3 | 1 | 1 |  | 0
PG&E KERN | Oceano | 115 | Geothermal |  |  | 0 | 0 | 0 | 0 | 0 | 0 | 0 | 0 | 0 | 1 | 1 | 1 | 1 | [13 empty] | 2 | 2 | 4 | 2 | 3 | 1 | 1 |  | 0
SDGE | Ocotillo Express | 500 | Geothermal |  |  | 0 | 0 | 0 | 0 | 0 | 0 | 0 | 0 | 0 | 1 | 1 | 1 | 1 | [13 empty] | 2 | 1 | 4 | 2 | 3 | 1 | 1 |  | 0
PG&E KERN | Old River | 70 | Geothermal |  |  | 0 | 0 | 0 | 0 | 0 | 0 | 0 | 0 | 0 | 5 | 2 | 4 | 4 | [13 empty] | 1 | 1 | 4 | 1 | 2 | 1 | 1 |  | 0
SDGE | Old Town | 230 | Geothermal |  |  | 0 | 0 | 0 | 0 | 0 | 0 | 0 | 0 | 0 | 1 | 1 | 1 | 1 | [13 empty] | 2 | 1 | 3 | 1 | 2 | 1 | 1 |  | 0
SCE Metro | Olinda | 230 | Geothermal |  |  | 0 | 0 | 0 | 0 | 0 | 0 | 0 | 0 | 0 | 1 | 1 | 1 | 1 | [13 empty] | 1 | 1 | 2 | 1 | 2 | 1 | 1 |  | 0
PG&E FRESNO | Olive | 115 | Geothermal |  |  | 0 | 0 | 0 | 0 | 0 | 0 | 0 | 0 | 0 | 5 | 2 | 4 | 4 | [13 empty] | 1 | 1 | 4 | 1 | 1 | 1 | 1 |  | 0
PG&E NGBA | Olivehurst | 115 | Geothermal |  |  | 0 | 0 | 0 | 0 | 0 | 0 | 0 | 0 | 0 | 5 | 4 | 1 | 1 | [13 empty] | 2 | 2 | 2 | 1 | 2 | 1 | 1 |  | 0
PG&E NGBA | Oregon Trail | 60 | Geothermal |  |  | 0 | 0 | 0 | 0 | 0 | 0 | 0 | 0 | 0 | 5 | 2 | 1 | 1 | [13 empty] | 2 | 2 | 3 | 2 | 3 | 1 | 1 |  | 0
SCE Northern | Ormond Beach | 230 | Geothermal |  |  | 0 | 0 | 0 | 0 | 0 | 0 | 0 | 0 | 0 | 5 | 2 | 1 | 1 | [13 empty] | 2 | 1 | 1 | 1 | 1 | 1 | 1 |  | 0
PG&E FRESNO | Oro Loma | 115 | Geothermal |  |  | 0 | 0 | 0 | 0 | 0 | 0 | 0 | 0 | 0 | 1 | 1 | 1 | 1 | [13 empty] | 1 | 1 | 4 | 2 | 1 | 1 | 1 |  | 0
PG&E FRESNO | Oro Loma | 70 | Geothermal |  |  | 0 | 0 | 0 | 0 | 0 | 0 | 0 | 0 | 0 | 1 | 1 | 1 | 1 | [13 empty] | 1 | 1 | 4 | 2 | 1 | 1 | 1 |  | 0
PG&E FRESNO | Orosi | 70 | Geothermal |  |  | 0 | 0 | 0 | 0 | 0 | 0 | 0 | 0 | 0 | 5 | 2 | 5 | 2 | [13 empty] | 1 | 1 | 4 | 1 | 1 | 1 | 1 |  | 0
SDGE | Otay | 69 | Geothermal |  |  | 0 | 0 | 0 | 0 | 0 | 0 | 0 | 0 | 0 | 1 | 1 | 1 | 1 | [13 empty] | 2 | 1 | 1 | 1 | 1 | 1 | 1 |  | 0
SDGE | Otay Mesa | 230 | Geothermal |  |  | 0 | 0 | 0 | 0 | 0 | 0 | 0 | 0 | 0 | 1 | 1 | 1 | 1 | [13 empty] | 2 | 1 | 1 | 1 | 3 | 1 | 1 |  | 0
PG&E FRESNO | Padre Flats SW STA | 230 | Geothermal |  |  | 0 | 0 | 0 | 0 | 0 | 0 | 0 | 0 | 0 | 1 | 1 | 1 | 1 | [13 empty] | 1 | 1 | 4 | 2 | 1 | 1 | 1 |  | 0
EOP | Pahrump | 138 | Geothermal |  |  | 0 | 0 | 0 | 0 | 0 | 0 | 0 | 0 | 0 | 5 | 3 | 1 | 1 | [13 empty] | 2 | 2 | 4 | 1 | 3 | 1 | 1 |  | 0
EOP | Pahrump | 230 | Geothermal |  |  | 0 | 0 | 0 | 0 | 0 | 0 | 0 | 0 | 0 | 5 | 3 | 1 | 1 | [13 empty] | 2 | 2 | 4 | 1 | 3 | 1 | 1 |  | 0
SDGE | Pala | 69 | Geothermal |  |  | 0 | 0 | 0 | 0 | 0 | 0 | 0 | 0 | 0 | 1 | 1 | 1 | 1 | [13 empty] | 2 | 1 | 1 | 1 | 3 | 1 | 1 |  | 0
PG&E NGBA | Palermo | 115 | Geothermal |  |  | 0 | 0 | 0 | 0 | 0 | 0 | 0 | 0 | 0 | 5 | 4 | 1 | 1 | [13 empty] | 2 | 1 | 2 | 2 | 2 | 1 | 1 |  | 0
PG&E NGBA | Palermo | 230 | Geothermal |  |  | 0 | 0 | 0 | 0 | 0 | 0 | 0 | 0 | 0 | 5 | 4 | 1 | 1 | [13 empty] | 2 | 1 | 2 | 2 | 2 | 1 | 1 |  | 0
SCE Eastern | Palo Verde | 500 | Geothermal |  |  | 0 | 0 | 0 | 0 | 0 | 0 | 0 | 0 | 0 | 5 | 2 | 1 | 1 | [13 empty] | 2 | 1 | 4 | 2 | 3 | 1 | 1 |  | 0
SDGE | Palomar Energy | 230 | Geothermal |  |  | 0 | 0 | 0 | 0 | 0 | 0 | 0 | 0 | 0 | 1 | 1 | 1 | 1 | [13 empty] | 2 | 1 | 2 | 1 | 3 | 1 | 1 |  | 0
PG&E KERN | Panama | 70 | Geothermal |  |  | 0 | 0 | 0 | 0 | 0 | 0 | 0 | 0 | 0 | 1 | 1 | 1 | 1 | [13 empty] | 1 | 1 | 4 | 1 | 1 | 1 | 1 |  | 0
PG&E FRESNO | Panoche | 115 | Geothermal |  |  | 0 | 0 | 0 | 0 | 0 | 0 | 0 | 0 | 0 | 5 | 4 | 1 | 1 | [13 empty] | 1 | 1 | 1 | 2 | 1 | 1 | 1 |  | 0
PG&E FRESNO | Panoche | 230 | Geothermal |  |  | 0 | 0 | 0 | 0 | 0 | 0 | 0 | 0 | 0 | 1 | 1 | 1 | 1 | [13 empty] | 1 | 1 | 1 | 2 | 1 | 1 | 1 |  | 0
SCE Northern | Pardee | 230 | Geothermal |  |  | 0 | 0 | 0 | 0 | 0 | 0 | 0 | 0 | 0 | 5 | 2 | 1 | 1 | [13 empty] | 1 | 1 | 3 | 1 | 3 | 1 | 1 |  | 0
PG&E NGBA | Parkway | 230 | Geothermal |  |  | 0 | 0 | 0 | 0 | 0 | 0 | 0 | 0 | 0 | 5 | 2 | 1 | 1 | [13 empty] | 2 | 1 | 4 | 1 | 2 | 1 | 1 |  | 0
SCE Northern | Pastoria | 230 | Geothermal |  |  | 0 | 0 | 0 | 0 | 0 | 0 | 0 | 0 | 0 | 5 | 2 | 1 | 1 | [13 empty] | 1 | 1 | 2 | 1 | 3 | 1 | 1 |  | 0
SCE Metro | Pauda | 230 | Geothermal |  |  | 0 | 0 | 0 | 0 | 0 | 0 | 0 | 0 | 0 | 1 | 1 | 1 | 1 | [13 empty] | 1 | 1 | 2 | 1 | 2 | 1 | 1 |  | 0
PG&E GBA | Paul Sweet | 115 | Geothermal |  |  | 0 | 0 | 0 | 0 | 0 | 0 | 0 | 0 | 0 | 1 | 1 | 1 | 1 | [13 empty] | 2 | 2 | 2 | 2 | 3 | 1 | 1 |  | 0
PG&E NGBA | Peabody | 230 | Geothermal |  |  | 0 | 0 | 0 | 0 | 0 | 0 | 0 | 0 | 0 | 5 | 2 | 1 | 1 | [13 empty] | 2 | 1 | 2 | 1 | 2 | 1 | 1 |  | 0
PG&E NGBA | Pease | 115 | Geothermal |  |  | 0 | 0 | 0 | 0 | 0 | 0 | 0 | 0 | 0 | 5 | 4 | 1 | 1 | [13 empty] | 2 | 2 | 2 | 1 | 2 | 1 | 1 |  | 0
PG&E NGBA | Pease | 60 | Geothermal |  |  | 0 | 0 | 0 | 0 | 0 | 0 | 0 | 0 | 0 | 5 | 4 | 1 | 1 | [13 empty] | 2 | 2 | 2 | 1 | 2 | 1 | 1 |  | 0
SDGE | Penasquitos | 138 | Geothermal |  |  | 0 | 0 | 0 | 0 | 0 | 0 | 0 | 0 | 0 | 1 | 1 | 1 | 1 | [13 empty] | 2 | 1 | 2 | 1 | 3 | 1 | 1 |  | 0
SDGE | Penasquitos | 230 | Geothermal |  |  | 0 | 0 | 0 | 0 | 0 | 0 | 0 | 0 | 0 | 1 | 1 | 1 | 1 | [13 empty] | 2 | 1 | 2 | 1 | 3 | 1 | 1 |  | 0
SDGE | Penasquitos | 69 | Geothermal |  |  | 0 | 0 | 0 | 0 | 0 | 0 | 0 | 0 | 0 | 1 | 1 | 1 | 1 | [13 empty] | 2 | 1 | 2 | 1 | 3 | 1 | 1 |  | 0
SDGE | Pendleton | 69 | Geothermal |  |  | 0 | 0 | 0 | 0 | 0 | 0 | 0 | 0 | 0 | 1 | 1 | 1 | 1 | [13 empty] | 2 | 1 | 4 | 1 | 3 | 1 | 1 |  | 0
PG&E NGBA | Penngrove | 115 | Geothermal |  |  | 0 | 0 | 0 | 0 | 0 | 0 | 0 | 0 | 0 | 5 | 2 | 1 | 1 | [13 empty] | 2 | 1 | 3 | 2 | 2 | 1 | 1 |  | 0
PG&E GBA | Peoria | 115 | Geothermal |  |  | 0 | 0 | 0 | 0 | 0 | 0 | 0 | 0 | 0 | 5 | 4 | 1 | 1 | [13 empty] | 2 | 1 | 4 | 1 | 3 | 1 | 1 |  | 0
PG&E GBA | Piercy | 115 | Geothermal |  |  | 0 | 0 | 0 | 0 | 0 | 0 | 0 | 0 | 0 | 5 | 4 | 1 | 1 | [13 empty] | 2 | 1 | 2 | 2 | 2 | 1 | 1 |  | 0
PG&E FRESNO | Pine Flat | 230 | Geothermal |  |  | 0 | 0 | 0 | 0 | 0 | 0 | 0 | 0 | 0 | 5 | 4 | 5 | 2 | [13 empty] | 1 | 1 | 4 | 2 | 3 | 1 | 1 |  | 0
SCE NOL | Pisgah | 230 | Geothermal |  |  | 0 | 0 | 0 | 0 | 0 | 0 | 0 | 0 | 0 | 1 | 1 | 1 | 1 | [13 empty] | 2 | 1 | 4 | 1 | 1 | 1 | 1 |  | 0
PG&E NGBA | Pit 1 | 230 | Geothermal |  |  | 0 | 0 | 0 | 0 | 0 | 0 | 0 | 0 | 0 | 5 | 3 | 3 | 3 | [13 empty] | 2 | 2 | 4 | 2 | 3 | 1 | 1 |  | 0
PG&E NGBA | Pit 1 | 60 | Geothermal |  |  | 0 | 0 | 0 | 0 | 0 | 0 | 0 | 0 | 0 | 5 | 3 | 3 | 3 | [13 empty] | 2 | 2 | 4 | 2 | 3 | 1 | 1 |  | 0
PG&E NGBA | Pit 3 | 230 | Geothermal |  |  | 0 | 0 | 0 | 0 | 0 | 0 | 0 | 0 | 0 | 5 | 3 | 3 | 3 | [13 empty] | 2 | 2 | 4 | 2 | 3 | 1 | 1 |  | 0
PG&E NGBA | Pit 4 | 230 | Geothermal |  |  | 0 | 0 | 0 | 0 | 0 | 0 | 0 | 0 | 0 | 5 | 2 | 1 | 1 | [13 empty] | 2 | 2 | 4 | 2 | 3 | 1 | 1 |  | 0
PG&E GBA | Pittsburg | 115 | Geothermal |  |  | 0 | 0 | 0 | 0 | 0 | 0 | 0 | 0 | 0 | 5 | 4 | 1 | 1 | [13 empty] | 2 | 1 | 2 | 1 | 1 | 1 | 1 |  | 0
PG&E GBA | Pittsburg | 230 | Geothermal |  |  | 0 | 0 | 0 | 0 | 0 | 0 | 0 | 0 | 0 | 5 | 4 | 1 | 1 | [13 empty] | 2 | 1 | 2 | 1 | 1 | 1 | 1 |  | 0
PG&E NGBA | Pleasant Grove | 115 | Geothermal |  |  | 0 | 0 | 0 | 0 | 0 | 0 | 0 | 0 | 0 | 5 | 4 | 1 | 1 | [13 empty] | 2 | 1 | 2 | 2 | 3 | 1 | 1 |  | 0
PG&E NGBA | POE | 230 | Geothermal |  |  | 0 | 0 | 0 | 0 | 0 | 0 | 0 | 0 | 0 | 5 | 4 | 1 | 1 | [13 empty] | 2 | 1 | 4 | 2 | 3 | 1 | 1 |  | 0
SDGE | Point Loma | 69 | Geothermal |  |  | 0 | 0 | 0 | 0 | 0 | 0 | 0 | 0 | 0 | 1 | 1 | 1 | 1 | [13 empty] | 2 | 1 | 3 | 1 | 2 | 1 | 1 |  | 0
SDGE | Pomerado | 69 | Geothermal |  |  | 0 | 0 | 0 | 0 | 0 | 0 | 0 | 0 | 0 | 1 | 1 | 1 | 1 | [13 empty] | 2 | 1 | 3 | 1 | 3 | 1 | 1 |  | 0
PG&E KERN | Poso Mountain | 115 | Geothermal |  |  | 0 | 0 | 0 | 0 | 0 | 0 | 0 | 0 | 0 | 5 | 2 | 4 | 4 | [13 empty] | 1 | 1 | 3 | 1 | 2 | 1 | 1 |  | 0
EOP | Primm | 230 | Geothermal |  |  | 0 | 0 | 0 | 0 | 0 | 0 | 0 | 0 | 0 | 5 | 3 | 1 | 1 | [13 empty] | 2 | 2 | 4 | 1 | 2 | 1 | 1 |  | 0
PG&E NGBA | Putah Creek | 115 | Geothermal |  |  | 0 | 0 | 0 | 0 | 0 | 0 | 0 | 0 | 0 | 5 | 2 | 1 | 1 | [13 empty] | 2 | 1 | 3 | 2 | 3 | 1 | 1 |  | 0
SDGE | Q1806 | 138 | Geothermal |  |  | 0 | 0 | 0 | 0 | 0 | 0 | 0 | 0 | 0 | 1 | 1 | 1 | 1 | [13 empty] | 1 | 1 | 2 | 1 | 3 | 1 | 1 |  | 0
PG&E FRESNO | Quinto | 230 | Geothermal |  |  | 0 | 0 | 0 | 0 | 0 | 0 | 0 | 0 | 0 | 1 | 1 | 1 | 1 | [13 empty] | 1 | 1 | 4 | 2 | 1 | 1 | 1 |  | 0
PG&E GBA | Race Track | 115 | Geothermal |  |  | 0 | 0 | 0 | 0 | 0 | 0 | 0 | 0 | 0 | 5 | 4 | 1 | 1 | [13 empty] | 2 | 1 | 4 | 1 | 3 | 1 | 1 |  | 0
SDGE | Rancho Mission Viejo | 138 | Geothermal |  |  | 0 | 0 | 0 | 0 | 0 | 0 | 0 | 0 | 0 | 1 | 1 | 1 | 1 | [13 empty] | 1 | 1 | 2 | 1 | 3 | 1 | 1 |  | 0
PG&E GBA | Rancho Seco | 230 | Geothermal |  |  | 0 | 0 | 0 | 0 | 0 | 0 | 0 | 0 | 0 | 5 | 4 | 1 | 1 | [13 empty] | 2 | 1 | 1 | 2 | 3 | 1 | 1 |  | 0
SCE Metro | Rancho Vista | 230 | Geothermal |  |  | 0 | 0 | 0 | 0 | 0 | 0 | 0 | 0 | 0 | 1 | 1 | 1 | 1 | [13 empty] | 1 | 1 | 1 | 1 | 1 | 1 | 1 |  | 0
SCE Metro | Rancho Vista | 500 | Geothermal |  |  | 0 | 0 | 0 | 0 | 0 | 0 | 0 | 0 | 0 | 1 | 1 | 1 | 1 | [13 empty] | 1 | 1 | 1 | 1 | 1 | 1 | 1 |  | 0
SCE NOL | Ransburg | 115 | Geothermal |  |  | 0 | 0 | 0 | 0 | 0 | 0 | 0 | 0 | 0 | 3 | 3 | 1 | 1 | [13 empty] | 2 | 1 | 4 | 1 | 1 | 1 | 1 |  | 0
PG&E GBA | Ravenswood | 115 | Geothermal |  |  | 0 | 0 | 0 | 0 | 0 | 0 | 0 | 0 | 0 | 5 | 2 | 1 | 1 | [13 empty] | 2 | 1 | 2 | 1 | 2 | 1 | 1 |  | 0
PG&E GBA | Ravenswood | 230 | Geothermal |  |  | 0 | 0 | 0 | 0 | 0 | 0 | 0 | 0 | 0 | 5 | 2 | 1 | 1 | [13 empty] | 2 | 1 | 2 | 1 | 2 | 1 | 1 |  | 0
SCE Northern | Rector | 230 | Geothermal |  |  | 0 | 0 | 0 | 0 | 0 | 0 | 0 | 0 | 0 | 1 | 1 | 1 | 1 | [13 empty] | 1 | 1 | 2 | 1 | 2 | 1 | 1 |  | 0
SCE Eastern | Red Bluff | 230 | Geothermal |  |  | 0 | 0 | 0 | 0 | 0 | 0 | 0 | 0 | 0 | 1 | 1 | 1 | 1 | [13 empty] | 2 | 2 | 4 | 1 | 3 | 1 | 1 |  | 0
SCE Eastern | Red Bluff | 500 | Geothermal |  |  | 0 | 0 | 0 | 0 | 0 | 0 | 0 | 0 | 0 | 1 | 1 | 1 | 1 | [13 empty] | 2 | 2 | 4 | 1 | 3 | 1 | 1 |  | 0
PG&E NGBA | Redbud | 115 | Geothermal |  |  | 0 | 0 | 0 | 0 | 0 | 0 | 0 | 0 | 0 | 5 | 2 | 1 | 1 | [13 empty] | 2 | 2 | 4 | 2 | 3 | 1 | 1 |  | 0
SCE Metro | Redondo | 230 | Geothermal |  |  | 0 | 0 | 0 | 0 | 0 | 0 | 0 | 0 | 0 | 1 | 1 | 1 | 1 | [13 empty] | 1 | 1 | 2 | 1 | 2 | 1 | 1 |  | 0
PG&E FRESNO | Reedley | 115 | Geothermal |  |  | 0 | 0 | 0 | 0 | 0 | 0 | 0 | 0 | 0 | 5 | 4 | 5 | 4 | [13 empty] | 1 | 1 | 4 | 2 | 1 | 1 | 1 |  | 0
PG&E KERN | Renfro | 115 | Geothermal |  |  | 0 | 0 | 0 | 0 | 0 | 0 | 0 | 0 | 0 | 1 | 1 | 1 | 1 | [13 empty] | 1 | 1 | 2 | 1 | 2 | 1 | 1 |  | 0
PG&E GBA | Richmond R | 115 | Geothermal |  |  | 0 | 0 | 0 | 0 | 0 | 0 | 0 | 0 | 0 | 5 | 4 | 1 | 1 | [13 empty] | 2 | 1 | 2 | 1 | 2 | 1 | 1 |  | 0
PG&E NGBA | Rincon | 115 | Geothermal |  |  | 0 | 0 | 0 | 0 | 0 | 0 | 0 | 0 | 0 | 5 | 2 | 1 | 1 | [13 empty] | 2 | 1 | 3 | 2 | 2 | 1 | 1 |  | 0
PG&E KERN | Rio Bravo | 115 | Geothermal |  |  | 0 | 0 | 0 | 0 | 0 | 0 | 0 | 0 | 0 | 1 | 1 | 1 | 1 | [13 empty] | 1 | 1 | 2 | 1 | 1 | 1 | 1 |  | 0
SCE Metro | Rio Hondo | 230 | Geothermal |  |  | 0 | 0 | 0 | 0 | 0 | 0 | 0 | 0 | 0 | 1 | 1 | 1 | 1 | [13 empty] | 1 | 1 | 4 | 1 | 1 | 1 | 1 |  | 0
PG&E NGBA | Rio Oso | 115 | Geothermal |  |  | 0 | 0 | 0 | 0 | 0 | 0 | 0 | 0 | 0 | 5 | 4 | 1 | 1 | [13 empty] | 2 | 1 | 4 | 1 | 3 | 1 | 1 |  | 0
PG&E NGBA | Rio Oso | 230 | Geothermal |  |  | 0 | 0 | 0 | 0 | 0 | 0 | 0 | 0 | 0 | 5 | 4 | 1 | 1 | [13 empty] | 2 | 1 | 4 | 1 | 3 | 1 | 1 |  | 0
PG&E GBA | Ripon | 115 | Geothermal |  |  | 0 | 0 | 0 | 0 | 0 | 0 | 0 | 0 | 0 | 5 | 4 | 1 | 1 | [13 empty] | 1 | 1 | 2 | 2 | 2 | 1 | 1 |  | 0
PG&E GBA | Riverbank | 115 | Geothermal |  |  | 0 | 0 | 0 | 0 | 0 | 0 | 0 | 0 | 0 | 5 | 4 | 1 | 1 | [13 empty] | 1 | 1 | 3 | 2 | 2 | 1 | 1 |  | 0
SCE NOL | Roadway | 115 | Geothermal |  |  | 0 | 0 | 0 | 0 | 0 | 0 | 0 | 0 | 0 | 1 | 1 | 1 | 1 | [13 empty] | 2 | 1 | 2 | 1 | 1 | 1 | 1 |  | 0
PG&E NGBA | Rock Creek 1 | 230 | Geothermal |  |  | 0 | 0 | 0 | 0 | 0 | 0 | 0 | 0 | 0 | 5 | 4 | 1 | 1 | [13 empty] | 2 | 2 | 4 | 1 | 3 | 1 | 1 |  | 0
SCE Northern | Rosamond | 66 | Geothermal |  |  | 0 | 0 | 0 | 0 | 0 | 0 | 0 | 0 | 0 | 1 | 1 | 1 | 1 | [13 empty] | 2 | 1 | 4 | 1 | 3 | 1 | 1 |  | 0
PG&E GBA | Rossmoor | 230 | Geothermal |  |  | 0 | 0 | 0 | 0 | 0 | 0 | 0 | 0 | 0 | 5 | 2 | 1 | 1 | [13 empty] | 2 | 1 | 4 | 1 | 3 | 1 | 1 |  | 0
PG&E NGBA | Round Mountain | 230 | Geothermal |  |  | 0 | 0 | 0 | 0 | 0 | 0 | 0 | 0 | 0 | 5 | 2 | 1 | 1 | [13 empty] | 2 | 2 | 4 | 2 | 3 | 1 | 1 |  | 0
PG&E NGBA | Round Mountain | 500 | Geothermal |  |  | 0 | 0 | 0 | 0 | 0 | 0 | 0 | 0 | 0 | 5 | 2 | 1 | 1 | [13 empty] | 2 | 2 | 4 | 2 | 3 | 1 | 1 |  | 0
PG&E GBA | Salado | 115 | Geothermal |  |  | 0 | 0 | 0 | 0 | 0 | 0 | 0 | 0 | 0 | 5 | 4 | 1 | 1 | [13 empty] | 1 | 1 | 4 | 2 | 1 | 1 | 1 |  | 0
PG&E GBA | Salado | 60 | Geothermal |  |  | 0 | 0 | 0 | 0 | 0 | 0 | 0 | 0 | 0 | 5 | 4 | 1 | 1 | [13 empty] | 1 | 1 | 4 | 2 | 1 | 1 | 1 |  | 0
PG&E GBA | Salinas | 115 | Geothermal |  |  | 0 | 0 | 0 | 0 | 0 | 0 | 0 | 0 | 0 | 1 | 1 | 1 | 1 | [13 empty] | 2 | 2 | 3 | 2 | 2 | 1 | 1 |  | 0
SDGE | Salt Creek | 69 | Geothermal |  |  | 0 | 0 | 0 | 0 | 0 | 0 | 0 | 0 | 0 | 1 | 1 | 1 | 1 | [13 empty] | 2 | 1 | 3 | 1 | 2 | 1 | 1 |  | 0
SCE Eastern | San Bernardino | 230 | Geothermal |  |  | 0 | 0 | 0 | 0 | 0 | 0 | 0 | 0 | 0 | 1 | 1 | 1 | 1 | [13 empty] | 1 | 1 | 2 | 1 | 2 | 1 | 1 |  | 0
PG&E GBA | SAN FRAN A (POTRERO PP) | 115 | Geothermal |  |  | 0 | 0 | 0 | 0 | 0 | 0 | 0 | 0 | 0 | 5 | 2 | 1 | 1 | [13 empty] | 2 | 1 | 2 | 1 | 2 | 1 | 1 |  | 0
PG&E GBA | SAN FRAN A (POTRERO PP) | 230 | Geothermal |  |  | 0 | 0 | 0 | 0 | 0 | 0 | 0 | 0 | 0 | 5 | 2 | 1 | 1 | [13 empty] | 2 | 1 | 2 | 1 | 2 | 1 | 1 |  | 0
PG&E GBA | San Jose A | 115 | Geothermal |  |  | 0 | 0 | 0 | 0 | 0 | 0 | 0 | 0 | 0 | 5 | 4 | 1 | 1 | [13 empty] | 2 | 1 | 2 | 2 | 2 | 1 | 1 |  | 0
PG&E GBA | San Jose B | 115 | Geothermal |  |  | 0 | 0 | 0 | 0 | 0 | 0 | 0 | 0 | 0 | 5 | 4 | 1 | 1 | [13 empty] | 2 | 1 | 3 | 2 | 2 | 1 | 1 |  | 0
PG&E GBA | San Leandro U | 115 | Geothermal |  |  | 0 | 0 | 0 | 0 | 0 | 0 | 0 | 0 | 0 | 5 | 2 | 1 | 1 | [13 empty] | 2 | 1 | 3 | 1 | 2 | 1 | 1 |  | 0
PG&E KERN | San Luis Obispo | 115 | Geothermal |  |  | 0 | 0 | 0 | 0 | 0 | 0 | 0 | 0 | 0 | 1 | 1 | 1 | 1 | [13 empty] | 2 | 2 | 4 | 2 | 3 | 1 | 1 |  | 0
PG&E KERN | San Luis Obispo | 70 | Geothermal |  |  | 0 | 0 | 0 | 0 | 0 | 0 | 0 | 0 | 0 | 1 | 1 | 1 | 1 | [13 empty] | 2 | 2 | 4 | 2 | 3 | 1 | 1 |  | 0
SDGE | San Luis Rey | 230 | Geothermal |  |  | 0 | 0 | 0 | 0 | 0 | 0 | 0 | 0 | 0 | 1 | 1 | 1 | 1 | [13 empty] | 2 | 1 | 4 | 1 | 3 | 1 | 1 |  | 0
SDGE | San Luis Rey | 69 | Geothermal |  |  | 0 | 0 | 0 | 0 | 0 | 0 | 0 | 0 | 0 | 1 | 1 | 1 | 1 | [13 empty] | 2 | 1 | 4 | 1 | 3 | 1 | 1 |  | 0
SDGE | San Marcos | 69 | Geothermal |  |  | 0 | 0 | 0 | 0 | 0 | 0 | 0 | 0 | 0 | 1 | 1 | 1 | 1 | [13 empty] | 2 | 1 | 2 | 1 | 3 | 1 | 1 |  | 0
SCE Metro | San Onofre | 230 | Geothermal |  |  | 0 | 0 | 0 | 0 | 0 | 0 | 0 | 0 | 0 | 1 | 1 | 1 | 1 | [13 empty] | 2 | 1 | 4 | 1 | 3 | 1 | 1 |  | 0
PG&E GBA | San Pablo | 115 | Geothermal |  |  | 0 | 0 | 0 | 0 | 0 | 0 | 0 | 0 | 0 | 5 | 4 | 1 | 1 | [13 empty] | 2 | 1 | 2 | 1 | 1 | 1 | 1 |  | 0
PG&E GBA | San Ramon | 230 | Geothermal |  |  | 0 | 0 | 0 | 0 | 0 | 0 | 0 | 0 | 0 | 5 | 2 | 1 | 1 | [13 empty] | 2 | 1 | 2 | 1 | 3 | 1 | 1 |  | 0
SDGE | San Ysidro | 69 | Geothermal |  |  | 0 | 0 | 0 | 0 | 0 | 0 | 0 | 0 | 0 | 1 | 1 | 1 | 1 | [13 empty] | 2 | 1 | 2 | 1 | 2 | 1 | 1 |  | 0
SCE NOL | Sandlot | 230 | Geothermal |  |  | 0 | 0 | 0 | 0 | 0 | 0 | 0 | 0 | 0 | 3 | 3 | 1 | 1 | [13 empty] | 2 | 1 | 4 | 1 | 2 | 1 | 1 |  | 0
EOP | Sandy | 138 | Geothermal |  |  | 0 | 0 | 0 | 0 | 0 | 0 | 0 | 0 | 0 | 5 | 3 | 1 | 1 | [13 empty] | 2 | 2 | 4 | 1 | 3 | 1 | 1 |  | 0
PG&E FRESNO | Sanger | 115 | Geothermal |  |  | 0 | 0 | 0 | 0 | 0 | 0 | 0 | 0 | 0 | 5 | 4 | 5 | 4 | [13 empty] | 1 | 1 | 2 | 2 | 2 | 1 | 1 |  | 0
SCE Northern | Santa Clara | 230 | Geothermal |  |  | 0 | 0 | 0 | 0 | 0 | 0 | 0 | 0 | 0 | 5 | 2 | 1 | 1 | [13 empty] | 2 | 1 | 3 | 1 | 2 | 1 | 1 |  | 0
PG&E NGBA | Santa Rosa A | 115 | Geothermal |  |  | 0 | 0 | 0 | 0 | 0 | 0 | 0 | 0 | 0 | 5 | 2 | 1 | 1 | [13 empty] | 2 | 1 | 3 | 2 | 2 | 1 | 1 |  | 0
PG&E GBA | Santa Teresa | 115 | Geothermal |  |  | 0 | 0 | 0 | 0 | 0 | 0 | 0 | 0 | 0 | 5 | 4 | 1 | 1 | [13 empty] | 2 | 1 | 2 | 2 | 2 | 1 | 1 |  | 0
SDGE | Santee | 138 | Geothermal |  |  | 0 | 0 | 0 | 0 | 0 | 0 | 0 | 0 | 0 | 5 | 5 | 1 | 1 | [13 empty] | 2 | 1 | 2 | 1 | 2 | 1 | 1 |  | 0
SCE Metro | Santiago | 230 | Geothermal |  |  | 0 | 0 | 0 | 0 | 0 | 0 | 0 | 0 | 0 | 1 | 1 | 1 | 1 | [13 empty] | 1 | 1 | 2 | 1 | 2 | 1 | 1 |  | 0
PG&E GBA | Saratoga | 230 | Geothermal |  |  | 0 | 0 | 0 | 0 | 0 | 0 | 0 | 0 | 0 | 5 | 4 | 1 | 1 | [13 empty] | 2 | 1 | 4 | 2 | 3 | 1 | 1 |  | 0
SCE Northern | Saugus | 230 | Geothermal |  |  | 0 | 0 | 0 | 0 | 0 | 0 | 0 | 0 | 0 | 5 | 2 | 1 | 1 | [13 empty] | 1 | 1 | 3 | 1 | 3 | 1 | 1 |  | 0
PG&E FRESNO | Schindler | 115 | Geothermal |  |  | 0 | 0 | 0 | 0 | 0 | 0 | 0 | 0 | 0 | 1 | 1 | 1 | 1 | [13 empty] | 1 | 1 | 4 | 2 | 1 | 1 | 1 |  | 0
PG&E FRESNO | Schindler | 70 | Geothermal |  |  | 0 | 0 | 0 | 0 | 0 | 0 | 0 | 0 | 0 | 1 | 1 | 1 | 1 | [13 empty] | 1 | 1 | 4 | 2 | 1 | 1 | 1 |  | 0
PG&E GBA | Schulte | 115 | Geothermal |  |  | 0 | 0 | 0 | 0 | 0 | 0 | 0 | 0 | 0 | 5 | 4 | 1 | 1 | [13 empty] | 1 | 1 | 1 | 2 | 2 | 1 | 1 |  | 0
SDGE | Scripps | 69 | Geothermal |  |  | 0 | 0 | 0 | 0 | 0 | 0 | 0 | 0 | 0 | 1 | 1 | 1 | 1 | [13 empty] | 2 | 1 | 2 | 1 | 3 | 1 | 1 |  | 0
PG&E KERN | Semitropic | 115 | Geothermal |  |  | 0 | 0 | 0 | 0 | 0 | 0 | 0 | 0 | 0 | 1 | 1 | 1 | 1 | [13 empty] | 1 | 1 | 3 | 1 | 1 | 1 | 1 |  | 0
SCE Metro | Serrano | 230 | Geothermal |  |  | 0 | 0 | 0 | 0 | 0 | 0 | 0 | 0 | 0 | 1 | 1 | 1 | 1 | [13 empty] | 1 | 1 | 2 | 1 | 2 | 1 | 1 |  | 0
SCE Metro | Serrano | 500 | Geothermal |  |  | 0 | 0 | 0 | 0 | 0 | 0 | 0 | 0 | 0 | 1 | 1 | 1 | 1 | [13 empty] | 1 | 1 | 2 | 1 | 2 | 1 | 1 |  | 0
SDGE | Shadowridge | 138 | Geothermal |  |  | 0 | 0 | 0 | 0 | 0 | 0 | 0 | 0 | 0 | 1 | 1 | 1 | 1 | [13 empty] | 2 | 1 | 3 | 1 | 3 | 1 | 1 |  | 0
PG&E KERN | Shafter | 115 | Geothermal |  |  | 0 | 0 | 0 | 0 | 0 | 0 | 0 | 0 | 0 | 5 | 2 | 4 | 4 | [13 empty] | 1 | 1 | 3 | 1 | 1 | 1 | 1 |  | 0
PG&E NGBA | Silverado | 115 | Geothermal |  |  | 0 | 0 | 0 | 0 | 0 | 0 | 0 | 0 | 0 | 5 | 2 | 1 | 1 | [13 empty] | 2 | 1 | 4 | 2 | 3 | 1 | 1 |  | 0
SDGE | Silvergate | 230 | Geothermal |  |  | 0 | 0 | 0 | 0 | 0 | 0 | 0 | 0 | 0 | 1 | 1 | 1 | 1 | [13 empty] | 2 | 1 | 1 | 1 | 1 | 1 | 1 |  | 0
SDGE | Silvergate | 69 | Geothermal |  |  | 0 | 0 | 0 | 0 | 0 | 0 | 0 | 0 | 0 | 1 | 1 | 1 | 1 | [13 empty] | 2 | 1 | 1 | 1 | 1 | 1 | 1 |  | 0
PG&E KERN | Sisquoc | 115 | Geothermal |  |  | 0 | 0 | 0 | 0 | 0 | 0 | 0 | 0 | 0 | 1 | 1 | 1 | 1 | [13 empty] | 2 | 2 | 4 | 1 | 3 | 1 | 1 |  | 0
EOP | Sloan Canyon | 230 | Geothermal |  |  | 0 | 0 | 0 | 0 | 0 | 0 | 0 | 0 | 0 | 5 | 3 | 1 | 1 | [13 empty] | 2 | 2 | 3 | 1 | 3 | 1 | 1 |  | 0
EOP | Sloan Canyon | 500 | Geothermal |  |  | 0 | 0 | 0 | 0 | 0 | 0 | 0 | 0 | 0 | 5 | 3 | 1 | 1 | [13 empty] | 2 | 2 | 3 | 1 | 3 | 1 | 1 |  | 0
PG&E KERN | Smyrna | 115 | Geothermal |  |  | 0 | 0 | 0 | 0 | 0 | 0 | 0 | 0 | 0 | 5 | 2 | 4 | 4 | [13 empty] | 1 | 1 | 4 | 1 | 1 | 1 | 1 |  | 0
PG&E GBA | Sobrante | 115 | Geothermal |  |  | 0 | 0 | 0 | 0 | 0 | 0 | 0 | 0 | 0 | 5 | 4 | 1 | 1 | [13 empty] | 2 | 1 | 2 | 1 | 3 | 1 | 1 |  | 0
PG&E GBA | Sobrante | 230 | Geothermal |  |  | 0 | 0 | 0 | 0 | 0 | 0 | 0 | 0 | 0 | 5 | 4 | 1 | 1 | [13 empty] | 2 | 1 | 2 | 1 | 3 | 1 | 1 |  | 0
PG&E KERN | Solar | 230 | Geothermal |  |  | 0 | 0 | 0 | 0 | 0 | 0 | 0 | 0 | 0 | 5 | 2 | 4 | 4 | [13 empty] | 2 | 1 | 4 | 2 | 3 | 1 | 1 |  | 0
PG&E GBA | Soledad | 115 | Geothermal |  |  | 0 | 0 | 0 | 0 | 0 | 0 | 0 | 0 | 0 | 1 | 1 | 1 | 1 | [13 empty] | 2 | 2 | 4 | 2 | 3 | 1 | 1 |  | 0
PG&E GBA | Soledad | 60 | Geothermal |  |  | 0 | 0 | 0 | 0 | 0 | 0 | 0 | 0 | 0 | 5 | 4 | 1 | 1 | [13 empty] | 2 | 2 | 4 | 2 | 3 | 1 | 1 |  | 0
SDGE | Spring Valley | 69 | Geothermal |  |  | 0 | 0 | 0 | 0 | 0 | 0 | 0 | 0 | 0 | 1 | 1 | 1 | 1 | [13 empty] | 2 | 1 | 2 | 1 | 2 | 1 | 1 |  | 0
SCE Northern | Springville | 230 | Geothermal |  |  | 0 | 0 | 0 | 0 | 0 | 0 | 0 | 0 | 0 | 1 | 1 | 1 | 1 | [13 empty] | 1 | 1 | 4 | 1 | 1 | 1 | 1 |  | 0
PG&E GBA | Stagg | 230 | Geothermal |  |  | 0 | 0 | 0 | 0 | 0 | 0 | 0 | 0 | 0 | 5 | 4 | 1 | 1 | [13 empty] | 1 | 1 | 3 | 2 | 2 | 1 | 1 |  | 0
PG&E GBA | Standard Oil | 115 | Geothermal |  |  | 0 | 0 | 0 | 0 | 0 | 0 | 0 | 0 | 0 | 5 | 4 | 1 | 1 | [13 empty] | 2 | 1 | 1 | 1 | 2 | 1 | 1 |  | 0
PG&E GBA | Stanislaus | 115 | Geothermal |  |  | 0 | 0 | 0 | 0 | 0 | 0 | 0 | 0 | 0 | 5 | 4 | 1 | 1 | [13 empty] | 2 | 1 | 4 | 1 | 3 | 1 | 1 |  | 0
PG&E KERN | Stockdale | 115 | Geothermal |  |  | 0 | 0 | 0 | 0 | 0 | 0 | 0 | 0 | 0 | 1 | 1 | 1 | 1 | [13 empty] | 1 | 1 | 2 | 1 | 2 | 1 | 1 |  | 0
PG&E KERN | Stockdale | 230 | Geothermal |  |  | 0 | 0 | 0 | 0 | 0 | 0 | 0 | 0 | 0 | 1 | 1 | 1 | 1 | [13 empty] | 1 | 1 | 2 | 1 | 2 | 1 | 1 |  | 0
PG&E GBA | Stockton A | 115 | Geothermal |  |  | 0 | 0 | 0 | 0 | 0 | 0 | 0 | 0 | 0 | 5 | 4 | 1 | 1 | [13 empty] | 1 | 1 | 3 | 2 | 1 | 1 | 1 |  | 0
PG&E GBA | Stone | 115 | Geothermal |  |  | 0 | 0 | 0 | 0 | 0 | 0 | 0 | 0 | 0 | 5 | 4 | 1 | 1 | [13 empty] | 2 | 1 | 3 | 2 | 2 | 1 | 1 |  | 0
PG&E FRESNO | Storey | 230 | Geothermal |  |  | 0 | 0 | 0 | 0 | 0 | 0 | 0 | 0 | 0 | 5 | 4 | 5 | 4 | [13 empty] | 1 | 1 | 4 | 2 | 1 | 1 | 1 |  | 0
PG&E NGBA | Summit | 115 | Geothermal |  |  | 0 | 0 | 0 | 0 | 0 | 0 | 0 | 0 | 0 | 5 | 4 | 1 | 1 |  |  | N/A |  |  |  | N/A | N/A | N/A | N/A | N/A | N/A | N/A | 2 | 1 | 4 | 2 | 3 | 1 | 1 |  | 0
SDGE | Suncrest | 230 | Geothermal |  |  | 0 | 0 | 0 | 0 | 0 | 0 | 0 | 0 | 0 | 1 | 1 | 1 | 1 | [13 empty] | 2 | 1 | 4 | 1 | 3 | 1 | 1 |  | 0
SDGE | Suncrest | 500 | Geothermal |  |  | 0 | 0 | 0 | 0 | 0 | 0 | 0 | 0 | 0 | 1 | 1 | 1 | 1 | [13 empty] | 2 | 1 | 4 | 1 | 3 | 1 | 1 |  | 0
PG&E KERN | Sunrise | 230 | Geothermal |  |  | 0 | 0 | 0 | 0 | 0 | 0 | 0 | 0 | 0 | 5 | 2 | 4 | 4 | [13 empty] | 1 | 1 | 1 | 1 | 1 | 1 | 1 |  | 0
PG&E KERN | Sunset | 230 | Geothermal |  |  | 0 | 0 | 0 | 0 | 0 | 0 | 0 | 0 | 0 | 5 | 2 | 4 | 4 | [13 empty] | 1 | 1 | 1 | 1 | 1 | 1 | 1 |  | 0
PG&E GBA | Swift | 115 | Geothermal |  |  | 0 | 0 | 0 | 0 | 0 | 0 | 0 | 0 | 0 | 5 | 4 | 1 | 1 | [13 empty] | 2 | 1 | 2 | 2 | 2 | 1 | 1 |  | 0
SDGE | Sycamore Canyon | 138 | Geothermal |  |  | 0 | 0 | 0 | 0 | 0 | 0 | 0 | 0 | 0 | 5 | 5 | 1 | 1 | [13 empty] | 2 | 1 | 4 | 1 | 3 | 1 | 1 |  | 0
SDGE | Sycamore Canyon | 230 | Geothermal |  |  | 0 | 0 | 0 | 0 | 0 | 0 | 0 | 0 | 0 | 1 | 1 | 1 | 1 | [13 empty] | 2 | 1 | 4 | 1 | 3 | 1 | 1 |  | 0
SDGE | Sycamore Canyon | 69 | Geothermal |  |  | 0 | 0 | 0 | 0 | 0 | 0 | 0 | 0 | 0 | 1 | 1 | 1 | 1 | [13 empty] | 2 | 1 | 4 | 1 | 3 | 1 | 1 |  | 0
SCE Northern | Sylmar | 230 | Geothermal |  |  | 0 | 0 | 0 | 0 | 0 | 0 | 0 | 0 | 0 | 5 | 2 | 1 | 1 | [13 empty] | 1 | 1 | 2 | 1 | 1 | 1 | 1 |  | 0
PG&E NGBA | Table Mountain | 115 | Geothermal |  |  | 0 | 0 | 0 | 0 | 0 | 0 | 0 | 0 | 0 | 5 | 2 | 1 | 1 | [13 empty] | 2 | 1 | 3 | 2 | 1 | 1 | 1 |  | 0
PG&E NGBA | Table Mountain | 230 | Geothermal |  |  | 0 | 0 | 0 | 0 | 0 | 0 | 0 | 0 | 0 | 5 | 4 | 1 | 1 | [13 empty] | 2 | 1 | 3 | 2 | 1 | 1 | 1 |  | 0
PG&E NGBA | Table Mountain | 500 | Geothermal |  |  | 0 | 0 | 0 | 0 | 0 | 0 | 0 | 0 | 0 | 5 | 2 | 1 | 1 | [13 empty] | 2 | 1 | 3 | 2 | 1 | 1 | 1 |  | 0
PG&E NGBA | Table Mountain | 60 | Geothermal |  |  | 0 | 0 | 0 | 0 | 0 | 0 | 0 | 0 | 0 | 5 | 4 | 1 | 1 | [13 empty] | 2 | 1 | 3 | 2 | 1 | 1 | 1 |  | 0
PG&E KERN | Taft | 115 | Geothermal |  |  | 0 | 0 | 0 | 0 | 0 | 0 | 0 | 0 | 0 | 5 | 2 | 4 | 4 | [13 empty] | 1 | 1 | 2 | 1 | 2 | 1 | 1 |  | 0
SDGE | Talega | 138 | Geothermal |  |  | 0 | 0 | 0 | 0 | 0 | 0 | 0 | 0 | 0 | 1 | 1 | 1 | 1 | [13 empty] | 2 | 1 | 3 | 1 | 3 | 1 | 1 |  | 0
SDGE | Talega | 230 | Geothermal |  |  | 0 | 0 | 0 | 0 | 0 | 0 | 0 | 0 | 0 | 1 | 1 | 1 | 1 | [13 empty] | 2 | 1 | 3 | 1 | 3 | 1 | 1 |  | 0
PG&E GBA | Tassajara | 230 | Geothermal |  |  | 0 | 0 | 0 | 0 | 0 | 0 | 0 | 0 | 0 | 5 | 2 | 1 | 1 | [13 empty] | 2 | 1 | 3 | 1 | 3 | 1 | 1 |  | 0
PG&E KERN | Tejon | 70 | Geothermal |  |  | 0 | 0 | 0 | 0 | 0 | 0 | 0 | 0 | 0 | 1 | 1 | 1 | 1 | [13 empty] | 1 | 1 | 3 | 1 | 1 | 1 | 1 |  | 0
SDGE | Telegraph Canyon | 138 | Geothermal |  |  | 0 | 0 | 0 | 0 | 0 | 0 | 0 | 0 | 0 | 1 | 1 | 1 | 1 | [13 empty] | 2 | 1 | 2 | 1 | 2 | 1 | 1 |  | 0
PG&E KERN | Temblor | 115 | Geothermal |  |  | 0 | 0 | 0 | 0 | 0 | 0 | 0 | 0 | 0 | 5 | 2 | 4 | 4 | [13 empty] | 1 | 1 | 2 | 1 | 1 | 1 | 1 |  | 0
PG&E KERN | Templeton | 230 | Geothermal |  |  | 0 | 0 | 0 | 0 | 0 | 0 | 0 | 0 | 0 | 5 | 2 | 4 | 4 | [13 empty] | 2 | 2 | 4 | 2 | 3 | 1 | 1 |  | 0
PG&E KERN | Templeton | 70 | Geothermal |  |  | 0 | 0 | 0 | 0 | 0 | 0 | 0 | 0 | 0 | 1 | 1 | 1 | 1 | [13 empty] | 2 | 2 | 4 | 2 | 3 | 1 | 1 |  | 0
PG&E GBA | Tesla | 115 | Geothermal |  |  | 0 | 0 | 0 | 0 | 0 | 0 | 0 | 0 | 0 | 5 | 4 | 1 | 1 | [13 empty] | 2 | 1 | 2 | 1 | 2 | 1 | 1 |  | 0
PG&E GBA | Tesla | 230 | Geothermal |  |  | 0 | 0 | 0 | 0 | 0 | 0 | 0 | 0 | 0 | 5 | 4 | 1 | 1 | [13 empty] | 2 | 1 | 2 | 1 | 2 | 1 | 1 |  | 0
PG&E GBA | Tesla | 500 | Geothermal |  |  | 0 | 0 | 0 | 0 | 0 | 0 | 0 | 0 | 0 | 5 | 4 | 1 | 1 | [13 empty] | 2 | 1 | 2 | 1 | 2 | 1 | 1 |  | 0
PG&E KERN | Tevis | 115 | Geothermal |  |  | 0 | 0 | 0 | 0 | 0 | 0 | 0 | 0 | 0 | 5 | 2 | 4 | 4 | [13 empty] | 1 | 1 | 2 | 1 | 2 | 1 | 1 |  | 0
EOP | Thousandaire | 138 | Geothermal |  |  | 0 | 0 | 0 | 0 | 0 | 0 | 0 | 0 | 0 | 5 | 3 | 1 | 1 | [13 empty] | 2 | 2 | 4 | 1 | 3 | 1 | 1 |  | 0
PG&E KERN | Topaz | 230 | Geothermal |  |  | 0 | 0 | 0 | 0 | 0 | 0 | 0 | 0 | 0 | 5 | 2 | 4 | 4 | [13 empty] | 1 | 1 | 3 | 1 | 2 | 1 | 1 |  | 0
SCE NOL | Tortilla | 115 | Geothermal |  |  | 0 | 0 | 0 | 0 | 0 | 0 | 0 | 0 | 0 | 3 | 3 | 1 | 1 | [13 empty] | 2 | 1 | 4 | 1 | 2 | 1 | 1 |  | 0
SDGE | Trabuco | 138 | Geothermal |  |  | 0 | 0 | 0 | 0 | 0 | 0 | 0 | 0 | 0 | 1 | 1 | 1 | 1 | [13 empty] | 1 | 1 | 1 | 1 | 2 | 1 | 1 |  | 0
PG&E GBA | Tracy | 115 | Geothermal |  |  | 0 | 0 | 0 | 0 | 0 | 0 | 0 | 0 | 0 | 5 | 4 | 1 | 1 | [13 empty] | 2 | 1 | 3 | 1 | 2 | 1 | 1 |  | 0
PG&E FRESNO | Tranquility | 230 | Geothermal |  |  | 0 | 0 | 0 | 0 | 0 | 0 | 0 | 0 | 0 | 5 | 4 | 5 | 2 | [13 empty] | 1 | 1 | 4 | 2 | 1 | 1 | 1 |  | 0
PG&E GBA | Trimble | 115 | Geothermal |  |  | 0 | 0 | 0 | 0 | 0 | 0 | 0 | 0 | 0 | 5 | 4 | 1 | 1 | [13 empty] | 2 | 1 | 3 | 2 | 2 | 1 | 1 |  | 0
EOP | Trout Canyon | 230 | Geothermal |  |  | 0 | 0 | 0 | 0 | 0 | 0 | 0 | 0 | 0 | 5 | 3 | 1 | 1 | [13 empty] | 2 | 2 | 4 | 1 | 3 | 1 | 1 |  | 0
EOP | Trout Canyon | 500 | Geothermal |  |  | 0 | 0 | 0 | 0 | 0 | 0 | 0 | 0 | 0 | 5 | 3 | 1 | 1 | [13 empty] | 2 | 2 | 4 | 1 | 3 | 1 | 1 |  | 0
PG&E NGBA | Tulucay | 230 | Geothermal |  |  | 0 | 0 | 0 | 0 | 0 | 0 | 0 | 0 | 0 | 5 | 2 | 1 | 1 | [13 empty] | 2 | 1 | 3 | 2 | 3 | 1 | 1 |  | 0
PG&E NGBA | Tulucay | 60 | Geothermal |  |  | 0 | 0 | 0 | 0 | 0 | 0 | 0 | 0 | 0 | 5 | 2 | 1 | 1 | [13 empty] | 2 | 1 | 3 | 2 | 3 | 1 | 1 |  | 0
PG&E KERN | Tupman | 115 | Geothermal |  |  | 0 | 0 | 0 | 0 | 0 | 0 | 0 | 0 | 0 | 5 | 2 | 4 | 4 | [13 empty] | 1 | 1 | 2 | 1 | 1 | 1 | 1 |  | 0
PG&E NGBA | Ukiah | 115 | Geothermal |  |  | 0 | 0 | 0 | 0 | 0 | 0 | 0 | 0 | 0 | 5 | 2 | 1 | 1 | [13 empty] | 2 | 2 | 4 | 2 | 3 | 1 | 1 |  | 0
PG&E KERN | Union (Estrella) | 70 | Geothermal |  |  | 0 | 0 | 0 | 0 | 0 | 0 | 0 | 0 | 0 | 1 | 1 | 1 | 1 | [13 empty] | 2 | 2 | 4 | 2 | 3 | 1 | 1 |  | 0
PG&E NGBA | Vaca Dixon | 115 | Geothermal |  |  | 0 | 0 | 0 | 0 | 0 | 0 | 0 | 0 | 0 | 5 | 2 | 1 | 1 | [13 empty] | 2 | 1 | 1 | 1 | 3 | 1 | 1 |  | 0
PG&E NGBA | Vaca Dixon | 230 | Geothermal |  |  | 0 | 0 | 0 | 0 | 0 | 0 | 0 | 0 | 0 | 5 | 2 | 1 | 1 | [13 empty] | 2 | 1 | 1 | 1 | 3 | 1 | 1 |  | 0
PG&E NGBA | Vaca Dixon | 500 | Geothermal |  |  | 0 | 0 | 0 | 0 | 0 | 0 | 0 | 0 | 0 | 5 | 2 | 1 | 1 | [13 empty] | 2 | 1 | 1 | 1 | 3 | 1 | 1 |  | 0
PG&E NGBA | Vaca Dixon | 60 | Geothermal |  |  | 0 | 0 | 0 | 0 | 0 | 0 | 0 | 0 | 0 | 5 | 2 | 1 | 1 | [13 empty] | 2 | 1 | 1 | 1 | 3 | 1 | 1 |  | 0
SCE Eastern | Valley (SCE) | 500 | Geothermal |  |  | 0 | 0 | 0 | 0 | 0 | 0 | 0 | 0 | 0 | 1 | 1 | 1 | 1 | [13 empty] | 1 | 1 | 2 | 1 | 2 | 1 | 1 |  | 0
EOP | Valley (VEA) | 138 | Geothermal |  |  | 0 | 0 | 0 | 0 | 0 | 0 | 0 | 0 | 0 | 5 | 3 | 1 | 1 | [13 empty] | 2 | 2 | 4 | 1 | 3 | 1 | 1 |  | 0
SDGE | Valley Center | 69 | Geothermal |  |  | 0 | 0 | 0 | 0 | 0 | 0 | 0 | 0 | 0 | 1 | 1 | 1 | 1 | [13 empty] | 2 | 1 | 4 | 1 | 3 | 1 | 1 |  | 0
PG&E GBA | Valley Home | 115 | Geothermal |  |  | 0 | 0 | 0 | 0 | 0 | 0 | 0 | 0 | 0 | 5 | 4 | 1 | 1 | [13 empty] | 1 | 1 | 4 | 2 | 1 | 1 | 1 |  | 0
PG&E GBA | Valley Springs | 230 | Geothermal |  |  | 0 | 0 | 0 | 0 | 0 | 0 | 0 | 0 | 0 | 5 | 4 | 1 | 1 | [13 empty] | 2 | 1 | 4 | 1 | 3 | 1 | 1 |  | 0
PG&E GBA | Valley Springs | 60 | Geothermal |  |  | 0 | 0 | 0 | 0 | 0 | 0 | 0 | 0 | 0 | 5 | 4 | 1 | 1 | [13 empty] | 2 | 1 | 4 | 1 | 3 | 1 | 1 |  | 0
EOP | Valley Switch | 138 | Geothermal |  |  | 0 | 0 | 0 | 0 | 0 | 0 | 0 | 0 | 0 | 5 | 3 | 1 | 1 | [13 empty] | 2 | 2 | 4 | 1 | 3 | 1 | 1 |  | 0
EOP | Valley Switch | 230 | Geothermal |  |  | 0 | 0 | 0 | 0 | 0 | 0 | 0 | 0 | 0 | 5 | 3 | 1 | 1 | [13 empty] | 2 | 2 | 4 | 1 | 3 | 1 | 1 |  | 0
PG&E GBA | Vasco | 230 | Geothermal |  |  | 0 | 0 | 0 | 0 | 0 | 0 | 0 | 0 | 0 | 5 | 4 | 1 | 1 | [13 empty] | 2 | 1 | 3 | 1 | 3 | 1 | 1 |  | 0
PG&E GBA | Vasona | 230 | Geothermal |  |  | 0 | 0 | 0 | 0 | 0 | 0 | 0 | 0 | 0 | 5 | 4 | 1 | 1 | [13 empty] | 2 | 1 | 4 | 2 | 3 | 1 | 1 |  | 0
SCE Northern | Vestal | 230 | Geothermal |  |  | 0 | 0 | 0 | 0 | 0 | 0 | 0 | 0 | 0 | 1 | 1 | 1 | 1 | [13 empty] | 1 | 1 | 4 | 1 | 1 | 1 | 1 |  | 0
SCE Northern | Vestal | 66 | Geothermal |  |  | 0 | 0 | 0 | 0 | 0 | 0 | 0 | 0 | 0 | 1 | 1 | 1 | 1 | [13 empty] | 1 | 1 | 4 | 1 | 1 | 1 | 1 |  | 0
SCE NOL | Victor | 115 | Geothermal |  |  | 0 | 0 | 0 | 0 | 0 | 0 | 0 | 0 | 0 | 1 | 1 | 1 | 1 | [13 empty] | 2 | 1 | 3 | 1 | 2 | 1 | 1 |  | 0
SCE NOL | Victor | 230 | Geothermal |  |  | 0 | 0 | 0 | 0 | 0 | 0 | 0 | 0 | 0 | 1 | 1 | 1 | 1 | [13 empty] | 2 | 1 | 3 | 1 | 2 | 1 | 1 |  | 0
SCE Metro | Viejo | 230 | Geothermal |  |  | 0 | 0 | 0 | 0 | 0 | 0 | 0 | 0 | 0 | 1 | 1 | 1 | 1 | [13 empty] | 1 | 1 | 3 | 1 | 2 | 1 | 1 |  | 0
PG&E GBA | Vierra | 115 | Geothermal |  |  | 0 | 0 | 0 | 0 | 0 | 0 | 0 | 0 | 0 | 5 | 4 | 1 | 1 | [13 empty] | 1 | 1 | 1 | 2 | 1 | 1 | 1 |  | 0
SCE Metro | Villa Park | 230 | Geothermal |  |  | 0 | 0 | 0 | 0 | 0 | 0 | 0 | 0 | 0 | 1 | 1 | 1 | 1 | [13 empty] | 1 | 1 | 2 | 1 | 2 | 1 | 1 |  | 0
SCE Northern | Vincent | 230 | Geothermal |  |  | 0 | 0 | 0 | 0 | 0 | 0 | 0 | 0 | 0 | 1 | 1 | 1 | 1 | [13 empty] | 2 | 1 | 4 | 1 | 3 | 1 | 1 |  | 0
SCE Northern | Vincent | 500 | Geothermal |  |  | 0 | 0 | 0 | 0 | 0 | 0 | 0 | 0 | 0 | 1 | 1 | 1 | 1 | [13 empty] | 2 | 1 | 4 | 1 | 3 | 1 | 1 |  | 0
PG&E GBA | Vineyard | 230 | Geothermal |  |  | 0 | 0 | 0 | 0 | 0 | 0 | 0 | 0 | 0 | 5 | 4 | 1 | 1 | [13 empty] | 2 | 1 | 2 | 1 | 3 | 1 | 1 |  | 0
SDGE | Vineyard | 69 | Geothermal |  |  | 0 | 0 | 0 | 0 | 0 | 0 | 0 | 0 | 0 | 1 | 1 | 1 | 1 | [13 empty] | 2 | 1 | 2 | 1 | 3 | 1 | 1 |  | 0
SCE Eastern | Vista (SCE) | 230 | Geothermal |  |  | 0 | 0 | 0 | 0 | 0 | 0 | 0 | 0 | 0 | 1 | 1 | 1 | 1 | [13 empty] | 1 | 1 | 2 | 1 | 1 | 1 | 1 |  | 0
EOP | Vista (VEA) | 138 | Geothermal |  |  | 0 | 0 | 0 | 0 | 0 | 0 | 0 | 0 | 0 | 5 | 3 | 1 | 1 | [13 empty] | 2 | 2 | 4 | 1 | 3 | 1 | 1 |  | 0
EOP | Vista (VEA) | 230 | Geothermal |  |  | 0 | 0 | 0 | 0 | 0 | 0 | 0 | 0 | 0 | 5 | 3 | 1 | 1 | [13 empty] | 2 | 2 | 4 | 1 | 3 | 1 | 1 |  | 0
PG&E FRESNO | Wahtoke | 115 | Geothermal |  |  | 0 | 0 | 0 | 0 | 0 | 0 | 0 | 0 | 0 | 5 | 2 | 5 | 2 | [13 empty] | 1 | 1 | 3 | 2 | 1 | 1 | 1 |  | 0
SCE Northern | Wakefield | 66 | Geothermal |  |  | 0 | 0 | 0 | 0 | 0 | 0 | 0 | 0 | 0 | 5 | 2 | 1 | 1 | [13 empty] | 2 | 1 | 4 | 1 | 3 | 1 | 1 |  | 0
SCE Metro | Walnut | 230 | Geothermal |  |  | 0 | 0 | 0 | 0 | 0 | 0 | 0 | 0 | 0 | 1 | 1 | 1 | 1 | [13 empty] | 1 | 1 | 1 | 1 | 1 | 1 | 1 |  | 0
SCE Northern | Warne | 230 | Geothermal |  |  | 0 | 0 | 0 | 0 | 0 | 0 | 0 | 0 | 0 | 5 | 2 | 1 | 1 | [13 empty] | 1 | 1 | 4 | 1 | 3 | 1 | 1 |  | 0
PG&E GBA | Warnerville | 230 | Geothermal |  |  | 0 | 0 | 0 | 0 | 0 | 0 | 0 | 0 | 0 | 5 | 4 | 5 | 2 | [13 empty] | 1 | 1 | 3 | 2 | 2 | 1 | 1 |  | 0
PG&E FRESNO | Waukena | 115 | Geothermal |  |  | 0 | 0 | 0 | 0 | 0 | 0 | 0 | 0 | 0 | 5 | 2 | 5 | 2 | [13 empty] | 1 | 1 | 4 | 2 | 1 | 1 | 1 |  | 0
PG&E GBA | Weber | 230 | Geothermal |  |  | 0 | 0 | 0 | 0 | 0 | 0 | 0 | 0 | 0 | 5 | 4 | 1 | 1 | [13 empty] | 1 | 1 | 3 | 2 | 1 | 1 | 1 |  | 0
PG&E GBA | Weber | 60 | Geothermal |  |  | 0 | 0 | 0 | 0 | 0 | 0 | 0 | 0 | 0 | 5 | 4 | 1 | 1 | [13 empty] | 1 | 1 | 3 | 2 | 1 | 1 | 1 |  | 0
PG&E FRESNO | West Fresno | 115 | Geothermal |  |  | 0 | 0 | 0 | 0 | 0 | 0 | 0 | 0 | 0 | 5 | 4 | 5 | 2 | [13 empty] | 1 | 1 | 2 | 2 | 1 | 1 | 1 |  | 0
PG&E FRESNO | Westley | 230 | Geothermal |  |  | 0 | 0 | 0 | 0 | 0 | 0 | 0 | 0 | 0 | 1 | 1 | 1 | 1 | [13 empty] | 1 | 1 | 4 | 2 | 1 | 1 | 1 |  | 0
PG&E KERN | Westpark | 115 | Geothermal |  |  | 0 | 0 | 0 | 0 | 0 | 0 | 0 | 0 | 0 | 1 | 1 | 1 | 1 | [13 empty] | 1 | 1 | 3 | 1 | 1 | 1 | 1 |  | 0
PG&E KERN | Wheeler Ridge | 230 | Geothermal |  |  | 0 | 0 | 0 | 0 | 0 | 0 | 0 | 0 | 0 | 5 | 2 | 4 | 4 | [13 empty] | 1 | 1 | 4 | 1 | 1 | 1 | 1 |  | 0
PG&E KERN | Wheeler Ridge | 115 | Geothermal |  |  | 0 | 0 | 0 | 0 | 0 | 0 | 0 | 0 | 0 | 1 | 1 | 1 | 1 | [13 empty] | 1 | 1 | 4 | 1 | 1 | 1 | 1 |  | 0
PG&E KERN | Wheeler Ridge | 70 | Geothermal |  |  | 0 | 0 | 0 | 0 | 0 | 0 | 0 | 0 | 0 | 5 | 2 | 4 | 4 | [13 empty] | 1 | 1 | 4 | 1 | 1 | 1 | 1 |  | 0
SCE Northern | Whirlwind | 230 | Geothermal |  |  | 0 | 0 | 0 | 0 | 0 | 0 | 0 | 0 | 0 | 1 | 1 | 1 | 1 | [13 empty] | 2 | 1 | 4 | 1 | 3 | 1 | 1 |  | 0
SCE Northern | Whirlwind | 500 | Geothermal |  |  | 0 | 0 | 0 | 0 | 0 | 0 | 0 | 0 | 0 | 1 | 1 | 1 | 1 | [13 empty] | 2 | 1 | 4 | 1 | 3 | 1 | 1 |  | 0
PG&E GBA | Whisman | 115 | Geothermal |  |  | 0 | 0 | 0 | 0 | 0 | 0 | 0 | 0 | 0 | 5 | 2 | 1 | 1 | [13 empty] | 2 | 1 | 2 | 2 | 2 | 1 | 1 |  | 0
SCE Eastern | Wildlife | 230 | Geothermal |  |  | 0 | 0 | 0 | 0 | 0 | 0 | 0 | 0 | 0 | 1 | 1 | 1 | 1 | [13 empty] | 1 | 1 | 1 | 1 | 1 | 1 | 1 |  | 0
PG&E FRESNO | Wilson | 115 | Geothermal |  |  | 0 | 0 | 0 | 0 | 0 | 0 | 0 | 0 | 0 | 5 | 4 | 5 | 2 | [13 empty] | 1 | 1 | 4 | 2 | 1 | 1 | 1 |  | 0
PG&E FRESNO | Wilson | 230 | Geothermal |  |  | 0 | 0 | 0 | 0 | 0 | 0 | 0 | 0 | 0 | 5 | 4 | 5 | 4 | [13 empty] | 1 | 1 | 4 | 2 | 1 | 1 | 1 |  | 0
SCE Northern | Windhub | 230 | Geothermal |  |  | 0 | 0 | 0 | 0 | 0 | 0 | 0 | 0 | 0 | 1 | 1 | 1 | 1 | [13 empty] | 2 | 1 | 4 | 1 | 2 | 1 | 1 |  | 0
SCE Northern | Windhub | 500 | Geothermal |  |  | 0 | 0 | 0 | 0 | 0 | 0 | 0 | 0 | 0 | 1 | 1 | 1 | 1 | [13 empty] | 2 | 1 | 4 | 1 | 2 | 1 | 1 |  | 0
PG&E GBA | Windmaster | 230 | Geothermal |  |  | 0 | 0 | 0 | 0 | 0 | 0 | 0 | 0 | 0 | 5 | 2 | 1 | 1 | [13 empty] | 2 | 1 | 2 | 1 | 2 | 1 | 1 |  | 0
PG&E NGBA | Windsor | 60 | Geothermal |  |  | 0 | 0 | 0 | 0 | 0 | 0 | 0 | 0 | 0 | 5 | 2 | 1 | 1 | [13 empty] | 1 | 1 | 2 | 1 | 2 | 1 | 1 |  | 0
PG&E NGBA | Woodland | 115 | Geothermal |  |  | 0 | 0 | 0 | 0 | 0 | 0 | 0 | 0 | 0 | 5 | 4 | 1 | 1 | [13 empty] | 2 | 1 | 4 | 2 | 3 | 1 | 1 |  | 0
PG&E FRESNO | Woodward | 115 | Geothermal |  |  | 0 | 0 | 0 | 0 | 0 | 0 | 0 | 0 | 0 | 5 | 2 | 5 | 2 | [13 empty] | 1 | 1 | 2 | 2 | 2 | 1 | 1 |  | 0
PG&E NGBA | Wyandotte | 115 | Geothermal |  |  | 0 | 0 | 0 | 0 | 0 | 0 | 0 | 0 | 0 | 5 | 4 | 1 | 1 | [13 empty] | 2 | 1 | 2 | 2 | 2 | 1 | 1 |  | 0
PG&E KERN | 7th Standard | 115 | Biomass |  |  | 0 | 0 | 0 | 0 | 0 | 0 | 0 | 0 | 0 | 5 | 2 | 4 | 4 | [13 empty] | 3 | 3 | 2 | 3 | 3 | 1 | 1 |  | 0
SCE Metro | Alamitos | 230 | Biomass |  |  | 0 | 0 | 0 | 0 | 0 | 0 | 0 | 0 | 0 | 1 | 1 | 1 | 1 | [13 empty] | 3 | 3 | 4 | 3 | 4 | 1 | 1 |  | 0
SCE Eastern | Alberhill | 115 | Biomass |  |  | 0 | 0 | 0 | 0 | 0 | 0 | 0 | 0 | 0 | 1 | 1 | 1 | 1 | [13 empty] | 3 | 3 | 1 | 3 | 4 | 1 | 1 |  | 0
SCE Eastern | Alberhill | 500 | Biomass |  |  | 0 | 0 | 0 | 0 | 0 | 0 | 0 | 0 | 0 | 1 | 1 | 1 | 1 | [13 empty] | 3 | 3 | 1 | 3 | 4 | 1 | 1 |  | 0
PG&E GBA | Alhambra | 115 | Biomass |  |  | 0 | 0 | 0 | 0 | 0 | 0 | 0 | 0 | 0 | 5 | 2 | 1 | 1 | [13 empty] | 1 | 3 | 3 | 3 | 3 | 1 | 1 |  | 0
PG&E FRESNO | Alpaugh | 115 | Biomass |  |  | 0 | 0 | 0 | 0 | 0 | 0 | 0 | 0 | 0 | 5 | 2 | 4 | 4 | [13 empty] | 3 | 3 | 2 | 3 | 4 | 1 | 1 |  | 0
SDGE | Alpine | 69 | Biomass |  |  | 0 | 0 | 0 | 0 | 0 | 0 | 0 | 0 | 0 | 1 | 1 | 1 | 1 | [13 empty] | 1 | 3 | 1 | 3 | 1 | 1 | 1 |  | 0
PG&E GBA | Altamont Midway (Sandhill) | 230 | Biomass |  |  | 0 | 0 | 0 | 0 | 0 | 0 | 0 | 0 | 0 | 5 | 2 | 1 | 1 | [13 empty] | 1 | 3 | 3 | 3 | 1 | 1 | 1 |  | 0
SCE Northern | Antelope | 66 | Biomass |  |  | 0 | 0 | 0 | 0 | 0 | 0 | 0 | 0 | 0 | 1 | 1 | 1 | 1 | [13 empty] | 1 | 3 | 1 | 3 | 1 | 1 | 1 |  | 0
SCE Northern | Antelope | 230 | Biomass |  |  | 0 | 0 | 0 | 0 | 0 | 0 | 0 | 0 | 0 | 1 | 1 | 1 | 1 | [13 empty] | 1 | 3 | 1 | 3 | 1 | 1 | 1 |  | 0
SCE Northern | Antelope | 500 | Biomass |  |  | 0 | 0 | 0 | 0 | 0 | 0 | 0 | 0 | 0 | 1 | 1 | 1 | 1 | [13 empty] | 1 | 3 | 1 | 3 | 1 | 1 | 1 |  | 0
PG&E NGBA | Arcata | 60 | Biomass |  |  | 0 | 0 | 0 | 0 | 0 | 0 | 0 | 0 | 0 | 5 | 2 | 1 | 1 | [13 empty] | 1 | 1 | 1 | 1 | 1 | 1 | 1 |  | 0
PG&E KERN | Arco | 230 | Biomass |  |  | 0 | 0 | 0 | 0 | 0 | 0 | 0 | 0 | 0 | 5 | 2 | 4 | 4 | [13 empty] | 3 | 3 | 1 | 3 | 4 | 1 | 1 |  | 0
PG&E KERN | Arco | 70 | Biomass |  |  | 0 | 0 | 0 | 0 | 0 | 0 | 0 | 0 | 0 | 5 | 2 | 4 | 4 | [13 empty] | 3 | 3 | 1 | 3 | 4 | 1 | 1 |  | 0
SCE Metro | ArcoGen | 230 | Biomass |  |  | 0 | 0 | 0 | 0 | 0 | 0 | 0 | 0 | 0 | 1 | 1 | 1 | 1 | [13 empty] | 3 | 3 | 4 | 3 | 4 | 1 | 1 |  | 0
SDGE | Artesian | 230 | Biomass |  |  | 0 | 0 | 0 | 0 | 0 | 0 | 0 | 0 | 0 | 1 | 1 | 1 | 1 | [13 empty] | 1 | 3 | 3 | 3 | 1 | 1 | 1 |  | 0
SDGE | Artesian | 69 | Biomass |  |  | 0 | 0 | 0 | 0 | 0 | 0 | 0 | 0 | 0 | 1 | 1 | 1 | 1 | [13 empty] | 1 | 3 | 3 | 3 | 1 | 1 | 1 |  | 0
PG&E FRESNO | Ashlan | 230 | Biomass |  |  | 0 | 0 | 0 | 0 | 0 | 0 | 0 | 0 | 0 | 5 | 4 | 5 | 2 | [13 empty] | 3 | 3 | 3 | 1 | 4 | 1 | 1 |  | 0
PG&E NGBA | Atlantic | 115 | Biomass |  |  | 0 | 0 | 0 | 0 | 0 | 0 | 0 | 0 | 0 | 5 | 4 | 1 | 1 | [13 empty] | 1 | 3 | 3 | 1 | 1 | 1 | 1 |  | 0
PG&E NGBA | Atlantic | 230 | Biomass |  |  | 0 | 0 | 0 | 0 | 0 | 0 | 0 | 0 | 0 | 5 | 4 | 1 | 1 | [13 empty] | 1 | 3 | 3 | 1 | 1 | 1 | 1 |  | 0
PG&E NGBA | Atlantic | 60 | Biomass |  |  | 0 | 0 | 0 | 0 | 0 | 0 | 0 | 0 | 0 | 5 | 4 | 1 | 1 | [13 empty] | 1 | 3 | 3 | 1 | 1 | 1 | 1 |  | 0
PG&E FRESNO | Atwater | 115 | Biomass |  |  | 0 | 0 | 0 | 0 | 0 | 0 | 0 | 0 | 0 | 5 | 4 | 5 | 2 | [13 empty] | 3 | 3 | 4 | 1 | 4 | 1 | 1 |  | 0
PG&E GBA | Avena | 115 | Biomass |  |  | 0 | 0 | 0 | 0 | 0 | 0 | 0 | 0 | 0 | 5 | 4 | 1 | 1 | [13 empty] | 3 | 3 | 2 | 1 | 4 | 1 | 1 |  | 0
SDGE | Avocado | 69 | Biomass |  |  | 0 | 0 | 0 | 0 | 0 | 0 | 0 | 0 | 0 | 1 | 1 | 1 | 1 | [13 empty] | 1 | 3 | 2 | 3 | 1 | 1 | 1 |  | 0
PG&E NGBA | Bahia | 230 | Biomass |  |  | 0 | 0 | 0 | 0 | 0 | 0 | 0 | 0 | 0 | 5 | 4 | 1 | 1 | [13 empty] | 1 | 3 | 4 | 3 | 3 | 1 | 1 |  | 0
SCE Northern | Bailey | 230 | Biomass |  |  | 0 | 0 | 0 | 0 | 0 | 0 | 0 | 0 | 0 | 5 | 2 | 1 | 1 | [13 empty] | 3 | 3 | 1 | 3 | 1 | 1 | 1 |  | 0
SCE NOL | Baker | 115 | Biomass |  |  | 0 | 0 | 0 | 0 | 0 | 0 | 0 | 0 | 0 | 3 | 3 | 1 | 1 | [13 empty] | 1 | 1 | 1 | 3 | 4 | 1 | 1 |  | 0
PG&E KERN | Bakersfield | 230 | Biomass |  |  | 0 | 0 | 0 | 0 | 0 | 0 | 0 | 0 | 0 | 5 | 2 | 4 | 4 | [13 empty] | 3 | 3 | 3 | 3 | 4 | 1 | 1 |  | 0
PG&E FRESNO | Balch | 230 | Biomass |  |  | 0 | 0 | 0 | 0 | 0 | 0 | 0 | 0 | 0 | 5 | 4 | 5 | 2 | [13 empty] | 3 | 3 | 1 | 1 | 1 | 1 | 5 | Moved to other locations to better align with CI or resource potential | 1
SCE Eastern | Bannister | 230 | Biomass |  |  | 0 | 0 | 0 | 0 | 0 | 0 | 0 | 0 | 0 | 5 | 4 | 3 | 3 | [13 empty] | 1 | 3 | 3 | 1 | 4 | 1 | 1 |  | 0
SCE Metro | Barre | 230 | Biomass |  |  | 0 | 0 | 0 | 0 | 0 | 0 | 0 | 0 | 0 | 1 | 1 | 1 | 1 | [13 empty] | 3 | 3 | 4 | 3 | 4 | 1 | 1 |  | 0
SDGE | Bay Boulevard | 69 | Biomass |  |  | 0 | 0 | 0 | 0 | 0 | 0 | 0 | 0 | 0 | 1 | 1 | 1 | 1 | [13 empty] | 1 | 3 | 4 | 3 | 4 | 1 | 1 |  | 0
SDGE | Bay Boulevard | 230 | Biomass |  |  | 0 | 0 | 0 | 0 | 0 | 0 | 0 | 0 | 0 | 1 | 1 | 1 | 1 | [13 empty] | 1 | 3 | 4 | 3 | 4 | 1 | 1 |  | 0
EOP | Beatty | 138 | Biomass |  |  | 0 | 0 | 0 | 0 | 0 | 0 | 0 | 0 | 0 | 5 | 3 | 1 | 1 | [13 empty] | 1 | 1 | 1 | 3 | 1 | 1 | 1 |  | 0
EOP | Beatty | 230 | Biomass |  |  | 0 | 0 | 0 | 0 | 0 | 0 | 0 | 0 | 0 | 5 | 3 | 1 | 1 | [13 empty] | 1 | 1 | 1 | 3 | 1 | 1 | 1 |  | 0
PG&E NGBA | Belden | 230 | Biomass |  |  | 0 | 0 | 0 | 0 | 0 | 0 | 0 | 0 | 0 | 5 | 4 | 1 | 1 | [13 empty] | 1 | 1 | 1 | 3 | 1 | 1 | 1 |  | 0
PG&E NGBA | Bell | 115 | Biomass |  |  | 0 | 0 | 0 | 0 | 0 | 0 | 0 | 0 | 0 | 5 | 4 | 1 | 1 | [13 empty] | 1 | 3 | 1 | 1 | 1 | 1 | 1 |  | 0
PG&E NGBA | Bellevue | 115 | Biomass |  |  | 0 | 0 | 0 | 0 | 0 | 0 | 0 | 0 | 0 | 5 | 2 | 1 | 1 | [13 empty] | 1 | 3 | 3 | 1 | 3 | 1 | 1 |  | 0
PG&E GBA | Bellota | 115 | Biomass |  |  | 0 | 0 | 0 | 0 | 0 | 0 | 0 | 0 | 0 | 5 | 4 | 1 | 1 | [13 empty] | 3 | 3 | 1 | 1 | 1 | 1 | 4 | Moved to other locations to better align with CI or resource potential | 1
PG&E GBA | Bellota | 230 | Biomass |  |  | 0 | 0 | 0 | 0 | 0 | 0 | 0 | 0 | 0 | 5 | 4 | 1 | 1 | [13 empty] | 3 | 3 | 1 | 1 | 1 | 1 | 1 |  | 0
SCE Northern | Big Creek | 230 | Biomass |  |  | 0 | 0 | 0 | 0 | 0 | 0 | 0 | 0 | 0 | 1 | 1 | 1 | 1 | [13 empty] | 3 | 3 | 1 | 1 | 1 | 1 | 1 |  | 0
PG&E FRESNO | Biola | 70 | Biomass |  |  | 0 | 0 | 0 | 0 | 0 | 0 | 0 | 0 | 0 | 5 | 2 | 5 | 2 | [13 empty] | 3 | 3 | 1 | 1 | 4 | 1 | 1 |  | 0
PG&E GBA | Birds Landing | 230 | Biomass |  |  | 0 | 0 | 0 | 0 | 0 | 0 | 0 | 0 | 0 | 5 | 4 | 1 | 1 | [13 empty] | 1 | 3 | 2 | 3 | 4 | 1 | 1 |  | 0
SCE Northern | Bliss | 66 | Biomass |  |  | 0 | 0 | 0 | 0 | 0 | 0 | 0 | 0 | 0 | 1 | 1 | 1 | 1 | [13 empty] | 3 | 3 | 1 | 3 | 4 | 1 | 1 |  | 0
SCE Eastern | Blythe | 161 | Biomass |  |  | 0 | 0 | 0 | 0 | 0 | 0 | 0 | 0 | 0 | 5 | 4 | 3 | 3 | [13 empty] | 1 | 1 | 3 | 3 | 4 | 1 | 1 |  | 0
PG&E NGBA | Bogue | 115 | Biomass |  |  | 0 | 0 | 0 | 0 | 0 | 0 | 0 | 0 | 0 | 5 | 4 | 1 | 1 | [13 empty] | 1 | 1 | 3 | 3 | 3 | 1 | 1 |  | 0
PG&E FRESNO | Borden | 230 | Biomass |  |  | 0 | 0 | 0 | 0 | 0 | 0 | 0 | 0 | 0 | 5 | 4 | 5 | 4 | [13 empty] | 3 | 3 | 1 | 1 | 4 | 1 | 1 |  | 0
PG&E FRESNO | Borden | 70 | Biomass |  |  | 0 | 0 | 0 | 0 | 0 | 0 | 0 | 0 | 0 | 5 | 4 | 5 | 4 | [13 empty] | 3 | 3 | 1 | 1 | 4 | 4+ | 1 |  | 1
SDGE | Boulevard East | 138 | Biomass |  |  | 0 | 0 | 0 | 0 | 0 | 0 | 0 | 0 | 0 | 1 | 1 | 1 | 1 | [13 empty] | 1 | 3 | 1 | 3 | 1 | 1 | 1 |  | 0
SDGE | Boulevard East | 69 | Biomass |  |  | 0 | 0 | 0 | 0 | 0 | 0 | 0 | 0 | 0 | 1 | 1 | 1 | 1 | [13 empty] | 1 | 3 | 1 | 3 | 1 | 1 | 1 |  | 0
PG&E GBA | Brentwood | 230 | Biomass |  |  | 0 | 0 | 0 | 0 | 0 | 0 | 0 | 0 | 0 | 5 | 4 | 1 | 1 | [13 empty] | 1 | 3 | 2 | 3 | 1 | 1 | 4 | Moved to other locations to better align with CI or resource potential | 1
PG&E NGBA | Bridgeville | 115 | Biomass |  |  | 8 | 0 | 8 | 0 | 0 | 0 | 8 | 0 | 8 | 5 | 2 | 1 | 1 | [13 empty] | 1 | 1 | 1 | 1 | 1 | 5- | 1 |  | 1
PG&E NGBA | Brighton | 115 | Biomass |  |  | 0 | 0 | 0 | 0 | 0 | 0 | 0 | 0 | 0 | 5 | 4 | 1 | 1 | [13 empty] | 1 | 3 | 3 | 1 | 4 | 1 | 1 |  | 0
PG&E NGBA | Brighton | 230 | Biomass |  |  | 0 | 0 | 0 | 0 | 0 | 0 | 0 | 0 | 0 | 5 | 4 | 1 | 1 | [13 empty] | 1 | 3 | 3 | 1 | 4 | 1 | 1 |  | 0
PG&E NGBA | Brunswick | 115 | Biomass |  |  | 0 | 0 | 0 | 0 | 0 | 0 | 0 | 0 | 0 | 5 | 4 | 1 | 1 | [13 empty] | 1 | 3 | 1 | 3 | 1 | 1 | 4 | Moved to other locations to better align with CI or resource potential | 1
PG&E NGBA | Bucks Creek | 230 | Biomass |  |  | 0 | 0 | 0 | 0 | 0 | 0 | 0 | 0 | 0 | 5 | 4 | 1 | 1 | [13 empty] | 1 | 1 | 1 | 3 | 1 | 1 | 1 |  | 0
PG&E KERN | Buena Vista | 230 | Biomass |  |  | 0 | 0 | 0 | 0 | 0 | 0 | 0 | 0 | 0 | 5 | 2 | 4 | 4 | [13 empty] | 1 | 1 | 2 | 1 | 4 | 1 | 1 |  | 0
PG&E FRESNO | Bullard | 115 | Biomass |  |  | 0 | 0 | 0 | 0 | 0 | 0 | 0 | 0 | 0 | 5 | 4 | 5 | 4 | [13 empty] | 3 | 3 | 4 | 1 | 3 | 1 | 1 |  | 0
PG&E GBA | Burlingame | 115 | Biomass |  |  | 0 | 0 | 0 | 0 | 0 | 0 | 0 | 0 | 0 | 5 | 2 | 1 | 1 | [13 empty] | 1 | 3 | 3 | 3 | 3 | 1 | 1 |  | 0
PG&E NGBA | Burney Forest | 230 | Biomass |  |  | 11 | 0 | 11 | 0 | 0 | 0 | 11 | 0 | 11 | 5 | 3 | 3 | 3 | [13 empty] | 1 | 1 | 1 | 1 | 1 | 3- | 1 |  | 1
PG&E NGBA | Butte | 115 | Biomass |  |  | 0 | 0 | 0 | 0 | 0 | 0 | 0 | 0 | 0 | 5 | 2 | 1 | 1 | [13 empty] | 1 | 3 | 1 | 1 | 3 | 1 | 1 |  | 0
PG&E KERN | Cabrillo | 115 | Biomass |  |  | 0 | 0 | 0 | 0 | 0 | 0 | 0 | 0 | 0 | 1 | 1 | 1 | 1 | [13 empty] | 1 | 1 | 1 | 3 | 1 | 1 | 1 |  | 0
PG&E FRESNO | Cal Flats | 230 | Biomass |  |  | 0 | 0 | 0 | 0 | 0 | 0 | 0 | 0 | 0 | 5 | 2 | 4 | 4 | [13 empty] | 1 | 1 | 1 | 1 | 3 | 1 | 1 |  | 0
SCE NOL | Calcite | 230 | Biomass |  |  | 0 | 0 | 0 | 0 | 0 | 0 | 0 | 0 | 0 | 1 | 1 | 1 | 1 | [13 empty] | 1 | 3 | 1 | 3 | 1 | 1 | 1 |  | 0
PG&E KERN | Caliente | 230 | Biomass |  |  | 0 | 0 | 0 | 0 | 0 | 0 | 0 | 0 | 0 | 5 | 2 | 4 | 4 | [13 empty] | 1 | 3 | 1 | 1 | 3 | 1 | 4 | Amount reduced to better align with DAC criteria | 1
PG&E FRESNO | California Ave | 115 | Biomass |  |  | 0 | 0 | 0 | 0 | 0 | 0 | 0 | 0 | 0 | 5 | 2 | 5 | 2 | [13 empty] | 3 | 3 | 3 | 1 | 4 | 1 | 1 |  | 0
PG&E KERN | Callender | 115 | Biomass |  |  | 0 | 0 | 0 | 0 | 0 | 0 | 0 | 0 | 0 | 5 | 2 | 4 | 4 | [13 empty] | 1 | 1 | 1 | 1 | 3 | 1 | 1 |  | 0
PG&E NGBA | Calpella | 115 | Biomass |  |  | 10 | 0 | 10 | 0 | 0 | 0 | 10 | 0 | 10 | 5 | 2 | 1 | 1 | [13 empty] | 1 | 1 | 1 | 1 | 1 | 5- | 1 |  | 1
PG&E GBA | Camanche | 230 | Biomass |  |  | 0 | 0 | 0 | 0 | 0 | 0 | 0 | 0 | 0 | 5 | 4 | 1 | 1 | [13 empty] | 3 | 3 | 2 | 1 | 1 | 1 | 1 |  | 0
SDGE | Cameron | 69 | Biomass |  |  | 0 | 0 | 0 | 0 | 0 | 0 | 0 | 0 | 0 | 1 | 1 | 1 | 1 | [13 empty] | 3 | 3 | 3 | 3 | 4 | 1 | 1 |  | 0
SDGE | Cannon | 69 | Biomass |  |  | 0 | 0 | 0 | 0 | 0 | 0 | 0 | 0 | 0 | 1 | 1 | 1 | 1 | [13 empty] | 1 | 3 | 4 | 3 | 1 | 1 | 1 |  | 0
PG&E FRESNO | Cantua | 115 | Biomass |  |  | 0 | 0 | 0 | 0 | 0 | 0 | 0 | 0 | 0 | 1 | 1 | 1 | 1 | [13 empty] | 3 | 3 | 1 | 1 | 4 | 1 | 1 |  | 0
SDGE | Capistrano | 138 | Biomass |  |  | 0 | 0 | 0 | 0 | 0 | 0 | 0 | 0 | 0 | 1 | 1 | 1 | 1 | [13 empty] | 3 | 3 | 3 | 3 | 1 | 1 | 1 |  | 0
SDGE | Capistrano | 230 | Biomass |  |  | 0 | 0 | 0 | 0 | 0 | 0 | 0 | 0 | 0 | 1 | 1 | 1 | 1 | [13 empty] | 3 | 3 | 3 | 3 | 1 | 1 | 1 |  | 0
PG&E NGBA | Carberry | 230 | Biomass |  |  | 3.6 | 0 | 3.6 | 0 | 0 | 0 | 3.6 | 0 | 3.6 | 5 | 3 | 3 | 3 | [13 empty] | 1 | 1 | 1 | 1 | 1 | 5- | 4 | Amount reduced to move to other locations | 1
SCE Eastern | Cardiff | 66 | Biomass |  |  | 0 | 0 | 0 | 0 | 0 | 0 | 0 | 0 | 0 | 1 | 1 | 1 | 1 | [13 empty] | 3 | 3 | 3 | 3 | 4 | 1 | 1 |  | 0
PG&E NGBA | Caribou | 60 | Biomass |  |  | 10 | 0 | 10 | 0 | 0 | 0 | 10 | 0 | 10 | 5 | 4 | 1 | 1 | [13 empty] | 1 | 1 | 1 | 3 | 1 | 3- | 1 |  | 1
PG&E NGBA | Caribou | 115 | Biomass |  |  | 10 | 0 | 10 | 0 | 0 | 0 | 10 | 0 | 10 | 5 | 4 | 1 | 1 | [13 empty] | 1 | 1 | 1 | 3 | 1 | 5- | 1 |  | 1
PG&E NGBA | Caribou | 230 | Biomass |  |  | 0 | 0 | 0 | 0 | 0 | 0 | 0 | 0 | 0 | 5 | 4 | 1 | 1 | [13 empty] | 1 | 1 | 1 | 3 | 1 | 1 | 4 | Moved to other locations to better align with CI or resource potential | 1
EOP | Carpenter Canyon (fka Gamebird) | 138 | Biomass |  |  | 0 | 0 | 0 | 0 | 0 | 0 | 0 | 0 | 0 | 5 | 3 | 1 | 1 | [13 empty] | 1 | 1 | 1 | 3 | 1 | 1 | 1 |  | 0
EOP | Carpenter Canyon (fka Gamebird) | 230 | Biomass |  |  | 0 | 0 | 0 | 0 | 0 | 0 | 0 | 0 | 0 | 5 | 3 | 1 | 1 | [13 empty] | 1 | 1 | 1 | 3 | 1 | 1 | 1 |  | 0
PG&E NGBA | Carquinez | 115 | Biomass |  |  | 0 | 0 | 0 | 0 | 0 | 0 | 0 | 0 | 0 | 5 | 2 | 1 | 1 | [13 empty] | 1 | 3 | 3 | 3 | 4 | 1 | 1 |  | 0
SDGE | Carrizo Gorge | 138 | Biomass |  |  | 0 | 0 | 0 | 0 | 0 | 0 | 0 | 0 | 0 | 1 | 1 | 1 | 1 | [13 empty] | 1 | 3 | 1 | 3 | 1 | 1 | 1 |  | 0
PG&E KERN | Carrizo Plains | 115 | Biomass |  |  | 0 | 0 | 0 | 0 | 0 | 0 | 0 | 0 | 0 | 5 | 2 | 4 | 4 | [13 empty] | 1 | 3 | 1 | 1 | 3 | 1 | 1 |  | 0
PG&E KERN | Casaloma | 230 | Biomass |  |  | 0 | 0 | 0 | 0 | 0 | 0 | 0 | 0 | 0 | 1 | 1 | 1 | 1 | [13 empty] | 3 | 3 | 3 | 3 | 4 | 1 | 1 |  | 0
PG&E GBA | Castro Valley | 230 | Biomass |  |  | 0 | 0 | 0 | 0 | 0 | 0 | 0 | 0 | 0 | 5 | 4 | 1 | 1 | [13 empty] | 1 | 3 | 3 | 3 | 3 | 1 | 1 |  | 0
PG&E GBA | Cayetano | 230 | Biomass |  |  | 0 | 0 | 0 | 0 | 0 | 0 | 0 | 0 | 0 | 5 | 4 | 1 | 1 | [13 empty] | 1 | 3 | 2 | 3 | 1 | 1 | 1 |  | 0
SCE Metro | Center | 230 | Biomass |  |  | 0 | 0 | 0 | 0 | 0 | 0 | 0 | 0 | 0 | 1 | 1 | 1 | 1 | [13 empty] | 3 | 3 | 4 | 3 | 4 | 1 | 1 |  | 0
PG&E KERN | Charca | 115 | Biomass |  |  | 0 | 0 | 0 | 0 | 0 | 0 | 0 | 0 | 0 | 1 | 1 | 1 | 1 | [13 empty] | 3 | 3 | 1 | 3 | 4 | 1 | 1 |  | 0
EOP | Charleston | 138 | Biomass |  |  | 0 | 0 | 0 | 0 | 0 | 0 | 0 | 0 | 0 | 5 | 3 | 1 | 1 | [13 empty] | 1 | 1 | 1 | 3 | 1 | 1 | 1 |  | 0
SCE Metro | Chevmain | 230 | Biomass |  |  | 0 | 0 | 0 | 0 | 0 | 0 | 0 | 0 | 0 | 1 | 1 | 1 | 1 | [13 empty] | 3 | 3 | 4 | 3 | 4 | 1 | 1 |  | 0
SDGE | Chicarita | 138 | Biomass |  |  | 0 | 0 | 0 | 0 | 0 | 0 | 0 | 0 | 0 | 1 | 1 | 1 | 1 | [13 empty] | 1 | 3 | 3 | 3 | 1 | 1 | 1 |  | 0
SCE Metro | Chino | 230 | Biomass |  |  | 0 | 0 | 0 | 0 | 0 | 0 | 0 | 0 | 0 | 1 | 1 | 1 | 1 | [13 empty] | 3 | 3 | 4 | 3 | 3 | 1 | 1 |  | 0
PG&E FRESNO | Chowchilla | 115 | Biomass |  |  | 0 | 0 | 0 | 0 | 0 | 0 | 0 | 0 | 0 | 5 | 4 | 5 | 2 | [13 empty] | 3 | 3 | 4 | 1 | 3 | 1 | 1 |  | 0
PG&E GBA | Christie | 60 | Biomass |  |  | 0 | 0 | 0 | 0 | 0 | 0 | 0 | 0 | 0 | 5 | 4 | 1 | 1 | [13 empty] | 1 | 3 | 3 | 3 | 3 | 1 | 1 |  | 0
PG&E GBA | Christie | 115 | Biomass |  |  | 0 | 0 | 0 | 0 | 0 | 0 | 0 | 0 | 0 | 5 | 2 | 1 | 1 | [13 empty] | 1 | 3 | 3 | 3 | 3 | 1 | 1 |  | 0
SCE Eastern | Cielo Azul | 500 | Biomass |  |  | 0 | 0 | 0 | 0 | 0 | 0 | 0 | 0 | 0 | 5 | 2 | 1 | 1 | [13 empty] | 1 | 1 | 1 | 3 | 1 | 1 | 1 |  | 0
PG&E GBA | Clay | 60 | Biomass |  |  | 0 | 0 | 0 | 0 | 0 | 0 | 0 | 0 | 0 | 5 | 4 | 1 | 1 | [13 empty] | 1 | 3 | 3 | 3 | 1 | 1 | 1 |  | 0
PG&E GBA | Clayton | 115 | Biomass |  |  | 0 | 0 | 0 | 0 | 0 | 0 | 0 | 0 | 0 | 5 | 2 | 1 | 1 | [13 empty] | 1 | 3 | 2 | 3 | 3 | 1 | 1 |  | 0
PG&E NGBA | Cloverdale | 115 | Biomass |  |  | 5.5 | 0 | 5.5 | 0 | 0 | 0 | 5.5 | 0 | 5.5 | 5 | 2 | 1 | 1 | [13 empty] | 1 | 1 | 1 | 1 | 1 | 5- | 1 |  | 1
PG&E FRESNO | Clovis | 115 | Biomass |  |  | 0 | 0 | 0 | 0 | 0 | 0 | 0 | 0 | 0 | 5 | 2 | 5 | 2 | [13 empty] | 3 | 3 | 3 | 1 | 3 | 1 | 1 |  | 0
PG&E GBA | Coburn | 230 | Biomass |  |  | 0 | 0 | 0 | 0 | 0 | 0 | 0 | 0 | 0 | 5 | 4 | 1 | 1 | [13 empty] | 1 | 1 | 3 | 1 | 1 | 1 | 5 | Moved to other locations to better align with CI or resource potential | 1
PG&E GBA | Coburn | 60 | Biomass |  |  | 0 | 0 | 0 | 0 | 0 | 0 | 0 | 0 | 0 | 5 | 4 | 1 | 1 | [13 empty] | 1 | 1 | 3 | 1 | 1 | 1 | 1 |  | 0
PG&E NGBA | Colgate | 230 | Biomass |  |  | 8.5 | 0 | 8.5 | 3 | 0 | 3 | 5.5 | 0 | 5.5 | 5 | 4 | 1 | 1 | [13 empty] | 1 | 3 | 1 | 3 | 1 | 5- | 1 |  | 1
PG&E GBA | Collierville | 230 | Biomass |  |  | 0 | 0 | 0 | 0 | 0 | 0 | 0 | 0 | 0 | 5 | 4 | 1 | 1 | [13 empty] | 1 | 3 | 1 | 3 | 1 | 1 | 1 |  | 0
PG&E GBA | Collinsville | 230 | Biomass |  |  | 0 | 0 | 0 | 0 | 0 | 0 | 0 | 0 | 0 | 5 | 2 | 1 | 1 | [13 empty] | 1 | 3 | 3 | 3 | 4 | 1 | 1 |  | 0
PG&E GBA | Collinsville | 500 | Biomass |  |  | 0 | 0 | 0 | 0 | 0 | 0 | 0 | 0 | 0 | 5 | 2 | 1 | 1 | [13 empty] | 1 | 3 | 3 | 3 | 4 | 1 | 1 |  | 0
SCE Eastern | Colorado River | 230 | Biomass |  |  | 0 | 0 | 0 | 0 | 0 | 0 | 0 | 0 | 0 | 1 | 1 | 1 | 1 | [13 empty] | 1 | 1 | 2 | 3 | 1 | 1 | 1 |  | 0
SCE Eastern | Colorado River | 500 | Biomass |  |  | 0 | 0 | 0 | 0 | 0 | 0 | 0 | 0 | 0 | 1 | 1 | 1 | 1 | [13 empty] | 1 | 1 | 2 | 3 | 1 | 1 | 1 |  | 0
PG&E KERN | Columbus | 115 | Biomass |  |  | 0 | 0 | 0 | 0 | 0 | 0 | 0 | 0 | 0 | 5 | 2 | 4 | 4 | [13 empty] | 3 | 3 | 3 | 3 | 3 | 1 | 1 |  | 0
PG&E GBA | Contra Costa | 115 | Biomass |  |  | 0 | 0 | 0 | 0 | 0 | 0 | 0 | 0 | 0 | 5 | 4 | 1 | 1 | [13 empty] | 1 | 3 | 4 | 3 | 3 | 1 | 1 |  | 0
PG&E GBA | Contra Costa | 230 | Biomass |  |  | 0 | 0 | 0 | 0 | 0 | 0 | 0 | 0 | 0 | 5 | 4 | 1 | 1 | [13 empty] | 1 | 3 | 4 | 3 | 3 | 1 | 1 |  | 0
PG&E GBA | Contra Costa PP | 230 | Biomass |  |  | 0 | 0 | 0 | 0 | 0 | 0 | 0 | 0 | 0 | 5 | 4 | 1 | 1 | [13 empty] | 1 | 3 | 4 | 3 | 3 | 1 | 1 |  | 0
SCE NOL | Control | 115 | Biomass |  |  | 0 | 0 | 0 | 0 | 0 | 0 | 0 | 0 | 0 | 5 | 5 | 1 | 1 | [13 empty] | 1 | 1 | 1 | 3 | 1 | 1 | 5 | Moved to other locations to better align with CI or resource potential | 1
SCE NOL | Control | 55 | Biomass |  |  | 0 | 0 | 0 | 0 | 0 | 0 | 0 | 0 | 0 | 5 | 5 | 1 | 1 | [13 empty] | 1 | 1 | 1 | 3 | 1 | 1 | 1 |  | 0
PG&E GBA | Cooley Landing | 115 | Biomass |  |  | 0 | 0 | 0 | 0 | 0 | 0 | 0 | 0 | 0 | 5 | 2 | 1 | 1 | [13 empty] | 1 | 3 | 3 | 3 | 4 | 1 | 1 |  | 0
PG&E GBA | Cooley Landing | 60 | Biomass |  |  | 0 | 0 | 0 | 0 | 0 | 0 | 0 | 0 | 0 | 5 | 2 | 1 | 1 | [13 empty] | 1 | 3 | 3 | 3 | 4 | 1 | 1 |  | 0
SCE NOL | Coolwater | 230 | Biomass |  |  | 0 | 0 | 0 | 0 | 0 | 0 | 0 | 0 | 0 | 3 | 3 | 1 | 1 | [13 empty] | 1 | 3 | 4 | 3 | 4 | 1 | 1 |  | 0
SCE NOL | Coolwater | 115 | Biomass |  |  | 0 | 0 | 0 | 0 | 0 | 0 | 0 | 0 | 0 | 3 | 3 | 1 | 1 | [13 empty] | 1 | 3 | 4 | 3 | 4 | 1 | 1 |  | 0
PG&E KERN | Copus | 70 | Biomass |  |  | 0 | 0 | 0 | 0 | 0 | 0 | 0 | 0 | 0 | 5 | 2 | 4 | 4 | [13 empty] | 3 | 3 | 2 | 3 | 4 | 1 | 1 |  | 0
PG&E FRESNO | Corcoran | 70 | Biomass |  |  | 0 | 0 | 0 | 0 | 0 | 0 | 0 | 0 | 0 | 5 | 4 | 5 | 4 | [13 empty] | 3 | 3 | 1 | 1 | 4 | 1 | 1 |  | 0
PG&E FRESNO | Corcoran | 115 | Biomass |  |  | 0 | 0 | 0 | 0 | 0 | 0 | 0 | 0 | 0 | 5 | 4 | 5 | 4 | [13 empty] | 3 | 3 | 1 | 1 | 4 | 1 | 1 |  | 0
PG&E NGBA | Corona | 115 | Biomass |  |  | 0 | 0 | 0 | 0 | 0 | 0 | 0 | 0 | 0 | 5 | 2 | 1 | 1 | [13 empty] | 1 | 3 | 2 | 1 | 1 | 1 | 1 |  | 0
PG&E NGBA | Cortina | 230 | Biomass |  |  | 0 | 0 | 0 | 0 | 0 | 0 | 0 | 0 | 0 | 5 | 2 | 1 | 1 | [13 empty] | 1 | 1 | 1 | 3 | 1 | 1 | 1 |  | 0
PG&E NGBA | Cortina | 115 | Biomass |  |  | 5 | 0 | 5 | 0 | 0 | 0 | 5 | 0 | 5 | 5 | 2 | 1 | 1 | [13 empty] | 1 | 1 | 1 | 3 | 1 | 1 | 1 |  | 1
PG&E GBA | Cottle | 230 | Biomass |  |  | 0 | 0 | 0 | 0 | 0 | 0 | 0 | 0 | 0 | 5 | 4 | 5 | 2 | [13 empty] | 3 | 3 | 3 | 1 | 4 | 1 | 5 | Amount reduced to better align with DAC criteria | 1
PG&E NGBA | Cottonwood | 115 | Biomass |  |  | 0 | 0 | 0 | 0 | 0 | 0 | 0 | 0 | 0 | 5 | 2 | 1 | 1 | [13 empty] | 1 | 1 | 3 | 1 | 1 | 1 | 1 |  | 0
PG&E NGBA | Cottonwood | 230 | Biomass |  |  | 0 | 0 | 0 | 0 | 0 | 0 | 0 | 0 | 0 | 5 | 2 | 1 | 1 | [13 empty] | 1 | 1 | 3 | 1 | 1 | 1 | 1 |  | 0
PG&E NGBA | Cottonwood | 60 | Biomass |  |  | 0 | 0 | 0 | 0 | 0 | 0 | 0 | 0 | 0 | 5 | 2 | 1 | 1 | [13 empty] | 1 | 1 | 3 | 1 | 1 | 1 | 1 |  | 0
PG&E NGBA | Cove Road | 230 | Biomass |  |  | 0 | 0 | 0 | 0 | 0 | 0 | 0 | 0 | 0 | 5 | 2 | 1 | 1 | [13 empty] | 1 | 1 | 1 | 1 | 1 | 1 | 1 |  | 0
PG&E GBA | Coyote | 230 | Biomass |  |  | 0 | 0 | 0 | 0 | 0 | 0 | 0 | 0 | 0 | 5 | 4 | 1 | 1 | [13 empty] | 1 | 3 | 2 | 1 | 3 | 1 | 1 |  | 0
PG&E GBA | Crazy Horse Canyon | 115 | Biomass |  |  | 0 | 0 | 0 | 0 | 0 | 0 | 0 | 0 | 0 | 1 | 1 | 1 | 1 | [13 empty] | 1 | 1 | 2 | 1 | 1 | 1 | 1 |  | 0
SDGE | Creelman | 69 | Biomass |  |  | 0 | 0 | 0 | 0 | 0 | 0 | 0 | 0 | 0 | 1 | 1 | 1 | 1 | [13 empty] | 1 | 3 | 1 | 3 | 1 | 1 | 1 |  | 0
PG&E FRESNO | Crescent | 70 | Biomass |  |  | 0 | 0 | 0 | 0 | 0 | 0 | 0 | 0 | 0 | 5 | 4 | 5 | 2 | [13 empty] | 3 | 3 | 2 | 1 | 4 | 1 | 1 |  | 0
PG&E FRESNO | Cressey | 115 | Biomass |  |  | 0 | 0 | 0 | 0 | 0 | 0 | 0 | 0 | 0 | 5 | 4 | 5 | 2 | [13 empty] | 3 | 3 | 3 | 1 | 4 | 1 | 1 |  | 0
PG&E NGBA | Cresta | 230 | Biomass |  |  | 0 | 0 | 0 | 0 | 0 | 0 | 0 | 0 | 0 | 5 | 4 | 1 | 1 | [13 empty] | 1 | 3 | 1 | 1 | 1 | 1 | 1 |  | 0
SDGE | Crestwood | 69 | Biomass |  |  | 0 | 0 | 0 | 0 | 0 | 0 | 0 | 0 | 0 | 1 | 1 | 1 | 1 | [13 empty] | 1 | 3 | 1 | 3 | 1 | 1 | 1 |  | 0
PG&E GBA | Crow Creek | 60 | Biomass |  |  | 0 | 0 | 0 | 0 | 0 | 0 | 0 | 0 | 0 | 5 | 4 | 1 | 1 | [13 empty] | 3 | 3 | 1 | 1 | 4 | 1 | 1 |  | 0
PG&E GBA | Crows Landing | 60 | Biomass |  |  | 0 | 0 | 0 | 0 | 0 | 0 | 0 | 0 | 0 | 5 | 4 | 1 | 1 | [13 empty] | 3 | 3 | 1 | 1 | 4 | 1 | 1 |  | 0
PG&E GBA | Curtis | 115 | Biomass |  |  | 0 | 0 | 0 | 0 | 0 | 0 | 0 | 0 | 0 | 5 | 4 | 1 | 1 | [13 empty] | 1 | 3 | 1 | 3 | 1 | 1 | 4 | Moved to other locations to better align with CI or resource potential | 1
PG&E FRESNO | Dairyland | 115 | Biomass |  |  | 0 | 0 | 0 | 0 | 0 | 0 | 0 | 0 | 0 | 5 | 4 | 5 | 2 | [13 empty] | 3 | 3 | 2 | 1 | 4 | 1 | 1 |  | 0
PG&E NGBA | Davis | 115 | Biomass |  |  | 0 | 0 | 0 | 0 | 0 | 0 | 0 | 0 | 0 | 5 | 2 | 1 | 1 | [13 empty] | 1 | 3 | 1 | 1 | 1 | 1 | 1 |  | 0
SCE Metro | Del Amo | 500 | Biomass |  |  | 0 | 0 | 0 | 0 | 0 | 0 | 0 | 0 | 0 | 1 | 1 | 1 | 1 | [13 empty] | 3 | 3 | 3 | 3 | 3 | 1 | 1 |  | 0
SCE Metro | Del Amo | 230 | Biomass |  |  | 0 | 0 | 0 | 0 | 0 | 0 | 0 | 0 | 0 | 1 | 1 | 1 | 1 | [13 empty] | 3 | 3 | 3 | 3 | 3 | 1 | 1 |  | 0
SCE Eastern | Delaney | 500 | Biomass |  |  | 0 | 0 | 0 | 0 | 0 | 0 | 0 | 0 | 0 | 5 | 2 | 1 | 1 | [13 empty] | 1 | 3 | 1 | 1 | 1 | 1 | 1 |  | 0
PG&E NGBA | Delevan | 230 | Biomass |  |  | 0 | 0 | 0 | 0 | 0 | 0 | 0 | 0 | 0 | 5 | 2 | 1 | 1 | [13 empty] | 1 | 1 | 4 | 3 | 1 | 1 | 1 |  | 0
PG&E GBA | Delta PP | 230 | Biomass |  |  | 0 | 0 | 0 | 0 | 0 | 0 | 0 | 0 | 0 | 5 | 2 | 1 | 1 | [13 empty] | 1 | 3 | 3 | 3 | 3 | 1 | 1 |  | 0
EOP | Desert View | 230 | Biomass |  |  | 0 | 0 | 0 | 0 | 0 | 0 | 0 | 0 | 0 | 5 | 3 | 1 | 1 | [13 empty] | 1 | 3 | 1 | 3 | 1 | 1 | 1 |  | 0
SCE Eastern | Devers | 230 | Biomass |  |  | 0 | 0 | 0 | 0 | 0 | 0 | 0 | 0 | 0 | 1 | 1 | 1 | 1 | [13 empty] | 1 | 3 | 4 | 3 | 1 | 1 | 1 |  | 0
SCE Eastern | Devers | 500 | Biomass |  |  | 0 | 0 | 0 | 0 | 0 | 0 | 0 | 0 | 0 | 1 | 1 | 1 | 1 | [13 empty] | 1 | 3 | 4 | 3 | 1 | 1 | 1 |  | 0
PG&E KERN | Diablo Canyon | 230 | Biomass |  |  | 0 | 0 | 0 | 0 | 0 | 0 | 0 | 0 | 0 | 1 | 1 | 1 | 1 | [13 empty] | 1 | 1 | 1 | 1 | 1 | 1 | 1 |  | 0
PG&E KERN | Diablo Canyon | 500 | Biomass |  |  | 0 | 0 | 0 | 0 | 0 | 0 | 0 | 0 | 0 | 5 | 2 | 4 | 4 | [13 empty] | 1 | 1 | 1 | 1 | 1 | 1 | 1 |  | 0
PG&E KERN | Divide | 115 | Biomass |  |  | 0 | 0 | 0 | 0 | 0 | 0 | 0 | 0 | 0 | 1 | 1 | 1 | 1 | [13 empty] | 1 | 1 | 2 | 3 | 3 | 1 | 1 |  | 0
PG&E GBA | Dixon Landing | 115 | Biomass |  |  | 0 | 0 | 0 | 0 | 0 | 0 | 0 | 0 | 0 | 5 | 4 | 1 | 1 | [13 empty] | 1 | 3 | 3 | 3 | 3 | 1 | 1 |  | 0
PG&E FRESNO | Dos Amigos | 230 | Biomass |  |  | 0 | 0 | 0 | 0 | 0 | 0 | 0 | 0 | 0 | 1 | 1 | 1 | 1 | [13 empty] | 3 | 3 | 1 | 1 | 4 | 1 | 1 |  | 0
PG&E NGBA | Drum | 115 | Biomass |  |  | 0 | 0 | 0 | 0 | 0 | 0 | 0 | 0 | 0 | 5 | 4 | 1 | 1 | [13 empty] | 1 | 3 | 1 | 1 | 1 | 1 | 1 |  | 0
PG&E GBA | Dumbarton | 115 | Biomass |  |  | 0 | 0 | 0 | 0 | 0 | 0 | 0 | 0 | 0 | 5 | 2 | 1 | 1 | [13 empty] | 1 | 3 | 2 | 3 | 3 | 1 | 1 |  | 0
SCE NOL | Dunn Siding | 115 | Biomass |  |  | 0 | 0 | 0 | 0 | 0 | 0 | 0 | 0 | 0 | 3 | 3 | 1 | 1 | [13 empty] | 1 | 3 | 1 | 3 | 4 | 1 | 1 |  | 0
SCE Eastern | Eagle Mountain | 230 | Biomass |  |  | 0 | 0 | 0 | 0 | 0 | 0 | 0 | 0 | 0 | 5 | 4 | 3 | 3 | [13 empty] | 1 | 1 | 1 | 3 | 1 | 1 | 1 |  | 0
PG&E NGBA | Eagle Rock (PGE) | 60 | Biomass |  |  | 0 | 0 | 0 | 0 | 0 | 0 | 0 | 0 | 0 | 5 | 2 | 1 | 1 | [13 empty] | 1 | 1 | 1 | 1 | 1 | 1 | 1 |  | 0
PG&E NGBA | Eagle Rock (PGE) | 115 | Biomass |  |  | 0 | 0 | 0 | 0 | 0 | 0 | 0 | 0 | 0 | 5 | 2 | 1 | 1 | [13 empty] | 1 | 1 | 1 | 1 | 1 | 1 | 5 | Moved to other locations to better align with CI or resource potential | 1
SCE Metro | Eagle Rock (SCE) | 230 | Biomass |  |  | 0 | 0 | 0 | 0 | 0 | 0 | 0 | 0 | 0 | 1 | 1 | 1 | 1 | [13 empty] | 3 | 3 | 3 | 3 | 3 | 1 | 1 |  | 0
PG&E NGBA | East Marysville | 115 | Biomass |  |  | 0 | 0 | 0 | 0 | 0 | 0 | 0 | 0 | 0 | 5 | 4 | 1 | 1 | [13 empty] | 1 | 1 | 3 | 3 | 3 | 1 | 1 |  | 0
PG&E NGBA | East Nicolaus | 115 | Biomass |  |  | 0 | 0 | 0 | 0 | 0 | 0 | 0 | 0 | 0 | 5 | 4 | 1 | 1 | [13 empty] | 1 | 3 | 1 | 3 | 1 | 1 | 1 |  | 0
PG&E NGBA | East Nicolaus | 60 | Biomass |  |  | 0 | 0 | 0 | 0 | 0 | 0 | 0 | 0 | 0 | 5 | 4 | 1 | 1 | [13 empty] | 1 | 3 | 1 | 3 | 1 | 1 | 1 |  | 0
PG&E GBA | Eastshore | 115 | Biomass |  |  | 0 | 0 | 0 | 0 | 0 | 0 | 0 | 0 | 0 | 5 | 2 | 1 | 1 | [13 empty] | 1 | 3 | 3 | 3 | 4 | 1 | 1 |  | 0
PG&E GBA | Eastshore | 230 | Biomass |  |  | 0 | 0 | 0 | 0 | 0 | 0 | 0 | 0 | 0 | 5 | 2 | 1 | 1 | [13 empty] | 1 | 3 | 3 | 3 | 4 | 1 | 1 |  | 0
SDGE | ECO | 138 | Biomass |  |  | 0 | 0 | 0 | 0 | 0 | 0 | 0 | 0 | 0 | 1 | 1 | 1 | 1 | [13 empty] | 1 | 3 | 1 | 3 | 1 | 1 | 1 |  | 0
SDGE | ECO | 230 | Biomass |  |  | 0 | 0 | 0 | 0 | 0 | 0 | 0 | 0 | 0 | 1 | 1 | 1 | 1 | [13 empty] | 1 | 3 | 1 | 3 | 1 | 1 | 1 |  | 0
SDGE | ECO | 500 | Biomass |  |  | 0 | 0 | 0 | 0 | 0 | 0 | 0 | 0 | 0 | 1 | 1 | 1 | 1 | [13 empty] | 1 | 3 | 1 | 3 | 1 | 1 | 1 |  | 0
PG&E GBA | Edenvale | 115 | Biomass |  |  | 0 | 0 | 0 | 0 | 0 | 0 | 0 | 0 | 0 | 5 | 4 | 1 | 1 | [13 empty] | 1 | 3 | 3 | 1 | 3 | 1 | 1 |  | 0
PG&E GBA | Edes | 115 | Biomass |  |  | 0 | 0 | 0 | 0 | 0 | 0 | 0 | 0 | 0 | 5 | 2 | 1 | 1 | [13 empty] | 1 | 3 | 2 | 3 | 4 | 1 | 1 |  | 0
PG&E GBA | Eight Mile | 230 | Biomass |  |  | 0 | 0 | 0 | 0 | 0 | 0 | 0 | 0 | 0 | 5 | 4 | 1 | 1 | [13 empty] | 3 | 3 | 3 | 1 | 4 | 1 | 1 |  | 0
SDGE | El Cajon | 69 | Biomass |  |  | 0 | 0 | 0 | 0 | 0 | 0 | 0 | 0 | 0 | 1 | 1 | 1 | 1 | [13 empty] | 1 | 3 | 4 | 3 | 4 | 1 | 1 |  | 0
SCE Eastern | El Casco | 230 | Biomass |  |  | 0 | 0 | 0 | 0 | 0 | 0 | 0 | 0 | 0 | 1 | 1 | 1 | 1 | [13 empty] | 3 | 3 | 1 | 3 | 3 | 1 | 1 |  | 0
PG&E GBA | El Cerrito G | 115 | Biomass |  |  | 0 | 0 | 0 | 0 | 0 | 0 | 0 | 0 | 0 | 5 | 2 | 1 | 1 | [13 empty] | 1 | 3 | 3 | 3 | 3 | 1 | 1 |  | 0
PG&E NGBA | El Dorado PH | 115 | Biomass |  |  | 0 | 0 | 0 | 0 | 0 | 0 | 0 | 0 | 0 | 5 | 4 | 1 | 1 | [13 empty] | 1 | 3 | 1 | 1 | 1 | 1 | 1 |  | 0
PG&E FRESNO | El Nido (PGE) | 115 | Biomass |  |  | 0 | 0 | 0 | 0 | 0 | 0 | 0 | 0 | 0 | 5 | 4 | 5 | 2 | [13 empty] | 3 | 3 | 1 | 1 | 4 | 1 | 1 |  | 0
SCE Metro | El Nido (SCE) | 230 | Biomass |  |  | 0 | 0 | 0 | 0 | 0 | 0 | 0 | 0 | 0 | 1 | 1 | 1 | 1 | [13 empty] | 3 | 3 | 3 | 3 | 3 | 1 | 1 |  | 0
PG&E GBA | El Patio | 115 | Biomass |  |  | 0 | 0 | 0 | 0 | 0 | 0 | 0 | 0 | 0 | 5 | 4 | 1 | 1 | [13 empty] | 1 | 3 | 3 | 1 | 3 | 1 | 1 |  | 0
SCE Metro | El Segundo | 230 | Biomass |  |  | 0 | 0 | 0 | 0 | 0 | 0 | 0 | 0 | 0 | 1 | 1 | 1 | 1 | [13 empty] | 3 | 3 | 4 | 3 | 4 | 1 | 1 |  | 0
EOP | Eldorado | 230 | Biomass |  |  | 0 | 0 | 0 | 0 | 0 | 0 | 0 | 0 | 0 | 5 | 3 | 1 | 1 | [13 empty] | 1 | 1 | 3 | 3 | 1 | 1 | 1 |  | 0
EOP | Eldorado | 500 | Biomass |  |  | 0 | 0 | 0 | 0 | 0 | 0 | 0 | 0 | 0 | 5 | 2 | 1 | 1 | [13 empty] | 1 | 1 | 3 | 3 | 1 | 1 | 1 |  | 0
SCE Northern | Elizabeth Lake | 66 | Biomass |  |  | 0 | 0 | 0 | 0 | 0 | 0 | 0 | 0 | 0 | 5 | 2 | 1 | 1 | [13 empty] | 3 | 3 | 3 | 3 | 1 | 1 | 1 |  | 0
PG&E KERN | Elk Hills | 230 | Biomass |  |  | 0 | 0 | 0 | 0 | 0 | 0 | 0 | 0 | 0 | 5 | 2 | 4 | 4 | [13 empty] | 3 | 3 | 2 | 3 | 4 | 1 | 1 |  | 0
SDGE | Elliot | 69 | Biomass |  |  | 0 | 0 | 0 | 0 | 0 | 0 | 0 | 0 | 0 | 1 | 1 | 1 | 1 | [13 empty] | 1 | 3 | 3 | 3 | 3 | 1 | 1 |  | 0
SCE Metro | Ellis | 230 | Biomass |  |  | 0 | 0 | 0 | 0 | 0 | 0 | 0 | 0 | 0 | 1 | 1 | 1 | 1 | [13 empty] | 3 | 3 | 3 | 3 | 3 | 1 | 1 |  | 0
SDGE | Encina | 138 | Biomass |  |  | 0 | 0 | 0 | 0 | 0 | 0 | 0 | 0 | 0 | 1 | 1 | 1 | 1 | [13 empty] | 1 | 3 | 4 | 3 | 1 | 1 | 1 |  | 0
SDGE | Encina | 230 | Biomass |  |  | 0 | 0 | 0 | 0 | 0 | 0 | 0 | 0 | 0 | 1 | 1 | 1 | 1 | [13 empty] | 1 | 3 | 4 | 3 | 1 | 1 | 1 |  | 0
SDGE | Escondido | 230 | Biomass |  |  | 0 | 0 | 0 | 0 | 0 | 0 | 0 | 0 | 0 | 1 | 1 | 1 | 1 | [13 empty] | 1 | 3 | 4 | 3 | 1 | 1 | 1 |  | 0
SDGE | Escondido | 69 | Biomass |  |  | 0 | 0 | 0 | 0 | 0 | 0 | 0 | 0 | 0 | 1 | 1 | 1 | 1 | [13 empty] | 1 | 3 | 4 | 3 | 1 | 1 | 1 |  | 0
PG&E KERN | Estrella | 230 | Biomass |  |  | 0 | 0 | 0 | 0 | 0 | 0 | 0 | 0 | 0 | 1 | 1 | 1 | 1 | [13 empty] | 1 | 1 | 1 | 1 | 1 | 1 | 1 |  | 0
SCE Eastern | Etiwanda | 230 | Biomass |  |  | 0 | 0 | 0 | 0 | 0 | 0 | 0 | 0 | 0 | 1 | 1 | 1 | 1 | [13 empty] | 3 | 3 | 4 | 3 | 4 | 1 | 1 |  | 0
PG&E GBA | Evergreen | 115 | Biomass |  |  | 0 | 0 | 0 | 0 | 0 | 0 | 0 | 0 | 0 | 5 | 4 | 1 | 1 | [13 empty] | 1 | 3 | 3 | 1 | 3 | 1 | 1 |  | 0
PG&E GBA | Evergreen | 60 | Biomass |  |  | 0 | 0 | 0 | 0 | 0 | 0 | 0 | 0 | 0 | 5 | 4 | 1 | 1 | [13 empty] | 1 | 3 | 3 | 1 | 3 | 1 | 1 |  | 0
PG&E FRESNO | Excelsior | 115 | Biomass |  |  | 0 | 0 | 0 | 0 | 0 | 0 | 0 | 0 | 0 | 5 | 4 | 1 | 1 | [13 empty] | 3 | 3 | 1 | 1 | 4 | 1 | 1 |  | 0
PG&E FRESNO | Exchequer | 115 | Biomass |  |  | 2 | 0 | 2 | 0 | 0 | 0 | 2 | 0 | 2 | 5 | 4 | 5 | 2 | [13 empty] | 1 | 3 | 1 | 3 | 3 | 5- | 5 | Amount reduced to better align with DAC criteria | 1
PG&E KERN | Fairway | 115 | Biomass |  |  | 0 | 0 | 0 | 0 | 0 | 0 | 0 | 0 | 0 | 1 | 1 | 1 | 1 | [13 empty] | 1 | 1 | 3 | 3 | 3 | 1 | 1 |  | 0
PG&E KERN | Famoso | 115 | Biomass |  |  | 0 | 0 | 0 | 0 | 0 | 0 | 0 | 0 | 0 | 1 | 1 | 1 | 1 | [13 empty] | 3 | 3 | 2 | 3 | 4 | 1 | 1 |  | 0
PG&E NGBA | Fern Road | 500 | Biomass |  |  | 0 | 0 | 0 | 0 | 0 | 0 | 0 | 0 | 0 | 5 | 2 | 1 | 1 | [13 empty] | 1 | 1 | 1 | 1 | 1 | 1 | 1 |  | 0
PG&E GBA | Fibreboard (SPI Sonora) | 115 | Biomass |  |  | 0 | 0 | 0 | 0 | 0 | 0 | 0 | 0 | 0 | 5 | 4 | 1 | 1 | [13 empty] | 1 | 3 | 4 | 3 | 3 | 1 | 1 |  | 0
PG&E FRESNO | Figarden | 230 | Biomass |  |  | 0 | 0 | 0 | 0 | 0 | 0 | 0 | 0 | 0 | 5 | 4 | 5 | 2 | [13 empty] | 3 | 3 | 2 | 1 | 3 | 1 | 1 |  | 0
PG&E FRESNO | Fink | 230 | Biomass |  |  | 0 | 0 | 0 | 0 | 0 | 0 | 0 | 0 | 0 | 1 | 1 | 1 | 1 | [13 empty] | 3 | 3 | 1 | 1 | 4 | 1 | 1 |  | 0
PG&E NGBA | Fitch Mountain | 60 | Biomass |  |  | 0 | 0 | 0 | 0 | 0 | 0 | 0 | 0 | 0 | 5 | 2 | 1 | 1 | [13 empty] | 1 | 1 | 1 | 1 | 1 | 1 | 1 |  | 0
PG&E GBA | FMC | 115 | Biomass |  |  | 0 | 0 | 0 | 0 | 0 | 0 | 0 | 0 | 0 | 5 | 4 | 1 | 1 | [13 empty] | 1 | 3 | 4 | 1 | 3 | 1 | 1 |  | 0
PG&E GBA | Fremont | 115 | Biomass |  |  | 0 | 0 | 0 | 0 | 0 | 0 | 0 | 0 | 0 | 5 | 2 | 1 | 1 | [13 empty] | 1 | 3 | 2 | 3 | 3 | 1 | 1 |  | 0
PG&E GBA | French Camp | 60 | Biomass |  |  | 0 | 0 | 0 | 0 | 0 | 0 | 0 | 0 | 0 | 5 | 4 | 1 | 1 | [13 empty] | 3 | 3 | 3 | 1 | 4 | 1 | 1 |  | 0
PG&E GBA | Frogtown | 115 | Biomass |  |  | 0 | 0 | 0 | 0 | 0 | 0 | 0 | 0 | 0 | 5 | 4 | 1 | 1 | [13 empty] | 1 | 3 | 1 | 3 | 1 | 1 | 1 |  | 0
PG&E NGBA | Fulton | 115 | Biomass |  |  | 0 | 0 | 0 | 0 | 0 | 0 | 0 | 0 | 0 | 5 | 4 | 1 | 1 | [13 empty] | 1 | 3 | 3 | 1 | 3 | 1 | 5 | Amount reduced to better align with DAC criteria | 1
PG&E NGBA | Fulton | 230 | Biomass |  |  | 0 | 0 | 0 | 0 | 0 | 0 | 0 | 0 | 0 | 5 | 4 | 1 | 1 | [13 empty] | 1 | 3 | 3 | 1 | 3 | 1 | 1 |  | 0
PG&E NGBA | Fulton | 60 | Biomass |  |  | 0 | 0 | 0 | 0 | 0 | 0 | 0 | 0 | 0 | 5 | 2 | 1 | 1 | [13 empty] | 1 | 3 | 3 | 1 | 3 | 1 | 1 |  | 0
PG&E KERN | Ganso | 115 | Biomass |  |  | 0.5 | 0 | 0.5 | 0 | 0 | 0 | 0.5 | 0 | 0.5 | 1 | 1 | 1 | 1 | [13 empty] | 3 | 3 | 2 | 3 | 4 | 1 | 4 | Amount reduced to better align with DAC criteria | 1
PG&E FRESNO | Gates | 230 | Biomass |  |  | 0 | 0 | 0 | 0 | 0 | 0 | 0 | 0 | 0 | 5 | 2 | 4 | 4 | [13 empty] | 3 | 3 | 3 | 1 | 4 | 1 | 1 |  | 0
PG&E FRESNO | Gates | 500 | Biomass |  |  | 0 | 0 | 0 | 0 | 0 | 0 | 0 | 0 | 0 | 5 | 2 | 4 | 4 | [13 empty] | 3 | 3 | 3 | 1 | 4 | 1 | 1 |  | 0
PG&E NGBA | Geysers 12 | 230 | Biomass |  |  | 0 | 0 | 0 | 0 | 0 | 0 | 0 | 0 | 0 | 5 | 4 | 1 | 1 | [13 empty] | 1 | 1 | 1 | 1 | 1 | 1 | 1 |  | 0
PG&E NGBA | Geysers 17 | 230 | Biomass |  |  | 0 | 0 | 0 | 0 | 0 | 0 | 0 | 0 | 0 | 5 | 4 | 1 | 1 | [13 empty] | 1 | 1 | 1 | 1 | 1 | 1 | 1 |  | 0
PG&E NGBA | Geysers 3 | 115 | Biomass |  |  | 0 | 0 | 0 | 0 | 0 | 0 | 0 | 0 | 0 | 5 | 2 | 1 | 1 | [13 empty] | 1 | 1 | 1 | 1 | 1 | 1 | 1 |  | 0
PG&E NGBA | Glenn | 230 | Biomass |  |  | 0 | 0 | 0 | 0 | 0 | 0 | 0 | 0 | 0 | 5 | 2 | 1 | 1 | [13 empty] | 1 | 1 | 1 | 3 | 1 | 1 | 4 | Moved to other locations to better align with CI or resource potential | 1
PG&E NGBA | Glenn | 60 | Biomass |  |  | 0 | 0 | 0 | 0 | 0 | 0 | 0 | 0 | 0 | 5 | 2 | 1 | 1 | [13 empty] | 1 | 1 | 1 | 3 | 1 | 1 | 1 |  | 0
PG&E NGBA | Gold Hill | 115 | Biomass |  |  | 0 | 0 | 0 | 0 | 0 | 0 | 0 | 0 | 0 | 5 | 4 | 1 | 1 | [13 empty] | 1 | 3 | 1 | 1 | 1 | 1 | 1 |  | 0
PG&E NGBA | Gold Hill | 230 | Biomass |  |  | 0 | 0 | 0 | 0 | 0 | 0 | 0 | 0 | 0 | 5 | 4 | 1 | 1 | [13 empty] | 1 | 3 | 1 | 1 | 1 | 1 | 1 |  | 0
SCE Northern | Goleta | 230 | Biomass |  |  | 0 | 0 | 0 | 0 | 0 | 0 | 0 | 0 | 0 | 5 | 2 | 1 | 1 | [13 empty] | 1 | 1 | 3 | 3 | 3 | 1 | 4 | Amount reduced to better align with DAC criteria | 1
SCE Metro | Goodrich | 230 | Biomass |  |  | 0 | 0 | 0 | 0 | 0 | 0 | 0 | 0 | 0 | 1 | 1 | 1 | 1 | [13 empty] | 3 | 3 | 3 | 3 | 3 | 1 | 1 |  | 0
PG&E KERN | Goose Lake | 115 | Biomass |  |  | 3 | 0 | 3 | 0 | 0 | 0 | 3 | 0 | 3 | 1 | 1 | 1 | 1 | [13 empty] | 3 | 3 | 3 | 3 | 4 | 3- | 1 |  | 1
SCE Metro | Gould | 230 | Biomass |  |  | 0 | 0 | 0 | 0 | 0 | 0 | 0 | 0 | 0 | 1 | 1 | 1 | 1 | [13 empty] | 3 | 3 | 2 | 3 | 3 | 1 | 1 |  | 0
PG&E NGBA | Grand Island | 115 | Biomass |  |  | 0 | 0 | 0 | 0 | 0 | 0 | 0 | 0 | 0 | 5 | 4 | 1 | 1 | [13 empty] | 1 | 3 | 1 | 1 | 3 | 1 | 1 |  | 0
SDGE | Granite | 69 | Biomass |  |  | 0 | 0 | 0 | 0 | 0 | 0 | 0 | 0 | 0 | 1 | 1 | 1 | 1 | [13 empty] | 1 | 3 | 3 | 1 | 3 | 1 | 1 |  | 0
PG&E GBA | Grant | 115 | Biomass |  |  | 0 | 0 | 0 | 0 | 0 | 0 | 0 | 0 | 0 | 5 | 2 | 1 | 1 | [13 empty] | 1 | 3 | 3 | 3 | 3 | 1 | 1 |  | 0
PG&E GBA | Green Valley | 115 | Biomass |  |  | 1.1 | 0 | 1.1 | 0 | 0 | 0 | 1.1 | 0 | 1.1 | 5 | 4 | 1 | 1 | [13 empty] | 1 | 1 | 3 | 1 | 3 | 3- | 1 |  | 1
PG&E NGBA | Greenleaf 1 | 115 | Biomass |  |  | 0 | 0 | 0 | 0 | 0 | 0 | 0 | 0 | 0 | 5 | 4 | 1 | 1 | [13 empty] | 1 | 1 | 4 | 3 | 1 | 1 | 1 |  | 0
PG&E FRESNO | Gregg | 230 | Biomass |  |  | 0 | 0 | 0 | 0 | 0 | 0 | 0 | 0 | 0 | 5 | 4 | 5 | 2 | [13 empty] | 3 | 3 | 2 | 1 | 4 | 1 | 1 |  | 0
PG&E FRESNO | Grimmway-Malaga | 115 | Biomass |  |  | 0 | 0 | 0 | 0 | 0 | 0 | 0 | 0 | 0 | 5 | 4 | 5 | 2 | [13 empty] | 3 | 3 | 3 | 3 | 4 | 1 | 1 |  | 0
PG&E NGBA | Grizzly | 230 | Biomass |  |  | 0 | 0 | 0 | 0 | 0 | 0 | 0 | 0 | 0 | 5 | 4 | 1 | 1 | [13 empty] | 1 | 1 | 1 | 3 | 1 | 1 | 1 |  | 0
PG&E FRESNO | Guernsey | 70 | Biomass |  |  | 0 | 0 | 0 | 0 | 0 | 0 | 0 | 0 | 0 | 5 | 4 | 5 | 4 | [13 empty] | 3 | 3 | 3 | 1 | 4 | 1 | 1 |  | 0
PG&E FRESNO | GWF Hanford | 115 | Biomass |  |  | 0 | 0 | 0 | 0 | 0 | 0 | 0 | 0 | 0 | 5 | 4 | 5 | 2 | [13 empty] | 1 | 3 | 4 | 3 | 4 | 1 | 1 |  | 0
PG&E FRESNO | Haas | 230 | Biomass |  |  | 0 | 0 | 0 | 0 | 0 | 0 | 0 | 0 | 0 | 5 | 4 | 5 | 2 | [13 empty] | 3 | 3 | 1 | 1 | 1 | 1 | 1 |  | 0
PG&E FRESNO | Hammonds | 115 | Biomass |  |  | 0 | 0 | 0 | 0 | 0 | 0 | 0 | 0 | 0 | 1 | 1 | 1 | 1 | [13 empty] | 3 | 3 | 3 | 1 | 4 | 1 | 1 |  | 0
SCE Metro | HarborGen | 230 | Biomass |  |  | 0 | 0 | 0 | 0 | 0 | 0 | 0 | 0 | 0 | 1 | 1 | 1 | 1 | [13 empty] | 3 | 3 | 4 | 3 | 4 | 1 | 1 |  | 0
PG&E NGBA | Harris | 60 | Biomass |  |  | 0 | 0 | 0 | 0 | 0 | 0 | 0 | 0 | 0 | 5 | 2 | 1 | 1 | [13 empty] | 1 | 1 | 3 | 1 | 1 | 1 | 1 |  | 0
EOP | Harry Allen | 500 | Biomass |  |  | 0 | 0 | 0 | 0 | 0 | 0 | 0 | 0 | 0 | 5 | 3 | 1 | 1 | [13 empty] | 1 | 1 | 1 | 3 | 1 | 1 | 1 |  | 0
PG&E NGBA | Hartley | 60 | Biomass |  |  | 0 | 0 | 0 | 0 | 0 | 0 | 0 | 0 | 0 | 5 | 2 | 1 | 1 | [13 empty] | 1 | 1 | 1 | 1 | 1 | 1 | 1 |  | 0
SCE NOL | Harvard | 115 | Biomass |  |  | 0 | 0 | 0 | 0 | 0 | 0 | 0 | 0 | 0 | 3 | 3 | 1 | 1 | [13 empty] | 1 | 3 | 1 | 3 | 4 | 1 | 1 |  | 0
SDGE | Hassayampa | 500 | Biomass |  |  | 0 | 0 | 0 | 0 | 0 | 0 | 0 | 0 | 0 | 5 | 2 | 1 | 1 | [13 empty] | 1 | 3 | 1 | 1 | 1 | 1 | 1 |  | 0
PG&E FRESNO | Helm | 230 | Biomass |  |  | 0 | 0 | 0 | 0 | 0 | 0 | 0 | 0 | 0 | 5 | 4 | 5 | 2 | [13 empty] | 3 | 3 | 3 | 1 | 4 | 1 | 1 |  | 0
PG&E FRESNO | Helm | 70 | Biomass |  |  | 0 | 0 | 0 | 0 | 0 | 0 | 0 | 0 | 0 | 1 | 1 | 1 | 1 | [13 empty] | 3 | 3 | 3 | 1 | 4 | 1 | 1 |  | 0
PG&E FRESNO | Henrietta | 115 | Biomass |  |  | 0 | 0 | 0 | 0 | 0 | 0 | 0 | 0 | 0 | 1 | 1 | 1 | 1 | [13 empty] | 3 | 3 | 4 | 1 | 4 | 1 | 1 |  | 0
PG&E FRESNO | Henrietta | 230 | Biomass |  |  | 0 | 0 | 0 | 0 | 0 | 0 | 0 | 0 | 0 | 1 | 1 | 1 | 1 | [13 empty] | 3 | 3 | 4 | 1 | 4 | 1 | 1 |  | 0
PG&E FRESNO | Henrietta | 70 | Biomass |  |  | 0 | 0 | 0 | 0 | 0 | 0 | 0 | 0 | 0 | 5 | 4 | 5 | 4 | [13 empty] | 3 | 3 | 4 | 1 | 4 | 1 | 1 |  | 0
PG&E FRESNO | Herndon | 115 | Biomass |  |  | 0 | 0 | 0 | 0 | 0 | 0 | 0 | 0 | 0 | 5 | 2 | 5 | 2 | [13 empty] | 3 | 3 | 2 | 1 | 4 | 1 | 1 |  | 0
PG&E FRESNO | Herndon | 230 | Biomass |  |  | 0 | 0 | 0 | 0 | 0 | 0 | 0 | 0 | 0 | 5 | 4 | 5 | 2 | [13 empty] | 3 | 3 | 2 | 1 | 4 | 1 | 1 |  | 0
PG&E GBA | Hicks | 230 | Biomass |  |  | 0 | 0 | 0 | 0 | 0 | 0 | 0 | 0 | 0 | 5 | 4 | 1 | 1 | [13 empty] | 1 | 3 | 2 | 1 | 3 | 1 | 1 |  | 0
PG&E NGBA | Higgins | 115 | Biomass |  |  | 0 | 0 | 0 | 0 | 0 | 0 | 0 | 0 | 0 | 5 | 4 | 1 | 1 | [13 empty] | 1 | 3 | 1 | 3 | 1 | 1 | 4 | Moved to other locations to better align with CI or resource potential | 1
PG&E NGBA | Hilltop | 345 | Biomass |  |  | 0 | 0 | 0 | 0 | 0 | 0 | 0 | 0 | 0 | 5 | 2 | 1 | 1 | [13 empty] | 1 | 1 | 1 | 3 | 1 | 1 | 1 |  | 0
SCE Metro | Hinson | 230 | Biomass |  |  | 5.6 | 0 | 5.6 | 5.6 | 0 | 5.6 | 0 | 0 | 0 | 1 | 1 | 1 | 1 | [13 empty] | 3 | 3 | 3 | 3 | 4 | 1 | 1 |  | 1
PG&E GBA | Hollister | 115 | Biomass |  |  | 0 | 0 | 0 | 0 | 0 | 0 | 0 | 0 | 0 | 5 | 4 | 1 | 1 | [13 empty] | 1 | 1 | 1 | 1 | 1 | 1 | 1 |  | 0
PG&E NGBA | Homestake | 115 | Biomass |  |  | 0 | 0 | 0 | 0 | 0 | 0 | 0 | 0 | 0 | 5 | 2 | 1 | 1 | [13 empty] | 1 | 3 | 1 | 1 | 1 | 1 | 1 |  | 0
PG&E NGBA | Honcut | 115 | Biomass |  |  | 0 | 0 | 0 | 0 | 0 | 0 | 0 | 0 | 0 | 5 | 4 | 1 | 1 | [13 empty] | 1 | 3 | 1 | 1 | 1 | 1 | 4 | Moved to other locations to better align with CI or resource potential | 1
SDGE | Hoodoo Wash | 500 | Biomass |  |  | 0 | 0 | 0 | 0 | 0 | 0 | 0 | 0 | 0 | 5 | 2 | 1 | 1 | [13 empty] | 1 | 1 | 1 | 1 | 1 | 1 | 1 |  | 0
PG&E NGBA | Hopland | 115 | Biomass |  |  | 0 | 0 | 0 | 0 | 0 | 0 | 0 | 0 | 0 | 5 | 2 | 1 | 1 | [13 empty] | 1 | 1 | 1 | 1 | 1 | 1 | 1 |  | 0
PG&E NGBA | Hopland | 60 | Biomass |  |  | 0 | 0 | 0 | 0 | 0 | 0 | 0 | 0 | 0 | 5 | 2 | 1 | 1 | [13 empty] | 1 | 1 | 1 | 1 | 1 | 1 | 1 |  | 0
PG&E NGBA | Humboldt | 115 | Biomass |  |  | 2.5 | 0 | 2.5 | 0 | 0 | 0 | 2.5 | 0 | 2.5 | 5 | 2 | 1 | 1 | [13 empty] | 1 | 1 | 2 | 1 | 1 | 5- | 1 |  | 1
PG&E NGBA | Humboldt | 60 | Biomass |  |  | 0 | 0 | 0 | 0 | 0 | 0 | 0 | 0 | 0 | 5 | 2 | 1 | 1 | [13 empty] | 1 | 1 | 2 | 1 | 1 | 1 | 1 |  | 0
PG&E NGBA | Humboldt | 500 | Biomass |  |  | 0 | 0 | 0 | 0 | 0 | 0 | 0 | 0 | 0 | 5 | 4 | 5 | 4 | [13 empty] | 1 | 1 | 2 | 1 | 1 | 1 | 1 |  | 0
SCE Metro | Huntington Beach | 230 | Biomass |  |  | 0 | 0 | 0 | 0 | 0 | 0 | 0 | 0 | 0 | 1 | 1 | 1 | 1 | [13 empty] | 3 | 3 | 4 | 3 | 3 | 1 | 1 |  | 0
PG&E NGBA | Ignacio | 115 | Biomass |  |  | 0.65 | 0 | 0.65 | 0 | 0 | 0 | 0.65 | 0 | 0.65 | 5 | 4 | 1 | 1 | [13 empty] | 1 | 3 | 1 | 3 | 1 | 5- | 1 |  | 1
PG&E NGBA | Ignacio | 230 | Biomass |  |  | 0 | 0 | 0 | 0 | 0 | 0 | 0 | 0 | 0 | 5 | 2 | 1 | 1 | [13 empty] | 1 | 3 | 1 | 3 | 1 | 1 | 1 |  | 0
PG&E NGBA | Ignacio | 60 | Biomass |  |  | 0 | 0 | 0 | 0 | 0 | 0 | 0 | 0 | 0 | 5 | 2 | 1 | 1 | [13 empty] | 1 | 3 | 1 | 3 | 1 | 1 | 1 |  | 0
SDGE | Imperial Beach | 69 | Biomass |  |  | 0 | 0 | 0 | 0 | 0 | 0 | 0 | 0 | 0 | 1 | 1 | 1 | 1 | [13 empty] | 1 | 3 | 3 | 3 | 3 | 1 | 1 |  | 0
SDGE | Imperial Valley | 230 | Biomass |  |  | 0 | 0 | 0 | 0 | 0 | 0 | 0 | 0 | 0 | 1 | 1 | 1 | 1 | [13 empty] | 3 | 3 | 3 | 1 | 4 | 1 | 1 |  | 0
SDGE | Imperial Valley | 500 | Biomass |  |  | 0 | 0 | 0 | 0 | 0 | 0 | 0 | 0 | 0 | 1 | 1 | 1 | 1 | [13 empty] | 3 | 3 | 3 | 1 | 4 | 1 | 1 |  | 0
EOP | Innovation | 138 | Biomass |  |  | 0 | 0 | 0 | 0 | 0 | 0 | 0 | 0 | 0 | 5 | 3 | 1 | 1 | [13 empty] | 1 | 1 | 1 | 3 | 1 | 1 | 1 |  | 0
EOP | Innovation | 230 | Biomass |  |  | 0 | 0 | 0 | 0 | 0 | 0 | 0 | 0 | 0 | 5 | 3 | 1 | 1 | [13 empty] | 1 | 1 | 1 | 3 | 1 | 1 | 1 |  | 0
SCE NOL | Inyokern | 115 | Biomass |  |  | 1.5 | 0 | 1.5 | 0 | 0 | 0 | 1.5 | 0 | 1.5 | 3 | 3 | 1 | 1 | [13 empty] | 1 | 1 | 1 | 3 | 1 | 5- | 1 |  | 1
EOP | IS Tap | 138 | Biomass |  |  | 0 | 0 | 0 | 0 | 0 | 0 | 0 | 0 | 0 | 5 | 3 | 1 | 1 | [13 empty] | 1 | 1 | 1 | 3 | 1 | 1 | 1 |  | 0
EOP | Ivanpah | 115 | Biomass |  |  | 0 | 0 | 0 | 0 | 0 | 0 | 0 | 0 | 0 | 5 | 3 | 1 | 1 | [13 empty] | 1 | 1 | 1 | 3 | 4 | 1 | 1 |  | 0
EOP | Ivanpah | 230 | Biomass |  |  | 0 | 0 | 0 | 0 | 0 | 0 | 0 | 0 | 0 | 5 | 3 | 1 | 1 | [13 empty] | 1 | 1 | 1 | 3 | 4 | 1 | 1 |  | 0
EOP | Jackass (DOE) | 138 | Biomass |  |  | 0 | 0 | 0 | 0 | 0 | 0 | 0 | 0 | 0 | 5 | 3 | 1 | 1 | [13 empty] | 1 | 1 | 1 | 3 | 1 | 1 | 1 |  | 0
PG&E NGBA | James B Black | 230 | Biomass |  |  | 0 | 0 | 0 | 0 | 0 | 0 | 0 | 0 | 0 | 5 | 2 | 1 | 1 | [13 empty] | 1 | 1 | 1 | 1 | 1 | 1 | 1 |  | 0
PG&E GBA | Jefferson | 230 | Biomass |  |  | 0 | 0 | 0 | 0 | 0 | 0 | 0 | 0 | 0 | 5 | 4 | 1 | 1 | [13 empty] | 1 | 3 | 2 | 3 | 3 | 1 | 1 |  | 0
PG&E NGBA | Jessup | 115 | Biomass |  |  | 17 | 0 | 17 | 0 | 0 | 0 | 17 | 0 | 17 | 5 | 2 | 1 | 1 | [13 empty] | 1 | 1 | 3 | 1 | 1 | 5- | 1 |  | 1
SCE Metro | Johanna | 230 | Biomass |  |  | 0 | 0 | 0 | 0 | 0 | 0 | 0 | 0 | 0 | 1 | 1 | 1 | 1 | [13 empty] | 3 | 3 | 3 | 3 | 4 | 1 | 1 |  | 0
SCE Eastern | Julian Hinds | 230 | Biomass |  |  | 0 | 0 | 0 | 0 | 0 | 0 | 0 | 0 | 0 | 5 | 4 | 3 | 3 | [13 empty] | 1 | 3 | 1 | 3 | 1 | 1 | 1 |  | 0
PG&E GBA | Kasson | 115 | Biomass |  |  | 0 | 0 | 0 | 0 | 0 | 0 | 0 | 0 | 0 | 5 | 4 | 1 | 1 | [13 empty] | 3 | 3 | 2 | 1 | 4 | 1 | 1 |  | 0
PG&E GBA | Kasson | 60 | Biomass |  |  | 0 | 0 | 0 | 0 | 0 | 0 | 0 | 0 | 0 | 5 | 4 | 1 | 1 | [13 empty] | 3 | 3 | 2 | 1 | 4 | 1 | 1 |  | 0
PG&E FRESNO | Kearney | 230 | Biomass |  |  | 0 | 0 | 0 | 0 | 0 | 0 | 0 | 0 | 0 | 5 | 4 | 5 | 2 | [13 empty] | 3 | 3 | 2 | 1 | 4 | 1 | 1 |  | 0
PG&E FRESNO | Kearney | 70 | Biomass |  |  | 0 | 0 | 0 | 0 | 0 | 0 | 0 | 0 | 0 | 5 | 4 | 5 | 2 | [13 empty] | 3 | 3 | 2 | 1 | 4 | 1 | 1 |  | 0
PG&E GBA | Kelso | 230 | Biomass |  |  | 0 | 0 | 0 | 0 | 0 | 0 | 0 | 0 | 0 | 5 | 2 | 1 | 1 | [13 empty] | 1 | 3 | 4 | 3 | 3 | 1 | 1 |  | 0
PG&E FRESNO | Kerchoff 1 | 115 | Biomass |  |  | 2 | 0 | 2 | 0 | 0 | 0 | 2 | 0 | 2 | 5 | 4 | 5 | 2 | [13 empty] | 3 | 3 | 1 | 1 | 1 | 5- | 1 |  | 1
PG&E KERN | Kern Oil | 115 | Biomass |  |  | 0 | 0 | 0 | 0 | 0 | 0 | 0 | 0 | 0 | 5 | 2 | 4 | 4 | [13 empty] | 3 | 3 | 4 | 3 | 4 | 1 | 1 |  | 0
PG&E KERN | Kern PP | 115 | Biomass |  |  | 0 | 0 | 0 | 0 | 0 | 0 | 0 | 0 | 0 | 5 | 2 | 4 | 4 | [13 empty] | 3 | 3 | 3 | 3 | 3 | 1 | 1 |  | 0
PG&E KERN | Kern PP | 230 | Biomass |  |  | 0 | 0 | 0 | 0 | 0 | 0 | 0 | 0 | 0 | 5 | 2 | 4 | 4 | [13 empty] | 3 | 3 | 3 | 3 | 3 | 1 | 1 |  | 0
PG&E KERN | Kern PP | 70 | Biomass |  |  | 0 | 0 | 0 | 0 | 0 | 0 | 0 | 0 | 0 | 1 | 1 | 1 | 1 | [13 empty] | 3 | 3 | 3 | 3 | 3 | 1 | 1 |  | 0
PG&E KERN | Kernridge | 115 | Biomass |  |  | 0 | 0 | 0 | 0 | 0 | 0 | 0 | 0 | 0 | 5 | 2 | 4 | 4 | [13 empty] | 3 | 3 | 4 | 3 | 4 | 1 | 1 |  | 0
PG&E FRESNO | Kingsburg | 115 | Biomass |  |  | 0 | 0 | 0 | 0 | 0 | 0 | 0 | 0 | 0 | 5 | 4 | 5 | 4 | [13 empty] | 3 | 3 | 3 | 1 | 4 | 1 | 1 |  | 0
PG&E GBA | Kirker | 115 | Biomass |  |  | 0 | 0 | 0 | 0 | 0 | 0 | 0 | 0 | 0 | 5 | 2 | 1 | 1 | [13 empty] | 1 | 3 | 3 | 3 | 4 | 1+ | 1 |  | 1
PG&E NGBA | Knights Landing | 115 | Biomass |  |  | 0 | 0 | 0 | 0 | 0 | 0 | 0 | 0 | 0 | 5 | 4 | 1 | 1 | [13 empty] | 1 | 3 | 1 | 1 | 1 | 1 | 1 |  | 0
PG&E NGBA | Konocti | 60 | Biomass |  |  | 0.2 | 0 | 0.2 | 0.2 | 0 | 0.2 | 0 | 0 | 0 | 5 | 2 | 1 | 1 | [13 empty] | 1 | 1 | 1 | 1 | 1 | 1 | 1 |  | 1
SCE NOL | Kramer | 115 | Biomass |  |  | 0 | 0 | 0 | 0 | 0 | 0 | 0 | 0 | 0 | 3 | 3 | 1 | 1 | [13 empty] | 1 | 3 | 2 | 3 | 1 | 1 | 1 |  | 0
SCE NOL | Kramer | 230 | Biomass |  |  | 0 | 0 | 0 | 0 | 0 | 0 | 0 | 0 | 0 | 3 | 3 | 1 | 1 | [13 empty] | 1 | 3 | 2 | 3 | 1 | 1 | 1 |  | 0
SCE Metro | La Cienega | 230 | Biomass |  |  | 0 | 0 | 0 | 0 | 0 | 0 | 0 | 0 | 0 | 1 | 1 | 1 | 1 | [13 empty] | 3 | 3 | 3 | 3 | 3 | 1 | 1 |  | 0
SCE Metro | La Fresa | 230 | Biomass |  |  | 0 | 0 | 0 | 0 | 0 | 0 | 0 | 0 | 0 | 1 | 1 | 1 | 1 | [13 empty] | 3 | 3 | 3 | 3 | 3 | 1 | 1 |  | 0
SCE Metro | Laguna Bell | 230 | Biomass |  |  | 0 | 0 | 0 | 0 | 0 | 0 | 0 | 0 | 0 | 1 | 1 | 1 | 1 | [13 empty] | 3 | 3 | 4 | 3 | 4 | 1 | 1 |  | 0
PG&E KERN | Lakeview | 70 | Biomass |  |  | 0 | 0 | 0 | 0 | 0 | 0 | 0 | 0 | 0 | 5 | 2 | 4 | 4 | [13 empty] | 3 | 3 | 1 | 3 | 4 | 1 | 1 |  | 0
PG&E NGBA | Lakeville | 230 | Biomass |  |  | 0 | 0 | 0 | 0 | 0 | 0 | 0 | 0 | 0 | 5 | 4 | 1 | 1 | [13 empty] | 1 | 3 | 1 | 1 | 1 | 1 | 5 | Moved to other locations to better align with CI or resource potential | 1
PG&E NGBA | Lakeville | 60 | Biomass |  |  | 0 | 0 | 0 | 0 | 0 | 0 | 0 | 0 | 0 | 5 | 4 | 1 | 1 | [13 empty] | 1 | 3 | 1 | 1 | 1 | 1 | 1 |  | 0
PG&E NGBA | Lakeville | 115 | Biomass |  |  | 0 | 0 | 0 | 0 | 0 | 0 | 0 | 0 | 0 | 5 | 4 | 1 | 1 | [13 empty] | 1 | 3 | 1 | 1 | 1 | 1 | 1 |  | 0
PG&E GBA | Lakewood | 115 | Biomass |  |  | 0 | 0 | 0 | 0 | 0 | 0 | 0 | 0 | 0 | 5 | 2 | 1 | 1 | [13 empty] | 1 | 3 | 3 | 3 | 3 | 1 | 1 |  | 0
PG&E NGBA | Lambie | 230 | Biomass |  |  | 0 | 0 | 0 | 0 | 0 | 0 | 0 | 0 | 0 | 5 | 4 | 1 | 1 | [13 empty] | 1 | 3 | 4 | 3 | 4 | 1 | 1 |  | 0
PG&E GBA | Lammers | 115 | Biomass |  |  | 0 | 0 | 0 | 0 | 0 | 0 | 0 | 0 | 0 | 5 | 4 | 1 | 1 | [13 empty] | 3 | 3 | 4 | 1 | 3 | 1 | 1 |  | 0
PG&E KERN | Lamont | 115 | Biomass |  |  | 5 | 0 | 5 | 0 | 0 | 0 | 5 | 0 | 5 | 5 | 2 | 4 | 4 | [13 empty] | 3 | 3 | 3 | 3 | 4 | 1 | 1 |  | 1
PG&E FRESNO | Las Aguilas | 230 | Biomass |  |  | 0 | 0 | 0 | 0 | 0 | 0 | 0 | 0 | 0 | 1 | 1 | 1 | 1 | [13 empty] | 1 | 1 | 1 | 1 | 3 | 1 | 1 |  | 0
EOP | Lathrop | 138 | Biomass |  |  | 0 | 0 | 0 | 0 | 0 | 0 | 0 | 0 | 0 | 5 | 3 | 1 | 1 | [13 empty] | 1 | 1 | 1 | 3 | 1 | 1 | 1 |  | 0
EOP | Lathrop | 230 | Biomass |  |  | 0 | 0 | 0 | 0 | 0 | 0 | 0 | 0 | 0 | 5 | 3 | 1 | 1 | [13 empty] | 1 | 1 | 1 | 3 | 1 | 1 | 1 |  | 0
PG&E FRESNO | Le Grand | 115 | Biomass |  |  | 0 | 0 | 0 | 0 | 0 | 0 | 0 | 0 | 0 | 5 | 4 | 5 | 2 | [13 empty] | 3 | 3 | 2 | 1 | 4 | 1 | 1 |  | 0
PG&E FRESNO | Lemoore | 70 | Biomass |  |  | 0 | 0 | 0 | 0 | 0 | 0 | 0 | 0 | 0 | 1 | 1 | 1 | 1 | [13 empty] | 3 | 3 | 2 | 1 | 3 | 1 | 1 |  | 0
PG&E KERN | Lerdo | 115 | Biomass |  |  | 0 | 0 | 0 | 0 | 0 | 0 | 0 | 0 | 0 | 5 | 2 | 4 | 4 | [13 empty] | 3 | 3 | 2 | 3 | 4 | 1 | 1 |  | 0
SCE Metro | Lewis | 230 | Biomass |  |  | 0 | 0 | 0 | 0 | 0 | 0 | 0 | 0 | 0 | 1 | 1 | 1 | 1 | [13 empty] | 3 | 3 | 3 | 3 | 3 | 1 | 1 |  | 0
SCE Metro | Lighthipe | 230 | Biomass |  |  | 0 | 0 | 0 | 0 | 0 | 0 | 0 | 0 | 0 | 1 | 1 | 1 | 1 | [13 empty] | 3 | 3 | 3 | 3 | 4 | 1 | 1 |  | 0
SDGE | Lilac | 69 | Biomass |  |  | 0 | 0 | 0 | 0 | 0 | 0 | 0 | 0 | 0 | 1 | 1 | 1 | 1 | [13 empty] | 1 | 3 | 2 | 3 | 1 | 1 | 1 |  | 0
PG&E NGBA | Lincoln | 115 | Biomass |  |  | 0 | 0 | 0 | 0 | 0 | 0 | 0 | 0 | 0 | 5 | 4 | 1 | 1 | [13 empty] | 1 | 3 | 2 | 1 | 1 | 1 | 1 |  | 0
PG&E KERN | Live Oak | 115 | Biomass |  |  | 0 | 0 | 0 | 0 | 0 | 0 | 0 | 0 | 0 | 5 | 2 | 4 | 4 | [13 empty] | 3 | 3 | 4 | 3 | 4 | 1 | 1 |  | 0
PG&E GBA | Llagas | 115 | Biomass |  |  | 0 | 0 | 0 | 0 | 0 | 0 | 0 | 0 | 0 | 5 | 4 | 1 | 1 | [13 empty] | 1 | 3 | 3 | 1 | 4 | 1 | 1 |  | 0
PG&E GBA | Lockeford | 115 | Biomass |  |  | 0 | 0 | 0 | 0 | 0 | 0 | 0 | 0 | 0 | 5 | 4 | 1 | 1 | [13 empty] | 3 | 3 | 2 | 1 | 3 | 1 | 1 |  | 0
PG&E GBA | Lockeford | 230 | Biomass |  |  | 0 | 0 | 0 | 0 | 0 | 0 | 0 | 0 | 0 | 5 | 4 | 1 | 1 | [13 empty] | 3 | 3 | 2 | 1 | 3 | 1 | 1 |  | 0
PG&E GBA | Lockeford | 60 | Biomass |  |  | 0 | 0 | 0 | 0 | 0 | 0 | 0 | 0 | 0 | 5 | 4 | 1 | 1 | [13 empty] | 3 | 3 | 2 | 1 | 3 | 1 | 1 |  | 0
PG&E GBA | Lodi | 230 | Biomass |  |  | 0 | 0 | 0 | 0 | 0 | 0 | 0 | 0 | 0 | 5 | 4 | 1 | 1 | [13 empty] | 3 | 3 | 4 | 1 | 4 | 1 | 1 |  | 0
PG&E NGBA | Logan Creek | 230 | Biomass |  |  | 0 | 0 | 0 | 0 | 0 | 0 | 0 | 0 | 0 | 5 | 2 | 1 | 1 | [13 empty] | 1 | 1 | 1 | 3 | 3 | 1 | 1 |  | 0
PG&E GBA | Lone Tree | 230 | Biomass |  |  | 0 | 0 | 0 | 0 | 0 | 0 | 0 | 0 | 0 | 5 | 2 | 1 | 1 | [13 empty] | 1 | 3 | 3 | 3 | 3 | 1 | 1 |  | 0
PG&E FRESNO | Los Banos | 230 | Biomass |  |  | 1.988 | 0 | 1.988 | 1.988 | 0 | 1.988 | 0 | 0 | 0 | 1 | 1 | 1 | 1 | [13 empty] | 3 | 3 | 1 | 1 | 4 | 4+ | 1 |  | 1
PG&E FRESNO | Los Banos | 500 | Biomass |  |  | 0 | 0 | 0 | 0 | 0 | 0 | 0 | 0 | 0 | 1 | 1 | 1 | 1 | [13 empty] | 3 | 3 | 1 | 1 | 4 | 1 | 1 |  | 0
SDGE | Los Coches | 138 | Biomass |  |  | 0 | 0 | 0 | 0 | 0 | 0 | 0 | 0 | 0 | 5 | 5 | 1 | 1 | [13 empty] | 1 | 1 | 1 | 1 | 1 | 1 | 1 |  | 0
SDGE | Los Coches | 69 | Biomass |  |  | 0 | 0 | 0 | 0 | 0 | 0 | 0 | 0 | 0 | 1 | 1 | 1 | 1 | [13 empty] | 1 | 1 | 1 | 1 | 1 | 1 | 1 |  | 0
PG&E GBA | Los Esteros | 115 | Biomass |  |  | 0 | 0 | 0 | 0 | 0 | 0 | 0 | 0 | 0 | 5 | 4 | 1 | 1 | [13 empty] | 1 | 3 | 4 | 1 | 4 | 1 | 1 |  | 0
PG&E GBA | Los Esteros | 230 | Biomass |  |  | 0 | 0 | 0 | 0 | 0 | 0 | 0 | 0 | 0 | 5 | 4 | 1 | 1 | [13 empty] | 1 | 3 | 4 | 1 | 4 | 1 | 1 |  | 0
PG&E GBA | Los Positas | 230 | Biomass |  |  | 0 | 0 | 0 | 0 | 0 | 0 | 0 | 0 | 0 | 5 | 4 | 1 | 1 | [13 empty] | 1 | 3 | 2 | 3 | 1 | 1 | 1 |  | 0
PG&E GBA | Los Positas | 60 | Biomass |  |  | 0 | 0 | 0 | 0 | 0 | 0 | 0 | 0 | 0 | 5 | 2 | 1 | 1 | [13 empty] | 1 | 3 | 2 | 3 | 1 | 1 | 1 |  | 0
SDGE | Loveland | 69 | Biomass |  |  | 0 | 0 | 0 | 0 | 0 | 0 | 0 | 0 | 0 | 1 | 1 | 1 | 1 | [13 empty] | 1 | 3 | 2 | 3 | 1 | 1 | 1 |  | 0
SCE NOL | Lugo | 230 | Biomass |  |  | 0 | 0 | 0 | 0 | 0 | 0 | 0 | 0 | 0 | 1 | 1 | 1 | 1 | [13 empty] | 1 | 3 | 1 | 3 | 3 | 1 | 1 |  | 0
SCE Metro | Lugo | 500 | Biomass |  |  | 0 | 0 | 0 | 0 | 0 | 0 | 0 | 0 | 0 | 1 | 1 | 1 | 1 | [13 empty] | 1 | 3 | 1 | 3 | 3 | 1 | 1 |  | 0
PG&E FRESNO | Madera | 70 | Biomass |  |  | 0 | 0 | 0 | 0 | 0 | 0 | 0 | 0 | 0 | 5 | 4 | 5 | 2 | [13 empty] | 3 | 3 | 1 | 1 | 4 | 1 | 1 |  | 0
PG&E NGBA | Madison | 115 | Biomass |  |  | 0 | 0 | 0 | 0 | 0 | 0 | 0 | 0 | 0 | 5 | 2 | 1 | 1 | [13 empty] | 1 | 3 | 1 | 1 | 1 | 1 | 1 |  | 0
PG&E KERN | Magunden | 115 | Biomass |  |  | 0 | 0 | 0 | 0 | 0 | 0 | 0 | 0 | 0 | 5 | 2 | 4 | 4 | [13 empty] | 3 | 3 | 3 | 3 | 4 | 1 | 1 |  | 0
SCE Northern | Magunden | 230 | Biomass |  |  | 0 | 0 | 0 | 0 | 0 | 0 | 0 | 0 | 0 | 1 | 1 | 1 | 1 | [13 empty] | 3 | 3 | 3 | 3 | 4 | 1 | 1 |  | 0
PG&E FRESNO | Malaga | 115 | Biomass |  |  | 0 | 0 | 0 | 0 | 0 | 0 | 0 | 0 | 0 | 5 | 4 | 5 | 4 | [13 empty] | 3 | 3 | 4 | 1 | 4 | 1 | 1 |  | 0
PG&E NGBA | Malin | 500 | Biomass |  |  | 0 | 0 | 0 | 0 | 0 | 0 | 0 | 0 | 0 | 5 | 2 | 1 | 1 | [13 empty] | 1 | 1 | 1 | 1 | 1 | 1 | 1 |  | 0
SCE Northern | Mandalay | 230 | Biomass |  |  | 0 | 0 | 0 | 0 | 0 | 0 | 0 | 0 | 0 | 5 | 2 | 1 | 1 | [13 empty] | 1 | 3 | 4 | 3 | 4 | 1 | 1 |  | 0
PG&E FRESNO | Manning | 230 | Biomass |  |  | 0 | 0 | 0 | 0 | 0 | 0 | 0 | 0 | 0 | 1 | 1 | 1 | 1 | [13 empty] | 3 | 3 | 3 | 1 | 4 | 1 | 1 |  | 0
PG&E FRESNO | Manning | 500 | Biomass |  |  | 0 | 0 | 0 | 0 | 0 | 0 | 0 | 0 | 0 | 1 | 1 | 1 | 1 | [13 empty] | 3 | 3 | 3 | 1 | 4 | 1 | 1 |  | 0
PG&E GBA | Manteca | 115 | Biomass |  |  | 0 | 0 | 0 | 0 | 0 | 0 | 0 | 0 | 0 | 5 | 4 | 4 | 4 | [13 empty] | 3 | 3 | 3 | 1 | 3 | 1 | 1 |  | 0
SDGE | Margarita | 138 | Biomass |  |  | 0 | 0 | 0 | 0 | 0 | 0 | 0 | 0 | 0 | 1 | 1 | 1 | 1 | [13 empty] | 3 | 3 | 3 | 3 | 1 | 1 | 1 |  | 0
PG&E GBA | Martin | 230 | Biomass |  |  | 0 | 0 | 0 | 0 | 0 | 0 | 0 | 0 | 0 | 5 | 2 | 1 | 1 | [13 empty] | 1 | 3 | 3 | 3 | 3 | 1 | 1 |  | 0
PG&E GBA | Martin | 115 | Biomass |  |  | 0 | 0 | 0 | 0 | 0 | 0 | 0 | 0 | 0 | 5 | 2 | 1 | 1 | [13 empty] | 1 | 3 | 3 | 3 | 3 | 1 | 1 |  | 0
PG&E GBA | Martinez | 115 | Biomass |  |  | 0 | 0 | 0 | 0 | 0 | 0 | 0 | 0 | 0 | 5 | 4 | 1 | 1 | [13 empty] | 1 | 3 | 4 | 3 | 4 | 1 | 1 |  | 0
PG&E FRESNO | Mc Mullin | 230 | Biomass |  |  | 0 | 0 | 0 | 0 | 0 | 0 | 0 | 0 | 0 | 5 | 4 | 5 | 2 | [13 empty] | 3 | 3 | 2 | 1 | 4 | 1 | 1 |  | 0
PG&E FRESNO | McCall | 115 | Biomass |  |  | 0 | 0 | 0 | 0 | 0 | 0 | 0 | 0 | 0 | 5 | 4 | 5 | 2 | [13 empty] | 3 | 3 | 2 | 1 | 4 | 4+ | 1 |  | 1
PG&E FRESNO | McCall | 230 | Biomass |  |  | 0 | 0 | 0 | 0 | 0 | 0 | 0 | 0 | 0 | 5 | 4 | 5 | 2 | [13 empty] | 3 | 3 | 2 | 1 | 4 | 1 | 1 |  | 0
PG&E GBA | Meadow Lane | 115 | Biomass |  |  | 0 | 0 | 0 | 0 | 0 | 0 | 0 | 0 | 0 | 5 | 2 | 1 | 1 | [13 empty] | 1 | 3 | 4 | 3 | 4 | 1 | 1 |  | 0
PG&E GBA | Melones | 115 | Biomass |  |  | 0 | 0 | 0 | 0 | 0 | 0 | 0 | 0 | 0 | 5 | 4 | 1 | 1 | [13 empty] | 1 | 3 | 1 | 3 | 1 | 1 | 1 |  | 0
PG&E GBA | Melones | 230 | Biomass |  |  | 0 | 0 | 0 | 0 | 0 | 0 | 0 | 0 | 0 | 5 | 4 | 1 | 1 | [13 empty] | 1 | 3 | 1 | 3 | 1 | 1 | 1 |  | 0
SDGE | Melrose | 69 | Biomass |  |  | 0 | 0 | 0 | 0 | 0 | 0 | 0 | 0 | 0 | 1 | 1 | 1 | 1 | [13 empty] | 1 | 3 | 2 | 3 | 1 | 1 | 1 |  | 0
PG&E NGBA | Mendocino | 115 | Biomass |  |  | 0 | 0 | 0 | 0 | 0 | 0 | 0 | 0 | 0 | 5 | 2 | 1 | 1 | [13 empty] | 1 | 1 | 1 | 1 | 1 | 1 | 5 | Moved to other locations to better align with CI or resource potential | 1
PG&E NGBA | Mendocino | 60 | Biomass |  |  | 3 | 0 | 3 | 0 | 0 | 0 | 3 | 0 | 3 | 5 | 2 | 1 | 1 | [13 empty] | 1 | 1 | 1 | 1 | 1 | 5- | 1 |  | 1
PG&E FRESNO | Mendota | 115 | Biomass |  |  | 0 | 0 | 0 | 0 | 0 | 0 | 0 | 0 | 0 | 5 | 4 | 5 | 2 | [13 empty] | 3 | 3 | 2 | 1 | 4 | 1 | 1 |  | 0
PG&E GBA | Menlo | 60 | Biomass |  |  | 0 | 0 | 0 | 0 | 0 | 0 | 0 | 0 | 0 | 5 | 2 | 1 | 1 | [13 empty] | 1 | 3 | 3 | 3 | 3 | 1 | 1 |  | 0
PG&E FRESNO | Merced | 115 | Biomass |  |  | 0 | 0 | 0 | 0 | 0 | 0 | 0 | 0 | 0 | 5 | 4 | 5 | 2 | [13 empty] | 3 | 3 | 2 | 1 | 4 | 1 | 1 |  | 0
EOP | Mercury | 138 | Biomass |  |  | 0 | 0 | 0 | 0 | 0 | 0 | 0 | 0 | 0 | 5 | 3 | 1 | 1 | [13 empty] | 1 | 1 | 1 | 3 | 1 | 1 | 1 |  | 0
PG&E FRESNO | Mercy Springs | 70 | Biomass |  |  | 2 | 0 | 2 | 0 | 0 | 0 | 2 | 0 | 2 | 1 | 1 | 1 | 1 | [13 empty] | 3 | 3 | 1 | 1 | 4 | 1 | 1 |  | 1
PG&E NGBA | Meridian | 60 | Biomass |  |  | 0 | 0 | 0 | 0 | 0 | 0 | 0 | 0 | 0 | 5 | 2 | 1 | 1 | [13 empty] | 1 | 1 | 1 | 3 | 1 | 1 | 1 |  | 0
PG&E KERN | Mesa (PGE) | 115 | Biomass |  |  | 0 | 0 | 0 | 0 | 0 | 0 | 0 | 0 | 0 | 1 | 1 | 1 | 1 | [13 empty] | 1 | 1 | 3 | 1 | 3 | 1 | 1 |  | 0
PG&E KERN | Mesa (PGE) | 230 | Biomass |  |  | 0 | 0 | 0 | 0 | 0 | 0 | 0 | 0 | 0 | 5 | 2 | 4 | 4 | [13 empty] | 1 | 1 | 3 | 1 | 3 | 1 | 1 |  | 0
SCE Metro | Mesa (SCE) | 230 | Biomass |  |  | 0 | 0 | 0 | 0 | 0 | 0 | 0 | 0 | 0 | 1 | 1 | 1 | 1 | [13 empty] | 3 | 3 | 3 | 3 | 3 | 1 | 1 |  | 0
SCE Metro | Mesa (SCE) | 500 | Biomass |  |  | 0 | 0 | 0 | 0 | 0 | 0 | 0 | 0 | 0 | 1 | 1 | 1 | 1 | [13 empty] | 3 | 3 | 3 | 3 | 3 | 1 | 1 |  | 0
SDGE | Mesa Heights | 69 | Biomass |  |  | 0 | 0 | 0 | 0 | 0 | 0 | 0 | 0 | 0 | 1 | 1 | 1 | 1 | [13 empty] | 1 | 3 | 3 | 3 | 1 | 1 | 1 |  | 0
PG&E GBA | Metcalf | 115 | Biomass |  |  | 0 | 0 | 0 | 0 | 0 | 0 | 0 | 0 | 0 | 5 | 4 | 1 | 1 | [13 empty] | 1 | 3 | 4 | 1 | 1 | 1 | 4 | Moved to other locations to better align with CI or resource potential | 1
PG&E GBA | Metcalf | 230 | Biomass |  |  | 0 | 0 | 0 | 0 | 0 | 0 | 0 | 0 | 0 | 5 | 4 | 1 | 1 | [13 empty] | 1 | 3 | 4 | 1 | 1 | 1 | 1 |  | 0
PG&E GBA | Metcalf | 500 | Biomass |  |  | 0 | 0 | 0 | 0 | 0 | 0 | 0 | 0 | 0 | 1 | 1 | 1 | 1 | [13 empty] | 1 | 3 | 4 | 1 | 1 | 1 | 1 |  | 0
PG&E KERN | Midway | 115 | Biomass |  |  | 0 | 0 | 0 | 0 | 0 | 0 | 0 | 0 | 0 | 5 | 2 | 4 | 4 | [13 empty] | 3 | 3 | 2 | 3 | 4 | 1 | 1 |  | 0
PG&E KERN | Midway | 230 | Biomass |  |  | 0 | 0 | 0 | 0 | 0 | 0 | 0 | 0 | 0 | 5 | 2 | 4 | 4 | [13 empty] | 3 | 3 | 2 | 3 | 4 | 1 | 1 |  | 0
PG&E KERN | Midway | 500 | Biomass |  |  | 0 | 0 | 0 | 0 | 0 | 0 | 0 | 0 | 0 | 5 | 2 | 4 | 4 | [13 empty] | 3 | 3 | 2 | 3 | 4 | 1 | 1 |  | 0
SDGE | Miguel | 230 | Biomass |  |  | 0 | 0 | 0 | 0 | 0 | 0 | 0 | 0 | 0 | 1 | 1 | 1 | 1 | [13 empty] | 1 | 3 | 2 | 3 | 3 | 1 | 1 |  | 0
SDGE | Miguel | 500 | Biomass |  |  | 0 | 0 | 0 | 0 | 0 | 0 | 0 | 0 | 0 | 1 | 1 | 1 | 1 | [13 empty] | 1 | 3 | 2 | 3 | 3 | 1 | 1 |  | 0
SDGE | Miguel | 69 | Biomass |  |  | 0 | 0 | 0 | 0 | 0 | 0 | 0 | 0 | 0 | 1 | 1 | 1 | 1 | [13 empty] | 1 | 3 | 2 | 3 | 3 | 1 | 1 |  | 0
PG&E GBA | Millbrae | 115 | Biomass |  |  | 0 | 0 | 0 | 0 | 0 | 0 | 0 | 0 | 0 | 5 | 2 | 1 | 1 | [13 empty] | 1 | 3 | 3 | 3 | 3 | 1 | 1 |  | 0
PG&E GBA | Miller | 115 | Biomass |  |  | 0 | 0 | 0 | 0 | 0 | 0 | 0 | 0 | 0 | 5 | 4 | 1 | 1 | [13 empty] | 3 | 3 | 1 | 1 | 4 | 1 | 1 |  | 0
SCE Metro | Mira Loma | 230 | Biomass |  |  | 0 | 0 | 0 | 0 | 0 | 0 | 0 | 0 | 0 | 1 | 1 | 1 | 1 | [13 empty] | 3 | 3 | 4 | 3 | 4 | 1 | 1 |  | 0
SCE Metro | Mira Loma | 500 | Biomass |  |  | 0 | 0 | 0 | 0 | 0 | 0 | 0 | 0 | 0 | 1 | 1 | 1 | 1 | [13 empty] | 3 | 3 | 4 | 3 | 4 | 1 | 1 |  | 0
SCE Eastern | Mirage | 115 | Biomass |  |  | 0 | 0 | 0 | 0 | 0 | 0 | 0 | 0 | 0 | 5 | 4 | 3 | 3 | [13 empty] | 1 | 3 | 2 | 3 | 1 | 1 | 1 |  | 0
SCE Eastern | Mirage | 230 | Biomass |  |  | 0 | 0 | 0 | 0 | 0 | 0 | 0 | 0 | 0 | 5 | 4 | 3 | 3 | [13 empty] | 1 | 3 | 2 | 3 | 1 | 1 | 1 |  | 0
SDGE | Mission | 138 | Biomass |  |  | 0 | 0 | 0 | 0 | 0 | 0 | 0 | 0 | 0 | 1 | 1 | 1 | 1 | [13 empty] | 1 | 3 | 3 | 3 | 3 | 1 | 1 |  | 0
SDGE | Mission | 230 | Biomass |  |  | 0 | 0 | 0 | 0 | 0 | 0 | 0 | 0 | 0 | 1 | 1 | 1 | 1 | [13 empty] | 1 | 3 | 3 | 3 | 3 | 1 | 1 |  | 0
SDGE | Mission | 69 | Biomass |  |  | 0 | 0 | 0 | 0 | 0 | 0 | 0 | 0 | 0 | 1 | 1 | 1 | 1 | [13 empty] | 1 | 3 | 3 | 3 | 3 | 1 | 1 |  | 0
PG&E GBA | Mi-Wuk | 115 | Biomass |  |  | 0 | 0 | 0 | 0 | 0 | 0 | 0 | 0 | 0 | 5 | 4 | 1 | 1 | [13 empty] | 1 | 3 | 1 | 3 | 1 | 1 | 1 |  | 0
EOP | Mohave | 500 | Biomass |  |  | 0 | 0 | 0 | 0 | 0 | 0 | 0 | 0 | 0 | 5 | 2 | 1 | 1 | [13 empty] | 1 | 1 | 3 | 3 | 1 | 1 | 1 |  | 0
PG&E NGBA | Monroe | 115 | Biomass |  |  | 0 | 0 | 0 | 0 | 0 | 0 | 0 | 0 | 0 | 5 | 2 | 1 | 1 | [13 empty] | 1 | 3 | 3 | 1 | 3 | 1 | 1 |  | 0
SDGE | Monserate | 69 | Biomass |  |  | 0 | 0 | 0 | 0 | 0 | 0 | 0 | 0 | 0 | 1 | 1 | 1 | 1 | [13 empty] | 1 | 3 | 2 | 3 | 1 | 1 | 1 |  | 0
PG&E GBA | Monta Vista | 115 | Biomass |  |  | 0 | 0 | 0 | 0 | 0 | 0 | 0 | 0 | 0 | 5 | 4 | 1 | 1 | [13 empty] | 1 | 3 | 2 | 1 | 1 | 1 | 1 |  | 0
PG&E GBA | Monta Vista | 230 | Biomass |  |  | 0 | 0 | 0 | 0 | 0 | 0 | 0 | 0 | 0 | 5 | 4 | 1 | 1 | [13 empty] | 1 | 3 | 2 | 1 | 1 | 1 | 1 |  | 0
PG&E GBA | Monta Vista | 60 | Biomass |  |  | 0 | 0 | 0 | 0 | 0 | 0 | 0 | 0 | 0 | 5 | 4 | 1 | 1 | [13 empty] | 1 | 3 | 2 | 1 | 1 | 1 | 1 |  | 0
PG&E NGBA | Monticello | 115 | Biomass |  |  | 0 | 0 | 0 | 0 | 0 | 0 | 0 | 0 | 0 | 5 | 2 | 1 | 1 | [13 empty] | 1 | 3 | 1 | 1 | 1 | 1 | 1 |  | 0
SCE Northern | Moorpark | 230 | Biomass |  |  | 0 | 0 | 0 | 0 | 0 | 0 | 0 | 0 | 0 | 5 | 2 | 1 | 1 | [13 empty] | 1 | 3 | 1 | 3 | 1 | 1 | 1 |  | 0
SCE Northern | Moorpark | 66 | Biomass |  |  | 0 | 0 | 0 | 0 | 0 | 0 | 0 | 0 | 0 | 5 | 2 | 1 | 1 | [13 empty] | 1 | 3 | 1 | 3 | 1 | 1 | 1 |  | 0
PG&E GBA | Moraga | 115 | Biomass |  |  | 0 | 0 | 0 | 0 | 0 | 0 | 0 | 0 | 0 | 5 | 2 | 1 | 1 | [13 empty] | 1 | 3 | 2 | 3 | 1 | 1 | 1 |  | 0
PG&E GBA | Moraga | 230 | Biomass |  |  | 0 | 0 | 0 | 0 | 0 | 0 | 0 | 0 | 0 | 5 | 4 | 1 | 1 | [13 empty] | 1 | 3 | 2 | 3 | 1 | 1 | 1 |  | 0
PG&E GBA | Morgan Hill | 115 | Biomass |  |  | 0 | 0 | 0 | 0 | 0 | 0 | 0 | 0 | 0 | 5 | 4 | 1 | 1 | [13 empty] | 1 | 3 | 2 | 1 | 3 | 1 | 1 |  | 0
PG&E KERN | Morro Bay | 115 | Biomass |  |  | 0 | 0 | 0 | 0 | 0 | 0 | 0 | 0 | 0 | 1 | 1 | 1 | 1 | [13 empty] | 1 | 1 | 4 | 1 | 1 | 1 | 1 |  | 0
PG&E KERN | Morro Bay | 230 | Biomass |  |  | 0 | 0 | 0 | 0 | 0 | 0 | 0 | 0 | 0 | 5 | 2 | 4 | 4 | [13 empty] | 1 | 1 | 4 | 1 | 1 | 1 | 1 |  | 0
PG&E KERN | Morro Bay | 500 | Biomass |  |  | 0 | 0 | 0 | 0 | 0 | 0 | 0 | 0 | 0 | 5 | 2 | 4 | 4 | [13 empty] | 1 | 1 | 4 | 1 | 1 | 1 | 1 |  | 0
PG&E GBA | Moss Landing | 115 | Biomass |  |  | 0 | 0 | 0 | 0 | 0 | 0 | 0 | 0 | 0 | 5 | 4 | 1 | 1 | [13 empty] | 1 | 1 | 4 | 1 | 3 | 1 | 1 |  | 0
PG&E GBA | Moss Landing | 230 | Biomass |  |  | 0 | 0 | 0 | 0 | 0 | 0 | 0 | 0 | 0 | 5 | 4 | 1 | 1 | [13 empty] | 1 | 1 | 4 | 1 | 3 | 1 | 1 |  | 0
PG&E GBA | Moss Landing | 500 | Biomass |  |  | 0 | 0 | 0 | 0 | 0 | 0 | 0 | 0 | 0 | 5 | 4 | 1 | 1 | [13 empty] | 1 | 1 | 4 | 1 | 3 | 1 | 1 |  | 0
EOP | Mountain Pass | 115 | Biomass |  |  | 0 | 0 | 0 | 0 | 0 | 0 | 0 | 0 | 0 | 5 | 3 | 1 | 1 | [13 empty] | 1 | 1 | 1 | 3 | 4 | 1 | 1 |  | 0
PG&E GBA | Mountain View | 115 | Biomass |  |  | 0 | 0 | 0 | 0 | 0 | 0 | 0 | 0 | 0 | 5 | 2 | 1 | 1 | [13 empty] | 1 | 3 | 3 | 1 | 3 | 1 | 1 |  | 0
PG&E GBA | Mt Eden | 115 | Biomass |  |  | 0 | 0 | 0 | 0 | 0 | 0 | 0 | 0 | 0 | 5 | 2 | 1 | 1 | [13 empty] | 1 | 3 | 3 | 3 | 3 | 1 | 1 |  | 0
PG&E KERN | Mt Poso | 115 | Biomass |  |  | 0 | 0 | 0 | 0 | 0 | 0 | 0 | 0 | 0 | 1 | 1 | 1 | 1 | [13 empty] | 3 | 3 | 4 | 3 | 4 | 1 | 1 |  | 0
SDGE | Murray | 69 | Biomass |  |  | 0 | 0 | 0 | 0 | 0 | 0 | 0 | 0 | 0 | 1 | 1 | 1 | 1 | [13 empty] | 1 | 3 | 3 | 3 | 3 | 1 | 1 |  | 0
PG&E FRESNO | Mustang | 230 | Biomass |  |  | 0 | 0 | 0 | 0 | 0 | 0 | 0 | 0 | 0 | 5 | 3 | 5 | 4 | [13 empty] | 3 | 3 | 4 | 1 | 4 | 1 | 1 |  | 0
SCE Northern | Neenach | 66 | Biomass |  |  | 0 | 0 | 0 | 0 | 0 | 0 | 0 | 0 | 0 | 1 | 1 | 1 | 1 | [13 empty] | 1 | 3 | 1 | 3 | 1 | 1 | 1 |  | 0
PG&E KERN | New Sub - Gates - Midway (Proposed) | 230 | Biomass |  |  | 0 | 0 | 0 | 0 | 0 | 0 | 0 | 0 | 0 | 5 | 2 | 4 | 4 | [13 empty] | 3 | 3 | 1 | 1 | 4 | 1 | 1 |  | 0
PG&E KERN | New Sub - Gates - Templeton (Proposed) | 230 | Biomass |  |  | 0 | 0 | 0 | 0 | 0 | 0 | 0 | 0 | 0 | 5 | 2 | 4 | 4 | [13 empty] | 3 | 3 | 1 | 1 | 4 | 1 | 1 |  | 0
SCE NOL | New Sub - Kramer - Lugo (Proposed) | 230 | Biomass |  |  | 0 | 0 | 0 | 0 | 0 | 0 | 0 | 0 | 0 | 3 | 3 | 1 | 1 | [13 empty] | 1 | 3 | 3 | 3 | 4 | 1 | 1 |  | 0
PG&E FRESNO | New Sub - Los Banos - Midway (Proposed) | 500 | Biomass |  |  | 0 | 0 | 0 | 0 | 0 | 0 | 0 | 0 | 0 | 5 | 2 | 4 | 4 | [13 empty] | 3 | 3 | 1 | 1 | 4 | 1 | 1 |  | 0
SCE NOL | New Sub - Lugo - Pisgah (Proposed) | 230 | Biomass |  |  | 0 | 0 | 0 | 0 | 0 | 0 | 0 | 0 | 0 | 1 | 1 | 1 | 1 | [13 empty] | 1 | 3 | 2 | 3 | 1 | 1 | 1 |  | 0
PG&E KERN | New Sub - Midway - Wheeler Ridge (Proposed) | 230 | Biomass |  |  | 0 | 0 | 0 | 0 | 0 | 0 | 0 | 0 | 0 | 5 | 2 | 4 | 4 | [13 empty] | 3 | 3 | 2 | 3 | 4 | 1 | 1 |  | 0
PG&E NGBA | New Sub - Near existing Leavitt (PSREC) | 345 | Biomass |  |  | 0 | 0 | 0 | 0 | 0 | 0 | 0 | 0 | 0 | 5 | 2 | 1 | 1 | [13 empty] | 1 | 1 | 4 | 3 | 1 | 1 | 1 |  | 0
PG&E NGBA | New Sub - Near existing Madeline (NVE) | 345 | Biomass |  |  | 0 | 0 | 0 | 0 | 0 | 0 | 0 | 0 | 0 | 5 | 2 | 1 | 1 | [13 empty] | 1 | 1 | 1 | 3 | 1 | 1 | 1 |  | 0
SDGE | New Sub - North Gila - IV (Proposed) | 500 | Biomass |  |  | 0 | 0 | 0 | 0 | 0 | 0 | 0 | 0 | 0 | 1 | 1 | 1 | 1 | [13 empty] | 1 | 3 | 1 | 1 | 3 | 1 | 1 |  | 0
PG&E NGBA | New Sub - Pit 1 - Cottonwood (Proposed) | 230 | Biomass |  |  | 0 | 0 | 0 | 0 | 0 | 0 | 0 | 0 | 0 | 5 | 3 | 3 | 3 | [13 empty] | 1 | 1 | 1 | 1 | 1 | 1 | 1 |  | 0
PG&E GBA | New Sub - Rancho Seco - Bellota (Proposed) | 230 | Biomass |  |  | 0 | 0 | 0 | 0 | 0 | 0 | 0 | 0 | 0 | 5 | 4 | 1 | 1 | [13 empty] | 3 | 3 | 2 | 1 | 1 | 1 | 1 |  | 0
SDGE | New Sub - Suncrest - Ocotillo (Proposed) | 500 | Biomass |  |  | 0 | 0 | 0 | 0 | 0 | 0 | 0 | 0 | 0 | 1 | 1 | 1 | 1 | [13 empty] | 1 | 3 | 1 | 3 | 1 | 1 | 1 |  | 0
PG&E FRESNO | New Sub - Westley - Quinto (Proposed) | 230 | Biomass |  |  | 0 | 0 | 0 | 0 | 0 | 0 | 0 | 0 | 0 | 1 | 1 | 1 | 1 | [13 empty] | 3 | 3 | 1 | 1 | 4 | 1 | 1 |  | 0
PG&E GBA | Newark | 115 | Biomass |  |  | 0 | 0 | 0 | 0 | 0 | 0 | 0 | 0 | 0 | 5 | 4 | 1 | 1 | [13 empty] | 1 | 3 | 2 | 3 | 3 | 1 | 1 |  | 0
PG&E GBA | Newark | 230 | Biomass |  |  | 0 | 0 | 0 | 0 | 0 | 0 | 0 | 0 | 0 | 5 | 4 | 1 | 1 | [13 empty] | 1 | 3 | 2 | 3 | 3 | 1 | 1 |  | 0
PG&E GBA | Newark | 60 | Biomass |  |  | 0 | 0 | 0 | 0 | 0 | 0 | 0 | 0 | 0 | 5 | 2 | 1 | 1 | [13 empty] | 1 | 3 | 2 | 3 | 3 | 1 | 1 |  | 0
PG&E FRESNO | Newhall | 115 | Biomass |  |  | 0 | 0 | 0 | 0 | 0 | 0 | 0 | 0 | 0 | 5 | 4 | 5 | 2 | [13 empty] | 3 | 3 | 1 | 1 | 4 | 1 | 1 |  | 0
PG&E KERN | Norco | 115 | Biomass |  |  | 0.8 | 0 | 0.8 | 0 | 0 | 0 | 0.8 | 0 | 0.8 | 5 | 2 | 4 | 4 | [13 empty] | 3 | 3 | 2 | 3 | 4 | 3- | 1 |  | 1
PG&E GBA | Nortech | 115 | Biomass |  |  | 0 | 0 | 0 | 0 | 0 | 0 | 0 | 0 | 0 | 5 | 4 | 1 | 1 | [13 empty] | 1 | 3 | 3 | 1 | 4 | 1 | 1 |  | 0
SDGE | North City Metering | 138 | Biomass |  |  | 0 | 0 | 0 | 0 | 0 | 0 | 0 | 0 | 0 | 1 | 1 | 1 | 1 | [13 empty] | 1 | 3 | 3 | 3 | 1 | 1 | 1 |  | 0
PG&E GBA | North Dublin | 230 | Biomass |  |  | 0 | 0 | 0 | 0 | 0 | 0 | 0 | 0 | 0 | 5 | 4 | 1 | 1 | [13 empty] | 1 | 3 | 3 | 3 | 1 | 1 | 1 |  | 0
SDGE | North Gila | 500 | Biomass |  |  | 0 | 0 | 0 | 0 | 0 | 0 | 0 | 0 | 0 | 1 | 1 | 1 | 1 | [13 empty] | 1 | 1 | 1 | 1 | 1 | 1 | 1 |  | 0
SCE Metro | North of SONGS | 230 | Biomass |  |  | 0 | 0 | 0 | 0 | 0 | 0 | 0 | 0 | 0 | 1 | 1 | 1 | 1 | [13 empty] | 1 | 3 | 2 | 3 | 1 | 1 | 1 |  | 0
SCE Metro | North of SONGS | 500 | Biomass |  |  | 0 | 0 | 0 | 0 | 0 | 0 | 0 | 0 | 0 | 1 | 1 | 1 | 1 | [13 empty] | 1 | 3 | 2 | 3 | 1 | 1 | 1 |  | 0
PG&E NGBA | Notre Dame | 115 | Biomass |  |  | 0 | 0 | 0 | 0 | 0 | 0 | 0 | 0 | 0 | 5 | 2 | 1 | 1 | [13 empty] | 1 | 3 | 1 | 1 | 3 | 1 | 1 |  | 0
PG&E GBA | Oakland C | 115 | Biomass |  |  | 0 | 0 | 0 | 0 | 0 | 0 | 0 | 0 | 0 | 5 | 4 | 1 | 1 | [13 empty] | 1 | 3 | 4 | 3 | 3 | 1 | 1 |  | 0
PG&E GBA | Oakland J | 115 | Biomass |  |  | 0 | 0 | 0 | 0 | 0 | 0 | 0 | 0 | 0 | 5 | 2 | 1 | 1 | [13 empty] | 1 | 3 | 3 | 3 | 4 | 1 | 1 |  | 0
PG&E GBA | Oakland L | 115 | Biomass |  |  | 0 | 0 | 0 | 0 | 0 | 0 | 0 | 0 | 0 | 5 | 2 | 1 | 1 | [13 empty] | 1 | 3 | 3 | 3 | 4 | 1 | 1 |  | 0
PG&E GBA | Oakland X | 115 | Biomass |  |  | 0 | 0 | 0 | 0 | 0 | 0 | 0 | 0 | 0 | 5 | 2 | 1 | 1 | [13 empty] | 1 | 3 | 3 | 3 | 3 | 1 | 1 |  | 0
SDGE | Ocean Ranch | 69 | Biomass |  |  | 0 | 0 | 0 | 0 | 0 | 0 | 0 | 0 | 0 | 1 | 1 | 1 | 1 | [13 empty] | 1 | 3 | 2 | 3 | 1 | 1 | 1 |  | 0
PG&E KERN | Oceano | 115 | Biomass |  |  | 0 | 0 | 0 | 0 | 0 | 0 | 0 | 0 | 0 | 1 | 1 | 1 | 1 | [13 empty] | 1 | 1 | 1 | 1 | 1 | 1 | 1 |  | 0
SDGE | Ocotillo Express | 500 | Biomass |  |  | 0 | 0 | 0 | 0 | 0 | 0 | 0 | 0 | 0 | 1 | 1 | 1 | 1 | [13 empty] | 1 | 3 | 1 | 1 | 1 | 1 | 1 |  | 0
PG&E KERN | Old River | 70 | Biomass |  |  | 0 | 0 | 0 | 0 | 0 | 0 | 0 | 0 | 0 | 5 | 2 | 4 | 4 | [13 empty] | 3 | 3 | 1 | 3 | 3 | 1 | 1 |  | 0
SDGE | Old Town | 230 | Biomass |  |  | 0 | 0 | 0 | 0 | 0 | 0 | 0 | 0 | 0 | 1 | 1 | 1 | 1 | [13 empty] | 1 | 3 | 3 | 3 | 3 | 1 | 1 |  | 0
SCE Metro | Olinda | 230 | Biomass |  |  | 0 | 0 | 0 | 0 | 0 | 0 | 0 | 0 | 0 | 1 | 1 | 1 | 1 | [13 empty] | 3 | 3 | 3 | 3 | 3 | 1 | 1 |  | 0
PG&E FRESNO | Olive | 115 | Biomass |  |  | 0 | 0 | 0 | 0 | 0 | 0 | 0 | 0 | 0 | 5 | 2 | 4 | 4 | [13 empty] | 3 | 3 | 1 | 3 | 4 | 1 | 1 |  | 0
PG&E NGBA | Olivehurst | 115 | Biomass |  |  | 0 | 0 | 0 | 0 | 0 | 0 | 0 | 0 | 0 | 5 | 4 | 1 | 1 | [13 empty] | 1 | 1 | 3 | 3 | 3 | 1 | 1 |  | 0
PG&E NGBA | Oregon Trail | 60 | Biomass |  |  | 0 | 0 | 0 | 0 | 0 | 0 | 0 | 0 | 0 | 5 | 2 | 1 | 1 | [13 empty] | 1 | 1 | 2 | 1 | 1 | 1 | 1 |  | 0
SCE Northern | Ormond Beach | 230 | Biomass |  |  | 0 | 0 | 0 | 0 | 0 | 0 | 0 | 0 | 0 | 5 | 2 | 1 | 1 | [13 empty] | 1 | 3 | 4 | 3 | 4 | 1 | 1 |  | 0
PG&E FRESNO | Oro Loma | 115 | Biomass |  |  | 0 | 0 | 0 | 0 | 0 | 0 | 0 | 0 | 0 | 1 | 1 | 1 | 1 | [13 empty] | 3 | 3 | 1 | 1 | 4 | 1 | 1 |  | 0
PG&E FRESNO | Oro Loma | 70 | Biomass |  |  | 0 | 0 | 0 | 0 | 0 | 0 | 0 | 0 | 0 | 1 | 1 | 1 | 1 | [13 empty] | 3 | 3 | 1 | 1 | 4 | 1 | 1 |  | 0
PG&E FRESNO | Orosi | 70 | Biomass |  |  | 0 | 0 | 0 | 0 | 0 | 0 | 0 | 0 | 0 | 5 | 2 | 5 | 2 | [13 empty] | 3 | 3 | 1 | 3 | 4 | 1 | 1 |  | 0
SDGE | Otay | 69 | Biomass |  |  | 0 | 0 | 0 | 0 | 0 | 0 | 0 | 0 | 0 | 1 | 1 | 1 | 1 | [13 empty] | 1 | 3 | 4 | 3 | 4 | 1 | 1 |  | 0
SDGE | Otay Mesa | 230 | Biomass |  |  | 0 | 0 | 0 | 0 | 0 | 0 | 0 | 0 | 0 | 1 | 1 | 1 | 1 | [13 empty] | 1 | 3 | 4 | 3 | 1 | 1 | 1 |  | 0
PG&E FRESNO | Padre Flats SW STA | 230 | Biomass |  |  | 0 | 0 | 0 | 0 | 0 | 0 | 0 | 0 | 0 | 1 | 1 | 1 | 1 | [13 empty] | 3 | 3 | 1 | 1 | 4 | 1 | 1 |  | 0 | No CAISO Tx existing in this area, new transmisison to interconnect to the NVEP system in the area or a long gen-tie would be required to interconnect the resource. New Tx line for OOS Wyoming wind could potential also enable intercconnection.
EOP | Pahrump | 138 | Biomass |  |  | 0 | 0 | 0 | 0 | 0 | 0 | 0 | 0 | 0 | 5 | 3 | 1 | 1 | [13 empty] | 1 | 1 | 1 | 3 | 1 | 1 | 1 |  | 0 | No CAISO Tx existing in this area, new transmisison to interconnect to the NVEP system in the area or a long gen-tie would be required to interconnect the resource. New Tx line for OOS Wyoming wind could potential also enable intercconnection.
EOP | Pahrump | 230 | Biomass |  |  | 0 | 0 | 0 | 0 | 0 | 0 | 0 | 0 | 0 | 5 | 3 | 1 | 1 | [13 empty] | 1 | 1 | 1 | 3 | 1 | 1 | 1 |  | 0 | No CAISO Tx existing in this area, new transmisison to interconnect to the NVEP system in the area or a long gen-tie would be required to interconnect the resource. New Tx line for OOS Wyoming wind could potential also enable intercconnection.
SDGE | Pala | 69 | Biomass |  |  | 0 | 0 | 0 | 0 | 0 | 0 | 0 | 0 | 0 | 1 | 1 | 1 | 1 | [13 empty] | 1 | 3 | 4 | 3 | 1 | 1 | 1 |  | 0
PG&E NGBA | Palermo | 115 | Biomass |  |  | 0 | 0 | 0 | 0 | 0 | 0 | 0 | 0 | 0 | 5 | 4 | 1 | 1 | [13 empty] | 1 | 3 | 3 | 1 | 3 | 1 | 4 | Amount reduced to better align with DAC criteria | 1
PG&E NGBA | Palermo | 230 | Biomass |  |  | 0 | 0 | 0 | 0 | 0 | 0 | 0 | 0 | 0 | 5 | 4 | 1 | 1 | [13 empty] | 1 | 3 | 3 | 1 | 3 | 1 | 1 |  | 0
SCE Eastern | Palo Verde | 500 | Biomass |  |  | 0 | 0 | 0 | 0 | 0 | 0 | 0 | 0 | 0 | 5 | 2 | 1 | 1 | [13 empty] | 1 | 3 | 1 | 1 | 1 | 1 | 1 |  | 0
SDGE | Palomar Energy | 230 | Biomass |  |  | 0 | 0 | 0 | 0 | 0 | 0 | 0 | 0 | 0 | 1 | 1 | 1 | 1 | [13 empty] | 1 | 3 | 3 | 3 | 1 | 1 | 1 |  | 0
PG&E KERN | Panama | 70 | Biomass |  |  | 0 | 0 | 0 | 0 | 0 | 0 | 0 | 0 | 0 | 1 | 1 | 1 | 1 | [13 empty] | 3 | 3 | 2 | 3 | 4 | 1 | 1 |  | 0
PG&E FRESNO | Panoche | 115 | Biomass |  |  | 0 | 0 | 0 | 0 | 0 | 0 | 0 | 0 | 0 | 5 | 4 | 1 | 1 | [13 empty] | 3 | 3 | 4 | 1 | 4 | 1 | 1 |  | 0
PG&E FRESNO | Panoche | 230 | Biomass |  |  | 0 | 0 | 0 | 0 | 0 | 0 | 0 | 0 | 0 | 1 | 1 | 1 | 1 | [13 empty] | 3 | 3 | 4 | 1 | 4 | 1 | 1 |  | 0
SCE Northern | Pardee | 230 | Biomass |  |  | 0 | 0 | 0 | 0 | 0 | 0 | 0 | 0 | 0 | 5 | 2 | 1 | 1 | [13 empty] | 3 | 3 | 3 | 3 | 1 | 1 | 1 |  | 0
PG&E NGBA | Parkway | 230 | Biomass |  |  | 3.8 | 0 | 3.8 | 0 | 0 | 0 | 3.8 | 0 | 3.8 | 5 | 2 | 1 | 1 | [13 empty] | 1 | 3 | 2 | 3 | 3 | 3- | 1 |  | 1
SCE Northern | Pastoria | 230 | Biomass |  |  | 0 | 0 | 0 | 0 | 0 | 0 | 0 | 0 | 0 | 5 | 2 | 1 | 1 | [13 empty] | 3 | 3 | 3 | 3 | 1 | 1 | 1 |  | 0
SCE Metro | Pauda | 230 | Biomass |  |  | 0 | 0 | 0 | 0 | 0 | 0 | 0 | 0 | 0 | 1 | 1 | 1 | 1 | [13 empty] | 3 | 3 | 3 | 3 | 3 | 1 | 1 |  | 0
PG&E GBA | Paul Sweet | 115 | Biomass |  |  | 0 | 0 | 0 | 0 | 0 | 0 | 0 | 0 | 0 | 1 | 1 | 1 | 1 | [13 empty] | 1 | 1 | 3 | 1 | 1 | 1 | 1 |  | 0
PG&E NGBA | Peabody | 230 | Biomass |  |  | 0 | 0 | 0 | 0 | 0 | 0 | 0 | 0 | 0 | 5 | 2 | 1 | 1 | [13 empty] | 1 | 3 | 3 | 3 | 3 | 1 | 1 |  | 0
PG&E NGBA | Pease | 115 | Biomass |  |  | 0 | 0 | 0 | 0 | 0 | 0 | 0 | 0 | 0 | 5 | 4 | 1 | 1 | [13 empty] | 1 | 1 | 3 | 3 | 3 | 1 | 1 |  | 0
PG&E NGBA | Pease | 60 | Biomass |  |  | 0 | 0 | 0 | 0 | 0 | 0 | 0 | 0 | 0 | 5 | 4 | 1 | 1 | [13 empty] | 1 | 1 | 3 | 3 | 3 | 1 | 1 |  | 0
SDGE | Penasquitos | 138 | Biomass |  |  | 0 | 0 | 0 | 0 | 0 | 0 | 0 | 0 | 0 | 1 | 1 | 1 | 1 | [13 empty] | 1 | 3 | 3 | 3 | 1 | 1 | 1 |  | 0
SDGE | Penasquitos | 230 | Biomass |  |  | 0 | 0 | 0 | 0 | 0 | 0 | 0 | 0 | 0 | 1 | 1 | 1 | 1 | [13 empty] | 1 | 3 | 3 | 3 | 1 | 1 | 1 |  | 0
SDGE | Penasquitos | 69 | Biomass |  |  | 0 | 0 | 0 | 0 | 0 | 0 | 0 | 0 | 0 | 1 | 1 | 1 | 1 | [13 empty] | 1 | 3 | 3 | 3 | 1 | 1 | 1 |  | 0
SDGE | Pendleton | 69 | Biomass |  |  | 0 | 0 | 0 | 0 | 0 | 0 | 0 | 0 | 0 | 1 | 1 | 1 | 1 | [13 empty] | 1 | 3 | 1 | 3 | 1 | 1 | 1 |  | 0
PG&E NGBA | Penngrove | 115 | Biomass |  |  | 0 | 0 | 0 | 0 | 0 | 0 | 0 | 0 | 0 | 5 | 2 | 1 | 1 | [13 empty] | 1 | 3 | 2 | 1 | 3 | 1 | 1 |  | 0
PG&E GBA | Peoria | 115 | Biomass |  |  | 1 | 0 | 1 | 0 | 0 | 0 | 1 | 0 | 1 | 5 | 4 | 1 | 1 | [13 empty] | 1 | 3 | 1 | 3 | 1 | 5- | 4 | Amount reduced to move to other locations | 1
PG&E GBA | Piercy | 115 | Biomass |  |  | 0 | 0 | 0 | 0 | 0 | 0 | 0 | 0 | 0 | 5 | 4 | 1 | 1 | [13 empty] | 1 | 3 | 3 | 1 | 3 | 1 | 1 |  | 0
PG&E FRESNO | Pine Flat | 230 | Biomass |  |  | 0 | 0 | 0 | 0 | 0 | 0 | 0 | 0 | 0 | 5 | 4 | 5 | 2 | [13 empty] | 3 | 3 | 1 | 1 | 1 | 1 | 5 | Moved to other locations to better align with CI or resource potential | 1
SCE NOL | Pisgah | 230 | Biomass |  |  | 0 | 0 | 0 | 0 | 0 | 0 | 0 | 0 | 0 | 1 | 1 | 1 | 1 | [13 empty] | 1 | 3 | 1 | 3 | 4 | 1 | 1 |  | 0
PG&E NGBA | Pit 1 | 230 | Biomass |  |  | 0 | 0 | 0 | 0 | 0 | 0 | 0 | 0 | 0 | 5 | 3 | 3 | 3 | [13 empty] | 1 | 1 | 1 | 1 | 1 | 1 | 1 |  | 0
PG&E NGBA | Pit 1 | 60 | Biomass |  |  | 0 | 0 | 0 | 0 | 0 | 0 | 0 | 0 | 0 | 5 | 3 | 3 | 3 | [13 empty] | 1 | 1 | 1 | 1 | 1 | 1 | 1 |  | 0
PG&E NGBA | Pit 3 | 230 | Biomass |  |  | 0 | 0 | 0 | 0 | 0 | 0 | 0 | 0 | 0 | 5 | 3 | 3 | 3 | [13 empty] | 1 | 1 | 1 | 1 | 1 | 1 | 1 |  | 0
PG&E NGBA | Pit 4 | 230 | Biomass |  |  | 0 | 0 | 0 | 0 | 0 | 0 | 0 | 0 | 0 | 5 | 2 | 1 | 1 | [13 empty] | 1 | 1 | 1 | 1 | 1 | 1 | 1 |  | 0
PG&E GBA | Pittsburg | 115 | Biomass |  |  | 0 | 0 | 0 | 0 | 0 | 0 | 0 | 0 | 0 | 5 | 4 | 1 | 1 | [13 empty] | 1 | 3 | 4 | 3 | 4 | 1 | 1 |  | 0
PG&E GBA | Pittsburg | 230 | Biomass |  |  | 0 | 0 | 0 | 0 | 0 | 0 | 0 | 0 | 0 | 5 | 4 | 1 | 1 | [13 empty] | 1 | 3 | 4 | 3 | 4 | 1 | 1 |  | 0
PG&E NGBA | Pleasant Grove | 115 | Biomass |  |  | 0 | 0 | 0 | 0 | 0 | 0 | 0 | 0 | 0 | 5 | 4 | 1 | 1 | [13 empty] | 1 | 3 | 3 | 1 | 1 | 1 | 1 |  | 0
PG&E NGBA | POE | 230 | Biomass |  |  | 0 | 0 | 0 | 0 | 0 | 0 | 0 | 0 | 0 | 5 | 4 | 1 | 1 | [13 empty] | 1 | 3 | 1 | 1 | 1 | 1 | 1 |  | 0
SDGE | Point Loma | 69 | Biomass |  |  | 0 | 0 | 0 | 0 | 0 | 0 | 0 | 0 | 0 | 1 | 1 | 1 | 1 | [13 empty] | 1 | 3 | 3 | 3 | 3 | 1 | 1 |  | 0
SDGE | Pomerado | 69 | Biomass |  |  | 0 | 0 | 0 | 0 | 0 | 0 | 0 | 0 | 0 | 1 | 1 | 1 | 1 | [13 empty] | 1 | 3 | 3 | 3 | 1 | 1 | 1 |  | 0
PG&E KERN | Poso Mountain | 115 | Biomass |  |  | 0 | 0 | 0 | 0 | 0 | 0 | 0 | 0 | 0 | 5 | 2 | 4 | 4 | [13 empty] | 3 | 3 | 3 | 3 | 3 | 1 | 1 |  | 0
EOP | Primm | 230 | Biomass |  |  | 0 | 0 | 0 | 0 | 0 | 0 | 0 | 0 | 0 | 5 | 3 | 1 | 1 | [13 empty] | 1 | 1 | 1 | 3 | 3 | 1 | 1 |  | 0
PG&E NGBA | Putah Creek | 115 | Biomass |  |  | 0 | 0 | 0 | 0 | 0 | 0 | 0 | 0 | 0 | 5 | 2 | 1 | 1 | [13 empty] | 1 | 3 | 2 | 1 | 1 | 1 | 1 |  | 0
SDGE | Q1806 | 138 | Biomass |  |  | 0 | 0 | 0 | 0 | 0 | 0 | 0 | 0 | 0 | 1 | 1 | 1 | 1 | [13 empty] | 3 | 3 | 3 | 3 | 1 | 1 | 1 |  | 0
PG&E FRESNO | Quinto | 230 | Biomass |  |  | 0 | 0 | 0 | 0 | 0 | 0 | 0 | 0 | 0 | 1 | 1 | 1 | 1 | [13 empty] | 3 | 3 | 1 | 1 | 4 | 1 | 1 |  | 0
PG&E GBA | Race Track | 115 | Biomass |  |  | 0 | 0 | 0 | 0 | 0 | 0 | 0 | 0 | 0 | 5 | 4 | 1 | 1 | [13 empty] | 1 | 3 | 1 | 3 | 1 | 1 | 1 |  | 0
SDGE | Rancho Mission Viejo | 138 | Biomass |  |  | 0 | 0 | 0 | 0 | 0 | 0 | 0 | 0 | 0 | 1 | 1 | 1 | 1 | [13 empty] | 3 | 3 | 3 | 3 | 1 | 1 | 1 |  | 0
PG&E GBA | Rancho Seco | 230 | Biomass |  |  | 0 | 0 | 0 | 0 | 0 | 0 | 0 | 0 | 0 | 5 | 4 | 1 | 1 | [13 empty] | 1 | 3 | 4 | 1 | 1 | 1 | 1 |  | 0
SCE Metro | Rancho Vista | 230 | Biomass |  |  | 0 | 0 | 0 | 0 | 0 | 0 | 0 | 0 | 0 | 1 | 1 | 1 | 1 | [13 empty] | 3 | 3 | 4 | 3 | 4 | 1 | 1 |  | 0
SCE Metro | Rancho Vista | 500 | Biomass |  |  | 0 | 0 | 0 | 0 | 0 | 0 | 0 | 0 | 0 | 1 | 1 | 1 | 1 | [13 empty] | 3 | 3 | 4 | 3 | 4 | 1 | 1 |  | 0
SCE NOL | Ransburg | 115 | Biomass |  |  | 0 | 0 | 0 | 0 | 0 | 0 | 0 | 0 | 0 | 3 | 3 | 1 | 1 | [13 empty] | 1 | 3 | 1 | 3 | 4 | 1 | 1 |  | 0
PG&E GBA | Ravenswood | 115 | Biomass |  |  | 0 | 0 | 0 | 0 | 0 | 0 | 0 | 0 | 0 | 5 | 2 | 1 | 1 | [13 empty] | 1 | 3 | 3 | 3 | 3 | 1 | 1 |  | 0
PG&E GBA | Ravenswood | 230 | Biomass |  |  | 0 | 0 | 0 | 0 | 0 | 0 | 0 | 0 | 0 | 5 | 2 | 1 | 1 | [13 empty] | 1 | 3 | 3 | 3 | 3 | 1 | 1 |  | 0
SCE Northern | Rector | 230 | Biomass |  |  | 0 | 0 | 0 | 0 | 0 | 0 | 0 | 0 | 0 | 1 | 1 | 1 | 1 | [13 empty] | 3 | 3 | 3 | 3 | 3 | 1 | 1 |  | 0
SCE Eastern | Red Bluff | 230 | Biomass |  |  | 0 | 0 | 0 | 0 | 0 | 0 | 0 | 0 | 0 | 1 | 1 | 1 | 1 | [13 empty] | 1 | 1 | 1 | 3 | 1 | 1 | 1 |  | 0
SCE Eastern | Red Bluff | 500 | Biomass |  |  | 0 | 0 | 0 | 0 | 0 | 0 | 0 | 0 | 0 | 1 | 1 | 1 | 1 | [13 empty] | 1 | 1 | 1 | 3 | 1 | 1 | 1 |  | 0
PG&E NGBA | Redbud | 115 | Biomass |  |  | 0 | 0 | 0 | 0 | 0 | 0 | 0 | 0 | 0 | 5 | 2 | 1 | 1 | [13 empty] | 1 | 1 | 1 | 1 | 1 | 1 | 1 |  | 0
SCE Metro | Redondo | 230 | Biomass |  |  | 0 | 0 | 0 | 0 | 0 | 0 | 0 | 0 | 0 | 1 | 1 | 1 | 1 | [13 empty] | 3 | 3 | 4 | 3 | 3 | 1 | 1 |  | 0
PG&E FRESNO | Reedley | 115 | Biomass |  |  | 0 | 0 | 0 | 0 | 0 | 0 | 0 | 0 | 0 | 5 | 4 | 5 | 4 | [13 empty] | 3 | 3 | 1 | 1 | 4 | 1 | 1 |  | 0
PG&E KERN | Renfro | 115 | Biomass |  |  | 0 | 0 | 0 | 0 | 0 | 0 | 0 | 0 | 0 | 1 | 1 | 1 | 1 | [13 empty] | 3 | 3 | 3 | 3 | 3 | 1 | 1 |  | 0
PG&E GBA | Richmond R | 115 | Biomass |  |  | 0.5 | 0 | 0.5 | 0 | 0 | 0 | 0.5 | 0 | 0.5 | 5 | 4 | 1 | 1 | [13 empty] | 1 | 3 | 3 | 3 | 3 | 5- | 1 |  | 1
PG&E NGBA | Rincon | 115 | Biomass |  |  | 0 | 0 | 0 | 0 | 0 | 0 | 0 | 0 | 0 | 5 | 2 | 1 | 1 | [13 empty] | 1 | 3 | 3 | 1 | 3 | 1 | 1 |  | 0
PG&E KERN | Rio Bravo | 115 | Biomass |  |  | 0 | 0 | 0 | 0 | 0 | 0 | 0 | 0 | 0 | 1 | 1 | 1 | 1 | [13 empty] | 3 | 3 | 3 | 3 | 4 | 1 | 1 |  | 0
SCE Metro | Rio Hondo | 230 | Biomass |  |  | 0 | 0 | 0 | 0 | 0 | 0 | 0 | 0 | 0 | 1 | 1 | 1 | 1 | [13 empty] | 3 | 3 | 2 | 3 | 4 | 1 | 1 |  | 0
PG&E NGBA | Rio Oso | 115 | Biomass |  |  | 0 | 0 | 0 | 0 | 0 | 0 | 0 | 0 | 0 | 5 | 4 | 1 | 1 | [13 empty] | 1 | 3 | 1 | 3 | 1 | 1 | 1 |  | 0
PG&E NGBA | Rio Oso | 230 | Biomass |  |  | 0 | 0 | 0 | 0 | 0 | 0 | 0 | 0 | 0 | 5 | 4 | 1 | 1 | [13 empty] | 1 | 3 | 1 | 3 | 1 | 1 | 1 |  | 0
PG&E GBA | Ripon | 115 | Biomass |  |  | 0 | 0 | 0 | 0 | 0 | 0 | 0 | 0 | 0 | 5 | 4 | 1 | 1 | [13 empty] | 3 | 3 | 3 | 1 | 3 | 1 | 1 |  | 0
PG&E GBA | Riverbank | 115 | Biomass |  |  | 0 | 0 | 0 | 0 | 0 | 0 | 0 | 0 | 0 | 5 | 4 | 1 | 1 | [13 empty] | 3 | 3 | 3 | 1 | 3 | 1 | 1 |  | 0
SCE NOL | Roadway | 115 | Biomass |  |  | 2.7 | 0 | 2.7 | 0 | 0 | 0 | 2.7 | 0 | 2.7 | 1 | 1 | 1 | 1 | [13 empty] | 1 | 3 | 3 | 3 | 4 | 3- | 1 |  | 1
PG&E NGBA | Rock Creek 1 | 230 | Biomass |  |  | 0 | 0 | 0 | 0 | 0 | 0 | 0 | 0 | 0 | 5 | 4 | 1 | 1 | [13 empty] | 1 | 1 | 1 | 3 | 1 | 1 | 1 |  | 0
SCE Northern | Rosamond | 66 | Biomass |  |  | 0 | 0 | 0 | 0 | 0 | 0 | 0 | 0 | 0 | 1 | 1 | 1 | 1 | [13 empty] | 1 | 3 | 1 | 3 | 1 | 1 | 1 |  | 0
PG&E GBA | Rossmoor | 230 | Biomass |  |  | 0 | 0 | 0 | 0 | 0 | 0 | 0 | 0 | 0 | 5 | 2 | 1 | 1 | [13 empty] | 1 | 3 | 2 | 3 | 1 | 1 | 1 |  | 0
PG&E NGBA | Round Mountain | 230 | Biomass |  |  | 0 | 0 | 0 | 0 | 0 | 0 | 0 | 0 | 0 | 5 | 2 | 1 | 1 | [13 empty] | 1 | 1 | 1 | 1 | 1 | 1 | 4 | Moved to other locations to better align with CI or resource potential | 1
PG&E NGBA | Round Mountain | 500 | Biomass |  |  | 0 | 0 | 0 | 0 | 0 | 0 | 0 | 0 | 0 | 5 | 2 | 1 | 1 | [13 empty] | 1 | 1 | 1 | 1 | 1 | 1 | 1 |  | 0
PG&E GBA | Salado | 115 | Biomass |  |  | 0 | 0 | 0 | 0 | 0 | 0 | 0 | 0 | 0 | 5 | 4 | 1 | 1 | [13 empty] | 3 | 3 | 1 | 1 | 4 | 1 | 1 |  | 0
PG&E GBA | Salado | 60 | Biomass |  |  | 0 | 0 | 0 | 0 | 0 | 0 | 0 | 0 | 0 | 5 | 4 | 1 | 1 | [13 empty] | 3 | 3 | 1 | 1 | 4 | 1 | 1 |  | 0
PG&E GBA | Salinas | 115 | Biomass |  |  | 3.25 | 0 | 3.25 | 0 | 0 | 0 | 3.25 | 0 | 3.25 | 1 | 1 | 1 | 1 | [13 empty] | 1 | 1 | 3 | 1 | 3 | 3- | 1 |  | 1
SDGE | Salt Creek | 69 | Biomass |  |  | 0 | 0 | 0 | 0 | 0 | 0 | 0 | 0 | 0 | 1 | 1 | 1 | 1 | [13 empty] | 1 | 3 | 2 | 3 | 3 | 1 | 1 |  | 0
SCE Eastern | San Bernardino | 230 | Biomass |  |  | 5.25 | 0 | 5.25 | 0 | 0 | 0 | 5.25 | 0 | 5.25 | 1 | 1 | 1 | 1 | [13 empty] | 3 | 3 | 4 | 3 | 3 | 3- | 1 |  | 1
PG&E GBA | SAN FRAN A (POTRERO PP) | 115 | Biomass |  |  | 0 | 0 | 0 | 0 | 0 | 0 | 0 | 0 | 0 | 5 | 2 | 1 | 1 | [13 empty] | 1 | 3 | 4 | 3 | 3 | 1 | 1 |  | 0
PG&E GBA | SAN FRAN A (POTRERO PP) | 230 | Biomass |  |  | 0 | 0 | 0 | 0 | 0 | 0 | 0 | 0 | 0 | 5 | 2 | 1 | 1 | [13 empty] | 1 | 3 | 4 | 3 | 3 | 1 | 1 |  | 0
PG&E GBA | San Jose A | 115 | Biomass |  |  | 0 | 0 | 0 | 0 | 0 | 0 | 0 | 0 | 0 | 5 | 4 | 1 | 1 | [13 empty] | 1 | 3 | 4 | 1 | 3 | 1 | 1 |  | 0
PG&E GBA | San Jose B | 115 | Biomass |  |  | 0 | 0 | 0 | 0 | 0 | 0 | 0 | 0 | 0 | 5 | 4 | 1 | 1 | [13 empty] | 1 | 3 | 3 | 1 | 3 | 1 | 1 |  | 0
PG&E GBA | San Leandro U | 115 | Biomass |  |  | 0 | 0 | 0 | 0 | 0 | 0 | 0 | 0 | 0 | 5 | 2 | 1 | 1 | [13 empty] | 1 | 3 | 2 | 3 | 3 | 1 | 1 |  | 0
PG&E KERN | San Luis Obispo | 115 | Biomass |  |  | 0 | 0 | 0 | 0 | 0 | 0 | 0 | 0 | 0 | 1 | 1 | 1 | 1 | [13 empty] | 1 | 1 | 1 | 1 | 1 | 1 | 5 | Moved to other locations to better align with CI or resource potential | 1
PG&E KERN | San Luis Obispo | 70 | Biomass |  |  | 11 | 0 | 11 | 0 | 0 | 0 | 11 | 0 | 11 | 1 | 1 | 1 | 1 | [13 empty] | 1 | 1 | 1 | 1 | 1 | 3- | 1 |  | 1
SDGE | San Luis Rey | 230 | Biomass |  |  | 0 | 0 | 0 | 0 | 0 | 0 | 0 | 0 | 0 | 1 | 1 | 1 | 1 | [13 empty] | 1 | 3 | 2 | 3 | 1 | 1 | 1 |  | 0
SDGE | San Luis Rey | 69 | Biomass |  |  | 0 | 0 | 0 | 0 | 0 | 0 | 0 | 0 | 0 | 1 | 1 | 1 | 1 | [13 empty] | 1 | 3 | 2 | 3 | 1 | 1 | 1 |  | 0
SDGE | San Marcos | 69 | Biomass |  |  | 0 | 0 | 0 | 0 | 0 | 0 | 0 | 0 | 0 | 1 | 1 | 1 | 1 | [13 empty] | 1 | 3 | 3 | 3 | 1 | 1 | 1 |  | 0
SCE Metro | San Onofre | 230 | Biomass |  |  | 0 | 0 | 0 | 0 | 0 | 0 | 0 | 0 | 0 | 1 | 1 | 1 | 1 | [13 empty] | 1 | 3 | 1 | 3 | 1 | 1 | 1 |  | 0
PG&E GBA | San Pablo | 115 | Biomass |  |  | 0 | 0 | 0 | 0 | 0 | 0 | 0 | 0 | 0 | 5 | 4 | 1 | 1 | [13 empty] | 1 | 3 | 3 | 3 | 4 | 1 | 1 |  | 0
PG&E GBA | San Ramon | 230 | Biomass |  |  | 0 | 0 | 0 | 0 | 0 | 0 | 0 | 0 | 0 | 5 | 2 | 1 | 1 | [13 empty] | 1 | 3 | 3 | 3 | 1 | 1 | 1 |  | 0
SDGE | San Ysidro | 69 | Biomass |  |  | 0 | 0 | 0 | 0 | 0 | 0 | 0 | 0 | 0 | 1 | 1 | 1 | 1 | [13 empty] | 1 | 3 | 3 | 3 | 3 | 1 | 1 |  | 0
SCE NOL | Sandlot | 230 | Biomass |  |  | 0 | 0 | 0 | 0 | 0 | 0 | 0 | 0 | 0 | 3 | 3 | 1 | 1 | [13 empty] | 1 | 3 | 1 | 3 | 3 | 1 | 1 |  | 0
EOP | Sandy | 138 | Biomass |  |  | 0 | 0 | 0 | 0 | 0 | 0 | 0 | 0 | 0 | 5 | 3 | 1 | 1 | [13 empty] | 1 | 1 | 1 | 3 | 1 | 1 | 1 |  | 0
PG&E FRESNO | Sanger | 115 | Biomass |  |  | 1.5 | 0 | 1.5 | 0 | 0 | 0 | 1.5 | 0 | 1.5 | 5 | 4 | 5 | 4 | [13 empty] | 3 | 3 | 3 | 1 | 3 | 1 | 5 | Amount reduced to better align with DAC criteria | 1
SCE Northern | Santa Clara | 230 | Biomass |  |  | 0 | 0 | 0 | 0 | 0 | 0 | 0 | 0 | 0 | 5 | 2 | 1 | 1 | [13 empty] | 1 | 3 | 2 | 3 | 3 | 1 | 1 |  | 0
PG&E NGBA | Santa Rosa A | 115 | Biomass |  |  | 0 | 0 | 0 | 0 | 0 | 0 | 0 | 0 | 0 | 5 | 2 | 1 | 1 | [13 empty] | 1 | 3 | 3 | 1 | 3 | 1 | 1 |  | 0
PG&E GBA | Santa Teresa | 115 | Biomass |  |  | 0 | 0 | 0 | 0 | 0 | 0 | 0 | 0 | 0 | 5 | 4 | 1 | 1 | [13 empty] | 1 | 3 | 3 | 1 | 3 | 1 | 1 |  | 0
SDGE | Santee | 138 | Biomass |  |  | 0 | 0 | 0 | 0 | 0 | 0 | 0 | 0 | 0 | 5 | 5 | 1 | 1 | [13 empty] | 1 | 3 | 3 | 3 | 3 | 1 | 1 |  | 0
SCE Metro | Santiago | 230 | Biomass |  |  | 0 | 0 | 0 | 0 | 0 | 0 | 0 | 0 | 0 | 1 | 1 | 1 | 1 | [13 empty] | 3 | 3 | 3 | 3 | 3 | 1 | 1 |  | 0
PG&E GBA | Saratoga | 230 | Biomass |  |  | 0 | 0 | 0 | 0 | 0 | 0 | 0 | 0 | 0 | 5 | 4 | 1 | 1 | [13 empty] | 1 | 3 | 2 | 1 | 1 | 1 | 1 |  | 0
SCE Northern | Saugus | 230 | Biomass |  |  | 0 | 0 | 0 | 0 | 0 | 0 | 0 | 0 | 0 | 5 | 2 | 1 | 1 | [13 empty] | 3 | 3 | 3 | 3 | 1 | 1 | 1 |  | 0
PG&E FRESNO | Schindler | 115 | Biomass |  |  | 0 | 0 | 0 | 0 | 0 | 0 | 0 | 0 | 0 | 1 | 1 | 1 | 1 | [13 empty] | 3 | 3 | 1 | 1 | 4 | 1 | 1 |  | 0
PG&E FRESNO | Schindler | 70 | Biomass |  |  | 0 | 0 | 0 | 0 | 0 | 0 | 0 | 0 | 0 | 1 | 1 | 1 | 1 | [13 empty] | 3 | 3 | 1 | 1 | 4 | 1 | 1 |  | 0
PG&E GBA | Schulte | 115 | Biomass |  |  | 0 | 0 | 0 | 0 | 0 | 0 | 0 | 0 | 0 | 5 | 4 | 1 | 1 | [13 empty] | 3 | 3 | 4 | 1 | 3 | 1 | 1 |  | 0
SDGE | Scripps | 69 | Biomass |  |  | 0 | 0 | 0 | 0 | 0 | 0 | 0 | 0 | 0 | 1 | 1 | 1 | 1 | [13 empty] | 1 | 3 | 3 | 3 | 1 | 1 | 1 |  | 0
PG&E KERN | Semitropic | 115 | Biomass |  |  | 0 | 0 | 0 | 0 | 0 | 0 | 0 | 0 | 0 | 1 | 1 | 1 | 1 | [13 empty] | 3 | 3 | 2 | 3 | 4 | 1 | 1 |  | 0
SCE Metro | Serrano | 230 | Biomass |  |  | 0 | 0 | 0 | 0 | 0 | 0 | 0 | 0 | 0 | 1 | 1 | 1 | 1 | [13 empty] | 3 | 3 | 3 | 3 | 3 | 1 | 1 |  | 0
SCE Metro | Serrano | 500 | Biomass |  |  | 0 | 0 | 0 | 0 | 0 | 0 | 0 | 0 | 0 | 1 | 1 | 1 | 1 | [13 empty] | 3 | 3 | 3 | 3 | 3 | 1 | 1 |  | 0
SDGE | Shadowridge | 138 | Biomass |  |  | 0 | 0 | 0 | 0 | 0 | 0 | 0 | 0 | 0 | 1 | 1 | 1 | 1 | [13 empty] | 1 | 3 | 2 | 3 | 1 | 1 | 1 |  | 0
PG&E KERN | Shafter | 115 | Biomass |  |  | 0 | 0 | 0 | 0 | 0 | 0 | 0 | 0 | 0 | 5 | 2 | 4 | 4 | [13 empty] | 3 | 3 | 2 | 3 | 4 | 1 | 1 |  | 0
PG&E NGBA | Silverado | 115 | Biomass |  |  | 0 | 0 | 0 | 0 | 0 | 0 | 0 | 0 | 0 | 5 | 2 | 1 | 1 | [13 empty] | 1 | 3 | 2 | 1 | 1 | 1 | 1 |  | 0
SDGE | Silvergate | 230 | Biomass |  |  | 0 | 0 | 0 | 0 | 0 | 0 | 0 | 0 | 0 | 1 | 1 | 1 | 1 | [13 empty] | 1 | 3 | 4 | 3 | 4 | 1 | 1 |  | 0
SDGE | Silvergate | 69 | Biomass |  |  | 0 | 0 | 0 | 0 | 0 | 0 | 0 | 0 | 0 | 1 | 1 | 1 | 1 | [13 empty] | 1 | 3 | 4 | 3 | 4 | 1 | 1 |  | 0
PG&E KERN | Sisquoc | 115 | Biomass |  |  | 0 | 0 | 0 | 0 | 0 | 0 | 0 | 0 | 0 | 1 | 1 | 1 | 1 | [13 empty] | 1 | 1 | 2 | 3 | 1 | 1 | 1 |  | 0
EOP | Sloan Canyon | 230 | Biomass |  |  | 0 | 0 | 0 | 0 | 0 | 0 | 0 | 0 | 0 | 5 | 3 | 1 | 1 | [13 empty] | 1 | 1 | 2 | 3 | 1 | 1 | 1 |  | 0
EOP | Sloan Canyon | 500 | Biomass |  |  | 0 | 0 | 0 | 0 | 0 | 0 | 0 | 0 | 0 | 5 | 3 | 1 | 1 | [13 empty] | 1 | 1 | 2 | 3 | 1 | 1 | 1 |  | 0
PG&E KERN | Smyrna | 115 | Biomass |  |  | 0 | 0 | 0 | 0 | 0 | 0 | 0 | 0 | 0 | 5 | 2 | 4 | 4 | [13 empty] | 3 | 3 | 1 | 3 | 4 | 1 | 1 |  | 0
PG&E GBA | Sobrante | 115 | Biomass |  |  | 0 | 0 | 0 | 0 | 0 | 0 | 0 | 0 | 0 | 5 | 4 | 1 | 1 | [13 empty] | 1 | 3 | 3 | 3 | 1 | 1 | 1 |  | 0
PG&E GBA | Sobrante | 230 | Biomass |  |  | 0 | 0 | 0 | 0 | 0 | 0 | 0 | 0 | 0 | 5 | 4 | 1 | 1 | [13 empty] | 1 | 3 | 3 | 3 | 1 | 1 | 1 |  | 0
PG&E KERN | Solar | 230 | Biomass |  |  | 0 | 0 | 0 | 0 | 0 | 0 | 0 | 0 | 0 | 5 | 2 | 4 | 4 | [13 empty] | 1 | 3 | 1 | 1 | 1 | 1 | 1 |  | 0
PG&E GBA | Soledad | 115 | Biomass |  |  | 0 | 0 | 0 | 0 | 0 | 0 | 0 | 0 | 0 | 1 | 1 | 1 | 1 | [13 empty] | 1 | 1 | 1 | 1 | 1 | 1 | 1 |  | 0
PG&E GBA | Soledad | 60 | Biomass |  |  | 0 | 0 | 0 | 0 | 0 | 0 | 0 | 0 | 0 | 5 | 4 | 1 | 1 | [13 empty] | 1 | 1 | 1 | 1 | 1 | 1 | 1 |  | 0
SDGE | Spring Valley | 69 | Biomass |  |  | 0 | 0 | 0 | 0 | 0 | 0 | 0 | 0 | 0 | 1 | 1 | 1 | 1 | [13 empty] | 1 | 3 | 3 | 3 | 3 | 1 | 1 |  | 0
SCE Northern | Springville | 230 | Biomass |  |  | 0 | 0 | 0 | 0 | 0 | 0 | 0 | 0 | 0 | 1 | 1 | 1 | 1 | [13 empty] | 3 | 3 | 1 | 3 | 4 | 1 | 1 |  | 0
PG&E GBA | Stagg | 230 | Biomass |  |  | 0 | 0 | 0 | 0 | 0 | 0 | 0 | 0 | 0 | 5 | 4 | 1 | 1 | [13 empty] | 3 | 3 | 3 | 1 | 3 | 1 | 1 |  | 0
PG&E GBA | Standard Oil | 115 | Biomass |  |  | 0 | 0 | 0 | 0 | 0 | 0 | 0 | 0 | 0 | 5 | 4 | 1 | 1 | [13 empty] | 1 | 3 | 4 | 3 | 3 | 1 | 1 |  | 0
PG&E GBA | Stanislaus | 115 | Biomass |  |  | 0 | 0 | 0 | 0 | 0 | 0 | 0 | 0 | 0 | 5 | 4 | 1 | 1 | [13 empty] | 1 | 3 | 1 | 3 | 1 | 1 | 1 |  | 0
PG&E KERN | Stockdale | 115 | Biomass |  |  | 0 | 0 | 0 | 0 | 0 | 0 | 0 | 0 | 0 | 1 | 1 | 1 | 1 | [13 empty] | 3 | 3 | 3 | 3 | 3 | 1 | 1 |  | 0
PG&E KERN | Stockdale | 230 | Biomass |  |  | 0 | 0 | 0 | 0 | 0 | 0 | 0 | 0 | 0 | 1 | 1 | 1 | 1 | [13 empty] | 3 | 3 | 3 | 3 | 3 | 1 | 1 |  | 0
PG&E GBA | Stockton A | 115 | Biomass |  |  | 0 | 0 | 0 | 0 | 0 | 0 | 0 | 0 | 0 | 5 | 4 | 1 | 1 | [13 empty] | 3 | 3 | 3 | 1 | 4 | 1 | 1 |  | 0
PG&E GBA | Stone | 115 | Biomass |  |  | 0 | 0 | 0 | 0 | 0 | 0 | 0 | 0 | 0 | 5 | 4 | 1 | 1 | [13 empty] | 1 | 3 | 3 | 1 | 3 | 1 | 1 |  | 0
PG&E FRESNO | Storey | 230 | Biomass |  |  | 0 | 0 | 0 | 0 | 0 | 0 | 0 | 0 | 0 | 5 | 4 | 5 | 4 | [13 empty] | 3 | 3 | 1 | 1 | 4 | 1 | 1 |  | 0
PG&E NGBA | Summit | 115 | Biomass |  |  | 0 | 0 | 0 | 0 | 0 | 0 | 0 | 0 | 0 | 5 | 4 | 1 | 1 | [13 empty] | 1 | 3 | 1 | 1 | 1 | 1 | 1 |  | 0
SDGE | Suncrest | 230 | Biomass |  |  | 0 | 0 | 0 | 0 | 0 | 0 | 0 | 0 | 0 | 1 | 1 | 1 | 1 | [13 empty] | 1 | 3 | 1 | 3 | 1 | 1 | 1 |  | 0
SDGE | Suncrest | 500 | Biomass |  |  | 0 | 0 | 0 | 0 | 0 | 0 | 0 | 0 | 0 | 1 | 1 | 1 | 1 | [13 empty] | 1 | 3 | 1 | 3 | 1 | 1 | 1 |  | 0
PG&E KERN | Sunrise | 230 | Biomass |  |  | 0 | 0 | 0 | 0 | 0 | 0 | 0 | 0 | 0 | 5 | 2 | 4 | 4 | [13 empty] | 3 | 3 | 4 | 3 | 4 | 1 | 1 |  | 0
PG&E KERN | Sunset | 230 | Biomass |  |  | 0 | 0 | 0 | 0 | 0 | 0 | 0 | 0 | 0 | 5 | 2 | 4 | 4 | [13 empty] | 3 | 3 | 4 | 3 | 4 | 1 | 1 |  | 0
PG&E GBA | Swift | 115 | Biomass |  |  | 0 | 0 | 0 | 0 | 0 | 0 | 0 | 0 | 0 | 5 | 4 | 1 | 1 | [13 empty] | 1 | 3 | 3 | 1 | 3 | 1 | 1 |  | 0
SDGE | Sycamore Canyon | 138 | Biomass |  |  | 0 | 0 | 0 | 0 | 0 | 0 | 0 | 0 | 0 | 5 | 5 | 1 | 1 | [13 empty] | 1 | 3 | 2 | 3 | 1 | 1 | 1 |  | 0
SDGE | Sycamore Canyon | 230 | Biomass |  |  | 0 | 0 | 0 | 0 | 0 | 0 | 0 | 0 | 0 | 1 | 1 | 1 | 1 | [13 empty] | 1 | 3 | 2 | 3 | 1 | 1 | 1 |  | 0
SDGE | Sycamore Canyon | 69 | Biomass |  |  | 0 | 0 | 0 | 0 | 0 | 0 | 0 | 0 | 0 | 1 | 1 | 1 | 1 | [13 empty] | 1 | 3 | 2 | 3 | 1 | 1 | 1 |  | 0
SCE Northern | Sylmar | 230 | Biomass |  |  | 0 | 0 | 0 | 0 | 0 | 0 | 0 | 0 | 0 | 5 | 2 | 1 | 1 | [13 empty] | 3 | 3 | 3 | 3 | 4 | 1 | 1 |  | 0
PG&E NGBA | Table Mountain | 115 | Biomass |  |  | 0 | 0 | 0 | 0 | 0 | 0 | 0 | 0 | 0 | 5 | 2 | 1 | 1 | [13 empty] | 1 | 3 | 2 | 1 | 4 | 1 | 1 |  | 0
PG&E NGBA | Table Mountain | 230 | Biomass |  |  | 0 | 0 | 0 | 0 | 0 | 0 | 0 | 0 | 0 | 5 | 4 | 1 | 1 | [13 empty] | 1 | 3 | 2 | 1 | 4 | 1 | 1 |  | 0
PG&E NGBA | Table Mountain | 500 | Biomass |  |  | 0 | 0 | 0 | 0 | 0 | 0 | 0 | 0 | 0 | 5 | 2 | 1 | 1 | [13 empty] | 1 | 3 | 2 | 1 | 4 | 1 | 1 |  | 0
PG&E NGBA | Table Mountain | 60 | Biomass |  |  | 0 | 0 | 0 | 0 | 0 | 0 | 0 | 0 | 0 | 5 | 4 | 1 | 1 | [13 empty] | 1 | 3 | 2 | 1 | 4 | 1 | 1 |  | 0
PG&E KERN | Taft | 115 | Biomass |  |  | 0 | 0 | 0 | 0 | 0 | 0 | 0 | 0 | 0 | 5 | 2 | 4 | 4 | [13 empty] | 3 | 3 | 3 | 3 | 3 | 1 | 1 |  | 0
SDGE | Talega | 138 | Biomass |  |  | 0 | 0 | 0 | 0 | 0 | 0 | 0 | 0 | 0 | 1 | 1 | 1 | 1 | [13 empty] | 1 | 3 | 2 | 3 | 1 | 1 | 1 |  | 0
SDGE | Talega | 230 | Biomass |  |  | 0 | 0 | 0 | 0 | 0 | 0 | 0 | 0 | 0 | 1 | 1 | 1 | 1 | [13 empty] | 1 | 3 | 2 | 3 | 1 | 1 | 1 |  | 0
PG&E GBA | Tassajara | 230 | Biomass |  |  | 0 | 0 | 0 | 0 | 0 | 0 | 0 | 0 | 0 | 5 | 2 | 1 | 1 | [13 empty] | 1 | 3 | 2 | 3 | 1 | 1 | 1 |  | 0
PG&E KERN | Tejon | 70 | Biomass |  |  | 0 | 0 | 0 | 0 | 0 | 0 | 0 | 0 | 0 | 1 | 1 | 1 | 1 | [13 empty] | 3 | 3 | 2 | 3 | 4 | 1 | 1 |  | 0
SDGE | Telegraph Canyon | 138 | Biomass |  |  | 0 | 0 | 0 | 0 | 0 | 0 | 0 | 0 | 0 | 1 | 1 | 1 | 1 | [13 empty] | 1 | 3 | 3 | 3 | 3 | 1 | 1 |  | 0
PG&E KERN | Temblor | 115 | Biomass |  |  | 0 | 0 | 0 | 0 | 0 | 0 | 0 | 0 | 0 | 5 | 2 | 4 | 4 | [13 empty] | 3 | 3 | 3 | 3 | 4 | 1 | 1 |  | 0
PG&E KERN | Templeton | 230 | Biomass |  |  | 0 | 0 | 0 | 0 | 0 | 0 | 0 | 0 | 0 | 5 | 2 | 4 | 4 | [13 empty] | 1 | 1 | 1 | 1 | 1 | 1 | 1 |  | 0
PG&E KERN | Templeton | 70 | Biomass |  |  | 3 | 0 | 3 | 0 | 0 | 0 | 3 | 0 | 3 | 1 | 1 | 1 | 1 | [13 empty] | 1 | 1 | 1 | 1 | 1 | 5- | 1 |  | 1
PG&E GBA | Tesla | 115 | Biomass |  |  | 0 | 0 | 0 | 0 | 0 | 0 | 0 | 0 | 0 | 5 | 4 | 1 | 1 | [13 empty] | 1 | 3 | 3 | 3 | 3 | 1 | 1 |  | 0
PG&E GBA | Tesla | 230 | Biomass |  |  | 0 | 0 | 0 | 0 | 0 | 0 | 0 | 0 | 0 | 5 | 4 | 1 | 1 | [13 empty] | 1 | 3 | 3 | 3 | 3 | 1 | 1 |  | 0
PG&E GBA | Tesla | 500 | Biomass |  |  | 0 | 0 | 0 | 0 | 0 | 0 | 0 | 0 | 0 | 5 | 4 | 1 | 1 | [13 empty] | 1 | 3 | 3 | 3 | 3 | 1 | 1 |  | 0
PG&E KERN | Tevis | 115 | Biomass |  |  | 0 | 0 | 0 | 0 | 0 | 0 | 0 | 0 | 0 | 5 | 2 | 4 | 4 | [13 empty] | 3 | 3 | 3 | 3 | 3 | 1 | 1 |  | 0
EOP | Thousandaire | 138 | Biomass |  |  | 0 | 0 | 0 | 0 | 0 | 0 | 0 | 0 | 0 | 5 | 3 | 1 | 1 | [13 empty] | 1 | 1 | 1 | 3 | 1 | 1 | 1 |  | 0
PG&E KERN | Topaz | 230 | Biomass |  |  | 0 | 0 | 0 | 0 | 0 | 0 | 0 | 0 | 0 | 5 | 2 | 4 | 4 | [13 empty] | 3 | 3 | 3 | 3 | 3 | 1 | 1 |  | 0
SCE NOL | Tortilla | 115 | Biomass |  |  | 0 | 0 | 0 | 0 | 0 | 0 | 0 | 0 | 0 | 3 | 3 | 1 | 1 | [13 empty] | 1 | 3 | 2 | 3 | 3 | 1 | 1 |  | 0
SDGE | Trabuco | 138 | Biomass |  |  | 0 | 0 | 0 | 0 | 0 | 0 | 0 | 0 | 0 | 1 | 1 | 1 | 1 | [13 empty] | 3 | 3 | 4 | 3 | 3 | 1 | 1 |  | 0
PG&E GBA | Tracy | 115 | Biomass |  |  | 3 | 0 | 3 | 3 | 0 | 3 | 0 | 0 | 0 | 5 | 4 | 1 | 1 | [13 empty] | 1 | 3 | 3 | 3 | 3 | 1 | 4 | Amount reduced to better align with DAC criteria | 1
PG&E FRESNO | Tranquility | 230 | Biomass |  |  | 0 | 0 | 0 | 0 | 0 | 0 | 0 | 0 | 0 | 5 | 4 | 5 | 2 | [13 empty] | 3 | 3 | 1 | 1 | 4 | 1 | 1 |  | 0
PG&E GBA | Trimble | 115 | Biomass |  |  | 0 | 0 | 0 | 0 | 0 | 0 | 0 | 0 | 0 | 5 | 4 | 1 | 1 | [13 empty] | 1 | 3 | 3 | 1 | 3 | 1 | 1 |  | 0
EOP | Trout Canyon | 230 | Biomass |  |  | 0 | 0 | 0 | 0 | 0 | 0 | 0 | 0 | 0 | 5 | 3 | 1 | 1 | [13 empty] | 1 | 1 | 1 | 3 | 1 | 1 | 1 |  | 0
EOP | Trout Canyon | 500 | Biomass |  |  | 0 | 0 | 0 | 0 | 0 | 0 | 0 | 0 | 0 | 5 | 3 | 1 | 1 | [13 empty] | 1 | 1 | 1 | 3 | 1 | 1 | 1 |  | 0
PG&E NGBA | Tulucay | 230 | Biomass |  |  | 0 | 0 | 0 | 0 | 0 | 0 | 0 | 0 | 0 | 5 | 2 | 1 | 1 | [13 empty] | 1 | 3 | 3 | 1 | 1 | 1 | 1 |  | 0
PG&E NGBA | Tulucay | 60 | Biomass |  |  | 0 | 0 | 0 | 0 | 0 | 0 | 0 | 0 | 0 | 5 | 2 | 1 | 1 | [13 empty] | 1 | 3 | 3 | 1 | 1 | 1 | 1 |  | 0
PG&E KERN | Tupman | 115 | Biomass |  |  | 0 | 0 | 0 | 0 | 0 | 0 | 0 | 0 | 0 | 5 | 2 | 4 | 4 | [13 empty] | 3 | 3 | 3 | 3 | 4 | 1 | 1 |  | 0
PG&E NGBA | Ukiah | 115 | Biomass |  |  | 0 | 0 | 0 | 0 | 0 | 0 | 0 | 0 | 0 | 5 | 2 | 1 | 1 | [13 empty] | 1 | 1 | 1 | 1 | 1 | 1 | 5 | Moved to other locations to better align with CI or resource potential | 1
PG&E KERN | Union (Estrella) | 70 | Biomass |  |  | 0 | 0 | 0 | 0 | 0 | 0 | 0 | 0 | 0 | 1 | 1 | 1 | 1 | [13 empty] | 1 | 1 | 1 | 1 | 1 | 1 | 1 |  | 0
PG&E NGBA | Vaca Dixon | 115 | Biomass |  |  | 0 | 0 | 0 | 0 | 0 | 0 | 0 | 0 | 0 | 5 | 2 | 1 | 1 | [13 empty] | 1 | 3 | 4 | 3 | 1 | 1 | 1 |  | 0
PG&E NGBA | Vaca Dixon | 230 | Biomass |  |  | 0 | 0 | 0 | 0 | 0 | 0 | 0 | 0 | 0 | 5 | 2 | 1 | 1 | [13 empty] | 1 | 3 | 4 | 3 | 1 | 1 | 1 |  | 0
PG&E NGBA | Vaca Dixon | 500 | Biomass |  |  | 0 | 0 | 0 | 0 | 0 | 0 | 0 | 0 | 0 | 5 | 2 | 1 | 1 | [13 empty] | 1 | 3 | 4 | 3 | 1 | 1 | 1 |  | 0
PG&E NGBA | Vaca Dixon | 60 | Biomass |  |  | 0 | 0 | 0 | 0 | 0 | 0 | 0 | 0 | 0 | 5 | 2 | 1 | 1 | [13 empty] | 1 | 3 | 4 | 3 | 1 | 1 | 1 |  | 0
SCE Eastern | Valley (SCE) | 500 | Biomass |  |  | 0 | 0 | 0 | 0 | 0 | 0 | 0 | 0 | 0 | 1 | 1 | 1 | 1 | [13 empty] | 3 | 3 | 4 | 3 | 3 | 1 | 1 |  | 0
EOP | Valley (VEA) | 138 | Biomass |  |  | 0 | 0 | 0 | 0 | 0 | 0 | 0 | 0 | 0 | 5 | 3 | 1 | 1 | [13 empty] | 1 | 1 | 1 | 3 | 1 | 1 | 1 |  | 0
SDGE | Valley Center | 69 | Biomass |  |  | 0 | 0 | 0 | 0 | 0 | 0 | 0 | 0 | 0 | 1 | 1 | 1 | 1 | [13 empty] | 1 | 3 | 2 | 3 | 1 | 1 | 1 |  | 0
PG&E GBA | Valley Home | 115 | Biomass |  |  | 0 | 0 | 0 | 0 | 0 | 0 | 0 | 0 | 0 | 5 | 4 | 1 | 1 | [13 empty] | 3 | 3 | 2 | 1 | 4 | 1 | 1 |  | 0
PG&E GBA | Valley Springs | 230 | Biomass |  |  | 3 | 0 | 3 | 0 | 0 | 0 | 3 | 0 | 3 | 5 | 4 | 1 | 1 | [13 empty] | 1 | 3 | 2 | 3 | 1 | 5- | 1 |  | 1
PG&E GBA | Valley Springs | 60 | Biomass |  |  | 0 | 0 | 0 | 0 | 0 | 0 | 0 | 0 | 0 | 5 | 4 | 1 | 1 | [13 empty] | 1 | 3 | 2 | 3 | 1 | 1 | 1 |  | 0
EOP | Valley Switch | 138 | Biomass |  |  | 0 | 0 | 0 | 0 | 0 | 0 | 0 | 0 | 0 | 5 | 3 | 1 | 1 | [13 empty] | 1 | 1 | 1 | 3 | 1 | 1 | 1 |  | 0
EOP | Valley Switch | 230 | Biomass |  |  | 0 | 0 | 0 | 0 | 0 | 0 | 0 | 0 | 0 | 5 | 3 | 1 | 1 | [13 empty] | 1 | 1 | 1 | 3 | 1 | 1 | 1 |  | 0
PG&E GBA | Vasco | 230 | Biomass |  |  | 0 | 0 | 0 | 0 | 0 | 0 | 0 | 0 | 0 | 5 | 4 | 1 | 1 | [13 empty] | 1 | 3 | 2 | 3 | 1 | 1 | 1 |  | 0
PG&E GBA | Vasona | 230 | Biomass |  |  | 0 | 0 | 0 | 0 | 0 | 0 | 0 | 0 | 0 | 5 | 4 | 1 | 1 | [13 empty] | 1 | 3 | 2 | 1 | 1 | 1 | 1 |  | 0
SCE Northern | Vestal | 230 | Biomass |  |  | 0 | 0 | 0 | 0 | 0 | 0 | 0 | 0 | 0 | 1 | 1 | 1 | 1 | [13 empty] | 3 | 3 | 2 | 3 | 4 | 1 | 1 |  | 0
SCE Northern | Vestal | 66 | Biomass |  |  | 0 | 0 | 0 | 0 | 0 | 0 | 0 | 0 | 0 | 1 | 1 | 1 | 1 | [13 empty] | 3 | 3 | 2 | 3 | 4 | 1 | 1 |  | 0
SCE NOL | Victor | 115 | Biomass |  |  | 0 | 0 | 0 | 0 | 0 | 0 | 0 | 0 | 0 | 1 | 1 | 1 | 1 | [13 empty] | 1 | 3 | 2 | 3 | 3 | 1 | 1 |  | 0
SCE NOL | Victor | 230 | Biomass |  |  | 0 | 0 | 0 | 0 | 0 | 0 | 0 | 0 | 0 | 1 | 1 | 1 | 1 | [13 empty] | 1 | 3 | 2 | 3 | 3 | 1 | 1 |  | 0
SCE Metro | Viejo | 230 | Biomass |  |  | 0 | 0 | 0 | 0 | 0 | 0 | 0 | 0 | 0 | 1 | 1 | 1 | 1 | [13 empty] | 3 | 3 | 2 | 3 | 3 | 1 | 1 |  | 0
PG&E GBA | Vierra | 115 | Biomass |  |  | 0 | 0 | 0 | 0 | 0 | 0 | 0 | 0 | 0 | 5 | 4 | 1 | 1 | [13 empty] | 3 | 3 | 4 | 1 | 4 | 1 | 1 |  | 0
SCE Metro | Villa Park | 230 | Biomass |  |  | 0 | 0 | 0 | 0 | 0 | 0 | 0 | 0 | 0 | 1 | 1 | 1 | 1 | [13 empty] | 3 | 3 | 3 | 3 | 3 | 1 | 1 |  | 0
SCE Northern | Vincent | 230 | Biomass |  |  | 0 | 0 | 0 | 0 | 0 | 0 | 0 | 0 | 0 | 1 | 1 | 1 | 1 | [13 empty] | 1 | 3 | 1 | 3 | 1 | 1 | 1 |  | 0
SCE Northern | Vincent | 500 | Biomass |  |  | 0 | 0 | 0 | 0 | 0 | 0 | 0 | 0 | 0 | 1 | 1 | 1 | 1 | [13 empty] | 1 | 3 | 1 | 3 | 1 | 1 | 1 |  | 0
PG&E GBA | Vineyard | 230 | Biomass |  |  | 0 | 0 | 0 | 0 | 0 | 0 | 0 | 0 | 0 | 5 | 4 | 1 | 1 | [13 empty] | 1 | 3 | 3 | 3 | 1 | 1 | 1 |  | 0
SDGE | Vineyard | 69 | Biomass |  |  | 0 | 0 | 0 | 0 | 0 | 0 | 0 | 0 | 0 | 1 | 1 | 1 | 1 | [13 empty] | 1 | 3 | 3 | 3 | 1 | 1 | 1 |  | 0
SCE Eastern | Vista (SCE) | 230 | Biomass |  |  | 2.6 | 0 | 2.6 | 2.6 | 0 | 2.6 | 0 | 0 | 0 | 1 | 1 | 1 | 1 | [13 empty] | 3 | 3 | 3 | 3 | 4 | 1 | 1 |  | 1
EOP | Vista (VEA) | 138 | Biomass |  |  | 0 | 0 | 0 | 0 | 0 | 0 | 0 | 0 | 0 | 5 | 3 | 1 | 1 | [13 empty] | 1 | 1 | 1 | 3 | 1 | 1 | 1 |  | 0
EOP | Vista (VEA) | 230 | Biomass |  |  | 0 | 0 | 0 | 0 | 0 | 0 | 0 | 0 | 0 | 5 | 3 | 1 | 1 | [13 empty] | 1 | 1 | 1 | 3 | 1 | 1 | 1 |  | 0
PG&E FRESNO | Wahtoke | 115 | Biomass |  |  | 0 | 0 | 0 | 0 | 0 | 0 | 0 | 0 | 0 | 5 | 2 | 5 | 2 | [13 empty] | 3 | 3 | 2 | 1 | 4 | 1 | 1 |  | 0
SCE Northern | Wakefield | 66 | Biomass |  |  | 0 | 0 | 0 | 0 | 0 | 0 | 0 | 0 | 0 | 5 | 2 | 1 | 1 | [13 empty] | 1 | 3 | 1 | 3 | 1 | 1 | 1 |  | 0
SCE Metro | Walnut | 230 | Biomass |  |  | 0 | 0 | 0 | 0 | 0 | 0 | 0 | 0 | 0 | 1 | 1 | 1 | 1 | [13 empty] | 3 | 3 | 4 | 3 | 4 | 1 | 1 |  | 0
SCE Northern | Warne | 230 | Biomass |  |  | 0 | 0 | 0 | 0 | 0 | 0 | 0 | 0 | 0 | 5 | 2 | 1 | 1 | [13 empty] | 3 | 3 | 1 | 3 | 1 | 1 | 1 |  | 0
PG&E GBA | Warnerville | 230 | Biomass |  |  | 0 | 0 | 0 | 0 | 0 | 0 | 0 | 0 | 0 | 5 | 4 | 5 | 2 | [13 empty] | 3 | 3 | 3 | 1 | 3 | 1 | 1 |  | 0
PG&E FRESNO | Waukena | 115 | Biomass |  |  | 0 | 0 | 0 | 0 | 0 | 0 | 0 | 0 | 0 | 5 | 2 | 5 | 2 | [13 empty] | 3 | 3 | 2 | 1 | 4 | 1 | 1 |  | 0
PG&E GBA | Weber | 230 | Biomass |  |  | 0 | 0 | 0 | 0 | 0 | 0 | 0 | 0 | 0 | 5 | 4 | 1 | 1 | [13 empty] | 3 | 3 | 3 | 1 | 4 | 1 | 1 |  | 0
PG&E GBA | Weber | 60 | Biomass |  |  | 0 | 0 | 0 | 0 | 0 | 0 | 0 | 0 | 0 | 5 | 4 | 1 | 1 | [13 empty] | 3 | 3 | 3 | 1 | 4 | 1 | 1 |  | 0
PG&E FRESNO | West Fresno | 115 | Biomass |  |  | 0 | 0 | 0 | 0 | 0 | 0 | 0 | 0 | 0 | 5 | 4 | 5 | 2 | [13 empty] | 3 | 3 | 3 | 1 | 4 | 1 | 1 |  | 0
PG&E FRESNO | Westley | 230 | Biomass |  |  | 0 | 0 | 0 | 0 | 0 | 0 | 0 | 0 | 0 | 1 | 1 | 1 | 1 | [13 empty] | 3 | 3 | 1 | 1 | 4 | 1 | 1 |  | 0
PG&E KERN | Westpark | 115 | Biomass |  |  | 0 | 0 | 0 | 0 | 0 | 0 | 0 | 0 | 0 | 1 | 1 | 1 | 1 | [13 empty] | 3 | 3 | 3 | 3 | 4 | 1 | 1 |  | 0
PG&E KERN | Wheeler Ridge | 230 | Biomass |  |  | 0 | 0 | 0 | 0 | 0 | 0 | 0 | 0 | 0 | 5 | 2 | 4 | 4 | [13 empty] | 3 | 3 | 1 | 3 | 4 | 1 | 1 |  | 0
PG&E KERN | Wheeler Ridge | 115 | Biomass |  |  | 0 | 0 | 0 | 0 | 0 | 0 | 0 | 0 | 0 | 1 | 1 | 1 | 1 | [13 empty] | 3 | 3 | 1 | 3 | 4 | 1 | 1 |  | 0
PG&E KERN | Wheeler Ridge | 70 | Biomass |  |  | 0 | 0 | 0 | 0 | 0 | 0 | 0 | 0 | 0 | 5 | 2 | 4 | 4 | [13 empty] | 3 | 3 | 1 | 3 | 4 | 1 | 1 |  | 0
SCE Northern | Whirlwind | 230 | Biomass |  |  | 0 | 0 | 0 | 0 | 0 | 0 | 0 | 0 | 0 | 1 | 1 | 1 | 1 | [13 empty] | 1 | 3 | 1 | 3 | 1 | 1 | 1 |  | 0
SCE Northern | Whirlwind | 500 | Biomass |  |  | 0 | 0 | 0 | 0 | 0 | 0 | 0 | 0 | 0 | 1 | 1 | 1 | 1 | [13 empty] | 1 | 3 | 1 | 3 | 1 | 1 | 1 |  | 0
PG&E GBA | Whisman | 115 | Biomass |  |  | 0 | 0 | 0 | 0 | 0 | 0 | 0 | 0 | 0 | 5 | 2 | 1 | 1 | [13 empty] | 1 | 3 | 3 | 1 | 3 | 1 | 1 |  | 0
SCE Eastern | Wildlife | 230 | Biomass |  |  | 0 | 0 | 0 | 0 | 0 | 0 | 0 | 0 | 0 | 1 | 1 | 1 | 1 | [13 empty] | 3 | 3 | 4 | 3 | 4 | 1 | 1 |  | 0
PG&E FRESNO | Wilson | 115 | Biomass |  |  | 0 | 0 | 0 | 0 | 0 | 0 | 0 | 0 | 0 | 5 | 4 | 5 | 2 | [13 empty] | 3 | 3 | 1 | 1 | 4 | 4+ | 5 | Amount reduced to better align with DAC criteria | 1
PG&E FRESNO | Wilson | 230 | Biomass |  |  | 0 | 0 | 0 | 0 | 0 | 0 | 0 | 0 | 0 | 5 | 4 | 5 | 4 | [13 empty] | 3 | 3 | 1 | 1 | 4 | 1 | 1 |  | 0
SCE Northern | Windhub | 230 | Biomass |  |  | 0 | 0 | 0 | 0 | 0 | 0 | 0 | 0 | 0 | 1 | 1 | 1 | 1 | [13 empty] | 1 | 3 | 1 | 3 | 3 | 1 | 1 |  | 0
SCE Northern | Windhub | 500 | Biomass |  |  | 0 | 0 | 0 | 0 | 0 | 0 | 0 | 0 | 0 | 1 | 1 | 1 | 1 | [13 empty] | 1 | 3 | 1 | 3 | 3 | 1 | 1 |  | 0
PG&E GBA | Windmaster | 230 | Biomass |  |  | 0 | 0 | 0 | 0 | 0 | 0 | 0 | 0 | 0 | 5 | 2 | 1 | 1 | [13 empty] | 1 | 3 | 3 | 3 | 3 | 1 | 1 |  | 0
PG&E NGBA | Windsor | 60 | Biomass |  |  | 0 | 0 | 0 | 0 | 0 | 0 | 0 | 0 | 0 | 5 | 2 | 1 | 1 | [13 empty] | 3 | 3 | 3 | 3 | 3 | 1 | 1 |  | 0
PG&E NGBA | Woodland | 115 | Biomass |  |  | 0 | 0 | 0 | 0 | 0 | 0 | 0 | 0 | 0 | 5 | 4 | 1 | 1 | [13 empty] | 1 | 3 | 1 | 1 | 1 | 1 | 1 |  | 0
PG&E FRESNO | Woodward | 115 | Biomass |  |  | 0 | 0 | 0 | 0 | 0 | 0 | 0 | 0 | 0 | 5 | 2 | 5 | 2 | [13 empty] | 3 | 3 | 3 | 1 | 3 | 1 | 1 |  | 0
PG&E NGBA | Wyandotte | 115 | Biomass |  |  | 10 | 0 | 10 | 0 | 0 | 0 | 10 | 0 | 10 | 5 | 4 | 1 | 1 | [13 empty] | 1 | 3 | 3 | 1 | 3 | 5- | 1 |  | 1
PG&E KERN | 7th Standard | 115 | Wind, Onshore |  |  | 0 | 0 | 0 | 0 | 0 | 0 | 0 | 0 | 0 | 5 | 2 | 4 | 4 | 1 | 1 | N/A |  |  |  | N/A | N/A | N/A | N/A | N/A | N/A | N/A | 1 | 1 | 3 | 1 | 2 | 1 | 1 |  | 0
SCE Metro | Alamitos | 230 | Wind, Onshore |  |  | 0 | 0 | 0 | 0 | 0 | 0 | 0 | 0 | 0 | 1 | 1 | 1 | 1 | 1 | 1 | N/A |  |  |  | N/A | N/A | N/A | N/A | N/A | N/A | N/A | 1 | 1 | 1 | 1 | 1 | 1 | 1 |  | 0
SCE Eastern | Alberhill | 115 | Wind, Onshore |  |  | 0 | 0 | 0 | 0 | 0 | 0 | 0 | 0 | 0 | 1 | 1 | 1 | 1 | 1 | 1 | [11 empty] | 1 | 1 | 4 | 1 | 1 | 1 | 1 |  | 0
SCE Eastern | Alberhill | 500 | Wind, Onshore |  |  | 0 | 0 | 0 | 0 | 0 | 0 | 0 | 0 | 0 | 1 | 1 | 1 | 1 | 1 | 1 | [11 empty] | 1 | 1 | 4 | 1 | 1 | 1 | 1 |  | 0
PG&E GBA | Alhambra | 115 | Wind, Onshore |  |  | 0 | 0 | 0 | 0 | 0 | 0 | 0 | 0 | 0 | 5 | 2 | 1 | 1 | 1 | 1 | [11 empty] | 2 | 1 | 2 | 1 | 2 | 1 | 1 |  | 0
PG&E FRESNO | Alpaugh | 115 | Wind, Onshore |  |  | 0 | 0 | 0 | 0 | 0 | 0 | 0 | 0 | 0 | 5 | 2 | 4 | 4 | 1 | 1 | 1 |  |  |  | 1 | 1 | 1 | 1 | 1 | 1 | 1 | 1 | 1 | 3 | 1 | 1 | 1 | 1 |  | 0
SDGE | Alpine | 69 | Wind, Onshore |  |  | 0 | 0 | 0 | 0 | 0 | 0 | 0 | 0 | 0 | 1 | 1 | 1 | 1 | 1 | 1 | [11 empty] | 2 | 1 | 4 | 1 | 3 | 1 | 1 |  | 0
PG&E GBA | Altamont Midway (Sandhill) | 230 | Wind, Onshore |  |  | 5 | 0 | 5 | 0 | 0 | 0 | 5 | 0 | 5 | 5 | 2 | 1 | 1 | 1 | 5 | 1 |  |  |  | 2 | 2 | 2 | 2 | 3 | 1 | 1 | 2 | 1 | 2 | 1 | 3 | 1 | 1 |  | 1
SCE Northern | Antelope | 66 | Wind, Onshore |  |  | 0 | 0 | 0 | 0 | 0 | 0 | 0 | 0 | 0 | 1 | 1 | 1 | 1 | 1 | 1 | N/A |  |  |  | N/A | N/A | N/A | N/A | N/A | N/A | N/A | 2 | 1 | 4 | 1 | 3 | 1 | 1 |  | 0
SCE Northern | Antelope | 230 | Wind, Onshore |  |  | 200 | 0 | 200 | 0 | 0 | 0 | 200 | 0 | 200 | 1 | 1 | 1 | 1 | 1 | 1 | 2 |  |  |  | 5 | 1 | 1 | 1 | 1 | 1 | 1 | 2 | 1 | 4 | 1 | 3 | 5- | 1 |  | 1
SCE Northern | Antelope | 500 | Wind, Onshore |  |  | 0 | 0 | 0 | 0 | 0 | 0 | 0 | 0 | 0 | 1 | 1 | 1 | 1 | 1 | 1 | N/A |  |  |  | N/A | N/A | N/A | N/A | N/A | N/A | N/A | 2 | 1 | 4 | 1 | 3 | 1 | 1 |  | 0
PG&E NGBA | Arcata | 60 | Wind, Onshore |  |  | 0 | 0 | 0 | 0 | 0 | 0 | 0 | 0 | 0 | 5 | 2 | 1 | 1 | 1 | 1 | [11 empty] | 2 | 2 | 4 | 2 | 3 | 1 | 1 |  | 0
PG&E KERN | Arco | 230 | Wind, Onshore |  |  | 0 | 0 | 0 | 0 | 0 | 0 | 0 | 0 | 0 | 5 | 2 | 4 | 4 | 1 | 1 | N/A |  |  |  | N/A | N/A | N/A | N/A | N/A | N/A | N/A | 1 | 1 | 4 | 1 | 1 | 1 | 1 |  | 0
PG&E KERN | Arco | 70 | Wind, Onshore |  |  | 0 | 0 | 0 | 0 | 0 | 0 | 0 | 0 | 0 | 5 | 2 | 4 | 4 | 1 | 1 | N/A |  |  |  | N/A | N/A | N/A | N/A | N/A | N/A | N/A | 1 | 1 | 4 | 1 | 1 | 1 | 1 |  | 0
SCE Metro | ArcoGen | 230 | Wind, Onshore |  |  | 0 | 0 | 0 | 0 | 0 | 0 | 0 | 0 | 0 | 1 | 1 | 1 | 1 | 1 | 1 | N/A |  |  |  | N/A | N/A | N/A | N/A | N/A | N/A | N/A | 1 | 1 | 1 | 1 | 1 | 1 | 1 |  | 0
SDGE | Artesian | 230 | Wind, Onshore |  |  | 0 | 0 | 0 | 0 | 0 | 0 | 0 | 0 | 0 | 1 | 1 | 1 | 1 | 1 | 1 | [11 empty] | 2 | 1 | 2 | 1 | 3 | 1 | 1 |  | 0
SDGE | Artesian | 69 | Wind, Onshore |  |  | 0 | 0 | 0 | 0 | 0 | 0 | 0 | 0 | 0 | 1 | 1 | 1 | 1 | 1 | 1 | [11 empty] | 2 | 1 | 2 | 1 | 3 | 1 | 1 |  | 0
PG&E FRESNO | Ashlan | 230 | Wind, Onshore |  |  | 0 | 0 | 0 | 0 | 0 | 0 | 0 | 0 | 0 | 5 | 4 | 5 | 2 | 1 | 1 | [11 empty] | 1 | 1 | 2 | 2 | 1 | 1 | 1 |  | 0
PG&E NGBA | Atlantic | 115 | Wind, Onshore |  |  | 0 | 0 | 0 | 0 | 0 | 0 | 0 | 0 | 0 | 5 | 4 | 1 | 1 | 1 | 1 | [11 empty] | 2 | 1 | 2 | 2 | 3 | 1 | 1 |  | 0
PG&E NGBA | Atlantic | 230 | Wind, Onshore |  |  | 0 | 0 | 0 | 0 | 0 | 0 | 0 | 0 | 0 | 5 | 4 | 1 | 1 | 1 | 1 | [11 empty] | 2 | 1 | 2 | 2 | 3 | 1 | 1 |  | 0
PG&E NGBA | Atlantic | 60 | Wind, Onshore |  |  | 0 | 0 | 0 | 0 | 0 | 0 | 0 | 0 | 0 | 5 | 4 | 1 | 1 | 1 | 1 | [11 empty] | 2 | 1 | 2 | 2 | 3 | 1 | 1 |  | 0
PG&E FRESNO | Atwater | 115 | Wind, Onshore |  |  | 0 | 0 | 0 | 0 | 0 | 0 | 0 | 0 | 0 | 5 | 4 | 5 | 2 | 1 | 1 | [11 empty] | 1 | 1 | 2 | 2 | 1 | 1 | 1 |  | 0
PG&E GBA | Avena | 115 | Wind, Onshore |  |  | 0 | 0 | 0 | 0 | 0 | 0 | 0 | 0 | 0 | 5 | 4 | 1 | 1 | 1 | 1 | [11 empty] | 1 | 1 | 3 | 2 | 1 | 1 | 1 |  | 0
SDGE | Avocado | 69 | Wind, Onshore |  |  | 0 | 0 | 0 | 0 | 0 | 0 | 0 | 0 | 0 | 1 | 1 | 1 | 1 | 1 | 1 | [11 empty] | 2 | 1 | 3 | 1 | 3 | 1 | 1 |  | 0
PG&E NGBA | Bahia | 230 | Wind, Onshore |  |  | 0 | 0 | 0 | 0 | 0 | 0 | 0 | 0 | 0 | 5 | 4 | 1 | 1 | 1 | 1 | [11 empty] | 2 | 1 | 1 | 1 | 2 | 1 | 1 |  | 0
SCE Northern | Bailey | 230 | Wind, Onshore |  |  | 0 | 0 | 0 | 0 | 0 | 0 | 0 | 0 | 0 | 5 | 2 | 1 | 1 | 1 | 1 | N/A |  |  |  | N/A | N/A | N/A | N/A | N/A | N/A | N/A | 1 | 1 | 4 | 1 | 3 | 1 | 1 |  | 0
SCE NOL | Baker | 115 | Wind, Onshore |  |  | 0 | 0 | 0 | 0 | 0 | 0 | 0 | 0 | 0 | 3 | 3 | 1 | 1 | 1 | 1 | [11 empty] | 2 | 2 | 4 | 1 | 1 | 1 | 1 |  | 0
PG&E KERN | Bakersfield | 230 | Wind, Onshore |  |  | 0 | 0 | 0 | 0 | 0 | 0 | 0 | 0 | 0 | 5 | 2 | 4 | 4 | 1 | 1 | N/A |  |  |  | N/A | N/A | N/A | N/A | N/A | N/A | N/A | 1 | 1 | 3 | 1 | 1 | 1 | 1 |  | 0
PG&E FRESNO | Balch | 230 | Wind, Onshore |  |  | 0 | 0 | 0 | 0 | 0 | 0 | 0 | 0 | 0 | 5 | 4 | 5 | 2 | 2 | 1 | 0 |  |  |  | 0 | 0 | 0 | 0 | 0 | 0 | 0 | 1 | 1 | 4 | 2 | 3 | 1 | 1 |  | 0
SCE Eastern | Bannister | 230 | Wind, Onshore |  |  | 0 | 0 | 0 | 0 | 0 | 0 | 0 | 0 | 0 | 5 | 4 | 3 | 3 | 1 | 1 | [11 empty] | 2 | 1 | 2 | 2 | 1 | 1 | 1 |  | 0
SCE Metro | Barre | 230 | Wind, Onshore |  |  | 0 | 0 | 0 | 0 | 0 | 0 | 0 | 0 | 0 | 1 | 1 | 1 | 1 | 1 | 1 | N/A |  |  |  | N/A | N/A | N/A | N/A | N/A | N/A | N/A | 1 | 1 | 1 | 1 | 1 | 1 | 1 |  | 0
SDGE | Bay Boulevard | 69 | Wind, Onshore |  |  | 0 | 0 | 0 | 0 | 0 | 0 | 0 | 0 | 0 | 1 | 1 | 1 | 1 | 1 | 1 | N/A |  |  |  | N/A | N/A | N/A | N/A | N/A | N/A | N/A | 2 | 1 | 2 | 1 | 1 | 1 | 1 |  | 0
SDGE | Bay Boulevard | 230 | Wind, Onshore |  |  | 0 | 0 | 0 | 0 | 0 | 0 | 0 | 0 | 0 | 1 | 1 | 1 | 1 | 1 | 1 | N/A |  |  |  | N/A | N/A | N/A | N/A | N/A | N/A | N/A | 2 | 1 | 2 | 1 | 1 | 1 | 1 |  | 0
EOP | Beatty | 138 | Wind, Onshore |  |  | 0 | 0 | 0 | 0 | 0 | 0 | 0 | 0 | 0 | 5 | 3 | 1 | 1 | 1 | 1 | N/A |  |  |  | N/A | N/A | N/A | N/A | N/A | N/A | N/A | 2 | 2 | 4 | 1 | 3 | 1 | 1 |  | 0
EOP | Beatty | 230 | Wind, Onshore |  |  | 0 | 0 | 0 | 0 | 0 | 0 | 0 | 0 | 0 | 5 | 3 | 1 | 1 | 1 | 1 | N/A |  |  |  | N/A | N/A | N/A | N/A | N/A | N/A | N/A | 2 | 2 | 4 | 1 | 3 | 1 | 1 |  | 0
PG&E NGBA | Belden | 230 | Wind, Onshore |  |  | 0 | 0 | 0 | 0 | 0 | 0 | 0 | 0 | 0 | 5 | 4 | 1 | 1 | 1 | 1 | [11 empty] | 2 | 2 | 4 | 1 | 3 | 1 | 1 |  | 0
PG&E NGBA | Bell | 115 | Wind, Onshore |  |  | 0 | 0 | 0 | 0 | 0 | 0 | 0 | 0 | 0 | 5 | 4 | 1 | 1 | 1 | 1 | [11 empty] | 2 | 1 | 4 | 2 | 3 | 1 | 1 |  | 0
PG&E NGBA | Bellevue | 115 | Wind, Onshore |  |  | 0 | 0 | 0 | 0 | 0 | 0 | 0 | 0 | 0 | 5 | 2 | 1 | 1 | 1 | 1 | N/A |  |  |  | N/A | N/A | N/A | N/A | N/A | N/A | N/A | 2 | 1 | 2 | 2 | 2 | 1 | 1 |  | 0
PG&E GBA | Bellota | 115 | Wind, Onshore |  |  | 0 | 0 | 0 | 0 | 0 | 0 | 0 | 0 | 0 | 5 | 4 | 1 | 1 | 2 | 1 | 1 |  |  |  | 1 | 2 | 1 | 1 | 2 | 1 | 1 | 1 | 1 | 4 | 2 | 3 | 1 | 1 |  | 0
PG&E GBA | Bellota | 230 | Wind, Onshore |  |  | 0 | 0 | 0 | 0 | 0 | 0 | 0 | 0 | 0 | 5 | 4 | 1 | 1 | 1 | 1 | N/A |  |  |  | N/A | N/A | N/A | N/A | N/A | N/A | N/A | 1 | 1 | 4 | 2 | 3 | 1 | 1 |  | 0
SCE Northern | Big Creek | 230 | Wind, Onshore |  |  | 0 | 0 | 0 | 0 | 0 | 0 | 0 | 0 | 0 | 1 | 1 | 1 | 1 | 1 | 1 | N/A |  |  |  | N/A | N/A | N/A | N/A | N/A | N/A | N/A | 1 | 1 | 4 | 2 | 3 | 1 | 1 |  | 0
PG&E FRESNO | Biola | 70 | Wind, Onshore |  |  | 0 | 0 | 0 | 0 | 0 | 0 | 0 | 0 | 0 | 5 | 2 | 5 | 2 | 1 | 1 | [11 empty] | 1 | 1 | 4 | 2 | 1 | 1 | 1 |  | 0
PG&E GBA | Birds Landing | 230 | Wind, Onshore |  |  | 234.8 | 107 | 341.8 | 90.8 | 0 | 90.8 | 144 | 107 | 251 | 5 | 4 | 1 | 1 | 2 | 1 | 4 |  |  |  | 2 | 1 | 1 | 1 | 2 | 1 | 1 | 2 | 1 | 4 | 1 | 1 | 3- | 1 |  | 1
SCE Northern | Bliss | 66 | Wind, Onshore |  |  | 0 | 0 | 0 | 0 | 0 | 0 | 0 | 0 | 0 | 1 | 1 | 1 | 1 | 1 | 1 | [11 empty] | 1 | 1 | 4 | 1 | 1 | 1 | 1 |  | 0
SCE Eastern | Blythe | 161 | Wind, Onshore |  |  | 0 | 0 | 0 | 0 | 0 | 0 | 0 | 0 | 0 | 5 | 4 | 3 | 3 | 1 | 1 | N/A |  |  |  | N/A | N/A | N/A | N/A | N/A | N/A | N/A | 2 | 2 | 2 | 1 | 1 | 1 | 1 |  | 0
PG&E NGBA | Bogue | 115 | Wind, Onshore |  |  | 0 | 0 | 0 | 0 | 0 | 0 | 0 | 0 | 0 | 5 | 4 | 1 | 1 | 1 | 1 | [11 empty] | 2 | 2 | 2 | 1 | 2 | 1 | 1 |  | 0
PG&E FRESNO | Borden | 230 | Wind, Onshore |  |  | 0 | 0 | 0 | 0 | 0 | 0 | 0 | 0 | 0 | 5 | 4 | 5 | 4 | 1 | 1 | N/A |  |  |  | N/A | N/A | N/A | N/A | N/A | N/A | N/A | 1 | 1 | 4 | 2 | 1 | 1 | 1 |  | 0
PG&E FRESNO | Borden | 70 | Wind, Onshore |  |  | 0 | 0 | 0 | 0 | 0 | 0 | 0 | 0 | 0 | 5 | 4 | 5 | 4 | 1 | 1 | N/A |  |  |  | N/A | N/A | N/A | N/A | N/A | N/A | N/A | 1 | 1 | 4 | 2 | 1 | 1 | 1 |  | 0
SDGE | Boulevard East | 138 | Wind, Onshore |  |  | 60 | 3.3 | 63.3 | 0 | 0 | 0 | 60 | 3.3 | 63.3 | 1 | 1 | 1 | 1 | 1 | 2 | 1 |  |  |  | 5 | 1 | 1 | 1 | 1 | 2 | 1 | 2 | 1 | 4 | 1 | 3 | 1 | 1 |  | 1
SDGE | Boulevard East | 69 | Wind, Onshore |  |  | 0 | 0 | 0 | 0 | 0 | 0 | 0 | 0 | 0 | 1 | 1 | 1 | 1 | 1 | 1 | N/A |  |  |  | N/A | N/A | N/A | N/A | N/A | N/A | N/A | 2 | 1 | 4 | 1 | 3 | 1 | 1 |  | 0
PG&E GBA | Brentwood | 230 | Wind, Onshore |  |  | 0 | 0 | 0 | 0 | 0 | 0 | 0 | 0 | 0 | 5 | 4 | 1 | 1 | 1 | 1 | N/A |  |  |  | N/A | N/A | N/A | N/A | N/A | N/A | N/A | 2 | 1 | 4 | 1 | 3 | 1 | 1 |  | 0
PG&E NGBA | Bridgeville | 115 | Wind, Onshore |  |  | 0 | 0 | 0 | 0 | 0 | 0 | 0 | 0 | 0 | 5 | 2 | 1 | 1 | 1 | 1 | N/A |  |  |  | N/A | N/A | N/A | N/A | N/A | N/A | N/A | 2 | 2 | 4 | 2 | 3 | 1 | 1 |  | 0
PG&E NGBA | Brighton | 115 | Wind, Onshore |  |  | 0 | 0 | 0 | 0 | 0 | 0 | 0 | 0 | 0 | 5 | 4 | 1 | 1 | 1 | 1 | [11 empty] | 2 | 1 | 2 | 2 | 1 | 1 | 1 |  | 0
PG&E NGBA | Brighton | 230 | Wind, Onshore |  |  | 0 | 0 | 0 | 0 | 0 | 0 | 0 | 0 | 0 | 5 | 4 | 1 | 1 | 1 | 1 | [11 empty] | 2 | 1 | 2 | 2 | 1 | 1 | 1 |  | 0
PG&E NGBA | Brunswick | 115 | Wind, Onshore |  |  | 0 | 0 | 0 | 0 | 0 | 0 | 0 | 0 | 0 | 5 | 4 | 1 | 1 | 1 | 1 | N/A |  |  |  | N/A | N/A | N/A | N/A | N/A | N/A | N/A | 2 | 1 | 4 | 1 | 3 | 1 | 1 |  | 0
PG&E NGBA | Bucks Creek | 230 | Wind, Onshore |  |  | 0 | 0 | 0 | 0 | 0 | 0 | 0 | 0 | 0 | 5 | 4 | 1 | 1 | 1 | 1 | [11 empty] | 2 | 2 | 4 | 1 | 3 | 1 | 1 |  | 0
PG&E KERN | Buena Vista | 230 | Wind, Onshore |  |  | 0 | 0 | 0 | 0 | 0 | 0 | 0 | 0 | 0 | 5 | 2 | 4 | 4 | 1 | 1 | [11 empty] | 2 | 2 | 4 | 2 | 1 | 1 | 1 |  | 0
PG&E FRESNO | Bullard | 115 | Wind, Onshore |  |  | 0 | 0 | 0 | 0 | 0 | 0 | 0 | 0 | 0 | 5 | 4 | 5 | 4 | 1 | 1 | [11 empty] | 1 | 1 | 1 | 2 | 2 | 1 | 1 |  | 0
PG&E GBA | Burlingame | 115 | Wind, Onshore |  |  | 0 | 0 | 0 | 0 | 0 | 0 | 0 | 0 | 0 | 5 | 2 | 1 | 1 | 1 | 1 | [11 empty] | 2 | 1 | 3 | 1 | 2 | 1 | 1 |  | 0
PG&E NGBA | Burney Forest | 230 | Wind, Onshore |  |  | 0 | 0 | 0 | 0 | 0 | 0 | 0 | 0 | 0 | 5 | 3 | 3 | 3 | 1 | 1 | [11 empty] | 2 | 2 | 4 | 2 | 3 | 1 | 1 |  | 0
PG&E NGBA | Butte | 115 | Wind, Onshore |  |  | 0 | 0 | 0 | 0 | 0 | 0 | 0 | 0 | 0 | 5 | 2 | 1 | 1 | 1 | 1 | [11 empty] | 2 | 1 | 4 | 2 | 2 | 1 | 1 |  | 0
PG&E KERN | Cabrillo | 115 | Wind, Onshore |  |  | 0 | 0 | 0 | 0 | 0 | 0 | 0 | 0 | 0 | 1 | 1 | 1 | 1 | 1 | 1 | 4 |  |  |  | 5 | 2 | 1 | 1 | 3 | 2 | 1 | 2 | 2 | 4 | 1 | 3 | 1 | 1 |  | 0
PG&E FRESNO | Cal Flats | 230 | Wind, Onshore |  |  | 0 | 0 | 0 | 0 | 0 | 0 | 0 | 0 | 0 | 5 | 2 | 4 | 4 | 1 | 1 | N/A |  |  |  | N/A | N/A | N/A | N/A | N/A | N/A | N/A | 2 | 2 | 4 | 2 | 2 | 1 | 1 |  | 0
SCE NOL | Calcite | 230 | Wind, Onshore |  |  | 0 | 0 | 0 | 0 | 0 | 0 | 0 | 0 | 0 | 1 | 1 | 1 | 1 | 1 | 1 | N/A |  |  |  | N/A | N/A | N/A | N/A | N/A | N/A | N/A | 2 | 1 | 4 | 1 | 3 | 1 | 1 |  | 0
PG&E KERN | Caliente | 230 | Wind, Onshore |  |  | 0 | 0 | 0 | 0 | 0 | 0 | 0 | 0 | 0 | 5 | 2 | 4 | 4 | 1 | 1 | N/A |  |  |  | N/A | N/A | N/A | N/A | N/A | N/A | N/A | 2 | 1 | 4 | 2 | 2 | 1 | 4 | Reduction b/c no CI | 1
PG&E FRESNO | California Ave | 115 | Wind, Onshore |  |  | 0 | 0 | 0 | 0 | 0 | 0 | 0 | 0 | 0 | 5 | 2 | 5 | 2 | 1 | 1 | 1 |  |  |  | 1 | 1 | 1 | 1 | 1 | 1 | 1 | 1 | 1 | 2 | 2 | 1 | 1 | 1 |  | 0
PG&E KERN | Callender | 115 | Wind, Onshore |  |  | 0 | 0 | 0 | 0 | 0 | 0 | 0 | 0 | 0 | 5 | 2 | 4 | 4 | 1 | 1 | [11 empty] | 2 | 2 | 4 | 2 | 2 | 1 | 1 |  | 0
PG&E NGBA | Calpella | 115 | Wind, Onshore |  |  | 0 | 0 | 0 | 0 | 0 | 0 | 0 | 0 | 0 | 5 | 2 | 1 | 1 | 1 | 1 | N/A |  |  |  | N/A | N/A | N/A | N/A | N/A | N/A | N/A | 2 | 2 | 4 | 2 | 3 | 1 | 1 |  | 0
PG&E GBA | Camanche | 230 | Wind, Onshore |  |  | 0 | 0 | 0 | 0 | 0 | 0 | 0 | 0 | 0 | 5 | 4 | 1 | 1 | 1 | 1 | N/A |  |  |  | N/A | N/A | N/A | N/A | N/A | N/A | N/A | 1 | 1 | 4 | 2 | 3 | 1 | 1 |  | 0
SDGE | Cameron | 69 | Wind, Onshore |  |  | 0 | 0 | 0 | 0 | 0 | 0 | 0 | 0 | 0 | 1 | 1 | 1 | 1 | 1 | 1 | [11 empty] | 1 | 1 | 2 | 1 | 1 | 1 | 1 |  | 0
SDGE | Cannon | 69 | Wind, Onshore |  |  | 0 | 0 | 0 | 0 | 0 | 0 | 0 | 0 | 0 | 1 | 1 | 1 | 1 | 1 | 1 | [11 empty] | 2 | 1 | 1 | 1 | 3 | 1 | 1 |  | 0
PG&E FRESNO | Cantua | 115 | Wind, Onshore |  |  | 0 | 0 | 0 | 0 | 0 | 0 | 0 | 0 | 0 | 1 | 1 | 1 | 1 | 1 | 1 | N/A |  |  |  | N/A | N/A | N/A | N/A | N/A | N/A | N/A | 1 | 1 | 4 | 2 | 1 | 1 | 1 |  | 0
SDGE | Capistrano | 138 | Wind, Onshore |  |  | 0 | 0 | 0 | 0 | 0 | 0 | 0 | 0 | 0 | 1 | 1 | 1 | 1 | 1 | 1 | N/A |  |  |  | N/A | N/A | N/A | N/A | N/A | N/A | N/A | 1 | 1 | 2 | 1 | 3 | 1 | 1 |  | 0
SDGE | Capistrano | 230 | Wind, Onshore |  |  | 0 | 0 | 0 | 0 | 0 | 0 | 0 | 0 | 0 | 1 | 1 | 1 | 1 | 1 | 1 | N/A |  |  |  | N/A | N/A | N/A | N/A | N/A | N/A | N/A | 1 | 1 | 2 | 1 | 3 | 1 | 1 |  | 0
PG&E NGBA | Carberry | 230 | Wind, Onshore |  |  | 0 | 0 | 0 | 0 | 0 | 0 | 0 | 0 | 0 | 5 | 3 | 3 | 3 | 1 | 1 | [11 empty] | 2 | 2 | 4 | 2 | 3 | 1 | 1 |  | 0
SCE Eastern | Cardiff | 66 | Wind, Onshore |  |  | 0 | 0 | 0 | 0 | 0 | 0 | 0 | 0 | 0 | 1 | 1 | 1 | 1 | 1 | 1 | [11 empty] | 1 | 1 | 2 | 1 | 1 | 1 | 1 |  | 0
PG&E NGBA | Caribou | 60 | Wind, Onshore |  |  | 0 | 0 | 0 | 0 | 0 | 0 | 0 | 0 | 0 | 5 | 4 | 1 | 1 | 2 | 1 | 0 |  |  |  | 0 | 0 | 0 | 0 | 0 | 0 | 0 | 2 | 2 | 4 | 1 | 3 | 1 | 1 |  | 0
PG&E NGBA | Caribou | 115 | Wind, Onshore |  |  | 0 | 0 | 0 | 0 | 0 | 0 | 0 | 0 | 0 | 5 | 4 | 1 | 1 | 1 | 1 | [11 empty] | 2 | 2 | 4 | 1 | 3 | 1 | 1 |  | 0
PG&E NGBA | Caribou | 230 | Wind, Onshore |  |  | 0 | 0 | 0 | 0 | 0 | 0 | 0 | 0 | 0 | 5 | 4 | 1 | 1 | 1 | 1 | [11 empty] | 2 | 2 | 4 | 1 | 3 | 1 | 1 |  | 0
EOP | Carpenter Canyon (fka Gamebird) | 138 | Wind, Onshore |  |  | 0 | 0 | 0 | 0 | 0 | 0 | 0 | 0 | 0 | 5 | 3 | 1 | 1 | 1 | 1 | N/A |  |  |  | N/A | N/A | N/A | N/A | N/A | N/A | N/A | 2 | 2 | 4 | 1 | 3 | 1 | 1 |  | 0
EOP | Carpenter Canyon (fka Gamebird) | 230 | Wind, Onshore |  |  | 0 | 0 | 0 | 0 | 0 | 0 | 0 | 0 | 0 | 5 | 3 | 1 | 1 | 1 | 1 | N/A |  |  |  | N/A | N/A | N/A | N/A | N/A | N/A | N/A | 2 | 2 | 4 | 1 | 3 | 1 | 1 |  | 0
PG&E NGBA | Carquinez | 115 | Wind, Onshore |  |  | 0 | 0 | 0 | 0 | 0 | 0 | 0 | 0 | 0 | 5 | 2 | 1 | 1 | 1 | 1 | N/A |  |  |  | N/A | N/A | N/A | N/A | N/A | N/A | N/A | 2 | 1 | 2 | 1 | 1 | 1 | 1 |  | 0
SDGE | Carrizo Gorge | 138 | Wind, Onshore |  |  | 0 | 0 | 0 | 0 | 0 | 0 | 0 | 0 | 0 | 1 | 1 | 1 | 1 | 1 | 1 | [11 empty] | 2 | 1 | 4 | 1 | 3 | 1 | 1 |  | 0
PG&E KERN | Carrizo Plains | 115 | Wind, Onshore |  |  | 0 | 0 | 0 | 0 | 0 | 0 | 0 | 0 | 0 | 5 | 2 | 4 | 4 | 1 | 1 | N/A |  |  |  | N/A | N/A | N/A | N/A | N/A | N/A | N/A | 2 | 1 | 4 | 2 | 2 | 1 | 1 |  | 0
PG&E KERN | Casaloma | 230 | Wind, Onshore |  |  | 0 | 0 | 0 | 0 | 0 | 0 | 0 | 0 | 0 | 1 | 1 | 1 | 1 | 1 | 1 | [11 empty] | 1 | 1 | 3 | 1 | 1 | 1 | 1 |  | 0
PG&E GBA | Castro Valley | 230 | Wind, Onshore |  |  | 0 | 0 | 0 | 0 | 0 | 0 | 0 | 0 | 0 | 5 | 4 | 1 | 1 | 1 | 1 | [11 empty] | 2 | 1 | 2 | 1 | 2 | 1 | 1 |  | 0
PG&E GBA | Cayetano | 230 | Wind, Onshore |  |  | 0 | 0 | 0 | 0 | 0 | 0 | 0 | 0 | 0 | 5 | 4 | 1 | 1 | 1 | 1 | N/A |  |  |  | N/A | N/A | N/A | N/A | N/A | N/A | N/A | 2 | 1 | 3 | 1 | 3 | 1 | 1 |  | 0
SCE Metro | Center | 230 | Wind, Onshore |  |  | 0 | 0 | 0 | 0 | 0 | 0 | 0 | 0 | 0 | 1 | 1 | 1 | 1 | 1 | 1 | N/A |  |  |  | N/A | N/A | N/A | N/A | N/A | N/A | N/A | 1 | 1 | 1 | 1 | 1 | 1 | 1 |  | 0
PG&E KERN | Charca | 115 | Wind, Onshore |  |  | 0 | 0 | 0 | 0 | 0 | 0 | 0 | 0 | 0 | 1 | 1 | 1 | 1 | 1 | 1 | N/A |  |  |  | N/A | N/A | N/A | N/A | N/A | N/A | N/A | 1 | 1 | 4 | 1 | 1 | 1 | 1 |  | 0
EOP | Charleston | 138 | Wind, Onshore |  |  | 0 | 0 | 0 | 0 | 0 | 0 | 0 | 0 | 0 | 5 | 3 | 1 | 1 | 1 | 1 | [11 empty] | 2 | 2 | 4 | 1 | 3 | 1 | 1 |  | 0
SCE Metro | Chevmain | 230 | Wind, Onshore |  |  | 0 | 0 | 0 | 0 | 0 | 0 | 0 | 0 | 0 | 1 | 1 | 1 | 1 | 1 | 1 | N/A |  |  |  | N/A | N/A | N/A | N/A | N/A | N/A | N/A | 1 | 1 | 1 | 1 | 1 | 1 | 1 |  | 0
SDGE | Chicarita | 138 | Wind, Onshore |  |  | 0 | 0 | 0 | 0 | 0 | 0 | 0 | 0 | 0 | 1 | 1 | 1 | 1 | 1 | 1 | [11 empty] | 2 | 1 | 3 | 1 | 3 | 1 | 1 |  | 0
SCE Metro | Chino | 230 | Wind, Onshore |  |  | 0 | 0 | 0 | 0 | 0 | 0 | 0 | 0 | 0 | 1 | 1 | 1 | 1 | 1 | 1 | 1 |  |  |  | 5 | 2 | 1 | 1 | 5 | 2 | 1 | 1 | 1 | 1 | 1 | 2 | 1 | 1 |  | 0 | Mapping location requires a new Tx line to California for Wyoming wind, location based on identified interconnection point from CAISO’s first 20-year outlook conducted in 2021.
PG&E FRESNO | Chowchilla | 115 | Wind, Onshore |  |  | 0 | 0 | 0 | 0 | 0 | 0 | 0 | 0 | 0 | 5 | 4 | 5 | 2 | 1 | 1 | [11 empty] | 1 | 1 | 1 | 2 | 2 | 1 | 1 |  | 0
PG&E GBA | Christie | 60 | Wind, Onshore |  |  | 0 | 0 | 0 | 0 | 0 | 0 | 0 | 0 | 0 | 5 | 4 | 1 | 1 | 1 | 1 | [11 empty] | 2 | 1 | 2 | 1 | 2 | 1 | 1 |  | 0
PG&E GBA | Christie | 115 | Wind, Onshore |  |  | 0 | 0 | 0 | 0 | 0 | 0 | 0 | 0 | 0 | 5 | 2 | 1 | 1 | 3 | 1 | 0 |  |  |  | 0 | 0 | 0 | 0 | 0 | 0 | 0 | 2 | 1 | 2 | 1 | 2 | 1 | 1 |  | 0
SCE Eastern | Cielo Azul | 500 | Wind, Onshore |  |  | 0 | 0 | 0 | 0 | 0 | 0 | 0 | 0 | 0 | 5 | 2 | 1 | 1 | 1 | 1 | N/A |  |  |  | N/A | N/A | N/A | N/A | N/A | N/A | N/A | 2 | 2 | 4 | 1 | 3 | 1 | 1 |  | 0
PG&E GBA | Clay | 60 | Wind, Onshore |  |  | 0 | 0 | 0 | 0 | 0 | 0 | 0 | 0 | 0 | 5 | 4 | 1 | 1 | 1 | 1 | [11 empty] | 2 | 1 | 3 | 1 | 3 | 1 | 1 |  | 0
PG&E GBA | Clayton | 115 | Wind, Onshore |  |  | 0 | 0 | 0 | 0 | 0 | 0 | 0 | 0 | 0 | 5 | 2 | 1 | 1 | 1 | 1 | N/A |  |  |  | N/A | N/A | N/A | N/A | N/A | N/A | N/A | 2 | 1 | 4 | 1 | 2 | 1 | 1 |  | 0
PG&E NGBA | Cloverdale | 115 | Wind, Onshore |  |  | 0 | 0 | 0 | 0 | 0 | 0 | 0 | 0 | 0 | 5 | 2 | 1 | 1 | 1 | 1 | N/A |  |  |  | N/A | N/A | N/A | N/A | N/A | N/A | N/A | 2 | 2 | 4 | 2 | 3 | 1 | 1 |  | 0
PG&E FRESNO | Clovis | 115 | Wind, Onshore |  |  | 0 | 0 | 0 | 0 | 0 | 0 | 0 | 0 | 0 | 5 | 2 | 5 | 2 | 1 | 1 | [11 empty] | 1 | 1 | 2 | 2 | 2 | 1 | 1 |  | 0
PG&E GBA | Coburn | 230 | Wind, Onshore |  |  | 100 | 0 | 100 | 0 | 0 | 0 | 100 | 0 | 100 | 5 | 4 | 1 | 1 | 1 | 2 | 1 |  |  |  | 1 | 1 | 1 | 1 | 2 | 1 | 1 | 2 | 2 | 2 | 2 | 3 | 5- | 1 |  | 1
PG&E GBA | Coburn | 60 | Wind, Onshore |  |  | 0 | 0 | 0 | 0 | 0 | 0 | 0 | 0 | 0 | 5 | 4 | 1 | 1 | 1 | 1 | N/A |  |  |  | N/A | N/A | N/A | N/A | N/A | N/A | N/A | 2 | 2 | 2 | 2 | 3 | 1 | 1 |  | 0
PG&E NGBA | Colgate | 230 | Wind, Onshore |  |  | 0 | 0 | 0 | 0 | 0 | 0 | 0 | 0 | 0 | 5 | 4 | 1 | 1 | 1 | 1 | N/A |  |  |  | N/A | N/A | N/A | N/A | N/A | N/A | N/A | 2 | 1 | 4 | 1 | 3 | 1 | 1 |  | 0
PG&E GBA | Collierville | 230 | Wind, Onshore |  |  | 0 | 0 | 0 | 0 | 0 | 0 | 0 | 0 | 0 | 5 | 4 | 1 | 1 | 2 | 1 | 0 |  |  |  | 0 | 0 | 0 | 0 | 0 | 0 | 0 | 2 | 1 | 4 | 1 | 3 | 1 | 1 |  | 0
PG&E GBA | Collinsville | 230 | Wind, Onshore |  |  | 0 | 0 | 0 | 0 | 0 | 0 | 0 | 0 | 0 | 5 | 2 | 1 | 1 | 1 | 1 | [11 empty] | 2 | 1 | 3 | 1 | 1 | 1 | 1 |  | 0
PG&E GBA | Collinsville | 500 | Wind, Onshore |  |  | 0 | 0 | 0 | 0 | 0 | 0 | 0 | 0 | 0 | 5 | 2 | 1 | 1 | 1 | 1 | [11 empty] | 2 | 1 | 3 | 1 | 1 | 1 | 1 |  | 0
SCE Eastern | Colorado River | 230 | Wind, Onshore |  |  | 0 | 0 | 0 | 0 | 0 | 0 | 0 | 0 | 0 | 1 | 1 | 1 | 1 | 1 | 1 | N/A |  |  |  | N/A | N/A | N/A | N/A | N/A | N/A | N/A | 2 | 2 | 3 | 1 | 3 | 1 | 1 |  | 0
SCE Eastern | Colorado River | 500 | Wind, Onshore |  |  | 0 | 0 | 0 | 0 | 0 | 0 | 0 | 0 | 0 | 1 | 1 | 1 | 1 | 1 | 1 | N/A |  |  |  | N/A | N/A | N/A | N/A | N/A | N/A | N/A | 2 | 2 | 3 | 1 | 3 | 1 | 1 |  | 0
PG&E KERN | Columbus | 115 | Wind, Onshore |  |  | 0 | 0 | 0 | 0 | 0 | 0 | 0 | 0 | 0 | 5 | 2 | 4 | 4 | 2 | 1 | 1 |  |  |  | 1 | 1 | 1 | 1 | 1 | 1 | 1 | 1 | 1 | 2 | 1 | 2 | 1 | 1 |  | 0
PG&E GBA | Contra Costa | 115 | Wind, Onshore |  |  | 0 | 0 | 0 | 0 | 0 | 0 | 0 | 0 | 0 | 5 | 4 | 1 | 1 | 2 | 1 | 1 |  |  |  | 2 | 1 | 2 | 1 | 2 | 1 | 1 | 2 | 1 | 2 | 1 | 2 | 1 | 1 |  | 0
PG&E GBA | Contra Costa | 230 | Wind, Onshore |  |  | 0 | 0 | 0 | 0 | 0 | 0 | 0 | 0 | 0 | 5 | 4 | 1 | 1 | 2 | 1 | 1 |  |  |  | 2 | 1 | 2 | 1 | 2 | 1 | 1 | 2 | 1 | 2 | 1 | 2 | 1 | 1 |  | 0
PG&E GBA | Contra Costa PP | 230 | Wind, Onshore |  |  | 0 | 0 | 0 | 0 | 0 | 0 | 0 | 0 | 0 | 5 | 4 | 1 | 1 | 1 | 1 | [11 empty] | 2 | 1 | 1 | 1 | 2 | 1 | 1 |  | 0
SCE NOL | Control | 115 | Wind, Onshore |  |  | 0 | 0 | 0 | 0 | 0 | 0 | 0 | 0 | 0 | 5 | 5 | 1 | 1 | 1 | 1 | N/A |  |  |  | N/A | N/A | N/A | N/A | N/A | N/A | N/A | 2 | 2 | 4 | 1 | 3 | 1 | 1 |  | 0
SCE NOL | Control | 55 | Wind, Onshore |  |  | 0 | 0 | 0 | 0 | 0 | 0 | 0 | 0 | 0 | 5 | 5 | 1 | 1 | 1 | 1 | N/A |  |  |  | N/A | N/A | N/A | N/A | N/A | N/A | N/A | 2 | 2 | 4 | 1 | 3 | 1 | 1 |  | 0
PG&E GBA | Cooley Landing | 115 | Wind, Onshore |  |  | 0 | 0 | 0 | 0 | 0 | 0 | 0 | 0 | 0 | 5 | 2 | 1 | 1 | 3 | 1 | 0 |  |  |  | 0 | 0 | 0 | 0 | 0 | 0 | 0 | 2 | 1 | 2 | 1 | 1 | 1 | 1 |  | 0
PG&E GBA | Cooley Landing | 60 | Wind, Onshore |  |  | 0 | 0 | 0 | 0 | 0 | 0 | 0 | 0 | 0 | 5 | 2 | 1 | 1 | 1 | 1 | [11 empty] | 2 | 1 | 2 | 1 | 1 | 1 | 1 |  | 0
SCE NOL | Coolwater | 230 | Wind, Onshore |  |  | 0 | 0 | 0 | 0 | 0 | 0 | 0 | 0 | 0 | 3 | 3 | 1 | 1 | 1 | 1 | N/A |  |  |  | N/A | N/A | N/A | N/A | N/A | N/A | N/A | 2 | 1 | 2 | 1 | 1 | 1 | 1 |  | 0
SCE NOL | Coolwater | 115 | Wind, Onshore |  |  | 180 | 32.18 | 212.18 | 0 | 0 | 0 | 180 | 32.18 | 212.18 | 3 | 3 | 1 | 1 | 2 | 5 | 2 |  |  |  | 1 | 1 | 1 | 1 | 2 | 1 | 1 | 2 | 1 | 2 | 1 | 1 | 1 | 3 |  | 1
PG&E KERN | Copus | 70 | Wind, Onshore |  |  | 0 | 0 | 0 | 0 | 0 | 0 | 0 | 0 | 0 | 5 | 2 | 4 | 4 | 1 | 1 | [11 empty] | 1 | 1 | 3 | 1 | 1 | 1 | 1 |  | 0
PG&E FRESNO | Corcoran | 70 | Wind, Onshore |  |  | 0 | 0 | 0 | 0 | 0 | 0 | 0 | 0 | 0 | 5 | 4 | 5 | 4 | 1 | 1 | N/A |  |  |  | N/A | N/A | N/A | N/A | N/A | N/A | N/A | 1 | 1 | 4 | 2 | 1 | 1 | 1 |  | 0
PG&E FRESNO | Corcoran | 115 | Wind, Onshore |  |  | 0 | 0 | 0 | 0 | 0 | 0 | 0 | 0 | 0 | 5 | 4 | 5 | 4 | 1 | 1 | N/A |  |  |  | N/A | N/A | N/A | N/A | N/A | N/A | N/A | 1 | 1 | 4 | 2 | 1 | 1 | 1 |  | 0
PG&E NGBA | Corona | 115 | Wind, Onshore |  |  | 0 | 0 | 0 | 0 | 0 | 0 | 0 | 0 | 0 | 5 | 2 | 1 | 1 | 1 | 1 | [11 empty] | 2 | 1 | 3 | 2 | 3 | 1 | 1 |  | 0
PG&E NGBA | Cortina | 230 | Wind, Onshore |  |  | 0 | 0 | 0 | 0 | 0 | 0 | 0 | 0 | 0 | 5 | 2 | 1 | 1 | 1 | 1 | N/A |  |  |  | N/A | N/A | N/A | N/A | N/A | N/A | N/A | 2 | 2 | 4 | 1 | 3 | 1 | 1 |  | 0
PG&E NGBA | Cortina | 115 | Wind, Onshore |  |  | 0 | 0 | 0 | 0 | 0 | 0 | 0 | 0 | 0 | 5 | 2 | 1 | 1 | 1 | 1 | N/A |  |  |  | N/A | N/A | N/A | N/A | N/A | N/A | N/A | 2 | 2 | 4 | 1 | 3 | 1 | 1 |  | 0
PG&E GBA | Cottle | 230 | Wind, Onshore |  |  | 0 | 0 | 0 | 0 | 0 | 0 | 0 | 0 | 0 | 5 | 4 | 5 | 2 | 1 | 1 | [11 empty] | 1 | 1 | 3 | 2 | 1 | 1 | 1 |  | 0
PG&E NGBA | Cottonwood | 115 | Wind, Onshore |  |  | 0 | 0 | 0 | 0 | 0 | 0 | 0 | 0 | 0 | 5 | 2 | 1 | 1 | 1 | 1 | N/A |  |  |  | N/A | N/A | N/A | N/A | N/A | N/A | N/A | 2 | 2 | 3 | 2 | 3 | 1 | 1 |  | 0
PG&E NGBA | Cottonwood | 230 | Wind, Onshore |  |  | 0 | 0 | 0 | 0 | 0 | 0 | 0 | 0 | 0 | 5 | 2 | 1 | 1 | 1 | 1 | N/A |  |  |  | N/A | N/A | N/A | N/A | N/A | N/A | N/A | 2 | 2 | 3 | 2 | 3 | 1 | 1 |  | 0
PG&E NGBA | Cottonwood | 60 | Wind, Onshore |  |  | 0 | 0 | 0 | 0 | 0 | 0 | 0 | 0 | 0 | 5 | 2 | 1 | 1 | 1 | 1 | N/A |  |  |  | N/A | N/A | N/A | N/A | N/A | N/A | N/A | 2 | 2 | 3 | 2 | 3 | 1 | 1 |  | 0
PG&E NGBA | Cove Road | 230 | Wind, Onshore |  |  | 0 | 0 | 0 | 0 | 0 | 0 | 0 | 0 | 0 | 5 | 2 | 1 | 1 | 1 | 1 | N/A |  |  |  | N/A | N/A | N/A | N/A | N/A | N/A | N/A | 2 | 2 | 4 | 2 | 3 | 1 | 1 |  | 0
PG&E GBA | Coyote | 230 | Wind, Onshore |  |  | 0 | 0 | 0 | 0 | 0 | 0 | 0 | 0 | 0 | 5 | 4 | 1 | 1 | 1 | 1 | N/A |  |  |  | N/A | N/A | N/A | N/A | N/A | N/A | N/A | 2 | 1 | 3 | 2 | 2 | 1 | 1 |  | 0
PG&E GBA | Crazy Horse Canyon | 115 | Wind, Onshore |  |  | 0 | 0 | 0 | 0 | 0 | 0 | 0 | 0 | 0 | 1 | 1 | 1 | 1 | 1 | 1 | [11 empty] | 2 | 2 | 4 | 2 | 3 | 1 | 1 |  | 0
SDGE | Creelman | 69 | Wind, Onshore |  |  | 0 | 0 | 0 | 0 | 0 | 0 | 0 | 0 | 0 | 1 | 1 | 1 | 1 | 1 | 1 | [11 empty] | 2 | 1 | 4 | 1 | 3 | 1 | 1 |  | 0
PG&E FRESNO | Crescent | 70 | Wind, Onshore |  |  | 0 | 0 | 0 | 0 | 0 | 0 | 0 | 0 | 0 | 5 | 4 | 5 | 2 | 1 | 1 | [11 empty] | 1 | 1 | 3 | 2 | 1 | 1 | 1 |  | 0
PG&E FRESNO | Cressey | 115 | Wind, Onshore |  |  | 0 | 0 | 0 | 0 | 0 | 0 | 0 | 0 | 0 | 5 | 4 | 5 | 2 | 1 | 1 | [11 empty] | 1 | 1 | 3 | 2 | 1 | 1 | 1 |  | 0
PG&E NGBA | Cresta | 230 | Wind, Onshore |  |  | 0 | 0 | 0 | 0 | 0 | 0 | 0 | 0 | 0 | 5 | 4 | 1 | 1 | 1 | 1 | [11 empty] | 2 | 1 | 4 | 2 | 3 | 1 | 1 |  | 0
SDGE | Crestwood | 69 | Wind, Onshore |  |  | 0 | 0 | 0 | 0 | 0 | 0 | 0 | 0 | 0 | 1 | 1 | 1 | 1 | 1 | 1 | [11 empty] | 2 | 1 | 4 | 1 | 3 | 1 | 1 |  | 0
PG&E GBA | Crow Creek | 60 | Wind, Onshore |  |  | 0 | 0 | 0 | 0 | 0 | 0 | 0 | 0 | 0 | 5 | 4 | 1 | 1 | 1 | 1 | N/A |  |  |  | N/A | N/A | N/A | N/A | N/A | N/A | N/A | 1 | 1 | 4 | 2 | 1 | 1 | 1 |  | 0
PG&E GBA | Crows Landing | 60 | Wind, Onshore |  |  | 0 | 0 | 0 | 0 | 0 | 0 | 0 | 0 | 0 | 5 | 4 | 1 | 1 | 1 | 1 | [11 empty] | 1 | 1 | 4 | 2 | 1 | 1 | 1 |  | 0
PG&E GBA | Curtis | 115 | Wind, Onshore |  |  | 0 | 0 | 0 | 0 | 0 | 0 | 0 | 0 | 0 | 5 | 4 | 1 | 1 | 1 | 1 | N/A |  |  |  | N/A | N/A | N/A | N/A | N/A | N/A | N/A | 2 | 1 | 4 | 1 | 3 | 1 | 1 |  | 0
PG&E FRESNO | Dairyland | 115 | Wind, Onshore |  |  | 0 | 0 | 0 | 0 | 0 | 0 | 0 | 0 | 0 | 5 | 4 | 5 | 2 | 1 | 1 | N/A |  |  |  | N/A | N/A | N/A | N/A | N/A | N/A | N/A | 1 | 1 | 3 | 2 | 1 | 1 | 1 |  | 0
PG&E NGBA | Davis | 115 | Wind, Onshore |  |  | 0 | 0 | 0 | 0 | 0 | 0 | 0 | 0 | 0 | 5 | 2 | 1 | 1 | 1 | 1 | N/A |  |  |  | N/A | N/A | N/A | N/A | N/A | N/A | N/A | 2 | 1 | 4 | 2 | 3 | 1 | 1 |  | 0
SCE Metro | Del Amo | 500 | Wind, Onshore |  |  | 0 | 0 | 0 | 0 | 0 | 0 | 0 | 0 | 0 | 1 | 1 | 1 | 1 | 1 | 1 | N/A |  |  |  | N/A | N/A | N/A | N/A | N/A | N/A | N/A | 1 | 1 | 3 | 1 | 2 | 1 | 1 |  | 0
SCE Metro | Del Amo | 230 | Wind, Onshore |  |  | 0 | 0 | 0 | 0 | 0 | 0 | 0 | 0 | 0 | 1 | 1 | 1 | 1 | 1 | 1 | N/A |  |  |  | N/A | N/A | N/A | N/A | N/A | N/A | N/A | 1 | 1 | 3 | 1 | 2 | 1 | 1 |  | 0
SCE Eastern | Delaney | 500 | Wind, Onshore |  |  | 0 | 0 | 0 | 0 | 0 | 0 | 0 | 0 | 0 | 5 | 2 | 1 | 1 | 1 | 1 | N/A |  |  |  | N/A | N/A | N/A | N/A | N/A | N/A | N/A | 2 | 1 | 4 | 2 | 3 | 1 | 1 |  | 0
PG&E NGBA | Delevan | 230 | Wind, Onshore |  |  | 0 | 0 | 0 | 0 | 0 | 0 | 0 | 0 | 0 | 5 | 2 | 1 | 1 | 1 | 1 | N/A |  |  |  | N/A | N/A | N/A | N/A | N/A | N/A | N/A | 2 | 2 | 1 | 1 | 3 | 1 | 1 |  | 0
PG&E GBA | Delta PP | 230 | Wind, Onshore |  |  | 0 | 0 | 0 | 0 | 0 | 0 | 0 | 0 | 0 | 5 | 2 | 1 | 1 | 1 | 1 | N/A |  |  |  | N/A | N/A | N/A | N/A | N/A | N/A | N/A | 2 | 1 | 3 | 1 | 2 | 1 | 1 |  | 0
EOP | Desert View | 230 | Wind, Onshore |  |  | 0 | 0 | 0 | 0 | 0 | 0 | 0 | 0 | 0 | 5 | 3 | 1 | 1 | 1 | 1 | N/A |  |  |  | N/A | N/A | N/A | N/A | N/A | N/A | N/A | 2 | 1 | 4 | 1 | 3 | 1 | 1 |  | 0
SCE Eastern | Devers | 230 | Wind, Onshore |  |  | 287.5 | 37 | 324.5 | 57 | 0 | 57 | 230.5 | 37 | 267.5 | 1 | 1 | 1 | 1 | 2 | 1 | 3 |  |  |  | 5 | 2 | 1 | 2 | 2 | 2 | 1 | 2 | 1 | 1 | 1 | 3 | 5- | 1 |  | 1
SCE Eastern | Devers | 500 | Wind, Onshore |  |  | 0 | 0 | 0 | 0 | 0 | 0 | 0 | 0 | 0 | 1 | 1 | 1 | 1 | 1 | 1 | N/A |  |  |  | N/A | N/A | N/A | N/A | N/A | N/A | N/A | 2 | 1 | 1 | 1 | 3 | 1+ | 1 |  | 1
PG&E KERN | Diablo Canyon | 230 | Wind, Onshore |  |  | 0 | 0 | 0 | 0 | 0 | 0 | 0 | 0 | 0 | 1 | 1 | 1 | 1 | 1 | 1 | N/A |  |  |  | N/A | N/A | N/A | N/A | N/A | N/A | N/A | 2 | 2 | 4 | 2 | 3 | 1 | 1 |  | 0
PG&E KERN | Diablo Canyon | 500 | Wind, Onshore |  |  | 0 | 0 | 0 | 0 | 0 | 0 | 0 | 0 | 0 | 5 | 2 | 4 | 4 | 1 | 1 | N/A |  |  |  | N/A | N/A | N/A | N/A | N/A | N/A | N/A | 2 | 2 | 4 | 2 | 3 | 1 | 1 |  | 0
PG&E KERN | Divide | 115 | Wind, Onshore |  |  | 0 | 0 | 0 | 0 | 0 | 0 | 0 | 0 | 0 | 1 | 1 | 1 | 1 | 1 | 1 | 0 |  |  |  | 0 | 0 | 0 | 0 | 0 | 0 | 0 | 2 | 2 | 4 | 1 | 2 | 1 | 1 |  | 0
PG&E GBA | Dixon Landing | 115 | Wind, Onshore |  |  | 0 | 0 | 0 | 0 | 0 | 0 | 0 | 0 | 0 | 5 | 4 | 1 | 1 | 1 | 1 | [11 empty] | 2 | 1 | 2 | 1 | 2 | 1 | 1 |  | 0
PG&E FRESNO | Dos Amigos | 230 | Wind, Onshore |  |  | 0 | 0 | 0 | 0 | 0 | 0 | 0 | 0 | 0 | 1 | 1 | 1 | 1 | 1 | 1 | [11 empty] | 1 | 1 | 4 | 2 | 1 | 1 | 1 |  | 0
PG&E NGBA | Drum | 115 | Wind, Onshore |  |  | 0 | 0 | 0 | 0 | 0 | 0 | 0 | 0 | 0 | 5 | 4 | 1 | 1 | 1 | 1 | N/A |  |  |  | N/A | N/A | N/A | N/A | N/A | N/A | N/A | 2 | 1 | 4 | 2 | 3 | 1 | 1 |  | 0
PG&E GBA | Dumbarton | 115 | Wind, Onshore |  |  | 0 | 0 | 0 | 0 | 0 | 0 | 0 | 0 | 0 | 5 | 2 | 1 | 1 | 1 | 1 | [11 empty] | 2 | 1 | 3 | 1 | 2 | 1 | 1 |  | 0
SCE NOL | Dunn Siding | 115 | Wind, Onshore |  |  | 0 | 0 | 0 | 0 | 0 | 0 | 0 | 0 | 0 | 3 | 3 | 1 | 1 | 1 | 1 | [11 empty] | 2 | 1 | 4 | 1 | 1 | 1 | 1 |  | 0
SCE Eastern | Eagle Mountain | 230 | Wind, Onshore |  |  | 0 | 0 | 0 | 0 | 0 | 0 | 0 | 0 | 0 | 5 | 4 | 3 | 3 | 1 | 1 | [11 empty] | 2 | 2 | 4 | 1 | 3 | 1 | 1 |  | 0
PG&E NGBA | Eagle Rock (PGE) | 60 | Wind, Onshore |  |  | 0 | 0 | 0 | 0 | 0 | 0 | 0 | 0 | 0 | 5 | 2 | 1 | 1 | 1 | 1 | N/A |  |  |  | N/A | N/A | N/A | N/A | N/A | N/A | N/A | 2 | 2 | 4 | 2 | 3 | 1 | 1 |  | 0
PG&E NGBA | Eagle Rock (PGE) | 115 | Wind, Onshore |  |  | 98 | 33.2 | 131.2 | 0 | 0 | 0 | 98 | 33.2 | 131.2 | 5 | 2 | 1 | 1 | 2 | 3 | 4 |  |  |  | 5 | 2 | 1 | 3 | 5 | 1 | 1 | 2 | 2 | 4 | 2 | 3 | 3- | 1 |  | 1
SCE Metro | Eagle Rock (SCE) | 230 | Wind, Onshore |  |  | 0 | 0 | 0 | 0 | 0 | 0 | 0 | 0 | 0 | 1 | 1 | 1 | 1 | 1 | 1 | 0 |  |  |  | 0 | 0 | 0 | 0 | 0 | 0 | 0 | 1 | 1 | 2 | 1 | 2 | 1 | 1 |  | 0
PG&E NGBA | East Marysville | 115 | Wind, Onshore |  |  | 0 | 0 | 0 | 0 | 0 | 0 | 0 | 0 | 0 | 5 | 4 | 1 | 1 | 1 | 1 | N/A |  |  |  | N/A | N/A | N/A | N/A | N/A | N/A | N/A | 2 | 2 | 2 | 1 | 2 | 1 | 1 |  | 0
PG&E NGBA | East Nicolaus | 115 | Wind, Onshore |  |  | 0 | 0 | 0 | 0 | 0 | 0 | 0 | 0 | 0 | 5 | 4 | 1 | 1 | 1 | 1 | [11 empty] | 2 | 1 | 4 | 1 | 3 | 1 | 1 |  | 0
PG&E NGBA | East Nicolaus | 60 | Wind, Onshore |  |  | 0 | 0 | 0 | 0 | 0 | 0 | 0 | 0 | 0 | 5 | 4 | 1 | 1 | 1 | 1 | [11 empty] | 2 | 1 | 4 | 1 | 3 | 1 | 1 |  | 0
PG&E GBA | Eastshore | 115 | Wind, Onshore |  |  | 0 | 0 | 0 | 0 | 0 | 0 | 0 | 0 | 0 | 5 | 2 | 1 | 1 | 1 | 1 | N/A |  |  |  | N/A | N/A | N/A | N/A | N/A | N/A | N/A | 2 | 1 | 2 | 1 | 1 | 1 | 1 |  | 0
PG&E GBA | Eastshore | 230 | Wind, Onshore |  |  | 0 | 0 | 0 | 0 | 0 | 0 | 0 | 0 | 0 | 5 | 2 | 1 | 1 | 1 | 1 | N/A |  |  |  | N/A | N/A | N/A | N/A | N/A | N/A | N/A | 2 | 1 | 2 | 1 | 1 | 1 | 1 |  | 0
SDGE | ECO | 138 | Wind, Onshore |  |  | 0 | 0 | 0 | 0 | 0 | 0 | 0 | 0 | 0 | 1 | 1 | 1 | 1 | 1 | 1 | N/A |  |  |  | N/A | N/A | N/A | N/A | N/A | N/A | N/A | 2 | 1 | 4 | 1 | 3 | 1 | 5 | Shifted to Boulevard East for more accurate representation | 1
SDGE | ECO | 230 | Wind, Onshore |  |  | 300 | 52.5 | 352.5 | 300 | 0 | 300 | 0 | 52.5 | 52.5 | 1 | 1 | 1 | 1 | 3 | 1 | 0 |  |  |  | 0 | 0 | 0 | 0 | 0 | 0 | 0 | 2 | 1 | 4 | 1 | 3 | 1+ | 4 | Shifted to ECO 500 kV to better align with CI | 1
SDGE | ECO | 500 | Wind, Onshore |  |  | 600 | 400 | 1000 | 0 | 0 | 0 | 600 | 400 | 1000 | 1 | 1 | 1 | 1 | 2 | 1 | 0 |  |  |  | 0 | 0 | 0 | 0 | 0 | 0 | 0 | 2 | 1 | 4 | 1 | 3 | 2- | 1 |  | 1
PG&E GBA | Edenvale | 115 | Wind, Onshore |  |  | 0 | 0 | 0 | 0 | 0 | 0 | 0 | 0 | 0 | 5 | 4 | 1 | 1 | 1 | 1 | [11 empty] | 2 | 1 | 2 | 2 | 2 | 1 | 1 |  | 0
PG&E GBA | Edes | 115 | Wind, Onshore |  |  | 0 | 0 | 0 | 0 | 0 | 0 | 0 | 0 | 0 | 5 | 2 | 1 | 1 | 1 | 1 | [11 empty] | 2 | 1 | 3 | 1 | 1 | 1 | 1 |  | 0
PG&E GBA | Eight Mile | 230 | Wind, Onshore |  |  | 0 | 0 | 0 | 0 | 0 | 0 | 0 | 0 | 0 | 5 | 4 | 1 | 1 | 1 | 1 | N/A |  |  |  | N/A | N/A | N/A | N/A | N/A | N/A | N/A | 1 | 1 | 2 | 2 | 1 | 1 | 1 |  | 0
SDGE | El Cajon | 69 | Wind, Onshore |  |  | 0 | 0 | 0 | 0 | 0 | 0 | 0 | 0 | 0 | 1 | 1 | 1 | 1 | 1 | 1 | N/A |  |  |  | N/A | N/A | N/A | N/A | N/A | N/A | N/A | 2 | 1 | 2 | 1 | 1 | 1 | 1 |  | 0
SCE Eastern | El Casco | 230 | Wind, Onshore |  |  | 0 | 0 | 0 | 0 | 0 | 0 | 0 | 0 | 0 | 1 | 1 | 1 | 1 | 1 | 1 | N/A |  |  |  | N/A | N/A | N/A | N/A | N/A | N/A | N/A | 1 | 1 | 4 | 1 | 2 | 1+ | 1 |  | 1
PG&E GBA | El Cerrito G | 115 | Wind, Onshore |  |  | 0 | 0 | 0 | 0 | 0 | 0 | 0 | 0 | 0 | 5 | 2 | 1 | 1 | 1 | 1 | [11 empty] | 2 | 1 | 2 | 1 | 2 | 1 | 1 |  | 0
PG&E NGBA | El Dorado PH | 115 | Wind, Onshore |  |  | 0 | 0 | 0 | 0 | 0 | 0 | 0 | 0 | 0 | 5 | 4 | 1 | 1 | 1 | 1 | [11 empty] | 2 | 1 | 4 | 2 | 3 | 1 | 1 |  | 0
PG&E FRESNO | El Nido (PGE) | 115 | Wind, Onshore |  |  | 0 | 0 | 0 | 0 | 0 | 0 | 0 | 0 | 0 | 5 | 4 | 5 | 2 | 1 | 1 | [11 empty] | 1 | 1 | 4 | 2 | 1 | 1 | 1 |  | 0
SCE Metro | El Nido (SCE) | 230 | Wind, Onshore |  |  | 0 | 0 | 0 | 0 | 0 | 0 | 0 | 0 | 0 | 1 | 1 | 1 | 1 | 1 | 1 | N/A |  |  |  | N/A | N/A | N/A | N/A | N/A | N/A | N/A | 1 | 1 | 2 | 1 | 2 | 1 | 1 |  | 0
PG&E GBA | El Patio | 115 | Wind, Onshore |  |  | 0 | 0 | 0 | 0 | 0 | 0 | 0 | 0 | 0 | 5 | 4 | 1 | 1 | 1 | 1 | [11 empty] | 2 | 1 | 3 | 2 | 2 | 1 | 1 |  | 0
SCE Metro | El Segundo | 230 | Wind, Onshore |  |  | 0 | 0 | 0 | 0 | 0 | 0 | 0 | 0 | 0 | 1 | 1 | 1 | 1 | 1 | 1 | N/A |  |  |  | N/A | N/A | N/A | N/A | N/A | N/A | N/A | 1 | 1 | 1 | 1 | 1 | 1 | 1 |  | 0
EOP | Eldorado | 230 | Wind, Onshore |  |  | 0 | 0 | 0 | 0 | 0 | 0 | 0 | 0 | 0 | 5 | 3 | 1 | 1 | 1 | 1 | N/A |  |  |  | N/A | N/A | N/A | N/A | N/A | N/A | N/A | 2 | 2 | 2 | 1 | 3 | 1 | 1 |  | 0
EOP | Eldorado | 500 | Wind, Onshore |  |  | 0 | 0 | 0 | 0 | 0 | 0 | 0 | 0 | 0 | 5 | 2 | 1 | 1 | 1 | 1 | N/A |  |  |  | N/A | N/A | N/A | N/A | N/A | N/A | N/A | 2 | 2 | 2 | 1 | 3 | 1 | 1 |  | 0
SCE Northern | Elizabeth Lake | 66 | Wind, Onshore |  |  | 0 | 0 | 0 | 0 | 0 | 0 | 0 | 0 | 0 | 5 | 2 | 1 | 1 | 1 | 1 | [11 empty] | 1 | 1 | 3 | 1 | 3 | 1 | 1 |  | 0
PG&E KERN | Elk Hills | 230 | Wind, Onshore |  |  | 0 | 0 | 0 | 0 | 0 | 0 | 0 | 0 | 0 | 5 | 2 | 4 | 4 | 1 | 1 | N/A |  |  |  | N/A | N/A | N/A | N/A | N/A | N/A | N/A | 1 | 1 | 3 | 1 | 1 | 1 | 1 |  | 0
SDGE | Elliot | 69 | Wind, Onshore |  |  | 0 | 0 | 0 | 0 | 0 | 0 | 0 | 0 | 0 | 1 | 1 | 1 | 1 | 1 | 1 | [11 empty] | 2 | 1 | 2 | 1 | 2 | 1 | 1 |  | 0
SCE Metro | Ellis | 230 | Wind, Onshore |  |  | 0 | 0 | 0 | 0 | 0 | 0 | 0 | 0 | 0 | 1 | 1 | 1 | 1 | 1 | 1 | N/A |  |  |  | N/A | N/A | N/A | N/A | N/A | N/A | N/A | 1 | 1 | 2 | 1 | 2 | 1 | 1 |  | 0
SDGE | Encina | 138 | Wind, Onshore |  |  | 0 | 0 | 0 | 0 | 0 | 0 | 0 | 0 | 0 | 1 | 1 | 1 | 1 | 1 | 1 | N/A |  |  |  | N/A | N/A | N/A | N/A | N/A | N/A | N/A | 2 | 1 | 1 | 1 | 3 | 1 | 1 |  | 0
SDGE | Encina | 230 | Wind, Onshore |  |  | 0 | 0 | 0 | 0 | 0 | 0 | 0 | 0 | 0 | 1 | 1 | 1 | 1 | 1 | 1 | 1 |  |  |  | 1 | 1 | 4 | 4 | 4 | 1 | 1 | 2 | 1 | 1 | 1 | 3 | 1 | 1 |  | 0
SDGE | Escondido | 230 | Wind, Onshore |  |  | 0 | 0 | 0 | 0 | 0 | 0 | 0 | 0 | 0 | 1 | 1 | 1 | 1 | 1 | 1 | N/A |  |  |  | N/A | N/A | N/A | N/A | N/A | N/A | N/A | 2 | 1 | 1 | 1 | 3 | 1 | 1 |  | 0
SDGE | Escondido | 69 | Wind, Onshore |  |  | 0 | 0 | 0 | 0 | 0 | 0 | 0 | 0 | 0 | 1 | 1 | 1 | 1 | 1 | 1 | N/A |  |  |  | N/A | N/A | N/A | N/A | N/A | N/A | N/A | 2 | 1 | 1 | 1 | 3 | 1 | 1 |  | 0
PG&E KERN | Estrella | 230 | Wind, Onshore |  |  | 0 | 0 | 0 | 0 | 0 | 0 | 0 | 0 | 0 | 1 | 1 | 1 | 1 | 1 | 1 | [11 empty] | 2 | 2 | 4 | 2 | 3 | 1 | 1 |  | 0
SCE Eastern | Etiwanda | 230 | Wind, Onshore |  |  | 0 | 0 | 0 | 0 | 0 | 0 | 0 | 0 | 0 | 1 | 1 | 1 | 1 | 1 | 1 | N/A |  |  |  | N/A | N/A | N/A | N/A | N/A | N/A | N/A | 1 | 1 | 2 | 1 | 1 | 1 | 1 |  | 0
PG&E GBA | Evergreen | 115 | Wind, Onshore |  |  | 0 | 0 | 0 | 0 | 0 | 0 | 0 | 0 | 0 | 5 | 4 | 1 | 1 | 1 | 1 | [11 empty] | 2 | 1 | 2 | 2 | 2 | 1 | 1 |  | 0
PG&E GBA | Evergreen | 60 | Wind, Onshore |  |  | 0 | 0 | 0 | 0 | 0 | 0 | 0 | 0 | 0 | 5 | 4 | 1 | 1 | 1 | 1 | [11 empty] | 2 | 1 | 2 | 2 | 2 | 1 | 1 |  | 0
PG&E FRESNO | Excelsior | 115 | Wind, Onshore |  |  | 0 | 0 | 0 | 0 | 0 | 0 | 0 | 0 | 0 | 5 | 4 | 1 | 1 | 1 | 1 | N/A |  |  |  | N/A | N/A | N/A | N/A | N/A | N/A | N/A | 1 | 1 | 4 | 2 | 1 | 1 | 1 |  | 0
PG&E FRESNO | Exchequer | 115 | Wind, Onshore |  |  | 0 | 0 | 0 | 0 | 0 | 0 | 0 | 0 | 0 | 5 | 4 | 5 | 2 | 1 | 1 | [11 empty] | 2 | 1 | 4 | 1 | 2 | 1 | 1 |  | 0
PG&E KERN | Fairway | 115 | Wind, Onshore |  |  | 0 | 0 | 0 | 0 | 0 | 0 | 0 | 0 | 0 | 1 | 1 | 1 | 1 | 1 | 1 | [11 empty] | 2 | 2 | 3 | 1 | 2 | 1 | 1 |  | 0
PG&E KERN | Famoso | 115 | Wind, Onshore |  |  | 0 | 0 | 0 | 0 | 0 | 0 | 0 | 0 | 0 | 1 | 1 | 1 | 1 | 1 | 1 | [11 empty] | 1 | 1 | 4 | 1 | 1 | 1 | 1 |  | 0
PG&E NGBA | Fern Road | 500 | Wind, Onshore |  |  | 0 | 0 | 0 | 0 | 0 | 0 | 0 | 0 | 0 | 5 | 2 | 1 | 1 | 1 | 1 | [11 empty] | 2 | 2 | 4 | 2 | 3 | 1 | 1 |  | 0
PG&E GBA | Fibreboard (SPI Sonora) | 115 | Wind, Onshore |  |  | 0 | 0 | 0 | 0 | 0 | 0 | 0 | 0 | 0 | 5 | 4 | 1 | 1 | 2 | 1 | 0 |  |  |  | 0 | 0 | 0 | 0 | 0 | 0 | 0 | 2 | 1 | 2 | 1 | 2 | 1 | 1 |  | 0
PG&E FRESNO | Figarden | 230 | Wind, Onshore |  |  | 0 | 0 | 0 | 0 | 0 | 0 | 0 | 0 | 0 | 5 | 4 | 5 | 2 | 1 | 1 | [11 empty] | 1 | 1 | 3 | 2 | 2 | 1 | 1 |  | 0
PG&E FRESNO | Fink | 230 | Wind, Onshore |  |  | 0 | 0 | 0 | 0 | 0 | 0 | 0 | 0 | 0 | 1 | 1 | 1 | 1 | 1 | 1 | N/A |  |  |  | N/A | N/A | N/A | N/A | N/A | N/A | N/A | 1 | 1 | 4 | 2 | 1 | 1 | 1 |  | 0
PG&E NGBA | Fitch Mountain | 60 | Wind, Onshore |  |  | 0 | 0 | 0 | 0 | 0 | 0 | 0 | 0 | 0 | 5 | 2 | 1 | 1 | 1 | 1 | [11 empty] | 2 | 2 | 4 | 2 | 3 | 1 | 1 |  | 0
PG&E GBA | FMC | 115 | Wind, Onshore |  |  | 0 | 0 | 0 | 0 | 0 | 0 | 0 | 0 | 0 | 5 | 4 | 1 | 1 | 1 | 1 | [11 empty] | 2 | 1 | 2 | 2 | 2 | 1 | 1 |  | 0
PG&E GBA | Fremont | 115 | Wind, Onshore |  |  | 0 | 0 | 0 | 0 | 0 | 0 | 0 | 0 | 0 | 5 | 2 | 1 | 1 | 1 | 1 | [11 empty] | 2 | 1 | 3 | 1 | 2 | 1 | 1 |  | 0
PG&E GBA | French Camp | 60 | Wind, Onshore |  |  | 0 | 0 | 0 | 0 | 0 | 0 | 0 | 0 | 0 | 5 | 4 | 1 | 1 | 1 | 1 | [11 empty] | 1 | 1 | 3 | 2 | 1 | 1 | 1 |  | 0
PG&E GBA | Frogtown | 115 | Wind, Onshore |  |  | 0 | 0 | 0 | 0 | 0 | 0 | 0 | 0 | 0 | 5 | 4 | 1 | 1 | 1 | 1 | [11 empty] | 2 | 1 | 4 | 1 | 3 | 1 | 1 |  | 0
PG&E NGBA | Fulton | 115 | Wind, Onshore |  |  | 0 | 0 | 0 | 0 | 0 | 0 | 0 | 0 | 0 | 5 | 4 | 1 | 1 | 1 | 1 | N/A |  |  |  | N/A | N/A | N/A | N/A | N/A | N/A | N/A | 2 | 1 | 3 | 2 | 2 | 1 | 1 |  | 0
PG&E NGBA | Fulton | 230 | Wind, Onshore |  |  | 0 | 0 | 0 | 0 | 0 | 0 | 0 | 0 | 0 | 5 | 4 | 1 | 1 | 1 | 1 | N/A |  |  |  | N/A | N/A | N/A | N/A | N/A | N/A | N/A | 2 | 1 | 3 | 2 | 2 | 1 | 1 |  | 0
PG&E NGBA | Fulton | 60 | Wind, Onshore |  |  | 0 | 0 | 0 | 0 | 0 | 0 | 0 | 0 | 0 | 5 | 2 | 1 | 1 | 1 | 1 | N/A |  |  |  | N/A | N/A | N/A | N/A | N/A | N/A | N/A | 2 | 1 | 3 | 2 | 2 | 1 | 1 |  | 0
PG&E KERN | Ganso | 115 | Wind, Onshore |  |  | 0 | 0 | 0 | 0 | 0 | 0 | 0 | 0 | 0 | 1 | 1 | 1 | 1 | 1 | 1 | [11 empty] | 1 | 1 | 3 | 1 | 1 | 1 | 1 |  | 0
PG&E FRESNO | Gates | 230 | Wind, Onshore |  |  | 0 | 0 | 0 | 0 | 0 | 0 | 0 | 0 | 0 | 5 | 2 | 4 | 4 | 1 | 1 | N/A |  |  |  | N/A | N/A | N/A | N/A | N/A | N/A | N/A | 1 | 1 | 3 | 2 | 1 | 1 | 1 |  | 0
PG&E FRESNO | Gates | 500 | Wind, Onshore |  |  | 0 | 0 | 0 | 0 | 0 | 0 | 0 | 0 | 0 | 5 | 2 | 4 | 4 | 1 | 1 | N/A |  |  |  | N/A | N/A | N/A | N/A | N/A | N/A | N/A | 1 | 1 | 3 | 2 | 1 | 1 | 1 |  | 0
PG&E NGBA | Geysers 12 | 230 | Wind, Onshore |  |  | 0 | 0 | 0 | 0 | 0 | 0 | 0 | 0 | 0 | 5 | 4 | 1 | 1 | 1 | 1 | N/A |  |  |  | N/A | N/A | N/A | N/A | N/A | N/A | N/A | 2 | 2 | 4 | 2 | 3 | 1 | 1 |  | 0
PG&E NGBA | Geysers 17 | 230 | Wind, Onshore |  |  | 0 | 0 | 0 | 0 | 0 | 0 | 0 | 0 | 0 | 5 | 4 | 1 | 1 | 1 | 1 | N/A |  |  |  | N/A | N/A | N/A | N/A | N/A | N/A | N/A | 2 | 2 | 4 | 2 | 3 | 1 | 1 |  | 0
PG&E NGBA | Geysers 3 | 115 | Wind, Onshore |  |  | 0 | 0 | 0 | 0 | 0 | 0 | 0 | 0 | 0 | 5 | 2 | 1 | 1 | 1 | 1 | N/A |  |  |  | N/A | N/A | N/A | N/A | N/A | N/A | N/A | 2 | 2 | 4 | 2 | 3 | 1 | 1 |  | 0
PG&E NGBA | Glenn | 230 | Wind, Onshore |  |  | 166.5 | 36 | 202.5 | 0 | 0 | 0 | 166.5 | 36 | 202.5 | 5 | 2 | 1 | 1 | 1 | 1 | 1 |  |  |  | 1 | 2 | 1 | 1 | 2 | 1 | 1 | 2 | 2 | 4 | 1 | 3 | 5- | 4 | Reduction b/c no CI | 1
PG&E NGBA | Glenn | 60 | Wind, Onshore |  |  | 0 | 0 | 0 | 0 | 0 | 0 | 0 | 0 | 0 | 5 | 2 | 1 | 1 | 1 | 1 | N/A |  |  |  | N/A | N/A | N/A | N/A | N/A | N/A | N/A | 2 | 2 | 4 | 1 | 3 | 1 | 1 |  | 0
PG&E NGBA | Gold Hill | 115 | Wind, Onshore |  |  | 0 | 0 | 0 | 0 | 0 | 0 | 0 | 0 | 0 | 5 | 4 | 1 | 1 | 1 | 1 | N/A |  |  |  | N/A | N/A | N/A | N/A | N/A | N/A | N/A | 2 | 1 | 4 | 2 | 3 | 1 | 1 |  | 0
PG&E NGBA | Gold Hill | 230 | Wind, Onshore |  |  | 0 | 0 | 0 | 0 | 0 | 0 | 0 | 0 | 0 | 5 | 4 | 1 | 1 | 1 | 1 | 1 |  |  |  | 1 | 1 | 1 | 1 | 1 | 1 | 1 | 2 | 1 | 4 | 2 | 3 | 1 | 1 |  | 0
SCE Northern | Goleta | 230 | Wind, Onshore |  |  | 0 | 0 | 0 | 0 | 0 | 0 | 0 | 0 | 0 | 5 | 2 | 1 | 1 | 1 | 1 | N/A |  |  |  | N/A | N/A | N/A | N/A | N/A | N/A | N/A | 2 | 2 | 2 | 1 | 2 | 1 | 1 |  | 0
SCE Metro | Goodrich | 230 | Wind, Onshore |  |  | 0 | 0 | 0 | 0 | 0 | 0 | 0 | 0 | 0 | 1 | 1 | 1 | 1 | 1 | 1 | N/A |  |  |  | N/A | N/A | N/A | N/A | N/A | N/A | N/A | 1 | 1 | 3 | 1 | 2 | 1 | 1 |  | 0
PG&E KERN | Goose Lake | 115 | Wind, Onshore |  |  | 0 | 0 | 0 | 0 | 0 | 0 | 0 | 0 | 0 | 1 | 1 | 1 | 1 | 1 | 1 | N/A |  |  |  | N/A | N/A | N/A | N/A | N/A | N/A | N/A | 1 | 1 | 2 | 1 | 1 | 1 | 1 |  | 0
SCE Metro | Gould | 230 | Wind, Onshore |  |  | 0 | 0 | 0 | 0 | 0 | 0 | 0 | 0 | 0 | 1 | 1 | 1 | 1 | 1 | 1 | N/A |  |  |  | N/A | N/A | N/A | N/A | N/A | N/A | N/A | 1 | 1 | 4 | 1 | 2 | 1 | 1 |  | 0
PG&E NGBA | Grand Island | 115 | Wind, Onshore |  |  | 0 | 0 | 0 | 0 | 0 | 0 | 0 | 0 | 0 | 5 | 4 | 1 | 1 | 1 | 1 | N/A |  |  |  | N/A | N/A | N/A | N/A | N/A | N/A | N/A | 2 | 1 | 4 | 2 | 2 | 1 | 1 |  | 0
SDGE | Granite | 69 | Wind, Onshore |  |  | 0 | 0 | 0 | 0 | 0 | 0 | 0 | 0 | 0 | 1 | 1 | 1 | 1 | 1 | 1 | [11 empty] | 2 | 1 | 2 | 2 | 2 | 1 | 1 |  | 0
PG&E GBA | Grant | 115 | Wind, Onshore |  |  | 0 | 0 | 0 | 0 | 0 | 0 | 0 | 0 | 0 | 5 | 2 | 1 | 1 | 1 | 1 | [11 empty] | 2 | 1 | 2 | 1 | 2 | 1 | 1 |  | 0
PG&E GBA | Green Valley | 115 | Wind, Onshore |  |  | 0 | 0 | 0 | 0 | 0 | 0 | 0 | 0 | 0 | 5 | 4 | 1 | 1 | 1 | 1 | [11 empty] | 2 | 2 | 3 | 2 | 2 | 1 | 1 |  | 0
PG&E NGBA | Greenleaf 1 | 115 | Wind, Onshore |  |  | 0 | 0 | 0 | 0 | 0 | 0 | 0 | 0 | 0 | 5 | 4 | 1 | 1 | 1 | 1 | [11 empty] | 2 | 2 | 1 | 1 | 3 | 1 | 1 |  | 0
PG&E FRESNO | Gregg | 230 | Wind, Onshore |  |  | 0 | 0 | 0 | 0 | 0 | 0 | 0 | 0 | 0 | 5 | 4 | 5 | 2 | 1 | 1 | 1 |  |  |  | 1 | 1 | 1 | 1 | 1 | 1 | 1 | 1 | 1 | 3 | 2 | 1 | 1 | 5 | No CI and less wind in LLT compared to base case and 24-25 TPP | 1
PG&E FRESNO | Grimmway-Malaga | 115 | Wind, Onshore |  |  | 0 | 0 | 0 | 0 | 0 | 0 | 0 | 0 | 0 | 5 | 4 | 5 | 2 | 1 | 1 | N/A |  |  |  | N/A | N/A | N/A | N/A | N/A | N/A | N/A | 1 | 1 | 2 | 1 | 1 | 1 | 1 |  | 0
PG&E NGBA | Grizzly | 230 | Wind, Onshore |  |  | 0 | 0 | 0 | 0 | 0 | 0 | 0 | 0 | 0 | 5 | 4 | 1 | 1 | 2 | 1 | 0 |  |  |  | 0 | 0 | 0 | 0 | 0 | 0 | 0 | 2 | 2 | 4 | 1 | 3 | 1 | 1 |  | 0
PG&E FRESNO | Guernsey | 70 | Wind, Onshore |  |  | 0 | 0 | 0 | 0 | 0 | 0 | 0 | 0 | 0 | 5 | 4 | 5 | 4 | 1 | 1 | [11 empty] | 1 | 1 | 3 | 2 | 1 | 1 | 1 |  | 0
PG&E FRESNO | GWF Hanford | 115 | Wind, Onshore |  |  | 0 | 0 | 0 | 0 | 0 | 0 | 0 | 0 | 0 | 5 | 4 | 5 | 2 | 1 | 1 | N/A |  |  |  | N/A | N/A | N/A | N/A | N/A | N/A | N/A | 2 | 1 | 2 | 1 | 1 | 1 | 1 |  | 0
PG&E FRESNO | Haas | 230 | Wind, Onshore |  |  | 0 | 0 | 0 | 0 | 0 | 0 | 0 | 0 | 0 | 5 | 4 | 5 | 2 | 1 | 1 | [11 empty] | 1 | 1 | 4 | 2 | 3 | 1 | 1 |  | 0
PG&E FRESNO | Hammonds | 115 | Wind, Onshore |  |  | 0 | 0 | 0 | 0 | 0 | 0 | 0 | 0 | 0 | 1 | 1 | 1 | 1 | 1 | 1 | [11 empty] | 1 | 1 | 2 | 2 | 1 | 1 | 1 |  | 0
SCE Metro | HarborGen | 230 | Wind, Onshore |  |  | 0 | 0 | 0 | 0 | 0 | 0 | 0 | 0 | 0 | 1 | 1 | 1 | 1 | 1 | 1 | N/A |  |  |  | N/A | N/A | N/A | N/A | N/A | N/A | N/A | 1 | 1 | 2 | 1 | 1 | 1 | 1 |  | 0
PG&E NGBA | Harris | 60 | Wind, Onshore |  |  | 0 | 0 | 0 | 0 | 0 | 0 | 0 | 0 | 0 | 5 | 2 | 1 | 1 | 1 | 1 | [11 empty] | 2 | 2 | 2 | 2 | 3 | 1 | 1 |  | 0
EOP | Harry Allen | 500 | Wind, Onshore |  |  | 0 | 0 | 0 | 0 | 0 | 0 | 0 | 0 | 0 | 5 | 3 | 1 | 1 | 1 | 1 | N/A |  |  |  | N/A | N/A | N/A | N/A | N/A | N/A | N/A | 2 | 2 | 4 | 1 | 3 | 1 | 1 |  | 0
PG&E NGBA | Hartley | 60 | Wind, Onshore |  |  | 0 | 0 | 0 | 0 | 0 | 0 | 0 | 0 | 0 | 5 | 2 | 1 | 1 | 1 | 1 | 0 |  |  |  | 0 | 0 | 0 | 0 | 0 | 0 | 0 | 2 | 2 | 4 | 2 | 3 | 1 | 1 |  | 0
SCE NOL | Harvard | 115 | Wind, Onshore |  |  | 0 | 0 | 0 | 0 | 0 | 0 | 0 | 0 | 0 | 3 | 3 | 1 | 1 | 1 | 1 | [11 empty] | 2 | 1 | 4 | 1 | 1 | 1 | 1 |  | 0
SDGE | Hassayampa | 500 | Wind, Onshore |  |  | 0 | 0 | 0 | 0 | 0 | 0 | 0 | 0 | 0 | 5 | 2 | 1 | 1 | 1 | 1 | N/A |  |  |  | N/A | N/A | N/A | N/A | N/A | N/A | N/A | 2 | 1 | 4 | 2 | 3 | 1 | 1 |  | 0
PG&E FRESNO | Helm | 230 | Wind, Onshore |  |  | 0 | 0 | 0 | 0 | 0 | 0 | 0 | 0 | 0 | 5 | 4 | 5 | 2 | 1 | 1 | N/A |  |  |  | N/A | N/A | N/A | N/A | N/A | N/A | N/A | 1 | 1 | 2 | 2 | 1 | 1 | 1 |  | 0
PG&E FRESNO | Helm | 70 | Wind, Onshore |  |  | 0 | 0 | 0 | 0 | 0 | 0 | 0 | 0 | 0 | 1 | 1 | 1 | 1 | 1 | 1 | N/A |  |  |  | N/A | N/A | N/A | N/A | N/A | N/A | N/A | 1 | 1 | 2 | 2 | 1 | 1 | 1 |  | 0
PG&E FRESNO | Henrietta | 115 | Wind, Onshore |  |  | 0 | 0 | 0 | 0 | 0 | 0 | 0 | 0 | 0 | 1 | 1 | 1 | 1 | 1 | 1 | N/A |  |  |  | N/A | N/A | N/A | N/A | N/A | N/A | N/A | 1 | 1 | 1 | 2 | 1 | 1 | 1 |  | 0
PG&E FRESNO | Henrietta | 230 | Wind, Onshore |  |  | 0 | 0 | 0 | 0 | 0 | 0 | 0 | 0 | 0 | 1 | 1 | 1 | 1 | 1 | 1 | N/A |  |  |  | N/A | N/A | N/A | N/A | N/A | N/A | N/A | 1 | 1 | 1 | 2 | 1 | 1 | 1 |  | 0
PG&E FRESNO | Henrietta | 70 | Wind, Onshore |  |  | 0 | 0 | 0 | 0 | 0 | 0 | 0 | 0 | 0 | 5 | 4 | 5 | 4 | 1 | 1 | N/A |  |  |  | N/A | N/A | N/A | N/A | N/A | N/A | N/A | 1 | 1 | 1 | 2 | 1 | 1 | 1 |  | 0
PG&E FRESNO | Herndon | 115 | Wind, Onshore |  |  | 0 | 0 | 0 | 0 | 0 | 0 | 0 | 0 | 0 | 5 | 2 | 5 | 2 | 1 | 1 | [11 empty] | 1 | 1 | 3 | 2 | 1 | 1 | 1 |  | 0
PG&E FRESNO | Herndon | 230 | Wind, Onshore |  |  | 0 | 0 | 0 | 0 | 0 | 0 | 0 | 0 | 0 | 5 | 4 | 5 | 2 | 1 | 1 | [11 empty] | 1 | 1 | 3 | 2 | 1 | 1 | 1 |  | 0
PG&E GBA | Hicks | 230 | Wind, Onshore |  |  | 0 | 0 | 0 | 0 | 0 | 0 | 0 | 0 | 0 | 5 | 4 | 1 | 1 | 1 | 1 | N/A |  |  |  | N/A | N/A | N/A | N/A | N/A | N/A | N/A | 2 | 1 | 4 | 2 | 2 | 1 | 1 |  | 0
PG&E NGBA | Higgins | 115 | Wind, Onshore |  |  | 0 | 0 | 0 | 0 | 0 | 0 | 0 | 0 | 0 | 5 | 4 | 1 | 1 | 1 | 1 | N/A |  |  |  | N/A | N/A | N/A | N/A | N/A | N/A | N/A | 2 | 1 | 4 | 1 | 3 | 1 | 1 |  | 0
PG&E NGBA | Hilltop | 345 | Wind, Onshore | YES | Northern CA Wind Mapped to NVE area | 0 | 0 | 0 | 0 | 0 | 0 | 0 | 0 | 0 | 5 | 2 | 1 | 1 | 3 | 1 | 1 |  |  |  | 2 | 2 | 1 | 1 | 2 | 3 | 1 | 2 | 2 | 4 | 1 | 3 | 1 | 4 | No CI and less wind in LLT compared to base case and 24-25 TPP | 1
SCE Metro | Hinson | 230 | Wind, Onshore |  |  | 0 | 0 | 0 | 0 | 0 | 0 | 0 | 0 | 0 | 1 | 1 | 1 | 1 | 1 | 1 | N/A |  |  |  | N/A | N/A | N/A | N/A | N/A | N/A | N/A | 1 | 1 | 2 | 1 | 1 | 1 | 1 |  | 0
PG&E GBA | Hollister | 115 | Wind, Onshore |  |  | 0 | 0 | 0 | 0 | 0 | 0 | 0 | 0 | 0 | 5 | 4 | 1 | 1 | 1 | 1 | N/A |  |  |  | N/A | N/A | N/A | N/A | N/A | N/A | N/A | 2 | 2 | 4 | 2 | 3 | 1 | 1 |  | 0
PG&E NGBA | Homestake | 115 | Wind, Onshore |  |  | 0 | 0 | 0 | 0 | 0 | 0 | 0 | 0 | 0 | 5 | 2 | 1 | 1 | 1 | 1 | [11 empty] | 2 | 1 | 4 | 2 | 3 | 1 | 1 |  | 0
PG&E NGBA | Honcut | 115 | Wind, Onshore |  |  | 0 | 0 | 0 | 0 | 0 | 0 | 0 | 0 | 0 | 5 | 4 | 1 | 1 | 1 | 1 | N/A |  |  |  | N/A | N/A | N/A | N/A | N/A | N/A | N/A | 2 | 1 | 4 | 2 | 3 | 1 | 1 |  | 0
SDGE | Hoodoo Wash | 500 | Wind, Onshore |  |  | 0 | 0 | 0 | 0 | 0 | 0 | 0 | 0 | 0 | 5 | 2 | 1 | 1 | 1 | 1 | N/A |  |  |  | N/A | N/A | N/A | N/A | N/A | N/A | N/A | 2 | 2 | 4 | 2 | 3 | 1 | 1 |  | 0
PG&E NGBA | Hopland | 115 | Wind, Onshore |  |  | 0 | 0 | 0 | 0 | 0 | 0 | 0 | 0 | 0 | 5 | 2 | 1 | 1 | 1 | 1 | N/A |  |  |  | N/A | N/A | N/A | N/A | N/A | N/A | N/A | 2 | 2 | 4 | 2 | 3 | 1 | 1 |  | 0
PG&E NGBA | Hopland | 60 | Wind, Onshore |  |  | 0 | 0 | 0 | 0 | 0 | 0 | 0 | 0 | 0 | 5 | 2 | 1 | 1 | 1 | 1 | N/A |  |  |  | N/A | N/A | N/A | N/A | N/A | N/A | N/A | 2 | 2 | 4 | 2 | 3 | 1 | 1 |  | 0
PG&E NGBA | Humboldt | 115 | Wind, Onshore |  |  | 0 | 0 | 0 | 0 | 0 | 0 | 0 | 0 | 0 | 5 | 2 | 1 | 1 | 1 | 1 | N/A |  |  |  | N/A | N/A | N/A | N/A | N/A | N/A | N/A | 2 | 2 | 3 | 2 | 3 | 1 | 1 |  | 0
PG&E NGBA | Humboldt | 60 | Wind, Onshore |  |  | 0 | 0 | 0 | 0 | 0 | 0 | 0 | 0 | 0 | 5 | 2 | 1 | 1 | 1 | 1 | N/A |  |  |  | N/A | N/A | N/A | N/A | N/A | N/A | N/A | 2 | 2 | 3 | 2 | 3 | 1 | 1 |  | 0
PG&E NGBA | Humboldt | 500 | Wind, Onshore |  |  | 0 | 0 | 0 | 0 | 0 | 0 | 0 | 0 | 0 | 5 | 4 | 5 | 4 | 1 | 1 | N/A |  |  |  | N/A | N/A | N/A | N/A | N/A | N/A | N/A | 2 | 2 | 3 | 2 | 3 | 1 | 1 |  | 0
SCE Metro | Huntington Beach | 230 | Wind, Onshore |  |  | 0 | 0 | 0 | 0 | 0 | 0 | 0 | 0 | 0 | 1 | 1 | 1 | 1 | 1 | 1 | N/A |  |  |  | N/A | N/A | N/A | N/A | N/A | N/A | N/A | 1 | 1 | 1 | 1 | 2 | 1 | 1 |  | 0
PG&E NGBA | Ignacio | 115 | Wind, Onshore |  |  | 0 | 0 | 0 | 0 | 0 | 0 | 0 | 0 | 0 | 5 | 4 | 1 | 1 | 1 | 1 | N/A |  |  |  | N/A | N/A | N/A | N/A | N/A | N/A | N/A | 2 | 1 | 4 | 1 | 3 | 1 | 1 |  | 0
PG&E NGBA | Ignacio | 230 | Wind, Onshore |  |  | 0 | 0 | 0 | 0 | 0 | 0 | 0 | 0 | 0 | 5 | 2 | 1 | 1 | 1 | 1 | N/A |  |  |  | N/A | N/A | N/A | N/A | N/A | N/A | N/A | 2 | 1 | 4 | 1 | 3 | 1 | 1 |  | 0
PG&E NGBA | Ignacio | 60 | Wind, Onshore |  |  | 0 | 0 | 0 | 0 | 0 | 0 | 0 | 0 | 0 | 5 | 2 | 1 | 1 | 1 | 1 | N/A |  |  |  | N/A | N/A | N/A | N/A | N/A | N/A | N/A | 2 | 1 | 4 | 1 | 3 | 1 | 1 |  | 0
SDGE | Imperial Beach | 69 | Wind, Onshore |  |  | 0 | 0 | 0 | 0 | 0 | 0 | 0 | 0 | 0 | 1 | 1 | 1 | 1 | 1 | 1 | [11 empty] | 2 | 1 | 3 | 1 | 2 | 1 | 1 |  | 0
SDGE | Imperial Valley | 230 | Wind, Onshore |  |  | 0 | 0 | 0 | 0 | 0 | 0 | 0 | 0 | 0 | 1 | 1 | 1 | 1 | 1 | 1 | N/A |  |  |  | N/A | N/A | N/A | N/A | N/A | N/A | N/A | 1 | 1 | 2 | 2 | 1 | 1 | 1 |  | 0
SDGE | Imperial Valley | 500 | Wind, Onshore |  |  | 0 | 0 | 0 | 0 | 0 | 0 | 0 | 0 | 0 | 1 | 1 | 1 | 1 | 1 | 1 | N/A |  |  |  | N/A | N/A | N/A | N/A | N/A | N/A | N/A | 1 | 1 | 2 | 2 | 1 | 1 | 1 |  | 0
EOP | Innovation | 138 | Wind, Onshore |  |  | 0 | 0 | 0 | 0 | 0 | 0 | 0 | 0 | 0 | 5 | 3 | 1 | 1 | 1 | 1 | N/A |  |  |  | N/A | N/A | N/A | N/A | N/A | N/A | N/A | 2 | 2 | 4 | 1 | 3 | 1 | 1 |  | 0
EOP | Innovation | 230 | Wind, Onshore |  |  | 0 | 0 | 0 | 0 | 0 | 0 | 0 | 0 | 0 | 5 | 3 | 1 | 1 | 1 | 1 | N/A |  |  |  | N/A | N/A | N/A | N/A | N/A | N/A | N/A | 2 | 2 | 4 | 1 | 3 | 1 | 1 |  | 0
SCE NOL | Inyokern | 115 | Wind, Onshore |  |  | 0 | 0 | 0 | 0 | 0 | 0 | 0 | 0 | 0 | 3 | 3 | 1 | 1 | 1 | 1 | N/A |  |  |  | N/A | N/A | N/A | N/A | N/A | N/A | N/A | 2 | 2 | 4 | 1 | 3 | 1 | 1 |  | 0
EOP | IS Tap | 138 | Wind, Onshore |  |  | 0 | 0 | 0 | 0 | 0 | 0 | 0 | 0 | 0 | 5 | 3 | 1 | 1 | 1 | 1 | [11 empty] | 2 | 2 | 4 | 1 | 3 | 1 | 1 |  | 0
EOP | Ivanpah | 115 | Wind, Onshore |  |  | 0 | 0 | 0 | 0 | 0 | 0 | 0 | 0 | 0 | 5 | 3 | 1 | 1 | 1 | 1 | N/A |  |  |  | N/A | N/A | N/A | N/A | N/A | N/A | N/A | 2 | 2 | 4 | 1 | 1 | 1 | 1 |  | 0
EOP | Ivanpah | 230 | Wind, Onshore |  |  | 0 | 0 | 0 | 0 | 0 | 0 | 0 | 0 | 0 | 5 | 3 | 1 | 1 | 1 | 1 | N/A |  |  |  | N/A | N/A | N/A | N/A | N/A | N/A | N/A | 2 | 2 | 4 | 1 | 1 | 1 | 1 |  | 0
EOP | Jackass (DOE) | 138 | Wind, Onshore |  |  | 0 | 0 | 0 | 0 | 0 | 0 | 0 | 0 | 0 | 5 | 3 | 1 | 1 | 1 | 1 | [11 empty] | 2 | 2 | 4 | 1 | 3 | 1 | 1 |  | 0
PG&E NGBA | James B Black | 230 | Wind, Onshore |  |  | 0 | 0 | 0 | 0 | 0 | 0 | 0 | 0 | 0 | 5 | 2 | 1 | 1 | 1 | 1 | [11 empty] | 2 | 2 | 4 | 2 | 3 | 1 | 1 |  | 0
PG&E GBA | Jefferson | 230 | Wind, Onshore |  |  | 0 | 0 | 0 | 0 | 0 | 0 | 0 | 0 | 0 | 5 | 4 | 1 | 1 | 1 | 1 | [11 empty] | 2 | 1 | 3 | 1 | 2 | 1 | 1 |  | 0
PG&E NGBA | Jessup | 115 | Wind, Onshore |  |  | 0 | 0 | 0 | 0 | 0 | 0 | 0 | 0 | 0 | 5 | 2 | 1 | 1 | 1 | 1 | N/A |  |  |  | N/A | N/A | N/A | N/A | N/A | N/A | N/A | 2 | 2 | 3 | 2 | 3 | 1 | 1 |  | 0
SCE Metro | Johanna | 230 | Wind, Onshore |  |  | 0 | 0 | 0 | 0 | 0 | 0 | 0 | 0 | 0 | 1 | 1 | 1 | 1 | 1 | 1 | N/A |  |  |  | N/A | N/A | N/A | N/A | N/A | N/A | N/A | 1 | 1 | 2 | 1 | 1 | 1 | 1 |  | 0
SCE Eastern | Julian Hinds | 230 | Wind, Onshore |  |  | 0 | 0 | 0 | 0 | 0 | 0 | 0 | 0 | 0 | 5 | 4 | 3 | 3 | 3 | 1 | 1 |  |  |  | 1 | 1 | 1 | 1 | 1 | 1 | 1 | 2 | 1 | 4 | 1 | 3 | 1 | 1 |  | 0
PG&E GBA | Kasson | 115 | Wind, Onshore |  |  | 0 | 0 | 0 | 0 | 0 | 0 | 0 | 0 | 0 | 5 | 4 | 1 | 1 | 1 | 1 | [11 empty] | 1 | 1 | 4 | 2 | 1 | 1 | 1 |  | 0
PG&E GBA | Kasson | 60 | Wind, Onshore |  |  | 0 | 0 | 0 | 0 | 0 | 0 | 0 | 0 | 0 | 5 | 4 | 1 | 1 | 1 | 1 | [11 empty] | 1 | 1 | 4 | 2 | 1 | 1 | 1 |  | 0
PG&E FRESNO | Kearney | 230 | Wind, Onshore |  |  | 0 | 0 | 0 | 0 | 0 | 0 | 0 | 0 | 0 | 5 | 4 | 5 | 2 | 1 | 1 | N/A |  |  |  | N/A | N/A | N/A | N/A | N/A | N/A | N/A | 1 | 1 | 3 | 2 | 1 | 1 | 1 |  | 0
PG&E FRESNO | Kearney | 70 | Wind, Onshore |  |  | 0 | 0 | 0 | 0 | 0 | 0 | 0 | 0 | 0 | 5 | 4 | 5 | 2 | 1 | 1 | N/A |  |  |  | N/A | N/A | N/A | N/A | N/A | N/A | N/A | 1 | 1 | 3 | 2 | 1 | 1 | 1 |  | 0
PG&E GBA | Kelso | 230 | Wind, Onshore |  |  | 80.8 | 3.45 | 84.25 | 0 | 0 | 0 | 80.8 | 3.45 | 84.25 | 5 | 2 | 1 | 1 | 1 | 2 | 2 |  |  |  | 2 | 2 | 1 | 1 | 2 | 1 | 1 | 2 | 1 | 2 | 1 | 2 | 1 | 4 | Reduced to align with CI and limited res potential in area | 1
PG&E FRESNO | Kerchoff 1 | 115 | Wind, Onshore |  |  | 0 | 0 | 0 | 0 | 0 | 0 | 0 | 0 | 0 | 5 | 4 | 5 | 2 | 1 | 1 | [11 empty] | 1 | 1 | 4 | 2 | 3 | 1 | 1 |  | 0
PG&E KERN | Kern Oil | 115 | Wind, Onshore |  |  | 0 | 0 | 0 | 0 | 0 | 0 | 0 | 0 | 0 | 5 | 2 | 4 | 4 | 1 | 1 | N/A |  |  |  | N/A | N/A | N/A | N/A | N/A | N/A | N/A | 1 | 1 | 1 | 1 | 1 | 1 | 1 |  | 0
PG&E KERN | Kern PP | 115 | Wind, Onshore |  |  | 0 | 0 | 0 | 0 | 0 | 0 | 0 | 0 | 0 | 5 | 2 | 4 | 4 | 1 | 1 | N/A |  |  |  | N/A | N/A | N/A | N/A | N/A | N/A | N/A | 1 | 1 | 2 | 1 | 2 | 1 | 1 |  | 0
PG&E KERN | Kern PP | 230 | Wind, Onshore |  |  | 0 | 0 | 0 | 0 | 0 | 0 | 0 | 0 | 0 | 5 | 2 | 4 | 4 | 1 | 1 | N/A |  |  |  | N/A | N/A | N/A | N/A | N/A | N/A | N/A | 1 | 1 | 2 | 1 | 2 | 1 | 1 |  | 0
PG&E KERN | Kern PP | 70 | Wind, Onshore |  |  | 0 | 0 | 0 | 0 | 0 | 0 | 0 | 0 | 0 | 1 | 1 | 1 | 1 | 1 | 1 | N/A |  |  |  | N/A | N/A | N/A | N/A | N/A | N/A | N/A | 1 | 1 | 2 | 1 | 2 | 1 | 1 |  | 0
PG&E KERN | Kernridge | 115 | Wind, Onshore |  |  | 0 | 0 | 0 | 0 | 0 | 0 | 0 | 0 | 0 | 5 | 2 | 4 | 4 | 1 | 1 | N/A |  |  |  | N/A | N/A | N/A | N/A | N/A | N/A | N/A | 1 | 1 | 1 | 1 | 1 | 1 | 1 |  | 0
PG&E FRESNO | Kingsburg | 115 | Wind, Onshore |  |  | 0 | 0 | 0 | 0 | 0 | 0 | 0 | 0 | 0 | 5 | 4 | 5 | 4 | 1 | 1 | N/A |  |  |  | N/A | N/A | N/A | N/A | N/A | N/A | N/A | 1 | 1 | 2 | 2 | 1 | 1 | 1 |  | 0
PG&E GBA | Kirker | 115 | Wind, Onshore |  |  | 0 | 0 | 0 | 0 | 0 | 0 | 0 | 0 | 0 | 5 | 2 | 1 | 1 | 1 | 1 | N/A |  |  |  | N/A | N/A | N/A | N/A | N/A | N/A | N/A | 2 | 1 | 3 | 1 | 1 | 1 | 1 |  | 0
PG&E NGBA | Knights Landing | 115 | Wind, Onshore |  |  | 0 | 0 | 0 | 0 | 0 | 0 | 0 | 0 | 0 | 5 | 4 | 1 | 1 | 1 | 1 | [11 empty] | 2 | 1 | 4 | 2 | 3 | 1 | 1 |  | 0
PG&E NGBA | Konocti | 60 | Wind, Onshore |  |  | 0 | 0 | 0 | 0 | 0 | 0 | 0 | 0 | 0 | 5 | 2 | 1 | 1 | 1 | 1 | [11 empty] | 2 | 2 | 4 | 2 | 3 | 1 | 1 |  | 0
SCE NOL | Kramer | 115 | Wind, Onshore |  |  | 0 | 0 | 0 | 0 | 0 | 0 | 0 | 0 | 0 | 3 | 3 | 1 | 1 | 1 | 1 | N/A |  |  |  | N/A | N/A | N/A | N/A | N/A | N/A | N/A | 2 | 1 | 4 | 1 | 3 | 1 | 1 |  | 0
SCE NOL | Kramer | 230 | Wind, Onshore |  |  | 0 | 0 | 0 | 0 | 0 | 0 | 0 | 0 | 0 | 3 | 3 | 1 | 1 | 1 | 1 | N/A |  |  |  | N/A | N/A | N/A | N/A | N/A | N/A | N/A | 2 | 1 | 4 | 1 | 3 | 1 | 1 |  | 0
SCE Metro | La Cienega | 230 | Wind, Onshore |  |  | 0 | 0 | 0 | 0 | 0 | 0 | 0 | 0 | 0 | 1 | 1 | 1 | 1 | 1 | 1 | N/A |  |  |  | N/A | N/A | N/A | N/A | N/A | N/A | N/A | 1 | 1 | 2 | 1 | 2 | 1 | 1 |  | 0
SCE Metro | La Fresa | 230 | Wind, Onshore |  |  | 0 | 0 | 0 | 0 | 0 | 0 | 0 | 0 | 0 | 1 | 1 | 1 | 1 | 1 | 1 | N/A |  |  |  | N/A | N/A | N/A | N/A | N/A | N/A | N/A | 1 | 1 | 2 | 1 | 2 | 1 | 1 |  | 0
SCE Metro | Laguna Bell | 230 | Wind, Onshore |  |  | 0 | 0 | 0 | 0 | 0 | 0 | 0 | 0 | 0 | 1 | 1 | 1 | 1 | 1 | 1 | N/A |  |  |  | N/A | N/A | N/A | N/A | N/A | N/A | N/A | 1 | 1 | 2 | 1 | 1 | 1 | 1 |  | 0
PG&E KERN | Lakeview | 70 | Wind, Onshore |  |  | 0 | 0 | 0 | 0 | 0 | 0 | 0 | 0 | 0 | 5 | 2 | 4 | 4 | 1 | 1 | [11 empty] | 1 | 1 | 4 | 1 | 1 | 1 | 1 |  | 0
PG&E NGBA | Lakeville | 230 | Wind, Onshore |  |  | 0 | 0 | 0 | 0 | 0 | 0 | 0 | 0 | 0 | 5 | 4 | 1 | 1 | 1 | 1 | N/A |  |  |  | N/A | N/A | N/A | N/A | N/A | N/A | N/A | 2 | 1 | 4 | 2 | 3 | 1 | 1 |  | 0
PG&E NGBA | Lakeville | 60 | Wind, Onshore |  |  | 0 | 0 | 0 | 0 | 0 | 0 | 0 | 0 | 0 | 5 | 4 | 1 | 1 | 1 | 1 | N/A |  |  |  | N/A | N/A | N/A | N/A | N/A | N/A | N/A | 2 | 1 | 4 | 2 | 3 | 1 | 1 |  | 0
PG&E NGBA | Lakeville | 115 | Wind, Onshore |  |  | 0 | 0 | 0 | 0 | 0 | 0 | 0 | 0 | 0 | 5 | 4 | 1 | 1 | 1 | 1 | N/A |  |  |  | N/A | N/A | N/A | N/A | N/A | N/A | N/A | 2 | 1 | 4 | 2 | 3 | 1 | 1 |  | 0
PG&E GBA | Lakewood | 115 | Wind, Onshore |  |  | 0 | 0 | 0 | 0 | 0 | 0 | 0 | 0 | 0 | 5 | 2 | 1 | 1 | 1 | 1 | [11 empty] | 2 | 1 | 3 | 1 | 2 | 1 | 1 |  | 0
PG&E NGBA | Lambie | 230 | Wind, Onshore |  |  | 0 | 0 | 0 | 0 | 0 | 0 | 0 | 0 | 0 | 5 | 4 | 1 | 1 | 1 | 1 | [11 empty] | 2 | 1 | 1 | 1 | 1 | 1 | 1 |  | 0
PG&E GBA | Lammers | 115 | Wind, Onshore |  |  | 0 | 0 | 0 | 0 | 0 | 0 | 0 | 0 | 0 | 5 | 4 | 1 | 1 | 1 | 1 | [11 empty] | 1 | 1 | 1 | 2 | 2 | 1 | 1 |  | 0
PG&E KERN | Lamont | 115 | Wind, Onshore |  |  | 0 | 0 | 0 | 0 | 0 | 0 | 0 | 0 | 0 | 5 | 2 | 4 | 4 | 1 | 1 | N/A |  |  |  | N/A | N/A | N/A | N/A | N/A | N/A | N/A | 1 | 1 | 2 | 1 | 1 | 1 | 1 |  | 0
PG&E FRESNO | Las Aguilas | 230 | Wind, Onshore |  |  | 0 | 0 | 0 | 0 | 0 | 0 | 0 | 0 | 0 | 1 | 1 | 1 | 1 | 1 | 1 | [11 empty] | 2 | 2 | 4 | 2 | 2 | 1 | 1 |  | 0
EOP | Lathrop | 138 | Wind, Onshore |  |  | 0 | 0 | 0 | 0 | 0 | 0 | 0 | 0 | 0 | 5 | 3 | 1 | 1 | 1 | 1 | N/A |  |  |  | N/A | N/A | N/A | N/A | N/A | N/A | N/A | 2 | 2 | 4 | 1 | 3 | 1 | 5 | Shifted to new 230 kV bus | 1
EOP | Lathrop | 230 | Wind, Onshore |  |  | 300 | 0 | 300 | 0 | 0 | 0 | 300 | 0 | 300 | 5 | 3 | 1 | 1 | 2 | 1 | 1 |  |  |  | N/A | N/A | N/A | N/A | N/A | N/A | N/A | 2 | 2 | 4 | 1 | 3 | 3- | 1 |  | 1
PG&E FRESNO | Le Grand | 115 | Wind, Onshore |  |  | 0 | 0 | 0 | 0 | 0 | 0 | 0 | 0 | 0 | 5 | 4 | 5 | 2 | 1 | 1 | N/A |  |  |  | N/A | N/A | N/A | N/A | N/A | N/A | N/A | 1 | 1 | 3 | 2 | 1 | 1 | 1 |  | 0
PG&E FRESNO | Lemoore | 70 | Wind, Onshore |  |  | 0 | 0 | 0 | 0 | 0 | 0 | 0 | 0 | 0 | 1 | 1 | 1 | 1 | 1 | 1 | N/A |  |  |  | N/A | N/A | N/A | N/A | N/A | N/A | N/A | 1 | 1 | 3 | 2 | 2 | 1 | 1 |  | 0
PG&E KERN | Lerdo | 115 | Wind, Onshore |  |  | 0 | 0 | 0 | 0 | 0 | 0 | 0 | 0 | 0 | 5 | 2 | 4 | 4 | 1 | 1 | N/A |  |  |  | N/A | N/A | N/A | N/A | N/A | N/A | N/A | 1 | 1 | 4 | 1 | 1 | 1 | 1 |  | 0
SCE Metro | Lewis | 230 | Wind, Onshore |  |  | 0 | 0 | 0 | 0 | 0 | 0 | 0 | 0 | 0 | 1 | 1 | 1 | 1 | 1 | 1 | N/A |  |  |  | N/A | N/A | N/A | N/A | N/A | N/A | N/A | 1 | 1 | 3 | 1 | 2 | 1 | 1 |  | 0
SCE Metro | Lighthipe | 230 | Wind, Onshore |  |  | 0 | 0 | 0 | 0 | 0 | 0 | 0 | 0 | 0 | 1 | 1 | 1 | 1 | 1 | 1 | N/A |  |  |  | N/A | N/A | N/A | N/A | N/A | N/A | N/A | 1 | 1 | 2 | 1 | 1 | 1 | 1 |  | 0
SDGE | Lilac | 69 | Wind, Onshore |  |  | 0 | 0 | 0 | 0 | 0 | 0 | 0 | 0 | 0 | 1 | 1 | 1 | 1 | 1 | 1 | [11 empty] | 2 | 1 | 3 | 1 | 3 | 1 | 1 |  | 0
PG&E NGBA | Lincoln | 115 | Wind, Onshore |  |  | 0 | 0 | 0 | 0 | 0 | 0 | 0 | 0 | 0 | 5 | 4 | 1 | 1 | 1 | 1 | [11 empty] | 2 | 1 | 3 | 2 | 3 | 1 | 1 |  | 0
PG&E KERN | Live Oak | 115 | Wind, Onshore |  |  | 0 | 0 | 0 | 0 | 0 | 0 | 0 | 0 | 0 | 5 | 2 | 4 | 4 | 1 | 1 | [11 empty] | 1 | 1 | 1 | 1 | 1 | 1 | 1 |  | 0
PG&E GBA | Llagas | 115 | Wind, Onshore |  |  | 0 | 0 | 0 | 0 | 0 | 0 | 0 | 0 | 0 | 5 | 4 | 1 | 1 | 1 | 1 | N/A |  |  |  | N/A | N/A | N/A | N/A | N/A | N/A | N/A | 2 | 1 | 2 | 2 | 1 | 1 | 1 |  | 0
PG&E GBA | Lockeford | 115 | Wind, Onshore |  |  | 0 | 0 | 0 | 0 | 0 | 0 | 0 | 0 | 0 | 5 | 4 | 1 | 1 | 1 | 1 | N/A |  |  |  | N/A | N/A | N/A | N/A | N/A | N/A | N/A | 1 | 1 | 4 | 2 | 2 | 1 | 1 |  | 0
PG&E GBA | Lockeford | 230 | Wind, Onshore |  |  | 0 | 0 | 0 | 0 | 0 | 0 | 0 | 0 | 0 | 5 | 4 | 1 | 1 | 1 | 1 | N/A |  |  |  | N/A | N/A | N/A | N/A | N/A | N/A | N/A | 1 | 1 | 4 | 2 | 2 | 1 | 1 |  | 0
PG&E GBA | Lockeford | 60 | Wind, Onshore |  |  | 0 | 0 | 0 | 0 | 0 | 0 | 0 | 0 | 0 | 5 | 4 | 1 | 1 | 1 | 1 | N/A |  |  |  | N/A | N/A | N/A | N/A | N/A | N/A | N/A | 1 | 1 | 4 | 2 | 2 | 1 | 1 |  | 0
PG&E GBA | Lodi | 230 | Wind, Onshore |  |  | 0 | 0 | 0 | 0 | 0 | 0 | 0 | 0 | 0 | 5 | 4 | 1 | 1 | 1 | 1 | [11 empty] | 1 | 1 | 1 | 2 | 1 | 1 | 1 |  | 0
PG&E NGBA | Logan Creek | 230 | Wind, Onshore |  |  | 0 | 0 | 0 | 0 | 0 | 0 | 0 | 0 | 0 | 5 | 2 | 1 | 1 | 1 | 1 | N/A |  |  |  | N/A | N/A | N/A | N/A | N/A | N/A | N/A | 2 | 2 | 4 | 1 | 2 | 1 | 1 |  | 0
PG&E GBA | Lone Tree | 230 | Wind, Onshore |  |  | 0 | 0 | 0 | 0 | 0 | 0 | 0 | 0 | 0 | 5 | 2 | 1 | 1 | 1 | 1 | N/A |  |  |  | N/A | N/A | N/A | N/A | N/A | N/A | N/A | 2 | 1 | 3 | 1 | 2 | 1 | 1 |  | 0
PG&E FRESNO | Los Banos | 230 | Wind, Onshore |  |  | 170.5 | 0 | 170.5 | 60.5 | 0 | 60.5 | 110 | 0 | 110 | 1 | 1 | 1 | 1 | 2 | 2 | 2 |  |  |  | 1 | 3 | 1 | 1 | 3 | 1 | 1 | 1 | 1 | 4 | 2 | 1 | 5- | 1 |  | 1
PG&E FRESNO | Los Banos | 500 | Wind, Onshore |  |  | 0 | 0 | 0 | 0 | 0 | 0 | 0 | 0 | 0 | 1 | 1 | 1 | 1 | 1 | 1 | N/A |  |  |  | N/A | N/A | N/A | N/A | N/A | N/A | N/A | 1 | 1 | 4 | 2 | 1 | 1 | 1 |  | 0
SDGE | Los Coches | 138 | Wind, Onshore |  |  | 0 | 0 | 0 | 0 | 0 | 0 | 0 | 0 | 0 | 5 | 5 | 1 | 1 | 1 | 1 | [11 empty] | 2 | 2 | 4 | 2 | 3 | 1 | 1 |  | 0
SDGE | Los Coches | 69 | Wind, Onshore |  |  | 0 | 0 | 0 | 0 | 0 | 0 | 0 | 0 | 0 | 1 | 1 | 1 | 1 | 1 | 1 | [11 empty] | 2 | 2 | 4 | 2 | 3 | 1 | 1 |  | 0
PG&E GBA | Los Esteros | 115 | Wind, Onshore |  |  | 0 | 0 | 0 | 0 | 0 | 0 | 0 | 0 | 0 | 5 | 4 | 1 | 1 | 1 | 1 | N/A |  |  |  | N/A | N/A | N/A | N/A | N/A | N/A | N/A | 2 | 1 | 1 | 2 | 1 | 1 | 1 |  | 0
PG&E GBA | Los Esteros | 230 | Wind, Onshore |  |  | 0 | 0 | 0 | 0 | 0 | 0 | 0 | 0 | 0 | 5 | 4 | 1 | 1 | 1 | 1 | N/A |  |  |  | N/A | N/A | N/A | N/A | N/A | N/A | N/A | 2 | 1 | 1 | 2 | 1 | 1 | 1 |  | 0
PG&E GBA | Los Positas | 230 | Wind, Onshore |  |  | 0 | 0 | 0 | 0 | 0 | 0 | 0 | 0 | 0 | 5 | 4 | 1 | 1 | 1 | 1 | [11 empty] | 2 | 1 | 3 | 1 | 3 | 1 | 1 |  | 0
PG&E GBA | Los Positas | 60 | Wind, Onshore |  |  | 0 | 0 | 0 | 0 | 0 | 0 | 0 | 0 | 0 | 5 | 2 | 1 | 1 | 1 | 1 | [11 empty] | 2 | 1 | 3 | 1 | 3 | 1 | 1 |  | 0
SDGE | Loveland | 69 | Wind, Onshore |  |  | 0 | 0 | 0 | 0 | 0 | 0 | 0 | 0 | 0 | 1 | 1 | 1 | 1 | 1 | 1 | [11 empty] | 2 | 1 | 3 | 1 | 3 | 1 | 1 |  | 0
SCE NOL | Lugo | 230 | Wind, Onshore |  |  | 0 | 0 | 0 | 0 | 0 | 0 | 0 | 0 | 0 | 1 | 1 | 1 | 1 | 1 | 1 | N/A |  |  |  | N/A | N/A | N/A | N/A | N/A | N/A | N/A | 2 | 1 | 4 | 1 | 2 | 1 | 1 |  | 0
SCE Metro | Lugo | 500 | Wind, Onshore |  |  | 0 | 0 | 0 | 0 | 0 | 0 | 0 | 0 | 0 | 1 | 1 | 1 | 1 | 3 | 1 | 0 |  |  |  | N/A | N/A | N/A | N/A | N/A | N/A | N/A | 2 | 1 | 4 | 1 | 2 | 1 | 1 |  | 0
PG&E FRESNO | Madera | 70 | Wind, Onshore |  |  | 0 | 0 | 0 | 0 | 0 | 0 | 0 | 0 | 0 | 5 | 4 | 5 | 2 | 1 | 1 | [11 empty] | 1 | 1 | 4 | 2 | 1 | 1 | 1 |  | 0
PG&E NGBA | Madison | 115 | Wind, Onshore |  |  | 0 | 0 | 0 | 0 | 0 | 0 | 0 | 0 | 0 | 5 | 2 | 1 | 1 | 3 | 1 | 1 |  |  |  | 2 | 2 | 1 | 1 | 3 | 1 | 1 | 2 | 1 | 4 | 2 | 3 | 1 | 1 |  | 0
PG&E KERN | Magunden | 115 | Wind, Onshore |  |  | 0 | 0 | 0 | 0 | 0 | 0 | 0 | 0 | 0 | 5 | 2 | 4 | 4 | 1 | 1 | N/A |  |  |  | N/A | N/A | N/A | N/A | N/A | N/A | N/A | 1 | 1 | 2 | 1 | 1 | 1 | 1 |  | 0
SCE Northern | Magunden | 230 | Wind, Onshore |  |  | 0 | 0 | 0 | 0 | 0 | 0 | 0 | 0 | 0 | 1 | 1 | 1 | 1 | 1 | 1 | N/A |  |  |  | N/A | N/A | N/A | N/A | N/A | N/A | N/A | 1 | 1 | 2 | 1 | 1 | 1 | 1 |  | 0
PG&E FRESNO | Malaga | 115 | Wind, Onshore |  |  | 0 | 0 | 0 | 0 | 0 | 0 | 0 | 0 | 0 | 5 | 4 | 5 | 4 | 1 | 1 | N/A |  |  |  | N/A | N/A | N/A | N/A | N/A | N/A | N/A | 1 | 1 | 1 | 2 | 1 | 1 | 1 |  | 0
PG&E NGBA | Malin | 500 | Wind, Onshore |  |  | 0 | 0 | 0 | 0 | 0 | 0 | 0 | 0 | 0 | 5 | 2 | 1 | 1 | 1 | 1 | [11 empty] | 2 | 2 | 4 | 2 | 3 | 1 | 1 |  | 0
SCE Northern | Mandalay | 230 | Wind, Onshore |  |  | 0 | 0 | 0 | 0 | 0 | 0 | 0 | 0 | 0 | 5 | 2 | 1 | 1 | 1 | 1 | N/A |  |  |  | N/A | N/A | N/A | N/A | N/A | N/A | N/A | 2 | 1 | 2 | 1 | 1 | 1 | 1 |  | 0
PG&E FRESNO | Manning | 230 | Wind, Onshore |  |  | 0 | 0 | 0 | 0 | 0 | 0 | 0 | 0 | 0 | 1 | 1 | 1 | 1 | 1 | 1 | [11 empty] | 1 | 1 | 2 | 2 | 1 | 1 | 1 |  | 0
PG&E FRESNO | Manning | 500 | Wind, Onshore |  |  | 0 | 0 | 0 | 0 | 0 | 0 | 0 | 0 | 0 | 1 | 1 | 1 | 1 | 1 | 1 | [11 empty] | 1 | 1 | 2 | 2 | 1 | 1 | 1 |  | 0
PG&E GBA | Manteca | 115 | Wind, Onshore |  |  | 0 | 0 | 0 | 0 | 0 | 0 | 0 | 0 | 0 | 5 | 4 | 4 | 4 | 1 | 1 | [11 empty] | 1 | 1 | 2 | 2 | 2 | 1 | 1 |  | 0
SDGE | Margarita | 138 | Wind, Onshore |  |  | 0 | 0 | 0 | 0 | 0 | 0 | 0 | 0 | 0 | 1 | 1 | 1 | 1 | 1 | 1 | N/A |  |  |  | N/A | N/A | N/A | N/A | N/A | N/A | N/A | 1 | 1 | 2 | 1 | 3 | 1 | 1 |  | 0
PG&E GBA | Martin | 230 | Wind, Onshore |  |  | 0 | 0 | 0 | 0 | 0 | 0 | 0 | 0 | 0 | 5 | 2 | 1 | 1 | 1 | 1 | N/A |  |  |  | N/A | N/A | N/A | N/A | N/A | N/A | N/A | 2 | 1 | 3 | 1 | 2 | 1 | 1 |  | 0
PG&E GBA | Martin | 115 | Wind, Onshore |  |  | 0 | 0 | 0 | 0 | 0 | 0 | 0 | 0 | 0 | 5 | 2 | 1 | 1 | 1 | 1 | N/A |  |  |  | N/A | N/A | N/A | N/A | N/A | N/A | N/A | 2 | 1 | 3 | 1 | 2 | 1 | 1 |  | 0
PG&E GBA | Martinez | 115 | Wind, Onshore |  |  | 0 | 0 | 0 | 0 | 0 | 0 | 0 | 0 | 0 | 5 | 4 | 1 | 1 | 1 | 1 | N/A |  |  |  | N/A | N/A | N/A | N/A | N/A | N/A | N/A | 2 | 1 | 1 | 1 | 1 | 1 | 1 |  | 0
PG&E FRESNO | Mc Mullin | 230 | Wind, Onshore |  |  | 0 | 0 | 0 | 0 | 0 | 0 | 0 | 0 | 0 | 5 | 4 | 5 | 2 | 1 | 1 | N/A |  |  |  | N/A | N/A | N/A | N/A | N/A | N/A | N/A | 1 | 1 | 3 | 2 | 1 | 1 | 1 |  | 0
PG&E FRESNO | McCall | 115 | Wind, Onshore |  |  | 0 | 0 | 0 | 0 | 0 | 0 | 0 | 0 | 0 | 5 | 4 | 5 | 2 | 1 | 1 | N/A |  |  |  | N/A | N/A | N/A | N/A | N/A | N/A | N/A | 1 | 1 | 3 | 2 | 1 | 1 | 1 |  | 0
PG&E FRESNO | McCall | 230 | Wind, Onshore |  |  | 0 | 0 | 0 | 0 | 0 | 0 | 0 | 0 | 0 | 5 | 4 | 5 | 2 | 1 | 1 | N/A |  |  |  | N/A | N/A | N/A | N/A | N/A | N/A | N/A | 1 | 1 | 3 | 2 | 1 | 1 | 1 |  | 0
PG&E GBA | Meadow Lane | 115 | Wind, Onshore |  |  | 0 | 0 | 0 | 0 | 0 | 0 | 0 | 0 | 0 | 5 | 2 | 1 | 1 | 1 | 1 | [11 empty] | 2 | 1 | 2 | 1 | 1 | 1 | 1 |  | 0
PG&E GBA | Melones | 115 | Wind, Onshore |  |  | 0 | 0 | 0 | 0 | 0 | 0 | 0 | 0 | 0 | 5 | 4 | 1 | 1 | 1 | 1 | N/A |  |  |  | N/A | N/A | N/A | N/A | N/A | N/A | N/A | 2 | 1 | 4 | 1 | 3 | 1 | 1 |  | 0
PG&E GBA | Melones | 230 | Wind, Onshore |  |  | 0 | 0 | 0 | 0 | 0 | 0 | 0 | 0 | 0 | 5 | 4 | 1 | 1 | 1 | 1 | N/A |  |  |  | N/A | N/A | N/A | N/A | N/A | N/A | N/A | 2 | 1 | 4 | 1 | 3 | 1 | 1 |  | 0
SDGE | Melrose | 69 | Wind, Onshore |  |  | 0 | 0 | 0 | 0 | 0 | 0 | 0 | 0 | 0 | 1 | 1 | 1 | 1 | 1 | 1 | [11 empty] | 2 | 1 | 3 | 1 | 3 | 1 | 1 |  | 0
PG&E NGBA | Mendocino | 115 | Wind, Onshore |  |  | 0 | 0 | 0 | 0 | 0 | 0 | 0 | 0 | 0 | 5 | 2 | 1 | 1 | 1 | 1 | N/A |  |  |  | N/A | N/A | N/A | N/A | N/A | N/A | N/A | 2 | 2 | 4 | 2 | 3 | 1 | 1 |  | 0
PG&E NGBA | Mendocino | 60 | Wind, Onshore |  |  | 0 | 0 | 0 | 0 | 0 | 0 | 0 | 0 | 0 | 5 | 2 | 1 | 1 | 1 | 1 | N/A |  |  |  | N/A | N/A | N/A | N/A | N/A | N/A | N/A | 2 | 2 | 4 | 2 | 3 | 1 | 1 |  | 0
PG&E FRESNO | Mendota | 115 | Wind, Onshore |  |  | 0 | 0 | 0 | 0 | 0 | 0 | 0 | 0 | 0 | 5 | 4 | 5 | 2 | 1 | 1 | N/A |  |  |  | N/A | N/A | N/A | N/A | N/A | N/A | N/A | 1 | 1 | 3 | 2 | 1 | 1 | 1 |  | 0
PG&E GBA | Menlo | 60 | Wind, Onshore |  |  | 0 | 0 | 0 | 0 | 0 | 0 | 0 | 0 | 0 | 5 | 2 | 1 | 1 | 1 | 1 | [11 empty] | 2 | 1 | 3 | 1 | 2 | 1 | 1 |  | 0
PG&E FRESNO | Merced | 115 | Wind, Onshore |  |  | 0 | 0 | 0 | 0 | 0 | 0 | 0 | 0 | 0 | 5 | 4 | 5 | 2 | 1 | 1 | N/A |  |  |  | N/A | N/A | N/A | N/A | N/A | N/A | N/A | 1 | 1 | 4 | 2 | 1 | 1 | 1 |  | 0
EOP | Mercury | 138 | Wind, Onshore |  |  | 0 | 0 | 0 | 0 | 0 | 0 | 0 | 0 | 0 | 5 | 3 | 1 | 1 | 1 | 1 | N/A |  |  |  | N/A | N/A | N/A | N/A | N/A | N/A | N/A | 2 | 2 | 4 | 1 | 3 | 1 | 1 |  | 0
PG&E FRESNO | Mercy Springs | 70 | Wind, Onshore |  |  | 0 | 0 | 0 | 0 | 0 | 0 | 0 | 0 | 0 | 1 | 1 | 1 | 1 | 1 | 1 | [11 empty] | 1 | 1 | 4 | 2 | 1 | 1 | 1 |  | 0
PG&E NGBA | Meridian | 60 | Wind, Onshore |  |  | 0 | 0 | 0 | 0 | 0 | 0 | 0 | 0 | 0 | 5 | 2 | 1 | 1 | 1 | 1 | [11 empty] | 2 | 2 | 4 | 1 | 3 | 1 | 1 |  | 0
PG&E KERN | Mesa (PGE) | 115 | Wind, Onshore |  |  | 0 | 0 | 0 | 0 | 0 | 0 | 0 | 0 | 0 | 1 | 1 | 1 | 1 | 1 | 1 | N/A |  |  |  | N/A | N/A | N/A | N/A | N/A | N/A | N/A | 2 | 2 | 3 | 2 | 2 | 1 | 1 |  | 0
PG&E KERN | Mesa (PGE) | 230 | Wind, Onshore |  |  | 0 | 0 | 0 | 0 | 0 | 0 | 0 | 0 | 0 | 5 | 2 | 4 | 4 | 1 | 1 | N/A |  |  |  | N/A | N/A | N/A | N/A | N/A | N/A | N/A | 2 | 2 | 3 | 2 | 2 | 1 | 1 |  | 0
SCE Metro | Mesa (SCE) | 230 | Wind, Onshore |  |  | 0 | 0 | 0 | 0 | 0 | 0 | 0 | 0 | 0 | 1 | 1 | 1 | 1 | 1 | 1 | N/A |  |  |  | N/A | N/A | N/A | N/A | N/A | N/A | N/A | 1 | 1 | 3 | 1 | 2 | 1 | 1 |  | 0
SCE Metro | Mesa (SCE) | 500 | Wind, Onshore |  |  | 0 | 0 | 0 | 0 | 0 | 0 | 0 | 0 | 0 | 1 | 1 | 1 | 1 | 1 | 1 | N/A |  |  |  | N/A | N/A | N/A | N/A | N/A | N/A | N/A | 1 | 1 | 3 | 1 | 2 | 1 | 1 |  | 0
SDGE | Mesa Heights | 69 | Wind, Onshore |  |  | 0 | 0 | 0 | 0 | 0 | 0 | 0 | 0 | 0 | 1 | 1 | 1 | 1 | 1 | 1 | [11 empty] | 2 | 1 | 2 | 1 | 3 | 1 | 1 |  | 0
PG&E GBA | Metcalf | 115 | Wind, Onshore |  |  | 0 | 0 | 0 | 0 | 0 | 0 | 0 | 0 | 0 | 5 | 4 | 1 | 1 | 1 | 1 | N/A |  |  |  | N/A | N/A | N/A | N/A | N/A | N/A | N/A | 2 | 1 | 1 | 2 | 3 | 1 | 1 |  | 0
PG&E GBA | Metcalf | 230 | Wind, Onshore |  |  | 0 | 0 | 0 | 0 | 0 | 0 | 0 | 0 | 0 | 5 | 4 | 1 | 1 | 1 | 1 | N/A |  |  |  | N/A | N/A | N/A | N/A | N/A | N/A | N/A | 2 | 1 | 1 | 2 | 3 | 1 | 1 |  | 0
PG&E GBA | Metcalf | 500 | Wind, Onshore |  |  | 0 | 0 | 0 | 0 | 0 | 0 | 0 | 0 | 0 | 1 | 1 | 1 | 1 | 1 | 1 | N/A |  |  |  | N/A | N/A | N/A | N/A | N/A | N/A | N/A | 2 | 1 | 1 | 2 | 3 | 1+ | 1 |  | 1
PG&E KERN | Midway | 115 | Wind, Onshore |  |  | 0 | 0 | 0 | 0 | 0 | 0 | 0 | 0 | 0 | 5 | 2 | 4 | 4 | 3 | 1 | 1 |  |  |  | 1 | 1 | 1 | 1 | 1 | 1 | 1 | 1 | 1 | 3 | 1 | 1 | 1 | 1 |  | 0
PG&E KERN | Midway | 230 | Wind, Onshore |  |  | 0 | 0 | 0 | 0 | 0 | 0 | 0 | 0 | 0 | 5 | 2 | 4 | 4 | 1 | 1 | N/A |  |  |  | N/A | N/A | N/A | N/A | N/A | N/A | N/A | 1 | 1 | 3 | 1 | 1 | 1 | 1 |  | 0
PG&E KERN | Midway | 500 | Wind, Onshore |  |  | 0 | 0 | 0 | 0 | 0 | 0 | 0 | 0 | 0 | 5 | 2 | 4 | 4 | 1 | 1 | N/A |  |  |  | N/A | N/A | N/A | N/A | N/A | N/A | N/A | 1 | 1 | 3 | 1 | 1 | 1 | 1 |  | 0
SDGE | Miguel | 230 | Wind, Onshore |  |  | 0 | 0 | 0 | 0 | 0 | 0 | 0 | 0 | 0 | 1 | 1 | 1 | 1 | 1 | 1 | N/A |  |  |  | N/A | N/A | N/A | N/A | N/A | N/A | N/A | 2 | 1 | 3 | 1 | 2 | 1 | 1 |  | 0
SDGE | Miguel | 500 | Wind, Onshore |  |  | 0 | 0 | 0 | 0 | 0 | 0 | 0 | 0 | 0 | 1 | 1 | 1 | 1 | 1 | 1 | N/A |  |  |  | N/A | N/A | N/A | N/A | N/A | N/A | N/A | 2 | 1 | 3 | 1 | 2 | 1 | 1 |  | 0
SDGE | Miguel | 69 | Wind, Onshore |  |  | 0 | 0 | 0 | 0 | 0 | 0 | 0 | 0 | 0 | 1 | 1 | 1 | 1 | 1 | 1 | N/A |  |  |  | N/A | N/A | N/A | N/A | N/A | N/A | N/A | 2 | 1 | 3 | 1 | 2 | 1 | 1 |  | 0
PG&E GBA | Millbrae | 115 | Wind, Onshore |  |  | 0 | 0 | 0 | 0 | 0 | 0 | 0 | 0 | 0 | 5 | 2 | 1 | 1 | 1 | 1 | [11 empty] | 2 | 1 | 3 | 1 | 2 | 1 | 1 |  | 0
PG&E GBA | Miller | 115 | Wind, Onshore |  |  | 0 | 0 | 0 | 0 | 0 | 0 | 0 | 0 | 0 | 5 | 4 | 1 | 1 | 1 | 1 | N/A |  |  |  | N/A | N/A | N/A | N/A | N/A | N/A | N/A | 1 | 1 | 4 | 2 | 1 | 1 | 1 |  | 0
SCE Metro | Mira Loma | 230 | Wind, Onshore |  |  | 0 | 0 | 0 | 0 | 0 | 0 | 0 | 0 | 0 | 1 | 1 | 1 | 1 | 1 | 1 | N/A |  |  |  | N/A | N/A | N/A | N/A | N/A | N/A | N/A | 1 | 1 | 1 | 1 | 1 | 1 | 1 |  | 0
SCE Metro | Mira Loma | 500 | Wind, Onshore |  |  | 0 | 0 | 0 | 0 | 0 | 0 | 0 | 0 | 0 | 1 | 1 | 1 | 1 | 1 | 1 | N/A |  |  |  | N/A | N/A | N/A | N/A | N/A | N/A | N/A | 1 | 1 | 1 | 1 | 1 | 1 | 1 |  | 0
SCE Eastern | Mirage | 115 | Wind, Onshore |  |  | 0 | 0 | 0 | 0 | 0 | 0 | 0 | 0 | 0 | 5 | 4 | 3 | 3 | 1 | 1 | N/A |  |  |  | N/A | N/A | N/A | N/A | N/A | N/A | N/A | 2 | 1 | 3 | 1 | 3 | 1 | 1 |  | 0
SCE Eastern | Mirage | 230 | Wind, Onshore |  |  | 0 | 0 | 0 | 0 | 0 | 0 | 0 | 0 | 0 | 5 | 4 | 3 | 3 | 1 | 1 | N/A |  |  |  | N/A | N/A | N/A | N/A | N/A | N/A | N/A | 2 | 1 | 3 | 1 | 3 | 1 | 1 |  | 0
SDGE | Mission | 138 | Wind, Onshore |  |  | 0 | 0 | 0 | 0 | 0 | 0 | 0 | 0 | 0 | 1 | 1 | 1 | 1 | 1 | 1 | N/A |  |  |  | N/A | N/A | N/A | N/A | N/A | N/A | N/A | 2 | 1 | 2 | 1 | 2 | 1 | 1 |  | 0
SDGE | Mission | 230 | Wind, Onshore |  |  | 0 | 0 | 0 | 0 | 0 | 0 | 0 | 0 | 0 | 1 | 1 | 1 | 1 | 1 | 1 | N/A |  |  |  | N/A | N/A | N/A | N/A | N/A | N/A | N/A | 2 | 1 | 2 | 1 | 2 | 1 | 1 |  | 0
SDGE | Mission | 69 | Wind, Onshore |  |  | 0 | 0 | 0 | 0 | 0 | 0 | 0 | 0 | 0 | 1 | 1 | 1 | 1 | 1 | 1 | N/A |  |  |  | N/A | N/A | N/A | N/A | N/A | N/A | N/A | 2 | 1 | 2 | 1 | 2 | 1 | 1 |  | 0
PG&E GBA | Mi-Wuk | 115 | Wind, Onshore |  |  | 0 | 0 | 0 | 0 | 0 | 0 | 0 | 0 | 0 | 5 | 4 | 1 | 1 | 1 | 1 | [11 empty] | 2 | 1 | 4 | 1 | 3 | 1 | 1 |  | 0
EOP | Mohave | 500 | Wind, Onshore |  |  | 484.9 | 0 | 484.9 | 0 | 0 | 0 | 484.9 | 0 | 484.9 | 5 | 2 | 1 | 1 | 2 | 1 | 2 |  |  |  | N/A | N/A | N/A | N/A | N/A | N/A | N/A | 2 | 2 | 3 | 1 | 3 | 3- | 1 |  | 1
PG&E NGBA | Monroe | 115 | Wind, Onshore |  |  | 0 | 0 | 0 | 0 | 0 | 0 | 0 | 0 | 0 | 5 | 2 | 1 | 1 | 1 | 1 | [11 empty] | 2 | 1 | 3 | 2 | 2 | 1 | 1 |  | 0
SDGE | Monserate | 69 | Wind, Onshore |  |  | 0 | 0 | 0 | 0 | 0 | 0 | 0 | 0 | 0 | 1 | 1 | 1 | 1 | 1 | 1 | [11 empty] | 2 | 1 | 3 | 1 | 3 | 1 | 1 |  | 0
PG&E GBA | Monta Vista | 115 | Wind, Onshore |  |  | 0 | 0 | 0 | 0 | 0 | 0 | 0 | 0 | 0 | 5 | 4 | 1 | 1 | 1 | 1 | [11 empty] | 2 | 1 | 3 | 2 | 3 | 1 | 1 |  | 0
PG&E GBA | Monta Vista | 230 | Wind, Onshore |  |  | 0 | 0 | 0 | 0 | 0 | 0 | 0 | 0 | 0 | 5 | 4 | 1 | 1 | 1 | 1 | [11 empty] | 2 | 1 | 3 | 2 | 3 | 1 | 1 |  | 0
PG&E GBA | Monta Vista | 60 | Wind, Onshore |  |  | 0 | 0 | 0 | 0 | 0 | 0 | 0 | 0 | 0 | 5 | 4 | 1 | 1 | 1 | 1 | [11 empty] | 2 | 1 | 3 | 2 | 3 | 1 | 1 |  | 0
PG&E NGBA | Monticello | 115 | Wind, Onshore |  |  | 0 | 0 | 0 | 0 | 0 | 0 | 0 | 0 | 0 | 5 | 2 | 1 | 1 | 1 | 1 | [11 empty] | 2 | 1 | 4 | 2 | 3 | 1 | 1 |  | 0
SCE Northern | Moorpark | 230 | Wind, Onshore |  |  | 0 | 0 | 0 | 0 | 0 | 0 | 0 | 0 | 0 | 5 | 2 | 1 | 1 | 1 | 1 | N/A |  |  |  | N/A | N/A | N/A | N/A | N/A | N/A | N/A | 2 | 1 | 4 | 1 | 3 | 1 | 1 |  | 0
SCE Northern | Moorpark | 66 | Wind, Onshore |  |  | 0 | 0 | 0 | 0 | 0 | 0 | 0 | 0 | 0 | 5 | 2 | 1 | 1 | 1 | 1 | N/A |  |  |  | N/A | N/A | N/A | N/A | N/A | N/A | N/A | 2 | 1 | 4 | 1 | 3 | 1 | 1 |  | 0
PG&E GBA | Moraga | 115 | Wind, Onshore |  |  | 0 | 0 | 0 | 0 | 0 | 0 | 0 | 0 | 0 | 5 | 2 | 1 | 1 | 1 | 1 | [11 empty] | 2 | 1 | 3 | 1 | 3 | 1 | 1 |  | 0
PG&E GBA | Moraga | 230 | Wind, Onshore |  |  | 0 | 0 | 0 | 0 | 0 | 0 | 0 | 0 | 0 | 5 | 4 | 1 | 1 | 1 | 1 | [11 empty] | 2 | 1 | 3 | 1 | 3 | 1 | 1 |  | 0
PG&E GBA | Morgan Hill | 115 | Wind, Onshore |  |  | 0 | 0 | 0 | 0 | 0 | 0 | 0 | 0 | 0 | 5 | 4 | 1 | 1 | 1 | 1 | [11 empty] | 2 | 1 | 3 | 2 | 2 | 1 | 1 |  | 0
PG&E KERN | Morro Bay | 115 | Wind, Onshore |  |  | 0 | 0 | 0 | 0 | 0 | 0 | 0 | 0 | 0 | 1 | 1 | 1 | 1 | 1 | 1 | N/A |  |  |  | N/A | N/A | N/A | N/A | N/A | N/A | N/A | 2 | 2 | 2 | 2 | 3 | 1 | 1 |  | 0
PG&E KERN | Morro Bay | 230 | Wind, Onshore |  |  | 0 | 0 | 0 | 0 | 0 | 0 | 0 | 0 | 0 | 5 | 2 | 4 | 4 | 1 | 1 | N/A |  |  |  | N/A | N/A | N/A | N/A | N/A | N/A | N/A | 2 | 2 | 2 | 2 | 3 | 1 | 1 |  | 0
PG&E KERN | Morro Bay | 500 | Wind, Onshore |  |  | 0 | 0 | 0 | 0 | 0 | 0 | 0 | 0 | 0 | 5 | 2 | 4 | 4 | 1 | 1 | N/A |  |  |  | N/A | N/A | N/A | N/A | N/A | N/A | N/A | 2 | 2 | 2 | 2 | 3 | 1 | 1 |  | 0
PG&E GBA | Moss Landing | 115 | Wind, Onshore |  |  | 0 | 0 | 0 | 0 | 0 | 0 | 0 | 0 | 0 | 5 | 4 | 1 | 1 | 1 | 1 | N/A |  |  |  | N/A | N/A | N/A | N/A | N/A | N/A | N/A | 2 | 2 | 1 | 2 | 2 | 1 | 1 |  | 0
PG&E GBA | Moss Landing | 230 | Wind, Onshore |  |  | 0 | 0 | 0 | 0 | 0 | 0 | 0 | 0 | 0 | 5 | 4 | 1 | 1 | 3 | 1 | 1 |  |  |  | 2 | 1 | 1 | 1 | 1 | 1 | 1 | 2 | 2 | 1 | 2 | 2 | 1 | 1 |  | 0
PG&E GBA | Moss Landing | 500 | Wind, Onshore |  |  | 0 | 0 | 0 | 0 | 0 | 0 | 0 | 0 | 0 | 5 | 4 | 1 | 1 | 1 | 1 | N/A |  |  |  | N/A | N/A | N/A | N/A | N/A | N/A | N/A | 2 | 2 | 1 | 2 | 2 | 1 | 1 |  | 0
EOP | Mountain Pass | 115 | Wind, Onshore |  |  | 0 | 0 | 0 | 0 | 0 | 0 | 0 | 0 | 0 | 5 | 3 | 1 | 1 | 1 | 1 | [11 empty] | 2 | 2 | 4 | 1 | 1 | 1 | 1 |  | 0
PG&E GBA | Mountain View | 115 | Wind, Onshore |  |  | 0 | 0 | 0 | 0 | 0 | 0 | 0 | 0 | 0 | 5 | 2 | 1 | 1 | 1 | 1 | [11 empty] | 2 | 1 | 2 | 2 | 2 | 1 | 1 |  | 0
PG&E GBA | Mt Eden | 115 | Wind, Onshore |  |  | 0 | 0 | 0 | 0 | 0 | 0 | 0 | 0 | 0 | 5 | 2 | 1 | 1 | 1 | 1 | [11 empty] | 2 | 1 | 2 | 1 | 2 | 1 | 1 |  | 0
PG&E KERN | Mt Poso | 115 | Wind, Onshore |  |  | 0 | 0 | 0 | 0 | 0 | 0 | 0 | 0 | 0 | 1 | 1 | 1 | 1 | 1 | 1 | [11 empty] | 1 | 1 | 2 | 1 | 1 | 1 | 1 |  | 0
SDGE | Murray | 69 | Wind, Onshore |  |  | 0 | 0 | 0 | 0 | 0 | 0 | 0 | 0 | 0 | 1 | 1 | 1 | 1 | 1 | 1 | [11 empty] | 2 | 1 | 2 | 1 | 2 | 1 | 1 |  | 0
PG&E FRESNO | Mustang | 230 | Wind, Onshore |  |  | 0 | 0 | 0 | 0 | 0 | 0 | 0 | 0 | 0 | 5 | 3 | 5 | 4 | 1 | 1 | N/A |  |  |  | N/A | N/A | N/A | N/A | N/A | N/A | N/A | 1 | 1 | 1 | 2 | 1 | 1 | 1 |  | 0
SCE Northern | Neenach | 66 | Wind, Onshore |  |  | 0 | 0 | 0 | 0 | 0 | 0 | 0 | 0 | 0 | 1 | 1 | 1 | 1 | 1 | 1 | [11 empty] | 2 | 1 | 4 | 1 | 3 | 1 | 1 |  | 0
PG&E KERN | New Sub - Gates - Midway (Proposed) | 230 | Wind, Onshore |  |  | 0 | 0 | 0 | 0 | 0 | 0 | 0 | 0 | 0 | 5 | 2 | 4 | 4 | 1 | 1 | N/A |  |  |  | N/A | N/A | N/A | N/A | N/A | N/A | N/A | 1 | 1 | 4 | 2 | 1 | 1 | 1 |  | 0
PG&E KERN | New Sub - Gates - Templeton (Proposed) | 230 | Wind, Onshore |  |  | 0 | 0 | 0 | 0 | 0 | 0 | 0 | 0 | 0 | 5 | 2 | 4 | 4 | 1 | 1 | [11 empty] | 1 | 1 | 4 | 2 | 1 | 1 | 1 |  | 0
SCE NOL | New Sub - Kramer - Lugo (Proposed) | 230 | Wind, Onshore |  |  | 0 | 0 | 0 | 0 | 0 | 0 | 0 | 0 | 0 | 3 | 3 | 1 | 1 | 1 | 1 | [11 empty] | 2 | 1 | 2 | 1 | 1 | 1 | 1 |  | 0
PG&E FRESNO | New Sub - Los Banos - Midway (Proposed) | 500 | Wind, Onshore |  |  | 0 | 0 | 0 | 0 | 0 | 0 | 0 | 0 | 0 | 5 | 2 | 4 | 4 | 1 | 1 | [11 empty] | 1 | 1 | 4 | 2 | 1 | 1 | 1 |  | 0
SCE NOL | New Sub - Lugo - Pisgah (Proposed) | 230 | Wind, Onshore |  |  | 150 | 0 | 150 | 0 | 0 | 0 | 150 | 0 | 150 | 1 | 1 | 1 | 1 | 2 | 2 | 2 |  |  |  | 1 | 1 | 1 | 1 | 1 | 1 | 1 | 2 | 1 | 3 | 1 | 3 | 2- | 1 |  | 1
PG&E KERN | New Sub - Midway - Wheeler Ridge (Proposed) | 230 | Wind, Onshore |  |  | 0 | 0 | 0 | 0 | 0 | 0 | 0 | 0 | 0 | 5 | 2 | 4 | 4 | 1 | 1 | N/A |  |  |  | N/A | N/A | N/A | N/A | N/A | N/A | N/A | 1 | 1 | 3 | 1 | 1 | 1 | 1 |  | 0
PG&E NGBA | New Sub - Near existing Leavitt (PSREC) | 345 | Wind, Onshore | YES | Northern CA Wind Mapped to NVE area | 300 | 0 | 300 | 0 | 0 | 0 | 300 | 0 | 300 | 5 | 2 | 1 | 1 | 2 | 1 | 2 |  |  |  | 5 | 1 | 1 | 1 | 2 | 2 | 1 | 2 | 2 | 1 | 1 | 3 | 3- | 1 |  | 1
PG&E NGBA | New Sub - Near existing Madeline (NVE) | 345 | Wind, Onshore | YES | Northern CA Wind Mapped to NVE area | 631.1 | 0 | 631.1 | 0 | 0 | 0 | 631.1 | 0 | 631.1 | 5 | 2 | 1 | 1 | 2 | 1 | 4 |  |  |  | 5 | 1 | 1 | 1 | 1 | 3 | 1 | 2 | 2 | 4 | 1 | 3 | 3- | 1 |  | 1
SDGE | New Sub - North Gila - IV (Proposed) | 500 | Wind, Onshore |  |  | 0 | 0 | 0 | 0 | 0 | 0 | 0 | 0 | 0 | 1 | 1 | 1 | 1 | 1 | 1 | N/A |  |  |  | N/A | N/A | N/A | N/A | N/A | N/A | N/A | 2 | 1 | 4 | 2 | 2 | 1 | 1 |  | 0
PG&E NGBA | New Sub - Pit 1 - Cottonwood (Proposed) | 230 | Wind, Onshore |  |  | 200 | 6 | 206 | 0 | 0 | 0 | 200 | 6 | 206 | 5 | 3 | 3 | 3 | 2 | 1 | 2 |  |  |  | 5 | 2 | 1 | 1 | 2 | 3 | 1 | 2 | 2 | 4 | 2 | 3 | 1 | 1 |  | 1
PG&E GBA | New Sub - Rancho Seco - Bellota (Proposed) | 230 | Wind, Onshore |  |  | 0 | 0 | 0 | 0 | 0 | 0 | 0 | 0 | 0 | 5 | 4 | 1 | 1 | 1 | 1 | N/A |  |  |  | N/A | N/A | N/A | N/A | N/A | N/A | N/A | 1 | 1 | 4 | 2 | 3 | 1 | 1 |  | 0
SDGE | New Sub - Suncrest - Ocotillo (Proposed) | 500 | Wind, Onshore |  |  | 300 | 100 | 400 | 0 | 0 | 0 | 300 | 100 | 400 | 1 | 1 | 1 | 1 | 2 | 1 | 4 |  |  |  | 5 | 1 | 2 | 2 | 2 | 2 | 1 | 2 | 1 | 4 | 1 | 3 | 1 | 3 | Slight reduction in FCDS, switched to EODS | 1
PG&E FRESNO | New Sub - Westley - Quinto (Proposed) | 230 | Wind, Onshore |  |  | 0 | 0 | 0 | 0 | 0 | 0 | 0 | 0 | 0 | 1 | 1 | 1 | 1 | 1 | 1 | [11 empty] | 1 | 1 | 4 | 2 | 1 | 1 | 1 |  | 0
PG&E GBA | Newark | 115 | Wind, Onshore |  |  | 0 | 0 | 0 | 0 | 0 | 0 | 0 | 0 | 0 | 5 | 4 | 1 | 1 | 1 | 1 | N/A |  |  |  | N/A | N/A | N/A | N/A | N/A | N/A | N/A | 2 | 1 | 3 | 1 | 2 | 1 | 1 |  | 0
PG&E GBA | Newark | 230 | Wind, Onshore |  |  | 0 | 0 | 0 | 0 | 0 | 0 | 0 | 0 | 0 | 5 | 4 | 1 | 1 | 1 | 1 | N/A |  |  |  | N/A | N/A | N/A | N/A | N/A | N/A | N/A | 2 | 1 | 3 | 1 | 2 | 1 | 1 |  | 0
PG&E GBA | Newark | 60 | Wind, Onshore |  |  | 0 | 0 | 0 | 0 | 0 | 0 | 0 | 0 | 0 | 5 | 2 | 1 | 1 | 1 | 1 | N/A |  |  |  | N/A | N/A | N/A | N/A | N/A | N/A | N/A | 2 | 1 | 3 | 1 | 2 | 1 | 1 |  | 0
PG&E FRESNO | Newhall | 115 | Wind, Onshore |  |  | 0 | 0 | 0 | 0 | 0 | 0 | 0 | 0 | 0 | 5 | 4 | 5 | 2 | 1 | 1 | N/A |  |  |  | N/A | N/A | N/A | N/A | N/A | N/A | N/A | 1 | 1 | 4 | 2 | 1 | 1 | 1 |  | 0
PG&E KERN | Norco | 115 | Wind, Onshore |  |  | 0 | 0 | 0 | 0 | 0 | 0 | 0 | 0 | 0 | 5 | 2 | 4 | 4 | 2 | 1 | 1 |  |  |  | 1 | 1 | 1 | 1 | 1 | 1 | 1 | 1 | 1 | 3 | 1 | 1 | 1 | 1 |  | 0
PG&E GBA | Nortech | 115 | Wind, Onshore |  |  | 0 | 0 | 0 | 0 | 0 | 0 | 0 | 0 | 0 | 5 | 4 | 1 | 1 | 2 | 1 | 0 |  |  |  | 0 | 0 | 0 | 0 | 0 | 0 | 0 | 2 | 1 | 2 | 2 | 1 | 1 | 1 |  | 0
SDGE | North City Metering | 138 | Wind, Onshore |  |  | 0 | 0 | 0 | 0 | 0 | 0 | 0 | 0 | 0 | 1 | 1 | 1 | 1 | 2 | 1 | 0 |  |  |  | 0 | 0 | 0 | 0 | 0 | 0 | 0 | 2 | 1 | 2 | 1 | 3 | 1 | 1 |  | 0
PG&E GBA | North Dublin | 230 | Wind, Onshore |  |  | 0 | 0 | 0 | 0 | 0 | 0 | 0 | 0 | 0 | 5 | 4 | 1 | 1 | 1 | 1 | [11 empty] | 2 | 1 | 2 | 1 | 3 | 1 | 1 |  | 0
SDGE | North Gila | 500 | Wind, Onshore |  |  | 0 | 0 | 0 | 0 | 0 | 0 | 0 | 0 | 0 | 1 | 1 | 1 | 1 | 1 | 1 | N/A |  |  |  | N/A | N/A | N/A | N/A | N/A | N/A | N/A | 2 | 2 | 4 | 2 | 3 | 1 | 1 |  | 0
SCE Metro | North of SONGS | 230 | Wind, Onshore |  |  | 0 | 0 | 0 | 0 | 0 | 0 | 0 | 0 | 0 | 1 | 1 | 1 | 1 | 1 | 1 | [11 empty] | 2 | 1 | 3 | 1 | 3 | 1 | 1 |  | 0
SCE Metro | North of SONGS | 500 | Wind, Onshore |  |  | 0 | 0 | 0 | 0 | 0 | 0 | 0 | 0 | 0 | 1 | 1 | 1 | 1 | 1 | 1 | [11 empty] | 2 | 1 | 3 | 1 | 3 | 1 | 1 |  | 0
PG&E NGBA | Notre Dame | 115 | Wind, Onshore |  |  | 0 | 0 | 0 | 0 | 0 | 0 | 0 | 0 | 0 | 5 | 2 | 1 | 1 | 1 | 1 | [11 empty] | 2 | 1 | 4 | 2 | 2 | 1 | 1 |  | 0
PG&E GBA | Oakland C | 115 | Wind, Onshore |  |  | 0 | 0 | 0 | 0 | 0 | 0 | 0 | 0 | 0 | 5 | 4 | 1 | 1 | 1 | 1 | [11 empty] | 2 | 1 | 1 | 1 | 2 | 1 | 1 |  | 0
PG&E GBA | Oakland J | 115 | Wind, Onshore |  |  | 0 | 0 | 0 | 0 | 0 | 0 | 0 | 0 | 0 | 5 | 2 | 1 | 1 | 1 | 1 | 0 |  |  |  | 0 | 0 | 0 | 0 | 0 | 0 | 0 | 2 | 1 | 2 | 1 | 1 | 1 | 1 |  | 0
PG&E GBA | Oakland L | 115 | Wind, Onshore |  |  | 0 | 0 | 0 | 0 | 0 | 0 | 0 | 0 | 0 | 5 | 2 | 1 | 1 | 1 | 1 | [11 empty] | 2 | 1 | 2 | 1 | 1 | 1 | 1 |  | 0
PG&E GBA | Oakland X | 115 | Wind, Onshore |  |  | 0 | 0 | 0 | 0 | 0 | 0 | 0 | 0 | 0 | 5 | 2 | 1 | 1 | 1 | 1 | [11 empty] | 2 | 1 | 2 | 1 | 2 | 1 | 1 |  | 0
SDGE | Ocean Ranch | 69 | Wind, Onshore |  |  | 0 | 0 | 0 | 0 | 0 | 0 | 0 | 0 | 0 | 1 | 1 | 1 | 1 | 1 | 1 | [11 empty] | 2 | 1 | 4 | 1 | 3 | 1 | 1 |  | 0
PG&E KERN | Oceano | 115 | Wind, Onshore |  |  | 0 | 0 | 0 | 0 | 0 | 0 | 0 | 0 | 0 | 1 | 1 | 1 | 1 | 1 | 1 | N/A |  |  |  | N/A | N/A | N/A | N/A | N/A | N/A | N/A | 2 | 2 | 4 | 2 | 3 | 1 | 1 |  | 0
SDGE | Ocotillo Express | 500 | Wind, Onshore |  |  | 0 | 0 | 0 | 0 | 0 | 0 | 0 | 0 | 0 | 1 | 1 | 1 | 1 | 1 | 1 | N/A |  |  |  | N/A | N/A | N/A | N/A | N/A | N/A | N/A | 2 | 1 | 4 | 2 | 3 | 1 | 1 |  | 0
PG&E KERN | Old River | 70 | Wind, Onshore |  |  | 0 | 0 | 0 | 0 | 0 | 0 | 0 | 0 | 0 | 5 | 2 | 4 | 4 | 1 | 1 | [11 empty] | 1 | 1 | 4 | 1 | 2 | 1 | 1 |  | 0
SDGE | Old Town | 230 | Wind, Onshore |  |  | 0 | 0 | 0 | 0 | 0 | 0 | 0 | 0 | 0 | 1 | 1 | 1 | 1 | 1 | 1 | N/A |  |  |  | N/A | N/A | N/A | N/A | N/A | N/A | N/A | 2 | 1 | 3 | 1 | 2 | 1 | 1 |  | 0
SCE Metro | Olinda | 230 | Wind, Onshore |  |  | 0 | 0 | 0 | 0 | 0 | 0 | 0 | 0 | 0 | 1 | 1 | 1 | 1 | 1 | 1 | N/A |  |  |  | N/A | N/A | N/A | N/A | N/A | N/A | N/A | 1 | 1 | 2 | 1 | 2 | 1 | 1 |  | 0
PG&E FRESNO | Olive | 115 | Wind, Onshore |  |  | 0 | 0 | 0 | 0 | 0 | 0 | 0 | 0 | 0 | 5 | 2 | 4 | 4 | 1 | 1 | N/A |  |  |  | N/A | N/A | N/A | N/A | N/A | N/A | N/A | 1 | 1 | 4 | 1 | 1 | 1 | 1 |  | 0
PG&E NGBA | Olivehurst | 115 | Wind, Onshore |  |  | 0 | 0 | 0 | 0 | 0 | 0 | 0 | 0 | 0 | 5 | 4 | 1 | 1 | 1 | 1 | N/A |  |  |  | N/A | N/A | N/A | N/A | N/A | N/A | N/A | 2 | 2 | 2 | 1 | 2 | 1 | 1 |  | 0
PG&E NGBA | Oregon Trail | 60 | Wind, Onshore |  |  | 0 | 0 | 0 | 0 | 0 | 0 | 0 | 0 | 0 | 5 | 2 | 1 | 1 | 1 | 1 | [11 empty] | 2 | 2 | 3 | 2 | 3 | 1 | 1 |  | 0
SCE Northern | Ormond Beach | 230 | Wind, Onshore |  |  | 0 | 0 | 0 | 0 | 0 | 0 | 0 | 0 | 0 | 5 | 2 | 1 | 1 | 1 | 1 | [11 empty] | 2 | 1 | 1 | 1 | 1 | 1 | 1 |  | 0
PG&E FRESNO | Oro Loma | 115 | Wind, Onshore |  |  | 0 | 0 | 0 | 0 | 0 | 0 | 0 | 0 | 0 | 1 | 1 | 1 | 1 | 1 | 1 | N/A |  |  |  | N/A | N/A | N/A | N/A | N/A | N/A | N/A | 1 | 1 | 4 | 2 | 1 | 1 | 1 |  | 0
PG&E FRESNO | Oro Loma | 70 | Wind, Onshore |  |  | 0 | 0 | 0 | 0 | 0 | 0 | 0 | 0 | 0 | 1 | 1 | 1 | 1 | 1 | 1 | N/A |  |  |  | N/A | N/A | N/A | N/A | N/A | N/A | N/A | 1 | 1 | 4 | 2 | 1 | 1 | 1 |  | 0
PG&E FRESNO | Orosi | 70 | Wind, Onshore |  |  | 0 | 0 | 0 | 0 | 0 | 0 | 0 | 0 | 0 | 5 | 2 | 5 | 2 | 1 | 1 | [11 empty] | 1 | 1 | 4 | 1 | 1 | 1 | 1 |  | 0
SDGE | Otay | 69 | Wind, Onshore |  |  | 0 | 0 | 0 | 0 | 0 | 0 | 0 | 0 | 0 | 1 | 1 | 1 | 1 | 1 | 1 | [11 empty] | 2 | 1 | 1 | 1 | 1 | 1 | 1 |  | 0
SDGE | Otay Mesa | 230 | Wind, Onshore |  |  | 0 | 0 | 0 | 0 | 0 | 0 | 0 | 0 | 0 | 1 | 1 | 1 | 1 | 1 | 1 | N/A |  |  |  | N/A | N/A | N/A | N/A | N/A | N/A | N/A | 2 | 1 | 1 | 1 | 3 | 1 | 1 |  | 0
PG&E FRESNO | Padre Flats SW STA | 230 | Wind, Onshore |  |  | 0 | 0 | 0 | 0 | 0 | 0 | 0 | 0 | 0 | 1 | 1 | 1 | 1 | 1 | 1 | [11 empty] | 1 | 1 | 4 | 2 | 1 | 1 | 1 |  | 0
EOP | Pahrump | 138 | Wind, Onshore |  |  | 0 | 0 | 0 | 0 | 0 | 0 | 0 | 0 | 0 | 5 | 3 | 1 | 1 | 1 | 1 | N/A |  |  |  | N/A | N/A | N/A | N/A | N/A | N/A | N/A | 2 | 2 | 4 | 1 | 3 | 1 | 1 |  | 0
EOP | Pahrump | 230 | Wind, Onshore |  |  | 0 | 0 | 0 | 0 | 0 | 0 | 0 | 0 | 0 | 5 | 3 | 1 | 1 | 1 | 1 | N/A |  |  |  | N/A | N/A | N/A | N/A | N/A | N/A | N/A | 2 | 2 | 4 | 1 | 3 | 1 | 1 |  | 0
SDGE | Pala | 69 | Wind, Onshore |  |  | 0 | 0 | 0 | 0 | 0 | 0 | 0 | 0 | 0 | 1 | 1 | 1 | 1 | 1 | 1 | [11 empty] | 2 | 1 | 1 | 1 | 3 | 1 | 1 |  | 0
PG&E NGBA | Palermo | 115 | Wind, Onshore |  |  | 0 | 0 | 0 | 0 | 0 | 0 | 0 | 0 | 0 | 5 | 4 | 1 | 1 | 1 | 1 | N/A |  |  |  | N/A | N/A | N/A | N/A | N/A | N/A | N/A | 2 | 1 | 2 | 2 | 2 | 1 | 1 |  | 0
PG&E NGBA | Palermo | 230 | Wind, Onshore |  |  | 0 | 0 | 0 | 0 | 0 | 0 | 0 | 0 | 0 | 5 | 4 | 1 | 1 | 1 | 1 | N/A |  |  |  | N/A | N/A | N/A | N/A | N/A | N/A | N/A | 2 | 1 | 2 | 2 | 2 | 1 | 1 |  | 0
SCE Eastern | Palo Verde | 500 | Wind, Onshore |  |  | 0 | 0 | 0 | 0 | 0 | 0 | 0 | 0 | 0 | 5 | 2 | 1 | 1 | 1 | 1 | N/A |  |  |  | N/A | N/A | N/A | N/A | N/A | N/A | N/A | 2 | 1 | 4 | 2 | 3 | 1 | 1 |  | 0
SDGE | Palomar Energy | 230 | Wind, Onshore |  |  | 0 | 0 | 0 | 0 | 0 | 0 | 0 | 0 | 0 | 1 | 1 | 1 | 1 | 1 | 1 | N/A |  |  |  | N/A | N/A | N/A | N/A | N/A | N/A | N/A | 2 | 1 | 2 | 1 | 3 | 1 | 1 |  | 0
PG&E KERN | Panama | 70 | Wind, Onshore |  |  | 0 | 0 | 0 | 0 | 0 | 0 | 0 | 0 | 0 | 1 | 1 | 1 | 1 | 1 | 1 | [11 empty] | 1 | 1 | 4 | 1 | 1 | 1 | 1 |  | 0
PG&E FRESNO | Panoche | 115 | Wind, Onshore |  |  | 0 | 0 | 0 | 0 | 0 | 0 | 0 | 0 | 0 | 5 | 4 | 1 | 1 | 1 | 1 | N/A |  |  |  | N/A | N/A | N/A | N/A | N/A | N/A | N/A | 1 | 1 | 1 | 2 | 1 | 1 | 1 |  | 0
PG&E FRESNO | Panoche | 230 | Wind, Onshore |  |  | 0 | 0 | 0 | 0 | 0 | 0 | 0 | 0 | 0 | 1 | 1 | 1 | 1 | 1 | 1 | N/A |  |  |  | N/A | N/A | N/A | N/A | N/A | N/A | N/A | 1 | 1 | 1 | 2 | 1 | 1 | 1 |  | 0
SCE Northern | Pardee | 230 | Wind, Onshore |  |  | 0 | 0 | 0 | 0 | 0 | 0 | 0 | 0 | 0 | 5 | 2 | 1 | 1 | 1 | 1 | N/A |  |  |  | N/A | N/A | N/A | N/A | N/A | N/A | N/A | 1 | 1 | 3 | 1 | 3 | 1 | 1 |  | 0
PG&E NGBA | Parkway | 230 | Wind, Onshore |  |  | 0 | 0 | 0 | 0 | 0 | 0 | 0 | 0 | 0 | 5 | 2 | 1 | 1 | 1 | 1 | [11 empty] | 2 | 1 | 4 | 1 | 2 | 1 | 1 |  | 0
SCE Northern | Pastoria | 230 | Wind, Onshore |  |  | 0 | 0 | 0 | 0 | 0 | 0 | 0 | 0 | 0 | 5 | 2 | 1 | 1 | 1 | 1 | N/A |  |  |  | N/A | N/A | N/A | N/A | N/A | N/A | N/A | 1 | 1 | 2 | 1 | 3 | 1 | 1 |  | 0
SCE Metro | Pauda | 230 | Wind, Onshore |  |  | 0 | 0 | 0 | 0 | 0 | 0 | 0 | 0 | 0 | 1 | 1 | 1 | 1 | 1 | 1 | N/A |  |  |  | N/A | N/A | N/A | N/A | N/A | N/A | N/A | 1 | 1 | 2 | 1 | 2 | 1 | 1 |  | 0
PG&E GBA | Paul Sweet | 115 | Wind, Onshore |  |  | 0 | 0 | 0 | 0 | 0 | 0 | 0 | 0 | 0 | 1 | 1 | 1 | 1 | 1 | 1 | [11 empty] | 2 | 2 | 2 | 2 | 3 | 1 | 1 |  | 0
PG&E NGBA | Peabody | 230 | Wind, Onshore |  |  | 0 | 0 | 0 | 0 | 0 | 0 | 0 | 0 | 0 | 5 | 2 | 1 | 1 | 1 | 1 | N/A |  |  |  | N/A | N/A | N/A | N/A | N/A | N/A | N/A | 2 | 1 | 2 | 1 | 2 | 1 | 1 |  | 0
PG&E NGBA | Pease | 115 | Wind, Onshore |  |  | 0 | 0 | 0 | 0 | 0 | 0 | 0 | 0 | 0 | 5 | 4 | 1 | 1 | 1 | 1 | N/A |  |  |  | N/A | N/A | N/A | N/A | N/A | N/A | N/A | 2 | 2 | 2 | 1 | 2 | 1 | 1 |  | 0
PG&E NGBA | Pease | 60 | Wind, Onshore |  |  | 0 | 0 | 0 | 0 | 0 | 0 | 0 | 0 | 0 | 5 | 4 | 1 | 1 | 1 | 1 | N/A |  |  |  | N/A | N/A | N/A | N/A | N/A | N/A | N/A | 2 | 2 | 2 | 1 | 2 | 1 | 1 |  | 0
SDGE | Penasquitos | 138 | Wind, Onshore |  |  | 0 | 0 | 0 | 0 | 0 | 0 | 0 | 0 | 0 | 1 | 1 | 1 | 1 | 1 | 1 | 1 |  |  |  | 1 | 1 | 1 | 2 | 2 | 1 | 1 | 2 | 1 | 2 | 1 | 3 | 1 | 1 |  | 0
SDGE | Penasquitos | 230 | Wind, Onshore |  |  | 0 | 0 | 0 | 0 | 0 | 0 | 0 | 0 | 0 | 1 | 1 | 1 | 1 | 1 | 1 | N/A |  |  |  | N/A | N/A | N/A | N/A | N/A | N/A | N/A | 2 | 1 | 2 | 1 | 3 | 1 | 1 |  | 0
SDGE | Penasquitos | 69 | Wind, Onshore |  |  | 0 | 0 | 0 | 0 | 0 | 0 | 0 | 0 | 0 | 1 | 1 | 1 | 1 | 4 | 1 | 1 |  |  |  | 1 | 1 | 1 | 3 | 3 | 1 | 1 | 2 | 1 | 2 | 1 | 3 | 1 | 1 |  | 0
SDGE | Pendleton | 69 | Wind, Onshore |  |  | 0 | 0 | 0 | 0 | 0 | 0 | 0 | 0 | 0 | 1 | 1 | 1 | 1 | 1 | 1 | [11 empty] | 2 | 1 | 4 | 1 | 3 | 1 | 1 |  | 0
PG&E NGBA | Penngrove | 115 | Wind, Onshore |  |  | 0 | 0 | 0 | 0 | 0 | 0 | 0 | 0 | 0 | 5 | 2 | 1 | 1 | 1 | 1 | N/A |  |  |  | N/A | N/A | N/A | N/A | N/A | N/A | N/A | 2 | 1 | 3 | 2 | 2 | 1 | 1 |  | 0
PG&E GBA | Peoria | 115 | Wind, Onshore |  |  | 0 | 0 | 0 | 0 | 0 | 0 | 0 | 0 | 0 | 5 | 4 | 1 | 1 | 2 | 1 | 1 |  |  |  | 2 | 4 | 1 | 1 | 4 | 3 | 1 | 2 | 1 | 4 | 1 | 3 | 1 | 1 |  | 0
PG&E GBA | Piercy | 115 | Wind, Onshore |  |  | 0 | 0 | 0 | 0 | 0 | 0 | 0 | 0 | 0 | 5 | 4 | 1 | 1 | 1 | 1 | [11 empty] | 2 | 1 | 2 | 2 | 2 | 1 | 1 |  | 0
PG&E FRESNO | Pine Flat | 230 | Wind, Onshore |  |  | 0 | 0 | 0 | 0 | 0 | 0 | 0 | 0 | 0 | 5 | 4 | 5 | 2 | 1 | 1 | [11 empty] | 1 | 1 | 4 | 2 | 3 | 1 | 1 |  | 0
SCE NOL | Pisgah | 230 | Wind, Onshore |  |  | 0 | 0 | 0 | 0 | 0 | 0 | 0 | 0 | 0 | 1 | 1 | 1 | 1 | 1 | 1 | N/A |  |  |  | N/A | N/A | N/A | N/A | N/A | N/A | N/A | 2 | 1 | 4 | 1 | 1 | 1 | 1 |  | 0
PG&E NGBA | Pit 1 | 230 | Wind, Onshore |  |  | 0 | 0 | 0 | 0 | 0 | 0 | 0 | 0 | 0 | 5 | 3 | 3 | 3 | 1 | 1 | N/A |  |  |  | N/A | N/A | N/A | N/A | N/A | N/A | N/A | 2 | 2 | 4 | 2 | 3 | 1 | 1 |  | 0
PG&E NGBA | Pit 1 | 60 | Wind, Onshore |  |  | 0 | 0 | 0 | 0 | 0 | 0 | 0 | 0 | 0 | 5 | 3 | 3 | 3 | 1 | 1 | N/A |  |  |  | N/A | N/A | N/A | N/A | N/A | N/A | N/A | 2 | 2 | 4 | 2 | 3 | 1 | 1 |  | 0
PG&E NGBA | Pit 3 | 230 | Wind, Onshore |  |  | 0 | 0 | 0 | 0 | 0 | 0 | 0 | 0 | 0 | 5 | 3 | 3 | 3 | 1 | 1 | [11 empty] | 2 | 2 | 4 | 2 | 3 | 1 | 1 |  | 0
PG&E NGBA | Pit 4 | 230 | Wind, Onshore |  |  | 0 | 0 | 0 | 0 | 0 | 0 | 0 | 0 | 0 | 5 | 2 | 1 | 1 | 1 | 1 | [11 empty] | 2 | 2 | 4 | 2 | 3 | 1 | 1 |  | 0
PG&E GBA | Pittsburg | 115 | Wind, Onshore |  |  | 0 | 0 | 0 | 0 | 0 | 0 | 0 | 0 | 0 | 5 | 4 | 1 | 1 | 1 | 1 | N/A |  |  |  | N/A | N/A | N/A | N/A | N/A | N/A | N/A | 2 | 1 | 2 | 1 | 1 | 1 | 1 |  | 0
PG&E GBA | Pittsburg | 230 | Wind, Onshore |  |  | 0 | 0 | 0 | 0 | 0 | 0 | 0 | 0 | 0 | 5 | 4 | 1 | 1 | 1 | 1 | N/A |  |  |  | N/A | N/A | N/A | N/A | N/A | N/A | N/A | 2 | 1 | 2 | 1 | 1 | 1 | 1 |  | 0
PG&E NGBA | Pleasant Grove | 115 | Wind, Onshore |  |  | 0 | 0 | 0 | 0 | 0 | 0 | 0 | 0 | 0 | 5 | 4 | 1 | 1 | 1 | 1 | N/A |  |  |  | N/A | N/A | N/A | N/A | N/A | N/A | N/A | 2 | 1 | 2 | 2 | 3 | 1 | 1 |  | 0
PG&E NGBA | POE | 230 | Wind, Onshore |  |  | 0 | 0 | 0 | 0 | 0 | 0 | 0 | 0 | 0 | 5 | 4 | 1 | 1 | 1 | 1 | [11 empty] | 2 | 1 | 4 | 2 | 3 | 1 | 1 |  | 0
SDGE | Point Loma | 69 | Wind, Onshore |  |  | 0 | 0 | 0 | 0 | 0 | 0 | 0 | 0 | 0 | 1 | 1 | 1 | 1 | 1 | 1 | [11 empty] | 2 | 1 | 3 | 1 | 2 | 1 | 1 |  | 0
SDGE | Pomerado | 69 | Wind, Onshore |  |  | 0 | 0 | 0 | 0 | 0 | 0 | 0 | 0 | 0 | 1 | 1 | 1 | 1 | 1 | 1 | [11 empty] | 2 | 1 | 3 | 1 | 3 | 1 | 1 |  | 0
PG&E KERN | Poso Mountain | 115 | Wind, Onshore |  |  | 0 | 0 | 0 | 0 | 0 | 0 | 0 | 0 | 0 | 5 | 2 | 4 | 4 | 1 | 1 | N/A |  |  |  | N/A | N/A | N/A | N/A | N/A | N/A | N/A | 1 | 1 | 3 | 1 | 2 | 1 | 1 |  | 0
EOP | Primm | 230 | Wind, Onshore |  |  | 0 | 0 | 0 | 0 | 0 | 0 | 0 | 0 | 0 | 5 | 3 | 1 | 1 | 1 | 1 | N/A |  |  |  | N/A | N/A | N/A | N/A | N/A | N/A | N/A | 2 | 2 | 4 | 1 | 2 | 1 | 1 |  | 0
PG&E NGBA | Putah Creek | 115 | Wind, Onshore |  |  | 0 | 0 | 0 | 0 | 0 | 0 | 0 | 0 | 0 | 5 | 2 | 1 | 1 | 1 | 1 | N/A |  |  |  | N/A | N/A | N/A | N/A | N/A | N/A | N/A | 2 | 1 | 3 | 2 | 3 | 1 | 1 |  | 0
SDGE | Q1806 | 138 | Wind, Onshore |  |  | 0 | 0 | 0 | 0 | 0 | 0 | 0 | 0 | 0 | 1 | 1 | 1 | 1 | 1 | 1 | [11 empty] | 1 | 1 | 2 | 1 | 3 | 1 | 1 |  | 0
PG&E FRESNO | Quinto | 230 | Wind, Onshore |  |  | 0 | 0 | 0 | 0 | 0 | 0 | 0 | 0 | 0 | 1 | 1 | 1 | 1 | 1 | 1 | N/A |  |  |  | N/A | N/A | N/A | N/A | N/A | N/A | N/A | 1 | 1 | 4 | 2 | 1 | 1 | 1 |  | 0
PG&E GBA | Race Track | 115 | Wind, Onshore |  |  | 0 | 0 | 0 | 0 | 0 | 0 | 0 | 0 | 0 | 5 | 4 | 1 | 1 | 1 | 1 | [11 empty] | 2 | 1 | 4 | 1 | 3 | 1 | 1 |  | 0
SDGE | Rancho Mission Viejo | 138 | Wind, Onshore |  |  | 0 | 0 | 0 | 0 | 0 | 0 | 0 | 0 | 0 | 1 | 1 | 1 | 1 | 1 | 1 | [11 empty] | 1 | 1 | 2 | 1 | 3 | 1 | 1 |  | 0
PG&E GBA | Rancho Seco | 230 | Wind, Onshore |  |  | 0 | 0 | 0 | 0 | 0 | 0 | 0 | 0 | 0 | 5 | 4 | 1 | 1 | 1 | 1 | [11 empty] | 2 | 1 | 1 | 2 | 3 | 1 | 1 |  | 0
SCE Metro | Rancho Vista | 230 | Wind, Onshore |  |  | 0 | 0 | 0 | 0 | 0 | 0 | 0 | 0 | 0 | 1 | 1 | 1 | 1 | 1 | 1 | N/A |  |  |  | N/A | N/A | N/A | N/A | N/A | N/A | N/A | 1 | 1 | 1 | 1 | 1 | 1 | 1 |  | 0
SCE Metro | Rancho Vista | 500 | Wind, Onshore |  |  | 0 | 0 | 0 | 0 | 0 | 0 | 0 | 0 | 0 | 1 | 1 | 1 | 1 | 1 | 1 | N/A |  |  |  | N/A | N/A | N/A | N/A | N/A | N/A | N/A | 1 | 1 | 1 | 1 | 1 | 1 | 1 |  | 0
SCE NOL | Ransburg | 115 | Wind, Onshore |  |  | 0 | 0 | 0 | 0 | 0 | 0 | 0 | 0 | 0 | 3 | 3 | 1 | 1 | 1 | 1 | N/A |  |  |  | N/A | N/A | N/A | N/A | N/A | N/A | N/A | 2 | 1 | 4 | 1 | 1 | 1 | 1 |  | 0
PG&E GBA | Ravenswood | 115 | Wind, Onshore |  |  | 0 | 0 | 0 | 0 | 0 | 0 | 0 | 0 | 0 | 5 | 2 | 1 | 1 | 1 | 1 | [11 empty] | 2 | 1 | 2 | 1 | 2 | 1 | 1 |  | 0
PG&E GBA | Ravenswood | 230 | Wind, Onshore |  |  | 0 | 0 | 0 | 0 | 0 | 0 | 0 | 0 | 0 | 5 | 2 | 1 | 1 | 1 | 1 | [11 empty] | 2 | 1 | 2 | 1 | 2 | 1 | 1 |  | 0
SCE Northern | Rector | 230 | Wind, Onshore |  |  | 0 | 0 | 0 | 0 | 0 | 0 | 0 | 0 | 0 | 1 | 1 | 1 | 1 | 1 | 1 | N/A |  |  |  | N/A | N/A | N/A | N/A | N/A | N/A | N/A | 1 | 1 | 2 | 1 | 2 | 1 | 1 |  | 0
SCE Eastern | Red Bluff | 230 | Wind, Onshore |  |  | 0 | 0 | 0 | 0 | 0 | 0 | 0 | 0 | 0 | 1 | 1 | 1 | 1 | 1 | 1 | N/A |  |  |  | N/A | N/A | N/A | N/A | N/A | N/A | N/A | 2 | 2 | 4 | 1 | 3 | 1 | 1 |  | 0
SCE Eastern | Red Bluff | 500 | Wind, Onshore |  |  | 0 | 0 | 0 | 0 | 0 | 0 | 0 | 0 | 0 | 1 | 1 | 1 | 1 | 1 | 1 | N/A |  |  |  | N/A | N/A | N/A | N/A | N/A | N/A | N/A | 2 | 2 | 4 | 1 | 3 | 1 | 1 |  | 0
PG&E NGBA | Redbud | 115 | Wind, Onshore |  |  | 0 | 0 | 0 | 0 | 0 | 0 | 0 | 0 | 0 | 5 | 2 | 1 | 1 | 1 | 1 | [11 empty] | 2 | 2 | 4 | 2 | 3 | 1 | 1 |  | 0
SCE Metro | Redondo | 230 | Wind, Onshore |  |  | 0 | 0 | 0 | 0 | 0 | 0 | 0 | 0 | 0 | 1 | 1 | 1 | 1 | 1 | 1 | N/A |  |  |  | N/A | N/A | N/A | N/A | N/A | N/A | N/A | 1 | 1 | 2 | 1 | 2 | 1 | 1 |  | 0
PG&E FRESNO | Reedley | 115 | Wind, Onshore |  |  | 0 | 0 | 0 | 0 | 0 | 0 | 0 | 0 | 0 | 5 | 4 | 5 | 4 | 1 | 1 | N/A |  |  |  | N/A | N/A | N/A | N/A | N/A | N/A | N/A | 1 | 1 | 4 | 2 | 1 | 1 | 1 |  | 0
PG&E KERN | Renfro | 115 | Wind, Onshore |  |  | 0 | 0 | 0 | 0 | 0 | 0 | 0 | 0 | 0 | 1 | 1 | 1 | 1 | 1 | 1 | N/A |  |  |  | N/A | N/A | N/A | N/A | N/A | N/A | N/A | 1 | 1 | 2 | 1 | 2 | 1 | 1 |  | 0
PG&E GBA | Richmond R | 115 | Wind, Onshore |  |  | 0 | 0 | 0 | 0 | 0 | 0 | 0 | 0 | 0 | 5 | 4 | 1 | 1 | 1 | 1 | N/A |  |  |  | N/A | N/A | N/A | N/A | N/A | N/A | N/A | 2 | 1 | 2 | 1 | 2 | 1 | 1 |  | 0
PG&E NGBA | Rincon | 115 | Wind, Onshore |  |  | 0 | 0 | 0 | 0 | 0 | 0 | 0 | 0 | 0 | 5 | 2 | 1 | 1 | 1 | 1 | [11 empty] | 2 | 1 | 3 | 2 | 2 | 1 | 1 |  | 0
PG&E KERN | Rio Bravo | 115 | Wind, Onshore |  |  | 0 | 0 | 0 | 0 | 0 | 0 | 0 | 0 | 0 | 1 | 1 | 1 | 1 | 1 | 1 | N/A |  |  |  | N/A | N/A | N/A | N/A | N/A | N/A | N/A | 1 | 1 | 2 | 1 | 1 | 1 | 1 |  | 0
SCE Metro | Rio Hondo | 230 | Wind, Onshore |  |  | 0 | 0 | 0 | 0 | 0 | 0 | 0 | 0 | 0 | 1 | 1 | 1 | 1 | 1 | 1 | N/A |  |  |  | N/A | N/A | N/A | N/A | N/A | N/A | N/A | 1 | 1 | 4 | 1 | 1 | 1 | 1 |  | 0
PG&E NGBA | Rio Oso | 115 | Wind, Onshore |  |  | 0 | 0 | 0 | 0 | 0 | 0 | 0 | 0 | 0 | 5 | 4 | 1 | 1 | 1 | 1 | N/A |  |  |  | N/A | N/A | N/A | N/A | N/A | N/A | N/A | 2 | 1 | 4 | 1 | 3 | 1 | 1 |  | 0
PG&E NGBA | Rio Oso | 230 | Wind, Onshore |  |  | 0 | 0 | 0 | 0 | 0 | 0 | 0 | 0 | 0 | 5 | 4 | 1 | 1 | 1 | 1 | N/A |  |  |  | N/A | N/A | N/A | N/A | N/A | N/A | N/A | 2 | 1 | 4 | 1 | 3 | 1 | 1 |  | 0
PG&E GBA | Ripon | 115 | Wind, Onshore |  |  | 0 | 0 | 0 | 0 | 0 | 0 | 0 | 0 | 0 | 5 | 4 | 1 | 1 | 1 | 1 | N/A |  |  |  | N/A | N/A | N/A | N/A | N/A | N/A | N/A | 1 | 1 | 2 | 2 | 2 | 1 | 1 |  | 0
PG&E GBA | Riverbank | 115 | Wind, Onshore |  |  | 0 | 0 | 0 | 0 | 0 | 0 | 0 | 0 | 0 | 5 | 4 | 1 | 1 | 1 | 1 | N/A |  |  |  | N/A | N/A | N/A | N/A | N/A | N/A | N/A | 1 | 1 | 3 | 2 | 2 | 1 | 1 |  | 0
SCE NOL | Roadway | 115 | Wind, Onshore |  |  | 0 | 0 | 0 | 0 | 0 | 0 | 0 | 0 | 0 | 1 | 1 | 1 | 1 | 1 | 1 | N/A |  |  |  | N/A | N/A | N/A | N/A | N/A | N/A | N/A | 2 | 1 | 2 | 1 | 1 | 1 | 1 |  | 0
PG&E NGBA | Rock Creek 1 | 230 | Wind, Onshore |  |  | 0 | 0 | 0 | 0 | 0 | 0 | 0 | 0 | 0 | 5 | 4 | 1 | 1 | 1 | 1 | [11 empty] | 2 | 2 | 4 | 1 | 3 | 1 | 1 |  | 0
SCE Northern | Rosamond | 66 | Wind, Onshore |  |  | 0 | 0 | 0 | 0 | 0 | 0 | 0 | 0 | 0 | 1 | 1 | 1 | 1 | 1 | 1 | [11 empty] | 2 | 1 | 4 | 1 | 3 | 1 | 1 |  | 0
PG&E GBA | Rossmoor | 230 | Wind, Onshore |  |  | 0 | 0 | 0 | 0 | 0 | 0 | 0 | 0 | 0 | 5 | 2 | 1 | 1 | 1 | 1 | [11 empty] | 2 | 1 | 4 | 1 | 3 | 1 | 1 |  | 0
PG&E NGBA | Round Mountain | 230 | Wind, Onshore |  |  | 0 | 0 | 0 | 0 | 0 | 0 | 0 | 0 | 0 | 5 | 2 | 1 | 1 | 1 | 1 | 1 |  |  |  | 5 | 2 | 1 | 1 | 3 | 2 | 1 | 2 | 2 | 4 | 2 | 3 | 1 | 4 | Shifted to new substation for more accurate representation | 1
PG&E NGBA | Round Mountain | 500 | Wind, Onshore |  |  | 0 | 0 | 0 | 0 | 0 | 0 | 0 | 0 | 0 | 5 | 2 | 1 | 1 | 1 | 1 | N/A |  |  |  | N/A | N/A | N/A | N/A | N/A | N/A | N/A | 2 | 2 | 4 | 2 | 3 | 1 | 1 |  | 0
PG&E GBA | Salado | 115 | Wind, Onshore |  |  | 0 | 0 | 0 | 0 | 0 | 0 | 0 | 0 | 0 | 5 | 4 | 1 | 1 | 1 | 1 | [11 empty] | 1 | 1 | 4 | 2 | 1 | 1 | 1 |  | 0
PG&E GBA | Salado | 60 | Wind, Onshore |  |  | 0 | 0 | 0 | 0 | 0 | 0 | 0 | 0 | 0 | 5 | 4 | 1 | 1 | 1 | 1 | [11 empty] | 1 | 1 | 4 | 2 | 1 | 1 | 1 |  | 0
PG&E GBA | Salinas | 115 | Wind, Onshore |  |  | 0 | 0 | 0 | 0 | 0 | 0 | 0 | 0 | 0 | 1 | 1 | 1 | 1 | 1 | 1 | [11 empty] | 2 | 2 | 3 | 2 | 2 | 1 | 1 |  | 0
SDGE | Salt Creek | 69 | Wind, Onshore |  |  | 0 | 0 | 0 | 0 | 0 | 0 | 0 | 0 | 0 | 1 | 1 | 1 | 1 | 1 | 1 | [11 empty] | 2 | 1 | 3 | 1 | 2 | 1 | 1 |  | 0
SCE Eastern | San Bernardino | 230 | Wind, Onshore |  |  | 0 | 0 | 0 | 0 | 0 | 0 | 0 | 0 | 0 | 1 | 1 | 1 | 1 | 1 | 1 | N/A |  |  |  | N/A | N/A | N/A | N/A | N/A | N/A | N/A | 1 | 1 | 2 | 1 | 2 | 1 | 1 |  | 0
PG&E GBA | SAN FRAN A (POTRERO PP) | 115 | Wind, Onshore |  |  | 0 | 0 | 0 | 0 | 0 | 0 | 0 | 0 | 0 | 5 | 2 | 1 | 1 | 1 | 1 | [11 empty] | 2 | 1 | 2 | 1 | 2 | 1 | 1 |  | 0
PG&E GBA | SAN FRAN A (POTRERO PP) | 230 | Wind, Onshore |  |  | 0 | 0 | 0 | 0 | 0 | 0 | 0 | 0 | 0 | 5 | 2 | 1 | 1 | 1 | 1 | [11 empty] | 2 | 1 | 2 | 1 | 2 | 1 | 1 |  | 0
PG&E GBA | San Jose A | 115 | Wind, Onshore |  |  | 0 | 0 | 0 | 0 | 0 | 0 | 0 | 0 | 0 | 5 | 4 | 1 | 1 | 1 | 1 | [11 empty] | 2 | 1 | 2 | 2 | 2 | 1 | 1 |  | 0
PG&E GBA | San Jose B | 115 | Wind, Onshore |  |  | 0 | 0 | 0 | 0 | 0 | 0 | 0 | 0 | 0 | 5 | 4 | 1 | 1 | 1 | 1 | [11 empty] | 2 | 1 | 3 | 2 | 2 | 1 | 1 |  | 0
PG&E GBA | San Leandro U | 115 | Wind, Onshore |  |  | 0 | 0 | 0 | 0 | 0 | 0 | 0 | 0 | 0 | 5 | 2 | 1 | 1 | 1 | 1 | [11 empty] | 2 | 1 | 3 | 1 | 2 | 1 | 1 |  | 0
PG&E KERN | San Luis Obispo | 115 | Wind, Onshore |  |  | 0 | 0 | 0 | 0 | 0 | 0 | 0 | 0 | 0 | 1 | 1 | 1 | 1 | 1 | 1 | N/A |  |  |  | N/A | N/A | N/A | N/A | N/A | N/A | N/A | 2 | 2 | 4 | 2 | 3 | 1 | 1 |  | 0
PG&E KERN | San Luis Obispo | 70 | Wind, Onshore |  |  | 0 | 0 | 0 | 0 | 0 | 0 | 0 | 0 | 0 | 1 | 1 | 1 | 1 | 1 | 1 | N/A |  |  |  | N/A | N/A | N/A | N/A | N/A | N/A | N/A | 2 | 2 | 4 | 2 | 3 | 1 | 1 |  | 0
SDGE | San Luis Rey | 230 | Wind, Onshore |  |  | 0 | 0 | 0 | 0 | 0 | 0 | 0 | 0 | 0 | 1 | 1 | 1 | 1 | 1 | 1 | N/A |  |  |  | N/A | N/A | N/A | N/A | N/A | N/A | N/A | 2 | 1 | 4 | 1 | 3 | 1 | 1 |  | 0
SDGE | San Luis Rey | 69 | Wind, Onshore |  |  | 0 | 0 | 0 | 0 | 0 | 0 | 0 | 0 | 0 | 1 | 1 | 1 | 1 | 1 | 1 | N/A |  |  |  | N/A | N/A | N/A | N/A | N/A | N/A | N/A | 2 | 1 | 4 | 1 | 3 | 1 | 1 |  | 0
SDGE | San Marcos | 69 | Wind, Onshore |  |  | 0 | 0 | 0 | 0 | 0 | 0 | 0 | 0 | 0 | 1 | 1 | 1 | 1 | 1 | 1 | [11 empty] | 2 | 1 | 2 | 1 | 3 | 1 | 1 |  | 0
SCE Metro | San Onofre | 230 | Wind, Onshore |  |  | 0 | 0 | 0 | 0 | 0 | 0 | 0 | 0 | 0 | 1 | 1 | 1 | 1 | 1 | 1 | N/A |  |  |  | N/A | N/A | N/A | N/A | N/A | N/A | N/A | 2 | 1 | 4 | 1 | 3 | 1 | 1 |  | 0
PG&E GBA | San Pablo | 115 | Wind, Onshore |  |  | 0 | 0 | 0 | 0 | 0 | 0 | 0 | 0 | 0 | 5 | 4 | 1 | 1 | 1 | 1 | [11 empty] | 2 | 1 | 2 | 1 | 1 | 1 | 1 |  | 0
PG&E GBA | San Ramon | 230 | Wind, Onshore |  |  | 0 | 0 | 0 | 0 | 0 | 0 | 0 | 0 | 0 | 5 | 2 | 1 | 1 | 1 | 1 | [11 empty] | 2 | 1 | 2 | 1 | 3 | 1 | 1 |  | 0
SDGE | San Ysidro | 69 | Wind, Onshore |  |  | 0 | 0 | 0 | 0 | 0 | 0 | 0 | 0 | 0 | 1 | 1 | 1 | 1 | 1 | 1 | [11 empty] | 2 | 1 | 2 | 1 | 2 | 1 | 1 |  | 0
SCE NOL | Sandlot | 230 | Wind, Onshore |  |  | 0 | 0 | 0 | 0 | 0 | 0 | 0 | 0 | 0 | 3 | 3 | 1 | 1 | 1 | 1 | [11 empty] | 2 | 1 | 4 | 1 | 2 | 1 | 1 |  | 0
EOP | Sandy | 138 | Wind, Onshore |  |  | 0 | 0 | 0 | 0 | 0 | 0 | 0 | 0 | 0 | 5 | 3 | 1 | 1 | 1 | 1 | N/A |  |  |  | N/A | N/A | N/A | N/A | N/A | N/A | N/A | 2 | 2 | 4 | 1 | 3 | 1 | 1 |  | 0
PG&E FRESNO | Sanger | 115 | Wind, Onshore |  |  | 0 | 0 | 0 | 0 | 0 | 0 | 0 | 0 | 0 | 5 | 4 | 5 | 4 | 1 | 1 | N/A |  |  |  | N/A | N/A | N/A | N/A | N/A | N/A | N/A | 1 | 1 | 2 | 2 | 2 | 1 | 1 |  | 0
SCE Northern | Santa Clara | 230 | Wind, Onshore |  |  | 0 | 0 | 0 | 0 | 0 | 0 | 0 | 0 | 0 | 5 | 2 | 1 | 1 | 1 | 1 | N/A |  |  |  | N/A | N/A | N/A | N/A | N/A | N/A | N/A | 2 | 1 | 3 | 1 | 2 | 1 | 1 |  | 0
PG&E NGBA | Santa Rosa A | 115 | Wind, Onshore |  |  | 0 | 0 | 0 | 0 | 0 | 0 | 0 | 0 | 0 | 5 | 2 | 1 | 1 | 1 | 1 | [11 empty] | 2 | 1 | 3 | 2 | 2 | 1 | 1 |  | 0
PG&E GBA | Santa Teresa | 115 | Wind, Onshore |  |  | 0 | 0 | 0 | 0 | 0 | 0 | 0 | 0 | 0 | 5 | 4 | 1 | 1 | 1 | 1 | [11 empty] | 2 | 1 | 2 | 2 | 2 | 1 | 1 |  | 0
SDGE | Santee | 138 | Wind, Onshore |  |  | 0 | 0 | 0 | 0 | 0 | 0 | 0 | 0 | 0 | 5 | 5 | 1 | 1 | 1 | 1 | [11 empty] | 2 | 1 | 2 | 1 | 2 | 1 | 1 |  | 0
SCE Metro | Santiago | 230 | Wind, Onshore |  |  | 0 | 0 | 0 | 0 | 0 | 0 | 0 | 0 | 0 | 1 | 1 | 1 | 1 | 1 | 1 | N/A |  |  |  | N/A | N/A | N/A | N/A | N/A | N/A | N/A | 1 | 1 | 2 | 1 | 2 | 1 | 1 |  | 0
PG&E GBA | Saratoga | 230 | Wind, Onshore |  |  | 0 | 0 | 0 | 0 | 0 | 0 | 0 | 0 | 0 | 5 | 4 | 1 | 1 | 1 | 1 | [11 empty] | 2 | 1 | 4 | 2 | 3 | 1 | 1 |  | 0
SCE Northern | Saugus | 230 | Wind, Onshore |  |  | 0 | 0 | 0 | 0 | 0 | 0 | 0 | 0 | 0 | 5 | 2 | 1 | 1 | 1 | 1 | N/A |  |  |  | N/A | N/A | N/A | N/A | N/A | N/A | N/A | 1 | 1 | 3 | 1 | 3 | 1 | 1 |  | 0
PG&E FRESNO | Schindler | 115 | Wind, Onshore |  |  | 0 | 0 | 0 | 0 | 0 | 0 | 0 | 0 | 0 | 1 | 1 | 1 | 1 | 1 | 1 | N/A |  |  |  | N/A | N/A | N/A | N/A | N/A | N/A | N/A | 1 | 1 | 4 | 2 | 1 | 1 | 1 |  | 0
PG&E FRESNO | Schindler | 70 | Wind, Onshore |  |  | 0 | 0 | 0 | 0 | 0 | 0 | 0 | 0 | 0 | 1 | 1 | 1 | 1 | 1 | 1 | N/A |  |  |  | N/A | N/A | N/A | N/A | N/A | N/A | N/A | 1 | 1 | 4 | 2 | 1 | 1 | 1 |  | 0
PG&E GBA | Schulte | 115 | Wind, Onshore |  |  | 0 | 0 | 0 | 0 | 0 | 0 | 0 | 0 | 0 | 5 | 4 | 1 | 1 | 1 | 1 | N/A |  |  |  | N/A | N/A | N/A | N/A | N/A | N/A | N/A | 1 | 1 | 1 | 2 | 2 | 1 | 1 |  | 0
SDGE | Scripps | 69 | Wind, Onshore |  |  | 0 | 0 | 0 | 0 | 0 | 0 | 0 | 0 | 0 | 1 | 1 | 1 | 1 | 1 | 1 | [11 empty] | 2 | 1 | 2 | 1 | 3 | 1 | 1 |  | 0
PG&E KERN | Semitropic | 115 | Wind, Onshore |  |  | 0 | 0 | 0 | 0 | 0 | 0 | 0 | 0 | 0 | 1 | 1 | 1 | 1 | 1 | 1 | N/A |  |  |  | N/A | N/A | N/A | N/A | N/A | N/A | N/A | 1 | 1 | 3 | 1 | 1 | 1 | 1 |  | 0
SCE Metro | Serrano | 230 | Wind, Onshore |  |  | 0 | 0 | 0 | 0 | 0 | 0 | 0 | 0 | 0 | 1 | 1 | 1 | 1 | 1 | 1 | N/A |  |  |  | N/A | N/A | N/A | N/A | N/A | N/A | N/A | 1 | 1 | 2 | 1 | 2 | 1 | 1 |  | 0
SCE Metro | Serrano | 500 | Wind, Onshore |  |  | 0 | 0 | 0 | 0 | 0 | 0 | 0 | 0 | 0 | 1 | 1 | 1 | 1 | 1 | 1 | N/A |  |  |  | N/A | N/A | N/A | N/A | N/A | N/A | N/A | 1 | 1 | 2 | 1 | 2 | 1 | 1 |  | 0
SDGE | Shadowridge | 138 | Wind, Onshore |  |  | 0 | 0 | 0 | 0 | 0 | 0 | 0 | 0 | 0 | 1 | 1 | 1 | 1 | 1 | 1 | [11 empty] | 2 | 1 | 3 | 1 | 3 | 1 | 1 |  | 0
PG&E KERN | Shafter | 115 | Wind, Onshore |  |  | 0 | 0 | 0 | 0 | 0 | 0 | 0 | 0 | 0 | 5 | 2 | 4 | 4 | 1 | 1 | N/A |  |  |  | N/A | N/A | N/A | N/A | N/A | N/A | N/A | 1 | 1 | 3 | 1 | 1 | 1 | 1 |  | 0
PG&E NGBA | Silverado | 115 | Wind, Onshore |  |  | 0 | 0 | 0 | 0 | 0 | 0 | 0 | 0 | 0 | 5 | 2 | 1 | 1 | 1 | 1 | [11 empty] | 2 | 1 | 4 | 2 | 3 | 1 | 1 |  | 0
SDGE | Silvergate | 230 | Wind, Onshore |  |  | 0 | 0 | 0 | 0 | 0 | 0 | 0 | 0 | 0 | 1 | 1 | 1 | 1 | 1 | 1 | N/A |  |  |  | N/A | N/A | N/A | N/A | N/A | N/A | N/A | 2 | 1 | 1 | 1 | 1 | 1 | 1 |  | 0
SDGE | Silvergate | 69 | Wind, Onshore |  |  | 0 | 0 | 0 | 0 | 0 | 0 | 0 | 0 | 0 | 1 | 1 | 1 | 1 | 1 | 1 | N/A |  |  |  | N/A | N/A | N/A | N/A | N/A | N/A | N/A | 2 | 1 | 1 | 1 | 1 | 1 | 1 |  | 0
PG&E KERN | Sisquoc | 115 | Wind, Onshore |  |  | 0 | 0 | 0 | 0 | 0 | 0 | 0 | 0 | 0 | 1 | 1 | 1 | 1 | 1 | 1 | N/A |  |  |  | N/A | N/A | N/A | N/A | N/A | N/A | N/A | 2 | 2 | 4 | 1 | 3 | 1 | 1 |  | 0
EOP | Sloan Canyon | 230 | Wind, Onshore |  |  | 260 | 50 | 310 | 0 | 0 | 0 | 260 | 50 | 310 | 5 | 3 | 1 | 1 | 2 | 1 | 2 |  |  |  | N/A | N/A | N/A | N/A | N/A | N/A | N/A | 2 | 2 | 3 | 1 | 3 | 1 | 3 | Slight reduction in FCDS, switched to EODS to align with CI | 1
EOP | Sloan Canyon | 500 | Wind, Onshore |  |  | 0 | 0 | 0 | 0 | 0 | 0 | 0 | 0 | 0 | 5 | 3 | 1 | 1 | 1 | 1 | N/A |  |  |  | N/A | N/A | N/A | N/A | N/A | N/A | N/A | 2 | 2 | 3 | 1 | 3 | 1 | 1 |  | 0
PG&E KERN | Smyrna | 115 | Wind, Onshore |  |  | 0 | 0 | 0 | 0 | 0 | 0 | 0 | 0 | 0 | 5 | 2 | 4 | 4 | 1 | 1 | N/A |  |  |  | N/A | N/A | N/A | N/A | N/A | N/A | N/A | 1 | 1 | 4 | 1 | 1 | 1 | 1 |  | 0
PG&E GBA | Sobrante | 115 | Wind, Onshore |  |  | 0 | 0 | 0 | 0 | 0 | 0 | 0 | 0 | 0 | 5 | 4 | 1 | 1 | 1 | 1 | [11 empty] | 2 | 1 | 2 | 1 | 3 | 1 | 1 |  | 0
PG&E GBA | Sobrante | 230 | Wind, Onshore |  |  | 0 | 0 | 0 | 0 | 0 | 0 | 0 | 0 | 0 | 5 | 4 | 1 | 1 | 1 | 1 | [11 empty] | 2 | 1 | 2 | 1 | 3 | 1 | 1 |  | 0
PG&E KERN | Solar | 230 | Wind, Onshore |  |  | 0 | 0 | 0 | 0 | 0 | 0 | 0 | 0 | 0 | 5 | 2 | 4 | 4 | 1 | 1 | N/A |  |  |  | N/A | N/A | N/A | N/A | N/A | N/A | N/A | 2 | 1 | 4 | 2 | 3 | 1 | 1 |  | 0
PG&E GBA | Soledad | 115 | Wind, Onshore |  |  | 0 | 0 | 0 | 0 | 0 | 0 | 0 | 0 | 0 | 1 | 1 | 1 | 1 | 1 | 1 | [11 empty] | 2 | 2 | 4 | 2 | 3 | 1 | 1 |  | 0
PG&E GBA | Soledad | 60 | Wind, Onshore |  |  | 6 | 0 | 6 | 0 | 0 | 0 | 6 | 0 | 6 | 5 | 4 | 1 | 1 | 1 | 3 | 1 |  |  |  | 1 | 1 | 1 | 1 | 2 | 1 | 1 | 2 | 2 | 4 | 2 | 3 | 5- | 1 |  | 1
SDGE | Spring Valley | 69 | Wind, Onshore |  |  | 0 | 0 | 0 | 0 | 0 | 0 | 0 | 0 | 0 | 1 | 1 | 1 | 1 | 1 | 1 | [11 empty] | 2 | 1 | 2 | 1 | 2 | 1 | 1 |  | 0
SCE Northern | Springville | 230 | Wind, Onshore |  |  | 0 | 0 | 0 | 0 | 0 | 0 | 0 | 0 | 0 | 1 | 1 | 1 | 1 | 1 | 1 | N/A |  |  |  | N/A | N/A | N/A | N/A | N/A | N/A | N/A | 1 | 1 | 4 | 1 | 1 | 1 | 1 |  | 0
PG&E GBA | Stagg | 230 | Wind, Onshore |  |  | 0 | 0 | 0 | 0 | 0 | 0 | 0 | 0 | 0 | 5 | 4 | 1 | 1 | 1 | 1 | N/A |  |  |  | N/A | N/A | N/A | N/A | N/A | N/A | N/A | 1 | 1 | 3 | 2 | 2 | 1 | 1 |  | 0
PG&E GBA | Standard Oil | 115 | Wind, Onshore |  |  | 0 | 0 | 0 | 0 | 0 | 0 | 0 | 0 | 0 | 5 | 4 | 1 | 1 | 1 | 1 | [11 empty] | 2 | 1 | 1 | 1 | 2 | 1 | 1 |  | 0
PG&E GBA | Stanislaus | 115 | Wind, Onshore |  |  | 0 | 0 | 0 | 0 | 0 | 0 | 0 | 0 | 0 | 5 | 4 | 1 | 1 | 1 | 1 | [11 empty] | 2 | 1 | 4 | 1 | 3 | 1 | 1 |  | 0
PG&E KERN | Stockdale | 115 | Wind, Onshore |  |  | 0 | 0 | 0 | 0 | 0 | 0 | 0 | 0 | 0 | 1 | 1 | 1 | 1 | 1 | 1 | N/A |  |  |  | N/A | N/A | N/A | N/A | N/A | N/A | N/A | 1 | 1 | 2 | 1 | 2 | 1 | 1 |  | 0
PG&E KERN | Stockdale | 230 | Wind, Onshore |  |  | 0 | 0 | 0 | 0 | 0 | 0 | 0 | 0 | 0 | 1 | 1 | 1 | 1 | 1 | 1 | N/A |  |  |  | N/A | N/A | N/A | N/A | N/A | N/A | N/A | 1 | 1 | 2 | 1 | 2 | 1 | 1 |  | 0
PG&E GBA | Stockton A | 115 | Wind, Onshore |  |  | 0 | 0 | 0 | 0 | 0 | 0 | 0 | 0 | 0 | 5 | 4 | 1 | 1 | 1 | 1 | [11 empty] | 1 | 1 | 3 | 2 | 1 | 1 | 1 |  | 0
PG&E GBA | Stone | 115 | Wind, Onshore |  |  | 0 | 0 | 0 | 0 | 0 | 0 | 0 | 0 | 0 | 5 | 4 | 1 | 1 | 1 | 1 | [11 empty] | 2 | 1 | 3 | 2 | 2 | 1 | 1 |  | 0
PG&E FRESNO | Storey | 230 | Wind, Onshore |  |  | 0 | 0 | 0 | 0 | 0 | 0 | 0 | 0 | 0 | 5 | 4 | 5 | 4 | 1 | 1 | [11 empty] | 1 | 1 | 4 | 2 | 1 | 1 | 1 |  | 0
PG&E NGBA | Summit | 115 | Wind, Onshore |  |  | 0 | 0 | 0 | 0 | 0 | 0 | 0 | 0 | 0 | 5 | 4 | 1 | 1 | 1 | 1 | N/A |  |  |  | N/A | N/A | N/A | N/A | N/A | N/A | N/A | 2 | 1 | 4 | 2 | 3 | 1 | 1 |  | 0
SDGE | Suncrest | 230 | Wind, Onshore |  |  | 0 | 0 | 0 | 0 | 0 | 0 | 0 | 0 | 0 | 1 | 1 | 1 | 1 | 1 | 1 | N/A |  |  |  | N/A | N/A | N/A | N/A | N/A | N/A | N/A | 2 | 1 | 4 | 1 | 3 | 1 | 1 |  | 0
SDGE | Suncrest | 500 | Wind, Onshore |  |  | 0 | 0 | 0 | 0 | 0 | 0 | 0 | 0 | 0 | 1 | 1 | 1 | 1 | 1 | 1 | N/A |  |  |  | N/A | N/A | N/A | N/A | N/A | N/A | N/A | 2 | 1 | 4 | 1 | 3 | 1 | 1 |  | 0
PG&E KERN | Sunrise | 230 | Wind, Onshore |  |  | 0 | 0 | 0 | 0 | 0 | 0 | 0 | 0 | 0 | 5 | 2 | 4 | 4 | 1 | 1 | [11 empty] | 1 | 1 | 1 | 1 | 1 | 1 | 1 |  | 0
PG&E KERN | Sunset | 230 | Wind, Onshore |  |  | 0 | 0 | 0 | 0 | 0 | 0 | 0 | 0 | 0 | 5 | 2 | 4 | 4 | 1 | 1 | [11 empty] | 1 | 1 | 1 | 1 | 1 | 1 | 1 |  | 0
PG&E GBA | Swift | 115 | Wind, Onshore |  |  | 0 | 0 | 0 | 0 | 0 | 0 | 0 | 0 | 0 | 5 | 4 | 1 | 1 | 1 | 1 | [11 empty] | 2 | 1 | 2 | 2 | 2 | 1 | 1 |  | 0
SDGE | Sycamore Canyon | 138 | Wind, Onshore |  |  | 0 | 0 | 0 | 0 | 0 | 0 | 0 | 0 | 0 | 5 | 5 | 1 | 1 | 1 | 1 | N/A |  |  |  | N/A | N/A | N/A | N/A | N/A | N/A | N/A | 2 | 1 | 4 | 1 | 3 | 1 | 1 |  | 0
SDGE | Sycamore Canyon | 230 | Wind, Onshore |  |  | 0 | 0 | 0 | 0 | 0 | 0 | 0 | 0 | 0 | 1 | 1 | 1 | 1 | 1 | 1 | N/A |  |  |  | N/A | N/A | N/A | N/A | N/A | N/A | N/A | 2 | 1 | 4 | 1 | 3 | 1 | 1 |  | 0
SDGE | Sycamore Canyon | 69 | Wind, Onshore |  |  | 0 | 0 | 0 | 0 | 0 | 0 | 0 | 0 | 0 | 1 | 1 | 1 | 1 | 1 | 1 | N/A |  |  |  | N/A | N/A | N/A | N/A | N/A | N/A | N/A | 2 | 1 | 4 | 1 | 3 | 1 | 1 |  | 0
SCE Northern | Sylmar | 230 | Wind, Onshore |  |  | 0 | 0 | 0 | 0 | 0 | 0 | 0 | 0 | 0 | 5 | 2 | 1 | 1 | 1 | 1 | N/A |  |  |  | N/A | N/A | N/A | N/A | N/A | N/A | N/A | 1 | 1 | 2 | 1 | 1 | 1 | 1 |  | 0
PG&E NGBA | Table Mountain | 115 | Wind, Onshore |  |  | 0 | 0 | 0 | 0 | 0 | 0 | 0 | 0 | 0 | 5 | 2 | 1 | 1 | 1 | 1 | N/A |  |  |  | N/A | N/A | N/A | N/A | N/A | N/A | N/A | 2 | 1 | 3 | 2 | 1 | 1 | 1 |  | 0
PG&E NGBA | Table Mountain | 230 | Wind, Onshore |  |  | 0 | 0 | 0 | 0 | 0 | 0 | 0 | 0 | 0 | 5 | 4 | 1 | 1 | 1 | 1 | 1 |  |  |  | 2 | 3 | 1 | 1 | 5 | 1 | 1 | 2 | 1 | 3 | 2 | 1 | 1 | 4 | No CI and less wind in LLT compared to base case and 24-25 TPP and higher env. Flags | 1
PG&E NGBA | Table Mountain | 500 | Wind, Onshore |  |  | 0 | 0 | 0 | 0 | 0 | 0 | 0 | 0 | 0 | 5 | 2 | 1 | 1 | 1 | 1 | N/A |  |  |  | N/A | N/A | N/A | N/A | N/A | N/A | N/A | 2 | 1 | 3 | 2 | 1 | 1 | 1 |  | 0
PG&E NGBA | Table Mountain | 60 | Wind, Onshore |  |  | 0 | 0 | 0 | 0 | 0 | 0 | 0 | 0 | 0 | 5 | 4 | 1 | 1 | 1 | 1 | N/A |  |  |  | N/A | N/A | N/A | N/A | N/A | N/A | N/A | 2 | 1 | 3 | 2 | 1 | 1 | 1 |  | 0
PG&E KERN | Taft | 115 | Wind, Onshore |  |  | 0 | 0 | 0 | 0 | 0 | 0 | 0 | 0 | 0 | 5 | 2 | 4 | 4 | 1 | 1 | N/A |  |  |  | N/A | N/A | N/A | N/A | N/A | N/A | N/A | 1 | 1 | 2 | 1 | 2 | 1 | 1 |  | 0
SDGE | Talega | 138 | Wind, Onshore |  |  | 0 | 0 | 0 | 0 | 0 | 0 | 0 | 0 | 0 | 1 | 1 | 1 | 1 | 1 | 1 | N/A |  |  |  | N/A | N/A | N/A | N/A | N/A | N/A | N/A | 2 | 1 | 3 | 1 | 3 | 1 | 1 |  | 0
SDGE | Talega | 230 | Wind, Onshore |  |  | 0 | 0 | 0 | 0 | 0 | 0 | 0 | 0 | 0 | 1 | 1 | 1 | 1 | 1 | 1 | N/A |  |  |  | N/A | N/A | N/A | N/A | N/A | N/A | N/A | 2 | 1 | 3 | 1 | 3 | 1 | 1 |  | 0
PG&E GBA | Tassajara | 230 | Wind, Onshore |  |  | 0 | 0 | 0 | 0 | 0 | 0 | 0 | 0 | 0 | 5 | 2 | 1 | 1 | 1 | 1 | [11 empty] | 2 | 1 | 3 | 1 | 3 | 1 | 1 |  | 0
PG&E KERN | Tejon | 70 | Wind, Onshore |  |  | 0 | 0 | 0 | 0 | 0 | 0 | 0 | 0 | 0 | 1 | 1 | 1 | 1 | 1 | 1 | [11 empty] | 1 | 1 | 3 | 1 | 1 | 1 | 1 |  | 0
SDGE | Telegraph Canyon | 138 | Wind, Onshore |  |  | 0 | 0 | 0 | 0 | 0 | 0 | 0 | 0 | 0 | 1 | 1 | 1 | 1 | 1 | 1 | [11 empty] | 2 | 1 | 2 | 1 | 2 | 1 | 1 |  | 0
PG&E KERN | Temblor | 115 | Wind, Onshore |  |  | 0 | 0 | 0 | 0 | 0 | 0 | 0 | 0 | 0 | 5 | 2 | 4 | 4 | 1 | 1 | N/A |  |  |  | N/A | N/A | N/A | N/A | N/A | N/A | N/A | 1 | 1 | 2 | 1 | 1 | 1 | 1 |  | 0
PG&E KERN | Templeton | 230 | Wind, Onshore |  |  | 113.07 | 0 | 113.07 | 0 | 0 | 0 | 113.07 | 0 | 113.07 | 5 | 2 | 4 | 4 | 1 | 2 | 1 |  |  |  | 5 | 1 | 1 | 1 | 1 | 1 | 1 | 2 | 2 | 4 | 2 | 3 | 5- | 1 |  | 1
PG&E KERN | Templeton | 70 | Wind, Onshore |  |  | 0 | 0 | 0 | 0 | 0 | 0 | 0 | 0 | 0 | 1 | 1 | 1 | 1 | 1 | 1 | N/A |  |  |  | N/A | N/A | N/A | N/A | N/A | N/A | N/A | 2 | 2 | 4 | 2 | 3 | 1 | 1 |  | 0
PG&E GBA | Tesla | 115 | Wind, Onshore |  |  | 0 | 0 | 0 | 0 | 0 | 0 | 0 | 0 | 0 | 5 | 4 | 1 | 1 | 1 | 1 | N/A |  |  |  | N/A | N/A | N/A | N/A | N/A | N/A | N/A | 2 | 1 | 2 | 1 | 2 | 1 | 1 |  | 0
PG&E GBA | Tesla | 230 | Wind, Onshore |  |  | 100 | 76.5 | 176.5 | 0 | 0 | 0 | 100 | 76.5 | 176.5 | 5 | 4 | 1 | 1 | 2 | 2 | 4 |  |  |  | 2 | 2 | 1 | 1 | 2 | 1 | 1 | 2 | 1 | 2 | 1 | 2 | 1 | 3 | Slight reduction in FCDS, switched to EODS | 1
PG&E GBA | Tesla | 500 | Wind, Onshore |  |  | 300 | 0 | 300 | 0 | 0 | 0 | 300 | 0 | 300 | 5 | 4 | 1 | 1 | 2 | 2 | 4 |  |  |  | 2 | 2 | 1 | 1 | 2 | 1 | 1 | 2 | 1 | 2 | 1 | 2 | 3+ | 1 |  | 1
PG&E KERN | Tevis | 115 | Wind, Onshore |  |  | 0 | 0 | 0 | 0 | 0 | 0 | 0 | 0 | 0 | 5 | 2 | 4 | 4 | 1 | 1 | N/A |  |  |  | N/A | N/A | N/A | N/A | N/A | N/A | N/A | 1 | 1 | 2 | 1 | 2 | 1 | 1 |  | 0
EOP | Thousandaire | 138 | Wind, Onshore |  |  | 0 | 0 | 0 | 0 | 0 | 0 | 0 | 0 | 0 | 5 | 3 | 1 | 1 | 1 | 1 | N/A |  |  |  | N/A | N/A | N/A | N/A | N/A | N/A | N/A | 2 | 2 | 4 | 1 | 3 | 1 | 1 |  | 0
PG&E KERN | Topaz | 230 | Wind, Onshore |  |  | 0 | 0 | 0 | 0 | 0 | 0 | 0 | 0 | 0 | 5 | 2 | 4 | 4 | 1 | 1 | [11 empty] | 1 | 1 | 3 | 1 | 2 | 1 | 1 |  | 0
SCE NOL | Tortilla | 115 | Wind, Onshore |  |  | 0 | 0 | 0 | 0 | 0 | 0 | 0 | 0 | 0 | 3 | 3 | 1 | 1 | 1 | 1 | N/A |  |  |  | N/A | N/A | N/A | N/A | N/A | N/A | N/A | 2 | 1 | 4 | 1 | 2 | 1 | 1 |  | 0
SDGE | Trabuco | 138 | Wind, Onshore |  |  | 0 | 0 | 0 | 0 | 0 | 0 | 0 | 0 | 0 | 1 | 1 | 1 | 1 | 1 | 1 | N/A |  |  |  | N/A | N/A | N/A | N/A | N/A | N/A | N/A | 1 | 1 | 1 | 1 | 2 | 1 | 1 |  | 0
PG&E GBA | Tracy | 115 | Wind, Onshore |  |  | 0 | 0 | 0 | 0 | 0 | 0 | 0 | 0 | 0 | 5 | 4 | 1 | 1 | 1 | 1 | [11 empty] | 2 | 1 | 3 | 1 | 2 | 1 | 1 |  | 0
PG&E FRESNO | Tranquility | 230 | Wind, Onshore |  |  | 0 | 0 | 0 | 0 | 0 | 0 | 0 | 0 | 0 | 5 | 4 | 5 | 2 | 1 | 1 | N/A |  |  |  | N/A | N/A | N/A | N/A | N/A | N/A | N/A | 1 | 1 | 4 | 2 | 1 | 1 | 1 |  | 0
PG&E GBA | Trimble | 115 | Wind, Onshore |  |  | 0 | 0 | 0 | 0 | 0 | 0 | 0 | 0 | 0 | 5 | 4 | 1 | 1 | 1 | 1 | [11 empty] | 2 | 1 | 3 | 2 | 2 | 1 | 1 |  | 0
EOP | Trout Canyon | 230 | Wind, Onshore |  |  | 0 | 0 | 0 | 0 | 0 | 0 | 0 | 0 | 0 | 5 | 3 | 1 | 1 | 3 | 1 | 1 |  |  |  | N/A | N/A | N/A | N/A | N/A | N/A | N/A | 2 | 2 | 4 | 1 | 3 | 1 | 1 |  | 0
EOP | Trout Canyon | 500 | Wind, Onshore |  |  | 0 | 0 | 0 | 0 | 0 | 0 | 0 | 0 | 0 | 5 | 3 | 1 | 1 | 1 | 1 | N/A |  |  |  | N/A | N/A | N/A | N/A | N/A | N/A | N/A | 2 | 2 | 4 | 1 | 3 | 1+ | 1 |  | 1
PG&E NGBA | Tulucay | 230 | Wind, Onshore |  |  | 0 | 0 | 0 | 0 | 0 | 0 | 0 | 0 | 0 | 5 | 2 | 1 | 1 | 1 | 1 | N/A |  |  |  | N/A | N/A | N/A | N/A | N/A | N/A | N/A | 2 | 1 | 3 | 2 | 3 | 1 | 1 |  | 0
PG&E NGBA | Tulucay | 60 | Wind, Onshore |  |  | 0 | 0 | 0 | 0 | 0 | 0 | 0 | 0 | 0 | 5 | 2 | 1 | 1 | 1 | 1 | N/A |  |  |  | N/A | N/A | N/A | N/A | N/A | N/A | N/A | 2 | 1 | 3 | 2 | 3 | 1 | 1 |  | 0
PG&E KERN | Tupman | 115 | Wind, Onshore |  |  | 0 | 0 | 0 | 0 | 0 | 0 | 0 | 0 | 0 | 5 | 2 | 4 | 4 | 1 | 1 | N/A |  |  |  | N/A | N/A | N/A | N/A | N/A | N/A | N/A | 1 | 1 | 2 | 1 | 1 | 1 | 1 |  | 0
PG&E NGBA | Ukiah | 115 | Wind, Onshore |  |  | 0 | 0 | 0 | 0 | 0 | 0 | 0 | 0 | 0 | 5 | 2 | 1 | 1 | 1 | 1 | N/A |  |  |  | N/A | N/A | N/A | N/A | N/A | N/A | N/A | 2 | 2 | 4 | 2 | 3 | 1 | 1 |  | 0
PG&E KERN | Union (Estrella) | 70 | Wind, Onshore |  |  | 0 | 0 | 0 | 0 | 0 | 0 | 0 | 0 | 0 | 1 | 1 | 1 | 1 | 1 | 1 | [11 empty] | 2 | 2 | 4 | 2 | 3 | 1 | 1 |  | 0
PG&E NGBA | Vaca Dixon | 115 | Wind, Onshore |  |  | 0 | 0 | 0 | 0 | 0 | 0 | 0 | 0 | 0 | 5 | 2 | 1 | 1 | 1 | 1 | N/A |  |  |  | N/A | N/A | N/A | N/A | N/A | N/A | N/A | 2 | 1 | 1 | 1 | 3 | 1 | 1 |  | 0
PG&E NGBA | Vaca Dixon | 230 | Wind, Onshore |  |  | 0 | 0 | 0 | 0 | 0 | 0 | 0 | 0 | 0 | 5 | 2 | 1 | 1 | 1 | 1 | N/A |  |  |  | N/A | N/A | N/A | N/A | N/A | N/A | N/A | 2 | 1 | 1 | 1 | 3 | 1 | 1 |  | 0
PG&E NGBA | Vaca Dixon | 500 | Wind, Onshore |  |  | 0 | 0 | 0 | 0 | 0 | 0 | 0 | 0 | 0 | 5 | 2 | 1 | 1 | 1 | 1 | N/A |  |  |  | N/A | N/A | N/A | N/A | N/A | N/A | N/A | 2 | 1 | 1 | 1 | 3 | 1 | 1 |  | 0
PG&E NGBA | Vaca Dixon | 60 | Wind, Onshore |  |  | 0 | 0 | 0 | 0 | 0 | 0 | 0 | 0 | 0 | 5 | 2 | 1 | 1 | 1 | 1 | N/A |  |  |  | N/A | N/A | N/A | N/A | N/A | N/A | N/A | 2 | 1 | 1 | 1 | 3 | 1 | 1 |  | 0
SCE Eastern | Valley (SCE) | 500 | Wind, Onshore |  |  | 0 | 0 | 0 | 0 | 0 | 0 | 0 | 0 | 0 | 1 | 1 | 1 | 1 | 1 | 1 | N/A |  |  |  | N/A | N/A | N/A | N/A | N/A | N/A | N/A | 1 | 1 | 2 | 1 | 2 | 1 | 1 |  | 0
EOP | Valley (VEA) | 138 | Wind, Onshore |  |  | 0 | 0 | 0 | 0 | 0 | 0 | 0 | 0 | 0 | 5 | 3 | 1 | 1 | 1 | 1 | N/A |  |  |  | N/A | N/A | N/A | N/A | N/A | N/A | N/A | 2 | 2 | 4 | 1 | 3 | 1 | 1 |  | 0
SDGE | Valley Center | 69 | Wind, Onshore |  |  | 0 | 0 | 0 | 0 | 0 | 0 | 0 | 0 | 0 | 1 | 1 | 1 | 1 | 1 | 1 | [11 empty] | 2 | 1 | 4 | 1 | 3 | 1 | 1 |  | 0
PG&E GBA | Valley Home | 115 | Wind, Onshore |  |  | 0 | 0 | 0 | 0 | 0 | 0 | 0 | 0 | 0 | 5 | 4 | 1 | 1 | 1 | 1 | [11 empty] | 1 | 1 | 4 | 2 | 1 | 1 | 1 |  | 0
PG&E GBA | Valley Springs | 230 | Wind, Onshore |  |  | 0 | 0 | 0 | 0 | 0 | 0 | 0 | 0 | 0 | 5 | 4 | 1 | 1 | 1 | 1 | [11 empty] | 2 | 1 | 4 | 1 | 3 | 1 | 1 |  | 0
PG&E GBA | Valley Springs | 60 | Wind, Onshore |  |  | 0 | 0 | 0 | 0 | 0 | 0 | 0 | 0 | 0 | 5 | 4 | 1 | 1 | 1 | 1 | [11 empty] | 2 | 1 | 4 | 1 | 3 | 1 | 1 |  | 0
EOP | Valley Switch | 138 | Wind, Onshore |  |  | 0 | 0 | 0 | 0 | 0 | 0 | 0 | 0 | 0 | 5 | 3 | 1 | 1 | 1 | 1 | N/A |  |  |  | N/A | N/A | N/A | N/A | N/A | N/A | N/A | 2 | 2 | 4 | 1 | 3 | 1 | 1 |  | 0
EOP | Valley Switch | 230 | Wind, Onshore |  |  | 0 | 0 | 0 | 0 | 0 | 0 | 0 | 0 | 0 | 5 | 3 | 1 | 1 | 1 | 1 | N/A |  |  |  | N/A | N/A | N/A | N/A | N/A | N/A | N/A | 2 | 2 | 4 | 1 | 3 | 1 | 1 |  | 0
PG&E GBA | Vasco | 230 | Wind, Onshore |  |  | 0 | 0 | 0 | 0 | 0 | 0 | 0 | 0 | 0 | 5 | 4 | 1 | 1 | 1 | 1 | [11 empty] | 2 | 1 | 3 | 1 | 3 | 1 | 1 |  | 0
PG&E GBA | Vasona | 230 | Wind, Onshore |  |  | 0 | 0 | 0 | 0 | 0 | 0 | 0 | 0 | 0 | 5 | 4 | 1 | 1 | 1 | 1 | [11 empty] | 2 | 1 | 4 | 2 | 3 | 1 | 1 |  | 0
SCE Northern | Vestal | 230 | Wind, Onshore |  |  | 0 | 0 | 0 | 0 | 0 | 0 | 0 | 0 | 0 | 1 | 1 | 1 | 1 | 1 | 1 | N/A |  |  |  | N/A | N/A | N/A | N/A | N/A | N/A | N/A | 1 | 1 | 4 | 1 | 1 | 1 | 1 |  | 0
SCE Northern | Vestal | 66 | Wind, Onshore |  |  | 0 | 0 | 0 | 0 | 0 | 0 | 0 | 0 | 0 | 1 | 1 | 1 | 1 | 1 | 1 | N/A |  |  |  | N/A | N/A | N/A | N/A | N/A | N/A | N/A | 1 | 1 | 4 | 1 | 1 | 1 | 1 |  | 0
SCE NOL | Victor | 115 | Wind, Onshore |  |  | 0 | 0 | 0 | 0 | 0 | 0 | 0 | 0 | 0 | 1 | 1 | 1 | 1 | 1 | 1 | N/A |  |  |  | N/A | N/A | N/A | N/A | N/A | N/A | N/A | 2 | 1 | 3 | 1 | 2 | 1 | 1 |  | 0
SCE NOL | Victor | 230 | Wind, Onshore |  |  | 0 | 0 | 0 | 0 | 0 | 0 | 0 | 0 | 0 | 1 | 1 | 1 | 1 | 1 | 1 | N/A |  |  |  | N/A | N/A | N/A | N/A | N/A | N/A | N/A | 2 | 1 | 3 | 1 | 2 | 1 | 1 |  | 0
SCE Metro | Viejo | 230 | Wind, Onshore |  |  | 0 | 0 | 0 | 0 | 0 | 0 | 0 | 0 | 0 | 1 | 1 | 1 | 1 | 1 | 1 | N/A |  |  |  | N/A | N/A | N/A | N/A | N/A | N/A | N/A | 1 | 1 | 3 | 1 | 2 | 1 | 1 |  | 0
PG&E GBA | Vierra | 115 | Wind, Onshore |  |  | 0 | 0 | 0 | 0 | 0 | 0 | 0 | 0 | 0 | 5 | 4 | 1 | 1 | 1 | 1 | N/A |  |  |  | N/A | N/A | N/A | N/A | N/A | N/A | N/A | 1 | 1 | 1 | 2 | 1 | 1 | 1 |  | 0
SCE Metro | Villa Park | 230 | Wind, Onshore |  |  | 0 | 0 | 0 | 0 | 0 | 0 | 0 | 0 | 0 | 1 | 1 | 1 | 1 | 1 | 1 | N/A |  |  |  | N/A | N/A | N/A | N/A | N/A | N/A | N/A | 1 | 1 | 2 | 1 | 2 | 1 | 1 |  | 0
SCE Northern | Vincent | 230 | Wind, Onshore |  |  | 0 | 0 | 0 | 0 | 0 | 0 | 0 | 0 | 0 | 1 | 1 | 1 | 1 | 1 | 1 | N/A |  |  |  | N/A | N/A | N/A | N/A | N/A | N/A | N/A | 2 | 1 | 4 | 1 | 3 | 1 | 1 |  | 0
SCE Northern | Vincent | 500 | Wind, Onshore |  |  | 0 | 0 | 0 | 0 | 0 | 0 | 0 | 0 | 0 | 1 | 1 | 1 | 1 | 1 | 1 | N/A |  |  |  | N/A | N/A | N/A | N/A | N/A | N/A | N/A | 2 | 1 | 4 | 1 | 3 | 1 | 1 |  | 0
PG&E GBA | Vineyard | 230 | Wind, Onshore |  |  | 0 | 0 | 0 | 0 | 0 | 0 | 0 | 0 | 0 | 5 | 4 | 1 | 1 | 1 | 1 | [11 empty] | 2 | 1 | 2 | 1 | 3 | 1 | 1 |  | 0
SDGE | Vineyard | 69 | Wind, Onshore |  |  | 0 | 0 | 0 | 0 | 0 | 0 | 0 | 0 | 0 | 1 | 1 | 1 | 1 | 1 | 1 | [11 empty] | 2 | 1 | 2 | 1 | 3 | 1 | 1 |  | 0
SCE Eastern | Vista (SCE) | 230 | Wind, Onshore |  |  | 0 | 0 | 0 | 0 | 0 | 0 | 0 | 0 | 0 | 1 | 1 | 1 | 1 | 1 | 1 | N/A |  |  |  | N/A | N/A | N/A | N/A | N/A | N/A | N/A | 1 | 1 | 2 | 1 | 1 | 1 | 1 |  | 0
EOP | Vista (VEA) | 138 | Wind, Onshore |  |  | 0 | 0 | 0 | 0 | 0 | 0 | 0 | 0 | 0 | 5 | 3 | 1 | 1 | 1 | 1 | N/A |  |  |  | N/A | N/A | N/A | N/A | N/A | N/A | N/A | 2 | 2 | 4 | 1 | 3 | 1 | 1 |  | 0
EOP | Vista (VEA) | 230 | Wind, Onshore |  |  | 0 | 0 | 0 | 0 | 0 | 0 | 0 | 0 | 0 | 5 | 3 | 1 | 1 | 1 | 1 | N/A |  |  |  | N/A | N/A | N/A | N/A | N/A | N/A | N/A | 2 | 2 | 4 | 1 | 3 | 1 | 1 |  | 0
PG&E FRESNO | Wahtoke | 115 | Wind, Onshore |  |  | 0 | 0 | 0 | 0 | 0 | 0 | 0 | 0 | 0 | 5 | 2 | 5 | 2 | 1 | 1 | N/A |  |  |  | N/A | N/A | N/A | N/A | N/A | N/A | N/A | 1 | 1 | 3 | 2 | 1 | 1 | 1 |  | 0
SCE Northern | Wakefield | 66 | Wind, Onshore |  |  | 0 | 0 | 0 | 0 | 0 | 0 | 0 | 0 | 0 | 5 | 2 | 1 | 1 | 1 | 1 | [11 empty] | 2 | 1 | 4 | 1 | 3 | 1 | 1 |  | 0
SCE Metro | Walnut | 230 | Wind, Onshore |  |  | 0 | 0 | 0 | 0 | 0 | 0 | 0 | 0 | 0 | 1 | 1 | 1 | 1 | 1 | 1 | N/A |  |  |  | N/A | N/A | N/A | N/A | N/A | N/A | N/A | 1 | 1 | 1 | 1 | 1 | 1 | 1 |  | 0
SCE Northern | Warne | 230 | Wind, Onshore |  |  | 0 | 0 | 0 | 0 | 0 | 0 | 0 | 0 | 0 | 5 | 2 | 1 | 1 | 1 | 1 | [11 empty] | 1 | 1 | 4 | 1 | 3 | 1 | 1 |  | 0
PG&E GBA | Warnerville | 230 | Wind, Onshore |  |  | 0 | 0 | 0 | 0 | 0 | 0 | 0 | 0 | 0 | 5 | 4 | 5 | 2 | 1 | 1 | N/A |  |  |  | N/A | N/A | N/A | N/A | N/A | N/A | N/A | 1 | 1 | 3 | 2 | 2 | 1 | 1 |  | 0
PG&E FRESNO | Waukena | 115 | Wind, Onshore |  |  | 0 | 0 | 0 | 0 | 0 | 0 | 0 | 0 | 0 | 5 | 2 | 5 | 2 | 1 | 1 | N/A |  |  |  | N/A | N/A | N/A | N/A | N/A | N/A | N/A | 1 | 1 | 4 | 2 | 1 | 1 | 1 |  | 0
PG&E GBA | Weber | 230 | Wind, Onshore |  |  | 0 | 0 | 0 | 0 | 0 | 0 | 0 | 0 | 0 | 5 | 4 | 1 | 1 | 1 | 1 | N/A |  |  |  | N/A | N/A | N/A | N/A | N/A | N/A | N/A | 1 | 1 | 3 | 2 | 1 | 1 | 1 |  | 0
PG&E GBA | Weber | 60 | Wind, Onshore |  |  | 0 | 0 | 0 | 0 | 0 | 0 | 0 | 0 | 0 | 5 | 4 | 1 | 1 | 1 | 1 | N/A |  |  |  | N/A | N/A | N/A | N/A | N/A | N/A | N/A | 1 | 1 | 3 | 2 | 1 | 1 | 1 |  | 0
PG&E FRESNO | West Fresno | 115 | Wind, Onshore |  |  | 0 | 0 | 0 | 0 | 0 | 0 | 0 | 0 | 0 | 5 | 4 | 5 | 2 | 1 | 1 | N/A |  |  |  | N/A | N/A | N/A | N/A | N/A | N/A | N/A | 1 | 1 | 2 | 2 | 1 | 1 | 1 |  | 0
PG&E FRESNO | Westley | 230 | Wind, Onshore |  |  | 0 | 0 | 0 | 0 | 0 | 0 | 0 | 0 | 0 | 1 | 1 | 1 | 1 | 1 | 1 | N/A |  |  |  | N/A | N/A | N/A | N/A | N/A | N/A | N/A | 1 | 1 | 4 | 2 | 1 | 1 | 1 |  | 0
PG&E KERN | Westpark | 115 | Wind, Onshore |  |  | 0 | 0 | 0 | 0 | 0 | 0 | 0 | 0 | 0 | 1 | 1 | 1 | 1 | 1 | 1 | N/A |  |  |  | N/A | N/A | N/A | N/A | N/A | N/A | N/A | 1 | 1 | 3 | 1 | 1 | 1 | 1 |  | 0
PG&E KERN | Wheeler Ridge | 230 | Wind, Onshore |  |  | 0 | 0 | 0 | 0 | 0 | 0 | 0 | 0 | 0 | 5 | 2 | 4 | 4 | 1 | 1 | N/A |  |  |  | N/A | N/A | N/A | N/A | N/A | N/A | N/A | 1 | 1 | 4 | 1 | 1 | 1 | 1 |  | 0
PG&E KERN | Wheeler Ridge | 115 | Wind, Onshore |  |  | 0 | 0 | 0 | 0 | 0 | 0 | 0 | 0 | 0 | 1 | 1 | 1 | 1 | 1 | 1 | N/A |  |  |  | N/A | N/A | N/A | N/A | N/A | N/A | N/A | 1 | 1 | 4 | 1 | 1 | 1 | 1 |  | 0
PG&E KERN | Wheeler Ridge | 70 | Wind, Onshore |  |  | 0 | 0 | 0 | 0 | 0 | 0 | 0 | 0 | 0 | 5 | 2 | 4 | 4 | 1 | 1 | N/A |  |  |  | N/A | N/A | N/A | N/A | N/A | N/A | N/A | 1 | 1 | 4 | 1 | 1 | 1 | 1 |  | 0
SCE Northern | Whirlwind | 230 | Wind, Onshore |  |  | 300 | 0 | 300 | 0 | 0 | 0 | 300 | 0 | 300 | 1 | 1 | 1 | 1 | 1 | 3 | 2 |  |  |  | 2 | 1 | 1 | 1 | 2 | 1 | 1 | 2 | 1 | 4 | 1 | 3 | 5- | 1 |  | 1
SCE Northern | Whirlwind | 500 | Wind, Onshore |  |  | 0 | 0 | 0 | 0 | 0 | 0 | 0 | 0 | 0 | 1 | 1 | 1 | 1 | 1 | 1 | N/A |  |  |  | N/A | N/A | N/A | N/A | N/A | N/A | N/A | 2 | 1 | 4 | 1 | 3 | 1 | 1 |  | 0
PG&E GBA | Whisman | 115 | Wind, Onshore |  |  | 0 | 0 | 0 | 0 | 0 | 0 | 0 | 0 | 0 | 5 | 2 | 1 | 1 | 1 | 1 | [11 empty] | 2 | 1 | 2 | 2 | 2 | 1 | 1 |  | 0
SCE Eastern | Wildlife | 230 | Wind, Onshore |  |  | 0 | 0 | 0 | 0 | 0 | 0 | 0 | 0 | 0 | 1 | 1 | 1 | 1 | 1 | 1 | [11 empty] | 1 | 1 | 1 | 1 | 1 | 1 | 1 |  | 0
PG&E FRESNO | Wilson | 115 | Wind, Onshore |  |  | 0 | 0 | 0 | 0 | 0 | 0 | 0 | 0 | 0 | 5 | 4 | 5 | 2 | 1 | 1 | N/A |  |  |  | N/A | N/A | N/A | N/A | N/A | N/A | N/A | 1 | 1 | 4 | 2 | 1 | 1 | 1 |  | 0
PG&E FRESNO | Wilson | 230 | Wind, Onshore |  |  | 150 | 50 | 200 | 0 | 0 | 0 | 150 | 50 | 200 | 5 | 4 | 5 | 4 | 2 | 1 | 1 |  |  |  | 1 | 2 | 1 | 1 | 2 | 1 | 1 | 1 | 1 | 4 | 2 | 1 | 3- | 3 | Slight reduction in FCDS, switched to EODS | 1
SCE Northern | Windhub | 230 | Wind, Onshore |  |  | 174 | 0 | 174 | 0 | 0 | 0 | 174 | 0 | 174 | 1 | 1 | 1 | 1 | 1 | 3 | 4 |  |  |  | 2 | 2 | 2 | 2 | 3 | 2 | 1 | 2 | 1 | 4 | 1 | 2 | 5- | 1 |  | 1
SCE Northern | Windhub | 500 | Wind, Onshore |  |  | 0 | 0 | 0 | 0 | 0 | 0 | 0 | 0 | 0 | 1 | 1 | 1 | 1 | 1 | 1 | N/A |  |  |  | N/A | N/A | N/A | N/A | N/A | N/A | N/A | 2 | 1 | 4 | 1 | 2 | 1 | 1 |  | 0
PG&E GBA | Windmaster | 230 | Wind, Onshore |  |  | 0 | 0 | 0 | 0 | 0 | 0 | 0 | 0 | 0 | 5 | 2 | 1 | 1 | 1 | 1 | [11 empty] | 2 | 1 | 2 | 1 | 2 | 1 | 1 |  | 0
PG&E NGBA | Windsor | 60 | Wind, Onshore |  |  | 0 | 0 | 0 | 0 | 0 | 0 | 0 | 0 | 0 | 5 | 2 | 1 | 1 | 1 | 1 | [11 empty] | 1 | 1 | 2 | 1 | 2 | 1 | 1 |  | 0
PG&E NGBA | Woodland | 115 | Wind, Onshore |  |  | 0 | 0 | 0 | 0 | 0 | 0 | 0 | 0 | 0 | 5 | 4 | 1 | 1 | 1 | 1 | N/A |  |  |  | N/A | N/A | N/A | N/A | N/A | N/A | N/A | 2 | 1 | 4 | 2 | 3 | 1 | 1 |  | 0
PG&E FRESNO | Woodward | 115 | Wind, Onshore |  |  | 0 | 0 | 0 | 0 | 0 | 0 | 0 | 0 | 0 | 5 | 2 | 5 | 2 | 1 | 1 | [11 empty] | 1 | 1 | 2 | 2 | 2 | 1 | 1 |  | 0
PG&E NGBA | Wyandotte | 115 | Wind, Onshore |  |  | 0 | 0 | 0 | 0 | 0 | 0 | 0 | 0 | 0 | 5 | 4 | 1 | 1 | 1 | 1 | N/A |  |  |  | N/A | N/A | N/A | N/A | N/A | N/A | N/A | 2 | 1 | 2 | 2 | 2 | 1 | 1 |  | 0
PG&E KERN | 7th Standard | 115 | Distributed_Solar |  |  | 0 | 0 | 0 | 0 | 0 | 0 | 0 | 0 | 0 | 5 | 2 | 4 | 4 | [13 empty] | 1 | 1 | 3 | 1 | 2 | 1 | 4 | Reduced to better align with CI | 1
SCE Metro | Alamitos | 230 | Distributed_Solar |  |  | 0 | 0 | 0 | 0 | 0 | 0 | 0 | 0 | 0 | 1 | 1 | 1 | 1 | [13 empty] | 1 | 1 | 1 | 1 | 1 | 1 | 1 |  | 0
SCE Eastern | Alberhill | 115 | Distributed_Solar |  |  | 0 | 0 | 0 | 0 | 0 | 0 | 0 | 0 | 0 | 1 | 1 | 1 | 1 | [13 empty] | 1 | 1 | 4 | 1 | 1 | 1 | 1 |  | 0
SCE Eastern | Alberhill | 500 | Distributed_Solar |  |  | 0 | 0 | 0 | 0 | 0 | 0 | 0 | 0 | 0 | 1 | 1 | 1 | 1 | [13 empty] | 1 | 1 | 4 | 1 | 1 | 1 | 1 |  | 0
PG&E GBA | Alhambra | 115 | Distributed_Solar |  |  | 0 | 0 | 0 | 0 | 0 | 0 | 0 | 0 | 0 | 5 | 2 | 1 | 1 | [13 empty] | 2 | 1 | 2 | 1 | 2 | 1 | 1 |  | 0
PG&E FRESNO | Alpaugh | 115 | Distributed_Solar |  |  | 0 | 3 | 3 | 0 | 3 | 3 | 0 | 0 | 0 | 5 | 2 | 4 | 4 | [13 empty] | 1 | 1 | 3 | 1 | 1 | 1 | 4 | Reduced to better align with CI | 1
SDGE | Alpine | 69 | Distributed_Solar |  |  | 0 | 0 | 0 | 0 | 0 | 0 | 0 | 0 | 0 | 1 | 1 | 1 | 1 | [13 empty] | 2 | 1 | 4 | 1 | 3 | 1 | 1 |  | 0
PG&E GBA | Altamont Midway (Sandhill) | 230 | Distributed_Solar |  |  | 0 | 0 | 0 | 0 | 0 | 0 | 0 | 0 | 0 | 5 | 2 | 1 | 1 | [13 empty] | 2 | 1 | 2 | 1 | 3 | 1 | 1 |  | 0
SCE Northern | Antelope | 66 | Distributed_Solar |  |  | 0 | 0 | 0 | 0 | 0 | 0 | 0 | 0 | 0 | 1 | 1 | 1 | 1 | [13 empty] | 2 | 1 | 4 | 1 | 3 | 4+ | 1 |  | 1
SCE Northern | Antelope | 230 | Distributed_Solar |  |  | 0 | 6 | 6 | 0 | 6 | 6 | 0 | 0 | 0 | 1 | 1 | 1 | 1 | [13 empty] | 2 | 1 | 4 | 1 | 3 | 4+ | 1 |  | 1
SCE Northern | Antelope | 500 | Distributed_Solar |  |  | 0 | 0 | 0 | 0 | 0 | 0 | 0 | 0 | 0 | 1 | 1 | 1 | 1 | [13 empty] | 2 | 1 | 4 | 1 | 3 | 1 | 1 |  | 0
PG&E NGBA | Arcata | 60 | Distributed_Solar |  |  | 0 | 7 | 7 | 0 | 7 | 7 | 0 | 0 | 0 | 5 | 2 | 1 | 1 | [13 empty] | 2 | 2 | 4 | 2 | 3 | 1 | 1 |  | 1
PG&E KERN | Arco | 230 | Distributed_Solar |  |  | 0 | 4.79 | 4.79 | 0 | 4.79 | 4.79 | 0 | 0 | 0 | 5 | 2 | 4 | 4 | [13 empty] | 1 | 1 | 4 | 1 | 1 | 1 | 3 | Reduced to better align with CI | 1
PG&E KERN | Arco | 70 | Distributed_Solar |  |  | 0 | 0 | 0 | 0 | 0 | 0 | 0 | 0 | 0 | 5 | 2 | 4 | 4 | [13 empty] | 1 | 1 | 4 | 1 | 1 | 4+ | 1 |  | 1
SCE Metro | ArcoGen | 230 | Distributed_Solar |  |  | 0 | 0 | 0 | 0 | 0 | 0 | 0 | 0 | 0 | 1 | 1 | 1 | 1 | [13 empty] | 1 | 1 | 1 | 1 | 1 | 1 | 1 |  | 0
SDGE | Artesian | 230 | Distributed_Solar |  |  | 0 | 0 | 0 | 0 | 0 | 0 | 0 | 0 | 0 | 1 | 1 | 1 | 1 | [13 empty] | 2 | 1 | 2 | 1 | 3 | 1 | 1 |  | 0
SDGE | Artesian | 69 | Distributed_Solar |  |  | 0 | 0 | 0 | 0 | 0 | 0 | 0 | 0 | 0 | 1 | 1 | 1 | 1 | [13 empty] | 2 | 1 | 2 | 1 | 3 | 1 | 1 |  | 0
PG&E FRESNO | Ashlan | 230 | Distributed_Solar |  |  | 0 | 0 | 0 | 0 | 0 | 0 | 0 | 0 | 0 | 5 | 4 | 5 | 2 | [13 empty] | 1 | 1 | 2 | 2 | 1 | 1 | 1 |  | 0
PG&E NGBA | Atlantic | 115 | Distributed_Solar |  |  | 0 | 0 | 0 | 0 | 0 | 0 | 0 | 0 | 0 | 5 | 4 | 1 | 1 | [13 empty] | 2 | 1 | 2 | 2 | 3 | 1 | 1 |  | 0
PG&E NGBA | Atlantic | 230 | Distributed_Solar |  |  | 0 | 0 | 0 | 0 | 0 | 0 | 0 | 0 | 0 | 5 | 4 | 1 | 1 | [13 empty] | 2 | 1 | 2 | 2 | 3 | 1 | 1 |  | 0
PG&E NGBA | Atlantic | 60 | Distributed_Solar |  |  | 0 | 0 | 0 | 0 | 0 | 0 | 0 | 0 | 0 | 5 | 4 | 1 | 1 | [13 empty] | 2 | 1 | 2 | 2 | 3 | 1 | 1 |  | 0
PG&E FRESNO | Atwater | 115 | Distributed_Solar |  |  | 0 | 2 | 2 | 0 | 2 | 2 | 0 | 0 | 0 | 5 | 4 | 5 | 2 | [13 empty] | 1 | 1 | 2 | 2 | 1 | 4+ | 1 |  | 1
PG&E GBA | Avena | 115 | Distributed_Solar |  |  | 0 | 0 | 0 | 0 | 0 | 0 | 0 | 0 | 0 | 5 | 4 | 1 | 1 | [13 empty] | 1 | 1 | 3 | 2 | 1 | 1+ | 1 |  | 1
SDGE | Avocado | 69 | Distributed_Solar |  |  | 0 | 0 | 0 | 0 | 0 | 0 | 0 | 0 | 0 | 1 | 1 | 1 | 1 | [13 empty] | 2 | 1 | 3 | 1 | 3 | 1 | 1 |  | 0
PG&E NGBA | Bahia | 230 | Distributed_Solar |  |  | 0 | 0 | 0 | 0 | 0 | 0 | 0 | 0 | 0 | 5 | 4 | 1 | 1 | [13 empty] | 2 | 1 | 1 | 1 | 2 | 4+ | 1 |  | 1
SCE Northern | Bailey | 230 | Distributed_Solar |  |  | 0 | 0 | 0 | 0 | 0 | 0 | 0 | 0 | 0 | 5 | 2 | 1 | 1 | [13 empty] | 1 | 1 | 4 | 1 | 3 | 1 | 1 |  | 0
SCE NOL | Baker | 115 | Distributed_Solar |  |  | 0 | 0 | 0 | 0 | 0 | 0 | 0 | 0 | 0 | 3 | 3 | 1 | 1 | [13 empty] | 2 | 2 | 4 | 1 | 1 | 1 | 1 |  | 0
PG&E KERN | Bakersfield | 230 | Distributed_Solar |  |  | 0 | 0 | 0 | 0 | 0 | 0 | 0 | 0 | 0 | 5 | 2 | 4 | 4 | [13 empty] | 1 | 1 | 3 | 1 | 1 | 1 | 1 |  | 0
PG&E FRESNO | Balch | 230 | Distributed_Solar |  |  | 0 | 0 | 0 | 0 | 0 | 0 | 0 | 0 | 0 | 5 | 4 | 5 | 2 | [13 empty] | 1 | 1 | 4 | 2 | 3 | 1 | 1 |  | 0
SCE Eastern | Bannister | 230 | Distributed_Solar |  |  | 0 | 0 | 0 | 0 | 0 | 0 | 0 | 0 | 0 | 5 | 4 | 3 | 3 | [13 empty] | 2 | 1 | 2 | 2 | 1 | 1 | 1 |  | 0
SCE Metro | Barre | 230 | Distributed_Solar |  |  | 0 | 0 | 0 | 0 | 0 | 0 | 0 | 0 | 0 | 1 | 1 | 1 | 1 | [13 empty] | 1 | 1 | 1 | 1 | 1 | 1 | 4 | Reduced to better align with CI | 1
SDGE | Bay Boulevard | 69 | Distributed_Solar |  |  | 0 | 0 | 0 | 0 | 0 | 0 | 0 | 0 | 0 | 1 | 1 | 1 | 1 | [13 empty] | 2 | 1 | 2 | 1 | 1 | 1 | 1 |  | 0
SDGE | Bay Boulevard | 230 | Distributed_Solar |  |  | 0 | 0 | 0 | 0 | 0 | 0 | 0 | 0 | 0 | 1 | 1 | 1 | 1 | [13 empty] | 2 | 1 | 2 | 1 | 1 | 1 | 1 |  | 0
EOP | Beatty | 138 | Distributed_Solar |  |  | 0 | 0 | 0 | 0 | 0 | 0 | 0 | 0 | 0 | 5 | 3 | 1 | 1 | [13 empty] | 2 | 2 | 4 | 1 | 3 | 1 | 1 |  | 0
EOP | Beatty | 230 | Distributed_Solar |  |  | 0 | 0 | 0 | 0 | 0 | 0 | 0 | 0 | 0 | 5 | 3 | 1 | 1 | [13 empty] | 2 | 2 | 4 | 1 | 3 | 1 | 1 |  | 0
PG&E NGBA | Belden | 230 | Distributed_Solar |  |  | 0 | 0 | 0 | 0 | 0 | 0 | 0 | 0 | 0 | 5 | 4 | 1 | 1 | [13 empty] | 2 | 2 | 4 | 1 | 3 | 1 | 1 |  | 0
PG&E NGBA | Bell | 115 | Distributed_Solar |  |  | 0 | 0 | 0 | 0 | 0 | 0 | 0 | 0 | 0 | 5 | 4 | 1 | 1 | [13 empty] | 2 | 1 | 4 | 2 | 3 | 1 | 1 |  | 0
PG&E NGBA | Bellevue | 115 | Distributed_Solar |  |  | 0 | 0 | 0 | 0 | 0 | 0 | 0 | 0 | 0 | 5 | 2 | 1 | 1 | [13 empty] | 2 | 1 | 2 | 2 | 2 | 1 | 5 | Reduced to better align with CI | 1
PG&E GBA | Bellota | 115 | Distributed_Solar |  |  | 0 | 0 | 0 | 0 | 0 | 0 | 0 | 0 | 0 | 5 | 4 | 1 | 1 | [13 empty] | 1 | 1 | 4 | 2 | 3 | 1 | 1 |  | 0
PG&E GBA | Bellota | 230 | Distributed_Solar |  |  | 0 | 0 | 0 | 0 | 0 | 0 | 0 | 0 | 0 | 5 | 4 | 1 | 1 | [13 empty] | 1 | 1 | 4 | 2 | 3 | 1 | 1 |  | 0
SCE Northern | Big Creek | 230 | Distributed_Solar |  |  | 0 | 0 | 0 | 0 | 0 | 0 | 0 | 0 | 0 | 1 | 1 | 1 | 1 | [13 empty] | 1 | 1 | 4 | 2 | 3 | 1 | 1 |  | 0
PG&E FRESNO | Biola | 70 | Distributed_Solar |  |  | 0 | 0 | 0 | 0 | 0 | 0 | 0 | 0 | 0 | 5 | 2 | 5 | 2 | [13 empty] | 1 | 1 | 4 | 2 | 1 | 1+ | 1 |  | 1
PG&E GBA | Birds Landing | 230 | Distributed_Solar |  |  | 0 | 0 | 0 | 0 | 0 | 0 | 0 | 0 | 0 | 5 | 4 | 1 | 1 | [13 empty] | 2 | 1 | 4 | 1 | 1 | 1 | 1 |  | 0
SCE Northern | Bliss | 66 | Distributed_Solar |  |  | 0 | 0 | 0 | 0 | 0 | 0 | 0 | 0 | 0 | 1 | 1 | 1 | 1 | [13 empty] | 1 | 1 | 4 | 1 | 1 | 1 | 1 |  | 0
SCE Eastern | Blythe | 161 | Distributed_Solar |  |  | 0 | 0 | 0 | 0 | 0 | 0 | 0 | 0 | 0 | 5 | 4 | 3 | 3 | [13 empty] | 2 | 2 | 2 | 1 | 1 | 1+ | 1 |  | 1
PG&E NGBA | Bogue | 115 | Distributed_Solar |  |  | 0 | 0 | 0 | 0 | 0 | 0 | 0 | 0 | 0 | 5 | 4 | 1 | 1 | [13 empty] | 2 | 2 | 2 | 1 | 2 | 1+ | 1 |  | 1
PG&E FRESNO | Borden | 230 | Distributed_Solar |  |  | 0 | 0 | 0 | 0 | 0 | 0 | 0 | 0 | 0 | 5 | 4 | 5 | 4 | [13 empty] | 1 | 1 | 4 | 2 | 1 | 1 | 5 | Reduced to better align with CI | 1
PG&E FRESNO | Borden | 70 | Distributed_Solar |  |  | 0 | 4.5 | 4.5 | 0 | 0 | 0 | 0 | 4.5 | 4.5 | 5 | 4 | 5 | 4 | [13 empty] | 1 | 1 | 4 | 2 | 1 | 1 | 1 |  | 1
SDGE | Boulevard East | 138 | Distributed_Solar |  |  | 0 | 0 | 0 | 0 | 0 | 0 | 0 | 0 | 0 | 1 | 1 | 1 | 1 | [13 empty] | 2 | 1 | 4 | 1 | 3 | 1 | 1 |  | 0
SDGE | Boulevard East | 69 | Distributed_Solar |  |  | 0 | 0 | 0 | 0 | 0 | 0 | 0 | 0 | 0 | 1 | 1 | 1 | 1 | [13 empty] | 2 | 1 | 4 | 1 | 3 | 1+ | 1 |  | 1
PG&E GBA | Brentwood | 230 | Distributed_Solar |  |  | 0 | 2 | 2 | 0 | 2 | 2 | 0 | 0 | 0 | 5 | 4 | 1 | 1 | [13 empty] | 2 | 1 | 4 | 1 | 3 | 1+ | 4 | Reduced to better align with CI | 1
PG&E NGBA | Bridgeville | 115 | Distributed_Solar |  |  | 0 | 0 | 0 | 0 | 0 | 0 | 0 | 0 | 0 | 5 | 2 | 1 | 1 | [13 empty] | 2 | 2 | 4 | 2 | 3 | 1 | 1 |  | 0
PG&E NGBA | Brighton | 115 | Distributed_Solar |  |  | 0 | 0 | 0 | 0 | 0 | 0 | 0 | 0 | 0 | 5 | 4 | 1 | 1 | [13 empty] | 2 | 1 | 2 | 2 | 1 | 1 | 1 |  | 0
PG&E NGBA | Brighton | 230 | Distributed_Solar |  |  | 0 | 0 | 0 | 0 | 0 | 0 | 0 | 0 | 0 | 5 | 4 | 1 | 1 | [13 empty] | 2 | 1 | 2 | 2 | 1 | 1 | 1 |  | 0
PG&E NGBA | Brunswick | 115 | Distributed_Solar |  |  | 0 | 1.9 | 1.9 | 0 | 0 | 0 | 0 | 1.9 | 1.9 | 5 | 4 | 1 | 1 | [13 empty] | 2 | 1 | 4 | 1 | 3 | 1+ | 1 |  | 1
PG&E NGBA | Bucks Creek | 230 | Distributed_Solar |  |  | 0 | 0 | 0 | 0 | 0 | 0 | 0 | 0 | 0 | 5 | 4 | 1 | 1 | [13 empty] | 2 | 2 | 4 | 1 | 3 | 1 | 1 |  | 0
PG&E KERN | Buena Vista | 230 | Distributed_Solar |  |  | 0 | 0 | 0 | 0 | 0 | 0 | 0 | 0 | 0 | 5 | 2 | 4 | 4 | [13 empty] | 2 | 2 | 4 | 2 | 1 | 1+ | 1 |  | 1
PG&E FRESNO | Bullard | 115 | Distributed_Solar |  |  | 0 | 0 | 0 | 0 | 0 | 0 | 0 | 0 | 0 | 5 | 4 | 5 | 4 | [13 empty] | 1 | 1 | 1 | 2 | 2 | 4+ | 1 |  | 1
PG&E GBA | Burlingame | 115 | Distributed_Solar |  |  | 0 | 0 | 0 | 0 | 0 | 0 | 0 | 0 | 0 | 5 | 2 | 1 | 1 | [13 empty] | 2 | 1 | 3 | 1 | 2 | 1 | 1 |  | 0
PG&E NGBA | Burney Forest | 230 | Distributed_Solar |  |  | 0 | 0 | 0 | 0 | 0 | 0 | 0 | 0 | 0 | 5 | 3 | 3 | 3 | [13 empty] | 2 | 2 | 4 | 2 | 3 | 1 | 1 |  | 0
PG&E NGBA | Butte | 115 | Distributed_Solar |  |  | 0 | 0 | 0 | 0 | 0 | 0 | 0 | 0 | 0 | 5 | 2 | 1 | 1 | [13 empty] | 2 | 1 | 4 | 2 | 2 | 1 | 1 |  | 0
PG&E KERN | Cabrillo | 115 | Distributed_Solar |  |  | 0 | 0 | 0 | 0 | 0 | 0 | 0 | 0 | 0 | 1 | 1 | 1 | 1 | [13 empty] | 2 | 2 | 4 | 1 | 3 | 1 | 1 |  | 0
PG&E FRESNO | Cal Flats | 230 | Distributed_Solar |  |  | 0 | 0 | 0 | 0 | 0 | 0 | 0 | 0 | 0 | 5 | 2 | 4 | 4 | [13 empty] | 2 | 2 | 4 | 2 | 2 | 1 | 1 |  | 0
SCE NOL | Calcite | 230 | Distributed_Solar |  |  | 0 | 0 | 0 | 0 | 0 | 0 | 0 | 0 | 0 | 1 | 1 | 1 | 1 | [13 empty] | 2 | 1 | 4 | 1 | 3 | 1 | 1 |  | 0
PG&E KERN | Caliente | 230 | Distributed_Solar |  |  | 0 | 0 | 0 | 0 | 0 | 0 | 0 | 0 | 0 | 5 | 2 | 4 | 4 | [13 empty] | 2 | 1 | 4 | 2 | 2 | 1 | 1 |  | 0
PG&E FRESNO | California Ave | 115 | Distributed_Solar |  |  | 0 | 0 | 0 | 0 | 0 | 0 | 0 | 0 | 0 | 5 | 2 | 5 | 2 | [13 empty] | 1 | 1 | 2 | 2 | 1 | 1 | 1 |  | 0
PG&E KERN | Callender | 115 | Distributed_Solar |  |  | 0 | 0 | 0 | 0 | 0 | 0 | 0 | 0 | 0 | 5 | 2 | 4 | 4 | [13 empty] | 2 | 2 | 4 | 2 | 2 | 1 | 1 |  | 0
PG&E NGBA | Calpella | 115 | Distributed_Solar |  |  | 0 | 4 | 4 | 0 | 4 | 4 | 0 | 0 | 0 | 5 | 2 | 1 | 1 | [13 empty] | 2 | 2 | 4 | 2 | 3 | 4+ | 1 |  | 1
PG&E GBA | Camanche | 230 | Distributed_Solar |  |  | 0 | 0 | 0 | 0 | 0 | 0 | 0 | 0 | 0 | 5 | 4 | 1 | 1 | [13 empty] | 1 | 1 | 4 | 2 | 3 | 1 | 1 |  | 0
SDGE | Cameron | 69 | Distributed_Solar |  |  | 0 | 0.84 | 0.84 | 0 | 0.84 | 0.84 | 0 | 0 | 0 | 1 | 1 | 1 | 1 | [13 empty] | 1 | 1 | 2 | 1 | 1 | 1 | 1 |  | 1
SDGE | Cannon | 69 | Distributed_Solar |  |  | 0 | 0 | 0 | 0 | 0 | 0 | 0 | 0 | 0 | 1 | 1 | 1 | 1 | [13 empty] | 2 | 1 | 1 | 1 | 3 | 1 | 1 |  | 0
PG&E FRESNO | Cantua | 115 | Distributed_Solar |  |  | 0 | 0 | 0 | 0 | 0 | 0 | 0 | 0 | 0 | 1 | 1 | 1 | 1 | [13 empty] | 1 | 1 | 4 | 2 | 1 | 4+ | 1 |  | 1
SDGE | Capistrano | 138 | Distributed_Solar |  |  | 0 | 0 | 0 | 0 | 0 | 0 | 0 | 0 | 0 | 1 | 1 | 1 | 1 | [13 empty] | 1 | 1 | 2 | 1 | 3 | 1 | 1 |  | 0
SDGE | Capistrano | 230 | Distributed_Solar |  |  | 0 | 0 | 0 | 0 | 0 | 0 | 0 | 0 | 0 | 1 | 1 | 1 | 1 | [13 empty] | 1 | 1 | 2 | 1 | 3 | 1 | 1 |  | 0
PG&E NGBA | Carberry | 230 | Distributed_Solar |  |  | 0 | 0 | 0 | 0 | 0 | 0 | 0 | 0 | 0 | 5 | 3 | 3 | 3 | [13 empty] | 2 | 2 | 4 | 2 | 3 | 1 | 1 |  | 0
SCE Eastern | Cardiff | 66 | Distributed_Solar |  |  | 0 | 0 | 0 | 0 | 0 | 0 | 0 | 0 | 0 | 1 | 1 | 1 | 1 | [13 empty] | 1 | 1 | 2 | 1 | 1 | 1 | 1 |  | 0
PG&E NGBA | Caribou | 60 | Distributed_Solar |  |  | 0 | 0 | 0 | 0 | 0 | 0 | 0 | 0 | 0 | 5 | 4 | 1 | 1 | [13 empty] | 2 | 2 | 4 | 1 | 3 | 1 | 1 |  | 0
PG&E NGBA | Caribou | 115 | Distributed_Solar |  |  | 0 | 0 | 0 | 0 | 0 | 0 | 0 | 0 | 0 | 5 | 4 | 1 | 1 | [13 empty] | 2 | 2 | 4 | 1 | 3 | 1 | 1 |  | 0
PG&E NGBA | Caribou | 230 | Distributed_Solar |  |  | 0 | 0 | 0 | 0 | 0 | 0 | 0 | 0 | 0 | 5 | 4 | 1 | 1 | [13 empty] | 2 | 2 | 4 | 1 | 3 | 1 | 1 |  | 0
EOP | Carpenter Canyon (fka Gamebird) | 138 | Distributed_Solar |  |  | 0 | 0 | 0 | 0 | 0 | 0 | 0 | 0 | 0 | 5 | 3 | 1 | 1 | [13 empty] | 2 | 2 | 4 | 1 | 3 | 1 | 1 |  | 0
EOP | Carpenter Canyon (fka Gamebird) | 230 | Distributed_Solar |  |  | 0 | 0 | 0 | 0 | 0 | 0 | 0 | 0 | 0 | 5 | 3 | 1 | 1 | [13 empty] | 2 | 2 | 4 | 1 | 3 | 1 | 1 |  | 0
PG&E NGBA | Carquinez | 115 | Distributed_Solar |  |  | 0 | 0 | 0 | 0 | 0 | 0 | 0 | 0 | 0 | 5 | 2 | 1 | 1 | [13 empty] | 2 | 1 | 2 | 1 | 1 | 1 | 1 |  | 0
SDGE | Carrizo Gorge | 138 | Distributed_Solar |  |  | 0 | 0 | 0 | 0 | 0 | 0 | 0 | 0 | 0 | 1 | 1 | 1 | 1 | [13 empty] | 2 | 1 | 4 | 1 | 3 | 1 | 1 |  | 0
PG&E KERN | Carrizo Plains | 115 | Distributed_Solar |  |  | 0 | 0 | 0 | 0 | 0 | 0 | 0 | 0 | 0 | 5 | 2 | 4 | 4 | [13 empty] | 2 | 1 | 4 | 2 | 2 | 1 | 1 |  | 0
PG&E KERN | Casaloma | 230 | Distributed_Solar |  |  | 0 | 0 | 0 | 0 | 0 | 0 | 0 | 0 | 0 | 1 | 1 | 1 | 1 | [13 empty] | 1 | 1 | 3 | 1 | 1 | 1 | 1 |  | 0
PG&E GBA | Castro Valley | 230 | Distributed_Solar |  |  | 0 | 0 | 0 | 0 | 0 | 0 | 0 | 0 | 0 | 5 | 4 | 1 | 1 | [13 empty] | 2 | 1 | 2 | 1 | 2 | 4+ | 1 |  | 1
PG&E GBA | Cayetano | 230 | Distributed_Solar |  |  | 0 | 0 | 0 | 0 | 0 | 0 | 0 | 0 | 0 | 5 | 4 | 1 | 1 | [13 empty] | 2 | 1 | 3 | 1 | 3 | 1 | 1 |  | 0
SCE Metro | Center | 230 | Distributed_Solar |  |  | 0 | 0 | 0 | 0 | 0 | 0 | 0 | 0 | 0 | 1 | 1 | 1 | 1 | [13 empty] | 1 | 1 | 1 | 1 | 1 | 1 | 1 |  | 0
PG&E KERN | Charca | 115 | Distributed_Solar |  |  | 0 | 4.62 | 4.62 | 0 | 4.62 | 4.62 | 0 | 0 | 0 | 1 | 1 | 1 | 1 | [13 empty] | 1 | 1 | 4 | 1 | 1 | 1+ | 1 |  | 1
EOP | Charleston | 138 | Distributed_Solar |  |  | 0 | 0 | 0 | 0 | 0 | 0 | 0 | 0 | 0 | 5 | 3 | 1 | 1 | [13 empty] | 2 | 2 | 4 | 1 | 3 | 1 | 1 |  | 0
SCE Metro | Chevmain | 230 | Distributed_Solar |  |  | 0 | 0 | 0 | 0 | 0 | 0 | 0 | 0 | 0 | 1 | 1 | 1 | 1 | [13 empty] | 1 | 1 | 1 | 1 | 1 | 1 | 1 |  | 0
SDGE | Chicarita | 138 | Distributed_Solar |  |  | 0 | 0 | 0 | 0 | 0 | 0 | 0 | 0 | 0 | 1 | 1 | 1 | 1 | [13 empty] | 2 | 1 | 3 | 1 | 3 | 1 | 1 |  | 0
SCE Metro | Chino | 230 | Distributed_Solar |  |  | 0 | 0 | 0 | 0 | 0 | 0 | 0 | 0 | 0 | 1 | 1 | 1 | 1 | [13 empty] | 1 | 1 | 1 | 1 | 2 | 1 | 1 |  | 0
PG&E FRESNO | Chowchilla | 115 | Distributed_Solar |  |  | 0 | 7.56 | 7.56 | 0 | 7.56 | 7.56 | 0 | 0 | 0 | 5 | 4 | 5 | 2 | [13 empty] | 1 | 1 | 1 | 2 | 2 | 1+ | 1 |  | 1
PG&E GBA | Christie | 60 | Distributed_Solar |  |  | 0 | 0 | 0 | 0 | 0 | 0 | 0 | 0 | 0 | 5 | 4 | 1 | 1 | [13 empty] | 2 | 1 | 2 | 1 | 2 | 1 | 1 |  | 0
PG&E GBA | Christie | 115 | Distributed_Solar |  |  | 0 | 0 | 0 | 0 | 0 | 0 | 0 | 0 | 0 | 5 | 2 | 1 | 1 | [13 empty] | 2 | 1 | 2 | 1 | 2 | 1 | 1 |  | 0
SCE Eastern | Cielo Azul | 500 | Distributed_Solar |  |  | 0 | 0 | 0 | 0 | 0 | 0 | 0 | 0 | 0 | 5 | 2 | 1 | 1 | [13 empty] | 2 | 2 | 4 | 1 | 3 | 1 | 1 |  | 0
PG&E GBA | Clay | 60 | Distributed_Solar |  |  | 0 | 0 | 0 | 0 | 0 | 0 | 0 | 0 | 0 | 5 | 4 | 1 | 1 | [13 empty] | 2 | 1 | 3 | 1 | 3 | 1+ | 1 |  | 1
PG&E GBA | Clayton | 115 | Distributed_Solar |  |  | 0 | 0 | 0 | 0 | 0 | 0 | 0 | 0 | 0 | 5 | 2 | 1 | 1 | [13 empty] | 2 | 1 | 4 | 1 | 2 | 1 | 1 |  | 0
PG&E NGBA | Cloverdale | 115 | Distributed_Solar |  |  | 0 | 0 | 0 | 0 | 0 | 0 | 0 | 0 | 0 | 5 | 2 | 1 | 1 | [13 empty] | 2 | 2 | 4 | 2 | 3 | 4+ | 1 |  | 1
PG&E FRESNO | Clovis | 115 | Distributed_Solar |  |  | 0 | 0 | 0 | 0 | 0 | 0 | 0 | 0 | 0 | 5 | 2 | 5 | 2 | [13 empty] | 1 | 1 | 2 | 2 | 2 | 1 | 1 |  | 0
PG&E GBA | Coburn | 230 | Distributed_Solar |  |  | 0 | 0 | 0 | 0 | 0 | 0 | 0 | 0 | 0 | 5 | 4 | 1 | 1 | [13 empty] | 2 | 2 | 2 | 2 | 3 | 1 | 1 |  | 0
PG&E GBA | Coburn | 60 | Distributed_Solar |  |  | 0 | 0 | 0 | 0 | 0 | 0 | 0 | 0 | 0 | 5 | 4 | 1 | 1 | [13 empty] | 2 | 2 | 2 | 2 | 3 | 1 | 1 |  | 0
PG&E NGBA | Colgate | 230 | Distributed_Solar |  |  | 0 | 0 | 0 | 0 | 0 | 0 | 0 | 0 | 0 | 5 | 4 | 1 | 1 | [13 empty] | 2 | 1 | 4 | 1 | 3 | 1 | 1 |  | 0
PG&E GBA | Collierville | 230 | Distributed_Solar |  |  | 0 | 0 | 0 | 0 | 0 | 0 | 0 | 0 | 0 | 5 | 4 | 1 | 1 | [13 empty] | 2 | 1 | 4 | 1 | 3 | 1 | 1 |  | 0
PG&E GBA | Collinsville | 230 | Distributed_Solar |  |  | 0 | 0 | 0 | 0 | 0 | 0 | 0 | 0 | 0 | 5 | 2 | 1 | 1 | [13 empty] | 2 | 1 | 3 | 1 | 1 | 1 | 1 |  | 0
PG&E GBA | Collinsville | 500 | Distributed_Solar |  |  | 0 | 0 | 0 | 0 | 0 | 0 | 0 | 0 | 0 | 5 | 2 | 1 | 1 | [13 empty] | 2 | 1 | 3 | 1 | 1 | 1 | 1 |  | 0
SCE Eastern | Colorado River | 230 | Distributed_Solar |  |  | 0 | 0 | 0 | 0 | 0 | 0 | 0 | 0 | 0 | 1 | 1 | 1 | 1 | [13 empty] | 2 | 2 | 3 | 1 | 3 | 1 | 1 |  | 0
SCE Eastern | Colorado River | 500 | Distributed_Solar |  |  | 0 | 0 | 0 | 0 | 0 | 0 | 0 | 0 | 0 | 1 | 1 | 1 | 1 | [13 empty] | 2 | 2 | 3 | 1 | 3 | 1 | 1 |  | 0
PG&E KERN | Columbus | 115 | Distributed_Solar |  |  | 0 | 0 | 0 | 0 | 0 | 0 | 0 | 0 | 0 | 5 | 2 | 4 | 4 | [13 empty] | 1 | 1 | 2 | 1 | 2 | 4+ | 1 |  | 1
PG&E GBA | Contra Costa | 115 | Distributed_Solar |  |  | 0 | 0 | 0 | 0 | 0 | 0 | 0 | 0 | 0 | 5 | 4 | 1 | 1 | [13 empty] | 2 | 1 | 2 | 1 | 2 | 1 | 1 |  | 0
PG&E GBA | Contra Costa | 230 | Distributed_Solar |  |  | 0 | 0 | 0 | 0 | 0 | 0 | 0 | 0 | 0 | 5 | 4 | 1 | 1 | [13 empty] | 2 | 1 | 2 | 1 | 2 | 1 | 4 | Reduced to better align with CI | 1
PG&E GBA | Contra Costa PP | 230 | Distributed_Solar |  |  | 0 | 0 | 0 | 0 | 0 | 0 | 0 | 0 | 0 | 5 | 4 | 1 | 1 | [13 empty] | 2 | 1 | 1 | 1 | 2 | 1 | 1 |  | 0
SCE NOL | Control | 115 | Distributed_Solar |  |  | 0 | 0 | 0 | 0 | 0 | 0 | 0 | 0 | 0 | 5 | 5 | 1 | 1 | [13 empty] | 2 | 2 | 4 | 1 | 3 | 1 | 1 |  | 0
SCE NOL | Control | 55 | Distributed_Solar |  |  | 0 | 0 | 0 | 0 | 0 | 0 | 0 | 0 | 0 | 5 | 5 | 1 | 1 | [13 empty] | 2 | 2 | 4 | 1 | 3 | 1 | 1 |  | 0
PG&E GBA | Cooley Landing | 115 | Distributed_Solar |  |  | 0 | 0 | 0 | 0 | 0 | 0 | 0 | 0 | 0 | 5 | 2 | 1 | 1 | [13 empty] | 2 | 1 | 2 | 1 | 1 | 1 | 1 |  | 0
PG&E GBA | Cooley Landing | 60 | Distributed_Solar |  |  | 0 | 0 | 0 | 0 | 0 | 0 | 0 | 0 | 0 | 5 | 2 | 1 | 1 | [13 empty] | 2 | 1 | 2 | 1 | 1 | 1 | 1 |  | 0
SCE NOL | Coolwater | 230 | Distributed_Solar |  |  | 0 | 0 | 0 | 0 | 0 | 0 | 0 | 0 | 0 | 3 | 3 | 1 | 1 | [13 empty] | 2 | 1 | 2 | 1 | 1 | 1 | 1 |  | 0
SCE NOL | Coolwater | 115 | Distributed_Solar |  |  | 0 | 0 | 0 | 0 | 0 | 0 | 0 | 0 | 0 | 3 | 3 | 1 | 1 | [13 empty] | 2 | 1 | 2 | 1 | 1 | 1+ | 1 |  | 1
PG&E KERN | Copus | 70 | Distributed_Solar |  |  | 0 | 0 | 0 | 0 | 0 | 0 | 0 | 0 | 0 | 5 | 2 | 4 | 4 | [13 empty] | 1 | 1 | 3 | 1 | 1 | 1+ | 1 |  | 1
PG&E FRESNO | Corcoran | 70 | Distributed_Solar |  |  | 0 | 4.5 | 4.5 | 0 | 0 | 0 | 0 | 4.5 | 4.5 | 5 | 4 | 5 | 4 | [13 empty] | 1 | 1 | 4 | 2 | 1 | 4+ | 1 |  | 1
PG&E FRESNO | Corcoran | 115 | Distributed_Solar |  |  | 0 | 0 | 0 | 0 | 0 | 0 | 0 | 0 | 0 | 5 | 4 | 5 | 4 | [13 empty] | 1 | 1 | 4 | 2 | 1 | 1 | 5 | Reduced to better align with CI | 1
PG&E NGBA | Corona | 115 | Distributed_Solar |  |  | 0 | 0 | 0 | 0 | 0 | 0 | 0 | 0 | 0 | 5 | 2 | 1 | 1 | [13 empty] | 2 | 1 | 3 | 2 | 3 | 1+ | 1 |  | 1
PG&E NGBA | Cortina | 230 | Distributed_Solar |  |  | 0 | 0 | 0 | 0 | 0 | 0 | 0 | 0 | 0 | 5 | 2 | 1 | 1 | [13 empty] | 2 | 2 | 4 | 1 | 3 | 1 | 1 |  | 0
PG&E NGBA | Cortina | 115 | Distributed_Solar |  |  | 0 | 0 | 0 | 0 | 0 | 0 | 0 | 0 | 0 | 5 | 2 | 1 | 1 | [13 empty] | 2 | 2 | 4 | 1 | 3 | 4+ | 1 |  | 1
PG&E GBA | Cottle | 230 | Distributed_Solar |  |  | 0 | 0 | 0 | 0 | 0 | 0 | 0 | 0 | 0 | 5 | 4 | 5 | 2 | [13 empty] | 1 | 1 | 3 | 2 | 1 | 4+ | 1 |  | 1
PG&E NGBA | Cottonwood | 115 | Distributed_Solar |  |  | 0 | 0 | 0 | 0 | 0 | 0 | 0 | 0 | 0 | 5 | 2 | 1 | 1 | [13 empty] | 2 | 2 | 3 | 2 | 3 | 1 | 1 |  | 0
PG&E NGBA | Cottonwood | 230 | Distributed_Solar |  |  | 0 | 0 | 0 | 0 | 0 | 0 | 0 | 0 | 0 | 5 | 2 | 1 | 1 | [13 empty] | 2 | 2 | 3 | 2 | 3 | 1 | 1 |  | 0
PG&E NGBA | Cottonwood | 60 | Distributed_Solar |  |  | 0 | 0 | 0 | 0 | 0 | 0 | 0 | 0 | 0 | 5 | 2 | 1 | 1 | [13 empty] | 2 | 2 | 3 | 2 | 3 | 1+ | 1 |  | 1
PG&E NGBA | Cove Road | 230 | Distributed_Solar |  |  | 0 | 0 | 0 | 0 | 0 | 0 | 0 | 0 | 0 | 5 | 2 | 1 | 1 | [13 empty] | 2 | 2 | 4 | 2 | 3 | 1 | 1 |  | 0
PG&E GBA | Coyote | 230 | Distributed_Solar |  |  | 0 | 0 | 0 | 0 | 0 | 0 | 0 | 0 | 0 | 5 | 4 | 1 | 1 | [13 empty] | 2 | 1 | 3 | 2 | 2 | 1 | 1 |  | 0
PG&E GBA | Crazy Horse Canyon | 115 | Distributed_Solar |  |  | 0 | 0 | 0 | 0 | 0 | 0 | 0 | 0 | 0 | 1 | 1 | 1 | 1 | [13 empty] | 2 | 2 | 4 | 2 | 3 | 1 | 1 |  | 0
SDGE | Creelman | 69 | Distributed_Solar |  |  | 0 | 0 | 0 | 0 | 0 | 0 | 0 | 0 | 0 | 1 | 1 | 1 | 1 | [13 empty] | 2 | 1 | 4 | 1 | 3 | 1 | 1 |  | 0
PG&E FRESNO | Crescent | 70 | Distributed_Solar |  |  | 0 | 0 | 0 | 0 | 0 | 0 | 0 | 0 | 0 | 5 | 4 | 5 | 2 | [13 empty] | 1 | 1 | 3 | 2 | 1 | 1 | 1 |  | 0
PG&E FRESNO | Cressey | 115 | Distributed_Solar |  |  | 0 | 0 | 0 | 0 | 0 | 0 | 0 | 0 | 0 | 5 | 4 | 5 | 2 | [13 empty] | 1 | 1 | 3 | 2 | 1 | 1+ | 1 |  | 1
PG&E NGBA | Cresta | 230 | Distributed_Solar |  |  | 0 | 0 | 0 | 0 | 0 | 0 | 0 | 0 | 0 | 5 | 4 | 1 | 1 | [13 empty] | 2 | 1 | 4 | 2 | 3 | 1 | 1 |  | 0
SDGE | Crestwood | 69 | Distributed_Solar |  |  | 0 | 0 | 0 | 0 | 0 | 0 | 0 | 0 | 0 | 1 | 1 | 1 | 1 | [13 empty] | 2 | 1 | 4 | 1 | 3 | 1 | 1 |  | 0
PG&E GBA | Crow Creek | 60 | Distributed_Solar |  |  | 0 | 0 | 0 | 0 | 0 | 0 | 0 | 0 | 0 | 5 | 4 | 1 | 1 | [13 empty] | 1 | 1 | 4 | 2 | 1 | 1 | 1 |  | 0
PG&E GBA | Crows Landing | 60 | Distributed_Solar |  |  | 0 | 0 | 0 | 0 | 0 | 0 | 0 | 0 | 0 | 5 | 4 | 1 | 1 | [13 empty] | 1 | 1 | 4 | 2 | 1 | 1+ | 1 |  | 1
PG&E GBA | Curtis | 115 | Distributed_Solar |  |  | 0 | 0 | 0 | 0 | 0 | 0 | 0 | 0 | 0 | 5 | 4 | 1 | 1 | [13 empty] | 2 | 1 | 4 | 1 | 3 | 1 | 1 |  | 0
PG&E FRESNO | Dairyland | 115 | Distributed_Solar |  |  | 0 | 5 | 5 | 0 | 0 | 0 | 0 | 5 | 5 | 5 | 4 | 5 | 2 | [13 empty] | 1 | 1 | 3 | 2 | 1 | 1 | 1 |  | 1
PG&E NGBA | Davis | 115 | Distributed_Solar |  |  | 0 | 0 | 0 | 0 | 0 | 0 | 0 | 0 | 0 | 5 | 2 | 1 | 1 | [13 empty] | 2 | 1 | 4 | 2 | 3 | 4+ | 1 |  | 1
SCE Metro | Del Amo | 500 | Distributed_Solar |  |  | 0 | 0 | 0 | 0 | 0 | 0 | 0 | 0 | 0 | 1 | 1 | 1 | 1 | [13 empty] | 1 | 1 | 3 | 1 | 2 | 1 | 1 |  | 0
SCE Metro | Del Amo | 230 | Distributed_Solar |  |  | 0 | 0 | 0 | 0 | 0 | 0 | 0 | 0 | 0 | 1 | 1 | 1 | 1 | [13 empty] | 1 | 1 | 3 | 1 | 2 | 1 | 1 |  | 0
SCE Eastern | Delaney | 500 | Distributed_Solar |  |  | 0 | 0 | 0 | 0 | 0 | 0 | 0 | 0 | 0 | 5 | 2 | 1 | 1 | [13 empty] | 2 | 1 | 4 | 2 | 3 | 1 | 1 |  | 0
PG&E NGBA | Delevan | 230 | Distributed_Solar |  |  | 0 | 0 | 0 | 0 | 0 | 0 | 0 | 0 | 0 | 5 | 2 | 1 | 1 | [13 empty] | 2 | 2 | 1 | 1 | 3 | 1 | 1 |  | 0
PG&E GBA | Delta PP | 230 | Distributed_Solar |  |  | 0 | 0 | 0 | 0 | 0 | 0 | 0 | 0 | 0 | 5 | 2 | 1 | 1 | [13 empty] | 2 | 1 | 3 | 1 | 2 | 1 | 1 |  | 0
EOP | Desert View | 230 | Distributed_Solar |  |  | 0 | 0 | 0 | 0 | 0 | 0 | 0 | 0 | 0 | 5 | 3 | 1 | 1 | [13 empty] | 2 | 1 | 4 | 1 | 3 | 1 | 1 |  | 0
SCE Eastern | Devers | 230 | Distributed_Solar |  |  | 0 | 0 | 0 | 0 | 0 | 0 | 0 | 0 | 0 | 1 | 1 | 1 | 1 | [13 empty] | 2 | 1 | 1 | 1 | 3 | 4+ | 1 |  | 1
SCE Eastern | Devers | 500 | Distributed_Solar |  |  | 0 | 0 | 0 | 0 | 0 | 0 | 0 | 0 | 0 | 1 | 1 | 1 | 1 | [13 empty] | 2 | 1 | 1 | 1 | 3 | 1 | 1 |  | 0
PG&E KERN | Diablo Canyon | 230 | Distributed_Solar |  |  | 0 | 0 | 0 | 0 | 0 | 0 | 0 | 0 | 0 | 1 | 1 | 1 | 1 | [13 empty] | 2 | 2 | 4 | 2 | 3 | 1 | 1 |  | 0
PG&E KERN | Diablo Canyon | 500 | Distributed_Solar |  |  | 0 | 0 | 0 | 0 | 0 | 0 | 0 | 0 | 0 | 5 | 2 | 4 | 4 | [13 empty] | 2 | 2 | 4 | 2 | 3 | 1 | 1 |  | 0
PG&E KERN | Divide | 115 | Distributed_Solar |  |  | 0 | 0 | 0 | 0 | 0 | 0 | 0 | 0 | 0 | 1 | 1 | 1 | 1 | [13 empty] | 2 | 2 | 4 | 1 | 2 | 1 | 1 |  | 0
PG&E GBA | Dixon Landing | 115 | Distributed_Solar |  |  | 0 | 2.3 | 2.3 | 0 | 0 | 0 | 0 | 2.3 | 2.3 | 5 | 4 | 1 | 1 | [13 empty] | 2 | 1 | 2 | 1 | 2 | 1 | 1 |  | 1
PG&E FRESNO | Dos Amigos | 230 | Distributed_Solar |  |  | 0 | 3 | 3 | 0 | 3 | 3 | 0 | 0 | 0 | 1 | 1 | 1 | 1 | [13 empty] | 1 | 1 | 4 | 2 | 1 | 1 | 1 |  | 1
PG&E NGBA | Drum | 115 | Distributed_Solar |  |  | 0 | 0 | 0 | 0 | 0 | 0 | 0 | 0 | 0 | 5 | 4 | 1 | 1 | [13 empty] | 2 | 1 | 4 | 2 | 3 | 1 | 1 |  | 0
PG&E GBA | Dumbarton | 115 | Distributed_Solar |  |  | 0 | 5 | 5 | 0 | 0 | 0 | 0 | 5 | 5 | 5 | 2 | 1 | 1 | [13 empty] | 2 | 1 | 3 | 1 | 2 | 3+ | 1 |  | 1
SCE NOL | Dunn Siding | 115 | Distributed_Solar |  |  | 0 | 0 | 0 | 0 | 0 | 0 | 0 | 0 | 0 | 3 | 3 | 1 | 1 | [13 empty] | 2 | 1 | 4 | 1 | 1 | 1 | 1 |  | 0
SCE Eastern | Eagle Mountain | 230 | Distributed_Solar |  |  | 0 | 0 | 0 | 0 | 0 | 0 | 0 | 0 | 0 | 5 | 4 | 3 | 3 | [13 empty] | 2 | 2 | 4 | 1 | 3 | 1 | 1 |  | 0
PG&E NGBA | Eagle Rock (PGE) | 60 | Distributed_Solar |  |  | 0 | 0 | 0 | 0 | 0 | 0 | 0 | 0 | 0 | 5 | 2 | 1 | 1 | [13 empty] | 2 | 2 | 4 | 2 | 3 | 1 | 1 |  | 0
PG&E NGBA | Eagle Rock (PGE) | 115 | Distributed_Solar |  |  | 0 | 0 | 0 | 0 | 0 | 0 | 0 | 0 | 0 | 5 | 2 | 1 | 1 | [13 empty] | 2 | 2 | 4 | 2 | 3 | 1 | 1 |  | 0
SCE Metro | Eagle Rock (SCE) | 230 | Distributed_Solar |  |  | 0 | 0 | 0 | 0 | 0 | 0 | 0 | 0 | 0 | 1 | 1 | 1 | 1 | [13 empty] | 1 | 1 | 2 | 1 | 2 | 1 | 1 |  | 0
PG&E NGBA | East Marysville | 115 | Distributed_Solar |  |  | 0 | 0 | 0 | 0 | 0 | 0 | 0 | 0 | 0 | 5 | 4 | 1 | 1 | [13 empty] | 2 | 2 | 2 | 1 | 2 | 1 | 1 |  | 0
PG&E NGBA | East Nicolaus | 115 | Distributed_Solar |  |  | 0 | 0 | 0 | 0 | 0 | 0 | 0 | 0 | 0 | 5 | 4 | 1 | 1 | [13 empty] | 2 | 1 | 4 | 1 | 3 | 1 | 1 |  | 0
PG&E NGBA | East Nicolaus | 60 | Distributed_Solar |  |  | 0 | 0 | 0 | 0 | 0 | 0 | 0 | 0 | 0 | 5 | 4 | 1 | 1 | [13 empty] | 2 | 1 | 4 | 1 | 3 | 1+ | 1 |  | 1
PG&E GBA | Eastshore | 115 | Distributed_Solar |  |  | 0 | 0 | 0 | 0 | 0 | 0 | 0 | 0 | 0 | 5 | 2 | 1 | 1 | [13 empty] | 2 | 1 | 2 | 1 | 1 | 1 | 1 |  | 0
PG&E GBA | Eastshore | 230 | Distributed_Solar |  |  | 0 | 0 | 0 | 0 | 0 | 0 | 0 | 0 | 0 | 5 | 2 | 1 | 1 | [13 empty] | 2 | 1 | 2 | 1 | 1 | 1 | 1 |  | 0
SDGE | ECO | 138 | Distributed_Solar |  |  | 0 | 0 | 0 | 0 | 0 | 0 | 0 | 0 | 0 | 1 | 1 | 1 | 1 | [13 empty] | 2 | 1 | 4 | 1 | 3 | 1 | 1 |  | 0
SDGE | ECO | 230 | Distributed_Solar |  |  | 0 | 0 | 0 | 0 | 0 | 0 | 0 | 0 | 0 | 1 | 1 | 1 | 1 | [13 empty] | 2 | 1 | 4 | 1 | 3 | 1 | 1 |  | 0
SDGE | ECO | 500 | Distributed_Solar |  |  | 0 | 0 | 0 | 0 | 0 | 0 | 0 | 0 | 0 | 1 | 1 | 1 | 1 | [13 empty] | 2 | 1 | 4 | 1 | 3 | 1 | 1 |  | 0
PG&E GBA | Edenvale | 115 | Distributed_Solar |  |  | 0 | 0 | 0 | 0 | 0 | 0 | 0 | 0 | 0 | 5 | 4 | 1 | 1 | [13 empty] | 2 | 1 | 2 | 2 | 2 | 1 | 1 |  | 0
PG&E GBA | Edes | 115 | Distributed_Solar |  |  | 0 | 1.7 | 1.7 | 0 | 0 | 0 | 0 | 1.7 | 1.7 | 5 | 2 | 1 | 1 | [13 empty] | 2 | 1 | 3 | 1 | 1 | 1 | 1 |  | 1
PG&E GBA | Eight Mile | 230 | Distributed_Solar |  |  | 0 | 0 | 0 | 0 | 0 | 0 | 0 | 0 | 0 | 5 | 4 | 1 | 1 | [13 empty] | 1 | 1 | 2 | 2 | 1 | 1 | 1 |  | 0
SDGE | El Cajon | 69 | Distributed_Solar |  |  | 0 | 0 | 0 | 0 | 0 | 0 | 0 | 0 | 0 | 1 | 1 | 1 | 1 | [13 empty] | 2 | 1 | 2 | 1 | 1 | 1 | 1 |  | 0
SCE Eastern | El Casco | 230 | Distributed_Solar |  |  | 0 | 0 | 0 | 0 | 0 | 0 | 0 | 0 | 0 | 1 | 1 | 1 | 1 | [13 empty] | 1 | 1 | 4 | 1 | 2 | 1 | 1 |  | 0
PG&E GBA | El Cerrito G | 115 | Distributed_Solar |  |  | 0 | 0 | 0 | 0 | 0 | 0 | 0 | 0 | 0 | 5 | 2 | 1 | 1 | [13 empty] | 2 | 1 | 2 | 1 | 2 | 1 | 1 |  | 0
PG&E NGBA | El Dorado PH | 115 | Distributed_Solar |  |  | 0 | 0 | 0 | 0 | 0 | 0 | 0 | 0 | 0 | 5 | 4 | 1 | 1 | [13 empty] | 2 | 1 | 4 | 2 | 3 | 1 | 1 |  | 0
PG&E FRESNO | El Nido (PGE) | 115 | Distributed_Solar |  |  | 0 | 3 | 3 | 0 | 3 | 3 | 0 | 0 | 0 | 5 | 4 | 5 | 2 | [13 empty] | 1 | 1 | 4 | 2 | 1 | 1 | 1 |  | 1
SCE Metro | El Nido (SCE) | 230 | Distributed_Solar |  |  | 0 | 0 | 0 | 0 | 0 | 0 | 0 | 0 | 0 | 1 | 1 | 1 | 1 | [13 empty] | 1 | 1 | 2 | 1 | 2 | 1 | 1 |  | 0
PG&E GBA | El Patio | 115 | Distributed_Solar |  |  | 0 | 0 | 0 | 0 | 0 | 0 | 0 | 0 | 0 | 5 | 4 | 1 | 1 | [13 empty] | 2 | 1 | 3 | 2 | 2 | 4+ | 1 |  | 1
SCE Metro | El Segundo | 230 | Distributed_Solar |  |  | 0 | 0 | 0 | 0 | 0 | 0 | 0 | 0 | 0 | 1 | 1 | 1 | 1 | [13 empty] | 1 | 1 | 1 | 1 | 1 | 1 | 1 |  | 0
EOP | Eldorado | 230 | Distributed_Solar |  |  | 0 | 0 | 0 | 0 | 0 | 0 | 0 | 0 | 0 | 5 | 3 | 1 | 1 | [13 empty] | 2 | 2 | 2 | 1 | 3 | 1 | 1 |  | 0
EOP | Eldorado | 500 | Distributed_Solar |  |  | 0 | 0 | 0 | 0 | 0 | 0 | 0 | 0 | 0 | 5 | 2 | 1 | 1 | [13 empty] | 2 | 2 | 2 | 1 | 3 | 1 | 1 |  | 0
SCE Northern | Elizabeth Lake | 66 | Distributed_Solar |  |  | 0 | 0 | 0 | 0 | 0 | 0 | 0 | 0 | 0 | 5 | 2 | 1 | 1 | [13 empty] | 1 | 1 | 3 | 1 | 3 | 1 | 1 |  | 0
PG&E KERN | Elk Hills | 230 | Distributed_Solar |  |  | 0 | 5.25 | 5.25 | 0 | 0 | 0 | 0 | 5.25 | 5.25 | 5 | 2 | 4 | 4 | [13 empty] | 1 | 1 | 3 | 1 | 1 | 1 | 1 |  | 1
SDGE | Elliot | 69 | Distributed_Solar |  |  | 0 | 0 | 0 | 0 | 0 | 0 | 0 | 0 | 0 | 1 | 1 | 1 | 1 | [13 empty] | 2 | 1 | 2 | 1 | 2 | 1 | 1 |  | 0
SCE Metro | Ellis | 230 | Distributed_Solar |  |  | 0 | 0 | 0 | 0 | 0 | 0 | 0 | 0 | 0 | 1 | 1 | 1 | 1 | [13 empty] | 1 | 1 | 2 | 1 | 2 | 1 | 1 |  | 0
SDGE | Encina | 138 | Distributed_Solar |  |  | 0 | 0 | 0 | 0 | 0 | 0 | 0 | 0 | 0 | 1 | 1 | 1 | 1 | [13 empty] | 2 | 1 | 1 | 1 | 3 | 1 | 1 |  | 0
SDGE | Encina | 230 | Distributed_Solar |  |  | 0 | 0 | 0 | 0 | 0 | 0 | 0 | 0 | 0 | 1 | 1 | 1 | 1 | [13 empty] | 2 | 1 | 1 | 1 | 3 | 1 | 1 |  | 0
SDGE | Escondido | 230 | Distributed_Solar |  |  | 0 | 0 | 0 | 0 | 0 | 0 | 0 | 0 | 0 | 1 | 1 | 1 | 1 | [13 empty] | 2 | 1 | 1 | 1 | 3 | 1 | 1 |  | 0
SDGE | Escondido | 69 | Distributed_Solar |  |  | 0 | 0 | 0 | 0 | 0 | 0 | 0 | 0 | 0 | 1 | 1 | 1 | 1 | [13 empty] | 2 | 1 | 1 | 1 | 3 | 1 | 1 |  | 0
PG&E KERN | Estrella | 230 | Distributed_Solar |  |  | 0 | 0 | 0 | 0 | 0 | 0 | 0 | 0 | 0 | 1 | 1 | 1 | 1 | [13 empty] | 2 | 2 | 4 | 2 | 3 | 1 | 1 |  | 0
SCE Eastern | Etiwanda | 230 | Distributed_Solar |  |  | 0 | 0 | 0 | 0 | 0 | 0 | 0 | 0 | 0 | 1 | 1 | 1 | 1 | [13 empty] | 1 | 1 | 2 | 1 | 1 | 1 | 1 |  | 0
PG&E GBA | Evergreen | 115 | Distributed_Solar |  |  | 0 | 0 | 0 | 0 | 0 | 0 | 0 | 0 | 0 | 5 | 4 | 1 | 1 | [13 empty] | 2 | 1 | 2 | 2 | 2 | 1 | 1 |  | 0
PG&E GBA | Evergreen | 60 | Distributed_Solar |  |  | 0 | 0 | 0 | 0 | 0 | 0 | 0 | 0 | 0 | 5 | 4 | 1 | 1 | [13 empty] | 2 | 1 | 2 | 2 | 2 | 1 | 1 |  | 0
PG&E FRESNO | Excelsior | 115 | Distributed_Solar |  |  | 0 | 0 | 0 | 0 | 0 | 0 | 0 | 0 | 0 | 5 | 4 | 1 | 1 | [13 empty] | 1 | 1 | 4 | 2 | 1 | 1 | 1 |  | 0
PG&E FRESNO | Exchequer | 115 | Distributed_Solar |  |  | 0 | 0 | 0 | 0 | 0 | 0 | 0 | 0 | 0 | 5 | 4 | 5 | 2 | [13 empty] | 2 | 1 | 4 | 1 | 2 | 1 | 1 |  | 0
PG&E KERN | Fairway | 115 | Distributed_Solar |  |  | 0 | 0 | 0 | 0 | 0 | 0 | 0 | 0 | 0 | 1 | 1 | 1 | 1 | [13 empty] | 2 | 2 | 3 | 1 | 2 | 4+ | 1 |  | 1
PG&E KERN | Famoso | 115 | Distributed_Solar |  |  | 0 | 4 | 4 | 0 | 0 | 0 | 0 | 4 | 4 | 1 | 1 | 1 | 1 | [13 empty] | 1 | 1 | 4 | 1 | 1 | 4+ | 3 |  | 1
PG&E NGBA | Fern Road | 500 | Distributed_Solar |  |  | 0 | 0 | 0 | 0 | 0 | 0 | 0 | 0 | 0 | 5 | 2 | 1 | 1 | [13 empty] | 2 | 2 | 4 | 2 | 3 | 1 | 1 |  | 0
PG&E GBA | Fibreboard (SPI Sonora) | 115 | Distributed_Solar |  |  | 0 | 0 | 0 | 0 | 0 | 0 | 0 | 0 | 0 | 5 | 4 | 1 | 1 | [13 empty] | 2 | 1 | 2 | 1 | 2 | 1 | 1 |  | 0
PG&E FRESNO | Figarden | 230 | Distributed_Solar |  |  | 0 | 0 | 0 | 0 | 0 | 0 | 0 | 0 | 0 | 5 | 4 | 5 | 2 | [13 empty] | 1 | 1 | 3 | 2 | 2 | 1 | 1 |  | 0
PG&E FRESNO | Fink | 230 | Distributed_Solar |  |  | 0 | 0 | 0 | 0 | 0 | 0 | 0 | 0 | 0 | 1 | 1 | 1 | 1 | [13 empty] | 1 | 1 | 4 | 2 | 1 | 1 | 1 |  | 0
PG&E NGBA | Fitch Mountain | 60 | Distributed_Solar |  |  | 0 | 0 | 0 | 0 | 0 | 0 | 0 | 0 | 0 | 5 | 2 | 1 | 1 | [13 empty] | 2 | 2 | 4 | 2 | 3 | 1 | 1 |  | 0
PG&E GBA | FMC | 115 | Distributed_Solar |  |  | 0 | 0 | 0 | 0 | 0 | 0 | 0 | 0 | 0 | 5 | 4 | 1 | 1 | [13 empty] | 2 | 1 | 2 | 2 | 2 | 4+ | 1 |  | 1
PG&E GBA | Fremont | 115 | Distributed_Solar |  |  | 0 | 0 | 0 | 0 | 0 | 0 | 0 | 0 | 0 | 5 | 2 | 1 | 1 | [13 empty] | 2 | 1 | 3 | 1 | 2 | 1 | 1 |  | 0
PG&E GBA | French Camp | 60 | Distributed_Solar |  |  | 0 | 0 | 0 | 0 | 0 | 0 | 0 | 0 | 0 | 5 | 4 | 1 | 1 | [13 empty] | 1 | 1 | 3 | 2 | 1 | 4+ | 1 |  | 1
PG&E GBA | Frogtown | 115 | Distributed_Solar |  |  | 0 | 0 | 0 | 0 | 0 | 0 | 0 | 0 | 0 | 5 | 4 | 1 | 1 | [13 empty] | 2 | 1 | 4 | 1 | 3 | 1 | 1 |  | 0
PG&E NGBA | Fulton | 115 | Distributed_Solar |  |  | 0 | 0 | 0 | 0 | 0 | 0 | 0 | 0 | 0 | 5 | 4 | 1 | 1 | [13 empty] | 2 | 1 | 3 | 2 | 2 | 1 | 1 |  | 0
PG&E NGBA | Fulton | 230 | Distributed_Solar |  |  | 0 | 0 | 0 | 0 | 0 | 0 | 0 | 0 | 0 | 5 | 4 | 1 | 1 | [13 empty] | 2 | 1 | 3 | 2 | 2 | 1 | 1 |  | 0
PG&E NGBA | Fulton | 60 | Distributed_Solar |  |  | 0 | 0 | 0 | 0 | 0 | 0 | 0 | 0 | 0 | 5 | 2 | 1 | 1 | [13 empty] | 2 | 1 | 3 | 2 | 2 | 1 | 1 |  | 0
PG&E KERN | Ganso | 115 | Distributed_Solar |  |  | 0 | 1.5 | 1.5 | 0 | 0 | 0 | 0 | 1.5 | 1.5 | 1 | 1 | 1 | 1 | [13 empty] | 1 | 1 | 3 | 1 | 1 | 1+ | 1 |  | 1
PG&E FRESNO | Gates | 230 | Distributed_Solar |  |  | 0 | 3 | 3 | 0 | 3 | 3 | 0 | 0 | 0 | 5 | 2 | 4 | 4 | [13 empty] | 1 | 1 | 3 | 2 | 1 | 4+ | 5 | Reduced to align with in-dev only given voltage of bus and small MW amounts | 1
PG&E FRESNO | Gates | 500 | Distributed_Solar |  |  | 0 | 0 | 0 | 0 | 0 | 0 | 0 | 0 | 0 | 5 | 2 | 4 | 4 | [13 empty] | 1 | 1 | 3 | 2 | 1 | 1 | 1 |  | 0
PG&E NGBA | Geysers 12 | 230 | Distributed_Solar |  |  | 0 | 0 | 0 | 0 | 0 | 0 | 0 | 0 | 0 | 5 | 4 | 1 | 1 | [13 empty] | 2 | 2 | 4 | 2 | 3 | 1 | 1 |  | 0
PG&E NGBA | Geysers 17 | 230 | Distributed_Solar |  |  | 0 | 0 | 0 | 0 | 0 | 0 | 0 | 0 | 0 | 5 | 4 | 1 | 1 | [13 empty] | 2 | 2 | 4 | 2 | 3 | 1 | 1 |  | 0
PG&E NGBA | Geysers 3 | 115 | Distributed_Solar |  |  | 0 | 0 | 0 | 0 | 0 | 0 | 0 | 0 | 0 | 5 | 2 | 1 | 1 | [13 empty] | 2 | 2 | 4 | 2 | 3 | 1 | 1 |  | 0
PG&E NGBA | Glenn | 230 | Distributed_Solar |  |  | 0 | 0 | 0 | 0 | 0 | 0 | 0 | 0 | 0 | 5 | 2 | 1 | 1 | [13 empty] | 2 | 2 | 4 | 1 | 3 | 1 | 1 |  | 0
PG&E NGBA | Glenn | 60 | Distributed_Solar |  |  | 0 | 0 | 0 | 0 | 0 | 0 | 0 | 0 | 0 | 5 | 2 | 1 | 1 | [13 empty] | 2 | 2 | 4 | 1 | 3 | 1 | 1 |  | 0
PG&E NGBA | Gold Hill | 115 | Distributed_Solar |  |  | 0 | 0 | 0 | 0 | 0 | 0 | 0 | 0 | 0 | 5 | 4 | 1 | 1 | [13 empty] | 2 | 1 | 4 | 2 | 3 | 1 | 1 |  | 0
PG&E NGBA | Gold Hill | 230 | Distributed_Solar |  |  | 0 | 0 | 0 | 0 | 0 | 0 | 0 | 0 | 0 | 5 | 4 | 1 | 1 | [13 empty] | 2 | 1 | 4 | 2 | 3 | 1 | 1 |  | 0
SCE Northern | Goleta | 230 | Distributed_Solar |  |  | 0 | 0 | 0 | 0 | 0 | 0 | 0 | 0 | 0 | 5 | 2 | 1 | 1 | [13 empty] | 2 | 2 | 2 | 1 | 2 | 1 | 1 |  | 0
SCE Metro | Goodrich | 230 | Distributed_Solar |  |  | 0 | 0 | 0 | 0 | 0 | 0 | 0 | 0 | 0 | 1 | 1 | 1 | 1 | [13 empty] | 1 | 1 | 3 | 1 | 2 | 1 | 1 |  | 0
PG&E KERN | Goose Lake | 115 | Distributed_Solar |  |  | 0 | 0 | 0 | 0 | 0 | 0 | 0 | 0 | 0 | 1 | 1 | 1 | 1 | [13 empty] | 1 | 1 | 2 | 1 | 1 | 4+ | 1 |  | 1
SCE Metro | Gould | 230 | Distributed_Solar |  |  | 0 | 0 | 0 | 0 | 0 | 0 | 0 | 0 | 0 | 1 | 1 | 1 | 1 | [13 empty] | 1 | 1 | 4 | 1 | 2 | 1 | 1 |  | 0
PG&E NGBA | Grand Island | 115 | Distributed_Solar |  |  | 0 | 2.73 | 2.73 | 0 | 2.73 | 2.73 | 0 | 0 | 0 | 5 | 4 | 1 | 1 | [13 empty] | 2 | 1 | 4 | 2 | 2 | 1 | 1 |  | 1
SDGE | Granite | 69 | Distributed_Solar |  |  | 0 | 0 | 0 | 0 | 0 | 0 | 0 | 0 | 0 | 1 | 1 | 1 | 1 | [13 empty] | 2 | 1 | 2 | 2 | 2 | 1 | 1 |  | 0
PG&E GBA | Grant | 115 | Distributed_Solar |  |  | 0 | 0 | 0 | 0 | 0 | 0 | 0 | 0 | 0 | 5 | 2 | 1 | 1 | [13 empty] | 2 | 1 | 2 | 1 | 2 | 4+ | 1 |  | 1
PG&E GBA | Green Valley | 115 | Distributed_Solar |  |  | 0 | 0 | 0 | 0 | 0 | 0 | 0 | 0 | 0 | 5 | 4 | 1 | 1 | [13 empty] | 2 | 2 | 3 | 2 | 2 | 1 | 1 |  | 0
PG&E NGBA | Greenleaf 1 | 115 | Distributed_Solar |  |  | 0 | 0 | 0 | 0 | 0 | 0 | 0 | 0 | 0 | 5 | 4 | 1 | 1 | [13 empty] | 2 | 2 | 1 | 1 | 3 | 1 | 1 |  | 0
PG&E FRESNO | Gregg | 230 | Distributed_Solar |  |  | 0 | 0 | 0 | 0 | 0 | 0 | 0 | 0 | 0 | 5 | 4 | 5 | 2 | [13 empty] | 1 | 1 | 3 | 2 | 1 | 1 | 1 |  | 0
PG&E FRESNO | Grimmway-Malaga | 115 | Distributed_Solar |  |  | 0 | 0 | 0 | 0 | 0 | 0 | 0 | 0 | 0 | 5 | 4 | 5 | 2 | [13 empty] | 1 | 1 | 2 | 1 | 1 | 1 | 5 | Reduced to better align with CI | 1
PG&E NGBA | Grizzly | 230 | Distributed_Solar |  |  | 0 | 0 | 0 | 0 | 0 | 0 | 0 | 0 | 0 | 5 | 4 | 1 | 1 | [13 empty] | 2 | 2 | 4 | 1 | 3 | 1 | 1 |  | 0
PG&E FRESNO | Guernsey | 70 | Distributed_Solar |  |  | 0 | 7.5 | 7.5 | 0 | 0 | 0 | 0 | 7.5 | 7.5 | 5 | 4 | 5 | 4 | [13 empty] | 1 | 1 | 3 | 2 | 1 | 1 | 1 |  | 1
PG&E FRESNO | GWF Hanford | 115 | Distributed_Solar |  |  | 0 | 0 | 0 | 0 | 0 | 0 | 0 | 0 | 0 | 5 | 4 | 5 | 2 | [13 empty] | 2 | 1 | 2 | 1 | 1 | 1 | 1 |  | 0
PG&E FRESNO | Haas | 230 | Distributed_Solar |  |  | 0 | 0 | 0 | 0 | 0 | 0 | 0 | 0 | 0 | 5 | 4 | 5 | 2 | [13 empty] | 1 | 1 | 4 | 2 | 3 | 1 | 1 |  | 0
PG&E FRESNO | Hammonds | 115 | Distributed_Solar |  |  | 0 | 0 | 0 | 0 | 0 | 0 | 0 | 0 | 0 | 1 | 1 | 1 | 1 | [13 empty] | 1 | 1 | 2 | 2 | 1 | 1 | 1 |  | 0
SCE Metro | HarborGen | 230 | Distributed_Solar |  |  | 0 | 0 | 0 | 0 | 0 | 0 | 0 | 0 | 0 | 1 | 1 | 1 | 1 | [13 empty] | 1 | 1 | 2 | 1 | 1 | 1 | 1 |  | 0
PG&E NGBA | Harris | 60 | Distributed_Solar |  |  | 0 | 0 | 0 | 0 | 0 | 0 | 0 | 0 | 0 | 5 | 2 | 1 | 1 | [13 empty] | 2 | 2 | 2 | 2 | 3 | 1 | 1 |  | 0
EOP | Harry Allen | 500 | Distributed_Solar |  |  | 0 | 0 | 0 | 0 | 0 | 0 | 0 | 0 | 0 | 5 | 3 | 1 | 1 | [13 empty] | 2 | 2 | 4 | 1 | 3 | 1 | 1 |  | 0
PG&E NGBA | Hartley | 60 | Distributed_Solar |  |  | 0 | 0 | 0 | 0 | 0 | 0 | 0 | 0 | 0 | 5 | 2 | 1 | 1 | [13 empty] | 2 | 2 | 4 | 2 | 3 | 1+ | 1 |  | 1
SCE NOL | Harvard | 115 | Distributed_Solar |  |  | 0 | 0 | 0 | 0 | 0 | 0 | 0 | 0 | 0 | 3 | 3 | 1 | 1 | [13 empty] | 2 | 1 | 4 | 1 | 1 | 1 | 1 |  | 0
SDGE | Hassayampa | 500 | Distributed_Solar |  |  | 0 | 0 | 0 | 0 | 0 | 0 | 0 | 0 | 0 | 5 | 2 | 1 | 1 | [13 empty] | 2 | 1 | 4 | 2 | 3 | 1 | 1 |  | 0
PG&E FRESNO | Helm | 230 | Distributed_Solar |  |  | 0 | 0 | 0 | 0 | 0 | 0 | 0 | 0 | 0 | 5 | 4 | 5 | 2 | [13 empty] | 1 | 1 | 2 | 2 | 1 | 1 | 1 |  | 0
PG&E FRESNO | Helm | 70 | Distributed_Solar |  |  | 0 | 0 | 0 | 0 | 0 | 0 | 0 | 0 | 0 | 1 | 1 | 1 | 1 | [13 empty] | 1 | 1 | 2 | 2 | 1 | 4+ | 1 |  | 1
PG&E FRESNO | Henrietta | 115 | Distributed_Solar |  |  | 0 | 0 | 0 | 0 | 0 | 0 | 0 | 0 | 0 | 1 | 1 | 1 | 1 | [13 empty] | 1 | 1 | 1 | 2 | 1 | 1 | 1 |  | 0
PG&E FRESNO | Henrietta | 230 | Distributed_Solar |  |  | 0 | 0 | 0 | 0 | 0 | 0 | 0 | 0 | 0 | 1 | 1 | 1 | 1 | [13 empty] | 1 | 1 | 1 | 2 | 1 | 1 | 4 | Reduced to better align with CI | 1
PG&E FRESNO | Henrietta | 70 | Distributed_Solar |  |  | 0 | 3 | 3 | 0 | 3 | 3 | 0 | 0 | 0 | 5 | 4 | 5 | 4 | [13 empty] | 1 | 1 | 1 | 2 | 1 | 1 | 1 |  | 1
PG&E FRESNO | Herndon | 115 | Distributed_Solar |  |  | 0 | 0 | 0 | 0 | 0 | 0 | 0 | 0 | 0 | 5 | 2 | 5 | 2 | [13 empty] | 1 | 1 | 3 | 2 | 1 | 1 | 1 |  | 0
PG&E FRESNO | Herndon | 230 | Distributed_Solar |  |  | 0 | 0 | 0 | 0 | 0 | 0 | 0 | 0 | 0 | 5 | 4 | 5 | 2 | [13 empty] | 1 | 1 | 3 | 2 | 1 | 1 | 1 |  | 0
PG&E GBA | Hicks | 230 | Distributed_Solar |  |  | 0 | 0 | 0 | 0 | 0 | 0 | 0 | 0 | 0 | 5 | 4 | 1 | 1 | [13 empty] | 2 | 1 | 4 | 2 | 2 | 1 | 1 |  | 0
PG&E NGBA | Higgins | 115 | Distributed_Solar |  |  | 0 | 0 | 0 | 0 | 0 | 0 | 0 | 0 | 0 | 5 | 4 | 1 | 1 | [13 empty] | 2 | 1 | 4 | 1 | 3 | 1 | 1 |  | 0
PG&E NGBA | Hilltop | 345 | Distributed_Solar |  |  | 0 | 0 | 0 | 0 | 0 | 0 | 0 | 0 | 0 | 5 | 2 | 1 | 1 | [13 empty] | 2 | 2 | 4 | 1 | 3 | 1 | 1 |  | 0
SCE Metro | Hinson | 230 | Distributed_Solar |  |  | 0 | 3.08 | 3.08 | 0 | 3.08 | 3.08 | 0 | 0 | 0 | 1 | 1 | 1 | 1 | [13 empty] | 1 | 1 | 2 | 1 | 1 | 1 | 1 |  | 1
PG&E GBA | Hollister | 115 | Distributed_Solar |  |  | 0 | 0 | 0 | 0 | 0 | 0 | 0 | 0 | 0 | 5 | 4 | 1 | 1 | [13 empty] | 2 | 2 | 4 | 2 | 3 | 1+ | 1 |  | 1
PG&E NGBA | Homestake | 115 | Distributed_Solar |  |  | 0 | 0 | 0 | 0 | 0 | 0 | 0 | 0 | 0 | 5 | 2 | 1 | 1 | [13 empty] | 2 | 1 | 4 | 2 | 3 | 1 | 1 |  | 0
PG&E NGBA | Honcut | 115 | Distributed_Solar |  |  | 0 | 0 | 0 | 0 | 0 | 0 | 0 | 0 | 0 | 5 | 4 | 1 | 1 | [13 empty] | 2 | 1 | 4 | 2 | 3 | 1 | 1 |  | 0
SDGE | Hoodoo Wash | 500 | Distributed_Solar |  |  | 0 | 0 | 0 | 0 | 0 | 0 | 0 | 0 | 0 | 5 | 2 | 1 | 1 | [13 empty] | 2 | 2 | 4 | 2 | 3 | 1 | 1 |  | 0
PG&E NGBA | Hopland | 115 | Distributed_Solar |  |  | 0 | 0 | 0 | 0 | 0 | 0 | 0 | 0 | 0 | 5 | 2 | 1 | 1 | [13 empty] | 2 | 2 | 4 | 2 | 3 | 1 | 1 |  | 0
PG&E NGBA | Hopland | 60 | Distributed_Solar |  |  | 0 | 0 | 0 | 0 | 0 | 0 | 0 | 0 | 0 | 5 | 2 | 1 | 1 | [13 empty] | 2 | 2 | 4 | 2 | 3 | 4+ | 1 |  | 1
PG&E NGBA | Humboldt | 115 | Distributed_Solar |  |  | 0 | 0 | 0 | 0 | 0 | 0 | 0 | 0 | 0 | 5 | 2 | 1 | 1 | [13 empty] | 2 | 2 | 3 | 2 | 3 | 1 | 4 | Reduced to better align with CI | 1
PG&E NGBA | Humboldt | 60 | Distributed_Solar |  |  | 0 | 1.999 | 1.999 | 0 | 1.999 | 1.999 | 0 | 0 | 0 | 5 | 2 | 1 | 1 | [13 empty] | 2 | 2 | 3 | 2 | 3 | 1 | 1 |  | 1
PG&E NGBA | Humboldt | 500 | Distributed_Solar |  |  | 0 | 0 | 0 | 0 | 0 | 0 | 0 | 0 | 0 | 5 | 4 | 5 | 4 | [13 empty] | 2 | 2 | 3 | 2 | 3 | 1 | 1 |  | 0
SCE Metro | Huntington Beach | 230 | Distributed_Solar |  |  | 0 | 0 | 0 | 0 | 0 | 0 | 0 | 0 | 0 | 1 | 1 | 1 | 1 | [13 empty] | 1 | 1 | 1 | 1 | 2 | 1 | 1 |  | 0
PG&E NGBA | Ignacio | 115 | Distributed_Solar |  |  | 0 | 0 | 0 | 0 | 0 | 0 | 0 | 0 | 0 | 5 | 4 | 1 | 1 | [13 empty] | 2 | 1 | 4 | 1 | 3 | 1 | 1 |  | 0
PG&E NGBA | Ignacio | 230 | Distributed_Solar |  |  | 0 | 0 | 0 | 0 | 0 | 0 | 0 | 0 | 0 | 5 | 2 | 1 | 1 | [13 empty] | 2 | 1 | 4 | 1 | 3 | 1 | 1 |  | 0
PG&E NGBA | Ignacio | 60 | Distributed_Solar |  |  | 0 | 0 | 0 | 0 | 0 | 0 | 0 | 0 | 0 | 5 | 2 | 1 | 1 | [13 empty] | 2 | 1 | 4 | 1 | 3 | 1 | 1 |  | 0
SDGE | Imperial Beach | 69 | Distributed_Solar |  |  | 0 | 0 | 0 | 0 | 0 | 0 | 0 | 0 | 0 | 1 | 1 | 1 | 1 | [13 empty] | 2 | 1 | 3 | 1 | 2 | 1 | 1 |  | 0
SDGE | Imperial Valley | 230 | Distributed_Solar |  |  | 0 | 0 | 0 | 0 | 0 | 0 | 0 | 0 | 0 | 1 | 1 | 1 | 1 | [13 empty] | 1 | 1 | 2 | 2 | 1 | 1 | 1 |  | 0
SDGE | Imperial Valley | 500 | Distributed_Solar |  |  | 0 | 0 | 0 | 0 | 0 | 0 | 0 | 0 | 0 | 1 | 1 | 1 | 1 | [13 empty] | 1 | 1 | 2 | 2 | 1 | 1 | 1 |  | 0
EOP | Innovation | 138 | Distributed_Solar |  |  | 0 | 0 | 0 | 0 | 0 | 0 | 0 | 0 | 0 | 5 | 3 | 1 | 1 | [13 empty] | 2 | 2 | 4 | 1 | 3 | 1 | 1 |  | 0
EOP | Innovation | 230 | Distributed_Solar |  |  | 0 | 0 | 0 | 0 | 0 | 0 | 0 | 0 | 0 | 5 | 3 | 1 | 1 | [13 empty] | 2 | 2 | 4 | 1 | 3 | 1 | 1 |  | 0
SCE NOL | Inyokern | 115 | Distributed_Solar |  |  | 0 | 0 | 0 | 0 | 0 | 0 | 0 | 0 | 0 | 3 | 3 | 1 | 1 | [13 empty] | 2 | 2 | 4 | 1 | 3 | 4+ | 1 |  | 1
EOP | IS Tap | 138 | Distributed_Solar |  |  | 0 | 0 | 0 | 0 | 0 | 0 | 0 | 0 | 0 | 5 | 3 | 1 | 1 | [13 empty] | 2 | 2 | 4 | 1 | 3 | 1 | 1 |  | 0
EOP | Ivanpah | 115 | Distributed_Solar |  |  | 0 | 0 | 0 | 0 | 0 | 0 | 0 | 0 | 0 | 5 | 3 | 1 | 1 | [13 empty] | 2 | 2 | 4 | 1 | 1 | 1 | 1 |  | 0
EOP | Ivanpah | 230 | Distributed_Solar |  |  | 0 | 0 | 0 | 0 | 0 | 0 | 0 | 0 | 0 | 5 | 3 | 1 | 1 | [13 empty] | 2 | 2 | 4 | 1 | 1 | 1 | 1 |  | 0
EOP | Jackass (DOE) | 138 | Distributed_Solar |  |  | 0 | 0 | 0 | 0 | 0 | 0 | 0 | 0 | 0 | 5 | 3 | 1 | 1 | [13 empty] | 2 | 2 | 4 | 1 | 3 | 1 | 1 |  | 0
PG&E NGBA | James B Black | 230 | Distributed_Solar |  |  | 0 | 0 | 0 | 0 | 0 | 0 | 0 | 0 | 0 | 5 | 2 | 1 | 1 | [13 empty] | 2 | 2 | 4 | 2 | 3 | 1 | 1 |  | 0
PG&E GBA | Jefferson | 230 | Distributed_Solar |  |  | 0 | 0 | 0 | 0 | 0 | 0 | 0 | 0 | 0 | 5 | 4 | 1 | 1 | [13 empty] | 2 | 1 | 3 | 1 | 2 | 1 | 1 |  | 0
PG&E NGBA | Jessup | 115 | Distributed_Solar |  |  | 0 | 0 | 0 | 0 | 0 | 0 | 0 | 0 | 0 | 5 | 2 | 1 | 1 | [13 empty] | 2 | 2 | 3 | 2 | 3 | 1+ | 1 |  | 1
SCE Metro | Johanna | 230 | Distributed_Solar |  |  | 0 | 0 | 0 | 0 | 0 | 0 | 0 | 0 | 0 | 1 | 1 | 1 | 1 | [13 empty] | 1 | 1 | 2 | 1 | 1 | 1 | 1 |  | 0
SCE Eastern | Julian Hinds | 230 | Distributed_Solar |  |  | 0 | 0 | 0 | 0 | 0 | 0 | 0 | 0 | 0 | 5 | 4 | 3 | 3 | [13 empty] | 2 | 1 | 4 | 1 | 3 | 1 | 1 |  | 0
PG&E GBA | Kasson | 115 | Distributed_Solar |  |  | 0 | 0 | 0 | 0 | 0 | 0 | 0 | 0 | 0 | 5 | 4 | 1 | 1 | [13 empty] | 1 | 1 | 4 | 2 | 1 | 1 | 1 |  | 0
PG&E GBA | Kasson | 60 | Distributed_Solar |  |  | 0 | 0 | 0 | 0 | 0 | 0 | 0 | 0 | 0 | 5 | 4 | 1 | 1 | [13 empty] | 1 | 1 | 4 | 2 | 1 | 1 | 1 |  | 0
PG&E FRESNO | Kearney | 230 | Distributed_Solar |  |  | 0 | 10 | 10 | 0 | 10 | 10 | 0 | 0 | 0 | 5 | 4 | 5 | 2 | [13 empty] | 1 | 1 | 3 | 2 | 1 | 1 | 1 |  | 1
PG&E FRESNO | Kearney | 70 | Distributed_Solar |  |  | 0 | 0 | 0 | 0 | 0 | 0 | 0 | 0 | 0 | 5 | 4 | 5 | 2 | [13 empty] | 1 | 1 | 3 | 2 | 1 | 1 | 1 |  | 0
PG&E GBA | Kelso | 230 | Distributed_Solar |  |  | 0 | 0 | 0 | 0 | 0 | 0 | 0 | 0 | 0 | 5 | 2 | 1 | 1 | [13 empty] | 2 | 1 | 2 | 1 | 2 | 1 | 1 |  | 0
PG&E FRESNO | Kerchoff 1 | 115 | Distributed_Solar |  |  | 0 | 0 | 0 | 0 | 0 | 0 | 0 | 0 | 0 | 5 | 4 | 5 | 2 | [13 empty] | 1 | 1 | 4 | 2 | 3 | 1 | 1 |  | 0
PG&E KERN | Kern Oil | 115 | Distributed_Solar |  |  | 0 | 1 | 1 | 0 | 0 | 0 | 0 | 1 | 1 | 5 | 2 | 4 | 4 | [13 empty] | 1 | 1 | 1 | 1 | 1 | 1 | 1 |  | 1
PG&E KERN | Kern PP | 115 | Distributed_Solar |  |  | 0 | 0 | 0 | 0 | 0 | 0 | 0 | 0 | 0 | 5 | 2 | 4 | 4 | [13 empty] | 1 | 1 | 2 | 1 | 2 | 1 | 1 |  | 0
PG&E KERN | Kern PP | 230 | Distributed_Solar |  |  | 0 | 0 | 0 | 0 | 0 | 0 | 0 | 0 | 0 | 5 | 2 | 4 | 4 | [13 empty] | 1 | 1 | 2 | 1 | 2 | 1 | 1 |  | 0
PG&E KERN | Kern PP | 70 | Distributed_Solar |  |  | 0 | 0 | 0 | 0 | 0 | 0 | 0 | 0 | 0 | 1 | 1 | 1 | 1 | [13 empty] | 1 | 1 | 2 | 1 | 2 | 1 | 1 |  | 0
PG&E KERN | Kernridge | 115 | Distributed_Solar |  |  | 0 | 0 | 0 | 0 | 0 | 0 | 0 | 0 | 0 | 5 | 2 | 4 | 4 | [13 empty] | 1 | 1 | 1 | 1 | 1 | 1 | 1 |  | 0
PG&E FRESNO | Kingsburg | 115 | Distributed_Solar |  |  | 0 | 0 | 0 | 0 | 0 | 0 | 0 | 0 | 0 | 5 | 4 | 5 | 4 | [13 empty] | 1 | 1 | 2 | 2 | 1 | 1 | 1 |  | 0
PG&E GBA | Kirker | 115 | Distributed_Solar |  |  | 0 | 2.9 | 2.9 | 0 | 2.9 | 2.9 | 0 | 0 | 0 | 5 | 2 | 1 | 1 | [13 empty] | 2 | 1 | 3 | 1 | 1 | 4+ | 3 | Reduced slightly to align with only in-dev amount | 1
PG&E NGBA | Knights Landing | 115 | Distributed_Solar |  |  | 0 | 0 | 0 | 0 | 0 | 0 | 0 | 0 | 0 | 5 | 4 | 1 | 1 | [13 empty] | 2 | 1 | 4 | 2 | 3 | 1 | 1 |  | 0
PG&E NGBA | Konocti | 60 | Distributed_Solar |  |  | 0 | 0 | 0 | 0 | 0 | 0 | 0 | 0 | 0 | 5 | 2 | 1 | 1 | [13 empty] | 2 | 2 | 4 | 2 | 3 | 1+ | 1 |  | 1
SCE NOL | Kramer | 115 | Distributed_Solar |  |  | 0 | 4 | 4 | 0 | 0 | 0 | 0 | 4 | 4 | 3 | 3 | 1 | 1 | [13 empty] | 2 | 1 | 4 | 1 | 3 | 4+ | 5 | Reduced given general solar potential env/land-use impacts in Kramer area | 1
SCE NOL | Kramer | 230 | Distributed_Solar |  |  | 0 | 0 | 0 | 0 | 0 | 0 | 0 | 0 | 0 | 3 | 3 | 1 | 1 | [13 empty] | 2 | 1 | 4 | 1 | 3 | 4+ | 1 |  | 1
SCE Metro | La Cienega | 230 | Distributed_Solar |  |  | 0 | 0 | 0 | 0 | 0 | 0 | 0 | 0 | 0 | 1 | 1 | 1 | 1 | [13 empty] | 1 | 1 | 2 | 1 | 2 | 1 | 1 |  | 0
SCE Metro | La Fresa | 230 | Distributed_Solar |  |  | 0 | 0.64 | 0.64 | 0 | 0.64 | 0.64 | 0 | 0 | 0 | 1 | 1 | 1 | 1 | [13 empty] | 1 | 1 | 2 | 1 | 2 | 1 | 1 |  | 1
SCE Metro | Laguna Bell | 230 | Distributed_Solar |  |  | 0 | 3.27 | 3.27 | 0 | 3.27 | 3.27 | 0 | 0 | 0 | 1 | 1 | 1 | 1 | [13 empty] | 1 | 1 | 2 | 1 | 1 | 1 | 1 |  | 1
PG&E KERN | Lakeview | 70 | Distributed_Solar |  |  | 0 | 0 | 0 | 0 | 0 | 0 | 0 | 0 | 0 | 5 | 2 | 4 | 4 | [13 empty] | 1 | 1 | 4 | 1 | 1 | 4+ | 1 |  | 1
PG&E NGBA | Lakeville | 230 | Distributed_Solar |  |  | 0 | 0 | 0 | 0 | 0 | 0 | 0 | 0 | 0 | 5 | 4 | 1 | 1 | [13 empty] | 2 | 1 | 4 | 2 | 3 | 1 | 1 |  | 0
PG&E NGBA | Lakeville | 60 | Distributed_Solar |  |  | 0 | 4 | 4 | 0 | 0 | 0 | 0 | 4 | 4 | 5 | 4 | 1 | 1 | [13 empty] | 2 | 1 | 4 | 2 | 3 | 1 | 1 |  | 1
PG&E NGBA | Lakeville | 115 | Distributed_Solar |  |  | 0 | 0 | 0 | 0 | 0 | 0 | 0 | 0 | 0 | 5 | 4 | 1 | 1 | [13 empty] | 2 | 1 | 4 | 2 | 3 | 1 | 1 |  | 0
PG&E GBA | Lakewood | 115 | Distributed_Solar |  |  | 0 | 0 | 0 | 0 | 0 | 0 | 0 | 0 | 0 | 5 | 2 | 1 | 1 | [13 empty] | 2 | 1 | 3 | 1 | 2 | 1 | 1 |  | 0
PG&E NGBA | Lambie | 230 | Distributed_Solar |  |  | 0 | 0 | 0 | 0 | 0 | 0 | 0 | 0 | 0 | 5 | 4 | 1 | 1 | [13 empty] | 2 | 1 | 1 | 1 | 1 | 1 | 1 |  | 0
PG&E GBA | Lammers | 115 | Distributed_Solar |  |  | 0 | 0 | 0 | 0 | 0 | 0 | 0 | 0 | 0 | 5 | 4 | 1 | 1 | [13 empty] | 1 | 1 | 1 | 2 | 2 | 4+ | 4 | Shifted to other solar areas due to utility scale mapping | 1
PG&E KERN | Lamont | 115 | Distributed_Solar |  |  | 0 | 4 | 4 | 0 | 0 | 0 | 0 | 4 | 4 | 5 | 2 | 4 | 4 | [13 empty] | 1 | 1 | 2 | 1 | 1 | 3+ | 1 |  | 1
PG&E FRESNO | Las Aguilas | 230 | Distributed_Solar |  |  | 0 | 0 | 0 | 0 | 0 | 0 | 0 | 0 | 0 | 1 | 1 | 1 | 1 | [13 empty] | 2 | 2 | 4 | 2 | 2 | 1 | 1 |  | 0
EOP | Lathrop | 138 | Distributed_Solar |  |  | 0 | 0 | 0 | 0 | 0 | 0 | 0 | 0 | 0 | 5 | 3 | 1 | 1 | [13 empty] | 2 | 2 | 4 | 1 | 3 | 1 | 1 |  | 0
EOP | Lathrop | 230 | Distributed_Solar |  |  | 0 | 0 | 0 | 0 | 0 | 0 | 0 | 0 | 0 | 5 | 3 | 1 | 1 | [13 empty] | 2 | 2 | 4 | 1 | 3 | 1 | 1 |  | 0
PG&E FRESNO | Le Grand | 115 | Distributed_Solar |  |  | 0 | 0 | 0 | 0 | 0 | 0 | 0 | 0 | 0 | 5 | 4 | 5 | 2 | [13 empty] | 1 | 1 | 3 | 2 | 1 | 1 | 1 |  | 0
PG&E FRESNO | Lemoore | 70 | Distributed_Solar |  |  | 0 | 0 | 0 | 0 | 0 | 0 | 0 | 0 | 0 | 1 | 1 | 1 | 1 | [13 empty] | 1 | 1 | 3 | 2 | 2 | 1 | 1 |  | 0
PG&E KERN | Lerdo | 115 | Distributed_Solar |  |  | 0 | 0 | 0 | 0 | 0 | 0 | 0 | 0 | 0 | 5 | 2 | 4 | 4 | [13 empty] | 1 | 1 | 4 | 1 | 1 | 4+ | 1 |  | 1
SCE Metro | Lewis | 230 | Distributed_Solar |  |  | 0 | 0 | 0 | 0 | 0 | 0 | 0 | 0 | 0 | 1 | 1 | 1 | 1 | [13 empty] | 1 | 1 | 3 | 1 | 2 | 1 | 1 |  | 0
SCE Metro | Lighthipe | 230 | Distributed_Solar |  |  | 0 | 3.24 | 3.24 | 0 | 3.24 | 3.24 | 0 | 0 | 0 | 1 | 1 | 1 | 1 | [13 empty] | 1 | 1 | 2 | 1 | 1 | 1 | 4 | Reduced to better align with CI | 1
SDGE | Lilac | 69 | Distributed_Solar |  |  | 0 | 0 | 0 | 0 | 0 | 0 | 0 | 0 | 0 | 1 | 1 | 1 | 1 | [13 empty] | 2 | 1 | 3 | 1 | 3 | 1 | 1 |  | 0
PG&E NGBA | Lincoln | 115 | Distributed_Solar |  |  | 0 | 0 | 0 | 0 | 0 | 0 | 0 | 0 | 0 | 5 | 4 | 1 | 1 | [13 empty] | 2 | 1 | 3 | 2 | 3 | 1 | 1 |  | 0
PG&E KERN | Live Oak | 115 | Distributed_Solar |  |  | 0 | 0 | 0 | 0 | 0 | 0 | 0 | 0 | 0 | 5 | 2 | 4 | 4 | [13 empty] | 1 | 1 | 1 | 1 | 1 | 1+ | 1 |  | 1
PG&E GBA | Llagas | 115 | Distributed_Solar |  |  | 0 | 0 | 0 | 0 | 0 | 0 | 0 | 0 | 0 | 5 | 4 | 1 | 1 | [13 empty] | 2 | 1 | 2 | 2 | 1 | 4+ | 1 |  | 1
PG&E GBA | Lockeford | 115 | Distributed_Solar |  |  | 0 | 0 | 0 | 0 | 0 | 0 | 0 | 0 | 0 | 5 | 4 | 1 | 1 | [13 empty] | 1 | 1 | 4 | 2 | 2 | 1 | 1 |  | 0
PG&E GBA | Lockeford | 230 | Distributed_Solar |  |  | 0 | 0 | 0 | 0 | 0 | 0 | 0 | 0 | 0 | 5 | 4 | 1 | 1 | [13 empty] | 1 | 1 | 4 | 2 | 2 | 1 | 1 |  | 0
PG&E GBA | Lockeford | 60 | Distributed_Solar |  |  | 0 | 0 | 0 | 0 | 0 | 0 | 0 | 0 | 0 | 5 | 4 | 1 | 1 | [13 empty] | 1 | 1 | 4 | 2 | 2 | 4+ | 1 |  | 1
PG&E GBA | Lodi | 230 | Distributed_Solar |  |  | 0 | 0 | 0 | 0 | 0 | 0 | 0 | 0 | 0 | 5 | 4 | 1 | 1 | [13 empty] | 1 | 1 | 1 | 2 | 1 | 1 | 1 |  | 0
PG&E NGBA | Logan Creek | 230 | Distributed_Solar |  |  | 0 | 0 | 0 | 0 | 0 | 0 | 0 | 0 | 0 | 5 | 2 | 1 | 1 | [13 empty] | 2 | 2 | 4 | 1 | 2 | 1+ | 1 |  | 1
PG&E GBA | Lone Tree | 230 | Distributed_Solar |  |  | 0 | 1.8 | 1.8 | 0 | 0 | 0 | 0 | 1.8 | 1.8 | 5 | 2 | 1 | 1 | [13 empty] | 2 | 1 | 3 | 1 | 2 | 1 | 1 |  | 1
PG&E FRESNO | Los Banos | 230 | Distributed_Solar |  |  | 0 | 5.9 | 5.9 | 0 | 5.9 | 5.9 | 0 | 0 | 0 | 1 | 1 | 1 | 1 | [13 empty] | 1 | 1 | 4 | 2 | 1 | 1 | 1 |  | 1
PG&E FRESNO | Los Banos | 500 | Distributed_Solar |  |  | 0 | 0 | 0 | 0 | 0 | 0 | 0 | 0 | 0 | 1 | 1 | 1 | 1 | [13 empty] | 1 | 1 | 4 | 2 | 1 | 1 | 1 |  | 0
SDGE | Los Coches | 138 | Distributed_Solar |  |  | 0 | 0 | 0 | 0 | 0 | 0 | 0 | 0 | 0 | 5 | 5 | 1 | 1 | [13 empty] | 2 | 2 | 4 | 2 | 3 | 1 | 1 |  | 0
SDGE | Los Coches | 69 | Distributed_Solar |  |  | 0 | 0 | 0 | 0 | 0 | 0 | 0 | 0 | 0 | 1 | 1 | 1 | 1 | [13 empty] | 2 | 2 | 4 | 2 | 3 | 1 | 1 |  | 0
PG&E GBA | Los Esteros | 115 | Distributed_Solar |  |  | 0 | 0 | 0 | 0 | 0 | 0 | 0 | 0 | 0 | 5 | 4 | 1 | 1 | [13 empty] | 2 | 1 | 1 | 2 | 1 | 1 | 1 |  | 0
PG&E GBA | Los Esteros | 230 | Distributed_Solar |  |  | 0 | 0 | 0 | 0 | 0 | 0 | 0 | 0 | 0 | 5 | 4 | 1 | 1 | [13 empty] | 2 | 1 | 1 | 2 | 1 | 1 | 1 |  | 0
PG&E GBA | Los Positas | 230 | Distributed_Solar |  |  | 0 | 0 | 0 | 0 | 0 | 0 | 0 | 0 | 0 | 5 | 4 | 1 | 1 | [13 empty] | 2 | 1 | 3 | 1 | 3 | 1 | 1 |  | 0
PG&E GBA | Los Positas | 60 | Distributed_Solar |  |  | 0 | 0 | 0 | 0 | 0 | 0 | 0 | 0 | 0 | 5 | 2 | 1 | 1 | [13 empty] | 2 | 1 | 3 | 1 | 3 | 4+ | 1 |  | 1
SDGE | Loveland | 69 | Distributed_Solar |  |  | 0 | 4 | 4 | 0 | 0 | 0 | 0 | 4 | 4 | 1 | 1 | 1 | 1 | [13 empty] | 2 | 1 | 3 | 1 | 3 | 3- | 1 |  | 1
SCE NOL | Lugo | 230 | Distributed_Solar |  |  | 0 | 0 | 0 | 0 | 0 | 0 | 0 | 0 | 0 | 1 | 1 | 1 | 1 | [13 empty] | 2 | 1 | 4 | 1 | 2 | 1 | 1 |  | 0
SCE Metro | Lugo | 500 | Distributed_Solar |  |  | 0 | 0 | 0 | 0 | 0 | 0 | 0 | 0 | 0 | 1 | 1 | 1 | 1 | [13 empty] | 2 | 1 | 4 | 1 | 2 | 1 | 1 |  | 0
PG&E FRESNO | Madera | 70 | Distributed_Solar |  |  | 0 | 0 | 0 | 0 | 0 | 0 | 0 | 0 | 0 | 5 | 4 | 5 | 2 | [13 empty] | 1 | 1 | 4 | 2 | 1 | 4+ | 1 |  | 1
PG&E NGBA | Madison | 115 | Distributed_Solar |  |  | 0 | 0 | 0 | 0 | 0 | 0 | 0 | 0 | 0 | 5 | 2 | 1 | 1 | [13 empty] | 2 | 1 | 4 | 2 | 3 | 1+ | 1 |  | 1
PG&E KERN | Magunden | 115 | Distributed_Solar |  |  | 0 | 0 | 0 | 0 | 0 | 0 | 0 | 0 | 0 | 5 | 2 | 4 | 4 | [13 empty] | 1 | 1 | 2 | 1 | 1 | 4+ | 1 |  | 1
SCE Northern | Magunden | 230 | Distributed_Solar |  |  | 0 | 0 | 0 | 0 | 0 | 0 | 0 | 0 | 0 | 1 | 1 | 1 | 1 | [13 empty] | 1 | 1 | 2 | 1 | 1 | 1 | 1 |  | 0
PG&E FRESNO | Malaga | 115 | Distributed_Solar |  |  | 0 | 0 | 0 | 0 | 0 | 0 | 0 | 0 | 0 | 5 | 4 | 5 | 4 | [13 empty] | 1 | 1 | 1 | 2 | 1 | 1 | 1 |  | 0
PG&E NGBA | Malin | 500 | Distributed_Solar |  |  | 0 | 0 | 0 | 0 | 0 | 0 | 0 | 0 | 0 | 5 | 2 | 1 | 1 | [13 empty] | 2 | 2 | 4 | 2 | 3 | 1 | 1 |  | 0
SCE Northern | Mandalay | 230 | Distributed_Solar |  |  | 0 | 0 | 0 | 0 | 0 | 0 | 0 | 0 | 0 | 5 | 2 | 1 | 1 | [13 empty] | 2 | 1 | 2 | 1 | 1 | 1 | 1 |  | 0
PG&E FRESNO | Manning | 230 | Distributed_Solar |  |  | 0 | 0 | 0 | 0 | 0 | 0 | 0 | 0 | 0 | 1 | 1 | 1 | 1 | [13 empty] | 1 | 1 | 2 | 2 | 1 | 1 | 1 |  | 0
PG&E FRESNO | Manning | 500 | Distributed_Solar |  |  | 0 | 0 | 0 | 0 | 0 | 0 | 0 | 0 | 0 | 1 | 1 | 1 | 1 | [13 empty] | 1 | 1 | 2 | 2 | 1 | 1 | 1 |  | 0
PG&E GBA | Manteca | 115 | Distributed_Solar |  |  | 0 | 1.5 | 1.5 | 0 | 0 | 0 | 0 | 1.5 | 1.5 | 5 | 4 | 4 | 4 | [13 empty] | 1 | 1 | 2 | 2 | 2 | 1+ | 1 |  | 1
SDGE | Margarita | 138 | Distributed_Solar |  |  | 0 | 0 | 0 | 0 | 0 | 0 | 0 | 0 | 0 | 1 | 1 | 1 | 1 | [13 empty] | 1 | 1 | 2 | 1 | 3 | 1 | 1 |  | 0
PG&E GBA | Martin | 230 | Distributed_Solar |  |  | 0 | 0 | 0 | 0 | 0 | 0 | 0 | 0 | 0 | 5 | 2 | 1 | 1 | [13 empty] | 2 | 1 | 3 | 1 | 2 | 1 | 1 |  | 0
PG&E GBA | Martin | 115 | Distributed_Solar |  |  | 0 | 0 | 0 | 0 | 0 | 0 | 0 | 0 | 0 | 5 | 2 | 1 | 1 | [13 empty] | 2 | 1 | 3 | 1 | 2 | 4+ | 5 | Shifted to other solar areas due to utility scale mapping | 1
PG&E GBA | Martinez | 115 | Distributed_Solar |  |  | 0 | 0 | 0 | 0 | 0 | 0 | 0 | 0 | 0 | 5 | 4 | 1 | 1 | [13 empty] | 2 | 1 | 1 | 1 | 1 | 4+ | 1 |  | 1
PG&E FRESNO | Mc Mullin | 230 | Distributed_Solar |  |  | 0 | 0 | 0 | 0 | 0 | 0 | 0 | 0 | 0 | 5 | 4 | 5 | 2 | [13 empty] | 1 | 1 | 3 | 2 | 1 | 1 | 1 |  | 0
PG&E FRESNO | McCall | 115 | Distributed_Solar |  |  | 0 | 1.5 | 1.5 | 0 | 0 | 0 | 0 | 1.5 | 1.5 | 5 | 4 | 5 | 2 | [13 empty] | 1 | 1 | 3 | 2 | 1 | 4+ | 1 |  | 1
PG&E FRESNO | McCall | 230 | Distributed_Solar |  |  | 0 | 0 | 0 | 0 | 0 | 0 | 0 | 0 | 0 | 5 | 4 | 5 | 2 | [13 empty] | 1 | 1 | 3 | 2 | 1 | 1 | 5 | Reduced to better align with CI | 1
PG&E GBA | Meadow Lane | 115 | Distributed_Solar |  |  | 0 | 0 | 0 | 0 | 0 | 0 | 0 | 0 | 0 | 5 | 2 | 1 | 1 | [13 empty] | 2 | 1 | 2 | 1 | 1 | 1 | 1 |  | 0
PG&E GBA | Melones | 115 | Distributed_Solar |  |  | 0 | 0 | 0 | 0 | 0 | 0 | 0 | 0 | 0 | 5 | 4 | 1 | 1 | [13 empty] | 2 | 1 | 4 | 1 | 3 | 1 | 1 |  | 0
PG&E GBA | Melones | 230 | Distributed_Solar |  |  | 0 | 0 | 0 | 0 | 0 | 0 | 0 | 0 | 0 | 5 | 4 | 1 | 1 | [13 empty] | 2 | 1 | 4 | 1 | 3 | 1 | 1 |  | 0
SDGE | Melrose | 69 | Distributed_Solar |  |  | 0 | 0 | 0 | 0 | 0 | 0 | 0 | 0 | 0 | 1 | 1 | 1 | 1 | [13 empty] | 2 | 1 | 3 | 1 | 3 | 1 | 1 |  | 0
PG&E NGBA | Mendocino | 115 | Distributed_Solar |  |  | 0 | 5 | 5 | 0 | 5 | 5 | 0 | 0 | 0 | 5 | 2 | 1 | 1 | [13 empty] | 2 | 2 | 4 | 2 | 3 | 1 | 1 |  | 1
PG&E NGBA | Mendocino | 60 | Distributed_Solar |  |  | 0 | 0 | 0 | 0 | 0 | 0 | 0 | 0 | 0 | 5 | 2 | 1 | 1 | [13 empty] | 2 | 2 | 4 | 2 | 3 | 1 | 1 |  | 0
PG&E FRESNO | Mendota | 115 | Distributed_Solar |  |  | 0 | 0 | 0 | 0 | 0 | 0 | 0 | 0 | 0 | 5 | 4 | 5 | 2 | [13 empty] | 1 | 1 | 3 | 2 | 1 | 1 | 1 |  | 0
PG&E GBA | Menlo | 60 | Distributed_Solar |  |  | 0 | 0 | 0 | 0 | 0 | 0 | 0 | 0 | 0 | 5 | 2 | 1 | 1 | [13 empty] | 2 | 1 | 3 | 1 | 2 | 1 | 1 |  | 0
PG&E FRESNO | Merced | 115 | Distributed_Solar |  |  | 0 | 4 | 4 | 0 | 0 | 0 | 0 | 4 | 4 | 5 | 4 | 5 | 2 | [13 empty] | 1 | 1 | 4 | 2 | 1 | 1+ | 1 |  | 1
EOP | Mercury | 138 | Distributed_Solar |  |  | 0 | 0 | 0 | 0 | 0 | 0 | 0 | 0 | 0 | 5 | 3 | 1 | 1 | [13 empty] | 2 | 2 | 4 | 1 | 3 | 1 | 1 |  | 0
PG&E FRESNO | Mercy Springs | 70 | Distributed_Solar |  |  | 0 | 0 | 0 | 0 | 0 | 0 | 0 | 0 | 0 | 1 | 1 | 1 | 1 | [13 empty] | 1 | 1 | 4 | 2 | 1 | 1 | 1 |  | 0
PG&E NGBA | Meridian | 60 | Distributed_Solar |  |  | 0 | 0 | 0 | 0 | 0 | 0 | 0 | 0 | 0 | 5 | 2 | 1 | 1 | [13 empty] | 2 | 2 | 4 | 1 | 3 | 1+ | 1 |  | 1
PG&E KERN | Mesa (PGE) | 115 | Distributed_Solar |  |  | 0 | 0 | 0 | 0 | 0 | 0 | 0 | 0 | 0 | 1 | 1 | 1 | 1 | [13 empty] | 2 | 2 | 3 | 2 | 2 | 1 | 1 |  | 0
PG&E KERN | Mesa (PGE) | 230 | Distributed_Solar |  |  | 0 | 0 | 0 | 0 | 0 | 0 | 0 | 0 | 0 | 5 | 2 | 4 | 4 | [13 empty] | 2 | 2 | 3 | 2 | 2 | 1 | 4 | Reduced to better align with CI | 1
SCE Metro | Mesa (SCE) | 230 | Distributed_Solar |  |  | 0 | 2.62 | 2.62 | 0 | 2.62 | 2.62 | 0 | 0 | 0 | 1 | 1 | 1 | 1 | [13 empty] | 1 | 1 | 3 | 1 | 2 | 1 | 1 |  | 1
SCE Metro | Mesa (SCE) | 500 | Distributed_Solar |  |  | 0 | 0 | 0 | 0 | 0 | 0 | 0 | 0 | 0 | 1 | 1 | 1 | 1 | [13 empty] | 1 | 1 | 3 | 1 | 2 | 1 | 1 |  | 0
SDGE | Mesa Heights | 69 | Distributed_Solar |  |  | 0 | 0 | 0 | 0 | 0 | 0 | 0 | 0 | 0 | 1 | 1 | 1 | 1 | [13 empty] | 2 | 1 | 2 | 1 | 3 | 1 | 1 |  | 0
PG&E GBA | Metcalf | 115 | Distributed_Solar |  |  | 0 | 0 | 0 | 0 | 0 | 0 | 0 | 0 | 0 | 5 | 4 | 1 | 1 | [13 empty] | 2 | 1 | 1 | 2 | 3 | 1 | 1 |  | 0
PG&E GBA | Metcalf | 230 | Distributed_Solar |  |  | 0 | 0 | 0 | 0 | 0 | 0 | 0 | 0 | 0 | 5 | 4 | 1 | 1 | [13 empty] | 2 | 1 | 1 | 2 | 3 | 1 | 1 |  | 0
PG&E GBA | Metcalf | 500 | Distributed_Solar |  |  | 0 | 0 | 0 | 0 | 0 | 0 | 0 | 0 | 0 | 1 | 1 | 1 | 1 | [13 empty] | 2 | 1 | 1 | 2 | 3 | 1 | 1 |  | 0
PG&E KERN | Midway | 115 | Distributed_Solar |  |  | 0 | 0 | 0 | 0 | 0 | 0 | 0 | 0 | 0 | 5 | 2 | 4 | 4 | [13 empty] | 1 | 1 | 3 | 1 | 1 | 1+ | 1 |  | 1
PG&E KERN | Midway | 230 | Distributed_Solar |  |  | 0 | 0 | 0 | 0 | 0 | 0 | 0 | 0 | 0 | 5 | 2 | 4 | 4 | [13 empty] | 1 | 1 | 3 | 1 | 1 | 1 | 1 |  | 0
PG&E KERN | Midway | 500 | Distributed_Solar |  |  | 0 | 0 | 0 | 0 | 0 | 0 | 0 | 0 | 0 | 5 | 2 | 4 | 4 | [13 empty] | 1 | 1 | 3 | 1 | 1 | 1 | 1 |  | 0
SDGE | Miguel | 230 | Distributed_Solar |  |  | 0 | 0 | 0 | 0 | 0 | 0 | 0 | 0 | 0 | 1 | 1 | 1 | 1 | [13 empty] | 2 | 1 | 3 | 1 | 2 | 1 | 1 |  | 0
SDGE | Miguel | 500 | Distributed_Solar |  |  | 0 | 0 | 0 | 0 | 0 | 0 | 0 | 0 | 0 | 1 | 1 | 1 | 1 | [13 empty] | 2 | 1 | 3 | 1 | 2 | 1 | 1 |  | 0
SDGE | Miguel | 69 | Distributed_Solar |  |  | 0 | 0 | 0 | 0 | 0 | 0 | 0 | 0 | 0 | 1 | 1 | 1 | 1 | [13 empty] | 2 | 1 | 3 | 1 | 2 | 1 | 1 |  | 0
PG&E GBA | Millbrae | 115 | Distributed_Solar |  |  | 0 | 3.5 | 3.5 | 0 | 0 | 0 | 0 | 3.5 | 3.5 | 5 | 2 | 1 | 1 | [13 empty] | 2 | 1 | 3 | 1 | 2 | 1 | 1 |  | 1
PG&E GBA | Miller | 115 | Distributed_Solar |  |  | 0 | 0 | 0 | 0 | 0 | 0 | 0 | 0 | 0 | 5 | 4 | 1 | 1 | [13 empty] | 1 | 1 | 4 | 2 | 1 | 1 | 1 |  | 0
SCE Metro | Mira Loma | 230 | Distributed_Solar |  |  | 0 | 0 | 0 | 0 | 0 | 0 | 0 | 0 | 0 | 1 | 1 | 1 | 1 | [13 empty] | 1 | 1 | 1 | 1 | 1 | 1 | 1 |  | 0
SCE Metro | Mira Loma | 500 | Distributed_Solar |  |  | 0 | 0 | 0 | 0 | 0 | 0 | 0 | 0 | 0 | 1 | 1 | 1 | 1 | [13 empty] | 1 | 1 | 1 | 1 | 1 | 1 | 1 |  | 0
SCE Eastern | Mirage | 115 | Distributed_Solar |  |  | 0 | 0 | 0 | 0 | 0 | 0 | 0 | 0 | 0 | 5 | 4 | 3 | 3 | [13 empty] | 2 | 1 | 3 | 1 | 3 | 1 | 1 |  | 0
SCE Eastern | Mirage | 230 | Distributed_Solar |  |  | 0 | 0 | 0 | 0 | 0 | 0 | 0 | 0 | 0 | 5 | 4 | 3 | 3 | [13 empty] | 2 | 1 | 3 | 1 | 3 | 1 | 1 |  | 0
SDGE | Mission | 138 | Distributed_Solar |  |  | 0 | 0 | 0 | 0 | 0 | 0 | 0 | 0 | 0 | 1 | 1 | 1 | 1 | [13 empty] | 2 | 1 | 2 | 1 | 2 | 1 | 1 |  | 0
SDGE | Mission | 230 | Distributed_Solar |  |  | 0 | 0 | 0 | 0 | 0 | 0 | 0 | 0 | 0 | 1 | 1 | 1 | 1 | [13 empty] | 2 | 1 | 2 | 1 | 2 | 1 | 1 |  | 0
SDGE | Mission | 69 | Distributed_Solar |  |  | 0 | 0 | 0 | 0 | 0 | 0 | 0 | 0 | 0 | 1 | 1 | 1 | 1 | [13 empty] | 2 | 1 | 2 | 1 | 2 | 1 | 1 |  | 0
PG&E GBA | Mi-Wuk | 115 | Distributed_Solar |  |  | 0 | 0 | 0 | 0 | 0 | 0 | 0 | 0 | 0 | 5 | 4 | 1 | 1 | [13 empty] | 2 | 1 | 4 | 1 | 3 | 1 | 1 |  | 0
EOP | Mohave | 500 | Distributed_Solar |  |  | 0 | 0 | 0 | 0 | 0 | 0 | 0 | 0 | 0 | 5 | 2 | 1 | 1 | [13 empty] | 2 | 2 | 3 | 1 | 3 | 1 | 1 |  | 0
PG&E NGBA | Monroe | 115 | Distributed_Solar |  |  | 0 | 0 | 0 | 0 | 0 | 0 | 0 | 0 | 0 | 5 | 2 | 1 | 1 | [13 empty] | 2 | 1 | 3 | 2 | 2 | 1 | 1 |  | 0
SDGE | Monserate | 69 | Distributed_Solar |  |  | 0 | 0 | 0 | 0 | 0 | 0 | 0 | 0 | 0 | 1 | 1 | 1 | 1 | [13 empty] | 2 | 1 | 3 | 1 | 3 | 1+ | 1 |  | 1
PG&E GBA | Monta Vista | 115 | Distributed_Solar |  |  | 0 | 0 | 0 | 0 | 0 | 0 | 0 | 0 | 0 | 5 | 4 | 1 | 1 | [13 empty] | 2 | 1 | 3 | 2 | 3 | 1 | 1 |  | 0
PG&E GBA | Monta Vista | 230 | Distributed_Solar |  |  | 0 | 0 | 0 | 0 | 0 | 0 | 0 | 0 | 0 | 5 | 4 | 1 | 1 | [13 empty] | 2 | 1 | 3 | 2 | 3 | 1 | 1 |  | 0
PG&E GBA | Monta Vista | 60 | Distributed_Solar |  |  | 0 | 0 | 0 | 0 | 0 | 0 | 0 | 0 | 0 | 5 | 4 | 1 | 1 | [13 empty] | 2 | 1 | 3 | 2 | 3 | 1 | 1 |  | 0
PG&E NGBA | Monticello | 115 | Distributed_Solar |  |  | 0 | 0 | 0 | 0 | 0 | 0 | 0 | 0 | 0 | 5 | 2 | 1 | 1 | [13 empty] | 2 | 1 | 4 | 2 | 3 | 1 | 1 |  | 0
SCE Northern | Moorpark | 230 | Distributed_Solar |  |  | 0 | 0 | 0 | 0 | 0 | 0 | 0 | 0 | 0 | 5 | 2 | 1 | 1 | [13 empty] | 2 | 1 | 4 | 1 | 3 | 1 | 1 |  | 0
SCE Northern | Moorpark | 66 | Distributed_Solar |  |  | 0 | 0 | 0 | 0 | 0 | 0 | 0 | 0 | 0 | 5 | 2 | 1 | 1 | [13 empty] | 2 | 1 | 4 | 1 | 3 | 1 | 1 |  | 0
PG&E GBA | Moraga | 115 | Distributed_Solar |  |  | 0 | 0 | 0 | 0 | 0 | 0 | 0 | 0 | 0 | 5 | 2 | 1 | 1 | [13 empty] | 2 | 1 | 3 | 1 | 3 | 1 | 1 |  | 0
PG&E GBA | Moraga | 230 | Distributed_Solar |  |  | 0 | 0 | 0 | 0 | 0 | 0 | 0 | 0 | 0 | 5 | 4 | 1 | 1 | [13 empty] | 2 | 1 | 3 | 1 | 3 | 1 | 1 |  | 0
PG&E GBA | Morgan Hill | 115 | Distributed_Solar |  |  | 0 | 0 | 0 | 0 | 0 | 0 | 0 | 0 | 0 | 5 | 4 | 1 | 1 | [13 empty] | 2 | 1 | 3 | 2 | 2 | 1 | 1 |  | 0
PG&E KERN | Morro Bay | 115 | Distributed_Solar |  |  | 0 | 0 | 0 | 0 | 0 | 0 | 0 | 0 | 0 | 1 | 1 | 1 | 1 | [13 empty] | 2 | 2 | 2 | 2 | 3 | 1 | 1 |  | 0
PG&E KERN | Morro Bay | 230 | Distributed_Solar |  |  | 0 | 0 | 0 | 0 | 0 | 0 | 0 | 0 | 0 | 5 | 2 | 4 | 4 | [13 empty] | 2 | 2 | 2 | 2 | 3 | 1 | 1 |  | 0
PG&E KERN | Morro Bay | 500 | Distributed_Solar |  |  | 0 | 0 | 0 | 0 | 0 | 0 | 0 | 0 | 0 | 5 | 2 | 4 | 4 | [13 empty] | 2 | 2 | 2 | 2 | 3 | 1 | 1 |  | 0
PG&E GBA | Moss Landing | 115 | Distributed_Solar |  |  | 0 | 0 | 0 | 0 | 0 | 0 | 0 | 0 | 0 | 5 | 4 | 1 | 1 | [13 empty] | 2 | 2 | 1 | 2 | 2 | 1 | 1 |  | 0
PG&E GBA | Moss Landing | 230 | Distributed_Solar |  |  | 0 | 0 | 0 | 0 | 0 | 0 | 0 | 0 | 0 | 5 | 4 | 1 | 1 | [13 empty] | 2 | 2 | 1 | 2 | 2 | 1 | 1 |  | 0
PG&E GBA | Moss Landing | 500 | Distributed_Solar |  |  | 0 | 0 | 0 | 0 | 0 | 0 | 0 | 0 | 0 | 5 | 4 | 1 | 1 | [13 empty] | 2 | 2 | 1 | 2 | 2 | 1 | 1 |  | 0
EOP | Mountain Pass | 115 | Distributed_Solar |  |  | 0 | 0 | 0 | 0 | 0 | 0 | 0 | 0 | 0 | 5 | 3 | 1 | 1 | [13 empty] | 2 | 2 | 4 | 1 | 1 | 1 | 1 |  | 0
PG&E GBA | Mountain View | 115 | Distributed_Solar |  |  | 0 | 0 | 0 | 0 | 0 | 0 | 0 | 0 | 0 | 5 | 2 | 1 | 1 | [13 empty] | 2 | 1 | 2 | 2 | 2 | 1 | 1 |  | 0
PG&E GBA | Mt Eden | 115 | Distributed_Solar |  |  | 0 | 0 | 0 | 0 | 0 | 0 | 0 | 0 | 0 | 5 | 2 | 1 | 1 | [13 empty] | 2 | 1 | 2 | 1 | 2 | 4+ | 1 |  | 1
PG&E KERN | Mt Poso | 115 | Distributed_Solar |  |  | 0 | 0 | 0 | 0 | 0 | 0 | 0 | 0 | 0 | 1 | 1 | 1 | 1 | [13 empty] | 1 | 1 | 2 | 1 | 1 | 1 | 1 |  | 0
SDGE | Murray | 69 | Distributed_Solar |  |  | 0 | 0 | 0 | 0 | 0 | 0 | 0 | 0 | 0 | 1 | 1 | 1 | 1 | [13 empty] | 2 | 1 | 2 | 1 | 2 | 1 | 1 |  | 0
PG&E FRESNO | Mustang | 230 | Distributed_Solar |  |  | 0 | 0 | 0 | 0 | 0 | 0 | 0 | 0 | 0 | 5 | 3 | 5 | 4 | [13 empty] | 1 | 1 | 1 | 2 | 1 | 1 | 1 |  | 0
SCE Northern | Neenach | 66 | Distributed_Solar |  |  | 0 | 0 | 0 | 0 | 0 | 0 | 0 | 0 | 0 | 1 | 1 | 1 | 1 | [13 empty] | 2 | 1 | 4 | 1 | 3 | 1 | 1 |  | 0
PG&E KERN | New Sub - Gates - Midway (Proposed) | 230 | Distributed_Solar |  |  | 0 | 0 | 0 | 0 | 0 | 0 | 0 | 0 | 0 | 5 | 2 | 4 | 4 | [13 empty] | 1 | 1 | 4 | 2 | 1 | 1 | 1 |  | 0
PG&E KERN | New Sub - Gates - Templeton (Proposed) | 230 | Distributed_Solar |  |  | 0 | 0 | 0 | 0 | 0 | 0 | 0 | 0 | 0 | 5 | 2 | 4 | 4 | [13 empty] | 1 | 1 | 4 | 2 | 1 | 1 | 1 |  | 0
SCE NOL | New Sub - Kramer - Lugo (Proposed) | 230 | Distributed_Solar |  |  | 0 | 0 | 0 | 0 | 0 | 0 | 0 | 0 | 0 | 3 | 3 | 1 | 1 | [13 empty] | 2 | 1 | 2 | 1 | 1 | 1 | 1 |  | 0
PG&E FRESNO | New Sub - Los Banos - Midway (Proposed) | 500 | Distributed_Solar |  |  | 0 | 0 | 0 | 0 | 0 | 0 | 0 | 0 | 0 | 5 | 2 | 4 | 4 | [13 empty] | 1 | 1 | 4 | 2 | 1 | 1 | 1 |  | 0
SCE NOL | New Sub - Lugo - Pisgah (Proposed) | 230 | Distributed_Solar |  |  | 0 | 0 | 0 | 0 | 0 | 0 | 0 | 0 | 0 | 1 | 1 | 1 | 1 | [13 empty] | 2 | 1 | 3 | 1 | 3 | 1 | 1 |  | 0
PG&E KERN | New Sub - Midway - Wheeler Ridge (Proposed) | 230 | Distributed_Solar |  |  | 0 | 0 | 0 | 0 | 0 | 0 | 0 | 0 | 0 | 5 | 2 | 4 | 4 | [13 empty] | 1 | 1 | 3 | 1 | 1 | 1 | 1 |  | 0
PG&E NGBA | New Sub - Near existing Leavitt (PSREC) | 345 | Distributed_Solar |  |  | 0 | 0 | 0 | 0 | 0 | 0 | 0 | 0 | 0 | 5 | 2 | 1 | 1 | [13 empty] | 2 | 2 | 1 | 1 | 3 | 1 | 1 |  | 0
PG&E NGBA | New Sub - Near existing Madeline (NVE) | 345 | Distributed_Solar |  |  | 0 | 0 | 0 | 0 | 0 | 0 | 0 | 0 | 0 | 5 | 2 | 1 | 1 | [13 empty] | 2 | 2 | 4 | 1 | 3 | 1 | 1 |  | 0
SDGE | New Sub - North Gila - IV (Proposed) | 500 | Distributed_Solar |  |  | 0 | 0 | 0 | 0 | 0 | 0 | 0 | 0 | 0 | 1 | 1 | 1 | 1 | [13 empty] | 2 | 1 | 4 | 2 | 2 | 1 | 1 |  | 0
PG&E NGBA | New Sub - Pit 1 - Cottonwood (Proposed) | 230 | Distributed_Solar |  |  | 0 | 0 | 0 | 0 | 0 | 0 | 0 | 0 | 0 | 5 | 3 | 3 | 3 | [13 empty] | 2 | 2 | 4 | 2 | 3 | 1 | 1 |  | 0
PG&E GBA | New Sub - Rancho Seco - Bellota (Proposed) | 230 | Distributed_Solar |  |  | 0 | 0 | 0 | 0 | 0 | 0 | 0 | 0 | 0 | 5 | 4 | 1 | 1 | [13 empty] | 1 | 1 | 4 | 2 | 3 | 1 | 1 |  | 0
SDGE | New Sub - Suncrest - Ocotillo (Proposed) | 500 | Distributed_Solar |  |  | 0 | 0 | 0 | 0 | 0 | 0 | 0 | 0 | 0 | 1 | 1 | 1 | 1 | [13 empty] | 2 | 1 | 4 | 1 | 3 | 1 | 1 |  | 0
PG&E FRESNO | New Sub - Westley - Quinto (Proposed) | 230 | Distributed_Solar |  |  | 0 | 0 | 0 | 0 | 0 | 0 | 0 | 0 | 0 | 1 | 1 | 1 | 1 | [13 empty] | 1 | 1 | 4 | 2 | 1 | 1 | 1 |  | 0
PG&E GBA | Newark | 115 | Distributed_Solar |  |  | 0 | 0 | 0 | 0 | 0 | 0 | 0 | 0 | 0 | 5 | 4 | 1 | 1 | [13 empty] | 2 | 1 | 3 | 1 | 2 | 1 | 1 |  | 0
PG&E GBA | Newark | 230 | Distributed_Solar |  |  | 0 | 0 | 0 | 0 | 0 | 0 | 0 | 0 | 0 | 5 | 4 | 1 | 1 | [13 empty] | 2 | 1 | 3 | 1 | 2 | 1 | 1 |  | 0
PG&E GBA | Newark | 60 | Distributed_Solar |  |  | 0 | 2.5 | 2.5 | 0 | 0 | 0 | 0 | 2.5 | 2.5 | 5 | 2 | 1 | 1 | [13 empty] | 2 | 1 | 3 | 1 | 2 | 3+ | 1 |  | 1
PG&E FRESNO | Newhall | 115 | Distributed_Solar |  |  | 0 | 0 | 0 | 0 | 0 | 0 | 0 | 0 | 0 | 5 | 4 | 5 | 2 | [13 empty] | 1 | 1 | 4 | 2 | 1 | 1+ | 1 |  | 1
PG&E KERN | Norco | 115 | Distributed_Solar |  |  | 0 | 0 | 0 | 0 | 0 | 0 | 0 | 0 | 0 | 5 | 2 | 4 | 4 | [13 empty] | 1 | 1 | 3 | 1 | 1 | 1 | 1 |  | 0
PG&E GBA | Nortech | 115 | Distributed_Solar |  |  | 0 | 0 | 0 | 0 | 0 | 0 | 0 | 0 | 0 | 5 | 4 | 1 | 1 | [13 empty] | 2 | 1 | 2 | 2 | 1 | 1 | 1 |  | 0
SDGE | North City Metering | 138 | Distributed_Solar |  |  | 0 | 0 | 0 | 0 | 0 | 0 | 0 | 0 | 0 | 1 | 1 | 1 | 1 | [13 empty] | 2 | 1 | 2 | 1 | 3 | 1 | 1 |  | 0
PG&E GBA | North Dublin | 230 | Distributed_Solar |  |  | 0 | 0 | 0 | 0 | 0 | 0 | 0 | 0 | 0 | 5 | 4 | 1 | 1 | [13 empty] | 2 | 1 | 2 | 1 | 3 | 1 | 1 |  | 0
SDGE | North Gila | 500 | Distributed_Solar |  |  | 0 | 0 | 0 | 0 | 0 | 0 | 0 | 0 | 0 | 1 | 1 | 1 | 1 | [13 empty] | 2 | 2 | 4 | 2 | 3 | 1 | 1 |  | 0
SCE Metro | North of SONGS | 230 | Distributed_Solar |  |  | 0 | 0 | 0 | 0 | 0 | 0 | 0 | 0 | 0 | 1 | 1 | 1 | 1 | [13 empty] | 2 | 1 | 3 | 1 | 3 | 1 | 1 |  | 0
SCE Metro | North of SONGS | 500 | Distributed_Solar |  |  | 0 | 0 | 0 | 0 | 0 | 0 | 0 | 0 | 0 | 1 | 1 | 1 | 1 | [13 empty] | 2 | 1 | 3 | 1 | 3 | 1 | 1 |  | 0
PG&E NGBA | Notre Dame | 115 | Distributed_Solar |  |  | 0 | 0 | 0 | 0 | 0 | 0 | 0 | 0 | 0 | 5 | 2 | 1 | 1 | [13 empty] | 2 | 1 | 4 | 2 | 2 | 1+ | 1 |  | 1
PG&E GBA | Oakland C | 115 | Distributed_Solar |  |  | 0 | 0 | 0 | 0 | 0 | 0 | 0 | 0 | 0 | 5 | 4 | 1 | 1 | [13 empty] | 2 | 1 | 1 | 1 | 2 | 1 | 1 |  | 0
PG&E GBA | Oakland J | 115 | Distributed_Solar |  |  | 0 | 0 | 0 | 0 | 0 | 0 | 0 | 0 | 0 | 5 | 2 | 1 | 1 | [13 empty] | 2 | 1 | 2 | 1 | 1 | 4+ | 1 |  | 1
PG&E GBA | Oakland L | 115 | Distributed_Solar |  |  | 0 | 0 | 0 | 0 | 0 | 0 | 0 | 0 | 0 | 5 | 2 | 1 | 1 | [13 empty] | 2 | 1 | 2 | 1 | 1 | 4+ | 1 |  | 1
PG&E GBA | Oakland X | 115 | Distributed_Solar |  |  | 0 | 0 | 0 | 0 | 0 | 0 | 0 | 0 | 0 | 5 | 2 | 1 | 1 | [13 empty] | 2 | 1 | 2 | 1 | 2 | 1 | 1 |  | 0
SDGE | Ocean Ranch | 69 | Distributed_Solar |  |  | 0 | 0 | 0 | 0 | 0 | 0 | 0 | 0 | 0 | 1 | 1 | 1 | 1 | [13 empty] | 2 | 1 | 4 | 1 | 3 | 1 | 1 |  | 0
PG&E KERN | Oceano | 115 | Distributed_Solar |  |  | 0 | 0 | 0 | 0 | 0 | 0 | 0 | 0 | 0 | 1 | 1 | 1 | 1 | [13 empty] | 2 | 2 | 4 | 2 | 3 | 1 | 1 |  | 0
SDGE | Ocotillo Express | 500 | Distributed_Solar |  |  | 0 | 0 | 0 | 0 | 0 | 0 | 0 | 0 | 0 | 1 | 1 | 1 | 1 | [13 empty] | 2 | 1 | 4 | 2 | 3 | 1 | 1 |  | 0
PG&E KERN | Old River | 70 | Distributed_Solar |  |  | 0 | 2.4 | 2.4 | 0 | 2.4 | 2.4 | 0 | 0 | 0 | 5 | 2 | 4 | 4 | [13 empty] | 1 | 1 | 4 | 1 | 2 | 1 | 1 |  | 1
SDGE | Old Town | 230 | Distributed_Solar |  |  | 0 | 0 | 0 | 0 | 0 | 0 | 0 | 0 | 0 | 1 | 1 | 1 | 1 | [13 empty] | 2 | 1 | 3 | 1 | 2 | 1 | 1 |  | 0
SCE Metro | Olinda | 230 | Distributed_Solar |  |  | 0 | 0 | 0 | 0 | 0 | 0 | 0 | 0 | 0 | 1 | 1 | 1 | 1 | [13 empty] | 1 | 1 | 2 | 1 | 2 | 1 | 1 |  | 0
PG&E FRESNO | Olive | 115 | Distributed_Solar |  |  | 0 | 0 | 0 | 0 | 0 | 0 | 0 | 0 | 0 | 5 | 2 | 4 | 4 | [13 empty] | 1 | 1 | 4 | 1 | 1 | 1 | 1 |  | 0
PG&E NGBA | Olivehurst | 115 | Distributed_Solar |  |  | 0 | 0 | 0 | 0 | 0 | 0 | 0 | 0 | 0 | 5 | 4 | 1 | 1 | [13 empty] | 2 | 2 | 2 | 1 | 2 | 1+ | 1 |  | 1
PG&E NGBA | Oregon Trail | 60 | Distributed_Solar |  |  | 0 | 0 | 0 | 0 | 0 | 0 | 0 | 0 | 0 | 5 | 2 | 1 | 1 | [13 empty] | 2 | 2 | 3 | 2 | 3 | 1 | 1 |  | 0
SCE Northern | Ormond Beach | 230 | Distributed_Solar |  |  | 0 | 0 | 0 | 0 | 0 | 0 | 0 | 0 | 0 | 5 | 2 | 1 | 1 | [13 empty] | 2 | 1 | 1 | 1 | 1 | 1 | 1 |  | 0
PG&E FRESNO | Oro Loma | 115 | Distributed_Solar |  |  | 0 | 0 | 0 | 0 | 0 | 0 | 0 | 0 | 0 | 1 | 1 | 1 | 1 | [13 empty] | 1 | 1 | 4 | 2 | 1 | 1 | 1 |  | 0
PG&E FRESNO | Oro Loma | 70 | Distributed_Solar |  |  | 0 | 5 | 5 | 0 | 5 | 5 | 0 | 0 | 0 | 1 | 1 | 1 | 1 | [13 empty] | 1 | 1 | 4 | 2 | 1 | 4+ | 1 |  | 1
PG&E FRESNO | Orosi | 70 | Distributed_Solar |  |  | 0 | 0 | 0 | 0 | 0 | 0 | 0 | 0 | 0 | 5 | 2 | 5 | 2 | [13 empty] | 1 | 1 | 4 | 1 | 1 | 1 | 1 |  | 0
SDGE | Otay | 69 | Distributed_Solar |  |  | 0 | 0 | 0 | 0 | 0 | 0 | 0 | 0 | 0 | 1 | 1 | 1 | 1 | [13 empty] | 2 | 1 | 1 | 1 | 1 | 1 | 1 |  | 0
SDGE | Otay Mesa | 230 | Distributed_Solar |  |  | 0 | 0 | 0 | 0 | 0 | 0 | 0 | 0 | 0 | 1 | 1 | 1 | 1 | [13 empty] | 2 | 1 | 1 | 1 | 3 | 1 | 1 |  | 0
PG&E FRESNO | Padre Flats SW STA | 230 | Distributed_Solar |  |  | 0 | 0 | 0 | 0 | 0 | 0 | 0 | 0 | 0 | 1 | 1 | 1 | 1 | [13 empty] | 1 | 1 | 4 | 2 | 1 | 1 | 1 |  | 0
EOP | Pahrump | 138 | Distributed_Solar |  |  | 0 | 0 | 0 | 0 | 0 | 0 | 0 | 0 | 0 | 5 | 3 | 1 | 1 | [13 empty] | 2 | 2 | 4 | 1 | 3 | 1 | 1 |  | 0
EOP | Pahrump | 230 | Distributed_Solar |  |  | 0 | 0 | 0 | 0 | 0 | 0 | 0 | 0 | 0 | 5 | 3 | 1 | 1 | [13 empty] | 2 | 2 | 4 | 1 | 3 | 1 | 1 |  | 0
SDGE | Pala | 69 | Distributed_Solar |  |  | 0 | 0 | 0 | 0 | 0 | 0 | 0 | 0 | 0 | 1 | 1 | 1 | 1 | [13 empty] | 2 | 1 | 1 | 1 | 3 | 1 | 1 |  | 0
PG&E NGBA | Palermo | 115 | Distributed_Solar |  |  | 0 | 0 | 0 | 0 | 0 | 0 | 0 | 0 | 0 | 5 | 4 | 1 | 1 | [13 empty] | 2 | 1 | 2 | 2 | 2 | 1 | 1 |  | 0
PG&E NGBA | Palermo | 230 | Distributed_Solar |  |  | 0 | 0 | 0 | 0 | 0 | 0 | 0 | 0 | 0 | 5 | 4 | 1 | 1 | [13 empty] | 2 | 1 | 2 | 2 | 2 | 1 | 1 |  | 0
SCE Eastern | Palo Verde | 500 | Distributed_Solar |  |  | 0 | 0 | 0 | 0 | 0 | 0 | 0 | 0 | 0 | 5 | 2 | 1 | 1 | [13 empty] | 2 | 1 | 4 | 2 | 3 | 1 | 1 |  | 0
SDGE | Palomar Energy | 230 | Distributed_Solar |  |  | 0 | 0 | 0 | 0 | 0 | 0 | 0 | 0 | 0 | 1 | 1 | 1 | 1 | [13 empty] | 2 | 1 | 2 | 1 | 3 | 1 | 1 |  | 0
PG&E KERN | Panama | 70 | Distributed_Solar |  |  | 0 | 0 | 0 | 0 | 0 | 0 | 0 | 0 | 0 | 1 | 1 | 1 | 1 | [13 empty] | 1 | 1 | 4 | 1 | 1 | 1 | 1 |  | 0
PG&E FRESNO | Panoche | 115 | Distributed_Solar |  |  | 0 | 6.15 | 6.15 | 0 | 4.4 | 4.4 | 0 | 1.75 | 1.75 | 5 | 4 | 1 | 1 | [13 empty] | 1 | 1 | 1 | 2 | 1 | 1 | 1 |  | 1
PG&E FRESNO | Panoche | 230 | Distributed_Solar |  |  | 0 | 0 | 0 | 0 | 0 | 0 | 0 | 0 | 0 | 1 | 1 | 1 | 1 | [13 empty] | 1 | 1 | 1 | 2 | 1 | 1 | 1 |  | 0
SCE Northern | Pardee | 230 | Distributed_Solar |  |  | 0 | 0 | 0 | 0 | 0 | 0 | 0 | 0 | 0 | 5 | 2 | 1 | 1 | [13 empty] | 1 | 1 | 3 | 1 | 3 | 1 | 1 |  | 0
PG&E NGBA | Parkway | 230 | Distributed_Solar |  |  | 0 | 0 | 0 | 0 | 0 | 0 | 0 | 0 | 0 | 5 | 2 | 1 | 1 | [13 empty] | 2 | 1 | 4 | 1 | 2 | 1 | 1 |  | 0
SCE Northern | Pastoria | 230 | Distributed_Solar |  |  | 0 | 0 | 0 | 0 | 0 | 0 | 0 | 0 | 0 | 5 | 2 | 1 | 1 | [13 empty] | 1 | 1 | 2 | 1 | 3 | 1 | 1 |  | 0
SCE Metro | Pauda | 230 | Distributed_Solar |  |  | 0 | 0 | 0 | 0 | 0 | 0 | 0 | 0 | 0 | 1 | 1 | 1 | 1 | [13 empty] | 1 | 1 | 2 | 1 | 2 | 1 | 1 |  | 0
PG&E GBA | Paul Sweet | 115 | Distributed_Solar |  |  | 0 | 0 | 0 | 0 | 0 | 0 | 0 | 0 | 0 | 1 | 1 | 1 | 1 | [13 empty] | 2 | 2 | 2 | 2 | 3 | 4+ | 1 |  | 1
PG&E NGBA | Peabody | 230 | Distributed_Solar |  |  | 0 | 8 | 8 | 0 | 0 | 0 | 0 | 8 | 8 | 5 | 2 | 1 | 1 | [13 empty] | 2 | 1 | 2 | 1 | 2 | 3+ | 1 |  | 1
PG&E NGBA | Pease | 115 | Distributed_Solar |  |  | 0 | 0 | 0 | 0 | 0 | 0 | 0 | 0 | 0 | 5 | 4 | 1 | 1 | [13 empty] | 2 | 2 | 2 | 1 | 2 | 1 | 1 |  | 0
PG&E NGBA | Pease | 60 | Distributed_Solar |  |  | 0 | 3 | 3 | 0 | 0 | 0 | 0 | 3 | 3 | 5 | 4 | 1 | 1 | [13 empty] | 2 | 2 | 2 | 1 | 2 | 1 | 1 |  | 1
SDGE | Penasquitos | 138 | Distributed_Solar |  |  | 0 | 0 | 0 | 0 | 0 | 0 | 0 | 0 | 0 | 1 | 1 | 1 | 1 | [13 empty] | 2 | 1 | 2 | 1 | 3 | 1 | 1 |  | 0
SDGE | Penasquitos | 230 | Distributed_Solar |  |  | 0 | 0 | 0 | 0 | 0 | 0 | 0 | 0 | 0 | 1 | 1 | 1 | 1 | [13 empty] | 2 | 1 | 2 | 1 | 3 | 1 | 1 |  | 0
SDGE | Penasquitos | 69 | Distributed_Solar |  |  | 0 | 0 | 0 | 0 | 0 | 0 | 0 | 0 | 0 | 1 | 1 | 1 | 1 | [13 empty] | 2 | 1 | 2 | 1 | 3 | 1 | 1 |  | 0
SDGE | Pendleton | 69 | Distributed_Solar |  |  | 0 | 0 | 0 | 0 | 0 | 0 | 0 | 0 | 0 | 1 | 1 | 1 | 1 | [13 empty] | 2 | 1 | 4 | 1 | 3 | 1 | 1 |  | 0
PG&E NGBA | Penngrove | 115 | Distributed_Solar |  |  | 0 | 0 | 0 | 0 | 0 | 0 | 0 | 0 | 0 | 5 | 2 | 1 | 1 | [13 empty] | 2 | 1 | 3 | 2 | 2 | 4+ | 1 |  | 1
PG&E GBA | Peoria | 115 | Distributed_Solar |  |  | 0 | 0 | 0 | 0 | 0 | 0 | 0 | 0 | 0 | 5 | 4 | 1 | 1 | [13 empty] | 2 | 1 | 4 | 1 | 3 | 1 | 1 |  | 0
PG&E GBA | Piercy | 115 | Distributed_Solar |  |  | 0 | 0 | 0 | 0 | 0 | 0 | 0 | 0 | 0 | 5 | 4 | 1 | 1 | [13 empty] | 2 | 1 | 2 | 2 | 2 | 1 | 1 |  | 0
PG&E FRESNO | Pine Flat | 230 | Distributed_Solar |  |  | 0 | 0 | 0 | 0 | 0 | 0 | 0 | 0 | 0 | 5 | 4 | 5 | 2 | [13 empty] | 1 | 1 | 4 | 2 | 3 | 1 | 1 |  | 0
SCE NOL | Pisgah | 230 | Distributed_Solar |  |  | 0 | 0 | 0 | 0 | 0 | 0 | 0 | 0 | 0 | 1 | 1 | 1 | 1 | [13 empty] | 2 | 1 | 4 | 1 | 1 | 1 | 1 |  | 0
PG&E NGBA | Pit 1 | 230 | Distributed_Solar |  |  | 0 | 0 | 0 | 0 | 0 | 0 | 0 | 0 | 0 | 5 | 3 | 3 | 3 | [13 empty] | 2 | 2 | 4 | 2 | 3 | 1 | 1 |  | 0
PG&E NGBA | Pit 1 | 60 | Distributed_Solar |  |  | 0 | 0 | 0 | 0 | 0 | 0 | 0 | 0 | 0 | 5 | 3 | 3 | 3 | [13 empty] | 2 | 2 | 4 | 2 | 3 | 1 | 1 |  | 0
PG&E NGBA | Pit 3 | 230 | Distributed_Solar |  |  | 0 | 0 | 0 | 0 | 0 | 0 | 0 | 0 | 0 | 5 | 3 | 3 | 3 | [13 empty] | 2 | 2 | 4 | 2 | 3 | 1 | 1 |  | 0
PG&E NGBA | Pit 4 | 230 | Distributed_Solar |  |  | 0 | 0 | 0 | 0 | 0 | 0 | 0 | 0 | 0 | 5 | 2 | 1 | 1 | [13 empty] | 2 | 2 | 4 | 2 | 3 | 1 | 1 |  | 0
PG&E GBA | Pittsburg | 115 | Distributed_Solar |  |  | 0 | 0 | 0 | 0 | 0 | 0 | 0 | 0 | 0 | 5 | 4 | 1 | 1 | [13 empty] | 2 | 1 | 2 | 1 | 1 | 1 | 1 |  | 0
PG&E GBA | Pittsburg | 230 | Distributed_Solar |  |  | 0 | 0 | 0 | 0 | 0 | 0 | 0 | 0 | 0 | 5 | 4 | 1 | 1 | [13 empty] | 2 | 1 | 2 | 1 | 1 | 1 | 1 |  | 0
PG&E NGBA | Pleasant Grove | 115 | Distributed_Solar |  |  | 0 | 0 | 0 | 0 | 0 | 0 | 0 | 0 | 0 | 5 | 4 | 1 | 1 | [13 empty] | 2 | 1 | 2 | 2 | 3 | 4+ | 4 | Shifted to other solar areas due to utility scale mapping | 1
PG&E NGBA | POE | 230 | Distributed_Solar |  |  | 0 | 0 | 0 | 0 | 0 | 0 | 0 | 0 | 0 | 5 | 4 | 1 | 1 | [13 empty] | 2 | 1 | 4 | 2 | 3 | 1 | 1 |  | 0
SDGE | Point Loma | 69 | Distributed_Solar |  |  | 0 | 0 | 0 | 0 | 0 | 0 | 0 | 0 | 0 | 1 | 1 | 1 | 1 | [13 empty] | 2 | 1 | 3 | 1 | 2 | 1 | 1 |  | 0
SDGE | Pomerado | 69 | Distributed_Solar |  |  | 0 | 0 | 0 | 0 | 0 | 0 | 0 | 0 | 0 | 1 | 1 | 1 | 1 | [13 empty] | 2 | 1 | 3 | 1 | 3 | 1 | 1 |  | 0
PG&E KERN | Poso Mountain | 115 | Distributed_Solar |  |  | 0 | 0 | 0 | 0 | 0 | 0 | 0 | 0 | 0 | 5 | 2 | 4 | 4 | [13 empty] | 1 | 1 | 3 | 1 | 2 | 4+ | 4 | Shifted to other solar areas due to utility scale mapping | 1
EOP | Primm | 230 | Distributed_Solar |  |  | 0 | 0 | 0 | 0 | 0 | 0 | 0 | 0 | 0 | 5 | 3 | 1 | 1 | [13 empty] | 2 | 2 | 4 | 1 | 2 | 1 | 1 |  | 0
PG&E NGBA | Putah Creek | 115 | Distributed_Solar |  |  | 0 | 4.3 | 4.3 | 0 | 0 | 0 | 0 | 4.3 | 4.3 | 5 | 2 | 1 | 1 | [13 empty] | 2 | 1 | 3 | 2 | 3 | 1+ | 4 | Reduced to better align with CI | 1
SDGE | Q1806 | 138 | Distributed_Solar |  |  | 0 | 0 | 0 | 0 | 0 | 0 | 0 | 0 | 0 | 1 | 1 | 1 | 1 | [13 empty] | 1 | 1 | 2 | 1 | 3 | 1 | 1 |  | 0
PG&E FRESNO | Quinto | 230 | Distributed_Solar |  |  | 0 | 0 | 0 | 0 | 0 | 0 | 0 | 0 | 0 | 1 | 1 | 1 | 1 | [13 empty] | 1 | 1 | 4 | 2 | 1 | 1 | 1 |  | 0
PG&E GBA | Race Track | 115 | Distributed_Solar |  |  | 0 | 0 | 0 | 0 | 0 | 0 | 0 | 0 | 0 | 5 | 4 | 1 | 1 | [13 empty] | 2 | 1 | 4 | 1 | 3 | 1+ | 1 |  | 1
SDGE | Rancho Mission Viejo | 138 | Distributed_Solar |  |  | 0 | 0 | 0 | 0 | 0 | 0 | 0 | 0 | 0 | 1 | 1 | 1 | 1 | [13 empty] | 1 | 1 | 2 | 1 | 3 | 1 | 1 |  | 0
PG&E GBA | Rancho Seco | 230 | Distributed_Solar |  |  | 0 | 0 | 0 | 0 | 0 | 0 | 0 | 0 | 0 | 5 | 4 | 1 | 1 | [13 empty] | 2 | 1 | 1 | 2 | 3 | 1 | 1 |  | 0
SCE Metro | Rancho Vista | 230 | Distributed_Solar |  |  | 0 | 0 | 0 | 0 | 0 | 0 | 0 | 0 | 0 | 1 | 1 | 1 | 1 | [13 empty] | 1 | 1 | 1 | 1 | 1 | 1 | 1 |  | 0
SCE Metro | Rancho Vista | 500 | Distributed_Solar |  |  | 0 | 0 | 0 | 0 | 0 | 0 | 0 | 0 | 0 | 1 | 1 | 1 | 1 | [13 empty] | 1 | 1 | 1 | 1 | 1 | 1 | 1 |  | 0
SCE NOL | Ransburg | 115 | Distributed_Solar |  |  | 0 | 3.3 | 3.3 | 0 | 0 | 0 | 0 | 3.3 | 3.3 | 3 | 3 | 1 | 1 | [13 empty] | 2 | 1 | 4 | 1 | 1 | 3+ | 1 |  | 1
PG&E GBA | Ravenswood | 115 | Distributed_Solar |  |  | 0 | 0 | 0 | 0 | 0 | 0 | 0 | 0 | 0 | 5 | 2 | 1 | 1 | [13 empty] | 2 | 1 | 2 | 1 | 2 | 1 | 1 |  | 0
PG&E GBA | Ravenswood | 230 | Distributed_Solar |  |  | 0 | 0 | 0 | 0 | 0 | 0 | 0 | 0 | 0 | 5 | 2 | 1 | 1 | [13 empty] | 2 | 1 | 2 | 1 | 2 | 1 | 1 |  | 0
SCE Northern | Rector | 230 | Distributed_Solar |  |  | 0 | 15 | 15 | 0 | 15 | 15 | 0 | 0 | 0 | 1 | 1 | 1 | 1 | [13 empty] | 1 | 1 | 2 | 1 | 2 | 1+ | 1 |  | 1
SCE Eastern | Red Bluff | 230 | Distributed_Solar |  |  | 0 | 0 | 0 | 0 | 0 | 0 | 0 | 0 | 0 | 1 | 1 | 1 | 1 | [13 empty] | 2 | 2 | 4 | 1 | 3 | 1+ | 1 |  | 1
SCE Eastern | Red Bluff | 500 | Distributed_Solar |  |  | 0 | 0 | 0 | 0 | 0 | 0 | 0 | 0 | 0 | 1 | 1 | 1 | 1 | [13 empty] | 2 | 2 | 4 | 1 | 3 | 1 | 1 |  | 0
PG&E NGBA | Redbud | 115 | Distributed_Solar |  |  | 0 | 0 | 0 | 0 | 0 | 0 | 0 | 0 | 0 | 5 | 2 | 1 | 1 | [13 empty] | 2 | 2 | 4 | 2 | 3 | 1 | 1 |  | 0
SCE Metro | Redondo | 230 | Distributed_Solar |  |  | 0 | 0 | 0 | 0 | 0 | 0 | 0 | 0 | 0 | 1 | 1 | 1 | 1 | [13 empty] | 1 | 1 | 2 | 1 | 2 | 1 | 1 |  | 0
PG&E FRESNO | Reedley | 115 | Distributed_Solar |  |  | 0 | 0 | 0 | 0 | 0 | 0 | 0 | 0 | 0 | 5 | 4 | 5 | 4 | [13 empty] | 1 | 1 | 4 | 2 | 1 | 1 | 1 |  | 0
PG&E KERN | Renfro | 115 | Distributed_Solar |  |  | 0 | 0 | 0 | 0 | 0 | 0 | 0 | 0 | 0 | 1 | 1 | 1 | 1 | [13 empty] | 1 | 1 | 2 | 1 | 2 | 1 | 1 |  | 0
PG&E GBA | Richmond R | 115 | Distributed_Solar |  |  | 0 | 8 | 8 | 0 | 0 | 0 | 0 | 8 | 8 | 5 | 4 | 1 | 1 | [13 empty] | 2 | 1 | 2 | 1 | 2 | 1 | 1 |  | 1
PG&E NGBA | Rincon | 115 | Distributed_Solar |  |  | 0 | 0 | 0 | 0 | 0 | 0 | 0 | 0 | 0 | 5 | 2 | 1 | 1 | [13 empty] | 2 | 1 | 3 | 2 | 2 | 1 | 1 |  | 0
PG&E KERN | Rio Bravo | 115 | Distributed_Solar |  |  | 0 | 0 | 0 | 0 | 0 | 0 | 0 | 0 | 0 | 1 | 1 | 1 | 1 | [13 empty] | 1 | 1 | 2 | 1 | 1 | 4+ | 1 |  | 1
SCE Metro | Rio Hondo | 230 | Distributed_Solar |  |  | 0 | 0 | 0 | 0 | 0 | 0 | 0 | 0 | 0 | 1 | 1 | 1 | 1 | [13 empty] | 1 | 1 | 4 | 1 | 1 | 1 | 1 |  | 0
PG&E NGBA | Rio Oso | 115 | Distributed_Solar |  |  | 0 | 0 | 0 | 0 | 0 | 0 | 0 | 0 | 0 | 5 | 4 | 1 | 1 | [13 empty] | 2 | 1 | 4 | 1 | 3 | 1 | 1 |  | 0
PG&E NGBA | Rio Oso | 230 | Distributed_Solar |  |  | 0 | 0 | 0 | 0 | 0 | 0 | 0 | 0 | 0 | 5 | 4 | 1 | 1 | [13 empty] | 2 | 1 | 4 | 1 | 3 | 1 | 1 |  | 0
PG&E GBA | Ripon | 115 | Distributed_Solar |  |  | 0 | 2.6 | 2.6 | 0 | 2.6 | 2.6 | 0 | 0 | 0 | 5 | 4 | 1 | 1 | [13 empty] | 1 | 1 | 2 | 2 | 2 | 1+ | 1 |  | 1
PG&E GBA | Riverbank | 115 | Distributed_Solar |  |  | 0 | 0 | 0 | 0 | 0 | 0 | 0 | 0 | 0 | 5 | 4 | 1 | 1 | [13 empty] | 1 | 1 | 3 | 2 | 2 | 1+ | 1 |  | 1
SCE NOL | Roadway | 115 | Distributed_Solar |  |  | 0 | 2 | 2 | 0 | 2 | 2 | 0 | 0 | 0 | 1 | 1 | 1 | 1 | [13 empty] | 2 | 1 | 2 | 1 | 1 | 1 | 1 |  | 1
PG&E NGBA | Rock Creek 1 | 230 | Distributed_Solar |  |  | 0 | 0 | 0 | 0 | 0 | 0 | 0 | 0 | 0 | 5 | 4 | 1 | 1 | [13 empty] | 2 | 2 | 4 | 1 | 3 | 1 | 1 |  | 0
SCE Northern | Rosamond | 66 | Distributed_Solar |  |  | 0 | 0 | 0 | 0 | 0 | 0 | 0 | 0 | 0 | 1 | 1 | 1 | 1 | [13 empty] | 2 | 1 | 4 | 1 | 3 | 1 | 1 |  | 0
PG&E GBA | Rossmoor | 230 | Distributed_Solar |  |  | 0 | 0 | 0 | 0 | 0 | 0 | 0 | 0 | 0 | 5 | 2 | 1 | 1 | [13 empty] | 2 | 1 | 4 | 1 | 3 | 1+ | 1 |  | 1
PG&E NGBA | Round Mountain | 230 | Distributed_Solar |  |  | 0 | 0 | 0 | 0 | 0 | 0 | 0 | 0 | 0 | 5 | 2 | 1 | 1 | [13 empty] | 2 | 2 | 4 | 2 | 3 | 1 | 1 |  | 0
PG&E NGBA | Round Mountain | 500 | Distributed_Solar |  |  | 0 | 0 | 0 | 0 | 0 | 0 | 0 | 0 | 0 | 5 | 2 | 1 | 1 | [13 empty] | 2 | 2 | 4 | 2 | 3 | 1 | 1 |  | 0
PG&E GBA | Salado | 115 | Distributed_Solar |  |  | 0 | 0 | 0 | 0 | 0 | 0 | 0 | 0 | 0 | 5 | 4 | 1 | 1 | [13 empty] | 1 | 1 | 4 | 2 | 1 | 1 | 1 |  | 0
PG&E GBA | Salado | 60 | Distributed_Solar |  |  | 0 | 0 | 0 | 0 | 0 | 0 | 0 | 0 | 0 | 5 | 4 | 1 | 1 | [13 empty] | 1 | 1 | 4 | 2 | 1 | 1 | 1 |  | 0
PG&E GBA | Salinas | 115 | Distributed_Solar |  |  | 0 | 3 | 3 | 0 | 0 | 0 | 0 | 3 | 3 | 1 | 1 | 1 | 1 | [13 empty] | 2 | 2 | 3 | 2 | 2 | 1 | 1 |  | 1
SDGE | Salt Creek | 69 | Distributed_Solar |  |  | 0 | 0 | 0 | 0 | 0 | 0 | 0 | 0 | 0 | 1 | 1 | 1 | 1 | [13 empty] | 2 | 1 | 3 | 1 | 2 | 1 | 1 |  | 0
SCE Eastern | San Bernardino | 230 | Distributed_Solar |  |  | 0 | 0 | 0 | 0 | 0 | 0 | 0 | 0 | 0 | 1 | 1 | 1 | 1 | [13 empty] | 1 | 1 | 2 | 1 | 2 | 1+ | 1 |  | 1
PG&E GBA | SAN FRAN A (POTRERO PP) | 115 | Distributed_Solar |  |  | 0 | 0 | 0 | 0 | 0 | 0 | 0 | 0 | 0 | 5 | 2 | 1 | 1 | [13 empty] | 2 | 1 | 2 | 1 | 2 | 4+ | 1 |  | 1
PG&E GBA | SAN FRAN A (POTRERO PP) | 230 | Distributed_Solar |  |  | 0 | 0 | 0 | 0 | 0 | 0 | 0 | 0 | 0 | 5 | 2 | 1 | 1 | [13 empty] | 2 | 1 | 2 | 1 | 2 | 1 | 1 |  | 0
PG&E GBA | San Jose A | 115 | Distributed_Solar |  |  | 0 | 0 | 0 | 0 | 0 | 0 | 0 | 0 | 0 | 5 | 4 | 1 | 1 | [13 empty] | 2 | 1 | 2 | 2 | 2 | 1 | 1 |  | 0
PG&E GBA | San Jose B | 115 | Distributed_Solar |  |  | 0 | 0 | 0 | 0 | 0 | 0 | 0 | 0 | 0 | 5 | 4 | 1 | 1 | [13 empty] | 2 | 1 | 3 | 2 | 2 | 1 | 1 |  | 0
PG&E GBA | San Leandro U | 115 | Distributed_Solar |  |  | 0 | 0 | 0 | 0 | 0 | 0 | 0 | 0 | 0 | 5 | 2 | 1 | 1 | [13 empty] | 2 | 1 | 3 | 1 | 2 | 4+ | 1 |  | 1
PG&E KERN | San Luis Obispo | 115 | Distributed_Solar |  |  | 0 | 0 | 0 | 0 | 0 | 0 | 0 | 0 | 0 | 1 | 1 | 1 | 1 | [13 empty] | 2 | 2 | 4 | 2 | 3 | 1 | 1 |  | 0
PG&E KERN | San Luis Obispo | 70 | Distributed_Solar |  |  | 0 | 0 | 0 | 0 | 0 | 0 | 0 | 0 | 0 | 1 | 1 | 1 | 1 | [13 empty] | 2 | 2 | 4 | 2 | 3 | 1+ | 1 |  | 1
SDGE | San Luis Rey | 230 | Distributed_Solar |  |  | 0 | 0 | 0 | 0 | 0 | 0 | 0 | 0 | 0 | 1 | 1 | 1 | 1 | [13 empty] | 2 | 1 | 4 | 1 | 3 | 1 | 1 |  | 0
SDGE | San Luis Rey | 69 | Distributed_Solar |  |  | 0 | 0 | 0 | 0 | 0 | 0 | 0 | 0 | 0 | 1 | 1 | 1 | 1 | [13 empty] | 2 | 1 | 4 | 1 | 3 | 1 | 1 |  | 0
SDGE | San Marcos | 69 | Distributed_Solar |  |  | 0 | 0 | 0 | 0 | 0 | 0 | 0 | 0 | 0 | 1 | 1 | 1 | 1 | [13 empty] | 2 | 1 | 2 | 1 | 3 | 1 | 1 |  | 0
SCE Metro | San Onofre | 230 | Distributed_Solar |  |  | 0 | 0 | 0 | 0 | 0 | 0 | 0 | 0 | 0 | 1 | 1 | 1 | 1 | [13 empty] | 2 | 1 | 4 | 1 | 3 | 1 | 1 |  | 0
PG&E GBA | San Pablo | 115 | Distributed_Solar |  |  | 0 | 0 | 0 | 0 | 0 | 0 | 0 | 0 | 0 | 5 | 4 | 1 | 1 | [13 empty] | 2 | 1 | 2 | 1 | 1 | 1 | 1 |  | 0
PG&E GBA | San Ramon | 230 | Distributed_Solar |  |  | 0 | 0 | 0 | 0 | 0 | 0 | 0 | 0 | 0 | 5 | 2 | 1 | 1 | [13 empty] | 2 | 1 | 2 | 1 | 3 | 4+ | 4 | Shifted to other solar areas due to utility scale mapping | 1
SDGE | San Ysidro | 69 | Distributed_Solar |  |  | 0 | 0 | 0 | 0 | 0 | 0 | 0 | 0 | 0 | 1 | 1 | 1 | 1 | [13 empty] | 2 | 1 | 2 | 1 | 2 | 1 | 1 |  | 0
SCE NOL | Sandlot | 230 | Distributed_Solar |  |  | 0 | 0 | 0 | 0 | 0 | 0 | 0 | 0 | 0 | 3 | 3 | 1 | 1 | [13 empty] | 2 | 1 | 4 | 1 | 2 | 1 | 1 |  | 0
EOP | Sandy | 138 | Distributed_Solar |  |  | 0 | 0 | 0 | 0 | 0 | 0 | 0 | 0 | 0 | 5 | 3 | 1 | 1 | [13 empty] | 2 | 2 | 4 | 1 | 3 | 1 | 1 |  | 0
PG&E FRESNO | Sanger | 115 | Distributed_Solar |  |  | 0 | 0 | 0 | 0 | 0 | 0 | 0 | 0 | 0 | 5 | 4 | 5 | 4 | [13 empty] | 1 | 1 | 2 | 2 | 2 | 4+ | 5 | Shifted to other solar areas due to utility scale mapping | 1
SCE Northern | Santa Clara | 230 | Distributed_Solar |  |  | 0 | 0 | 0 | 0 | 0 | 0 | 0 | 0 | 0 | 5 | 2 | 1 | 1 | [13 empty] | 2 | 1 | 3 | 1 | 2 | 1+ | 1 |  | 1
PG&E NGBA | Santa Rosa A | 115 | Distributed_Solar |  |  | 0 | 0 | 0 | 0 | 0 | 0 | 0 | 0 | 0 | 5 | 2 | 1 | 1 | [13 empty] | 2 | 1 | 3 | 2 | 2 | 1 | 1 |  | 0
PG&E GBA | Santa Teresa | 115 | Distributed_Solar |  |  | 0 | 0 | 0 | 0 | 0 | 0 | 0 | 0 | 0 | 5 | 4 | 1 | 1 | [13 empty] | 2 | 1 | 2 | 2 | 2 | 1 | 1 |  | 0
SDGE | Santee | 138 | Distributed_Solar |  |  | 0 | 0 | 0 | 0 | 0 | 0 | 0 | 0 | 0 | 5 | 5 | 1 | 1 | [13 empty] | 2 | 1 | 2 | 1 | 2 | 1 | 1 |  | 0
SCE Metro | Santiago | 230 | Distributed_Solar |  |  | 0 | 0 | 0 | 0 | 0 | 0 | 0 | 0 | 0 | 1 | 1 | 1 | 1 | [13 empty] | 1 | 1 | 2 | 1 | 2 | 1 | 1 |  | 0
PG&E GBA | Saratoga | 230 | Distributed_Solar |  |  | 0 | 0 | 0 | 0 | 0 | 0 | 0 | 0 | 0 | 5 | 4 | 1 | 1 | [13 empty] | 2 | 1 | 4 | 2 | 3 | 1 | 1 |  | 0
SCE Northern | Saugus | 230 | Distributed_Solar |  |  | 0 | 0 | 0 | 0 | 0 | 0 | 0 | 0 | 0 | 5 | 2 | 1 | 1 | [13 empty] | 1 | 1 | 3 | 1 | 3 | 1 | 1 |  | 0
PG&E FRESNO | Schindler | 115 | Distributed_Solar |  |  | 0 | 0 | 0 | 0 | 0 | 0 | 0 | 0 | 0 | 1 | 1 | 1 | 1 | [13 empty] | 1 | 1 | 4 | 2 | 1 | 1 | 4 | Reduced to better align with CI | 1
PG&E FRESNO | Schindler | 70 | Distributed_Solar |  |  | 0 | 0 | 0 | 0 | 0 | 0 | 0 | 0 | 0 | 1 | 1 | 1 | 1 | [13 empty] | 1 | 1 | 4 | 2 | 1 | 4+ | 1 |  | 1
PG&E GBA | Schulte | 115 | Distributed_Solar |  |  | 0 | 0 | 0 | 0 | 0 | 0 | 0 | 0 | 0 | 5 | 4 | 1 | 1 | [13 empty] | 1 | 1 | 1 | 2 | 2 | 1 | 1 |  | 0
SDGE | Scripps | 69 | Distributed_Solar |  |  | 0 | 0 | 0 | 0 | 0 | 0 | 0 | 0 | 0 | 1 | 1 | 1 | 1 | [13 empty] | 2 | 1 | 2 | 1 | 3 | 1 | 1 |  | 0
PG&E KERN | Semitropic | 115 | Distributed_Solar |  |  | 0 | 4.66 | 4.66 | 0 | 4.66 | 4.66 | 0 | 0 | 0 | 1 | 1 | 1 | 1 | [13 empty] | 1 | 1 | 3 | 1 | 1 | 4+ | 1 |  | 1
SCE Metro | Serrano | 230 | Distributed_Solar |  |  | 0 | 0 | 0 | 0 | 0 | 0 | 0 | 0 | 0 | 1 | 1 | 1 | 1 | [13 empty] | 1 | 1 | 2 | 1 | 2 | 1 | 1 |  | 0
SCE Metro | Serrano | 500 | Distributed_Solar |  |  | 0 | 0 | 0 | 0 | 0 | 0 | 0 | 0 | 0 | 1 | 1 | 1 | 1 | [13 empty] | 1 | 1 | 2 | 1 | 2 | 1 | 1 |  | 0
SDGE | Shadowridge | 138 | Distributed_Solar |  |  | 0 | 0 | 0 | 0 | 0 | 0 | 0 | 0 | 0 | 1 | 1 | 1 | 1 | [13 empty] | 2 | 1 | 3 | 1 | 3 | 1 | 1 |  | 0
PG&E KERN | Shafter | 115 | Distributed_Solar |  |  | 0 | 2.25 | 2.25 | 0 | 2.25 | 2.25 | 0 | 0 | 0 | 5 | 2 | 4 | 4 | [13 empty] | 1 | 1 | 3 | 1 | 1 | 1+ | 1 |  | 1
PG&E NGBA | Silverado | 115 | Distributed_Solar |  |  | 0 | 0 | 0 | 0 | 0 | 0 | 0 | 0 | 0 | 5 | 2 | 1 | 1 | [13 empty] | 2 | 1 | 4 | 2 | 3 | 4+ | 1 |  | 1
SDGE | Silvergate | 230 | Distributed_Solar |  |  | 0 | 0 | 0 | 0 | 0 | 0 | 0 | 0 | 0 | 1 | 1 | 1 | 1 | [13 empty] | 2 | 1 | 1 | 1 | 1 | 1 | 1 |  | 0
SDGE | Silvergate | 69 | Distributed_Solar |  |  | 0 | 0 | 0 | 0 | 0 | 0 | 0 | 0 | 0 | 1 | 1 | 1 | 1 | [13 empty] | 2 | 1 | 1 | 1 | 1 | 1 | 1 |  | 0
PG&E KERN | Sisquoc | 115 | Distributed_Solar |  |  | 0 | 0 | 0 | 0 | 0 | 0 | 0 | 0 | 0 | 1 | 1 | 1 | 1 | [13 empty] | 2 | 2 | 4 | 1 | 3 | 4+ | 1 |  | 1
EOP | Sloan Canyon | 230 | Distributed_Solar |  |  | 0 | 0 | 0 | 0 | 0 | 0 | 0 | 0 | 0 | 5 | 3 | 1 | 1 | [13 empty] | 2 | 2 | 3 | 1 | 3 | 1 | 1 |  | 0
EOP | Sloan Canyon | 500 | Distributed_Solar |  |  | 0 | 0 | 0 | 0 | 0 | 0 | 0 | 0 | 0 | 5 | 3 | 1 | 1 | [13 empty] | 2 | 2 | 3 | 1 | 3 | 1 | 1 |  | 0
PG&E KERN | Smyrna | 115 | Distributed_Solar |  |  | 0 | 6 | 6 | 0 | 0 | 0 | 0 | 6 | 6 | 5 | 2 | 4 | 4 | [13 empty] | 1 | 1 | 4 | 1 | 1 | 1+ | 1 |  | 1
PG&E GBA | Sobrante | 115 | Distributed_Solar |  |  | 0 | 0 | 0 | 0 | 0 | 0 | 0 | 0 | 0 | 5 | 4 | 1 | 1 | [13 empty] | 2 | 1 | 2 | 1 | 3 | 4+ | 5 | Shifted to other solar areas due to utility scale mapping | 1
PG&E GBA | Sobrante | 230 | Distributed_Solar |  |  | 0 | 0 | 0 | 0 | 0 | 0 | 0 | 0 | 0 | 5 | 4 | 1 | 1 | [13 empty] | 2 | 1 | 2 | 1 | 3 | 1 | 1 |  | 0
PG&E KERN | Solar | 230 | Distributed_Solar |  |  | 0 | 0 | 0 | 0 | 0 | 0 | 0 | 0 | 0 | 5 | 2 | 4 | 4 | [13 empty] | 2 | 1 | 4 | 2 | 3 | 1 | 1 |  | 0
PG&E GBA | Soledad | 115 | Distributed_Solar |  |  | 0 | 0 | 0 | 0 | 0 | 0 | 0 | 0 | 0 | 1 | 1 | 1 | 1 | [13 empty] | 2 | 2 | 4 | 2 | 3 | 1 | 1 |  | 0
PG&E GBA | Soledad | 60 | Distributed_Solar |  |  | 0 | 0 | 0 | 0 | 0 | 0 | 0 | 0 | 0 | 5 | 4 | 1 | 1 | [13 empty] | 2 | 2 | 4 | 2 | 3 | 1+ | 1 |  | 1
SDGE | Spring Valley | 69 | Distributed_Solar |  |  | 0 | 0 | 0 | 0 | 0 | 0 | 0 | 0 | 0 | 1 | 1 | 1 | 1 | [13 empty] | 2 | 1 | 2 | 1 | 2 | 1 | 1 |  | 0
SCE Northern | Springville | 230 | Distributed_Solar |  |  | 0 | 3 | 3 | 0 | 3 | 3 | 0 | 0 | 0 | 1 | 1 | 1 | 1 | [13 empty] | 1 | 1 | 4 | 1 | 1 | 4+ | 1 |  | 1
PG&E GBA | Stagg | 230 | Distributed_Solar |  |  | 0 | 0 | 0 | 0 | 0 | 0 | 0 | 0 | 0 | 5 | 4 | 1 | 1 | [13 empty] | 1 | 1 | 3 | 2 | 2 | 1 | 1 |  | 0
PG&E GBA | Standard Oil | 115 | Distributed_Solar |  |  | 0 | 0 | 0 | 0 | 0 | 0 | 0 | 0 | 0 | 5 | 4 | 1 | 1 | [13 empty] | 2 | 1 | 1 | 1 | 2 | 1 | 1 |  | 0
PG&E GBA | Stanislaus | 115 | Distributed_Solar |  |  | 0 | 0 | 0 | 0 | 0 | 0 | 0 | 0 | 0 | 5 | 4 | 1 | 1 | [13 empty] | 2 | 1 | 4 | 1 | 3 | 1 | 1 |  | 0
PG&E KERN | Stockdale | 115 | Distributed_Solar |  |  | 0 | 1.8 | 1.8 | 0 | 0 | 0 | 0 | 1.8 | 1.8 | 1 | 1 | 1 | 1 | [13 empty] | 1 | 1 | 2 | 1 | 2 | 4+ | 1 |  | 1
PG&E KERN | Stockdale | 230 | Distributed_Solar |  |  | 0 | 0 | 0 | 0 | 0 | 0 | 0 | 0 | 0 | 1 | 1 | 1 | 1 | [13 empty] | 1 | 1 | 2 | 1 | 2 | 1 | 1 |  | 0
PG&E GBA | Stockton A | 115 | Distributed_Solar |  |  | 0 | 0 | 0 | 0 | 0 | 0 | 0 | 0 | 0 | 5 | 4 | 1 | 1 | [13 empty] | 1 | 1 | 3 | 2 | 1 | 1 | 1 |  | 0
PG&E GBA | Stone | 115 | Distributed_Solar |  |  | 0 | 0 | 0 | 0 | 0 | 0 | 0 | 0 | 0 | 5 | 4 | 1 | 1 | [13 empty] | 2 | 1 | 3 | 2 | 2 | 1 | 1 |  | 0
PG&E FRESNO | Storey | 230 | Distributed_Solar |  |  | 0 | 0 | 0 | 0 | 0 | 0 | 0 | 0 | 0 | 5 | 4 | 5 | 4 | [13 empty] | 1 | 1 | 4 | 2 | 1 | 4+ | 1 |  | 1
PG&E NGBA | Summit | 115 | Distributed_Solar |  |  | 0 | 0 | 0 | 0 | 0 | 0 | 0 | 0 | 0 | 5 | 4 | 1 | 1 | [13 empty] | 2 | 1 | 4 | 2 | 3 | 1 | 1 |  | 0
SDGE | Suncrest | 230 | Distributed_Solar |  |  | 0 | 0 | 0 | 0 | 0 | 0 | 0 | 0 | 0 | 1 | 1 | 1 | 1 | [13 empty] | 2 | 1 | 4 | 1 | 3 | 1 | 1 |  | 0
SDGE | Suncrest | 500 | Distributed_Solar |  |  | 0 | 0 | 0 | 0 | 0 | 0 | 0 | 0 | 0 | 1 | 1 | 1 | 1 | [13 empty] | 2 | 1 | 4 | 1 | 3 | 1 | 1 |  | 0
PG&E KERN | Sunrise | 230 | Distributed_Solar |  |  | 0 | 0 | 0 | 0 | 0 | 0 | 0 | 0 | 0 | 5 | 2 | 4 | 4 | [13 empty] | 1 | 1 | 1 | 1 | 1 | 1 | 1 |  | 0
PG&E KERN | Sunset | 230 | Distributed_Solar |  |  | 0 | 0 | 0 | 0 | 0 | 0 | 0 | 0 | 0 | 5 | 2 | 4 | 4 | [13 empty] | 1 | 1 | 1 | 1 | 1 | 1 | 1 |  | 0
PG&E GBA | Swift | 115 | Distributed_Solar |  |  | 0 | 0 | 0 | 0 | 0 | 0 | 0 | 0 | 0 | 5 | 4 | 1 | 1 | [13 empty] | 2 | 1 | 2 | 2 | 2 | 1+ | 1 |  | 1
SDGE | Sycamore Canyon | 138 | Distributed_Solar |  |  | 0 | 0 | 0 | 0 | 0 | 0 | 0 | 0 | 0 | 5 | 5 | 1 | 1 | [13 empty] | 2 | 1 | 4 | 1 | 3 | 1 | 1 |  | 0
SDGE | Sycamore Canyon | 230 | Distributed_Solar |  |  | 0 | 0 | 0 | 0 | 0 | 0 | 0 | 0 | 0 | 1 | 1 | 1 | 1 | [13 empty] | 2 | 1 | 4 | 1 | 3 | 1 | 1 |  | 0
SDGE | Sycamore Canyon | 69 | Distributed_Solar |  |  | 0 | 0 | 0 | 0 | 0 | 0 | 0 | 0 | 0 | 1 | 1 | 1 | 1 | [13 empty] | 2 | 1 | 4 | 1 | 3 | 1 | 1 |  | 0
SCE Northern | Sylmar | 230 | Distributed_Solar |  |  | 0 | 0 | 0 | 0 | 0 | 0 | 0 | 0 | 0 | 5 | 2 | 1 | 1 | [13 empty] | 1 | 1 | 2 | 1 | 1 | 1 | 1 |  | 0
PG&E NGBA | Table Mountain | 115 | Distributed_Solar |  |  | 0 | 0 | 0 | 0 | 0 | 0 | 0 | 0 | 0 | 5 | 2 | 1 | 1 | [13 empty] | 2 | 1 | 3 | 2 | 1 | 1 | 1 |  | 0
PG&E NGBA | Table Mountain | 230 | Distributed_Solar |  |  | 0 | 0 | 0 | 0 | 0 | 0 | 0 | 0 | 0 | 5 | 4 | 1 | 1 | [13 empty] | 2 | 1 | 3 | 2 | 1 | 1 | 4 | Reduced to better align with CI | 1
PG&E NGBA | Table Mountain | 500 | Distributed_Solar |  |  | 0 | 0 | 0 | 0 | 0 | 0 | 0 | 0 | 0 | 5 | 2 | 1 | 1 | [13 empty] | 2 | 1 | 3 | 2 | 1 | 1 | 1 |  | 0
PG&E NGBA | Table Mountain | 60 | Distributed_Solar |  |  | 0 | 0 | 0 | 0 | 0 | 0 | 0 | 0 | 0 | 5 | 4 | 1 | 1 | [13 empty] | 2 | 1 | 3 | 2 | 1 | 1 | 1 |  | 0
PG&E KERN | Taft | 115 | Distributed_Solar |  |  | 0 | 8 | 8 | 0 | 0 | 0 | 0 | 8 | 8 | 5 | 2 | 4 | 4 | [13 empty] | 1 | 1 | 2 | 1 | 2 | 4+ | 4 | Shifted to other solar areas due to utility scale mapping | 1
SDGE | Talega | 138 | Distributed_Solar |  |  | 0 | 0 | 0 | 0 | 0 | 0 | 0 | 0 | 0 | 1 | 1 | 1 | 1 | [13 empty] | 2 | 1 | 3 | 1 | 3 | 1 | 1 |  | 0
SDGE | Talega | 230 | Distributed_Solar |  |  | 0 | 0 | 0 | 0 | 0 | 0 | 0 | 0 | 0 | 1 | 1 | 1 | 1 | [13 empty] | 2 | 1 | 3 | 1 | 3 | 1 | 1 |  | 0
PG&E GBA | Tassajara | 230 | Distributed_Solar |  |  | 0 | 0 | 0 | 0 | 0 | 0 | 0 | 0 | 0 | 5 | 2 | 1 | 1 | [13 empty] | 2 | 1 | 3 | 1 | 3 | 1 | 1 |  | 0
PG&E KERN | Tejon | 70 | Distributed_Solar |  |  | 0 | 0 | 0 | 0 | 0 | 0 | 0 | 0 | 0 | 1 | 1 | 1 | 1 | [13 empty] | 1 | 1 | 3 | 1 | 1 | 4+ | 1 |  | 1
SDGE | Telegraph Canyon | 138 | Distributed_Solar |  |  | 0 | 0 | 0 | 0 | 0 | 0 | 0 | 0 | 0 | 1 | 1 | 1 | 1 | [13 empty] | 2 | 1 | 2 | 1 | 2 | 1 | 1 |  | 0
PG&E KERN | Temblor | 115 | Distributed_Solar |  |  | 0 | 0 | 0 | 0 | 0 | 0 | 0 | 0 | 0 | 5 | 2 | 4 | 4 | [13 empty] | 1 | 1 | 2 | 1 | 1 | 1+ | 1 |  | 1
PG&E KERN | Templeton | 230 | Distributed_Solar |  |  | 0 | 0 | 0 | 0 | 0 | 0 | 0 | 0 | 0 | 5 | 2 | 4 | 4 | [13 empty] | 2 | 2 | 4 | 2 | 3 | 1 | 1 |  | 0
PG&E KERN | Templeton | 70 | Distributed_Solar |  |  | 0 | 0 | 0 | 0 | 0 | 0 | 0 | 0 | 0 | 1 | 1 | 1 | 1 | [13 empty] | 2 | 2 | 4 | 2 | 3 | 4+ | 1 |  | 1
PG&E GBA | Tesla | 115 | Distributed_Solar |  |  | 0 | 0 | 0 | 0 | 0 | 0 | 0 | 0 | 0 | 5 | 4 | 1 | 1 | [13 empty] | 2 | 1 | 2 | 1 | 2 | 4+ | 1 |  | 1
PG&E GBA | Tesla | 230 | Distributed_Solar |  |  | 0 | 0 | 0 | 0 | 0 | 0 | 0 | 0 | 0 | 5 | 4 | 1 | 1 | [13 empty] | 2 | 1 | 2 | 1 | 2 | 1 | 1 |  | 0
PG&E GBA | Tesla | 500 | Distributed_Solar |  |  | 0 | 0 | 0 | 0 | 0 | 0 | 0 | 0 | 0 | 5 | 4 | 1 | 1 | [13 empty] | 2 | 1 | 2 | 1 | 2 | 1 | 1 |  | 0
PG&E KERN | Tevis | 115 | Distributed_Solar |  |  | 0 | 0 | 0 | 0 | 0 | 0 | 0 | 0 | 0 | 5 | 2 | 4 | 4 | [13 empty] | 1 | 1 | 2 | 1 | 2 | 4+ | 1 |  | 1
EOP | Thousandaire | 138 | Distributed_Solar |  |  | 0 | 0 | 0 | 0 | 0 | 0 | 0 | 0 | 0 | 5 | 3 | 1 | 1 | [13 empty] | 2 | 2 | 4 | 1 | 3 | 1 | 1 |  | 0
PG&E KERN | Topaz | 230 | Distributed_Solar |  |  | 0 | 0 | 0 | 0 | 0 | 0 | 0 | 0 | 0 | 5 | 2 | 4 | 4 | [13 empty] | 1 | 1 | 3 | 1 | 2 | 1 | 1 |  | 0
SCE NOL | Tortilla | 115 | Distributed_Solar |  |  | 0 | 3 | 3 | 0 | 3 | 3 | 0 | 0 | 0 | 3 | 3 | 1 | 1 | [13 empty] | 2 | 1 | 4 | 1 | 2 | 1+ | 1 |  | 1
SDGE | Trabuco | 138 | Distributed_Solar |  |  | 0 | 0 | 0 | 0 | 0 | 0 | 0 | 0 | 0 | 1 | 1 | 1 | 1 | [13 empty] | 1 | 1 | 1 | 1 | 2 | 1 | 1 |  | 0
PG&E GBA | Tracy | 115 | Distributed_Solar |  |  | 0 | 0 | 0 | 0 | 0 | 0 | 0 | 0 | 0 | 5 | 4 | 1 | 1 | [13 empty] | 2 | 1 | 3 | 1 | 2 | 1+ | 4 | Reduced to better align with CI | 1
PG&E FRESNO | Tranquility | 230 | Distributed_Solar |  |  | 0 | 0 | 0 | 0 | 0 | 0 | 0 | 0 | 0 | 5 | 4 | 5 | 2 | [13 empty] | 1 | 1 | 4 | 2 | 1 | 1 | 1 |  | 0
PG&E GBA | Trimble | 115 | Distributed_Solar |  |  | 0 | 0 | 0 | 0 | 0 | 0 | 0 | 0 | 0 | 5 | 4 | 1 | 1 | [13 empty] | 2 | 1 | 3 | 2 | 2 | 1 | 1 |  | 0
EOP | Trout Canyon | 230 | Distributed_Solar |  |  | 0 | 0 | 0 | 0 | 0 | 0 | 0 | 0 | 0 | 5 | 3 | 1 | 1 | [13 empty] | 2 | 2 | 4 | 1 | 3 | 1 | 1 |  | 0
EOP | Trout Canyon | 500 | Distributed_Solar |  |  | 0 | 0 | 0 | 0 | 0 | 0 | 0 | 0 | 0 | 5 | 3 | 1 | 1 | [13 empty] | 2 | 2 | 4 | 1 | 3 | 1 | 1 |  | 0
PG&E NGBA | Tulucay | 230 | Distributed_Solar |  |  | 0 | 0 | 0 | 0 | 0 | 0 | 0 | 0 | 0 | 5 | 2 | 1 | 1 | [13 empty] | 2 | 1 | 3 | 2 | 3 | 1 | 5 | Reduced to better align with CI | 1
PG&E NGBA | Tulucay | 60 | Distributed_Solar |  |  | 0 | 0 | 0 | 0 | 0 | 0 | 0 | 0 | 0 | 5 | 2 | 1 | 1 | [13 empty] | 2 | 1 | 3 | 2 | 3 | 1 | 1 |  | 0
PG&E KERN | Tupman | 115 | Distributed_Solar |  |  | 0 | 0 | 0 | 0 | 0 | 0 | 0 | 0 | 0 | 5 | 2 | 4 | 4 | [13 empty] | 1 | 1 | 2 | 1 | 1 | 4+ | 1 |  | 1
PG&E NGBA | Ukiah | 115 | Distributed_Solar |  |  | 0 | 0 | 0 | 0 | 0 | 0 | 0 | 0 | 0 | 5 | 2 | 1 | 1 | [13 empty] | 2 | 2 | 4 | 2 | 3 | 1 | 1 |  | 0
PG&E KERN | Union (Estrella) | 70 | Distributed_Solar |  |  | 0 | 0 | 0 | 0 | 0 | 0 | 0 | 0 | 0 | 1 | 1 | 1 | 1 | [13 empty] | 2 | 2 | 4 | 2 | 3 | 1 | 1 |  | 0
PG&E NGBA | Vaca Dixon | 115 | Distributed_Solar |  |  | 0 | 0 | 0 | 0 | 0 | 0 | 0 | 0 | 0 | 5 | 2 | 1 | 1 | [13 empty] | 2 | 1 | 1 | 1 | 3 | 1 | 1 |  | 0
PG&E NGBA | Vaca Dixon | 230 | Distributed_Solar |  |  | 0 | 0 | 0 | 0 | 0 | 0 | 0 | 0 | 0 | 5 | 2 | 1 | 1 | [13 empty] | 2 | 1 | 1 | 1 | 3 | 1 | 1 |  | 0
PG&E NGBA | Vaca Dixon | 500 | Distributed_Solar |  |  | 0 | 0 | 0 | 0 | 0 | 0 | 0 | 0 | 0 | 5 | 2 | 1 | 1 | [13 empty] | 2 | 1 | 1 | 1 | 3 | 1 | 1 |  | 0
PG&E NGBA | Vaca Dixon | 60 | Distributed_Solar |  |  | 0 | 0 | 0 | 0 | 0 | 0 | 0 | 0 | 0 | 5 | 2 | 1 | 1 | [13 empty] | 2 | 1 | 1 | 1 | 3 | 1 | 1 |  | 0
SCE Eastern | Valley (SCE) | 500 | Distributed_Solar |  |  | 0 | 0 | 0 | 0 | 0 | 0 | 0 | 0 | 0 | 1 | 1 | 1 | 1 | [13 empty] | 1 | 1 | 2 | 1 | 2 | 4+ | 1 |  | 1
EOP | Valley (VEA) | 138 | Distributed_Solar |  |  | 0 | 0 | 0 | 0 | 0 | 0 | 0 | 0 | 0 | 5 | 3 | 1 | 1 | [13 empty] | 2 | 2 | 4 | 1 | 3 | 1 | 1 |  | 0
SDGE | Valley Center | 69 | Distributed_Solar |  |  | 0 | 10 | 10 | 0 | 0 | 0 | 0 | 10 | 10 | 1 | 1 | 1 | 1 | [13 empty] | 2 | 1 | 4 | 1 | 3 | 3- | 1 |  | 1
PG&E GBA | Valley Home | 115 | Distributed_Solar |  |  | 0 | 0 | 0 | 0 | 0 | 0 | 0 | 0 | 0 | 5 | 4 | 1 | 1 | [13 empty] | 1 | 1 | 4 | 2 | 1 | 1+ | 1 |  | 1
PG&E GBA | Valley Springs | 230 | Distributed_Solar |  |  | 0 | 0 | 0 | 0 | 0 | 0 | 0 | 0 | 0 | 5 | 4 | 1 | 1 | [13 empty] | 2 | 1 | 4 | 1 | 3 | 1 | 1 |  | 0
PG&E GBA | Valley Springs | 60 | Distributed_Solar |  |  | 0 | 0 | 0 | 0 | 0 | 0 | 0 | 0 | 0 | 5 | 4 | 1 | 1 | [13 empty] | 2 | 1 | 4 | 1 | 3 | 1 | 1 |  | 0
EOP | Valley Switch | 138 | Distributed_Solar |  |  | 0 | 0 | 0 | 0 | 0 | 0 | 0 | 0 | 0 | 5 | 3 | 1 | 1 | [13 empty] | 2 | 2 | 4 | 1 | 3 | 1 | 1 |  | 0
EOP | Valley Switch | 230 | Distributed_Solar |  |  | 0 | 0 | 0 | 0 | 0 | 0 | 0 | 0 | 0 | 5 | 3 | 1 | 1 | [13 empty] | 2 | 2 | 4 | 1 | 3 | 1 | 1 |  | 0
PG&E GBA | Vasco | 230 | Distributed_Solar |  |  | 0 | 0 | 0 | 0 | 0 | 0 | 0 | 0 | 0 | 5 | 4 | 1 | 1 | [13 empty] | 2 | 1 | 3 | 1 | 3 | 1 | 1 |  | 0
PG&E GBA | Vasona | 230 | Distributed_Solar |  |  | 0 | 0 | 0 | 0 | 0 | 0 | 0 | 0 | 0 | 5 | 4 | 1 | 1 | [13 empty] | 2 | 1 | 4 | 2 | 3 | 1 | 1 |  | 0
SCE Northern | Vestal | 230 | Distributed_Solar |  |  | 0 | 0 | 0 | 0 | 0 | 0 | 0 | 0 | 0 | 1 | 1 | 1 | 1 | [13 empty] | 1 | 1 | 4 | 1 | 1 | 1+ | 1 |  | 1
SCE Northern | Vestal | 66 | Distributed_Solar |  |  | 0 | 0 | 0 | 0 | 0 | 0 | 0 | 0 | 0 | 1 | 1 | 1 | 1 | [13 empty] | 1 | 1 | 4 | 1 | 1 | 1 | 1 |  | 0
SCE NOL | Victor | 115 | Distributed_Solar |  |  | 0 | 7 | 7 | 0 | 7 | 7 | 0 | 0 | 0 | 1 | 1 | 1 | 1 | [13 empty] | 2 | 1 | 3 | 1 | 2 | 4+ | 5 | Shifted to other solar areas due to utility scale mapping | 1
SCE NOL | Victor | 230 | Distributed_Solar |  |  | 0 | 5 | 5 | 0 | 5 | 5 | 0 | 0 | 0 | 1 | 1 | 1 | 1 | [13 empty] | 2 | 1 | 3 | 1 | 2 | 1+ | 1 |  | 1
SCE Metro | Viejo | 230 | Distributed_Solar |  |  | 0 | 0 | 0 | 0 | 0 | 0 | 0 | 0 | 0 | 1 | 1 | 1 | 1 | [13 empty] | 1 | 1 | 3 | 1 | 2 | 1 | 1 |  | 0
PG&E GBA | Vierra | 115 | Distributed_Solar |  |  | 0 | 2.975 | 2.975 | 0 | 2.975 | 2.975 | 0 | 0 | 0 | 5 | 4 | 1 | 1 | [13 empty] | 1 | 1 | 1 | 2 | 1 | 4+ | 1 |  | 1
SCE Metro | Villa Park | 230 | Distributed_Solar |  |  | 0 | 0 | 0 | 0 | 0 | 0 | 0 | 0 | 0 | 1 | 1 | 1 | 1 | [13 empty] | 1 | 1 | 2 | 1 | 2 | 1 | 1 |  | 0
SCE Northern | Vincent | 230 | Distributed_Solar |  |  | 0 | 0 | 0 | 0 | 0 | 0 | 0 | 0 | 0 | 1 | 1 | 1 | 1 | [13 empty] | 2 | 1 | 4 | 1 | 3 | 1 | 1 |  | 0
SCE Northern | Vincent | 500 | Distributed_Solar |  |  | 0 | 0 | 0 | 0 | 0 | 0 | 0 | 0 | 0 | 1 | 1 | 1 | 1 | [13 empty] | 2 | 1 | 4 | 1 | 3 | 1 | 1 |  | 0
PG&E GBA | Vineyard | 230 | Distributed_Solar |  |  | 0 | 0 | 0 | 0 | 0 | 0 | 0 | 0 | 0 | 5 | 4 | 1 | 1 | [13 empty] | 2 | 1 | 2 | 1 | 3 | 1 | 1 |  | 0
SDGE | Vineyard | 69 | Distributed_Solar |  |  | 0 | 0 | 0 | 0 | 0 | 0 | 0 | 0 | 0 | 1 | 1 | 1 | 1 | [13 empty] | 2 | 1 | 2 | 1 | 3 | 4+ | 1 |  | 1
SCE Eastern | Vista (SCE) | 230 | Distributed_Solar |  |  | 0 | 0 | 0 | 0 | 0 | 0 | 0 | 0 | 0 | 1 | 1 | 1 | 1 | [13 empty] | 1 | 1 | 2 | 1 | 1 | 1 | 1 |  | 0
EOP | Vista (VEA) | 138 | Distributed_Solar |  |  | 0 | 0 | 0 | 0 | 0 | 0 | 0 | 0 | 0 | 5 | 3 | 1 | 1 | [13 empty] | 2 | 2 | 4 | 1 | 3 | 1 | 1 |  | 0
EOP | Vista (VEA) | 230 | Distributed_Solar |  |  | 0 | 0 | 0 | 0 | 0 | 0 | 0 | 0 | 0 | 5 | 3 | 1 | 1 | [13 empty] | 2 | 2 | 4 | 1 | 3 | 1 | 1 |  | 0
PG&E FRESNO | Wahtoke | 115 | Distributed_Solar |  |  | 0 | 0 | 0 | 0 | 0 | 0 | 0 | 0 | 0 | 5 | 2 | 5 | 2 | [13 empty] | 1 | 1 | 3 | 2 | 1 | 1 | 1 |  | 0
SCE Northern | Wakefield | 66 | Distributed_Solar |  |  | 0 | 0 | 0 | 0 | 0 | 0 | 0 | 0 | 0 | 5 | 2 | 1 | 1 | [13 empty] | 2 | 1 | 4 | 1 | 3 | 1 | 1 |  | 0
SCE Metro | Walnut | 230 | Distributed_Solar |  |  | 0 | 0 | 0 | 0 | 0 | 0 | 0 | 0 | 0 | 1 | 1 | 1 | 1 | [13 empty] | 1 | 1 | 1 | 1 | 1 | 1 | 1 |  | 0
SCE Northern | Warne | 230 | Distributed_Solar |  |  | 0 | 0 | 0 | 0 | 0 | 0 | 0 | 0 | 0 | 5 | 2 | 1 | 1 | [13 empty] | 1 | 1 | 4 | 1 | 3 | 1 | 1 |  | 0
PG&E GBA | Warnerville | 230 | Distributed_Solar |  |  | 0 | 0 | 0 | 0 | 0 | 0 | 0 | 0 | 0 | 5 | 4 | 5 | 2 | [13 empty] | 1 | 1 | 3 | 2 | 2 | 1 | 1 |  | 0
PG&E FRESNO | Waukena | 115 | Distributed_Solar |  |  | 0 | 0 | 0 | 0 | 0 | 0 | 0 | 0 | 0 | 5 | 2 | 5 | 2 | [13 empty] | 1 | 1 | 4 | 2 | 1 | 1 | 1 |  | 0
PG&E GBA | Weber | 230 | Distributed_Solar |  |  | 0 | 0 | 0 | 0 | 0 | 0 | 0 | 0 | 0 | 5 | 4 | 1 | 1 | [13 empty] | 1 | 1 | 3 | 2 | 1 | 1 | 1 |  | 0
PG&E GBA | Weber | 60 | Distributed_Solar |  |  | 0 | 4 | 4 | 0 | 0 | 0 | 0 | 4 | 4 | 5 | 4 | 1 | 1 | [13 empty] | 1 | 1 | 3 | 2 | 1 | 3+ | 1 |  | 1
PG&E FRESNO | West Fresno | 115 | Distributed_Solar |  |  | 0 | 0 | 0 | 0 | 0 | 0 | 0 | 0 | 0 | 5 | 4 | 5 | 2 | [13 empty] | 1 | 1 | 2 | 2 | 1 | 1+ | 1 |  | 1
PG&E FRESNO | Westley | 230 | Distributed_Solar |  |  | 0 | 0 | 0 | 0 | 0 | 0 | 0 | 0 | 0 | 1 | 1 | 1 | 1 | [13 empty] | 1 | 1 | 4 | 2 | 1 | 1 | 1 |  | 0
PG&E KERN | Westpark | 115 | Distributed_Solar |  |  | 0 | 0 | 0 | 0 | 0 | 0 | 0 | 0 | 0 | 1 | 1 | 1 | 1 | [13 empty] | 1 | 1 | 3 | 1 | 1 | 1 | 1 |  | 0
PG&E KERN | Wheeler Ridge | 230 | Distributed_Solar |  |  | 0 | 0 | 0 | 0 | 0 | 0 | 0 | 0 | 0 | 5 | 2 | 4 | 4 | [13 empty] | 1 | 1 | 4 | 1 | 1 | 1 | 1 |  | 0
PG&E KERN | Wheeler Ridge | 115 | Distributed_Solar |  |  | 0 | 0 | 0 | 0 | 0 | 0 | 0 | 0 | 0 | 1 | 1 | 1 | 1 | [13 empty] | 1 | 1 | 4 | 1 | 1 | 1 | 1 |  | 0
PG&E KERN | Wheeler Ridge | 70 | Distributed_Solar |  |  | 0 | 0 | 0 | 0 | 0 | 0 | 0 | 0 | 0 | 5 | 2 | 4 | 4 | [13 empty] | 1 | 1 | 4 | 1 | 1 | 1+ | 1 |  | 1
SCE Northern | Whirlwind | 230 | Distributed_Solar |  |  | 0 | 0 | 0 | 0 | 0 | 0 | 0 | 0 | 0 | 1 | 1 | 1 | 1 | [13 empty] | 2 | 1 | 4 | 1 | 3 | 1 | 1 |  | 0
SCE Northern | Whirlwind | 500 | Distributed_Solar |  |  | 0 | 0 | 0 | 0 | 0 | 0 | 0 | 0 | 0 | 1 | 1 | 1 | 1 | [13 empty] | 2 | 1 | 4 | 1 | 3 | 1 | 1 |  | 0
PG&E GBA | Whisman | 115 | Distributed_Solar |  |  | 0 | 0 | 0 | 0 | 0 | 0 | 0 | 0 | 0 | 5 | 2 | 1 | 1 | [13 empty] | 2 | 1 | 2 | 2 | 2 | 1 | 1 |  | 0
SCE Eastern | Wildlife | 230 | Distributed_Solar |  |  | 0 | 0 | 0 | 0 | 0 | 0 | 0 | 0 | 0 | 1 | 1 | 1 | 1 | [13 empty] | 1 | 1 | 1 | 1 | 1 | 1 | 1 |  | 0
PG&E FRESNO | Wilson | 115 | Distributed_Solar |  |  | 0 | 0 | 0 | 0 | 0 | 0 | 0 | 0 | 0 | 5 | 4 | 5 | 2 | [13 empty] | 1 | 1 | 4 | 2 | 1 | 1 | 1 |  | 0
PG&E FRESNO | Wilson | 230 | Distributed_Solar |  |  | 0 | 0 | 0 | 0 | 0 | 0 | 0 | 0 | 0 | 5 | 4 | 5 | 4 | [13 empty] | 1 | 1 | 4 | 2 | 1 | 1 | 1 |  | 0
SCE Northern | Windhub | 230 | Distributed_Solar |  |  | 0 | 0 | 0 | 0 | 0 | 0 | 0 | 0 | 0 | 1 | 1 | 1 | 1 | [13 empty] | 2 | 1 | 4 | 1 | 2 | 1+ | 1 |  | 1
SCE Northern | Windhub | 500 | Distributed_Solar |  |  | 0 | 0 | 0 | 0 | 0 | 0 | 0 | 0 | 0 | 1 | 1 | 1 | 1 | [13 empty] | 2 | 1 | 4 | 1 | 2 | 1 | 1 |  | 0
PG&E GBA | Windmaster | 230 | Distributed_Solar |  |  | 0 | 0 | 0 | 0 | 0 | 0 | 0 | 0 | 0 | 5 | 2 | 1 | 1 | [13 empty] | 2 | 1 | 2 | 1 | 2 | 1 | 1 |  | 0
PG&E NGBA | Windsor | 60 | Distributed_Solar |  |  | 0 | 0 | 0 | 0 | 0 | 0 | 0 | 0 | 0 | 5 | 2 | 1 | 1 | [13 empty] | 1 | 1 | 2 | 1 | 2 | 1 | 1 |  | 0
PG&E NGBA | Woodland | 115 | Distributed_Solar |  |  | 0 | 0 | 0 | 0 | 0 | 0 | 0 | 0 | 0 | 5 | 4 | 1 | 1 | [13 empty] | 2 | 1 | 4 | 2 | 3 | 1+ | 4 | Reduced to better align with CI | 1
PG&E FRESNO | Woodward | 115 | Distributed_Solar |  |  | 0 | 0 | 0 | 0 | 0 | 0 | 0 | 0 | 0 | 5 | 2 | 5 | 2 | [13 empty] | 1 | 1 | 2 | 2 | 2 | 1 | 1 |  | 0
PG&E NGBA | Wyandotte | 115 | Distributed_Solar |  |  | 0 | 3.6 | 3.6 | 0 | 0 | 0 | 0 | 3.6 | 3.6 | 5 | 4 | 1 | 1 | [13 empty] | 2 | 1 | 2 | 2 | 2 | 1+ | 1 |  | 1
PG&E KERN | 7th Standard | 115 | Solar |  |  | 0 | 0 | 0 | 0 | 0 | 0 | 0 | 0 | 0 | 5 | 2 | 4 | 4 | 1 | 1 | 1 | 2 | 2 | 1 | 1 | 1 | 1 | 1 | 1 | 1 | 1 | 1 | 1 | 3 | 1 | 2 | 1 | 1 |  | 0
SCE Metro | Alamitos | 230 | Solar |  |  | 0 | 0 | 0 | 0 | 0 | 0 | 0 | 0 | 0 | 1 | 1 | 1 | 1 | 1 | 2 | 1 | 4 | 1 | 2 | 1 | 1 | 1 | 3 | 3 | 1 | 1 | 1 | 1 | 1 | 1 | 1 | 1 | 1 |  | 0
SCE Eastern | Alberhill | 115 | Solar |  |  | 0 | 0 | 0 | 0 | 0 | 0 | 0 | 0 | 0 | 1 | 1 | 1 | 1 | 1 | 1 | [11 empty] | 1 | 1 | 4 | 1 | 1 | 1 | 1 |  | 0
SCE Eastern | Alberhill | 500 | Solar |  |  | 0 | 0 | 0 | 0 | 0 | 0 | 0 | 0 | 0 | 1 | 1 | 1 | 1 | 1 | 1 | [11 empty] | 1 | 1 | 4 | 1 | 1 | 1 | 1 |  | 0
PG&E GBA | Alhambra | 115 | Solar |  |  | 0 | 0 | 0 | 0 | 0 | 0 | 0 | 0 | 0 | 5 | 2 | 1 | 1 | 1 | 1 | [11 empty] | 2 | 1 | 2 | 1 | 2 | 1 | 1 |  | 0
PG&E FRESNO | Alpaugh | 115 | Solar |  |  | 0 | 0 | 0 | 0 | 0 | 0 | 0 | 0 | 0 | 5 | 2 | 4 | 4 | 1 | 1 | 1 | 1 | 1 | 1 | 1 | 1 | 1 | 1 | 1 | 1 | 1 | 1 | 1 | 3 | 1 | 1 | 2+ | 1 |  | 1
SDGE | Alpine | 69 | Solar |  |  | 0 | 0 | 0 | 0 | 0 | 0 | 0 | 0 | 0 | 1 | 1 | 1 | 1 | 1 | 3 | [11 empty] | 2 | 1 | 4 | 1 | 3 | 1 | 1 |  | 0
PG&E GBA | Altamont Midway (Sandhill) | 230 | Solar |  |  | 0 | 0 | 0 | 0 | 0 | 0 | 0 | 0 | 0 | 5 | 2 | 1 | 1 | 1 | 1 | 1 | 2 | 1 | 2 | 2 | 2 | 2 | 2 | 3 | 1 | 1 | 2 | 1 | 2 | 1 | 3 | 1 | 1 |  | 0
SCE Northern | Antelope | 66 | Solar |  |  | 0 | 20 | 20 | 0 | 20 | 20 | 0 | 0 | 0 | 1 | 1 | 1 | 1 | 1 | 3 | 1 | 4 | 1 | 2 | 5 | 1 | 1 | 1 | 1 | 1 | 1 | 2 | 1 | 4 | 1 | 3 | 1 | 1 |  | 1
SCE Northern | Antelope | 230 | Solar |  |  | 56 | 150 | 206 | 56 | 0 | 56 | 0 | 150 | 150 | 1 | 1 | 1 | 1 | 1 | 1 | 1 | 4 | 1 | 2 | 5 | 1 | 1 | 1 | 1 | 1 | 1 | 2 | 1 | 4 | 1 | 3 | 3- | 4 | Mapped to other buses instead, reflecting less commercial interest | 1
SCE Northern | Antelope | 500 | Solar |  |  | 0 | 0 | 0 | 0 | 0 | 0 | 0 | 0 | 0 | 1 | 1 | 1 | 1 | 1 | 1 | 1 | 4 | 1 | 2 | 5 | 1 | 1 | 1 | 1 | 1 | 1 | 2 | 1 | 4 | 1 | 3 | 1 | 1 |  | 0
PG&E NGBA | Arcata | 60 | Solar |  |  | 0 | 0 | 0 | 0 | 0 | 0 | 0 | 0 | 0 | 5 | 2 | 1 | 1 | 1 | 3 | [11 empty] | 2 | 2 | 4 | 2 | 3 | 1 | 1 |  | 0
PG&E KERN | Arco | 230 | Solar |  |  | 200 | 674 | 874 | 0 | 0 | 0 | 200 | 674 | 874 | 5 | 2 | 4 | 4 | 1 | 2 | 1 | 1 | 2 | 1 | 1 | 2 | 1 | 1 | 3 | 1 | 1 | 1 | 1 | 4 | 1 | 1 | 2- | 1 |  | 1
PG&E KERN | Arco | 70 | Solar |  |  | 0 | 0 | 0 | 0 | 0 | 0 | 0 | 0 | 0 | 5 | 2 | 4 | 4 | 1 | 3 | 2 | 2 | 2 | 1 | 1 | 2 | 1 | 1 | 3 | 1 | 1 | 1 | 1 | 4 | 1 | 1 | 2+ | 1 |  | 1
SCE Metro | ArcoGen | 230 | Solar |  |  | 0 | 0 | 0 | 0 | 0 | 0 | 0 | 0 | 0 | 1 | 1 | 1 | 1 | 1 | 1 | 1 | 4 | 1 | 2 | 1 | 1 | 1 | 2 | 2 | 1 | 1 | 1 | 1 | 1 | 1 | 1 | 1 | 1 |  | 0
SDGE | Artesian | 230 | Solar |  |  | 0 | 0 | 0 | 0 | 0 | 0 | 0 | 0 | 0 | 1 | 1 | 1 | 1 | 1 | 1 | [11 empty] | 2 | 1 | 2 | 1 | 3 | 1 | 1 |  | 0
SDGE | Artesian | 69 | Solar |  |  | 0 | 0 | 0 | 0 | 0 | 0 | 0 | 0 | 0 | 1 | 1 | 1 | 1 | 1 | 1 | [11 empty] | 2 | 1 | 2 | 1 | 3 | 1 | 1 |  | 0
PG&E FRESNO | Ashlan | 230 | Solar |  |  | 0 | 0 | 0 | 0 | 0 | 0 | 0 | 0 | 0 | 5 | 4 | 5 | 2 | 1 | 1 | [11 empty] | 1 | 1 | 2 | 2 | 1 | 1 | 1 |  | 0
PG&E NGBA | Atlantic | 115 | Solar |  |  | 0 | 0 | 0 | 0 | 0 | 0 | 0 | 0 | 0 | 5 | 4 | 1 | 1 | 1 | 1 | [11 empty] | 2 | 1 | 2 | 2 | 3 | 1 | 1 |  | 0
PG&E NGBA | Atlantic | 230 | Solar |  |  | 0 | 0 | 0 | 0 | 0 | 0 | 0 | 0 | 0 | 5 | 4 | 1 | 1 | 1 | 1 | [11 empty] | 2 | 1 | 2 | 2 | 3 | 1 | 1 |  | 0
PG&E NGBA | Atlantic | 60 | Solar |  |  | 0 | 0 | 0 | 0 | 0 | 0 | 0 | 0 | 0 | 5 | 4 | 1 | 1 | 1 | 1 | [11 empty] | 2 | 1 | 2 | 2 | 3 | 1 | 1 |  | 0
PG&E FRESNO | Atwater | 115 | Solar |  |  | 0 | 0 | 0 | 0 | 0 | 0 | 0 | 0 | 0 | 5 | 4 | 5 | 2 | 1 | 1 | [11 empty] | 1 | 1 | 2 | 2 | 1 | 1+ | 1 |  | 1
PG&E GBA | Avena | 115 | Solar |  |  | 0 | 0 | 0 | 0 | 0 | 0 | 0 | 0 | 0 | 5 | 4 | 1 | 1 | 1 | 1 | [11 empty] | 1 | 1 | 3 | 2 | 1 | 1 | 1 |  | 0
SDGE | Avocado | 69 | Solar |  |  | 0 | 0 | 0 | 0 | 0 | 0 | 0 | 0 | 0 | 1 | 1 | 1 | 1 | 1 | 3 | [11 empty] | 2 | 1 | 3 | 1 | 3 | 1 | 1 |  | 0
PG&E NGBA | Bahia | 230 | Solar |  |  | 0 | 0 | 0 | 0 | 0 | 0 | 0 | 0 | 0 | 5 | 4 | 1 | 1 | 1 | 1 | [11 empty] | 2 | 1 | 1 | 1 | 2 | 1 | 1 |  | 0
SCE Northern | Bailey | 230 | Solar |  |  | 0 | 0 | 0 | 0 | 0 | 0 | 0 | 0 | 0 | 5 | 2 | 1 | 1 | 1 | 1 | 1 | 1 | 1 | 2 | 5 | 2 | 2 | 2 | 4 | 1 | 1 | 1 | 1 | 4 | 1 | 3 | 1 | 1 |  | 0
SCE NOL | Baker | 115 | Solar |  |  | 0 | 0 | 0 | 0 | 0 | 0 | 0 | 0 | 0 | 3 | 3 | 1 | 1 | 1 | 1 | [11 empty] | 2 | 2 | 4 | 1 | 1 | 1 | 1 |  | 0
PG&E KERN | Bakersfield | 230 | Solar |  |  | 0 | 0 | 0 | 0 | 0 | 0 | 0 | 0 | 0 | 5 | 2 | 4 | 4 | 1 | 1 | 1 | 2 | 1 | 1 | 1 | 1 | 1 | 1 | 2 | 1 | 1 | 1 | 1 | 3 | 1 | 1 | 1 | 1 |  | 0
PG&E FRESNO | Balch | 230 | Solar |  |  | 0 | 0 | 0 | 0 | 0 | 0 | 0 | 0 | 0 | 5 | 4 | 5 | 2 | 2 | 1 | [11 empty] | 1 | 1 | 4 | 2 | 3 | 1 | 1 |  | 0
SCE Eastern | Bannister | 230 | Solar |  |  | 0 | 0 | 0 | 0 | 0 | 0 | 0 | 0 | 0 | 5 | 4 | 3 | 3 | 1 | 1 | [11 empty] | 2 | 1 | 2 | 2 | 1 | 1 | 1 |  | 0
SCE Metro | Barre | 230 | Solar |  |  | 10 | 10 | 20 | 10 | 10 | 20 | 0 | 0 | 0 | 1 | 1 | 1 | 1 | 1 | 5 | 4 | 5 | 1 | 2 | 1 | 1 | 1 | 5 | 5 | 1 | 1 | 1 | 1 | 1 | 1 | 1 | 1 | 1 |  | 1
SDGE | Bay Boulevard | 69 | Solar |  |  | 0 | 0 | 0 | 0 | 0 | 0 | 0 | 0 | 0 | 1 | 1 | 1 | 1 | 1 | 1 | 1 | 3 | 1 | 2 | 2 | 1 | 2 | 4 | 4 | 1 | 1 | 2 | 1 | 2 | 1 | 1 | 1 | 1 |  | 0
SDGE | Bay Boulevard | 230 | Solar |  |  | 0 | 0 | 0 | 0 | 0 | 0 | 0 | 0 | 0 | 1 | 1 | 1 | 1 | 1 | 1 | 1 | 3 | 1 | 2 | 2 | 1 | 2 | 4 | 4 | 1 | 1 | 2 | 1 | 2 | 1 | 1 | 1 | 1 |  | 0
EOP | Beatty | 138 | Solar |  |  | 0 | 0 | 0 | 0 | 0 | 0 | 0 | 0 | 0 | 5 | 3 | 1 | 1 | 1 | 1 | 2 | N/A | N/A | 2 | N/A | N/A | N/A | N/A | N/A | N/A | N/A | 2 | 2 | 4 | 1 | 3 | 1 | 1 |  | 0
EOP | Beatty | 230 | Solar |  |  | 100 | 400 | 500 | 0 | 0 | 0 | 100 | 400 | 500 | 5 | 3 | 1 | 1 | 1 | 1 | 2 | N/A | N/A | 2 | N/A | N/A | N/A | N/A | N/A | N/A | N/A | 2 | 2 | 4 | 1 | 3 | 2- | 1 |  | 1
PG&E NGBA | Belden | 230 | Solar |  |  | 0 | 0 | 0 | 0 | 0 | 0 | 0 | 0 | 0 | 5 | 4 | 1 | 1 | 1 | 1 | [11 empty] | 2 | 2 | 4 | 1 | 3 | 1 | 1 |  | 0
PG&E NGBA | Bell | 115 | Solar |  |  | 0 | 0 | 0 | 0 | 0 | 0 | 0 | 0 | 0 | 5 | 4 | 1 | 1 | 1 | 1 | [11 empty] | 2 | 1 | 4 | 2 | 3 | 1 | 1 |  | 0
PG&E NGBA | Bellevue | 115 | Solar |  |  | 0 | 0 | 0 | 0 | 0 | 0 | 0 | 0 | 0 | 5 | 2 | 1 | 1 | 1 | 1 | 1 | 3 | 1 | 2 | 3 | 1 | 1 | 2 | 3 | 1 | 1 | 2 | 1 | 2 | 2 | 2 | 1 | 1 |  | 0
PG&E GBA | Bellota | 115 | Solar |  |  | 0 | 0 | 0 | 0 | 0 | 0 | 0 | 0 | 0 | 5 | 4 | 1 | 1 | 2 | 1 | 1 | 2 | 1 | 1 | 1 | 1 | 1 | 1 | 2 | 1 | 1 | 1 | 1 | 4 | 2 | 3 | 1 | 1 |  | 0
PG&E GBA | Bellota | 230 | Solar |  |  | 200 | 200 | 400 | 0 | 0 | 0 | 200 | 200 | 400 | 5 | 4 | 1 | 1 | 1 | 1 | 1 | 2 | 1 | 1 | 1 | 1 | 1 | 1 | 2 | 1 | 1 | 1 | 1 | 4 | 2 | 3 | 3- | 1 |  | 1
SCE Northern | Big Creek | 230 | Solar |  |  | 0 | 0 | 0 | 0 | 0 | 0 | 0 | 0 | 0 | 1 | 1 | 1 | 1 | 1 | 1 | 1 | 1 | 1 | 2 | 5 | 1 | 2 | 1 | 3 | 3 | 1 | 1 | 1 | 4 | 2 | 3 | 1 | 1 |  | 0
PG&E FRESNO | Biola | 70 | Solar |  |  | 0 | 0 | 0 | 0 | 0 | 0 | 0 | 0 | 0 | 5 | 2 | 5 | 2 | 1 | 1 | [11 empty] | 1 | 1 | 4 | 2 | 1 | 1 | 1 |  | 0
PG&E GBA | Birds Landing | 230 | Solar |  |  | 0 | 200 | 200 | 0 | 0 | 0 | 0 | 200 | 200 | 5 | 4 | 1 | 1 | 2 | 1 | 1 | 1 | 1 | 2 | 1 | 1 | 1 | 1 | 1 | 1 | 1 | 2 | 1 | 4 | 1 | 1 | 1 | 4 | Same total shifted to be EODS | 1
SCE Northern | Bliss | 66 | Solar |  |  | 0 | 0 | 0 | 0 | 0 | 0 | 0 | 0 | 0 | 1 | 1 | 1 | 1 | 1 | 1 | [11 empty] | 1 | 1 | 4 | 1 | 1 | 1 | 1 |  | 0
SCE Eastern | Blythe | 161 | Solar |  |  | 0 | 160 | 160 | 0 | 160 | 160 | 0 | 0 | 0 | 5 | 4 | 3 | 3 | 1 | 4 | 1 | 2 | 1 | 2 | 1 | 1 | 1 | 1 | 1 | 1 | 1 | 2 | 2 | 2 | 1 | 1 | 1+ | 1 |  | 1
PG&E NGBA | Bogue | 115 | Solar |  |  | 0 | 0 | 0 | 0 | 0 | 0 | 0 | 0 | 0 | 5 | 4 | 1 | 1 | 1 | 1 | [11 empty] | 2 | 2 | 2 | 1 | 2 | 1 | 1 |  | 0
PG&E FRESNO | Borden | 230 | Solar |  |  | 0 | 300 | 300 | 0 | 0 | 0 | 0 | 300 | 300 | 5 | 4 | 5 | 4 | 1 | 1 | 1 | 2 | 1 | 1 | 1 | 1 | 1 | 1 | 2 | 1 | 1 | 1 | 1 | 4 | 2 | 1 | 3- | 5 | Reduced to better align with CI and limit transmission exceedances | 1
PG&E FRESNO | Borden | 70 | Solar |  |  | 0 | 0 | 0 | 0 | 0 | 0 | 0 | 0 | 0 | 5 | 4 | 5 | 4 | 1 | 1 | 1 | 2 | 1 | 1 | 1 | 1 | 1 | 1 | 2 | 1 | 1 | 1 | 1 | 4 | 2 | 1 | 1 | 1 |  | 0
SDGE | Boulevard East | 138 | Solar |  |  | 0 | 0 | 0 | 0 | 0 | 0 | 0 | 0 | 0 | 1 | 1 | 1 | 1 | 1 | 1 | 1 | 1 | 1 | 2 | 5 | 1 | 1 | 1 | 1 | 1 | 1 | 2 | 1 | 4 | 1 | 3 | 1 | 1 |  | 0
SDGE | Boulevard East | 69 | Solar |  |  | 0 | 40 | 40 | 0 | 17.4 | 17.4 | 0 | 22.6 | 22.6 | 1 | 1 | 1 | 1 | 1 | 4 | 1 | 1 | 1 | 2 | 5 | 1 | 1 | 1 | 1 | 1 | 1 | 2 | 1 | 4 | 1 | 3 | 4+ | 1 |  | 1
PG&E GBA | Brentwood | 230 | Solar |  |  | 0 | 0 | 0 | 0 | 0 | 0 | 0 | 0 | 0 | 5 | 4 | 1 | 1 | 1 | 5 | 1 | 1 | 1 | 2 | 2 | 1 | 1 | 1 | 2 | 1 | 1 | 2 | 1 | 4 | 1 | 3 | 1 | 1 |  | 0
PG&E NGBA | Bridgeville | 115 | Solar |  |  | 0 | 0 | 0 | 0 | 0 | 0 | 0 | 0 | 0 | 5 | 2 | 1 | 1 | 1 | 1 | 1 | 1 | 1 | 2 | 3 | 1 | 1 | 1 | 1 | 3 | 1 | 2 | 2 | 4 | 2 | 3 | 1 | 1 |  | 0
PG&E NGBA | Brighton | 115 | Solar |  |  | 0 | 0 | 0 | 0 | 0 | 0 | 0 | 0 | 0 | 5 | 4 | 1 | 1 | 1 | 1 | [11 empty] | 2 | 1 | 2 | 2 | 1 | 1 | 1 |  | 0
PG&E NGBA | Brighton | 230 | Solar |  |  | 0 | 0 | 0 | 0 | 0 | 0 | 0 | 0 | 0 | 5 | 4 | 1 | 1 | 1 | 1 | [11 empty] | 2 | 1 | 2 | 2 | 1 | 1 | 1 |  | 0
PG&E NGBA | Brunswick | 115 | Solar |  |  | 0 | 0 | 0 | 0 | 0 | 0 | 0 | 0 | 0 | 5 | 4 | 1 | 1 | 1 | 1 | 1 | 4 | 1 | 2 | 5 | 3 | 1 | 1 | 3 | 1 | 1 | 2 | 1 | 4 | 1 | 3 | 1 | 1 |  | 0
PG&E NGBA | Bucks Creek | 230 | Solar |  |  | 0 | 0 | 0 | 0 | 0 | 0 | 0 | 0 | 0 | 5 | 4 | 1 | 1 | 1 | 1 | [11 empty] | 2 | 2 | 4 | 1 | 3 | 1 | 1 |  | 0
PG&E KERN | Buena Vista | 230 | Solar |  |  | 0 | 0 | 0 | 0 | 0 | 0 | 0 | 0 | 0 | 5 | 2 | 4 | 4 | 1 | 1 | [11 empty] | 2 | 2 | 4 | 2 | 1 | 1 | 1 |  | 0
PG&E FRESNO | Bullard | 115 | Solar |  |  | 0 | 0 | 0 | 0 | 0 | 0 | 0 | 0 | 0 | 5 | 4 | 5 | 4 | 1 | 1 | [11 empty] | 1 | 1 | 1 | 2 | 2 | 1 | 1 |  | 0
PG&E GBA | Burlingame | 115 | Solar |  |  | 0 | 0 | 0 | 0 | 0 | 0 | 0 | 0 | 0 | 5 | 2 | 1 | 1 | 1 | 1 | [11 empty] | 2 | 1 | 3 | 1 | 2 | 1 | 1 |  | 0
PG&E NGBA | Burney Forest | 230 | Solar |  |  | 0 | 0 | 0 | 0 | 0 | 0 | 0 | 0 | 0 | 5 | 3 | 3 | 3 | 1 | 1 | [11 empty] | 2 | 2 | 4 | 2 | 3 | 1 | 1 |  | 0
PG&E NGBA | Butte | 115 | Solar |  |  | 0 | 0 | 0 | 0 | 0 | 0 | 0 | 0 | 0 | 5 | 2 | 1 | 1 | 1 | 1 | [11 empty] | 2 | 1 | 4 | 2 | 2 | 1 | 1 |  | 0
PG&E KERN | Cabrillo | 115 | Solar |  |  | 0 | 0 | 0 | 0 | 0 | 0 | 0 | 0 | 0 | 1 | 1 | 1 | 1 | 1 | 1 | 1 | 1 | 1 | 2 | 5 | 2 | 1 | 1 | 3 | 1 | 1 | 2 | 2 | 4 | 1 | 3 | 1 | 1 |  | 0
PG&E FRESNO | Cal Flats | 230 | Solar |  |  | 0 | 0 | 0 | 0 | 0 | 0 | 0 | 0 | 0 | 5 | 2 | 4 | 4 | 1 | 1 | 1 | 1 | 1 | 2 | 2 | 1 | 1 | 1 | 2 | 3 | 1 | 2 | 2 | 4 | 2 | 2 | 1 | 1 |  | 0
SCE NOL | Calcite | 230 | Solar |  |  | 200 | 254 | 454 | 0 | 0 | 0 | 200 | 254 | 454 | 1 | 1 | 1 | 1 | 1 | 1 | 1 | 5 | 1 | 2 | 1 | 1 | 1 | 1 | 2 | 1 | 1 | 2 | 1 | 4 | 1 | 3 | 1+ | 1 |  | 1
PG&E KERN | Caliente | 230 | Solar |  |  | 0 | 0 | 0 | 0 | 0 | 0 | 0 | 0 | 0 | 5 | 2 | 4 | 4 | 1 | 1 | 1 | 2 | 1 | 2 | 1 | 1 | 1 | 1 | 2 | 1 | 1 | 2 | 1 | 4 | 2 | 2 | 1+ | 4 | Mapped to other buses instead, reflecting less commercial interest and limiting transmission upgrades | 1
PG&E FRESNO | California Ave | 115 | Solar |  |  | 0 | 0 | 0 | 0 | 0 | 0 | 0 | 0 | 0 | 5 | 2 | 5 | 2 | 1 | 1 | 1 | 3 | 2 | 1 | 1 | 1 | 1 | 1 | 1 | 1 | 1 | 1 | 1 | 2 | 2 | 1 | 1 | 1 |  | 0
PG&E KERN | Callender | 115 | Solar |  |  | 0 | 0 | 0 | 0 | 0 | 0 | 0 | 0 | 0 | 5 | 2 | 4 | 4 | 1 | 1 | [11 empty] | 2 | 2 | 4 | 2 | 2 | 1 | 1 |  | 0
PG&E NGBA | Calpella | 115 | Solar |  |  | 0 | 0 | 0 | 0 | 0 | 0 | 0 | 0 | 0 | 5 | 2 | 1 | 1 | 1 | 1 | 1 | 1 | 1 | 2 | 5 | 1 | 1 | 1 | 2 | 2 | 1 | 2 | 2 | 4 | 2 | 3 | 1 | 1 |  | 0
PG&E GBA | Camanche | 230 | Solar |  |  | 0 | 0 | 0 | 0 | 0 | 0 | 0 | 0 | 0 | 5 | 4 | 1 | 1 | 1 | 1 | 1 | 2 | 1 | 1 | 1 | 2 | 1 | 2 | 3 | 1 | 1 | 1 | 1 | 4 | 2 | 3 | 1 | 1 |  | 0
SDGE | Cameron | 69 | Solar |  |  | 0 | 0 | 0 | 0 | 0 | 0 | 0 | 0 | 0 | 1 | 1 | 1 | 1 | 1 | 3 | [11 empty] | 1 | 1 | 2 | 1 | 1 | 1 | 1 |  | 0
SDGE | Cannon | 69 | Solar |  |  | 0 | 0 | 0 | 0 | 0 | 0 | 0 | 0 | 0 | 1 | 1 | 1 | 1 | 1 | 1 | [11 empty] | 2 | 1 | 1 | 1 | 3 | 1 | 1 |  | 0
PG&E FRESNO | Cantua | 115 | Solar |  |  | 0 | 0 | 0 | 0 | 0 | 0 | 0 | 0 | 0 | 1 | 1 | 1 | 1 | 1 | 1 | 1 | 1 | 1 | 1 | 1 | 1 | 1 | 1 | 1 | 1 | 1 | 1 | 1 | 4 | 2 | 1 | 1 | 1 |  | 0
SDGE | Capistrano | 138 | Solar |  |  | 0 | 0 | 0 | 0 | 0 | 0 | 0 | 0 | 0 | 1 | 1 | 1 | 1 | 1 | 2 | 1 | 4 | 1 | 2 | 5 | 1 | 2 | 2 | 3 | 2 | 1 | 1 | 1 | 2 | 1 | 3 | 1 | 1 |  | 0
SDGE | Capistrano | 230 | Solar |  |  | 0 | 0 | 0 | 0 | 0 | 0 | 0 | 0 | 0 | 1 | 1 | 1 | 1 | 1 | 1 | 1 | 4 | 1 | 2 | 5 | 1 | 2 | 2 | 3 | 2 | 1 | 1 | 1 | 2 | 1 | 3 | 1 | 1 |  | 0
PG&E NGBA | Carberry | 230 | Solar |  |  | 0 | 0 | 0 | 0 | 0 | 0 | 0 | 0 | 0 | 5 | 3 | 3 | 3 | 1 | 1 | [11 empty] | 2 | 2 | 4 | 2 | 3 | 1 | 1 |  | 0
SCE Eastern | Cardiff | 66 | Solar |  |  | 0 | 0 | 0 | 0 | 0 | 0 | 0 | 0 | 0 | 1 | 1 | 1 | 1 | 1 | 1 | [11 empty] | 1 | 1 | 2 | 1 | 1 | 1 | 1 |  | 0
PG&E NGBA | Caribou | 60 | Solar |  |  | 0 | 0 | 0 | 0 | 0 | 0 | 0 | 0 | 0 | 5 | 4 | 1 | 1 | 2 | 1 | [11 empty] | 2 | 2 | 4 | 1 | 3 | 1 | 1 |  | 0
PG&E NGBA | Caribou | 115 | Solar |  |  | 0 | 0 | 0 | 0 | 0 | 0 | 0 | 0 | 0 | 5 | 4 | 1 | 1 | 1 | 1 | [11 empty] | 2 | 2 | 4 | 1 | 3 | 1 | 1 |  | 0
PG&E NGBA | Caribou | 230 | Solar |  |  | 0 | 0 | 0 | 0 | 0 | 0 | 0 | 0 | 0 | 5 | 4 | 1 | 1 | 1 | 1 | [11 empty] | 2 | 2 | 4 | 1 | 3 | 1 | 1 |  | 0
EOP | Carpenter Canyon (fka Gamebird) | 138 | Solar |  |  | 0 | 0 | 0 | 0 | 0 | 0 | 0 | 0 | 0 | 5 | 3 | 1 | 1 | 1 | 1 | 1 | N/A | N/A | 2 | N/A | N/A | N/A | N/A | N/A | N/A | N/A | 2 | 2 | 4 | 1 | 3 | 1 | 1 |  | 0
EOP | Carpenter Canyon (fka Gamebird) | 230 | Solar |  |  | 150 | 550 | 700 | 0 | 0 | 0 | 150 | 550 | 700 | 5 | 3 | 1 | 1 | 1 | 1 | 1 | N/A | N/A | 2 | N/A | N/A | N/A | N/A | N/A | N/A | N/A | 2 | 2 | 4 | 1 | 3 | 2- | 3 |  | 1
PG&E NGBA | Carquinez | 115 | Solar |  |  | 0 | 0 | 0 | 0 | 0 | 0 | 0 | 0 | 0 | 5 | 2 | 1 | 1 | 1 | 1 | 1 | 4 | 1 | 2 | 2 | 1 | 1 | 1 | 3 | 1 | 1 | 2 | 1 | 2 | 1 | 1 | 1 | 1 |  | 0
SDGE | Carrizo Gorge | 138 | Solar |  |  | 0 | 90 | 90 | 0 | 90 | 90 | 0 | 0 | 0 | 1 | 1 | 1 | 1 | 1 | 3 | 1 | 2 | 1 | 2 | 3 | 1 | 1 | 1 | 2 | 1 | 1 | 2 | 1 | 4 | 1 | 3 | 1 | 1 |  | 1
PG&E KERN | Carrizo Plains | 115 | Solar |  |  | 0 | 0 | 0 | 0 | 0 | 0 | 0 | 0 | 0 | 5 | 2 | 4 | 4 | 1 | 1 | 1 | 1 | 1 | 1 | 2 | 1 | 1 | 1 | 2 | 2 | 1 | 2 | 1 | 4 | 2 | 2 | 1 | 1 |  | 0
PG&E KERN | Casaloma | 230 | Solar |  |  | 0 | 0 | 0 | 0 | 0 | 0 | 0 | 0 | 0 | 1 | 1 | 1 | 1 | 1 | 1 | [11 empty] | 1 | 1 | 3 | 1 | 1 | 1 | 1 |  | 0
PG&E GBA | Castro Valley | 230 | Solar |  |  | 0 | 0 | 0 | 0 | 0 | 0 | 0 | 0 | 0 | 5 | 4 | 1 | 1 | 1 | 1 | [11 empty] | 2 | 1 | 2 | 1 | 2 | 1 | 1 |  | 0
PG&E GBA | Cayetano | 230 | Solar |  |  | 0 | 100 | 100 | 0 | 100 | 100 | 0 | 0 | 0 | 5 | 4 | 1 | 1 | 1 | 1 | 2 | 1 | 2 | 2 | 3 | 2 | 2 | 3 | 3 | 1 | 1 | 2 | 1 | 3 | 1 | 3 | 2+ | 1 |  | 1
SCE Metro | Center | 230 | Solar |  |  | 0 | 0 | 0 | 0 | 0 | 0 | 0 | 0 | 0 | 1 | 1 | 1 | 1 | 1 | 2 | 1 | 1 | 1 | 2 | 1 | 1 | 1 | 1 | 1 | 1 | 1 | 1 | 1 | 1 | 1 | 1 | 1 | 1 |  | 0
PG&E KERN | Charca | 115 | Solar |  |  | 0 | 0 | 0 | 0 | 0 | 0 | 0 | 0 | 0 | 1 | 1 | 1 | 1 | 1 | 1 | 1 | 1 | 3 | 1 | 1 | 1 | 1 | 1 | 1 | 1 | 1 | 1 | 1 | 4 | 1 | 1 | 1 | 1 |  | 0
EOP | Charleston | 138 | Solar |  |  | 0 | 0 | 0 | 0 | 0 | 0 | 0 | 0 | 0 | 5 | 3 | 1 | 1 | 1 | 1 | [11 empty] | 2 | 2 | 4 | 1 | 3 | 1 | 1 |  | 0
SCE Metro | Chevmain | 230 | Solar |  |  | 0 | 0 | 0 | 0 | 0 | 0 | 0 | 0 | 0 | 1 | 1 | 1 | 1 | 1 | 1 | 1 | 1 | 1 | 2 | 2 | 1 | 1 | 2 | 2 | 1 | 1 | 1 | 1 | 1 | 1 | 1 | 1 | 1 |  | 0
SDGE | Chicarita | 138 | Solar |  |  | 0 | 0 | 0 | 0 | 0 | 0 | 0 | 0 | 0 | 1 | 1 | 1 | 1 | 1 | 1 | [11 empty] | 2 | 1 | 3 | 1 | 3 | 1 | 1 |  | 0
SCE Metro | Chino | 230 | Solar |  |  | 0 | 0 | 0 | 0 | 0 | 0 | 0 | 0 | 0 | 1 | 1 | 1 | 1 | 1 | 1 | 1 | 4 | 1 | 2 | 5 | 1 | 1 | 1 | 2 | 1 | 1 | 1 | 1 | 1 | 1 | 2 | 1 | 1 |  | 0
PG&E FRESNO | Chowchilla | 115 | Solar |  |  | 0 | 0 | 0 | 0 | 0 | 0 | 0 | 0 | 0 | 5 | 4 | 5 | 2 | 1 | 1 | [11 empty] | 1 | 1 | 1 | 2 | 2 | 1 | 1 |  | 0
PG&E GBA | Christie | 60 | Solar |  |  | 0 | 0 | 0 | 0 | 0 | 0 | 0 | 0 | 0 | 5 | 4 | 1 | 1 | 1 | 1 | [11 empty] | 2 | 1 | 2 | 1 | 2 | 1 | 1 |  | 0
PG&E GBA | Christie | 115 | Solar |  |  | 0 | 0 | 0 | 0 | 0 | 0 | 0 | 0 | 0 | 5 | 2 | 1 | 1 | 3 | 1 | [11 empty] | 2 | 1 | 2 | 1 | 2 | 1 | 1 |  | 0
SCE Eastern | Cielo Azul | 500 | Solar |  |  | 500 | 2625 | 3125 | 0 | 2025 | 2025 | 500 | 600 | 1100 | 5 | 2 | 1 | 1 | 1 | 4 | 2 | N/A | N/A | 2 | N/A | N/A | N/A | N/A | N/A | N/A | N/A | 2 | 2 | 4 | 1 | 3 | 4+ | 3 | More total mapped, less FCDS as shifted to EODS to align with in-dev | 1
PG&E GBA | Clay | 60 | Solar |  |  | 0 | 0 | 0 | 0 | 0 | 0 | 0 | 0 | 0 | 5 | 4 | 1 | 1 | 1 | 1 | [11 empty] | 2 | 1 | 3 | 1 | 3 | 1 | 1 |  | 0
PG&E GBA | Clayton | 115 | Solar |  |  | 0 | 0 | 0 | 0 | 0 | 0 | 0 | 0 | 0 | 5 | 2 | 1 | 1 | 1 | 1 | 1 | 1 | 1 | 2 | 4 | 1 | 3 | 2 | 3 | 1 | 1 | 2 | 1 | 4 | 1 | 2 | 1 | 1 |  | 0
PG&E NGBA | Cloverdale | 115 | Solar |  |  | 0 | 0 | 0 | 0 | 0 | 0 | 0 | 0 | 0 | 5 | 2 | 1 | 1 | 1 | 1 | 1 | 1 | 1 | 2 | 5 | 2 | 1 | 2 | 3 | 2 | 1 | 2 | 2 | 4 | 2 | 3 | 1 | 1 |  | 0
PG&E FRESNO | Clovis | 115 | Solar |  |  | 0 | 0 | 0 | 0 | 0 | 0 | 0 | 0 | 0 | 5 | 2 | 5 | 2 | 1 | 1 | [11 empty] | 1 | 1 | 2 | 2 | 2 | 1 | 1 |  | 0
PG&E GBA | Coburn | 230 | Solar |  |  | 0 | 0 | 0 | 0 | 0 | 0 | 0 | 0 | 0 | 5 | 4 | 1 | 1 | 1 | 1 | 1 | 1 | 1 | 2 | 2 | 1 | 1 | 1 | 1 | 1 | 1 | 2 | 2 | 2 | 2 | 3 | 1+ | 1 |  | 1
PG&E GBA | Coburn | 60 | Solar |  |  | 0 | 0 | 0 | 0 | 0 | 0 | 0 | 0 | 0 | 5 | 4 | 1 | 1 | 1 | 1 | 1 | 1 | 1 | 2 | 2 | 1 | 1 | 1 | 1 | 1 | 1 | 2 | 2 | 2 | 2 | 3 | 1 | 1 |  | 0
PG&E NGBA | Colgate | 230 | Solar |  |  | 0 | 0 | 0 | 0 | 0 | 0 | 0 | 0 | 0 | 5 | 4 | 1 | 1 | 1 | 1 | 1 | 2 | 1 | 2 | 5 | 3 | 1 | 1 | 4 | 1 | 1 | 2 | 1 | 4 | 1 | 3 | 1+ | 1 |  | 1
PG&E GBA | Collierville | 230 | Solar |  |  | 0 | 0 | 0 | 0 | 0 | 0 | 0 | 0 | 0 | 5 | 4 | 1 | 1 | 2 | 1 | [11 empty] | 2 | 1 | 4 | 1 | 3 | 1 | 1 |  | 0
PG&E GBA | Collinsville | 230 | Solar |  |  | 0 | 0 | 0 | 0 | 0 | 0 | 0 | 0 | 0 | 5 | 2 | 1 | 1 | 1 | 1 | [11 empty] | 2 | 1 | 3 | 1 | 1 | 1+ | 1 |  | 1
PG&E GBA | Collinsville | 500 | Solar |  |  | 0 | 0 | 0 | 0 | 0 | 0 | 0 | 0 | 0 | 5 | 2 | 1 | 1 | 1 | 1 | [11 empty] | 2 | 1 | 3 | 1 | 1 | 1 | 1 |  | 0
SCE Eastern | Colorado River | 230 | Solar |  |  | 500 | 950 | 1450 | 300 | 500 | 800 | 200 | 450 | 650 | 1 | 1 | 1 | 1 | 1 | 2 | 2 | 2 | 3 | 2 | 1 | 1 | 1 | 1 | 2 | 1 | 1 | 2 | 2 | 3 | 1 | 3 | 2+ | 1 |  | 1
SCE Eastern | Colorado River | 500 | Solar |  |  | 0 | 0 | 0 | 0 | 0 | 0 | 0 | 0 | 0 | 1 | 1 | 1 | 1 | 1 | 1 | 4 | 2 | 3 | 2 | 1 | 2 | 2 | 2 | 2 | 2 | 1 | 2 | 2 | 3 | 1 | 3 | 1+ | 1 |  | 1
PG&E KERN | Columbus | 115 | Solar |  |  | 0 | 0 | 0 | 0 | 0 | 0 | 0 | 0 | 0 | 5 | 2 | 4 | 4 | 2 | 1 | 1 | 1 | 1 | 1 | 2 | 2 | 1 | 1 | 2 | 1 | 1 | 1 | 1 | 2 | 1 | 2 | 1 | 1 |  | 0
PG&E GBA | Contra Costa | 115 | Solar |  |  | 0 | 0 | 0 | 0 | 0 | 0 | 0 | 0 | 0 | 5 | 4 | 1 | 1 | 2 | 1 | 1 | 1 | 1 | 2 | 2 | 1 | 2 | 1 | 2 | 1 | 1 | 2 | 1 | 2 | 1 | 2 | 1 | 1 |  | 0
PG&E GBA | Contra Costa | 230 | Solar |  |  | 0 | 0 | 0 | 0 | 0 | 0 | 0 | 0 | 0 | 5 | 4 | 1 | 1 | 2 | 1 | 1 | 1 | 1 | 2 | 2 | 1 | 2 | 1 | 2 | 1 | 1 | 2 | 1 | 2 | 1 | 2 | 1 | 1 |  | 0
PG&E GBA | Contra Costa PP | 230 | Solar |  |  | 0 | 0 | 0 | 0 | 0 | 0 | 0 | 0 | 0 | 5 | 4 | 1 | 1 | 1 | 1 | [11 empty] | 2 | 1 | 1 | 1 | 2 | 1 | 1 |  | 0
SCE NOL | Control | 115 | Solar |  |  | 0 | 0 | 0 | 0 | 0 | 0 | 0 | 0 | 0 | 5 | 5 | 1 | 1 | 1 | 1 | 1 | 1 | 1 | 2 | 5 | 1 | 1 | 1 | 1 | 2 | 1 | 2 | 2 | 4 | 1 | 3 | 1+ | 1 |  | 1
SCE NOL | Control | 55 | Solar |  |  | 0 | 0 | 0 | 0 | 0 | 0 | 0 | 0 | 0 | 5 | 5 | 1 | 1 | 1 | 1 | 0 | N/A | N/A | 2 | N/A | N/A | N/A | N/A | N/A | N/A | N/A | 2 | 2 | 4 | 1 | 3 | 1 | 1 |  | 0
PG&E GBA | Cooley Landing | 115 | Solar |  |  | 0 | 0 | 0 | 0 | 0 | 0 | 0 | 0 | 0 | 5 | 2 | 1 | 1 | 3 | 1 | [11 empty] | 2 | 1 | 2 | 1 | 1 | 1 | 1 |  | 0
PG&E GBA | Cooley Landing | 60 | Solar |  |  | 0 | 0 | 0 | 0 | 0 | 0 | 0 | 0 | 0 | 5 | 2 | 1 | 1 | 1 | 3 | [11 empty] | 2 | 1 | 2 | 1 | 1 | 1 | 1 |  | 0
SCE NOL | Coolwater | 230 | Solar |  |  | 0 | 0 | 0 | 0 | 0 | 0 | 0 | 0 | 0 | 3 | 3 | 1 | 1 | 1 | 1 | 1 | 3 | 1 | 2 | 1 | 3 | 1 | 1 | 3 | 1 | 1 | 2 | 1 | 2 | 1 | 1 | 1 | 1 |  | 0
SCE NOL | Coolwater | 115 | Solar |  |  | 100 | 0 | 100 | 0 | 0 | 0 | 100 | 0 | 100 | 3 | 3 | 1 | 1 | 2 | 5 | 1 | 3 | 1 | 2 | 1 | 3 | 1 | 1 | 3 | 1 | 1 | 2 | 1 | 2 | 1 | 1 | 4+ | 5 | Less overall, shifted due to Tx and Env impacts | 1
PG&E KERN | Copus | 70 | Solar |  |  | 0 | 0 | 0 | 0 | 0 | 0 | 0 | 0 | 0 | 5 | 2 | 4 | 4 | 1 | 1 | [11 empty] | 1 | 1 | 3 | 1 | 1 | 1 | 1 |  | 0
PG&E FRESNO | Corcoran | 70 | Solar |  |  | 0 | 0 | 0 | 0 | 0 | 0 | 0 | 0 | 0 | 5 | 4 | 5 | 4 | 1 | 1 | 1 | 1 | 1 | 1 | 1 | 1 | 1 | 1 | 1 | 1 | 1 | 1 | 1 | 4 | 2 | 1 | 1 | 1 |  | 0
PG&E FRESNO | Corcoran | 115 | Solar |  |  | 0 | 0 | 0 | 0 | 0 | 0 | 0 | 0 | 0 | 5 | 4 | 5 | 4 | 1 | 1 | 1 | 1 | 1 | 1 | 1 | 1 | 1 | 1 | 1 | 1 | 1 | 1 | 1 | 4 | 2 | 1 | 1 | 1 |  | 0
PG&E NGBA | Corona | 115 | Solar |  |  | 0 | 0 | 0 | 0 | 0 | 0 | 0 | 0 | 0 | 5 | 2 | 1 | 1 | 1 | 1 | [11 empty] | 2 | 1 | 3 | 2 | 3 | 1 | 1 |  | 0
PG&E NGBA | Cortina | 230 | Solar |  |  | 0 | 0 | 0 | 0 | 0 | 0 | 0 | 0 | 0 | 5 | 2 | 1 | 1 | 1 | 1 | 2 | 1 | 1 | 2 | 2 | 1 | 1 | 1 | 3 | 1 | 1 | 2 | 2 | 4 | 1 | 3 | 1 | 1 |  | 0
PG&E NGBA | Cortina | 115 | Solar |  |  | 50 | 80 | 130 | 0 | 0 | 0 | 50 | 80 | 130 | 5 | 2 | 1 | 1 | 1 | 4 | 2 | 1 | 1 | 2 | 2 | 1 | 1 | 1 | 3 | 1 | 1 | 2 | 2 | 4 | 1 | 3 | 3- | 4 | Less mapped to better align with CI | 1
PG&E GBA | Cottle | 230 | Solar |  |  | 0 | 0 | 0 | 0 | 0 | 0 | 0 | 0 | 0 | 5 | 4 | 5 | 2 | 1 | 2 | [11 empty] | 1 | 1 | 3 | 2 | 1 | 1 | 1 |  | 0
PG&E NGBA | Cottonwood | 115 | Solar |  |  | 0 | 0 | 0 | 0 | 0 | 0 | 0 | 0 | 0 | 5 | 2 | 1 | 1 | 1 | 1 | 1 | 3 | 1 | 2 | 3 | 1 | 1 | 1 | 2 | 1 | 1 | 2 | 2 | 3 | 2 | 3 | 1 | 1 |  | 0
PG&E NGBA | Cottonwood | 230 | Solar |  |  | 0 | 0 | 0 | 0 | 0 | 0 | 0 | 0 | 0 | 5 | 2 | 1 | 1 | 1 | 1 | 1 | 3 | 1 | 2 | 3 | 1 | 1 | 1 | 2 | 1 | 1 | 2 | 2 | 3 | 2 | 3 | 1 | 1 |  | 0
PG&E NGBA | Cottonwood | 60 | Solar |  |  | 0 | 0 | 0 | 0 | 0 | 0 | 0 | 0 | 0 | 5 | 2 | 1 | 1 | 1 | 1 | 1 | 3 | 1 | 2 | 3 | 1 | 1 | 1 | 2 | 1 | 1 | 2 | 2 | 3 | 2 | 3 | 1 | 1 |  | 0
PG&E NGBA | Cove Road | 230 | Solar |  |  | 0 | 0 | 0 | 0 | 0 | 0 | 0 | 0 | 0 | 5 | 2 | 1 | 1 | 1 | 1 | 1 | 1 | 1 | 2 | 5 | 2 | 1 | 1 | 2 | 2 | 1 | 2 | 2 | 4 | 2 | 3 | 1 | 1 |  | 0
PG&E GBA | Coyote | 230 | Solar |  |  | 0 | 0 | 0 | 0 | 0 | 0 | 0 | 0 | 0 | 5 | 4 | 1 | 1 | 1 | 1 | 1 | 1 | 1 | 2 | 5 | 3 | 1 | 1 | 3 | 2 | 1 | 2 | 1 | 3 | 2 | 2 | 1 | 1 |  | 0
PG&E GBA | Crazy Horse Canyon | 115 | Solar |  |  | 0 | 0 | 0 | 0 | 0 | 0 | 0 | 0 | 0 | 1 | 1 | 1 | 1 | 1 | 1 | [11 empty] | 2 | 2 | 4 | 2 | 3 | 1 | 1 |  | 0
SDGE | Creelman | 69 | Solar |  |  | 0 | 0 | 0 | 0 | 0 | 0 | 0 | 0 | 0 | 1 | 1 | 1 | 1 | 1 | 3 | [11 empty] | 2 | 1 | 4 | 1 | 3 | 1 | 1 |  | 0
PG&E FRESNO | Crescent | 70 | Solar |  |  | 0 | 35 | 35 | 0 | 35 | 35 | 0 | 0 | 0 | 5 | 4 | 5 | 2 | 1 | 4 | 1 | 1 | 1 | 1 | 1 | 1 | 1 | 1 | 1 | 1 | 1 | 1 | 1 | 3 | 2 | 1 | 2+ | 1 |  | 1
PG&E FRESNO | Cressey | 115 | Solar |  |  | 0 | 0 | 0 | 0 | 0 | 0 | 0 | 0 | 0 | 5 | 4 | 5 | 2 | 1 | 1 | [11 empty] | 1 | 1 | 3 | 2 | 1 | 1 | 1 |  | 0
PG&E NGBA | Cresta | 230 | Solar |  |  | 0 | 0 | 0 | 0 | 0 | 0 | 0 | 0 | 0 | 5 | 4 | 1 | 1 | 1 | 1 | [11 empty] | 2 | 1 | 4 | 2 | 3 | 1 | 1 |  | 0
SDGE | Crestwood | 69 | Solar |  |  | 0 | 0 | 0 | 0 | 0 | 0 | 0 | 0 | 0 | 1 | 1 | 1 | 1 | 1 | 1 | [11 empty] | 2 | 1 | 4 | 1 | 3 | 1+ | 1 |  | 1
PG&E GBA | Crow Creek | 60 | Solar |  |  | 0 | 0 | 0 | 0 | 0 | 0 | 0 | 0 | 0 | 5 | 4 | 1 | 1 | 1 | 1 | 1 | 1 | 1 | 1 | 2 | 1 | 1 | 1 | 2 | 1 | 1 | 1 | 1 | 4 | 2 | 1 | 1 | 1 |  | 0
PG&E GBA | Crows Landing | 60 | Solar |  |  | 0 | 0 | 0 | 0 | 0 | 0 | 0 | 0 | 0 | 5 | 4 | 1 | 1 | 1 | 1 | [11 empty] | 1 | 1 | 4 | 2 | 1 | 1 | 1 |  | 0
PG&E GBA | Curtis | 115 | Solar |  |  | 0 | 0 | 0 | 0 | 0 | 0 | 0 | 0 | 0 | 5 | 4 | 1 | 1 | 1 | 1 | 1 | 2 | 1 | 2 | 5 | 1 | 1 | 1 | 3 | 2 | 1 | 2 | 1 | 4 | 1 | 3 | 1 | 1 |  | 0
PG&E FRESNO | Dairyland | 115 | Solar |  |  | 0 | 0 | 0 | 0 | 0 | 0 | 0 | 0 | 0 | 5 | 4 | 5 | 2 | 1 | 1 | 1 | 1 | 1 | 1 | 1 | 1 | 1 | 1 | 1 | 1 | 1 | 1 | 1 | 3 | 2 | 1 | 1 | 1 |  | 0
PG&E NGBA | Davis | 115 | Solar |  |  | 20 | 80 | 100 | 0 | 0 | 0 | 20 | 80 | 100 | 5 | 2 | 1 | 1 | 1 | 3 | 1 | 1 | 3 | 2 | 1 | 1 | 1 | 1 | 1 | 1 | 1 | 2 | 1 | 4 | 2 | 3 | 4- | 1 |  | 1
SCE Metro | Del Amo | 500 | Solar |  |  | 0 | 0 | 0 | 0 | 0 | 0 | 0 | 0 | 0 | 1 | 1 | 1 | 1 | 1 | 1 | 1 | 3 | 1 | 2 | 1 | 1 | 1 | 1 | 1 | 1 | 1 | 1 | 1 | 3 | 1 | 2 | 1 | 1 |  | 0
SCE Metro | Del Amo | 230 | Solar |  |  | 0 | 0 | 0 | 0 | 0 | 0 | 0 | 0 | 0 | 1 | 1 | 1 | 1 | 1 | 1 | 1 | 3 | 1 | 2 | 1 | 1 | 1 | 1 | 1 | 1 | 1 | 1 | 1 | 3 | 1 | 2 | 4+ | 1 |  | 1
SCE Eastern | Delaney | 500 | Solar |  |  | 150 | 250 | 400 | 0 | 0 | 0 | 150 | 250 | 400 | 5 | 2 | 1 | 1 | 1 | 1 | 1 | N/A | N/A | 2 | N/A | N/A | N/A | N/A | N/A | N/A | N/A | 2 | 1 | 4 | 2 | 3 | 2- | 1 |  | 1
PG&E NGBA | Delevan | 230 | Solar |  |  | 199.4 | 400 | 599.4 | 0 | 0 | 0 | 199.4 | 400 | 599.4 | 5 | 2 | 1 | 1 | 1 | 1 | 2 | 1 | 1 | 2 | 1 | 1 | 1 | 1 | 2 | 1 | 1 | 2 | 2 | 1 | 1 | 3 | 2- | 1 |  | 1
PG&E GBA | Delta PP | 230 | Solar |  |  | 0 | 0 | 0 | 0 | 0 | 0 | 0 | 0 | 0 | 5 | 2 | 1 | 1 | 1 | 1 | 1 | 1 | 1 | 2 | 2 | 2 | 1 | 2 | 2 | 1 | 1 | 2 | 1 | 3 | 1 | 2 | 1 | 1 |  | 0
EOP | Desert View | 230 | Solar |  |  | 0 | 400 | 400 | 0 | 0 | 0 | 0 | 400 | 400 | 5 | 3 | 1 | 1 | 1 | 1 | 1 | N/A | N/A | 2 | N/A | N/A | N/A | N/A | N/A | N/A | N/A | 2 | 1 | 4 | 1 | 3 | 3- | 1 |  | 1
SCE Eastern | Devers | 230 | Solar |  |  | 50 | 180 | 230 | 0 | 0 | 0 | 50 | 180 | 230 | 1 | 1 | 1 | 1 | 2 | 1 | 2 | 5 | 1 | 2 | 2 | 1 | 2 | 1 | 2 | 1 | 1 | 2 | 1 | 1 | 1 | 3 | 2- | 5 | Mapped to other buses instead, reflecting less commercial interest, higher land-use flags | 1
SCE Eastern | Devers | 500 | Solar |  |  | 0 | 0 | 0 | 0 | 0 | 0 | 0 | 0 | 0 | 1 | 1 | 1 | 1 | 1 | 1 | 2 | 5 | 1 | 2 | 2 | 1 | 2 | 1 | 2 | 1 | 1 | 2 | 1 | 1 | 1 | 3 | 1+ | 1 |  | 1
PG&E KERN | Diablo Canyon | 230 | Solar |  |  | 0 | 0 | 0 | 0 | 0 | 0 | 0 | 0 | 0 | 1 | 1 | 1 | 1 | 1 | 1 | 1 | 1 | 1 | 2 | 5 | 1 | 1 | 3 | 3 | 1 | 1 | 2 | 2 | 4 | 2 | 3 | 1 | 1 |  | 0
PG&E KERN | Diablo Canyon | 500 | Solar |  |  | 0 | 0 | 0 | 0 | 0 | 0 | 0 | 0 | 0 | 5 | 2 | 4 | 4 | 1 | 1 | 1 | 1 | 1 | 2 | 5 | 1 | 1 | 3 | 3 | 1 | 1 | 2 | 2 | 4 | 2 | 3 | 1 | 1 |  | 0
PG&E KERN | Divide | 115 | Solar |  |  | 0 | 0 | 0 | 0 | 0 | 0 | 0 | 0 | 0 | 1 | 1 | 1 | 1 | 1 | 1 | [11 empty] | 2 | 2 | 4 | 1 | 2 | 1 | 1 |  | 0
PG&E GBA | Dixon Landing | 115 | Solar |  |  | 0 | 0 | 0 | 0 | 0 | 0 | 0 | 0 | 0 | 5 | 4 | 1 | 1 | 1 | 1 | [11 empty] | 2 | 1 | 2 | 1 | 2 | 1 | 1 |  | 0
PG&E FRESNO | Dos Amigos | 230 | Solar |  |  | 0 | 0 | 0 | 0 | 0 | 0 | 0 | 0 | 0 | 1 | 1 | 1 | 1 | 1 | 1 | [11 empty] | 1 | 1 | 4 | 2 | 1 | 1 | 1 |  | 0
PG&E NGBA | Drum | 115 | Solar |  |  | 0 | 0 | 0 | 0 | 0 | 0 | 0 | 0 | 0 | 5 | 4 | 1 | 1 | 1 | 1 | 1 | 1 | 1 | 2 | 5 | 1 | 1 | 1 | 1 | 1 | 1 | 2 | 1 | 4 | 2 | 3 | 1 | 1 |  | 0
PG&E GBA | Dumbarton | 115 | Solar |  |  | 0 | 0 | 0 | 0 | 0 | 0 | 0 | 0 | 0 | 5 | 2 | 1 | 1 | 1 | 1 | [11 empty] | 2 | 1 | 3 | 1 | 2 | 1 | 1 |  | 0
SCE NOL | Dunn Siding | 115 | Solar |  |  | 0 | 0 | 0 | 0 | 0 | 0 | 0 | 0 | 0 | 3 | 3 | 1 | 1 | 1 | 1 | [11 empty] | 2 | 1 | 4 | 1 | 1 | 1 | 1 |  | 0
SCE Eastern | Eagle Mountain | 230 | Solar |  |  | 0 | 0 | 0 | 0 | 0 | 0 | 0 | 0 | 0 | 5 | 4 | 3 | 3 | 1 | 1 | [11 empty] | 2 | 2 | 4 | 1 | 3 | 1 | 1 |  | 0
PG&E NGBA | Eagle Rock (PGE) | 60 | Solar |  |  | 0 | 0 | 0 | 0 | 0 | 0 | 0 | 0 | 0 | 5 | 2 | 1 | 1 | 1 | 1 | 1 | 1 | 1 | 2 | 5 | 2 | 2 | 3 | 4 | 1 | 1 | 2 | 2 | 4 | 2 | 3 | 1 | 1 |  | 0
PG&E NGBA | Eagle Rock (PGE) | 115 | Solar |  |  | 0 | 0 | 0 | 0 | 0 | 0 | 0 | 0 | 0 | 5 | 2 | 1 | 1 | 2 | 1 | 1 | 1 | 1 | 2 | 5 | 2 | 2 | 3 | 4 | 1 | 1 | 2 | 2 | 4 | 2 | 3 | 1 | 1 |  | 0
SCE Metro | Eagle Rock (SCE) | 230 | Solar |  |  | 0 | 0 | 0 | 0 | 0 | 0 | 0 | 0 | 0 | 1 | 1 | 1 | 1 | 1 | 1 | [11 empty] | 1 | 1 | 2 | 1 | 2 | 1 | 1 |  | 0
PG&E NGBA | East Marysville | 115 | Solar |  |  | 0 | 0 | 0 | 0 | 0 | 0 | 0 | 0 | 0 | 5 | 4 | 1 | 1 | 1 | 1 | 1 | 2 | 1 | 2 | 1 | 1 | 1 | 1 | 2 | 1 | 1 | 2 | 2 | 2 | 1 | 2 | 1 | 1 |  | 0
PG&E NGBA | East Nicolaus | 115 | Solar |  |  | 0 | 0 | 0 | 0 | 0 | 0 | 0 | 0 | 0 | 5 | 4 | 1 | 1 | 1 | 1 | [11 empty] | 2 | 1 | 4 | 1 | 3 | 1 | 1 |  | 0
PG&E NGBA | East Nicolaus | 60 | Solar |  |  | 0 | 0 | 0 | 0 | 0 | 0 | 0 | 0 | 0 | 5 | 4 | 1 | 1 | 1 | 1 | [11 empty] | 2 | 1 | 4 | 1 | 3 | 1 | 1 |  | 0
PG&E GBA | Eastshore | 115 | Solar |  |  | 0 | 0 | 0 | 0 | 0 | 0 | 0 | 0 | 0 | 5 | 2 | 1 | 1 | 1 | 1 | 1 | 4 | 1 | 2 | 5 | 1 | 1 | 2 | 3 | 1 | 1 | 2 | 1 | 2 | 1 | 1 | 1 | 1 |  | 0
PG&E GBA | Eastshore | 230 | Solar |  |  | 0 | 0 | 0 | 0 | 0 | 0 | 0 | 0 | 0 | 5 | 2 | 1 | 1 | 1 | 1 | 1 | 4 | 1 | 2 | 5 | 1 | 1 | 2 | 3 | 1 | 1 | 2 | 1 | 2 | 1 | 1 | 1 | 1 |  | 0
SDGE | ECO | 138 | Solar |  |  | 0 | 0 | 0 | 0 | 0 | 0 | 0 | 0 | 0 | 1 | 1 | 1 | 1 | 1 | 1 | 1 | 2 | 1 | 2 | 3 | 1 | 1 | 1 | 2 | 1 | 1 | 2 | 1 | 4 | 1 | 3 | 1 | 4 | Shifted to some to Boulevard East for more accurate representation, rest to other buses to align better with CI | 1
SDGE | ECO | 230 | Solar |  |  | 0 | 0 | 0 | 0 | 0 | 0 | 0 | 0 | 0 | 1 | 1 | 1 | 1 | 3 | 1 | 0 | 0 | 0 | 2 | 0 | 0 | 0 | 0 | 0 | 0 | 0 | 2 | 1 | 4 | 1 | 3 | 1 | 1 |  | 0
SDGE | ECO | 500 | Solar |  |  | 0 | 0 | 0 | 0 | 0 | 0 | 0 | 0 | 0 | 1 | 1 | 1 | 1 | 2 | 1 | 0 | 0 | 0 | 2 | 0 | 0 | 0 | 0 | 0 | 0 | 0 | 2 | 1 | 4 | 1 | 3 | 1 | 1 |  | 0
PG&E GBA | Edenvale | 115 | Solar |  |  | 0 | 0 | 0 | 0 | 0 | 0 | 0 | 0 | 0 | 5 | 4 | 1 | 1 | 1 | 1 | [11 empty] | 2 | 1 | 2 | 2 | 2 | 1 | 1 |  | 0
PG&E GBA | Edes | 115 | Solar |  |  | 0 | 0 | 0 | 0 | 0 | 0 | 0 | 0 | 0 | 5 | 2 | 1 | 1 | 1 | 1 | [11 empty] | 2 | 1 | 3 | 1 | 1 | 1 | 1 |  | 0
PG&E GBA | Eight Mile | 230 | Solar |  |  | 0 | 0 | 0 | 0 | 0 | 0 | 0 | 0 | 0 | 5 | 4 | 1 | 1 | 1 | 1 | 1 | 2 | 2 | 1 | 1 | 1 | 1 | 1 | 1 | 1 | 1 | 1 | 1 | 2 | 2 | 1 | 1 | 1 |  | 0
SDGE | El Cajon | 69 | Solar |  |  | 0 | 0 | 0 | 0 | 0 | 0 | 0 | 0 | 0 | 1 | 1 | 1 | 1 | 1 | 4 | [11 empty] | 2 | 1 | 2 | 1 | 1 | 1 | 1 |  | 0
SCE Eastern | El Casco | 230 | Solar |  |  | 0 | 0 | 0 | 0 | 0 | 0 | 0 | 0 | 0 | 1 | 1 | 1 | 1 | 1 | 2 | 1 | 2 | 1 | 2 | 5 | 1 | 1 | 2 | 3 | 1 | 1 | 1 | 1 | 4 | 1 | 2 | 1+ | 1 |  | 1
PG&E GBA | El Cerrito G | 115 | Solar |  |  | 0 | 0 | 0 | 0 | 0 | 0 | 0 | 0 | 0 | 5 | 2 | 1 | 1 | 1 | 1 | [11 empty] | 2 | 1 | 2 | 1 | 2 | 1 | 1 |  | 0
PG&E NGBA | El Dorado PH | 115 | Solar |  |  | 0 | 0 | 0 | 0 | 0 | 0 | 0 | 0 | 0 | 5 | 4 | 1 | 1 | 1 | 1 | [11 empty] | 2 | 1 | 4 | 2 | 3 | 1 | 1 |  | 0
PG&E FRESNO | El Nido (PGE) | 115 | Solar |  |  | 0 | 0 | 0 | 0 | 0 | 0 | 0 | 0 | 0 | 5 | 4 | 5 | 2 | 1 | 1 | [11 empty] | 1 | 1 | 4 | 2 | 1 | 1+ | 1 |  | 1
SCE Metro | El Nido (SCE) | 230 | Solar |  |  | 0 | 0 | 0 | 0 | 0 | 0 | 0 | 0 | 0 | 1 | 1 | 1 | 1 | 1 | 2 | 1 | 1 | 1 | 2 | 2 | 1 | 1 | 2 | 2 | 1 | 1 | 1 | 1 | 2 | 1 | 2 | 1 | 1 |  | 0
PG&E GBA | El Patio | 115 | Solar |  |  | 0 | 0 | 0 | 0 | 0 | 0 | 0 | 0 | 0 | 5 | 4 | 1 | 1 | 1 | 1 | [11 empty] | 2 | 1 | 3 | 2 | 2 | 1 | 1 |  | 0
SCE Metro | El Segundo | 230 | Solar |  |  | 0 | 0 | 0 | 0 | 0 | 0 | 0 | 0 | 0 | 1 | 1 | 1 | 1 | 1 | 1 | 1 | 1 | 1 | 2 | 1 | 1 | 1 | 2 | 2 | 1 | 1 | 1 | 1 | 1 | 1 | 1 | 1 | 1 |  | 0
EOP | Eldorado | 230 | Solar |  |  | 0 | 0 | 0 | 0 | 0 | 0 | 0 | 0 | 0 | 5 | 3 | 1 | 1 | 1 | 1 | 1 | N/A | N/A | 2 | N/A | N/A | N/A | N/A | N/A | N/A | N/A | 2 | 2 | 2 | 1 | 3 | 1 | 4 | Shifted to other buses with in-development solar and better align with CI | 1
EOP | Eldorado | 500 | Solar |  |  | 0 | 0 | 0 | 0 | 0 | 0 | 0 | 0 | 0 | 5 | 2 | 1 | 1 | 1 | 1 | 1 | N/A | N/A | 2 | N/A | N/A | N/A | N/A | N/A | N/A | N/A | 2 | 2 | 2 | 1 | 3 | 1+ | 1 |  | 1
SCE Northern | Elizabeth Lake | 66 | Solar |  |  | 0 | 0 | 0 | 0 | 0 | 0 | 0 | 0 | 0 | 5 | 2 | 1 | 1 | 1 | 1 | [11 empty] | 1 | 1 | 3 | 1 | 3 | 1 | 1 |  | 0
PG&E KERN | Elk Hills | 230 | Solar |  |  | 0 | 0 | 0 | 0 | 0 | 0 | 0 | 0 | 0 | 5 | 2 | 4 | 4 | 1 | 1 | 1 | 1 | 1 | 1 | 1 | 1 | 2 | 4 | 4 | 1 | 1 | 1 | 1 | 3 | 1 | 1 | 1 | 1 |  | 0
SDGE | Elliot | 69 | Solar |  |  | 0 | 0 | 0 | 0 | 0 | 0 | 0 | 0 | 0 | 1 | 1 | 1 | 1 | 1 | 3 | [11 empty] | 2 | 1 | 2 | 1 | 2 | 1 | 1 |  | 0
SCE Metro | Ellis | 230 | Solar |  |  | 0 | 0 | 0 | 0 | 0 | 0 | 0 | 0 | 0 | 1 | 1 | 1 | 1 | 1 | 1 | 1 | 4 | 1 | 2 | 2 | 1 | 1 | 4 | 5 | 1 | 1 | 1 | 1 | 2 | 1 | 2 | 1 | 1 |  | 0
SDGE | Encina | 138 | Solar |  |  | 0 | 0 | 0 | 0 | 0 | 0 | 0 | 0 | 0 | 1 | 1 | 1 | 1 | 1 | 1 | 1 | 1 | 1 | 2 | 2 | 1 | 2 | 2 | 3 | 1 | 1 | 2 | 1 | 1 | 1 | 3 | 1 | 1 |  | 0
SDGE | Encina | 230 | Solar |  |  | 0 | 0 | 0 | 0 | 0 | 0 | 0 | 0 | 0 | 1 | 1 | 1 | 1 | 1 | 1 | 1 | 1 | 1 | 2 | 2 | 1 | 2 | 2 | 3 | 1 | 1 | 2 | 1 | 1 | 1 | 3 | 1 | 1 |  | 0
SDGE | Escondido | 230 | Solar |  |  | 0 | 0 | 0 | 0 | 0 | 0 | 0 | 0 | 0 | 1 | 1 | 1 | 1 | 1 | 1 | 1 | 4 | 1 | 2 | 5 | 1 | 1 | 1 | 2 | 1 | 1 | 2 | 1 | 1 | 1 | 3 | 1 | 1 |  | 0
SDGE | Escondido | 69 | Solar |  |  | 0 | 0 | 0 | 0 | 0 | 0 | 0 | 0 | 0 | 1 | 1 | 1 | 1 | 1 | 3 | 1 | 4 | 1 | 2 | 5 | 1 | 1 | 1 | 2 | 1 | 1 | 2 | 1 | 1 | 1 | 3 | 1 | 1 |  | 0
PG&E KERN | Estrella | 230 | Solar |  |  | 0 | 0 | 0 | 0 | 0 | 0 | 0 | 0 | 0 | 1 | 1 | 1 | 1 | 1 | 1 | [11 empty] | 2 | 2 | 4 | 2 | 3 | 1 | 1 |  | 0
SCE Eastern | Etiwanda | 230 | Solar |  |  | 0 | 0 | 0 | 0 | 0 | 0 | 0 | 0 | 0 | 1 | 1 | 1 | 1 | 1 | 2 | 1 | 4 | 1 | 2 | 4 | 1 | 1 | 1 | 1 | 1 | 1 | 1 | 1 | 2 | 1 | 1 | 1 | 1 |  | 0
PG&E GBA | Evergreen | 115 | Solar |  |  | 0 | 0 | 0 | 0 | 0 | 0 | 0 | 0 | 0 | 5 | 4 | 1 | 1 | 1 | 1 | [11 empty] | 2 | 1 | 2 | 2 | 2 | 1 | 1 |  | 0
PG&E GBA | Evergreen | 60 | Solar |  |  | 0 | 0 | 0 | 0 | 0 | 0 | 0 | 0 | 0 | 5 | 4 | 1 | 1 | 1 | 1 | [11 empty] | 2 | 1 | 2 | 2 | 2 | 1 | 1 |  | 0
PG&E FRESNO | Excelsior | 115 | Solar |  |  | 0 | 0 | 0 | 0 | 0 | 0 | 0 | 0 | 0 | 5 | 4 | 1 | 1 | 1 | 1 | 1 | 1 | 2 | 1 | 1 | 1 | 1 | 1 | 1 | 1 | 1 | 1 | 1 | 4 | 2 | 1 | 2+ | 1 |  | 1
PG&E FRESNO | Exchequer | 115 | Solar |  |  | 0 | 0 | 0 | 0 | 0 | 0 | 0 | 0 | 0 | 5 | 4 | 5 | 2 | 1 | 1 | [11 empty] | 2 | 1 | 4 | 1 | 2 | 1+ | 1 |  | 1
PG&E KERN | Fairway | 115 | Solar |  |  | 0 | 0 | 0 | 0 | 0 | 0 | 0 | 0 | 0 | 1 | 1 | 1 | 1 | 1 | 1 | [11 empty] | 2 | 2 | 3 | 1 | 2 | 1 | 1 |  | 0
PG&E KERN | Famoso | 115 | Solar |  |  | 0 | 0 | 0 | 0 | 0 | 0 | 0 | 0 | 0 | 1 | 1 | 1 | 1 | 1 | 1 | [11 empty] | 1 | 1 | 4 | 1 | 1 | 1 | 1 |  | 0
PG&E NGBA | Fern Road | 500 | Solar |  |  | 0 | 0 | 0 | 0 | 0 | 0 | 0 | 0 | 0 | 5 | 2 | 1 | 1 | 1 | 1 | [11 empty] | 2 | 2 | 4 | 2 | 3 | 1 | 1 |  | 0
PG&E GBA | Fibreboard (SPI Sonora) | 115 | Solar |  |  | 0 | 0 | 0 | 0 | 0 | 0 | 0 | 0 | 0 | 5 | 4 | 1 | 1 | 2 | 1 | [11 empty] | 2 | 1 | 2 | 1 | 2 | 1 | 1 |  | 0
PG&E FRESNO | Figarden | 230 | Solar |  |  | 0 | 0 | 0 | 0 | 0 | 0 | 0 | 0 | 0 | 5 | 4 | 5 | 2 | 1 | 1 | [11 empty] | 1 | 1 | 3 | 2 | 2 | 1 | 1 |  | 0
PG&E FRESNO | Fink | 230 | Solar |  |  | 30 | 110 | 140 | 30 | 110 | 140 | 0 | 0 | 0 | 1 | 1 | 1 | 1 | 1 | 1 | 1 | 1 | 1 | 1 | 2 | 1 | 1 | 1 | 2 | 1 | 1 | 1 | 1 | 4 | 2 | 1 | 1 | 5 | Nearly the same total, shifted from FCDS to EODS to align with in-dev | 1
PG&E NGBA | Fitch Mountain | 60 | Solar |  |  | 0 | 0 | 0 | 0 | 0 | 0 | 0 | 0 | 0 | 5 | 2 | 1 | 1 | 1 | 1 | [11 empty] | 2 | 2 | 4 | 2 | 3 | 1 | 1 |  | 0
PG&E GBA | FMC | 115 | Solar |  |  | 0 | 0 | 0 | 0 | 0 | 0 | 0 | 0 | 0 | 5 | 4 | 1 | 1 | 1 | 1 | [11 empty] | 2 | 1 | 2 | 2 | 2 | 1 | 1 |  | 0
PG&E GBA | Fremont | 115 | Solar |  |  | 0 | 0 | 0 | 0 | 0 | 0 | 0 | 0 | 0 | 5 | 2 | 1 | 1 | 1 | 1 | [11 empty] | 2 | 1 | 3 | 1 | 2 | 1 | 1 |  | 0
PG&E GBA | French Camp | 60 | Solar |  |  | 0 | 0 | 0 | 0 | 0 | 0 | 0 | 0 | 0 | 5 | 4 | 1 | 1 | 1 | 1 | [11 empty] | 1 | 1 | 3 | 2 | 1 | 1 | 1 |  | 0
PG&E GBA | Frogtown | 115 | Solar |  |  | 0 | 0 | 0 | 0 | 0 | 0 | 0 | 0 | 0 | 5 | 4 | 1 | 1 | 1 | 1 | [11 empty] | 2 | 1 | 4 | 1 | 3 | 1 | 1 |  | 0
PG&E NGBA | Fulton | 115 | Solar |  |  | 0 | 0 | 0 | 0 | 0 | 0 | 0 | 0 | 0 | 5 | 4 | 1 | 1 | 1 | 1 | 1 | 3 | 1 | 2 | 5 | 1 | 2 | 3 | 4 | 1 | 1 | 2 | 1 | 3 | 2 | 2 | 1 | 1 |  | 0
PG&E NGBA | Fulton | 230 | Solar |  |  | 0 | 0 | 0 | 0 | 0 | 0 | 0 | 0 | 0 | 5 | 4 | 1 | 1 | 1 | 5 | 1 | 3 | 1 | 2 | 5 | 1 | 2 | 3 | 4 | 1 | 1 | 2 | 1 | 3 | 2 | 2 | 1 | 1 |  | 0
PG&E NGBA | Fulton | 60 | Solar |  |  | 0 | 0 | 0 | 0 | 0 | 0 | 0 | 0 | 0 | 5 | 2 | 1 | 1 | 1 | 1 | 1 | 3 | 1 | 2 | 5 | 1 | 2 | 3 | 4 | 1 | 1 | 2 | 1 | 3 | 2 | 2 | 1 | 1 |  | 0
PG&E KERN | Ganso | 115 | Solar |  |  | 0 | 0 | 0 | 0 | 0 | 0 | 0 | 0 | 0 | 1 | 1 | 1 | 1 | 1 | 1 | [11 empty] | 1 | 1 | 3 | 1 | 1 | 1 | 1 |  | 0
PG&E FRESNO | Gates | 230 | Solar |  |  | 859.5 | 1010.5 | 1870 | 614.5 | 310.5 | 925 | 245 | 700 | 945 | 5 | 2 | 4 | 4 | 1 | 3 | 2 | 1 | 3 | 1 | 1 | 1 | 1 | 1 | 1 | 1 | 1 | 1 | 1 | 3 | 2 | 1 | 2- | 3 | Less FCDS, but more total solar mapped | 1
PG&E FRESNO | Gates | 500 | Solar |  |  | 0 | 0 | 0 | 0 | 0 | 0 | 0 | 0 | 0 | 5 | 2 | 4 | 4 | 1 | 2 | 4 | 2 | 3 | 1 | 1 | 1 | 1 | 1 | 1 | 1 | 1 | 1 | 1 | 3 | 2 | 1 | 1 | 1 |  | 0
PG&E NGBA | Geysers 12 | 230 | Solar |  |  | 0 | 0 | 0 | 0 | 0 | 0 | 0 | 0 | 0 | 5 | 4 | 1 | 1 | 1 | 1 | 1 | 1 | 1 | 2 | 5 | 2 | 2 | 3 | 5 | 1 | 1 | 2 | 2 | 4 | 2 | 3 | 1 | 1 |  | 0
PG&E NGBA | Geysers 17 | 230 | Solar |  |  | 0 | 0 | 0 | 0 | 0 | 0 | 0 | 0 | 0 | 5 | 4 | 1 | 1 | 1 | 1 | 1 | 1 | 1 | 2 | 5 | 2 | 2 | 3 | 5 | 1 | 1 | 2 | 2 | 4 | 2 | 3 | 1 | 1 |  | 0
PG&E NGBA | Geysers 3 | 115 | Solar |  |  | 0 | 0 | 0 | 0 | 0 | 0 | 0 | 0 | 0 | 5 | 2 | 1 | 1 | 1 | 1 | 1 | 1 | 1 | 2 | 5 | 2 | 2 | 3 | 5 | 1 | 1 | 2 | 2 | 4 | 2 | 3 | 1 | 1 |  | 0
PG&E NGBA | Glenn | 230 | Solar |  |  | 100 | 170 | 270 | 0 | 0 | 0 | 100 | 170 | 270 | 5 | 2 | 1 | 1 | 1 | 1 | 1 | 1 | 2 | 2 | 1 | 2 | 1 | 1 | 2 | 1 | 1 | 2 | 2 | 4 | 1 | 3 | 3- | 1 |  | 1
PG&E NGBA | Glenn | 60 | Solar |  |  | 0 | 0 | 0 | 0 | 0 | 0 | 0 | 0 | 0 | 5 | 2 | 1 | 1 | 1 | 1 | 1 | 1 | 2 | 2 | 1 | 2 | 1 | 1 | 2 | 1 | 1 | 2 | 2 | 4 | 1 | 3 | 1 | 1 |  | 0
PG&E NGBA | Gold Hill | 115 | Solar |  |  | 0 | 0 | 0 | 0 | 0 | 0 | 0 | 0 | 0 | 5 | 4 | 1 | 1 | 1 | 1 | 1 | 4 | 1 | 2 | 4 | 1 | 1 | 1 | 2 | 2 | 1 | 2 | 1 | 4 | 2 | 3 | 1 | 1 |  | 0
PG&E NGBA | Gold Hill | 230 | Solar |  |  | 0 | 0 | 0 | 0 | 0 | 0 | 0 | 0 | 0 | 5 | 4 | 1 | 1 | 1 | 1 | 1 | 4 | 1 | 2 | 4 | 1 | 1 | 1 | 2 | 2 | 1 | 2 | 1 | 4 | 2 | 3 | 1 | 1 |  | 0
SCE Northern | Goleta | 230 | Solar |  |  | 0 | 0 | 0 | 0 | 0 | 0 | 0 | 0 | 0 | 5 | 2 | 1 | 1 | 1 | 2 | 1 | 1 | 1 | 2 | 5 | 1 | 1 | 1 | 1 | 2 | 1 | 2 | 2 | 2 | 1 | 2 | 1 | 1 |  | 0
SCE Metro | Goodrich | 230 | Solar |  |  | 0 | 0 | 0 | 0 | 0 | 0 | 0 | 0 | 0 | 1 | 1 | 1 | 1 | 1 | 1 | 1 | 1 | 1 | 2 | 5 | 1 | 2 | 1 | 2 | 2 | 1 | 1 | 1 | 3 | 1 | 2 | 1 | 1 |  | 0
PG&E KERN | Goose Lake | 115 | Solar |  |  | 0 | 0 | 0 | 0 | 0 | 0 | 0 | 0 | 0 | 1 | 1 | 1 | 1 | 1 | 1 | 1 | 1 | 1 | 1 | 1 | 1 | 1 | 1 | 2 | 1 | 1 | 1 | 1 | 2 | 1 | 1 | 1+ | 1 |  | 1
SCE Metro | Gould | 230 | Solar |  |  | 0 | 0 | 0 | 0 | 0 | 0 | 0 | 0 | 0 | 1 | 1 | 1 | 1 | 1 | 1 | 1 | 1 | 1 | 2 | 5 | 1 | 1 | 1 | 1 | 3 | 1 | 1 | 1 | 4 | 1 | 2 | 1 | 1 |  | 0
PG&E NGBA | Grand Island | 115 | Solar |  |  | 0 | 0 | 0 | 0 | 0 | 0 | 0 | 0 | 0 | 5 | 4 | 1 | 1 | 1 | 1 | 1 | 1 | 1 | 1 | 1 | 1 | 1 | 1 | 1 | 1 | 1 | 2 | 1 | 4 | 2 | 2 | 1 | 1 |  | 0
SDGE | Granite | 69 | Solar |  |  | 0 | 0 | 0 | 0 | 0 | 0 | 0 | 0 | 0 | 1 | 1 | 1 | 1 | 1 | 3 | [11 empty] | 2 | 1 | 2 | 2 | 2 | 1 | 1 |  | 0
PG&E GBA | Grant | 115 | Solar |  |  | 0 | 0 | 0 | 0 | 0 | 0 | 0 | 0 | 0 | 5 | 2 | 1 | 1 | 1 | 1 | [11 empty] | 2 | 1 | 2 | 1 | 2 | 1 | 1 |  | 0
PG&E GBA | Green Valley | 115 | Solar |  |  | 0 | 0 | 0 | 0 | 0 | 0 | 0 | 0 | 0 | 5 | 4 | 1 | 1 | 1 | 1 | [11 empty] | 2 | 2 | 3 | 2 | 2 | 1 | 1 |  | 0
PG&E NGBA | Greenleaf 1 | 115 | Solar |  |  | 0 | 0 | 0 | 0 | 0 | 0 | 0 | 0 | 0 | 5 | 4 | 1 | 1 | 1 | 1 | [11 empty] | 2 | 2 | 1 | 1 | 3 | 1 | 1 |  | 0
PG&E FRESNO | Gregg | 230 | Solar |  |  | 0 | 0 | 0 | 0 | 0 | 0 | 0 | 0 | 0 | 5 | 4 | 5 | 2 | 1 | 1 | 1 | 2 | 2 | 1 | 1 | 1 | 1 | 1 | 1 | 1 | 1 | 1 | 1 | 3 | 2 | 1 | 1 | 1 |  | 0
PG&E FRESNO | Grimmway-Malaga | 115 | Solar |  |  | 0 | 0 | 0 | 0 | 0 | 0 | 0 | 0 | 0 | 5 | 4 | 5 | 2 | 1 | 1 | 1 | 1 | 2 | 1 | 2 | 1 | 1 | 1 | 1 | 1 | 1 | 1 | 1 | 2 | 1 | 1 | 1 | 1 |  | 0
PG&E NGBA | Grizzly | 230 | Solar |  |  | 0 | 0 | 0 | 0 | 0 | 0 | 0 | 0 | 0 | 5 | 4 | 1 | 1 | 2 | 1 | [11 empty] | 2 | 2 | 4 | 1 | 3 | 1 | 1 |  | 0
PG&E FRESNO | Guernsey | 70 | Solar |  |  | 0 | 0 | 0 | 0 | 0 | 0 | 0 | 0 | 0 | 5 | 4 | 5 | 4 | 1 | 1 | [11 empty] | 1 | 1 | 3 | 2 | 1 | 1 | 1 |  | 0
PG&E FRESNO | GWF Hanford | 115 | Solar |  |  | 0 | 0 | 0 | 0 | 0 | 0 | 0 | 0 | 0 | 5 | 4 | 5 | 2 | 1 | 3 | 1 | 1 | 1 | 2 | 1 | 1 | 1 | 1 | 1 | 1 | 1 | 2 | 1 | 2 | 1 | 1 | 1 | 1 |  | 0
PG&E FRESNO | Haas | 230 | Solar |  |  | 0 | 0 | 0 | 0 | 0 | 0 | 0 | 0 | 0 | 5 | 4 | 5 | 2 | 1 | 1 | [11 empty] | 1 | 1 | 4 | 2 | 3 | 1 | 1 |  | 0
PG&E FRESNO | Hammonds | 115 | Solar |  |  | 0 | 0 | 0 | 0 | 0 | 0 | 0 | 0 | 0 | 1 | 1 | 1 | 1 | 1 | 1 | [11 empty] | 1 | 1 | 2 | 2 | 1 | 1+ | 1 |  | 1
SCE Metro | HarborGen | 230 | Solar |  |  | 0 | 0 | 0 | 0 | 0 | 0 | 0 | 0 | 0 | 1 | 1 | 1 | 1 | 1 | 1 | 1 | 3 | 1 | 2 | 1 | 1 | 1 | 2 | 2 | 1 | 1 | 1 | 1 | 2 | 1 | 1 | 1 | 1 |  | 0
PG&E NGBA | Harris | 60 | Solar |  |  | 0 | 0 | 0 | 0 | 0 | 0 | 0 | 0 | 0 | 5 | 2 | 1 | 1 | 1 | 1 | [11 empty] | 2 | 2 | 2 | 2 | 3 | 1 | 1 |  | 0
EOP | Harry Allen | 500 | Solar |  |  | 0 | 0 | 0 | 0 | 0 | 0 | 0 | 0 | 0 | 5 | 3 | 1 | 1 | 1 | 1 | 0 | N/A | N/A | 2 | N/A | N/A | N/A | N/A | N/A | N/A | N/A | 2 | 2 | 4 | 1 | 3 | 1+ | 1 |  | 1
PG&E NGBA | Hartley | 60 | Solar |  |  | 0 | 0 | 0 | 0 | 0 | 0 | 0 | 0 | 0 | 5 | 2 | 1 | 1 | 1 | 1 | [11 empty] | 2 | 2 | 4 | 2 | 3 | 1 | 1 |  | 0
SCE NOL | Harvard | 115 | Solar |  |  | 0 | 0 | 0 | 0 | 0 | 0 | 0 | 0 | 0 | 3 | 3 | 1 | 1 | 1 | 1 | [11 empty] | 2 | 1 | 4 | 1 | 1 | 1 | 1 |  | 0
SDGE | Hassayampa | 500 | Solar |  |  | 300 | 380 | 680 | 52.5 | 160 | 212.5 | 247.5 | 220 | 467.5 | 5 | 2 | 1 | 1 | 1 | 1 | 2 | N/A | N/A | 2 | N/A | N/A | N/A | N/A | N/A | N/A | N/A | 2 | 1 | 4 | 2 | 3 | 2+ | 1 |  | 1
PG&E FRESNO | Helm | 230 | Solar |  |  | 50 | 200 | 250 | 0 | 0 | 0 | 50 | 200 | 250 | 5 | 4 | 5 | 2 | 1 | 1 | 1 | 1 | 1 | 1 | 1 | 1 | 1 | 1 | 1 | 1 | 1 | 1 | 1 | 2 | 2 | 1 | 3- | 1 |  | 1
PG&E FRESNO | Helm | 70 | Solar |  |  | 0 | 0 | 0 | 0 | 0 | 0 | 0 | 0 | 0 | 1 | 1 | 1 | 1 | 1 | 1 | 1 | 1 | 1 | 1 | 1 | 1 | 1 | 1 | 1 | 1 | 1 | 1 | 1 | 2 | 2 | 1 | 2+ | 1 |  | 1
PG&E FRESNO | Henrietta | 115 | Solar |  |  | 0 | 0 | 0 | 0 | 0 | 0 | 0 | 0 | 0 | 1 | 1 | 1 | 1 | 1 | 1 | 1 | 1 | 1 | 1 | 1 | 1 | 1 | 1 | 1 | 1 | 1 | 1 | 1 | 1 | 2 | 1 | 1 | 1 |  | 0
PG&E FRESNO | Henrietta | 230 | Solar |  |  | 50 | 200 | 250 | 0 | 0 | 0 | 50 | 200 | 250 | 1 | 1 | 1 | 1 | 1 | 1 | 1 | 1 | 1 | 1 | 1 | 1 | 1 | 1 | 1 | 1 | 1 | 1 | 1 | 1 | 2 | 1 | 3- | 4 | Nearly the same total solar, slightly less FCDS | 1
PG&E FRESNO | Henrietta | 70 | Solar |  |  | 0 | 0 | 0 | 0 | 0 | 0 | 0 | 0 | 0 | 5 | 4 | 5 | 4 | 1 | 5 | 1 | 1 | 1 | 1 | 1 | 1 | 1 | 1 | 1 | 1 | 1 | 1 | 1 | 1 | 2 | 1 | 1 | 1 |  | 0
PG&E FRESNO | Herndon | 115 | Solar |  |  | 0 | 0 | 0 | 0 | 0 | 0 | 0 | 0 | 0 | 5 | 2 | 5 | 2 | 1 | 1 | [11 empty] | 1 | 1 | 3 | 2 | 1 | 1 | 1 |  | 0
PG&E FRESNO | Herndon | 230 | Solar |  |  | 0 | 0 | 0 | 0 | 0 | 0 | 0 | 0 | 0 | 5 | 4 | 5 | 2 | 1 | 1 | [11 empty] | 1 | 1 | 3 | 2 | 1 | 1 | 1 |  | 0
PG&E GBA | Hicks | 230 | Solar |  |  | 0 | 0 | 0 | 0 | 0 | 0 | 0 | 0 | 0 | 5 | 4 | 1 | 1 | 1 | 1 | 1 | 3 | 1 | 2 | 5 | 3 | 1 | 2 | 4 | 1 | 1 | 2 | 1 | 4 | 2 | 2 | 1 | 1 |  | 0
PG&E NGBA | Higgins | 115 | Solar |  |  | 0 | 0 | 0 | 0 | 0 | 0 | 0 | 0 | 0 | 5 | 4 | 1 | 1 | 1 | 1 | 1 | 4 | 1 | 2 | 5 | 3 | 1 | 1 | 3 | 1 | 1 | 2 | 1 | 4 | 1 | 3 | 1+ | 1 |  | 1
PG&E NGBA | Hilltop | 345 | Solar |  |  | 0 | 0 | 0 | 0 | 0 | 0 | 0 | 0 | 0 | 5 | 2 | 1 | 1 | 3 | 1 | 1 | 2 | 1 | 2 | 1 | 1 | 1 | 1 | 2 | 2 | 1 | 2 | 2 | 4 | 1 | 3 | 1 | 1 |  | 0
SCE Metro | Hinson | 230 | Solar |  |  | 0 | 0 | 0 | 0 | 0 | 0 | 0 | 0 | 0 | 1 | 1 | 1 | 1 | 1 | 1 | 1 | 4 | 1 | 2 | 1 | 1 | 1 | 2 | 2 | 1 | 1 | 1 | 1 | 2 | 1 | 1 | 1 | 1 |  | 0
PG&E GBA | Hollister | 115 | Solar |  |  | 0 | 0 | 0 | 0 | 0 | 0 | 0 | 0 | 0 | 5 | 4 | 1 | 1 | 1 | 1 | 1 | 1 | 1 | 2 | 1 | 1 | 1 | 1 | 2 | 1 | 1 | 2 | 2 | 4 | 2 | 3 | 2+ | 1 |  | 1
PG&E NGBA | Homestake | 115 | Solar |  |  | 0 | 0 | 0 | 0 | 0 | 0 | 0 | 0 | 0 | 5 | 2 | 1 | 1 | 1 | 1 | [11 empty] | 2 | 1 | 4 | 2 | 3 | 1 | 1 |  | 0
PG&E NGBA | Honcut | 115 | Solar |  |  | 0 | 0 | 0 | 0 | 0 | 0 | 0 | 0 | 0 | 5 | 4 | 1 | 1 | 1 | 1 | 1 | 2 | 1 | 2 | 1 | 3 | 1 | 1 | 3 | 1 | 1 | 2 | 1 | 4 | 2 | 3 | 1 | 1 |  | 0
SDGE | Hoodoo Wash | 500 | Solar |  |  | 247.5 | 919 | 1166.5 | 0 | 679 | 679 | 247.5 | 240 | 487.5 | 5 | 2 | 1 | 1 | 1 | 1 | 2 | N/A | N/A | 2 | N/A | N/A | N/A | N/A | N/A | N/A | N/A | 2 | 2 | 4 | 2 | 3 | 2+ | 1 |  | 1
PG&E NGBA | Hopland | 115 | Solar |  |  | 0 | 0 | 0 | 0 | 0 | 0 | 0 | 0 | 0 | 5 | 2 | 1 | 1 | 1 | 1 | 1 | 1 | 1 | 2 | 5 | 3 | 1 | 1 | 3 | 2 | 1 | 2 | 2 | 4 | 2 | 3 | 1 | 1 |  | 0
PG&E NGBA | Hopland | 60 | Solar |  |  | 0 | 0 | 0 | 0 | 0 | 0 | 0 | 0 | 0 | 5 | 2 | 1 | 1 | 1 | 1 | 1 | 1 | 1 | 2 | 5 | 3 | 1 | 1 | 3 | 2 | 1 | 2 | 2 | 4 | 2 | 3 | 1 | 1 |  | 0
PG&E NGBA | Humboldt | 115 | Solar |  |  | 0 | 0 | 0 | 0 | 0 | 0 | 0 | 0 | 0 | 5 | 2 | 1 | 1 | 1 | 1 | 1 | 2 | 1 | 2 | 3 | 1 | 1 | 2 | 2 | 2 | 1 | 2 | 2 | 3 | 2 | 3 | 1 | 1 |  | 0
PG&E NGBA | Humboldt | 60 | Solar |  |  | 0 | 0 | 0 | 0 | 0 | 0 | 0 | 0 | 0 | 5 | 2 | 1 | 1 | 1 | 3 | 1 | 2 | 1 | 2 | 3 | 1 | 1 | 2 | 2 | 2 | 1 | 2 | 2 | 3 | 2 | 3 | 1 | 1 |  | 0
PG&E NGBA | Humboldt | 500 | Solar |  |  | 0 | 0 | 0 | 0 | 0 | 0 | 0 | 0 | 0 | 5 | 4 | 5 | 4 | 1 | 1 | 1 | 2 | 1 | 2 | 3 | 1 | 1 | 2 | 2 | 2 | 1 | 2 | 2 | 3 | 2 | 3 | 1 | 1 |  | 0
SCE Metro | Huntington Beach | 230 | Solar |  |  | 0 | 0 | 0 | 0 | 0 | 0 | 0 | 0 | 0 | 1 | 1 | 1 | 1 | 1 | 1 | 1 | 4 | 1 | 2 | 1 | 1 | 1 | 5 | 5 | 1 | 1 | 1 | 1 | 1 | 1 | 2 | 1 | 1 |  | 0
PG&E NGBA | Ignacio | 115 | Solar |  |  | 0 | 0 | 0 | 0 | 0 | 0 | 0 | 0 | 0 | 5 | 4 | 1 | 1 | 1 | 1 | 1 | 2 | 1 | 2 | 4 | 2 | 1 | 1 | 3 | 1 | 1 | 2 | 1 | 4 | 1 | 3 | 1 | 1 |  | 0
PG&E NGBA | Ignacio | 230 | Solar |  |  | 0 | 0 | 0 | 0 | 0 | 0 | 0 | 0 | 0 | 5 | 2 | 1 | 1 | 1 | 1 | 1 | 2 | 1 | 2 | 4 | 2 | 1 | 1 | 3 | 1 | 1 | 2 | 1 | 4 | 1 | 3 | 1 | 1 |  | 0
PG&E NGBA | Ignacio | 60 | Solar |  |  | 0 | 0 | 0 | 0 | 0 | 0 | 0 | 0 | 0 | 5 | 2 | 1 | 1 | 1 | 1 | 1 | 2 | 1 | 2 | 4 | 2 | 1 | 1 | 3 | 1 | 1 | 2 | 1 | 4 | 1 | 3 | 1 | 1 |  | 0
SDGE | Imperial Beach | 69 | Solar |  |  | 0 | 0 | 0 | 0 | 0 | 0 | 0 | 0 | 0 | 1 | 1 | 1 | 1 | 1 | 3 | [11 empty] | 2 | 1 | 3 | 1 | 2 | 1 | 1 |  | 0
SDGE | Imperial Valley | 230 | Solar |  |  | 0 | 492 | 492 | 0 | 192 | 192 | 0 | 300 | 300 | 1 | 1 | 1 | 1 | 1 | 2 | 1 | 2 | 2 | 2 | 1 | 1 | 1 | 1 | 1 | 1 | 1 | 1 | 1 | 2 | 2 | 1 | 3+ | 5 | More total mapped, less FCDS as shifted to EODS | 1
SDGE | Imperial Valley | 500 | Solar |  |  | 0 | 0 | 0 | 0 | 0 | 0 | 0 | 0 | 0 | 1 | 1 | 1 | 1 | 1 | 1 | 1 | 2 | 2 | 2 | 1 | 1 | 1 | 1 | 1 | 1 | 1 | 1 | 1 | 2 | 2 | 1 | 1+ | 1 |  | 1
EOP | Innovation | 138 | Solar |  |  | 0 | 0 | 0 | 0 | 0 | 0 | 0 | 0 | 0 | 5 | 3 | 1 | 1 | 1 | 1 | 1 | N/A | N/A | 2 | N/A | N/A | N/A | N/A | N/A | N/A | N/A | 2 | 2 | 4 | 1 | 3 | 1 | 1 |  | 0
EOP | Innovation | 230 | Solar |  |  | 300 | 300 | 600 | 0 | 0 | 0 | 300 | 300 | 600 | 5 | 3 | 1 | 1 | 1 | 1 | 2 | N/A | N/A | 2 | N/A | N/A | N/A | N/A | N/A | N/A | N/A | 2 | 2 | 4 | 1 | 3 | 3- | 1 |  | 1
SCE NOL | Inyokern | 115 | Solar |  |  | 0 | 31.8 | 31.8 | 0 | 31.8 | 31.8 | 0 | 0 | 0 | 3 | 3 | 1 | 1 | 1 | 2 | 1 | 5 | 1 | 1 | 1 | 1 | 1 | 1 | 2 | 1 | 1 | 2 | 2 | 4 | 1 | 3 | 1+ | 1 |  | 1
EOP | IS Tap | 138 | Solar |  |  | 0 | 0 | 0 | 0 | 0 | 0 | 0 | 0 | 0 | 5 | 3 | 1 | 1 | 1 | 1 | [11 empty] | 2 | 2 | 4 | 1 | 3 | 1 | 1 |  | 0
EOP | Ivanpah | 115 | Solar |  |  | 0 | 0 | 0 | 0 | 0 | 0 | 0 | 0 | 0 | 5 | 3 | 1 | 1 | 1 | 1 | 0 | N/A | N/A | 2 | N/A | N/A | N/A | N/A | N/A | N/A | N/A | 2 | 2 | 4 | 1 | 1 | 1+ | 1 |  | 1
EOP | Ivanpah | 230 | Solar |  |  | 0 | 0 | 0 | 0 | 0 | 0 | 0 | 0 | 0 | 5 | 3 | 1 | 1 | 1 | 1 | 0 | N/A | N/A | 2 | N/A | N/A | N/A | N/A | N/A | N/A | N/A | 2 | 2 | 4 | 1 | 1 | 1+ | 1 |  | 1
EOP | Jackass (DOE) | 138 | Solar |  |  | 0 | 0 | 0 | 0 | 0 | 0 | 0 | 0 | 0 | 5 | 3 | 1 | 1 | 1 | 1 | [11 empty] | 2 | 2 | 4 | 1 | 3 | 1 | 1 |  | 0
PG&E NGBA | James B Black | 230 | Solar |  |  | 0 | 0 | 0 | 0 | 0 | 0 | 0 | 0 | 0 | 5 | 2 | 1 | 1 | 1 | 1 | [11 empty] | 2 | 2 | 4 | 2 | 3 | 1 | 1 |  | 0
PG&E GBA | Jefferson | 230 | Solar |  |  | 0 | 0 | 0 | 0 | 0 | 0 | 0 | 0 | 0 | 5 | 4 | 1 | 1 | 1 | 1 | [11 empty] | 2 | 1 | 3 | 1 | 2 | 1 | 1 |  | 0
PG&E NGBA | Jessup | 115 | Solar |  |  | 0 | 0 | 0 | 0 | 0 | 0 | 0 | 0 | 0 | 5 | 2 | 1 | 1 | 1 | 1 | 1 | 4 | 1 | 2 | 3 | 2 | 1 | 1 | 2 | 1 | 1 | 2 | 2 | 3 | 2 | 3 | 1 | 1 |  | 0
SCE Metro | Johanna | 230 | Solar |  |  | 0 | 0 | 0 | 0 | 0 | 0 | 0 | 0 | 0 | 1 | 1 | 1 | 1 | 1 | 1 | 1 | 4 | 1 | 2 | 3 | 1 | 1 | 3 | 3 | 1 | 1 | 1 | 1 | 2 | 1 | 1 | 1 | 1 |  | 0
SCE Eastern | Julian Hinds | 230 | Solar |  |  | 0 | 0 | 0 | 0 | 0 | 0 | 0 | 0 | 0 | 5 | 4 | 3 | 3 | 3 | 1 | 1 | 1 | 1 | 2 | 1 | 5 | 1 | 1 | 5 | 1 | 1 | 2 | 1 | 4 | 1 | 3 | 1+ | 1 |  | 1
PG&E GBA | Kasson | 115 | Solar |  |  | 0 | 0 | 0 | 0 | 0 | 0 | 0 | 0 | 0 | 5 | 4 | 1 | 1 | 1 | 1 | [11 empty] | 1 | 1 | 4 | 2 | 1 | 1+ | 1 |  | 1
PG&E GBA | Kasson | 60 | Solar |  |  | 0 | 0 | 0 | 0 | 0 | 0 | 0 | 0 | 0 | 5 | 4 | 1 | 1 | 1 | 1 | [11 empty] | 1 | 1 | 4 | 2 | 1 | 1 | 1 |  | 0
PG&E FRESNO | Kearney | 230 | Solar |  |  | 0 | 0 | 0 | 0 | 0 | 0 | 0 | 0 | 0 | 5 | 4 | 5 | 2 | 1 | 1 | 1 | 2 | 2 | 1 | 1 | 1 | 1 | 1 | 1 | 1 | 1 | 1 | 1 | 3 | 2 | 1 | 1+ | 1 |  | 1
PG&E FRESNO | Kearney | 70 | Solar |  |  | 0 | 0 | 0 | 0 | 0 | 0 | 0 | 0 | 0 | 5 | 4 | 5 | 2 | 1 | 1 | 1 | 2 | 2 | 1 | 1 | 1 | 1 | 1 | 1 | 1 | 1 | 1 | 1 | 3 | 2 | 1 | 1 | 1 |  | 0
PG&E GBA | Kelso | 230 | Solar |  |  | 0 | 0 | 0 | 0 | 0 | 0 | 0 | 0 | 0 | 5 | 2 | 1 | 1 | 1 | 2 | 1 | 1 | 1 | 2 | 2 | 2 | 1 | 1 | 2 | 1 | 1 | 2 | 1 | 2 | 1 | 2 | 1+ | 1 |  | 1
PG&E FRESNO | Kerchoff 1 | 115 | Solar |  |  | 0 | 0 | 0 | 0 | 0 | 0 | 0 | 0 | 0 | 5 | 4 | 5 | 2 | 1 | 1 | [11 empty] | 1 | 1 | 4 | 2 | 3 | 1 | 1 |  | 0
PG&E KERN | Kern Oil | 115 | Solar |  |  | 0 | 0 | 0 | 0 | 0 | 0 | 0 | 0 | 0 | 5 | 2 | 4 | 4 | 1 | 1 | 1 | 2 | 1 | 1 | 1 | 2 | 1 | 1 | 2 | 1 | 1 | 1 | 1 | 1 | 1 | 1 | 1 | 1 |  | 0
PG&E KERN | Kern PP | 115 | Solar |  |  | 0 | 0 | 0 | 0 | 0 | 0 | 0 | 0 | 0 | 5 | 2 | 4 | 4 | 1 | 1 | 1 | 2 | 1 | 1 | 1 | 1 | 1 | 1 | 2 | 1 | 1 | 1 | 1 | 2 | 1 | 2 | 1+ | 1 |  | 1
PG&E KERN | Kern PP | 230 | Solar |  |  | 0 | 0 | 0 | 0 | 0 | 0 | 0 | 0 | 0 | 5 | 2 | 4 | 4 | 1 | 1 | 1 | 2 | 1 | 1 | 1 | 1 | 1 | 1 | 2 | 1 | 1 | 1 | 1 | 2 | 1 | 2 | 1 | 1 |  | 0
PG&E KERN | Kern PP | 70 | Solar |  |  | 0 | 0 | 0 | 0 | 0 | 0 | 0 | 0 | 0 | 1 | 1 | 1 | 1 | 1 | 1 | 1 | 2 | 1 | 1 | 1 | 1 | 1 | 1 | 2 | 1 | 1 | 1 | 1 | 2 | 1 | 2 | 1 | 1 |  | 0
PG&E KERN | Kernridge | 115 | Solar |  |  | 0 | 0 | 0 | 0 | 0 | 0 | 0 | 0 | 0 | 5 | 2 | 4 | 4 | 1 | 1 | 1 | 1 | 1 | 1 | 1 | 2 | 1 | 1 | 2 | 1 | 1 | 1 | 1 | 1 | 1 | 1 | 1 | 1 |  | 0
PG&E FRESNO | Kingsburg | 115 | Solar |  |  | 0 | 0 | 0 | 0 | 0 | 0 | 0 | 0 | 0 | 5 | 4 | 5 | 4 | 1 | 1 | 1 | 2 | 2 | 1 | 1 | 1 | 1 | 1 | 1 | 1 | 1 | 1 | 1 | 2 | 2 | 1 | 1 | 1 |  | 0
PG&E GBA | Kirker | 115 | Solar |  |  | 0 | 0 | 0 | 0 | 0 | 0 | 0 | 0 | 0 | 5 | 2 | 1 | 1 | 1 | 1 | 1 | 1 | 1 | 2 | 2 | 1 | 1 | 1 | 2 | 1 | 1 | 2 | 1 | 3 | 1 | 1 | 1 | 1 |  | 0
PG&E NGBA | Knights Landing | 115 | Solar |  |  | 0 | 0 | 0 | 0 | 0 | 0 | 0 | 0 | 0 | 5 | 4 | 1 | 1 | 1 | 1 | [11 empty] | 2 | 1 | 4 | 2 | 3 | 1 | 1 |  | 0
PG&E NGBA | Konocti | 60 | Solar |  |  | 0 | 0 | 0 | 0 | 0 | 0 | 0 | 0 | 0 | 5 | 2 | 1 | 1 | 1 | 1 | [11 empty] | 2 | 2 | 4 | 2 | 3 | 1 | 1 |  | 0
SCE NOL | Kramer | 115 | Solar |  |  | 0 | 8 | 8 | 0 | 8 | 8 | 0 | 0 | 0 | 3 | 3 | 1 | 1 | 1 | 1 | 4 | 4 | 1 | 2 | 1 | 4 | 1 | 1 | 5 | 1 | 1 | 2 | 1 | 4 | 1 | 3 | 1+ | 4 | Less overall, shifted due to Tx and Env impacts | 1
SCE NOL | Kramer | 230 | Solar |  |  | 75 | 200 | 275 | 75 | 200 | 275 | 0 | 0 | 0 | 3 | 3 | 1 | 1 | 1 | 1 | 4 | 4 | 1 | 2 | 1 | 4 | 1 | 1 | 5 | 1 | 1 | 2 | 1 | 4 | 1 | 3 | 4+ | 5 | Less overall, shifted due to Tx and Env impacts | 1
SCE Metro | La Cienega | 230 | Solar |  |  | 0 | 0 | 0 | 0 | 0 | 0 | 0 | 0 | 0 | 1 | 1 | 1 | 1 | 1 | 1 | 1 | 1 | 1 | 2 | 3 | 1 | 1 | 1 | 1 | 1 | 1 | 1 | 1 | 2 | 1 | 2 | 1 | 1 |  | 0
SCE Metro | La Fresa | 230 | Solar |  |  | 0 | 0 | 0 | 0 | 0 | 0 | 0 | 0 | 0 | 1 | 1 | 1 | 1 | 1 | 1 | 1 | 2 | 1 | 2 | 1 | 1 | 1 | 3 | 3 | 1 | 1 | 1 | 1 | 2 | 1 | 2 | 1 | 1 |  | 0
SCE Metro | Laguna Bell | 230 | Solar |  |  | 0 | 0 | 0 | 0 | 0 | 0 | 0 | 0 | 0 | 1 | 1 | 1 | 1 | 1 | 1 | 1 | 1 | 1 | 2 | 1 | 1 | 1 | 1 | 1 | 1 | 1 | 1 | 1 | 2 | 1 | 1 | 1 | 1 |  | 0
PG&E KERN | Lakeview | 70 | Solar |  |  | 0 | 70 | 70 | 0 | 70 | 70 | 0 | 0 | 0 | 5 | 2 | 4 | 4 | 1 | 5 | 2 | 2 | 2 | 1 | 1 | 1 | 1 | 1 | 1 | 1 | 1 | 1 | 1 | 4 | 1 | 1 | 2+ | 1 |  | 1
PG&E NGBA | Lakeville | 230 | Solar |  |  | 0 | 0 | 0 | 0 | 0 | 0 | 0 | 0 | 0 | 5 | 4 | 1 | 1 | 1 | 1 | 1 | 2 | 1 | 2 | 3 | 3 | 1 | 2 | 3 | 1 | 1 | 2 | 1 | 4 | 2 | 3 | 1 | 4 | Less to better align with CI | 1
PG&E NGBA | Lakeville | 60 | Solar |  |  | 0 | 0 | 0 | 0 | 0 | 0 | 0 | 0 | 0 | 5 | 4 | 1 | 1 | 1 | 1 | 1 | 2 | 1 | 2 | 3 | 3 | 1 | 2 | 3 | 1 | 1 | 2 | 1 | 4 | 2 | 3 | 1 | 1 |  | 0
PG&E NGBA | Lakeville | 115 | Solar |  |  | 0 | 0 | 0 | 0 | 0 | 0 | 0 | 0 | 0 | 5 | 4 | 1 | 1 | 1 | 2 | 1 | 2 | 1 | 2 | 3 | 3 | 1 | 2 | 3 | 1 | 1 | 2 | 1 | 4 | 2 | 3 | 1 | 1 |  | 0
PG&E GBA | Lakewood | 115 | Solar |  |  | 0 | 0 | 0 | 0 | 0 | 0 | 0 | 0 | 0 | 5 | 2 | 1 | 1 | 1 | 1 | [11 empty] | 2 | 1 | 3 | 1 | 2 | 1 | 1 |  | 0
PG&E NGBA | Lambie | 230 | Solar |  |  | 0 | 0 | 0 | 0 | 0 | 0 | 0 | 0 | 0 | 5 | 4 | 1 | 1 | 1 | 1 | [11 empty] | 2 | 1 | 1 | 1 | 1 | 1 | 1 |  | 0
PG&E GBA | Lammers | 115 | Solar |  |  | 0 | 0 | 0 | 0 | 0 | 0 | 0 | 0 | 0 | 5 | 4 | 1 | 1 | 1 | 1 | [11 empty] | 1 | 1 | 1 | 2 | 2 | 1 | 1 |  | 0
PG&E KERN | Lamont | 115 | Solar |  |  | 30 | 170 | 200 | 0 | 0 | 0 | 30 | 170 | 200 | 5 | 2 | 4 | 4 | 1 | 4 | 1 | 2 | 2 | 1 | 1 | 1 | 1 | 1 | 1 | 1 | 1 | 1 | 1 | 2 | 1 | 1 | 3- | 1 |  | 1
PG&E FRESNO | Las Aguilas | 230 | Solar |  |  | 0 | 0 | 0 | 0 | 0 | 0 | 0 | 0 | 0 | 1 | 1 | 1 | 1 | 1 | 1 | [11 empty] | 2 | 2 | 4 | 2 | 2 | 1 | 1 |  | 0
EOP | Lathrop | 138 | Solar |  |  | 0 | 0 | 0 | 0 | 0 | 0 | 0 | 0 | 0 | 5 | 3 | 1 | 1 | 1 | 1 | 1 | N/A | N/A | 2 | N/A | N/A | N/A | N/A | N/A | N/A | N/A | 2 | 2 | 4 | 1 | 3 | 1 | 5 | Shifted to new 230 kV bus | 1
EOP | Lathrop | 230 | Solar |  |  | 200 | 250 | 450 | 0 | 0 | 0 | 200 | 250 | 450 | 5 | 3 | 1 | 1 | 2 | 1 | 1 | N/A | N/A | 2 | N/A | N/A | N/A | N/A | N/A | N/A | N/A | 2 | 2 | 4 | 1 | 3 | 2- | 1 |  | 1
PG&E FRESNO | Le Grand | 115 | Solar |  |  | 50 | 100 | 150 | 0 | 0 | 0 | 50 | 100 | 150 | 5 | 4 | 5 | 2 | 1 | 3 | 1 | 1 | 1 | 1 | 1 | 1 | 1 | 1 | 2 | 1 | 1 | 1 | 1 | 3 | 2 | 1 | 3- | 1 |  | 1
PG&E FRESNO | Lemoore | 70 | Solar |  |  | 0 | 22 | 22 | 0 | 0 | 0 | 0 | 22 | 22 | 1 | 1 | 1 | 1 | 1 | 3 | 1 | 1 | 1 | 1 | 1 | 1 | 1 | 1 | 1 | 1 | 1 | 1 | 1 | 3 | 2 | 2 | 1 | 1 |  | 1
PG&E KERN | Lerdo | 115 | Solar |  |  | 0 | 0 | 0 | 0 | 0 | 0 | 0 | 0 | 0 | 5 | 2 | 4 | 4 | 1 | 1 | 1 | 1 | 2 | 1 | 1 | 1 | 1 | 1 | 1 | 1 | 1 | 1 | 1 | 4 | 1 | 1 | 1 | 1 |  | 0
SCE Metro | Lewis | 230 | Solar |  |  | 0 | 0 | 0 | 0 | 0 | 0 | 0 | 0 | 0 | 1 | 1 | 1 | 1 | 1 | 1 | 1 | 3 | 1 | 2 | 5 | 1 | 1 | 1 | 1 | 1 | 1 | 1 | 1 | 3 | 1 | 2 | 1 | 1 |  | 0
SCE Metro | Lighthipe | 230 | Solar |  |  | 0 | 0 | 0 | 0 | 0 | 0 | 0 | 0 | 0 | 1 | 1 | 1 | 1 | 1 | 2 | 1 | 4 | 1 | 2 | 1 | 1 | 1 | 1 | 1 | 1 | 1 | 1 | 1 | 2 | 1 | 1 | 1 | 1 |  | 0
SDGE | Lilac | 69 | Solar |  |  | 0 | 0 | 0 | 0 | 0 | 0 | 0 | 0 | 0 | 1 | 1 | 1 | 1 | 1 | 1 | [11 empty] | 2 | 1 | 3 | 1 | 3 | 1 | 1 |  | 0
PG&E NGBA | Lincoln | 115 | Solar |  |  | 0 | 0 | 0 | 0 | 0 | 0 | 0 | 0 | 0 | 5 | 4 | 1 | 1 | 1 | 1 | [11 empty] | 2 | 1 | 3 | 2 | 3 | 1 | 1 |  | 0
PG&E KERN | Live Oak | 115 | Solar |  |  | 0 | 0 | 0 | 0 | 0 | 0 | 0 | 0 | 0 | 5 | 2 | 4 | 4 | 1 | 1 | [11 empty] | 1 | 1 | 1 | 1 | 1 | 1 | 1 |  | 0
PG&E GBA | Llagas | 115 | Solar |  |  | 0 | 50 | 50 | 0 | 0 | 0 | 0 | 50 | 50 | 5 | 4 | 1 | 1 | 1 | 2 | 1 | 2 | 1 | 2 | 3 | 2 | 1 | 1 | 2 | 1 | 1 | 2 | 1 | 2 | 2 | 1 | 3- | 1 |  | 1
PG&E GBA | Lockeford | 115 | Solar |  |  | 0 | 0 | 0 | 0 | 0 | 0 | 0 | 0 | 0 | 5 | 4 | 1 | 1 | 1 | 1 | 1 | 3 | 1 | 1 | 1 | 1 | 1 | 1 | 1 | 1 | 1 | 1 | 1 | 4 | 2 | 2 | 1 | 1 |  | 0
PG&E GBA | Lockeford | 230 | Solar |  |  | 0 | 0 | 0 | 0 | 0 | 0 | 0 | 0 | 0 | 5 | 4 | 1 | 1 | 1 | 1 | 1 | 3 | 1 | 1 | 1 | 1 | 1 | 1 | 1 | 1 | 1 | 1 | 1 | 4 | 2 | 2 | 1 | 1 |  | 0
PG&E GBA | Lockeford | 60 | Solar |  |  | 0 | 0 | 0 | 0 | 0 | 0 | 0 | 0 | 0 | 5 | 4 | 1 | 1 | 1 | 1 | 1 | 3 | 1 | 1 | 1 | 1 | 1 | 1 | 1 | 1 | 1 | 1 | 1 | 4 | 2 | 2 | 1 | 1 |  | 0
PG&E GBA | Lodi | 230 | Solar |  |  | 0 | 0 | 0 | 0 | 0 | 0 | 0 | 0 | 0 | 5 | 4 | 1 | 1 | 1 | 1 | [11 empty] | 1 | 1 | 1 | 2 | 1 | 1 | 1 |  | 0
PG&E NGBA | Logan Creek | 230 | Solar |  |  | 0 | 0 | 0 | 0 | 0 | 0 | 0 | 0 | 0 | 5 | 2 | 1 | 1 | 1 | 1 | 1 | 1 | 1 | 2 | 1 | 1 | 1 | 1 | 1 | 1 | 1 | 2 | 2 | 4 | 1 | 2 | 1+ | 1 |  | 1
PG&E GBA | Lone Tree | 230 | Solar |  |  | 0 | 0 | 0 | 0 | 0 | 0 | 0 | 0 | 0 | 5 | 2 | 1 | 1 | 1 | 1 | 1 | 1 | 1 | 2 | 2 | 1 | 2 | 2 | 2 | 1 | 1 | 2 | 1 | 3 | 1 | 2 | 1 | 1 |  | 0
PG&E FRESNO | Los Banos | 230 | Solar |  |  | 150 | 280 | 430 | 0 | 0 | 0 | 150 | 280 | 430 | 1 | 1 | 1 | 1 | 2 | 1 | 2 | 1 | 2 | 1 | 1 | 2 | 1 | 1 | 3 | 1 | 1 | 1 | 1 | 4 | 2 | 1 | 2- | 5 | Same total, just shifted from FCDS to EODS to align with CI and Tx needs | 1
PG&E FRESNO | Los Banos | 500 | Solar |  |  | 200 | 500 | 700 | 0 | 0 | 0 | 200 | 500 | 700 | 1 | 1 | 1 | 1 | 1 | 1 | 2 | 1 | 2 | 1 | 1 | 2 | 1 | 1 | 3 | 1 | 1 | 1 | 1 | 4 | 2 | 1 | 2- | 1 |  | 1
SDGE | Los Coches | 138 | Solar |  |  | 0 | 0 | 0 | 0 | 0 | 0 | 0 | 0 | 0 | 5 | 5 | 1 | 1 | 1 | 1 | [11 empty] | 2 | 2 | 4 | 2 | 3 | 1 | 1 |  | 0
SDGE | Los Coches | 69 | Solar |  |  | 0 | 0 | 0 | 0 | 0 | 0 | 0 | 0 | 0 | 1 | 1 | 1 | 1 | 1 | 3 | [11 empty] | 2 | 2 | 4 | 2 | 3 | 1 | 1 |  | 0
PG&E GBA | Los Esteros | 115 | Solar |  |  | 0 | 0 | 0 | 0 | 0 | 0 | 0 | 0 | 0 | 5 | 4 | 1 | 1 | 1 | 1 | 1 | 1 | 1 | 2 | 5 | 1 | 1 | 1 | 2 | 2 | 1 | 2 | 1 | 1 | 2 | 1 | 1 | 1 |  | 0
PG&E GBA | Los Esteros | 230 | Solar |  |  | 0 | 0 | 0 | 0 | 0 | 0 | 0 | 0 | 0 | 5 | 4 | 1 | 1 | 1 | 2 | 1 | 1 | 1 | 2 | 5 | 1 | 1 | 1 | 2 | 2 | 1 | 2 | 1 | 1 | 2 | 1 | 1 | 1 |  | 0
PG&E GBA | Los Positas | 230 | Solar |  |  | 0 | 0 | 0 | 0 | 0 | 0 | 0 | 0 | 0 | 5 | 4 | 1 | 1 | 1 | 1 | [11 empty] | 2 | 1 | 3 | 1 | 3 | 1 | 1 |  | 0
PG&E GBA | Los Positas | 60 | Solar |  |  | 0 | 0 | 0 | 0 | 0 | 0 | 0 | 0 | 0 | 5 | 2 | 1 | 1 | 1 | 1 | [11 empty] | 2 | 1 | 3 | 1 | 3 | 1 | 1 |  | 0
SDGE | Loveland | 69 | Solar |  |  | 0 | 0 | 0 | 0 | 0 | 0 | 0 | 0 | 0 | 1 | 1 | 1 | 1 | 1 | 1 | [11 empty] | 2 | 1 | 3 | 1 | 3 | 1 | 1 |  | 0
SCE NOL | Lugo | 230 | Solar |  |  | 0 | 0 | 0 | 0 | 0 | 0 | 0 | 0 | 0 | 1 | 1 | 1 | 1 | 1 | 1 | 1 | 3 | 1 | 2 | 5 | 1 | 3 | 2 | 3 | 1 | 1 | 2 | 1 | 4 | 1 | 2 | 1 | 1 |  | 0
SCE Metro | Lugo | 500 | Solar |  |  | 0 | 0 | 0 | 0 | 0 | 0 | 0 | 0 | 0 | 1 | 1 | 1 | 1 | 3 | 1 | 0 | N/A | N/A | 2 | N/A | N/A | N/A | N/A | N/A | N/A | N/A | 2 | 1 | 4 | 1 | 2 | 1 | 1 |  | 0
PG&E FRESNO | Madera | 70 | Solar |  |  | 0 | 0 | 0 | 0 | 0 | 0 | 0 | 0 | 0 | 5 | 4 | 5 | 2 | 1 | 1 | [11 empty] | 1 | 1 | 4 | 2 | 1 | 1 | 1 |  | 0
PG&E NGBA | Madison | 115 | Solar |  |  | 0 | 13 | 13 | 0 | 13 | 13 | 0 | 0 | 0 | 5 | 2 | 1 | 1 | 3 | 1 | 1 | 1 | 2 | 2 | 1 | 3 | 1 | 1 | 3 | 1 | 1 | 2 | 1 | 4 | 2 | 3 | 1 | 1 |  | 1
PG&E KERN | Magunden | 115 | Solar |  |  | 0 | 0 | 0 | 0 | 0 | 0 | 0 | 0 | 0 | 5 | 2 | 4 | 4 | 1 | 1 | 1 | 1 | 1 | 1 | 1 | 1 | 1 | 1 | 2 | 1 | 1 | 1 | 1 | 2 | 1 | 1 | 1 | 1 |  | 0
SCE Northern | Magunden | 230 | Solar |  |  | 0 | 0 | 0 | 0 | 0 | 0 | 0 | 0 | 0 | 1 | 1 | 1 | 1 | 1 | 1 | 1 | 1 | 1 | 1 | 1 | 1 | 1 | 1 | 2 | 1 | 1 | 1 | 1 | 2 | 1 | 1 | 1 | 1 |  | 0
PG&E FRESNO | Malaga | 115 | Solar |  |  | 0 | 0 | 0 | 0 | 0 | 0 | 0 | 0 | 0 | 5 | 4 | 5 | 4 | 1 | 2 | 1 | 3 | 2 | 1 | 1 | 1 | 1 | 1 | 1 | 1 | 1 | 1 | 1 | 1 | 2 | 1 | 1 | 1 |  | 0
PG&E NGBA | Malin | 500 | Solar |  |  | 0 | 0 | 0 | 0 | 0 | 0 | 0 | 0 | 0 | 5 | 2 | 1 | 1 | 1 | 1 | [11 empty] | 2 | 2 | 4 | 2 | 3 | 1 | 1 |  | 0
SCE Northern | Mandalay | 230 | Solar |  |  | 0 | 0 | 0 | 0 | 0 | 0 | 0 | 0 | 0 | 5 | 2 | 1 | 1 | 1 | 1 | 1 | 1 | 1 | 1 | 5 | 1 | 1 | 1 | 1 | 1 | 1 | 2 | 1 | 2 | 1 | 1 | 1 | 1 |  | 0
PG&E FRESNO | Manning | 230 | Solar |  |  | 50 | 200 | 250 | 0 | 0 | 0 | 50 | 200 | 250 | 1 | 1 | 1 | 1 | 1 | 1 | 2 | 2 | 3 | 1 | 1 | 1 | 1 | 1 | 1 | 1 | 1 | 1 | 1 | 2 | 2 | 1 | 3- | 1 |  | 1
PG&E FRESNO | Manning | 500 | Solar |  |  | 500 | 1000 | 1500 | 0 | 0 | 0 | 500 | 1000 | 1500 | 1 | 1 | 1 | 1 | 1 | 1 | 2 | 2 | 3 | 1 | 1 | 1 | 1 | 1 | 1 | 1 | 1 | 1 | 1 | 2 | 2 | 1 | 3- | 1 |  | 1
PG&E GBA | Manteca | 115 | Solar |  |  | 0 | 0 | 0 | 0 | 0 | 0 | 0 | 0 | 0 | 5 | 4 | 4 | 4 | 1 | 1 | [11 empty] | 1 | 1 | 2 | 2 | 2 | 1 | 1 |  | 0
SDGE | Margarita | 138 | Solar |  |  | 0 | 0 | 0 | 0 | 0 | 0 | 0 | 0 | 0 | 1 | 1 | 1 | 1 | 1 | 1 | 1 | 4 | 1 | 2 | 5 | 1 | 2 | 2 | 3 | 2 | 1 | 1 | 1 | 2 | 1 | 3 | 1 | 1 |  | 0
PG&E GBA | Martin | 230 | Solar |  |  | 0 | 0 | 0 | 0 | 0 | 0 | 0 | 0 | 0 | 5 | 2 | 1 | 1 | 1 | 1 | 1 | 4 | 1 | 2 | 4 | 1 | 1 | 2 | 2 | 1 | 1 | 2 | 1 | 3 | 1 | 2 | 1 | 1 |  | 0
PG&E GBA | Martin | 115 | Solar |  |  | 0 | 0 | 0 | 0 | 0 | 0 | 0 | 0 | 0 | 5 | 2 | 1 | 1 | 1 | 4 | 1 | 4 | 1 | 2 | 4 | 1 | 1 | 2 | 2 | 1 | 1 | 2 | 1 | 3 | 1 | 2 | 1 | 1 |  | 0
PG&E GBA | Martinez | 115 | Solar |  |  | 0 | 0 | 0 | 0 | 0 | 0 | 0 | 0 | 0 | 5 | 4 | 1 | 1 | 1 | 1 | 1 | 4 | 1 | 2 | 2 | 1 | 1 | 2 | 3 | 1 | 1 | 2 | 1 | 1 | 1 | 1 | 1 | 1 |  | 0
PG&E FRESNO | Mc Mullin | 230 | Solar |  |  | 100 | 200 | 300 | 0 | 0 | 0 | 100 | 200 | 300 | 5 | 4 | 5 | 2 | 1 | 1 | 1 | 1 | 1 | 1 | 1 | 1 | 1 | 1 | 1 | 1 | 1 | 1 | 1 | 3 | 2 | 1 | 3- | 1 |  | 1
PG&E FRESNO | McCall | 115 | Solar |  |  | 0 | 0 | 0 | 0 | 0 | 0 | 0 | 0 | 0 | 5 | 4 | 5 | 2 | 1 | 1 | 1 | 3 | 3 | 1 | 1 | 1 | 1 | 1 | 1 | 1 | 1 | 1 | 1 | 3 | 2 | 1 | 1 | 1 |  | 0
PG&E FRESNO | McCall | 230 | Solar |  |  | 0 | 0 | 0 | 0 | 0 | 0 | 0 | 0 | 0 | 5 | 4 | 5 | 2 | 1 | 1 | 1 | 3 | 3 | 1 | 1 | 1 | 1 | 1 | 1 | 1 | 1 | 1 | 1 | 3 | 2 | 1 | 1 | 1 |  | 0
PG&E GBA | Meadow Lane | 115 | Solar |  |  | 0 | 0 | 0 | 0 | 0 | 0 | 0 | 0 | 0 | 5 | 2 | 1 | 1 | 1 | 1 | [11 empty] | 2 | 1 | 2 | 1 | 1 | 1 | 1 |  | 0
PG&E GBA | Melones | 115 | Solar |  |  | 0 | 0 | 0 | 0 | 0 | 0 | 0 | 0 | 0 | 5 | 4 | 1 | 1 | 1 | 1 | 1 | 2 | 1 | 2 | 3 | 2 | 1 | 2 | 3 | 2 | 1 | 2 | 1 | 4 | 1 | 3 | 1 | 1 |  | 0
PG&E GBA | Melones | 230 | Solar |  |  | 0 | 0 | 0 | 0 | 0 | 0 | 0 | 0 | 0 | 5 | 4 | 1 | 1 | 1 | 1 | 1 | 2 | 1 | 2 | 3 | 2 | 1 | 2 | 3 | 2 | 1 | 2 | 1 | 4 | 1 | 3 | 1 | 1 |  | 0
SDGE | Melrose | 69 | Solar |  |  | 0 | 0 | 0 | 0 | 0 | 0 | 0 | 0 | 0 | 1 | 1 | 1 | 1 | 1 | 3 | [11 empty] | 2 | 1 | 3 | 1 | 3 | 1 | 1 |  | 0
PG&E NGBA | Mendocino | 115 | Solar |  |  | 0 | 0 | 0 | 0 | 0 | 0 | 0 | 0 | 0 | 5 | 2 | 1 | 1 | 1 | 1 | 1 | 1 | 1 | 2 | 5 | 1 | 1 | 1 | 2 | 2 | 1 | 2 | 2 | 4 | 2 | 3 | 1 | 1 |  | 0
PG&E NGBA | Mendocino | 60 | Solar |  |  | 0 | 0 | 0 | 0 | 0 | 0 | 0 | 0 | 0 | 5 | 2 | 1 | 1 | 1 | 1 | 1 | 1 | 1 | 2 | 5 | 1 | 1 | 1 | 2 | 2 | 1 | 2 | 2 | 4 | 2 | 3 | 1 | 1 |  | 0
PG&E FRESNO | Mendota | 115 | Solar |  |  | 0 | 0 | 0 | 0 | 0 | 0 | 0 | 0 | 0 | 5 | 4 | 5 | 2 | 1 | 1 | 1 | 1 | 1 | 1 | 1 | 1 | 1 | 1 | 1 | 1 | 1 | 1 | 1 | 3 | 2 | 1 | 1+ | 1 |  | 1
PG&E GBA | Menlo | 60 | Solar |  |  | 0 | 0 | 0 | 0 | 0 | 0 | 0 | 0 | 0 | 5 | 2 | 1 | 1 | 1 | 1 | [11 empty] | 2 | 1 | 3 | 1 | 2 | 1 | 1 |  | 0
PG&E FRESNO | Merced | 115 | Solar |  |  | 0 | 0 | 0 | 0 | 0 | 0 | 0 | 0 | 0 | 5 | 4 | 5 | 2 | 1 | 1 | 1 | 1 | 1 | 1 | 1 | 1 | 1 | 1 | 3 | 1 | 1 | 1 | 1 | 4 | 2 | 1 | 1 | 1 |  | 0
EOP | Mercury | 138 | Solar |  |  | 0 | 0 | 0 | 0 | 0 | 0 | 0 | 0 | 0 | 5 | 3 | 1 | 1 | 1 | 1 | 1 | N/A | N/A | 2 | N/A | N/A | N/A | N/A | N/A | N/A | N/A | 2 | 2 | 4 | 1 | 3 | 1 | 1 |  | 0
PG&E FRESNO | Mercy Springs | 70 | Solar |  |  | 0 | 75 | 75 | 0 | 75 | 75 | 0 | 0 | 0 | 1 | 1 | 1 | 1 | 1 | 5 | 1 | 1 | 1 | 1 | 1 | 1 | 1 | 1 | 1 | 1 | 1 | 1 | 1 | 4 | 2 | 1 | 2+ | 1 |  | 1
PG&E NGBA | Meridian | 60 | Solar |  |  | 0 | 0 | 0 | 0 | 0 | 0 | 0 | 0 | 0 | 5 | 2 | 1 | 1 | 1 | 1 | [11 empty] | 2 | 2 | 4 | 1 | 3 | 1 | 1 |  | 0
PG&E KERN | Mesa (PGE) | 115 | Solar |  |  | 0 | 0 | 0 | 0 | 0 | 0 | 0 | 0 | 0 | 1 | 1 | 1 | 1 | 1 | 1 | 1 | 1 | 1 | 2 | 4 | 1 | 1 | 1 | 1 | 1 | 1 | 2 | 2 | 3 | 2 | 2 | 1+ | 1 |  | 1
PG&E KERN | Mesa (PGE) | 230 | Solar |  |  | 0 | 0 | 0 | 0 | 0 | 0 | 0 | 0 | 0 | 5 | 2 | 4 | 4 | 1 | 1 | 1 | 1 | 1 | 2 | 4 | 1 | 1 | 1 | 1 | 1 | 1 | 2 | 2 | 3 | 2 | 2 | 1 | 1 |  | 0
SCE Metro | Mesa (SCE) | 230 | Solar |  |  | 0 | 0 | 0 | 0 | 0 | 0 | 0 | 0 | 0 | 1 | 1 | 1 | 1 | 1 | 5 | 1 | 1 | 1 | 2 | 1 | 1 | 1 | 1 | 1 | 1 | 1 | 1 | 1 | 3 | 1 | 2 | 1 | 1 |  | 0
SCE Metro | Mesa (SCE) | 500 | Solar |  |  | 0 | 0 | 0 | 0 | 0 | 0 | 0 | 0 | 0 | 1 | 1 | 1 | 1 | 1 | 1 | 1 | 1 | 1 | 2 | 1 | 1 | 1 | 1 | 1 | 1 | 1 | 1 | 1 | 3 | 1 | 2 | 1 | 1 |  | 0
SDGE | Mesa Heights | 69 | Solar |  |  | 0 | 0 | 0 | 0 | 0 | 0 | 0 | 0 | 0 | 1 | 1 | 1 | 1 | 1 | 3 | [11 empty] | 2 | 1 | 2 | 1 | 3 | 1 | 1 |  | 0
PG&E GBA | Metcalf | 115 | Solar |  |  | 0 | 0 | 0 | 0 | 0 | 0 | 0 | 0 | 0 | 5 | 4 | 1 | 1 | 1 | 1 | 1 | 1 | 1 | 2 | 5 | 3 | 1 | 1 | 3 | 2 | 1 | 2 | 1 | 1 | 2 | 3 | 1 | 1 |  | 0
PG&E GBA | Metcalf | 230 | Solar |  |  | 0 | 0 | 0 | 0 | 0 | 0 | 0 | 0 | 0 | 5 | 4 | 1 | 1 | 1 | 1 | 1 | 1 | 1 | 2 | 5 | 3 | 1 | 1 | 3 | 2 | 1 | 2 | 1 | 1 | 2 | 3 | 1 | 1 |  | 0
PG&E GBA | Metcalf | 500 | Solar |  |  | 0 | 0 | 0 | 0 | 0 | 0 | 0 | 0 | 0 | 1 | 1 | 1 | 1 | 1 | 1 | 1 | 1 | 1 | 2 | 5 | 3 | 1 | 1 | 3 | 2 | 1 | 2 | 1 | 1 | 2 | 3 | 1+ | 1 |  | 1
PG&E KERN | Midway | 115 | Solar |  |  | 205 | 180 | 385 | 0 | 0 | 0 | 205 | 180 | 385 | 5 | 2 | 4 | 4 | 3 | 5 | 2 | 2 | 3 | 1 | 1 | 1 | 1 | 2 | 2 | 1 | 1 | 1 | 1 | 3 | 1 | 1 | 2+ | 1 |  | 1
PG&E KERN | Midway | 230 | Solar |  |  | 0 | 0 | 0 | 0 | 0 | 0 | 0 | 0 | 0 | 5 | 2 | 4 | 4 | 1 | 1 | 4 | 2 | 3 | 1 | 1 | 1 | 1 | 2 | 2 | 1 | 1 | 1 | 1 | 3 | 1 | 1 | 1+ | 1 |  | 1
PG&E KERN | Midway | 500 | Solar |  |  | 300 | 800 | 1100 | 0 | 0 | 0 | 300 | 800 | 1100 | 5 | 2 | 4 | 4 | 1 | 1 | 2 | 2 | 3 | 1 | 1 | 1 | 1 | 2 | 2 | 1 | 1 | 1 | 1 | 3 | 1 | 1 | 2- | 1 |  | 1
SDGE | Miguel | 230 | Solar |  |  | 0 | 0 | 0 | 0 | 0 | 0 | 0 | 0 | 0 | 1 | 1 | 1 | 1 | 1 | 1 | 1 | 2 | 1 | 2 | 5 | 1 | 3 | 4 | 5 | 1 | 1 | 2 | 1 | 3 | 1 | 2 | 1 | 1 |  | 0
SDGE | Miguel | 500 | Solar |  |  | 0 | 0 | 0 | 0 | 0 | 0 | 0 | 0 | 0 | 1 | 1 | 1 | 1 | 1 | 1 | 1 | 2 | 1 | 2 | 5 | 1 | 3 | 4 | 5 | 1 | 1 | 2 | 1 | 3 | 1 | 2 | 1 | 1 |  | 0
SDGE | Miguel | 69 | Solar |  |  | 0 | 0 | 0 | 0 | 0 | 0 | 0 | 0 | 0 | 1 | 1 | 1 | 1 | 1 | 3 | 1 | 2 | 1 | 2 | 5 | 1 | 3 | 4 | 5 | 1 | 1 | 2 | 1 | 3 | 1 | 2 | 1 | 1 |  | 0
PG&E GBA | Millbrae | 115 | Solar |  |  | 0 | 0 | 0 | 0 | 0 | 0 | 0 | 0 | 0 | 5 | 2 | 1 | 1 | 1 | 1 | [11 empty] | 2 | 1 | 3 | 1 | 2 | 1 | 1 |  | 0
PG&E GBA | Miller | 115 | Solar |  |  | 0 | 0 | 0 | 0 | 0 | 0 | 0 | 0 | 0 | 5 | 4 | 1 | 1 | 1 | 1 | 1 | 1 | 1 | 1 | 1 | 1 | 1 | 1 | 1 | 1 | 1 | 1 | 1 | 4 | 2 | 1 | 1 | 1 |  | 0
SCE Metro | Mira Loma | 230 | Solar |  |  | 0 | 0 | 0 | 0 | 0 | 0 | 0 | 0 | 0 | 1 | 1 | 1 | 1 | 1 | 2 | 1 | 4 | 1 | 2 | 3 | 1 | 1 | 1 | 1 | 1 | 1 | 1 | 1 | 1 | 1 | 1 | 1 | 1 |  | 0
SCE Metro | Mira Loma | 500 | Solar |  |  | 0 | 0 | 0 | 0 | 0 | 0 | 0 | 0 | 0 | 1 | 1 | 1 | 1 | 1 | 1 | 1 | 4 | 1 | 2 | 3 | 1 | 1 | 1 | 1 | 1 | 1 | 1 | 1 | 1 | 1 | 1 | 1 | 1 |  | 0
SCE Eastern | Mirage | 115 | Solar |  |  | 0 | 0 | 0 | 0 | 0 | 0 | 0 | 0 | 0 | 5 | 4 | 3 | 3 | 1 | 1 | 1 | 4 | 1 | 2 | 1 | 1 | 1 | 1 | 1 | 1 | 1 | 2 | 1 | 3 | 1 | 3 | 1 | 1 |  | 0
SCE Eastern | Mirage | 230 | Solar |  |  | 0 | 0 | 0 | 0 | 0 | 0 | 0 | 0 | 0 | 5 | 4 | 3 | 3 | 1 | 2 | 1 | 4 | 1 | 2 | 1 | 1 | 1 | 1 | 1 | 1 | 1 | 2 | 1 | 3 | 1 | 3 | 2+ | 1 |  | 1
SDGE | Mission | 138 | Solar |  |  | 0 | 0 | 0 | 0 | 0 | 0 | 0 | 0 | 0 | 1 | 1 | 1 | 1 | 1 | 1 | 1 | 4 | 1 | 2 | 1 | 1 | 1 | 2 | 3 | 1 | 1 | 2 | 1 | 2 | 1 | 2 | 1 | 1 |  | 0
SDGE | Mission | 230 | Solar |  |  | 0 | 0 | 0 | 0 | 0 | 0 | 0 | 0 | 0 | 1 | 1 | 1 | 1 | 1 | 1 | 1 | 4 | 1 | 2 | 1 | 1 | 1 | 2 | 3 | 1 | 1 | 2 | 1 | 2 | 1 | 2 | 1 | 1 |  | 0
SDGE | Mission | 69 | Solar |  |  | 0 | 0 | 0 | 0 | 0 | 0 | 0 | 0 | 0 | 1 | 1 | 1 | 1 | 1 | 1 | 1 | 4 | 1 | 2 | 1 | 1 | 1 | 2 | 3 | 1 | 1 | 2 | 1 | 2 | 1 | 2 | 1 | 1 |  | 0
PG&E GBA | Mi-Wuk | 115 | Solar |  |  | 0 | 0 | 0 | 0 | 0 | 0 | 0 | 0 | 0 | 5 | 4 | 1 | 1 | 1 | 1 | [11 empty] | 2 | 1 | 4 | 1 | 3 | 1 | 1 |  | 0
EOP | Mohave | 500 | Solar |  |  | 400 | 587 | 987 | 0 | 0 | 0 | 400 | 587 | 987 | 5 | 2 | 1 | 1 | 2 | 1 | 2 | N/A | N/A | 2 | N/A | N/A | N/A | N/A | N/A | N/A | N/A | 2 | 2 | 3 | 1 | 3 | 2- | 1 |  | 1
PG&E NGBA | Monroe | 115 | Solar |  |  | 0 | 0 | 0 | 0 | 0 | 0 | 0 | 0 | 0 | 5 | 2 | 1 | 1 | 1 | 1 | [11 empty] | 2 | 1 | 3 | 2 | 2 | 1 | 1 |  | 0
SDGE | Monserate | 69 | Solar |  |  | 0 | 0 | 0 | 0 | 0 | 0 | 0 | 0 | 0 | 1 | 1 | 1 | 1 | 1 | 1 | [11 empty] | 2 | 1 | 3 | 1 | 3 | 1 | 1 |  | 0
PG&E GBA | Monta Vista | 115 | Solar |  |  | 0 | 0 | 0 | 0 | 0 | 0 | 0 | 0 | 0 | 5 | 4 | 1 | 1 | 1 | 1 | [11 empty] | 2 | 1 | 3 | 2 | 3 | 1 | 1 |  | 0
PG&E GBA | Monta Vista | 230 | Solar |  |  | 0 | 0 | 0 | 0 | 0 | 0 | 0 | 0 | 0 | 5 | 4 | 1 | 1 | 1 | 1 | [11 empty] | 2 | 1 | 3 | 2 | 3 | 1 | 1 |  | 0
PG&E GBA | Monta Vista | 60 | Solar |  |  | 0 | 0 | 0 | 0 | 0 | 0 | 0 | 0 | 0 | 5 | 4 | 1 | 1 | 1 | 1 | [11 empty] | 2 | 1 | 3 | 2 | 3 | 1 | 1 |  | 0
PG&E NGBA | Monticello | 115 | Solar |  |  | 0 | 0 | 0 | 0 | 0 | 0 | 0 | 0 | 0 | 5 | 2 | 1 | 1 | 1 | 1 | [11 empty] | 2 | 1 | 4 | 2 | 3 | 1 | 1 |  | 0
SCE Northern | Moorpark | 230 | Solar |  |  | 0 | 0 | 0 | 0 | 0 | 0 | 0 | 0 | 0 | 5 | 2 | 1 | 1 | 1 | 1 | 1 | 2 | 1 | 1 | 5 | 1 | 1 | 1 | 1 | 1 | 1 | 2 | 1 | 4 | 1 | 3 | 1 | 1 |  | 0
SCE Northern | Moorpark | 66 | Solar |  |  | 0 | 0 | 0 | 0 | 0 | 0 | 0 | 0 | 0 | 5 | 2 | 1 | 1 | 1 | 1 | 1 | 2 | 1 | 1 | 5 | 1 | 1 | 1 | 1 | 1 | 1 | 2 | 1 | 4 | 1 | 3 | 1 | 1 |  | 0
PG&E GBA | Moraga | 115 | Solar |  |  | 0 | 0 | 0 | 0 | 0 | 0 | 0 | 0 | 0 | 5 | 2 | 1 | 1 | 1 | 1 | [11 empty] | 2 | 1 | 3 | 1 | 3 | 1 | 1 |  | 0
PG&E GBA | Moraga | 230 | Solar |  |  | 0 | 0 | 0 | 0 | 0 | 0 | 0 | 0 | 0 | 5 | 4 | 1 | 1 | 1 | 1 | [11 empty] | 2 | 1 | 3 | 1 | 3 | 1 | 1 |  | 0
PG&E GBA | Morgan Hill | 115 | Solar |  |  | 0 | 0 | 0 | 0 | 0 | 0 | 0 | 0 | 0 | 5 | 4 | 1 | 1 | 1 | 1 | [11 empty] | 2 | 1 | 3 | 2 | 2 | 1 | 1 |  | 0
PG&E KERN | Morro Bay | 115 | Solar |  |  | 0 | 0 | 0 | 0 | 0 | 0 | 0 | 0 | 0 | 1 | 1 | 1 | 1 | 1 | 1 | 1 | 1 | 1 | 2 | 5 | 2 | 1 | 1 | 3 | 2 | 1 | 2 | 2 | 2 | 2 | 3 | 1 | 1 |  | 0
PG&E KERN | Morro Bay | 230 | Solar |  |  | 0 | 0 | 0 | 0 | 0 | 0 | 0 | 0 | 0 | 5 | 2 | 4 | 4 | 1 | 1 | 1 | 1 | 1 | 2 | 5 | 2 | 1 | 1 | 3 | 2 | 1 | 2 | 2 | 2 | 2 | 3 | 1 | 1 |  | 0
PG&E KERN | Morro Bay | 500 | Solar |  |  | 0 | 0 | 0 | 0 | 0 | 0 | 0 | 0 | 0 | 5 | 2 | 4 | 4 | 1 | 1 | 1 | 1 | 1 | 2 | 5 | 2 | 1 | 1 | 3 | 2 | 1 | 2 | 2 | 2 | 2 | 3 | 1+ | 1 |  | 1
PG&E GBA | Moss Landing | 115 | Solar |  |  | 0 | 0 | 0 | 0 | 0 | 0 | 0 | 0 | 0 | 5 | 4 | 1 | 1 | 1 | 1 | 1 | 3 | 1 | 1 | 1 | 1 | 1 | 1 | 1 | 1 | 1 | 2 | 2 | 1 | 2 | 2 | 1 | 1 |  | 0
PG&E GBA | Moss Landing | 230 | Solar |  |  | 0 | 0 | 0 | 0 | 0 | 0 | 0 | 0 | 0 | 5 | 4 | 1 | 1 | 3 | 1 | 1 | 3 | 1 | 1 | 1 | 1 | 1 | 1 | 1 | 1 | 1 | 2 | 2 | 1 | 2 | 2 | 1 | 1 |  | 0
PG&E GBA | Moss Landing | 500 | Solar |  |  | 0 | 0 | 0 | 0 | 0 | 0 | 0 | 0 | 0 | 5 | 4 | 1 | 1 | 1 | 1 | 1 | 3 | 1 | 1 | 1 | 1 | 1 | 1 | 1 | 1 | 1 | 2 | 2 | 1 | 2 | 2 | 1 | 1 |  | 0
EOP | Mountain Pass | 115 | Solar |  |  | 0 | 0 | 0 | 0 | 0 | 0 | 0 | 0 | 0 | 5 | 3 | 1 | 1 | 1 | 1 | [11 empty] | 2 | 2 | 4 | 1 | 1 | 1 | 1 |  | 0
PG&E GBA | Mountain View | 115 | Solar |  |  | 0 | 0 | 0 | 0 | 0 | 0 | 0 | 0 | 0 | 5 | 2 | 1 | 1 | 1 | 1 | [11 empty] | 2 | 1 | 2 | 2 | 2 | 1 | 1 |  | 0
PG&E GBA | Mt Eden | 115 | Solar |  |  | 0 | 0 | 0 | 0 | 0 | 0 | 0 | 0 | 0 | 5 | 2 | 1 | 1 | 1 | 1 | [11 empty] | 2 | 1 | 2 | 1 | 2 | 1 | 1 |  | 0
PG&E KERN | Mt Poso | 115 | Solar |  |  | 0 | 0 | 0 | 0 | 0 | 0 | 0 | 0 | 0 | 1 | 1 | 1 | 1 | 1 | 1 | [11 empty] | 1 | 1 | 2 | 1 | 1 | 1 | 1 |  | 0
SDGE | Murray | 69 | Solar |  |  | 0 | 0 | 0 | 0 | 0 | 0 | 0 | 0 | 0 | 1 | 1 | 1 | 1 | 1 | 3 | [11 empty] | 2 | 1 | 2 | 1 | 2 | 1 | 1 |  | 0
PG&E FRESNO | Mustang | 230 | Solar |  |  | 156.5 | 300 | 456.5 | 106.5 | 0 | 106.5 | 50 | 300 | 350 | 5 | 3 | 5 | 4 | 1 | 1 | 1 | 1 | 1 | 1 | 1 | 1 | 1 | 1 | 1 | 1 | 1 | 1 | 1 | 1 | 2 | 1 | 3- | 3 |  | 1
SCE Northern | Neenach | 66 | Solar |  |  | 0 | 0 | 0 | 0 | 0 | 0 | 0 | 0 | 0 | 1 | 1 | 1 | 1 | 1 | 1 | [11 empty] | 2 | 1 | 4 | 1 | 3 | 1 | 1 |  | 0
PG&E KERN | New Sub - Gates - Midway (Proposed) | 230 | Solar |  |  | 100 | 790 | 890 | 0 | 440 | 440 | 100 | 350 | 450 | 5 | 2 | 4 | 4 | 1 | 2 | 2 | 1 | 1 | 1 | 1 | 2 | 1 | 1 | 2 | 1 | 1 | 1 | 1 | 4 | 2 | 1 | 2- | 1 |  | 1
PG&E KERN | New Sub - Gates - Templeton (Proposed) | 230 | Solar |  |  | 50 | 250 | 300 | 0 | 0 | 0 | 50 | 250 | 300 | 5 | 2 | 4 | 4 | 1 | 1 | 1 | 1 | 1 | 1 | 1 | 2 | 1 | 1 | 2 | 1 | 1 | 1 | 1 | 4 | 2 | 1 | 2- | 1 |  | 1
SCE NOL | New Sub - Kramer - Lugo (Proposed) | 230 | Solar |  |  | 0 | 0 | 0 | 0 | 0 | 0 | 0 | 0 | 0 | 3 | 3 | 1 | 1 | 1 | 1 | [11 empty] | 2 | 1 | 2 | 1 | 1 | 1 | 1 |  | 0
PG&E FRESNO | New Sub - Los Banos - Midway (Proposed) | 500 | Solar |  |  | 600 | 400 | 1000 | 0 | 0 | 0 | 600 | 400 | 1000 | 5 | 2 | 4 | 4 | 1 | 1 | 2 | 3 | 2 | 1 | 1 | 1 | 1 | 1 | 1 | 1 | 1 | 1 | 1 | 4 | 2 | 1 | 3+ | 1 |  | 1
SCE NOL | New Sub - Lugo - Pisgah (Proposed) | 230 | Solar |  |  | 0 | 0 | 0 | 0 | 0 | 0 | 0 | 0 | 0 | 1 | 1 | 1 | 1 | 2 | 1 | 1 | 4 | 1 | 2 | 1 | 1 | 1 | 1 | 1 | 2 | 1 | 2 | 1 | 3 | 1 | 3 | 1+ | 1 |  | 1
PG&E KERN | New Sub - Midway - Wheeler Ridge (Proposed) | 230 | Solar |  |  | 0 | 150 | 150 | 0 | 150 | 150 | 0 | 0 | 0 | 5 | 2 | 4 | 4 | 1 | 1 | 1 | 1 | 1 | 1 | 1 | 1 | 1 | 1 | 2 | 1 | 1 | 1 | 1 | 3 | 1 | 1 | 4+ | 4 | Did not map to to preserve alignment with base case in other locations | 1
PG&E NGBA | New Sub - Near existing Leavitt (PSREC) | 345 | Solar |  |  | 0 | 0 | 0 | 0 | 0 | 0 | 0 | 0 | 0 | 5 | 2 | 1 | 1 | 2 | 1 | 1 | 2 | 1 | 2 | 3 | 1 | 1 | 1 | 3 | 1 | 1 | 2 | 2 | 1 | 1 | 3 | 1 | 1 |  | 0
PG&E NGBA | New Sub - Near existing Madeline (NVE) | 345 | Solar |  |  | 0 | 0 | 0 | 0 | 0 | 0 | 0 | 0 | 0 | 5 | 2 | 1 | 1 | 2 | 1 | 1 | 1 | 1 | 2 | 2 | 1 | 1 | 1 | 1 | 2 | 1 | 2 | 2 | 4 | 1 | 3 | 1 | 1 |  | 0
SDGE | New Sub - North Gila - IV (Proposed) | 500 | Solar |  |  | 150 | 400 | 550 | 0 | 0 | 0 | 150 | 400 | 550 | 1 | 1 | 1 | 1 | 1 | 1 | 2 | 2 | 2 | 2 | 1 | 1 | 1 | 1 | 1 | 1 | 1 | 2 | 1 | 4 | 2 | 2 | 2- | 1 |  | 1
PG&E NGBA | New Sub - Pit 1 - Cottonwood (Proposed) | 230 | Solar |  |  | 0 | 0 | 0 | 0 | 0 | 0 | 0 | 0 | 0 | 5 | 3 | 3 | 3 | 2 | 1 | 1 | 1 | 1 | 2 | 5 | 2 | 1 | 1 | 2 | 2 | 1 | 2 | 2 | 4 | 2 | 3 | 1+ | 1 |  | 1
PG&E GBA | New Sub - Rancho Seco - Bellota (Proposed) | 230 | Solar |  |  | 0 | 0 | 0 | 0 | 0 | 0 | 0 | 0 | 0 | 5 | 4 | 1 | 1 | 1 | 1 | 1 | 2 | 1 | 1 | 1 | 1 | 1 | 2 | 3 | 1 | 1 | 1 | 1 | 4 | 2 | 3 | 2+ | 1 |  | 1
SDGE | New Sub - Suncrest - Ocotillo (Proposed) | 500 | Solar |  |  | 0 | 0 | 0 | 0 | 0 | 0 | 0 | 0 | 0 | 1 | 1 | 1 | 1 | 2 | 1 | 1 | 1 | 1 | 2 | 5 | 1 | 1 | 1 | 2 | 2 | 1 | 2 | 1 | 4 | 1 | 3 | 1 | 1 |  | 0
PG&E FRESNO | New Sub - Westley - Quinto (Proposed) | 230 | Solar |  |  | 0 | 0 | 0 | 0 | 0 | 0 | 0 | 0 | 0 | 1 | 1 | 1 | 1 | 1 | 1 | [11 empty] | 1 | 1 | 4 | 2 | 1 | 1 | 1 |  | 0
PG&E GBA | Newark | 115 | Solar |  |  | 0 | 0 | 0 | 0 | 0 | 0 | 0 | 0 | 0 | 5 | 4 | 1 | 1 | 1 | 1 | 1 | 1 | 1 | 2 | 3 | 2 | 1 | 2 | 3 | 1 | 1 | 2 | 1 | 3 | 1 | 2 | 1 | 1 |  | 0
PG&E GBA | Newark | 230 | Solar |  |  | 0 | 0 | 0 | 0 | 0 | 0 | 0 | 0 | 0 | 5 | 4 | 1 | 1 | 1 | 1 | 1 | 1 | 1 | 2 | 3 | 2 | 1 | 2 | 3 | 1 | 1 | 2 | 1 | 3 | 1 | 2 | 1 | 1 |  | 0
PG&E GBA | Newark | 60 | Solar |  |  | 0 | 0 | 0 | 0 | 0 | 0 | 0 | 0 | 0 | 5 | 2 | 1 | 1 | 1 | 1 | 1 | 1 | 1 | 2 | 3 | 2 | 1 | 2 | 3 | 1 | 1 | 2 | 1 | 3 | 1 | 2 | 1+ | 1 |  | 1
PG&E FRESNO | Newhall | 115 | Solar |  |  | 0 | 0 | 0 | 0 | 0 | 0 | 0 | 0 | 0 | 5 | 4 | 5 | 2 | 1 | 1 | 1 | 1 | 1 | 1 | 1 | 2 | 1 | 1 | 2 | 1 | 1 | 1 | 1 | 4 | 2 | 1 | 1 | 1 |  | 0
PG&E KERN | Norco | 115 | Solar |  |  | 0 | 0 | 0 | 0 | 0 | 0 | 0 | 0 | 0 | 5 | 2 | 4 | 4 | 2 | 1 | 1 | 1 | 1 | 1 | 1 | 1 | 2 | 3 | 3 | 1 | 1 | 1 | 1 | 3 | 1 | 1 | 1 | 1 |  | 0
PG&E GBA | Nortech | 115 | Solar |  |  | 0 | 0 | 0 | 0 | 0 | 0 | 0 | 0 | 0 | 5 | 4 | 1 | 1 | 2 | 1 | [11 empty] | 2 | 1 | 2 | 2 | 1 | 1 | 1 |  | 0
SDGE | North City Metering | 138 | Solar |  |  | 0 | 0 | 0 | 0 | 0 | 0 | 0 | 0 | 0 | 1 | 1 | 1 | 1 | 2 | 1 | [11 empty] | 2 | 1 | 2 | 1 | 3 | 1 | 1 |  | 0
PG&E GBA | North Dublin | 230 | Solar |  |  | 0 | 0 | 0 | 0 | 0 | 0 | 0 | 0 | 0 | 5 | 4 | 1 | 1 | 1 | 1 | [11 empty] | 2 | 1 | 2 | 1 | 3 | 1 | 1 |  | 0
SDGE | North Gila | 500 | Solar |  |  | 0 | 0 | 0 | 0 | 0 | 0 | 0 | 0 | 0 | 1 | 1 | 1 | 1 | 1 | 1 | 1 | N/A | N/A | 2 | N/A | N/A | N/A | N/A | N/A | N/A | N/A | 2 | 2 | 4 | 2 | 3 | 1+ | 1 |  | 1
SCE Metro | North of SONGS | 230 | Solar |  |  | 0 | 0 | 0 | 0 | 0 | 0 | 0 | 0 | 0 | 1 | 1 | 1 | 1 | 1 | 1 | [11 empty] | 2 | 1 | 3 | 1 | 3 | 1 | 1 |  | 0
SCE Metro | North of SONGS | 500 | Solar |  |  | 0 | 0 | 0 | 0 | 0 | 0 | 0 | 0 | 0 | 1 | 1 | 1 | 1 | 1 | 1 | [11 empty] | 2 | 1 | 3 | 1 | 3 | 1 | 1 |  | 0
PG&E NGBA | Notre Dame | 115 | Solar |  |  | 0 | 0 | 0 | 0 | 0 | 0 | 0 | 0 | 0 | 5 | 2 | 1 | 1 | 1 | 1 | [11 empty] | 2 | 1 | 4 | 2 | 2 | 1 | 1 |  | 0
PG&E GBA | Oakland C | 115 | Solar |  |  | 0 | 0 | 0 | 0 | 0 | 0 | 0 | 0 | 0 | 5 | 4 | 1 | 1 | 1 | 1 | [11 empty] | 2 | 1 | 1 | 1 | 2 | 1 | 1 |  | 0
PG&E GBA | Oakland J | 115 | Solar |  |  | 0 | 0 | 0 | 0 | 0 | 0 | 0 | 0 | 0 | 5 | 2 | 1 | 1 | 1 | 1 | [11 empty] | 2 | 1 | 2 | 1 | 1 | 1 | 1 |  | 0
PG&E GBA | Oakland L | 115 | Solar |  |  | 0 | 0 | 0 | 0 | 0 | 0 | 0 | 0 | 0 | 5 | 2 | 1 | 1 | 1 | 1 | [11 empty] | 2 | 1 | 2 | 1 | 1 | 1 | 1 |  | 0
PG&E GBA | Oakland X | 115 | Solar |  |  | 0 | 0 | 0 | 0 | 0 | 0 | 0 | 0 | 0 | 5 | 2 | 1 | 1 | 1 | 1 | [11 empty] | 2 | 1 | 2 | 1 | 2 | 1 | 1 |  | 0
SDGE | Ocean Ranch | 69 | Solar |  |  | 0 | 0 | 0 | 0 | 0 | 0 | 0 | 0 | 0 | 1 | 1 | 1 | 1 | 1 | 1 | [11 empty] | 2 | 1 | 4 | 1 | 3 | 1 | 1 |  | 0
PG&E KERN | Oceano | 115 | Solar |  |  | 0 | 0 | 0 | 0 | 0 | 0 | 0 | 0 | 0 | 1 | 1 | 1 | 1 | 1 | 1 | 1 | 2 | 1 | 2 | 4 | 1 | 1 | 1 | 1 | 1 | 1 | 2 | 2 | 4 | 2 | 3 | 1 | 1 |  | 0
SDGE | Ocotillo Express | 500 | Solar |  |  | 0 | 0 | 0 | 0 | 0 | 0 | 0 | 0 | 0 | 1 | 1 | 1 | 1 | 1 | 1 | 1 | 1 | 1 | 2 | 1 | 1 | 1 | 1 | 2 | 1 | 1 | 2 | 1 | 4 | 2 | 3 | 1 | 1 |  | 0
PG&E KERN | Old River | 70 | Solar |  |  | 0 | 0 | 0 | 0 | 0 | 0 | 0 | 0 | 0 | 5 | 2 | 4 | 4 | 1 | 1 | [11 empty] | 1 | 1 | 4 | 1 | 2 | 1 | 1 |  | 0
SDGE | Old Town | 230 | Solar |  |  | 0 | 0 | 0 | 0 | 0 | 0 | 0 | 0 | 0 | 1 | 1 | 1 | 1 | 1 | 1 | 1 | 3 | 1 | 2 | 1 | 1 | 1 | 3 | 3 | 1 | 1 | 2 | 1 | 3 | 1 | 2 | 1 | 1 |  | 0
SCE Metro | Olinda | 230 | Solar |  |  | 0 | 0 | 0 | 0 | 0 | 0 | 0 | 0 | 0 | 1 | 1 | 1 | 1 | 1 | 1 | 1 | 3 | 1 | 2 | 5 | 2 | 1 | 1 | 2 | 1 | 1 | 1 | 1 | 2 | 1 | 2 | 1 | 1 |  | 0
PG&E FRESNO | Olive | 115 | Solar |  |  | 40 | 0 | 40 | 40 | 0 | 40 | 0 | 0 | 0 | 5 | 2 | 4 | 4 | 1 | 2 | 1 | 2 | 1 | 1 | 1 | 2 | 1 | 1 | 2 | 1 | 1 | 1 | 1 | 4 | 1 | 1 | 2+ | 1 |  | 1
PG&E NGBA | Olivehurst | 115 | Solar |  |  | 0 | 0 | 0 | 0 | 0 | 0 | 0 | 0 | 0 | 5 | 4 | 1 | 1 | 1 | 1 | 1 | 2 | 2 | 2 | 1 | 1 | 1 | 1 | 1 | 1 | 1 | 2 | 2 | 2 | 1 | 2 | 1 | 1 |  | 0
PG&E NGBA | Oregon Trail | 60 | Solar |  |  | 0 | 0 | 0 | 0 | 0 | 0 | 0 | 0 | 0 | 5 | 2 | 1 | 1 | 1 | 1 | [11 empty] | 2 | 2 | 3 | 2 | 3 | 1 | 1 |  | 0
SCE Northern | Ormond Beach | 230 | Solar |  |  | 0 | 0 | 0 | 0 | 0 | 0 | 0 | 0 | 0 | 5 | 2 | 1 | 1 | 1 | 1 | [11 empty] | 2 | 1 | 1 | 1 | 1 | 1 | 1 |  | 0
PG&E FRESNO | Oro Loma | 115 | Solar |  |  | 0 | 0 | 0 | 0 | 0 | 0 | 0 | 0 | 0 | 1 | 1 | 1 | 1 | 1 | 1 | 1 | 1 | 1 | 1 | 1 | 1 | 1 | 1 | 1 | 1 | 1 | 1 | 1 | 4 | 2 | 1 | 1+ | 1 |  | 1
PG&E FRESNO | Oro Loma | 70 | Solar |  |  | 0 | 0 | 0 | 0 | 0 | 0 | 0 | 0 | 0 | 1 | 1 | 1 | 1 | 1 | 1 | 1 | 1 | 1 | 1 | 1 | 1 | 1 | 1 | 1 | 1 | 1 | 1 | 1 | 4 | 2 | 1 | 1 | 1 |  | 0
PG&E FRESNO | Orosi | 70 | Solar |  |  | 0 | 0 | 0 | 0 | 0 | 0 | 0 | 0 | 0 | 5 | 2 | 5 | 2 | 1 | 1 | [11 empty] | 1 | 1 | 4 | 1 | 1 | 1+ | 1 |  | 1
SDGE | Otay | 69 | Solar |  |  | 0 | 0 | 0 | 0 | 0 | 0 | 0 | 0 | 0 | 1 | 1 | 1 | 1 | 1 | 3 | [11 empty] | 2 | 1 | 1 | 1 | 1 | 1 | 1 |  | 0
SDGE | Otay Mesa | 230 | Solar |  |  | 0 | 0 | 0 | 0 | 0 | 0 | 0 | 0 | 0 | 1 | 1 | 1 | 1 | 1 | 2 | 1 | 2 | 1 | 2 | 5 | 1 | 4 | 5 | 5 | 2 | 1 | 2 | 1 | 1 | 1 | 3 | 1 | 1 |  | 0
PG&E FRESNO | Padre Flats SW STA | 230 | Solar |  |  | 0 | 0 | 0 | 0 | 0 | 0 | 0 | 0 | 0 | 1 | 1 | 1 | 1 | 1 | 1 | [11 empty] | 1 | 1 | 4 | 2 | 1 | 1 | 1 |  | 0
EOP | Pahrump | 138 | Solar |  |  | 0 | 0 | 0 | 0 | 0 | 0 | 0 | 0 | 0 | 5 | 3 | 1 | 1 | 1 | 1 | 1 | N/A | N/A | 2 | N/A | N/A | N/A | N/A | N/A | N/A | N/A | 2 | 2 | 4 | 1 | 3 | 1 | 1 |  | 0
EOP | Pahrump | 230 | Solar |  |  | 0 | 0 | 0 | 0 | 0 | 0 | 0 | 0 | 0 | 5 | 3 | 1 | 1 | 1 | 1 | 1 | N/A | N/A | 2 | N/A | N/A | N/A | N/A | N/A | N/A | N/A | 2 | 2 | 4 | 1 | 3 | 1 | 1 |  | 0
SDGE | Pala | 69 | Solar |  |  | 0 | 0 | 0 | 0 | 0 | 0 | 0 | 0 | 0 | 1 | 1 | 1 | 1 | 1 | 3 | [11 empty] | 2 | 1 | 1 | 1 | 3 | 1 | 1 |  | 0
PG&E NGBA | Palermo | 115 | Solar |  |  | 0 | 0 | 0 | 0 | 0 | 0 | 0 | 0 | 0 | 5 | 4 | 1 | 1 | 1 | 1 | 1 | 2 | 1 | 2 | 2 | 3 | 1 | 1 | 4 | 1 | 1 | 2 | 1 | 2 | 2 | 2 | 1 | 1 |  | 0
PG&E NGBA | Palermo | 230 | Solar |  |  | 0 | 0 | 0 | 0 | 0 | 0 | 0 | 0 | 0 | 5 | 4 | 1 | 1 | 1 | 1 | 1 | 2 | 1 | 2 | 2 | 3 | 1 | 1 | 4 | 1 | 1 | 2 | 1 | 2 | 2 | 2 | 1 | 1 |  | 0
SCE Eastern | Palo Verde | 500 | Solar |  |  | 0 | 0 | 0 | 0 | 0 | 0 | 0 | 0 | 0 | 5 | 2 | 1 | 1 | 1 | 1 | 1 | 1 | 1 | 2 | 1 | 1 | 1 | 1 | 1 | 1 | 1 | 2 | 1 | 4 | 2 | 3 | 1 | 1 |  | 0
SDGE | Palomar Energy | 230 | Solar |  |  | 0 | 0 | 0 | 0 | 0 | 0 | 0 | 0 | 0 | 1 | 1 | 1 | 1 | 1 | 1 | 1 | 3 | 1 | 2 | 5 | 1 | 1 | 1 | 2 | 1 | 1 | 2 | 1 | 2 | 1 | 3 | 1 | 1 |  | 0
PG&E KERN | Panama | 70 | Solar |  |  | 0 | 0 | 0 | 0 | 0 | 0 | 0 | 0 | 0 | 1 | 1 | 1 | 1 | 1 | 1 | [11 empty] | 1 | 1 | 4 | 1 | 1 | 1 | 1 |  | 0
PG&E FRESNO | Panoche | 115 | Solar |  |  | 0 | 0 | 0 | 0 | 0 | 0 | 0 | 0 | 0 | 5 | 4 | 1 | 1 | 1 | 1 | 3 | 3 | 3 | 1 | 1 | 1 | 1 | 1 | 2 | 1 | 1 | 1 | 1 | 1 | 2 | 1 | 1 | 1 |  | 0
PG&E FRESNO | Panoche | 230 | Solar |  |  | 100 | 300 | 400 | 0 | 0 | 0 | 100 | 300 | 400 | 1 | 1 | 1 | 1 | 1 | 1 | 2 | 2 | 3 | 1 | 1 | 1 | 1 | 1 | 1 | 1 | 1 | 1 | 1 | 1 | 2 | 1 | 3- | 1 |  | 1
SCE Northern | Pardee | 230 | Solar |  |  | 0 | 0 | 0 | 0 | 0 | 0 | 0 | 0 | 0 | 5 | 2 | 1 | 1 | 1 | 5 | 1 | 2 | 1 | 2 | 5 | 1 | 1 | 1 | 2 | 2 | 1 | 1 | 1 | 3 | 1 | 3 | 1 | 1 |  | 0
PG&E NGBA | Parkway | 230 | Solar |  |  | 0 | 0 | 0 | 0 | 0 | 0 | 0 | 0 | 0 | 5 | 2 | 1 | 1 | 1 | 1 | [11 empty] | 2 | 1 | 4 | 1 | 2 | 1 | 1 |  | 0
SCE Northern | Pastoria | 230 | Solar |  |  | 0 | 105 | 105 | 0 | 105 | 105 | 0 | 0 | 0 | 5 | 2 | 1 | 1 | 1 | 2 | 3 | 1 | 2 | 2 | 2 | 2 | 1 | 1 | 2 | 1 | 1 | 1 | 1 | 2 | 1 | 3 | 2+ | 1 |  | 1
SCE Metro | Pauda | 230 | Solar |  |  | 0 | 0 | 0 | 0 | 0 | 0 | 0 | 0 | 0 | 1 | 1 | 1 | 1 | 1 | 2 | 1 | 4 | 1 | 2 | 5 | 1 | 1 | 1 | 1 | 1 | 1 | 1 | 1 | 2 | 1 | 2 | 1 | 1 |  | 0
PG&E GBA | Paul Sweet | 115 | Solar |  |  | 0 | 0 | 0 | 0 | 0 | 0 | 0 | 0 | 0 | 1 | 1 | 1 | 1 | 1 | 1 | [11 empty] | 2 | 2 | 2 | 2 | 3 | 1 | 1 |  | 0
PG&E NGBA | Peabody | 230 | Solar |  |  | 0 | 0 | 0 | 0 | 0 | 0 | 0 | 0 | 0 | 5 | 2 | 1 | 1 | 1 | 1 | 1 | 1 | 1 | 2 | 2 | 1 | 1 | 1 | 2 | 1 | 1 | 2 | 1 | 2 | 1 | 2 | 1+ | 1 |  | 1
PG&E NGBA | Pease | 115 | Solar |  |  | 0 | 0 | 0 | 0 | 0 | 0 | 0 | 0 | 0 | 5 | 4 | 1 | 1 | 1 | 1 | 1 | 2 | 1 | 2 | 1 | 1 | 1 | 1 | 2 | 1 | 1 | 2 | 2 | 2 | 1 | 2 | 1 | 1 |  | 0
PG&E NGBA | Pease | 60 | Solar |  |  | 0 | 0 | 0 | 0 | 0 | 0 | 0 | 0 | 0 | 5 | 4 | 1 | 1 | 1 | 1 | 1 | 2 | 1 | 2 | 1 | 1 | 1 | 1 | 2 | 1 | 1 | 2 | 2 | 2 | 1 | 2 | 1 | 1 |  | 0
SDGE | Penasquitos | 138 | Solar |  |  | 0 | 0 | 0 | 0 | 0 | 0 | 0 | 0 | 0 | 1 | 1 | 1 | 1 | 1 | 1 | 1 | 2 | 1 | 2 | 5 | 1 | 2 | 2 | 3 | 1 | 1 | 2 | 1 | 2 | 1 | 3 | 1 | 1 |  | 0
SDGE | Penasquitos | 230 | Solar |  |  | 0 | 0 | 0 | 0 | 0 | 0 | 0 | 0 | 0 | 1 | 1 | 1 | 1 | 1 | 1 | 1 | 2 | 1 | 2 | 5 | 1 | 2 | 2 | 3 | 1 | 1 | 2 | 1 | 2 | 1 | 3 | 1 | 1 |  | 0
SDGE | Penasquitos | 69 | Solar |  |  | 0 | 0 | 0 | 0 | 0 | 0 | 0 | 0 | 0 | 1 | 1 | 1 | 1 | 4 | 1 | 1 | 2 | 1 | 2 | 5 | 1 | 2 | 2 | 3 | 1 | 1 | 2 | 1 | 2 | 1 | 3 | 1 | 1 |  | 0
SDGE | Pendleton | 69 | Solar |  |  | 0 | 0 | 0 | 0 | 0 | 0 | 0 | 0 | 0 | 1 | 1 | 1 | 1 | 1 | 4 | [11 empty] | 2 | 1 | 4 | 1 | 3 | 1 | 1 |  | 0
PG&E NGBA | Penngrove | 115 | Solar |  |  | 0 | 0 | 0 | 0 | 0 | 0 | 0 | 0 | 0 | 5 | 2 | 1 | 1 | 1 | 1 | 1 | 2 | 1 | 2 | 3 | 2 | 1 | 2 | 3 | 2 | 1 | 2 | 1 | 3 | 2 | 2 | 1 | 1 |  | 0
PG&E GBA | Peoria | 115 | Solar |  |  | 0 | 0 | 0 | 0 | 0 | 0 | 0 | 0 | 0 | 5 | 4 | 1 | 1 | 2 | 1 | 1 | 1 | 1 | 2 | 2 | 2 | 1 | 1 | 3 | 3 | 1 | 2 | 1 | 4 | 1 | 3 | 1 | 1 |  | 0
PG&E GBA | Piercy | 115 | Solar |  |  | 0 | 0 | 0 | 0 | 0 | 0 | 0 | 0 | 0 | 5 | 4 | 1 | 1 | 1 | 1 | [11 empty] | 2 | 1 | 2 | 2 | 2 | 1 | 1 |  | 0
PG&E FRESNO | Pine Flat | 230 | Solar |  |  | 0 | 0 | 0 | 0 | 0 | 0 | 0 | 0 | 0 | 5 | 4 | 5 | 2 | 1 | 1 | [11 empty] | 1 | 1 | 4 | 2 | 3 | 1 | 1 |  | 0
SCE NOL | Pisgah | 230 | Solar |  |  | 0 | 250 | 250 | 0 | 0 | 0 | 0 | 250 | 250 | 1 | 1 | 1 | 1 | 1 | 1 | 1 | 2 | 1 | 2 | 1 | 1 | 1 | 1 | 1 | 2 | 1 | 2 | 1 | 4 | 1 | 1 | 2+ | 5 | Reduced amount mapped to limit transmission exceedance | 1
PG&E NGBA | Pit 1 | 230 | Solar |  |  | 0 | 0 | 0 | 0 | 0 | 0 | 0 | 0 | 0 | 5 | 3 | 3 | 3 | 1 | 1 | 1 | 1 | 1 | 2 | 5 | 1 | 1 | 1 | 2 | 1 | 1 | 2 | 2 | 4 | 2 | 3 | 1+ | 1 |  | 1
PG&E NGBA | Pit 1 | 60 | Solar |  |  | 0 | 0 | 0 | 0 | 0 | 0 | 0 | 0 | 0 | 5 | 3 | 3 | 3 | 1 | 1 | 1 | 1 | 1 | 2 | 5 | 1 | 1 | 1 | 2 | 1 | 1 | 2 | 2 | 4 | 2 | 3 | 1 | 1 |  | 0
PG&E NGBA | Pit 3 | 230 | Solar |  |  | 0 | 0 | 0 | 0 | 0 | 0 | 0 | 0 | 0 | 5 | 3 | 3 | 3 | 1 | 1 | [11 empty] | 2 | 2 | 4 | 2 | 3 | 1 | 1 |  | 0
PG&E NGBA | Pit 4 | 230 | Solar |  |  | 0 | 0 | 0 | 0 | 0 | 0 | 0 | 0 | 0 | 5 | 2 | 1 | 1 | 1 | 1 | [11 empty] | 2 | 2 | 4 | 2 | 3 | 1 | 1 |  | 0
PG&E GBA | Pittsburg | 115 | Solar |  |  | 0 | 0 | 0 | 0 | 0 | 0 | 0 | 0 | 0 | 5 | 4 | 1 | 1 | 1 | 2 | 1 | 1 | 1 | 2 | 2 | 1 | 1 | 1 | 2 | 1 | 1 | 2 | 1 | 2 | 1 | 1 | 1 | 1 |  | 0
PG&E GBA | Pittsburg | 230 | Solar |  |  | 0 | 0 | 0 | 0 | 0 | 0 | 0 | 0 | 0 | 5 | 4 | 1 | 1 | 1 | 2 | 1 | 1 | 1 | 2 | 2 | 1 | 1 | 1 | 2 | 1 | 1 | 2 | 1 | 2 | 1 | 1 | 1 | 1 |  | 0
PG&E NGBA | Pleasant Grove | 115 | Solar |  |  | 0 | 0 | 0 | 0 | 0 | 0 | 0 | 0 | 0 | 5 | 4 | 1 | 1 | 1 | 1 | 1 | 4 | 1 | 2 | 1 | 1 | 1 | 1 | 1 | 1 | 1 | 2 | 1 | 2 | 2 | 3 | 1 | 1 |  | 0
PG&E NGBA | POE | 230 | Solar |  |  | 0 | 0 | 0 | 0 | 0 | 0 | 0 | 0 | 0 | 5 | 4 | 1 | 1 | 1 | 1 | [11 empty] | 2 | 1 | 4 | 2 | 3 | 1 | 1 |  | 0
SDGE | Point Loma | 69 | Solar |  |  | 0 | 0 | 0 | 0 | 0 | 0 | 0 | 0 | 0 | 1 | 1 | 1 | 1 | 1 | 1 | [11 empty] | 2 | 1 | 3 | 1 | 2 | 1 | 1 |  | 0
SDGE | Pomerado | 69 | Solar |  |  | 0 | 0 | 0 | 0 | 0 | 0 | 0 | 0 | 0 | 1 | 1 | 1 | 1 | 1 | 5 | [11 empty] | 2 | 1 | 3 | 1 | 3 | 1 | 1 |  | 0
PG&E KERN | Poso Mountain | 115 | Solar |  |  | 0 | 0 | 0 | 0 | 0 | 0 | 0 | 0 | 0 | 5 | 2 | 4 | 4 | 1 | 1 | 1 | 1 | 1 | 1 | 2 | 3 | 1 | 1 | 3 | 1 | 1 | 1 | 1 | 3 | 1 | 2 | 1 | 1 |  | 0
EOP | Primm | 230 | Solar |  |  | 0 | 0 | 0 | 0 | 0 | 0 | 0 | 0 | 0 | 5 | 3 | 1 | 1 | 1 | 1 | 1 | N/A | N/A | 2 | N/A | N/A | N/A | N/A | N/A | N/A | N/A | 2 | 2 | 4 | 1 | 2 | 1 | 1 |  | 0
PG&E NGBA | Putah Creek | 115 | Solar |  |  | 0 | 3 | 3 | 0 | 3 | 3 | 0 | 0 | 0 | 5 | 2 | 1 | 1 | 1 | 1 | 1 | 1 | 1 | 2 | 2 | 2 | 1 | 1 | 2 | 1 | 1 | 2 | 1 | 3 | 2 | 3 | 1 | 1 |  | 1
SDGE | Q1806 | 138 | Solar |  |  | 0 | 0 | 0 | 0 | 0 | 0 | 0 | 0 | 0 | 1 | 1 | 1 | 1 | 1 | 1 | [11 empty] | 1 | 1 | 2 | 1 | 3 | 1 | 1 |  | 0
PG&E FRESNO | Quinto | 230 | Solar |  |  | 200 | 250 | 450 | 0 | 0 | 0 | 200 | 250 | 450 | 1 | 1 | 1 | 1 | 1 | 1 | 2 | 1 | 1 | 1 | 1 | 2 | 1 | 1 | 2 | 1 | 1 | 1 | 1 | 4 | 2 | 1 | 3- | 1 |  | 1
PG&E GBA | Race Track | 115 | Solar |  |  | 0 | 0 | 0 | 0 | 0 | 0 | 0 | 0 | 0 | 5 | 4 | 1 | 1 | 1 | 1 | [11 empty] | 2 | 1 | 4 | 1 | 3 | 1 | 1 |  | 0
SDGE | Rancho Mission Viejo | 138 | Solar |  |  | 0 | 0 | 0 | 0 | 0 | 0 | 0 | 0 | 0 | 1 | 1 | 1 | 1 | 1 | 1 | [11 empty] | 1 | 1 | 2 | 1 | 3 | 1 | 1 |  | 0
PG&E GBA | Rancho Seco | 230 | Solar |  |  | 0 | 0 | 0 | 0 | 0 | 0 | 0 | 0 | 0 | 5 | 4 | 1 | 1 | 1 | 1 | [11 empty] | 2 | 1 | 1 | 2 | 3 | 1 | 1 |  | 0
SCE Metro | Rancho Vista | 230 | Solar |  |  | 0 | 0 | 0 | 0 | 0 | 0 | 0 | 0 | 0 | 1 | 1 | 1 | 1 | 1 | 1 | 1 | 4 | 1 | 2 | 4 | 1 | 1 | 1 | 1 | 1 | 1 | 1 | 1 | 1 | 1 | 1 | 1 | 1 |  | 0
SCE Metro | Rancho Vista | 500 | Solar |  |  | 0 | 0 | 0 | 0 | 0 | 0 | 0 | 0 | 0 | 1 | 1 | 1 | 1 | 1 | 1 | 1 | 4 | 1 | 2 | 4 | 1 | 1 | 1 | 1 | 1 | 1 | 1 | 1 | 1 | 1 | 1 | 1 | 1 |  | 0
SCE NOL | Ransburg | 115 | Solar |  |  | 0 | 0 | 0 | 0 | 0 | 0 | 0 | 0 | 0 | 3 | 3 | 1 | 1 | 1 | 1 | 1 | 2 | 1 | 2 | 1 | 1 | 1 | 1 | 1 | 2 | 1 | 2 | 1 | 4 | 1 | 1 | 1 | 1 |  | 0
PG&E GBA | Ravenswood | 115 | Solar |  |  | 0 | 0 | 0 | 0 | 0 | 0 | 0 | 0 | 0 | 5 | 2 | 1 | 1 | 1 | 1 | [11 empty] | 2 | 1 | 2 | 1 | 2 | 1 | 1 |  | 0
PG&E GBA | Ravenswood | 230 | Solar |  |  | 0 | 0 | 0 | 0 | 0 | 0 | 0 | 0 | 0 | 5 | 2 | 1 | 1 | 1 | 1 | [11 empty] | 2 | 1 | 2 | 1 | 2 | 1 | 1 |  | 0
SCE Northern | Rector | 230 | Solar |  |  | 0 | 200 | 200 | 0 | 0 | 0 | 0 | 200 | 200 | 1 | 1 | 1 | 1 | 1 | 1 | 1 | 3 | 2 | 1 | 1 | 1 | 1 | 1 | 1 | 1 | 1 | 1 | 1 | 2 | 1 | 2 | 1 | 1 |  | 1
SCE Eastern | Red Bluff | 230 | Solar |  |  | 0 | 463.5 | 463.5 | 0 | 463.5 | 463.5 | 0 | 0 | 0 | 1 | 1 | 1 | 1 | 1 | 1 | 3 | 2 | 1 | 2 | 1 | 2 | 2 | 2 | 2 | 2 | 1 | 2 | 2 | 4 | 1 | 3 | 4+ | 5 | Less total, high land-use/env flags and shifted to other buses north of Path 26 | 1
SCE Eastern | Red Bluff | 500 | Solar |  |  | 175 | 250 | 425 | 175 | 250 | 425 | 0 | 0 | 0 | 1 | 1 | 1 | 1 | 1 | 1 | 3 | 2 | 1 | 2 | 1 | 2 | 2 | 2 | 2 | 2 | 1 | 2 | 2 | 4 | 1 | 3 | 4+ | 3 | Less total, high land-use/env flags and shifted to other buses north of Path 26 | 1
PG&E NGBA | Redbud | 115 | Solar |  |  | 0 | 0 | 0 | 0 | 0 | 0 | 0 | 0 | 0 | 5 | 2 | 1 | 1 | 1 | 1 | [11 empty] | 2 | 2 | 4 | 2 | 3 | 1 | 1 |  | 0
SCE Metro | Redondo | 230 | Solar |  |  | 0 | 0 | 0 | 0 | 0 | 0 | 0 | 0 | 0 | 1 | 1 | 1 | 1 | 1 | 1 | 1 | 1 | 1 | 2 | 1 | 1 | 1 | 3 | 3 | 1 | 1 | 1 | 1 | 2 | 1 | 2 | 1 | 1 |  | 0
PG&E FRESNO | Reedley | 115 | Solar |  |  | 0 | 0 | 0 | 0 | 0 | 0 | 0 | 0 | 0 | 5 | 4 | 5 | 4 | 1 | 1 | 1 | 2 | 1 | 1 | 1 | 1 | 1 | 1 | 1 | 1 | 1 | 1 | 1 | 4 | 2 | 1 | 1 | 1 |  | 0
PG&E KERN | Renfro | 115 | Solar |  |  | 0 | 0 | 0 | 0 | 0 | 0 | 0 | 0 | 0 | 1 | 1 | 1 | 1 | 1 | 1 | 1 | 2 | 2 | 1 | 1 | 1 | 1 | 1 | 1 | 1 | 1 | 1 | 1 | 2 | 1 | 2 | 1 | 1 |  | 0
PG&E GBA | Richmond R | 115 | Solar |  |  | 0 | 0 | 0 | 0 | 0 | 0 | 0 | 0 | 0 | 5 | 4 | 1 | 1 | 1 | 1 | 1 | 1 | 1 | 2 | 5 | 1 | 1 | 1 | 2 | 2 | 1 | 2 | 1 | 2 | 1 | 2 | 1 | 1 |  | 0
PG&E NGBA | Rincon | 115 | Solar |  |  | 0 | 0 | 0 | 0 | 0 | 0 | 0 | 0 | 0 | 5 | 2 | 1 | 1 | 1 | 1 | [11 empty] | 2 | 1 | 3 | 2 | 2 | 1 | 1 |  | 0
PG&E KERN | Rio Bravo | 115 | Solar |  |  | 0 | 0 | 0 | 0 | 0 | 0 | 0 | 0 | 0 | 1 | 1 | 1 | 1 | 1 | 1 | 1 | 2 | 2 | 1 | 1 | 1 | 1 | 1 | 1 | 1 | 1 | 1 | 1 | 2 | 1 | 1 | 1 | 1 |  | 0
SCE Metro | Rio Hondo | 230 | Solar |  |  | 0 | 0 | 0 | 0 | 0 | 0 | 0 | 0 | 0 | 1 | 1 | 1 | 1 | 1 | 1 | 1 | 1 | 1 | 2 | 5 | 1 | 3 | 3 | 4 | 3 | 1 | 1 | 1 | 4 | 1 | 1 | 1 | 1 |  | 0
PG&E NGBA | Rio Oso | 115 | Solar |  |  | 0 | 0 | 0 | 0 | 0 | 0 | 0 | 0 | 0 | 5 | 4 | 1 | 1 | 1 | 1 | 1 | 1 | 1 | 2 | 1 | 1 | 1 | 1 | 2 | 1 | 1 | 2 | 1 | 4 | 1 | 3 | 1 | 1 |  | 0
PG&E NGBA | Rio Oso | 230 | Solar |  |  | 0 | 0 | 0 | 0 | 0 | 0 | 0 | 0 | 0 | 5 | 4 | 1 | 1 | 1 | 1 | 1 | 1 | 1 | 2 | 1 | 1 | 1 | 1 | 2 | 1 | 1 | 2 | 1 | 4 | 1 | 3 | 1+ | 4 | Did not map as better CI alignment at other buses | 1
PG&E GBA | Ripon | 115 | Solar |  |  | 0 | 0 | 0 | 0 | 0 | 0 | 0 | 0 | 0 | 5 | 4 | 1 | 1 | 1 | 2 | 1 | 2 | 2 | 1 | 1 | 1 | 1 | 1 | 1 | 1 | 1 | 1 | 1 | 2 | 2 | 2 | 1 | 1 |  | 0
PG&E GBA | Riverbank | 115 | Solar |  |  | 0 | 0 | 0 | 0 | 0 | 0 | 0 | 0 | 0 | 5 | 4 | 1 | 1 | 1 | 1 | 1 | 2 | 1 | 1 | 1 | 2 | 1 | 1 | 2 | 1 | 1 | 1 | 1 | 3 | 2 | 2 | 1+ | 1 |  | 1
SCE NOL | Roadway | 115 | Solar |  |  | 200 | 0 | 200 | 200 | 0 | 200 | 0 | 0 | 0 | 1 | 1 | 1 | 1 | 1 | 4 | 1 | 5 | 1 | 2 | 1 | 1 | 1 | 1 | 2 | 1 | 1 | 2 | 1 | 2 | 1 | 1 | 4+ | 1 |  | 1
PG&E NGBA | Rock Creek 1 | 230 | Solar |  |  | 0 | 0 | 0 | 0 | 0 | 0 | 0 | 0 | 0 | 5 | 4 | 1 | 1 | 1 | 1 | [11 empty] | 2 | 2 | 4 | 1 | 3 | 1 | 1 |  | 0
SCE Northern | Rosamond | 66 | Solar |  |  | 0 | 0 | 0 | 0 | 0 | 0 | 0 | 0 | 0 | 1 | 1 | 1 | 1 | 1 | 1 | [11 empty] | 2 | 1 | 4 | 1 | 3 | 1 | 1 |  | 0
PG&E GBA | Rossmoor | 230 | Solar |  |  | 0 | 0 | 0 | 0 | 0 | 0 | 0 | 0 | 0 | 5 | 2 | 1 | 1 | 1 | 1 | [11 empty] | 2 | 1 | 4 | 1 | 3 | 1 | 1 |  | 0
PG&E NGBA | Round Mountain | 230 | Solar |  |  | 0 | 0 | 0 | 0 | 0 | 0 | 0 | 0 | 0 | 5 | 2 | 1 | 1 | 1 | 1 | 1 | 1 | 1 | 2 | 5 | 3 | 1 | 1 | 3 | 2 | 1 | 2 | 2 | 4 | 2 | 3 | 1 | 1 |  | 0
PG&E NGBA | Round Mountain | 500 | Solar |  |  | 0 | 0 | 0 | 0 | 0 | 0 | 0 | 0 | 0 | 5 | 2 | 1 | 1 | 1 | 1 | 1 | 1 | 1 | 2 | 5 | 3 | 1 | 1 | 3 | 2 | 1 | 2 | 2 | 4 | 2 | 3 | 1 | 1 |  | 0
PG&E GBA | Salado | 115 | Solar |  |  | 0 | 0 | 0 | 0 | 0 | 0 | 0 | 0 | 0 | 5 | 4 | 1 | 1 | 1 | 1 | [11 empty] | 1 | 1 | 4 | 2 | 1 | 1 | 1 |  | 0
PG&E GBA | Salado | 60 | Solar |  |  | 0 | 0 | 0 | 0 | 0 | 0 | 0 | 0 | 0 | 5 | 4 | 1 | 1 | 1 | 1 | [11 empty] | 1 | 1 | 4 | 2 | 1 | 1 | 1 |  | 0
PG&E GBA | Salinas | 115 | Solar |  |  | 0 | 0 | 0 | 0 | 0 | 0 | 0 | 0 | 0 | 1 | 1 | 1 | 1 | 1 | 1 | [11 empty] | 2 | 2 | 3 | 2 | 2 | 1 | 1 |  | 0
SDGE | Salt Creek | 69 | Solar |  |  | 0 | 0 | 0 | 0 | 0 | 0 | 0 | 0 | 0 | 1 | 1 | 1 | 1 | 1 | 1 | [11 empty] | 2 | 1 | 3 | 1 | 2 | 1 | 1 |  | 0
SCE Eastern | San Bernardino | 230 | Solar |  |  | 0 | 0 | 0 | 0 | 0 | 0 | 0 | 0 | 0 | 1 | 1 | 1 | 1 | 1 | 1 | 1 | 3 | 1 | 2 | 5 | 1 | 1 | 2 | 3 | 1 | 1 | 1 | 1 | 2 | 1 | 2 | 1 | 1 |  | 0
PG&E GBA | SAN FRAN A (POTRERO PP) | 115 | Solar |  |  | 0 | 0 | 0 | 0 | 0 | 0 | 0 | 0 | 0 | 5 | 2 | 1 | 1 | 1 | 1 | [11 empty] | 2 | 1 | 2 | 1 | 2 | 1 | 1 |  | 0
PG&E GBA | SAN FRAN A (POTRERO PP) | 230 | Solar |  |  | 0 | 0 | 0 | 0 | 0 | 0 | 0 | 0 | 0 | 5 | 2 | 1 | 1 | 1 | 1 | [11 empty] | 2 | 1 | 2 | 1 | 2 | 1 | 1 |  | 0
PG&E GBA | San Jose A | 115 | Solar |  |  | 0 | 0 | 0 | 0 | 0 | 0 | 0 | 0 | 0 | 5 | 4 | 1 | 1 | 1 | 1 | [11 empty] | 2 | 1 | 2 | 2 | 2 | 1 | 1 |  | 0
PG&E GBA | San Jose B | 115 | Solar |  |  | 0 | 0 | 0 | 0 | 0 | 0 | 0 | 0 | 0 | 5 | 4 | 1 | 1 | 1 | 1 | [11 empty] | 2 | 1 | 3 | 2 | 2 | 1 | 1 |  | 0
PG&E GBA | San Leandro U | 115 | Solar |  |  | 0 | 0 | 0 | 0 | 0 | 0 | 0 | 0 | 0 | 5 | 2 | 1 | 1 | 1 | 1 | [11 empty] | 2 | 1 | 3 | 1 | 2 | 1 | 1 |  | 0
PG&E KERN | San Luis Obispo | 115 | Solar |  |  | 0 | 0 | 0 | 0 | 0 | 0 | 0 | 0 | 0 | 1 | 1 | 1 | 1 | 1 | 1 | 1 | 1 | 1 | 2 | 5 | 1 | 1 | 2 | 2 | 1 | 1 | 2 | 2 | 4 | 2 | 3 | 1 | 1 |  | 0
PG&E KERN | San Luis Obispo | 70 | Solar |  |  | 0 | 0 | 0 | 0 | 0 | 0 | 0 | 0 | 0 | 1 | 1 | 1 | 1 | 1 | 1 | 1 | 1 | 1 | 2 | 5 | 1 | 1 | 2 | 2 | 1 | 1 | 2 | 2 | 4 | 2 | 3 | 1 | 1 |  | 0
SDGE | San Luis Rey | 230 | Solar |  |  | 0 | 0 | 0 | 0 | 0 | 0 | 0 | 0 | 0 | 1 | 1 | 1 | 1 | 1 | 1 | 1 | 4 | 1 | 2 | 5 | 2 | 1 | 2 | 3 | 1 | 1 | 2 | 1 | 4 | 1 | 3 | 1 | 1 |  | 0
SDGE | San Luis Rey | 69 | Solar |  |  | 0 | 0 | 0 | 0 | 0 | 0 | 0 | 0 | 0 | 1 | 1 | 1 | 1 | 1 | 1 | 1 | 4 | 1 | 2 | 5 | 2 | 1 | 2 | 3 | 1 | 1 | 2 | 1 | 4 | 1 | 3 | 1+ | 1 |  | 1
SDGE | San Marcos | 69 | Solar |  |  | 0 | 0 | 0 | 0 | 0 | 0 | 0 | 0 | 0 | 1 | 1 | 1 | 1 | 1 | 1 | [11 empty] | 2 | 1 | 2 | 1 | 3 | 1 | 1 |  | 0
SCE Metro | San Onofre | 230 | Solar |  |  | 0 | 0 | 0 | 0 | 0 | 0 | 0 | 0 | 0 | 1 | 1 | 1 | 1 | 1 | 1 | 1 | 1 | 1 | 2 | 5 | 1 | 3 | 3 | 3 | 2 | 1 | 2 | 1 | 4 | 1 | 3 | 1 | 1 |  | 0
PG&E GBA | San Pablo | 115 | Solar |  |  | 0 | 0 | 0 | 0 | 0 | 0 | 0 | 0 | 0 | 5 | 4 | 1 | 1 | 1 | 1 | [11 empty] | 2 | 1 | 2 | 1 | 1 | 1 | 1 |  | 0
PG&E GBA | San Ramon | 230 | Solar |  |  | 0 | 0 | 0 | 0 | 0 | 0 | 0 | 0 | 0 | 5 | 2 | 1 | 1 | 1 | 1 | [11 empty] | 2 | 1 | 2 | 1 | 3 | 1 | 1 |  | 0
SDGE | San Ysidro | 69 | Solar |  |  | 0 | 0 | 0 | 0 | 0 | 0 | 0 | 0 | 0 | 1 | 1 | 1 | 1 | 1 | 1 | [11 empty] | 2 | 1 | 2 | 1 | 2 | 1 | 1 |  | 0
SCE NOL | Sandlot | 230 | Solar |  |  | 0 | 0 | 0 | 0 | 0 | 0 | 0 | 0 | 0 | 3 | 3 | 1 | 1 | 1 | 1 | [11 empty] | 2 | 1 | 4 | 1 | 2 | 1 | 1 |  | 0
EOP | Sandy | 138 | Solar |  |  | 0 | 0 | 0 | 0 | 0 | 0 | 0 | 0 | 0 | 5 | 3 | 1 | 1 | 1 | 1 | 1 | N/A | N/A | 2 | N/A | N/A | N/A | N/A | N/A | N/A | N/A | 2 | 2 | 4 | 1 | 3 | 1 | 1 |  | 0
PG&E FRESNO | Sanger | 115 | Solar |  |  | 100 | 100 | 200 | 0 | 0 | 0 | 100 | 100 | 200 | 5 | 4 | 5 | 4 | 1 | 4 | 1 | 3 | 2 | 1 | 1 | 1 | 1 | 1 | 1 | 1 | 1 | 1 | 1 | 2 | 2 | 2 | 3- | 1 |  | 1
SCE Northern | Santa Clara | 230 | Solar |  |  | 0 | 0 | 0 | 0 | 0 | 0 | 0 | 0 | 0 | 5 | 2 | 1 | 1 | 1 | 1 | 1 | 1 | 1 | 2 | 5 | 1 | 1 | 1 | 1 | 1 | 1 | 2 | 1 | 3 | 1 | 2 | 1 | 1 |  | 0
PG&E NGBA | Santa Rosa A | 115 | Solar |  |  | 0 | 0 | 0 | 0 | 0 | 0 | 0 | 0 | 0 | 5 | 2 | 1 | 1 | 1 | 1 | [11 empty] | 2 | 1 | 3 | 2 | 2 | 1 | 1 |  | 0
PG&E GBA | Santa Teresa | 115 | Solar |  |  | 0 | 0 | 0 | 0 | 0 | 0 | 0 | 0 | 0 | 5 | 4 | 1 | 1 | 1 | 1 | [11 empty] | 2 | 1 | 2 | 2 | 2 | 1 | 1 |  | 0
SDGE | Santee | 138 | Solar |  |  | 0 | 0 | 0 | 0 | 0 | 0 | 0 | 0 | 0 | 5 | 5 | 1 | 1 | 1 | 1 | [11 empty] | 2 | 1 | 2 | 1 | 2 | 1 | 1 |  | 0
SCE Metro | Santiago | 230 | Solar |  |  | 0 | 0 | 0 | 0 | 0 | 0 | 0 | 0 | 0 | 1 | 1 | 1 | 1 | 1 | 1 | 1 | 4 | 1 | 2 | 5 | 1 | 2 | 2 | 3 | 1 | 1 | 1 | 1 | 2 | 1 | 2 | 1 | 1 |  | 0
PG&E GBA | Saratoga | 230 | Solar |  |  | 0 | 0 | 0 | 0 | 0 | 0 | 0 | 0 | 0 | 5 | 4 | 1 | 1 | 1 | 1 | [11 empty] | 2 | 1 | 4 | 2 | 3 | 1 | 1 |  | 0
SCE Northern | Saugus | 230 | Solar |  |  | 0 | 0 | 0 | 0 | 0 | 0 | 0 | 0 | 0 | 5 | 2 | 1 | 1 | 1 | 1 | 1 | 2 | 1 | 2 | 5 | 1 | 1 | 1 | 2 | 1 | 1 | 1 | 1 | 3 | 1 | 3 | 1 | 1 |  | 0
PG&E FRESNO | Schindler | 115 | Solar |  |  | 100 | 0 | 100 | 0 | 0 | 0 | 100 | 0 | 100 | 1 | 1 | 1 | 1 | 1 | 3 | 1 | 1 | 1 | 1 | 1 | 1 | 1 | 1 | 1 | 1 | 1 | 1 | 1 | 4 | 2 | 1 | 3- | 1 |  | 1
PG&E FRESNO | Schindler | 70 | Solar |  |  | 0 | 0 | 0 | 0 | 0 | 0 | 0 | 0 | 0 | 1 | 1 | 1 | 1 | 1 | 1 | 1 | 1 | 1 | 1 | 1 | 1 | 1 | 1 | 1 | 1 | 1 | 1 | 1 | 4 | 2 | 1 | 1 | 1 |  | 0
PG&E GBA | Schulte | 115 | Solar |  |  | 0 | 0 | 0 | 0 | 0 | 0 | 0 | 0 | 0 | 5 | 4 | 1 | 1 | 1 | 1 | 1 | 1 | 1 | 1 | 5 | 1 | 1 | 1 | 1 | 1 | 1 | 1 | 1 | 1 | 2 | 2 | 1 | 1 |  | 0
SDGE | Scripps | 69 | Solar |  |  | 0 | 0 | 0 | 0 | 0 | 0 | 0 | 0 | 0 | 1 | 1 | 1 | 1 | 1 | 1 | [11 empty] | 2 | 1 | 2 | 1 | 3 | 1 | 1 |  | 0
PG&E KERN | Semitropic | 115 | Solar |  |  | 0 | 0 | 0 | 0 | 0 | 0 | 0 | 0 | 0 | 1 | 1 | 1 | 1 | 1 | 1 | 1 | 1 | 2 | 1 | 1 | 1 | 1 | 1 | 2 | 1 | 1 | 1 | 1 | 3 | 1 | 1 | 1+ | 1 |  | 1
SCE Metro | Serrano | 230 | Solar |  |  | 0 | 0 | 0 | 0 | 0 | 0 | 0 | 0 | 0 | 1 | 1 | 1 | 1 | 1 | 1 | 1 | 1 | 1 | 2 | 5 | 2 | 1 | 1 | 3 | 1 | 1 | 1 | 1 | 2 | 1 | 2 | 1 | 1 |  | 0
SCE Metro | Serrano | 500 | Solar |  |  | 0 | 0 | 0 | 0 | 0 | 0 | 0 | 0 | 0 | 1 | 1 | 1 | 1 | 1 | 1 | 1 | 1 | 1 | 2 | 5 | 2 | 1 | 1 | 3 | 1 | 1 | 1 | 1 | 2 | 1 | 2 | 1 | 1 |  | 0
SDGE | Shadowridge | 138 | Solar |  |  | 0 | 0 | 0 | 0 | 0 | 0 | 0 | 0 | 0 | 1 | 1 | 1 | 1 | 1 | 1 | [11 empty] | 2 | 1 | 3 | 1 | 3 | 1 | 1 |  | 0
PG&E KERN | Shafter | 115 | Solar |  |  | 0 | 0 | 0 | 0 | 0 | 0 | 0 | 0 | 0 | 5 | 2 | 4 | 4 | 1 | 1 | 1 | 1 | 3 | 1 | 1 | 1 | 1 | 1 | 1 | 1 | 1 | 1 | 1 | 3 | 1 | 1 | 1+ | 4 | Did not map to limit potential Tx upgrade need and better CI alignment at other buses | 1
PG&E NGBA | Silverado | 115 | Solar |  |  | 0 | 0 | 0 | 0 | 0 | 0 | 0 | 0 | 0 | 5 | 2 | 1 | 1 | 1 | 1 | [11 empty] | 2 | 1 | 4 | 2 | 3 | 1 | 1 |  | 0
SDGE | Silvergate | 230 | Solar |  |  | 0 | 0 | 0 | 0 | 0 | 0 | 0 | 0 | 0 | 1 | 1 | 1 | 1 | 1 | 1 | 1 | 3 | 1 | 2 | 1 | 1 | 1 | 3 | 3 | 1 | 1 | 2 | 1 | 1 | 1 | 1 | 1 | 1 |  | 0
SDGE | Silvergate | 69 | Solar |  |  | 0 | 0 | 0 | 0 | 0 | 0 | 0 | 0 | 0 | 1 | 1 | 1 | 1 | 1 | 1 | 1 | 3 | 1 | 2 | 1 | 1 | 1 | 3 | 3 | 1 | 1 | 2 | 1 | 1 | 1 | 1 | 1 | 1 |  | 0
PG&E KERN | Sisquoc | 115 | Solar |  |  | 0 | 0 | 0 | 0 | 0 | 0 | 0 | 0 | 0 | 1 | 1 | 1 | 1 | 1 | 1 | 1 | 1 | 1 | 2 | 3 | 1 | 1 | 1 | 1 | 1 | 1 | 2 | 2 | 4 | 1 | 3 | 1 | 1 |  | 0
EOP | Sloan Canyon | 230 | Solar |  |  | 0 | 0 | 0 | 0 | 0 | 0 | 0 | 0 | 0 | 5 | 3 | 1 | 1 | 2 | 1 | 3 | N/A | N/A | 2 | N/A | N/A | N/A | N/A | N/A | N/A | N/A | 2 | 2 | 3 | 1 | 3 | 1+ | 1 |  | 1
EOP | Sloan Canyon | 500 | Solar |  |  | 0 | 0 | 0 | 0 | 0 | 0 | 0 | 0 | 0 | 5 | 3 | 1 | 1 | 1 | 1 | 3 | N/A | N/A | 2 | N/A | N/A | N/A | N/A | N/A | N/A | N/A | 2 | 2 | 3 | 1 | 3 | 1 | 1 |  | 0
PG&E KERN | Smyrna | 115 | Solar |  |  | 0 | 0 | 0 | 0 | 0 | 0 | 0 | 0 | 0 | 5 | 2 | 4 | 4 | 1 | 1 | 1 | 1 | 1 | 1 | 1 | 1 | 1 | 1 | 1 | 1 | 1 | 1 | 1 | 4 | 1 | 1 | 1 | 1 |  | 0
PG&E GBA | Sobrante | 115 | Solar |  |  | 0 | 0 | 0 | 0 | 0 | 0 | 0 | 0 | 0 | 5 | 4 | 1 | 1 | 1 | 1 | [11 empty] | 2 | 1 | 2 | 1 | 3 | 1 | 1 |  | 0
PG&E GBA | Sobrante | 230 | Solar |  |  | 0 | 0 | 0 | 0 | 0 | 0 | 0 | 0 | 0 | 5 | 4 | 1 | 1 | 1 | 1 | [11 empty] | 2 | 1 | 2 | 1 | 3 | 1 | 1 |  | 0
PG&E KERN | Solar | 230 | Solar |  |  | 0 | 0 | 0 | 0 | 0 | 0 | 0 | 0 | 0 | 5 | 2 | 4 | 4 | 1 | 1 | 1 | 1 | 1 | 2 | 2 | 1 | 1 | 1 | 2 | 2 | 1 | 2 | 1 | 4 | 2 | 3 | 1 | 1 |  | 0
PG&E GBA | Soledad | 115 | Solar |  |  | 0 | 0 | 0 | 0 | 0 | 0 | 0 | 0 | 0 | 1 | 1 | 1 | 1 | 1 | 1 |  |  |  | 2 | [7 empty] | 2 | 2 | 4 | 2 | 3 | 1 | 1 |  | 0
PG&E GBA | Soledad | 60 | Solar |  |  | 0 | 0 | 0 | 0 | 0 | 0 | 0 | 0 | 0 | 5 | 4 | 1 | 1 | 1 | 1 |  |  |  | 2 | [7 empty] | 2 | 2 | 4 | 2 | 3 | 1 | 1 |  | 0
SDGE | Spring Valley | 69 | Solar |  |  | 0 | 0 | 0 | 0 | 0 | 0 | 0 | 0 | 0 | 1 | 1 | 1 | 1 | 1 | 1 | [11 empty] | 2 | 1 | 2 | 1 | 2 | 1 | 1 |  | 0
SCE Northern | Springville | 230 | Solar |  |  | 170 | 180 | 350 | 0 | 0 | 0 | 170 | 180 | 350 | 1 | 1 | 1 | 1 | 1 | 1 | 2 | 2 | 1 | 1 | 3 | 2 | 1 | 1 | 3 | 2 | 1 | 1 | 1 | 4 | 1 | 1 | 2- | 1 |  | 1
PG&E GBA | Stagg | 230 | Solar |  |  | 0 | 0 | 0 | 0 | 0 | 0 | 0 | 0 | 0 | 5 | 4 | 1 | 1 | 1 | 1 | 1 | 1 | 3 | 1 | 1 | 1 | 1 | 1 | 1 | 1 | 1 | 1 | 1 | 3 | 2 | 2 | 1 | 1 |  | 0
PG&E GBA | Standard Oil | 115 | Solar |  |  | 0 | 0 | 0 | 0 | 0 | 0 | 0 | 0 | 0 | 5 | 4 | 1 | 1 | 1 | 1 | [11 empty] | 2 | 1 | 1 | 1 | 2 | 1+ | 1 |  | 1
PG&E GBA | Stanislaus | 115 | Solar |  |  | 0 | 0 | 0 | 0 | 0 | 0 | 0 | 0 | 0 | 5 | 4 | 1 | 1 | 1 | 1 | [11 empty] | 2 | 1 | 4 | 1 | 3 | 1 | 1 |  | 0
PG&E KERN | Stockdale | 115 | Solar |  |  | 0 | 0 | 0 | 0 | 0 | 0 | 0 | 0 | 0 | 1 | 1 | 1 | 1 | 1 | 1 | 1 | 2 | 2 | 1 | 1 | 1 | 1 | 1 | 1 | 1 | 1 | 1 | 1 | 2 | 1 | 2 | 1 | 1 |  | 0
PG&E KERN | Stockdale | 230 | Solar |  |  | 0 | 0 | 0 | 0 | 0 | 0 | 0 | 0 | 0 | 1 | 1 | 1 | 1 | 1 | 1 | 1 | 2 | 2 | 1 | 1 | 1 | 1 | 1 | 1 | 1 | 1 | 1 | 1 | 2 | 1 | 2 | 1 | 1 |  | 0
PG&E GBA | Stockton A | 115 | Solar |  |  | 0 | 0 | 0 | 0 | 0 | 0 | 0 | 0 | 0 | 5 | 4 | 1 | 1 | 1 | 1 | [11 empty] | 1 | 1 | 3 | 2 | 1 | 1 | 1 |  | 0
PG&E GBA | Stone | 115 | Solar |  |  | 0 | 0 | 0 | 0 | 0 | 0 | 0 | 0 | 0 | 5 | 4 | 1 | 1 | 1 | 1 | [11 empty] | 2 | 1 | 3 | 2 | 2 | 1 | 1 |  | 0
PG&E FRESNO | Storey | 230 | Solar |  |  | 0 | 0 | 0 | 0 | 0 | 0 | 0 | 0 | 0 | 5 | 4 | 5 | 4 | 1 | 1 | [11 empty] | 1 | 1 | 4 | 2 | 1 | 1 | 1 |  | 0
PG&E NGBA | Summit | 115 | Solar |  |  | 0 | 0 | 0 | 0 | 0 | 0 | 0 | 0 | 0 | 5 | 4 | 1 | 1 | 1 | 1 | 0 | N/A | N/A | 2 | N/A | N/A | N/A | N/A | N/A | N/A | N/A | 2 | 1 | 4 | 2 | 3 | 1 | 1 |  | 0
SDGE | Suncrest | 230 | Solar |  |  | 0 | 0 | 0 | 0 | 0 | 0 | 0 | 0 | 0 | 1 | 1 | 1 | 1 | 1 | 1 | 1 | 2 | 1 | 2 | 5 | 1 | 1 | 2 | 2 | 2 | 1 | 2 | 1 | 4 | 1 | 3 | 1 | 1 |  | 0
SDGE | Suncrest | 500 | Solar |  |  | 0 | 0 | 0 | 0 | 0 | 0 | 0 | 0 | 0 | 1 | 1 | 1 | 1 | 1 | 1 | 1 | 2 | 1 | 2 | 5 | 1 | 1 | 2 | 2 | 2 | 1 | 2 | 1 | 4 | 1 | 3 | 1 | 1 |  | 0
PG&E KERN | Sunrise | 230 | Solar |  |  | 0 | 0 | 0 | 0 | 0 | 0 | 0 | 0 | 0 | 5 | 2 | 4 | 4 | 1 | 1 | [11 empty] | 1 | 1 | 1 | 1 | 1 | 1 | 1 |  | 0
PG&E KERN | Sunset | 230 | Solar |  |  | 0 | 0 | 0 | 0 | 0 | 0 | 0 | 0 | 0 | 5 | 2 | 4 | 4 | 1 | 1 | [11 empty] | 1 | 1 | 1 | 1 | 1 | 1 | 1 |  | 0
PG&E GBA | Swift | 115 | Solar |  |  | 0 | 0 | 0 | 0 | 0 | 0 | 0 | 0 | 0 | 5 | 4 | 1 | 1 | 1 | 1 | [11 empty] | 2 | 1 | 2 | 2 | 2 | 1 | 1 |  | 0
SDGE | Sycamore Canyon | 138 | Solar |  |  | 0 | 0 | 0 | 0 | 0 | 0 | 0 | 0 | 0 | 5 | 5 | 1 | 1 | 1 | 1 | 1 | 3 | 1 | 2 | 5 | 3 | 2 | 2 | 5 | 1 | 1 | 2 | 1 | 4 | 1 | 3 | 1 | 1 |  | 0
SDGE | Sycamore Canyon | 230 | Solar |  |  | 0 | 0 | 0 | 0 | 0 | 0 | 0 | 0 | 0 | 1 | 1 | 1 | 1 | 1 | 1 | 1 | 3 | 1 | 2 | 5 | 3 | 2 | 2 | 5 | 1 | 1 | 2 | 1 | 4 | 1 | 3 | 1 | 1 |  | 0
SDGE | Sycamore Canyon | 69 | Solar |  |  | 0 | 0 | 0 | 0 | 0 | 0 | 0 | 0 | 0 | 1 | 1 | 1 | 1 | 1 | 1 | 1 | 3 | 1 | 2 | 5 | 3 | 2 | 2 | 5 | 1 | 1 | 2 | 1 | 4 | 1 | 3 | 1 | 1 |  | 0
SCE Northern | Sylmar | 230 | Solar |  |  | 0 | 0 | 0 | 0 | 0 | 0 | 0 | 0 | 0 | 5 | 2 | 1 | 1 | 1 | 1 | 1 | 2 | 1 | 2 | 5 | 1 | 1 | 1 | 1 | 1 | 1 | 1 | 1 | 2 | 1 | 1 | 1 | 1 |  | 0
PG&E NGBA | Table Mountain | 115 | Solar |  |  | 0 | 0 | 0 | 0 | 0 | 0 | 0 | 0 | 0 | 5 | 2 | 1 | 1 | 1 | 1 | 1 | 1 | 1 | 2 | 2 | 3 | 1 | 2 | 4 | 1 | 1 | 2 | 1 | 3 | 2 | 1 | 1 | 1 |  | 0
PG&E NGBA | Table Mountain | 230 | Solar |  |  | 0 | 0 | 0 | 0 | 0 | 0 | 0 | 0 | 0 | 5 | 4 | 1 | 1 | 1 | 1 | 1 | 1 | 1 | 2 | 2 | 3 | 1 | 2 | 4 | 1 | 1 | 2 | 1 | 3 | 2 | 1 | 1 | 1 |  | 0
PG&E NGBA | Table Mountain | 500 | Solar |  |  | 0 | 0 | 0 | 0 | 0 | 0 | 0 | 0 | 0 | 5 | 2 | 1 | 1 | 1 | 1 | 1 | 1 | 1 | 2 | 2 | 3 | 1 | 2 | 4 | 1 | 1 | 2 | 1 | 3 | 2 | 1 | 1 | 1 |  | 0
PG&E NGBA | Table Mountain | 60 | Solar |  |  | 0 | 0 | 0 | 0 | 0 | 0 | 0 | 0 | 0 | 5 | 4 | 1 | 1 | 1 | 1 | 1 | 1 | 1 | 2 | 2 | 3 | 1 | 2 | 4 | 1 | 1 | 2 | 1 | 3 | 2 | 1 | 1 | 1 |  | 0
PG&E KERN | Taft | 115 | Solar |  |  | 0 | 3 | 3 | 0 | 3 | 3 | 0 | 0 | 0 | 5 | 2 | 4 | 4 | 1 | 1 | 1 | 1 | 1 | 1 | 1 | 1 | 2 | 3 | 4 | 1 | 1 | 1 | 1 | 2 | 1 | 2 | 1 | 1 |  | 1
SDGE | Talega | 138 | Solar |  |  | 0 | 0 | 0 | 0 | 0 | 0 | 0 | 0 | 0 | 1 | 1 | 1 | 1 | 1 | 2 | 1 | 4 | 1 | 2 | 5 | 1 | 2 | 2 | 3 | 2 | 1 | 2 | 1 | 3 | 1 | 3 | 1 | 1 |  | 0
SDGE | Talega | 230 | Solar |  |  | 0 | 0 | 0 | 0 | 0 | 0 | 0 | 0 | 0 | 1 | 1 | 1 | 1 | 1 | 1 | 1 | 4 | 1 | 2 | 5 | 1 | 2 | 2 | 3 | 2 | 1 | 2 | 1 | 3 | 1 | 3 | 1 | 1 |  | 0
PG&E GBA | Tassajara | 230 | Solar |  |  | 0 | 0 | 0 | 0 | 0 | 0 | 0 | 0 | 0 | 5 | 2 | 1 | 1 | 1 | 1 | [11 empty] | 2 | 1 | 3 | 1 | 3 | 1 | 1 |  | 0
PG&E KERN | Tejon | 70 | Solar |  |  | 0 | 0 | 0 | 0 | 0 | 0 | 0 | 0 | 0 | 1 | 1 | 1 | 1 | 1 | 1 | [11 empty] | 1 | 1 | 3 | 1 | 1 | 1 | 1 |  | 0
SDGE | Telegraph Canyon | 138 | Solar |  |  | 0 | 0 | 0 | 0 | 0 | 0 | 0 | 0 | 0 | 1 | 1 | 1 | 1 | 1 | 1 | [11 empty] | 2 | 1 | 2 | 1 | 2 | 1 | 1 |  | 0
PG&E KERN | Temblor | 115 | Solar |  |  | 0 | 0 | 0 | 0 | 0 | 0 | 0 | 0 | 0 | 5 | 2 | 4 | 4 | 1 | 1 | 1 | 1 | 1 | 1 | 1 | 1 | 1 | 1 | 2 | 1 | 1 | 1 | 1 | 2 | 1 | 1 | 1 | 1 |  | 0
PG&E KERN | Templeton | 230 | Solar |  |  | 0 | 0 | 0 | 0 | 0 | 0 | 0 | 0 | 0 | 5 | 2 | 4 | 4 | 1 | 1 | 1 | 2 | 1 | 1 | 4 | 1 | 1 | 1 | 1 | 1 | 1 | 2 | 2 | 4 | 2 | 3 | 1 | 1 |  | 0
PG&E KERN | Templeton | 70 | Solar |  |  | 0 | 0 | 0 | 0 | 0 | 0 | 0 | 0 | 0 | 1 | 1 | 1 | 1 | 1 | 1 | 1 | 2 | 1 | 1 | 4 | 1 | 1 | 1 | 1 | 1 | 1 | 2 | 2 | 4 | 2 | 3 | 1 | 1 |  | 0
PG&E GBA | Tesla | 115 | Solar |  |  | 0 | 0 | 0 | 0 | 0 | 0 | 0 | 0 | 0 | 5 | 4 | 1 | 1 | 1 | 1 | 1 | 2 | 1 | 2 | 1 | 3 | 2 | 2 | 3 | 1 | 1 | 2 | 1 | 2 | 1 | 2 | 1 | 1 |  | 0
PG&E GBA | Tesla | 230 | Solar |  |  | 0 | 0 | 0 | 0 | 0 | 0 | 0 | 0 | 0 | 5 | 4 | 1 | 1 | 2 | 2 | 1 | 2 | 1 | 2 | 1 | 3 | 2 | 2 | 3 | 1 | 1 | 2 | 1 | 2 | 1 | 2 | 1 | 1 |  | 0
PG&E GBA | Tesla | 500 | Solar |  |  | 0 | 0 | 0 | 0 | 0 | 0 | 0 | 0 | 0 | 5 | 4 | 1 | 1 | 2 | 1 | 1 | 2 | 1 | 2 | 1 | 3 | 2 | 2 | 3 | 1 | 1 | 2 | 1 | 2 | 1 | 2 | 4+ | 4 | Same total, shifted from FCDS to EODS to align with Tx needs and CI | 1
PG&E KERN | Tevis | 115 | Solar |  |  | 0 | 0 | 0 | 0 | 0 | 0 | 0 | 0 | 0 | 5 | 2 | 4 | 4 | 1 | 1 | 1 | 2 | 1 | 1 | 1 | 1 | 1 | 2 | 2 | 1 | 1 | 1 | 1 | 2 | 1 | 2 | 1 | 1 |  | 0
EOP | Thousandaire | 138 | Solar |  |  | 0 | 0 | 0 | 0 | 0 | 0 | 0 | 0 | 0 | 5 | 3 | 1 | 1 | 1 | 1 | 1 | N/A | N/A | 2 | N/A | N/A | N/A | N/A | N/A | N/A | N/A | 2 | 2 | 4 | 1 | 3 | 1 | 1 |  | 0
PG&E KERN | Topaz | 230 | Solar |  |  | 0 | 0 | 0 | 0 | 0 | 0 | 0 | 0 | 0 | 5 | 2 | 4 | 4 | 1 | 1 | [11 empty] | 1 | 1 | 3 | 1 | 2 | 1 | 1 |  | 0
SCE NOL | Tortilla | 115 | Solar |  |  | 0 | 0 | 0 | 0 | 0 | 0 | 0 | 0 | 0 | 3 | 3 | 1 | 1 | 1 | 1 | 1 | 3 | 1 | 2 | 1 | 2 | 2 | 1 | 3 | 1 | 1 | 2 | 1 | 4 | 1 | 2 | 1+ | 1 |  | 1
SDGE | Trabuco | 138 | Solar |  |  | 0 | 0 | 0 | 0 | 0 | 0 | 0 | 0 | 0 | 1 | 1 | 1 | 1 | 1 | 1 | 1 | 4 | 1 | 2 | 5 | 1 | 2 | 3 | 3 | 1 | 1 | 1 | 1 | 1 | 1 | 2 | 1 | 1 |  | 0
PG&E GBA | Tracy | 115 | Solar |  |  | 0 | 0 | 0 | 0 | 0 | 0 | 0 | 0 | 0 | 5 | 4 | 1 | 1 | 1 | 1 | [11 empty] | 2 | 1 | 3 | 1 | 2 | 1 | 1 |  | 0
PG&E FRESNO | Tranquility | 230 | Solar |  |  | 200 | 900 | 1100 | 0 | 600 | 600 | 200 | 300 | 500 | 5 | 4 | 5 | 2 | 1 | 2 | 2 | 2 | 2 | 1 | 1 | 1 | 1 | 1 | 1 | 1 | 1 | 1 | 1 | 4 | 2 | 1 | 2+ | 5 | More total, slightly less FCDS | 1
PG&E GBA | Trimble | 115 | Solar |  |  | 0 | 0 | 0 | 0 | 0 | 0 | 0 | 0 | 0 | 5 | 4 | 1 | 1 | 1 | 1 | [11 empty] | 2 | 1 | 3 | 2 | 2 | 1 | 1 |  | 0
EOP | Trout Canyon | 230 | Solar |  |  | 816 | 1095 | 1911 | 125 | 650 | 775 | 691 | 445 | 1136 | 5 | 3 | 1 | 1 | 3 | 3 | 2 | N/A | N/A | 2 | N/A | N/A | N/A | N/A | N/A | N/A | N/A | 2 | 2 | 4 | 1 | 3 | 2- | 1 |  | 1
EOP | Trout Canyon | 500 | Solar |  |  | 0 | 0 | 0 | 0 | 0 | 0 | 0 | 0 | 0 | 5 | 3 | 1 | 1 | 1 | 1 | 3 | N/A | N/A | 2 | N/A | N/A | N/A | N/A | N/A | N/A | N/A | 2 | 2 | 4 | 1 | 3 | 1+ | 1 |  | 1
PG&E NGBA | Tulucay | 230 | Solar |  |  | 0 | 0 | 0 | 0 | 0 | 0 | 0 | 0 | 0 | 5 | 2 | 1 | 1 | 1 | 1 | 1 | 3 | 1 | 2 | 2 | 2 | 1 | 1 | 3 | 1 | 1 | 2 | 1 | 3 | 2 | 3 | 1 | 5 | Shifted to lower voltage bus to align with In-dev res | 1
PG&E NGBA | Tulucay | 60 | Solar |  |  | 0 | 0 | 0 | 0 | 0 | 0 | 0 | 0 | 0 | 5 | 2 | 1 | 1 | 1 | 1 | 1 | 3 | 1 | 2 | 2 | 2 | 1 | 1 | 3 | 1 | 1 | 2 | 1 | 3 | 2 | 3 | 4+ | 1 |  | 1
PG&E KERN | Tupman | 115 | Solar |  |  | 0 | 0 | 0 | 0 | 0 | 0 | 0 | 0 | 0 | 5 | 2 | 4 | 4 | 1 | 1 | 1 | 1 | 1 | 1 | 1 | 1 | 1 | 2 | 2 | 1 | 1 | 1 | 1 | 2 | 1 | 1 | 1 | 4 | Did not map to to align with CI elsewhere | 1
PG&E NGBA | Ukiah | 115 | Solar |  |  | 0 | 0 | 0 | 0 | 0 | 0 | 0 | 0 | 0 | 5 | 2 | 1 | 1 | 1 | 1 | 1 | 1 | 1 | 2 | 5 | 1 | 1 | 2 | 2 | 2 | 1 | 2 | 2 | 4 | 2 | 3 | 1 | 1 |  | 0
PG&E KERN | Union (Estrella) | 70 | Solar |  |  | 0 | 0 | 0 | 0 | 0 | 0 | 0 | 0 | 0 | 1 | 1 | 1 | 1 | 1 | 1 | [11 empty] | 2 | 2 | 4 | 2 | 3 | 1 | 1 |  | 0
PG&E NGBA | Vaca Dixon | 115 | Solar |  |  | 0 | 0 | 0 | 0 | 0 | 0 | 0 | 0 | 0 | 5 | 2 | 1 | 1 | 1 | 1 | 1 | 1 | 2 | 2 | 1 | 1 | 1 | 1 | 1 | 1 | 1 | 2 | 1 | 1 | 1 | 3 | 1 | 1 |  | 0
PG&E NGBA | Vaca Dixon | 230 | Solar |  |  | 0 | 0 | 0 | 0 | 0 | 0 | 0 | 0 | 0 | 5 | 2 | 1 | 1 | 1 | 1 | 1 | 1 | 2 | 2 | 1 | 1 | 1 | 1 | 1 | 1 | 1 | 2 | 1 | 1 | 1 | 3 | 1+ | 4 | Did not map to to align with CI elsewhere | 1
PG&E NGBA | Vaca Dixon | 500 | Solar |  |  | 0 | 0 | 0 | 0 | 0 | 0 | 0 | 0 | 0 | 5 | 2 | 1 | 1 | 1 | 1 | 1 | 1 | 2 | 2 | 1 | 1 | 1 | 1 | 1 | 1 | 1 | 2 | 1 | 1 | 1 | 3 | 1+ | 1 |  | 1
PG&E NGBA | Vaca Dixon | 60 | Solar |  |  | 0 | 0 | 0 | 0 | 0 | 0 | 0 | 0 | 0 | 5 | 2 | 1 | 1 | 1 | 1 | 1 | 1 | 2 | 2 | 1 | 1 | 1 | 1 | 1 | 1 | 1 | 2 | 1 | 1 | 1 | 3 | 1 | 1 |  | 0
SCE Eastern | Valley (SCE) | 500 | Solar |  |  | 0 | 0 | 0 | 0 | 0 | 0 | 0 | 0 | 0 | 1 | 1 | 1 | 1 | 1 | 1 | 1 | 4 | 1 | 2 | 5 | 1 | 1 | 2 | 2 | 1 | 1 | 1 | 1 | 2 | 1 | 2 | 1+ | 1 |  | 1
EOP | Valley (VEA) | 138 | Solar |  |  | 0 | 0 | 0 | 0 | 0 | 0 | 0 | 0 | 0 | 5 | 3 | 1 | 1 | 1 | 1 | 1 | N/A | N/A | 2 | N/A | N/A | N/A | N/A | N/A | N/A | N/A | 2 | 2 | 4 | 1 | 3 | 1 | 1 |  | 0
SDGE | Valley Center | 69 | Solar |  |  | 0 | 0 | 0 | 0 | 0 | 0 | 0 | 0 | 0 | 1 | 1 | 1 | 1 | 1 | 1 | [11 empty] | 2 | 1 | 4 | 1 | 3 | 1 | 1 |  | 0
PG&E GBA | Valley Home | 115 | Solar |  |  | 0 | 0 | 0 | 0 | 0 | 0 | 0 | 0 | 0 | 5 | 4 | 1 | 1 | 1 | 1 | [11 empty] | 1 | 1 | 4 | 2 | 1 | 1 | 1 |  | 0
PG&E GBA | Valley Springs | 230 | Solar |  |  | 0 | 0 | 0 | 0 | 0 | 0 | 0 | 0 | 0 | 5 | 4 | 1 | 1 | 1 | 1 | [11 empty] | 2 | 1 | 4 | 1 | 3 | 1+ | 1 |  | 1
PG&E GBA | Valley Springs | 60 | Solar |  |  | 0 | 0 | 0 | 0 | 0 | 0 | 0 | 0 | 0 | 5 | 4 | 1 | 1 | 1 | 1 | [11 empty] | 2 | 1 | 4 | 1 | 3 | 1 | 1 |  | 0
EOP | Valley Switch | 138 | Solar |  |  | 0 | 0 | 0 | 0 | 0 | 0 | 0 | 0 | 0 | 5 | 3 | 1 | 1 | 1 | 1 | 1 | N/A | N/A | 2 | N/A | N/A | N/A | N/A | N/A | N/A | N/A | 2 | 2 | 4 | 1 | 3 | 1+ | 1 |  | 1
EOP | Valley Switch | 230 | Solar |  |  | 0 | 0 | 0 | 0 | 0 | 0 | 0 | 0 | 0 | 5 | 3 | 1 | 1 | 1 | 1 | 1 | N/A | N/A | 2 | N/A | N/A | N/A | N/A | N/A | N/A | N/A | 2 | 2 | 4 | 1 | 3 | 1+ | 1 |  | 1
PG&E GBA | Vasco | 230 | Solar |  |  | 0 | 0 | 0 | 0 | 0 | 0 | 0 | 0 | 0 | 5 | 4 | 1 | 1 | 1 | 1 | [11 empty] | 2 | 1 | 3 | 1 | 3 | 1 | 1 |  | 0
PG&E GBA | Vasona | 230 | Solar |  |  | 0 | 0 | 0 | 0 | 0 | 0 | 0 | 0 | 0 | 5 | 4 | 1 | 1 | 1 | 1 | [11 empty] | 2 | 1 | 4 | 2 | 3 | 1 | 1 |  | 0
SCE Northern | Vestal | 230 | Solar |  |  | 125 | 275 | 400 | 0 | 50 | 50 | 125 | 225 | 350 | 1 | 1 | 1 | 1 | 1 | 1 | 1 | 2 | 1 | 1 | 1 | 1 | 1 | 1 | 1 | 1 | 1 | 1 | 1 | 4 | 1 | 1 | 2- | 4 | More Solar total, just less FCDS to utilize existing Tx and align with CI | 1
SCE Northern | Vestal | 66 | Solar |  |  | 0 | 0 | 0 | 0 | 0 | 0 | 0 | 0 | 0 | 1 | 1 | 1 | 1 | 1 | 4 | 1 | 2 | 1 | 1 | 1 | 1 | 1 | 1 | 1 | 1 | 1 | 1 | 1 | 4 | 1 | 1 | 1 | 1 |  | 0
SCE NOL | Victor | 115 | Solar |  |  | 0 | 0 | 0 | 0 | 0 | 0 | 0 | 0 | 0 | 1 | 1 | 1 | 1 | 1 | 1 | 1 | 4 | 1 | 2 | 1 | 1 | 1 | 1 | 2 | 1 | 1 | 2 | 1 | 3 | 1 | 2 | 1+ | 4 | Did not map to to align with CI elsewhere, and higher Env screens in the area | 1
SCE NOL | Victor | 230 | Solar |  |  | 0 | 0 | 0 | 0 | 0 | 0 | 0 | 0 | 0 | 1 | 1 | 1 | 1 | 1 | 1 | 1 | 4 | 1 | 2 | 1 | 1 | 1 | 1 | 2 | 1 | 1 | 2 | 1 | 3 | 1 | 2 | 1+ | 1 |  | 1
SCE Metro | Viejo | 230 | Solar |  |  | 0 | 0 | 0 | 0 | 0 | 0 | 0 | 0 | 0 | 1 | 1 | 1 | 1 | 1 | 1 | 1 | 4 | 1 | 2 | 5 | 2 | 1 | 2 | 3 | 2 | 1 | 1 | 1 | 3 | 1 | 2 | 1 | 1 |  | 0
PG&E GBA | Vierra | 115 | Solar |  |  | 0 | 0 | 0 | 0 | 0 | 0 | 0 | 0 | 0 | 5 | 4 | 1 | 1 | 1 | 2 | 1 | 2 | 2 | 1 | 1 | 1 | 1 | 1 | 1 | 1 | 1 | 1 | 1 | 1 | 2 | 1 | 1 | 1 |  | 0
SCE Metro | Villa Park | 230 | Solar |  |  | 0 | 0 | 0 | 0 | 0 | 0 | 0 | 0 | 0 | 1 | 1 | 1 | 1 | 1 | 1 | 1 | 2 | 1 | 2 | 5 | 2 | 1 | 1 | 3 | 1 | 1 | 1 | 1 | 2 | 1 | 2 | 1 | 1 |  | 0
SCE Northern | Vincent | 230 | Solar |  |  | 0 | 780 | 780 | 0 | 0 | 0 | 0 | 780 | 780 | 1 | 1 | 1 | 1 | 1 | 2 | 1 | 4 | 1 | 2 | 5 | 1 | 1 | 1 | 2 | 1 | 1 | 2 | 1 | 4 | 1 | 3 | 3+ | 3 | Less mapped as shifted to North of Path 26 to improve reliability modeling | 1
SCE Northern | Vincent | 500 | Solar |  |  | 0 | 0 | 0 | 0 | 0 | 0 | 0 | 0 | 0 | 1 | 1 | 1 | 1 | 1 | 1 | 2 | 5 | 1 | 2 | 5 | 1 | 2 | 1 | 2 | 2 | 1 | 2 | 1 | 4 | 1 | 3 | 1+ | 1 |  | 1
PG&E GBA | Vineyard | 230 | Solar |  |  | 0 | 0 | 0 | 0 | 0 | 0 | 0 | 0 | 0 | 5 | 4 | 1 | 1 | 1 | 1 | [11 empty] | 2 | 1 | 2 | 1 | 3 | 1 | 1 |  | 0
SDGE | Vineyard | 69 | Solar |  |  | 0 | 0 | 0 | 0 | 0 | 0 | 0 | 0 | 0 | 1 | 1 | 1 | 1 | 1 | 1 | [11 empty] | 2 | 1 | 2 | 1 | 3 | 1 | 1 |  | 0
SCE Eastern | Vista (SCE) | 230 | Solar |  |  | 0 | 0 | 0 | 0 | 0 | 0 | 0 | 0 | 0 | 1 | 1 | 1 | 1 | 1 | 1 | 1 | 4 | 1 | 2 | 5 | 1 | 2 | 3 | 5 | 1 | 1 | 1 | 1 | 2 | 1 | 1 | 1 | 1 |  | 0
EOP | Vista (VEA) | 138 | Solar |  |  | 0 | 0 | 0 | 0 | 0 | 0 | 0 | 0 | 0 | 5 | 3 | 1 | 1 | 1 | 1 | 1 | N/A | N/A | 2 | N/A | N/A | N/A | N/A | N/A | N/A | N/A | 2 | 2 | 4 | 1 | 3 | 1 | 5 | Did not map to to align with CI elsewhere | 1
EOP | Vista (VEA) | 230 | Solar |  |  | 50 | 150 | 200 | 0 | 0 | 0 | 50 | 150 | 200 | 5 | 3 | 1 | 1 | 1 | 1 | 1 | N/A | N/A | 2 | N/A | N/A | N/A | N/A | N/A | N/A | N/A | 2 | 2 | 4 | 1 | 3 | 2- | 1 |  | 1
PG&E FRESNO | Wahtoke | 115 | Solar |  |  | 0 | 0 | 0 | 0 | 0 | 0 | 0 | 0 | 0 | 5 | 2 | 5 | 2 | 1 | 1 | 1 | 3 | 2 | 1 | 1 | 1 | 1 | 1 | 1 | 1 | 1 | 1 | 1 | 3 | 2 | 1 | 1 | 1 |  | 0
SCE Northern | Wakefield | 66 | Solar |  |  | 0 | 0 | 0 | 0 | 0 | 0 | 0 | 0 | 0 | 5 | 2 | 1 | 1 | 1 | 3 | [11 empty] | 2 | 1 | 4 | 1 | 3 | 1 | 1 |  | 0
SCE Metro | Walnut | 230 | Solar |  |  | 0 | 0 | 0 | 0 | 0 | 0 | 0 | 0 | 0 | 1 | 1 | 1 | 1 | 1 | 1 | 1 | 2 | 1 | 2 | 5 | 2 | 1 | 1 | 2 | 1 | 1 | 1 | 1 | 1 | 1 | 1 | 1 | 1 |  | 0
SCE Northern | Warne | 230 | Solar |  |  | 0 | 0 | 0 | 0 | 0 | 0 | 0 | 0 | 0 | 5 | 2 | 1 | 1 | 1 | 1 | [11 empty] | 1 | 1 | 4 | 1 | 3 | 1 | 1 |  | 0
PG&E GBA | Warnerville | 230 | Solar |  |  | 0 | 0 | 0 | 0 | 0 | 0 | 0 | 0 | 0 | 5 | 4 | 5 | 2 | 1 | 1 | 1 | 2 | 1 | 2 | 1 | 2 | 1 | 1 | 3 | 1 | 1 | 1 | 1 | 3 | 2 | 2 | 1 | 1 |  | 0
PG&E FRESNO | Waukena | 115 | Solar |  |  | 0 | 0 | 0 | 0 | 0 | 0 | 0 | 0 | 0 | 5 | 2 | 5 | 2 | 1 | 1 | 1 | 1 | 1 | 1 | 1 | 1 | 1 | 1 | 1 | 1 | 1 | 1 | 1 | 4 | 2 | 1 | 1+ | 1 |  | 1
PG&E GBA | Weber | 230 | Solar |  |  | 0 | 0 | 0 | 0 | 0 | 0 | 0 | 0 | 0 | 5 | 4 | 1 | 1 | 1 | 1 | 1 | 2 | 2 | 1 | 1 | 1 | 1 | 1 | 1 | 1 | 1 | 1 | 1 | 3 | 2 | 1 | 1+ | 4 | Did not map to to align with CI elsewhere | 1
PG&E GBA | Weber | 60 | Solar |  |  | 0 | 0 | 0 | 0 | 0 | 0 | 0 | 0 | 0 | 5 | 4 | 1 | 1 | 1 | 3 | 1 | 2 | 2 | 1 | 1 | 1 | 1 | 1 | 1 | 1 | 1 | 1 | 1 | 3 | 2 | 1 | 1 | 1 |  | 0
PG&E FRESNO | West Fresno | 115 | Solar |  |  | 0 | 0 | 0 | 0 | 0 | 0 | 0 | 0 | 0 | 5 | 4 | 5 | 2 | 1 | 1 | 1 | 3 | 2 | 1 | 1 | 1 | 1 | 1 | 1 | 1 | 1 | 1 | 1 | 2 | 2 | 1 | 1 | 1 |  | 0
PG&E FRESNO | Westley | 230 | Solar |  |  | 0 | 0 | 0 | 0 | 0 | 0 | 0 | 0 | 0 | 1 | 1 | 1 | 1 | 1 | 1 | 1 | 2 | 2 | 1 | 1 | 2 | 1 | 1 | 3 | 1 | 1 | 1 | 1 | 4 | 2 | 1 | 1 | 1 |  | 0
PG&E KERN | Westpark | 115 | Solar |  |  | 0 | 0 | 0 | 0 | 0 | 0 | 0 | 0 | 0 | 1 | 1 | 1 | 1 | 1 | 1 | 1 | 2 | 1 | 1 | 1 | 1 | 1 | 1 | 1 | 1 | 1 | 1 | 1 | 3 | 1 | 1 | 1 | 1 |  | 0
PG&E KERN | Wheeler Ridge | 230 | Solar |  |  | 200 | 300 | 500 | 200 | 0 | 200 | 0 | 300 | 300 | 5 | 2 | 4 | 4 | 1 | 1 | 2 | 2 | 2 | 1 | 1 | 1 | 1 | 1 | 1 | 1 | 1 | 1 | 1 | 4 | 1 | 1 | 1 | 1 |  | 1
PG&E KERN | Wheeler Ridge | 115 | Solar |  |  | 0 | 0 | 0 | 0 | 0 | 0 | 0 | 0 | 0 | 1 | 1 | 1 | 1 | 1 | 1 | 2 | 2 | 2 | 1 | 1 | 1 | 1 | 1 | 1 | 1 | 1 | 1 | 1 | 4 | 1 | 1 | 1 | 1 |  | 0
PG&E KERN | Wheeler Ridge | 70 | Solar |  |  | 0 | 0 | 0 | 0 | 0 | 0 | 0 | 0 | 0 | 5 | 2 | 4 | 4 | 1 | 4 | 2 | 2 | 2 | 1 | 1 | 1 | 1 | 1 | 1 | 1 | 1 | 1 | 1 | 4 | 1 | 1 | 1 | 1 |  | 0
SCE Northern | Whirlwind | 230 | Solar |  |  | 318 | 588 | 906 | 218 | 188 | 406 | 100 | 400 | 500 | 1 | 1 | 1 | 1 | 1 | 3 | 1 | 4 | 1 | 2 | 2 | 1 | 1 | 1 | 2 | 1 | 1 | 2 | 1 | 4 | 1 | 3 | 2- | 1 |  | 1
SCE Northern | Whirlwind | 500 | Solar |  |  | 0 | 0 | 0 | 0 | 0 | 0 | 0 | 0 | 0 | 1 | 1 | 1 | 1 | 1 | 1 | 1 | 4 | 1 | 2 | 2 | 1 | 1 | 1 | 2 | 1 | 1 | 2 | 1 | 4 | 1 | 3 | 1+ | 1 |  | 1
PG&E GBA | Whisman | 115 | Solar |  |  | 0 | 0 | 0 | 0 | 0 | 0 | 0 | 0 | 0 | 5 | 2 | 1 | 1 | 1 | 1 | [11 empty] | 2 | 1 | 2 | 2 | 2 | 1 | 1 |  | 0
SCE Eastern | Wildlife | 230 | Solar |  |  | 0 | 0 | 0 | 0 | 0 | 0 | 0 | 0 | 0 | 1 | 1 | 1 | 1 | 1 | 1 | [11 empty] | 1 | 1 | 1 | 1 | 1 | 1 | 1 |  | 0
PG&E FRESNO | Wilson | 115 | Solar |  |  | 0 | 0 | 0 | 0 | 0 | 0 | 0 | 0 | 0 | 5 | 4 | 5 | 2 | 1 | 1 | 1 | 1 | 1 | 1 | 1 | 2 | 2 | 2 | 3 | 1 | 1 | 1 | 1 | 4 | 2 | 1 | 1 | 1 |  | 0
PG&E FRESNO | Wilson | 230 | Solar |  |  | 0 | 0 | 0 | 0 | 0 | 0 | 0 | 0 | 0 | 5 | 4 | 5 | 4 | 2 | 1 | 1 | 1 | 1 | 1 | 1 | 2 | 2 | 2 | 3 | 1 | 1 | 1 | 1 | 4 | 2 | 1 | 1 | 1 |  | 0
SCE Northern | Windhub | 230 | Solar |  |  | 130 | 1220 | 1350 | 0 | 1020 | 1020 | 130 | 200 | 330 | 1 | 1 | 1 | 1 | 1 | 3 | 2 | 5 | 1 | 2 | 2 | 1 | 1 | 1 | 2 | 1 | 1 | 2 | 1 | 4 | 1 | 2 | 3- | 4 | Same total, but slightly less FCDS. Shifted to EODS to co-optimize with storage and align with CI | 1
SCE Northern | Windhub | 500 | Solar |  |  | 878.5 | 200 | 1078.5 | 153 | 0 | 153 | 725.5 | 200 | 925.5 | 1 | 1 | 1 | 1 | 1 | 1 | 2 | 5 | 1 | 2 | 2 | 1 | 1 | 1 | 2 | 1 | 1 | 2 | 1 | 4 | 1 | 2 | 2- | 1 |  | 1
PG&E GBA | Windmaster | 230 | Solar |  |  | 0 | 0 | 0 | 0 | 0 | 0 | 0 | 0 | 0 | 5 | 2 | 1 | 1 | 1 | 1 | [11 empty] | 2 | 1 | 2 | 1 | 2 | 1 | 1 |  | 0
PG&E NGBA | Windsor | 60 | Solar |  |  | 0 | 0 | 0 | 0 | 0 | 0 | 0 | 0 | 0 | 5 | 2 | 1 | 1 | 1 | 1 | [11 empty] | 1 | 1 | 2 | 1 | 2 | 1 | 1 |  | 0
PG&E NGBA | Woodland | 115 | Solar |  |  | 0 | 12 | 12 | 0 | 12 | 12 | 0 | 0 | 0 | 5 | 4 | 1 | 1 | 1 | 1 | 1 | 1 | 2 | 2 | 1 | 2 | 1 | 1 | 2 | 1 | 1 | 2 | 1 | 4 | 2 | 3 | 1 | 1 |  | 1
PG&E FRESNO | Woodward | 115 | Solar |  |  | 0 | 0 | 0 | 0 | 0 | 0 | 0 | 0 | 0 | 5 | 2 | 5 | 2 | 1 | 1 | [11 empty] | 1 | 1 | 2 | 2 | 2 | 1 | 1 |  | 0
PG&E NGBA | Wyandotte | 115 | Solar |  |  | 0 | 0 | 0 | 0 | 0 | 0 | 0 | 0 | 0 | 5 | 4 | 1 | 1 | 1 | 1 | 1 | 2 | 1 | 2 | 2 | 3 | 1 | 1 | 4 | 1 | 1 | 2 | 1 | 2 | 2 | 2 | 1 | 1 |  | 0
PG&E KERN | 7th Standard | 115 | Battery |  |  | 0 | 0 | 0 | 0 | 0 | 0 | 0 | 0 | 0 | 5 | 2 | 4 | 4 |  | 1 | [11 empty] | 1 | 1 | 3 | 1 | 2 | 2+ | 1 |  | 1
SCE Metro | Alamitos | 230 | Battery |  |  | 82 | 0 | 82 | 82 | 0 | 82 | 0 | 0 | 0 | 1 | 1 | 1 | 1 |  | 2 | [11 empty] | 1 | 1 | 1 | 1 | 1 | 4+ | 1 |  | 1
SCE Eastern | Alberhill | 115 | Battery |  |  | 0 | 0 | 0 | 0 | 0 | 0 | 0 | 0 | 0 | 1 | 1 | 1 | 1 |  | 1 | [11 empty] | 1 | 1 | 4 | 1 | 1 | 1+ | 1 |  | 1
SCE Eastern | Alberhill | 500 | Battery |  |  | 0 | 0 | 0 | 0 | 0 | 0 | 0 | 0 | 0 | 1 | 1 | 1 | 1 |  | 1 | [11 empty] | 1 | 1 | 4 | 1 | 1 | 1+ | 1 |  | 1
PG&E GBA | Alhambra | 115 | Battery |  |  | 0 | 0 | 0 | 0 | 0 | 0 | 0 | 0 | 0 | 5 | 2 | 1 | 1 |  | 1 | [11 empty] | 2 | 1 | 2 | 1 | 2 | 1 | 1 |  | 0
PG&E FRESNO | Alpaugh | 115 | Battery |  |  | 10 | 0 | 10 | 10 | 0 | 10 | 0 | 0 | 0 | 5 | 2 | 4 | 4 |  | 1 | [11 empty] | 1 | 1 | 3 | 1 | 1 | 2+ | 1 |  | 1
SDGE | Alpine | 69 | Battery |  |  | 6 | 0 | 6 | 6 | 0 | 6 | 0 | 0 | 0 | 1 | 1 | 1 | 1 |  | 3 | [11 empty] | 2 | 1 | 4 | 1 | 3 | 1+ | 1 |  | 1
PG&E GBA | Altamont Midway (Sandhill) | 230 | Battery |  |  | 0 | 0 | 0 | 0 | 0 | 0 | 0 | 0 | 0 | 5 | 2 | 1 | 1 |  | 1 | [11 empty] | 2 | 1 | 2 | 1 | 3 | 1 | 1 |  | 0
SCE Northern | Antelope | 66 | Battery |  |  | 0 | 0 | 0 | 0 | 0 | 0 | 0 | 0 | 0 | 1 | 1 | 1 | 1 |  | 3 | [11 empty] | 2 | 1 | 4 | 1 | 3 | 1 | 1 |  | 0
SCE Northern | Antelope | 230 | Battery |  |  | 28 | 50 | 78 | 28 | 0 | 28 | 0 | 50 | 50 | 1 | 1 | 1 | 1 |  | 1 | [11 empty] | 2 | 1 | 4 | 1 | 3 | 4+ | 4 | Shifted batteries to other locations to help account for in-dev storage and to better colocate with solar | 1
SCE Northern | Antelope | 500 | Battery |  |  | 0 | 0 | 0 | 0 | 0 | 0 | 0 | 0 | 0 | 1 | 1 | 1 | 1 |  | 1 | [11 empty] | 2 | 1 | 4 | 1 | 3 | 1+ | 1 |  | 1
PG&E NGBA | Arcata | 60 | Battery |  |  | 2.5 | 0 | 2.5 | 2.5 | 0 | 2.5 | 0 | 0 | 0 | 5 | 2 | 1 | 1 |  | 3 | [11 empty] | 2 | 2 | 4 | 2 | 3 | 1 | 1 |  | 1
PG&E KERN | Arco | 230 | Battery |  |  | 0 | 165 | 165 | 0 | 0 | 0 | 0 | 165 | 165 | 5 | 2 | 4 | 4 |  | 2 | [11 empty] | 1 | 1 | 4 | 1 | 1 | 4+ | 4 |  | 1
PG&E KERN | Arco | 70 | Battery |  |  | 2 | 0 | 2 | 2 | 0 | 2 | 0 | 0 | 0 | 5 | 2 | 4 | 4 |  | 3 | [11 empty] | 1 | 1 | 4 | 1 | 1 | 2+ | 1 |  | 1
SCE Metro | ArcoGen | 230 | Battery |  |  | 0 | 0 | 0 | 0 | 0 | 0 | 0 | 0 | 0 | 1 | 1 | 1 | 1 |  | 1 | [11 empty] | 1 | 1 | 1 | 1 | 1 | 1 | 1 |  | 0
SDGE | Artesian | 230 | Battery |  |  | 0 | 0 | 0 | 0 | 0 | 0 | 0 | 0 | 0 | 1 | 1 | 1 | 1 |  | 1 | [11 empty] | 2 | 1 | 2 | 1 | 3 | 1 | 1 |  | 0
SDGE | Artesian | 69 | Battery |  |  | 0 | 0 | 0 | 0 | 0 | 0 | 0 | 0 | 0 | 1 | 1 | 1 | 1 |  | 1 | [11 empty] | 2 | 1 | 2 | 1 | 3 | 1 | 1 |  | 0
PG&E FRESNO | Ashlan | 230 | Battery |  |  | 0 | 0 | 0 | 0 | 0 | 0 | 0 | 0 | 0 | 5 | 4 | 5 | 2 |  | 1 | [11 empty] | 1 | 1 | 2 | 2 | 1 | 1 | 1 |  | 0
PG&E NGBA | Atlantic | 115 | Battery |  |  | 0 | 0 | 0 | 0 | 0 | 0 | 0 | 0 | 0 | 5 | 4 | 1 | 1 |  | 1 | [11 empty] | 2 | 1 | 2 | 2 | 3 | 1 | 1 |  | 0
PG&E NGBA | Atlantic | 230 | Battery |  |  | 0 | 0 | 0 | 0 | 0 | 0 | 0 | 0 | 0 | 5 | 4 | 1 | 1 |  | 1 | [11 empty] | 2 | 1 | 2 | 2 | 3 | 1 | 1 |  | 0
PG&E NGBA | Atlantic | 60 | Battery |  |  | 0 | 0 | 0 | 0 | 0 | 0 | 0 | 0 | 0 | 5 | 4 | 1 | 1 |  | 1 | [11 empty] | 2 | 1 | 2 | 2 | 3 | 1 | 1 |  | 0
PG&E FRESNO | Atwater | 115 | Battery |  |  | 0 | 0 | 0 | 0 | 0 | 0 | 0 | 0 | 0 | 5 | 4 | 5 | 2 |  | 1 | [11 empty] | 1 | 1 | 2 | 2 | 1 | 4+ | 1 |  | 1
PG&E GBA | Avena | 115 | Battery |  |  | 0 | 0 | 0 | 0 | 0 | 0 | 0 | 0 | 0 | 5 | 4 | 1 | 1 |  | 1 | [11 empty] | 1 | 1 | 3 | 2 | 1 | 1 | 1 |  | 0
SDGE | Avocado | 69 | Battery |  |  | 29.6 | 0 | 29.6 | 29.6 | 0 | 29.6 | 0 | 0 | 0 | 1 | 1 | 1 | 1 |  | 3 | [11 empty] | 2 | 1 | 3 | 1 | 3 | 1+ | 1 |  | 1
PG&E NGBA | Bahia | 230 | Battery |  |  | 0 | 0 | 0 | 0 | 0 | 0 | 0 | 0 | 0 | 5 | 4 | 1 | 1 |  | 1 | [11 empty] | 2 | 1 | 1 | 1 | 2 | 1 | 1 |  | 0
SCE Northern | Bailey | 230 | Battery |  |  | 0 | 0 | 0 | 0 | 0 | 0 | 0 | 0 | 0 | 5 | 2 | 1 | 1 |  | 1 | [11 empty] | 1 | 1 | 4 | 1 | 3 | 1+ | 1 |  | 1
SCE NOL | Baker | 115 | Battery |  |  | 0 | 0 | 0 | 0 | 0 | 0 | 0 | 0 | 0 | 3 | 3 | 1 | 1 |  | 1 | [11 empty] | 2 | 2 | 4 | 1 | 1 | 1 | 1 |  | 0
PG&E KERN | Bakersfield | 230 | Battery |  |  | 0 | 0 | 0 | 0 | 0 | 0 | 0 | 0 | 0 | 5 | 2 | 4 | 4 |  | 1 | [11 empty] | 1 | 1 | 3 | 1 | 1 | 1 | 1 |  | 0
PG&E FRESNO | Balch | 230 | Battery |  |  | 0 | 0 | 0 | 0 | 0 | 0 | 0 | 0 | 0 | 5 | 4 | 5 | 2 |  | 1 | [11 empty] | 1 | 1 | 4 | 2 | 3 | 1 | 1 |  | 0
SCE Eastern | Bannister | 230 | Battery |  |  | 0 | 0 | 0 | 0 | 0 | 0 | 0 | 0 | 0 | 5 | 4 | 3 | 3 |  | 1 | [11 empty] | 2 | 1 | 2 | 2 | 1 | 1 | 1 |  | 0
SCE Metro | Barre | 230 | Battery |  |  | 10 | 0 | 10 | 10 | 0 | 10 | 0 | 0 | 0 | 1 | 1 | 1 | 1 |  | 5 | [11 empty] | 1 | 1 | 1 | 1 | 1 | 4+ | 1 |  | 1
SDGE | Bay Boulevard | 69 | Battery |  |  | 0 | 0 | 0 | 0 | 0 | 0 | 0 | 0 | 0 | 1 | 1 | 1 | 1 |  | 1 | [11 empty] | 2 | 1 | 2 | 1 | 1 | 1 | 1 |  | 0
SDGE | Bay Boulevard | 230 | Battery |  |  | 0 | 0 | 0 | 0 | 0 | 0 | 0 | 0 | 0 | 1 | 1 | 1 | 1 |  | 1 | [11 empty] | 2 | 1 | 2 | 1 | 1 | 1+ | 1 |  | 1
EOP | Beatty | 138 | Battery |  |  | 0 | 0 | 0 | 0 | 0 | 0 | 0 | 0 | 0 | 5 | 3 | 1 | 1 |  | 1 | [11 empty] | 2 | 2 | 4 | 1 | 3 | 1 | 1 |  | 0
EOP | Beatty | 230 | Battery |  |  | 0 | 125 | 125 | 0 | 0 | 0 | 0 | 125 | 125 | 5 | 3 | 1 | 1 |  | 1 | [11 empty] | 2 | 2 | 4 | 1 | 3 | 2- | 1 |  | 1
PG&E NGBA | Belden | 230 | Battery |  |  | 0 | 0 | 0 | 0 | 0 | 0 | 0 | 0 | 0 | 5 | 4 | 1 | 1 |  | 1 | [11 empty] | 2 | 2 | 4 | 1 | 3 | 1 | 1 |  | 0
PG&E NGBA | Bell | 115 | Battery |  |  | 0 | 0 | 0 | 0 | 0 | 0 | 0 | 0 | 0 | 5 | 4 | 1 | 1 |  | 1 | [11 empty] | 2 | 1 | 4 | 2 | 3 | 1 | 1 |  | 0
PG&E NGBA | Bellevue | 115 | Battery |  |  | 0 | 0 | 0 | 0 | 0 | 0 | 0 | 0 | 0 | 5 | 2 | 1 | 1 |  | 1 | [11 empty] | 2 | 1 | 2 | 2 | 2 | 1 | 1 |  | 0
PG&E GBA | Bellota | 115 | Battery |  |  | 0 | 0 | 0 | 0 | 0 | 0 | 0 | 0 | 0 | 5 | 4 | 1 | 1 |  | 1 | [11 empty] | 1 | 1 | 4 | 2 | 3 | 2+ | 1 |  | 1
PG&E GBA | Bellota | 230 | Battery |  |  | 0 | 0 | 0 | 0 | 0 | 0 | 0 | 0 | 0 | 5 | 4 | 1 | 1 |  | 1 | [11 empty] | 1 | 1 | 4 | 2 | 3 | 1+ | 1 |  | 1
SCE Northern | Big Creek | 230 | Battery |  |  | 0 | 0 | 0 | 0 | 0 | 0 | 0 | 0 | 0 | 1 | 1 | 1 | 1 |  | 1 | [11 empty] | 1 | 1 | 4 | 2 | 3 | 1 | 1 |  | 0
PG&E FRESNO | Biola | 70 | Battery |  |  | 0 | 0 | 0 | 0 | 0 | 0 | 0 | 0 | 0 | 5 | 2 | 5 | 2 |  | 1 | [11 empty] | 1 | 1 | 4 | 2 | 1 | 1 | 1 |  | 0
PG&E GBA | Birds Landing | 230 | Battery |  |  | 0 | 65 | 65 | 0 | 0 | 0 | 0 | 65 | 65 | 5 | 4 | 1 | 1 |  | 1 | [11 empty] | 2 | 1 | 4 | 1 | 1 | 4+ | 4 | Shifted batteries to other locations to help account for in-dev storage and to better colocate with solar | 1
SCE Northern | Bliss | 66 | Battery |  |  | 0 | 0 | 0 | 0 | 0 | 0 | 0 | 0 | 0 | 1 | 1 | 1 | 1 |  | 1 | [11 empty] | 1 | 1 | 4 | 1 | 1 | 1 | 1 |  | 0
SCE Eastern | Blythe | 161 | Battery |  |  | 160 | 0 | 160 | 160 | 0 | 160 | 0 | 0 | 0 | 5 | 4 | 3 | 3 |  | 4 | [11 empty] | 2 | 2 | 2 | 1 | 1 | 1+ | 1 |  | 1
PG&E NGBA | Bogue | 115 | Battery |  |  | 0 | 0 | 0 | 0 | 0 | 0 | 0 | 0 | 0 | 5 | 4 | 1 | 1 |  | 1 | [11 empty] | 2 | 2 | 2 | 1 | 2 | 1 | 1 |  | 0
PG&E FRESNO | Borden | 230 | Battery |  |  | 0 | 100 | 100 | 0 | 0 | 0 | 0 | 100 | 100 | 5 | 4 | 5 | 4 |  | 1 | [11 empty] | 1 | 1 | 4 | 2 | 1 | 2- | 1 |  | 1
PG&E FRESNO | Borden | 70 | Battery |  |  | 0 | 0 | 0 | 0 | 0 | 0 | 0 | 0 | 0 | 5 | 4 | 5 | 4 |  | 1 | [11 empty] | 1 | 1 | 4 | 2 | 1 | 1 | 1 |  | 0
SDGE | Boulevard East | 138 | Battery |  |  | 0 | 0 | 0 | 0 | 0 | 0 | 0 | 0 | 0 | 1 | 1 | 1 | 1 |  | 1 | [11 empty] | 2 | 1 | 4 | 1 | 3 | 4+ | 1 |  | 1
SDGE | Boulevard East | 69 | Battery |  |  | 27.15 | 0 | 27.15 | 27.15 | 0 | 27.15 | 0 | 0 | 0 | 1 | 1 | 1 | 1 |  | 4 | [11 empty] | 2 | 1 | 4 | 1 | 3 | 1 | 1 |  | 1
PG&E GBA | Brentwood | 230 | Battery |  |  | 0.8 | 0 | 0.8 | 0.8 | 0 | 0.8 | 0 | 0 | 0 | 5 | 4 | 1 | 1 |  | 5 | [11 empty] | 2 | 1 | 4 | 1 | 3 | 1+ | 1 |  | 1
PG&E NGBA | Bridgeville | 115 | Battery |  |  | 0 | 0 | 0 | 0 | 0 | 0 | 0 | 0 | 0 | 5 | 2 | 1 | 1 |  | 1 | [11 empty] | 2 | 2 | 4 | 2 | 3 | 1 | 1 |  | 0
PG&E NGBA | Brighton | 115 | Battery |  |  | 0 | 0 | 0 | 0 | 0 | 0 | 0 | 0 | 0 | 5 | 4 | 1 | 1 |  | 1 | [11 empty] | 2 | 1 | 2 | 2 | 1 | 1 | 1 |  | 0
PG&E NGBA | Brighton | 230 | Battery |  |  | 0 | 0 | 0 | 0 | 0 | 0 | 0 | 0 | 0 | 5 | 4 | 1 | 1 |  | 1 | [11 empty] | 2 | 1 | 2 | 2 | 1 | 1 | 1 |  | 0
PG&E NGBA | Brunswick | 115 | Battery |  |  | 0 | 0 | 0 | 0 | 0 | 0 | 0 | 0 | 0 | 5 | 4 | 1 | 1 |  | 1 | [11 empty] | 2 | 1 | 4 | 1 | 3 | 1 | 1 |  | 0
PG&E NGBA | Bucks Creek | 230 | Battery |  |  | 0 | 0 | 0 | 0 | 0 | 0 | 0 | 0 | 0 | 5 | 4 | 1 | 1 |  | 1 | [11 empty] | 2 | 2 | 4 | 1 | 3 | 1 | 1 |  | 0
PG&E KERN | Buena Vista | 230 | Battery |  |  | 0 | 0 | 0 | 0 | 0 | 0 | 0 | 0 | 0 | 5 | 2 | 4 | 4 |  | 1 | [11 empty] | 2 | 2 | 4 | 2 | 1 | 1 | 1 |  | 0
PG&E FRESNO | Bullard | 115 | Battery |  |  | 0 | 0 | 0 | 0 | 0 | 0 | 0 | 0 | 0 | 5 | 4 | 5 | 4 |  | 1 | [11 empty] | 1 | 1 | 1 | 2 | 2 | 1 | 1 |  | 0
PG&E GBA | Burlingame | 115 | Battery |  |  | 0 | 0 | 0 | 0 | 0 | 0 | 0 | 0 | 0 | 5 | 2 | 1 | 1 |  | 1 | [11 empty] | 2 | 1 | 3 | 1 | 2 | 1 | 1 |  | 0
PG&E NGBA | Burney Forest | 230 | Battery |  |  | 0 | 0 | 0 | 0 | 0 | 0 | 0 | 0 | 0 | 5 | 3 | 3 | 3 |  | 1 | [11 empty] | 2 | 2 | 4 | 2 | 3 | 1 | 1 |  | 0
PG&E NGBA | Butte | 115 | Battery |  |  | 0 | 0 | 0 | 0 | 0 | 0 | 0 | 0 | 0 | 5 | 2 | 1 | 1 |  | 1 | [11 empty] | 2 | 1 | 4 | 2 | 2 | 1 | 1 |  | 0
PG&E KERN | Cabrillo | 115 | Battery |  |  | 0 | 0 | 0 | 0 | 0 | 0 | 0 | 0 | 0 | 1 | 1 | 1 | 1 |  | 1 | [11 empty] | 2 | 2 | 4 | 1 | 3 | 1 | 1 |  | 0
PG&E FRESNO | Cal Flats | 230 | Battery |  |  | 0 | 0 | 0 | 0 | 0 | 0 | 0 | 0 | 0 | 5 | 2 | 4 | 4 |  | 1 | [11 empty] | 2 | 2 | 4 | 2 | 2 | 1+ | 1 |  | 1
SCE NOL | Calcite | 230 | Battery |  |  | 0 | 100 | 100 | 0 | 0 | 0 | 0 | 100 | 100 | 1 | 1 | 1 | 1 |  | 1 | [11 empty] | 2 | 1 | 4 | 1 | 3 | 4+ | 5 | Amount reduced as less battery in LLT Sens. | 1
PG&E KERN | Caliente | 230 | Battery |  |  | 0 | 0 | 0 | 0 | 0 | 0 | 0 | 0 | 0 | 5 | 2 | 4 | 4 |  | 1 | [11 empty] | 2 | 1 | 4 | 2 | 2 | 2+ | 1 |  | 1
PG&E FRESNO | California Ave | 115 | Battery |  |  | 0 | 0 | 0 | 0 | 0 | 0 | 0 | 0 | 0 | 5 | 2 | 5 | 2 |  | 1 | [11 empty] | 1 | 1 | 2 | 2 | 1 | 1 | 1 |  | 0
PG&E KERN | Callender | 115 | Battery |  |  | 0 | 0 | 0 | 0 | 0 | 0 | 0 | 0 | 0 | 5 | 2 | 4 | 4 |  | 1 | [11 empty] | 2 | 2 | 4 | 2 | 2 | 1 | 1 |  | 0
PG&E NGBA | Calpella | 115 | Battery |  |  | 4 | 0 | 4 | 4 | 0 | 4 | 0 | 0 | 0 | 5 | 2 | 1 | 1 |  | 1 | [11 empty] | 2 | 2 | 4 | 2 | 3 | 1 | 1 |  | 1
PG&E GBA | Camanche | 230 | Battery |  |  | 0 | 0 | 0 | 0 | 0 | 0 | 0 | 0 | 0 | 5 | 4 | 1 | 1 |  | 1 | [11 empty] | 1 | 1 | 4 | 2 | 3 | 1 | 1 |  | 0
SDGE | Cameron | 69 | Battery |  |  | 0.46 | 0 | 0.46 | 0.46 | 0 | 0.46 | 0 | 0 | 0 | 1 | 1 | 1 | 1 |  | 3 | [11 empty] | 1 | 1 | 2 | 1 | 1 | 1+ | 1 |  | 1
SDGE | Cannon | 69 | Battery |  |  | 0 | 0 | 0 | 0 | 0 | 0 | 0 | 0 | 0 | 1 | 1 | 1 | 1 |  | 1 | [11 empty] | 2 | 1 | 1 | 1 | 3 | 1 | 1 |  | 0
PG&E FRESNO | Cantua | 115 | Battery |  |  | 0 | 0 | 0 | 0 | 0 | 0 | 0 | 0 | 0 | 1 | 1 | 1 | 1 |  | 1 | [11 empty] | 1 | 1 | 4 | 2 | 1 | 1 | 1 |  | 0
SDGE | Capistrano | 138 | Battery |  |  | 0 | 75 | 75 | 0 | 0 | 0 | 0 | 75 | 75 | 1 | 1 | 1 | 1 |  | 2 | [11 empty] | 1 | 1 | 2 | 1 | 3 | 4+ | 4 | 4hr batteries shifted to better align with in-dev, more 8hr storage mapped though | 1
SDGE | Capistrano | 230 | Battery |  |  | 0 | 0 | 0 | 0 | 0 | 0 | 0 | 0 | 0 | 1 | 1 | 1 | 1 |  | 1 | [11 empty] | 1 | 1 | 2 | 1 | 3 | 1+ | 1 |  | 1
PG&E NGBA | Carberry | 230 | Battery |  |  | 0 | 0 | 0 | 0 | 0 | 0 | 0 | 0 | 0 | 5 | 3 | 3 | 3 |  | 1 | [11 empty] | 2 | 2 | 4 | 2 | 3 | 1 | 1 |  | 0
SCE Eastern | Cardiff | 66 | Battery |  |  | 0 | 0 | 0 | 0 | 0 | 0 | 0 | 0 | 0 | 1 | 1 | 1 | 1 |  | 1 | [11 empty] | 1 | 1 | 2 | 1 | 1 | 1 | 1 |  | 0
PG&E NGBA | Caribou | 60 | Battery |  |  | 0 | 0 | 0 | 0 | 0 | 0 | 0 | 0 | 0 | 5 | 4 | 1 | 1 |  | 1 | [11 empty] | 2 | 2 | 4 | 1 | 3 | 1 | 1 |  | 0
PG&E NGBA | Caribou | 115 | Battery |  |  | 0 | 0 | 0 | 0 | 0 | 0 | 0 | 0 | 0 | 5 | 4 | 1 | 1 |  | 1 | [11 empty] | 2 | 2 | 4 | 1 | 3 | 1 | 1 |  | 0
PG&E NGBA | Caribou | 230 | Battery |  |  | 0 | 0 | 0 | 0 | 0 | 0 | 0 | 0 | 0 | 5 | 4 | 1 | 1 |  | 1 | [11 empty] | 2 | 2 | 4 | 1 | 3 | 1 | 1 |  | 0
EOP | Carpenter Canyon (fka Gamebird) | 138 | Battery |  |  | 0 | 0 | 0 | 0 | 0 | 0 | 0 | 0 | 0 | 5 | 3 | 1 | 1 |  | 1 | [11 empty] | 2 | 2 | 4 | 1 | 3 | 1 | 1 |  | 0
EOP | Carpenter Canyon (fka Gamebird) | 230 | Battery |  |  | 0 | 140 | 140 | 0 | 0 | 0 | 0 | 140 | 140 | 5 | 3 | 1 | 1 |  | 1 | [11 empty] | 2 | 2 | 4 | 1 | 3 | 3+ | 5 | 4hr batteries shifted to better align with in-dev | 1
PG&E NGBA | Carquinez | 115 | Battery |  |  | 0 | 0 | 0 | 0 | 0 | 0 | 0 | 0 | 0 | 5 | 2 | 1 | 1 |  | 1 | [11 empty] | 2 | 1 | 2 | 1 | 1 | 1 | 1 |  | 0
SDGE | Carrizo Gorge | 138 | Battery |  |  | 70 | 0 | 70 | 70 | 0 | 70 | 0 | 0 | 0 | 1 | 1 | 1 | 1 |  | 3 | [11 empty] | 2 | 1 | 4 | 1 | 3 | 4+ | 1 |  | 1
PG&E KERN | Carrizo Plains | 115 | Battery |  |  | 0 | 0 | 0 | 0 | 0 | 0 | 0 | 0 | 0 | 5 | 2 | 4 | 4 |  | 1 | [11 empty] | 2 | 1 | 4 | 2 | 2 | 1 | 1 |  | 0
PG&E KERN | Casaloma | 230 | Battery |  |  | 0 | 0 | 0 | 0 | 0 | 0 | 0 | 0 | 0 | 1 | 1 | 1 | 1 |  | 1 | [11 empty] | 1 | 1 | 3 | 1 | 1 | 1 | 1 |  | 0
PG&E GBA | Castro Valley | 230 | Battery |  |  | 0 | 0 | 0 | 0 | 0 | 0 | 0 | 0 | 0 | 5 | 4 | 1 | 1 |  | 1 | [11 empty] | 2 | 1 | 2 | 1 | 2 | 1 | 1 |  | 0
PG&E GBA | Cayetano | 230 | Battery |  |  | 100 | 0 | 100 | 100 | 0 | 100 | 0 | 0 | 0 | 5 | 4 | 1 | 1 |  | 1 | [11 empty] | 2 | 1 | 3 | 1 | 3 | 1 | 1 |  | 1
SCE Metro | Center | 230 | Battery |  |  | 90 | 0 | 90 | 90 | 0 | 90 | 0 | 0 | 0 | 1 | 1 | 1 | 1 |  | 2 | [11 empty] | 1 | 1 | 1 | 1 | 1 | 1+ | 4 | Shifted batteries to other locations to help account for in-development storage mapping and better align with CI | 1
PG&E KERN | Charca | 115 | Battery |  |  | 0 | 0 | 0 | 0 | 0 | 0 | 0 | 0 | 0 | 1 | 1 | 1 | 1 |  | 1 | [11 empty] | 1 | 1 | 4 | 1 | 1 | 1+ | 1 |  | 1
EOP | Charleston | 138 | Battery |  |  | 0 | 0 | 0 | 0 | 0 | 0 | 0 | 0 | 0 | 5 | 3 | 1 | 1 |  | 1 | [11 empty] | 2 | 2 | 4 | 1 | 3 | 1 | 1 |  | 0
SCE Metro | Chevmain | 230 | Battery |  |  | 0 | 0 | 0 | 0 | 0 | 0 | 0 | 0 | 0 | 1 | 1 | 1 | 1 |  | 1 | [11 empty] | 1 | 1 | 1 | 1 | 1 | 1 | 1 |  | 0
SDGE | Chicarita | 138 | Battery |  |  | 0 | 0 | 0 | 0 | 0 | 0 | 0 | 0 | 0 | 1 | 1 | 1 | 1 |  | 1 | [11 empty] | 2 | 1 | 3 | 1 | 3 | 1+ | 1 |  | 1
SCE Metro | Chino | 230 | Battery |  |  | 0 | 0 | 0 | 0 | 0 | 0 | 0 | 0 | 0 | 1 | 1 | 1 | 1 |  | 1 | [11 empty] | 1 | 1 | 1 | 1 | 2 | 4+ | 1 |  | 1
PG&E FRESNO | Chowchilla | 115 | Battery |  |  | 0 | 0 | 0 | 0 | 0 | 0 | 0 | 0 | 0 | 5 | 4 | 5 | 2 |  | 1 | [11 empty] | 1 | 1 | 1 | 2 | 2 | 4+ | 1 |  | 1
PG&E GBA | Christie | 60 | Battery |  |  | 0 | 0 | 0 | 0 | 0 | 0 | 0 | 0 | 0 | 5 | 4 | 1 | 1 |  | 1 | [11 empty] | 2 | 1 | 2 | 1 | 2 | 1 | 1 |  | 0
PG&E GBA | Christie | 115 | Battery |  |  | 0 | 0 | 0 | 0 | 0 | 0 | 0 | 0 | 0 | 5 | 2 | 1 | 1 |  | 1 | [11 empty] | 2 | 1 | 2 | 1 | 2 | 1 | 1 |  | 0
SCE Eastern | Cielo Azul | 500 | Battery |  |  | 1549.4 | 250 | 1799.4 | 1549.4 | 0 | 1549.4 | 0 | 250 | 250 | 5 | 2 | 1 | 1 |  | 4 | [11 empty] | 2 | 2 | 4 | 1 | 3 | 4+ | 1 |  | 1
PG&E GBA | Clay | 60 | Battery |  |  | 0 | 0 | 0 | 0 | 0 | 0 | 0 | 0 | 0 | 5 | 4 | 1 | 1 |  | 1 | [11 empty] | 2 | 1 | 3 | 1 | 3 | 1 | 1 |  | 0
PG&E GBA | Clayton | 115 | Battery |  |  | 0 | 0 | 0 | 0 | 0 | 0 | 0 | 0 | 0 | 5 | 2 | 1 | 1 |  | 1 | [11 empty] | 2 | 1 | 4 | 1 | 2 | 1 | 1 |  | 0
PG&E NGBA | Cloverdale | 115 | Battery |  |  | 0 | 0 | 0 | 0 | 0 | 0 | 0 | 0 | 0 | 5 | 2 | 1 | 1 |  | 1 | [11 empty] | 2 | 2 | 4 | 2 | 3 | 1 | 1 |  | 0
PG&E FRESNO | Clovis | 115 | Battery |  |  | 0 | 0 | 0 | 0 | 0 | 0 | 0 | 0 | 0 | 5 | 2 | 5 | 2 |  | 1 | [11 empty] | 1 | 1 | 2 | 2 | 2 | 1 | 1 |  | 0
PG&E GBA | Coburn | 230 | Battery |  |  | 0 | 0 | 0 | 0 | 0 | 0 | 0 | 0 | 0 | 5 | 4 | 1 | 1 |  | 1 | [11 empty] | 2 | 2 | 2 | 2 | 3 | 2+ | 1 |  | 1
PG&E GBA | Coburn | 60 | Battery |  |  | 0 | 0 | 0 | 0 | 0 | 0 | 0 | 0 | 0 | 5 | 4 | 1 | 1 |  | 1 | [11 empty] | 2 | 2 | 2 | 2 | 3 | 1 | 1 |  | 0
PG&E NGBA | Colgate | 230 | Battery |  |  | 0 | 0 | 0 | 0 | 0 | 0 | 0 | 0 | 0 | 5 | 4 | 1 | 1 |  | 1 | [11 empty] | 2 | 1 | 4 | 1 | 3 | 1+ | 1 |  | 1
PG&E GBA | Collierville | 230 | Battery |  |  | 0 | 0 | 0 | 0 | 0 | 0 | 0 | 0 | 0 | 5 | 4 | 1 | 1 |  | 1 | [11 empty] | 2 | 1 | 4 | 1 | 3 | 1 | 1 |  | 0
PG&E GBA | Collinsville | 230 | Battery |  |  | 0 | 0 | 0 | 0 | 0 | 0 | 0 | 0 | 0 | 5 | 2 | 1 | 1 |  | 1 | [11 empty] | 2 | 1 | 3 | 1 | 1 | 1+ | 1 |  | 1
PG&E GBA | Collinsville | 500 | Battery |  |  | 0 | 0 | 0 | 0 | 0 | 0 | 0 | 0 | 0 | 5 | 2 | 1 | 1 |  | 1 | [11 empty] | 2 | 1 | 3 | 1 | 1 | 1+ | 1 |  | 1
SCE Eastern | Colorado River | 230 | Battery |  |  | 180 | 150 | 330 | 180 | 0 | 180 | 0 | 150 | 150 | 1 | 1 | 1 | 1 |  | 2 | [11 empty] | 2 | 2 | 3 | 1 | 3 | 4+ | 3 | 4hr batteries shifted to better align with in-dev, more 8hr storage mapped though | 1
SCE Eastern | Colorado River | 500 | Battery |  |  | 0 | 0 | 0 | 0 | 0 | 0 | 0 | 0 | 0 | 1 | 1 | 1 | 1 |  | 1 | [11 empty] | 2 | 2 | 3 | 1 | 3 | 1+ | 1 |  | 1
PG&E KERN | Columbus | 115 | Battery |  |  | 0 | 0 | 0 | 0 | 0 | 0 | 0 | 0 | 0 | 5 | 2 | 4 | 4 |  | 1 | [11 empty] | 1 | 1 | 2 | 1 | 2 | 4+ | 1 |  | 1
PG&E GBA | Contra Costa | 115 | Battery |  |  | 0 | 0 | 0 | 0 | 0 | 0 | 0 | 0 | 0 | 5 | 4 | 1 | 1 |  | 1 | [11 empty] | 2 | 1 | 2 | 1 | 2 | 1 | 1 |  | 0
PG&E GBA | Contra Costa | 230 | Battery |  |  | 0 | 0 | 0 | 0 | 0 | 0 | 0 | 0 | 0 | 5 | 4 | 1 | 1 |  | 1 | [11 empty] | 2 | 1 | 2 | 1 | 2 | 2+ | 1 |  | 1
PG&E GBA | Contra Costa PP | 230 | Battery |  |  | 0 | 0 | 0 | 0 | 0 | 0 | 0 | 0 | 0 | 5 | 4 | 1 | 1 |  | 1 | [11 empty] | 2 | 1 | 1 | 1 | 2 | 1 | 1 |  | 0
SCE NOL | Control | 115 | Battery |  |  | 0 | 0 | 0 | 0 | 0 | 0 | 0 | 0 | 0 | 5 | 5 | 1 | 1 |  | 1 | [11 empty] | 2 | 2 | 4 | 1 | 3 | 1+ | 1 |  | 1
SCE NOL | Control | 55 | Battery |  |  | 0 | 0 | 0 | 0 | 0 | 0 | 0 | 0 | 0 | 5 | 5 | 1 | 1 |  | 1 | [11 empty] | 2 | 2 | 4 | 1 | 3 | 1 | 1 |  | 0
PG&E GBA | Cooley Landing | 115 | Battery |  |  | 0 | 0 | 0 | 0 | 0 | 0 | 0 | 0 | 0 | 5 | 2 | 1 | 1 |  | 1 | [11 empty] | 2 | 1 | 2 | 1 | 1 | 1 | 1 |  | 0
PG&E GBA | Cooley Landing | 60 | Battery |  |  | 0 | 15 | 15 | 0 | 0 | 0 | 0 | 15 | 15 | 5 | 2 | 1 | 1 |  | 3 | [11 empty] | 2 | 1 | 2 | 1 | 1 | 4+ | 1 |  | 1
SCE NOL | Coolwater | 230 | Battery |  |  | 0 | 0 | 0 | 0 | 0 | 0 | 0 | 0 | 0 | 3 | 3 | 1 | 1 |  | 1 | [11 empty] | 2 | 1 | 2 | 1 | 1 | 1 | 1 |  | 0
SCE NOL | Coolwater | 115 | Battery |  |  | 113.5 | 0 | 113.5 | 113.5 | 0 | 113.5 | 0 | 0 | 0 | 3 | 3 | 1 | 1 |  | 5 | [11 empty] | 2 | 1 | 2 | 1 | 1 | 4+ | 1 |  | 1
PG&E KERN | Copus | 70 | Battery |  |  | 0 | 0 | 0 | 0 | 0 | 0 | 0 | 0 | 0 | 5 | 2 | 4 | 4 |  | 1 | [11 empty] | 1 | 1 | 3 | 1 | 1 | 1 | 1 |  | 0
PG&E FRESNO | Corcoran | 70 | Battery |  |  | 0 | 0 | 0 | 0 | 0 | 0 | 0 | 0 | 0 | 5 | 4 | 5 | 4 |  | 1 | [11 empty] | 1 | 1 | 4 | 2 | 1 | 1 | 1 |  | 0
PG&E FRESNO | Corcoran | 115 | Battery |  |  | 0 | 0 | 0 | 0 | 0 | 0 | 0 | 0 | 0 | 5 | 4 | 5 | 4 |  | 1 | [11 empty] | 1 | 1 | 4 | 2 | 1 | 1 | 1 |  | 0
PG&E NGBA | Corona | 115 | Battery |  |  | 0 | 0 | 0 | 0 | 0 | 0 | 0 | 0 | 0 | 5 | 2 | 1 | 1 |  | 1 | [11 empty] | 2 | 1 | 3 | 2 | 3 | 1 | 1 |  | 0
PG&E NGBA | Cortina | 230 | Battery |  |  | 0 | 0 | 0 | 0 | 0 | 0 | 0 | 0 | 0 | 5 | 2 | 1 | 1 |  | 1 | [11 empty] | 2 | 2 | 4 | 1 | 3 | 1 | 1 |  | 0
PG&E NGBA | Cortina | 115 | Battery |  |  | 0 | 85 | 85 | 0 | 0 | 0 | 0 | 85 | 85 | 5 | 2 | 1 | 1 |  | 4 | [11 empty] | 2 | 2 | 4 | 1 | 3 | 4+ | 4 | 4hr batteries shifted to better align with in-dev, more 8hr storage mapped though | 1
PG&E GBA | Cottle | 230 | Battery |  |  | 0 | 50 | 50 | 0 | 0 | 0 | 0 | 50 | 50 | 5 | 4 | 5 | 2 |  | 2 | [11 empty] | 1 | 1 | 3 | 2 | 1 | 2+ | 1 |  | 1
PG&E NGBA | Cottonwood | 115 | Battery |  |  | 0 | 0 | 0 | 0 | 0 | 0 | 0 | 0 | 0 | 5 | 2 | 1 | 1 |  | 1 | [11 empty] | 2 | 2 | 3 | 2 | 3 | 1+ | 1 |  | 1
PG&E NGBA | Cottonwood | 230 | Battery |  |  | 0 | 0 | 0 | 0 | 0 | 0 | 0 | 0 | 0 | 5 | 2 | 1 | 1 |  | 1 | [11 empty] | 2 | 2 | 3 | 2 | 3 | 1+ | 1 |  | 1
PG&E NGBA | Cottonwood | 60 | Battery |  |  | 0 | 0 | 0 | 0 | 0 | 0 | 0 | 0 | 0 | 5 | 2 | 1 | 1 |  | 1 | [11 empty] | 2 | 2 | 3 | 2 | 3 | 1 | 1 |  | 0
PG&E NGBA | Cove Road | 230 | Battery |  |  | 0 | 0 | 0 | 0 | 0 | 0 | 0 | 0 | 0 | 5 | 2 | 1 | 1 |  | 1 | [11 empty] | 2 | 2 | 4 | 2 | 3 | 1 | 1 |  | 0
PG&E GBA | Coyote | 230 | Battery |  |  | 0 | 0 | 0 | 0 | 0 | 0 | 0 | 0 | 0 | 5 | 4 | 1 | 1 |  | 1 | [11 empty] | 2 | 1 | 3 | 2 | 2 | 1 | 1 |  | 0
PG&E GBA | Crazy Horse Canyon | 115 | Battery |  |  | 0 | 0 | 0 | 0 | 0 | 0 | 0 | 0 | 0 | 1 | 1 | 1 | 1 |  | 1 | [11 empty] | 2 | 2 | 4 | 2 | 3 | 1+ | 1 |  | 1
SDGE | Creelman | 69 | Battery |  |  | 7.8 | 0 | 7.8 | 7.8 | 0 | 7.8 | 0 | 0 | 0 | 1 | 1 | 1 | 1 |  | 3 | [11 empty] | 2 | 1 | 4 | 1 | 3 | 2+ | 1 |  | 1
PG&E FRESNO | Crescent | 70 | Battery |  |  | 35 | 0 | 35 | 35 | 0 | 35 | 0 | 0 | 0 | 5 | 4 | 5 | 2 |  | 4 | [11 empty] | 1 | 1 | 3 | 2 | 1 | 4+ | 1 |  | 1
PG&E FRESNO | Cressey | 115 | Battery |  |  | 0 | 0 | 0 | 0 | 0 | 0 | 0 | 0 | 0 | 5 | 4 | 5 | 2 |  | 1 | [11 empty] | 1 | 1 | 3 | 2 | 1 | 1 | 1 |  | 0
PG&E NGBA | Cresta | 230 | Battery |  |  | 0 | 0 | 0 | 0 | 0 | 0 | 0 | 0 | 0 | 5 | 4 | 1 | 1 |  | 1 | [11 empty] | 2 | 1 | 4 | 2 | 3 | 1 | 1 |  | 0
SDGE | Crestwood | 69 | Battery |  |  | 0 | 0 | 0 | 0 | 0 | 0 | 0 | 0 | 0 | 1 | 1 | 1 | 1 |  | 1 | [11 empty] | 2 | 1 | 4 | 1 | 3 | 1+ | 1 |  | 1
PG&E GBA | Crow Creek | 60 | Battery |  |  | 0 | 0 | 0 | 0 | 0 | 0 | 0 | 0 | 0 | 5 | 4 | 1 | 1 |  | 1 | [11 empty] | 1 | 1 | 4 | 2 | 1 | 1 | 1 |  | 0
PG&E GBA | Crows Landing | 60 | Battery |  |  | 0 | 0 | 0 | 0 | 0 | 0 | 0 | 0 | 0 | 5 | 4 | 1 | 1 |  | 1 | [11 empty] | 1 | 1 | 4 | 2 | 1 | 1 | 1 |  | 0
PG&E GBA | Curtis | 115 | Battery |  |  | 0 | 0 | 0 | 0 | 0 | 0 | 0 | 0 | 0 | 5 | 4 | 1 | 1 |  | 1 | [11 empty] | 2 | 1 | 4 | 1 | 3 | 1 | 1 |  | 0
PG&E FRESNO | Dairyland | 115 | Battery |  |  | 0 | 0 | 0 | 0 | 0 | 0 | 0 | 0 | 0 | 5 | 4 | 5 | 2 |  | 1 | [11 empty] | 1 | 1 | 3 | 2 | 1 | 1 | 1 |  | 0
PG&E NGBA | Davis | 115 | Battery |  |  | 0 | 35 | 35 | 0 | 0 | 0 | 0 | 35 | 35 | 5 | 2 | 1 | 1 |  | 3 | [11 empty] | 2 | 1 | 4 | 2 | 3 | 2- | 3 | Shifted batteries to other locations to help account for in-development storage mapping and better align with CI | 1
SCE Metro | Del Amo | 500 | Battery |  |  | 0 | 0 | 0 | 0 | 0 | 0 | 0 | 0 | 0 | 1 | 1 | 1 | 1 |  | 1 | [11 empty] | 1 | 1 | 3 | 1 | 2 | 1 | 1 |  | 0
SCE Metro | Del Amo | 230 | Battery |  |  | 0 | 0 | 0 | 0 | 0 | 0 | 0 | 0 | 0 | 1 | 1 | 1 | 1 |  | 1 | [11 empty] | 1 | 1 | 3 | 1 | 2 | 4+ | 1 |  | 1
SCE Eastern | Delaney | 500 | Battery |  |  | 0 | 100 | 100 | 0 | 0 | 0 | 0 | 100 | 100 | 5 | 2 | 1 | 1 |  | 1 | [11 empty] | 2 | 1 | 4 | 2 | 3 | 4+ | 1 |  | 1
PG&E NGBA | Delevan | 230 | Battery |  |  | 0 | 100.1 | 100.1 | 0 | 0 | 0 | 0 | 100.1 | 100.1 | 5 | 2 | 1 | 1 |  | 1 | [11 empty] | 2 | 2 | 1 | 1 | 3 | 4+ | 4 | Amount reduced as less battery in LLT Sens. | 1
PG&E GBA | Delta PP | 230 | Battery |  |  | 0 | 0 | 0 | 0 | 0 | 0 | 0 | 0 | 0 | 5 | 2 | 1 | 1 |  | 1 | [11 empty] | 2 | 1 | 3 | 1 | 2 | 4+ | 1 |  | 1
EOP | Desert View | 230 | Battery |  |  | 0 | 150 | 150 | 0 | 0 | 0 | 0 | 150 | 150 | 5 | 3 | 1 | 1 |  | 1 | [11 empty] | 2 | 1 | 4 | 1 | 3 | 4+ | 1 |  | 1
SCE Eastern | Devers | 230 | Battery |  |  | 220 | 180 | 400 | 220 | 100 | 320 | 0 | 80 | 80 | 1 | 1 | 1 | 1 |  | 1 | [11 empty] | 2 | 1 | 1 | 1 | 3 | 4+ | 1 |  | 1
SCE Eastern | Devers | 500 | Battery |  |  | 0 | 0 | 0 | 0 | 0 | 0 | 0 | 0 | 0 | 1 | 1 | 1 | 1 |  | 1 | [11 empty] | 2 | 1 | 1 | 1 | 3 | 1+ | 1 |  | 1
PG&E KERN | Diablo Canyon | 230 | Battery |  |  | 0 | 0 | 0 | 0 | 0 | 0 | 0 | 0 | 0 | 1 | 1 | 1 | 1 |  | 1 | [11 empty] | 2 | 2 | 4 | 2 | 3 | 1 | 1 |  | 0
PG&E KERN | Diablo Canyon | 500 | Battery |  |  | 0 | 0 | 0 | 0 | 0 | 0 | 0 | 0 | 0 | 5 | 2 | 4 | 4 |  | 1 | [11 empty] | 2 | 2 | 4 | 2 | 3 | 2+ | 1 |  | 1
PG&E KERN | Divide | 115 | Battery |  |  | 0 | 0 | 0 | 0 | 0 | 0 | 0 | 0 | 0 | 1 | 1 | 1 | 1 |  | 1 | [11 empty] | 2 | 2 | 4 | 1 | 2 | 1 | 1 |  | 0
PG&E GBA | Dixon Landing | 115 | Battery |  |  | 0 | 0 | 0 | 0 | 0 | 0 | 0 | 0 | 0 | 5 | 4 | 1 | 1 |  | 1 | [11 empty] | 2 | 1 | 2 | 1 | 2 | 1 | 1 |  | 0
PG&E FRESNO | Dos Amigos | 230 | Battery |  |  | 0 | 0 | 0 | 0 | 0 | 0 | 0 | 0 | 0 | 1 | 1 | 1 | 1 |  | 1 | [11 empty] | 1 | 1 | 4 | 2 | 1 | 1+ | 1 |  | 1
PG&E NGBA | Drum | 115 | Battery |  |  | 0 | 0 | 0 | 0 | 0 | 0 | 0 | 0 | 0 | 5 | 4 | 1 | 1 |  | 1 | [11 empty] | 2 | 1 | 4 | 2 | 3 | 1 | 1 |  | 0
PG&E GBA | Dumbarton | 115 | Battery |  |  | 0 | 0 | 0 | 0 | 0 | 0 | 0 | 0 | 0 | 5 | 2 | 1 | 1 |  | 1 | [11 empty] | 2 | 1 | 3 | 1 | 2 | 1 | 1 |  | 0
SCE NOL | Dunn Siding | 115 | Battery |  |  | 0 | 0 | 0 | 0 | 0 | 0 | 0 | 0 | 0 | 3 | 3 | 1 | 1 |  | 1 | [11 empty] | 2 | 1 | 4 | 1 | 1 | 1 | 1 |  | 0
SCE Eastern | Eagle Mountain | 230 | Battery |  |  | 0 | 0 | 0 | 0 | 0 | 0 | 0 | 0 | 0 | 5 | 4 | 3 | 3 |  | 1 | [11 empty] | 2 | 2 | 4 | 1 | 3 | 1 | 1 |  | 0
PG&E NGBA | Eagle Rock (PGE) | 60 | Battery |  |  | 0 | 0 | 0 | 0 | 0 | 0 | 0 | 0 | 0 | 5 | 2 | 1 | 1 |  | 1 | [11 empty] | 2 | 2 | 4 | 2 | 3 | 1 | 1 |  | 0
PG&E NGBA | Eagle Rock (PGE) | 115 | Battery |  |  | 0 | 0 | 0 | 0 | 0 | 0 | 0 | 0 | 0 | 5 | 2 | 1 | 1 |  | 1 | [11 empty] | 2 | 2 | 4 | 2 | 3 | 1 | 1 |  | 0
SCE Metro | Eagle Rock (SCE) | 230 | Battery |  |  | 0 | 0 | 0 | 0 | 0 | 0 | 0 | 0 | 0 | 1 | 1 | 1 | 1 |  | 1 | [11 empty] | 1 | 1 | 2 | 1 | 2 | 1+ | 1 |  | 1
PG&E NGBA | East Marysville | 115 | Battery |  |  | 0 | 0 | 0 | 0 | 0 | 0 | 0 | 0 | 0 | 5 | 4 | 1 | 1 |  | 1 | [11 empty] | 2 | 2 | 2 | 1 | 2 | 1 | 1 |  | 0
PG&E NGBA | East Nicolaus | 115 | Battery |  |  | 0 | 0 | 0 | 0 | 0 | 0 | 0 | 0 | 0 | 5 | 4 | 1 | 1 |  | 1 | [11 empty] | 2 | 1 | 4 | 1 | 3 | 1 | 1 |  | 0
PG&E NGBA | East Nicolaus | 60 | Battery |  |  | 0 | 0 | 0 | 0 | 0 | 0 | 0 | 0 | 0 | 5 | 4 | 1 | 1 |  | 1 | [11 empty] | 2 | 1 | 4 | 1 | 3 | 1 | 1 |  | 0
PG&E GBA | Eastshore | 115 | Battery |  |  | 0 | 0 | 0 | 0 | 0 | 0 | 0 | 0 | 0 | 5 | 2 | 1 | 1 |  | 1 | [11 empty] | 2 | 1 | 2 | 1 | 1 | 2+ | 1 |  | 1
PG&E GBA | Eastshore | 230 | Battery |  |  | 0 | 0 | 0 | 0 | 0 | 0 | 0 | 0 | 0 | 5 | 2 | 1 | 1 |  | 1 | [11 empty] | 2 | 1 | 2 | 1 | 1 | 1 | 1 |  | 0
SDGE | ECO | 138 | Battery |  |  | 0 | 0 | 0 | 0 | 0 | 0 | 0 | 0 | 0 | 1 | 1 | 1 | 1 |  | 1 | [11 empty] | 2 | 1 | 4 | 1 | 3 | 1 | 5 | 4hr batteries shifted to better align with in-dev | 1
SDGE | ECO | 230 | Battery |  |  | 0 | 0 | 0 | 0 | 0 | 0 | 0 | 0 | 0 | 1 | 1 | 1 | 1 |  | 1 | [11 empty] | 2 | 1 | 4 | 1 | 3 | 1 | 1 |  | 0
SDGE | ECO | 500 | Battery |  |  | 0 | 0 | 0 | 0 | 0 | 0 | 0 | 0 | 0 | 1 | 1 | 1 | 1 |  | 1 | [11 empty] | 2 | 1 | 4 | 1 | 3 | 1 | 1 |  | 0
PG&E GBA | Edenvale | 115 | Battery |  |  | 0 | 0 | 0 | 0 | 0 | 0 | 0 | 0 | 0 | 5 | 4 | 1 | 1 |  | 1 | [11 empty] | 2 | 1 | 2 | 2 | 2 | 1 | 1 |  | 0
PG&E GBA | Edes | 115 | Battery |  |  | 0 | 0 | 0 | 0 | 0 | 0 | 0 | 0 | 0 | 5 | 2 | 1 | 1 |  | 1 | [11 empty] | 2 | 1 | 3 | 1 | 1 | 1 | 1 |  | 0
PG&E GBA | Eight Mile | 230 | Battery |  |  | 0 | 0 | 0 | 0 | 0 | 0 | 0 | 0 | 0 | 5 | 4 | 1 | 1 |  | 1 | [11 empty] | 1 | 1 | 2 | 2 | 1 | 1+ | 1 |  | 1
SDGE | El Cajon | 69 | Battery |  |  | 50 | 0 | 50 | 50 | 0 | 50 | 0 | 0 | 0 | 1 | 1 | 1 | 1 |  | 4 | [11 empty] | 2 | 1 | 2 | 1 | 1 | 4+ | 1 |  | 1
SCE Eastern | El Casco | 230 | Battery |  |  | 65 | 0 | 65 | 65 | 0 | 65 | 0 | 0 | 0 | 1 | 1 | 1 | 1 |  | 2 | [11 empty] | 1 | 1 | 4 | 1 | 2 | 1+ | 1 |  | 1
PG&E GBA | El Cerrito G | 115 | Battery |  |  | 0 | 0 | 0 | 0 | 0 | 0 | 0 | 0 | 0 | 5 | 2 | 1 | 1 |  | 1 | [11 empty] | 2 | 1 | 2 | 1 | 2 | 1 | 1 |  | 0
PG&E NGBA | El Dorado PH | 115 | Battery |  |  | 0 | 0 | 0 | 0 | 0 | 0 | 0 | 0 | 0 | 5 | 4 | 1 | 1 |  | 1 | [11 empty] | 2 | 1 | 4 | 2 | 3 | 1 | 1 |  | 0
PG&E FRESNO | El Nido (PGE) | 115 | Battery |  |  | 0 | 0 | 0 | 0 | 0 | 0 | 0 | 0 | 0 | 5 | 4 | 5 | 2 |  | 1 | [11 empty] | 1 | 1 | 4 | 2 | 1 | 1+ | 1 |  | 1
SCE Metro | El Nido (SCE) | 230 | Battery |  |  | 0 | 100 | 100 | 0 | 0 | 0 | 0 | 100 | 100 | 1 | 1 | 1 | 1 |  | 2 | [11 empty] | 1 | 1 | 2 | 1 | 2 | 2- | 1 |  | 1
PG&E GBA | El Patio | 115 | Battery |  |  | 0 | 0 | 0 | 0 | 0 | 0 | 0 | 0 | 0 | 5 | 4 | 1 | 1 |  | 1 | [11 empty] | 2 | 1 | 3 | 2 | 2 | 1 | 1 |  | 0
SCE Metro | El Segundo | 230 | Battery |  |  | 0 | 0 | 0 | 0 | 0 | 0 | 0 | 0 | 0 | 1 | 1 | 1 | 1 |  | 1 | [11 empty] | 1 | 1 | 1 | 1 | 1 | 1 | 1 |  | 0
EOP | Eldorado | 230 | Battery |  |  | 279 | 250 | 529 | 279 | 0 | 279 | 0 | 250 | 250 | 5 | 3 | 1 | 1 |  | 1 | [11 empty] | 2 | 2 | 2 | 1 | 3 | 2+ | 1 |  | 1
EOP | Eldorado | 500 | Battery |  |  | 0 | 0 | 0 | 0 | 0 | 0 | 0 | 0 | 0 | 5 | 2 | 1 | 1 |  | 1 | [11 empty] | 2 | 2 | 2 | 1 | 3 | 1+ | 1 |  | 1
SCE Northern | Elizabeth Lake | 66 | Battery |  |  | 0 | 0 | 0 | 0 | 0 | 0 | 0 | 0 | 0 | 5 | 2 | 1 | 1 |  | 1 | [11 empty] | 1 | 1 | 3 | 1 | 3 | 1 | 1 |  | 0
PG&E KERN | Elk Hills | 230 | Battery |  |  | 0 | 0 | 0 | 0 | 0 | 0 | 0 | 0 | 0 | 5 | 2 | 4 | 4 |  | 1 | [11 empty] | 1 | 1 | 3 | 1 | 1 | 1 | 1 |  | 0
SDGE | Elliot | 69 | Battery |  |  | 9.75 | 0 | 9.75 | 9.75 | 0 | 9.75 | 0 | 0 | 0 | 1 | 1 | 1 | 1 |  | 3 | [11 empty] | 2 | 1 | 2 | 1 | 2 | 1 | 1 |  | 1
SCE Metro | Ellis | 230 | Battery |  |  | 0 | 0 | 0 | 0 | 0 | 0 | 0 | 0 | 0 | 1 | 1 | 1 | 1 |  | 1 | [11 empty] | 1 | 1 | 2 | 1 | 2 | 1+ | 1 |  | 1
SDGE | Encina | 138 | Battery |  |  | 0 | 0 | 0 | 0 | 0 | 0 | 0 | 0 | 0 | 1 | 1 | 1 | 1 |  | 1 | [11 empty] | 2 | 1 | 1 | 1 | 3 | 2+ | 1 |  | 1
SDGE | Encina | 230 | Battery |  |  | 0 | 0 | 0 | 0 | 0 | 0 | 0 | 0 | 0 | 1 | 1 | 1 | 1 |  | 1 | [11 empty] | 2 | 1 | 1 | 1 | 3 | 1 | 1 |  | 0
SDGE | Escondido | 230 | Battery |  |  | 0 | 200 | 200 | 0 | 0 | 0 | 0 | 200 | 200 | 1 | 1 | 1 | 1 |  | 1 | [11 empty] | 2 | 1 | 1 | 1 | 3 | 4+ | 1 |  | 1
SDGE | Escondido | 69 | Battery |  |  | 13 | 0 | 13 | 13 | 0 | 13 | 0 | 0 | 0 | 1 | 1 | 1 | 1 |  | 3 | [11 empty] | 2 | 1 | 1 | 1 | 3 | 4+ | 1 |  | 1
PG&E KERN | Estrella | 230 | Battery |  |  | 0 | 0 | 0 | 0 | 0 | 0 | 0 | 0 | 0 | 1 | 1 | 1 | 1 |  | 1 | [11 empty] | 2 | 2 | 4 | 2 | 3 | 1 | 1 |  | 0
SCE Eastern | Etiwanda | 230 | Battery |  |  | 170 | 0 | 170 | 170 | 0 | 170 | 0 | 0 | 0 | 1 | 1 | 1 | 1 |  | 2 | [11 empty] | 1 | 1 | 2 | 1 | 1 | 4+ | 1 |  | 1
PG&E GBA | Evergreen | 115 | Battery |  |  | 0 | 0 | 0 | 0 | 0 | 0 | 0 | 0 | 0 | 5 | 4 | 1 | 1 |  | 1 | [11 empty] | 2 | 1 | 2 | 2 | 2 | 1 | 1 |  | 0
PG&E GBA | Evergreen | 60 | Battery |  |  | 0 | 0 | 0 | 0 | 0 | 0 | 0 | 0 | 0 | 5 | 4 | 1 | 1 |  | 1 | [11 empty] | 2 | 1 | 2 | 2 | 2 | 1 | 1 |  | 0
PG&E FRESNO | Excelsior | 115 | Battery |  |  | 0 | 0 | 0 | 0 | 0 | 0 | 0 | 0 | 0 | 5 | 4 | 1 | 1 |  | 1 | [11 empty] | 1 | 1 | 4 | 2 | 1 | 4+ | 1 |  | 1
PG&E FRESNO | Exchequer | 115 | Battery |  |  | 0 | 0 | 0 | 0 | 0 | 0 | 0 | 0 | 0 | 5 | 4 | 5 | 2 |  | 1 | [11 empty] | 2 | 1 | 4 | 1 | 2 | 1+ | 1 |  | 1
PG&E KERN | Fairway | 115 | Battery |  |  | 0 | 0 | 0 | 0 | 0 | 0 | 0 | 0 | 0 | 1 | 1 | 1 | 1 |  | 1 | [11 empty] | 2 | 2 | 3 | 1 | 2 | 4+ | 1 |  | 1
PG&E KERN | Famoso | 115 | Battery |  |  | 0 | 0 | 0 | 0 | 0 | 0 | 0 | 0 | 0 | 1 | 1 | 1 | 1 |  | 1 | [11 empty] | 1 | 1 | 4 | 1 | 1 | 1+ | 1 |  | 1
PG&E NGBA | Fern Road | 500 | Battery |  |  | 0 | 0 | 0 | 0 | 0 | 0 | 0 | 0 | 0 | 5 | 2 | 1 | 1 |  | 1 | [11 empty] | 2 | 2 | 4 | 2 | 3 | 1 | 1 |  | 0
PG&E GBA | Fibreboard (SPI Sonora) | 115 | Battery |  |  | 0 | 0 | 0 | 0 | 0 | 0 | 0 | 0 | 0 | 5 | 4 | 1 | 1 |  | 1 | [11 empty] | 2 | 1 | 2 | 1 | 2 | 1 | 1 |  | 0
PG&E FRESNO | Figarden | 230 | Battery |  |  | 0 | 0 | 0 | 0 | 0 | 0 | 0 | 0 | 0 | 5 | 4 | 5 | 2 |  | 1 | [11 empty] | 1 | 1 | 3 | 2 | 2 | 1+ | 1 |  | 1
PG&E FRESNO | Fink | 230 | Battery |  |  | 157 | 0 | 157 | 157 | 0 | 157 | 0 | 0 | 0 | 1 | 1 | 1 | 1 |  | 1 | [11 empty] | 1 | 1 | 4 | 2 | 1 | 1 | 3 | Shifted batteries to other locations to help account for in-development storage mapping and better align with CI | 1
PG&E NGBA | Fitch Mountain | 60 | Battery |  |  | 0 | 0 | 0 | 0 | 0 | 0 | 0 | 0 | 0 | 5 | 2 | 1 | 1 |  | 1 | [11 empty] | 2 | 2 | 4 | 2 | 3 | 1 | 1 |  | 0
PG&E GBA | FMC | 115 | Battery |  |  | 0 | 0 | 0 | 0 | 0 | 0 | 0 | 0 | 0 | 5 | 4 | 1 | 1 |  | 1 | [11 empty] | 2 | 1 | 2 | 2 | 2 | 1 | 1 |  | 0
PG&E GBA | Fremont | 115 | Battery |  |  | 0 | 0 | 0 | 0 | 0 | 0 | 0 | 0 | 0 | 5 | 2 | 1 | 1 |  | 1 | [11 empty] | 2 | 1 | 3 | 1 | 2 | 1 | 1 |  | 0
PG&E GBA | French Camp | 60 | Battery |  |  | 0 | 0 | 0 | 0 | 0 | 0 | 0 | 0 | 0 | 5 | 4 | 1 | 1 |  | 1 | [11 empty] | 1 | 1 | 3 | 2 | 1 | 1+ | 1 |  | 1
PG&E GBA | Frogtown | 115 | Battery |  |  | 0 | 0 | 0 | 0 | 0 | 0 | 0 | 0 | 0 | 5 | 4 | 1 | 1 |  | 1 | [11 empty] | 2 | 1 | 4 | 1 | 3 | 1 | 1 |  | 0
PG&E NGBA | Fulton | 115 | Battery |  |  | 0 | 0 | 0 | 0 | 0 | 0 | 0 | 0 | 0 | 5 | 4 | 1 | 1 |  | 1 | [11 empty] | 2 | 1 | 3 | 2 | 2 | 2+ | 1 |  | 1
PG&E NGBA | Fulton | 230 | Battery |  |  | 38 | 0 | 38 | 38 | 0 | 38 | 0 | 0 | 0 | 5 | 4 | 1 | 1 |  | 5 | [11 empty] | 2 | 1 | 3 | 2 | 2 | 2+ | 1 |  | 1
PG&E NGBA | Fulton | 60 | Battery |  |  | 0 | 0 | 0 | 0 | 0 | 0 | 0 | 0 | 0 | 5 | 2 | 1 | 1 |  | 1 | [11 empty] | 2 | 1 | 3 | 2 | 2 | 1 | 1 |  | 0
PG&E KERN | Ganso | 115 | Battery |  |  | 0 | 0 | 0 | 0 | 0 | 0 | 0 | 0 | 0 | 1 | 1 | 1 | 1 |  | 1 | [11 empty] | 1 | 1 | 3 | 1 | 1 | 1+ | 1 |  | 1
PG&E FRESNO | Gates | 230 | Battery |  |  | 753.25 | 160 | 913.25 | 753.25 | 0 | 753.25 | 0 | 160 | 160 | 5 | 2 | 4 | 4 |  | 3 | [11 empty] | 1 | 1 | 3 | 2 | 1 | 4+ | 1 |  | 1
PG&E FRESNO | Gates | 500 | Battery |  |  | 190 | 35 | 225 | 190 | 35 | 225 | 0 | 0 | 0 | 5 | 2 | 4 | 4 |  | 2 | [11 empty] | 1 | 1 | 3 | 2 | 1 | 4+ | 1 |  | 1
PG&E NGBA | Geysers 12 | 230 | Battery |  |  | 0 | 0 | 0 | 0 | 0 | 0 | 0 | 0 | 0 | 5 | 4 | 1 | 1 |  | 1 | [11 empty] | 2 | 2 | 4 | 2 | 3 | 1 | 1 |  | 0
PG&E NGBA | Geysers 17 | 230 | Battery |  |  | 0 | 0 | 0 | 0 | 0 | 0 | 0 | 0 | 0 | 5 | 4 | 1 | 1 |  | 1 | [11 empty] | 2 | 2 | 4 | 2 | 3 | 4+ | 1 |  | 1
PG&E NGBA | Geysers 3 | 115 | Battery |  |  | 0 | 0 | 0 | 0 | 0 | 0 | 0 | 0 | 0 | 5 | 2 | 1 | 1 |  | 1 | [11 empty] | 2 | 2 | 4 | 2 | 3 | 1 | 1 |  | 0
PG&E NGBA | Glenn | 230 | Battery |  |  | 0 | 60 | 60 | 0 | 0 | 0 | 0 | 60 | 60 | 5 | 2 | 1 | 1 |  | 1 | [11 empty] | 2 | 2 | 4 | 1 | 3 | 2- | 1 |  | 1
PG&E NGBA | Glenn | 60 | Battery |  |  | 0 | 0 | 0 | 0 | 0 | 0 | 0 | 0 | 0 | 5 | 2 | 1 | 1 |  | 1 | [11 empty] | 2 | 2 | 4 | 1 | 3 | 1 | 1 |  | 0
PG&E NGBA | Gold Hill | 115 | Battery |  |  | 0 | 0 | 0 | 0 | 0 | 0 | 0 | 0 | 0 | 5 | 4 | 1 | 1 |  | 1 | [11 empty] | 2 | 1 | 4 | 2 | 3 | 4+ | 1 |  | 1
PG&E NGBA | Gold Hill | 230 | Battery |  |  | 0 | 0 | 0 | 0 | 0 | 0 | 0 | 0 | 0 | 5 | 4 | 1 | 1 |  | 1 | [11 empty] | 2 | 1 | 4 | 2 | 3 | 1 | 4 | 4hr batteries shifted to better align with in-dev | 1
SCE Northern | Goleta | 230 | Battery |  |  | 70 | 0 | 70 | 70 | 0 | 70 | 0 | 0 | 0 | 5 | 2 | 1 | 1 |  | 2 | [11 empty] | 2 | 2 | 2 | 1 | 2 | 4+ | 1 |  | 1
SCE Metro | Goodrich | 230 | Battery |  |  | 0 | 0 | 0 | 0 | 0 | 0 | 0 | 0 | 0 | 1 | 1 | 1 | 1 |  | 1 | [11 empty] | 1 | 1 | 3 | 1 | 2 | 1 | 1 |  | 0
PG&E KERN | Goose Lake | 115 | Battery |  |  | 0 | 0 | 0 | 0 | 0 | 0 | 0 | 0 | 0 | 1 | 1 | 1 | 1 |  | 1 | [11 empty] | 1 | 1 | 2 | 1 | 1 | 1+ | 1 |  | 1
SCE Metro | Gould | 230 | Battery |  |  | 0 | 0 | 0 | 0 | 0 | 0 | 0 | 0 | 0 | 1 | 1 | 1 | 1 |  | 1 | [11 empty] | 1 | 1 | 4 | 1 | 2 | 1 | 1 |  | 0
PG&E NGBA | Grand Island | 115 | Battery |  |  | 0 | 0 | 0 | 0 | 0 | 0 | 0 | 0 | 0 | 5 | 4 | 1 | 1 |  | 1 | [11 empty] | 2 | 1 | 4 | 2 | 2 | 1 | 1 |  | 0
SDGE | Granite | 69 | Battery |  |  | 4.5 | 0 | 4.5 | 4.5 | 0 | 4.5 | 0 | 0 | 0 | 1 | 1 | 1 | 1 |  | 3 | [11 empty] | 2 | 1 | 2 | 2 | 2 | 1 | 1 |  | 1
PG&E GBA | Grant | 115 | Battery |  |  | 0 | 0 | 0 | 0 | 0 | 0 | 0 | 0 | 0 | 5 | 2 | 1 | 1 |  | 1 | [11 empty] | 2 | 1 | 2 | 1 | 2 | 1 | 1 |  | 0
PG&E GBA | Green Valley | 115 | Battery |  |  | 0 | 0 | 0 | 0 | 0 | 0 | 0 | 0 | 0 | 5 | 4 | 1 | 1 |  | 1 | [11 empty] | 2 | 2 | 3 | 2 | 2 | 4+ | 1 |  | 1
PG&E NGBA | Greenleaf 1 | 115 | Battery |  |  | 0 | 0 | 0 | 0 | 0 | 0 | 0 | 0 | 0 | 5 | 4 | 1 | 1 |  | 1 | [11 empty] | 2 | 2 | 1 | 1 | 3 | 4+ | 1 |  | 1
PG&E FRESNO | Gregg | 230 | Battery |  |  | 0 | 0 | 0 | 0 | 0 | 0 | 0 | 0 | 0 | 5 | 4 | 5 | 2 |  | 1 | [11 empty] | 1 | 1 | 3 | 2 | 1 | 2+ | 1 |  | 1
PG&E FRESNO | Grimmway-Malaga | 115 | Battery |  |  | 0 | 0 | 0 | 0 | 0 | 0 | 0 | 0 | 0 | 5 | 4 | 5 | 2 |  | 1 | [11 empty] | 1 | 1 | 2 | 1 | 1 | 1 | 1 |  | 0
PG&E NGBA | Grizzly | 230 | Battery |  |  | 0 | 0 | 0 | 0 | 0 | 0 | 0 | 0 | 0 | 5 | 4 | 1 | 1 |  | 1 | [11 empty] | 2 | 2 | 4 | 1 | 3 | 1 | 1 |  | 0
PG&E FRESNO | Guernsey | 70 | Battery |  |  | 0 | 0 | 0 | 0 | 0 | 0 | 0 | 0 | 0 | 5 | 4 | 5 | 4 |  | 1 | [11 empty] | 1 | 1 | 3 | 2 | 1 | 1+ | 1 |  | 1
PG&E FRESNO | GWF Hanford | 115 | Battery |  |  | 131.4 | 0 | 131.4 | 131.4 | 0 | 131.4 | 0 | 0 | 0 | 5 | 4 | 5 | 2 |  | 3 | [11 empty] | 2 | 1 | 2 | 1 | 1 | 4+ | 1 |  | 1
PG&E FRESNO | Haas | 230 | Battery |  |  | 0 | 0 | 0 | 0 | 0 | 0 | 0 | 0 | 0 | 5 | 4 | 5 | 2 |  | 1 | [11 empty] | 1 | 1 | 4 | 2 | 3 | 1 | 1 |  | 0
PG&E FRESNO | Hammonds | 115 | Battery |  |  | 0 | 0 | 0 | 0 | 0 | 0 | 0 | 0 | 0 | 1 | 1 | 1 | 1 |  | 1 | [11 empty] | 1 | 1 | 2 | 2 | 1 | 1+ | 1 |  | 1
SCE Metro | HarborGen | 230 | Battery |  |  | 0 | 0 | 0 | 0 | 0 | 0 | 0 | 0 | 0 | 1 | 1 | 1 | 1 |  | 1 | [11 empty] | 1 | 1 | 2 | 1 | 1 | 1 | 1 |  | 0
PG&E NGBA | Harris | 60 | Battery |  |  | 0 | 0 | 0 | 0 | 0 | 0 | 0 | 0 | 0 | 5 | 2 | 1 | 1 |  | 1 | [11 empty] | 2 | 2 | 2 | 2 | 3 | 1 | 1 |  | 0
EOP | Harry Allen | 500 | Battery |  |  | 0 | 0 | 0 | 0 | 0 | 0 | 0 | 0 | 0 | 5 | 3 | 1 | 1 |  | 1 | [11 empty] | 2 | 2 | 4 | 1 | 3 | 1+ | 1 |  | 1
PG&E NGBA | Hartley | 60 | Battery |  |  | 0 | 0 | 0 | 0 | 0 | 0 | 0 | 0 | 0 | 5 | 2 | 1 | 1 |  | 1 | [11 empty] | 2 | 2 | 4 | 2 | 3 | 1+ | 1 |  | 1
SCE NOL | Harvard | 115 | Battery |  |  | 0 | 0 | 0 | 0 | 0 | 0 | 0 | 0 | 0 | 3 | 3 | 1 | 1 |  | 1 | [11 empty] | 2 | 1 | 4 | 1 | 1 | 1 | 1 |  | 0
SDGE | Hassayampa | 500 | Battery |  |  | 95 | 90 | 185 | 95 | 0 | 95 | 0 | 90 | 90 | 5 | 2 | 1 | 1 |  | 1 | [11 empty] | 2 | 1 | 4 | 2 | 3 | 2- | 1 |  | 1
PG&E FRESNO | Helm | 230 | Battery |  |  | 0 | 80 | 80 | 0 | 0 | 0 | 0 | 80 | 80 | 5 | 4 | 5 | 2 |  | 1 | [11 empty] | 1 | 1 | 2 | 2 | 1 | 3- | 1 |  | 1
PG&E FRESNO | Helm | 70 | Battery |  |  | 0 | 0 | 0 | 0 | 0 | 0 | 0 | 0 | 0 | 1 | 1 | 1 | 1 |  | 1 | [11 empty] | 1 | 1 | 2 | 2 | 1 | 4+ | 1 |  | 1
PG&E FRESNO | Henrietta | 115 | Battery |  |  | 0 | 0 | 0 | 0 | 0 | 0 | 0 | 0 | 0 | 1 | 1 | 1 | 1 |  | 1 | [11 empty] | 1 | 1 | 1 | 2 | 1 | 1 | 1 |  | 0
PG&E FRESNO | Henrietta | 230 | Battery |  |  | 0 | 80 | 80 | 0 | 0 | 0 | 0 | 80 | 80 | 1 | 1 | 1 | 1 |  | 1 | [11 empty] | 1 | 1 | 1 | 2 | 1 | 3- | 3 | 4hr batteries shifted to better align with in-dev, more 8hr mapped though | 1
PG&E FRESNO | Henrietta | 70 | Battery |  |  | 173.2 | 0 | 173.2 | 173.2 | 0 | 173.2 | 0 | 0 | 0 | 5 | 4 | 5 | 4 |  | 5 | [11 empty] | 1 | 1 | 1 | 2 | 1 | 4+ | 1 |  | 1
PG&E FRESNO | Herndon | 115 | Battery |  |  | 0 | 0 | 0 | 0 | 0 | 0 | 0 | 0 | 0 | 5 | 2 | 5 | 2 |  | 1 | [11 empty] | 1 | 1 | 3 | 2 | 1 | 1 | 1 |  | 0
PG&E FRESNO | Herndon | 230 | Battery |  |  | 0 | 0 | 0 | 0 | 0 | 0 | 0 | 0 | 0 | 5 | 4 | 5 | 2 |  | 1 | [11 empty] | 1 | 1 | 3 | 2 | 1 | 1 | 1 |  | 0
PG&E GBA | Hicks | 230 | Battery |  |  | 0 | 0 | 0 | 0 | 0 | 0 | 0 | 0 | 0 | 5 | 4 | 1 | 1 |  | 1 | [11 empty] | 2 | 1 | 4 | 2 | 2 | 1 | 1 |  | 0
PG&E NGBA | Higgins | 115 | Battery |  |  | 0 | 0 | 0 | 0 | 0 | 0 | 0 | 0 | 0 | 5 | 4 | 1 | 1 |  | 1 | [11 empty] | 2 | 1 | 4 | 1 | 3 | 1 | 1 |  | 0
PG&E NGBA | Hilltop | 345 | Battery |  |  | 0 | 0 | 0 | 0 | 0 | 0 | 0 | 0 | 0 | 5 | 2 | 1 | 1 |  | 1 | [11 empty] | 2 | 2 | 4 | 1 | 3 | 1 | 1 |  | 0
SCE Metro | Hinson | 230 | Battery |  |  | 525 | 0 | 525 | 525 | 0 | 525 | 0 | 0 | 0 | 1 | 1 | 1 | 1 |  | 1 | [11 empty] | 1 | 1 | 2 | 1 | 1 | 2+ | 1 |  | 1
PG&E GBA | Hollister | 115 | Battery |  |  | 0 | 10 | 10 | 0 | 0 | 0 | 0 | 10 | 10 | 5 | 4 | 1 | 1 |  | 1 | [11 empty] | 2 | 2 | 4 | 2 | 3 | 4+ | 1 |  | 1
PG&E NGBA | Homestake | 115 | Battery |  |  | 0 | 0 | 0 | 0 | 0 | 0 | 0 | 0 | 0 | 5 | 2 | 1 | 1 |  | 1 | [11 empty] | 2 | 1 | 4 | 2 | 3 | 1 | 1 |  | 0
PG&E NGBA | Honcut | 115 | Battery |  |  | 0 | 0 | 0 | 0 | 0 | 0 | 0 | 0 | 0 | 5 | 4 | 1 | 1 |  | 1 | [11 empty] | 2 | 1 | 4 | 2 | 3 | 1 | 1 |  | 0
SDGE | Hoodoo Wash | 500 | Battery |  |  | 547.5 | 50 | 597.5 | 547.5 | 0 | 547.5 | 0 | 50 | 50 | 5 | 2 | 1 | 1 |  | 1 | [11 empty] | 2 | 2 | 4 | 2 | 3 | 4+ | 1 |  | 1
PG&E NGBA | Hopland | 115 | Battery |  |  | 0 | 0 | 0 | 0 | 0 | 0 | 0 | 0 | 0 | 5 | 2 | 1 | 1 |  | 1 | [11 empty] | 2 | 2 | 4 | 2 | 3 | 1 | 1 |  | 0
PG&E NGBA | Hopland | 60 | Battery |  |  | 0 | 0 | 0 | 0 | 0 | 0 | 0 | 0 | 0 | 5 | 2 | 1 | 1 |  | 1 | [11 empty] | 2 | 2 | 4 | 2 | 3 | 1+ | 1 |  | 1
PG&E NGBA | Humboldt | 115 | Battery |  |  | 0 | 0 | 0 | 0 | 0 | 0 | 0 | 0 | 0 | 5 | 2 | 1 | 1 |  | 1 | [11 empty] | 2 | 2 | 3 | 2 | 3 | 1 | 4 | 4hr batteries shifted to better align with in-dev | 1
PG&E NGBA | Humboldt | 60 | Battery |  |  | 17.25 | 0 | 17.25 | 17.25 | 0 | 17.25 | 0 | 0 | 0 | 5 | 2 | 1 | 1 |  | 3 | [11 empty] | 2 | 2 | 3 | 2 | 3 | 1 | 1 |  | 1
PG&E NGBA | Humboldt | 500 | Battery |  |  | 0 | 0 | 0 | 0 | 0 | 0 | 0 | 0 | 0 | 5 | 4 | 5 | 4 |  | 1 | [11 empty] | 2 | 2 | 3 | 2 | 3 | 1 | 1 |  | 0
SCE Metro | Huntington Beach | 230 | Battery |  |  | 0 | 0 | 0 | 0 | 0 | 0 | 0 | 0 | 0 | 1 | 1 | 1 | 1 |  | 1 | [11 empty] | 1 | 1 | 1 | 1 | 2 | 1 | 1 |  | 0
PG&E NGBA | Ignacio | 115 | Battery |  |  | 0 | 0 | 0 | 0 | 0 | 0 | 0 | 0 | 0 | 5 | 4 | 1 | 1 |  | 1 | [11 empty] | 2 | 1 | 4 | 1 | 3 | 2+ | 1 |  | 1
PG&E NGBA | Ignacio | 230 | Battery |  |  | 0 | 0 | 0 | 0 | 0 | 0 | 0 | 0 | 0 | 5 | 2 | 1 | 1 |  | 1 | [11 empty] | 2 | 1 | 4 | 1 | 3 | 1 | 1 |  | 0
PG&E NGBA | Ignacio | 60 | Battery |  |  | 0 | 0 | 0 | 0 | 0 | 0 | 0 | 0 | 0 | 5 | 2 | 1 | 1 |  | 1 | [11 empty] | 2 | 1 | 4 | 1 | 3 | 1 | 1 |  | 0
SDGE | Imperial Beach | 69 | Battery |  |  | 3 | 0 | 3 | 3 | 0 | 3 | 0 | 0 | 0 | 1 | 1 | 1 | 1 |  | 3 | [11 empty] | 2 | 1 | 3 | 1 | 2 | 1 | 1 |  | 1
SDGE | Imperial Valley | 230 | Battery |  |  | 578 | 150 | 728 | 578 | 0 | 578 | 0 | 150 | 150 | 1 | 1 | 1 | 1 |  | 2 | [11 empty] | 1 | 1 | 2 | 2 | 1 | 4+ | 1 |  | 1
SDGE | Imperial Valley | 500 | Battery |  |  | 0 | 0 | 0 | 0 | 0 | 0 | 0 | 0 | 0 | 1 | 1 | 1 | 1 |  | 1 | [11 empty] | 1 | 1 | 2 | 2 | 1 | 1+ | 1 |  | 1
EOP | Innovation | 138 | Battery |  |  | 0 | 0 | 0 | 0 | 0 | 0 | 0 | 0 | 0 | 5 | 3 | 1 | 1 |  | 1 | [11 empty] | 2 | 2 | 4 | 1 | 3 | 1 | 1 |  | 0
EOP | Innovation | 230 | Battery |  |  | 0 | 50 | 50 | 0 | 0 | 0 | 0 | 50 | 50 | 5 | 3 | 1 | 1 |  | 1 | [11 empty] | 2 | 2 | 4 | 1 | 3 | 4+ | 5 |  | 1
SCE NOL | Inyokern | 115 | Battery |  |  | 25 | 0 | 25 | 25 | 0 | 25 | 0 | 0 | 0 | 3 | 3 | 1 | 1 |  | 2 | [11 empty] | 2 | 2 | 4 | 1 | 3 | 1+ | 1 |  | 1
EOP | IS Tap | 138 | Battery |  |  | 0 | 0 | 0 | 0 | 0 | 0 | 0 | 0 | 0 | 5 | 3 | 1 | 1 |  | 1 | [11 empty] | 2 | 2 | 4 | 1 | 3 | 1 | 1 |  | 0
EOP | Ivanpah | 115 | Battery |  |  | 0 | 0 | 0 | 0 | 0 | 0 | 0 | 0 | 0 | 5 | 3 | 1 | 1 |  | 1 | [11 empty] | 2 | 2 | 4 | 1 | 1 | 1+ | 1 |  | 1
EOP | Ivanpah | 230 | Battery |  |  | 0 | 0 | 0 | 0 | 0 | 0 | 0 | 0 | 0 | 5 | 3 | 1 | 1 |  | 1 | [11 empty] | 2 | 2 | 4 | 1 | 1 | 1+ | 1 |  | 1
EOP | Jackass (DOE) | 138 | Battery |  |  | 0 | 0 | 0 | 0 | 0 | 0 | 0 | 0 | 0 | 5 | 3 | 1 | 1 |  | 1 | [11 empty] | 2 | 2 | 4 | 1 | 3 | 1 | 1 |  | 0
PG&E NGBA | James B Black | 230 | Battery |  |  | 0 | 0 | 0 | 0 | 0 | 0 | 0 | 0 | 0 | 5 | 2 | 1 | 1 |  | 1 | [11 empty] | 2 | 2 | 4 | 2 | 3 | 1 | 1 |  | 0
PG&E GBA | Jefferson | 230 | Battery |  |  | 0 | 0 | 0 | 0 | 0 | 0 | 0 | 0 | 0 | 5 | 4 | 1 | 1 |  | 1 | [11 empty] | 2 | 1 | 3 | 1 | 2 | 1 | 1 |  | 0
PG&E NGBA | Jessup | 115 | Battery |  |  | 0 | 0 | 0 | 0 | 0 | 0 | 0 | 0 | 0 | 5 | 2 | 1 | 1 |  | 1 | [11 empty] | 2 | 2 | 3 | 2 | 3 | 1 | 1 |  | 0
SCE Metro | Johanna | 230 | Battery |  |  | 0 | 0 | 0 | 0 | 0 | 0 | 0 | 0 | 0 | 1 | 1 | 1 | 1 |  | 1 | [11 empty] | 1 | 1 | 2 | 1 | 1 | 4+ | 4 | 4hr batteries shifted to better align with in-dev and did not map 8hr to align with CI elsewhere and co-locate withh solar | 1
SCE Eastern | Julian Hinds | 230 | Battery |  |  | 0 | 0 | 0 | 0 | 0 | 0 | 0 | 0 | 0 | 5 | 4 | 3 | 3 |  | 1 | [11 empty] | 2 | 1 | 4 | 1 | 3 | 1+ | 1 |  | 1
PG&E GBA | Kasson | 115 | Battery |  |  | 0 | 0 | 0 | 0 | 0 | 0 | 0 | 0 | 0 | 5 | 4 | 1 | 1 |  | 1 | [11 empty] | 1 | 1 | 4 | 2 | 1 | 1+ | 1 |  | 1
PG&E GBA | Kasson | 60 | Battery |  |  | 0 | 0 | 0 | 0 | 0 | 0 | 0 | 0 | 0 | 5 | 4 | 1 | 1 |  | 1 | [11 empty] | 1 | 1 | 4 | 2 | 1 | 1 | 1 |  | 0
PG&E FRESNO | Kearney | 230 | Battery |  |  | 0 | 0 | 0 | 0 | 0 | 0 | 0 | 0 | 0 | 5 | 4 | 5 | 2 |  | 1 | [11 empty] | 1 | 1 | 3 | 2 | 1 | 1+ | 1 |  | 1
PG&E FRESNO | Kearney | 70 | Battery |  |  | 0 | 0 | 0 | 0 | 0 | 0 | 0 | 0 | 0 | 5 | 4 | 5 | 2 |  | 1 | [11 empty] | 1 | 1 | 3 | 2 | 1 | 1 | 1 |  | 0
PG&E GBA | Kelso | 230 | Battery |  |  | 90.7 | 0 | 90.7 | 90.7 | 0 | 90.7 | 0 | 0 | 0 | 5 | 2 | 1 | 1 |  | 2 | [11 empty] | 2 | 1 | 2 | 1 | 2 | 4+ | 1 |  | 1
PG&E FRESNO | Kerchoff 1 | 115 | Battery |  |  | 0 | 0 | 0 | 0 | 0 | 0 | 0 | 0 | 0 | 5 | 4 | 5 | 2 |  | 1 | [11 empty] | 1 | 1 | 4 | 2 | 3 | 1 | 1 |  | 0
PG&E KERN | Kern Oil | 115 | Battery |  |  | 0 | 0 | 0 | 0 | 0 | 0 | 0 | 0 | 0 | 5 | 2 | 4 | 4 |  | 1 | [11 empty] | 1 | 1 | 1 | 1 | 1 | 1 | 1 |  | 0
PG&E KERN | Kern PP | 115 | Battery |  |  | 0 | 0 | 0 | 0 | 0 | 0 | 0 | 0 | 0 | 5 | 2 | 4 | 4 |  | 1 | [11 empty] | 1 | 1 | 2 | 1 | 2 | 1+ | 1 |  | 1
PG&E KERN | Kern PP | 230 | Battery |  |  | 0 | 0 | 0 | 0 | 0 | 0 | 0 | 0 | 0 | 5 | 2 | 4 | 4 |  | 1 | [11 empty] | 1 | 1 | 2 | 1 | 2 | 4+ | 1 |  | 1
PG&E KERN | Kern PP | 70 | Battery |  |  | 0 | 0 | 0 | 0 | 0 | 0 | 0 | 0 | 0 | 1 | 1 | 1 | 1 |  | 1 | [11 empty] | 1 | 1 | 2 | 1 | 2 | 1 | 1 |  | 0
PG&E KERN | Kernridge | 115 | Battery |  |  | 0 | 0 | 0 | 0 | 0 | 0 | 0 | 0 | 0 | 5 | 2 | 4 | 4 |  | 1 | [11 empty] | 1 | 1 | 1 | 1 | 1 | 1 | 1 |  | 0
PG&E FRESNO | Kingsburg | 115 | Battery |  |  | 0 | 0 | 0 | 0 | 0 | 0 | 0 | 0 | 0 | 5 | 4 | 5 | 4 |  | 1 | [11 empty] | 1 | 1 | 2 | 2 | 1 | 1+ | 1 |  | 1
PG&E GBA | Kirker | 115 | Battery |  |  | 0 | 0 | 0 | 0 | 0 | 0 | 0 | 0 | 0 | 5 | 2 | 1 | 1 |  | 1 | [11 empty] | 2 | 1 | 3 | 1 | 1 | 4+ | 4 | Did not map to to align with CI elsewhere and co-locate withh solar | 1
PG&E NGBA | Knights Landing | 115 | Battery |  |  | 0 | 0 | 0 | 0 | 0 | 0 | 0 | 0 | 0 | 5 | 4 | 1 | 1 |  | 1 | [11 empty] | 2 | 1 | 4 | 2 | 3 | 1 | 1 |  | 0
PG&E NGBA | Konocti | 60 | Battery |  |  | 0 | 0 | 0 | 0 | 0 | 0 | 0 | 0 | 0 | 5 | 2 | 1 | 1 |  | 1 | [11 empty] | 2 | 2 | 4 | 2 | 3 | 1 | 1 |  | 0
SCE NOL | Kramer | 115 | Battery |  |  | 0 | 6 | 6 | 0 | 6 | 6 | 0 | 0 | 0 | 3 | 3 | 1 | 1 |  | 1 | [11 empty] | 2 | 1 | 4 | 1 | 3 | 4+ | 5 | Shifted batteries to other locations to help account for in-development storage mapping and better co-locate with solar | 1
SCE NOL | Kramer | 230 | Battery |  |  | 268.7 | 0 | 268.7 | 268.7 | 0 | 268.7 | 0 | 0 | 0 | 3 | 3 | 1 | 1 |  | 1 | [11 empty] | 2 | 1 | 4 | 1 | 3 | 4+ | 3 | 4hr batteries shifted to better align with in-dev, less 8hr to reflect less co-located solar | 1
SCE Metro | La Cienega | 230 | Battery |  |  | 0 | 0 | 0 | 0 | 0 | 0 | 0 | 0 | 0 | 1 | 1 | 1 | 1 |  | 1 | [11 empty] | 1 | 1 | 2 | 1 | 2 | 2+ | 1 |  | 1
SCE Metro | La Fresa | 230 | Battery |  |  | 0 | 0 | 0 | 0 | 0 | 0 | 0 | 0 | 0 | 1 | 1 | 1 | 1 |  | 1 | [11 empty] | 1 | 1 | 2 | 1 | 2 | 1+ | 1 |  | 1
SCE Metro | Laguna Bell | 230 | Battery |  |  | 350 | 150 | 500 | 350 | 0 | 350 | 0 | 150 | 150 | 1 | 1 | 1 | 1 |  | 1 | [11 empty] | 1 | 1 | 2 | 1 | 1 | 4+ | 3 | 4hr batteries shifted to better align with in-dev | 1
PG&E KERN | Lakeview | 70 | Battery |  |  | 65.5 | 0 | 65.5 | 65.5 | 0 | 65.5 | 0 | 0 | 0 | 5 | 2 | 4 | 4 |  | 5 | [11 empty] | 1 | 1 | 4 | 1 | 1 | 4+ | 1 |  | 1
PG&E NGBA | Lakeville | 230 | Battery |  |  | 0 | 0 | 0 | 0 | 0 | 0 | 0 | 0 | 0 | 5 | 4 | 1 | 1 |  | 1 | [11 empty] | 2 | 1 | 4 | 2 | 3 | 1+ | 5 | Shifted to lower voltage bus to align with In-dev res | 1
PG&E NGBA | Lakeville | 60 | Battery |  |  | 0 | 0 | 0 | 0 | 0 | 0 | 0 | 0 | 0 | 5 | 4 | 1 | 1 |  | 1 | [11 empty] | 2 | 1 | 4 | 2 | 3 | 1 | 1 |  | 0
PG&E NGBA | Lakeville | 115 | Battery |  |  | 50 | 0 | 50 | 50 | 0 | 50 | 0 | 0 | 0 | 5 | 4 | 1 | 1 |  | 2 | [11 empty] | 2 | 1 | 4 | 2 | 3 | 2+ | 1 |  | 1
PG&E GBA | Lakewood | 115 | Battery |  |  | 0 | 0 | 0 | 0 | 0 | 0 | 0 | 0 | 0 | 5 | 2 | 1 | 1 |  | 1 | [11 empty] | 2 | 1 | 3 | 1 | 2 | 1 | 1 |  | 0
PG&E NGBA | Lambie | 230 | Battery |  |  | 0 | 0 | 0 | 0 | 0 | 0 | 0 | 0 | 0 | 5 | 4 | 1 | 1 |  | 1 | [11 empty] | 2 | 1 | 1 | 1 | 1 | 2+ | 1 |  | 1
PG&E GBA | Lammers | 115 | Battery |  |  | 0 | 0 | 0 | 0 | 0 | 0 | 0 | 0 | 0 | 5 | 4 | 1 | 1 |  | 1 | [11 empty] | 1 | 1 | 1 | 2 | 2 | 2+ | 1 |  | 1
PG&E KERN | Lamont | 115 | Battery |  |  | 0 | 55 | 55 | 0 | 0 | 0 | 0 | 55 | 55 | 5 | 2 | 4 | 4 |  | 4 | [11 empty] | 1 | 1 | 2 | 1 | 1 | 2+ | 1 |  | 1
PG&E FRESNO | Las Aguilas | 230 | Battery |  |  | 0 | 0 | 0 | 0 | 0 | 0 | 0 | 0 | 0 | 1 | 1 | 1 | 1 |  | 1 | [11 empty] | 2 | 2 | 4 | 2 | 2 | 1 | 1 |  | 0
EOP | Lathrop | 138 | Battery |  |  | 0 | 0 | 0 | 0 | 0 | 0 | 0 | 0 | 0 | 5 | 3 | 1 | 1 |  | 1 | [11 empty] | 2 | 2 | 4 | 1 | 3 | 1 | 5 | Shifted to new 230 kV bus | 1
EOP | Lathrop | 230 | Battery |  |  | 0 | 75 | 75 | 0 | 0 | 0 | 0 | 75 | 75 | 5 | 3 | 1 | 1 |  | 1 | [11 empty] | 2 | 2 | 4 | 1 | 3 | 2- | 1 |  | 1
PG&E FRESNO | Le Grand | 115 | Battery |  |  | 0 | 30 | 30 | 0 | 0 | 0 | 0 | 30 | 30 | 5 | 4 | 5 | 2 |  | 3 | [11 empty] | 1 | 1 | 3 | 2 | 1 | 2- | 1 |  | 1
PG&E FRESNO | Lemoore | 70 | Battery |  |  | 0 | 0 | 0 | 0 | 0 | 0 | 0 | 0 | 0 | 1 | 1 | 1 | 1 |  | 3 | [11 empty] | 1 | 1 | 3 | 2 | 2 | 2+ | 1 |  | 1
PG&E KERN | Lerdo | 115 | Battery |  |  | 0 | 0 | 0 | 0 | 0 | 0 | 0 | 0 | 0 | 5 | 2 | 4 | 4 |  | 1 | [11 empty] | 1 | 1 | 4 | 1 | 1 | 1+ | 1 |  | 1
SCE Metro | Lewis | 230 | Battery |  |  | 0 | 0 | 0 | 0 | 0 | 0 | 0 | 0 | 0 | 1 | 1 | 1 | 1 |  | 1 | [11 empty] | 1 | 1 | 3 | 1 | 2 | 1 | 1 |  | 0
SCE Metro | Lighthipe | 230 | Battery |  |  | 0 | 100 | 100 | 0 | 0 | 0 | 0 | 100 | 100 | 1 | 1 | 1 | 1 |  | 2 | [11 empty] | 1 | 1 | 2 | 1 | 1 | 4+ | 4 | 4hr batteries shifted to better align with in-dev | 1
SDGE | Lilac | 69 | Battery |  |  | 0 | 0 | 0 | 0 | 0 | 0 | 0 | 0 | 0 | 1 | 1 | 1 | 1 |  | 1 | [11 empty] | 2 | 1 | 3 | 1 | 3 | 1 | 1 |  | 0
PG&E NGBA | Lincoln | 115 | Battery |  |  | 0 | 0 | 0 | 0 | 0 | 0 | 0 | 0 | 0 | 5 | 4 | 1 | 1 |  | 1 | [11 empty] | 2 | 1 | 3 | 2 | 3 | 1 | 1 |  | 0
PG&E KERN | Live Oak | 115 | Battery |  |  | 0 | 0 | 0 | 0 | 0 | 0 | 0 | 0 | 0 | 5 | 2 | 4 | 4 |  | 1 | [11 empty] | 1 | 1 | 1 | 1 | 1 | 1+ | 1 |  | 1
PG&E GBA | Llagas | 115 | Battery |  |  | 0 | 27.2 | 27.2 | 0 | 0 | 0 | 0 | 27.2 | 27.2 | 5 | 4 | 1 | 1 |  | 2 | [11 empty] | 2 | 1 | 2 | 2 | 1 | 4+ | 5 | Shifted batteries to other locations to help account for in-development storage mapping | 1
PG&E GBA | Lockeford | 115 | Battery |  |  | 0 | 0 | 0 | 0 | 0 | 0 | 0 | 0 | 0 | 5 | 4 | 1 | 1 |  | 1 | [11 empty] | 1 | 1 | 4 | 2 | 2 | 1+ | 1 |  | 1
PG&E GBA | Lockeford | 230 | Battery |  |  | 0 | 0 | 0 | 0 | 0 | 0 | 0 | 0 | 0 | 5 | 4 | 1 | 1 |  | 1 | [11 empty] | 1 | 1 | 4 | 2 | 2 | 1+ | 1 |  | 1
PG&E GBA | Lockeford | 60 | Battery |  |  | 0 | 0 | 0 | 0 | 0 | 0 | 0 | 0 | 0 | 5 | 4 | 1 | 1 |  | 1 | [11 empty] | 1 | 1 | 4 | 2 | 2 | 1 | 1 |  | 0
PG&E GBA | Lodi | 230 | Battery |  |  | 0 | 0 | 0 | 0 | 0 | 0 | 0 | 0 | 0 | 5 | 4 | 1 | 1 |  | 1 | [11 empty] | 1 | 1 | 1 | 2 | 1 | 1 | 1 |  | 0
PG&E NGBA | Logan Creek | 230 | Battery |  |  | 0 | 0 | 0 | 0 | 0 | 0 | 0 | 0 | 0 | 5 | 2 | 1 | 1 |  | 1 | [11 empty] | 2 | 2 | 4 | 1 | 2 | 1+ | 1 |  | 1
PG&E GBA | Lone Tree | 230 | Battery |  |  | 0 | 0 | 0 | 0 | 0 | 0 | 0 | 0 | 0 | 5 | 2 | 1 | 1 |  | 1 | [11 empty] | 2 | 1 | 3 | 1 | 2 | 1+ | 1 |  | 1
PG&E FRESNO | Los Banos | 230 | Battery |  |  | 0.9 | 0 | 0.9 | 0.9 | 0 | 0.9 | 0 | 0 | 0 | 1 | 1 | 1 | 1 |  | 1 | [11 empty] | 1 | 1 | 4 | 2 | 1 | 4+ | 5 |  | 1
PG&E FRESNO | Los Banos | 500 | Battery |  |  | 0 | 200 | 200 | 0 | 0 | 0 | 0 | 200 | 200 | 1 | 1 | 1 | 1 |  | 1 | [11 empty] | 1 | 1 | 4 | 2 | 1 | 4+ | 1 |  | 1
SDGE | Los Coches | 138 | Battery |  |  | 0 | 0 | 0 | 0 | 0 | 0 | 0 | 0 | 0 | 5 | 5 | 1 | 1 |  | 1 | [11 empty] | 2 | 2 | 4 | 2 | 3 | 1 | 1 |  | 0
SDGE | Los Coches | 69 | Battery |  |  | 1.5 | 0 | 1.5 | 1.5 | 0 | 1.5 | 0 | 0 | 0 | 1 | 1 | 1 | 1 |  | 3 | [11 empty] | 2 | 2 | 4 | 2 | 3 | 1+ | 1 |  | 1
PG&E GBA | Los Esteros | 115 | Battery |  |  | 3.3 | 0 | 3.3 | 3.3 | 0 | 3.3 | 0 | 0 | 0 | 5 | 4 | 1 | 1 |  | 1 | [11 empty] | 2 | 1 | 1 | 2 | 1 | 1+ | 4 | 4hr batteries shifted to better align with in-dev | 1
PG&E GBA | Los Esteros | 230 | Battery |  |  | 0 | 100 | 100 | 0 | 0 | 0 | 0 | 100 | 100 | 5 | 4 | 1 | 1 |  | 2 | [11 empty] | 2 | 1 | 1 | 2 | 1 | 4+ | 1 |  | 1
PG&E GBA | Los Positas | 230 | Battery |  |  | 0 | 0 | 0 | 0 | 0 | 0 | 0 | 0 | 0 | 5 | 4 | 1 | 1 |  | 1 | [11 empty] | 2 | 1 | 3 | 1 | 3 | 1 | 1 |  | 0
PG&E GBA | Los Positas | 60 | Battery |  |  | 0 | 0 | 0 | 0 | 0 | 0 | 0 | 0 | 0 | 5 | 2 | 1 | 1 |  | 1 | [11 empty] | 2 | 1 | 3 | 1 | 3 | 1 | 1 |  | 0
SDGE | Loveland | 69 | Battery |  |  | 0 | 0 | 0 | 0 | 0 | 0 | 0 | 0 | 0 | 1 | 1 | 1 | 1 |  | 1 | [11 empty] | 2 | 1 | 3 | 1 | 3 | 1+ | 1 |  | 1
SCE NOL | Lugo | 230 | Battery |  |  | 0 | 0 | 0 | 0 | 0 | 0 | 0 | 0 | 0 | 1 | 1 | 1 | 1 |  | 1 | [11 empty] | 2 | 1 | 4 | 1 | 2 | 1+ | 1 |  | 1
SCE Metro | Lugo | 500 | Battery |  |  | 0 | 0 | 0 | 0 | 0 | 0 | 0 | 0 | 0 | 1 | 1 | 1 | 1 |  | 1 | [11 empty] | 2 | 1 | 4 | 1 | 2 | 4+ | 1 |  | 1
PG&E FRESNO | Madera | 70 | Battery |  |  | 0 | 0 | 0 | 0 | 0 | 0 | 0 | 0 | 0 | 5 | 4 | 5 | 2 |  | 1 | [11 empty] | 1 | 1 | 4 | 2 | 1 | 1 | 1 |  | 0
PG&E NGBA | Madison | 115 | Battery |  |  | 10.2 | 0 | 10.2 | 10.2 | 0 | 10.2 | 0 | 0 | 0 | 5 | 2 | 1 | 1 |  | 1 | [11 empty] | 2 | 1 | 4 | 2 | 3 | 1 | 1 |  | 1
PG&E KERN | Magunden | 115 | Battery |  |  | 0 | 0 | 0 | 0 | 0 | 0 | 0 | 0 | 0 | 5 | 2 | 4 | 4 |  | 1 | [11 empty] | 1 | 1 | 2 | 1 | 1 | 1+ | 1 |  | 1
SCE Northern | Magunden | 230 | Battery |  |  | 0 | 0 | 0 | 0 | 0 | 0 | 0 | 0 | 0 | 1 | 1 | 1 | 1 |  | 1 | [11 empty] | 1 | 1 | 2 | 1 | 1 | 1+ | 1 |  | 1
PG&E FRESNO | Malaga | 115 | Battery |  |  | 97 | 0 | 97 | 97 | 0 | 97 | 0 | 0 | 0 | 5 | 4 | 5 | 4 |  | 2 | [11 empty] | 1 | 1 | 1 | 2 | 1 | 4+ | 1 |  | 1
PG&E NGBA | Malin | 500 | Battery |  |  | 0 | 0 | 0 | 0 | 0 | 0 | 0 | 0 | 0 | 5 | 2 | 1 | 1 |  | 1 | [11 empty] | 2 | 2 | 4 | 2 | 3 | 1 | 1 |  | 0
SCE Northern | Mandalay | 230 | Battery |  |  | 0 | 0 | 0 | 0 | 0 | 0 | 0 | 0 | 0 | 5 | 2 | 1 | 1 |  | 1 | [11 empty] | 2 | 1 | 2 | 1 | 1 | 4+ | 4 | 4hr batteries shifted to better align with in-dev | 1
PG&E FRESNO | Manning | 230 | Battery |  |  | 0 | 65 | 65 | 0 | 0 | 0 | 0 | 65 | 65 | 1 | 1 | 1 | 1 |  | 1 | [11 empty] | 1 | 1 | 2 | 2 | 1 | 3- | 1 |  | 1
PG&E FRESNO | Manning | 500 | Battery |  |  | 0 | 200 | 200 | 0 | 0 | 0 | 0 | 200 | 200 | 1 | 1 | 1 | 1 |  | 1 | [11 empty] | 1 | 1 | 2 | 2 | 1 | 3- | 1 |  | 1
PG&E GBA | Manteca | 115 | Battery |  |  | 0 | 0 | 0 | 0 | 0 | 0 | 0 | 0 | 0 | 5 | 4 | 4 | 4 |  | 1 | [11 empty] | 1 | 1 | 2 | 2 | 2 | 1 | 1 |  | 0
SDGE | Margarita | 138 | Battery |  |  | 0 | 0 | 0 | 0 | 0 | 0 | 0 | 0 | 0 | 1 | 1 | 1 | 1 |  | 1 | [11 empty] | 1 | 1 | 2 | 1 | 3 | 1+ | 1 |  | 1
PG&E GBA | Martin | 230 | Battery |  |  | 0 | 0 | 0 | 0 | 0 | 0 | 0 | 0 | 0 | 5 | 2 | 1 | 1 |  | 1 | [11 empty] | 2 | 1 | 3 | 1 | 2 | 1+ | 1 |  | 1
PG&E GBA | Martin | 115 | Battery |  |  | 188 | 150 | 338 | 188 | 0 | 188 | 0 | 150 | 150 | 5 | 2 | 1 | 1 |  | 4 | [11 empty] | 2 | 1 | 3 | 1 | 2 | 4+ | 1 |  | 1
PG&E GBA | Martinez | 115 | Battery |  |  | 0 | 0 | 0 | 0 | 0 | 0 | 0 | 0 | 0 | 5 | 4 | 1 | 1 |  | 1 | [11 empty] | 2 | 1 | 1 | 1 | 1 | 1 | 1 |  | 0
PG&E FRESNO | Mc Mullin | 230 | Battery |  |  | 0 | 60 | 60 | 0 | 0 | 0 | 0 | 60 | 60 | 5 | 4 | 5 | 2 |  | 1 | [11 empty] | 1 | 1 | 3 | 2 | 1 | 3- | 1 |  | 1
PG&E FRESNO | McCall | 115 | Battery |  |  | 0 | 0 | 0 | 0 | 0 | 0 | 0 | 0 | 0 | 5 | 4 | 5 | 2 |  | 1 | [11 empty] | 1 | 1 | 3 | 2 | 1 | 1+ | 1 |  | 1
PG&E FRESNO | McCall | 230 | Battery |  |  | 0 | 0 | 0 | 0 | 0 | 0 | 0 | 0 | 0 | 5 | 4 | 5 | 2 |  | 1 | [11 empty] | 1 | 1 | 3 | 2 | 1 | 1 | 1 |  | 0
PG&E GBA | Meadow Lane | 115 | Battery |  |  | 0 | 0 | 0 | 0 | 0 | 0 | 0 | 0 | 0 | 5 | 2 | 1 | 1 |  | 1 | [11 empty] | 2 | 1 | 2 | 1 | 1 | 1 | 1 |  | 0
PG&E GBA | Melones | 115 | Battery |  |  | 0 | 0 | 0 | 0 | 0 | 0 | 0 | 0 | 0 | 5 | 4 | 1 | 1 |  | 1 | [11 empty] | 2 | 1 | 4 | 1 | 3 | 1 | 1 |  | 0
PG&E GBA | Melones | 230 | Battery |  |  | 0 | 0 | 0 | 0 | 0 | 0 | 0 | 0 | 0 | 5 | 4 | 1 | 1 |  | 1 | [11 empty] | 2 | 1 | 4 | 1 | 3 | 1 | 1 |  | 0
SDGE | Melrose | 69 | Battery |  |  | 20 | 0 | 20 | 20 | 0 | 20 | 0 | 0 | 0 | 1 | 1 | 1 | 1 |  | 3 | [11 empty] | 2 | 1 | 3 | 1 | 3 | 1+ | 1 |  | 1
PG&E NGBA | Mendocino | 115 | Battery |  |  | 0 | 0 | 0 | 0 | 0 | 0 | 0 | 0 | 0 | 5 | 2 | 1 | 1 |  | 1 | [11 empty] | 2 | 2 | 4 | 2 | 3 | 1 | 1 |  | 0
PG&E NGBA | Mendocino | 60 | Battery |  |  | 0 | 0 | 0 | 0 | 0 | 0 | 0 | 0 | 0 | 5 | 2 | 1 | 1 |  | 1 | [11 empty] | 2 | 2 | 4 | 2 | 3 | 1 | 1 |  | 0
PG&E FRESNO | Mendota | 115 | Battery |  |  | 0 | 0 | 0 | 0 | 0 | 0 | 0 | 0 | 0 | 5 | 4 | 5 | 2 |  | 1 | [11 empty] | 1 | 1 | 3 | 2 | 1 | 2+ | 1 |  | 1
PG&E GBA | Menlo | 60 | Battery |  |  | 0 | 0 | 0 | 0 | 0 | 0 | 0 | 0 | 0 | 5 | 2 | 1 | 1 |  | 1 | [11 empty] | 2 | 1 | 3 | 1 | 2 | 1 | 1 |  | 0
PG&E FRESNO | Merced | 115 | Battery |  |  | 0 | 0 | 0 | 0 | 0 | 0 | 0 | 0 | 0 | 5 | 4 | 5 | 2 |  | 1 | [11 empty] | 1 | 1 | 4 | 2 | 1 | 1 | 1 |  | 0
EOP | Mercury | 138 | Battery |  |  | 0 | 0 | 0 | 0 | 0 | 0 | 0 | 0 | 0 | 5 | 3 | 1 | 1 |  | 1 | [11 empty] | 2 | 2 | 4 | 1 | 3 | 1 | 1 |  | 0
PG&E FRESNO | Mercy Springs | 70 | Battery |  |  | 78 | 0 | 78 | 78 | 0 | 78 | 0 | 0 | 0 | 1 | 1 | 1 | 1 |  | 5 | [11 empty] | 1 | 1 | 4 | 2 | 1 | 1+ | 1 |  | 1
PG&E NGBA | Meridian | 60 | Battery |  |  | 0 | 0 | 0 | 0 | 0 | 0 | 0 | 0 | 0 | 5 | 2 | 1 | 1 |  | 1 | [11 empty] | 2 | 2 | 4 | 1 | 3 | 1 | 1 |  | 0
PG&E KERN | Mesa (PGE) | 115 | Battery |  |  | 0 | 0 | 0 | 0 | 0 | 0 | 0 | 0 | 0 | 1 | 1 | 1 | 1 |  | 1 | [11 empty] | 2 | 2 | 3 | 2 | 2 | 1+ | 1 |  | 1
PG&E KERN | Mesa (PGE) | 230 | Battery |  |  | 0 | 0 | 0 | 0 | 0 | 0 | 0 | 0 | 0 | 5 | 2 | 4 | 4 |  | 1 | [11 empty] | 2 | 2 | 3 | 2 | 2 | 1+ | 1 |  | 1
SCE Metro | Mesa (SCE) | 230 | Battery |  |  | 6.5 | 0 | 6.5 | 6.5 | 0 | 6.5 | 0 | 0 | 0 | 1 | 1 | 1 | 1 |  | 5 | [11 empty] | 1 | 1 | 3 | 1 | 2 | 4+ | 1 |  | 1
SCE Metro | Mesa (SCE) | 500 | Battery |  |  | 0 | 0 | 0 | 0 | 0 | 0 | 0 | 0 | 0 | 1 | 1 | 1 | 1 |  | 1 | [11 empty] | 1 | 1 | 3 | 1 | 2 | 4+ | 1 |  | 1
SDGE | Mesa Heights | 69 | Battery |  |  | 10.5 | 0 | 10.5 | 10.5 | 0 | 10.5 | 0 | 0 | 0 | 1 | 1 | 1 | 1 |  | 3 | [11 empty] | 2 | 1 | 2 | 1 | 3 | 1 | 1 |  | 1
PG&E GBA | Metcalf | 115 | Battery |  |  | 0 | 0 | 0 | 0 | 0 | 0 | 0 | 0 | 0 | 5 | 4 | 1 | 1 |  | 1 | [11 empty] | 2 | 1 | 1 | 2 | 3 | 1 | 1 |  | 0
PG&E GBA | Metcalf | 230 | Battery |  |  | 0 | 251.075 | 251.075 | 0 | 0 | 0 | 0 | 251.075 | 251.075 | 5 | 4 | 1 | 1 |  | 1 | [11 empty] | 2 | 1 | 1 | 2 | 3 | 3+ | 3 | 4hr batteries shifted to better align with in-dev, more 8hr mapped though | 1
PG&E GBA | Metcalf | 500 | Battery |  |  | 0 | 0 | 0 | 0 | 0 | 0 | 0 | 0 | 0 | 1 | 1 | 1 | 1 |  | 1 | [11 empty] | 2 | 1 | 1 | 2 | 3 | 1+ | 1 |  | 1
PG&E KERN | Midway | 115 | Battery |  |  | 0 | 60 | 60 | 0 | 0 | 0 | 0 | 60 | 60 | 5 | 2 | 4 | 4 |  | 5 | [11 empty] | 1 | 1 | 3 | 1 | 1 | 4+ | 4 | 4hr batteries shifted to better align with in-dev, more 8hr mapped though | 1
PG&E KERN | Midway | 230 | Battery |  |  | 0 | 0 | 0 | 0 | 0 | 0 | 0 | 0 | 0 | 5 | 2 | 4 | 4 |  | 1 | [11 empty] | 1 | 1 | 3 | 1 | 1 | 1+ | 1 |  | 1
PG&E KERN | Midway | 500 | Battery |  |  | 0 | 400 | 400 | 0 | 0 | 0 | 0 | 400 | 400 | 5 | 2 | 4 | 4 |  | 1 | [11 empty] | 1 | 1 | 3 | 1 | 1 | 4+ | 4 | 4hr batteries shifted to better align with in-dev, more 8hr mapped though | 1
SDGE | Miguel | 230 | Battery |  |  | 0 | 0 | 0 | 0 | 0 | 0 | 0 | 0 | 0 | 1 | 1 | 1 | 1 |  | 1 | [11 empty] | 2 | 1 | 3 | 1 | 2 | 1+ | 5 | Did not map to to align with CI elsewhere | 1
SDGE | Miguel | 500 | Battery |  |  | 0 | 0 | 0 | 0 | 0 | 0 | 0 | 0 | 0 | 1 | 1 | 1 | 1 |  | 1 | [11 empty] | 2 | 1 | 3 | 1 | 2 | 1 | 1 |  | 0
SDGE | Miguel | 69 | Battery |  |  | 9.75 | 0 | 9.75 | 9.75 | 0 | 9.75 | 0 | 0 | 0 | 1 | 1 | 1 | 1 |  | 3 | [11 empty] | 2 | 1 | 3 | 1 | 2 | 1+ | 1 |  | 1
PG&E GBA | Millbrae | 115 | Battery |  |  | 0 | 0 | 0 | 0 | 0 | 0 | 0 | 0 | 0 | 5 | 2 | 1 | 1 |  | 1 | [11 empty] | 2 | 1 | 3 | 1 | 2 | 4+ | 1 |  | 1
PG&E GBA | Miller | 115 | Battery |  |  | 0 | 0 | 0 | 0 | 0 | 0 | 0 | 0 | 0 | 5 | 4 | 1 | 1 |  | 1 | [11 empty] | 1 | 1 | 4 | 2 | 1 | 1 | 1 |  | 0
SCE Metro | Mira Loma | 230 | Battery |  |  | 42 | 100 | 142 | 42 | 0 | 42 | 0 | 100 | 100 | 1 | 1 | 1 | 1 |  | 2 | [11 empty] | 1 | 1 | 1 | 1 | 1 | 4+ | 4 | 4hr batteries shifted to better align with in-dev | 1
SCE Metro | Mira Loma | 500 | Battery |  |  | 0 | 0 | 0 | 0 | 0 | 0 | 0 | 0 | 0 | 1 | 1 | 1 | 1 |  | 1 | [11 empty] | 1 | 1 | 1 | 1 | 1 | 1 | 1 |  | 0
SCE Eastern | Mirage | 115 | Battery |  |  | 0 | 0 | 0 | 0 | 0 | 0 | 0 | 0 | 0 | 5 | 4 | 3 | 3 |  | 1 | [11 empty] | 2 | 1 | 3 | 1 | 3 | 1+ | 1 |  | 1
SCE Eastern | Mirage | 230 | Battery |  |  | 50 | 0 | 50 | 50 | 0 | 50 | 0 | 0 | 0 | 5 | 4 | 3 | 3 |  | 2 | [11 empty] | 2 | 1 | 3 | 1 | 3 | 2+ | 1 |  | 1
SDGE | Mission | 138 | Battery |  |  | 0 | 0 | 0 | 0 | 0 | 0 | 0 | 0 | 0 | 1 | 1 | 1 | 1 |  | 1 | [11 empty] | 2 | 1 | 2 | 1 | 2 | 1 | 1 |  | 0
SDGE | Mission | 230 | Battery |  |  | 0 | 0 | 0 | 0 | 0 | 0 | 0 | 0 | 0 | 1 | 1 | 1 | 1 |  | 1 | [11 empty] | 2 | 1 | 2 | 1 | 2 | 1 | 5 | Did not map to to align with CI elsewhere | 1
SDGE | Mission | 69 | Battery |  |  | 0 | 0 | 0 | 0 | 0 | 0 | 0 | 0 | 0 | 1 | 1 | 1 | 1 |  | 1 | [11 empty] | 2 | 1 | 2 | 1 | 2 | 1 | 1 |  | 0
PG&E GBA | Mi-Wuk | 115 | Battery |  |  | 0 | 0 | 0 | 0 | 0 | 0 | 0 | 0 | 0 | 5 | 4 | 1 | 1 |  | 1 | [11 empty] | 2 | 1 | 4 | 1 | 3 | 1 | 1 |  | 0
EOP | Mohave | 500 | Battery |  |  | 0 | 125 | 125 | 0 | 0 | 0 | 0 | 125 | 125 | 5 | 2 | 1 | 1 |  | 1 | [11 empty] | 2 | 2 | 3 | 1 | 3 | 4+ | 4 | 4hr batteries shifted to better align with in-dev, more 8hr mapped though | 1
PG&E NGBA | Monroe | 115 | Battery |  |  | 0 | 0 | 0 | 0 | 0 | 0 | 0 | 0 | 0 | 5 | 2 | 1 | 1 |  | 1 | [11 empty] | 2 | 1 | 3 | 2 | 2 | 1 | 1 |  | 0
SDGE | Monserate | 69 | Battery |  |  | 0 | 0 | 0 | 0 | 0 | 0 | 0 | 0 | 0 | 1 | 1 | 1 | 1 |  | 1 | [11 empty] | 2 | 1 | 3 | 1 | 3 | 1 | 1 |  | 0
PG&E GBA | Monta Vista | 115 | Battery |  |  | 0 | 0 | 0 | 0 | 0 | 0 | 0 | 0 | 0 | 5 | 4 | 1 | 1 |  | 1 | [11 empty] | 2 | 1 | 3 | 2 | 3 | 1 | 1 |  | 0
PG&E GBA | Monta Vista | 230 | Battery |  |  | 0 | 0 | 0 | 0 | 0 | 0 | 0 | 0 | 0 | 5 | 4 | 1 | 1 |  | 1 | [11 empty] | 2 | 1 | 3 | 2 | 3 | 1 | 1 |  | 0
PG&E GBA | Monta Vista | 60 | Battery |  |  | 0 | 0 | 0 | 0 | 0 | 0 | 0 | 0 | 0 | 5 | 4 | 1 | 1 |  | 1 | [11 empty] | 2 | 1 | 3 | 2 | 3 | 1 | 1 |  | 0
PG&E NGBA | Monticello | 115 | Battery |  |  | 0 | 0 | 0 | 0 | 0 | 0 | 0 | 0 | 0 | 5 | 2 | 1 | 1 |  | 1 | [11 empty] | 2 | 1 | 4 | 2 | 3 | 1 | 1 |  | 0
SCE Northern | Moorpark | 230 | Battery |  |  | 350 | 150 | 500 | 350 | 0 | 350 | 0 | 150 | 150 | 5 | 2 | 1 | 1 |  | 1 | [11 empty] | 2 | 1 | 4 | 1 | 3 | 4+ | 1 |  | 1
SCE Northern | Moorpark | 66 | Battery |  |  | 0 | 0 | 0 | 0 | 0 | 0 | 0 | 0 | 0 | 5 | 2 | 1 | 1 |  | 1 | [11 empty] | 2 | 1 | 4 | 1 | 3 | 1 | 1 |  | 0
PG&E GBA | Moraga | 115 | Battery |  |  | 0 | 0 | 0 | 0 | 0 | 0 | 0 | 0 | 0 | 5 | 2 | 1 | 1 |  | 1 | [11 empty] | 2 | 1 | 3 | 1 | 3 | 1 | 1 |  | 0
PG&E GBA | Moraga | 230 | Battery |  |  | 0 | 0 | 0 | 0 | 0 | 0 | 0 | 0 | 0 | 5 | 4 | 1 | 1 |  | 1 | [11 empty] | 2 | 1 | 3 | 1 | 3 | 1 | 1 |  | 0
PG&E GBA | Morgan Hill | 115 | Battery |  |  | 0 | 0 | 0 | 0 | 0 | 0 | 0 | 0 | 0 | 5 | 4 | 1 | 1 |  | 1 | [11 empty] | 2 | 1 | 3 | 2 | 2 | 4+ | 1 |  | 1
PG&E KERN | Morro Bay | 115 | Battery |  |  | 0 | 0 | 0 | 0 | 0 | 0 | 0 | 0 | 0 | 1 | 1 | 1 | 1 |  | 1 | [11 empty] | 2 | 2 | 2 | 2 | 3 | 1 | 1 |  | 0
PG&E KERN | Morro Bay | 230 | Battery |  |  | 0 | 0 | 0 | 0 | 0 | 0 | 0 | 0 | 0 | 5 | 2 | 4 | 4 |  | 1 | [11 empty] | 2 | 2 | 2 | 2 | 3 | 4+ | 1 |  | 1
PG&E KERN | Morro Bay | 500 | Battery |  |  | 0 | 0 | 0 | 0 | 0 | 0 | 0 | 0 | 0 | 5 | 2 | 4 | 4 |  | 1 | [11 empty] | 2 | 2 | 2 | 2 | 3 | 2+ | 1 |  | 1
PG&E GBA | Moss Landing | 115 | Battery |  |  | 0 | 0 | 0 | 0 | 0 | 0 | 0 | 0 | 0 | 5 | 4 | 1 | 1 |  | 1 | [11 empty] | 2 | 2 | 1 | 2 | 2 | 1+ | 1 |  | 1
PG&E GBA | Moss Landing | 230 | Battery |  |  | 0 | 0 | 0 | 0 | 0 | 0 | 0 | 0 | 0 | 5 | 4 | 1 | 1 |  | 1 | [11 empty] | 2 | 2 | 1 | 2 | 2 | 1 | 1 |  | 0
PG&E GBA | Moss Landing | 500 | Battery |  |  | 0 | 400 | 400 | 0 | 0 | 0 | 0 | 400 | 400 | 5 | 4 | 1 | 1 |  | 1 | [11 empty] | 2 | 2 | 1 | 2 | 2 | 4+ | 3 | Shifted batteries to other locations to help account for in-development storage mapping | 1
EOP | Mountain Pass | 115 | Battery |  |  | 0 | 0 | 0 | 0 | 0 | 0 | 0 | 0 | 0 | 5 | 3 | 1 | 1 |  | 1 | [11 empty] | 2 | 2 | 4 | 1 | 1 | 1 | 1 |  | 0
PG&E GBA | Mountain View | 115 | Battery |  |  | 0 | 0 | 0 | 0 | 0 | 0 | 0 | 0 | 0 | 5 | 2 | 1 | 1 |  | 1 | [11 empty] | 2 | 1 | 2 | 2 | 2 | 1 | 1 |  | 0
PG&E GBA | Mt Eden | 115 | Battery |  |  | 0 | 0 | 0 | 0 | 0 | 0 | 0 | 0 | 0 | 5 | 2 | 1 | 1 |  | 1 | [11 empty] | 2 | 1 | 2 | 1 | 2 | 4+ | 1 |  | 1
PG&E KERN | Mt Poso | 115 | Battery |  |  | 0 | 0 | 0 | 0 | 0 | 0 | 0 | 0 | 0 | 1 | 1 | 1 | 1 |  | 1 | [11 empty] | 1 | 1 | 2 | 1 | 1 | 1 | 1 |  | 0
SDGE | Murray | 69 | Battery |  |  | 9 | 0 | 9 | 9 | 0 | 9 | 0 | 0 | 0 | 1 | 1 | 1 | 1 |  | 3 | [11 empty] | 2 | 1 | 2 | 1 | 2 | 1+ | 1 |  | 1
PG&E FRESNO | Mustang | 230 | Battery |  |  | 0 | 100 | 100 | 0 | 0 | 0 | 0 | 100 | 100 | 5 | 3 | 5 | 4 |  | 1 | [11 empty] | 1 | 1 | 1 | 2 | 1 | 4+ | 5 | Amount reduced as less battery in LLT Sens. | 1
SCE Northern | Neenach | 66 | Battery |  |  | 0 | 0 | 0 | 0 | 0 | 0 | 0 | 0 | 0 | 1 | 1 | 1 | 1 |  | 1 | [11 empty] | 2 | 1 | 4 | 1 | 3 | 4+ | 1 |  | 1
PG&E KERN | New Sub - Gates - Midway (Proposed) | 230 | Battery |  |  | 238.5 | 125 | 363.5 | 238.5 | 0 | 238.5 | 0 | 125 | 125 | 5 | 2 | 4 | 4 |  | 2 | [11 empty] | 1 | 1 | 4 | 2 | 1 | 4+ | 3 |  | 1
PG&E KERN | New Sub - Gates - Templeton (Proposed) | 230 | Battery |  |  | 0 | 85 | 85 | 0 | 0 | 0 | 0 | 85 | 85 | 5 | 2 | 4 | 4 |  | 1 | [11 empty] | 1 | 1 | 4 | 2 | 1 | 4+ | 1 |  | 1
SCE NOL | New Sub - Kramer - Lugo (Proposed) | 230 | Battery |  |  | 0 | 0 | 0 | 0 | 0 | 0 | 0 | 0 | 0 | 3 | 3 | 1 | 1 |  | 1 | [11 empty] | 2 | 1 | 2 | 1 | 1 | 4+ | 1 |  | 1
PG&E FRESNO | New Sub - Los Banos - Midway (Proposed) | 500 | Battery |  |  | 0 | 175 | 175 | 0 | 0 | 0 | 0 | 175 | 175 | 5 | 2 | 4 | 4 |  | 1 | [11 empty] | 1 | 1 | 4 | 2 | 1 | 4+ | 1 |  | 1
SCE NOL | New Sub - Lugo - Pisgah (Proposed) | 230 | Battery |  |  | 0 | 0 | 0 | 0 | 0 | 0 | 0 | 0 | 0 | 1 | 1 | 1 | 1 |  | 1 | [11 empty] | 2 | 1 | 3 | 1 | 3 | 1+ | 1 |  | 1
PG&E KERN | New Sub - Midway - Wheeler Ridge (Proposed) | 230 | Battery |  |  | 92 | 0 | 92 | 92 | 0 | 92 | 0 | 0 | 0 | 5 | 2 | 4 | 4 |  | 1 | [11 empty] | 1 | 1 | 3 | 1 | 1 | 1+ | 4 | Shifted batteries to other locations to help account for in-development storage mapping and better align with CI | 1
PG&E NGBA | New Sub - Near existing Leavitt (PSREC) | 345 | Battery |  |  | 0 | 0 | 0 | 0 | 0 | 0 | 0 | 0 | 0 | 5 | 2 | 1 | 1 |  | 1 | [11 empty] | 2 | 2 | 1 | 1 | 3 | 1 | 1 |  | 0
PG&E NGBA | New Sub - Near existing Madeline (NVE) | 345 | Battery |  |  | 0 | 0 | 0 | 0 | 0 | 0 | 0 | 0 | 0 | 5 | 2 | 1 | 1 |  | 1 | [11 empty] | 2 | 2 | 4 | 1 | 3 | 1 | 1 |  | 0
SDGE | New Sub - North Gila - IV (Proposed) | 500 | Battery |  |  | 0 | 165 | 165 | 0 | 0 | 0 | 0 | 165 | 165 | 1 | 1 | 1 | 1 |  | 1 | [11 empty] | 2 | 1 | 4 | 2 | 2 | 4+ | 1 |  | 1
PG&E NGBA | New Sub - Pit 1 - Cottonwood (Proposed) | 230 | Battery |  |  | 0 | 0 | 0 | 0 | 0 | 0 | 0 | 0 | 0 | 5 | 3 | 3 | 3 |  | 1 | [11 empty] | 2 | 2 | 4 | 2 | 3 | 1+ | 1 |  | 1
PG&E GBA | New Sub - Rancho Seco - Bellota (Proposed) | 230 | Battery |  |  | 0 | 0 | 0 | 0 | 0 | 0 | 0 | 0 | 0 | 5 | 4 | 1 | 1 |  | 1 | [11 empty] | 1 | 1 | 4 | 2 | 3 | 4+ | 1 |  | 1
SDGE | New Sub - Suncrest - Ocotillo (Proposed) | 500 | Battery |  |  | 0 | 0 | 0 | 0 | 0 | 0 | 0 | 0 | 0 | 1 | 1 | 1 | 1 |  | 1 | [11 empty] | 2 | 1 | 4 | 1 | 3 | 1+ | 1 |  | 1
PG&E FRESNO | New Sub - Westley - Quinto (Proposed) | 230 | Battery |  |  | 0 | 0 | 0 | 0 | 0 | 0 | 0 | 0 | 0 | 1 | 1 | 1 | 1 |  | 1 | [11 empty] | 1 | 1 | 4 | 2 | 1 | 4+ | 1 |  | 1
PG&E GBA | Newark | 115 | Battery |  |  | 0 | 0 | 0 | 0 | 0 | 0 | 0 | 0 | 0 | 5 | 4 | 1 | 1 |  | 1 | [11 empty] | 2 | 1 | 3 | 1 | 2 | 1 | 1 |  | 0
PG&E GBA | Newark | 230 | Battery |  |  | 0 | 0 | 0 | 0 | 0 | 0 | 0 | 0 | 0 | 5 | 4 | 1 | 1 |  | 1 | [11 empty] | 2 | 1 | 3 | 1 | 2 | 4+ | 1 |  | 1
PG&E GBA | Newark | 60 | Battery |  |  | 0 | 0 | 0 | 0 | 0 | 0 | 0 | 0 | 0 | 5 | 2 | 1 | 1 |  | 1 | [11 empty] | 2 | 1 | 3 | 1 | 2 | 1+ | 1 |  | 1
PG&E FRESNO | Newhall | 115 | Battery |  |  | 0 | 0 | 0 | 0 | 0 | 0 | 0 | 0 | 0 | 5 | 4 | 5 | 2 |  | 1 | [11 empty] | 1 | 1 | 4 | 2 | 1 | 1+ | 1 |  | 1
PG&E KERN | Norco | 115 | Battery |  |  | 0 | 0 | 0 | 0 | 0 | 0 | 0 | 0 | 0 | 5 | 2 | 4 | 4 |  | 1 | [11 empty] | 1 | 1 | 3 | 1 | 1 | 1 | 1 |  | 0
PG&E GBA | Nortech | 115 | Battery |  |  | 0 | 0 | 0 | 0 | 0 | 0 | 0 | 0 | 0 | 5 | 4 | 1 | 1 |  | 1 | [11 empty] | 2 | 1 | 2 | 2 | 1 | 1 | 1 |  | 0
SDGE | North City Metering | 138 | Battery |  |  | 0 | 0 | 0 | 0 | 0 | 0 | 0 | 0 | 0 | 1 | 1 | 1 | 1 |  | 1 | [11 empty] | 2 | 1 | 2 | 1 | 3 | 1 | 1 |  | 0
PG&E GBA | North Dublin | 230 | Battery |  |  | 0 | 0 | 0 | 0 | 0 | 0 | 0 | 0 | 0 | 5 | 4 | 1 | 1 |  | 1 | [11 empty] | 2 | 1 | 2 | 1 | 3 | 1 | 1 |  | 0
SDGE | North Gila | 500 | Battery |  |  | 0 | 0 | 0 | 0 | 0 | 0 | 0 | 0 | 0 | 1 | 1 | 1 | 1 |  | 1 | [11 empty] | 2 | 2 | 4 | 2 | 3 | 1+ | 1 |  | 1
SCE Metro | North of SONGS | 230 | Battery |  |  | 0 | 0 | 0 | 0 | 0 | 0 | 0 | 0 | 0 | 1 | 1 | 1 | 1 |  | 1 | [11 empty] | 2 | 1 | 3 | 1 | 3 | 1 | 1 |  | 0
SCE Metro | North of SONGS | 500 | Battery |  |  | 0 | 0 | 0 | 0 | 0 | 0 | 0 | 0 | 0 | 1 | 1 | 1 | 1 |  | 1 | [11 empty] | 2 | 1 | 3 | 1 | 3 | 1 | 1 |  | 0
PG&E NGBA | Notre Dame | 115 | Battery |  |  | 0 | 0 | 0 | 0 | 0 | 0 | 0 | 0 | 0 | 5 | 2 | 1 | 1 |  | 1 | [11 empty] | 2 | 1 | 4 | 2 | 2 | 1 | 1 |  | 0
PG&E GBA | Oakland C | 115 | Battery |  |  | 0 | 0 | 0 | 0 | 0 | 0 | 0 | 0 | 0 | 5 | 4 | 1 | 1 |  | 1 | [11 empty] | 2 | 1 | 1 | 1 | 2 | 2+ | 5 | 4hr batteries shifted to better align with in-dev | 1
PG&E GBA | Oakland J | 115 | Battery |  |  | 0 | 0 | 0 | 0 | 0 | 0 | 0 | 0 | 0 | 5 | 2 | 1 | 1 |  | 1 | [11 empty] | 2 | 1 | 2 | 1 | 1 | 4+ | 1 |  | 1
PG&E GBA | Oakland L | 115 | Battery |  |  | 0 | 0 | 0 | 0 | 0 | 0 | 0 | 0 | 0 | 5 | 2 | 1 | 1 |  | 1 | [11 empty] | 2 | 1 | 2 | 1 | 1 | 1 | 1 |  | 0
PG&E GBA | Oakland X | 115 | Battery |  |  | 0 | 0 | 0 | 0 | 0 | 0 | 0 | 0 | 0 | 5 | 2 | 1 | 1 |  | 1 | [11 empty] | 2 | 1 | 2 | 1 | 2 | 1 | 1 |  | 0
SDGE | Ocean Ranch | 69 | Battery |  |  | 0 | 0 | 0 | 0 | 0 | 0 | 0 | 0 | 0 | 1 | 1 | 1 | 1 |  | 1 | [11 empty] | 2 | 1 | 4 | 1 | 3 | 1+ | 1 |  | 1
PG&E KERN | Oceano | 115 | Battery |  |  | 0 | 0 | 0 | 0 | 0 | 0 | 0 | 0 | 0 | 1 | 1 | 1 | 1 |  | 1 | [11 empty] | 2 | 2 | 4 | 2 | 3 | 1 | 1 |  | 0
SDGE | Ocotillo Express | 500 | Battery |  |  | 0 | 0 | 0 | 0 | 0 | 0 | 0 | 0 | 0 | 1 | 1 | 1 | 1 |  | 1 | [11 empty] | 2 | 1 | 4 | 2 | 3 | 1 | 1 |  | 0
PG&E KERN | Old River | 70 | Battery |  |  | 0 | 0 | 0 | 0 | 0 | 0 | 0 | 0 | 0 | 5 | 2 | 4 | 4 |  | 1 | [11 empty] | 1 | 1 | 4 | 1 | 2 | 1 | 1 |  | 0
SDGE | Old Town | 230 | Battery |  |  | 0 | 0 | 0 | 0 | 0 | 0 | 0 | 0 | 0 | 1 | 1 | 1 | 1 |  | 1 | [11 empty] | 2 | 1 | 3 | 1 | 2 | 1 | 1 |  | 0
SCE Metro | Olinda | 230 | Battery |  |  | 0 | 0 | 0 | 0 | 0 | 0 | 0 | 0 | 0 | 1 | 1 | 1 | 1 |  | 1 | [11 empty] | 1 | 1 | 2 | 1 | 2 | 4+ | 1 |  | 1
PG&E FRESNO | Olive | 115 | Battery |  |  | 20 | 0 | 20 | 20 | 0 | 20 | 0 | 0 | 0 | 5 | 2 | 4 | 4 |  | 2 | [11 empty] | 1 | 1 | 4 | 1 | 1 | 2+ | 1 |  | 1
PG&E NGBA | Olivehurst | 115 | Battery |  |  | 0 | 0 | 0 | 0 | 0 | 0 | 0 | 0 | 0 | 5 | 4 | 1 | 1 |  | 1 | [11 empty] | 2 | 2 | 2 | 1 | 2 | 4+ | 1 |  | 1
PG&E NGBA | Oregon Trail | 60 | Battery |  |  | 0 | 0 | 0 | 0 | 0 | 0 | 0 | 0 | 0 | 5 | 2 | 1 | 1 |  | 1 | [11 empty] | 2 | 2 | 3 | 2 | 3 | 1 | 1 |  | 0
SCE Northern | Ormond Beach | 230 | Battery |  |  | 0 | 0 | 0 | 0 | 0 | 0 | 0 | 0 | 0 | 5 | 2 | 1 | 1 |  | 1 | [11 empty] | 2 | 1 | 1 | 1 | 1 | 1 | 1 |  | 0
PG&E FRESNO | Oro Loma | 115 | Battery |  |  | 0 | 0 | 0 | 0 | 0 | 0 | 0 | 0 | 0 | 1 | 1 | 1 | 1 |  | 1 | [11 empty] | 1 | 1 | 4 | 2 | 1 | 1+ | 1 |  | 1
PG&E FRESNO | Oro Loma | 70 | Battery |  |  | 0 | 0 | 0 | 0 | 0 | 0 | 0 | 0 | 0 | 1 | 1 | 1 | 1 |  | 1 | [11 empty] | 1 | 1 | 4 | 2 | 1 | 1+ | 1 |  | 1
PG&E FRESNO | Orosi | 70 | Battery |  |  | 0 | 0 | 0 | 0 | 0 | 0 | 0 | 0 | 0 | 5 | 2 | 5 | 2 |  | 1 | [11 empty] | 1 | 1 | 4 | 1 | 1 | 1 | 1 |  | 0
SDGE | Otay | 69 | Battery |  |  | 49.7 | 0 | 49.7 | 49.7 | 0 | 49.7 | 0 | 0 | 0 | 1 | 1 | 1 | 1 |  | 3 | [11 empty] | 2 | 1 | 1 | 1 | 1 | 1+ | 1 |  | 1
SDGE | Otay Mesa | 230 | Battery |  |  | 65 | 0 | 65 | 65 | 0 | 65 | 0 | 0 | 0 | 1 | 1 | 1 | 1 |  | 2 | [11 empty] | 2 | 1 | 1 | 1 | 3 | 4+ | 1 |  | 1
PG&E FRESNO | Padre Flats SW STA | 230 | Battery |  |  | 0 | 0 | 0 | 0 | 0 | 0 | 0 | 0 | 0 | 1 | 1 | 1 | 1 |  | 1 | [11 empty] | 1 | 1 | 4 | 2 | 1 | 1 | 1 |  | 0
EOP | Pahrump | 138 | Battery |  |  | 0 | 0 | 0 | 0 | 0 | 0 | 0 | 0 | 0 | 5 | 3 | 1 | 1 |  | 1 | [11 empty] | 2 | 2 | 4 | 1 | 3 | 1 | 1 |  | 0
EOP | Pahrump | 230 | Battery |  |  | 0 | 0 | 0 | 0 | 0 | 0 | 0 | 0 | 0 | 5 | 3 | 1 | 1 |  | 1 | [11 empty] | 2 | 2 | 4 | 1 | 3 | 1+ | 1 |  | 1
SDGE | Pala | 69 | Battery |  |  | 10 | 0 | 10 | 10 | 0 | 10 | 0 | 0 | 0 | 1 | 1 | 1 | 1 |  | 3 | [11 empty] | 2 | 1 | 1 | 1 | 3 | 1 | 1 |  | 1
PG&E NGBA | Palermo | 115 | Battery |  |  | 0 | 0 | 0 | 0 | 0 | 0 | 0 | 0 | 0 | 5 | 4 | 1 | 1 |  | 1 | [11 empty] | 2 | 1 | 2 | 2 | 2 | 2+ | 1 |  | 1
PG&E NGBA | Palermo | 230 | Battery |  |  | 0 | 0 | 0 | 0 | 0 | 0 | 0 | 0 | 0 | 5 | 4 | 1 | 1 |  | 1 | [11 empty] | 2 | 1 | 2 | 2 | 2 | 1 | 1 |  | 0
SCE Eastern | Palo Verde | 500 | Battery |  |  | 0 | 0 | 0 | 0 | 0 | 0 | 0 | 0 | 0 | 5 | 2 | 1 | 1 |  | 1 | [11 empty] | 2 | 1 | 4 | 2 | 3 | 1 | 1 |  | 0
SDGE | Palomar Energy | 230 | Battery |  |  | 0 | 0 | 0 | 0 | 0 | 0 | 0 | 0 | 0 | 1 | 1 | 1 | 1 |  | 1 | [11 empty] | 2 | 1 | 2 | 1 | 3 | 1 | 1 |  | 0
PG&E KERN | Panama | 70 | Battery |  |  | 0 | 0 | 0 | 0 | 0 | 0 | 0 | 0 | 0 | 1 | 1 | 1 | 1 |  | 1 | [11 empty] | 1 | 1 | 4 | 1 | 1 | 1 | 1 |  | 0
PG&E FRESNO | Panoche | 115 | Battery |  |  | 0 | 0 | 0 | 0 | 0 | 0 | 0 | 0 | 0 | 5 | 4 | 1 | 1 |  | 1 | [11 empty] | 1 | 1 | 1 | 2 | 1 | 4+ | 1 |  | 1
PG&E FRESNO | Panoche | 230 | Battery |  |  | 0 | 100 | 100 | 0 | 0 | 0 | 0 | 100 | 100 | 1 | 1 | 1 | 1 |  | 1 | [11 empty] | 1 | 1 | 1 | 2 | 1 | 3- | 1 |  | 1
SCE Northern | Pardee | 230 | Battery |  |  | 15 | 0 | 15 | 15 | 0 | 15 | 0 | 0 | 0 | 5 | 2 | 1 | 1 |  | 5 | [11 empty] | 1 | 1 | 3 | 1 | 3 | 1 | 1 |  | 1
PG&E NGBA | Parkway | 230 | Battery |  |  | 0 | 0 | 0 | 0 | 0 | 0 | 0 | 0 | 0 | 5 | 2 | 1 | 1 |  | 1 | [11 empty] | 2 | 1 | 4 | 1 | 2 | 1 | 1 |  | 0
SCE Northern | Pastoria | 230 | Battery |  |  | 80 | 0 | 80 | 80 | 0 | 80 | 0 | 0 | 0 | 5 | 2 | 1 | 1 |  | 2 | [11 empty] | 1 | 1 | 2 | 1 | 3 | 1+ | 1 |  | 1
SCE Metro | Pauda | 230 | Battery |  |  | 120 | 0 | 120 | 120 | 0 | 120 | 0 | 0 | 0 | 1 | 1 | 1 | 1 |  | 2 | [11 empty] | 1 | 1 | 2 | 1 | 2 | 1+ | 4 | 4hr batteries shifted to better align with in-dev | 1
PG&E GBA | Paul Sweet | 115 | Battery |  |  | 0 | 0 | 0 | 0 | 0 | 0 | 0 | 0 | 0 | 1 | 1 | 1 | 1 |  | 1 | [11 empty] | 2 | 2 | 2 | 2 | 3 | 4+ | 1 |  | 1
PG&E NGBA | Peabody | 230 | Battery |  |  | 0 | 0 | 0 | 0 | 0 | 0 | 0 | 0 | 0 | 5 | 2 | 1 | 1 |  | 1 | [11 empty] | 2 | 1 | 2 | 1 | 2 | 4+ | 1 |  | 1
PG&E NGBA | Pease | 115 | Battery |  |  | 0 | 0 | 0 | 0 | 0 | 0 | 0 | 0 | 0 | 5 | 4 | 1 | 1 |  | 1 | [11 empty] | 2 | 2 | 2 | 1 | 2 | 1 | 1 |  | 0
PG&E NGBA | Pease | 60 | Battery |  |  | 0 | 0 | 0 | 0 | 0 | 0 | 0 | 0 | 0 | 5 | 4 | 1 | 1 |  | 1 | [11 empty] | 2 | 2 | 2 | 1 | 2 | 2+ | 1 |  | 1
SDGE | Penasquitos | 138 | Battery |  |  | 0 | 0 | 0 | 0 | 0 | 0 | 0 | 0 | 0 | 1 | 1 | 1 | 1 |  | 1 | [11 empty] | 2 | 1 | 2 | 1 | 3 | 1 | 1 |  | 0
SDGE | Penasquitos | 230 | Battery |  |  | 0 | 0 | 0 | 0 | 0 | 0 | 0 | 0 | 0 | 1 | 1 | 1 | 1 |  | 1 | [11 empty] | 2 | 1 | 2 | 1 | 3 | 1 | 1 |  | 0
SDGE | Penasquitos | 69 | Battery |  |  | 0 | 0 | 0 | 0 | 0 | 0 | 0 | 0 | 0 | 1 | 1 | 1 | 1 |  | 1 | [11 empty] | 2 | 1 | 2 | 1 | 3 | 1 | 1 |  | 0
SDGE | Pendleton | 69 | Battery |  |  | 0 | 50 | 50 | 0 | 50 | 50 | 0 | 0 | 0 | 1 | 1 | 1 | 1 |  | 4 | [11 empty] | 2 | 1 | 4 | 1 | 3 | 1 | 1 |  | 1
PG&E NGBA | Penngrove | 115 | Battery |  |  | 0 | 0 | 0 | 0 | 0 | 0 | 0 | 0 | 0 | 5 | 2 | 1 | 1 |  | 1 | [11 empty] | 2 | 1 | 3 | 2 | 2 | 4+ | 1 |  | 1
PG&E GBA | Peoria | 115 | Battery |  |  | 0 | 0 | 0 | 0 | 0 | 0 | 0 | 0 | 0 | 5 | 4 | 1 | 1 |  | 1 | [11 empty] | 2 | 1 | 4 | 1 | 3 | 1 | 1 |  | 0
PG&E GBA | Piercy | 115 | Battery |  |  | 0 | 0 | 0 | 0 | 0 | 0 | 0 | 0 | 0 | 5 | 4 | 1 | 1 |  | 1 | [11 empty] | 2 | 1 | 2 | 2 | 2 | 1 | 1 |  | 0
PG&E FRESNO | Pine Flat | 230 | Battery |  |  | 0 | 0 | 0 | 0 | 0 | 0 | 0 | 0 | 0 | 5 | 4 | 5 | 2 |  | 1 | [11 empty] | 1 | 1 | 4 | 2 | 3 | 1 | 1 |  | 0
SCE NOL | Pisgah | 230 | Battery |  |  | 0 | 80 | 80 | 0 | 0 | 0 | 0 | 80 | 80 | 1 | 1 | 1 | 1 |  | 1 | [11 empty] | 2 | 1 | 4 | 1 | 1 | 4+ | 3 |  | 1
PG&E NGBA | Pit 1 | 230 | Battery |  |  | 0 | 0 | 0 | 0 | 0 | 0 | 0 | 0 | 0 | 5 | 3 | 3 | 3 |  | 1 | [11 empty] | 2 | 2 | 4 | 2 | 3 | 1+ | 1 |  | 1
PG&E NGBA | Pit 1 | 60 | Battery |  |  | 0 | 0 | 0 | 0 | 0 | 0 | 0 | 0 | 0 | 5 | 3 | 3 | 3 |  | 1 | [11 empty] | 2 | 2 | 4 | 2 | 3 | 1 | 1 |  | 0
PG&E NGBA | Pit 3 | 230 | Battery |  |  | 0 | 0 | 0 | 0 | 0 | 0 | 0 | 0 | 0 | 5 | 3 | 3 | 3 |  | 1 | [11 empty] | 2 | 2 | 4 | 2 | 3 | 1 | 1 |  | 0
PG&E NGBA | Pit 4 | 230 | Battery |  |  | 0 | 0 | 0 | 0 | 0 | 0 | 0 | 0 | 0 | 5 | 2 | 1 | 1 |  | 1 | [11 empty] | 2 | 2 | 4 | 2 | 3 | 1 | 1 |  | 0
PG&E GBA | Pittsburg | 115 | Battery |  |  | 0 | 75 | 75 | 0 | 0 | 0 | 0 | 75 | 75 | 5 | 4 | 1 | 1 |  | 2 | [11 empty] | 2 | 1 | 2 | 1 | 1 | 4+ | 1 |  | 1
PG&E GBA | Pittsburg | 230 | Battery |  |  | 0 | 175 | 175 | 0 | 0 | 0 | 0 | 175 | 175 | 5 | 4 | 1 | 1 |  | 2 | [11 empty] | 2 | 1 | 2 | 1 | 1 | 4+ | 1 |  | 1
PG&E NGBA | Pleasant Grove | 115 | Battery |  |  | 0 | 0 | 0 | 0 | 0 | 0 | 0 | 0 | 0 | 5 | 4 | 1 | 1 |  | 1 | [11 empty] | 2 | 1 | 2 | 2 | 3 | 1 | 1 |  | 0
PG&E NGBA | POE | 230 | Battery |  |  | 0 | 0 | 0 | 0 | 0 | 0 | 0 | 0 | 0 | 5 | 4 | 1 | 1 |  | 1 | [11 empty] | 2 | 1 | 4 | 2 | 3 | 1 | 1 |  | 0
SDGE | Point Loma | 69 | Battery |  |  | 0 | 0 | 0 | 0 | 0 | 0 | 0 | 0 | 0 | 1 | 1 | 1 | 1 |  | 1 | [11 empty] | 2 | 1 | 3 | 1 | 2 | 2+ | 1 |  | 1
SDGE | Pomerado | 69 | Battery |  |  | 100 | 0 | 100 | 100 | 0 | 100 | 0 | 0 | 0 | 1 | 1 | 1 | 1 |  | 5 | [11 empty] | 2 | 1 | 3 | 1 | 3 | 1 | 1 |  | 1
PG&E KERN | Poso Mountain | 115 | Battery |  |  | 0 | 0 | 0 | 0 | 0 | 0 | 0 | 0 | 0 | 5 | 2 | 4 | 4 |  | 1 | [11 empty] | 1 | 1 | 3 | 1 | 2 | 1 | 1 |  | 0
EOP | Primm | 230 | Battery |  |  | 200 | 0 | 200 | 200 | 0 | 200 | 0 | 0 | 0 | 5 | 3 | 1 | 1 |  | 1 | [11 empty] | 2 | 2 | 4 | 1 | 2 | 1+ | 1 |  | 1
PG&E NGBA | Putah Creek | 115 | Battery |  |  | 3 | 0 | 3 | 3 | 0 | 3 | 0 | 0 | 0 | 5 | 2 | 1 | 1 |  | 1 | [11 empty] | 2 | 1 | 3 | 2 | 3 | 1 | 1 |  | 1
SDGE | Q1806 | 138 | Battery |  |  | 0 | 0 | 0 | 0 | 0 | 0 | 0 | 0 | 0 | 1 | 1 | 1 | 1 |  | 1 | [11 empty] | 1 | 1 | 2 | 1 | 3 | 1 | 1 |  | 0
PG&E FRESNO | Quinto | 230 | Battery |  |  | 0 | 50 | 50 | 0 | 0 | 0 | 0 | 50 | 50 | 1 | 1 | 1 | 1 |  | 1 | [11 empty] | 1 | 1 | 4 | 2 | 1 | 4+ | 1 |  | 1
PG&E GBA | Race Track | 115 | Battery |  |  | 0 | 0 | 0 | 0 | 0 | 0 | 0 | 0 | 0 | 5 | 4 | 1 | 1 |  | 1 | [11 empty] | 2 | 1 | 4 | 1 | 3 | 1 | 1 |  | 0
SDGE | Rancho Mission Viejo | 138 | Battery |  |  | 0 | 0 | 0 | 0 | 0 | 0 | 0 | 0 | 0 | 1 | 1 | 1 | 1 |  | 1 | [11 empty] | 1 | 1 | 2 | 1 | 3 | 1+ | 1 |  | 1
PG&E GBA | Rancho Seco | 230 | Battery |  |  | 0 | 0 | 0 | 0 | 0 | 0 | 0 | 0 | 0 | 5 | 4 | 1 | 1 |  | 1 | [11 empty] | 2 | 1 | 1 | 2 | 3 | 1 | 1 |  | 0
SCE Metro | Rancho Vista | 230 | Battery |  |  | 0 | 0 | 0 | 0 | 0 | 0 | 0 | 0 | 0 | 1 | 1 | 1 | 1 |  | 1 | [11 empty] | 1 | 1 | 1 | 1 | 1 | 1 | 1 |  | 0
SCE Metro | Rancho Vista | 500 | Battery |  |  | 0 | 0 | 0 | 0 | 0 | 0 | 0 | 0 | 0 | 1 | 1 | 1 | 1 |  | 1 | [11 empty] | 1 | 1 | 1 | 1 | 1 | 1 | 1 |  | 0
SCE NOL | Ransburg | 115 | Battery |  |  | 0 | 0 | 0 | 0 | 0 | 0 | 0 | 0 | 0 | 3 | 3 | 1 | 1 |  | 1 | [11 empty] | 2 | 1 | 4 | 1 | 1 | 4+ | 1 |  | 1
PG&E GBA | Ravenswood | 115 | Battery |  |  | 0 | 0 | 0 | 0 | 0 | 0 | 0 | 0 | 0 | 5 | 2 | 1 | 1 |  | 1 | [11 empty] | 2 | 1 | 2 | 1 | 2 | 1+ | 1 |  | 1
PG&E GBA | Ravenswood | 230 | Battery |  |  | 0 | 0 | 0 | 0 | 0 | 0 | 0 | 0 | 0 | 5 | 2 | 1 | 1 |  | 1 | [11 empty] | 2 | 1 | 2 | 1 | 2 | 1 | 1 |  | 0
SCE Northern | Rector | 230 | Battery |  |  | 0 | 50 | 50 | 0 | 0 | 0 | 0 | 50 | 50 | 1 | 1 | 1 | 1 |  | 1 | [11 empty] | 1 | 1 | 2 | 1 | 2 | 4+ | 1 |  | 1
SCE Eastern | Red Bluff | 230 | Battery |  |  | 446 | 0 | 446 | 446 | 0 | 446 | 0 | 0 | 0 | 1 | 1 | 1 | 1 |  | 1 | [11 empty] | 2 | 2 | 4 | 1 | 3 | 4+ | 1 |  | 1
SCE Eastern | Red Bluff | 500 | Battery |  |  | 225 | 77 | 302 | 225 | 0 | 225 | 0 | 77 | 77 | 1 | 1 | 1 | 1 |  | 1 | [11 empty] | 2 | 2 | 4 | 1 | 3 | 4+ | 5 | 4hr batteries shifted to better align with in-dev, less 8hr to reflect less co-located solar | 1
PG&E NGBA | Redbud | 115 | Battery |  |  | 0 | 0 | 0 | 0 | 0 | 0 | 0 | 0 | 0 | 5 | 2 | 1 | 1 |  | 1 | [11 empty] | 2 | 2 | 4 | 2 | 3 | 1+ | 1 |  | 1
SCE Metro | Redondo | 230 | Battery |  |  | 0 | 0 | 0 | 0 | 0 | 0 | 0 | 0 | 0 | 1 | 1 | 1 | 1 |  | 1 | [11 empty] | 1 | 1 | 2 | 1 | 2 | 1 | 1 |  | 0
PG&E FRESNO | Reedley | 115 | Battery |  |  | 0 | 0 | 0 | 0 | 0 | 0 | 0 | 0 | 0 | 5 | 4 | 5 | 4 |  | 1 | [11 empty] | 1 | 1 | 4 | 2 | 1 | 1+ | 1 |  | 1
PG&E KERN | Renfro | 115 | Battery |  |  | 0 | 0 | 0 | 0 | 0 | 0 | 0 | 0 | 0 | 1 | 1 | 1 | 1 |  | 1 | [11 empty] | 1 | 1 | 2 | 1 | 2 | 1 | 1 |  | 0
PG&E GBA | Richmond R | 115 | Battery |  |  | 0 | 0 | 0 | 0 | 0 | 0 | 0 | 0 | 0 | 5 | 4 | 1 | 1 |  | 1 | [11 empty] | 2 | 1 | 2 | 1 | 2 | 1+ | 1 |  | 1
PG&E NGBA | Rincon | 115 | Battery |  |  | 0 | 0 | 0 | 0 | 0 | 0 | 0 | 0 | 0 | 5 | 2 | 1 | 1 |  | 1 | [11 empty] | 2 | 1 | 3 | 2 | 2 | 1 | 1 |  | 0
PG&E KERN | Rio Bravo | 115 | Battery |  |  | 0 | 0 | 0 | 0 | 0 | 0 | 0 | 0 | 0 | 1 | 1 | 1 | 1 |  | 1 | [11 empty] | 1 | 1 | 2 | 1 | 1 | 1+ | 1 |  | 1
SCE Metro | Rio Hondo | 230 | Battery |  |  | 265 | 10 | 275 | 265 | 10 | 275 | 0 | 0 | 0 | 1 | 1 | 1 | 1 |  | 1 | [11 empty] | 1 | 1 | 4 | 1 | 1 | 4+ | 1 |  | 1
PG&E NGBA | Rio Oso | 115 | Battery |  |  | 0 | 0 | 0 | 0 | 0 | 0 | 0 | 0 | 0 | 5 | 4 | 1 | 1 |  | 1 | [11 empty] | 2 | 1 | 4 | 1 | 3 | 1 | 1 |  | 0
PG&E NGBA | Rio Oso | 230 | Battery |  |  | 0 | 0 | 0 | 0 | 0 | 0 | 0 | 0 | 0 | 5 | 4 | 1 | 1 |  | 1 | [11 empty] | 2 | 1 | 4 | 1 | 3 | 1+ | 4 | Did not map to to align with CI elsewhere | 1
PG&E GBA | Ripon | 115 | Battery |  |  | 99 | 0 | 99 | 99 | 0 | 99 | 0 | 0 | 0 | 5 | 4 | 1 | 1 |  | 2 | [11 empty] | 1 | 1 | 2 | 2 | 2 | 1+ | 1 |  | 1
PG&E GBA | Riverbank | 115 | Battery |  |  | 0 | 0 | 0 | 0 | 0 | 0 | 0 | 0 | 0 | 5 | 4 | 1 | 1 |  | 1 | [11 empty] | 1 | 1 | 3 | 2 | 2 | 1+ | 1 |  | 1
SCE NOL | Roadway | 115 | Battery |  |  | 100 | 0 | 100 | 100 | 0 | 100 | 0 | 0 | 0 | 1 | 1 | 1 | 1 |  | 4 | [11 empty] | 2 | 1 | 2 | 1 | 1 | 4+ | 1 |  | 1
PG&E NGBA | Rock Creek 1 | 230 | Battery |  |  | 0 | 0 | 0 | 0 | 0 | 0 | 0 | 0 | 0 | 5 | 4 | 1 | 1 |  | 1 | [11 empty] | 2 | 2 | 4 | 1 | 3 | 1 | 1 |  | 0
SCE Northern | Rosamond | 66 | Battery |  |  | 0 | 0 | 0 | 0 | 0 | 0 | 0 | 0 | 0 | 1 | 1 | 1 | 1 |  | 1 | [11 empty] | 2 | 1 | 4 | 1 | 3 | 1 | 1 |  | 0
PG&E GBA | Rossmoor | 230 | Battery |  |  | 0 | 0 | 0 | 0 | 0 | 0 | 0 | 0 | 0 | 5 | 2 | 1 | 1 |  | 1 | [11 empty] | 2 | 1 | 4 | 1 | 3 | 1 | 1 |  | 0
PG&E NGBA | Round Mountain | 230 | Battery |  |  | 0 | 0 | 0 | 0 | 0 | 0 | 0 | 0 | 0 | 5 | 2 | 1 | 1 |  | 1 | [11 empty] | 2 | 2 | 4 | 2 | 3 | 1+ | 1 |  | 1
PG&E NGBA | Round Mountain | 500 | Battery |  |  | 0 | 0 | 0 | 0 | 0 | 0 | 0 | 0 | 0 | 5 | 2 | 1 | 1 |  | 1 | [11 empty] | 2 | 2 | 4 | 2 | 3 | 1 | 1 |  | 0
PG&E GBA | Salado | 115 | Battery |  |  | 0 | 0 | 0 | 0 | 0 | 0 | 0 | 0 | 0 | 5 | 4 | 1 | 1 |  | 1 | [11 empty] | 1 | 1 | 4 | 2 | 1 | 1+ | 1 |  | 1
PG&E GBA | Salado | 60 | Battery |  |  | 0 | 0 | 0 | 0 | 0 | 0 | 0 | 0 | 0 | 5 | 4 | 1 | 1 |  | 1 | [11 empty] | 1 | 1 | 4 | 2 | 1 | 4+ | 1 |  | 1
PG&E GBA | Salinas | 115 | Battery |  |  | 0 | 0 | 0 | 0 | 0 | 0 | 0 | 0 | 0 | 1 | 1 | 1 | 1 |  | 1 | [11 empty] | 2 | 2 | 3 | 2 | 2 | 1+ | 1 |  | 1
SDGE | Salt Creek | 69 | Battery |  |  | 0 | 0 | 0 | 0 | 0 | 0 | 0 | 0 | 0 | 1 | 1 | 1 | 1 |  | 1 | [11 empty] | 2 | 1 | 3 | 1 | 2 | 1+ | 1 |  | 1
SCE Eastern | San Bernardino | 230 | Battery |  |  | 0 | 0 | 0 | 0 | 0 | 0 | 0 | 0 | 0 | 1 | 1 | 1 | 1 |  | 1 | [11 empty] | 1 | 1 | 2 | 1 | 2 | 2+ | 1 |  | 1
PG&E GBA | SAN FRAN A (POTRERO PP) | 115 | Battery |  |  | 0 | 0 | 0 | 0 | 0 | 0 | 0 | 0 | 0 | 5 | 2 | 1 | 1 |  | 1 | [11 empty] | 2 | 1 | 2 | 1 | 2 | 1 | 1 |  | 0
PG&E GBA | SAN FRAN A (POTRERO PP) | 230 | Battery |  |  | 0 | 0 | 0 | 0 | 0 | 0 | 0 | 0 | 0 | 5 | 2 | 1 | 1 |  | 1 | [11 empty] | 2 | 1 | 2 | 1 | 2 | 1 | 1 |  | 0
PG&E GBA | San Jose A | 115 | Battery |  |  | 0 | 0 | 0 | 0 | 0 | 0 | 0 | 0 | 0 | 5 | 4 | 1 | 1 |  | 1 | [11 empty] | 2 | 1 | 2 | 2 | 2 | 1 | 1 |  | 0
PG&E GBA | San Jose B | 115 | Battery |  |  | 0 | 0 | 0 | 0 | 0 | 0 | 0 | 0 | 0 | 5 | 4 | 1 | 1 |  | 1 | [11 empty] | 2 | 1 | 3 | 2 | 2 | 1 | 1 |  | 0
PG&E GBA | San Leandro U | 115 | Battery |  |  | 0 | 0 | 0 | 0 | 0 | 0 | 0 | 0 | 0 | 5 | 2 | 1 | 1 |  | 1 | [11 empty] | 2 | 1 | 3 | 1 | 2 | 1 | 1 |  | 0
PG&E KERN | San Luis Obispo | 115 | Battery |  |  | 0 | 0 | 0 | 0 | 0 | 0 | 0 | 0 | 0 | 1 | 1 | 1 | 1 |  | 1 | [11 empty] | 2 | 2 | 4 | 2 | 3 | 1 | 1 |  | 0
PG&E KERN | San Luis Obispo | 70 | Battery |  |  | 0 | 0 | 0 | 0 | 0 | 0 | 0 | 0 | 0 | 1 | 1 | 1 | 1 |  | 1 | [11 empty] | 2 | 2 | 4 | 2 | 3 | 1 | 1 |  | 0
SDGE | San Luis Rey | 230 | Battery |  |  | 0 | 0 | 0 | 0 | 0 | 0 | 0 | 0 | 0 | 1 | 1 | 1 | 1 |  | 1 | [11 empty] | 2 | 1 | 4 | 1 | 3 | 1+ | 5 | Did not map to to align with CI elsewhere | 1
SDGE | San Luis Rey | 69 | Battery |  |  | 0 | 0 | 0 | 0 | 0 | 0 | 0 | 0 | 0 | 1 | 1 | 1 | 1 |  | 1 | [11 empty] | 2 | 1 | 4 | 1 | 3 | 1+ | 1 |  | 1
SDGE | San Marcos | 69 | Battery |  |  | 0 | 0 | 0 | 0 | 0 | 0 | 0 | 0 | 0 | 1 | 1 | 1 | 1 |  | 1 | [11 empty] | 2 | 1 | 2 | 1 | 3 | 1+ | 1 |  | 1
SCE Metro | San Onofre | 230 | Battery |  |  | 0 | 0 | 0 | 0 | 0 | 0 | 0 | 0 | 0 | 1 | 1 | 1 | 1 |  | 1 | [11 empty] | 2 | 1 | 4 | 1 | 3 | 1+ | 1 |  | 1
PG&E GBA | San Pablo | 115 | Battery |  |  | 0 | 0 | 0 | 0 | 0 | 0 | 0 | 0 | 0 | 5 | 4 | 1 | 1 |  | 1 | [11 empty] | 2 | 1 | 2 | 1 | 1 | 1 | 1 |  | 0
PG&E GBA | San Ramon | 230 | Battery |  |  | 0 | 0 | 0 | 0 | 0 | 0 | 0 | 0 | 0 | 5 | 2 | 1 | 1 |  | 1 | [11 empty] | 2 | 1 | 2 | 1 | 3 | 4+ | 1 |  | 1
SDGE | San Ysidro | 69 | Battery |  |  | 0 | 0 | 0 | 0 | 0 | 0 | 0 | 0 | 0 | 1 | 1 | 1 | 1 |  | 1 | [11 empty] | 2 | 1 | 2 | 1 | 2 | 1 | 1 |  | 0
SCE NOL | Sandlot | 230 | Battery |  |  | 0 | 0 | 0 | 0 | 0 | 0 | 0 | 0 | 0 | 3 | 3 | 1 | 1 |  | 1 | [11 empty] | 2 | 1 | 4 | 1 | 2 | 1 | 1 |  | 0
EOP | Sandy | 138 | Battery |  |  | 0 | 0 | 0 | 0 | 0 | 0 | 0 | 0 | 0 | 5 | 3 | 1 | 1 |  | 1 | [11 empty] | 2 | 2 | 4 | 1 | 3 | 1 | 1 |  | 0
PG&E FRESNO | Sanger | 115 | Battery |  |  | 0 | 30 | 30 | 0 | 0 | 0 | 0 | 30 | 30 | 5 | 4 | 5 | 4 |  | 4 | [11 empty] | 1 | 1 | 2 | 2 | 2 | 4+ | 1 |  | 1
SCE Northern | Santa Clara | 230 | Battery |  |  | 0 | 0 | 0 | 0 | 0 | 0 | 0 | 0 | 0 | 5 | 2 | 1 | 1 |  | 1 | [11 empty] | 2 | 1 | 3 | 1 | 2 | 1+ | 4 | Did not map to to align with CI elsewhere | 1
PG&E NGBA | Santa Rosa A | 115 | Battery |  |  | 0 | 0 | 0 | 0 | 0 | 0 | 0 | 0 | 0 | 5 | 2 | 1 | 1 |  | 1 | [11 empty] | 2 | 1 | 3 | 2 | 2 | 1 | 1 |  | 0
PG&E GBA | Santa Teresa | 115 | Battery |  |  | 0 | 0 | 0 | 0 | 0 | 0 | 0 | 0 | 0 | 5 | 4 | 1 | 1 |  | 1 | [11 empty] | 2 | 1 | 2 | 2 | 2 | 4+ | 1 |  | 1
SDGE | Santee | 138 | Battery |  |  | 10 | 0 | 10 | 10 | 0 | 10 | 0 | 0 | 0 | 5 | 5 | 1 | 1 |  | 1 | [11 empty] | 2 | 1 | 2 | 1 | 2 | 1 | 1 |  | 1
SCE Metro | Santiago | 230 | Battery |  |  | 0 | 0 | 0 | 0 | 0 | 0 | 0 | 0 | 0 | 1 | 1 | 1 | 1 |  | 1 | [11 empty] | 1 | 1 | 2 | 1 | 2 | 1+ | 1 |  | 1
PG&E GBA | Saratoga | 230 | Battery |  |  | 0 | 0 | 0 | 0 | 0 | 0 | 0 | 0 | 0 | 5 | 4 | 1 | 1 |  | 1 | [11 empty] | 2 | 1 | 4 | 2 | 3 | 1 | 1 |  | 0
SCE Northern | Saugus | 230 | Battery |  |  | 0 | 0 | 0 | 0 | 0 | 0 | 0 | 0 | 0 | 5 | 2 | 1 | 1 |  | 1 | [11 empty] | 1 | 1 | 3 | 1 | 3 | 1+ | 1 |  | 1
PG&E FRESNO | Schindler | 115 | Battery |  |  | 0 | 40 | 40 | 0 | 0 | 0 | 0 | 40 | 40 | 1 | 1 | 1 | 1 |  | 3 | [11 empty] | 1 | 1 | 4 | 2 | 1 | 4+ | 1 |  | 1
PG&E FRESNO | Schindler | 70 | Battery |  |  | 0 | 0 | 0 | 0 | 0 | 0 | 0 | 0 | 0 | 1 | 1 | 1 | 1 |  | 1 | [11 empty] | 1 | 1 | 4 | 2 | 1 | 1 | 1 |  | 0
PG&E GBA | Schulte | 115 | Battery |  |  | 0 | 0 | 0 | 0 | 0 | 0 | 0 | 0 | 0 | 5 | 4 | 1 | 1 |  | 1 | [11 empty] | 1 | 1 | 1 | 2 | 2 | 4+ | 1 |  | 1
SDGE | Scripps | 69 | Battery |  |  | 0 | 0 | 0 | 0 | 0 | 0 | 0 | 0 | 0 | 1 | 1 | 1 | 1 |  | 1 | [11 empty] | 2 | 1 | 2 | 1 | 3 | 1+ | 1 |  | 1
PG&E KERN | Semitropic | 115 | Battery |  |  | 0 | 0 | 0 | 0 | 0 | 0 | 0 | 0 | 0 | 1 | 1 | 1 | 1 |  | 1 | [11 empty] | 1 | 1 | 3 | 1 | 1 | 1+ | 1 |  | 1
SCE Metro | Serrano | 230 | Battery |  |  | 0 | 0 | 0 | 0 | 0 | 0 | 0 | 0 | 0 | 1 | 1 | 1 | 1 |  | 1 | [11 empty] | 1 | 1 | 2 | 1 | 2 | 1 | 1 |  | 0
SCE Metro | Serrano | 500 | Battery |  |  | 0 | 0 | 0 | 0 | 0 | 0 | 0 | 0 | 0 | 1 | 1 | 1 | 1 |  | 1 | [11 empty] | 1 | 1 | 2 | 1 | 2 | 1 | 1 |  | 0
SDGE | Shadowridge | 138 | Battery |  |  | 0 | 0 | 0 | 0 | 0 | 0 | 0 | 0 | 0 | 1 | 1 | 1 | 1 |  | 1 | [11 empty] | 2 | 1 | 3 | 1 | 3 | 1+ | 1 |  | 1
PG&E KERN | Shafter | 115 | Battery |  |  | 0 | 0 | 0 | 0 | 0 | 0 | 0 | 0 | 0 | 5 | 2 | 4 | 4 |  | 1 | [11 empty] | 1 | 1 | 3 | 1 | 1 | 1+ | 1 |  | 1
PG&E NGBA | Silverado | 115 | Battery |  |  | 0 | 0 | 0 | 0 | 0 | 0 | 0 | 0 | 0 | 5 | 2 | 1 | 1 |  | 1 | [11 empty] | 2 | 1 | 4 | 2 | 3 | 1+ | 1 |  | 1
SDGE | Silvergate | 230 | Battery |  |  | 0 | 0 | 0 | 0 | 0 | 0 | 0 | 0 | 0 | 1 | 1 | 1 | 1 |  | 1 | [11 empty] | 2 | 1 | 1 | 1 | 1 | 1+ | 5 | 4hr batteries shifted to better align with in-dev | 1
SDGE | Silvergate | 69 | Battery |  |  | 0 | 0 | 0 | 0 | 0 | 0 | 0 | 0 | 0 | 1 | 1 | 1 | 1 |  | 1 | [11 empty] | 2 | 1 | 1 | 1 | 1 | 1 | 1 |  | 0
PG&E KERN | Sisquoc | 115 | Battery |  |  | 0 | 0 | 0 | 0 | 0 | 0 | 0 | 0 | 0 | 1 | 1 | 1 | 1 |  | 1 | [11 empty] | 2 | 2 | 4 | 1 | 3 | 1 | 1 |  | 0
EOP | Sloan Canyon | 230 | Battery |  |  | 0 | 0 | 0 | 0 | 0 | 0 | 0 | 0 | 0 | 5 | 3 | 1 | 1 |  | 1 | [11 empty] | 2 | 2 | 3 | 1 | 3 | 4+ | 5 | Did not map to to align with CI elsewhere | 1
EOP | Sloan Canyon | 500 | Battery |  |  | 0 | 0 | 0 | 0 | 0 | 0 | 0 | 0 | 0 | 5 | 3 | 1 | 1 |  | 1 | [11 empty] | 2 | 2 | 3 | 1 | 3 | 1 | 1 |  | 0
PG&E KERN | Smyrna | 115 | Battery |  |  | 0 | 0 | 0 | 0 | 0 | 0 | 0 | 0 | 0 | 5 | 2 | 4 | 4 |  | 1 | [11 empty] | 1 | 1 | 4 | 1 | 1 | 1+ | 1 |  | 1
PG&E GBA | Sobrante | 115 | Battery |  |  | 0 | 0 | 0 | 0 | 0 | 0 | 0 | 0 | 0 | 5 | 4 | 1 | 1 |  | 1 | [11 empty] | 2 | 1 | 2 | 1 | 3 | 1 | 1 |  | 0
PG&E GBA | Sobrante | 230 | Battery |  |  | 0 | 0 | 0 | 0 | 0 | 0 | 0 | 0 | 0 | 5 | 4 | 1 | 1 |  | 1 | [11 empty] | 2 | 1 | 2 | 1 | 3 | 1 | 1 |  | 0
PG&E KERN | Solar | 230 | Battery |  |  | 0 | 0 | 0 | 0 | 0 | 0 | 0 | 0 | 0 | 5 | 2 | 4 | 4 |  | 1 | [11 empty] | 2 | 1 | 4 | 2 | 3 | 1 | 1 |  | 0
PG&E GBA | Soledad | 115 | Battery |  |  | 0 | 0 | 0 | 0 | 0 | 0 | 0 | 0 | 0 | 1 | 1 | 1 | 1 |  | 1 | [11 empty] | 2 | 2 | 4 | 2 | 3 | 1 | 1 |  | 0
PG&E GBA | Soledad | 60 | Battery |  |  | 0 | 0 | 0 | 0 | 0 | 0 | 0 | 0 | 0 | 5 | 4 | 1 | 1 |  | 1 | [11 empty] | 2 | 2 | 4 | 2 | 3 | 1+ | 1 |  | 1
SDGE | Spring Valley | 69 | Battery |  |  | 0 | 0 | 0 | 0 | 0 | 0 | 0 | 0 | 0 | 1 | 1 | 1 | 1 |  | 1 | [11 empty] | 2 | 1 | 2 | 1 | 2 | 1+ | 1 |  | 1
SCE Northern | Springville | 230 | Battery |  |  | 225 | 50 | 275 | 225 | 0 | 225 | 0 | 50 | 50 | 1 | 1 | 1 | 1 |  | 1 | [11 empty] | 1 | 1 | 4 | 1 | 1 | 2- | 1 |  | 1
PG&E GBA | Stagg | 230 | Battery |  |  | 0 | 0 | 0 | 0 | 0 | 0 | 0 | 0 | 0 | 5 | 4 | 1 | 1 |  | 1 | [11 empty] | 1 | 1 | 3 | 2 | 2 | 4+ | 1 |  | 1
PG&E GBA | Standard Oil | 115 | Battery |  |  | 0 | 0 | 0 | 0 | 0 | 0 | 0 | 0 | 0 | 5 | 4 | 1 | 1 |  | 1 | [11 empty] | 2 | 1 | 1 | 1 | 2 | 1 | 1 |  | 0
PG&E GBA | Stanislaus | 115 | Battery |  |  | 0 | 0 | 0 | 0 | 0 | 0 | 0 | 0 | 0 | 5 | 4 | 1 | 1 |  | 1 | [11 empty] | 2 | 1 | 4 | 1 | 3 | 1 | 1 |  | 0
PG&E KERN | Stockdale | 115 | Battery |  |  | 0 | 0 | 0 | 0 | 0 | 0 | 0 | 0 | 0 | 1 | 1 | 1 | 1 |  | 1 | [11 empty] | 1 | 1 | 2 | 1 | 2 | 4+ | 1 |  | 1
PG&E KERN | Stockdale | 230 | Battery |  |  | 0 | 0 | 0 | 0 | 0 | 0 | 0 | 0 | 0 | 1 | 1 | 1 | 1 |  | 1 | [11 empty] | 1 | 1 | 2 | 1 | 2 | 1 | 1 |  | 0
PG&E GBA | Stockton A | 115 | Battery |  |  | 0 | 0 | 0 | 0 | 0 | 0 | 0 | 0 | 0 | 5 | 4 | 1 | 1 |  | 1 | [11 empty] | 1 | 1 | 3 | 2 | 1 | 1 | 1 |  | 0
PG&E GBA | Stone | 115 | Battery |  |  | 0 | 0 | 0 | 0 | 0 | 0 | 0 | 0 | 0 | 5 | 4 | 1 | 1 |  | 1 | [11 empty] | 2 | 1 | 3 | 2 | 2 | 1 | 1 |  | 0
PG&E FRESNO | Storey | 230 | Battery |  |  | 0 | 0 | 0 | 0 | 0 | 0 | 0 | 0 | 0 | 5 | 4 | 5 | 4 |  | 1 | [11 empty] | 1 | 1 | 4 | 2 | 1 | 1+ | 1 |  | 1
PG&E NGBA | Summit | 115 | Battery |  |  | 0 | 0 | 0 | 0 | 0 | 0 | 0 | 0 | 0 | 5 | 4 | 1 | 1 |  | 1 | [11 empty] | 2 | 1 | 4 | 2 | 3 | 1 | 1 |  | 0
SDGE | Suncrest | 230 | Battery |  |  | 0 | 0 | 0 | 0 | 0 | 0 | 0 | 0 | 0 | 1 | 1 | 1 | 1 |  | 1 | [11 empty] | 2 | 1 | 4 | 1 | 3 | 1+ | 1 |  | 1
SDGE | Suncrest | 500 | Battery |  |  | 0 | 0 | 0 | 0 | 0 | 0 | 0 | 0 | 0 | 1 | 1 | 1 | 1 |  | 1 | [11 empty] | 2 | 1 | 4 | 1 | 3 | 1 | 1 |  | 0
PG&E KERN | Sunrise | 230 | Battery |  |  | 0 | 0 | 0 | 0 | 0 | 0 | 0 | 0 | 0 | 5 | 2 | 4 | 4 |  | 1 | [11 empty] | 1 | 1 | 1 | 1 | 1 | 1 | 1 |  | 0
PG&E KERN | Sunset | 230 | Battery |  |  | 0 | 0 | 0 | 0 | 0 | 0 | 0 | 0 | 0 | 5 | 2 | 4 | 4 |  | 1 | [11 empty] | 1 | 1 | 1 | 1 | 1 | 1 | 1 |  | 0
PG&E GBA | Swift | 115 | Battery |  |  | 0 | 0 | 0 | 0 | 0 | 0 | 0 | 0 | 0 | 5 | 4 | 1 | 1 |  | 1 | [11 empty] | 2 | 1 | 2 | 2 | 2 | 1 | 1 |  | 0
SDGE | Sycamore Canyon | 138 | Battery |  |  | 0 | 0 | 0 | 0 | 0 | 0 | 0 | 0 | 0 | 5 | 5 | 1 | 1 |  | 1 | [11 empty] | 2 | 1 | 4 | 1 | 3 | 1 | 1 |  | 0
SDGE | Sycamore Canyon | 230 | Battery |  |  | 0 | 0 | 0 | 0 | 0 | 0 | 0 | 0 | 0 | 1 | 1 | 1 | 1 |  | 1 | [11 empty] | 2 | 1 | 4 | 1 | 3 | 1 | 1 |  | 0
SDGE | Sycamore Canyon | 69 | Battery |  |  | 0 | 0 | 0 | 0 | 0 | 0 | 0 | 0 | 0 | 1 | 1 | 1 | 1 |  | 1 | [11 empty] | 2 | 1 | 4 | 1 | 3 | 1 | 1 |  | 0
SCE Northern | Sylmar | 230 | Battery |  |  | 0 | 0 | 0 | 0 | 0 | 0 | 0 | 0 | 0 | 5 | 2 | 1 | 1 |  | 1 | [11 empty] | 1 | 1 | 2 | 1 | 1 | 2+ | 1 |  | 1
PG&E NGBA | Table Mountain | 115 | Battery |  |  | 0 | 0 | 0 | 0 | 0 | 0 | 0 | 0 | 0 | 5 | 2 | 1 | 1 |  | 1 | [11 empty] | 2 | 1 | 3 | 2 | 1 | 1 | 1 |  | 0
PG&E NGBA | Table Mountain | 230 | Battery |  |  | 0 | 0 | 0 | 0 | 0 | 0 | 0 | 0 | 0 | 5 | 4 | 1 | 1 |  | 1 | [11 empty] | 2 | 1 | 3 | 2 | 1 | 1 | 1 |  | 0
PG&E NGBA | Table Mountain | 500 | Battery |  |  | 0 | 0 | 0 | 0 | 0 | 0 | 0 | 0 | 0 | 5 | 2 | 1 | 1 |  | 1 | [11 empty] | 2 | 1 | 3 | 2 | 1 | 1+ | 1 |  | 1
PG&E NGBA | Table Mountain | 60 | Battery |  |  | 0 | 0 | 0 | 0 | 0 | 0 | 0 | 0 | 0 | 5 | 4 | 1 | 1 |  | 1 | [11 empty] | 2 | 1 | 3 | 2 | 1 | 1 | 1 |  | 0
PG&E KERN | Taft | 115 | Battery |  |  | 3 | 0 | 3 | 3 | 0 | 3 | 0 | 0 | 0 | 5 | 2 | 4 | 4 |  | 1 | [11 empty] | 1 | 1 | 2 | 1 | 2 | 1 | 1 |  | 1
SDGE | Talega | 138 | Battery |  |  | 0 | 70 | 70 | 0 | 0 | 0 | 0 | 70 | 70 | 1 | 1 | 1 | 1 |  | 2 | [11 empty] | 2 | 1 | 3 | 1 | 3 | 4+ | 1 |  | 1
SDGE | Talega | 230 | Battery |  |  | 0 | 0 | 0 | 0 | 0 | 0 | 0 | 0 | 0 | 1 | 1 | 1 | 1 |  | 1 | [11 empty] | 2 | 1 | 3 | 1 | 3 | 1+ | 4 | 4hr batteries shifted to better align with in-dev | 1
PG&E GBA | Tassajara | 230 | Battery |  |  | 0 | 0 | 0 | 0 | 0 | 0 | 0 | 0 | 0 | 5 | 2 | 1 | 1 |  | 1 | [11 empty] | 2 | 1 | 3 | 1 | 3 | 1 | 1 |  | 0
PG&E KERN | Tejon | 70 | Battery |  |  | 0 | 0 | 0 | 0 | 0 | 0 | 0 | 0 | 0 | 1 | 1 | 1 | 1 |  | 1 | [11 empty] | 1 | 1 | 3 | 1 | 1 | 1 | 1 |  | 0
SDGE | Telegraph Canyon | 138 | Battery |  |  | 0 | 0 | 0 | 0 | 0 | 0 | 0 | 0 | 0 | 1 | 1 | 1 | 1 |  | 1 | [11 empty] | 2 | 1 | 2 | 1 | 2 | 1+ | 1 |  | 1
PG&E KERN | Temblor | 115 | Battery |  |  | 0 | 0 | 0 | 0 | 0 | 0 | 0 | 0 | 0 | 5 | 2 | 4 | 4 |  | 1 | [11 empty] | 1 | 1 | 2 | 1 | 1 | 4+ | 1 |  | 1
PG&E KERN | Templeton | 230 | Battery |  |  | 0 | 0 | 0 | 0 | 0 | 0 | 0 | 0 | 0 | 5 | 2 | 4 | 4 |  | 1 | [11 empty] | 2 | 2 | 4 | 2 | 3 | 1+ | 1 |  | 1
PG&E KERN | Templeton | 70 | Battery |  |  | 0 | 0 | 0 | 0 | 0 | 0 | 0 | 0 | 0 | 1 | 1 | 1 | 1 |  | 1 | [11 empty] | 2 | 2 | 4 | 2 | 3 | 1 | 1 |  | 0
PG&E GBA | Tesla | 115 | Battery |  |  | 0 | 0 | 0 | 0 | 0 | 0 | 0 | 0 | 0 | 5 | 4 | 1 | 1 |  | 1 | [11 empty] | 2 | 1 | 2 | 1 | 2 | 1 | 1 |  | 0
PG&E GBA | Tesla | 230 | Battery |  |  | 125 | 0 | 125 | 125 | 0 | 125 | 0 | 0 | 0 | 5 | 4 | 1 | 1 |  | 2 | [11 empty] | 2 | 1 | 2 | 1 | 2 | 4+ | 1 |  | 1
PG&E GBA | Tesla | 500 | Battery |  |  | 0 | 0 | 0 | 0 | 0 | 0 | 0 | 0 | 0 | 5 | 4 | 1 | 1 |  | 1 | [11 empty] | 2 | 1 | 2 | 1 | 2 | 4+ | 1 |  | 1
PG&E KERN | Tevis | 115 | Battery |  |  | 0 | 0 | 0 | 0 | 0 | 0 | 0 | 0 | 0 | 5 | 2 | 4 | 4 |  | 1 | [11 empty] | 1 | 1 | 2 | 1 | 2 | 1 | 1 |  | 0
EOP | Thousandaire | 138 | Battery |  |  | 0 | 0 | 0 | 0 | 0 | 0 | 0 | 0 | 0 | 5 | 3 | 1 | 1 |  | 1 | [11 empty] | 2 | 2 | 4 | 1 | 3 | 1 | 1 |  | 0
PG&E KERN | Topaz | 230 | Battery |  |  | 0 | 0 | 0 | 0 | 0 | 0 | 0 | 0 | 0 | 5 | 2 | 4 | 4 |  | 1 | [11 empty] | 1 | 1 | 3 | 1 | 2 | 1 | 1 |  | 0
SCE NOL | Tortilla | 115 | Battery |  |  | 0 | 0 | 0 | 0 | 0 | 0 | 0 | 0 | 0 | 3 | 3 | 1 | 1 |  | 1 | [11 empty] | 2 | 1 | 4 | 1 | 2 | 1+ | 1 |  | 1
SDGE | Trabuco | 138 | Battery |  |  | 0 | 0 | 0 | 0 | 0 | 0 | 0 | 0 | 0 | 1 | 1 | 1 | 1 |  | 1 | [11 empty] | 1 | 1 | 1 | 1 | 2 | 1 | 1 |  | 0
PG&E GBA | Tracy | 115 | Battery |  |  | 0 | 0 | 0 | 0 | 0 | 0 | 0 | 0 | 0 | 5 | 4 | 1 | 1 |  | 1 | [11 empty] | 2 | 1 | 3 | 1 | 2 | 1 | 1 |  | 0
PG&E FRESNO | Tranquility | 230 | Battery |  |  | 662 | 125 | 787 | 662 | 0 | 662 | 0 | 125 | 125 | 5 | 4 | 5 | 2 |  | 2 | [11 empty] | 1 | 1 | 4 | 2 | 1 | 4+ | 1 |  | 1
PG&E GBA | Trimble | 115 | Battery |  |  | 0 | 0 | 0 | 0 | 0 | 0 | 0 | 0 | 0 | 5 | 4 | 1 | 1 |  | 1 | [11 empty] | 2 | 1 | 3 | 2 | 2 | 1 | 1 |  | 0
EOP | Trout Canyon | 230 | Battery |  |  | 731 | 180 | 911 | 731 | 0 | 731 | 0 | 180 | 180 | 5 | 3 | 1 | 1 |  | 3 | [11 empty] | 2 | 2 | 4 | 1 | 3 | 4+ | 1 |  | 1
EOP | Trout Canyon | 500 | Battery |  |  | 0 | 0 | 0 | 0 | 0 | 0 | 0 | 0 | 0 | 5 | 3 | 1 | 1 |  | 1 | [11 empty] | 2 | 2 | 4 | 1 | 3 | 1+ | 1 |  | 1
PG&E NGBA | Tulucay | 230 | Battery |  |  | 0 | 0 | 0 | 0 | 0 | 0 | 0 | 0 | 0 | 5 | 2 | 1 | 1 |  | 1 | [11 empty] | 2 | 1 | 3 | 2 | 3 | 2+ | 1 |  | 1
PG&E NGBA | Tulucay | 60 | Battery |  |  | 0 | 0 | 0 | 0 | 0 | 0 | 0 | 0 | 0 | 5 | 2 | 1 | 1 |  | 1 | [11 empty] | 2 | 1 | 3 | 2 | 3 | 4+ | 1 |  | 1
PG&E KERN | Tupman | 115 | Battery |  |  | 0 | 0 | 0 | 0 | 0 | 0 | 0 | 0 | 0 | 5 | 2 | 4 | 4 |  | 1 | [11 empty] | 1 | 1 | 2 | 1 | 1 | 1 | 1 |  | 0
PG&E NGBA | Ukiah | 115 | Battery |  |  | 0 | 0 | 0 | 0 | 0 | 0 | 0 | 0 | 0 | 5 | 2 | 1 | 1 |  | 1 | [11 empty] | 2 | 2 | 4 | 2 | 3 | 1 | 1 |  | 0
PG&E KERN | Union (Estrella) | 70 | Battery |  |  | 0 | 0 | 0 | 0 | 0 | 0 | 0 | 0 | 0 | 1 | 1 | 1 | 1 |  | 1 | [11 empty] | 2 | 2 | 4 | 2 | 3 | 1+ | 1 |  | 1
PG&E NGBA | Vaca Dixon | 115 | Battery |  |  | 0 | 0 | 0 | 0 | 0 | 0 | 0 | 0 | 0 | 5 | 2 | 1 | 1 |  | 1 | [11 empty] | 2 | 1 | 1 | 1 | 3 | 2+ | 1 |  | 1
PG&E NGBA | Vaca Dixon | 230 | Battery |  |  | 0 | 0 | 0 | 0 | 0 | 0 | 0 | 0 | 0 | 5 | 2 | 1 | 1 |  | 1 | [11 empty] | 2 | 1 | 1 | 1 | 3 | 4+ | 4 | Did not map to to align with CI and in-Dev storage elsewhere | 1
PG&E NGBA | Vaca Dixon | 500 | Battery |  |  | 0 | 0 | 0 | 0 | 0 | 0 | 0 | 0 | 0 | 5 | 2 | 1 | 1 |  | 1 | [11 empty] | 2 | 1 | 1 | 1 | 3 | 2+ | 1 |  | 1
PG&E NGBA | Vaca Dixon | 60 | Battery |  |  | 0 | 0 | 0 | 0 | 0 | 0 | 0 | 0 | 0 | 5 | 2 | 1 | 1 |  | 1 | [11 empty] | 2 | 1 | 1 | 1 | 3 | 1 | 1 |  | 0
SCE Eastern | Valley (SCE) | 500 | Battery |  |  | 720 | 0 | 720 | 720 | 0 | 720 | 0 | 0 | 0 | 1 | 1 | 1 | 1 |  | 1 | [11 empty] | 1 | 1 | 2 | 1 | 2 | 4+ | 1 |  | 1
EOP | Valley (VEA) | 138 | Battery |  |  | 0 | 30 | 30 | 0 | 0 | 0 | 0 | 30 | 30 | 5 | 3 | 1 | 1 |  | 1 | [11 empty] | 2 | 2 | 4 | 1 | 3 | 3+ | 1 |  | 1
SDGE | Valley Center | 69 | Battery |  |  | 0 | 0 | 0 | 0 | 0 | 0 | 0 | 0 | 0 | 1 | 1 | 1 | 1 |  | 1 | [11 empty] | 2 | 1 | 4 | 1 | 3 | 1+ | 1 |  | 1
PG&E GBA | Valley Home | 115 | Battery |  |  | 0 | 0 | 0 | 0 | 0 | 0 | 0 | 0 | 0 | 5 | 4 | 1 | 1 |  | 1 | [11 empty] | 1 | 1 | 4 | 2 | 1 | 1 | 1 |  | 0
PG&E GBA | Valley Springs | 230 | Battery |  |  | 0 | 0 | 0 | 0 | 0 | 0 | 0 | 0 | 0 | 5 | 4 | 1 | 1 |  | 1 | [11 empty] | 2 | 1 | 4 | 1 | 3 | 1+ | 1 |  | 1
PG&E GBA | Valley Springs | 60 | Battery |  |  | 0 | 0 | 0 | 0 | 0 | 0 | 0 | 0 | 0 | 5 | 4 | 1 | 1 |  | 1 | [11 empty] | 2 | 1 | 4 | 1 | 3 | 4+ | 1 |  | 1
EOP | Valley Switch | 138 | Battery |  |  | 0 | 0 | 0 | 0 | 0 | 0 | 0 | 0 | 0 | 5 | 3 | 1 | 1 |  | 1 | [11 empty] | 2 | 2 | 4 | 1 | 3 | 1+ | 1 |  | 1
EOP | Valley Switch | 230 | Battery |  |  | 0 | 0 | 0 | 0 | 0 | 0 | 0 | 0 | 0 | 5 | 3 | 1 | 1 |  | 1 | [11 empty] | 2 | 2 | 4 | 1 | 3 | 1+ | 1 |  | 1
PG&E GBA | Vasco | 230 | Battery |  |  | 0 | 0 | 0 | 0 | 0 | 0 | 0 | 0 | 0 | 5 | 4 | 1 | 1 |  | 1 | [11 empty] | 2 | 1 | 3 | 1 | 3 | 1 | 1 |  | 0
PG&E GBA | Vasona | 230 | Battery |  |  | 0 | 0 | 0 | 0 | 0 | 0 | 0 | 0 | 0 | 5 | 4 | 1 | 1 |  | 1 | [11 empty] | 2 | 1 | 4 | 2 | 3 | 1 | 1 |  | 0
SCE Northern | Vestal | 230 | Battery |  |  | 110 | 55 | 165 | 110 | 0 | 110 | 0 | 55 | 55 | 1 | 1 | 1 | 1 |  | 1 | [11 empty] | 1 | 1 | 4 | 1 | 1 | 4+ | 3 | 4hr batteries shifted to better align with in-dev, more 8hr mapped though | 1
SCE Northern | Vestal | 66 | Battery |  |  | 80 | 0 | 80 | 80 | 0 | 80 | 0 | 0 | 0 | 1 | 1 | 1 | 1 |  | 4 | [11 empty] | 1 | 1 | 4 | 1 | 1 | 1 | 1 |  | 1
SCE NOL | Victor | 115 | Battery |  |  | 0 | 0 | 0 | 0 | 0 | 0 | 0 | 0 | 0 | 1 | 1 | 1 | 1 |  | 1 | [11 empty] | 2 | 1 | 3 | 1 | 2 | 4+ | 5 | Shifted batteries to other locations to better align with CI | 1
SCE NOL | Victor | 230 | Battery |  |  | 0 | 0 | 0 | 0 | 0 | 0 | 0 | 0 | 0 | 1 | 1 | 1 | 1 |  | 1 | [11 empty] | 2 | 1 | 3 | 1 | 2 | 4+ | 1 |  | 1
SCE Metro | Viejo | 230 | Battery |  |  | 0 | 0 | 0 | 0 | 0 | 0 | 0 | 0 | 0 | 1 | 1 | 1 | 1 |  | 1 | [11 empty] | 1 | 1 | 3 | 1 | 2 | 4+ | 1 |  | 1
PG&E GBA | Vierra | 115 | Battery |  |  | 92 | 0 | 92 | 92 | 0 | 92 | 0 | 0 | 0 | 5 | 4 | 1 | 1 |  | 2 | [11 empty] | 1 | 1 | 1 | 2 | 1 | 4+ | 1 |  | 1
SCE Metro | Villa Park | 230 | Battery |  |  | 0 | 0 | 0 | 0 | 0 | 0 | 0 | 0 | 0 | 1 | 1 | 1 | 1 |  | 1 | [11 empty] | 1 | 1 | 2 | 1 | 2 | 1 | 1 |  | 0
SCE Northern | Vincent | 230 | Battery |  |  | 399 | 349 | 748 | 399 | 0 | 399 | 0 | 349 | 349 | 1 | 1 | 1 | 1 |  | 2 | [11 empty] | 2 | 1 | 4 | 1 | 3 | 4+ | 3 | 4hr batteries shifted to better align with in-dev, more 8hr mapped though | 1
SCE Northern | Vincent | 500 | Battery |  |  | 0 | 0 | 0 | 0 | 0 | 0 | 0 | 0 | 0 | 1 | 1 | 1 | 1 |  | 1 | [11 empty] | 2 | 1 | 4 | 1 | 3 | 1+ | 1 |  | 1
PG&E GBA | Vineyard | 230 | Battery |  |  | 0 | 0 | 0 | 0 | 0 | 0 | 0 | 0 | 0 | 5 | 4 | 1 | 1 |  | 1 | [11 empty] | 2 | 1 | 2 | 1 | 3 | 1 | 1 |  | 0
SDGE | Vineyard | 69 | Battery |  |  | 0 | 0 | 0 | 0 | 0 | 0 | 0 | 0 | 0 | 1 | 1 | 1 | 1 |  | 1 | [11 empty] | 2 | 1 | 2 | 1 | 3 | 1 | 1 |  | 0
SCE Eastern | Vista (SCE) | 230 | Battery |  |  | 200 | 0 | 200 | 200 | 0 | 200 | 0 | 0 | 0 | 1 | 1 | 1 | 1 |  | 1 | [11 empty] | 1 | 1 | 2 | 1 | 1 | 4+ | 1 |  | 1
EOP | Vista (VEA) | 138 | Battery |  |  | 0 | 0 | 0 | 0 | 0 | 0 | 0 | 0 | 0 | 5 | 3 | 1 | 1 |  | 1 | [11 empty] | 2 | 2 | 4 | 1 | 3 | 1 | 5 | Did not map to to align with CI elsewhere | 1
EOP | Vista (VEA) | 230 | Battery |  |  | 0 | 40 | 40 | 0 | 0 | 0 | 0 | 40 | 40 | 5 | 3 | 1 | 1 |  | 1 | [11 empty] | 2 | 2 | 4 | 1 | 3 | 2- | 1 |  | 1
PG&E FRESNO | Wahtoke | 115 | Battery |  |  | 0 | 0 | 0 | 0 | 0 | 0 | 0 | 0 | 0 | 5 | 2 | 5 | 2 |  | 1 | [11 empty] | 1 | 1 | 3 | 2 | 1 | 1 | 1 |  | 0
SCE Northern | Wakefield | 66 | Battery |  |  | 15 | 0 | 15 | 15 | 0 | 15 | 0 | 0 | 0 | 5 | 2 | 1 | 1 |  | 3 | [11 empty] | 2 | 1 | 4 | 1 | 3 | 1 | 1 |  | 1
SCE Metro | Walnut | 230 | Battery |  |  | 400 | 50 | 450 | 400 | 0 | 400 | 0 | 50 | 50 | 1 | 1 | 1 | 1 |  | 1 | [11 empty] | 1 | 1 | 1 | 1 | 1 | 4+ | 1 |  | 1
SCE Northern | Warne | 230 | Battery |  |  | 0 | 0 | 0 | 0 | 0 | 0 | 0 | 0 | 0 | 5 | 2 | 1 | 1 |  | 1 | [11 empty] | 1 | 1 | 4 | 1 | 3 | 1 | 1 |  | 0
PG&E GBA | Warnerville | 230 | Battery |  |  | 0 | 0 | 0 | 0 | 0 | 0 | 0 | 0 | 0 | 5 | 4 | 5 | 2 |  | 1 | [11 empty] | 1 | 1 | 3 | 2 | 2 | 1 | 1 |  | 0
PG&E FRESNO | Waukena | 115 | Battery |  |  | 0 | 0 | 0 | 0 | 0 | 0 | 0 | 0 | 0 | 5 | 2 | 5 | 2 |  | 1 | [11 empty] | 1 | 1 | 4 | 2 | 1 | 1+ | 1 |  | 1
PG&E GBA | Weber | 230 | Battery |  |  | 0 | 0 | 0 | 0 | 0 | 0 | 0 | 0 | 0 | 5 | 4 | 1 | 1 |  | 1 | [11 empty] | 1 | 1 | 3 | 2 | 1 | 1+ | 4 | Did not map to to align with CI elsewhere | 1
PG&E GBA | Weber | 60 | Battery |  |  | 20 | 0 | 20 | 20 | 0 | 20 | 0 | 0 | 0 | 5 | 4 | 1 | 1 |  | 3 | [11 empty] | 1 | 1 | 3 | 2 | 1 | 4+ | 1 |  | 1
PG&E FRESNO | West Fresno | 115 | Battery |  |  | 0 | 0 | 0 | 0 | 0 | 0 | 0 | 0 | 0 | 5 | 4 | 5 | 2 |  | 1 | [11 empty] | 1 | 1 | 2 | 2 | 1 | 1 | 1 |  | 0
PG&E FRESNO | Westley | 230 | Battery |  |  | 0 | 0 | 0 | 0 | 0 | 0 | 0 | 0 | 0 | 1 | 1 | 1 | 1 |  | 1 | [11 empty] | 1 | 1 | 4 | 2 | 1 | 1 | 1 |  | 0
PG&E KERN | Westpark | 115 | Battery |  |  | 0 | 0 | 0 | 0 | 0 | 0 | 0 | 0 | 0 | 1 | 1 | 1 | 1 |  | 1 | [11 empty] | 1 | 1 | 3 | 1 | 1 | 1 | 1 |  | 0
PG&E KERN | Wheeler Ridge | 230 | Battery |  |  | 0 | 100 | 100 | 0 | 0 | 0 | 0 | 100 | 100 | 5 | 2 | 4 | 4 |  | 1 | [11 empty] | 1 | 1 | 4 | 1 | 1 | 2- | 3 | Shifted batteries to other locations to help account for in-development storage mapping and better align with CI | 1
PG&E KERN | Wheeler Ridge | 115 | Battery |  |  | 0 | 0 | 0 | 0 | 0 | 0 | 0 | 0 | 0 | 1 | 1 | 1 | 1 |  | 1 | [11 empty] | 1 | 1 | 4 | 1 | 1 | 1 | 1 |  | 0
PG&E KERN | Wheeler Ridge | 70 | Battery |  |  | 92 | 0 | 92 | 92 | 0 | 92 | 0 | 0 | 0 | 5 | 2 | 4 | 4 |  | 4 | [11 empty] | 1 | 1 | 4 | 1 | 1 | 1+ | 1 |  | 1
SCE Northern | Whirlwind | 230 | Battery |  |  | 837 | 604 | 1441 | 837 | 454 | 1291 | 0 | 150 | 150 | 1 | 1 | 1 | 1 |  | 3 | [11 empty] | 2 | 1 | 4 | 1 | 3 | 4+ | 1 |  | 1
SCE Northern | Whirlwind | 500 | Battery |  |  | 0 | 0 | 0 | 0 | 0 | 0 | 0 | 0 | 0 | 1 | 1 | 1 | 1 |  | 1 | [11 empty] | 2 | 1 | 4 | 1 | 3 | 4+ | 1 |  | 1
PG&E GBA | Whisman | 115 | Battery |  |  | 0 | 0 | 0 | 0 | 0 | 0 | 0 | 0 | 0 | 5 | 2 | 1 | 1 |  | 1 | [11 empty] | 2 | 1 | 2 | 2 | 2 | 1 | 1 |  | 0
SCE Eastern | Wildlife | 230 | Battery |  |  | 0 | 0 | 0 | 0 | 0 | 0 | 0 | 0 | 0 | 1 | 1 | 1 | 1 |  | 1 | [11 empty] | 1 | 1 | 1 | 1 | 1 | 2+ | 1 |  | 1
PG&E FRESNO | Wilson | 115 | Battery |  |  | 0 | 25 | 25 | 0 | 0 | 0 | 0 | 25 | 25 | 5 | 4 | 5 | 2 |  | 1 | [11 empty] | 1 | 1 | 4 | 2 | 1 | 4+ | 1 |  | 1
PG&E FRESNO | Wilson | 230 | Battery |  |  | 0 | 0 | 0 | 0 | 0 | 0 | 0 | 0 | 0 | 5 | 4 | 5 | 4 |  | 1 | [11 empty] | 1 | 1 | 4 | 2 | 1 | 2+ | 1 |  | 1
SCE Northern | Windhub | 230 | Battery |  |  | 1000 | 20 | 1020 | 1000 | 0 | 1000 | 0 | 20 | 20 | 1 | 1 | 1 | 1 |  | 3 | [11 empty] | 2 | 1 | 4 | 1 | 2 | 4+ | 1 |  | 1
SCE Northern | Windhub | 500 | Battery |  |  | 15 | 30 | 45 | 15 | 0 | 15 | 0 | 30 | 30 | 1 | 1 | 1 | 1 |  | 1 | [11 empty] | 2 | 1 | 4 | 1 | 2 | 4+ | 1 |  | 1
PG&E GBA | Windmaster | 230 | Battery |  |  | 0 | 0 | 0 | 0 | 0 | 0 | 0 | 0 | 0 | 5 | 2 | 1 | 1 |  | 1 | [11 empty] | 2 | 1 | 2 | 1 | 2 | 1 | 1 |  | 0
PG&E NGBA | Windsor | 60 | Battery |  |  | 0 | 0 | 0 | 0 | 0 | 0 | 0 | 0 | 0 | 5 | 2 | 1 | 1 |  | 1 | [11 empty] | 1 | 1 | 2 | 1 | 2 | 1 | 1 |  | 0
PG&E NGBA | Woodland | 115 | Battery |  |  | 0 | 0 | 0 | 0 | 0 | 0 | 0 | 0 | 0 | 5 | 4 | 1 | 1 |  | 1 | [11 empty] | 2 | 1 | 4 | 2 | 3 | 1 | 1 |  | 0
PG&E FRESNO | Woodward | 115 | Battery |  |  | 0 | 0 | 0 | 0 | 0 | 0 | 0 | 0 | 0 | 5 | 2 | 5 | 2 |  | 1 | [11 empty] | 1 | 1 | 2 | 2 | 2 | 1+ | 1 |  | 1
PG&E NGBA | Wyandotte | 115 | Battery |  |  | 0 | 0 | 0 | 0 | 0 | 0 | 0 | 0 | 0 | 5 | 4 | 1 | 1 |  | 1 | [11 empty] | 2 | 1 | 2 | 2 | 2 | 1 | 1 |  | 0
PG&E KERN | 7th Standard | 115 | LDES |  |  | 0 | 0 | 0 | 0 | 0 | 0 | 0 | 0 | 0 | 5 | 2 | 4 | 4 | [13 empty] | 1 | 1 | 3 | 1 | 2 | 1 | 1 |  | 0
SCE Metro | Alamitos | 230 | LDES |  |  | 0 | 0 | 0 | 0 | 0 | 0 | 0 | 0 | 0 | 1 | 1 | 1 | 1 | [13 empty] | 1 | 1 | 1 | 1 | 1 | 1 | 1 |  | 0
SCE Eastern | Alberhill | 115 | LDES |  |  | 0 | 0 | 0 | 0 | 0 | 0 | 0 | 0 | 0 | 1 | 1 | 1 | 1 | [13 empty] | 1 | 1 | 4 | 1 | 1 | 1 | 1 |  | 0
SCE Eastern | Alberhill | 500 | LDES |  |  | 0 | 0 | 0 | 0 | 0 | 0 | 0 | 0 | 0 | 1 | 1 | 1 | 1 |  |  | See 'LandEnv_PSH' tab for PSH potential impacts analysis | [10 empty] | 1 | 1 | 4 | 1 | 1 | 4+ | 1 |  | 1
PG&E GBA | Alhambra | 115 | LDES |  |  | 0 | 0 | 0 | 0 | 0 | 0 | 0 | 0 | 0 | 5 | 2 | 1 | 1 | [13 empty] | 2 | 1 | 2 | 1 | 2 | 1 | 1 |  | 0
PG&E FRESNO | Alpaugh | 115 | LDES |  |  | 0 | 0 | 0 | 0 | 0 | 0 | 0 | 0 | 0 | 5 | 2 | 4 | 4 | [13 empty] | 1 | 1 | 3 | 1 | 1 | 1 | 1 |  | 0
SDGE | Alpine | 69 | LDES |  |  | 0 | 0 | 0 | 0 | 0 | 0 | 0 | 0 | 0 | 1 | 1 | 1 | 1 | [13 empty] | 2 | 1 | 4 | 1 | 3 | 1 | 1 |  | 0
PG&E GBA | Altamont Midway (Sandhill) | 230 | LDES |  |  | 0 | 0 | 0 | 0 | 0 | 0 | 0 | 0 | 0 | 5 | 2 | 1 | 1 | [13 empty] | 2 | 1 | 2 | 1 | 3 | 1 | 1 |  | 0
SCE Northern | Antelope | 66 | LDES |  |  | 0 | 0 | 0 | 0 | 0 | 0 | 0 | 0 | 0 | 1 | 1 | 1 | 1 | [13 empty] | 2 | 1 | 4 | 1 | 3 | 1 | 1 |  | 0
SCE Northern | Antelope | 230 | LDES |  |  | 0 | 0 | 0 | 0 | 0 | 0 | 0 | 0 | 0 | 1 | 1 | 1 | 1 | [13 empty] | 2 | 1 | 4 | 1 | 3 | 1 | 1 |  | 0
SCE Northern | Antelope | 500 | LDES |  |  | 0 | 0 | 0 | 0 | 0 | 0 | 0 | 0 | 0 | 1 | 1 | 1 | 1 | [13 empty] | 2 | 1 | 4 | 1 | 3 | 1 | 1 |  | 0
PG&E NGBA | Arcata | 60 | LDES |  |  | 0 | 0 | 0 | 0 | 0 | 0 | 0 | 0 | 0 | 5 | 2 | 1 | 1 | [13 empty] | 2 | 2 | 4 | 2 | 3 | 1 | 1 |  | 0
PG&E KERN | Arco | 230 | LDES |  |  | 0 | 0 | 0 | 0 | 0 | 0 | 0 | 0 | 0 | 5 | 2 | 4 | 4 | [13 empty] | 1 | 1 | 4 | 1 | 1 | 1 | 1 |  | 0
PG&E KERN | Arco | 70 | LDES |  |  | 0 | 0 | 0 | 0 | 0 | 0 | 0 | 0 | 0 | 5 | 2 | 4 | 4 | [13 empty] | 1 | 1 | 4 | 1 | 1 | 1 | 1 |  | 0
SCE Metro | ArcoGen | 230 | LDES |  |  | 0 | 0 | 0 | 0 | 0 | 0 | 0 | 0 | 0 | 1 | 1 | 1 | 1 | [13 empty] | 1 | 1 | 1 | 1 | 1 | 1 | 1 |  | 0
SDGE | Artesian | 230 | LDES |  |  | 0 | 0 | 0 | 0 | 0 | 0 | 0 | 0 | 0 | 1 | 1 | 1 | 1 | [13 empty] | 2 | 1 | 2 | 1 | 3 | 1 | 1 |  | 0
SDGE | Artesian | 69 | LDES |  |  | 0 | 0 | 0 | 0 | 0 | 0 | 0 | 0 | 0 | 1 | 1 | 1 | 1 | [13 empty] | 2 | 1 | 2 | 1 | 3 | 1 | 1 |  | 0
PG&E FRESNO | Ashlan | 230 | LDES |  |  | 0 | 0 | 0 | 0 | 0 | 0 | 0 | 0 | 0 | 5 | 4 | 5 | 2 | [13 empty] | 1 | 1 | 2 | 2 | 1 | 1 | 1 |  | 0
PG&E NGBA | Atlantic | 115 | LDES |  |  | 0 | 0 | 0 | 0 | 0 | 0 | 0 | 0 | 0 | 5 | 4 | 1 | 1 | [13 empty] | 2 | 1 | 2 | 2 | 3 | 1 | 1 |  | 0
PG&E NGBA | Atlantic | 230 | LDES |  |  | 0 | 0 | 0 | 0 | 0 | 0 | 0 | 0 | 0 | 5 | 4 | 1 | 1 | [13 empty] | 2 | 1 | 2 | 2 | 3 | 1 | 1 |  | 0
PG&E NGBA | Atlantic | 60 | LDES |  |  | 0 | 0 | 0 | 0 | 0 | 0 | 0 | 0 | 0 | 5 | 4 | 1 | 1 | [13 empty] | 2 | 1 | 2 | 2 | 3 | 1 | 1 |  | 0
PG&E FRESNO | Atwater | 115 | LDES |  |  | 0 | 0 | 0 | 0 | 0 | 0 | 0 | 0 | 0 | 5 | 4 | 5 | 2 | [13 empty] | 1 | 1 | 2 | 2 | 1 | 1 | 1 |  | 0
PG&E GBA | Avena | 115 | LDES |  |  | 0 | 0 | 0 | 0 | 0 | 0 | 0 | 0 | 0 | 5 | 4 | 1 | 1 | [13 empty] | 1 | 1 | 3 | 2 | 1 | 1 | 1 |  | 0
SDGE | Avocado | 69 | LDES |  |  | 0 | 0 | 0 | 0 | 0 | 0 | 0 | 0 | 0 | 1 | 1 | 1 | 1 | [13 empty] | 2 | 1 | 3 | 1 | 3 | 1 | 1 |  | 0
PG&E NGBA | Bahia | 230 | LDES |  |  | 0 | 0 | 0 | 0 | 0 | 0 | 0 | 0 | 0 | 5 | 4 | 1 | 1 | [13 empty] | 2 | 1 | 1 | 1 | 2 | 1 | 1 |  | 0
SCE Northern | Bailey | 230 | LDES |  |  | 0 | 0 | 0 | 0 | 0 | 0 | 0 | 0 | 0 | 5 | 2 | 1 | 1 | [13 empty] | 1 | 1 | 4 | 1 | 3 | 1 | 1 |  | 0
SCE NOL | Baker | 115 | LDES |  |  | 0 | 0 | 0 | 0 | 0 | 0 | 0 | 0 | 0 | 3 | 3 | 1 | 1 | [13 empty] | 2 | 2 | 4 | 1 | 1 | 1 | 1 |  | 0
PG&E KERN | Bakersfield | 230 | LDES |  |  | 0 | 0 | 0 | 0 | 0 | 0 | 0 | 0 | 0 | 5 | 2 | 4 | 4 | [13 empty] | 1 | 1 | 3 | 1 | 1 | 1 | 1 |  | 0
PG&E FRESNO | Balch | 230 | LDES |  |  | 0 | 0 | 0 | 0 | 0 | 0 | 0 | 0 | 0 | 5 | 4 | 5 | 2 | [13 empty] | 1 | 1 | 4 | 2 | 3 | 1 | 1 |  | 0
SCE Eastern | Bannister | 230 | LDES |  |  | 0 | 0 | 0 | 0 | 0 | 0 | 0 | 0 | 0 | 5 | 4 | 3 | 3 | [13 empty] | 2 | 1 | 2 | 2 | 1 | 1 | 1 |  | 0
SCE Metro | Barre | 230 | LDES |  |  | 0 | 0 | 0 | 0 | 0 | 0 | 0 | 0 | 0 | 1 | 1 | 1 | 1 | [13 empty] | 1 | 1 | 1 | 1 | 1 | 1 | 1 |  | 0
SDGE | Bay Boulevard | 69 | LDES |  |  | 0 | 0 | 0 | 0 | 0 | 0 | 0 | 0 | 0 | 1 | 1 | 1 | 1 | [13 empty] | 2 | 1 | 2 | 1 | 1 | 1 | 1 |  | 0
SDGE | Bay Boulevard | 230 | LDES |  |  | 0 | 0 | 0 | 0 | 0 | 0 | 0 | 0 | 0 | 1 | 1 | 1 | 1 | [13 empty] | 2 | 1 | 2 | 1 | 1 | 1 | 1 |  | 0
EOP | Beatty | 138 | LDES |  |  | 0 | 0 | 0 | 0 | 0 | 0 | 0 | 0 | 0 | 5 | 3 | 1 | 1 | [13 empty] | 2 | 2 | 4 | 1 | 3 | 1 | 1 |  | 0
EOP | Beatty | 230 | LDES |  |  | 0 | 0 | 0 | 0 | 0 | 0 | 0 | 0 | 0 | 5 | 3 | 1 | 1 | [13 empty] | 2 | 2 | 4 | 1 | 3 | 1 | 1 |  | 0
PG&E NGBA | Belden | 230 | LDES |  |  | 0 | 0 | 0 | 0 | 0 | 0 | 0 | 0 | 0 | 5 | 4 | 1 | 1 | [13 empty] | 2 | 2 | 4 | 1 | 3 | 1 | 1 |  | 0
PG&E NGBA | Bell | 115 | LDES |  |  | 0 | 0 | 0 | 0 | 0 | 0 | 0 | 0 | 0 | 5 | 4 | 1 | 1 | [13 empty] | 2 | 1 | 4 | 2 | 3 | 1 | 1 |  | 0
PG&E NGBA | Bellevue | 115 | LDES |  |  | 0 | 0 | 0 | 0 | 0 | 0 | 0 | 0 | 0 | 5 | 2 | 1 | 1 | [13 empty] | 2 | 1 | 2 | 2 | 2 | 1 | 1 |  | 0
PG&E GBA | Bellota | 115 | LDES |  |  | 0 | 0 | 0 | 0 | 0 | 0 | 0 | 0 | 0 | 5 | 4 | 1 | 1 | [13 empty] | 1 | 1 | 4 | 2 | 3 | 1 | 1 |  | 0
PG&E GBA | Bellota | 230 | LDES |  | Mapped as PSH | 346 | 0 | 346 | 0 | 0 | 0 | 346 | 0 | 346 | 5 | 4 | 1 | 1 |  |  | See 'LandEnv_PSH' tab for PSH potential impacts analysis | [10 empty] | 1 | 1 | 4 | 2 | 3 | 3- | 1 |  | 1
SCE Northern | Big Creek | 230 | LDES |  |  | 0 | 0 | 0 | 0 | 0 | 0 | 0 | 0 | 0 | 1 | 1 | 1 | 1 | [13 empty] | 1 | 1 | 4 | 2 | 3 | 1 | 1 |  | 0
PG&E FRESNO | Biola | 70 | LDES |  |  | 0 | 0 | 0 | 0 | 0 | 0 | 0 | 0 | 0 | 5 | 2 | 5 | 2 | [13 empty] | 1 | 1 | 4 | 2 | 1 | 1 | 1 |  | 0
PG&E GBA | Birds Landing | 230 | LDES |  |  | 0 | 0 | 0 | 0 | 0 | 0 | 0 | 0 | 0 | 5 | 4 | 1 | 1 | [13 empty] | 2 | 1 | 4 | 1 | 1 | 1 | 1 |  | 0
SCE Northern | Bliss | 66 | LDES |  |  | 0 | 0 | 0 | 0 | 0 | 0 | 0 | 0 | 0 | 1 | 1 | 1 | 1 | [13 empty] | 1 | 1 | 4 | 1 | 1 | 1 | 1 |  | 0
SCE Eastern | Blythe | 161 | LDES |  |  | 0 | 0 | 0 | 0 | 0 | 0 | 0 | 0 | 0 | 5 | 4 | 3 | 3 | [13 empty] | 2 | 2 | 2 | 1 | 1 | 1 | 1 |  | 0
PG&E NGBA | Bogue | 115 | LDES |  |  | 0 | 0 | 0 | 0 | 0 | 0 | 0 | 0 | 0 | 5 | 4 | 1 | 1 | [13 empty] | 2 | 2 | 2 | 1 | 2 | 1 | 1 |  | 0
PG&E FRESNO | Borden | 230 | LDES |  |  | 0 | 0 | 0 | 0 | 0 | 0 | 0 | 0 | 0 | 5 | 4 | 5 | 4 | [13 empty] | 1 | 1 | 4 | 2 | 1 | 1 | 1 |  | 0
PG&E FRESNO | Borden | 70 | LDES |  |  | 0 | 0 | 0 | 0 | 0 | 0 | 0 | 0 | 0 | 5 | 4 | 5 | 4 | [13 empty] | 1 | 1 | 4 | 2 | 1 | 1 | 1 |  | 0
SDGE | Boulevard East | 138 | LDES |  |  | 0 | 0 | 0 | 0 | 0 | 0 | 0 | 0 | 0 | 1 | 1 | 1 | 1 | [13 empty] | 2 | 1 | 4 | 1 | 3 | 1 | 1 |  | 0
SDGE | Boulevard East | 69 | LDES |  |  | 0 | 0 | 0 | 0 | 0 | 0 | 0 | 0 | 0 | 1 | 1 | 1 | 1 | [13 empty] | 2 | 1 | 4 | 1 | 3 | 1 | 1 |  | 0
PG&E GBA | Brentwood | 230 | LDES |  |  | 0 | 0 | 0 | 0 | 0 | 0 | 0 | 0 | 0 | 5 | 4 | 1 | 1 | [13 empty] | 2 | 1 | 4 | 1 | 3 | 1 | 1 |  | 0
PG&E NGBA | Bridgeville | 115 | LDES |  |  | 0 | 0 | 0 | 0 | 0 | 0 | 0 | 0 | 0 | 5 | 2 | 1 | 1 | [13 empty] | 2 | 2 | 4 | 2 | 3 | 1 | 1 |  | 0
PG&E NGBA | Brighton | 115 | LDES |  |  | 0 | 0 | 0 | 0 | 0 | 0 | 0 | 0 | 0 | 5 | 4 | 1 | 1 | [13 empty] | 2 | 1 | 2 | 2 | 1 | 1 | 1 |  | 0
PG&E NGBA | Brighton | 230 | LDES |  |  | 0 | 0 | 0 | 0 | 0 | 0 | 0 | 0 | 0 | 5 | 4 | 1 | 1 | [13 empty] | 2 | 1 | 2 | 2 | 1 | 1 | 1 |  | 0
PG&E NGBA | Brunswick | 115 | LDES |  |  | 0 | 0 | 0 | 0 | 0 | 0 | 0 | 0 | 0 | 5 | 4 | 1 | 1 | [13 empty] | 2 | 1 | 4 | 1 | 3 | 1 | 1 |  | 0
PG&E NGBA | Bucks Creek | 230 | LDES |  |  | 0 | 0 | 0 | 0 | 0 | 0 | 0 | 0 | 0 | 5 | 4 | 1 | 1 | [13 empty] | 2 | 2 | 4 | 1 | 3 | 1 | 1 |  | 0
PG&E KERN | Buena Vista | 230 | LDES |  |  | 0 | 0 | 0 | 0 | 0 | 0 | 0 | 0 | 0 | 5 | 2 | 4 | 4 | [13 empty] | 2 | 2 | 4 | 2 | 1 | 1 | 1 |  | 0
PG&E FRESNO | Bullard | 115 | LDES |  |  | 0 | 0 | 0 | 0 | 0 | 0 | 0 | 0 | 0 | 5 | 4 | 5 | 4 | [13 empty] | 1 | 1 | 1 | 2 | 2 | 1 | 1 |  | 0
PG&E GBA | Burlingame | 115 | LDES |  |  | 0 | 0 | 0 | 0 | 0 | 0 | 0 | 0 | 0 | 5 | 2 | 1 | 1 | [13 empty] | 2 | 1 | 3 | 1 | 2 | 1 | 1 |  | 0
PG&E NGBA | Burney Forest | 230 | LDES |  |  | 0 | 0 | 0 | 0 | 0 | 0 | 0 | 0 | 0 | 5 | 3 | 3 | 3 | [13 empty] | 2 | 2 | 4 | 2 | 3 | 1 | 1 |  | 0
PG&E NGBA | Butte | 115 | LDES |  |  | 0 | 0 | 0 | 0 | 0 | 0 | 0 | 0 | 0 | 5 | 2 | 1 | 1 | [13 empty] | 2 | 1 | 4 | 2 | 2 | 1 | 1 |  | 0
PG&E KERN | Cabrillo | 115 | LDES |  |  | 0 | 0 | 0 | 0 | 0 | 0 | 0 | 0 | 0 | 1 | 1 | 1 | 1 | [13 empty] | 2 | 2 | 4 | 1 | 3 | 1 | 1 |  | 0
PG&E FRESNO | Cal Flats | 230 | LDES |  |  | 0 | 0 | 0 | 0 | 0 | 0 | 0 | 0 | 0 | 5 | 2 | 4 | 4 | [13 empty] | 2 | 2 | 4 | 2 | 2 | 1 | 1 |  | 0
SCE NOL | Calcite | 230 | LDES |  |  | 0 | 0 | 0 | 0 | 0 | 0 | 0 | 0 | 0 | 1 | 1 | 1 | 1 | [13 empty] | 2 | 1 | 4 | 1 | 3 | 1 | 1 |  | 0
PG&E KERN | Caliente | 230 | LDES |  |  | 0 | 0 | 0 | 0 | 0 | 0 | 0 | 0 | 0 | 5 | 2 | 4 | 4 | [13 empty] | 2 | 1 | 4 | 2 | 2 | 1 | 1 |  | 0
PG&E FRESNO | California Ave | 115 | LDES |  |  | 0 | 0 | 0 | 0 | 0 | 0 | 0 | 0 | 0 | 5 | 2 | 5 | 2 | [13 empty] | 1 | 1 | 2 | 2 | 1 | 1 | 1 |  | 0
PG&E KERN | Callender | 115 | LDES |  |  | 0 | 0 | 0 | 0 | 0 | 0 | 0 | 0 | 0 | 5 | 2 | 4 | 4 | [13 empty] | 2 | 2 | 4 | 2 | 2 | 1 | 1 |  | 0
PG&E NGBA | Calpella | 115 | LDES |  |  | 0 | 0 | 0 | 0 | 0 | 0 | 0 | 0 | 0 | 5 | 2 | 1 | 1 | [13 empty] | 2 | 2 | 4 | 2 | 3 | 1 | 1 |  | 0
PG&E GBA | Camanche | 230 | LDES |  |  | 0 | 0 | 0 | 0 | 0 | 0 | 0 | 0 | 0 | 5 | 4 | 1 | 1 | [13 empty] | 1 | 1 | 4 | 2 | 3 | 1 | 1 |  | 0
SDGE | Cameron | 69 | LDES |  |  | 0 | 0 | 0 | 0 | 0 | 0 | 0 | 0 | 0 | 1 | 1 | 1 | 1 | [13 empty] | 1 | 1 | 2 | 1 | 1 | 1 | 1 |  | 0
SDGE | Cannon | 69 | LDES |  |  | 0 | 0 | 0 | 0 | 0 | 0 | 0 | 0 | 0 | 1 | 1 | 1 | 1 | [13 empty] | 2 | 1 | 1 | 1 | 3 | 1 | 1 |  | 0
PG&E FRESNO | Cantua | 115 | LDES |  |  | 0 | 0 | 0 | 0 | 0 | 0 | 0 | 0 | 0 | 1 | 1 | 1 | 1 | [13 empty] | 1 | 1 | 4 | 2 | 1 | 1 | 1 |  | 0
SDGE | Capistrano | 138 | LDES |  |  | 0 | 0 | 0 | 0 | 0 | 0 | 0 | 0 | 0 | 1 | 1 | 1 | 1 | [13 empty] | 1 | 1 | 2 | 1 | 3 | 1 | 1 |  | 0
SDGE | Capistrano | 230 | LDES |  |  | 0 | 0 | 0 | 0 | 0 | 0 | 0 | 0 | 0 | 1 | 1 | 1 | 1 | [13 empty] | 1 | 1 | 2 | 1 | 3 | 1 | 1 |  | 0
PG&E NGBA | Carberry | 230 | LDES |  |  | 0 | 0 | 0 | 0 | 0 | 0 | 0 | 0 | 0 | 5 | 3 | 3 | 3 | [13 empty] | 2 | 2 | 4 | 2 | 3 | 1 | 1 |  | 0
SCE Eastern | Cardiff | 66 | LDES |  |  | 0 | 0 | 0 | 0 | 0 | 0 | 0 | 0 | 0 | 1 | 1 | 1 | 1 | [13 empty] | 1 | 1 | 2 | 1 | 1 | 1 | 1 |  | 0
PG&E NGBA | Caribou | 60 | LDES |  |  | 0 | 0 | 0 | 0 | 0 | 0 | 0 | 0 | 0 | 5 | 4 | 1 | 1 | [13 empty] | 2 | 2 | 4 | 1 | 3 | 1 | 1 |  | 0
PG&E NGBA | Caribou | 115 | LDES |  |  | 0 | 0 | 0 | 0 | 0 | 0 | 0 | 0 | 0 | 5 | 4 | 1 | 1 | [13 empty] | 2 | 2 | 4 | 1 | 3 | 1 | 1 |  | 0
PG&E NGBA | Caribou | 230 | LDES |  |  | 0 | 0 | 0 | 0 | 0 | 0 | 0 | 0 | 0 | 5 | 4 | 1 | 1 | [13 empty] | 2 | 2 | 4 | 1 | 3 | 1 | 1 |  | 0
EOP | Carpenter Canyon (fka Gamebird) | 138 | LDES |  |  | 0 | 0 | 0 | 0 | 0 | 0 | 0 | 0 | 0 | 5 | 3 | 1 | 1 | [13 empty] | 2 | 2 | 4 | 1 | 3 | 1 | 1 |  | 0
EOP | Carpenter Canyon (fka Gamebird) | 230 | LDES |  |  | 0 | 0 | 0 | 0 | 0 | 0 | 0 | 0 | 0 | 5 | 3 | 1 | 1 | [13 empty] | 2 | 2 | 4 | 1 | 3 | 1 | 1 |  | 0
PG&E NGBA | Carquinez | 115 | LDES |  |  | 0 | 0 | 0 | 0 | 0 | 0 | 0 | 0 | 0 | 5 | 2 | 1 | 1 | [13 empty] | 2 | 1 | 2 | 1 | 1 | 1 | 1 |  | 0
SDGE | Carrizo Gorge | 138 | LDES |  |  | 0 | 0 | 0 | 0 | 0 | 0 | 0 | 0 | 0 | 1 | 1 | 1 | 1 | [13 empty] | 2 | 1 | 4 | 1 | 3 | 1 | 1 |  | 0
PG&E KERN | Carrizo Plains | 115 | LDES |  |  | 0 | 0 | 0 | 0 | 0 | 0 | 0 | 0 | 0 | 5 | 2 | 4 | 4 | [13 empty] | 2 | 1 | 4 | 2 | 2 | 1 | 1 |  | 0
PG&E KERN | Casaloma | 230 | LDES |  |  | 0 | 0 | 0 | 0 | 0 | 0 | 0 | 0 | 0 | 1 | 1 | 1 | 1 | [13 empty] | 1 | 1 | 3 | 1 | 1 | 1 | 1 |  | 0
PG&E GBA | Castro Valley | 230 | LDES |  |  | 0 | 0 | 0 | 0 | 0 | 0 | 0 | 0 | 0 | 5 | 4 | 1 | 1 | [13 empty] | 2 | 1 | 2 | 1 | 2 | 1 | 1 |  | 0
PG&E GBA | Cayetano | 230 | LDES |  |  | 0 | 0 | 0 | 0 | 0 | 0 | 0 | 0 | 0 | 5 | 4 | 1 | 1 | [13 empty] | 2 | 1 | 3 | 1 | 3 | 1 | 1 |  | 0
SCE Metro | Center | 230 | LDES |  |  | 0 | 0 | 0 | 0 | 0 | 0 | 0 | 0 | 0 | 1 | 1 | 1 | 1 | [13 empty] | 1 | 1 | 1 | 1 | 1 | 1 | 1 |  | 0
PG&E KERN | Charca | 115 | LDES |  |  | 0 | 0 | 0 | 0 | 0 | 0 | 0 | 0 | 0 | 1 | 1 | 1 | 1 | [13 empty] | 1 | 1 | 4 | 1 | 1 | 1 | 1 |  | 0
EOP | Charleston | 138 | LDES |  |  | 0 | 0 | 0 | 0 | 0 | 0 | 0 | 0 | 0 | 5 | 3 | 1 | 1 | [13 empty] | 2 | 2 | 4 | 1 | 3 | 1 | 1 |  | 0
SCE Metro | Chevmain | 230 | LDES |  |  | 0 | 0 | 0 | 0 | 0 | 0 | 0 | 0 | 0 | 1 | 1 | 1 | 1 | [13 empty] | 1 | 1 | 1 | 1 | 1 | 1 | 1 |  | 0
SDGE | Chicarita | 138 | LDES |  |  | 0 | 0 | 0 | 0 | 0 | 0 | 0 | 0 | 0 | 1 | 1 | 1 | 1 | [13 empty] | 2 | 1 | 3 | 1 | 3 | 1 | 1 |  | 0
SCE Metro | Chino | 230 | LDES |  |  | 0 | 0 | 0 | 0 | 0 | 0 | 0 | 0 | 0 | 1 | 1 | 1 | 1 | [13 empty] | 1 | 1 | 1 | 1 | 2 | 1 | 1 |  | 0
PG&E FRESNO | Chowchilla | 115 | LDES |  |  | 0 | 0 | 0 | 0 | 0 | 0 | 0 | 0 | 0 | 5 | 4 | 5 | 2 | [13 empty] | 1 | 1 | 1 | 2 | 2 | 1 | 1 |  | 0
PG&E GBA | Christie | 60 | LDES |  |  | 0 | 0 | 0 | 0 | 0 | 0 | 0 | 0 | 0 | 5 | 4 | 1 | 1 | [13 empty] | 2 | 1 | 2 | 1 | 2 | 1 | 1 |  | 0
PG&E GBA | Christie | 115 | LDES |  |  | 0 | 0 | 0 | 0 | 0 | 0 | 0 | 0 | 0 | 5 | 2 | 1 | 1 | [13 empty] | 2 | 1 | 2 | 1 | 2 | 1 | 1 |  | 0
SCE Eastern | Cielo Azul | 500 | LDES |  |  | 0 | 0 | 0 | 0 | 0 | 0 | 0 | 0 | 0 | 5 | 2 | 1 | 1 | [13 empty] | 2 | 2 | 4 | 1 | 3 | 1 | 1 |  | 0
PG&E GBA | Clay | 60 | LDES |  |  | 0 | 0 | 0 | 0 | 0 | 0 | 0 | 0 | 0 | 5 | 4 | 1 | 1 | [13 empty] | 2 | 1 | 3 | 1 | 3 | 1 | 1 |  | 0
PG&E GBA | Clayton | 115 | LDES |  |  | 0 | 0 | 0 | 0 | 0 | 0 | 0 | 0 | 0 | 5 | 2 | 1 | 1 | [13 empty] | 2 | 1 | 4 | 1 | 2 | 1 | 1 |  | 0
PG&E NGBA | Cloverdale | 115 | LDES |  |  | 0 | 0 | 0 | 0 | 0 | 0 | 0 | 0 | 0 | 5 | 2 | 1 | 1 | [13 empty] | 2 | 2 | 4 | 2 | 3 | 1 | 1 |  | 0
PG&E FRESNO | Clovis | 115 | LDES |  |  | 0 | 0 | 0 | 0 | 0 | 0 | 0 | 0 | 0 | 5 | 2 | 5 | 2 | [13 empty] | 1 | 1 | 2 | 2 | 2 | 1 | 1 |  | 0
PG&E GBA | Coburn | 230 | LDES |  |  | 0 | 0 | 0 | 0 | 0 | 0 | 0 | 0 | 0 | 5 | 4 | 1 | 1 | [13 empty] | 2 | 2 | 2 | 2 | 3 | 1 | 1 |  | 0
PG&E GBA | Coburn | 60 | LDES |  |  | 0 | 0 | 0 | 0 | 0 | 0 | 0 | 0 | 0 | 5 | 4 | 1 | 1 | [13 empty] | 2 | 2 | 2 | 2 | 3 | 1 | 1 |  | 0
PG&E NGBA | Colgate | 230 | LDES |  |  | 0 | 0 | 0 | 0 | 0 | 0 | 0 | 0 | 0 | 5 | 4 | 1 | 1 | [13 empty] | 2 | 1 | 4 | 1 | 3 | 1 | 1 |  | 0
PG&E GBA | Collierville | 230 | LDES |  |  | 0 | 0 | 0 | 0 | 0 | 0 | 0 | 0 | 0 | 5 | 4 | 1 | 1 | [13 empty] | 2 | 1 | 4 | 1 | 3 | 1 | 1 |  | 0
PG&E GBA | Collinsville | 230 | LDES |  |  | 0 | 0 | 0 | 0 | 0 | 0 | 0 | 0 | 0 | 5 | 2 | 1 | 1 | [13 empty] | 2 | 1 | 3 | 1 | 1 | 1 | 1 |  | 0
PG&E GBA | Collinsville | 500 | LDES |  |  | 0 | 0 | 0 | 0 | 0 | 0 | 0 | 0 | 0 | 5 | 2 | 1 | 1 | [13 empty] | 2 | 1 | 3 | 1 | 1 | 1 | 1 |  | 0
SCE Eastern | Colorado River | 230 | LDES |  |  | 0 | 0 | 0 | 0 | 0 | 0 | 0 | 0 | 0 | 1 | 1 | 1 | 1 | [13 empty] | 2 | 2 | 3 | 1 | 3 | 1 | 1 |  | 0
SCE Eastern | Colorado River | 500 | LDES |  |  | 0 | 0 | 0 | 0 | 0 | 0 | 0 | 0 | 0 | 1 | 1 | 1 | 1 | [13 empty] | 2 | 2 | 3 | 1 | 3 | 1 | 1 |  | 0
PG&E KERN | Columbus | 115 | LDES |  |  | 0 | 0 | 0 | 0 | 0 | 0 | 0 | 0 | 0 | 5 | 2 | 4 | 4 | [13 empty] | 1 | 1 | 2 | 1 | 2 | 1 | 1 |  | 0
PG&E GBA | Contra Costa | 115 | LDES |  |  | 0 | 0 | 0 | 0 | 0 | 0 | 0 | 0 | 0 | 5 | 4 | 1 | 1 | [13 empty] | 2 | 1 | 2 | 1 | 2 | 1 | 1 |  | 0
PG&E GBA | Contra Costa | 230 | LDES |  |  | 0 | 0 | 0 | 0 | 0 | 0 | 0 | 0 | 0 | 5 | 4 | 1 | 1 | [13 empty] | 2 | 1 | 2 | 1 | 2 | 1 | 1 |  | 0
PG&E GBA | Contra Costa PP | 230 | LDES |  |  | 0 | 0 | 0 | 0 | 0 | 0 | 0 | 0 | 0 | 5 | 4 | 1 | 1 | [13 empty] | 2 | 1 | 1 | 1 | 2 | 1 | 1 |  | 0
SCE NOL | Control | 115 | LDES |  |  | 0 | 0 | 0 | 0 | 0 | 0 | 0 | 0 | 0 | 5 | 5 | 1 | 1 | [13 empty] | 2 | 2 | 4 | 1 | 3 | 1 | 1 |  | 0
SCE NOL | Control | 55 | LDES |  |  | 0 | 0 | 0 | 0 | 0 | 0 | 0 | 0 | 0 | 5 | 5 | 1 | 1 | [13 empty] | 2 | 2 | 4 | 1 | 3 | 1 | 1 |  | 0
PG&E GBA | Cooley Landing | 115 | LDES |  |  | 0 | 0 | 0 | 0 | 0 | 0 | 0 | 0 | 0 | 5 | 2 | 1 | 1 | [13 empty] | 2 | 1 | 2 | 1 | 1 | 1 | 1 |  | 0
PG&E GBA | Cooley Landing | 60 | LDES |  |  | 0 | 0 | 0 | 0 | 0 | 0 | 0 | 0 | 0 | 5 | 2 | 1 | 1 | [13 empty] | 2 | 1 | 2 | 1 | 1 | 1 | 1 |  | 0
SCE NOL | Coolwater | 230 | LDES |  |  | 0 | 0 | 0 | 0 | 0 | 0 | 0 | 0 | 0 | 3 | 3 | 1 | 1 | [13 empty] | 2 | 1 | 2 | 1 | 1 | 1 | 1 |  | 0
SCE NOL | Coolwater | 115 | LDES |  |  | 0 | 0 | 0 | 0 | 0 | 0 | 0 | 0 | 0 | 3 | 3 | 1 | 1 | [13 empty] | 2 | 1 | 2 | 1 | 1 | 1 | 1 |  | 0
PG&E KERN | Copus | 70 | LDES |  |  | 0 | 0 | 0 | 0 | 0 | 0 | 0 | 0 | 0 | 5 | 2 | 4 | 4 | [13 empty] | 1 | 1 | 3 | 1 | 1 | 1 | 1 |  | 0
PG&E FRESNO | Corcoran | 70 | LDES |  |  | 0 | 0 | 0 | 0 | 0 | 0 | 0 | 0 | 0 | 5 | 4 | 5 | 4 | [13 empty] | 1 | 1 | 4 | 2 | 1 | 1 | 1 |  | 0
PG&E FRESNO | Corcoran | 115 | LDES |  |  | 0 | 0 | 0 | 0 | 0 | 0 | 0 | 0 | 0 | 5 | 4 | 5 | 4 | [13 empty] | 1 | 1 | 4 | 2 | 1 | 1 | 1 |  | 0
PG&E NGBA | Corona | 115 | LDES |  |  | 0 | 0 | 0 | 0 | 0 | 0 | 0 | 0 | 0 | 5 | 2 | 1 | 1 | [13 empty] | 2 | 1 | 3 | 2 | 3 | 1 | 1 |  | 0
PG&E NGBA | Cortina | 230 | LDES |  |  | 0 | 0 | 0 | 0 | 0 | 0 | 0 | 0 | 0 | 5 | 2 | 1 | 1 | [13 empty] | 2 | 2 | 4 | 1 | 3 | 1 | 1 |  | 0
PG&E NGBA | Cortina | 115 | LDES |  |  | 0 | 0 | 0 | 0 | 0 | 0 | 0 | 0 | 0 | 5 | 2 | 1 | 1 | [13 empty] | 2 | 2 | 4 | 1 | 3 | 1 | 1 |  | 0
PG&E GBA | Cottle | 230 | LDES |  |  | 0 | 0 | 0 | 0 | 0 | 0 | 0 | 0 | 0 | 5 | 4 | 5 | 2 | [13 empty] | 1 | 1 | 3 | 2 | 1 | 1 | 1 |  | 0
PG&E NGBA | Cottonwood | 115 | LDES |  |  | 0 | 0 | 0 | 0 | 0 | 0 | 0 | 0 | 0 | 5 | 2 | 1 | 1 | [13 empty] | 2 | 2 | 3 | 2 | 3 | 1 | 1 |  | 0
PG&E NGBA | Cottonwood | 230 | LDES |  |  | 0 | 0 | 0 | 0 | 0 | 0 | 0 | 0 | 0 | 5 | 2 | 1 | 1 | [13 empty] | 2 | 2 | 3 | 2 | 3 | 1 | 1 |  | 0
PG&E NGBA | Cottonwood | 60 | LDES |  |  | 0 | 0 | 0 | 0 | 0 | 0 | 0 | 0 | 0 | 5 | 2 | 1 | 1 | [13 empty] | 2 | 2 | 3 | 2 | 3 | 1 | 1 |  | 0
PG&E NGBA | Cove Road | 230 | LDES |  |  | 0 | 0 | 0 | 0 | 0 | 0 | 0 | 0 | 0 | 5 | 2 | 1 | 1 | [13 empty] | 2 | 2 | 4 | 2 | 3 | 1 | 1 |  | 0
PG&E GBA | Coyote | 230 | LDES |  |  | 0 | 0 | 0 | 0 | 0 | 0 | 0 | 0 | 0 | 5 | 4 | 1 | 1 | [13 empty] | 2 | 1 | 3 | 2 | 2 | 1 | 1 |  | 0
PG&E GBA | Crazy Horse Canyon | 115 | LDES |  |  | 0 | 0 | 0 | 0 | 0 | 0 | 0 | 0 | 0 | 1 | 1 | 1 | 1 | [13 empty] | 2 | 2 | 4 | 2 | 3 | 1 | 1 |  | 0
SDGE | Creelman | 69 | LDES |  |  | 0 | 0 | 0 | 0 | 0 | 0 | 0 | 0 | 0 | 1 | 1 | 1 | 1 | [13 empty] | 2 | 1 | 4 | 1 | 3 | 1 | 1 |  | 0
PG&E FRESNO | Crescent | 70 | LDES |  |  | 0 | 0 | 0 | 0 | 0 | 0 | 0 | 0 | 0 | 5 | 4 | 5 | 2 | [13 empty] | 1 | 1 | 3 | 2 | 1 | 1 | 1 |  | 0
PG&E FRESNO | Cressey | 115 | LDES |  |  | 0 | 0 | 0 | 0 | 0 | 0 | 0 | 0 | 0 | 5 | 4 | 5 | 2 | [13 empty] | 1 | 1 | 3 | 2 | 1 | 1 | 1 |  | 0
PG&E NGBA | Cresta | 230 | LDES |  |  | 0 | 0 | 0 | 0 | 0 | 0 | 0 | 0 | 0 | 5 | 4 | 1 | 1 | [13 empty] | 2 | 1 | 4 | 2 | 3 | 1 | 1 |  | 0
SDGE | Crestwood | 69 | LDES |  |  | 0 | 0 | 0 | 0 | 0 | 0 | 0 | 0 | 0 | 1 | 1 | 1 | 1 | [13 empty] | 2 | 1 | 4 | 1 | 3 | 1 | 1 |  | 0
PG&E GBA | Crow Creek | 60 | LDES |  |  | 0 | 0 | 0 | 0 | 0 | 0 | 0 | 0 | 0 | 5 | 4 | 1 | 1 | [13 empty] | 1 | 1 | 4 | 2 | 1 | 1 | 1 |  | 0
PG&E GBA | Crows Landing | 60 | LDES |  |  | 0 | 0 | 0 | 0 | 0 | 0 | 0 | 0 | 0 | 5 | 4 | 1 | 1 | [13 empty] | 1 | 1 | 4 | 2 | 1 | 1 | 1 |  | 0
PG&E GBA | Curtis | 115 | LDES |  |  | 0 | 0 | 0 | 0 | 0 | 0 | 0 | 0 | 0 | 5 | 4 | 1 | 1 | [13 empty] | 2 | 1 | 4 | 1 | 3 | 1 | 1 |  | 0
PG&E FRESNO | Dairyland | 115 | LDES |  |  | 0 | 0 | 0 | 0 | 0 | 0 | 0 | 0 | 0 | 5 | 4 | 5 | 2 | [13 empty] | 1 | 1 | 3 | 2 | 1 | 1 | 1 |  | 0
PG&E NGBA | Davis | 115 | LDES |  |  | 0 | 0 | 0 | 0 | 0 | 0 | 0 | 0 | 0 | 5 | 2 | 1 | 1 | [13 empty] | 2 | 1 | 4 | 2 | 3 | 1 | 1 |  | 0
SCE Metro | Del Amo | 500 | LDES |  |  | 0 | 0 | 0 | 0 | 0 | 0 | 0 | 0 | 0 | 1 | 1 | 1 | 1 | [13 empty] | 1 | 1 | 3 | 1 | 2 | 1 | 1 |  | 0
SCE Metro | Del Amo | 230 | LDES |  |  | 0 | 0 | 0 | 0 | 0 | 0 | 0 | 0 | 0 | 1 | 1 | 1 | 1 | [13 empty] | 1 | 1 | 3 | 1 | 2 | 1 | 1 |  | 0
SCE Eastern | Delaney | 500 | LDES |  |  | 0 | 0 | 0 | 0 | 0 | 0 | 0 | 0 | 0 | 5 | 2 | 1 | 1 | [13 empty] | 2 | 1 | 4 | 2 | 3 | 1 | 1 |  | 0
PG&E NGBA | Delevan | 230 | LDES |  | Mapped as Batteries o rPSH | 70 | 0 | 70 | 0 | 0 | 0 | 70 | 0 | 70 | 5 | 2 | 1 | 1 | [13 empty] | 2 | 2 | 1 | 1 | 3 | 3- | 1 |  | 1
PG&E GBA | Delta PP | 230 | LDES |  |  | 0 | 0 | 0 | 0 | 0 | 0 | 0 | 0 | 0 | 5 | 2 | 1 | 1 | [13 empty] | 2 | 1 | 3 | 1 | 2 | 1 | 1 |  | 0
EOP | Desert View | 230 | LDES |  |  | 0 | 0 | 0 | 0 | 0 | 0 | 0 | 0 | 0 | 5 | 3 | 1 | 1 | [13 empty] | 2 | 1 | 4 | 1 | 3 | 1 | 1 |  | 0
SCE Eastern | Devers | 230 | LDES |  |  | 0 | 0 | 0 | 0 | 0 | 0 | 0 | 0 | 0 | 1 | 1 | 1 | 1 | [13 empty] | 2 | 1 | 1 | 1 | 3 | 1 | 1 |  | 0
SCE Eastern | Devers | 500 | LDES |  |  | 0 | 0 | 0 | 0 | 0 | 0 | 0 | 0 | 0 | 1 | 1 | 1 | 1 | [13 empty] | 2 | 1 | 1 | 1 | 3 | 1 | 1 |  | 0
PG&E KERN | Diablo Canyon | 230 | LDES |  |  | 0 | 0 | 0 | 0 | 0 | 0 | 0 | 0 | 0 | 1 | 1 | 1 | 1 | [13 empty] | 2 | 2 | 4 | 2 | 3 | 1 | 1 |  | 0
PG&E KERN | Diablo Canyon | 500 | LDES |  |  | 0 | 0 | 0 | 0 | 0 | 0 | 0 | 0 | 0 | 5 | 2 | 4 | 4 | [13 empty] | 2 | 2 | 4 | 2 | 3 | 1 | 1 |  | 0
PG&E KERN | Divide | 115 | LDES |  |  | 0 | 0 | 0 | 0 | 0 | 0 | 0 | 0 | 0 | 1 | 1 | 1 | 1 | [13 empty] | 2 | 2 | 4 | 1 | 2 | 1 | 1 |  | 0
PG&E GBA | Dixon Landing | 115 | LDES |  |  | 0 | 0 | 0 | 0 | 0 | 0 | 0 | 0 | 0 | 5 | 4 | 1 | 1 | [13 empty] | 2 | 1 | 2 | 1 | 2 | 1 | 1 |  | 0
PG&E FRESNO | Dos Amigos | 230 | LDES |  |  | 0 | 0 | 0 | 0 | 0 | 0 | 0 | 0 | 0 | 1 | 1 | 1 | 1 | [13 empty] | 1 | 1 | 4 | 2 | 1 | 1 | 1 |  | 0
PG&E NGBA | Drum | 115 | LDES |  |  | 0 | 0 | 0 | 0 | 0 | 0 | 0 | 0 | 0 | 5 | 4 | 1 | 1 | [13 empty] | 2 | 1 | 4 | 2 | 3 | 1 | 1 |  | 0
PG&E GBA | Dumbarton | 115 | LDES |  |  | 0 | 0 | 0 | 0 | 0 | 0 | 0 | 0 | 0 | 5 | 2 | 1 | 1 | [13 empty] | 2 | 1 | 3 | 1 | 2 | 1 | 1 |  | 0
SCE NOL | Dunn Siding | 115 | LDES |  |  | 0 | 0 | 0 | 0 | 0 | 0 | 0 | 0 | 0 | 3 | 3 | 1 | 1 | [13 empty] | 2 | 1 | 4 | 1 | 1 | 1 | 1 |  | 0
SCE Eastern | Eagle Mountain | 230 | LDES |  |  | 0 | 0 | 0 | 0 | 0 | 0 | 0 | 0 | 0 | 5 | 4 | 3 | 3 | [13 empty] | 2 | 2 | 4 | 1 | 3 | 1 | 1 |  | 0
PG&E NGBA | Eagle Rock (PGE) | 60 | LDES |  |  | 0 | 0 | 0 | 0 | 0 | 0 | 0 | 0 | 0 | 5 | 2 | 1 | 1 | [13 empty] | 2 | 2 | 4 | 2 | 3 | 1 | 1 |  | 0
PG&E NGBA | Eagle Rock (PGE) | 115 | LDES |  |  | 0 | 0 | 0 | 0 | 0 | 0 | 0 | 0 | 0 | 5 | 2 | 1 | 1 | [13 empty] | 2 | 2 | 4 | 2 | 3 | 1 | 1 |  | 0
SCE Metro | Eagle Rock (SCE) | 230 | LDES |  |  | 0 | 0 | 0 | 0 | 0 | 0 | 0 | 0 | 0 | 1 | 1 | 1 | 1 | [13 empty] | 1 | 1 | 2 | 1 | 2 | 1 | 1 |  | 0
PG&E NGBA | East Marysville | 115 | LDES |  |  | 0 | 0 | 0 | 0 | 0 | 0 | 0 | 0 | 0 | 5 | 4 | 1 | 1 | [13 empty] | 2 | 2 | 2 | 1 | 2 | 1 | 1 |  | 0
PG&E NGBA | East Nicolaus | 115 | LDES |  |  | 0 | 0 | 0 | 0 | 0 | 0 | 0 | 0 | 0 | 5 | 4 | 1 | 1 | [13 empty] | 2 | 1 | 4 | 1 | 3 | 1 | 1 |  | 0
PG&E NGBA | East Nicolaus | 60 | LDES |  |  | 0 | 0 | 0 | 0 | 0 | 0 | 0 | 0 | 0 | 5 | 4 | 1 | 1 | [13 empty] | 2 | 1 | 4 | 1 | 3 | 1 | 1 |  | 0
PG&E GBA | Eastshore | 115 | LDES |  |  | 0 | 0 | 0 | 0 | 0 | 0 | 0 | 0 | 0 | 5 | 2 | 1 | 1 | [13 empty] | 2 | 1 | 2 | 1 | 1 | 1 | 1 |  | 0
PG&E GBA | Eastshore | 230 | LDES |  |  | 0 | 0 | 0 | 0 | 0 | 0 | 0 | 0 | 0 | 5 | 2 | 1 | 1 | [13 empty] | 2 | 1 | 2 | 1 | 1 | 1 | 1 |  | 0
SDGE | ECO | 138 | LDES |  |  | 0 | 0 | 0 | 0 | 0 | 0 | 0 | 0 | 0 | 1 | 1 | 1 | 1 | [13 empty] | 2 | 1 | 4 | 1 | 3 | 1 | 1 |  | 0
SDGE | ECO | 230 | LDES |  |  | 0 | 0 | 0 | 0 | 0 | 0 | 0 | 0 | 0 | 1 | 1 | 1 | 1 | [13 empty] | 2 | 1 | 4 | 1 | 3 | 1 | 1 |  | 0
SDGE | ECO | 500 | LDES |  |  | 0 | 0 | 0 | 0 | 0 | 0 | 0 | 0 | 0 | 1 | 1 | 1 | 1 | [13 empty] | 2 | 1 | 4 | 1 | 3 | 1 | 1 |  | 0
PG&E GBA | Edenvale | 115 | LDES |  |  | 0 | 0 | 0 | 0 | 0 | 0 | 0 | 0 | 0 | 5 | 4 | 1 | 1 | [13 empty] | 2 | 1 | 2 | 2 | 2 | 1 | 1 |  | 0
PG&E GBA | Edes | 115 | LDES |  |  | 0 | 0 | 0 | 0 | 0 | 0 | 0 | 0 | 0 | 5 | 2 | 1 | 1 | [13 empty] | 2 | 1 | 3 | 1 | 1 | 1 | 1 |  | 0
PG&E GBA | Eight Mile | 230 | LDES |  |  | 0 | 0 | 0 | 0 | 0 | 0 | 0 | 0 | 0 | 5 | 4 | 1 | 1 | [13 empty] | 1 | 1 | 2 | 2 | 1 | 1 | 1 |  | 0
SDGE | El Cajon | 69 | LDES |  |  | 0 | 0 | 0 | 0 | 0 | 0 | 0 | 0 | 0 | 1 | 1 | 1 | 1 | [13 empty] | 2 | 1 | 2 | 1 | 1 | 1 | 1 |  | 0
SCE Eastern | El Casco | 230 | LDES |  |  | 0 | 0 | 0 | 0 | 0 | 0 | 0 | 0 | 0 | 1 | 1 | 1 | 1 | [13 empty] | 1 | 1 | 4 | 1 | 2 | 1 | 1 |  | 0
PG&E GBA | El Cerrito G | 115 | LDES |  |  | 0 | 0 | 0 | 0 | 0 | 0 | 0 | 0 | 0 | 5 | 2 | 1 | 1 | [13 empty] | 2 | 1 | 2 | 1 | 2 | 1 | 1 |  | 0
PG&E NGBA | El Dorado PH | 115 | LDES |  |  | 0 | 0 | 0 | 0 | 0 | 0 | 0 | 0 | 0 | 5 | 4 | 1 | 1 | [13 empty] | 2 | 1 | 4 | 2 | 3 | 1 | 1 |  | 0
PG&E FRESNO | El Nido (PGE) | 115 | LDES |  |  | 0 | 0 | 0 | 0 | 0 | 0 | 0 | 0 | 0 | 5 | 4 | 5 | 2 | [13 empty] | 1 | 1 | 4 | 2 | 1 | 1 | 1 |  | 0
SCE Metro | El Nido (SCE) | 230 | LDES |  |  | 0 | 0 | 0 | 0 | 0 | 0 | 0 | 0 | 0 | 1 | 1 | 1 | 1 | [13 empty] | 1 | 1 | 2 | 1 | 2 | 1 | 1 |  | 0
PG&E GBA | El Patio | 115 | LDES |  |  | 0 | 0 | 0 | 0 | 0 | 0 | 0 | 0 | 0 | 5 | 4 | 1 | 1 | [13 empty] | 2 | 1 | 3 | 2 | 2 | 1 | 1 |  | 0
SCE Metro | El Segundo | 230 | LDES |  |  | 0 | 0 | 0 | 0 | 0 | 0 | 0 | 0 | 0 | 1 | 1 | 1 | 1 | [13 empty] | 1 | 1 | 1 | 1 | 1 | 1 | 1 |  | 0
EOP | Eldorado | 230 | LDES |  |  | 0 | 0 | 0 | 0 | 0 | 0 | 0 | 0 | 0 | 5 | 3 | 1 | 1 | [13 empty] | 2 | 2 | 2 | 1 | 3 | 1+ | 1 |  | 1
EOP | Eldorado | 500 | LDES |  |  | 0 | 0 | 0 | 0 | 0 | 0 | 0 | 0 | 0 | 5 | 2 | 1 | 1 | [13 empty] | 2 | 2 | 2 | 1 | 3 | 1 | 1 |  | 0
SCE Northern | Elizabeth Lake | 66 | LDES |  |  | 0 | 0 | 0 | 0 | 0 | 0 | 0 | 0 | 0 | 5 | 2 | 1 | 1 | [13 empty] | 1 | 1 | 3 | 1 | 3 | 1 | 1 |  | 0
PG&E KERN | Elk Hills | 230 | LDES |  |  | 0 | 0 | 0 | 0 | 0 | 0 | 0 | 0 | 0 | 5 | 2 | 4 | 4 | [13 empty] | 1 | 1 | 3 | 1 | 1 | 1 | 1 |  | 0
SDGE | Elliot | 69 | LDES |  |  | 0 | 0 | 0 | 0 | 0 | 0 | 0 | 0 | 0 | 1 | 1 | 1 | 1 | [13 empty] | 2 | 1 | 2 | 1 | 2 | 1 | 1 |  | 0
SCE Metro | Ellis | 230 | LDES |  |  | 0 | 0 | 0 | 0 | 0 | 0 | 0 | 0 | 0 | 1 | 1 | 1 | 1 | [13 empty] | 1 | 1 | 2 | 1 | 2 | 1 | 1 |  | 0
SDGE | Encina | 138 | LDES |  |  | 0 | 0 | 0 | 0 | 0 | 0 | 0 | 0 | 0 | 1 | 1 | 1 | 1 | [13 empty] | 2 | 1 | 1 | 1 | 3 | 1 | 1 |  | 0
SDGE | Encina | 230 | LDES |  |  | 0 | 0 | 0 | 0 | 0 | 0 | 0 | 0 | 0 | 1 | 1 | 1 | 1 | [13 empty] | 2 | 1 | 1 | 1 | 3 | 1 | 1 |  | 0
SDGE | Escondido | 230 | LDES |  |  | 0 | 0 | 0 | 0 | 0 | 0 | 0 | 0 | 0 | 1 | 1 | 1 | 1 | [13 empty] | 2 | 1 | 1 | 1 | 3 | 1 | 1 |  | 0
SDGE | Escondido | 69 | LDES |  |  | 0 | 0 | 0 | 0 | 0 | 0 | 0 | 0 | 0 | 1 | 1 | 1 | 1 | [13 empty] | 2 | 1 | 1 | 1 | 3 | 1 | 1 |  | 0
PG&E KERN | Estrella | 230 | LDES |  |  | 0 | 0 | 0 | 0 | 0 | 0 | 0 | 0 | 0 | 1 | 1 | 1 | 1 | [13 empty] | 2 | 2 | 4 | 2 | 3 | 1 | 1 |  | 0
SCE Eastern | Etiwanda | 230 | LDES |  |  | 0 | 0 | 0 | 0 | 0 | 0 | 0 | 0 | 0 | 1 | 1 | 1 | 1 | [13 empty] | 1 | 1 | 2 | 1 | 1 | 1 | 1 |  | 0
PG&E GBA | Evergreen | 115 | LDES |  |  | 0 | 0 | 0 | 0 | 0 | 0 | 0 | 0 | 0 | 5 | 4 | 1 | 1 | [13 empty] | 2 | 1 | 2 | 2 | 2 | 1 | 1 |  | 0
PG&E GBA | Evergreen | 60 | LDES |  |  | 0 | 0 | 0 | 0 | 0 | 0 | 0 | 0 | 0 | 5 | 4 | 1 | 1 | [13 empty] | 2 | 1 | 2 | 2 | 2 | 1 | 1 |  | 0
PG&E FRESNO | Excelsior | 115 | LDES |  |  | 0 | 0 | 0 | 0 | 0 | 0 | 0 | 0 | 0 | 5 | 4 | 1 | 1 | [13 empty] | 1 | 1 | 4 | 2 | 1 | 1 | 1 |  | 0
PG&E FRESNO | Exchequer | 115 | LDES |  |  | 0 | 0 | 0 | 0 | 0 | 0 | 0 | 0 | 0 | 5 | 4 | 5 | 2 | [13 empty] | 2 | 1 | 4 | 1 | 2 | 1 | 1 |  | 0
PG&E KERN | Fairway | 115 | LDES |  |  | 0 | 0 | 0 | 0 | 0 | 0 | 0 | 0 | 0 | 1 | 1 | 1 | 1 | [13 empty] | 2 | 2 | 3 | 1 | 2 | 1 | 1 |  | 0
PG&E KERN | Famoso | 115 | LDES |  |  | 0 | 0 | 0 | 0 | 0 | 0 | 0 | 0 | 0 | 1 | 1 | 1 | 1 | [13 empty] | 1 | 1 | 4 | 1 | 1 | 1 | 1 |  | 0
PG&E NGBA | Fern Road | 500 | LDES |  |  | 0 | 0 | 0 | 0 | 0 | 0 | 0 | 0 | 0 | 5 | 2 | 1 | 1 | [13 empty] | 2 | 2 | 4 | 2 | 3 | 1 | 1 |  | 0
PG&E GBA | Fibreboard (SPI Sonora) | 115 | LDES |  |  | 0 | 0 | 0 | 0 | 0 | 0 | 0 | 0 | 0 | 5 | 4 | 1 | 1 | [13 empty] | 2 | 1 | 2 | 1 | 2 | 1 | 1 |  | 0
PG&E FRESNO | Figarden | 230 | LDES |  |  | 0 | 0 | 0 | 0 | 0 | 0 | 0 | 0 | 0 | 5 | 4 | 5 | 2 | [13 empty] | 1 | 1 | 3 | 2 | 2 | 1 | 1 |  | 0
PG&E FRESNO | Fink | 230 | LDES |  |  | 0 | 0 | 0 | 0 | 0 | 0 | 0 | 0 | 0 | 1 | 1 | 1 | 1 | [13 empty] | 1 | 1 | 4 | 2 | 1 | 1 | 1 |  | 0
PG&E NGBA | Fitch Mountain | 60 | LDES |  |  | 0 | 0 | 0 | 0 | 0 | 0 | 0 | 0 | 0 | 5 | 2 | 1 | 1 | [13 empty] | 2 | 2 | 4 | 2 | 3 | 1 | 1 |  | 0
PG&E GBA | FMC | 115 | LDES |  |  | 0 | 0 | 0 | 0 | 0 | 0 | 0 | 0 | 0 | 5 | 4 | 1 | 1 | [13 empty] | 2 | 1 | 2 | 2 | 2 | 1 | 1 |  | 0
PG&E GBA | Fremont | 115 | LDES |  |  | 0 | 0 | 0 | 0 | 0 | 0 | 0 | 0 | 0 | 5 | 2 | 1 | 1 | [13 empty] | 2 | 1 | 3 | 1 | 2 | 1 | 1 |  | 0
PG&E GBA | French Camp | 60 | LDES |  |  | 0 | 0 | 0 | 0 | 0 | 0 | 0 | 0 | 0 | 5 | 4 | 1 | 1 | [13 empty] | 1 | 1 | 3 | 2 | 1 | 1 | 1 |  | 0
PG&E GBA | Frogtown | 115 | LDES |  |  | 0 | 0 | 0 | 0 | 0 | 0 | 0 | 0 | 0 | 5 | 4 | 1 | 1 | [13 empty] | 2 | 1 | 4 | 1 | 3 | 1 | 1 |  | 0
PG&E NGBA | Fulton | 115 | LDES |  |  | 0 | 0 | 0 | 0 | 0 | 0 | 0 | 0 | 0 | 5 | 4 | 1 | 1 | [13 empty] | 2 | 1 | 3 | 2 | 2 | 1 | 1 |  | 0
PG&E NGBA | Fulton | 230 | LDES |  |  | 0 | 0 | 0 | 0 | 0 | 0 | 0 | 0 | 0 | 5 | 4 | 1 | 1 | [13 empty] | 2 | 1 | 3 | 2 | 2 | 1 | 1 |  | 0
PG&E NGBA | Fulton | 60 | LDES |  |  | 0 | 0 | 0 | 0 | 0 | 0 | 0 | 0 | 0 | 5 | 2 | 1 | 1 | [13 empty] | 2 | 1 | 3 | 2 | 2 | 1 | 1 |  | 0
PG&E KERN | Ganso | 115 | LDES |  |  | 0 | 0 | 0 | 0 | 0 | 0 | 0 | 0 | 0 | 1 | 1 | 1 | 1 | [13 empty] | 1 | 1 | 3 | 1 | 1 | 1 | 1 |  | 0
PG&E FRESNO | Gates | 230 | LDES |  | Mapped as Batteries | 100 | 0 | 100 | 0 | 0 | 0 | 100 | 0 | 100 | 5 | 2 | 4 | 4 | [13 empty] | 1 | 1 | 3 | 2 | 1 | 5- | 1 |  | 1
PG&E FRESNO | Gates | 500 | LDES |  |  | 0 | 0 | 0 | 0 | 0 | 0 | 0 | 0 | 0 | 5 | 2 | 4 | 4 | [13 empty] | 1 | 1 | 3 | 2 | 1 | 1 | 1 |  | 0
PG&E NGBA | Geysers 12 | 230 | LDES |  |  | 0 | 0 | 0 | 0 | 0 | 0 | 0 | 0 | 0 | 5 | 4 | 1 | 1 | [13 empty] | 2 | 2 | 4 | 2 | 3 | 1 | 1 |  | 0
PG&E NGBA | Geysers 17 | 230 | LDES |  |  | 0 | 0 | 0 | 0 | 0 | 0 | 0 | 0 | 0 | 5 | 4 | 1 | 1 | [13 empty] | 2 | 2 | 4 | 2 | 3 | 1 | 1 |  | 0
PG&E NGBA | Geysers 3 | 115 | LDES |  |  | 0 | 0 | 0 | 0 | 0 | 0 | 0 | 0 | 0 | 5 | 2 | 1 | 1 | [13 empty] | 2 | 2 | 4 | 2 | 3 | 1 | 1 |  | 0
PG&E NGBA | Glenn | 230 | LDES |  |  | 0 | 0 | 0 | 0 | 0 | 0 | 0 | 0 | 0 | 5 | 2 | 1 | 1 | [13 empty] | 2 | 2 | 4 | 1 | 3 | 1 | 1 |  | 0
PG&E NGBA | Glenn | 60 | LDES |  |  | 0 | 0 | 0 | 0 | 0 | 0 | 0 | 0 | 0 | 5 | 2 | 1 | 1 | [13 empty] | 2 | 2 | 4 | 1 | 3 | 1 | 1 |  | 0
PG&E NGBA | Gold Hill | 115 | LDES |  |  | 0 | 0 | 0 | 0 | 0 | 0 | 0 | 0 | 0 | 5 | 4 | 1 | 1 | [13 empty] | 2 | 1 | 4 | 2 | 3 | 1 | 1 |  | 0
PG&E NGBA | Gold Hill | 230 | LDES |  |  | 0 | 0 | 0 | 0 | 0 | 0 | 0 | 0 | 0 | 5 | 4 | 1 | 1 | [13 empty] | 2 | 1 | 4 | 2 | 3 | 1 | 1 |  | 0
SCE Northern | Goleta | 230 | LDES |  |  | 0 | 0 | 0 | 0 | 0 | 0 | 0 | 0 | 0 | 5 | 2 | 1 | 1 | [13 empty] | 2 | 2 | 2 | 1 | 2 | 1 | 1 |  | 0
SCE Metro | Goodrich | 230 | LDES |  |  | 0 | 0 | 0 | 0 | 0 | 0 | 0 | 0 | 0 | 1 | 1 | 1 | 1 | [13 empty] | 1 | 1 | 3 | 1 | 2 | 1 | 1 |  | 0
PG&E KERN | Goose Lake | 115 | LDES |  |  | 0 | 0 | 0 | 0 | 0 | 0 | 0 | 0 | 0 | 1 | 1 | 1 | 1 | [13 empty] | 1 | 1 | 2 | 1 | 1 | 1 | 1 |  | 0
SCE Metro | Gould | 230 | LDES |  |  | 0 | 0 | 0 | 0 | 0 | 0 | 0 | 0 | 0 | 1 | 1 | 1 | 1 | [13 empty] | 1 | 1 | 4 | 1 | 2 | 1 | 1 |  | 0
PG&E NGBA | Grand Island | 115 | LDES |  |  | 0 | 0 | 0 | 0 | 0 | 0 | 0 | 0 | 0 | 5 | 4 | 1 | 1 | [13 empty] | 2 | 1 | 4 | 2 | 2 | 1 | 1 |  | 0
SDGE | Granite | 69 | LDES |  |  | 0 | 0 | 0 | 0 | 0 | 0 | 0 | 0 | 0 | 1 | 1 | 1 | 1 | [13 empty] | 2 | 1 | 2 | 2 | 2 | 1 | 1 |  | 0
PG&E GBA | Grant | 115 | LDES |  |  | 0 | 0 | 0 | 0 | 0 | 0 | 0 | 0 | 0 | 5 | 2 | 1 | 1 | [13 empty] | 2 | 1 | 2 | 1 | 2 | 1 | 1 |  | 0
PG&E GBA | Green Valley | 115 | LDES |  |  | 0 | 0 | 0 | 0 | 0 | 0 | 0 | 0 | 0 | 5 | 4 | 1 | 1 | [13 empty] | 2 | 2 | 3 | 2 | 2 | 1 | 1 |  | 0
PG&E NGBA | Greenleaf 1 | 115 | LDES |  |  | 0 | 0 | 0 | 0 | 0 | 0 | 0 | 0 | 0 | 5 | 4 | 1 | 1 | [13 empty] | 2 | 2 | 1 | 1 | 3 | 1 | 1 |  | 0
PG&E FRESNO | Gregg | 230 | LDES |  | Mapped as PSH | 140 | 0 | 140 | 0 | 0 | 0 | 140 | 0 | 140 | 5 | 4 | 5 | 2 | [13 empty] | 1 | 1 | 3 | 2 | 1 | 4- | 1 |  | 1
PG&E FRESNO | Grimmway-Malaga | 115 | LDES |  |  | 0 | 0 | 0 | 0 | 0 | 0 | 0 | 0 | 0 | 5 | 4 | 5 | 2 | [13 empty] | 1 | 1 | 2 | 1 | 1 | 1 | 1 |  | 0
PG&E NGBA | Grizzly | 230 | LDES |  |  | 0 | 0 | 0 | 0 | 0 | 0 | 0 | 0 | 0 | 5 | 4 | 1 | 1 | [13 empty] | 2 | 2 | 4 | 1 | 3 | 1 | 1 |  | 0
PG&E FRESNO | Guernsey | 70 | LDES |  |  | 0 | 0 | 0 | 0 | 0 | 0 | 0 | 0 | 0 | 5 | 4 | 5 | 4 | [13 empty] | 1 | 1 | 3 | 2 | 1 | 1 | 1 |  | 0
PG&E FRESNO | GWF Hanford | 115 | LDES |  |  | 0 | 0 | 0 | 0 | 0 | 0 | 0 | 0 | 0 | 5 | 4 | 5 | 2 | [13 empty] | 2 | 1 | 2 | 1 | 1 | 1 | 1 |  | 0
PG&E FRESNO | Haas | 230 | LDES |  |  | 0 | 0 | 0 | 0 | 0 | 0 | 0 | 0 | 0 | 5 | 4 | 5 | 2 | [13 empty] | 1 | 1 | 4 | 2 | 3 | 1 | 1 |  | 0
PG&E FRESNO | Hammonds | 115 | LDES |  |  | 0 | 0 | 0 | 0 | 0 | 0 | 0 | 0 | 0 | 1 | 1 | 1 | 1 | [13 empty] | 1 | 1 | 2 | 2 | 1 | 1 | 1 |  | 0
SCE Metro | HarborGen | 230 | LDES |  |  | 0 | 0 | 0 | 0 | 0 | 0 | 0 | 0 | 0 | 1 | 1 | 1 | 1 | [13 empty] | 1 | 1 | 2 | 1 | 1 | 1 | 1 |  | 0
PG&E NGBA | Harris | 60 | LDES |  |  | 0 | 0 | 0 | 0 | 0 | 0 | 0 | 0 | 0 | 5 | 2 | 1 | 1 | [13 empty] | 2 | 2 | 2 | 2 | 3 | 1 | 1 |  | 0
EOP | Harry Allen | 500 | LDES |  |  | 0 | 0 | 0 | 0 | 0 | 0 | 0 | 0 | 0 | 5 | 3 | 1 | 1 | [13 empty] | 2 | 2 | 4 | 1 | 3 | 1 | 1 |  | 0
PG&E NGBA | Hartley | 60 | LDES |  |  | 0 | 0 | 0 | 0 | 0 | 0 | 0 | 0 | 0 | 5 | 2 | 1 | 1 | [13 empty] | 2 | 2 | 4 | 2 | 3 | 1 | 1 |  | 0
SCE NOL | Harvard | 115 | LDES |  |  | 0 | 0 | 0 | 0 | 0 | 0 | 0 | 0 | 0 | 3 | 3 | 1 | 1 | [13 empty] | 2 | 1 | 4 | 1 | 1 | 1 | 1 |  | 0
SDGE | Hassayampa | 500 | LDES |  |  | 0 | 0 | 0 | 0 | 0 | 0 | 0 | 0 | 0 | 5 | 2 | 1 | 1 | [13 empty] | 2 | 1 | 4 | 2 | 3 | 1 | 1 |  | 0
PG&E FRESNO | Helm | 230 | LDES |  |  | 0 | 0 | 0 | 0 | 0 | 0 | 0 | 0 | 0 | 5 | 4 | 5 | 2 | [13 empty] | 1 | 1 | 2 | 2 | 1 | 1 | 1 |  | 0
PG&E FRESNO | Helm | 70 | LDES |  |  | 0 | 0 | 0 | 0 | 0 | 0 | 0 | 0 | 0 | 1 | 1 | 1 | 1 | [13 empty] | 1 | 1 | 2 | 2 | 1 | 1 | 1 |  | 0
PG&E FRESNO | Henrietta | 115 | LDES |  |  | 0 | 0 | 0 | 0 | 0 | 0 | 0 | 0 | 0 | 1 | 1 | 1 | 1 | [13 empty] | 1 | 1 | 1 | 2 | 1 | 1 | 1 |  | 0
PG&E FRESNO | Henrietta | 230 | LDES |  |  | 0 | 0 | 0 | 0 | 0 | 0 | 0 | 0 | 0 | 1 | 1 | 1 | 1 | [13 empty] | 1 | 1 | 1 | 2 | 1 | 1 | 1 |  | 0
PG&E FRESNO | Henrietta | 70 | LDES |  |  | 0 | 0 | 0 | 0 | 0 | 0 | 0 | 0 | 0 | 5 | 4 | 5 | 4 | [13 empty] | 1 | 1 | 1 | 2 | 1 | 1 | 1 |  | 0
PG&E FRESNO | Herndon | 115 | LDES |  |  | 0 | 0 | 0 | 0 | 0 | 0 | 0 | 0 | 0 | 5 | 2 | 5 | 2 | [13 empty] | 1 | 1 | 3 | 2 | 1 | 1 | 1 |  | 0
PG&E FRESNO | Herndon | 230 | LDES |  |  | 0 | 0 | 0 | 0 | 0 | 0 | 0 | 0 | 0 | 5 | 4 | 5 | 2 | [13 empty] | 1 | 1 | 3 | 2 | 1 | 1 | 1 |  | 0
PG&E GBA | Hicks | 230 | LDES |  |  | 0 | 0 | 0 | 0 | 0 | 0 | 0 | 0 | 0 | 5 | 4 | 1 | 1 | [13 empty] | 2 | 1 | 4 | 2 | 2 | 1 | 1 |  | 0
PG&E NGBA | Higgins | 115 | LDES |  |  | 0 | 0 | 0 | 0 | 0 | 0 | 0 | 0 | 0 | 5 | 4 | 1 | 1 | [13 empty] | 2 | 1 | 4 | 1 | 3 | 1 | 1 |  | 0
PG&E NGBA | Hilltop | 345 | LDES |  |  | 0 | 0 | 0 | 0 | 0 | 0 | 0 | 0 | 0 | 5 | 2 | 1 | 1 | [13 empty] | 2 | 2 | 4 | 1 | 3 | 1 | 1 |  | 0
SCE Metro | Hinson | 230 | LDES |  |  | 0 | 0 | 0 | 0 | 0 | 0 | 0 | 0 | 0 | 1 | 1 | 1 | 1 | [13 empty] | 1 | 1 | 2 | 1 | 1 | 1 | 1 |  | 0
PG&E GBA | Hollister | 115 | LDES |  |  | 0 | 0 | 0 | 0 | 0 | 0 | 0 | 0 | 0 | 5 | 4 | 1 | 1 | [13 empty] | 2 | 2 | 4 | 2 | 3 | 1 | 1 |  | 0
PG&E NGBA | Homestake | 115 | LDES |  |  | 0 | 0 | 0 | 0 | 0 | 0 | 0 | 0 | 0 | 5 | 2 | 1 | 1 | [13 empty] | 2 | 1 | 4 | 2 | 3 | 1 | 1 |  | 0
PG&E NGBA | Honcut | 115 | LDES |  |  | 0 | 0 | 0 | 0 | 0 | 0 | 0 | 0 | 0 | 5 | 4 | 1 | 1 | [13 empty] | 2 | 1 | 4 | 2 | 3 | 1 | 1 |  | 0
SDGE | Hoodoo Wash | 500 | LDES |  |  | 0 | 0 | 0 | 0 | 0 | 0 | 0 | 0 | 0 | 5 | 2 | 1 | 1 | [13 empty] | 2 | 2 | 4 | 2 | 3 | 1 | 1 |  | 0
PG&E NGBA | Hopland | 115 | LDES |  |  | 0 | 0 | 0 | 0 | 0 | 0 | 0 | 0 | 0 | 5 | 2 | 1 | 1 | [13 empty] | 2 | 2 | 4 | 2 | 3 | 1 | 1 |  | 0
PG&E NGBA | Hopland | 60 | LDES |  |  | 0 | 0 | 0 | 0 | 0 | 0 | 0 | 0 | 0 | 5 | 2 | 1 | 1 | [13 empty] | 2 | 2 | 4 | 2 | 3 | 1 | 1 |  | 0
PG&E NGBA | Humboldt | 115 | LDES |  |  | 0 | 0 | 0 | 0 | 0 | 0 | 0 | 0 | 0 | 5 | 2 | 1 | 1 | [13 empty] | 2 | 2 | 3 | 2 | 3 | 1 | 1 |  | 0
PG&E NGBA | Humboldt | 60 | LDES |  |  | 0 | 0 | 0 | 0 | 0 | 0 | 0 | 0 | 0 | 5 | 2 | 1 | 1 | [13 empty] | 2 | 2 | 3 | 2 | 3 | 1 | 1 |  | 0
PG&E NGBA | Humboldt | 500 | LDES |  |  | 0 | 0 | 0 | 0 | 0 | 0 | 0 | 0 | 0 | 5 | 4 | 5 | 4 | [13 empty] | 2 | 2 | 3 | 2 | 3 | 1 | 1 |  | 0
SCE Metro | Huntington Beach | 230 | LDES |  |  | 0 | 0 | 0 | 0 | 0 | 0 | 0 | 0 | 0 | 1 | 1 | 1 | 1 | [13 empty] | 1 | 1 | 1 | 1 | 2 | 1 | 1 |  | 0
PG&E NGBA | Ignacio | 115 | LDES |  |  | 0 | 0 | 0 | 0 | 0 | 0 | 0 | 0 | 0 | 5 | 4 | 1 | 1 | [13 empty] | 2 | 1 | 4 | 1 | 3 | 1 | 1 |  | 0
PG&E NGBA | Ignacio | 230 | LDES |  |  | 0 | 0 | 0 | 0 | 0 | 0 | 0 | 0 | 0 | 5 | 2 | 1 | 1 | [13 empty] | 2 | 1 | 4 | 1 | 3 | 1 | 1 |  | 0
PG&E NGBA | Ignacio | 60 | LDES |  |  | 0 | 0 | 0 | 0 | 0 | 0 | 0 | 0 | 0 | 5 | 2 | 1 | 1 | [13 empty] | 2 | 1 | 4 | 1 | 3 | 1 | 1 |  | 0
SDGE | Imperial Beach | 69 | LDES |  |  | 0 | 0 | 0 | 0 | 0 | 0 | 0 | 0 | 0 | 1 | 1 | 1 | 1 | [13 empty] | 2 | 1 | 3 | 1 | 2 | 1 | 1 |  | 0
SDGE | Imperial Valley | 230 | LDES |  |  | 0 | 0 | 0 | 0 | 0 | 0 | 0 | 0 | 0 | 1 | 1 | 1 | 1 | [13 empty] | 1 | 1 | 2 | 2 | 1 | 1 | 1 |  | 0
SDGE | Imperial Valley | 500 | LDES |  |  | 0 | 0 | 0 | 0 | 0 | 0 | 0 | 0 | 0 | 1 | 1 | 1 | 1 | [13 empty] | 1 | 1 | 2 | 2 | 1 | 1 | 1 |  | 0
EOP | Innovation | 138 | LDES |  |  | 0 | 0 | 0 | 0 | 0 | 0 | 0 | 0 | 0 | 5 | 3 | 1 | 1 | [13 empty] | 2 | 2 | 4 | 1 | 3 | 1 | 1 |  | 0
EOP | Innovation | 230 | LDES |  |  | 0 | 0 | 0 | 0 | 0 | 0 | 0 | 0 | 0 | 5 | 3 | 1 | 1 | [13 empty] | 2 | 2 | 4 | 1 | 3 | 1 | 1 |  | 0
SCE NOL | Inyokern | 115 | LDES |  |  | 0 | 0 | 0 | 0 | 0 | 0 | 0 | 0 | 0 | 3 | 3 | 1 | 1 | [13 empty] | 2 | 2 | 4 | 1 | 3 | 1 | 1 |  | 0
EOP | IS Tap | 138 | LDES |  |  | 0 | 0 | 0 | 0 | 0 | 0 | 0 | 0 | 0 | 5 | 3 | 1 | 1 | [13 empty] | 2 | 2 | 4 | 1 | 3 | 1 | 1 |  | 0
EOP | Ivanpah | 115 | LDES |  |  | 0 | 0 | 0 | 0 | 0 | 0 | 0 | 0 | 0 | 5 | 3 | 1 | 1 | [13 empty] | 2 | 2 | 4 | 1 | 1 | 1 | 1 |  | 0
EOP | Ivanpah | 230 | LDES |  |  | 0 | 0 | 0 | 0 | 0 | 0 | 0 | 0 | 0 | 5 | 3 | 1 | 1 | [13 empty] | 2 | 2 | 4 | 1 | 1 | 1 | 1 |  | 0
EOP | Jackass (DOE) | 138 | LDES |  |  | 0 | 0 | 0 | 0 | 0 | 0 | 0 | 0 | 0 | 5 | 3 | 1 | 1 | [13 empty] | 2 | 2 | 4 | 1 | 3 | 1 | 1 |  | 0
PG&E NGBA | James B Black | 230 | LDES |  |  | 0 | 0 | 0 | 0 | 0 | 0 | 0 | 0 | 0 | 5 | 2 | 1 | 1 | [13 empty] | 2 | 2 | 4 | 2 | 3 | 1 | 1 |  | 0
PG&E GBA | Jefferson | 230 | LDES |  |  | 0 | 0 | 0 | 0 | 0 | 0 | 0 | 0 | 0 | 5 | 4 | 1 | 1 | [13 empty] | 2 | 1 | 3 | 1 | 2 | 1 | 1 |  | 0
PG&E NGBA | Jessup | 115 | LDES |  |  | 0 | 0 | 0 | 0 | 0 | 0 | 0 | 0 | 0 | 5 | 2 | 1 | 1 | [13 empty] | 2 | 2 | 3 | 2 | 3 | 1 | 1 |  | 0
SCE Metro | Johanna | 230 | LDES |  |  | 0 | 0 | 0 | 0 | 0 | 0 | 0 | 0 | 0 | 1 | 1 | 1 | 1 | [13 empty] | 1 | 1 | 2 | 1 | 1 | 1 | 1 |  | 0
SCE Eastern | Julian Hinds | 230 | LDES |  |  | 0 | 0 | 0 | 0 | 0 | 0 | 0 | 0 | 0 | 5 | 4 | 3 | 3 | [13 empty] | 2 | 1 | 4 | 1 | 3 | 1 | 1 |  | 0
PG&E GBA | Kasson | 115 | LDES |  |  | 0 | 0 | 0 | 0 | 0 | 0 | 0 | 0 | 0 | 5 | 4 | 1 | 1 | [13 empty] | 1 | 1 | 4 | 2 | 1 | 1 | 1 |  | 0
PG&E GBA | Kasson | 60 | LDES |  |  | 0 | 0 | 0 | 0 | 0 | 0 | 0 | 0 | 0 | 5 | 4 | 1 | 1 | [13 empty] | 1 | 1 | 4 | 2 | 1 | 1 | 1 |  | 0
PG&E FRESNO | Kearney | 230 | LDES |  |  | 0 | 0 | 0 | 0 | 0 | 0 | 0 | 0 | 0 | 5 | 4 | 5 | 2 | [13 empty] | 1 | 1 | 3 | 2 | 1 | 1 | 1 |  | 0
PG&E FRESNO | Kearney | 70 | LDES |  |  | 0 | 0 | 0 | 0 | 0 | 0 | 0 | 0 | 0 | 5 | 4 | 5 | 2 | [13 empty] | 1 | 1 | 3 | 2 | 1 | 1 | 1 |  | 0
PG&E GBA | Kelso | 230 | LDES |  |  | 0 | 0 | 0 | 0 | 0 | 0 | 0 | 0 | 0 | 5 | 2 | 1 | 1 | [13 empty] | 2 | 1 | 2 | 1 | 2 | 1 | 1 |  | 0
PG&E FRESNO | Kerchoff 1 | 115 | LDES |  |  | 0 | 0 | 0 | 0 | 0 | 0 | 0 | 0 | 0 | 5 | 4 | 5 | 2 | [13 empty] | 1 | 1 | 4 | 2 | 3 | 1 | 1 |  | 0
PG&E KERN | Kern Oil | 115 | LDES |  |  | 0 | 0 | 0 | 0 | 0 | 0 | 0 | 0 | 0 | 5 | 2 | 4 | 4 | [13 empty] | 1 | 1 | 1 | 1 | 1 | 1 | 1 |  | 0
PG&E KERN | Kern PP | 115 | LDES |  |  | 0 | 0 | 0 | 0 | 0 | 0 | 0 | 0 | 0 | 5 | 2 | 4 | 4 | [13 empty] | 1 | 1 | 2 | 1 | 2 | 1 | 1 |  | 0
PG&E KERN | Kern PP | 230 | LDES |  |  | 0 | 0 | 0 | 0 | 0 | 0 | 0 | 0 | 0 | 5 | 2 | 4 | 4 | [13 empty] | 1 | 1 | 2 | 1 | 2 | 1 | 1 |  | 0
PG&E KERN | Kern PP | 70 | LDES |  |  | 0 | 0 | 0 | 0 | 0 | 0 | 0 | 0 | 0 | 1 | 1 | 1 | 1 | [13 empty] | 1 | 1 | 2 | 1 | 2 | 1 | 1 |  | 0
PG&E KERN | Kernridge | 115 | LDES |  |  | 0 | 0 | 0 | 0 | 0 | 0 | 0 | 0 | 0 | 5 | 2 | 4 | 4 | [13 empty] | 1 | 1 | 1 | 1 | 1 | 1 | 1 |  | 0
PG&E FRESNO | Kingsburg | 115 | LDES |  |  | 0 | 0 | 0 | 0 | 0 | 0 | 0 | 0 | 0 | 5 | 4 | 5 | 4 | [13 empty] | 1 | 1 | 2 | 2 | 1 | 1 | 1 |  | 0
PG&E GBA | Kirker | 115 | LDES |  |  | 0 | 0 | 0 | 0 | 0 | 0 | 0 | 0 | 0 | 5 | 2 | 1 | 1 | [13 empty] | 2 | 1 | 3 | 1 | 1 | 1 | 1 |  | 0
PG&E NGBA | Knights Landing | 115 | LDES |  |  | 0 | 0 | 0 | 0 | 0 | 0 | 0 | 0 | 0 | 5 | 4 | 1 | 1 | [13 empty] | 2 | 1 | 4 | 2 | 3 | 1 | 1 |  | 0
PG&E NGBA | Konocti | 60 | LDES |  |  | 0 | 0 | 0 | 0 | 0 | 0 | 0 | 0 | 0 | 5 | 2 | 1 | 1 | [13 empty] | 2 | 2 | 4 | 2 | 3 | 1 | 1 |  | 0
SCE NOL | Kramer | 115 | LDES |  |  | 0 | 0 | 0 | 0 | 0 | 0 | 0 | 0 | 0 | 3 | 3 | 1 | 1 | [13 empty] | 2 | 1 | 4 | 1 | 3 | 1 | 1 |  | 0
SCE NOL | Kramer | 230 | LDES |  |  | 0 | 0 | 0 | 0 | 0 | 0 | 0 | 0 | 0 | 3 | 3 | 1 | 1 | [13 empty] | 2 | 1 | 4 | 1 | 3 | 1+ | 1 |  | 1
SCE Metro | La Cienega | 230 | LDES |  |  | 0 | 0 | 0 | 0 | 0 | 0 | 0 | 0 | 0 | 1 | 1 | 1 | 1 | [13 empty] | 1 | 1 | 2 | 1 | 2 | 1 | 1 |  | 0
SCE Metro | La Fresa | 230 | LDES |  |  | 0 | 0 | 0 | 0 | 0 | 0 | 0 | 0 | 0 | 1 | 1 | 1 | 1 | [13 empty] | 1 | 1 | 2 | 1 | 2 | 1 | 1 |  | 0
SCE Metro | Laguna Bell | 230 | LDES |  |  | 0 | 0 | 0 | 0 | 0 | 0 | 0 | 0 | 0 | 1 | 1 | 1 | 1 | [13 empty] | 1 | 1 | 2 | 1 | 1 | 1 | 1 |  | 0
PG&E KERN | Lakeview | 70 | LDES |  |  | 0 | 0 | 0 | 0 | 0 | 0 | 0 | 0 | 0 | 5 | 2 | 4 | 4 | [13 empty] | 1 | 1 | 4 | 1 | 1 | 1 | 1 |  | 0
PG&E NGBA | Lakeville | 230 | LDES |  |  | 0 | 0 | 0 | 0 | 0 | 0 | 0 | 0 | 0 | 5 | 4 | 1 | 1 | [13 empty] | 2 | 1 | 4 | 2 | 3 | 1 | 1 |  | 0
PG&E NGBA | Lakeville | 60 | LDES |  |  | 0 | 0 | 0 | 0 | 0 | 0 | 0 | 0 | 0 | 5 | 4 | 1 | 1 | [13 empty] | 2 | 1 | 4 | 2 | 3 | 1 | 1 |  | 0
PG&E NGBA | Lakeville | 115 | LDES |  |  | 0 | 0 | 0 | 0 | 0 | 0 | 0 | 0 | 0 | 5 | 4 | 1 | 1 | [13 empty] | 2 | 1 | 4 | 2 | 3 | 1 | 1 |  | 0
PG&E GBA | Lakewood | 115 | LDES |  |  | 0 | 0 | 0 | 0 | 0 | 0 | 0 | 0 | 0 | 5 | 2 | 1 | 1 | [13 empty] | 2 | 1 | 3 | 1 | 2 | 1 | 1 |  | 0
PG&E NGBA | Lambie | 230 | LDES |  |  | 0 | 0 | 0 | 0 | 0 | 0 | 0 | 0 | 0 | 5 | 4 | 1 | 1 | [13 empty] | 2 | 1 | 1 | 1 | 1 | 1 | 1 |  | 0
PG&E GBA | Lammers | 115 | LDES |  |  | 0 | 0 | 0 | 0 | 0 | 0 | 0 | 0 | 0 | 5 | 4 | 1 | 1 | [13 empty] | 1 | 1 | 1 | 2 | 2 | 1 | 1 |  | 0
PG&E KERN | Lamont | 115 | LDES |  |  | 0 | 0 | 0 | 0 | 0 | 0 | 0 | 0 | 0 | 5 | 2 | 4 | 4 | [13 empty] | 1 | 1 | 2 | 1 | 1 | 1 | 1 |  | 0
PG&E FRESNO | Las Aguilas | 230 | LDES |  |  | 0 | 0 | 0 | 0 | 0 | 0 | 0 | 0 | 0 | 1 | 1 | 1 | 1 | [13 empty] | 2 | 2 | 4 | 2 | 2 | 1 | 1 |  | 0
EOP | Lathrop | 138 | LDES |  |  | 0 | 0 | 0 | 0 | 0 | 0 | 0 | 0 | 0 | 5 | 3 | 1 | 1 | [13 empty] | 2 | 2 | 4 | 1 | 3 | 1 | 1 |  | 0
EOP | Lathrop | 230 | LDES |  |  | 0 | 0 | 0 | 0 | 0 | 0 | 0 | 0 | 0 | 5 | 3 | 1 | 1 | [13 empty] | 2 | 2 | 4 | 1 | 3 | 1 | 1 |  | 0
PG&E FRESNO | Le Grand | 115 | LDES |  |  | 0 | 0 | 0 | 0 | 0 | 0 | 0 | 0 | 0 | 5 | 4 | 5 | 2 | [13 empty] | 1 | 1 | 3 | 2 | 1 | 1 | 1 |  | 0
PG&E FRESNO | Lemoore | 70 | LDES |  |  | 0 | 0 | 0 | 0 | 0 | 0 | 0 | 0 | 0 | 1 | 1 | 1 | 1 | [13 empty] | 1 | 1 | 3 | 2 | 2 | 1 | 1 |  | 0
PG&E KERN | Lerdo | 115 | LDES |  |  | 0 | 0 | 0 | 0 | 0 | 0 | 0 | 0 | 0 | 5 | 2 | 4 | 4 | [13 empty] | 1 | 1 | 4 | 1 | 1 | 1 | 1 |  | 0
SCE Metro | Lewis | 230 | LDES |  |  | 0 | 0 | 0 | 0 | 0 | 0 | 0 | 0 | 0 | 1 | 1 | 1 | 1 | [13 empty] | 1 | 1 | 3 | 1 | 2 | 1 | 1 |  | 0
SCE Metro | Lighthipe | 230 | LDES |  |  | 0 | 0 | 0 | 0 | 0 | 0 | 0 | 0 | 0 | 1 | 1 | 1 | 1 | [13 empty] | 1 | 1 | 2 | 1 | 1 | 1 | 1 |  | 0
SDGE | Lilac | 69 | LDES |  |  | 0 | 0 | 0 | 0 | 0 | 0 | 0 | 0 | 0 | 1 | 1 | 1 | 1 | [13 empty] | 2 | 1 | 3 | 1 | 3 | 1 | 1 |  | 0
PG&E NGBA | Lincoln | 115 | LDES |  |  | 0 | 0 | 0 | 0 | 0 | 0 | 0 | 0 | 0 | 5 | 4 | 1 | 1 | [13 empty] | 2 | 1 | 3 | 2 | 3 | 1 | 1 |  | 0
PG&E KERN | Live Oak | 115 | LDES |  |  | 0 | 0 | 0 | 0 | 0 | 0 | 0 | 0 | 0 | 5 | 2 | 4 | 4 | [13 empty] | 1 | 1 | 1 | 1 | 1 | 1 | 1 |  | 0
PG&E GBA | Llagas | 115 | LDES |  |  | 0 | 0 | 0 | 0 | 0 | 0 | 0 | 0 | 0 | 5 | 4 | 1 | 1 | [13 empty] | 2 | 1 | 2 | 2 | 1 | 1 | 1 |  | 0
PG&E GBA | Lockeford | 115 | LDES |  |  | 0 | 0 | 0 | 0 | 0 | 0 | 0 | 0 | 0 | 5 | 4 | 1 | 1 | [13 empty] | 1 | 1 | 4 | 2 | 2 | 1 | 1 |  | 0
PG&E GBA | Lockeford | 230 | LDES |  |  | 0 | 0 | 0 | 0 | 0 | 0 | 0 | 0 | 0 | 5 | 4 | 1 | 1 | [13 empty] | 1 | 1 | 4 | 2 | 2 | 1 | 1 |  | 0
PG&E GBA | Lockeford | 60 | LDES |  |  | 0 | 0 | 0 | 0 | 0 | 0 | 0 | 0 | 0 | 5 | 4 | 1 | 1 | [13 empty] | 1 | 1 | 4 | 2 | 2 | 1 | 1 |  | 0
PG&E GBA | Lodi | 230 | LDES |  |  | 0 | 0 | 0 | 0 | 0 | 0 | 0 | 0 | 0 | 5 | 4 | 1 | 1 | [13 empty] | 1 | 1 | 1 | 2 | 1 | 1 | 1 |  | 0
PG&E NGBA | Logan Creek | 230 | LDES |  |  | 0 | 0 | 0 | 0 | 0 | 0 | 0 | 0 | 0 | 5 | 2 | 1 | 1 | [13 empty] | 2 | 2 | 4 | 1 | 2 | 1 | 1 |  | 0
PG&E GBA | Lone Tree | 230 | LDES |  |  | 0 | 0 | 0 | 0 | 0 | 0 | 0 | 0 | 0 | 5 | 2 | 1 | 1 | [13 empty] | 2 | 1 | 3 | 1 | 2 | 1 | 1 |  | 0
PG&E FRESNO | Los Banos | 230 | LDES |  |  | 0 | 0 | 0 | 0 | 0 | 0 | 0 | 0 | 0 | 1 | 1 | 1 | 1 | [13 empty] | 1 | 1 | 4 | 2 | 1 | 1 | 1 |  | 0
PG&E FRESNO | Los Banos | 500 | LDES |  |  | 0 | 0 | 0 | 0 | 0 | 0 | 0 | 0 | 0 | 1 | 1 | 1 | 1 | [13 empty] | 1 | 1 | 4 | 2 | 1 | 1 | 1 |  | 0
SDGE | Los Coches | 138 | LDES |  |  | 0 | 0 | 0 | 0 | 0 | 0 | 0 | 0 | 0 | 5 | 5 | 1 | 1 | [13 empty] | 2 | 2 | 4 | 2 | 3 | 1 | 1 |  | 0
SDGE | Los Coches | 69 | LDES |  |  | 0 | 0 | 0 | 0 | 0 | 0 | 0 | 0 | 0 | 1 | 1 | 1 | 1 | [13 empty] | 2 | 2 | 4 | 2 | 3 | 1 | 1 |  | 0
PG&E GBA | Los Esteros | 115 | LDES |  |  | 0 | 0 | 0 | 0 | 0 | 0 | 0 | 0 | 0 | 5 | 4 | 1 | 1 | [13 empty] | 2 | 1 | 1 | 2 | 1 | 1 | 1 |  | 0
PG&E GBA | Los Esteros | 230 | LDES |  |  | 0 | 0 | 0 | 0 | 0 | 0 | 0 | 0 | 0 | 5 | 4 | 1 | 1 | [13 empty] | 2 | 1 | 1 | 2 | 1 | 1 | 1 |  | 0
PG&E GBA | Los Positas | 230 | LDES |  |  | 0 | 0 | 0 | 0 | 0 | 0 | 0 | 0 | 0 | 5 | 4 | 1 | 1 | [13 empty] | 2 | 1 | 3 | 1 | 3 | 1 | 1 |  | 0
PG&E GBA | Los Positas | 60 | LDES |  |  | 0 | 0 | 0 | 0 | 0 | 0 | 0 | 0 | 0 | 5 | 2 | 1 | 1 | [13 empty] | 2 | 1 | 3 | 1 | 3 | 1 | 1 |  | 0
SDGE | Loveland | 69 | LDES |  |  | 0 | 0 | 0 | 0 | 0 | 0 | 0 | 0 | 0 | 1 | 1 | 1 | 1 | [13 empty] | 2 | 1 | 3 | 1 | 3 | 1 | 1 |  | 0
SCE NOL | Lugo | 230 | LDES |  |  | 0 | 0 | 0 | 0 | 0 | 0 | 0 | 0 | 0 | 1 | 1 | 1 | 1 | [13 empty] | 2 | 1 | 4 | 1 | 2 | 1 | 1 |  | 0
SCE Metro | Lugo | 500 | LDES |  |  | 0 | 0 | 0 | 0 | 0 | 0 | 0 | 0 | 0 | 1 | 1 | 1 | 1 | [13 empty] | 2 | 1 | 4 | 1 | 2 | 1 | 1 |  | 0
PG&E FRESNO | Madera | 70 | LDES |  |  | 0 | 0 | 0 | 0 | 0 | 0 | 0 | 0 | 0 | 5 | 4 | 5 | 2 | [13 empty] | 1 | 1 | 4 | 2 | 1 | 1 | 1 |  | 0
PG&E NGBA | Madison | 115 | LDES |  |  | 0 | 0 | 0 | 0 | 0 | 0 | 0 | 0 | 0 | 5 | 2 | 1 | 1 | [13 empty] | 2 | 1 | 4 | 2 | 3 | 1 | 1 |  | 0
PG&E KERN | Magunden | 115 | LDES |  |  | 0 | 0 | 0 | 0 | 0 | 0 | 0 | 0 | 0 | 5 | 2 | 4 | 4 | [13 empty] | 1 | 1 | 2 | 1 | 1 | 1 | 1 |  | 0
SCE Northern | Magunden | 230 | LDES |  |  | 0 | 0 | 0 | 0 | 0 | 0 | 0 | 0 | 0 | 1 | 1 | 1 | 1 | [13 empty] | 1 | 1 | 2 | 1 | 1 | 1 | 1 |  | 0
PG&E FRESNO | Malaga | 115 | LDES |  |  | 0 | 0 | 0 | 0 | 0 | 0 | 0 | 0 | 0 | 5 | 4 | 5 | 4 | [13 empty] | 1 | 1 | 1 | 2 | 1 | 1 | 1 |  | 0
PG&E NGBA | Malin | 500 | LDES |  | Mapped as PSH | 315 | 0 | 315 | 0 | 0 | 0 | 315 | 0 | 315 | 5 | 2 | 1 | 1 | [13 empty] | 2 | 2 | 4 | 2 | 3 | 3- | 1 |  | 1
SCE Northern | Mandalay | 230 | LDES |  |  | 0 | 0 | 0 | 0 | 0 | 0 | 0 | 0 | 0 | 5 | 2 | 1 | 1 | [13 empty] | 2 | 1 | 2 | 1 | 1 | 1 | 1 |  | 0
PG&E FRESNO | Manning | 230 | LDES |  |  | 0 | 0 | 0 | 0 | 0 | 0 | 0 | 0 | 0 | 1 | 1 | 1 | 1 | [13 empty] | 1 | 1 | 2 | 2 | 1 | 1 | 1 |  | 0
PG&E FRESNO | Manning | 500 | LDES |  | Mapped as Batteries | 200 | 0 | 200 | 0 | 0 | 0 | 200 | 0 | 200 | 1 | 1 | 1 | 1 | [13 empty] | 1 | 1 | 2 | 2 | 1 | 5- | 1 |  | 1
PG&E GBA | Manteca | 115 | LDES |  |  | 0 | 0 | 0 | 0 | 0 | 0 | 0 | 0 | 0 | 5 | 4 | 4 | 4 | [13 empty] | 1 | 1 | 2 | 2 | 2 | 1 | 1 |  | 0
SDGE | Margarita | 138 | LDES |  |  | 0 | 0 | 0 | 0 | 0 | 0 | 0 | 0 | 0 | 1 | 1 | 1 | 1 | [13 empty] | 1 | 1 | 2 | 1 | 3 | 1 | 1 |  | 0
PG&E GBA | Martin | 230 | LDES |  |  | 0 | 0 | 0 | 0 | 0 | 0 | 0 | 0 | 0 | 5 | 2 | 1 | 1 | [13 empty] | 2 | 1 | 3 | 1 | 2 | 1 | 1 |  | 0
PG&E GBA | Martin | 115 | LDES |  |  | 0 | 0 | 0 | 0 | 0 | 0 | 0 | 0 | 0 | 5 | 2 | 1 | 1 | [13 empty] | 2 | 1 | 3 | 1 | 2 | 1 | 1 |  | 0
PG&E GBA | Martinez | 115 | LDES |  |  | 0 | 0 | 0 | 0 | 0 | 0 | 0 | 0 | 0 | 5 | 4 | 1 | 1 | [13 empty] | 2 | 1 | 1 | 1 | 1 | 1 | 1 |  | 0
PG&E FRESNO | Mc Mullin | 230 | LDES |  |  | 0 | 0 | 0 | 0 | 0 | 0 | 0 | 0 | 0 | 5 | 4 | 5 | 2 | [13 empty] | 1 | 1 | 3 | 2 | 1 | 1 | 1 |  | 0
PG&E FRESNO | McCall | 115 | LDES |  |  | 0 | 0 | 0 | 0 | 0 | 0 | 0 | 0 | 0 | 5 | 4 | 5 | 2 | [13 empty] | 1 | 1 | 3 | 2 | 1 | 1 | 1 |  | 0
PG&E FRESNO | McCall | 230 | LDES |  |  | 0 | 0 | 0 | 0 | 0 | 0 | 0 | 0 | 0 | 5 | 4 | 5 | 2 | [13 empty] | 1 | 1 | 3 | 2 | 1 | 1 | 1 |  | 0
PG&E GBA | Meadow Lane | 115 | LDES |  |  | 0 | 0 | 0 | 0 | 0 | 0 | 0 | 0 | 0 | 5 | 2 | 1 | 1 | [13 empty] | 2 | 1 | 2 | 1 | 1 | 1 | 1 |  | 0
PG&E GBA | Melones | 115 | LDES |  |  | 0 | 0 | 0 | 0 | 0 | 0 | 0 | 0 | 0 | 5 | 4 | 1 | 1 | [13 empty] | 2 | 1 | 4 | 1 | 3 | 1 | 1 |  | 0
PG&E GBA | Melones | 230 | LDES |  |  | 0 | 0 | 0 | 0 | 0 | 0 | 0 | 0 | 0 | 5 | 4 | 1 | 1 | [13 empty] | 2 | 1 | 4 | 1 | 3 | 1 | 1 |  | 0
SDGE | Melrose | 69 | LDES |  |  | 0 | 0 | 0 | 0 | 0 | 0 | 0 | 0 | 0 | 1 | 1 | 1 | 1 | [13 empty] | 2 | 1 | 3 | 1 | 3 | 1 | 1 |  | 0
PG&E NGBA | Mendocino | 115 | LDES |  |  | 0 | 0 | 0 | 0 | 0 | 0 | 0 | 0 | 0 | 5 | 2 | 1 | 1 | [13 empty] | 2 | 2 | 4 | 2 | 3 | 1 | 5 | Swtched to 60 kV to align with CI | 1
PG&E NGBA | Mendocino | 60 | LDES |  | Mapped as Flow-Battery | 5 | 0 | 5 | 5 | 0 | 5 | 0 | 0 | 0 | 5 | 2 | 1 | 1 | [13 empty] | 2 | 2 | 4 | 2 | 3 | 1 | 1 |  | 1
PG&E FRESNO | Mendota | 115 | LDES |  |  | 0 | 0 | 0 | 0 | 0 | 0 | 0 | 0 | 0 | 5 | 4 | 5 | 2 | [13 empty] | 1 | 1 | 3 | 2 | 1 | 1 | 1 |  | 0
PG&E GBA | Menlo | 60 | LDES |  |  | 0 | 0 | 0 | 0 | 0 | 0 | 0 | 0 | 0 | 5 | 2 | 1 | 1 | [13 empty] | 2 | 1 | 3 | 1 | 2 | 1 | 1 |  | 0
PG&E FRESNO | Merced | 115 | LDES |  |  | 0 | 0 | 0 | 0 | 0 | 0 | 0 | 0 | 0 | 5 | 4 | 5 | 2 | [13 empty] | 1 | 1 | 4 | 2 | 1 | 1 | 1 |  | 0
EOP | Mercury | 138 | LDES |  |  | 0 | 0 | 0 | 0 | 0 | 0 | 0 | 0 | 0 | 5 | 3 | 1 | 1 | [13 empty] | 2 | 2 | 4 | 1 | 3 | 1 | 1 |  | 0
PG&E FRESNO | Mercy Springs | 70 | LDES |  |  | 0 | 0 | 0 | 0 | 0 | 0 | 0 | 0 | 0 | 1 | 1 | 1 | 1 | [13 empty] | 1 | 1 | 4 | 2 | 1 | 1 | 1 |  | 0
PG&E NGBA | Meridian | 60 | LDES |  |  | 0 | 0 | 0 | 0 | 0 | 0 | 0 | 0 | 0 | 5 | 2 | 1 | 1 | [13 empty] | 2 | 2 | 4 | 1 | 3 | 1 | 1 |  | 0
PG&E KERN | Mesa (PGE) | 115 | LDES |  |  | 0 | 0 | 0 | 0 | 0 | 0 | 0 | 0 | 0 | 1 | 1 | 1 | 1 | [13 empty] | 2 | 2 | 3 | 2 | 2 | 1 | 1 |  | 0
PG&E KERN | Mesa (PGE) | 230 | LDES |  |  | 0 | 0 | 0 | 0 | 0 | 0 | 0 | 0 | 0 | 5 | 2 | 4 | 4 | [13 empty] | 2 | 2 | 3 | 2 | 2 | 1 | 1 |  | 0
SCE Metro | Mesa (SCE) | 230 | LDES |  |  | 0 | 0 | 0 | 0 | 0 | 0 | 0 | 0 | 0 | 1 | 1 | 1 | 1 | [13 empty] | 1 | 1 | 3 | 1 | 2 | 1 | 1 |  | 0
SCE Metro | Mesa (SCE) | 500 | LDES |  |  | 0 | 0 | 0 | 0 | 0 | 0 | 0 | 0 | 0 | 1 | 1 | 1 | 1 | [13 empty] | 1 | 1 | 3 | 1 | 2 | 1 | 1 |  | 0
SDGE | Mesa Heights | 69 | LDES |  |  | 0 | 0 | 0 | 0 | 0 | 0 | 0 | 0 | 0 | 1 | 1 | 1 | 1 | [13 empty] | 2 | 1 | 2 | 1 | 3 | 1 | 1 |  | 0
PG&E GBA | Metcalf | 115 | LDES |  |  | 0 | 0 | 0 | 0 | 0 | 0 | 0 | 0 | 0 | 5 | 4 | 1 | 1 | [13 empty] | 2 | 1 | 1 | 2 | 3 | 1 | 1 |  | 0
PG&E GBA | Metcalf | 230 | LDES |  |  | 0 | 0 | 0 | 0 | 0 | 0 | 0 | 0 | 0 | 5 | 4 | 1 | 1 | [13 empty] | 2 | 1 | 1 | 2 | 3 | 1 | 1 |  | 0
PG&E GBA | Metcalf | 500 | LDES |  |  | 0 | 0 | 0 | 0 | 0 | 0 | 0 | 0 | 0 | 1 | 1 | 1 | 1 | [13 empty] | 2 | 1 | 1 | 2 | 3 | 1 | 1 |  | 0
PG&E KERN | Midway | 115 | LDES |  |  | 0 | 0 | 0 | 0 | 0 | 0 | 0 | 0 | 0 | 5 | 2 | 4 | 4 | [13 empty] | 1 | 1 | 3 | 1 | 1 | 1 | 1 |  | 0
PG&E KERN | Midway | 230 | LDES |  |  | 0 | 0 | 0 | 0 | 0 | 0 | 0 | 0 | 0 | 5 | 2 | 4 | 4 | [13 empty] | 1 | 1 | 3 | 1 | 1 | 1 | 1 |  | 0
PG&E KERN | Midway | 500 | LDES |  |  | 0 | 0 | 0 | 0 | 0 | 0 | 0 | 0 | 0 | 5 | 2 | 4 | 4 | [13 empty] | 1 | 1 | 3 | 1 | 1 | 1 | 1 |  | 0
SDGE | Miguel | 230 | LDES |  |  | 0 | 0 | 0 | 0 | 0 | 0 | 0 | 0 | 0 | 1 | 1 | 1 | 1 | [13 empty] | 2 | 1 | 3 | 1 | 2 | 1 | 1 |  | 0
SDGE | Miguel | 500 | LDES |  |  | 0 | 0 | 0 | 0 | 0 | 0 | 0 | 0 | 0 | 1 | 1 | 1 | 1 | [13 empty] | 2 | 1 | 3 | 1 | 2 | 1 | 1 |  | 0
SDGE | Miguel | 69 | LDES |  |  | 0 | 0 | 0 | 0 | 0 | 0 | 0 | 0 | 0 | 1 | 1 | 1 | 1 | [13 empty] | 2 | 1 | 3 | 1 | 2 | 1 | 1 |  | 0
PG&E GBA | Millbrae | 115 | LDES |  |  | 0 | 0 | 0 | 0 | 0 | 0 | 0 | 0 | 0 | 5 | 2 | 1 | 1 | [13 empty] | 2 | 1 | 3 | 1 | 2 | 1 | 1 |  | 0
PG&E GBA | Miller | 115 | LDES |  |  | 0 | 0 | 0 | 0 | 0 | 0 | 0 | 0 | 0 | 5 | 4 | 1 | 1 | [13 empty] | 1 | 1 | 4 | 2 | 1 | 1 | 1 |  | 0
SCE Metro | Mira Loma | 230 | LDES |  |  | 0 | 0 | 0 | 0 | 0 | 0 | 0 | 0 | 0 | 1 | 1 | 1 | 1 | [13 empty] | 1 | 1 | 1 | 1 | 1 | 1 | 1 |  | 0
SCE Metro | Mira Loma | 500 | LDES |  |  | 0 | 0 | 0 | 0 | 0 | 0 | 0 | 0 | 0 | 1 | 1 | 1 | 1 | [13 empty] | 1 | 1 | 1 | 1 | 1 | 1 | 1 |  | 0
SCE Eastern | Mirage | 115 | LDES |  |  | 0 | 0 | 0 | 0 | 0 | 0 | 0 | 0 | 0 | 5 | 4 | 3 | 3 | [13 empty] | 2 | 1 | 3 | 1 | 3 | 1 | 1 |  | 0
SCE Eastern | Mirage | 230 | LDES |  |  | 0 | 0 | 0 | 0 | 0 | 0 | 0 | 0 | 0 | 5 | 4 | 3 | 3 | [13 empty] | 2 | 1 | 3 | 1 | 3 | 1 | 1 |  | 0
SDGE | Mission | 138 | LDES |  |  | 0 | 0 | 0 | 0 | 0 | 0 | 0 | 0 | 0 | 1 | 1 | 1 | 1 | [13 empty] | 2 | 1 | 2 | 1 | 2 | 1 | 1 |  | 0
SDGE | Mission | 230 | LDES |  |  | 0 | 0 | 0 | 0 | 0 | 0 | 0 | 0 | 0 | 1 | 1 | 1 | 1 | [13 empty] | 2 | 1 | 2 | 1 | 2 | 1 | 1 |  | 0
SDGE | Mission | 69 | LDES |  |  | 0 | 0 | 0 | 0 | 0 | 0 | 0 | 0 | 0 | 1 | 1 | 1 | 1 | [13 empty] | 2 | 1 | 2 | 1 | 2 | 1 | 1 |  | 0
PG&E GBA | Mi-Wuk | 115 | LDES |  |  | 0 | 0 | 0 | 0 | 0 | 0 | 0 | 0 | 0 | 5 | 4 | 1 | 1 | [13 empty] | 2 | 1 | 4 | 1 | 3 | 1 | 1 |  | 0
EOP | Mohave | 500 | LDES |  |  | 0 | 0 | 0 | 0 | 0 | 0 | 0 | 0 | 0 | 5 | 2 | 1 | 1 | [13 empty] | 2 | 2 | 3 | 1 | 3 | 1 | 1 |  | 0
PG&E NGBA | Monroe | 115 | LDES |  |  | 0 | 0 | 0 | 0 | 0 | 0 | 0 | 0 | 0 | 5 | 2 | 1 | 1 | [13 empty] | 2 | 1 | 3 | 2 | 2 | 1 | 1 |  | 0
SDGE | Monserate | 69 | LDES |  |  | 0 | 0 | 0 | 0 | 0 | 0 | 0 | 0 | 0 | 1 | 1 | 1 | 1 | [13 empty] | 2 | 1 | 3 | 1 | 3 | 1 | 1 |  | 0
PG&E GBA | Monta Vista | 115 | LDES |  |  | 0 | 0 | 0 | 0 | 0 | 0 | 0 | 0 | 0 | 5 | 4 | 1 | 1 | [13 empty] | 2 | 1 | 3 | 2 | 3 | 1 | 1 |  | 0
PG&E GBA | Monta Vista | 230 | LDES |  |  | 0 | 0 | 0 | 0 | 0 | 0 | 0 | 0 | 0 | 5 | 4 | 1 | 1 | [13 empty] | 2 | 1 | 3 | 2 | 3 | 1 | 1 |  | 0
PG&E GBA | Monta Vista | 60 | LDES |  |  | 0 | 0 | 0 | 0 | 0 | 0 | 0 | 0 | 0 | 5 | 4 | 1 | 1 | [13 empty] | 2 | 1 | 3 | 2 | 3 | 1 | 1 |  | 0
PG&E NGBA | Monticello | 115 | LDES |  |  | 0 | 0 | 0 | 0 | 0 | 0 | 0 | 0 | 0 | 5 | 2 | 1 | 1 | [13 empty] | 2 | 1 | 4 | 2 | 3 | 1 | 1 |  | 0
SCE Northern | Moorpark | 230 | LDES |  |  | 0 | 0 | 0 | 0 | 0 | 0 | 0 | 0 | 0 | 5 | 2 | 1 | 1 | [13 empty] | 2 | 1 | 4 | 1 | 3 | 1 | 1 |  | 0
SCE Northern | Moorpark | 66 | LDES |  |  | 0 | 0 | 0 | 0 | 0 | 0 | 0 | 0 | 0 | 5 | 2 | 1 | 1 | [13 empty] | 2 | 1 | 4 | 1 | 3 | 1 | 1 |  | 0
PG&E GBA | Moraga | 115 | LDES |  |  | 0 | 0 | 0 | 0 | 0 | 0 | 0 | 0 | 0 | 5 | 2 | 1 | 1 | [13 empty] | 2 | 1 | 3 | 1 | 3 | 1 | 1 |  | 0
PG&E GBA | Moraga | 230 | LDES |  |  | 0 | 0 | 0 | 0 | 0 | 0 | 0 | 0 | 0 | 5 | 4 | 1 | 1 | [13 empty] | 2 | 1 | 3 | 1 | 3 | 1 | 1 |  | 0
PG&E GBA | Morgan Hill | 115 | LDES |  |  | 0 | 0 | 0 | 0 | 0 | 0 | 0 | 0 | 0 | 5 | 4 | 1 | 1 | [13 empty] | 2 | 1 | 3 | 2 | 2 | 1 | 1 |  | 0
PG&E KERN | Morro Bay | 115 | LDES |  |  | 0 | 0 | 0 | 0 | 0 | 0 | 0 | 0 | 0 | 1 | 1 | 1 | 1 | [13 empty] | 2 | 2 | 2 | 2 | 3 | 1 | 1 |  | 0
PG&E KERN | Morro Bay | 230 | LDES |  |  | 0 | 0 | 0 | 0 | 0 | 0 | 0 | 0 | 0 | 5 | 2 | 4 | 4 | [13 empty] | 2 | 2 | 2 | 2 | 3 | 4+ | 1 |  | 1
PG&E KERN | Morro Bay | 500 | LDES |  |  | 0 | 0 | 0 | 0 | 0 | 0 | 0 | 0 | 0 | 5 | 2 | 4 | 4 | [13 empty] | 2 | 2 | 2 | 2 | 3 | 1 | 1 |  | 0
PG&E GBA | Moss Landing | 115 | LDES |  |  | 0 | 0 | 0 | 0 | 0 | 0 | 0 | 0 | 0 | 5 | 4 | 1 | 1 | [13 empty] | 2 | 2 | 1 | 2 | 2 | 1 | 1 |  | 0
PG&E GBA | Moss Landing | 230 | LDES |  |  | 0 | 0 | 0 | 0 | 0 | 0 | 0 | 0 | 0 | 5 | 4 | 1 | 1 | [13 empty] | 2 | 2 | 1 | 2 | 2 | 1 | 1 |  | 0
PG&E GBA | Moss Landing | 500 | LDES |  |  | 0 | 0 | 0 | 0 | 0 | 0 | 0 | 0 | 0 | 5 | 4 | 1 | 1 | [13 empty] | 2 | 2 | 1 | 2 | 2 | 1 | 1 |  | 0
EOP | Mountain Pass | 115 | LDES |  |  | 0 | 0 | 0 | 0 | 0 | 0 | 0 | 0 | 0 | 5 | 3 | 1 | 1 | [13 empty] | 2 | 2 | 4 | 1 | 1 | 1 | 1 |  | 0
PG&E GBA | Mountain View | 115 | LDES |  |  | 0 | 0 | 0 | 0 | 0 | 0 | 0 | 0 | 0 | 5 | 2 | 1 | 1 | [13 empty] | 2 | 1 | 2 | 2 | 2 | 1 | 1 |  | 0
PG&E GBA | Mt Eden | 115 | LDES |  |  | 0 | 0 | 0 | 0 | 0 | 0 | 0 | 0 | 0 | 5 | 2 | 1 | 1 | [13 empty] | 2 | 1 | 2 | 1 | 2 | 1 | 1 |  | 0
PG&E KERN | Mt Poso | 115 | LDES |  |  | 0 | 0 | 0 | 0 | 0 | 0 | 0 | 0 | 0 | 1 | 1 | 1 | 1 | [13 empty] | 1 | 1 | 2 | 1 | 1 | 1 | 1 |  | 0
SDGE | Murray | 69 | LDES |  |  | 0 | 0 | 0 | 0 | 0 | 0 | 0 | 0 | 0 | 1 | 1 | 1 | 1 | [13 empty] | 2 | 1 | 2 | 1 | 2 | 1 | 1 |  | 0
PG&E FRESNO | Mustang | 230 | LDES |  |  | 0 | 0 | 0 | 0 | 0 | 0 | 0 | 0 | 0 | 5 | 3 | 5 | 4 | [13 empty] | 1 | 1 | 1 | 2 | 1 | 1 | 1 |  | 0
SCE Northern | Neenach | 66 | LDES |  |  | 0 | 0 | 0 | 0 | 0 | 0 | 0 | 0 | 0 | 1 | 1 | 1 | 1 | [13 empty] | 2 | 1 | 4 | 1 | 3 | 1 | 1 |  | 0
PG&E KERN | New Sub - Gates - Midway (Proposed) | 230 | LDES |  |  | 0 | 0 | 0 | 0 | 0 | 0 | 0 | 0 | 0 | 5 | 2 | 4 | 4 | [13 empty] | 1 | 1 | 4 | 2 | 1 | 1 | 1 |  | 0
PG&E KERN | New Sub - Gates - Templeton (Proposed) | 230 | LDES |  |  | 0 | 0 | 0 | 0 | 0 | 0 | 0 | 0 | 0 | 5 | 2 | 4 | 4 | [13 empty] | 1 | 1 | 4 | 2 | 1 | 1 | 1 |  | 0
SCE NOL | New Sub - Kramer - Lugo (Proposed) | 230 | LDES |  |  | 0 | 0 | 0 | 0 | 0 | 0 | 0 | 0 | 0 | 3 | 3 | 1 | 1 | [13 empty] | 2 | 1 | 2 | 1 | 1 | 1 | 1 |  | 0
PG&E FRESNO | New Sub - Los Banos - Midway (Proposed) | 500 | LDES |  |  | 0 | 0 | 0 | 0 | 0 | 0 | 0 | 0 | 0 | 5 | 2 | 4 | 4 | [13 empty] | 1 | 1 | 4 | 2 | 1 | 1 | 1 |  | 0
SCE NOL | New Sub - Lugo - Pisgah (Proposed) | 230 | LDES |  |  | 0 | 0 | 0 | 0 | 0 | 0 | 0 | 0 | 0 | 1 | 1 | 1 | 1 | [13 empty] | 2 | 1 | 3 | 1 | 3 | 1 | 1 |  | 0
PG&E KERN | New Sub - Midway - Wheeler Ridge (Proposed) | 230 | LDES |  |  | 0 | 0 | 0 | 0 | 0 | 0 | 0 | 0 | 0 | 5 | 2 | 4 | 4 | [13 empty] | 1 | 1 | 3 | 1 | 1 | 1 | 1 |  | 0
PG&E NGBA | New Sub - Near existing Leavitt (PSREC) | 345 | LDES |  |  | 0 | 0 | 0 | 0 | 0 | 0 | 0 | 0 | 0 | 5 | 2 | 1 | 1 | [13 empty] | 2 | 2 | 1 | 1 | 3 | 1 | 1 |  | 0
PG&E NGBA | New Sub - Near existing Madeline (NVE) | 345 | LDES |  |  | 0 | 0 | 0 | 0 | 0 | 0 | 0 | 0 | 0 | 5 | 2 | 1 | 1 | [13 empty] | 2 | 2 | 4 | 1 | 3 | 1 | 1 |  | 0
SDGE | New Sub - North Gila - IV (Proposed) | 500 | LDES |  |  | 0 | 0 | 0 | 0 | 0 | 0 | 0 | 0 | 0 | 1 | 1 | 1 | 1 | [13 empty] | 2 | 1 | 4 | 2 | 2 | 1 | 1 |  | 0
PG&E NGBA | New Sub - Pit 1 - Cottonwood (Proposed) | 230 | LDES |  |  | 0 | 0 | 0 | 0 | 0 | 0 | 0 | 0 | 0 | 5 | 3 | 3 | 3 | [13 empty] | 2 | 2 | 4 | 2 | 3 | 1 | 1 |  | 0
PG&E GBA | New Sub - Rancho Seco - Bellota (Proposed) | 230 | LDES |  |  | 0 | 0 | 0 | 0 | 0 | 0 | 0 | 0 | 0 | 5 | 4 | 1 | 1 | [13 empty] | 1 | 1 | 4 | 2 | 3 | 1 | 1 |  | 0
SDGE | New Sub - Suncrest - Ocotillo (Proposed) | 500 | LDES |  |  | 0 | 0 | 0 | 0 | 0 | 0 | 0 | 0 | 0 | 1 | 1 | 1 | 1 | [13 empty] | 2 | 1 | 4 | 1 | 3 | 1 | 1 |  | 0
PG&E FRESNO | New Sub - Westley - Quinto (Proposed) | 230 | LDES |  |  | 0 | 0 | 0 | 0 | 0 | 0 | 0 | 0 | 0 | 1 | 1 | 1 | 1 | [13 empty] | 1 | 1 | 4 | 2 | 1 | 1 | 1 |  | 0
PG&E GBA | Newark | 115 | LDES |  |  | 0 | 0 | 0 | 0 | 0 | 0 | 0 | 0 | 0 | 5 | 4 | 1 | 1 | [13 empty] | 2 | 1 | 3 | 1 | 2 | 1 | 1 |  | 0
PG&E GBA | Newark | 230 | LDES |  |  | 0 | 0 | 0 | 0 | 0 | 0 | 0 | 0 | 0 | 5 | 4 | 1 | 1 | [13 empty] | 2 | 1 | 3 | 1 | 2 | 1 | 1 |  | 0
PG&E GBA | Newark | 60 | LDES |  |  | 0 | 0 | 0 | 0 | 0 | 0 | 0 | 0 | 0 | 5 | 2 | 1 | 1 | [13 empty] | 2 | 1 | 3 | 1 | 2 | 1 | 1 |  | 0
PG&E FRESNO | Newhall | 115 | LDES |  |  | 0 | 0 | 0 | 0 | 0 | 0 | 0 | 0 | 0 | 5 | 4 | 5 | 2 | [13 empty] | 1 | 1 | 4 | 2 | 1 | 1 | 1 |  | 0
PG&E KERN | Norco | 115 | LDES |  |  | 0 | 0 | 0 | 0 | 0 | 0 | 0 | 0 | 0 | 5 | 2 | 4 | 4 | [13 empty] | 1 | 1 | 3 | 1 | 1 | 1 | 1 |  | 0
PG&E GBA | Nortech | 115 | LDES |  |  | 0 | 0 | 0 | 0 | 0 | 0 | 0 | 0 | 0 | 5 | 4 | 1 | 1 | [13 empty] | 2 | 1 | 2 | 2 | 1 | 1 | 1 |  | 0
SDGE | North City Metering | 138 | LDES |  |  | 0 | 0 | 0 | 0 | 0 | 0 | 0 | 0 | 0 | 1 | 1 | 1 | 1 | [13 empty] | 2 | 1 | 2 | 1 | 3 | 1 | 1 |  | 0
PG&E GBA | North Dublin | 230 | LDES |  |  | 0 | 0 | 0 | 0 | 0 | 0 | 0 | 0 | 0 | 5 | 4 | 1 | 1 | [13 empty] | 2 | 1 | 2 | 1 | 3 | 1 | 1 |  | 0
SDGE | North Gila | 500 | LDES |  |  | 0 | 0 | 0 | 0 | 0 | 0 | 0 | 0 | 0 | 1 | 1 | 1 | 1 | [13 empty] | 2 | 2 | 4 | 2 | 3 | 1 | 1 |  | 0
SCE Metro | North of SONGS | 230 | LDES |  |  | 0 | 0 | 0 | 0 | 0 | 0 | 0 | 0 | 0 | 1 | 1 | 1 | 1 | [13 empty] | 2 | 1 | 3 | 1 | 3 | 1 | 1 |  | 0
SCE Metro | North of SONGS | 500 | LDES |  |  | 0 | 0 | 0 | 0 | 0 | 0 | 0 | 0 | 0 | 1 | 1 | 1 | 1 | [13 empty] | 2 | 1 | 3 | 1 | 3 | 1 | 1 |  | 0
PG&E NGBA | Notre Dame | 115 | LDES |  |  | 0 | 0 | 0 | 0 | 0 | 0 | 0 | 0 | 0 | 5 | 2 | 1 | 1 | [13 empty] | 2 | 1 | 4 | 2 | 2 | 1 | 1 |  | 0
PG&E GBA | Oakland C | 115 | LDES |  |  | 0 | 0 | 0 | 0 | 0 | 0 | 0 | 0 | 0 | 5 | 4 | 1 | 1 | [13 empty] | 2 | 1 | 1 | 1 | 2 | 1 | 1 |  | 0
PG&E GBA | Oakland J | 115 | LDES |  |  | 0 | 0 | 0 | 0 | 0 | 0 | 0 | 0 | 0 | 5 | 2 | 1 | 1 | [13 empty] | 2 | 1 | 2 | 1 | 1 | 1 | 1 |  | 0
PG&E GBA | Oakland L | 115 | LDES |  |  | 0 | 0 | 0 | 0 | 0 | 0 | 0 | 0 | 0 | 5 | 2 | 1 | 1 | [13 empty] | 2 | 1 | 2 | 1 | 1 | 1 | 1 |  | 0
PG&E GBA | Oakland X | 115 | LDES |  |  | 0 | 0 | 0 | 0 | 0 | 0 | 0 | 0 | 0 | 5 | 2 | 1 | 1 | [13 empty] | 2 | 1 | 2 | 1 | 2 | 1 | 1 |  | 0
SDGE | Ocean Ranch | 69 | LDES |  |  | 0 | 0 | 0 | 0 | 0 | 0 | 0 | 0 | 0 | 1 | 1 | 1 | 1 | [13 empty] | 2 | 1 | 4 | 1 | 3 | 1 | 1 |  | 0
PG&E KERN | Oceano | 115 | LDES |  |  | 0 | 0 | 0 | 0 | 0 | 0 | 0 | 0 | 0 | 1 | 1 | 1 | 1 | [13 empty] | 2 | 2 | 4 | 2 | 3 | 1 | 1 |  | 0
SDGE | Ocotillo Express | 500 | LDES |  |  | 0 | 0 | 0 | 0 | 0 | 0 | 0 | 0 | 0 | 1 | 1 | 1 | 1 | [13 empty] | 2 | 1 | 4 | 2 | 3 | 1 | 1 |  | 0
PG&E KERN | Old River | 70 | LDES |  |  | 0 | 0 | 0 | 0 | 0 | 0 | 0 | 0 | 0 | 5 | 2 | 4 | 4 | [13 empty] | 1 | 1 | 4 | 1 | 2 | 1 | 1 |  | 0
SDGE | Old Town | 230 | LDES |  |  | 0 | 0 | 0 | 0 | 0 | 0 | 0 | 0 | 0 | 1 | 1 | 1 | 1 | [13 empty] | 2 | 1 | 3 | 1 | 2 | 1 | 1 |  | 0
SCE Metro | Olinda | 230 | LDES |  |  | 0 | 0 | 0 | 0 | 0 | 0 | 0 | 0 | 0 | 1 | 1 | 1 | 1 | [13 empty] | 1 | 1 | 2 | 1 | 2 | 1 | 1 |  | 0
PG&E FRESNO | Olive | 115 | LDES |  |  | 0 | 0 | 0 | 0 | 0 | 0 | 0 | 0 | 0 | 5 | 2 | 4 | 4 | [13 empty] | 1 | 1 | 4 | 1 | 1 | 1 | 1 |  | 0
PG&E NGBA | Olivehurst | 115 | LDES |  |  | 0 | 0 | 0 | 0 | 0 | 0 | 0 | 0 | 0 | 5 | 4 | 1 | 1 | [13 empty] | 2 | 2 | 2 | 1 | 2 | 1 | 1 |  | 0
PG&E NGBA | Oregon Trail | 60 | LDES |  |  | 0 | 0 | 0 | 0 | 0 | 0 | 0 | 0 | 0 | 5 | 2 | 1 | 1 | [13 empty] | 2 | 2 | 3 | 2 | 3 | 1 | 1 |  | 0
SCE Northern | Ormond Beach | 230 | LDES |  |  | 0 | 0 | 0 | 0 | 0 | 0 | 0 | 0 | 0 | 5 | 2 | 1 | 1 | [13 empty] | 2 | 1 | 1 | 1 | 1 | 1 | 1 |  | 0
PG&E FRESNO | Oro Loma | 115 | LDES |  |  | 0 | 0 | 0 | 0 | 0 | 0 | 0 | 0 | 0 | 1 | 1 | 1 | 1 | [13 empty] | 1 | 1 | 4 | 2 | 1 | 1 | 1 |  | 0
PG&E FRESNO | Oro Loma | 70 | LDES |  |  | 0 | 0 | 0 | 0 | 0 | 0 | 0 | 0 | 0 | 1 | 1 | 1 | 1 | [13 empty] | 1 | 1 | 4 | 2 | 1 | 1 | 1 |  | 0
PG&E FRESNO | Orosi | 70 | LDES |  |  | 0 | 0 | 0 | 0 | 0 | 0 | 0 | 0 | 0 | 5 | 2 | 5 | 2 | [13 empty] | 1 | 1 | 4 | 1 | 1 | 1 | 1 |  | 0
SDGE | Otay | 69 | LDES |  |  | 0 | 0 | 0 | 0 | 0 | 0 | 0 | 0 | 0 | 1 | 1 | 1 | 1 | [13 empty] | 2 | 1 | 1 | 1 | 1 | 1 | 1 |  | 0
SDGE | Otay Mesa | 230 | LDES |  |  | 0 | 0 | 0 | 0 | 0 | 0 | 0 | 0 | 0 | 1 | 1 | 1 | 1 | [13 empty] | 2 | 1 | 1 | 1 | 3 | 1 | 1 |  | 0
PG&E FRESNO | Padre Flats SW STA | 230 | LDES |  |  | 0 | 0 | 0 | 0 | 0 | 0 | 0 | 0 | 0 | 1 | 1 | 1 | 1 | [13 empty] | 1 | 1 | 4 | 2 | 1 | 1 | 1 |  | 0
EOP | Pahrump | 138 | LDES |  |  | 0 | 0 | 0 | 0 | 0 | 0 | 0 | 0 | 0 | 5 | 3 | 1 | 1 | [13 empty] | 2 | 2 | 4 | 1 | 3 | 1 | 1 |  | 0
EOP | Pahrump | 230 | LDES |  |  | 0 | 0 | 0 | 0 | 0 | 0 | 0 | 0 | 0 | 5 | 3 | 1 | 1 | [13 empty] | 2 | 2 | 4 | 1 | 3 | 1 | 1 |  | 0
SDGE | Pala | 69 | LDES |  |  | 0 | 0 | 0 | 0 | 0 | 0 | 0 | 0 | 0 | 1 | 1 | 1 | 1 | [13 empty] | 2 | 1 | 1 | 1 | 3 | 1 | 1 |  | 0
PG&E NGBA | Palermo | 115 | LDES |  |  | 0 | 0 | 0 | 0 | 0 | 0 | 0 | 0 | 0 | 5 | 4 | 1 | 1 | [13 empty] | 2 | 1 | 2 | 2 | 2 | 1 | 1 |  | 0
PG&E NGBA | Palermo | 230 | LDES |  |  | 0 | 0 | 0 | 0 | 0 | 0 | 0 | 0 | 0 | 5 | 4 | 1 | 1 | [13 empty] | 2 | 1 | 2 | 2 | 2 | 1 | 1 |  | 0
SCE Eastern | Palo Verde | 500 | LDES |  |  | 0 | 0 | 0 | 0 | 0 | 0 | 0 | 0 | 0 | 5 | 2 | 1 | 1 | [13 empty] | 2 | 1 | 4 | 2 | 3 | 1 | 1 |  | 0
SDGE | Palomar Energy | 230 | LDES |  |  | 0 | 0 | 0 | 0 | 0 | 0 | 0 | 0 | 0 | 1 | 1 | 1 | 1 | [13 empty] | 2 | 1 | 2 | 1 | 3 | 1 | 1 |  | 0
PG&E KERN | Panama | 70 | LDES |  |  | 0 | 0 | 0 | 0 | 0 | 0 | 0 | 0 | 0 | 1 | 1 | 1 | 1 | [13 empty] | 1 | 1 | 4 | 1 | 1 | 1 | 1 |  | 0
PG&E FRESNO | Panoche | 115 | LDES |  |  | 0 | 0 | 0 | 0 | 0 | 0 | 0 | 0 | 0 | 5 | 4 | 1 | 1 | [13 empty] | 1 | 1 | 1 | 2 | 1 | 1 | 1 |  | 0
PG&E FRESNO | Panoche | 230 | LDES |  |  | 0 | 0 | 0 | 0 | 0 | 0 | 0 | 0 | 0 | 1 | 1 | 1 | 1 | [13 empty] | 1 | 1 | 1 | 2 | 1 | 1 | 1 |  | 0
SCE Northern | Pardee | 230 | LDES |  |  | 0 | 0 | 0 | 0 | 0 | 0 | 0 | 0 | 0 | 5 | 2 | 1 | 1 | [13 empty] | 1 | 1 | 3 | 1 | 3 | 1 | 1 |  | 0
PG&E NGBA | Parkway | 230 | LDES |  |  | 0 | 0 | 0 | 0 | 0 | 0 | 0 | 0 | 0 | 5 | 2 | 1 | 1 | [13 empty] | 2 | 1 | 4 | 1 | 2 | 1 | 1 |  | 0
SCE Northern | Pastoria | 230 | LDES |  |  | 0 | 0 | 0 | 0 | 0 | 0 | 0 | 0 | 0 | 5 | 2 | 1 | 1 | [13 empty] | 1 | 1 | 2 | 1 | 3 | 1 | 1 |  | 0
SCE Metro | Pauda | 230 | LDES |  |  | 0 | 0 | 0 | 0 | 0 | 0 | 0 | 0 | 0 | 1 | 1 | 1 | 1 | [13 empty] | 1 | 1 | 2 | 1 | 2 | 1 | 1 |  | 0
PG&E GBA | Paul Sweet | 115 | LDES |  |  | 0 | 0 | 0 | 0 | 0 | 0 | 0 | 0 | 0 | 1 | 1 | 1 | 1 | [13 empty] | 2 | 2 | 2 | 2 | 3 | 1 | 1 |  | 0
PG&E NGBA | Peabody | 230 | LDES |  |  | 0 | 0 | 0 | 0 | 0 | 0 | 0 | 0 | 0 | 5 | 2 | 1 | 1 | [13 empty] | 2 | 1 | 2 | 1 | 2 | 1 | 1 |  | 0
PG&E NGBA | Pease | 115 | LDES |  |  | 0 | 0 | 0 | 0 | 0 | 0 | 0 | 0 | 0 | 5 | 4 | 1 | 1 | [13 empty] | 2 | 2 | 2 | 1 | 2 | 1 | 1 |  | 0
PG&E NGBA | Pease | 60 | LDES |  |  | 0 | 0 | 0 | 0 | 0 | 0 | 0 | 0 | 0 | 5 | 4 | 1 | 1 | [13 empty] | 2 | 2 | 2 | 1 | 2 | 1 | 1 |  | 0
SDGE | Penasquitos | 138 | LDES |  |  | 0 | 0 | 0 | 0 | 0 | 0 | 0 | 0 | 0 | 1 | 1 | 1 | 1 | [13 empty] | 2 | 1 | 2 | 1 | 3 | 1 | 1 |  | 0
SDGE | Penasquitos | 230 | LDES |  |  | 0 | 0 | 0 | 0 | 0 | 0 | 0 | 0 | 0 | 1 | 1 | 1 | 1 | [13 empty] | 2 | 1 | 2 | 1 | 3 | 1 | 1 |  | 0
SDGE | Penasquitos | 69 | LDES |  |  | 0 | 0 | 0 | 0 | 0 | 0 | 0 | 0 | 0 | 1 | 1 | 1 | 1 | [13 empty] | 2 | 1 | 2 | 1 | 3 | 1 | 1 |  | 0
SDGE | Pendleton | 69 | LDES |  |  | 0 | 0 | 0 | 0 | 0 | 0 | 0 | 0 | 0 | 1 | 1 | 1 | 1 | [13 empty] | 2 | 1 | 4 | 1 | 3 | 1 | 1 |  | 0
PG&E NGBA | Penngrove | 115 | LDES |  |  | 0 | 0 | 0 | 0 | 0 | 0 | 0 | 0 | 0 | 5 | 2 | 1 | 1 | [13 empty] | 2 | 1 | 3 | 2 | 2 | 1 | 1 |  | 0
PG&E GBA | Peoria | 115 | LDES |  |  | 0 | 0 | 0 | 0 | 0 | 0 | 0 | 0 | 0 | 5 | 4 | 1 | 1 | [13 empty] | 2 | 1 | 4 | 1 | 3 | 1 | 1 |  | 0
PG&E GBA | Piercy | 115 | LDES |  |  | 0 | 0 | 0 | 0 | 0 | 0 | 0 | 0 | 0 | 5 | 4 | 1 | 1 | [13 empty] | 2 | 1 | 2 | 2 | 2 | 1 | 1 |  | 0
PG&E FRESNO | Pine Flat | 230 | LDES |  |  | 0 | 0 | 0 | 0 | 0 | 0 | 0 | 0 | 0 | 5 | 4 | 5 | 2 | [13 empty] | 1 | 1 | 4 | 2 | 3 | 1 | 1 |  | 0
SCE NOL | Pisgah | 230 | LDES |  |  | 0 | 0 | 0 | 0 | 0 | 0 | 0 | 0 | 0 | 1 | 1 | 1 | 1 | [13 empty] | 2 | 1 | 4 | 1 | 1 | 1 | 1 |  | 0
PG&E NGBA | Pit 1 | 230 | LDES |  |  | 0 | 0 | 0 | 0 | 0 | 0 | 0 | 0 | 0 | 5 | 3 | 3 | 3 | [13 empty] | 2 | 2 | 4 | 2 | 3 | 1 | 1 |  | 0
PG&E NGBA | Pit 1 | 60 | LDES |  |  | 0 | 0 | 0 | 0 | 0 | 0 | 0 | 0 | 0 | 5 | 3 | 3 | 3 | [13 empty] | 2 | 2 | 4 | 2 | 3 | 1 | 1 |  | 0
PG&E NGBA | Pit 3 | 230 | LDES |  |  | 0 | 0 | 0 | 0 | 0 | 0 | 0 | 0 | 0 | 5 | 3 | 3 | 3 | [13 empty] | 2 | 2 | 4 | 2 | 3 | 1 | 1 |  | 0
PG&E NGBA | Pit 4 | 230 | LDES |  |  | 0 | 0 | 0 | 0 | 0 | 0 | 0 | 0 | 0 | 5 | 2 | 1 | 1 | [13 empty] | 2 | 2 | 4 | 2 | 3 | 1 | 1 |  | 0
PG&E GBA | Pittsburg | 115 | LDES |  |  | 0 | 0 | 0 | 0 | 0 | 0 | 0 | 0 | 0 | 5 | 4 | 1 | 1 | [13 empty] | 2 | 1 | 2 | 1 | 1 | 1 | 1 |  | 0
PG&E GBA | Pittsburg | 230 | LDES |  | Mapped as Batteries | 100 | 0 | 100 | 0 | 0 | 0 | 100 | 0 | 100 | 5 | 4 | 1 | 1 | [13 empty] | 2 | 1 | 2 | 1 | 1 | 5- | 1 |  | 1
PG&E NGBA | Pleasant Grove | 115 | LDES |  |  | 0 | 0 | 0 | 0 | 0 | 0 | 0 | 0 | 0 | 5 | 4 | 1 | 1 | [13 empty] | 2 | 1 | 2 | 2 | 3 | 1 | 1 |  | 0
PG&E NGBA | POE | 230 | LDES |  |  | 0 | 0 | 0 | 0 | 0 | 0 | 0 | 0 | 0 | 5 | 4 | 1 | 1 | [13 empty] | 2 | 1 | 4 | 2 | 3 | 1 | 1 |  | 0
SDGE | Point Loma | 69 | LDES |  |  | 0 | 0 | 0 | 0 | 0 | 0 | 0 | 0 | 0 | 1 | 1 | 1 | 1 | [13 empty] | 2 | 1 | 3 | 1 | 2 | 1 | 1 |  | 0
SDGE | Pomerado | 69 | LDES |  |  | 0 | 0 | 0 | 0 | 0 | 0 | 0 | 0 | 0 | 1 | 1 | 1 | 1 | [13 empty] | 2 | 1 | 3 | 1 | 3 | 1 | 1 |  | 0
PG&E KERN | Poso Mountain | 115 | LDES |  |  | 0 | 0 | 0 | 0 | 0 | 0 | 0 | 0 | 0 | 5 | 2 | 4 | 4 | [13 empty] | 1 | 1 | 3 | 1 | 2 | 1 | 1 |  | 0
EOP | Primm | 230 | LDES |  |  | 0 | 0 | 0 | 0 | 0 | 0 | 0 | 0 | 0 | 5 | 3 | 1 | 1 | [13 empty] | 2 | 2 | 4 | 1 | 2 | 1 | 1 |  | 0
PG&E NGBA | Putah Creek | 115 | LDES |  |  | 0 | 0 | 0 | 0 | 0 | 0 | 0 | 0 | 0 | 5 | 2 | 1 | 1 | [13 empty] | 2 | 1 | 3 | 2 | 3 | 1 | 1 |  | 0
SDGE | Q1806 | 138 | LDES |  |  | 0 | 0 | 0 | 0 | 0 | 0 | 0 | 0 | 0 | 1 | 1 | 1 | 1 | [13 empty] | 1 | 1 | 2 | 1 | 3 | 1 | 1 |  | 0
PG&E FRESNO | Quinto | 230 | LDES |  |  | 0 | 0 | 0 | 0 | 0 | 0 | 0 | 0 | 0 | 1 | 1 | 1 | 1 | [13 empty] | 1 | 1 | 4 | 2 | 1 | 1 | 1 |  | 0
PG&E GBA | Race Track | 115 | LDES |  |  | 0 | 0 | 0 | 0 | 0 | 0 | 0 | 0 | 0 | 5 | 4 | 1 | 1 | [13 empty] | 2 | 1 | 4 | 1 | 3 | 1 | 1 |  | 0
SDGE | Rancho Mission Viejo | 138 | LDES |  |  | 0 | 0 | 0 | 0 | 0 | 0 | 0 | 0 | 0 | 1 | 1 | 1 | 1 | [13 empty] | 1 | 1 | 2 | 1 | 3 | 1 | 1 |  | 0
PG&E GBA | Rancho Seco | 230 | LDES |  |  | 0 | 0 | 0 | 0 | 0 | 0 | 0 | 0 | 0 | 5 | 4 | 1 | 1 | [13 empty] | 2 | 1 | 1 | 2 | 3 | 1 | 1 |  | 0
SCE Metro | Rancho Vista | 230 | LDES |  |  | 0 | 0 | 0 | 0 | 0 | 0 | 0 | 0 | 0 | 1 | 1 | 1 | 1 | [13 empty] | 1 | 1 | 1 | 1 | 1 | 1 | 1 |  | 0
SCE Metro | Rancho Vista | 500 | LDES |  |  | 0 | 0 | 0 | 0 | 0 | 0 | 0 | 0 | 0 | 1 | 1 | 1 | 1 | [13 empty] | 1 | 1 | 1 | 1 | 1 | 1 | 1 |  | 0
SCE NOL | Ransburg | 115 | LDES |  |  | 0 | 0 | 0 | 0 | 0 | 0 | 0 | 0 | 0 | 3 | 3 | 1 | 1 | [13 empty] | 2 | 1 | 4 | 1 | 1 | 1 | 1 |  | 0
PG&E GBA | Ravenswood | 115 | LDES |  |  | 0 | 0 | 0 | 0 | 0 | 0 | 0 | 0 | 0 | 5 | 2 | 1 | 1 | [13 empty] | 2 | 1 | 2 | 1 | 2 | 1 | 1 |  | 0
PG&E GBA | Ravenswood | 230 | LDES |  |  | 0 | 0 | 0 | 0 | 0 | 0 | 0 | 0 | 0 | 5 | 2 | 1 | 1 | [13 empty] | 2 | 1 | 2 | 1 | 2 | 1 | 1 |  | 0
SCE Northern | Rector | 230 | LDES |  |  | 0 | 0 | 0 | 0 | 0 | 0 | 0 | 0 | 0 | 1 | 1 | 1 | 1 | [13 empty] | 1 | 1 | 2 | 1 | 2 | 1 | 1 |  | 0
SCE Eastern | Red Bluff | 230 | LDES |  |  | 0 | 0 | 0 | 0 | 0 | 0 | 0 | 0 | 0 | 1 | 1 | 1 | 1 | [13 empty] | 2 | 2 | 4 | 1 | 3 | 1 | 1 |  | 0
SCE Eastern | Red Bluff | 500 | LDES |  |  | 0 | 0 | 0 | 0 | 0 | 0 | 0 | 0 | 0 | 1 | 1 | 1 | 1 | [13 empty] | 2 | 2 | 4 | 1 | 3 | 2+ | 1 |  | 1
PG&E NGBA | Redbud | 115 | LDES |  |  | 0 | 0 | 0 | 0 | 0 | 0 | 0 | 0 | 0 | 5 | 2 | 1 | 1 | [13 empty] | 2 | 2 | 4 | 2 | 3 | 1 | 1 |  | 0
SCE Metro | Redondo | 230 | LDES |  |  | 0 | 0 | 0 | 0 | 0 | 0 | 0 | 0 | 0 | 1 | 1 | 1 | 1 | [13 empty] | 1 | 1 | 2 | 1 | 2 | 1 | 1 |  | 0
PG&E FRESNO | Reedley | 115 | LDES |  |  | 0 | 0 | 0 | 0 | 0 | 0 | 0 | 0 | 0 | 5 | 4 | 5 | 4 | [13 empty] | 1 | 1 | 4 | 2 | 1 | 1 | 1 |  | 0
PG&E KERN | Renfro | 115 | LDES |  |  | 0 | 0 | 0 | 0 | 0 | 0 | 0 | 0 | 0 | 1 | 1 | 1 | 1 | [13 empty] | 1 | 1 | 2 | 1 | 2 | 1 | 1 |  | 0
PG&E GBA | Richmond R | 115 | LDES |  |  | 0 | 0 | 0 | 0 | 0 | 0 | 0 | 0 | 0 | 5 | 4 | 1 | 1 | [13 empty] | 2 | 1 | 2 | 1 | 2 | 1 | 1 |  | 0
PG&E NGBA | Rincon | 115 | LDES |  |  | 0 | 0 | 0 | 0 | 0 | 0 | 0 | 0 | 0 | 5 | 2 | 1 | 1 | [13 empty] | 2 | 1 | 3 | 2 | 2 | 1 | 1 |  | 0
PG&E KERN | Rio Bravo | 115 | LDES |  |  | 0 | 0 | 0 | 0 | 0 | 0 | 0 | 0 | 0 | 1 | 1 | 1 | 1 | [13 empty] | 1 | 1 | 2 | 1 | 1 | 1 | 1 |  | 0
SCE Metro | Rio Hondo | 230 | LDES |  |  | 0 | 0 | 0 | 0 | 0 | 0 | 0 | 0 | 0 | 1 | 1 | 1 | 1 | [13 empty] | 1 | 1 | 4 | 1 | 1 | 1 | 1 |  | 0
PG&E NGBA | Rio Oso | 115 | LDES |  |  | 0 | 0 | 0 | 0 | 0 | 0 | 0 | 0 | 0 | 5 | 4 | 1 | 1 | [13 empty] | 2 | 1 | 4 | 1 | 3 | 1 | 1 |  | 0
PG&E NGBA | Rio Oso | 230 | LDES |  |  | 0 | 0 | 0 | 0 | 0 | 0 | 0 | 0 | 0 | 5 | 4 | 1 | 1 | [13 empty] | 2 | 1 | 4 | 1 | 3 | 1 | 1 |  | 0
PG&E GBA | Ripon | 115 | LDES |  |  | 0 | 0 | 0 | 0 | 0 | 0 | 0 | 0 | 0 | 5 | 4 | 1 | 1 | [13 empty] | 1 | 1 | 2 | 2 | 2 | 1 | 1 |  | 0
PG&E GBA | Riverbank | 115 | LDES |  |  | 0 | 0 | 0 | 0 | 0 | 0 | 0 | 0 | 0 | 5 | 4 | 1 | 1 | [13 empty] | 1 | 1 | 3 | 2 | 2 | 1 | 1 |  | 0
SCE NOL | Roadway | 115 | LDES |  |  | 0 | 0 | 0 | 0 | 0 | 0 | 0 | 0 | 0 | 1 | 1 | 1 | 1 | [13 empty] | 2 | 1 | 2 | 1 | 1 | 1 | 1 |  | 0
PG&E NGBA | Rock Creek 1 | 230 | LDES |  |  | 0 | 0 | 0 | 0 | 0 | 0 | 0 | 0 | 0 | 5 | 4 | 1 | 1 | [13 empty] | 2 | 2 | 4 | 1 | 3 | 1 | 1 |  | 0
SCE Northern | Rosamond | 66 | LDES |  |  | 0 | 0 | 0 | 0 | 0 | 0 | 0 | 0 | 0 | 1 | 1 | 1 | 1 | [13 empty] | 2 | 1 | 4 | 1 | 3 | 1 | 1 |  | 0
PG&E GBA | Rossmoor | 230 | LDES |  |  | 0 | 0 | 0 | 0 | 0 | 0 | 0 | 0 | 0 | 5 | 2 | 1 | 1 | [13 empty] | 2 | 1 | 4 | 1 | 3 | 1 | 1 |  | 0
PG&E NGBA | Round Mountain | 230 | LDES |  |  | 0 | 0 | 0 | 0 | 0 | 0 | 0 | 0 | 0 | 5 | 2 | 1 | 1 | [13 empty] | 2 | 2 | 4 | 2 | 3 | 1 | 1 |  | 0
PG&E NGBA | Round Mountain | 500 | LDES |  |  | 0 | 0 | 0 | 0 | 0 | 0 | 0 | 0 | 0 | 5 | 2 | 1 | 1 | [13 empty] | 2 | 2 | 4 | 2 | 3 | 1 | 1 |  | 0
PG&E GBA | Salado | 115 | LDES |  |  | 0 | 0 | 0 | 0 | 0 | 0 | 0 | 0 | 0 | 5 | 4 | 1 | 1 | [13 empty] | 1 | 1 | 4 | 2 | 1 | 1 | 1 |  | 0
PG&E GBA | Salado | 60 | LDES |  |  | 0 | 0 | 0 | 0 | 0 | 0 | 0 | 0 | 0 | 5 | 4 | 1 | 1 | [13 empty] | 1 | 1 | 4 | 2 | 1 | 1 | 1 |  | 0
PG&E GBA | Salinas | 115 | LDES |  |  | 0 | 0 | 0 | 0 | 0 | 0 | 0 | 0 | 0 | 1 | 1 | 1 | 1 | [13 empty] | 2 | 2 | 3 | 2 | 2 | 1 | 1 |  | 0
SDGE | Salt Creek | 69 | LDES |  |  | 0 | 0 | 0 | 0 | 0 | 0 | 0 | 0 | 0 | 1 | 1 | 1 | 1 | [13 empty] | 2 | 1 | 3 | 1 | 2 | 1 | 1 |  | 0
SCE Eastern | San Bernardino | 230 | LDES |  |  | 0 | 0 | 0 | 0 | 0 | 0 | 0 | 0 | 0 | 1 | 1 | 1 | 1 | [13 empty] | 1 | 1 | 2 | 1 | 2 | 1 | 1 |  | 0
PG&E GBA | SAN FRAN A (POTRERO PP) | 115 | LDES |  |  | 0 | 0 | 0 | 0 | 0 | 0 | 0 | 0 | 0 | 5 | 2 | 1 | 1 | [13 empty] | 2 | 1 | 2 | 1 | 2 | 1 | 1 |  | 0
PG&E GBA | SAN FRAN A (POTRERO PP) | 230 | LDES |  |  | 0 | 0 | 0 | 0 | 0 | 0 | 0 | 0 | 0 | 5 | 2 | 1 | 1 | [13 empty] | 2 | 1 | 2 | 1 | 2 | 1 | 1 |  | 0
PG&E GBA | San Jose A | 115 | LDES |  |  | 0 | 0 | 0 | 0 | 0 | 0 | 0 | 0 | 0 | 5 | 4 | 1 | 1 | [13 empty] | 2 | 1 | 2 | 2 | 2 | 1 | 1 |  | 0
PG&E GBA | San Jose B | 115 | LDES |  |  | 0 | 0 | 0 | 0 | 0 | 0 | 0 | 0 | 0 | 5 | 4 | 1 | 1 | [13 empty] | 2 | 1 | 3 | 2 | 2 | 1 | 1 |  | 0
PG&E GBA | San Leandro U | 115 | LDES |  |  | 0 | 0 | 0 | 0 | 0 | 0 | 0 | 0 | 0 | 5 | 2 | 1 | 1 | [13 empty] | 2 | 1 | 3 | 1 | 2 | 1 | 1 |  | 0
PG&E KERN | San Luis Obispo | 115 | LDES |  |  | 0 | 0 | 0 | 0 | 0 | 0 | 0 | 0 | 0 | 1 | 1 | 1 | 1 | [13 empty] | 2 | 2 | 4 | 2 | 3 | 1 | 1 |  | 0
PG&E KERN | San Luis Obispo | 70 | LDES |  |  | 0 | 0 | 0 | 0 | 0 | 0 | 0 | 0 | 0 | 1 | 1 | 1 | 1 | [13 empty] | 2 | 2 | 4 | 2 | 3 | 1 | 1 |  | 0
SDGE | San Luis Rey | 230 | LDES |  |  | 0 | 0 | 0 | 0 | 0 | 0 | 0 | 0 | 0 | 1 | 1 | 1 | 1 | [13 empty] | 2 | 1 | 4 | 1 | 3 | 1 | 1 |  | 0
SDGE | San Luis Rey | 69 | LDES |  |  | 0 | 0 | 0 | 0 | 0 | 0 | 0 | 0 | 0 | 1 | 1 | 1 | 1 | [13 empty] | 2 | 1 | 4 | 1 | 3 | 1 | 1 |  | 0
SDGE | San Marcos | 69 | LDES |  |  | 0 | 0 | 0 | 0 | 0 | 0 | 0 | 0 | 0 | 1 | 1 | 1 | 1 | [13 empty] | 2 | 1 | 2 | 1 | 3 | 1 | 1 |  | 0
SCE Metro | San Onofre | 230 | LDES |  |  | 0 | 0 | 0 | 0 | 0 | 0 | 0 | 0 | 0 | 1 | 1 | 1 | 1 | [13 empty] | 2 | 1 | 4 | 1 | 3 | 1 | 1 |  | 0
PG&E GBA | San Pablo | 115 | LDES |  |  | 0 | 0 | 0 | 0 | 0 | 0 | 0 | 0 | 0 | 5 | 4 | 1 | 1 | [13 empty] | 2 | 1 | 2 | 1 | 1 | 1 | 1 |  | 0
PG&E GBA | San Ramon | 230 | LDES |  |  | 0 | 0 | 0 | 0 | 0 | 0 | 0 | 0 | 0 | 5 | 2 | 1 | 1 | [13 empty] | 2 | 1 | 2 | 1 | 3 | 1 | 1 |  | 0
SDGE | San Ysidro | 69 | LDES |  |  | 0 | 0 | 0 | 0 | 0 | 0 | 0 | 0 | 0 | 1 | 1 | 1 | 1 | [13 empty] | 2 | 1 | 2 | 1 | 2 | 1 | 1 |  | 0
SCE NOL | Sandlot | 230 | LDES |  |  | 0 | 0 | 0 | 0 | 0 | 0 | 0 | 0 | 0 | 3 | 3 | 1 | 1 | [13 empty] | 2 | 1 | 4 | 1 | 2 | 1 | 1 |  | 0
EOP | Sandy | 138 | LDES |  |  | 0 | 0 | 0 | 0 | 0 | 0 | 0 | 0 | 0 | 5 | 3 | 1 | 1 | [13 empty] | 2 | 2 | 4 | 1 | 3 | 1 | 1 |  | 0
PG&E FRESNO | Sanger | 115 | LDES |  |  | 0 | 0 | 0 | 0 | 0 | 0 | 0 | 0 | 0 | 5 | 4 | 5 | 4 | [13 empty] | 1 | 1 | 2 | 2 | 2 | 1 | 1 |  | 0
SCE Northern | Santa Clara | 230 | LDES |  |  | 0 | 0 | 0 | 0 | 0 | 0 | 0 | 0 | 0 | 5 | 2 | 1 | 1 | [13 empty] | 2 | 1 | 3 | 1 | 2 | 1 | 1 |  | 0
PG&E NGBA | Santa Rosa A | 115 | LDES |  |  | 0 | 0 | 0 | 0 | 0 | 0 | 0 | 0 | 0 | 5 | 2 | 1 | 1 | [13 empty] | 2 | 1 | 3 | 2 | 2 | 1 | 1 |  | 0
PG&E GBA | Santa Teresa | 115 | LDES |  |  | 0 | 0 | 0 | 0 | 0 | 0 | 0 | 0 | 0 | 5 | 4 | 1 | 1 | [13 empty] | 2 | 1 | 2 | 2 | 2 | 1 | 1 |  | 0
SDGE | Santee | 138 | LDES |  |  | 0 | 0 | 0 | 0 | 0 | 0 | 0 | 0 | 0 | 5 | 5 | 1 | 1 | [13 empty] | 2 | 1 | 2 | 1 | 2 | 1 | 1 |  | 0
SCE Metro | Santiago | 230 | LDES |  |  | 0 | 0 | 0 | 0 | 0 | 0 | 0 | 0 | 0 | 1 | 1 | 1 | 1 | [13 empty] | 1 | 1 | 2 | 1 | 2 | 1 | 1 |  | 0
PG&E GBA | Saratoga | 230 | LDES |  |  | 0 | 0 | 0 | 0 | 0 | 0 | 0 | 0 | 0 | 5 | 4 | 1 | 1 | [13 empty] | 2 | 1 | 4 | 2 | 3 | 1 | 1 |  | 0
SCE Northern | Saugus | 230 | LDES |  |  | 0 | 0 | 0 | 0 | 0 | 0 | 0 | 0 | 0 | 5 | 2 | 1 | 1 | [13 empty] | 1 | 1 | 3 | 1 | 3 | 1 | 1 |  | 0
PG&E FRESNO | Schindler | 115 | LDES |  |  | 0 | 0 | 0 | 0 | 0 | 0 | 0 | 0 | 0 | 1 | 1 | 1 | 1 | [13 empty] | 1 | 1 | 4 | 2 | 1 | 1 | 1 |  | 0
PG&E FRESNO | Schindler | 70 | LDES |  |  | 0 | 0 | 0 | 0 | 0 | 0 | 0 | 0 | 0 | 1 | 1 | 1 | 1 | [13 empty] | 1 | 1 | 4 | 2 | 1 | 1 | 1 |  | 0
PG&E GBA | Schulte | 115 | LDES |  |  | 0 | 0 | 0 | 0 | 0 | 0 | 0 | 0 | 0 | 5 | 4 | 1 | 1 | [13 empty] | 1 | 1 | 1 | 2 | 2 | 1 | 1 |  | 0
SDGE | Scripps | 69 | LDES |  |  | 0 | 0 | 0 | 0 | 0 | 0 | 0 | 0 | 0 | 1 | 1 | 1 | 1 | [13 empty] | 2 | 1 | 2 | 1 | 3 | 1 | 1 |  | 0
PG&E KERN | Semitropic | 115 | LDES |  |  | 0 | 0 | 0 | 0 | 0 | 0 | 0 | 0 | 0 | 1 | 1 | 1 | 1 | [13 empty] | 1 | 1 | 3 | 1 | 1 | 1 | 1 |  | 0
SCE Metro | Serrano | 230 | LDES |  |  | 0 | 0 | 0 | 0 | 0 | 0 | 0 | 0 | 0 | 1 | 1 | 1 | 1 | [13 empty] | 1 | 1 | 2 | 1 | 2 | 1 | 1 |  | 0
SCE Metro | Serrano | 500 | LDES |  |  | 0 | 0 | 0 | 0 | 0 | 0 | 0 | 0 | 0 | 1 | 1 | 1 | 1 | [13 empty] | 1 | 1 | 2 | 1 | 2 | 1 | 1 |  | 0
SDGE | Shadowridge | 138 | LDES |  |  | 0 | 0 | 0 | 0 | 0 | 0 | 0 | 0 | 0 | 1 | 1 | 1 | 1 | [13 empty] | 2 | 1 | 3 | 1 | 3 | 1 | 1 |  | 0
PG&E KERN | Shafter | 115 | LDES |  |  | 0 | 0 | 0 | 0 | 0 | 0 | 0 | 0 | 0 | 5 | 2 | 4 | 4 | [13 empty] | 1 | 1 | 3 | 1 | 1 | 1 | 1 |  | 0
PG&E NGBA | Silverado | 115 | LDES |  |  | 0 | 0 | 0 | 0 | 0 | 0 | 0 | 0 | 0 | 5 | 2 | 1 | 1 | [13 empty] | 2 | 1 | 4 | 2 | 3 | 1 | 1 |  | 0
SDGE | Silvergate | 230 | LDES |  |  | 0 | 0 | 0 | 0 | 0 | 0 | 0 | 0 | 0 | 1 | 1 | 1 | 1 | [13 empty] | 2 | 1 | 1 | 1 | 1 | 1 | 1 |  | 0
SDGE | Silvergate | 69 | LDES |  |  | 0 | 0 | 0 | 0 | 0 | 0 | 0 | 0 | 0 | 1 | 1 | 1 | 1 | [13 empty] | 2 | 1 | 1 | 1 | 1 | 1 | 1 |  | 0
PG&E KERN | Sisquoc | 115 | LDES |  |  | 0 | 0 | 0 | 0 | 0 | 0 | 0 | 0 | 0 | 1 | 1 | 1 | 1 | [13 empty] | 2 | 2 | 4 | 1 | 3 | 1 | 1 |  | 0
EOP | Sloan Canyon | 230 | LDES |  |  | 0 | 0 | 0 | 0 | 0 | 0 | 0 | 0 | 0 | 5 | 3 | 1 | 1 | [13 empty] | 2 | 2 | 3 | 1 | 3 | 1 | 1 |  | 0
EOP | Sloan Canyon | 500 | LDES |  |  | 0 | 0 | 0 | 0 | 0 | 0 | 0 | 0 | 0 | 5 | 3 | 1 | 1 | [13 empty] | 2 | 2 | 3 | 1 | 3 | 1 | 1 |  | 0
PG&E KERN | Smyrna | 115 | LDES |  |  | 0 | 0 | 0 | 0 | 0 | 0 | 0 | 0 | 0 | 5 | 2 | 4 | 4 | [13 empty] | 1 | 1 | 4 | 1 | 1 | 1 | 1 |  | 0
PG&E GBA | Sobrante | 115 | LDES |  |  | 0 | 0 | 0 | 0 | 0 | 0 | 0 | 0 | 0 | 5 | 4 | 1 | 1 | [13 empty] | 2 | 1 | 2 | 1 | 3 | 1 | 1 |  | 0
PG&E GBA | Sobrante | 230 | LDES |  |  | 0 | 0 | 0 | 0 | 0 | 0 | 0 | 0 | 0 | 5 | 4 | 1 | 1 | [13 empty] | 2 | 1 | 2 | 1 | 3 | 1 | 1 |  | 0
PG&E KERN | Solar | 230 | LDES |  |  | 0 | 0 | 0 | 0 | 0 | 0 | 0 | 0 | 0 | 5 | 2 | 4 | 4 | [13 empty] | 2 | 1 | 4 | 2 | 3 | 1 | 1 |  | 0
PG&E GBA | Soledad | 115 | LDES |  |  | 0 | 0 | 0 | 0 | 0 | 0 | 0 | 0 | 0 | 1 | 1 | 1 | 1 | [13 empty] | 2 | 2 | 4 | 2 | 3 | 1 | 1 |  | 0
PG&E GBA | Soledad | 60 | LDES |  |  | 0 | 0 | 0 | 0 | 0 | 0 | 0 | 0 | 0 | 5 | 4 | 1 | 1 | [13 empty] | 2 | 2 | 4 | 2 | 3 | 1 | 1 |  | 0
SDGE | Spring Valley | 69 | LDES |  |  | 0 | 0 | 0 | 0 | 0 | 0 | 0 | 0 | 0 | 1 | 1 | 1 | 1 | [13 empty] | 2 | 1 | 2 | 1 | 2 | 1 | 1 |  | 0
SCE Northern | Springville | 230 | LDES |  |  | 0 | 0 | 0 | 0 | 0 | 0 | 0 | 0 | 0 | 1 | 1 | 1 | 1 | [13 empty] | 1 | 1 | 4 | 1 | 1 | 1 | 1 |  | 0
PG&E GBA | Stagg | 230 | LDES |  |  | 0 | 0 | 0 | 0 | 0 | 0 | 0 | 0 | 0 | 5 | 4 | 1 | 1 | [13 empty] | 1 | 1 | 3 | 2 | 2 | 1 | 1 |  | 0
PG&E GBA | Standard Oil | 115 | LDES |  |  | 0 | 0 | 0 | 0 | 0 | 0 | 0 | 0 | 0 | 5 | 4 | 1 | 1 | [13 empty] | 2 | 1 | 1 | 1 | 2 | 1 | 1 |  | 0
PG&E GBA | Stanislaus | 115 | LDES |  |  | 0 | 0 | 0 | 0 | 0 | 0 | 0 | 0 | 0 | 5 | 4 | 1 | 1 | [13 empty] | 2 | 1 | 4 | 1 | 3 | 1 | 1 |  | 0
PG&E KERN | Stockdale | 115 | LDES |  |  | 0 | 0 | 0 | 0 | 0 | 0 | 0 | 0 | 0 | 1 | 1 | 1 | 1 | [13 empty] | 1 | 1 | 2 | 1 | 2 | 1 | 1 |  | 0
PG&E KERN | Stockdale | 230 | LDES |  |  | 0 | 0 | 0 | 0 | 0 | 0 | 0 | 0 | 0 | 1 | 1 | 1 | 1 | [13 empty] | 1 | 1 | 2 | 1 | 2 | 1 | 1 |  | 0
PG&E GBA | Stockton A | 115 | LDES |  |  | 0 | 0 | 0 | 0 | 0 | 0 | 0 | 0 | 0 | 5 | 4 | 1 | 1 | [13 empty] | 1 | 1 | 3 | 2 | 1 | 1 | 1 |  | 0
PG&E GBA | Stone | 115 | LDES |  |  | 0 | 0 | 0 | 0 | 0 | 0 | 0 | 0 | 0 | 5 | 4 | 1 | 1 | [13 empty] | 2 | 1 | 3 | 2 | 2 | 1 | 1 |  | 0
PG&E FRESNO | Storey | 230 | LDES |  |  | 0 | 0 | 0 | 0 | 0 | 0 | 0 | 0 | 0 | 5 | 4 | 5 | 4 | [13 empty] | 1 | 1 | 4 | 2 | 1 | 1 | 1 |  | 0
PG&E NGBA | Summit | 115 | LDES |  |  | 0 | 0 | 0 | 0 | 0 | 0 | 0 | 0 | 0 | 5 | 4 | 1 | 1 | [13 empty] | 2 | 1 | 4 | 2 | 3 | 1 | 1 |  | 0
SDGE | Suncrest | 230 | LDES |  |  | 0 | 0 | 0 | 0 | 0 | 0 | 0 | 0 | 0 | 1 | 1 | 1 | 1 | [13 empty] | 2 | 1 | 4 | 1 | 3 | 1 | 1 |  | 0
SDGE | Suncrest | 500 | LDES |  |  | 0 | 0 | 0 | 0 | 0 | 0 | 0 | 0 | 0 | 1 | 1 | 1 | 1 | [13 empty] | 2 | 1 | 4 | 1 | 3 | 1 | 1 |  | 0
PG&E KERN | Sunrise | 230 | LDES |  |  | 0 | 0 | 0 | 0 | 0 | 0 | 0 | 0 | 0 | 5 | 2 | 4 | 4 | [13 empty] | 1 | 1 | 1 | 1 | 1 | 1 | 1 |  | 0
PG&E KERN | Sunset | 230 | LDES |  |  | 0 | 0 | 0 | 0 | 0 | 0 | 0 | 0 | 0 | 5 | 2 | 4 | 4 | [13 empty] | 1 | 1 | 1 | 1 | 1 | 1 | 1 |  | 0
PG&E GBA | Swift | 115 | LDES |  |  | 0 | 0 | 0 | 0 | 0 | 0 | 0 | 0 | 0 | 5 | 4 | 1 | 1 | [13 empty] | 2 | 1 | 2 | 2 | 2 | 1 | 1 |  | 0
SDGE | Sycamore Canyon | 138 | LDES |  |  | 0 | 0 | 0 | 0 | 0 | 0 | 0 | 0 | 0 | 5 | 5 | 1 | 1 | [13 empty] | 2 | 1 | 4 | 1 | 3 | 1 | 1 |  | 0
SDGE | Sycamore Canyon | 230 | LDES |  | Mapped as PSH | 409.2 | 0 | 409.2 | 0 | 0 | 0 | 409.2 | 0 | 409.2 | 1 | 1 | 1 | 1 |  |  | See 'LandEnv_PSH' tab for PSH potential impacts analysis | [10 empty] | 2 | 1 | 4 | 1 | 3 | 3- | 3 |  | 1
SDGE | Sycamore Canyon | 69 | LDES |  |  | 0 | 0 | 0 | 0 | 0 | 0 | 0 | 0 | 0 | 1 | 1 | 1 | 1 | [13 empty] | 2 | 1 | 4 | 1 | 3 | 1 | 1 |  | 0
SCE Northern | Sylmar | 230 | LDES |  |  | 0 | 0 | 0 | 0 | 0 | 0 | 0 | 0 | 0 | 5 | 2 | 1 | 1 | [13 empty] | 1 | 1 | 2 | 1 | 1 | 1 | 1 |  | 0
PG&E NGBA | Table Mountain | 115 | LDES |  |  | 0 | 0 | 0 | 0 | 0 | 0 | 0 | 0 | 0 | 5 | 2 | 1 | 1 | [13 empty] | 2 | 1 | 3 | 2 | 1 | 1 | 1 |  | 0
PG&E NGBA | Table Mountain | 230 | LDES |  |  | 0 | 0 | 0 | 0 | 0 | 0 | 0 | 0 | 0 | 5 | 4 | 1 | 1 | [13 empty] | 2 | 1 | 3 | 2 | 1 | 1 | 1 |  | 0
PG&E NGBA | Table Mountain | 500 | LDES |  |  | 0 | 0 | 0 | 0 | 0 | 0 | 0 | 0 | 0 | 5 | 2 | 1 | 1 | [13 empty] | 2 | 1 | 3 | 2 | 1 | 1 | 1 |  | 0
PG&E NGBA | Table Mountain | 60 | LDES |  |  | 0 | 0 | 0 | 0 | 0 | 0 | 0 | 0 | 0 | 5 | 4 | 1 | 1 | [13 empty] | 2 | 1 | 3 | 2 | 1 | 1 | 1 |  | 0
PG&E KERN | Taft | 115 | LDES |  |  | 0 | 0 | 0 | 0 | 0 | 0 | 0 | 0 | 0 | 5 | 2 | 4 | 4 | [13 empty] | 1 | 1 | 2 | 1 | 2 | 1 | 1 |  | 0
SDGE | Talega | 138 | LDES |  |  | 0 | 0 | 0 | 0 | 0 | 0 | 0 | 0 | 0 | 1 | 1 | 1 | 1 | [13 empty] | 2 | 1 | 3 | 1 | 3 | 1 | 1 |  | 0
SDGE | Talega | 230 | LDES |  |  | 0 | 0 | 0 | 0 | 0 | 0 | 0 | 0 | 0 | 1 | 1 | 1 | 1 | [13 empty] | 2 | 1 | 3 | 1 | 3 | 1 | 1 |  | 0
PG&E GBA | Tassajara | 230 | LDES |  |  | 0 | 0 | 0 | 0 | 0 | 0 | 0 | 0 | 0 | 5 | 2 | 1 | 1 | [13 empty] | 2 | 1 | 3 | 1 | 3 | 1 | 1 |  | 0
PG&E KERN | Tejon | 70 | LDES |  |  | 0 | 0 | 0 | 0 | 0 | 0 | 0 | 0 | 0 | 1 | 1 | 1 | 1 | [13 empty] | 1 | 1 | 3 | 1 | 1 | 1 | 1 |  | 0
SDGE | Telegraph Canyon | 138 | LDES |  |  | 0 | 0 | 0 | 0 | 0 | 0 | 0 | 0 | 0 | 1 | 1 | 1 | 1 | [13 empty] | 2 | 1 | 2 | 1 | 2 | 1 | 1 |  | 0
PG&E KERN | Temblor | 115 | LDES |  |  | 0 | 0 | 0 | 0 | 0 | 0 | 0 | 0 | 0 | 5 | 2 | 4 | 4 | [13 empty] | 1 | 1 | 2 | 1 | 1 | 1 | 1 |  | 0
PG&E KERN | Templeton | 230 | LDES |  |  | 0 | 0 | 0 | 0 | 0 | 0 | 0 | 0 | 0 | 5 | 2 | 4 | 4 | [13 empty] | 2 | 2 | 4 | 2 | 3 | 1 | 1 |  | 0
PG&E KERN | Templeton | 70 | LDES |  |  | 0 | 0 | 0 | 0 | 0 | 0 | 0 | 0 | 0 | 1 | 1 | 1 | 1 | [13 empty] | 2 | 2 | 4 | 2 | 3 | 1 | 1 |  | 0
PG&E GBA | Tesla | 115 | LDES |  |  | 0 | 0 | 0 | 0 | 0 | 0 | 0 | 0 | 0 | 5 | 4 | 1 | 1 | [13 empty] | 2 | 1 | 2 | 1 | 2 | 1 | 1 |  | 0
PG&E GBA | Tesla | 230 | LDES |  |  | 0 | 0 | 0 | 0 | 0 | 0 | 0 | 0 | 0 | 5 | 4 | 1 | 1 | [13 empty] | 2 | 1 | 2 | 1 | 2 | 1 | 1 |  | 0
PG&E GBA | Tesla | 500 | LDES |  |  | 0 | 0 | 0 | 0 | 0 | 0 | 0 | 0 | 0 | 5 | 4 | 1 | 1 | [13 empty] | 2 | 1 | 2 | 1 | 2 | 1 | 1 |  | 0
PG&E KERN | Tevis | 115 | LDES |  |  | 0 | 0 | 0 | 0 | 0 | 0 | 0 | 0 | 0 | 5 | 2 | 4 | 4 | [13 empty] | 1 | 1 | 2 | 1 | 2 | 1 | 1 |  | 0
EOP | Thousandaire | 138 | LDES |  |  | 0 | 0 | 0 | 0 | 0 | 0 | 0 | 0 | 0 | 5 | 3 | 1 | 1 | [13 empty] | 2 | 2 | 4 | 1 | 3 | 1 | 1 |  | 0
PG&E KERN | Topaz | 230 | LDES |  |  | 0 | 0 | 0 | 0 | 0 | 0 | 0 | 0 | 0 | 5 | 2 | 4 | 4 | [13 empty] | 1 | 1 | 3 | 1 | 2 | 1 | 1 |  | 0
SCE NOL | Tortilla | 115 | LDES |  |  | 0 | 0 | 0 | 0 | 0 | 0 | 0 | 0 | 0 | 3 | 3 | 1 | 1 | [13 empty] | 2 | 1 | 4 | 1 | 2 | 1 | 1 |  | 0
SDGE | Trabuco | 138 | LDES |  |  | 0 | 0 | 0 | 0 | 0 | 0 | 0 | 0 | 0 | 1 | 1 | 1 | 1 | [13 empty] | 1 | 1 | 1 | 1 | 2 | 1 | 1 |  | 0
PG&E GBA | Tracy | 115 | LDES |  |  | 0 | 0 | 0 | 0 | 0 | 0 | 0 | 0 | 0 | 5 | 4 | 1 | 1 | [13 empty] | 2 | 1 | 3 | 1 | 2 | 1 | 1 |  | 0
PG&E FRESNO | Tranquility | 230 | LDES |  |  | 0 | 0 | 0 | 0 | 0 | 0 | 0 | 0 | 0 | 5 | 4 | 5 | 2 | [13 empty] | 1 | 1 | 4 | 2 | 1 | 1 | 1 |  | 0
PG&E GBA | Trimble | 115 | LDES |  |  | 0 | 0 | 0 | 0 | 0 | 0 | 0 | 0 | 0 | 5 | 4 | 1 | 1 | [13 empty] | 2 | 1 | 3 | 2 | 2 | 1 | 1 |  | 0
EOP | Trout Canyon | 230 | LDES |  |  | 0 | 0 | 0 | 0 | 0 | 0 | 0 | 0 | 0 | 5 | 3 | 1 | 1 | [13 empty] | 2 | 2 | 4 | 1 | 3 | 1 | 1 |  | 0
EOP | Trout Canyon | 500 | LDES |  |  | 0 | 0 | 0 | 0 | 0 | 0 | 0 | 0 | 0 | 5 | 3 | 1 | 1 | [13 empty] | 2 | 2 | 4 | 1 | 3 | 1 | 1 |  | 0
PG&E NGBA | Tulucay | 230 | LDES |  |  | 0 | 0 | 0 | 0 | 0 | 0 | 0 | 0 | 0 | 5 | 2 | 1 | 1 | [13 empty] | 2 | 1 | 3 | 2 | 3 | 1 | 1 |  | 0
PG&E NGBA | Tulucay | 60 | LDES |  |  | 0 | 0 | 0 | 0 | 0 | 0 | 0 | 0 | 0 | 5 | 2 | 1 | 1 | [13 empty] | 2 | 1 | 3 | 2 | 3 | 1 | 1 |  | 0
PG&E KERN | Tupman | 115 | LDES |  |  | 0 | 0 | 0 | 0 | 0 | 0 | 0 | 0 | 0 | 5 | 2 | 4 | 4 | [13 empty] | 1 | 1 | 2 | 1 | 1 | 1 | 1 |  | 0
PG&E NGBA | Ukiah | 115 | LDES |  |  | 0 | 0 | 0 | 0 | 0 | 0 | 0 | 0 | 0 | 5 | 2 | 1 | 1 | [13 empty] | 2 | 2 | 4 | 2 | 3 | 1 | 1 |  | 0
PG&E KERN | Union (Estrella) | 70 | LDES |  |  | 0 | 0 | 0 | 0 | 0 | 0 | 0 | 0 | 0 | 1 | 1 | 1 | 1 | [13 empty] | 2 | 2 | 4 | 2 | 3 | 1 | 1 |  | 0
PG&E NGBA | Vaca Dixon | 115 | LDES |  |  | 0 | 0 | 0 | 0 | 0 | 0 | 0 | 0 | 0 | 5 | 2 | 1 | 1 | [13 empty] | 2 | 1 | 1 | 1 | 3 | 1 | 1 |  | 0
PG&E NGBA | Vaca Dixon | 230 | LDES |  |  | 0 | 0 | 0 | 0 | 0 | 0 | 0 | 0 | 0 | 5 | 2 | 1 | 1 | [13 empty] | 2 | 1 | 1 | 1 | 3 | 1 | 1 |  | 0
PG&E NGBA | Vaca Dixon | 500 | LDES |  |  | 0 | 0 | 0 | 0 | 0 | 0 | 0 | 0 | 0 | 5 | 2 | 1 | 1 | [13 empty] | 2 | 1 | 1 | 1 | 3 | 1 | 1 |  | 0
PG&E NGBA | Vaca Dixon | 60 | LDES |  |  | 0 | 0 | 0 | 0 | 0 | 0 | 0 | 0 | 0 | 5 | 2 | 1 | 1 | [13 empty] | 2 | 1 | 1 | 1 | 3 | 1 | 1 |  | 0
SCE Eastern | Valley (SCE) | 500 | LDES |  | Mapped as Batteries | 200 | 0 | 200 | 0 | 0 | 0 | 200 | 0 | 200 | 1 | 1 | 1 | 1 | [13 empty] | 1 | 1 | 2 | 1 | 2 | 5- | 1 |  | 1
EOP | Valley (VEA) | 138 | LDES |  |  | 0 | 0 | 0 | 0 | 0 | 0 | 0 | 0 | 0 | 5 | 3 | 1 | 1 | [13 empty] | 2 | 2 | 4 | 1 | 3 | 1 | 1 |  | 0
SDGE | Valley Center | 69 | LDES |  |  | 0 | 0 | 0 | 0 | 0 | 0 | 0 | 0 | 0 | 1 | 1 | 1 | 1 | [13 empty] | 2 | 1 | 4 | 1 | 3 | 1 | 1 |  | 0
PG&E GBA | Valley Home | 115 | LDES |  |  | 0 | 0 | 0 | 0 | 0 | 0 | 0 | 0 | 0 | 5 | 4 | 1 | 1 | [13 empty] | 1 | 1 | 4 | 2 | 1 | 1 | 1 |  | 0
PG&E GBA | Valley Springs | 230 | LDES |  |  | 0 | 0 | 0 | 0 | 0 | 0 | 0 | 0 | 0 | 5 | 4 | 1 | 1 | [13 empty] | 2 | 1 | 4 | 1 | 3 | 1 | 1 |  | 0
PG&E GBA | Valley Springs | 60 | LDES |  |  | 0 | 0 | 0 | 0 | 0 | 0 | 0 | 0 | 0 | 5 | 4 | 1 | 1 | [13 empty] | 2 | 1 | 4 | 1 | 3 | 1 | 1 |  | 0
EOP | Valley Switch | 138 | LDES |  |  | 0 | 0 | 0 | 0 | 0 | 0 | 0 | 0 | 0 | 5 | 3 | 1 | 1 | [13 empty] | 2 | 2 | 4 | 1 | 3 | 1 | 1 |  | 0
EOP | Valley Switch | 230 | LDES |  |  | 0 | 0 | 0 | 0 | 0 | 0 | 0 | 0 | 0 | 5 | 3 | 1 | 1 | [13 empty] | 2 | 2 | 4 | 1 | 3 | 1 | 1 |  | 0
PG&E GBA | Vasco | 230 | LDES |  |  | 0 | 0 | 0 | 0 | 0 | 0 | 0 | 0 | 0 | 5 | 4 | 1 | 1 | [13 empty] | 2 | 1 | 3 | 1 | 3 | 1 | 1 |  | 0
PG&E GBA | Vasona | 230 | LDES |  |  | 0 | 0 | 0 | 0 | 0 | 0 | 0 | 0 | 0 | 5 | 4 | 1 | 1 | [13 empty] | 2 | 1 | 4 | 2 | 3 | 1 | 1 |  | 0
SCE Northern | Vestal | 230 | LDES |  |  | 0 | 0 | 0 | 0 | 0 | 0 | 0 | 0 | 0 | 1 | 1 | 1 | 1 | [13 empty] | 1 | 1 | 4 | 1 | 1 | 1 | 1 |  | 0
SCE Northern | Vestal | 66 | LDES |  |  | 0 | 0 | 0 | 0 | 0 | 0 | 0 | 0 | 0 | 1 | 1 | 1 | 1 | [13 empty] | 1 | 1 | 4 | 1 | 1 | 1 | 1 |  | 0
SCE NOL | Victor | 115 | LDES |  |  | 0 | 0 | 0 | 0 | 0 | 0 | 0 | 0 | 0 | 1 | 1 | 1 | 1 | [13 empty] | 2 | 1 | 3 | 1 | 2 | 1 | 1 |  | 0
SCE NOL | Victor | 230 | LDES |  |  | 0 | 0 | 0 | 0 | 0 | 0 | 0 | 0 | 0 | 1 | 1 | 1 | 1 | [13 empty] | 2 | 1 | 3 | 1 | 2 | 1 | 1 |  | 0
SCE Metro | Viejo | 230 | LDES |  |  | 0 | 0 | 0 | 0 | 0 | 0 | 0 | 0 | 0 | 1 | 1 | 1 | 1 | [13 empty] | 1 | 1 | 3 | 1 | 2 | 1 | 1 |  | 0
PG&E GBA | Vierra | 115 | LDES |  |  | 0 | 0 | 0 | 0 | 0 | 0 | 0 | 0 | 0 | 5 | 4 | 1 | 1 | [13 empty] | 1 | 1 | 1 | 2 | 1 | 1 | 1 |  | 0
SCE Metro | Villa Park | 230 | LDES |  |  | 0 | 0 | 0 | 0 | 0 | 0 | 0 | 0 | 0 | 1 | 1 | 1 | 1 | [13 empty] | 1 | 1 | 2 | 1 | 2 | 1 | 1 |  | 0
SCE Northern | Vincent | 230 | LDES |  |  | 0 | 0 | 0 | 0 | 0 | 0 | 0 | 0 | 0 | 1 | 1 | 1 | 1 | [13 empty] | 2 | 1 | 4 | 1 | 3 | 1 | 1 |  | 0
SCE Northern | Vincent | 500 | LDES |  |  | 0 | 0 | 0 | 0 | 0 | 0 | 0 | 0 | 0 | 1 | 1 | 1 | 1 | [13 empty] | 2 | 1 | 4 | 1 | 3 | 1 | 1 |  | 0
PG&E GBA | Vineyard | 230 | LDES |  |  | 0 | 0 | 0 | 0 | 0 | 0 | 0 | 0 | 0 | 5 | 4 | 1 | 1 | [13 empty] | 2 | 1 | 2 | 1 | 3 | 1 | 1 |  | 0
SDGE | Vineyard | 69 | LDES |  |  | 0 | 0 | 0 | 0 | 0 | 0 | 0 | 0 | 0 | 1 | 1 | 1 | 1 | [13 empty] | 2 | 1 | 2 | 1 | 3 | 1 | 1 |  | 0
SCE Eastern | Vista (SCE) | 230 | LDES |  |  | 0 | 0 | 0 | 0 | 0 | 0 | 0 | 0 | 0 | 1 | 1 | 1 | 1 | [13 empty] | 1 | 1 | 2 | 1 | 1 | 1 | 1 |  | 0
EOP | Vista (VEA) | 138 | LDES |  |  | 0 | 0 | 0 | 0 | 0 | 0 | 0 | 0 | 0 | 5 | 3 | 1 | 1 | [13 empty] | 2 | 2 | 4 | 1 | 3 | 1 | 1 |  | 0
EOP | Vista (VEA) | 230 | LDES |  |  | 0 | 0 | 0 | 0 | 0 | 0 | 0 | 0 | 0 | 5 | 3 | 1 | 1 | [13 empty] | 2 | 2 | 4 | 1 | 3 | 1 | 1 |  | 0
PG&E FRESNO | Wahtoke | 115 | LDES |  |  | 0 | 0 | 0 | 0 | 0 | 0 | 0 | 0 | 0 | 5 | 2 | 5 | 2 | [13 empty] | 1 | 1 | 3 | 2 | 1 | 1 | 1 |  | 0
SCE Northern | Wakefield | 66 | LDES |  |  | 0 | 0 | 0 | 0 | 0 | 0 | 0 | 0 | 0 | 5 | 2 | 1 | 1 | [13 empty] | 2 | 1 | 4 | 1 | 3 | 1 | 1 |  | 0
SCE Metro | Walnut | 230 | LDES |  |  | 0 | 0 | 0 | 0 | 0 | 0 | 0 | 0 | 0 | 1 | 1 | 1 | 1 | [13 empty] | 1 | 1 | 1 | 1 | 1 | 1 | 1 |  | 0
SCE Northern | Warne | 230 | LDES |  |  | 0 | 0 | 0 | 0 | 0 | 0 | 0 | 0 | 0 | 5 | 2 | 1 | 1 | [13 empty] | 1 | 1 | 4 | 1 | 3 | 1 | 1 |  | 0
PG&E GBA | Warnerville | 230 | LDES |  |  | 0 | 0 | 0 | 0 | 0 | 0 | 0 | 0 | 0 | 5 | 4 | 5 | 2 | [13 empty] | 1 | 1 | 3 | 2 | 2 | 1 | 1 |  | 0
PG&E FRESNO | Waukena | 115 | LDES |  |  | 0 | 0 | 0 | 0 | 0 | 0 | 0 | 0 | 0 | 5 | 2 | 5 | 2 | [13 empty] | 1 | 1 | 4 | 2 | 1 | 1 | 1 |  | 0
PG&E GBA | Weber | 230 | LDES |  |  | 0 | 0 | 0 | 0 | 0 | 0 | 0 | 0 | 0 | 5 | 4 | 1 | 1 | [13 empty] | 1 | 1 | 3 | 2 | 1 | 1 | 1 |  | 0
PG&E GBA | Weber | 60 | LDES |  |  | 0 | 0 | 0 | 0 | 0 | 0 | 0 | 0 | 0 | 5 | 4 | 1 | 1 | [13 empty] | 1 | 1 | 3 | 2 | 1 | 1 | 1 |  | 0
PG&E FRESNO | West Fresno | 115 | LDES |  |  | 0 | 0 | 0 | 0 | 0 | 0 | 0 | 0 | 0 | 5 | 4 | 5 | 2 | [13 empty] | 1 | 1 | 2 | 2 | 1 | 1 | 1 |  | 0
PG&E FRESNO | Westley | 230 | LDES |  |  | 0 | 0 | 0 | 0 | 0 | 0 | 0 | 0 | 0 | 1 | 1 | 1 | 1 | [13 empty] | 1 | 1 | 4 | 2 | 1 | 1 | 1 |  | 0
PG&E KERN | Westpark | 115 | LDES |  |  | 0 | 0 | 0 | 0 | 0 | 0 | 0 | 0 | 0 | 1 | 1 | 1 | 1 | [13 empty] | 1 | 1 | 3 | 1 | 1 | 1 | 1 |  | 0
PG&E KERN | Wheeler Ridge | 230 | LDES |  |  | 0 | 0 | 0 | 0 | 0 | 0 | 0 | 0 | 0 | 5 | 2 | 4 | 4 | [13 empty] | 1 | 1 | 4 | 1 | 1 | 1 | 1 |  | 0
PG&E KERN | Wheeler Ridge | 115 | LDES |  |  | 0 | 0 | 0 | 0 | 0 | 0 | 0 | 0 | 0 | 1 | 1 | 1 | 1 | [13 empty] | 1 | 1 | 4 | 1 | 1 | 1 | 1 |  | 0
PG&E KERN | Wheeler Ridge | 70 | LDES |  |  | 0 | 0 | 0 | 0 | 0 | 0 | 0 | 0 | 0 | 5 | 2 | 4 | 4 | [13 empty] | 1 | 1 | 4 | 1 | 1 | 1 | 1 |  | 0
SCE Northern | Whirlwind | 230 | LDES |  | Mapped as A-CAES and PSH | 900 | 0 | 900 | 200 | 0 | 200 | 700 | 0 | 700 | 1 | 1 | 1 | 1 | [13 empty] | 2 | 1 | 4 | 1 | 3 | 5- | 1 |  | 1
SCE Northern | Whirlwind | 500 | LDES |  |  | 0 | 0 | 0 | 0 | 0 | 0 | 0 | 0 | 0 | 1 | 1 | 1 | 1 | [13 empty] | 2 | 1 | 4 | 1 | 3 | 1 | 1 |  | 0
PG&E GBA | Whisman | 115 | LDES |  |  | 0 | 0 | 0 | 0 | 0 | 0 | 0 | 0 | 0 | 5 | 2 | 1 | 1 | [13 empty] | 2 | 1 | 2 | 2 | 2 | 1 | 1 |  | 0
SCE Eastern | Wildlife | 230 | LDES |  |  | 0 | 0 | 0 | 0 | 0 | 0 | 0 | 0 | 0 | 1 | 1 | 1 | 1 | [13 empty] | 1 | 1 | 1 | 1 | 1 | 1 | 1 |  | 0
PG&E FRESNO | Wilson | 115 | LDES |  |  | 0 | 0 | 0 | 0 | 0 | 0 | 0 | 0 | 0 | 5 | 4 | 5 | 2 | [13 empty] | 1 | 1 | 4 | 2 | 1 | 1 | 1 |  | 0
PG&E FRESNO | Wilson | 230 | LDES |  |  | 0 | 0 | 0 | 0 | 0 | 0 | 0 | 0 | 0 | 5 | 4 | 5 | 4 | [13 empty] | 1 | 1 | 4 | 2 | 1 | 1 | 1 |  | 0
SCE Northern | Windhub | 230 | LDES |  |  | 0 | 0 | 0 | 0 | 0 | 0 | 0 | 0 | 0 | 1 | 1 | 1 | 1 | [13 empty] | 2 | 1 | 4 | 1 | 2 | 1+ | 1 |  | 1
SCE Northern | Windhub | 500 | LDES |  |  | 0 | 0 | 0 | 0 | 0 | 0 | 0 | 0 | 0 | 1 | 1 | 1 | 1 | [13 empty] | 2 | 1 | 4 | 1 | 2 | 1 | 1 |  | 0
PG&E GBA | Windmaster | 230 | LDES |  |  | 0 | 0 | 0 | 0 | 0 | 0 | 0 | 0 | 0 | 5 | 2 | 1 | 1 | [13 empty] | 2 | 1 | 2 | 1 | 2 | 1 | 1 |  | 0
PG&E NGBA | Windsor | 60 | LDES |  |  | 0 | 0 | 0 | 0 | 0 | 0 | 0 | 0 | 0 | 5 | 2 | 1 | 1 | [13 empty] | 1 | 1 | 2 | 1 | 2 | 1 | 1 |  | 0
PG&E NGBA | Woodland | 115 | LDES |  |  | 0 | 0 | 0 | 0 | 0 | 0 | 0 | 0 | 0 | 5 | 4 | 1 | 1 | [13 empty] | 2 | 1 | 4 | 2 | 3 | 1 | 1 |  | 0
PG&E FRESNO | Woodward | 115 | LDES |  |  | 0 | 0 | 0 | 0 | 0 | 0 | 0 | 0 | 0 | 5 | 2 | 5 | 2 | [13 empty] | 1 | 1 | 2 | 2 | 2 | 1 | 1 |  | 0
PG&E NGBA | Wyandotte | 115 | LDES |  |  | 0 | 0 | 0 | 0 | 0 | 0 | 0 | 0 | 0 | 5 | 4 | 1 | 1 | [13 empty] | 2 | 1 | 2 | 2 | 2 | 1 | 1 |  | 0
PG&E KERN | 7th Standard | 115 | OOS_Wind |  |  | 0 | 0 | 0 | 0 | 0 | 0 | 0 | 0 | 0 | 5 | 2 | 4 | 4 | [18 empty] | 1 | 1 |  | 0
SCE Metro | Alamitos | 230 | OOS_Wind |  |  | 0 | 0 | 0 | 0 | 0 | 0 | 0 | 0 | 0 | 1 | 1 | 1 | 1 | [18 empty] | 1 | 1 |  | 0
SCE Eastern | Alberhill | 115 | OOS_Wind |  |  | 0 | 0 | 0 | 0 | 0 | 0 | 0 | 0 | 0 | 1 | 1 | 1 | 1 | [18 empty] | 1 | 1 |  | 0
SCE Eastern | Alberhill | 500 | OOS_Wind |  |  | 0 | 0 | 0 | 0 | 0 | 0 | 0 | 0 | 0 | 1 | 1 | 1 | 1 | [18 empty] | 1 | 1 |  | 0
PG&E GBA | Alhambra | 115 | OOS_Wind |  |  | 0 | 0 | 0 | 0 | 0 | 0 | 0 | 0 | 0 | 5 | 2 | 1 | 1 | [18 empty] | 1 | 1 |  | 0
PG&E FRESNO | Alpaugh | 115 | OOS_Wind |  |  | 0 | 0 | 0 | 0 | 0 | 0 | 0 | 0 | 0 | 5 | 2 | 4 | 4 | [18 empty] | 1 | 1 |  | 0
PG&E GBA | Altamont Midway (Sandhill) | 230 | OOS_Wind |  |  | 0 | 0 | 0 | 0 | 0 | 0 | 0 | 0 | 0 | 5 | 2 | 1 | 1 | [18 empty] | 1 | 1 |  | 0
SCE Northern | Antelope | 230 | OOS_Wind |  |  | 0 | 0 | 0 | 0 | 0 | 0 | 0 | 0 | 0 | 1 | 1 | 1 | 1 | [18 empty] | 1 | 1 |  | 0
SCE Northern | Antelope | 500 | OOS_Wind |  |  | 0 | 0 | 0 | 0 | 0 | 0 | 0 | 0 | 0 | 1 | 1 | 1 | 1 | [18 empty] | 1 | 1 |  | 0
PG&E KERN | Arco | 230 | OOS_Wind |  |  | 0 | 0 | 0 | 0 | 0 | 0 | 0 | 0 | 0 | 5 | 2 | 4 | 4 | [18 empty] | 1 | 1 |  | 0
SCE Metro | ArcoGen | 230 | OOS_Wind |  |  | 0 | 0 | 0 | 0 | 0 | 0 | 0 | 0 | 0 | 1 | 1 | 1 | 1 | [18 empty] | 1 | 1 |  | 0
SDGE | Artesian | 230 | OOS_Wind |  |  | 0 | 0 | 0 | 0 | 0 | 0 | 0 | 0 | 0 | 1 | 1 | 1 | 1 | [18 empty] | 1 | 1 |  | 0
PG&E FRESNO | Ashlan | 230 | OOS_Wind |  |  | 0 | 0 | 0 | 0 | 0 | 0 | 0 | 0 | 0 | 5 | 4 | 5 | 2 | [18 empty] | 1 | 1 |  | 0
PG&E NGBA | Atlantic | 115 | OOS_Wind |  |  | 0 | 0 | 0 | 0 | 0 | 0 | 0 | 0 | 0 | 5 | 4 | 1 | 1 | [18 empty] | 1 | 1 |  | 0
PG&E NGBA | Atlantic | 230 | OOS_Wind |  |  | 0 | 0 | 0 | 0 | 0 | 0 | 0 | 0 | 0 | 5 | 4 | 1 | 1 | [18 empty] | 1 | 1 |  | 0
PG&E FRESNO | Atwater | 115 | OOS_Wind |  |  | 0 | 0 | 0 | 0 | 0 | 0 | 0 | 0 | 0 | 5 | 4 | 5 | 2 | [18 empty] | 1 | 1 |  | 0
PG&E GBA | Avena | 115 | OOS_Wind |  |  | 0 | 0 | 0 | 0 | 0 | 0 | 0 | 0 | 0 | 5 | 4 | 1 | 1 | [18 empty] | 1 | 1 |  | 0
PG&E NGBA | Bahia | 230 | OOS_Wind |  |  | 0 | 0 | 0 | 0 | 0 | 0 | 0 | 0 | 0 | 5 | 4 | 1 | 1 | [18 empty] | 1 | 1 |  | 0
SCE Northern | Bailey | 230 | OOS_Wind |  |  | 0 | 0 | 0 | 0 | 0 | 0 | 0 | 0 | 0 | 5 | 2 | 1 | 1 | [18 empty] | 1 | 1 |  | 0
SCE NOL | Baker | 115 | OOS_Wind |  |  | 0 | 0 | 0 | 0 | 0 | 0 | 0 | 0 | 0 | 3 | 3 | 1 | 1 | [18 empty] | 1 | 1 |  | 0
PG&E KERN | Bakersfield | 230 | OOS_Wind |  |  | 0 | 0 | 0 | 0 | 0 | 0 | 0 | 0 | 0 | 5 | 2 | 4 | 4 | [18 empty] | 1 | 1 |  | 0
PG&E FRESNO | Balch | 230 | OOS_Wind |  |  | 0 | 0 | 0 | 0 | 0 | 0 | 0 | 0 | 0 | 5 | 4 | 5 | 2 | [18 empty] | 1 | 1 |  | 0
SCE Eastern | Bannister | 230 | OOS_Wind |  |  | 0 | 0 | 0 | 0 | 0 | 0 | 0 | 0 | 0 | 5 | 4 | 3 | 3 | [18 empty] | 1 | 1 |  | 0
SCE Metro | Barre | 230 | OOS_Wind |  |  | 0 | 0 | 0 | 0 | 0 | 0 | 0 | 0 | 0 | 1 | 1 | 1 | 1 | [18 empty] | 1 | 1 |  | 0
SDGE | Bay Boulevard | 230 | OOS_Wind |  |  | 0 | 0 | 0 | 0 | 0 | 0 | 0 | 0 | 0 | 1 | 1 | 1 | 1 | [18 empty] | 1 | 1 |  | 0
EOP | Beatty | 138 | OOS_Wind |  |  | 0 | 0 | 0 | 0 | 0 | 0 | 0 | 0 | 0 | 5 | 3 | 1 | 1 | [18 empty] | 1 | 1 |  | 0
EOP | Beatty | 230 | OOS_Wind |  |  | 0 | 0 | 0 | 0 | 0 | 0 | 0 | 0 | 0 | 5 | 3 | 1 | 1 | [18 empty] | 1 | 1 |  | 0
PG&E NGBA | Belden | 230 | OOS_Wind |  |  | 0 | 0 | 0 | 0 | 0 | 0 | 0 | 0 | 0 | 5 | 4 | 1 | 1 | [18 empty] | 1 | 1 |  | 0
PG&E NGBA | Bell | 115 | OOS_Wind |  |  | 0 | 0 | 0 | 0 | 0 | 0 | 0 | 0 | 0 | 5 | 4 | 1 | 1 | [18 empty] | 1 | 1 |  | 0
PG&E NGBA | Bellevue | 115 | OOS_Wind |  |  | 0 | 0 | 0 | 0 | 0 | 0 | 0 | 0 | 0 | 5 | 2 | 1 | 1 | [18 empty] | 1 | 1 |  | 0
PG&E GBA | Bellota | 115 | OOS_Wind |  |  | 0 | 0 | 0 | 0 | 0 | 0 | 0 | 0 | 0 | 5 | 4 | 1 | 1 | [18 empty] | 1 | 1 |  | 0
PG&E GBA | Bellota | 230 | OOS_Wind |  |  | 0 | 0 | 0 | 0 | 0 | 0 | 0 | 0 | 0 | 5 | 4 | 1 | 1 | [18 empty] | 1 | 1 |  | 0
SCE Northern | Big Creek | 230 | OOS_Wind |  |  | 0 | 0 | 0 | 0 | 0 | 0 | 0 | 0 | 0 | 1 | 1 | 1 | 1 | [18 empty] | 1 | 1 |  | 0
PG&E GBA | Birds Landing | 230 | OOS_Wind |  |  | 0 | 0 | 0 | 0 | 0 | 0 | 0 | 0 | 0 | 5 | 4 | 1 | 1 | [18 empty] | 1 | 1 |  | 0
SCE Eastern | Blythe | 161 | OOS_Wind |  |  | 0 | 0 | 0 | 0 | 0 | 0 | 0 | 0 | 0 | 5 | 4 | 3 | 3 | [18 empty] | 1 | 1 |  | 0
PG&E NGBA | Bogue | 115 | OOS_Wind |  |  | 0 | 0 | 0 | 0 | 0 | 0 | 0 | 0 | 0 | 5 | 4 | 1 | 1 | [18 empty] | 1 | 1 |  | 0
PG&E FRESNO | Borden | 230 | OOS_Wind |  |  | 0 | 0 | 0 | 0 | 0 | 0 | 0 | 0 | 0 | 5 | 4 | 5 | 4 | [18 empty] | 1 | 1 |  | 0
SDGE | Boulevard East | 138 | OOS_Wind |  |  | 0 | 0 | 0 | 0 | 0 | 0 | 0 | 0 | 0 | 1 | 1 | 1 | 1 | [18 empty] | 1 | 1 |  | 0
PG&E GBA | Brentwood | 230 | OOS_Wind |  |  | 0 | 0 | 0 | 0 | 0 | 0 | 0 | 0 | 0 | 5 | 4 | 1 | 1 | [18 empty] | 1 | 1 |  | 0
PG&E NGBA | Bridgeville | 115 | OOS_Wind |  |  | 0 | 0 | 0 | 0 | 0 | 0 | 0 | 0 | 0 | 5 | 2 | 1 | 1 | [18 empty] | 1 | 1 |  | 0
PG&E NGBA | Brighton | 115 | OOS_Wind |  |  | 0 | 0 | 0 | 0 | 0 | 0 | 0 | 0 | 0 | 5 | 4 | 1 | 1 | [18 empty] | 1 | 1 |  | 0
PG&E NGBA | Brighton | 230 | OOS_Wind |  |  | 0 | 0 | 0 | 0 | 0 | 0 | 0 | 0 | 0 | 5 | 4 | 1 | 1 | [18 empty] | 1 | 1 |  | 0
PG&E NGBA | Brunswick | 115 | OOS_Wind |  |  | 0 | 0 | 0 | 0 | 0 | 0 | 0 | 0 | 0 | 5 | 4 | 1 | 1 | [18 empty] | 1 | 1 |  | 0
PG&E NGBA | Bucks Creek | 230 | OOS_Wind |  |  | 0 | 0 | 0 | 0 | 0 | 0 | 0 | 0 | 0 | 5 | 4 | 1 | 1 | [18 empty] | 1 | 1 |  | 0
PG&E KERN | Buena Vista | 230 | OOS_Wind |  |  | 0 | 0 | 0 | 0 | 0 | 0 | 0 | 0 | 0 | 5 | 2 | 4 | 4 | [18 empty] | 1 | 1 |  | 0
PG&E FRESNO | Bullard | 115 | OOS_Wind |  |  | 0 | 0 | 0 | 0 | 0 | 0 | 0 | 0 | 0 | 5 | 4 | 5 | 4 | [18 empty] | 1 | 1 |  | 0
PG&E GBA | Burlingame | 115 | OOS_Wind |  |  | 0 | 0 | 0 | 0 | 0 | 0 | 0 | 0 | 0 | 5 | 2 | 1 | 1 | [18 empty] | 1 | 1 |  | 0
PG&E NGBA | Burney Forest | 230 | OOS_Wind |  |  | 0 | 0 | 0 | 0 | 0 | 0 | 0 | 0 | 0 | 5 | 3 | 3 | 3 | [18 empty] | 1 | 1 |  | 0
PG&E NGBA | Butte | 115 | OOS_Wind |  |  | 0 | 0 | 0 | 0 | 0 | 0 | 0 | 0 | 0 | 5 | 2 | 1 | 1 | [18 empty] | 1 | 1 |  | 0
PG&E KERN | Cabrillo | 115 | OOS_Wind |  |  | 0 | 0 | 0 | 0 | 0 | 0 | 0 | 0 | 0 | 1 | 1 | 1 | 1 | [18 empty] | 1 | 1 |  | 0
PG&E FRESNO | Cal Flats | 230 | OOS_Wind |  |  | 0 | 0 | 0 | 0 | 0 | 0 | 0 | 0 | 0 | 5 | 2 | 4 | 4 | [18 empty] | 1 | 1 |  | 0
SCE NOL | Calcite | 230 | OOS_Wind |  |  | 0 | 0 | 0 | 0 | 0 | 0 | 0 | 0 | 0 | 1 | 1 | 1 | 1 | [18 empty] | 1 | 1 |  | 0
PG&E KERN | Caliente | 230 | OOS_Wind |  |  | 0 | 0 | 0 | 0 | 0 | 0 | 0 | 0 | 0 | 5 | 2 | 4 | 4 | [18 empty] | 1 | 1 |  | 0
PG&E FRESNO | California Ave | 115 | OOS_Wind |  |  | 0 | 0 | 0 | 0 | 0 | 0 | 0 | 0 | 0 | 5 | 2 | 5 | 2 | [18 empty] | 1 | 1 |  | 0
PG&E KERN | Callender | 115 | OOS_Wind |  |  | 0 | 0 | 0 | 0 | 0 | 0 | 0 | 0 | 0 | 5 | 2 | 4 | 4 | [18 empty] | 1 | 1 |  | 0
PG&E NGBA | Calpella | 115 | OOS_Wind |  |  | 0 | 0 | 0 | 0 | 0 | 0 | 0 | 0 | 0 | 5 | 2 | 1 | 1 | [18 empty] | 1 | 1 |  | 0
PG&E GBA | Camanche | 230 | OOS_Wind |  |  | 0 | 0 | 0 | 0 | 0 | 0 | 0 | 0 | 0 | 5 | 4 | 1 | 1 | [18 empty] | 1 | 1 |  | 0
PG&E FRESNO | Cantua | 115 | OOS_Wind |  |  | 0 | 0 | 0 | 0 | 0 | 0 | 0 | 0 | 0 | 1 | 1 | 1 | 1 | [18 empty] | 1 | 1 |  | 0
SDGE | Capistrano | 138 | OOS_Wind |  |  | 0 | 0 | 0 | 0 | 0 | 0 | 0 | 0 | 0 | 1 | 1 | 1 | 1 | [18 empty] | 1 | 1 |  | 0
SDGE | Capistrano | 230 | OOS_Wind |  |  | 0 | 0 | 0 | 0 | 0 | 0 | 0 | 0 | 0 | 1 | 1 | 1 | 1 | [18 empty] | 1 | 1 |  | 0
PG&E NGBA | Carberry | 230 | OOS_Wind |  |  | 0 | 0 | 0 | 0 | 0 | 0 | 0 | 0 | 0 | 5 | 3 | 3 | 3 | [18 empty] | 1 | 1 |  | 0
PG&E NGBA | Caribou | 115 | OOS_Wind |  |  | 0 | 0 | 0 | 0 | 0 | 0 | 0 | 0 | 0 | 5 | 4 | 1 | 1 | [18 empty] | 1 | 1 |  | 0
PG&E NGBA | Caribou | 230 | OOS_Wind |  |  | 0 | 0 | 0 | 0 | 0 | 0 | 0 | 0 | 0 | 5 | 4 | 1 | 1 | [18 empty] | 1 | 1 |  | 0
EOP | Carpenter Canyon (fka Gamebird) | 138 | OOS_Wind |  |  | 0 | 0 | 0 | 0 | 0 | 0 | 0 | 0 | 0 | 5 | 3 | 1 | 1 | [18 empty] | 1 | 1 |  | 0
EOP | Carpenter Canyon (fka Gamebird) | 230 | OOS_Wind |  |  | 0 | 0 | 0 | 0 | 0 | 0 | 0 | 0 | 0 | 5 | 3 | 1 | 1 | [18 empty] | 1 | 1 |  | 0
PG&E NGBA | Carquinez | 115 | OOS_Wind |  |  | 0 | 0 | 0 | 0 | 0 | 0 | 0 | 0 | 0 | 5 | 2 | 1 | 1 | [18 empty] | 1 | 1 |  | 0
SDGE | Carrizo Gorge | 138 | OOS_Wind |  |  | 0 | 0 | 0 | 0 | 0 | 0 | 0 | 0 | 0 | 1 | 1 | 1 | 1 | [18 empty] | 1 | 1 |  | 0
PG&E KERN | Carrizo Plains | 115 | OOS_Wind |  |  | 0 | 0 | 0 | 0 | 0 | 0 | 0 | 0 | 0 | 5 | 2 | 4 | 4 | [18 empty] | 1 | 1 |  | 0
PG&E KERN | Casaloma | 230 | OOS_Wind |  |  | 0 | 0 | 0 | 0 | 0 | 0 | 0 | 0 | 0 | 1 | 1 | 1 | 1 | [18 empty] | 1 | 1 |  | 0
PG&E GBA | Castro Valley | 230 | OOS_Wind |  |  | 0 | 0 | 0 | 0 | 0 | 0 | 0 | 0 | 0 | 5 | 4 | 1 | 1 | [18 empty] | 1 | 1 |  | 0
PG&E GBA | Cayetano | 230 | OOS_Wind |  |  | 0 | 0 | 0 | 0 | 0 | 0 | 0 | 0 | 0 | 5 | 4 | 1 | 1 | [18 empty] | 1 | 1 |  | 0
SCE Metro | Center | 230 | OOS_Wind |  |  | 0 | 0 | 0 | 0 | 0 | 0 | 0 | 0 | 0 | 1 | 1 | 1 | 1 | [18 empty] | 1 | 1 |  | 0
PG&E KERN | Charca | 115 | OOS_Wind |  |  | 0 | 0 | 0 | 0 | 0 | 0 | 0 | 0 | 0 | 1 | 1 | 1 | 1 | [18 empty] | 1 | 1 |  | 0
EOP | Charleston | 138 | OOS_Wind |  |  | 0 | 0 | 0 | 0 | 0 | 0 | 0 | 0 | 0 | 5 | 3 | 1 | 1 | [18 empty] | 1 | 1 |  | 0
SCE Metro | Chevmain | 230 | OOS_Wind |  |  | 0 | 0 | 0 | 0 | 0 | 0 | 0 | 0 | 0 | 1 | 1 | 1 | 1 | [18 empty] | 1 | 1 |  | 0
SDGE | Chicarita | 138 | OOS_Wind |  |  | 0 | 0 | 0 | 0 | 0 | 0 | 0 | 0 | 0 | 1 | 1 | 1 | 1 | [18 empty] | 1 | 1 |  | 0
SCE Metro | Chino | 230 | OOS_Wind |  |  | 0 | 0 | 0 | 0 | 0 | 0 | 0 | 0 | 0 | 1 | 1 | 1 | 1 | [18 empty] | 1 | 1 |  | 0
PG&E FRESNO | Chowchilla | 115 | OOS_Wind |  |  | 0 | 0 | 0 | 0 | 0 | 0 | 0 | 0 | 0 | 5 | 4 | 5 | 2 | [18 empty] | 1 | 1 |  | 0
PG&E GBA | Christie | 115 | OOS_Wind |  |  | 0 | 0 | 0 | 0 | 0 | 0 | 0 | 0 | 0 | 5 | 2 | 1 | 1 | [18 empty] | 1 | 1 |  | 0
SCE Eastern | Cielo Azul | 500 | OOS_Wind |  |  | 0 | 0 | 0 | 0 | 0 | 0 | 0 | 0 | 0 | 5 | 2 | 1 | 1 | [18 empty] | 1 | 1 |  | 0
PG&E GBA | Clayton | 115 | OOS_Wind |  |  | 0 | 0 | 0 | 0 | 0 | 0 | 0 | 0 | 0 | 5 | 2 | 1 | 1 | [18 empty] | 1 | 1 |  | 0
PG&E NGBA | Cloverdale | 115 | OOS_Wind |  |  | 0 | 0 | 0 | 0 | 0 | 0 | 0 | 0 | 0 | 5 | 2 | 1 | 1 | [18 empty] | 1 | 1 |  | 0
PG&E FRESNO | Clovis | 115 | OOS_Wind |  |  | 0 | 0 | 0 | 0 | 0 | 0 | 0 | 0 | 0 | 5 | 2 | 5 | 2 | [18 empty] | 1 | 1 |  | 0
PG&E GBA | Coburn | 230 | OOS_Wind |  |  | 0 | 0 | 0 | 0 | 0 | 0 | 0 | 0 | 0 | 5 | 4 | 1 | 1 | [18 empty] | 1 | 1 |  | 0
PG&E NGBA | Colgate | 230 | OOS_Wind |  |  | 0 | 0 | 0 | 0 | 0 | 0 | 0 | 0 | 0 | 5 | 4 | 1 | 1 | [18 empty] | 1 | 1 |  | 0
PG&E GBA | Collierville | 230 | OOS_Wind |  |  | 0 | 0 | 0 | 0 | 0 | 0 | 0 | 0 | 0 | 5 | 4 | 1 | 1 | [18 empty] | 1 | 1 |  | 0
PG&E GBA | Collinsville | 230 | OOS_Wind |  |  | 0 | 0 | 0 | 0 | 0 | 0 | 0 | 0 | 0 | 5 | 2 | 1 | 1 | [18 empty] | 1 | 1 |  | 0
PG&E GBA | Collinsville | 500 | OOS_Wind |  |  | 0 | 0 | 0 | 0 | 0 | 0 | 0 | 0 | 0 | 5 | 2 | 1 | 1 | [18 empty] | 1 | 1 |  | 0
SCE Eastern | Colorado River | 230 | OOS_Wind |  |  | 0 | 0 | 0 | 0 | 0 | 0 | 0 | 0 | 0 | 1 | 1 | 1 | 1 | [18 empty] | 1 | 1 |  | 0
SCE Eastern | Colorado River | 500 | OOS_Wind |  |  | 0 | 0 | 0 | 0 | 0 | 0 | 0 | 0 | 0 | 1 | 1 | 1 | 1 | [18 empty] | 1 | 1 |  | 0
PG&E KERN | Columbus | 115 | OOS_Wind |  |  | 0 | 0 | 0 | 0 | 0 | 0 | 0 | 0 | 0 | 5 | 2 | 4 | 4 | [18 empty] | 1 | 1 |  | 0
PG&E GBA | Contra Costa | 115 | OOS_Wind |  |  | 0 | 0 | 0 | 0 | 0 | 0 | 0 | 0 | 0 | 5 | 4 | 1 | 1 | [18 empty] | 1 | 1 |  | 0
PG&E GBA | Contra Costa | 230 | OOS_Wind |  |  | 0 | 0 | 0 | 0 | 0 | 0 | 0 | 0 | 0 | 5 | 4 | 1 | 1 | [18 empty] | 1 | 1 |  | 0
PG&E GBA | Contra Costa PP | 230 | OOS_Wind |  |  | 0 | 0 | 0 | 0 | 0 | 0 | 0 | 0 | 0 | 5 | 4 | 1 | 1 | [18 empty] | 1 | 1 |  | 0
SCE NOL | Control | 115 | OOS_Wind |  |  | 0 | 0 | 0 | 0 | 0 | 0 | 0 | 0 | 0 | 5 | 5 | 1 | 1 | [18 empty] | 1 | 1 |  | 0
PG&E GBA | Cooley Landing | 115 | OOS_Wind |  |  | 0 | 0 | 0 | 0 | 0 | 0 | 0 | 0 | 0 | 5 | 2 | 1 | 1 | [18 empty] | 1 | 1 |  | 0
SCE NOL | Coolwater | 230 | OOS_Wind |  |  | 0 | 0 | 0 | 0 | 0 | 0 | 0 | 0 | 0 | 3 | 3 | 1 | 1 | [18 empty] | 1 | 1 |  | 0
SCE NOL | Coolwater | 115 | OOS_Wind |  |  | 0 | 0 | 0 | 0 | 0 | 0 | 0 | 0 | 0 | 3 | 3 | 1 | 1 | [18 empty] | 1 | 1 |  | 0
PG&E FRESNO | Corcoran | 115 | OOS_Wind |  |  | 0 | 0 | 0 | 0 | 0 | 0 | 0 | 0 | 0 | 5 | 4 | 5 | 4 | [18 empty] | 1 | 1 |  | 0
PG&E NGBA | Corona | 115 | OOS_Wind |  |  | 0 | 0 | 0 | 0 | 0 | 0 | 0 | 0 | 0 | 5 | 2 | 1 | 1 | [18 empty] | 1 | 1 |  | 0
PG&E NGBA | Cortina | 230 | OOS_Wind |  |  | 0 | 0 | 0 | 0 | 0 | 0 | 0 | 0 | 0 | 5 | 2 | 1 | 1 | [18 empty] | 1 | 1 |  | 0
PG&E NGBA | Cortina | 115 | OOS_Wind |  |  | 0 | 0 | 0 | 0 | 0 | 0 | 0 | 0 | 0 | 5 | 2 | 1 | 1 | [18 empty] | 1 | 1 |  | 0
PG&E GBA | Cottle | 230 | OOS_Wind |  |  | 0 | 0 | 0 | 0 | 0 | 0 | 0 | 0 | 0 | 5 | 4 | 5 | 2 | [18 empty] | 1 | 1 |  | 0
PG&E NGBA | Cottonwood | 115 | OOS_Wind |  |  | 0 | 0 | 0 | 0 | 0 | 0 | 0 | 0 | 0 | 5 | 2 | 1 | 1 | [18 empty] | 1 | 1 |  | 0
PG&E NGBA | Cottonwood | 230 | OOS_Wind |  |  | 0 | 0 | 0 | 0 | 0 | 0 | 0 | 0 | 0 | 5 | 2 | 1 | 1 | [18 empty] | 1 | 1 |  | 0
PG&E NGBA | Cove Road | 230 | OOS_Wind |  |  | 0 | 0 | 0 | 0 | 0 | 0 | 0 | 0 | 0 | 5 | 2 | 1 | 1 | [18 empty] | 1 | 1 |  | 0
PG&E GBA | Coyote | 230 | OOS_Wind |  |  | 0 | 0 | 0 | 0 | 0 | 0 | 0 | 0 | 0 | 5 | 4 | 1 | 1 | [18 empty] | 1 | 1 |  | 0
PG&E GBA | Crazy Horse Canyon | 115 | OOS_Wind |  |  | 0 | 0 | 0 | 0 | 0 | 0 | 0 | 0 | 0 | 1 | 1 | 1 | 1 | [18 empty] | 1 | 1 |  | 0
PG&E FRESNO | Cressey | 115 | OOS_Wind |  |  | 0 | 0 | 0 | 0 | 0 | 0 | 0 | 0 | 0 | 5 | 4 | 5 | 2 | [18 empty] | 1 | 1 |  | 0
PG&E NGBA | Cresta | 230 | OOS_Wind |  |  | 0 | 0 | 0 | 0 | 0 | 0 | 0 | 0 | 0 | 5 | 4 | 1 | 1 | [18 empty] | 1 | 1 |  | 0
PG&E GBA | Curtis | 115 | OOS_Wind |  |  | 0 | 0 | 0 | 0 | 0 | 0 | 0 | 0 | 0 | 5 | 4 | 1 | 1 | [18 empty] | 1 | 1 |  | 0
PG&E FRESNO | Dairyland | 115 | OOS_Wind |  |  | 0 | 0 | 0 | 0 | 0 | 0 | 0 | 0 | 0 | 5 | 4 | 5 | 2 | [18 empty] | 1 | 1 |  | 0
PG&E NGBA | Davis | 115 | OOS_Wind |  |  | 0 | 0 | 0 | 0 | 0 | 0 | 0 | 0 | 0 | 5 | 2 | 1 | 1 | [18 empty] | 1 | 1 |  | 0
SCE Metro | Del Amo | 500 | OOS_Wind |  |  | 0 | 0 | 0 | 0 | 0 | 0 | 0 | 0 | 0 | 1 | 1 | 1 | 1 | [18 empty] | 1 | 1 |  | 0
SCE Metro | Del Amo | 230 | OOS_Wind |  |  | 0 | 0 | 0 | 0 | 0 | 0 | 0 | 0 | 0 | 1 | 1 | 1 | 1 | [18 empty] | 1 | 1 |  | 0
SCE Eastern | Delaney | 500 | OOS_Wind |  |  | 0 | 0 | 0 | 0 | 0 | 0 | 0 | 0 | 0 | 5 | 2 | 1 | 1 | [18 empty] | 1 | 1 |  | 0
PG&E NGBA | Delevan | 230 | OOS_Wind |  |  | 0 | 0 | 0 | 0 | 0 | 0 | 0 | 0 | 0 | 5 | 2 | 1 | 1 | [18 empty] | 1 | 1 |  | 0
PG&E GBA | Delta PP | 230 | OOS_Wind |  |  | 0 | 0 | 0 | 0 | 0 | 0 | 0 | 0 | 0 | 5 | 2 | 1 | 1 | [18 empty] | 1 | 1 |  | 0
EOP | Desert View | 230 | OOS_Wind |  |  | 0 | 0 | 0 | 0 | 0 | 0 | 0 | 0 | 0 | 5 | 3 | 1 | 1 | [18 empty] | 1 | 1 |  | 0
SCE Eastern | Devers | 230 | OOS_Wind |  |  | 0 | 0 | 0 | 0 | 0 | 0 | 0 | 0 | 0 | 1 | 1 | 1 | 1 | [18 empty] | 1 | 1 |  | 0
SCE Eastern | Devers | 500 | OOS_Wind |  |  | 0 | 0 | 0 | 0 | 0 | 0 | 0 | 0 | 0 | 1 | 1 | 1 | 1 | [18 empty] | 1 | 1 |  | 0
PG&E KERN | Diablo Canyon | 230 | OOS_Wind |  |  | 0 | 0 | 0 | 0 | 0 | 0 | 0 | 0 | 0 | 1 | 1 | 1 | 1 | [18 empty] | 1 | 1 |  | 0
PG&E KERN | Diablo Canyon | 500 | OOS_Wind |  |  | 0 | 0 | 0 | 0 | 0 | 0 | 0 | 0 | 0 | 5 | 2 | 4 | 4 | [18 empty] | 1 | 1 |  | 0
PG&E KERN | Divide | 115 | OOS_Wind |  |  | 0 | 0 | 0 | 0 | 0 | 0 | 0 | 0 | 0 | 1 | 1 | 1 | 1 | [18 empty] | 1 | 1 |  | 0
PG&E GBA | Dixon Landing | 115 | OOS_Wind |  |  | 0 | 0 | 0 | 0 | 0 | 0 | 0 | 0 | 0 | 5 | 4 | 1 | 1 | [18 empty] | 1 | 1 |  | 0
PG&E FRESNO | Dos Amigos | 230 | OOS_Wind |  |  | 0 | 0 | 0 | 0 | 0 | 0 | 0 | 0 | 0 | 1 | 1 | 1 | 1 | [18 empty] | 1 | 1 |  | 0
PG&E NGBA | Drum | 115 | OOS_Wind |  |  | 0 | 0 | 0 | 0 | 0 | 0 | 0 | 0 | 0 | 5 | 4 | 1 | 1 | [18 empty] | 1 | 1 |  | 0
PG&E GBA | Dumbarton | 115 | OOS_Wind |  |  | 0 | 0 | 0 | 0 | 0 | 0 | 0 | 0 | 0 | 5 | 2 | 1 | 1 | [18 empty] | 1 | 1 |  | 0
SCE NOL | Dunn Siding | 115 | OOS_Wind |  |  | 0 | 0 | 0 | 0 | 0 | 0 | 0 | 0 | 0 | 3 | 3 | 1 | 1 | [18 empty] | 1 | 1 |  | 0
SCE Eastern | Eagle Mountain | 230 | OOS_Wind |  |  | 0 | 0 | 0 | 0 | 0 | 0 | 0 | 0 | 0 | 5 | 4 | 3 | 3 | [18 empty] | 1 | 1 |  | 0
PG&E NGBA | Eagle Rock (PGE) | 115 | OOS_Wind |  |  | 0 | 0 | 0 | 0 | 0 | 0 | 0 | 0 | 0 | 5 | 2 | 1 | 1 | [18 empty] | 1 | 1 |  | 0
SCE Metro | Eagle Rock (SCE) | 230 | OOS_Wind |  |  | 0 | 0 | 0 | 0 | 0 | 0 | 0 | 0 | 0 | 1 | 1 | 1 | 1 | [18 empty] | 1 | 1 |  | 0
PG&E NGBA | East Marysville | 115 | OOS_Wind |  |  | 0 | 0 | 0 | 0 | 0 | 0 | 0 | 0 | 0 | 5 | 4 | 1 | 1 | [18 empty] | 1 | 1 |  | 0
PG&E NGBA | East Nicolaus | 115 | OOS_Wind |  |  | 0 | 0 | 0 | 0 | 0 | 0 | 0 | 0 | 0 | 5 | 4 | 1 | 1 | [18 empty] | 1 | 1 |  | 0
PG&E GBA | Eastshore | 115 | OOS_Wind |  |  | 0 | 0 | 0 | 0 | 0 | 0 | 0 | 0 | 0 | 5 | 2 | 1 | 1 | [18 empty] | 1 | 1 |  | 0
PG&E GBA | Eastshore | 230 | OOS_Wind |  |  | 0 | 0 | 0 | 0 | 0 | 0 | 0 | 0 | 0 | 5 | 2 | 1 | 1 | [18 empty] | 1 | 1 |  | 0
SDGE | ECO | 138 | OOS_Wind |  |  | 0 | 0 | 0 | 0 | 0 | 0 | 0 | 0 | 0 | 1 | 1 | 1 | 1 | [18 empty] | 1 | 1 |  | 0
SDGE | ECO | 230 | OOS_Wind |  |  | 0 | 0 | 0 | 0 | 0 | 0 | 0 | 0 | 0 | 1 | 1 | 1 | 1 | [18 empty] | 1 | 1 |  | 0
SDGE | ECO | 500 | OOS_Wind |  |  | 0 | 0 | 0 | 0 | 0 | 0 | 0 | 0 | 0 | 1 | 1 | 1 | 1 | [18 empty] | 1 | 1 |  | 0
PG&E GBA | Edenvale | 115 | OOS_Wind |  |  | 0 | 0 | 0 | 0 | 0 | 0 | 0 | 0 | 0 | 5 | 4 | 1 | 1 | [18 empty] | 1 | 1 |  | 0
PG&E GBA | Edes | 115 | OOS_Wind |  |  | 0 | 0 | 0 | 0 | 0 | 0 | 0 | 0 | 0 | 5 | 2 | 1 | 1 | [18 empty] | 1 | 1 |  | 0
PG&E GBA | Eight Mile | 230 | OOS_Wind |  |  | 0 | 0 | 0 | 0 | 0 | 0 | 0 | 0 | 0 | 5 | 4 | 1 | 1 | [18 empty] | 1 | 1 |  | 0
SCE Eastern | El Casco | 230 | OOS_Wind |  |  | 0 | 0 | 0 | 0 | 0 | 0 | 0 | 0 | 0 | 1 | 1 | 1 | 1 | [18 empty] | 1 | 1 |  | 0
PG&E GBA | El Cerrito G | 115 | OOS_Wind |  |  | 0 | 0 | 0 | 0 | 0 | 0 | 0 | 0 | 0 | 5 | 2 | 1 | 1 | [18 empty] | 1 | 1 |  | 0
PG&E NGBA | El Dorado PH | 115 | OOS_Wind |  |  | 0 | 0 | 0 | 0 | 0 | 0 | 0 | 0 | 0 | 5 | 4 | 1 | 1 | [18 empty] | 1 | 1 |  | 0
PG&E FRESNO | El Nido (PGE) | 115 | OOS_Wind |  |  | 0 | 0 | 0 | 0 | 0 | 0 | 0 | 0 | 0 | 5 | 4 | 5 | 2 | [18 empty] | 1 | 1 |  | 0
SCE Metro | El Nido (SCE) | 230 | OOS_Wind |  |  | 0 | 0 | 0 | 0 | 0 | 0 | 0 | 0 | 0 | 1 | 1 | 1 | 1 | [18 empty] | 1 | 1 |  | 0
PG&E GBA | El Patio | 115 | OOS_Wind |  |  | 0 | 0 | 0 | 0 | 0 | 0 | 0 | 0 | 0 | 5 | 4 | 1 | 1 | [18 empty] | 1 | 1 |  | 0
SCE Metro | El Segundo | 230 | OOS_Wind |  |  | 0 | 0 | 0 | 0 | 0 | 0 | 0 | 0 | 0 | 1 | 1 | 1 | 1 | [18 empty] | 1 | 1 |  | 0
EOP | Eldorado | 230 | OOS_Wind | YES | SW_ExtTx_Wind | 51 | 0 | 51 | 51 | 0 | 51 | 0 | 0 | 0 | 5 | 3 | 1 | 1 | [18 empty] | 1+ | 1 |  | 1
EOP | Eldorado | 500 | OOS_Wind | YES | Wyoming Wind | 2895 | 0 | 2895 | 0 | 0 | 0 | 2895 | 0 | 2895 | 5 | 2 | 1 | 1 | [18 empty] | 3- | 3 |  | 1
PG&E KERN | Elk Hills | 230 | OOS_Wind |  |  | 0 | 0 | 0 | 0 | 0 | 0 | 0 | 0 | 0 | 5 | 2 | 4 | 4 | [18 empty] | 1 | 1 |  | 0
SCE Metro | Ellis | 230 | OOS_Wind |  |  | 0 | 0 | 0 | 0 | 0 | 0 | 0 | 0 | 0 | 1 | 1 | 1 | 1 | [18 empty] | 1 | 1 |  | 0
SDGE | Encina | 138 | OOS_Wind |  |  | 0 | 0 | 0 | 0 | 0 | 0 | 0 | 0 | 0 | 1 | 1 | 1 | 1 | [18 empty] | 1 | 1 |  | 0
SDGE | Encina | 230 | OOS_Wind |  |  | 0 | 0 | 0 | 0 | 0 | 0 | 0 | 0 | 0 | 1 | 1 | 1 | 1 | [18 empty] | 1 | 1 |  | 0
SDGE | Escondido | 230 | OOS_Wind |  |  | 0 | 0 | 0 | 0 | 0 | 0 | 0 | 0 | 0 | 1 | 1 | 1 | 1 | [18 empty] | 1 | 1 |  | 0
PG&E KERN | Estrella | 230 | OOS_Wind |  |  | 0 | 0 | 0 | 0 | 0 | 0 | 0 | 0 | 0 | 1 | 1 | 1 | 1 | [18 empty] | 1 | 1 |  | 0
SCE Eastern | Etiwanda | 230 | OOS_Wind |  |  | 0 | 0 | 0 | 0 | 0 | 0 | 0 | 0 | 0 | 1 | 1 | 1 | 1 | [18 empty] | 1 | 1 |  | 0
PG&E GBA | Evergreen | 115 | OOS_Wind |  |  | 0 | 0 | 0 | 0 | 0 | 0 | 0 | 0 | 0 | 5 | 4 | 1 | 1 | [18 empty] | 1 | 1 |  | 0
PG&E FRESNO | Excelsior | 115 | OOS_Wind |  |  | 0 | 0 | 0 | 0 | 0 | 0 | 0 | 0 | 0 | 5 | 4 | 1 | 1 | [18 empty] | 1 | 1 |  | 0
PG&E FRESNO | Exchequer | 115 | OOS_Wind |  |  | 0 | 0 | 0 | 0 | 0 | 0 | 0 | 0 | 0 | 5 | 4 | 5 | 2 | [18 empty] | 1 | 1 |  | 0
PG&E KERN | Fairway | 115 | OOS_Wind |  |  | 0 | 0 | 0 | 0 | 0 | 0 | 0 | 0 | 0 | 1 | 1 | 1 | 1 | [18 empty] | 1 | 1 |  | 0
PG&E KERN | Famoso | 115 | OOS_Wind |  |  | 0 | 0 | 0 | 0 | 0 | 0 | 0 | 0 | 0 | 1 | 1 | 1 | 1 | [18 empty] | 1 | 1 |  | 0
PG&E NGBA | Fern Road | 500 | OOS_Wind |  |  | 0 | 0 | 0 | 0 | 0 | 0 | 0 | 0 | 0 | 5 | 2 | 1 | 1 | [18 empty] | 1 | 1 |  | 0
PG&E GBA | Fibreboard (SPI Sonora) | 115 | OOS_Wind |  |  | 0 | 0 | 0 | 0 | 0 | 0 | 0 | 0 | 0 | 5 | 4 | 1 | 1 | [18 empty] | 1 | 1 |  | 0
PG&E FRESNO | Figarden | 230 | OOS_Wind |  |  | 0 | 0 | 0 | 0 | 0 | 0 | 0 | 0 | 0 | 5 | 4 | 5 | 2 | [18 empty] | 1 | 1 |  | 0
PG&E FRESNO | Fink | 230 | OOS_Wind |  |  | 0 | 0 | 0 | 0 | 0 | 0 | 0 | 0 | 0 | 1 | 1 | 1 | 1 | [18 empty] | 1 | 1 |  | 0
PG&E GBA | FMC | 115 | OOS_Wind |  |  | 0 | 0 | 0 | 0 | 0 | 0 | 0 | 0 | 0 | 5 | 4 | 1 | 1 | [18 empty] | 1 | 1 |  | 0
PG&E GBA | Fremont | 115 | OOS_Wind |  |  | 0 | 0 | 0 | 0 | 0 | 0 | 0 | 0 | 0 | 5 | 2 | 1 | 1 | [18 empty] | 1 | 1 |  | 0
PG&E GBA | Frogtown | 115 | OOS_Wind |  |  | 0 | 0 | 0 | 0 | 0 | 0 | 0 | 0 | 0 | 5 | 4 | 1 | 1 | [18 empty] | 1 | 1 |  | 0
PG&E NGBA | Fulton | 115 | OOS_Wind |  |  | 0 | 0 | 0 | 0 | 0 | 0 | 0 | 0 | 0 | 5 | 4 | 1 | 1 | [18 empty] | 1 | 1 |  | 0
PG&E NGBA | Fulton | 230 | OOS_Wind |  |  | 0 | 0 | 0 | 0 | 0 | 0 | 0 | 0 | 0 | 5 | 4 | 1 | 1 | [18 empty] | 1 | 1 |  | 0
PG&E KERN | Ganso | 115 | OOS_Wind |  |  | 0 | 0 | 0 | 0 | 0 | 0 | 0 | 0 | 0 | 1 | 1 | 1 | 1 | [18 empty] | 1 | 1 |  | 0
PG&E FRESNO | Gates | 230 | OOS_Wind |  |  | 0 | 0 | 0 | 0 | 0 | 0 | 0 | 0 | 0 | 5 | 2 | 4 | 4 | [18 empty] | 1 | 1 |  | 0
PG&E FRESNO | Gates | 500 | OOS_Wind |  |  | 0 | 0 | 0 | 0 | 0 | 0 | 0 | 0 | 0 | 5 | 2 | 4 | 4 | [18 empty] | 1 | 1 |  | 0
PG&E NGBA | Geysers 12 | 230 | OOS_Wind |  |  | 0 | 0 | 0 | 0 | 0 | 0 | 0 | 0 | 0 | 5 | 4 | 1 | 1 | [18 empty] | 1 | 1 |  | 0
PG&E NGBA | Geysers 17 | 230 | OOS_Wind |  |  | 0 | 0 | 0 | 0 | 0 | 0 | 0 | 0 | 0 | 5 | 4 | 1 | 1 | [18 empty] | 1 | 1 |  | 0
PG&E NGBA | Geysers 3 | 115 | OOS_Wind |  |  | 0 | 0 | 0 | 0 | 0 | 0 | 0 | 0 | 0 | 5 | 2 | 1 | 1 | [18 empty] | 1 | 1 |  | 0
PG&E NGBA | Glenn | 230 | OOS_Wind |  |  | 0 | 0 | 0 | 0 | 0 | 0 | 0 | 0 | 0 | 5 | 2 | 1 | 1 | [18 empty] | 1 | 1 |  | 0
PG&E NGBA | Gold Hill | 115 | OOS_Wind |  |  | 0 | 0 | 0 | 0 | 0 | 0 | 0 | 0 | 0 | 5 | 4 | 1 | 1 | [18 empty] | 1 | 1 |  | 0
PG&E NGBA | Gold Hill | 230 | OOS_Wind |  |  | 0 | 0 | 0 | 0 | 0 | 0 | 0 | 0 | 0 | 5 | 4 | 1 | 1 | [18 empty] | 1 | 1 |  | 0
SCE Northern | Goleta | 230 | OOS_Wind |  |  | 0 | 0 | 0 | 0 | 0 | 0 | 0 | 0 | 0 | 5 | 2 | 1 | 1 | [18 empty] | 1 | 1 |  | 0
SCE Metro | Goodrich | 230 | OOS_Wind |  |  | 0 | 0 | 0 | 0 | 0 | 0 | 0 | 0 | 0 | 1 | 1 | 1 | 1 | [18 empty] | 1 | 1 |  | 0
PG&E KERN | Goose Lake | 115 | OOS_Wind |  |  | 0 | 0 | 0 | 0 | 0 | 0 | 0 | 0 | 0 | 1 | 1 | 1 | 1 | [18 empty] | 1 | 1 |  | 0
SCE Metro | Gould | 230 | OOS_Wind |  |  | 0 | 0 | 0 | 0 | 0 | 0 | 0 | 0 | 0 | 1 | 1 | 1 | 1 | [18 empty] | 1 | 1 |  | 0
PG&E NGBA | Grand Island | 115 | OOS_Wind |  |  | 0 | 0 | 0 | 0 | 0 | 0 | 0 | 0 | 0 | 5 | 4 | 1 | 1 | [18 empty] | 1 | 1 |  | 0
PG&E GBA | Grant | 115 | OOS_Wind |  |  | 0 | 0 | 0 | 0 | 0 | 0 | 0 | 0 | 0 | 5 | 2 | 1 | 1 | [18 empty] | 1 | 1 |  | 0
PG&E GBA | Green Valley | 115 | OOS_Wind |  |  | 0 | 0 | 0 | 0 | 0 | 0 | 0 | 0 | 0 | 5 | 4 | 1 | 1 | [18 empty] | 1 | 1 |  | 0
PG&E NGBA | Greenleaf 1 | 115 | OOS_Wind |  |  | 0 | 0 | 0 | 0 | 0 | 0 | 0 | 0 | 0 | 5 | 4 | 1 | 1 | [18 empty] | 1 | 1 |  | 0
PG&E FRESNO | Gregg | 230 | OOS_Wind |  |  | 0 | 0 | 0 | 0 | 0 | 0 | 0 | 0 | 0 | 5 | 4 | 5 | 2 | [18 empty] | 1 | 1 |  | 0
PG&E FRESNO | Grimmway-Malaga | 115 | OOS_Wind |  |  | 0 | 0 | 0 | 0 | 0 | 0 | 0 | 0 | 0 | 5 | 4 | 5 | 2 | [18 empty] | 1 | 1 |  | 0
PG&E NGBA | Grizzly | 230 | OOS_Wind |  |  | 0 | 0 | 0 | 0 | 0 | 0 | 0 | 0 | 0 | 5 | 4 | 1 | 1 | [18 empty] | 1 | 1 |  | 0
PG&E FRESNO | GWF Hanford | 115 | OOS_Wind |  |  | 0 | 0 | 0 | 0 | 0 | 0 | 0 | 0 | 0 | 5 | 4 | 5 | 2 | [18 empty] | 1 | 1 |  | 0
PG&E FRESNO | Haas | 230 | OOS_Wind |  |  | 0 | 0 | 0 | 0 | 0 | 0 | 0 | 0 | 0 | 5 | 4 | 5 | 2 | [18 empty] | 1 | 1 |  | 0
PG&E FRESNO | Hammonds | 115 | OOS_Wind |  |  | 0 | 0 | 0 | 0 | 0 | 0 | 0 | 0 | 0 | 1 | 1 | 1 | 1 | [18 empty] | 1 | 1 |  | 0
SCE Metro | HarborGen | 230 | OOS_Wind |  |  | 0 | 0 | 0 | 0 | 0 | 0 | 0 | 0 | 0 | 1 | 1 | 1 | 1 | [18 empty] | 1 | 1 |  | 0
EOP | Harry Allen | 500 | OOS_Wind | YES | Idaho Windo | 1060 | 0 | 1060 | 0 | 0 | 0 | 1060 | 0 | 1060 | 5 | 3 | 1 | 1 | [18 empty] | 3- | 1 |  | 1
SCE NOL | Harvard | 115 | OOS_Wind |  |  | 0 | 0 | 0 | 0 | 0 | 0 | 0 | 0 | 0 | 3 | 3 | 1 | 1 | [18 empty] | 1 | 1 |  | 0
SDGE | Hassayampa | 500 | OOS_Wind |  |  | 0 | 0 | 0 | 0 | 0 | 0 | 0 | 0 | 0 | 5 | 2 | 1 | 1 | [18 empty] | 1 | 1 |  | 0
PG&E FRESNO | Helm | 230 | OOS_Wind |  |  | 0 | 0 | 0 | 0 | 0 | 0 | 0 | 0 | 0 | 5 | 4 | 5 | 2 | [18 empty] | 1 | 1 |  | 0
PG&E FRESNO | Henrietta | 115 | OOS_Wind |  |  | 0 | 0 | 0 | 0 | 0 | 0 | 0 | 0 | 0 | 1 | 1 | 1 | 1 | [18 empty] | 1 | 1 |  | 0
PG&E FRESNO | Henrietta | 230 | OOS_Wind |  |  | 0 | 0 | 0 | 0 | 0 | 0 | 0 | 0 | 0 | 1 | 1 | 1 | 1 | [18 empty] | 1 | 1 |  | 0
PG&E FRESNO | Herndon | 115 | OOS_Wind |  |  | 0 | 0 | 0 | 0 | 0 | 0 | 0 | 0 | 0 | 5 | 2 | 5 | 2 | [18 empty] | 1 | 1 |  | 0
PG&E FRESNO | Herndon | 230 | OOS_Wind |  |  | 0 | 0 | 0 | 0 | 0 | 0 | 0 | 0 | 0 | 5 | 4 | 5 | 2 | [18 empty] | 1 | 1 |  | 0
PG&E GBA | Hicks | 230 | OOS_Wind |  |  | 0 | 0 | 0 | 0 | 0 | 0 | 0 | 0 | 0 | 5 | 4 | 1 | 1 | [18 empty] | 1 | 1 |  | 0
PG&E NGBA | Higgins | 115 | OOS_Wind |  |  | 0 | 0 | 0 | 0 | 0 | 0 | 0 | 0 | 0 | 5 | 4 | 1 | 1 | [18 empty] | 1 | 1 |  | 0
PG&E NGBA | Hilltop | 345 | OOS_Wind |  |  | 0 | 0 | 0 | 0 | 0 | 0 | 0 | 0 | 0 | 5 | 2 | 1 | 1 | [18 empty] | 1 | 1 |  | 0
SCE Metro | Hinson | 230 | OOS_Wind |  |  | 0 | 0 | 0 | 0 | 0 | 0 | 0 | 0 | 0 | 1 | 1 | 1 | 1 | [18 empty] | 1 | 1 |  | 0
PG&E GBA | Hollister | 115 | OOS_Wind |  |  | 0 | 0 | 0 | 0 | 0 | 0 | 0 | 0 | 0 | 5 | 4 | 1 | 1 | [18 empty] | 1 | 1 |  | 0
PG&E NGBA | Homestake | 115 | OOS_Wind |  |  | 0 | 0 | 0 | 0 | 0 | 0 | 0 | 0 | 0 | 5 | 2 | 1 | 1 | [18 empty] | 1 | 1 |  | 0
PG&E NGBA | Honcut | 115 | OOS_Wind |  |  | 0 | 0 | 0 | 0 | 0 | 0 | 0 | 0 | 0 | 5 | 4 | 1 | 1 | [18 empty] | 1 | 1 |  | 0
SDGE | Hoodoo Wash | 500 | OOS_Wind |  |  | 0 | 0 | 0 | 0 | 0 | 0 | 0 | 0 | 0 | 5 | 2 | 1 | 1 | [18 empty] | 1 | 1 |  | 0
PG&E NGBA | Hopland | 115 | OOS_Wind |  |  | 0 | 0 | 0 | 0 | 0 | 0 | 0 | 0 | 0 | 5 | 2 | 1 | 1 | [18 empty] | 1 | 1 |  | 0
PG&E NGBA | Humboldt | 115 | OOS_Wind |  |  | 0 | 0 | 0 | 0 | 0 | 0 | 0 | 0 | 0 | 5 | 2 | 1 | 1 | [18 empty] | 1 | 1 |  | 0
PG&E NGBA | Humboldt | 500 | OOS_Wind |  |  | 0 | 0 | 0 | 0 | 0 | 0 | 0 | 0 | 0 | 5 | 4 | 5 | 4 | [18 empty] | 1 | 1 |  | 0
SCE Metro | Huntington Beach | 230 | OOS_Wind |  |  | 0 | 0 | 0 | 0 | 0 | 0 | 0 | 0 | 0 | 1 | 1 | 1 | 1 | [18 empty] | 1 | 1 |  | 0
PG&E NGBA | Ignacio | 115 | OOS_Wind |  |  | 0 | 0 | 0 | 0 | 0 | 0 | 0 | 0 | 0 | 5 | 4 | 1 | 1 | [18 empty] | 1 | 1 |  | 0
PG&E NGBA | Ignacio | 230 | OOS_Wind |  |  | 0 | 0 | 0 | 0 | 0 | 0 | 0 | 0 | 0 | 5 | 2 | 1 | 1 | [18 empty] | 1 | 1 |  | 0
SDGE | Imperial Valley | 230 | OOS_Wind |  |  | 0 | 0 | 0 | 0 | 0 | 0 | 0 | 0 | 0 | 1 | 1 | 1 | 1 | [18 empty] | 1 | 1 |  | 0
SDGE | Imperial Valley | 500 | OOS_Wind |  |  | 0 | 0 | 0 | 0 | 0 | 0 | 0 | 0 | 0 | 1 | 1 | 1 | 1 | [18 empty] | 1 | 1 |  | 0
EOP | Innovation | 138 | OOS_Wind |  |  | 0 | 0 | 0 | 0 | 0 | 0 | 0 | 0 | 0 | 5 | 3 | 1 | 1 | [18 empty] | 1 | 1 |  | 0
EOP | Innovation | 230 | OOS_Wind |  |  | 0 | 0 | 0 | 0 | 0 | 0 | 0 | 0 | 0 | 5 | 3 | 1 | 1 | [18 empty] | 1 | 1 |  | 0
SCE NOL | Inyokern | 115 | OOS_Wind |  |  | 0 | 0 | 0 | 0 | 0 | 0 | 0 | 0 | 0 | 3 | 3 | 1 | 1 | [18 empty] | 1 | 1 |  | 0
EOP | IS Tap | 138 | OOS_Wind |  |  | 0 | 0 | 0 | 0 | 0 | 0 | 0 | 0 | 0 | 5 | 3 | 1 | 1 | [18 empty] | 1 | 1 |  | 0
EOP | Ivanpah | 115 | OOS_Wind |  |  | 0 | 0 | 0 | 0 | 0 | 0 | 0 | 0 | 0 | 5 | 3 | 1 | 1 | [18 empty] | 1 | 1 |  | 0
EOP | Ivanpah | 230 | OOS_Wind |  |  | 0 | 0 | 0 | 0 | 0 | 0 | 0 | 0 | 0 | 5 | 3 | 1 | 1 | [18 empty] | 1 | 1 |  | 0
EOP | Jackass (DOE) | 138 | OOS_Wind |  |  | 0 | 0 | 0 | 0 | 0 | 0 | 0 | 0 | 0 | 5 | 3 | 1 | 1 | [18 empty] | 1 | 1 |  | 0
PG&E NGBA | James B Black | 230 | OOS_Wind |  |  | 0 | 0 | 0 | 0 | 0 | 0 | 0 | 0 | 0 | 5 | 2 | 1 | 1 | [18 empty] | 1 | 1 |  | 0
PG&E GBA | Jefferson | 230 | OOS_Wind |  |  | 0 | 0 | 0 | 0 | 0 | 0 | 0 | 0 | 0 | 5 | 4 | 1 | 1 | [18 empty] | 1 | 1 |  | 0
PG&E NGBA | Jessup | 115 | OOS_Wind |  |  | 0 | 0 | 0 | 0 | 0 | 0 | 0 | 0 | 0 | 5 | 2 | 1 | 1 | [18 empty] | 1 | 1 |  | 0
SCE Metro | Johanna | 230 | OOS_Wind |  |  | 0 | 0 | 0 | 0 | 0 | 0 | 0 | 0 | 0 | 1 | 1 | 1 | 1 | [18 empty] | 1 | 1 |  | 0
SCE Eastern | Julian Hinds | 230 | OOS_Wind |  |  | 0 | 0 | 0 | 0 | 0 | 0 | 0 | 0 | 0 | 5 | 4 | 3 | 3 | [18 empty] | 1 | 1 |  | 0
PG&E GBA | Kasson | 115 | OOS_Wind |  |  | 0 | 0 | 0 | 0 | 0 | 0 | 0 | 0 | 0 | 5 | 4 | 1 | 1 | [18 empty] | 1 | 1 |  | 0
PG&E FRESNO | Kearney | 230 | OOS_Wind |  |  | 0 | 0 | 0 | 0 | 0 | 0 | 0 | 0 | 0 | 5 | 4 | 5 | 2 | [18 empty] | 1 | 1 |  | 0
PG&E GBA | Kelso | 230 | OOS_Wind |  |  | 0 | 0 | 0 | 0 | 0 | 0 | 0 | 0 | 0 | 5 | 2 | 1 | 1 | [18 empty] | 1 | 1 |  | 0
PG&E FRESNO | Kerchoff 1 | 115 | OOS_Wind |  |  | 0 | 0 | 0 | 0 | 0 | 0 | 0 | 0 | 0 | 5 | 4 | 5 | 2 | [18 empty] | 1 | 1 |  | 0
PG&E KERN | Kern Oil | 115 | OOS_Wind |  |  | 0 | 0 | 0 | 0 | 0 | 0 | 0 | 0 | 0 | 5 | 2 | 4 | 4 | [18 empty] | 1 | 1 |  | 0
PG&E KERN | Kern PP | 115 | OOS_Wind |  |  | 0 | 0 | 0 | 0 | 0 | 0 | 0 | 0 | 0 | 5 | 2 | 4 | 4 | [18 empty] | 1 | 1 |  | 0
PG&E KERN | Kern PP | 230 | OOS_Wind |  |  | 0 | 0 | 0 | 0 | 0 | 0 | 0 | 0 | 0 | 5 | 2 | 4 | 4 | [18 empty] | 1 | 1 |  | 0
PG&E KERN | Kernridge | 115 | OOS_Wind |  |  | 0 | 0 | 0 | 0 | 0 | 0 | 0 | 0 | 0 | 5 | 2 | 4 | 4 | [18 empty] | 1 | 1 |  | 0
PG&E FRESNO | Kingsburg | 115 | OOS_Wind |  |  | 0 | 0 | 0 | 0 | 0 | 0 | 0 | 0 | 0 | 5 | 4 | 5 | 4 | [18 empty] | 1 | 1 |  | 0
PG&E GBA | Kirker | 115 | OOS_Wind |  |  | 0 | 0 | 0 | 0 | 0 | 0 | 0 | 0 | 0 | 5 | 2 | 1 | 1 | [18 empty] | 1 | 1 |  | 0
PG&E NGBA | Knights Landing | 115 | OOS_Wind |  |  | 0 | 0 | 0 | 0 | 0 | 0 | 0 | 0 | 0 | 5 | 4 | 1 | 1 | [18 empty] | 1 | 1 |  | 0
SCE NOL | Kramer | 115 | OOS_Wind |  |  | 0 | 0 | 0 | 0 | 0 | 0 | 0 | 0 | 0 | 3 | 3 | 1 | 1 | [18 empty] | 1 | 1 |  | 0
SCE NOL | Kramer | 230 | OOS_Wind |  |  | 0 | 0 | 0 | 0 | 0 | 0 | 0 | 0 | 0 | 3 | 3 | 1 | 1 | [18 empty] | 1 | 1 |  | 0
SCE Metro | La Cienega | 230 | OOS_Wind |  |  | 0 | 0 | 0 | 0 | 0 | 0 | 0 | 0 | 0 | 1 | 1 | 1 | 1 | [18 empty] | 1 | 1 |  | 0
SCE Metro | La Fresa | 230 | OOS_Wind |  |  | 0 | 0 | 0 | 0 | 0 | 0 | 0 | 0 | 0 | 1 | 1 | 1 | 1 | [18 empty] | 1 | 1 |  | 0
SCE Metro | Laguna Bell | 230 | OOS_Wind |  |  | 0 | 0 | 0 | 0 | 0 | 0 | 0 | 0 | 0 | 1 | 1 | 1 | 1 | [18 empty] | 1 | 1 |  | 0
PG&E NGBA | Lakeville | 230 | OOS_Wind |  |  | 0 | 0 | 0 | 0 | 0 | 0 | 0 | 0 | 0 | 5 | 4 | 1 | 1 | [18 empty] | 1 | 1 |  | 0
PG&E NGBA | Lakeville | 115 | OOS_Wind |  |  | 0 | 0 | 0 | 0 | 0 | 0 | 0 | 0 | 0 | 5 | 4 | 1 | 1 | [18 empty] | 1 | 1 |  | 0
PG&E GBA | Lakewood | 115 | OOS_Wind |  |  | 0 | 0 | 0 | 0 | 0 | 0 | 0 | 0 | 0 | 5 | 2 | 1 | 1 | [18 empty] | 1 | 1 |  | 0
PG&E NGBA | Lambie | 230 | OOS_Wind |  |  | 0 | 0 | 0 | 0 | 0 | 0 | 0 | 0 | 0 | 5 | 4 | 1 | 1 | [18 empty] | 1 | 1 |  | 0
PG&E GBA | Lammers | 115 | OOS_Wind |  |  | 0 | 0 | 0 | 0 | 0 | 0 | 0 | 0 | 0 | 5 | 4 | 1 | 1 | [18 empty] | 1 | 1 |  | 0
PG&E KERN | Lamont | 115 | OOS_Wind |  |  | 0 | 0 | 0 | 0 | 0 | 0 | 0 | 0 | 0 | 5 | 2 | 4 | 4 | [18 empty] | 1 | 1 |  | 0
PG&E FRESNO | Las Aguilas | 230 | OOS_Wind |  |  | 0 | 0 | 0 | 0 | 0 | 0 | 0 | 0 | 0 | 1 | 1 | 1 | 1 | [18 empty] | 1 | 1 |  | 0
EOP | Lathrop | 138 | OOS_Wind |  |  | 0 | 0 | 0 | 0 | 0 | 0 | 0 | 0 | 0 | 5 | 3 | 1 | 1 | [18 empty] | 1 | 1 |  | 0
EOP | Lathrop | 230 | OOS_Wind |  |  | 0 | 0 | 0 | 0 | 0 | 0 | 0 | 0 | 0 | 5 | 3 | 1 | 1 | [18 empty] | 1 | 1 |  | 0
PG&E FRESNO | Le Grand | 115 | OOS_Wind |  |  | 0 | 0 | 0 | 0 | 0 | 0 | 0 | 0 | 0 | 5 | 4 | 5 | 2 | [18 empty] | 1 | 1 |  | 0
PG&E KERN | Lerdo | 115 | OOS_Wind |  |  | 0 | 0 | 0 | 0 | 0 | 0 | 0 | 0 | 0 | 5 | 2 | 4 | 4 | [18 empty] | 1 | 1 |  | 0
SCE Metro | Lewis | 230 | OOS_Wind |  |  | 0 | 0 | 0 | 0 | 0 | 0 | 0 | 0 | 0 | 1 | 1 | 1 | 1 | [18 empty] | 1 | 1 |  | 0
SCE Metro | Lighthipe | 230 | OOS_Wind |  |  | 0 | 0 | 0 | 0 | 0 | 0 | 0 | 0 | 0 | 1 | 1 | 1 | 1 | [18 empty] | 1 | 1 |  | 0
PG&E NGBA | Lincoln | 115 | OOS_Wind |  |  | 0 | 0 | 0 | 0 | 0 | 0 | 0 | 0 | 0 | 5 | 4 | 1 | 1 | [18 empty] | 1 | 1 |  | 0
PG&E KERN | Live Oak | 115 | OOS_Wind |  |  | 0 | 0 | 0 | 0 | 0 | 0 | 0 | 0 | 0 | 5 | 2 | 4 | 4 | [18 empty] | 1 | 1 |  | 0
PG&E GBA | Llagas | 115 | OOS_Wind |  |  | 0 | 0 | 0 | 0 | 0 | 0 | 0 | 0 | 0 | 5 | 4 | 1 | 1 | [18 empty] | 1 | 1 |  | 0
PG&E GBA | Lockeford | 115 | OOS_Wind |  |  | 0 | 0 | 0 | 0 | 0 | 0 | 0 | 0 | 0 | 5 | 4 | 1 | 1 | [18 empty] | 1 | 1 |  | 0
PG&E GBA | Lockeford | 230 | OOS_Wind |  |  | 0 | 0 | 0 | 0 | 0 | 0 | 0 | 0 | 0 | 5 | 4 | 1 | 1 | [18 empty] | 1 | 1 |  | 0
PG&E GBA | Lodi | 230 | OOS_Wind |  |  | 0 | 0 | 0 | 0 | 0 | 0 | 0 | 0 | 0 | 5 | 4 | 1 | 1 | [18 empty] | 1 | 1 |  | 0
PG&E NGBA | Logan Creek | 230 | OOS_Wind |  |  | 0 | 0 | 0 | 0 | 0 | 0 | 0 | 0 | 0 | 5 | 2 | 1 | 1 | [18 empty] | 1 | 1 |  | 0
PG&E GBA | Lone Tree | 230 | OOS_Wind |  |  | 0 | 0 | 0 | 0 | 0 | 0 | 0 | 0 | 0 | 5 | 2 | 1 | 1 | [18 empty] | 1 | 1 |  | 0
PG&E FRESNO | Los Banos | 230 | OOS_Wind |  |  | 0 | 0 | 0 | 0 | 0 | 0 | 0 | 0 | 0 | 1 | 1 | 1 | 1 | [18 empty] | 1 | 1 |  | 0
PG&E FRESNO | Los Banos | 500 | OOS_Wind |  |  | 0 | 0 | 0 | 0 | 0 | 0 | 0 | 0 | 0 | 1 | 1 | 1 | 1 | [18 empty] | 1 | 1 |  | 0
SDGE | Los Coches | 138 | OOS_Wind |  |  | 0 | 0 | 0 | 0 | 0 | 0 | 0 | 0 | 0 | 5 | 5 | 1 | 1 | [18 empty] | 1 | 1 |  | 0
PG&E GBA | Los Esteros | 115 | OOS_Wind |  |  | 0 | 0 | 0 | 0 | 0 | 0 | 0 | 0 | 0 | 5 | 4 | 1 | 1 | [18 empty] | 1 | 1 |  | 0
PG&E GBA | Los Esteros | 230 | OOS_Wind |  |  | 0 | 0 | 0 | 0 | 0 | 0 | 0 | 0 | 0 | 5 | 4 | 1 | 1 | [18 empty] | 1 | 1 |  | 0
PG&E GBA | Los Positas | 230 | OOS_Wind |  |  | 0 | 0 | 0 | 0 | 0 | 0 | 0 | 0 | 0 | 5 | 4 | 1 | 1 | [18 empty] | 1 | 1 |  | 0
SCE NOL | Lugo | 230 | OOS_Wind |  |  | 0 | 0 | 0 | 0 | 0 | 0 | 0 | 0 | 0 | 1 | 1 | 1 | 1 | [18 empty] | 1 | 1 |  | 0
SCE Metro | Lugo | 500 | OOS_Wind | YES | New Mexico Wind | 1750 | 0 | 1750 | 0 | 0 | 0 | 1750 | 0 | 1750 | 1 | 1 | 1 | 1 | [18 empty] | 5- | 1 |  | 1
PG&E NGBA | Madison | 115 | OOS_Wind |  |  | 0 | 0 | 0 | 0 | 0 | 0 | 0 | 0 | 0 | 5 | 2 | 1 | 1 | [18 empty] | 1 | 1 |  | 0
PG&E KERN | Magunden | 115 | OOS_Wind |  |  | 0 | 0 | 0 | 0 | 0 | 0 | 0 | 0 | 0 | 5 | 2 | 4 | 4 | [18 empty] | 1 | 1 |  | 0
SCE Northern | Magunden | 230 | OOS_Wind |  |  | 0 | 0 | 0 | 0 | 0 | 0 | 0 | 0 | 0 | 1 | 1 | 1 | 1 | [18 empty] | 1 | 1 |  | 0
PG&E FRESNO | Malaga | 115 | OOS_Wind |  |  | 0 | 0 | 0 | 0 | 0 | 0 | 0 | 0 | 0 | 5 | 4 | 5 | 4 | [18 empty] | 1 | 1 |  | 0
PG&E NGBA | Malin | 500 | OOS_Wind |  |  | 0 | 0 | 0 | 0 | 0 | 0 | 0 | 0 | 0 | 5 | 2 | 1 | 1 | [18 empty] | 1 | 1 |  | 0
SCE Northern | Mandalay | 230 | OOS_Wind |  |  | 0 | 0 | 0 | 0 | 0 | 0 | 0 | 0 | 0 | 5 | 2 | 1 | 1 | [18 empty] | 1 | 1 |  | 0
PG&E FRESNO | Manning | 230 | OOS_Wind |  |  | 0 | 0 | 0 | 0 | 0 | 0 | 0 | 0 | 0 | 1 | 1 | 1 | 1 | [18 empty] | 1 | 1 |  | 0
PG&E FRESNO | Manning | 500 | OOS_Wind |  |  | 0 | 0 | 0 | 0 | 0 | 0 | 0 | 0 | 0 | 1 | 1 | 1 | 1 | [18 empty] | 1 | 1 |  | 0
PG&E GBA | Manteca | 115 | OOS_Wind |  |  | 0 | 0 | 0 | 0 | 0 | 0 | 0 | 0 | 0 | 5 | 4 | 4 | 4 | [18 empty] | 1 | 1 |  | 0
SDGE | Margarita | 138 | OOS_Wind |  |  | 0 | 0 | 0 | 0 | 0 | 0 | 0 | 0 | 0 | 1 | 1 | 1 | 1 | [18 empty] | 1 | 1 |  | 0
PG&E GBA | Martin | 230 | OOS_Wind |  |  | 0 | 0 | 0 | 0 | 0 | 0 | 0 | 0 | 0 | 5 | 2 | 1 | 1 | [18 empty] | 1 | 1 |  | 0
PG&E GBA | Martin | 115 | OOS_Wind |  |  | 0 | 0 | 0 | 0 | 0 | 0 | 0 | 0 | 0 | 5 | 2 | 1 | 1 | [18 empty] | 1 | 1 |  | 0
PG&E GBA | Martinez | 115 | OOS_Wind |  |  | 0 | 0 | 0 | 0 | 0 | 0 | 0 | 0 | 0 | 5 | 4 | 1 | 1 | [18 empty] | 1 | 1 |  | 0
PG&E FRESNO | Mc Mullin | 230 | OOS_Wind |  |  | 0 | 0 | 0 | 0 | 0 | 0 | 0 | 0 | 0 | 5 | 4 | 5 | 2 | [18 empty] | 1 | 1 |  | 0
PG&E FRESNO | McCall | 115 | OOS_Wind |  |  | 0 | 0 | 0 | 0 | 0 | 0 | 0 | 0 | 0 | 5 | 4 | 5 | 2 | [18 empty] | 1 | 1 |  | 0
PG&E FRESNO | McCall | 230 | OOS_Wind |  |  | 0 | 0 | 0 | 0 | 0 | 0 | 0 | 0 | 0 | 5 | 4 | 5 | 2 | [18 empty] | 1 | 1 |  | 0
PG&E GBA | Meadow Lane | 115 | OOS_Wind |  |  | 0 | 0 | 0 | 0 | 0 | 0 | 0 | 0 | 0 | 5 | 2 | 1 | 1 | [18 empty] | 1 | 1 |  | 0
PG&E GBA | Melones | 115 | OOS_Wind |  |  | 0 | 0 | 0 | 0 | 0 | 0 | 0 | 0 | 0 | 5 | 4 | 1 | 1 | [18 empty] | 1 | 1 |  | 0
PG&E GBA | Melones | 230 | OOS_Wind |  |  | 0 | 0 | 0 | 0 | 0 | 0 | 0 | 0 | 0 | 5 | 4 | 1 | 1 | [18 empty] | 1 | 1 |  | 0
PG&E NGBA | Mendocino | 115 | OOS_Wind |  |  | 0 | 0 | 0 | 0 | 0 | 0 | 0 | 0 | 0 | 5 | 2 | 1 | 1 | [18 empty] | 1 | 1 |  | 0
PG&E FRESNO | Mendota | 115 | OOS_Wind |  |  | 0 | 0 | 0 | 0 | 0 | 0 | 0 | 0 | 0 | 5 | 4 | 5 | 2 | [18 empty] | 1 | 1 |  | 0
PG&E FRESNO | Merced | 115 | OOS_Wind |  |  | 0 | 0 | 0 | 0 | 0 | 0 | 0 | 0 | 0 | 5 | 4 | 5 | 2 | [18 empty] | 1 | 1 |  | 0
EOP | Mercury | 138 | OOS_Wind |  |  | 0 | 0 | 0 | 0 | 0 | 0 | 0 | 0 | 0 | 5 | 3 | 1 | 1 | [18 empty] | 1 | 1 |  | 0
PG&E KERN | Mesa (PGE) | 115 | OOS_Wind |  |  | 0 | 0 | 0 | 0 | 0 | 0 | 0 | 0 | 0 | 1 | 1 | 1 | 1 | [18 empty] | 1 | 1 |  | 0
PG&E KERN | Mesa (PGE) | 230 | OOS_Wind |  |  | 0 | 0 | 0 | 0 | 0 | 0 | 0 | 0 | 0 | 5 | 2 | 4 | 4 | [18 empty] | 1 | 1 |  | 0
SCE Metro | Mesa (SCE) | 230 | OOS_Wind |  |  | 0 | 0 | 0 | 0 | 0 | 0 | 0 | 0 | 0 | 1 | 1 | 1 | 1 | [18 empty] | 1 | 1 |  | 0
SCE Metro | Mesa (SCE) | 500 | OOS_Wind |  |  | 0 | 0 | 0 | 0 | 0 | 0 | 0 | 0 | 0 | 1 | 1 | 1 | 1 | [18 empty] | 1 | 1 |  | 0
PG&E GBA | Metcalf | 115 | OOS_Wind |  |  | 0 | 0 | 0 | 0 | 0 | 0 | 0 | 0 | 0 | 5 | 4 | 1 | 1 | [18 empty] | 1 | 1 |  | 0
PG&E GBA | Metcalf | 230 | OOS_Wind |  |  | 0 | 0 | 0 | 0 | 0 | 0 | 0 | 0 | 0 | 5 | 4 | 1 | 1 | [18 empty] | 1 | 1 |  | 0
PG&E GBA | Metcalf | 500 | OOS_Wind |  |  | 0 | 0 | 0 | 0 | 0 | 0 | 0 | 0 | 0 | 1 | 1 | 1 | 1 | [18 empty] | 1 | 1 |  | 0
PG&E KERN | Midway | 115 | OOS_Wind |  |  | 0 | 0 | 0 | 0 | 0 | 0 | 0 | 0 | 0 | 5 | 2 | 4 | 4 | [18 empty] | 1 | 1 |  | 0
PG&E KERN | Midway | 230 | OOS_Wind |  |  | 0 | 0 | 0 | 0 | 0 | 0 | 0 | 0 | 0 | 5 | 2 | 4 | 4 | [18 empty] | 1 | 1 |  | 0
PG&E KERN | Midway | 500 | OOS_Wind |  |  | 0 | 0 | 0 | 0 | 0 | 0 | 0 | 0 | 0 | 5 | 2 | 4 | 4 | [18 empty] | 1 | 1 |  | 0
SDGE | Miguel | 230 | OOS_Wind |  |  | 0 | 0 | 0 | 0 | 0 | 0 | 0 | 0 | 0 | 1 | 1 | 1 | 1 | [18 empty] | 1 | 1 |  | 0
SDGE | Miguel | 500 | OOS_Wind |  |  | 0 | 0 | 0 | 0 | 0 | 0 | 0 | 0 | 0 | 1 | 1 | 1 | 1 | [18 empty] | 1 | 1 |  | 0
PG&E GBA | Millbrae | 115 | OOS_Wind |  |  | 0 | 0 | 0 | 0 | 0 | 0 | 0 | 0 | 0 | 5 | 2 | 1 | 1 | [18 empty] | 1 | 1 |  | 0
PG&E GBA | Miller | 115 | OOS_Wind |  |  | 0 | 0 | 0 | 0 | 0 | 0 | 0 | 0 | 0 | 5 | 4 | 1 | 1 | [18 empty] | 1 | 1 |  | 0
SCE Metro | Mira Loma | 230 | OOS_Wind |  |  | 0 | 0 | 0 | 0 | 0 | 0 | 0 | 0 | 0 | 1 | 1 | 1 | 1 | [18 empty] | 1 | 1 |  | 0
SCE Metro | Mira Loma | 500 | OOS_Wind |  |  | 0 | 0 | 0 | 0 | 0 | 0 | 0 | 0 | 0 | 1 | 1 | 1 | 1 | [18 empty] | 1 | 1 |  | 0
SCE Eastern | Mirage | 115 | OOS_Wind |  |  | 0 | 0 | 0 | 0 | 0 | 0 | 0 | 0 | 0 | 5 | 4 | 3 | 3 | [18 empty] | 1 | 1 |  | 0
SCE Eastern | Mirage | 230 | OOS_Wind |  |  | 0 | 0 | 0 | 0 | 0 | 0 | 0 | 0 | 0 | 5 | 4 | 3 | 3 | [18 empty] | 1 | 1 |  | 0
SDGE | Mission | 138 | OOS_Wind |  |  | 0 | 0 | 0 | 0 | 0 | 0 | 0 | 0 | 0 | 1 | 1 | 1 | 1 | [18 empty] | 1 | 1 |  | 0
SDGE | Mission | 230 | OOS_Wind |  |  | 0 | 0 | 0 | 0 | 0 | 0 | 0 | 0 | 0 | 1 | 1 | 1 | 1 | [18 empty] | 1 | 1 |  | 0
PG&E GBA | Mi-Wuk | 115 | OOS_Wind |  |  | 0 | 0 | 0 | 0 | 0 | 0 | 0 | 0 | 0 | 5 | 4 | 1 | 1 | [18 empty] | 1 | 1 |  | 0
EOP | Mohave | 500 | OOS_Wind |  |  | 0 | 0 | 0 | 0 | 0 | 0 | 0 | 0 | 0 | 5 | 2 | 1 | 1 | [18 empty] | 1 | 1 |  | 0
PG&E NGBA | Monroe | 115 | OOS_Wind |  |  | 0 | 0 | 0 | 0 | 0 | 0 | 0 | 0 | 0 | 5 | 2 | 1 | 1 | [18 empty] | 1 | 1 |  | 0
PG&E GBA | Monta Vista | 115 | OOS_Wind |  |  | 0 | 0 | 0 | 0 | 0 | 0 | 0 | 0 | 0 | 5 | 4 | 1 | 1 | [18 empty] | 1 | 1 |  | 0
PG&E GBA | Monta Vista | 230 | OOS_Wind |  |  | 0 | 0 | 0 | 0 | 0 | 0 | 0 | 0 | 0 | 5 | 4 | 1 | 1 | [18 empty] | 1 | 1 |  | 0
PG&E NGBA | Monticello | 115 | OOS_Wind |  |  | 0 | 0 | 0 | 0 | 0 | 0 | 0 | 0 | 0 | 5 | 2 | 1 | 1 | [18 empty] | 1 | 1 |  | 0
SCE Northern | Moorpark | 230 | OOS_Wind |  |  | 0 | 0 | 0 | 0 | 0 | 0 | 0 | 0 | 0 | 5 | 2 | 1 | 1 | [18 empty] | 1 | 1 |  | 0
PG&E GBA | Moraga | 115 | OOS_Wind |  |  | 0 | 0 | 0 | 0 | 0 | 0 | 0 | 0 | 0 | 5 | 2 | 1 | 1 | [18 empty] | 1 | 1 |  | 0
PG&E GBA | Moraga | 230 | OOS_Wind |  |  | 0 | 0 | 0 | 0 | 0 | 0 | 0 | 0 | 0 | 5 | 4 | 1 | 1 | [18 empty] | 1 | 1 |  | 0
PG&E GBA | Morgan Hill | 115 | OOS_Wind |  |  | 0 | 0 | 0 | 0 | 0 | 0 | 0 | 0 | 0 | 5 | 4 | 1 | 1 | [18 empty] | 1 | 1 |  | 0
PG&E KERN | Morro Bay | 115 | OOS_Wind |  |  | 0 | 0 | 0 | 0 | 0 | 0 | 0 | 0 | 0 | 1 | 1 | 1 | 1 | [18 empty] | 1 | 1 |  | 0
PG&E KERN | Morro Bay | 230 | OOS_Wind |  |  | 0 | 0 | 0 | 0 | 0 | 0 | 0 | 0 | 0 | 5 | 2 | 4 | 4 | [18 empty] | 1 | 1 |  | 0
PG&E KERN | Morro Bay | 500 | OOS_Wind |  |  | 0 | 0 | 0 | 0 | 0 | 0 | 0 | 0 | 0 | 5 | 2 | 4 | 4 | [18 empty] | 1 | 1 |  | 0
PG&E GBA | Moss Landing | 115 | OOS_Wind |  |  | 0 | 0 | 0 | 0 | 0 | 0 | 0 | 0 | 0 | 5 | 4 | 1 | 1 | [18 empty] | 1 | 1 |  | 0
PG&E GBA | Moss Landing | 230 | OOS_Wind |  |  | 0 | 0 | 0 | 0 | 0 | 0 | 0 | 0 | 0 | 5 | 4 | 1 | 1 | [18 empty] | 1 | 1 |  | 0
PG&E GBA | Moss Landing | 500 | OOS_Wind |  |  | 0 | 0 | 0 | 0 | 0 | 0 | 0 | 0 | 0 | 5 | 4 | 1 | 1 | [18 empty] | 1 | 1 |  | 0
EOP | Mountain Pass | 115 | OOS_Wind |  |  | 0 | 0 | 0 | 0 | 0 | 0 | 0 | 0 | 0 | 5 | 3 | 1 | 1 | [18 empty] | 1 | 1 |  | 0
PG&E GBA | Mountain View | 115 | OOS_Wind |  |  | 0 | 0 | 0 | 0 | 0 | 0 | 0 | 0 | 0 | 5 | 2 | 1 | 1 | [18 empty] | 1 | 1 |  | 0
PG&E GBA | Mt Eden | 115 | OOS_Wind |  |  | 0 | 0 | 0 | 0 | 0 | 0 | 0 | 0 | 0 | 5 | 2 | 1 | 1 | [18 empty] | 1 | 1 |  | 0
PG&E KERN | Mt Poso | 115 | OOS_Wind |  |  | 0 | 0 | 0 | 0 | 0 | 0 | 0 | 0 | 0 | 1 | 1 | 1 | 1 | [18 empty] | 1 | 1 |  | 0
PG&E FRESNO | Mustang | 230 | OOS_Wind |  |  | 0 | 0 | 0 | 0 | 0 | 0 | 0 | 0 | 0 | 5 | 3 | 5 | 4 | [18 empty] | 1 | 1 |  | 0
PG&E KERN | New Sub - Gates - Midway (Proposed) | 230 | OOS_Wind |  |  | 0 | 0 | 0 | 0 | 0 | 0 | 0 | 0 | 0 | 5 | 2 | 4 | 4 | [18 empty] | 1 | 1 |  | 0
PG&E KERN | New Sub - Gates - Templeton (Proposed) | 230 | OOS_Wind |  |  | 0 | 0 | 0 | 0 | 0 | 0 | 0 | 0 | 0 | 5 | 2 | 4 | 4 | [18 empty] | 1 | 1 |  | 0
SCE NOL | New Sub - Kramer - Lugo (Proposed) | 230 | OOS_Wind |  |  | 0 | 0 | 0 | 0 | 0 | 0 | 0 | 0 | 0 | 3 | 3 | 1 | 1 | [18 empty] | 1 | 1 |  | 0
PG&E FRESNO | New Sub - Los Banos - Midway (Proposed) | 500 | OOS_Wind |  |  | 0 | 0 | 0 | 0 | 0 | 0 | 0 | 0 | 0 | 5 | 2 | 4 | 4 | [18 empty] | 1 | 1 |  | 0
SCE NOL | New Sub - Lugo - Pisgah (Proposed) | 230 | OOS_Wind |  |  | 0 | 0 | 0 | 0 | 0 | 0 | 0 | 0 | 0 | 1 | 1 | 1 | 1 | [18 empty] | 1 | 1 |  | 0
PG&E KERN | New Sub - Midway - Wheeler Ridge (Proposed) | 230 | OOS_Wind |  |  | 0 | 0 | 0 | 0 | 0 | 0 | 0 | 0 | 0 | 5 | 2 | 4 | 4 | [18 empty] | 1 | 1 |  | 0
PG&E NGBA | New Sub - Near existing Leavitt (PSREC) | 345 | OOS_Wind |  |  | 0 | 0 | 0 | 0 | 0 | 0 | 0 | 0 | 0 | 5 | 2 | 1 | 1 | [18 empty] | 1 | 1 |  | 0
PG&E NGBA | New Sub - Near existing Madeline (NVE) | 345 | OOS_Wind |  |  | 0 | 0 | 0 | 0 | 0 | 0 | 0 | 0 | 0 | 5 | 2 | 1 | 1 | [18 empty] | 1 | 1 |  | 0
SDGE | New Sub - North Gila - IV (Proposed) | 500 | OOS_Wind |  |  | 0 | 0 | 0 | 0 | 0 | 0 | 0 | 0 | 0 | 1 | 1 | 1 | 1 | [18 empty] | 1 | 1 |  | 0
PG&E NGBA | New Sub - Pit 1 - Cottonwood (Proposed) | 230 | OOS_Wind |  |  | 0 | 0 | 0 | 0 | 0 | 0 | 0 | 0 | 0 | 5 | 3 | 3 | 3 | [18 empty] | 1 | 1 |  | 0
PG&E GBA | New Sub - Rancho Seco - Bellota (Proposed) | 230 | OOS_Wind |  |  | 0 | 0 | 0 | 0 | 0 | 0 | 0 | 0 | 0 | 5 | 4 | 1 | 1 | [18 empty] | 1 | 1 |  | 0
SDGE | New Sub - Suncrest - Ocotillo (Proposed) | 500 | OOS_Wind |  |  | 0 | 0 | 0 | 0 | 0 | 0 | 0 | 0 | 0 | 1 | 1 | 1 | 1 | [18 empty] | 1 | 1 |  | 0
PG&E FRESNO | New Sub - Westley - Quinto (Proposed) | 230 | OOS_Wind |  |  | 0 | 0 | 0 | 0 | 0 | 0 | 0 | 0 | 0 | 1 | 1 | 1 | 1 | [18 empty] | 1 | 1 |  | 0
PG&E GBA | Newark | 115 | OOS_Wind |  |  | 0 | 0 | 0 | 0 | 0 | 0 | 0 | 0 | 0 | 5 | 4 | 1 | 1 | [18 empty] | 1 | 1 |  | 0
PG&E GBA | Newark | 230 | OOS_Wind |  |  | 0 | 0 | 0 | 0 | 0 | 0 | 0 | 0 | 0 | 5 | 4 | 1 | 1 | [18 empty] | 1 | 1 |  | 0
PG&E FRESNO | Newhall | 115 | OOS_Wind |  |  | 0 | 0 | 0 | 0 | 0 | 0 | 0 | 0 | 0 | 5 | 4 | 5 | 2 | [18 empty] | 1 | 1 |  | 0
PG&E KERN | Norco | 115 | OOS_Wind |  |  | 0 | 0 | 0 | 0 | 0 | 0 | 0 | 0 | 0 | 5 | 2 | 4 | 4 | [18 empty] | 1 | 1 |  | 0
PG&E GBA | Nortech | 115 | OOS_Wind |  |  | 0 | 0 | 0 | 0 | 0 | 0 | 0 | 0 | 0 | 5 | 4 | 1 | 1 | [18 empty] | 1 | 1 |  | 0
SDGE | North City Metering | 138 | OOS_Wind |  |  | 0 | 0 | 0 | 0 | 0 | 0 | 0 | 0 | 0 | 1 | 1 | 1 | 1 | [18 empty] | 1 | 1 |  | 0
PG&E GBA | North Dublin | 230 | OOS_Wind |  |  | 0 | 0 | 0 | 0 | 0 | 0 | 0 | 0 | 0 | 5 | 4 | 1 | 1 | [18 empty] | 1 | 1 |  | 0
SDGE | North Gila | 500 | OOS_Wind |  |  | 0 | 0 | 0 | 0 | 0 | 0 | 0 | 0 | 0 | 1 | 1 | 1 | 1 | [18 empty] | 1 | 1 |  | 0
SCE Metro | North of SONGS | 230 | OOS_Wind |  |  | 0 | 0 | 0 | 0 | 0 | 0 | 0 | 0 | 0 | 1 | 1 | 1 | 1 | [18 empty] | 1 | 1 |  | 0
SCE Metro | North of SONGS | 500 | OOS_Wind |  |  | 0 | 0 | 0 | 0 | 0 | 0 | 0 | 0 | 0 | 1 | 1 | 1 | 1 | [18 empty] | 1 | 1 |  | 0
PG&E NGBA | Notre Dame | 115 | OOS_Wind |  |  | 0 | 0 | 0 | 0 | 0 | 0 | 0 | 0 | 0 | 5 | 2 | 1 | 1 | [18 empty] | 1 | 1 |  | 0
PG&E GBA | Oakland C | 115 | OOS_Wind |  |  | 0 | 0 | 0 | 0 | 0 | 0 | 0 | 0 | 0 | 5 | 4 | 1 | 1 | [18 empty] | 1 | 1 |  | 0
PG&E GBA | Oakland J | 115 | OOS_Wind |  |  | 0 | 0 | 0 | 0 | 0 | 0 | 0 | 0 | 0 | 5 | 2 | 1 | 1 | [18 empty] | 1 | 1 |  | 0
PG&E GBA | Oakland L | 115 | OOS_Wind |  |  | 0 | 0 | 0 | 0 | 0 | 0 | 0 | 0 | 0 | 5 | 2 | 1 | 1 | [18 empty] | 1 | 1 |  | 0
PG&E GBA | Oakland X | 115 | OOS_Wind |  |  | 0 | 0 | 0 | 0 | 0 | 0 | 0 | 0 | 0 | 5 | 2 | 1 | 1 | [18 empty] | 1 | 1 |  | 0
PG&E KERN | Oceano | 115 | OOS_Wind |  |  | 0 | 0 | 0 | 0 | 0 | 0 | 0 | 0 | 0 | 1 | 1 | 1 | 1 | [18 empty] | 1 | 1 |  | 0
SDGE | Ocotillo Express | 500 | OOS_Wind |  |  | 0 | 0 | 0 | 0 | 0 | 0 | 0 | 0 | 0 | 1 | 1 | 1 | 1 | [18 empty] | 1 | 1 |  | 0
SDGE | Old Town | 230 | OOS_Wind |  |  | 0 | 0 | 0 | 0 | 0 | 0 | 0 | 0 | 0 | 1 | 1 | 1 | 1 | [18 empty] | 1 | 1 |  | 0
SCE Metro | Olinda | 230 | OOS_Wind |  |  | 0 | 0 | 0 | 0 | 0 | 0 | 0 | 0 | 0 | 1 | 1 | 1 | 1 | [18 empty] | 1 | 1 |  | 0
PG&E FRESNO | Olive | 115 | OOS_Wind |  |  | 0 | 0 | 0 | 0 | 0 | 0 | 0 | 0 | 0 | 5 | 2 | 4 | 4 | [18 empty] | 1 | 1 |  | 0
PG&E NGBA | Olivehurst | 115 | OOS_Wind |  |  | 0 | 0 | 0 | 0 | 0 | 0 | 0 | 0 | 0 | 5 | 4 | 1 | 1 | [18 empty] | 1 | 1 |  | 0
SCE Northern | Ormond Beach | 230 | OOS_Wind |  |  | 0 | 0 | 0 | 0 | 0 | 0 | 0 | 0 | 0 | 5 | 2 | 1 | 1 | [18 empty] | 1 | 1 |  | 0
PG&E FRESNO | Oro Loma | 115 | OOS_Wind |  |  | 0 | 0 | 0 | 0 | 0 | 0 | 0 | 0 | 0 | 1 | 1 | 1 | 1 | [18 empty] | 1 | 1 |  | 0
SDGE | Otay Mesa | 230 | OOS_Wind |  |  | 0 | 0 | 0 | 0 | 0 | 0 | 0 | 0 | 0 | 1 | 1 | 1 | 1 | [18 empty] | 1 | 1 |  | 0
PG&E FRESNO | Padre Flats SW STA | 230 | OOS_Wind |  |  | 0 | 0 | 0 | 0 | 0 | 0 | 0 | 0 | 0 | 1 | 1 | 1 | 1 | [18 empty] | 1 | 1 |  | 0
EOP | Pahrump | 138 | OOS_Wind |  |  | 0 | 0 | 0 | 0 | 0 | 0 | 0 | 0 | 0 | 5 | 3 | 1 | 1 | [18 empty] | 1 | 1 |  | 0
EOP | Pahrump | 230 | OOS_Wind |  |  | 0 | 0 | 0 | 0 | 0 | 0 | 0 | 0 | 0 | 5 | 3 | 1 | 1 | [18 empty] | 1 | 1 |  | 0
PG&E NGBA | Palermo | 115 | OOS_Wind |  |  | 0 | 0 | 0 | 0 | 0 | 0 | 0 | 0 | 0 | 5 | 4 | 1 | 1 | [18 empty] | 1 | 1 |  | 0
PG&E NGBA | Palermo | 230 | OOS_Wind |  |  | 0 | 0 | 0 | 0 | 0 | 0 | 0 | 0 | 0 | 5 | 4 | 1 | 1 | [18 empty] | 1 | 1 |  | 0
SCE Eastern | Palo Verde | 500 | OOS_Wind | YES | New Mexico Wind | 3028.4 | 0 | 3028.4 | 1685 | 0 | 1685 | 1343.4 | 0 | 1343.4 | 5 | 2 | 1 | 1 | [18 empty] | 5- | 5 | Less mapped as portion shifted to Lugo | 1
SDGE | Palomar Energy | 230 | OOS_Wind |  |  | 0 | 0 | 0 | 0 | 0 | 0 | 0 | 0 | 0 | 1 | 1 | 1 | 1 | [18 empty] | 1 | 1 |  | 0
PG&E FRESNO | Panoche | 115 | OOS_Wind |  |  | 0 | 0 | 0 | 0 | 0 | 0 | 0 | 0 | 0 | 5 | 4 | 1 | 1 | [18 empty] | 1 | 1 |  | 0
PG&E FRESNO | Panoche | 230 | OOS_Wind |  |  | 0 | 0 | 0 | 0 | 0 | 0 | 0 | 0 | 0 | 1 | 1 | 1 | 1 | [18 empty] | 1 | 1 |  | 0
SCE Northern | Pardee | 230 | OOS_Wind |  |  | 0 | 0 | 0 | 0 | 0 | 0 | 0 | 0 | 0 | 5 | 2 | 1 | 1 | [18 empty] | 1 | 1 |  | 0
PG&E NGBA | Parkway | 230 | OOS_Wind |  |  | 0 | 0 | 0 | 0 | 0 | 0 | 0 | 0 | 0 | 5 | 2 | 1 | 1 | [18 empty] | 1 | 1 |  | 0
SCE Northern | Pastoria | 230 | OOS_Wind |  |  | 0 | 0 | 0 | 0 | 0 | 0 | 0 | 0 | 0 | 5 | 2 | 1 | 1 | [18 empty] | 1 | 1 |  | 0
SCE Metro | Pauda | 230 | OOS_Wind |  |  | 0 | 0 | 0 | 0 | 0 | 0 | 0 | 0 | 0 | 1 | 1 | 1 | 1 | [18 empty] | 1 | 1 |  | 0
PG&E GBA | Paul Sweet | 115 | OOS_Wind |  |  | 0 | 0 | 0 | 0 | 0 | 0 | 0 | 0 | 0 | 1 | 1 | 1 | 1 | [18 empty] | 1 | 1 |  | 0
PG&E NGBA | Peabody | 230 | OOS_Wind |  |  | 0 | 0 | 0 | 0 | 0 | 0 | 0 | 0 | 0 | 5 | 2 | 1 | 1 | [18 empty] | 1 | 1 |  | 0
PG&E NGBA | Pease | 115 | OOS_Wind |  |  | 0 | 0 | 0 | 0 | 0 | 0 | 0 | 0 | 0 | 5 | 4 | 1 | 1 | [18 empty] | 1 | 1 |  | 0
SDGE | Penasquitos | 138 | OOS_Wind |  |  | 0 | 0 | 0 | 0 | 0 | 0 | 0 | 0 | 0 | 1 | 1 | 1 | 1 | [18 empty] | 1 | 1 |  | 0
SDGE | Penasquitos | 230 | OOS_Wind |  |  | 0 | 0 | 0 | 0 | 0 | 0 | 0 | 0 | 0 | 1 | 1 | 1 | 1 | [18 empty] | 1 | 1 |  | 0
PG&E NGBA | Penngrove | 115 | OOS_Wind |  |  | 0 | 0 | 0 | 0 | 0 | 0 | 0 | 0 | 0 | 5 | 2 | 1 | 1 | [18 empty] | 1 | 1 |  | 0
PG&E GBA | Peoria | 115 | OOS_Wind |  |  | 0 | 0 | 0 | 0 | 0 | 0 | 0 | 0 | 0 | 5 | 4 | 1 | 1 | [18 empty] | 1 | 1 |  | 0
PG&E GBA | Piercy | 115 | OOS_Wind |  |  | 0 | 0 | 0 | 0 | 0 | 0 | 0 | 0 | 0 | 5 | 4 | 1 | 1 | [18 empty] | 1 | 1 |  | 0
PG&E FRESNO | Pine Flat | 230 | OOS_Wind |  |  | 0 | 0 | 0 | 0 | 0 | 0 | 0 | 0 | 0 | 5 | 4 | 5 | 2 | [18 empty] | 1 | 1 |  | 0
SCE NOL | Pisgah | 230 | OOS_Wind |  |  | 0 | 0 | 0 | 0 | 0 | 0 | 0 | 0 | 0 | 1 | 1 | 1 | 1 | [18 empty] | 1 | 1 |  | 0
PG&E NGBA | Pit 1 | 230 | OOS_Wind |  |  | 0 | 0 | 0 | 0 | 0 | 0 | 0 | 0 | 0 | 5 | 3 | 3 | 3 | [18 empty] | 1 | 1 |  | 0
PG&E NGBA | Pit 3 | 230 | OOS_Wind |  |  | 0 | 0 | 0 | 0 | 0 | 0 | 0 | 0 | 0 | 5 | 3 | 3 | 3 | [18 empty] | 1 | 1 |  | 0
PG&E NGBA | Pit 4 | 230 | OOS_Wind |  |  | 0 | 0 | 0 | 0 | 0 | 0 | 0 | 0 | 0 | 5 | 2 | 1 | 1 | [18 empty] | 1 | 1 |  | 0
PG&E GBA | Pittsburg | 115 | OOS_Wind |  |  | 0 | 0 | 0 | 0 | 0 | 0 | 0 | 0 | 0 | 5 | 4 | 1 | 1 | [18 empty] | 1 | 1 |  | 0
PG&E GBA | Pittsburg | 230 | OOS_Wind |  |  | 0 | 0 | 0 | 0 | 0 | 0 | 0 | 0 | 0 | 5 | 4 | 1 | 1 | [18 empty] | 1 | 1 |  | 0
PG&E NGBA | Pleasant Grove | 115 | OOS_Wind |  |  | 0 | 0 | 0 | 0 | 0 | 0 | 0 | 0 | 0 | 5 | 4 | 1 | 1 | [18 empty] | 1 | 1 |  | 0
PG&E NGBA | POE | 230 | OOS_Wind |  |  | 0 | 0 | 0 | 0 | 0 | 0 | 0 | 0 | 0 | 5 | 4 | 1 | 1 | [18 empty] | 1 | 1 |  | 0
PG&E KERN | Poso Mountain | 115 | OOS_Wind |  |  | 0 | 0 | 0 | 0 | 0 | 0 | 0 | 0 | 0 | 5 | 2 | 4 | 4 | [18 empty] | 1 | 1 |  | 0
EOP | Primm | 230 | OOS_Wind |  |  | 0 | 0 | 0 | 0 | 0 | 0 | 0 | 0 | 0 | 5 | 3 | 1 | 1 | [18 empty] | 1 | 1 |  | 0
PG&E NGBA | Putah Creek | 115 | OOS_Wind |  |  | 0 | 0 | 0 | 0 | 0 | 0 | 0 | 0 | 0 | 5 | 2 | 1 | 1 | [18 empty] | 1 | 1 |  | 0
SDGE | Q1806 | 138 | OOS_Wind |  |  | 0 | 0 | 0 | 0 | 0 | 0 | 0 | 0 | 0 | 1 | 1 | 1 | 1 | [18 empty] | 1 | 1 |  | 0
PG&E FRESNO | Quinto | 230 | OOS_Wind |  |  | 0 | 0 | 0 | 0 | 0 | 0 | 0 | 0 | 0 | 1 | 1 | 1 | 1 | [18 empty] | 1 | 1 |  | 0
PG&E GBA | Race Track | 115 | OOS_Wind |  |  | 0 | 0 | 0 | 0 | 0 | 0 | 0 | 0 | 0 | 5 | 4 | 1 | 1 | [18 empty] | 1 | 1 |  | 0
SDGE | Rancho Mission Viejo | 138 | OOS_Wind |  |  | 0 | 0 | 0 | 0 | 0 | 0 | 0 | 0 | 0 | 1 | 1 | 1 | 1 | [18 empty] | 1 | 1 |  | 0
PG&E GBA | Rancho Seco | 230 | OOS_Wind |  |  | 0 | 0 | 0 | 0 | 0 | 0 | 0 | 0 | 0 | 5 | 4 | 1 | 1 | [18 empty] | 1 | 1 |  | 0
SCE Metro | Rancho Vista | 230 | OOS_Wind |  |  | 0 | 0 | 0 | 0 | 0 | 0 | 0 | 0 | 0 | 1 | 1 | 1 | 1 | [18 empty] | 1 | 1 |  | 0
SCE Metro | Rancho Vista | 500 | OOS_Wind |  |  | 0 | 0 | 0 | 0 | 0 | 0 | 0 | 0 | 0 | 1 | 1 | 1 | 1 | [18 empty] | 1 | 1 |  | 0
SCE NOL | Ransburg | 115 | OOS_Wind |  |  | 0 | 0 | 0 | 0 | 0 | 0 | 0 | 0 | 0 | 3 | 3 | 1 | 1 | [18 empty] | 1 | 1 |  | 0
PG&E GBA | Ravenswood | 115 | OOS_Wind |  |  | 0 | 0 | 0 | 0 | 0 | 0 | 0 | 0 | 0 | 5 | 2 | 1 | 1 | [18 empty] | 1 | 1 |  | 0
PG&E GBA | Ravenswood | 230 | OOS_Wind |  |  | 0 | 0 | 0 | 0 | 0 | 0 | 0 | 0 | 0 | 5 | 2 | 1 | 1 | [18 empty] | 1 | 1 |  | 0
SCE Northern | Rector | 230 | OOS_Wind |  |  | 0 | 0 | 0 | 0 | 0 | 0 | 0 | 0 | 0 | 1 | 1 | 1 | 1 | [18 empty] | 1 | 1 |  | 0
SCE Eastern | Red Bluff | 230 | OOS_Wind |  |  | 0 | 0 | 0 | 0 | 0 | 0 | 0 | 0 | 0 | 1 | 1 | 1 | 1 | [18 empty] | 1 | 1 |  | 0
SCE Eastern | Red Bluff | 500 | OOS_Wind |  |  | 0 | 0 | 0 | 0 | 0 | 0 | 0 | 0 | 0 | 1 | 1 | 1 | 1 | [18 empty] | 1 | 1 |  | 0
PG&E NGBA | Redbud | 115 | OOS_Wind |  |  | 0 | 0 | 0 | 0 | 0 | 0 | 0 | 0 | 0 | 5 | 2 | 1 | 1 | [18 empty] | 1 | 1 |  | 0
SCE Metro | Redondo | 230 | OOS_Wind |  |  | 0 | 0 | 0 | 0 | 0 | 0 | 0 | 0 | 0 | 1 | 1 | 1 | 1 | [18 empty] | 1 | 1 |  | 0
PG&E FRESNO | Reedley | 115 | OOS_Wind |  |  | 0 | 0 | 0 | 0 | 0 | 0 | 0 | 0 | 0 | 5 | 4 | 5 | 4 | [18 empty] | 1 | 1 |  | 0
PG&E KERN | Renfro | 115 | OOS_Wind |  |  | 0 | 0 | 0 | 0 | 0 | 0 | 0 | 0 | 0 | 1 | 1 | 1 | 1 | [18 empty] | 1 | 1 |  | 0
PG&E GBA | Richmond R | 115 | OOS_Wind |  |  | 0 | 0 | 0 | 0 | 0 | 0 | 0 | 0 | 0 | 5 | 4 | 1 | 1 | [18 empty] | 1 | 1 |  | 0
PG&E NGBA | Rincon | 115 | OOS_Wind |  |  | 0 | 0 | 0 | 0 | 0 | 0 | 0 | 0 | 0 | 5 | 2 | 1 | 1 | [18 empty] | 1 | 1 |  | 0
PG&E KERN | Rio Bravo | 115 | OOS_Wind |  |  | 0 | 0 | 0 | 0 | 0 | 0 | 0 | 0 | 0 | 1 | 1 | 1 | 1 | [18 empty] | 1 | 1 |  | 0
SCE Metro | Rio Hondo | 230 | OOS_Wind |  |  | 0 | 0 | 0 | 0 | 0 | 0 | 0 | 0 | 0 | 1 | 1 | 1 | 1 | [18 empty] | 1 | 1 |  | 0
PG&E NGBA | Rio Oso | 115 | OOS_Wind |  |  | 0 | 0 | 0 | 0 | 0 | 0 | 0 | 0 | 0 | 5 | 4 | 1 | 1 | [18 empty] | 1 | 1 |  | 0
PG&E NGBA | Rio Oso | 230 | OOS_Wind |  |  | 0 | 0 | 0 | 0 | 0 | 0 | 0 | 0 | 0 | 5 | 4 | 1 | 1 | [18 empty] | 1 | 1 |  | 0
PG&E GBA | Ripon | 115 | OOS_Wind |  |  | 0 | 0 | 0 | 0 | 0 | 0 | 0 | 0 | 0 | 5 | 4 | 1 | 1 | [18 empty] | 1 | 1 |  | 0
PG&E GBA | Riverbank | 115 | OOS_Wind |  |  | 0 | 0 | 0 | 0 | 0 | 0 | 0 | 0 | 0 | 5 | 4 | 1 | 1 | [18 empty] | 1 | 1 |  | 0
SCE NOL | Roadway | 115 | OOS_Wind |  |  | 0 | 0 | 0 | 0 | 0 | 0 | 0 | 0 | 0 | 1 | 1 | 1 | 1 | [18 empty] | 1 | 1 |  | 0
PG&E NGBA | Rock Creek 1 | 230 | OOS_Wind |  |  | 0 | 0 | 0 | 0 | 0 | 0 | 0 | 0 | 0 | 5 | 4 | 1 | 1 | [18 empty] | 1 | 1 |  | 0
PG&E GBA | Rossmoor | 230 | OOS_Wind |  |  | 0 | 0 | 0 | 0 | 0 | 0 | 0 | 0 | 0 | 5 | 2 | 1 | 1 | [18 empty] | 1 | 1 |  | 0
PG&E NGBA | Round Mountain | 230 | OOS_Wind |  |  | 0 | 0 | 0 | 0 | 0 | 0 | 0 | 0 | 0 | 5 | 2 | 1 | 1 | [18 empty] | 1 | 1 |  | 0
PG&E NGBA | Round Mountain | 500 | OOS_Wind |  |  | 0 | 0 | 0 | 0 | 0 | 0 | 0 | 0 | 0 | 5 | 2 | 1 | 1 | [18 empty] | 1 | 1 |  | 0
PG&E GBA | Salado | 115 | OOS_Wind |  |  | 0 | 0 | 0 | 0 | 0 | 0 | 0 | 0 | 0 | 5 | 4 | 1 | 1 | [18 empty] | 1 | 1 |  | 0
PG&E GBA | Salinas | 115 | OOS_Wind |  |  | 0 | 0 | 0 | 0 | 0 | 0 | 0 | 0 | 0 | 1 | 1 | 1 | 1 | [18 empty] | 1 | 1 |  | 0
SCE Eastern | San Bernardino | 230 | OOS_Wind |  |  | 0 | 0 | 0 | 0 | 0 | 0 | 0 | 0 | 0 | 1 | 1 | 1 | 1 | [18 empty] | 1 | 1 |  | 0
PG&E GBA | SAN FRAN A (POTRERO PP) | 115 | OOS_Wind |  |  | 0 | 0 | 0 | 0 | 0 | 0 | 0 | 0 | 0 | 5 | 2 | 1 | 1 | [18 empty] | 1 | 1 |  | 0
PG&E GBA | SAN FRAN A (POTRERO PP) | 230 | OOS_Wind |  |  | 0 | 0 | 0 | 0 | 0 | 0 | 0 | 0 | 0 | 5 | 2 | 1 | 1 | [18 empty] | 1 | 1 |  | 0
PG&E GBA | San Jose A | 115 | OOS_Wind |  |  | 0 | 0 | 0 | 0 | 0 | 0 | 0 | 0 | 0 | 5 | 4 | 1 | 1 | [18 empty] | 1 | 1 |  | 0
PG&E GBA | San Jose B | 115 | OOS_Wind |  |  | 0 | 0 | 0 | 0 | 0 | 0 | 0 | 0 | 0 | 5 | 4 | 1 | 1 | [18 empty] | 1 | 1 |  | 0
PG&E GBA | San Leandro U | 115 | OOS_Wind |  |  | 0 | 0 | 0 | 0 | 0 | 0 | 0 | 0 | 0 | 5 | 2 | 1 | 1 | [18 empty] | 1 | 1 |  | 0
PG&E KERN | San Luis Obispo | 115 | OOS_Wind |  |  | 0 | 0 | 0 | 0 | 0 | 0 | 0 | 0 | 0 | 1 | 1 | 1 | 1 | [18 empty] | 1 | 1 |  | 0
SDGE | San Luis Rey | 230 | OOS_Wind |  |  | 0 | 0 | 0 | 0 | 0 | 0 | 0 | 0 | 0 | 1 | 1 | 1 | 1 | [18 empty] | 1 | 1 |  | 0
SCE Metro | San Onofre | 230 | OOS_Wind |  |  | 0 | 0 | 0 | 0 | 0 | 0 | 0 | 0 | 0 | 1 | 1 | 1 | 1 | [18 empty] | 1 | 1 |  | 0
PG&E GBA | San Pablo | 115 | OOS_Wind |  |  | 0 | 0 | 0 | 0 | 0 | 0 | 0 | 0 | 0 | 5 | 4 | 1 | 1 | [18 empty] | 1 | 1 |  | 0
PG&E GBA | San Ramon | 230 | OOS_Wind |  |  | 0 | 0 | 0 | 0 | 0 | 0 | 0 | 0 | 0 | 5 | 2 | 1 | 1 | [18 empty] | 1 | 1 |  | 0
SCE NOL | Sandlot | 230 | OOS_Wind |  |  | 0 | 0 | 0 | 0 | 0 | 0 | 0 | 0 | 0 | 3 | 3 | 1 | 1 | [18 empty] | 1 | 1 |  | 0
EOP | Sandy | 138 | OOS_Wind |  |  | 0 | 0 | 0 | 0 | 0 | 0 | 0 | 0 | 0 | 5 | 3 | 1 | 1 | [18 empty] | 1 | 1 |  | 0
PG&E FRESNO | Sanger | 115 | OOS_Wind |  |  | 0 | 0 | 0 | 0 | 0 | 0 | 0 | 0 | 0 | 5 | 4 | 5 | 4 | [18 empty] | 1 | 1 |  | 0
SCE Northern | Santa Clara | 230 | OOS_Wind |  |  | 0 | 0 | 0 | 0 | 0 | 0 | 0 | 0 | 0 | 5 | 2 | 1 | 1 | [18 empty] | 1 | 1 |  | 0
PG&E NGBA | Santa Rosa A | 115 | OOS_Wind |  |  | 0 | 0 | 0 | 0 | 0 | 0 | 0 | 0 | 0 | 5 | 2 | 1 | 1 | [18 empty] | 1 | 1 |  | 0
PG&E GBA | Santa Teresa | 115 | OOS_Wind |  |  | 0 | 0 | 0 | 0 | 0 | 0 | 0 | 0 | 0 | 5 | 4 | 1 | 1 | [18 empty] | 1 | 1 |  | 0
SDGE | Santee | 138 | OOS_Wind |  |  | 0 | 0 | 0 | 0 | 0 | 0 | 0 | 0 | 0 | 5 | 5 | 1 | 1 | [18 empty] | 1 | 1 |  | 0
SCE Metro | Santiago | 230 | OOS_Wind |  |  | 0 | 0 | 0 | 0 | 0 | 0 | 0 | 0 | 0 | 1 | 1 | 1 | 1 | [18 empty] | 1 | 1 |  | 0
PG&E GBA | Saratoga | 230 | OOS_Wind |  |  | 0 | 0 | 0 | 0 | 0 | 0 | 0 | 0 | 0 | 5 | 4 | 1 | 1 | [18 empty] | 1 | 1 |  | 0
SCE Northern | Saugus | 230 | OOS_Wind |  |  | 0 | 0 | 0 | 0 | 0 | 0 | 0 | 0 | 0 | 5 | 2 | 1 | 1 | [18 empty] | 1 | 1 |  | 0
PG&E FRESNO | Schindler | 115 | OOS_Wind |  |  | 0 | 0 | 0 | 0 | 0 | 0 | 0 | 0 | 0 | 1 | 1 | 1 | 1 | [18 empty] | 1 | 1 |  | 0
PG&E GBA | Schulte | 115 | OOS_Wind |  |  | 0 | 0 | 0 | 0 | 0 | 0 | 0 | 0 | 0 | 5 | 4 | 1 | 1 | [18 empty] | 1 | 1 |  | 0
PG&E KERN | Semitropic | 115 | OOS_Wind |  |  | 0 | 0 | 0 | 0 | 0 | 0 | 0 | 0 | 0 | 1 | 1 | 1 | 1 | [18 empty] | 1 | 1 |  | 0
SCE Metro | Serrano | 230 | OOS_Wind |  |  | 0 | 0 | 0 | 0 | 0 | 0 | 0 | 0 | 0 | 1 | 1 | 1 | 1 | [18 empty] | 1 | 1 |  | 0
SCE Metro | Serrano | 500 | OOS_Wind |  |  | 0 | 0 | 0 | 0 | 0 | 0 | 0 | 0 | 0 | 1 | 1 | 1 | 1 | [18 empty] | 1 | 1 |  | 0
SDGE | Shadowridge | 138 | OOS_Wind |  |  | 0 | 0 | 0 | 0 | 0 | 0 | 0 | 0 | 0 | 1 | 1 | 1 | 1 | [18 empty] | 1 | 1 |  | 0
PG&E KERN | Shafter | 115 | OOS_Wind |  |  | 0 | 0 | 0 | 0 | 0 | 0 | 0 | 0 | 0 | 5 | 2 | 4 | 4 | [18 empty] | 1 | 1 |  | 0
PG&E NGBA | Silverado | 115 | OOS_Wind |  |  | 0 | 0 | 0 | 0 | 0 | 0 | 0 | 0 | 0 | 5 | 2 | 1 | 1 | [18 empty] | 1 | 1 |  | 0
SDGE | Silvergate | 230 | OOS_Wind |  |  | 0 | 0 | 0 | 0 | 0 | 0 | 0 | 0 | 0 | 1 | 1 | 1 | 1 | [18 empty] | 1 | 1 |  | 0
PG&E KERN | Sisquoc | 115 | OOS_Wind |  |  | 0 | 0 | 0 | 0 | 0 | 0 | 0 | 0 | 0 | 1 | 1 | 1 | 1 | [18 empty] | 1 | 1 |  | 0
EOP | Sloan Canyon | 230 | OOS_Wind |  |  | 0 | 0 | 0 | 0 | 0 | 0 | 0 | 0 | 0 | 5 | 3 | 1 | 1 | [18 empty] | 1 | 1 |  | 0
EOP | Sloan Canyon | 500 | OOS_Wind |  |  | 0 | 0 | 0 | 0 | 0 | 0 | 0 | 0 | 0 | 5 | 3 | 1 | 1 | [18 empty] | 1 | 1 |  | 0
PG&E KERN | Smyrna | 115 | OOS_Wind |  |  | 0 | 0 | 0 | 0 | 0 | 0 | 0 | 0 | 0 | 5 | 2 | 4 | 4 | [18 empty] | 1 | 1 |  | 0
PG&E GBA | Sobrante | 115 | OOS_Wind |  |  | 0 | 0 | 0 | 0 | 0 | 0 | 0 | 0 | 0 | 5 | 4 | 1 | 1 | [18 empty] | 1 | 1 |  | 0
PG&E GBA | Sobrante | 230 | OOS_Wind |  |  | 0 | 0 | 0 | 0 | 0 | 0 | 0 | 0 | 0 | 5 | 4 | 1 | 1 | [18 empty] | 1 | 1 |  | 0
PG&E KERN | Solar | 230 | OOS_Wind |  |  | 0 | 0 | 0 | 0 | 0 | 0 | 0 | 0 | 0 | 5 | 2 | 4 | 4 | [18 empty] | 1 | 1 |  | 0
PG&E GBA | Soledad | 115 | OOS_Wind |  |  | 0 | 0 | 0 | 0 | 0 | 0 | 0 | 0 | 0 | 1 | 1 | 1 | 1 | [18 empty] | 1 | 1 |  | 0
SCE Northern | Springville | 230 | OOS_Wind |  |  | 0 | 0 | 0 | 0 | 0 | 0 | 0 | 0 | 0 | 1 | 1 | 1 | 1 | [18 empty] | 1 | 1 |  | 0
PG&E GBA | Stagg | 230 | OOS_Wind |  |  | 0 | 0 | 0 | 0 | 0 | 0 | 0 | 0 | 0 | 5 | 4 | 1 | 1 | [18 empty] | 1 | 1 |  | 0
PG&E GBA | Standard Oil | 115 | OOS_Wind |  |  | 0 | 0 | 0 | 0 | 0 | 0 | 0 | 0 | 0 | 5 | 4 | 1 | 1 | [18 empty] | 1 | 1 |  | 0
PG&E GBA | Stanislaus | 115 | OOS_Wind |  |  | 0 | 0 | 0 | 0 | 0 | 0 | 0 | 0 | 0 | 5 | 4 | 1 | 1 | [18 empty] | 1 | 1 |  | 0
PG&E KERN | Stockdale | 115 | OOS_Wind |  |  | 0 | 0 | 0 | 0 | 0 | 0 | 0 | 0 | 0 | 1 | 1 | 1 | 1 | [18 empty] | 1 | 1 |  | 0
PG&E KERN | Stockdale | 230 | OOS_Wind |  |  | 0 | 0 | 0 | 0 | 0 | 0 | 0 | 0 | 0 | 1 | 1 | 1 | 1 | [18 empty] | 1 | 1 |  | 0
PG&E GBA | Stockton A | 115 | OOS_Wind |  |  | 0 | 0 | 0 | 0 | 0 | 0 | 0 | 0 | 0 | 5 | 4 | 1 | 1 | [18 empty] | 1 | 1 |  | 0
PG&E GBA | Stone | 115 | OOS_Wind |  |  | 0 | 0 | 0 | 0 | 0 | 0 | 0 | 0 | 0 | 5 | 4 | 1 | 1 | [18 empty] | 1 | 1 |  | 0
PG&E FRESNO | Storey | 230 | OOS_Wind |  |  | 0 | 0 | 0 | 0 | 0 | 0 | 0 | 0 | 0 | 5 | 4 | 5 | 4 | [18 empty] | 1 | 1 |  | 0
PG&E NGBA | Summit | 115 | OOS_Wind |  |  | 0 | 0 | 0 | 0 | 0 | 0 | 0 | 0 | 0 | 5 | 4 | 1 | 1 | [18 empty] | 1 | 1 |  | 0
SDGE | Suncrest | 230 | OOS_Wind |  |  | 0 | 0 | 0 | 0 | 0 | 0 | 0 | 0 | 0 | 1 | 1 | 1 | 1 | [18 empty] | 1 | 1 |  | 0
SDGE | Suncrest | 500 | OOS_Wind |  |  | 0 | 0 | 0 | 0 | 0 | 0 | 0 | 0 | 0 | 1 | 1 | 1 | 1 | [18 empty] | 1 | 1 |  | 0
PG&E KERN | Sunrise | 230 | OOS_Wind |  |  | 0 | 0 | 0 | 0 | 0 | 0 | 0 | 0 | 0 | 5 | 2 | 4 | 4 | [18 empty] | 1 | 1 |  | 0
PG&E KERN | Sunset | 230 | OOS_Wind |  |  | 0 | 0 | 0 | 0 | 0 | 0 | 0 | 0 | 0 | 5 | 2 | 4 | 4 | [18 empty] | 1 | 1 |  | 0
PG&E GBA | Swift | 115 | OOS_Wind |  |  | 0 | 0 | 0 | 0 | 0 | 0 | 0 | 0 | 0 | 5 | 4 | 1 | 1 | [18 empty] | 1 | 1 |  | 0
SDGE | Sycamore Canyon | 138 | OOS_Wind |  |  | 0 | 0 | 0 | 0 | 0 | 0 | 0 | 0 | 0 | 5 | 5 | 1 | 1 | [18 empty] | 1 | 1 |  | 0
SDGE | Sycamore Canyon | 230 | OOS_Wind |  |  | 0 | 0 | 0 | 0 | 0 | 0 | 0 | 0 | 0 | 1 | 1 | 1 | 1 | [18 empty] | 1 | 1 |  | 0
SCE Northern | Sylmar | 230 | OOS_Wind |  |  | 0 | 0 | 0 | 0 | 0 | 0 | 0 | 0 | 0 | 5 | 2 | 1 | 1 | [18 empty] | 1 | 1 |  | 0
PG&E NGBA | Table Mountain | 115 | OOS_Wind |  |  | 0 | 0 | 0 | 0 | 0 | 0 | 0 | 0 | 0 | 5 | 2 | 1 | 1 | [18 empty] | 1 | 1 |  | 0
PG&E NGBA | Table Mountain | 230 | OOS_Wind |  |  | 0 | 0 | 0 | 0 | 0 | 0 | 0 | 0 | 0 | 5 | 4 | 1 | 1 | [18 empty] | 1 | 1 |  | 0
PG&E NGBA | Table Mountain | 500 | OOS_Wind |  |  | 0 | 0 | 0 | 0 | 0 | 0 | 0 | 0 | 0 | 5 | 2 | 1 | 1 | [18 empty] | 1 | 1 |  | 0
PG&E KERN | Taft | 115 | OOS_Wind |  |  | 0 | 0 | 0 | 0 | 0 | 0 | 0 | 0 | 0 | 5 | 2 | 4 | 4 | [18 empty] | 1 | 1 |  | 0
SDGE | Talega | 138 | OOS_Wind |  |  | 0 | 0 | 0 | 0 | 0 | 0 | 0 | 0 | 0 | 1 | 1 | 1 | 1 | [18 empty] | 1 | 1 |  | 0
SDGE | Talega | 230 | OOS_Wind |  |  | 0 | 0 | 0 | 0 | 0 | 0 | 0 | 0 | 0 | 1 | 1 | 1 | 1 | [18 empty] | 1 | 1 |  | 0
PG&E GBA | Tassajara | 230 | OOS_Wind |  |  | 0 | 0 | 0 | 0 | 0 | 0 | 0 | 0 | 0 | 5 | 2 | 1 | 1 | [18 empty] | 1 | 1 |  | 0
SDGE | Telegraph Canyon | 138 | OOS_Wind |  |  | 0 | 0 | 0 | 0 | 0 | 0 | 0 | 0 | 0 | 1 | 1 | 1 | 1 | [18 empty] | 1 | 1 |  | 0
PG&E KERN | Temblor | 115 | OOS_Wind |  |  | 0 | 0 | 0 | 0 | 0 | 0 | 0 | 0 | 0 | 5 | 2 | 4 | 4 | [18 empty] | 1 | 1 |  | 0
PG&E KERN | Templeton | 230 | OOS_Wind |  |  | 0 | 0 | 0 | 0 | 0 | 0 | 0 | 0 | 0 | 5 | 2 | 4 | 4 | [18 empty] | 1 | 1 |  | 0
PG&E GBA | Tesla | 115 | OOS_Wind |  |  | 0 | 0 | 0 | 0 | 0 | 0 | 0 | 0 | 0 | 5 | 4 | 1 | 1 | [18 empty] | 1 | 1 |  | 0
PG&E GBA | Tesla | 230 | OOS_Wind |  |  | 0 | 0 | 0 | 0 | 0 | 0 | 0 | 0 | 0 | 5 | 4 | 1 | 1 | [18 empty] | 1 | 1 |  | 0
PG&E GBA | Tesla | 500 | OOS_Wind | YES | Wyoming Wind | 1707 | 0 | 1707 | 0 | 0 | 0 | 1707 | 0 | 1707 | 5 | 4 | 1 | 1 | [18 empty] | 5- | 1 |  | 1
PG&E KERN | Tevis | 115 | OOS_Wind |  |  | 0 | 0 | 0 | 0 | 0 | 0 | 0 | 0 | 0 | 5 | 2 | 4 | 4 | [18 empty] | 1 | 1 |  | 0
EOP | Thousandaire | 138 | OOS_Wind |  |  | 0 | 0 | 0 | 0 | 0 | 0 | 0 | 0 | 0 | 5 | 3 | 1 | 1 | [18 empty] | 1 | 1 |  | 0
PG&E KERN | Topaz | 230 | OOS_Wind |  |  | 0 | 0 | 0 | 0 | 0 | 0 | 0 | 0 | 0 | 5 | 2 | 4 | 4 | [18 empty] | 1 | 1 |  | 0
SCE NOL | Tortilla | 115 | OOS_Wind |  |  | 0 | 0 | 0 | 0 | 0 | 0 | 0 | 0 | 0 | 3 | 3 | 1 | 1 | [18 empty] | 1 | 1 |  | 0
SDGE | Trabuco | 138 | OOS_Wind |  |  | 0 | 0 | 0 | 0 | 0 | 0 | 0 | 0 | 0 | 1 | 1 | 1 | 1 | [18 empty] | 1 | 1 |  | 0
PG&E GBA | Tracy | 115 | OOS_Wind |  |  | 0 | 0 | 0 | 0 | 0 | 0 | 0 | 0 | 0 | 5 | 4 | 1 | 1 | [18 empty] | 1 | 1 |  | 0
PG&E FRESNO | Tranquility | 230 | OOS_Wind |  |  | 0 | 0 | 0 | 0 | 0 | 0 | 0 | 0 | 0 | 5 | 4 | 5 | 2 | [18 empty] | 1 | 1 |  | 0
PG&E GBA | Trimble | 115 | OOS_Wind |  |  | 0 | 0 | 0 | 0 | 0 | 0 | 0 | 0 | 0 | 5 | 4 | 1 | 1 | [18 empty] | 1 | 1 |  | 0
EOP | Trout Canyon | 230 | OOS_Wind |  |  | 0 | 0 | 0 | 0 | 0 | 0 | 0 | 0 | 0 | 5 | 3 | 1 | 1 | [18 empty] | 1 | 1 |  | 0
EOP | Trout Canyon | 500 | OOS_Wind |  |  | 0 | 0 | 0 | 0 | 0 | 0 | 0 | 0 | 0 | 5 | 3 | 1 | 1 | [18 empty] | 1 | 1 |  | 0
PG&E NGBA | Tulucay | 230 | OOS_Wind |  |  | 0 | 0 | 0 | 0 | 0 | 0 | 0 | 0 | 0 | 5 | 2 | 1 | 1 | [18 empty] | 1 | 1 |  | 0
PG&E KERN | Tupman | 115 | OOS_Wind |  |  | 0 | 0 | 0 | 0 | 0 | 0 | 0 | 0 | 0 | 5 | 2 | 4 | 4 | [18 empty] | 1 | 1 |  | 0
PG&E NGBA | Ukiah | 115 | OOS_Wind |  |  | 0 | 0 | 0 | 0 | 0 | 0 | 0 | 0 | 0 | 5 | 2 | 1 | 1 | [18 empty] | 1 | 1 |  | 0
PG&E NGBA | Vaca Dixon | 115 | OOS_Wind |  |  | 0 | 0 | 0 | 0 | 0 | 0 | 0 | 0 | 0 | 5 | 2 | 1 | 1 | [18 empty] | 1 | 1 |  | 0
PG&E NGBA | Vaca Dixon | 230 | OOS_Wind |  |  | 0 | 0 | 0 | 0 | 0 | 0 | 0 | 0 | 0 | 5 | 2 | 1 | 1 | [18 empty] | 1 | 1 |  | 0
PG&E NGBA | Vaca Dixon | 500 | OOS_Wind |  |  | 0 | 0 | 0 | 0 | 0 | 0 | 0 | 0 | 0 | 5 | 2 | 1 | 1 | [18 empty] | 1 | 1 |  | 0
SCE Eastern | Valley (SCE) | 500 | OOS_Wind |  |  | 0 | 0 | 0 | 0 | 0 | 0 | 0 | 0 | 0 | 1 | 1 | 1 | 1 | [18 empty] | 1 | 1 |  | 0
EOP | Valley (VEA) | 138 | OOS_Wind |  |  | 0 | 0 | 0 | 0 | 0 | 0 | 0 | 0 | 0 | 5 | 3 | 1 | 1 | [18 empty] | 1 | 1 |  | 0
PG&E GBA | Valley Home | 115 | OOS_Wind |  |  | 0 | 0 | 0 | 0 | 0 | 0 | 0 | 0 | 0 | 5 | 4 | 1 | 1 | [18 empty] | 1 | 1 |  | 0
PG&E GBA | Valley Springs | 230 | OOS_Wind |  |  | 0 | 0 | 0 | 0 | 0 | 0 | 0 | 0 | 0 | 5 | 4 | 1 | 1 | [18 empty] | 1 | 1 |  | 0
EOP | Valley Switch | 138 | OOS_Wind |  |  | 0 | 0 | 0 | 0 | 0 | 0 | 0 | 0 | 0 | 5 | 3 | 1 | 1 | [18 empty] | 1 | 1 |  | 0
EOP | Valley Switch | 230 | OOS_Wind |  |  | 0 | 0 | 0 | 0 | 0 | 0 | 0 | 0 | 0 | 5 | 3 | 1 | 1 | [18 empty] | 1 | 1 |  | 0
PG&E GBA | Vasco | 230 | OOS_Wind |  |  | 0 | 0 | 0 | 0 | 0 | 0 | 0 | 0 | 0 | 5 | 4 | 1 | 1 | [18 empty] | 1 | 1 |  | 0
PG&E GBA | Vasona | 230 | OOS_Wind |  |  | 0 | 0 | 0 | 0 | 0 | 0 | 0 | 0 | 0 | 5 | 4 | 1 | 1 | [18 empty] | 1 | 1 |  | 0
SCE Northern | Vestal | 230 | OOS_Wind |  |  | 0 | 0 | 0 | 0 | 0 | 0 | 0 | 0 | 0 | 1 | 1 | 1 | 1 | [18 empty] | 1 | 1 |  | 0
SCE NOL | Victor | 115 | OOS_Wind |  |  | 0 | 0 | 0 | 0 | 0 | 0 | 0 | 0 | 0 | 1 | 1 | 1 | 1 | [18 empty] | 1 | 1 |  | 0
SCE NOL | Victor | 230 | OOS_Wind |  |  | 0 | 0 | 0 | 0 | 0 | 0 | 0 | 0 | 0 | 1 | 1 | 1 | 1 | [18 empty] | 1 | 1 |  | 0
SCE Metro | Viejo | 230 | OOS_Wind |  |  | 0 | 0 | 0 | 0 | 0 | 0 | 0 | 0 | 0 | 1 | 1 | 1 | 1 | [18 empty] | 1 | 1 |  | 0
PG&E GBA | Vierra | 115 | OOS_Wind |  |  | 0 | 0 | 0 | 0 | 0 | 0 | 0 | 0 | 0 | 5 | 4 | 1 | 1 | [18 empty] | 1 | 1 |  | 0
SCE Metro | Villa Park | 230 | OOS_Wind |  |  | 0 | 0 | 0 | 0 | 0 | 0 | 0 | 0 | 0 | 1 | 1 | 1 | 1 | [18 empty] | 1 | 1 |  | 0
SCE Northern | Vincent | 230 | OOS_Wind |  |  | 0 | 0 | 0 | 0 | 0 | 0 | 0 | 0 | 0 | 1 | 1 | 1 | 1 | [18 empty] | 1 | 1 |  | 0
SCE Northern | Vincent | 500 | OOS_Wind |  |  | 0 | 0 | 0 | 0 | 0 | 0 | 0 | 0 | 0 | 1 | 1 | 1 | 1 | [18 empty] | 1 | 1 |  | 0
PG&E GBA | Vineyard | 230 | OOS_Wind |  |  | 0 | 0 | 0 | 0 | 0 | 0 | 0 | 0 | 0 | 5 | 4 | 1 | 1 | [18 empty] | 1 | 1 |  | 0
SCE Eastern | Vista (SCE) | 230 | OOS_Wind |  |  | 0 | 0 | 0 | 0 | 0 | 0 | 0 | 0 | 0 | 1 | 1 | 1 | 1 | [18 empty] | 1 | 1 |  | 0
EOP | Vista (VEA) | 138 | OOS_Wind |  |  | 0 | 0 | 0 | 0 | 0 | 0 | 0 | 0 | 0 | 5 | 3 | 1 | 1 | [18 empty] | 1 | 1 |  | 0
EOP | Vista (VEA) | 230 | OOS_Wind |  |  | 0 | 0 | 0 | 0 | 0 | 0 | 0 | 0 | 0 | 5 | 3 | 1 | 1 | [18 empty] | 1 | 1 |  | 0
PG&E FRESNO | Wahtoke | 115 | OOS_Wind |  |  | 0 | 0 | 0 | 0 | 0 | 0 | 0 | 0 | 0 | 5 | 2 | 5 | 2 | [18 empty] | 1 | 1 |  | 0
SCE Metro | Walnut | 230 | OOS_Wind |  |  | 0 | 0 | 0 | 0 | 0 | 0 | 0 | 0 | 0 | 1 | 1 | 1 | 1 | [18 empty] | 1 | 1 |  | 0
SCE Northern | Warne | 230 | OOS_Wind |  |  | 0 | 0 | 0 | 0 | 0 | 0 | 0 | 0 | 0 | 5 | 2 | 1 | 1 | [18 empty] | 1 | 1 |  | 0
PG&E GBA | Warnerville | 230 | OOS_Wind |  |  | 0 | 0 | 0 | 0 | 0 | 0 | 0 | 0 | 0 | 5 | 4 | 5 | 2 | [18 empty] | 1 | 1 |  | 0
PG&E FRESNO | Waukena | 115 | OOS_Wind |  |  | 0 | 0 | 0 | 0 | 0 | 0 | 0 | 0 | 0 | 5 | 2 | 5 | 2 | [18 empty] | 1 | 1 |  | 0
PG&E GBA | Weber | 230 | OOS_Wind |  |  | 0 | 0 | 0 | 0 | 0 | 0 | 0 | 0 | 0 | 5 | 4 | 1 | 1 | [18 empty] | 1 | 1 |  | 0
PG&E FRESNO | West Fresno | 115 | OOS_Wind |  |  | 0 | 0 | 0 | 0 | 0 | 0 | 0 | 0 | 0 | 5 | 4 | 5 | 2 | [18 empty] | 1 | 1 |  | 0
PG&E FRESNO | Westley | 230 | OOS_Wind |  |  | 0 | 0 | 0 | 0 | 0 | 0 | 0 | 0 | 0 | 1 | 1 | 1 | 1 | [18 empty] | 1 | 1 |  | 0
PG&E KERN | Westpark | 115 | OOS_Wind |  |  | 0 | 0 | 0 | 0 | 0 | 0 | 0 | 0 | 0 | 1 | 1 | 1 | 1 | [18 empty] | 1 | 1 |  | 0
PG&E KERN | Wheeler Ridge | 230 | OOS_Wind |  |  | 0 | 0 | 0 | 0 | 0 | 0 | 0 | 0 | 0 | 5 | 2 | 4 | 4 | [18 empty] | 1 | 1 |  | 0
PG&E KERN | Wheeler Ridge | 115 | OOS_Wind |  |  | 0 | 0 | 0 | 0 | 0 | 0 | 0 | 0 | 0 | 1 | 1 | 1 | 1 | [18 empty] | 1 | 1 |  | 0
SCE Northern | Whirlwind | 230 | OOS_Wind |  |  | 0 | 0 | 0 | 0 | 0 | 0 | 0 | 0 | 0 | 1 | 1 | 1 | 1 | [18 empty] | 1 | 1 |  | 0
SCE Northern | Whirlwind | 500 | OOS_Wind |  |  | 0 | 0 | 0 | 0 | 0 | 0 | 0 | 0 | 0 | 1 | 1 | 1 | 1 | [18 empty] | 1 | 1 |  | 0
PG&E GBA | Whisman | 115 | OOS_Wind |  |  | 0 | 0 | 0 | 0 | 0 | 0 | 0 | 0 | 0 | 5 | 2 | 1 | 1 | [18 empty] | 1 | 1 |  | 0
SCE Eastern | Wildlife | 230 | OOS_Wind |  |  | 0 | 0 | 0 | 0 | 0 | 0 | 0 | 0 | 0 | 1 | 1 | 1 | 1 | [18 empty] | 1 | 1 |  | 0
PG&E FRESNO | Wilson | 115 | OOS_Wind |  |  | 0 | 0 | 0 | 0 | 0 | 0 | 0 | 0 | 0 | 5 | 4 | 5 | 2 | [18 empty] | 1 | 1 |  | 0
PG&E FRESNO | Wilson | 230 | OOS_Wind |  |  | 0 | 0 | 0 | 0 | 0 | 0 | 0 | 0 | 0 | 5 | 4 | 5 | 4 | [18 empty] | 1 | 1 |  | 0
SCE Northern | Windhub | 230 | OOS_Wind |  |  | 0 | 0 | 0 | 0 | 0 | 0 | 0 | 0 | 0 | 1 | 1 | 1 | 1 | [18 empty] | 1 | 1 |  | 0
SCE Northern | Windhub | 500 | OOS_Wind |  |  | 0 | 0 | 0 | 0 | 0 | 0 | 0 | 0 | 0 | 1 | 1 | 1 | 1 | [18 empty] | 1 | 1 |  | 0
PG&E GBA | Windmaster | 230 | OOS_Wind |  |  | 0 | 0 | 0 | 0 | 0 | 0 | 0 | 0 | 0 | 5 | 2 | 1 | 1 | [18 empty] | 1 | 1 |  | 0
PG&E NGBA | Woodland | 115 | OOS_Wind |  |  | 0 | 0 | 0 | 0 | 0 | 0 | 0 | 0 | 0 | 5 | 4 | 1 | 1 | [18 empty] | 1 | 1 |  | 0
PG&E FRESNO | Woodward | 115 | OOS_Wind |  |  | 0 | 0 | 0 | 0 | 0 | 0 | 0 | 0 | 0 | 5 | 2 | 5 | 2 | [18 empty] | 1 | 1 |  | 0
PG&E NGBA | Wyandotte | 115 | OOS_Wind |  |  | 0 | 0 | 0 | 0 | 0 | 0 | 0 | 0 | 0 | 5 | 4 | 1 | 1 | [18 empty] | 1 | 1 |  | 0
PG&E KERN | 7th Standard | 115 | Offshore_Wind |  |  | 0 | 0 | 0 | 0 | 0 | 0 | 0 | 0 | 0 | 5 | 2 | 4 | 4 | [18 empty] | 1 | 1 |  | 0
SCE Metro | Alamitos | 230 | Offshore_Wind |  |  | 0 | 0 | 0 | 0 | 0 | 0 | 0 | 0 | 0 | 1 | 1 | 1 | 1 | [18 empty] | 1 | 1 |  | 0
SCE Eastern | Alberhill | 115 | Offshore_Wind |  |  | 0 | 0 | 0 | 0 | 0 | 0 | 0 | 0 | 0 | 1 | 1 | 1 | 1 | [18 empty] | 1 | 1 |  | 0
SCE Eastern | Alberhill | 500 | Offshore_Wind |  |  | 0 | 0 | 0 | 0 | 0 | 0 | 0 | 0 | 0 | 1 | 1 | 1 | 1 | [18 empty] | 1 | 1 |  | 0
PG&E GBA | Alhambra | 115 | Offshore_Wind |  |  | 0 | 0 | 0 | 0 | 0 | 0 | 0 | 0 | 0 | 5 | 2 | 1 | 1 | [18 empty] | 1 | 1 |  | 0
PG&E FRESNO | Alpaugh | 115 | Offshore_Wind |  |  | 0 | 0 | 0 | 0 | 0 | 0 | 0 | 0 | 0 | 5 | 2 | 4 | 4 | [18 empty] | 1 | 1 |  | 0
PG&E GBA | Altamont Midway (Sandhill) | 230 | Offshore_Wind |  |  | 0 | 0 | 0 | 0 | 0 | 0 | 0 | 0 | 0 | 5 | 2 | 1 | 1 | [18 empty] | 1 | 1 |  | 0
SCE Northern | Antelope | 230 | Offshore_Wind |  |  | 0 | 0 | 0 | 0 | 0 | 0 | 0 | 0 | 0 | 1 | 1 | 1 | 1 | [18 empty] | 1 | 1 |  | 0
SCE Northern | Antelope | 500 | Offshore_Wind |  |  | 0 | 0 | 0 | 0 | 0 | 0 | 0 | 0 | 0 | 1 | 1 | 1 | 1 | [18 empty] | 1 | 1 |  | 0
PG&E KERN | Arco | 230 | Offshore_Wind |  |  | 0 | 0 | 0 | 0 | 0 | 0 | 0 | 0 | 0 | 5 | 2 | 4 | 4 | [18 empty] | 1 | 1 |  | 0
SCE Metro | ArcoGen | 230 | Offshore_Wind |  |  | 0 | 0 | 0 | 0 | 0 | 0 | 0 | 0 | 0 | 1 | 1 | 1 | 1 | [18 empty] | 1 | 1 |  | 0
SDGE | Artesian | 230 | Offshore_Wind |  |  | 0 | 0 | 0 | 0 | 0 | 0 | 0 | 0 | 0 | 1 | 1 | 1 | 1 | [18 empty] | 1 | 1 |  | 0
PG&E FRESNO | Ashlan | 230 | Offshore_Wind |  |  | 0 | 0 | 0 | 0 | 0 | 0 | 0 | 0 | 0 | 5 | 4 | 5 | 2 | [18 empty] | 1 | 1 |  | 0
PG&E NGBA | Atlantic | 115 | Offshore_Wind |  |  | 0 | 0 | 0 | 0 | 0 | 0 | 0 | 0 | 0 | 5 | 4 | 1 | 1 | [18 empty] | 1 | 1 |  | 0
PG&E NGBA | Atlantic | 230 | Offshore_Wind |  |  | 0 | 0 | 0 | 0 | 0 | 0 | 0 | 0 | 0 | 5 | 4 | 1 | 1 | [18 empty] | 1 | 1 |  | 0
PG&E FRESNO | Atwater | 115 | Offshore_Wind |  |  | 0 | 0 | 0 | 0 | 0 | 0 | 0 | 0 | 0 | 5 | 4 | 5 | 2 | [18 empty] | 1 | 1 |  | 0
PG&E GBA | Avena | 115 | Offshore_Wind |  |  | 0 | 0 | 0 | 0 | 0 | 0 | 0 | 0 | 0 | 5 | 4 | 1 | 1 | [18 empty] | 1 | 1 |  | 0
PG&E NGBA | Bahia | 230 | Offshore_Wind |  |  | 0 | 0 | 0 | 0 | 0 | 0 | 0 | 0 | 0 | 5 | 4 | 1 | 1 | [18 empty] | 1 | 1 |  | 0
SCE Northern | Bailey | 230 | Offshore_Wind |  |  | 0 | 0 | 0 | 0 | 0 | 0 | 0 | 0 | 0 | 5 | 2 | 1 | 1 | [18 empty] | 1 | 1 |  | 0
SCE NOL | Baker | 115 | Offshore_Wind |  |  | 0 | 0 | 0 | 0 | 0 | 0 | 0 | 0 | 0 | 3 | 3 | 1 | 1 | [18 empty] | 1 | 1 |  | 0
PG&E KERN | Bakersfield | 230 | Offshore_Wind |  |  | 0 | 0 | 0 | 0 | 0 | 0 | 0 | 0 | 0 | 5 | 2 | 4 | 4 | [18 empty] | 1 | 1 |  | 0
PG&E FRESNO | Balch | 230 | Offshore_Wind |  |  | 0 | 0 | 0 | 0 | 0 | 0 | 0 | 0 | 0 | 5 | 4 | 5 | 2 | [18 empty] | 1 | 1 |  | 0
SCE Eastern | Bannister | 230 | Offshore_Wind |  |  | 0 | 0 | 0 | 0 | 0 | 0 | 0 | 0 | 0 | 5 | 4 | 3 | 3 | [18 empty] | 1 | 1 |  | 0
SCE Metro | Barre | 230 | Offshore_Wind |  |  | 0 | 0 | 0 | 0 | 0 | 0 | 0 | 0 | 0 | 1 | 1 | 1 | 1 | [18 empty] | 1 | 1 |  | 0
SDGE | Bay Boulevard | 230 | Offshore_Wind |  |  | 0 | 0 | 0 | 0 | 0 | 0 | 0 | 0 | 0 | 1 | 1 | 1 | 1 | [18 empty] | 1 | 1 |  | 0
EOP | Beatty | 138 | Offshore_Wind |  |  | 0 | 0 | 0 | 0 | 0 | 0 | 0 | 0 | 0 | 5 | 3 | 1 | 1 | [18 empty] | 1 | 1 |  | 0
EOP | Beatty | 230 | Offshore_Wind |  |  | 0 | 0 | 0 | 0 | 0 | 0 | 0 | 0 | 0 | 5 | 3 | 1 | 1 | [18 empty] | 1 | 1 |  | 0
PG&E NGBA | Belden | 230 | Offshore_Wind |  |  | 0 | 0 | 0 | 0 | 0 | 0 | 0 | 0 | 0 | 5 | 4 | 1 | 1 | [18 empty] | 1 | 1 |  | 0
PG&E NGBA | Bell | 115 | Offshore_Wind |  |  | 0 | 0 | 0 | 0 | 0 | 0 | 0 | 0 | 0 | 5 | 4 | 1 | 1 | [18 empty] | 1 | 1 |  | 0
PG&E NGBA | Bellevue | 115 | Offshore_Wind |  |  | 0 | 0 | 0 | 0 | 0 | 0 | 0 | 0 | 0 | 5 | 2 | 1 | 1 | [18 empty] | 1 | 1 |  | 0
PG&E GBA | Bellota | 115 | Offshore_Wind |  |  | 0 | 0 | 0 | 0 | 0 | 0 | 0 | 0 | 0 | 5 | 4 | 1 | 1 | [18 empty] | 1 | 1 |  | 0
PG&E GBA | Bellota | 230 | Offshore_Wind |  |  | 0 | 0 | 0 | 0 | 0 | 0 | 0 | 0 | 0 | 5 | 4 | 1 | 1 | [18 empty] | 1 | 1 |  | 0
SCE Northern | Big Creek | 230 | Offshore_Wind |  |  | 0 | 0 | 0 | 0 | 0 | 0 | 0 | 0 | 0 | 1 | 1 | 1 | 1 | [18 empty] | 1 | 1 |  | 0
PG&E GBA | Birds Landing | 230 | Offshore_Wind |  |  | 0 | 0 | 0 | 0 | 0 | 0 | 0 | 0 | 0 | 5 | 4 | 1 | 1 | [18 empty] | 1 | 1 |  | 0
SCE Eastern | Blythe | 161 | Offshore_Wind |  |  | 0 | 0 | 0 | 0 | 0 | 0 | 0 | 0 | 0 | 5 | 4 | 3 | 3 | [18 empty] | 1 | 1 |  | 0
PG&E NGBA | Bogue | 115 | Offshore_Wind |  |  | 0 | 0 | 0 | 0 | 0 | 0 | 0 | 0 | 0 | 5 | 4 | 1 | 1 | [18 empty] | 1 | 1 |  | 0
PG&E FRESNO | Borden | 230 | Offshore_Wind |  |  | 0 | 0 | 0 | 0 | 0 | 0 | 0 | 0 | 0 | 5 | 4 | 5 | 4 | [18 empty] | 1 | 1 |  | 0
SDGE | Boulevard East | 138 | Offshore_Wind |  |  | 0 | 0 | 0 | 0 | 0 | 0 | 0 | 0 | 0 | 1 | 1 | 1 | 1 | [18 empty] | 1 | 1 |  | 0
PG&E GBA | Brentwood | 230 | Offshore_Wind |  |  | 0 | 0 | 0 | 0 | 0 | 0 | 0 | 0 | 0 | 5 | 4 | 1 | 1 | [18 empty] | 1 | 1 |  | 0
PG&E NGBA | Bridgeville | 115 | Offshore_Wind |  |  | 0 | 0 | 0 | 0 | 0 | 0 | 0 | 0 | 0 | 5 | 2 | 1 | 1 | [18 empty] | 1 | 1 |  | 0
PG&E NGBA | Brighton | 115 | Offshore_Wind |  |  | 0 | 0 | 0 | 0 | 0 | 0 | 0 | 0 | 0 | 5 | 4 | 1 | 1 | [18 empty] | 1 | 1 |  | 0
PG&E NGBA | Brighton | 230 | Offshore_Wind |  |  | 0 | 0 | 0 | 0 | 0 | 0 | 0 | 0 | 0 | 5 | 4 | 1 | 1 | [18 empty] | 1 | 1 |  | 0
PG&E NGBA | Brunswick | 115 | Offshore_Wind |  |  | 0 | 0 | 0 | 0 | 0 | 0 | 0 | 0 | 0 | 5 | 4 | 1 | 1 | [18 empty] | 1 | 1 |  | 0
PG&E NGBA | Bucks Creek | 230 | Offshore_Wind |  |  | 0 | 0 | 0 | 0 | 0 | 0 | 0 | 0 | 0 | 5 | 4 | 1 | 1 | [18 empty] | 1 | 1 |  | 0
PG&E KERN | Buena Vista | 230 | Offshore_Wind |  |  | 0 | 0 | 0 | 0 | 0 | 0 | 0 | 0 | 0 | 5 | 2 | 4 | 4 | [18 empty] | 1 | 1 |  | 0
PG&E FRESNO | Bullard | 115 | Offshore_Wind |  |  | 0 | 0 | 0 | 0 | 0 | 0 | 0 | 0 | 0 | 5 | 4 | 5 | 4 | [18 empty] | 1 | 1 |  | 0
PG&E GBA | Burlingame | 115 | Offshore_Wind |  |  | 0 | 0 | 0 | 0 | 0 | 0 | 0 | 0 | 0 | 5 | 2 | 1 | 1 | [18 empty] | 1 | 1 |  | 0
PG&E NGBA | Burney Forest | 230 | Offshore_Wind |  |  | 0 | 0 | 0 | 0 | 0 | 0 | 0 | 0 | 0 | 5 | 3 | 3 | 3 | [18 empty] | 1 | 1 |  | 0
PG&E NGBA | Butte | 115 | Offshore_Wind |  |  | 0 | 0 | 0 | 0 | 0 | 0 | 0 | 0 | 0 | 5 | 2 | 1 | 1 | [18 empty] | 1 | 1 |  | 0
PG&E KERN | Cabrillo | 115 | Offshore_Wind |  |  | 0 | 0 | 0 | 0 | 0 | 0 | 0 | 0 | 0 | 1 | 1 | 1 | 1 | [18 empty] | 1+ | 1 |  | 1
PG&E FRESNO | Cal Flats | 230 | Offshore_Wind |  |  | 0 | 0 | 0 | 0 | 0 | 0 | 0 | 0 | 0 | 5 | 2 | 4 | 4 | [18 empty] | 1 | 1 |  | 0
SCE NOL | Calcite | 230 | Offshore_Wind |  |  | 0 | 0 | 0 | 0 | 0 | 0 | 0 | 0 | 0 | 1 | 1 | 1 | 1 | [18 empty] | 1 | 1 |  | 0
PG&E KERN | Caliente | 230 | Offshore_Wind |  |  | 0 | 0 | 0 | 0 | 0 | 0 | 0 | 0 | 0 | 5 | 2 | 4 | 4 | [18 empty] | 1 | 1 |  | 0
PG&E FRESNO | California Ave | 115 | Offshore_Wind |  |  | 0 | 0 | 0 | 0 | 0 | 0 | 0 | 0 | 0 | 5 | 2 | 5 | 2 | [18 empty] | 1 | 1 |  | 0
PG&E KERN | Callender | 115 | Offshore_Wind |  |  | 0 | 0 | 0 | 0 | 0 | 0 | 0 | 0 | 0 | 5 | 2 | 4 | 4 | [18 empty] | 1 | 1 |  | 0
PG&E NGBA | Calpella | 115 | Offshore_Wind |  |  | 0 | 0 | 0 | 0 | 0 | 0 | 0 | 0 | 0 | 5 | 2 | 1 | 1 | [18 empty] | 1 | 1 |  | 0
PG&E GBA | Camanche | 230 | Offshore_Wind |  |  | 0 | 0 | 0 | 0 | 0 | 0 | 0 | 0 | 0 | 5 | 4 | 1 | 1 | [18 empty] | 1 | 1 |  | 0
PG&E FRESNO | Cantua | 115 | Offshore_Wind |  |  | 0 | 0 | 0 | 0 | 0 | 0 | 0 | 0 | 0 | 1 | 1 | 1 | 1 | [18 empty] | 1 | 1 |  | 0
SDGE | Capistrano | 138 | Offshore_Wind |  |  | 0 | 0 | 0 | 0 | 0 | 0 | 0 | 0 | 0 | 1 | 1 | 1 | 1 | [18 empty] | 1 | 1 |  | 0
SDGE | Capistrano | 230 | Offshore_Wind |  |  | 0 | 0 | 0 | 0 | 0 | 0 | 0 | 0 | 0 | 1 | 1 | 1 | 1 | [18 empty] | 1 | 1 |  | 0
PG&E NGBA | Carberry | 230 | Offshore_Wind |  |  | 0 | 0 | 0 | 0 | 0 | 0 | 0 | 0 | 0 | 5 | 3 | 3 | 3 | [18 empty] | 1 | 1 |  | 0
PG&E NGBA | Caribou | 115 | Offshore_Wind |  |  | 0 | 0 | 0 | 0 | 0 | 0 | 0 | 0 | 0 | 5 | 4 | 1 | 1 | [18 empty] | 1 | 1 |  | 0
PG&E NGBA | Caribou | 230 | Offshore_Wind |  |  | 0 | 0 | 0 | 0 | 0 | 0 | 0 | 0 | 0 | 5 | 4 | 1 | 1 | [18 empty] | 1 | 1 |  | 0
EOP | Carpenter Canyon (fka Gamebird) | 138 | Offshore_Wind |  |  | 0 | 0 | 0 | 0 | 0 | 0 | 0 | 0 | 0 | 5 | 3 | 1 | 1 | [18 empty] | 1 | 1 |  | 0
EOP | Carpenter Canyon (fka Gamebird) | 230 | Offshore_Wind |  |  | 0 | 0 | 0 | 0 | 0 | 0 | 0 | 0 | 0 | 5 | 3 | 1 | 1 | [18 empty] | 1 | 1 |  | 0
PG&E NGBA | Carquinez | 115 | Offshore_Wind |  |  | 0 | 0 | 0 | 0 | 0 | 0 | 0 | 0 | 0 | 5 | 2 | 1 | 1 | [18 empty] | 1 | 1 |  | 0
SDGE | Carrizo Gorge | 138 | Offshore_Wind |  |  | 0 | 0 | 0 | 0 | 0 | 0 | 0 | 0 | 0 | 1 | 1 | 1 | 1 | [18 empty] | 1 | 1 |  | 0
PG&E KERN | Carrizo Plains | 115 | Offshore_Wind |  |  | 0 | 0 | 0 | 0 | 0 | 0 | 0 | 0 | 0 | 5 | 2 | 4 | 4 | [18 empty] | 1 | 1 |  | 0
PG&E KERN | Casaloma | 230 | Offshore_Wind |  |  | 0 | 0 | 0 | 0 | 0 | 0 | 0 | 0 | 0 | 1 | 1 | 1 | 1 | [18 empty] | 1 | 1 |  | 0
PG&E GBA | Castro Valley | 230 | Offshore_Wind |  |  | 0 | 0 | 0 | 0 | 0 | 0 | 0 | 0 | 0 | 5 | 4 | 1 | 1 | [18 empty] | 1 | 1 |  | 0
PG&E GBA | Cayetano | 230 | Offshore_Wind |  |  | 0 | 0 | 0 | 0 | 0 | 0 | 0 | 0 | 0 | 5 | 4 | 1 | 1 | [18 empty] | 1 | 1 |  | 0
SCE Metro | Center | 230 | Offshore_Wind |  |  | 0 | 0 | 0 | 0 | 0 | 0 | 0 | 0 | 0 | 1 | 1 | 1 | 1 | [18 empty] | 1 | 1 |  | 0
PG&E KERN | Charca | 115 | Offshore_Wind |  |  | 0 | 0 | 0 | 0 | 0 | 0 | 0 | 0 | 0 | 1 | 1 | 1 | 1 | [18 empty] | 1 | 1 |  | 0
EOP | Charleston | 138 | Offshore_Wind |  |  | 0 | 0 | 0 | 0 | 0 | 0 | 0 | 0 | 0 | 5 | 3 | 1 | 1 | [18 empty] | 1 | 1 |  | 0
SCE Metro | Chevmain | 230 | Offshore_Wind |  |  | 0 | 0 | 0 | 0 | 0 | 0 | 0 | 0 | 0 | 1 | 1 | 1 | 1 | [18 empty] | 1 | 1 |  | 0
SDGE | Chicarita | 138 | Offshore_Wind |  |  | 0 | 0 | 0 | 0 | 0 | 0 | 0 | 0 | 0 | 1 | 1 | 1 | 1 | [18 empty] | 1 | 1 |  | 0
SCE Metro | Chino | 230 | Offshore_Wind |  |  | 0 | 0 | 0 | 0 | 0 | 0 | 0 | 0 | 0 | 1 | 1 | 1 | 1 | [18 empty] | 1 | 1 |  | 0
PG&E FRESNO | Chowchilla | 115 | Offshore_Wind |  |  | 0 | 0 | 0 | 0 | 0 | 0 | 0 | 0 | 0 | 5 | 4 | 5 | 2 | [18 empty] | 1 | 1 |  | 0
PG&E GBA | Christie | 115 | Offshore_Wind |  |  | 0 | 0 | 0 | 0 | 0 | 0 | 0 | 0 | 0 | 5 | 2 | 1 | 1 | [18 empty] | 1 | 1 |  | 0
SCE Eastern | Cielo Azul | 500 | Offshore_Wind |  |  | 0 | 0 | 0 | 0 | 0 | 0 | 0 | 0 | 0 | 5 | 2 | 1 | 1 | [18 empty] | 1 | 1 |  | 0
PG&E GBA | Clayton | 115 | Offshore_Wind |  |  | 0 | 0 | 0 | 0 | 0 | 0 | 0 | 0 | 0 | 5 | 2 | 1 | 1 | [18 empty] | 1 | 1 |  | 0
PG&E NGBA | Cloverdale | 115 | Offshore_Wind |  |  | 0 | 0 | 0 | 0 | 0 | 0 | 0 | 0 | 0 | 5 | 2 | 1 | 1 | [18 empty] | 1 | 1 |  | 0
PG&E FRESNO | Clovis | 115 | Offshore_Wind |  |  | 0 | 0 | 0 | 0 | 0 | 0 | 0 | 0 | 0 | 5 | 2 | 5 | 2 | [18 empty] | 1 | 1 |  | 0
PG&E GBA | Coburn | 230 | Offshore_Wind |  |  | 0 | 0 | 0 | 0 | 0 | 0 | 0 | 0 | 0 | 5 | 4 | 1 | 1 | [18 empty] | 1 | 1 |  | 0
PG&E NGBA | Colgate | 230 | Offshore_Wind |  |  | 0 | 0 | 0 | 0 | 0 | 0 | 0 | 0 | 0 | 5 | 4 | 1 | 1 | [18 empty] | 1 | 1 |  | 0
PG&E GBA | Collierville | 230 | Offshore_Wind |  |  | 0 | 0 | 0 | 0 | 0 | 0 | 0 | 0 | 0 | 5 | 4 | 1 | 1 | [18 empty] | 1 | 1 |  | 0
PG&E GBA | Collinsville | 230 | Offshore_Wind |  |  | 0 | 0 | 0 | 0 | 0 | 0 | 0 | 0 | 0 | 5 | 2 | 1 | 1 | [18 empty] | 1 | 1 |  | 0
PG&E GBA | Collinsville | 500 | Offshore_Wind |  |  | 0 | 0 | 0 | 0 | 0 | 0 | 0 | 0 | 0 | 5 | 2 | 1 | 1 | [18 empty] | 1 | 1 |  | 0
SCE Eastern | Colorado River | 230 | Offshore_Wind |  |  | 0 | 0 | 0 | 0 | 0 | 0 | 0 | 0 | 0 | 1 | 1 | 1 | 1 | [18 empty] | 1 | 1 |  | 0
SCE Eastern | Colorado River | 500 | Offshore_Wind |  |  | 0 | 0 | 0 | 0 | 0 | 0 | 0 | 0 | 0 | 1 | 1 | 1 | 1 | [18 empty] | 1 | 1 |  | 0
PG&E KERN | Columbus | 115 | Offshore_Wind |  |  | 0 | 0 | 0 | 0 | 0 | 0 | 0 | 0 | 0 | 5 | 2 | 4 | 4 | [18 empty] | 1 | 1 |  | 0
PG&E GBA | Contra Costa | 115 | Offshore_Wind |  |  | 0 | 0 | 0 | 0 | 0 | 0 | 0 | 0 | 0 | 5 | 4 | 1 | 1 | [18 empty] | 1 | 1 |  | 0
PG&E GBA | Contra Costa | 230 | Offshore_Wind |  |  | 0 | 0 | 0 | 0 | 0 | 0 | 0 | 0 | 0 | 5 | 4 | 1 | 1 | [18 empty] | 1 | 1 |  | 0
PG&E GBA | Contra Costa PP | 230 | Offshore_Wind |  |  | 0 | 0 | 0 | 0 | 0 | 0 | 0 | 0 | 0 | 5 | 4 | 1 | 1 | [18 empty] | 1 | 1 |  | 0
SCE NOL | Control | 115 | Offshore_Wind |  |  | 0 | 0 | 0 | 0 | 0 | 0 | 0 | 0 | 0 | 5 | 5 | 1 | 1 | [18 empty] | 1 | 1 |  | 0
PG&E GBA | Cooley Landing | 115 | Offshore_Wind |  |  | 0 | 0 | 0 | 0 | 0 | 0 | 0 | 0 | 0 | 5 | 2 | 1 | 1 | [18 empty] | 1 | 1 |  | 0
SCE NOL | Coolwater | 230 | Offshore_Wind |  |  | 0 | 0 | 0 | 0 | 0 | 0 | 0 | 0 | 0 | 3 | 3 | 1 | 1 | [18 empty] | 1 | 1 |  | 0
SCE NOL | Coolwater | 115 | Offshore_Wind |  |  | 0 | 0 | 0 | 0 | 0 | 0 | 0 | 0 | 0 | 3 | 3 | 1 | 1 | [18 empty] | 1 | 1 |  | 0
PG&E FRESNO | Corcoran | 115 | Offshore_Wind |  |  | 0 | 0 | 0 | 0 | 0 | 0 | 0 | 0 | 0 | 5 | 4 | 5 | 4 | [18 empty] | 1 | 1 |  | 0
PG&E NGBA | Corona | 115 | Offshore_Wind |  |  | 0 | 0 | 0 | 0 | 0 | 0 | 0 | 0 | 0 | 5 | 2 | 1 | 1 | [18 empty] | 1 | 1 |  | 0
PG&E NGBA | Cortina | 230 | Offshore_Wind |  |  | 0 | 0 | 0 | 0 | 0 | 0 | 0 | 0 | 0 | 5 | 2 | 1 | 1 | [18 empty] | 1 | 1 |  | 0
PG&E NGBA | Cortina | 115 | Offshore_Wind |  |  | 0 | 0 | 0 | 0 | 0 | 0 | 0 | 0 | 0 | 5 | 2 | 1 | 1 | [18 empty] | 1 | 1 |  | 0
PG&E GBA | Cottle | 230 | Offshore_Wind |  |  | 0 | 0 | 0 | 0 | 0 | 0 | 0 | 0 | 0 | 5 | 4 | 5 | 2 | [18 empty] | 1 | 1 |  | 0
PG&E NGBA | Cottonwood | 115 | Offshore_Wind |  |  | 0 | 0 | 0 | 0 | 0 | 0 | 0 | 0 | 0 | 5 | 2 | 1 | 1 | [18 empty] | 1 | 1 |  | 0
PG&E NGBA | Cottonwood | 230 | Offshore_Wind |  |  | 0 | 0 | 0 | 0 | 0 | 0 | 0 | 0 | 0 | 5 | 2 | 1 | 1 | [18 empty] | 1 | 1 |  | 0
PG&E NGBA | Cove Road | 230 | Offshore_Wind |  |  | 0 | 0 | 0 | 0 | 0 | 0 | 0 | 0 | 0 | 5 | 2 | 1 | 1 | [18 empty] | 1 | 1 |  | 0
PG&E GBA | Coyote | 230 | Offshore_Wind |  |  | 0 | 0 | 0 | 0 | 0 | 0 | 0 | 0 | 0 | 5 | 4 | 1 | 1 | [18 empty] | 1 | 1 |  | 0
PG&E GBA | Crazy Horse Canyon | 115 | Offshore_Wind |  |  | 0 | 0 | 0 | 0 | 0 | 0 | 0 | 0 | 0 | 1 | 1 | 1 | 1 | [18 empty] | 1 | 1 |  | 0
PG&E FRESNO | Cressey | 115 | Offshore_Wind |  |  | 0 | 0 | 0 | 0 | 0 | 0 | 0 | 0 | 0 | 5 | 4 | 5 | 2 | [18 empty] | 1 | 1 |  | 0
PG&E NGBA | Cresta | 230 | Offshore_Wind |  |  | 0 | 0 | 0 | 0 | 0 | 0 | 0 | 0 | 0 | 5 | 4 | 1 | 1 | [18 empty] | 1 | 1 |  | 0
PG&E GBA | Curtis | 115 | Offshore_Wind |  |  | 0 | 0 | 0 | 0 | 0 | 0 | 0 | 0 | 0 | 5 | 4 | 1 | 1 | [18 empty] | 1 | 1 |  | 0
PG&E FRESNO | Dairyland | 115 | Offshore_Wind |  |  | 0 | 0 | 0 | 0 | 0 | 0 | 0 | 0 | 0 | 5 | 4 | 5 | 2 | [18 empty] | 1 | 1 |  | 0
PG&E NGBA | Davis | 115 | Offshore_Wind |  |  | 0 | 0 | 0 | 0 | 0 | 0 | 0 | 0 | 0 | 5 | 2 | 1 | 1 | [18 empty] | 1 | 1 |  | 0
SCE Metro | Del Amo | 500 | Offshore_Wind |  |  | 0 | 0 | 0 | 0 | 0 | 0 | 0 | 0 | 0 | 1 | 1 | 1 | 1 | [18 empty] | 1 | 1 |  | 0
SCE Metro | Del Amo | 230 | Offshore_Wind |  |  | 0 | 0 | 0 | 0 | 0 | 0 | 0 | 0 | 0 | 1 | 1 | 1 | 1 | [18 empty] | 1 | 1 |  | 0
SCE Eastern | Delaney | 500 | Offshore_Wind |  |  | 0 | 0 | 0 | 0 | 0 | 0 | 0 | 0 | 0 | 5 | 2 | 1 | 1 | [18 empty] | 1 | 1 |  | 0
PG&E NGBA | Delevan | 230 | Offshore_Wind |  |  | 0 | 0 | 0 | 0 | 0 | 0 | 0 | 0 | 0 | 5 | 2 | 1 | 1 | [18 empty] | 1 | 1 |  | 0
PG&E GBA | Delta PP | 230 | Offshore_Wind |  |  | 0 | 0 | 0 | 0 | 0 | 0 | 0 | 0 | 0 | 5 | 2 | 1 | 1 | [18 empty] | 1 | 1 |  | 0
EOP | Desert View | 230 | Offshore_Wind |  |  | 0 | 0 | 0 | 0 | 0 | 0 | 0 | 0 | 0 | 5 | 3 | 1 | 1 | [18 empty] | 1 | 1 |  | 0
SCE Eastern | Devers | 230 | Offshore_Wind |  |  | 0 | 0 | 0 | 0 | 0 | 0 | 0 | 0 | 0 | 1 | 1 | 1 | 1 | [18 empty] | 1 | 1 |  | 0
SCE Eastern | Devers | 500 | Offshore_Wind |  |  | 0 | 0 | 0 | 0 | 0 | 0 | 0 | 0 | 0 | 1 | 1 | 1 | 1 | [18 empty] | 1 | 1 |  | 0
PG&E KERN | Diablo Canyon | 230 | Offshore_Wind |  |  | 0 | 0 | 0 | 0 | 0 | 0 | 0 | 0 | 0 | 1 | 1 | 1 | 1 | [18 empty] | 1 | 1 |  | 0
PG&E KERN | Diablo Canyon | 500 | Offshore_Wind |  |  | 2500 | 0 | 2500 | 0 | 0 | 0 | 2500 | 0 | 2500 | 5 | 2 | 4 | 4 | [18 empty] | 1+ | 3 |  | 1
PG&E KERN | Divide | 115 | Offshore_Wind |  |  | 0 | 0 | 0 | 0 | 0 | 0 | 0 | 0 | 0 | 1 | 1 | 1 | 1 | [18 empty] | 1 | 1 |  | 0
PG&E GBA | Dixon Landing | 115 | Offshore_Wind |  |  | 0 | 0 | 0 | 0 | 0 | 0 | 0 | 0 | 0 | 5 | 4 | 1 | 1 | [18 empty] | 1 | 1 |  | 0
PG&E FRESNO | Dos Amigos | 230 | Offshore_Wind |  |  | 0 | 0 | 0 | 0 | 0 | 0 | 0 | 0 | 0 | 1 | 1 | 1 | 1 | [18 empty] | 1 | 1 |  | 0
PG&E NGBA | Drum | 115 | Offshore_Wind |  |  | 0 | 0 | 0 | 0 | 0 | 0 | 0 | 0 | 0 | 5 | 4 | 1 | 1 | [18 empty] | 1 | 1 |  | 0
PG&E GBA | Dumbarton | 115 | Offshore_Wind |  |  | 0 | 0 | 0 | 0 | 0 | 0 | 0 | 0 | 0 | 5 | 2 | 1 | 1 | [18 empty] | 1 | 1 |  | 0
SCE NOL | Dunn Siding | 115 | Offshore_Wind |  |  | 0 | 0 | 0 | 0 | 0 | 0 | 0 | 0 | 0 | 3 | 3 | 1 | 1 | [18 empty] | 1 | 1 |  | 0
SCE Eastern | Eagle Mountain | 230 | Offshore_Wind |  |  | 0 | 0 | 0 | 0 | 0 | 0 | 0 | 0 | 0 | 5 | 4 | 3 | 3 | [18 empty] | 1 | 1 |  | 0
PG&E NGBA | Eagle Rock (PGE) | 115 | Offshore_Wind |  |  | 0 | 0 | 0 | 0 | 0 | 0 | 0 | 0 | 0 | 5 | 2 | 1 | 1 | [18 empty] | 1 | 1 |  | 0
SCE Metro | Eagle Rock (SCE) | 230 | Offshore_Wind |  |  | 0 | 0 | 0 | 0 | 0 | 0 | 0 | 0 | 0 | 1 | 1 | 1 | 1 | [18 empty] | 1 | 1 |  | 0
PG&E NGBA | East Marysville | 115 | Offshore_Wind |  |  | 0 | 0 | 0 | 0 | 0 | 0 | 0 | 0 | 0 | 5 | 4 | 1 | 1 | [18 empty] | 1 | 1 |  | 0
PG&E NGBA | East Nicolaus | 115 | Offshore_Wind |  |  | 0 | 0 | 0 | 0 | 0 | 0 | 0 | 0 | 0 | 5 | 4 | 1 | 1 | [18 empty] | 1 | 1 |  | 0
PG&E GBA | Eastshore | 115 | Offshore_Wind |  |  | 0 | 0 | 0 | 0 | 0 | 0 | 0 | 0 | 0 | 5 | 2 | 1 | 1 | [18 empty] | 1 | 1 |  | 0
PG&E GBA | Eastshore | 230 | Offshore_Wind |  |  | 0 | 0 | 0 | 0 | 0 | 0 | 0 | 0 | 0 | 5 | 2 | 1 | 1 | [18 empty] | 1 | 1 |  | 0
SDGE | ECO | 138 | Offshore_Wind |  |  | 0 | 0 | 0 | 0 | 0 | 0 | 0 | 0 | 0 | 1 | 1 | 1 | 1 | [18 empty] | 1 | 1 |  | 0
SDGE | ECO | 230 | Offshore_Wind |  |  | 0 | 0 | 0 | 0 | 0 | 0 | 0 | 0 | 0 | 1 | 1 | 1 | 1 | [18 empty] | 1 | 1 |  | 0
SDGE | ECO | 500 | Offshore_Wind |  |  | 0 | 0 | 0 | 0 | 0 | 0 | 0 | 0 | 0 | 1 | 1 | 1 | 1 | [18 empty] | 1 | 1 |  | 0
PG&E GBA | Edenvale | 115 | Offshore_Wind |  |  | 0 | 0 | 0 | 0 | 0 | 0 | 0 | 0 | 0 | 5 | 4 | 1 | 1 | [18 empty] | 1 | 1 |  | 0
PG&E GBA | Edes | 115 | Offshore_Wind |  |  | 0 | 0 | 0 | 0 | 0 | 0 | 0 | 0 | 0 | 5 | 2 | 1 | 1 | [18 empty] | 1 | 1 |  | 0
PG&E GBA | Eight Mile | 230 | Offshore_Wind |  |  | 0 | 0 | 0 | 0 | 0 | 0 | 0 | 0 | 0 | 5 | 4 | 1 | 1 | [18 empty] | 1 | 1 |  | 0
SCE Eastern | El Casco | 230 | Offshore_Wind |  |  | 0 | 0 | 0 | 0 | 0 | 0 | 0 | 0 | 0 | 1 | 1 | 1 | 1 | [18 empty] | 1 | 1 |  | 0
PG&E GBA | El Cerrito G | 115 | Offshore_Wind |  |  | 0 | 0 | 0 | 0 | 0 | 0 | 0 | 0 | 0 | 5 | 2 | 1 | 1 | [18 empty] | 1 | 1 |  | 0
PG&E NGBA | El Dorado PH | 115 | Offshore_Wind |  |  | 0 | 0 | 0 | 0 | 0 | 0 | 0 | 0 | 0 | 5 | 4 | 1 | 1 | [18 empty] | 1 | 1 |  | 0
PG&E FRESNO | El Nido (PGE) | 115 | Offshore_Wind |  |  | 0 | 0 | 0 | 0 | 0 | 0 | 0 | 0 | 0 | 5 | 4 | 5 | 2 | [18 empty] | 1 | 1 |  | 0
SCE Metro | El Nido (SCE) | 230 | Offshore_Wind |  |  | 0 | 0 | 0 | 0 | 0 | 0 | 0 | 0 | 0 | 1 | 1 | 1 | 1 | [18 empty] | 1 | 1 |  | 0
PG&E GBA | El Patio | 115 | Offshore_Wind |  |  | 0 | 0 | 0 | 0 | 0 | 0 | 0 | 0 | 0 | 5 | 4 | 1 | 1 | [18 empty] | 1 | 1 |  | 0
SCE Metro | El Segundo | 230 | Offshore_Wind |  |  | 0 | 0 | 0 | 0 | 0 | 0 | 0 | 0 | 0 | 1 | 1 | 1 | 1 | [18 empty] | 1 | 1 |  | 0
EOP | Eldorado | 230 | Offshore_Wind |  |  | 0 | 0 | 0 | 0 | 0 | 0 | 0 | 0 | 0 | 5 | 3 | 1 | 1 | [18 empty] | 1 | 1 |  | 0
EOP | Eldorado | 500 | Offshore_Wind |  |  | 0 | 0 | 0 | 0 | 0 | 0 | 0 | 0 | 0 | 5 | 2 | 1 | 1 | [18 empty] | 1 | 1 |  | 0
PG&E KERN | Elk Hills | 230 | Offshore_Wind |  |  | 0 | 0 | 0 | 0 | 0 | 0 | 0 | 0 | 0 | 5 | 2 | 4 | 4 | [18 empty] | 1 | 1 |  | 0
SCE Metro | Ellis | 230 | Offshore_Wind |  |  | 0 | 0 | 0 | 0 | 0 | 0 | 0 | 0 | 0 | 1 | 1 | 1 | 1 | [18 empty] | 1 | 1 |  | 0
SDGE | Encina | 138 | Offshore_Wind |  |  | 0 | 0 | 0 | 0 | 0 | 0 | 0 | 0 | 0 | 1 | 1 | 1 | 1 | [18 empty] | 1 | 1 |  | 0
SDGE | Encina | 230 | Offshore_Wind |  |  | 0 | 0 | 0 | 0 | 0 | 0 | 0 | 0 | 0 | 1 | 1 | 1 | 1 | [18 empty] | 1 | 1 |  | 0
SDGE | Escondido | 230 | Offshore_Wind |  |  | 0 | 0 | 0 | 0 | 0 | 0 | 0 | 0 | 0 | 1 | 1 | 1 | 1 | [18 empty] | 1 | 1 |  | 0
PG&E KERN | Estrella | 230 | Offshore_Wind |  |  | 0 | 0 | 0 | 0 | 0 | 0 | 0 | 0 | 0 | 1 | 1 | 1 | 1 | [18 empty] | 1 | 1 |  | 0
SCE Eastern | Etiwanda | 230 | Offshore_Wind |  |  | 0 | 0 | 0 | 0 | 0 | 0 | 0 | 0 | 0 | 1 | 1 | 1 | 1 | [18 empty] | 1 | 1 |  | 0
PG&E GBA | Evergreen | 115 | Offshore_Wind |  |  | 0 | 0 | 0 | 0 | 0 | 0 | 0 | 0 | 0 | 5 | 4 | 1 | 1 | [18 empty] | 1 | 1 |  | 0
PG&E FRESNO | Excelsior | 115 | Offshore_Wind |  |  | 0 | 0 | 0 | 0 | 0 | 0 | 0 | 0 | 0 | 5 | 4 | 1 | 1 | [18 empty] | 1 | 1 |  | 0
PG&E FRESNO | Exchequer | 115 | Offshore_Wind |  |  | 0 | 0 | 0 | 0 | 0 | 0 | 0 | 0 | 0 | 5 | 4 | 5 | 2 | [18 empty] | 1 | 1 |  | 0
PG&E KERN | Fairway | 115 | Offshore_Wind |  |  | 0 | 0 | 0 | 0 | 0 | 0 | 0 | 0 | 0 | 1 | 1 | 1 | 1 | [18 empty] | 1 | 1 |  | 0
PG&E KERN | Famoso | 115 | Offshore_Wind |  |  | 0 | 0 | 0 | 0 | 0 | 0 | 0 | 0 | 0 | 1 | 1 | 1 | 1 | [18 empty] | 1 | 1 |  | 0
PG&E NGBA | Fern Road | 500 | Offshore_Wind |  |  | 0 | 0 | 0 | 0 | 0 | 0 | 0 | 0 | 0 | 5 | 2 | 1 | 1 | [18 empty] | 1 | 1 |  | 0
PG&E GBA | Fibreboard (SPI Sonora) | 115 | Offshore_Wind |  |  | 0 | 0 | 0 | 0 | 0 | 0 | 0 | 0 | 0 | 5 | 4 | 1 | 1 | [18 empty] | 1 | 1 |  | 0
PG&E FRESNO | Figarden | 230 | Offshore_Wind |  |  | 0 | 0 | 0 | 0 | 0 | 0 | 0 | 0 | 0 | 5 | 4 | 5 | 2 | [18 empty] | 1 | 1 |  | 0
PG&E FRESNO | Fink | 230 | Offshore_Wind |  |  | 0 | 0 | 0 | 0 | 0 | 0 | 0 | 0 | 0 | 1 | 1 | 1 | 1 | [18 empty] | 1 | 1 |  | 0
PG&E GBA | FMC | 115 | Offshore_Wind |  |  | 0 | 0 | 0 | 0 | 0 | 0 | 0 | 0 | 0 | 5 | 4 | 1 | 1 | [18 empty] | 1 | 1 |  | 0
PG&E GBA | Fremont | 115 | Offshore_Wind |  |  | 0 | 0 | 0 | 0 | 0 | 0 | 0 | 0 | 0 | 5 | 2 | 1 | 1 | [18 empty] | 1 | 1 |  | 0
PG&E GBA | Frogtown | 115 | Offshore_Wind |  |  | 0 | 0 | 0 | 0 | 0 | 0 | 0 | 0 | 0 | 5 | 4 | 1 | 1 | [18 empty] | 1 | 1 |  | 0
PG&E NGBA | Fulton | 115 | Offshore_Wind |  |  | 0 | 0 | 0 | 0 | 0 | 0 | 0 | 0 | 0 | 5 | 4 | 1 | 1 | [18 empty] | 1 | 1 |  | 0
PG&E NGBA | Fulton | 230 | Offshore_Wind |  |  | 0 | 0 | 0 | 0 | 0 | 0 | 0 | 0 | 0 | 5 | 4 | 1 | 1 | [18 empty] | 1 | 1 |  | 0
PG&E KERN | Ganso | 115 | Offshore_Wind |  |  | 0 | 0 | 0 | 0 | 0 | 0 | 0 | 0 | 0 | 1 | 1 | 1 | 1 | [18 empty] | 1 | 1 |  | 0
PG&E FRESNO | Gates | 230 | Offshore_Wind |  |  | 0 | 0 | 0 | 0 | 0 | 0 | 0 | 0 | 0 | 5 | 2 | 4 | 4 | [18 empty] | 1 | 1 |  | 0
PG&E FRESNO | Gates | 500 | Offshore_Wind |  |  | 0 | 0 | 0 | 0 | 0 | 0 | 0 | 0 | 0 | 5 | 2 | 4 | 4 | [18 empty] | 1 | 1 |  | 0
PG&E NGBA | Geysers 12 | 230 | Offshore_Wind |  |  | 0 | 0 | 0 | 0 | 0 | 0 | 0 | 0 | 0 | 5 | 4 | 1 | 1 | [18 empty] | 1 | 1 |  | 0
PG&E NGBA | Geysers 17 | 230 | Offshore_Wind |  |  | 0 | 0 | 0 | 0 | 0 | 0 | 0 | 0 | 0 | 5 | 4 | 1 | 1 | [18 empty] | 1 | 1 |  | 0
PG&E NGBA | Geysers 3 | 115 | Offshore_Wind |  |  | 0 | 0 | 0 | 0 | 0 | 0 | 0 | 0 | 0 | 5 | 2 | 1 | 1 | [18 empty] | 1 | 1 |  | 0
PG&E NGBA | Glenn | 230 | Offshore_Wind |  |  | 0 | 0 | 0 | 0 | 0 | 0 | 0 | 0 | 0 | 5 | 2 | 1 | 1 | [18 empty] | 1 | 1 |  | 0
PG&E NGBA | Gold Hill | 115 | Offshore_Wind |  |  | 0 | 0 | 0 | 0 | 0 | 0 | 0 | 0 | 0 | 5 | 4 | 1 | 1 | [18 empty] | 1 | 1 |  | 0
PG&E NGBA | Gold Hill | 230 | Offshore_Wind |  |  | 0 | 0 | 0 | 0 | 0 | 0 | 0 | 0 | 0 | 5 | 4 | 1 | 1 | [18 empty] | 1 | 1 |  | 0
SCE Northern | Goleta | 230 | Offshore_Wind |  |  | 0 | 0 | 0 | 0 | 0 | 0 | 0 | 0 | 0 | 5 | 2 | 1 | 1 | [18 empty] | 1 | 1 |  | 0
SCE Metro | Goodrich | 230 | Offshore_Wind |  |  | 0 | 0 | 0 | 0 | 0 | 0 | 0 | 0 | 0 | 1 | 1 | 1 | 1 | [18 empty] | 1 | 1 |  | 0
PG&E KERN | Goose Lake | 115 | Offshore_Wind |  |  | 0 | 0 | 0 | 0 | 0 | 0 | 0 | 0 | 0 | 1 | 1 | 1 | 1 | [18 empty] | 1 | 1 |  | 0
SCE Metro | Gould | 230 | Offshore_Wind |  |  | 0 | 0 | 0 | 0 | 0 | 0 | 0 | 0 | 0 | 1 | 1 | 1 | 1 | [18 empty] | 1 | 1 |  | 0
PG&E NGBA | Grand Island | 115 | Offshore_Wind |  |  | 0 | 0 | 0 | 0 | 0 | 0 | 0 | 0 | 0 | 5 | 4 | 1 | 1 | [18 empty] | 1 | 1 |  | 0
PG&E GBA | Grant | 115 | Offshore_Wind |  |  | 0 | 0 | 0 | 0 | 0 | 0 | 0 | 0 | 0 | 5 | 2 | 1 | 1 | [18 empty] | 1 | 1 |  | 0
PG&E GBA | Green Valley | 115 | Offshore_Wind |  |  | 0 | 0 | 0 | 0 | 0 | 0 | 0 | 0 | 0 | 5 | 4 | 1 | 1 | [18 empty] | 1 | 1 |  | 0
PG&E NGBA | Greenleaf 1 | 115 | Offshore_Wind |  |  | 0 | 0 | 0 | 0 | 0 | 0 | 0 | 0 | 0 | 5 | 4 | 1 | 1 | [18 empty] | 1 | 1 |  | 0
PG&E FRESNO | Gregg | 230 | Offshore_Wind |  |  | 0 | 0 | 0 | 0 | 0 | 0 | 0 | 0 | 0 | 5 | 4 | 5 | 2 | [18 empty] | 1 | 1 |  | 0
PG&E FRESNO | Grimmway-Malaga | 115 | Offshore_Wind |  |  | 0 | 0 | 0 | 0 | 0 | 0 | 0 | 0 | 0 | 5 | 4 | 5 | 2 | [18 empty] | 1 | 1 |  | 0
PG&E NGBA | Grizzly | 230 | Offshore_Wind |  |  | 0 | 0 | 0 | 0 | 0 | 0 | 0 | 0 | 0 | 5 | 4 | 1 | 1 | [18 empty] | 1 | 1 |  | 0
PG&E FRESNO | GWF Hanford | 115 | Offshore_Wind |  |  | 0 | 0 | 0 | 0 | 0 | 0 | 0 | 0 | 0 | 5 | 4 | 5 | 2 | [18 empty] | 1 | 1 |  | 0
PG&E FRESNO | Haas | 230 | Offshore_Wind |  |  | 0 | 0 | 0 | 0 | 0 | 0 | 0 | 0 | 0 | 5 | 4 | 5 | 2 | [18 empty] | 1 | 1 |  | 0
PG&E FRESNO | Hammonds | 115 | Offshore_Wind |  |  | 0 | 0 | 0 | 0 | 0 | 0 | 0 | 0 | 0 | 1 | 1 | 1 | 1 | [18 empty] | 1 | 1 |  | 0
SCE Metro | HarborGen | 230 | Offshore_Wind |  |  | 0 | 0 | 0 | 0 | 0 | 0 | 0 | 0 | 0 | 1 | 1 | 1 | 1 | [18 empty] | 1 | 1 |  | 0
EOP | Harry Allen | 500 | Offshore_Wind |  |  | 0 | 0 | 0 | 0 | 0 | 0 | 0 | 0 | 0 | 5 | 3 | 1 | 1 | [18 empty] | 1 | 1 |  | 0
SCE NOL | Harvard | 115 | Offshore_Wind |  |  | 0 | 0 | 0 | 0 | 0 | 0 | 0 | 0 | 0 | 3 | 3 | 1 | 1 | [18 empty] | 1 | 1 |  | 0
SDGE | Hassayampa | 500 | Offshore_Wind |  |  | 0 | 0 | 0 | 0 | 0 | 0 | 0 | 0 | 0 | 5 | 2 | 1 | 1 | [18 empty] | 1 | 1 |  | 0
PG&E FRESNO | Helm | 230 | Offshore_Wind |  |  | 0 | 0 | 0 | 0 | 0 | 0 | 0 | 0 | 0 | 5 | 4 | 5 | 2 | [18 empty] | 1 | 1 |  | 0
PG&E FRESNO | Henrietta | 115 | Offshore_Wind |  |  | 0 | 0 | 0 | 0 | 0 | 0 | 0 | 0 | 0 | 1 | 1 | 1 | 1 | [18 empty] | 1 | 1 |  | 0
PG&E FRESNO | Henrietta | 230 | Offshore_Wind |  |  | 0 | 0 | 0 | 0 | 0 | 0 | 0 | 0 | 0 | 1 | 1 | 1 | 1 | [18 empty] | 1 | 1 |  | 0
PG&E FRESNO | Herndon | 115 | Offshore_Wind |  |  | 0 | 0 | 0 | 0 | 0 | 0 | 0 | 0 | 0 | 5 | 2 | 5 | 2 | [18 empty] | 1 | 1 |  | 0
PG&E FRESNO | Herndon | 230 | Offshore_Wind |  |  | 0 | 0 | 0 | 0 | 0 | 0 | 0 | 0 | 0 | 5 | 4 | 5 | 2 | [18 empty] | 1 | 1 |  | 0
PG&E GBA | Hicks | 230 | Offshore_Wind |  |  | 0 | 0 | 0 | 0 | 0 | 0 | 0 | 0 | 0 | 5 | 4 | 1 | 1 | [18 empty] | 1 | 1 |  | 0
PG&E NGBA | Higgins | 115 | Offshore_Wind |  |  | 0 | 0 | 0 | 0 | 0 | 0 | 0 | 0 | 0 | 5 | 4 | 1 | 1 | [18 empty] | 1 | 1 |  | 0
PG&E NGBA | Hilltop | 345 | Offshore_Wind |  |  | 0 | 0 | 0 | 0 | 0 | 0 | 0 | 0 | 0 | 5 | 2 | 1 | 1 | [18 empty] | 1 | 1 |  | 0
SCE Metro | Hinson | 230 | Offshore_Wind |  |  | 0 | 0 | 0 | 0 | 0 | 0 | 0 | 0 | 0 | 1 | 1 | 1 | 1 | [18 empty] | 1 | 1 |  | 0
PG&E GBA | Hollister | 115 | Offshore_Wind |  |  | 0 | 0 | 0 | 0 | 0 | 0 | 0 | 0 | 0 | 5 | 4 | 1 | 1 | [18 empty] | 1 | 1 |  | 0
PG&E NGBA | Homestake | 115 | Offshore_Wind |  |  | 0 | 0 | 0 | 0 | 0 | 0 | 0 | 0 | 0 | 5 | 2 | 1 | 1 | [18 empty] | 1 | 1 |  | 0
PG&E NGBA | Honcut | 115 | Offshore_Wind |  |  | 0 | 0 | 0 | 0 | 0 | 0 | 0 | 0 | 0 | 5 | 4 | 1 | 1 | [18 empty] | 1 | 1 |  | 0
SDGE | Hoodoo Wash | 500 | Offshore_Wind |  |  | 0 | 0 | 0 | 0 | 0 | 0 | 0 | 0 | 0 | 5 | 2 | 1 | 1 | [18 empty] | 1 | 1 |  | 0
PG&E NGBA | Hopland | 115 | Offshore_Wind |  |  | 0 | 0 | 0 | 0 | 0 | 0 | 0 | 0 | 0 | 5 | 2 | 1 | 1 | [18 empty] | 1 | 1 |  | 0
PG&E NGBA | Humboldt | 115 | Offshore_Wind |  |  | 0 | 0 | 0 | 0 | 0 | 0 | 0 | 0 | 0 | 5 | 2 | 1 | 1 | [18 empty] | 2+ | 1 |  | 1
PG&E NGBA | Humboldt | 500 | Offshore_Wind |  |  | 2680 | 0 | 2680 | 0 | 0 | 0 | 2680 | 0 | 2680 | 5 | 4 | 5 | 4 | [18 empty] | 5- | 1 |  | 1
SCE Metro | Huntington Beach | 230 | Offshore_Wind |  |  | 0 | 0 | 0 | 0 | 0 | 0 | 0 | 0 | 0 | 1 | 1 | 1 | 1 | [18 empty] | 1 | 1 |  | 0
PG&E NGBA | Ignacio | 115 | Offshore_Wind |  |  | 0 | 0 | 0 | 0 | 0 | 0 | 0 | 0 | 0 | 5 | 4 | 1 | 1 | [18 empty] | 1 | 1 |  | 0
PG&E NGBA | Ignacio | 230 | Offshore_Wind |  |  | 0 | 0 | 0 | 0 | 0 | 0 | 0 | 0 | 0 | 5 | 2 | 1 | 1 | [18 empty] | 1 | 1 |  | 0
SDGE | Imperial Valley | 230 | Offshore_Wind |  |  | 0 | 0 | 0 | 0 | 0 | 0 | 0 | 0 | 0 | 1 | 1 | 1 | 1 | [18 empty] | 1 | 1 |  | 0
SDGE | Imperial Valley | 500 | Offshore_Wind |  |  | 0 | 0 | 0 | 0 | 0 | 0 | 0 | 0 | 0 | 1 | 1 | 1 | 1 | [18 empty] | 1 | 1 |  | 0
EOP | Innovation | 138 | Offshore_Wind |  |  | 0 | 0 | 0 | 0 | 0 | 0 | 0 | 0 | 0 | 5 | 3 | 1 | 1 | [18 empty] | 1 | 1 |  | 0
EOP | Innovation | 230 | Offshore_Wind |  |  | 0 | 0 | 0 | 0 | 0 | 0 | 0 | 0 | 0 | 5 | 3 | 1 | 1 | [18 empty] | 1 | 1 |  | 0
SCE NOL | Inyokern | 115 | Offshore_Wind |  |  | 0 | 0 | 0 | 0 | 0 | 0 | 0 | 0 | 0 | 3 | 3 | 1 | 1 | [18 empty] | 1 | 1 |  | 0
EOP | IS Tap | 138 | Offshore_Wind |  |  | 0 | 0 | 0 | 0 | 0 | 0 | 0 | 0 | 0 | 5 | 3 | 1 | 1 | [18 empty] | 1 | 1 |  | 0
EOP | Ivanpah | 115 | Offshore_Wind |  |  | 0 | 0 | 0 | 0 | 0 | 0 | 0 | 0 | 0 | 5 | 3 | 1 | 1 | [18 empty] | 1 | 1 |  | 0
EOP | Ivanpah | 230 | Offshore_Wind |  |  | 0 | 0 | 0 | 0 | 0 | 0 | 0 | 0 | 0 | 5 | 3 | 1 | 1 | [18 empty] | 1 | 1 |  | 0
EOP | Jackass (DOE) | 138 | Offshore_Wind |  |  | 0 | 0 | 0 | 0 | 0 | 0 | 0 | 0 | 0 | 5 | 3 | 1 | 1 | [18 empty] | 1 | 1 |  | 0
PG&E NGBA | James B Black | 230 | Offshore_Wind |  |  | 0 | 0 | 0 | 0 | 0 | 0 | 0 | 0 | 0 | 5 | 2 | 1 | 1 | [18 empty] | 1 | 1 |  | 0
PG&E GBA | Jefferson | 230 | Offshore_Wind |  |  | 0 | 0 | 0 | 0 | 0 | 0 | 0 | 0 | 0 | 5 | 4 | 1 | 1 | [18 empty] | 1 | 1 |  | 0
PG&E NGBA | Jessup | 115 | Offshore_Wind |  |  | 0 | 0 | 0 | 0 | 0 | 0 | 0 | 0 | 0 | 5 | 2 | 1 | 1 | [18 empty] | 1 | 1 |  | 0
SCE Metro | Johanna | 230 | Offshore_Wind |  |  | 0 | 0 | 0 | 0 | 0 | 0 | 0 | 0 | 0 | 1 | 1 | 1 | 1 | [18 empty] | 1 | 1 |  | 0
SCE Eastern | Julian Hinds | 230 | Offshore_Wind |  |  | 0 | 0 | 0 | 0 | 0 | 0 | 0 | 0 | 0 | 5 | 4 | 3 | 3 | [18 empty] | 1 | 1 |  | 0
PG&E GBA | Kasson | 115 | Offshore_Wind |  |  | 0 | 0 | 0 | 0 | 0 | 0 | 0 | 0 | 0 | 5 | 4 | 1 | 1 | [18 empty] | 1 | 1 |  | 0
PG&E FRESNO | Kearney | 230 | Offshore_Wind |  |  | 0 | 0 | 0 | 0 | 0 | 0 | 0 | 0 | 0 | 5 | 4 | 5 | 2 | [18 empty] | 1 | 1 |  | 0
PG&E GBA | Kelso | 230 | Offshore_Wind |  |  | 0 | 0 | 0 | 0 | 0 | 0 | 0 | 0 | 0 | 5 | 2 | 1 | 1 | [18 empty] | 1 | 1 |  | 0
PG&E FRESNO | Kerchoff 1 | 115 | Offshore_Wind |  |  | 0 | 0 | 0 | 0 | 0 | 0 | 0 | 0 | 0 | 5 | 4 | 5 | 2 | [18 empty] | 1 | 1 |  | 0
PG&E KERN | Kern Oil | 115 | Offshore_Wind |  |  | 0 | 0 | 0 | 0 | 0 | 0 | 0 | 0 | 0 | 5 | 2 | 4 | 4 | [18 empty] | 1 | 1 |  | 0
PG&E KERN | Kern PP | 115 | Offshore_Wind |  |  | 0 | 0 | 0 | 0 | 0 | 0 | 0 | 0 | 0 | 5 | 2 | 4 | 4 | [18 empty] | 1 | 1 |  | 0
PG&E KERN | Kern PP | 230 | Offshore_Wind |  |  | 0 | 0 | 0 | 0 | 0 | 0 | 0 | 0 | 0 | 5 | 2 | 4 | 4 | [18 empty] | 1 | 1 |  | 0
PG&E KERN | Kernridge | 115 | Offshore_Wind |  |  | 0 | 0 | 0 | 0 | 0 | 0 | 0 | 0 | 0 | 5 | 2 | 4 | 4 | [18 empty] | 1 | 1 |  | 0
PG&E FRESNO | Kingsburg | 115 | Offshore_Wind |  |  | 0 | 0 | 0 | 0 | 0 | 0 | 0 | 0 | 0 | 5 | 4 | 5 | 4 | [18 empty] | 1 | 1 |  | 0
PG&E GBA | Kirker | 115 | Offshore_Wind |  |  | 0 | 0 | 0 | 0 | 0 | 0 | 0 | 0 | 0 | 5 | 2 | 1 | 1 | [18 empty] | 1 | 1 |  | 0
PG&E NGBA | Knights Landing | 115 | Offshore_Wind |  |  | 0 | 0 | 0 | 0 | 0 | 0 | 0 | 0 | 0 | 5 | 4 | 1 | 1 | [18 empty] | 1 | 1 |  | 0
SCE NOL | Kramer | 115 | Offshore_Wind |  |  | 0 | 0 | 0 | 0 | 0 | 0 | 0 | 0 | 0 | 3 | 3 | 1 | 1 | [18 empty] | 1 | 1 |  | 0
SCE NOL | Kramer | 230 | Offshore_Wind |  |  | 0 | 0 | 0 | 0 | 0 | 0 | 0 | 0 | 0 | 3 | 3 | 1 | 1 | [18 empty] | 1 | 1 |  | 0
SCE Metro | La Cienega | 230 | Offshore_Wind |  |  | 0 | 0 | 0 | 0 | 0 | 0 | 0 | 0 | 0 | 1 | 1 | 1 | 1 | [18 empty] | 1 | 1 |  | 0
SCE Metro | La Fresa | 230 | Offshore_Wind |  |  | 0 | 0 | 0 | 0 | 0 | 0 | 0 | 0 | 0 | 1 | 1 | 1 | 1 | [18 empty] | 1 | 1 |  | 0
SCE Metro | Laguna Bell | 230 | Offshore_Wind |  |  | 0 | 0 | 0 | 0 | 0 | 0 | 0 | 0 | 0 | 1 | 1 | 1 | 1 | [18 empty] | 1 | 1 |  | 0
PG&E NGBA | Lakeville | 230 | Offshore_Wind |  |  | 0 | 0 | 0 | 0 | 0 | 0 | 0 | 0 | 0 | 5 | 4 | 1 | 1 | [18 empty] | 1 | 1 |  | 0
PG&E NGBA | Lakeville | 115 | Offshore_Wind |  |  | 0 | 0 | 0 | 0 | 0 | 0 | 0 | 0 | 0 | 5 | 4 | 1 | 1 | [18 empty] | 1 | 1 |  | 0
PG&E GBA | Lakewood | 115 | Offshore_Wind |  |  | 0 | 0 | 0 | 0 | 0 | 0 | 0 | 0 | 0 | 5 | 2 | 1 | 1 | [18 empty] | 1 | 1 |  | 0
PG&E NGBA | Lambie | 230 | Offshore_Wind |  |  | 0 | 0 | 0 | 0 | 0 | 0 | 0 | 0 | 0 | 5 | 4 | 1 | 1 | [18 empty] | 1 | 1 |  | 0
PG&E GBA | Lammers | 115 | Offshore_Wind |  |  | 0 | 0 | 0 | 0 | 0 | 0 | 0 | 0 | 0 | 5 | 4 | 1 | 1 | [18 empty] | 1 | 1 |  | 0
PG&E KERN | Lamont | 115 | Offshore_Wind |  |  | 0 | 0 | 0 | 0 | 0 | 0 | 0 | 0 | 0 | 5 | 2 | 4 | 4 | [18 empty] | 1 | 1 |  | 0
PG&E FRESNO | Las Aguilas | 230 | Offshore_Wind |  |  | 0 | 0 | 0 | 0 | 0 | 0 | 0 | 0 | 0 | 1 | 1 | 1 | 1 | [18 empty] | 1 | 1 |  | 0
EOP | Lathrop | 138 | Offshore_Wind |  |  | 0 | 0 | 0 | 0 | 0 | 0 | 0 | 0 | 0 | 5 | 3 | 1 | 1 | [18 empty] | 1 | 1 |  | 0
EOP | Lathrop | 230 | Offshore_Wind |  |  | 0 | 0 | 0 | 0 | 0 | 0 | 0 | 0 | 0 | 5 | 3 | 1 | 1 | [18 empty] | 1 | 1 |  | 0
PG&E FRESNO | Le Grand | 115 | Offshore_Wind |  |  | 0 | 0 | 0 | 0 | 0 | 0 | 0 | 0 | 0 | 5 | 4 | 5 | 2 | [18 empty] | 1 | 1 |  | 0
PG&E KERN | Lerdo | 115 | Offshore_Wind |  |  | 0 | 0 | 0 | 0 | 0 | 0 | 0 | 0 | 0 | 5 | 2 | 4 | 4 | [18 empty] | 1 | 1 |  | 0
SCE Metro | Lewis | 230 | Offshore_Wind |  |  | 0 | 0 | 0 | 0 | 0 | 0 | 0 | 0 | 0 | 1 | 1 | 1 | 1 | [18 empty] | 1 | 1 |  | 0
SCE Metro | Lighthipe | 230 | Offshore_Wind |  |  | 0 | 0 | 0 | 0 | 0 | 0 | 0 | 0 | 0 | 1 | 1 | 1 | 1 | [18 empty] | 1 | 1 |  | 0
PG&E NGBA | Lincoln | 115 | Offshore_Wind |  |  | 0 | 0 | 0 | 0 | 0 | 0 | 0 | 0 | 0 | 5 | 4 | 1 | 1 | [18 empty] | 1 | 1 |  | 0
PG&E KERN | Live Oak | 115 | Offshore_Wind |  |  | 0 | 0 | 0 | 0 | 0 | 0 | 0 | 0 | 0 | 5 | 2 | 4 | 4 | [18 empty] | 1 | 1 |  | 0
PG&E GBA | Llagas | 115 | Offshore_Wind |  |  | 0 | 0 | 0 | 0 | 0 | 0 | 0 | 0 | 0 | 5 | 4 | 1 | 1 | [18 empty] | 1 | 1 |  | 0
PG&E GBA | Lockeford | 115 | Offshore_Wind |  |  | 0 | 0 | 0 | 0 | 0 | 0 | 0 | 0 | 0 | 5 | 4 | 1 | 1 | [18 empty] | 1 | 1 |  | 0
PG&E GBA | Lockeford | 230 | Offshore_Wind |  |  | 0 | 0 | 0 | 0 | 0 | 0 | 0 | 0 | 0 | 5 | 4 | 1 | 1 | [18 empty] | 1 | 1 |  | 0
PG&E GBA | Lodi | 230 | Offshore_Wind |  |  | 0 | 0 | 0 | 0 | 0 | 0 | 0 | 0 | 0 | 5 | 4 | 1 | 1 | [18 empty] | 1 | 1 |  | 0
PG&E NGBA | Logan Creek | 230 | Offshore_Wind |  |  | 0 | 0 | 0 | 0 | 0 | 0 | 0 | 0 | 0 | 5 | 2 | 1 | 1 | [18 empty] | 1 | 1 |  | 0
PG&E GBA | Lone Tree | 230 | Offshore_Wind |  |  | 0 | 0 | 0 | 0 | 0 | 0 | 0 | 0 | 0 | 5 | 2 | 1 | 1 | [18 empty] | 1 | 1 |  | 0
PG&E FRESNO | Los Banos | 230 | Offshore_Wind |  |  | 0 | 0 | 0 | 0 | 0 | 0 | 0 | 0 | 0 | 1 | 1 | 1 | 1 | [18 empty] | 1 | 1 |  | 0
PG&E FRESNO | Los Banos | 500 | Offshore_Wind |  |  | 0 | 0 | 0 | 0 | 0 | 0 | 0 | 0 | 0 | 1 | 1 | 1 | 1 | [18 empty] | 1 | 1 |  | 0
SDGE | Los Coches | 138 | Offshore_Wind |  |  | 0 | 0 | 0 | 0 | 0 | 0 | 0 | 0 | 0 | 5 | 5 | 1 | 1 | [18 empty] | 1 | 1 |  | 0
PG&E GBA | Los Esteros | 115 | Offshore_Wind |  |  | 0 | 0 | 0 | 0 | 0 | 0 | 0 | 0 | 0 | 5 | 4 | 1 | 1 | [18 empty] | 1 | 1 |  | 0
PG&E GBA | Los Esteros | 230 | Offshore_Wind |  |  | 0 | 0 | 0 | 0 | 0 | 0 | 0 | 0 | 0 | 5 | 4 | 1 | 1 | [18 empty] | 1 | 1 |  | 0
PG&E GBA | Los Positas | 230 | Offshore_Wind |  |  | 0 | 0 | 0 | 0 | 0 | 0 | 0 | 0 | 0 | 5 | 4 | 1 | 1 | [18 empty] | 1 | 1 |  | 0
SCE NOL | Lugo | 230 | Offshore_Wind |  |  | 0 | 0 | 0 | 0 | 0 | 0 | 0 | 0 | 0 | 1 | 1 | 1 | 1 | [18 empty] | 1 | 1 |  | 0
SCE Metro | Lugo | 500 | Offshore_Wind |  |  | 0 | 0 | 0 | 0 | 0 | 0 | 0 | 0 | 0 | 1 | 1 | 1 | 1 | [18 empty] | 1 | 1 |  | 0
PG&E NGBA | Madison | 115 | Offshore_Wind |  |  | 0 | 0 | 0 | 0 | 0 | 0 | 0 | 0 | 0 | 5 | 2 | 1 | 1 | [18 empty] | 1 | 1 |  | 0
PG&E KERN | Magunden | 115 | Offshore_Wind |  |  | 0 | 0 | 0 | 0 | 0 | 0 | 0 | 0 | 0 | 5 | 2 | 4 | 4 | [18 empty] | 1 | 1 |  | 0
SCE Northern | Magunden | 230 | Offshore_Wind |  |  | 0 | 0 | 0 | 0 | 0 | 0 | 0 | 0 | 0 | 1 | 1 | 1 | 1 | [18 empty] | 1 | 1 |  | 0
PG&E FRESNO | Malaga | 115 | Offshore_Wind |  |  | 0 | 0 | 0 | 0 | 0 | 0 | 0 | 0 | 0 | 5 | 4 | 5 | 4 | [18 empty] | 1 | 1 |  | 0
PG&E NGBA | Malin | 500 | Offshore_Wind |  |  | 0 | 0 | 0 | 0 | 0 | 0 | 0 | 0 | 0 | 5 | 2 | 1 | 1 | [18 empty] | 1 | 1 |  | 0
SCE Northern | Mandalay | 230 | Offshore_Wind |  |  | 0 | 0 | 0 | 0 | 0 | 0 | 0 | 0 | 0 | 5 | 2 | 1 | 1 | [18 empty] | 1 | 1 |  | 0
PG&E FRESNO | Manning | 230 | Offshore_Wind |  |  | 0 | 0 | 0 | 0 | 0 | 0 | 0 | 0 | 0 | 1 | 1 | 1 | 1 | [18 empty] | 1 | 1 |  | 0
PG&E FRESNO | Manning | 500 | Offshore_Wind |  |  | 0 | 0 | 0 | 0 | 0 | 0 | 0 | 0 | 0 | 1 | 1 | 1 | 1 | [18 empty] | 1 | 1 |  | 0
PG&E GBA | Manteca | 115 | Offshore_Wind |  |  | 0 | 0 | 0 | 0 | 0 | 0 | 0 | 0 | 0 | 5 | 4 | 4 | 4 | [18 empty] | 1 | 1 |  | 0
SDGE | Margarita | 138 | Offshore_Wind |  |  | 0 | 0 | 0 | 0 | 0 | 0 | 0 | 0 | 0 | 1 | 1 | 1 | 1 | [18 empty] | 1 | 1 |  | 0
PG&E GBA | Martin | 230 | Offshore_Wind |  |  | 0 | 0 | 0 | 0 | 0 | 0 | 0 | 0 | 0 | 5 | 2 | 1 | 1 | [18 empty] | 1 | 1 |  | 0
PG&E GBA | Martin | 115 | Offshore_Wind |  |  | 0 | 0 | 0 | 0 | 0 | 0 | 0 | 0 | 0 | 5 | 2 | 1 | 1 | [18 empty] | 1 | 1 |  | 0
PG&E GBA | Martinez | 115 | Offshore_Wind |  |  | 0 | 0 | 0 | 0 | 0 | 0 | 0 | 0 | 0 | 5 | 4 | 1 | 1 | [18 empty] | 1 | 1 |  | 0
PG&E FRESNO | Mc Mullin | 230 | Offshore_Wind |  |  | 0 | 0 | 0 | 0 | 0 | 0 | 0 | 0 | 0 | 5 | 4 | 5 | 2 | [18 empty] | 1 | 1 |  | 0
PG&E FRESNO | McCall | 115 | Offshore_Wind |  |  | 0 | 0 | 0 | 0 | 0 | 0 | 0 | 0 | 0 | 5 | 4 | 5 | 2 | [18 empty] | 1 | 1 |  | 0
PG&E FRESNO | McCall | 230 | Offshore_Wind |  |  | 0 | 0 | 0 | 0 | 0 | 0 | 0 | 0 | 0 | 5 | 4 | 5 | 2 | [18 empty] | 1 | 1 |  | 0
PG&E GBA | Meadow Lane | 115 | Offshore_Wind |  |  | 0 | 0 | 0 | 0 | 0 | 0 | 0 | 0 | 0 | 5 | 2 | 1 | 1 | [18 empty] | 1 | 1 |  | 0
PG&E GBA | Melones | 115 | Offshore_Wind |  |  | 0 | 0 | 0 | 0 | 0 | 0 | 0 | 0 | 0 | 5 | 4 | 1 | 1 | [18 empty] | 1 | 1 |  | 0
PG&E GBA | Melones | 230 | Offshore_Wind |  |  | 0 | 0 | 0 | 0 | 0 | 0 | 0 | 0 | 0 | 5 | 4 | 1 | 1 | [18 empty] | 1 | 1 |  | 0
PG&E NGBA | Mendocino | 115 | Offshore_Wind |  |  | 0 | 0 | 0 | 0 | 0 | 0 | 0 | 0 | 0 | 5 | 2 | 1 | 1 | [18 empty] | 1 | 1 |  | 0
PG&E FRESNO | Mendota | 115 | Offshore_Wind |  |  | 0 | 0 | 0 | 0 | 0 | 0 | 0 | 0 | 0 | 5 | 4 | 5 | 2 | [18 empty] | 1 | 1 |  | 0
PG&E FRESNO | Merced | 115 | Offshore_Wind |  |  | 0 | 0 | 0 | 0 | 0 | 0 | 0 | 0 | 0 | 5 | 4 | 5 | 2 | [18 empty] | 1 | 1 |  | 0
EOP | Mercury | 138 | Offshore_Wind |  |  | 0 | 0 | 0 | 0 | 0 | 0 | 0 | 0 | 0 | 5 | 3 | 1 | 1 | [18 empty] | 1 | 1 |  | 0
PG&E KERN | Mesa (PGE) | 115 | Offshore_Wind |  |  | 0 | 0 | 0 | 0 | 0 | 0 | 0 | 0 | 0 | 1 | 1 | 1 | 1 | [18 empty] | 1 | 1 |  | 0
PG&E KERN | Mesa (PGE) | 230 | Offshore_Wind |  |  | 0 | 0 | 0 | 0 | 0 | 0 | 0 | 0 | 0 | 5 | 2 | 4 | 4 | [18 empty] | 1 | 1 |  | 0
SCE Metro | Mesa (SCE) | 230 | Offshore_Wind |  |  | 0 | 0 | 0 | 0 | 0 | 0 | 0 | 0 | 0 | 1 | 1 | 1 | 1 | [18 empty] | 1 | 1 |  | 0
SCE Metro | Mesa (SCE) | 500 | Offshore_Wind |  |  | 0 | 0 | 0 | 0 | 0 | 0 | 0 | 0 | 0 | 1 | 1 | 1 | 1 | [18 empty] | 1 | 1 |  | 0
PG&E GBA | Metcalf | 115 | Offshore_Wind |  |  | 0 | 0 | 0 | 0 | 0 | 0 | 0 | 0 | 0 | 5 | 4 | 1 | 1 | [18 empty] | 1 | 1 |  | 0
PG&E GBA | Metcalf | 230 | Offshore_Wind |  |  | 0 | 0 | 0 | 0 | 0 | 0 | 0 | 0 | 0 | 5 | 4 | 1 | 1 | [18 empty] | 1 | 1 |  | 0
PG&E GBA | Metcalf | 500 | Offshore_Wind |  |  | 0 | 0 | 0 | 0 | 0 | 0 | 0 | 0 | 0 | 1 | 1 | 1 | 1 | [18 empty] | 1 | 1 |  | 0
PG&E KERN | Midway | 115 | Offshore_Wind |  |  | 0 | 0 | 0 | 0 | 0 | 0 | 0 | 0 | 0 | 5 | 2 | 4 | 4 | [18 empty] | 1 | 1 |  | 0
PG&E KERN | Midway | 230 | Offshore_Wind |  |  | 0 | 0 | 0 | 0 | 0 | 0 | 0 | 0 | 0 | 5 | 2 | 4 | 4 | [18 empty] | 1 | 1 |  | 0
PG&E KERN | Midway | 500 | Offshore_Wind |  |  | 0 | 0 | 0 | 0 | 0 | 0 | 0 | 0 | 0 | 5 | 2 | 4 | 4 | [18 empty] | 1 | 1 |  | 0
SDGE | Miguel | 230 | Offshore_Wind |  |  | 0 | 0 | 0 | 0 | 0 | 0 | 0 | 0 | 0 | 1 | 1 | 1 | 1 | [18 empty] | 1 | 1 |  | 0
SDGE | Miguel | 500 | Offshore_Wind |  |  | 0 | 0 | 0 | 0 | 0 | 0 | 0 | 0 | 0 | 1 | 1 | 1 | 1 | [18 empty] | 1 | 1 |  | 0
PG&E GBA | Millbrae | 115 | Offshore_Wind |  |  | 0 | 0 | 0 | 0 | 0 | 0 | 0 | 0 | 0 | 5 | 2 | 1 | 1 | [18 empty] | 1 | 1 |  | 0
PG&E GBA | Miller | 115 | Offshore_Wind |  |  | 0 | 0 | 0 | 0 | 0 | 0 | 0 | 0 | 0 | 5 | 4 | 1 | 1 | [18 empty] | 1 | 1 |  | 0
SCE Metro | Mira Loma | 230 | Offshore_Wind |  |  | 0 | 0 | 0 | 0 | 0 | 0 | 0 | 0 | 0 | 1 | 1 | 1 | 1 | [18 empty] | 1 | 1 |  | 0
SCE Metro | Mira Loma | 500 | Offshore_Wind |  |  | 0 | 0 | 0 | 0 | 0 | 0 | 0 | 0 | 0 | 1 | 1 | 1 | 1 | [18 empty] | 1 | 1 |  | 0
SCE Eastern | Mirage | 115 | Offshore_Wind |  |  | 0 | 0 | 0 | 0 | 0 | 0 | 0 | 0 | 0 | 5 | 4 | 3 | 3 | [18 empty] | 1 | 1 |  | 0
SCE Eastern | Mirage | 230 | Offshore_Wind |  |  | 0 | 0 | 0 | 0 | 0 | 0 | 0 | 0 | 0 | 5 | 4 | 3 | 3 | [18 empty] | 1 | 1 |  | 0
SDGE | Mission | 138 | Offshore_Wind |  |  | 0 | 0 | 0 | 0 | 0 | 0 | 0 | 0 | 0 | 1 | 1 | 1 | 1 | [18 empty] | 1 | 1 |  | 0
SDGE | Mission | 230 | Offshore_Wind |  |  | 0 | 0 | 0 | 0 | 0 | 0 | 0 | 0 | 0 | 1 | 1 | 1 | 1 | [18 empty] | 1 | 1 |  | 0
PG&E GBA | Mi-Wuk | 115 | Offshore_Wind |  |  | 0 | 0 | 0 | 0 | 0 | 0 | 0 | 0 | 0 | 5 | 4 | 1 | 1 | [18 empty] | 1 | 1 |  | 0
EOP | Mohave | 500 | Offshore_Wind |  |  | 0 | 0 | 0 | 0 | 0 | 0 | 0 | 0 | 0 | 5 | 2 | 1 | 1 | [18 empty] | 1 | 1 |  | 0
PG&E NGBA | Monroe | 115 | Offshore_Wind |  |  | 0 | 0 | 0 | 0 | 0 | 0 | 0 | 0 | 0 | 5 | 2 | 1 | 1 | [18 empty] | 1 | 1 |  | 0
PG&E GBA | Monta Vista | 115 | Offshore_Wind |  |  | 0 | 0 | 0 | 0 | 0 | 0 | 0 | 0 | 0 | 5 | 4 | 1 | 1 | [18 empty] | 1 | 1 |  | 0
PG&E GBA | Monta Vista | 230 | Offshore_Wind |  |  | 0 | 0 | 0 | 0 | 0 | 0 | 0 | 0 | 0 | 5 | 4 | 1 | 1 | [18 empty] | 1 | 1 |  | 0
PG&E NGBA | Monticello | 115 | Offshore_Wind |  |  | 0 | 0 | 0 | 0 | 0 | 0 | 0 | 0 | 0 | 5 | 2 | 1 | 1 | [18 empty] | 1 | 1 |  | 0
SCE Northern | Moorpark | 230 | Offshore_Wind |  |  | 0 | 0 | 0 | 0 | 0 | 0 | 0 | 0 | 0 | 5 | 2 | 1 | 1 | [18 empty] | 1 | 1 |  | 0
PG&E GBA | Moraga | 115 | Offshore_Wind |  |  | 0 | 0 | 0 | 0 | 0 | 0 | 0 | 0 | 0 | 5 | 2 | 1 | 1 | [18 empty] | 1 | 1 |  | 0
PG&E GBA | Moraga | 230 | Offshore_Wind |  |  | 0 | 0 | 0 | 0 | 0 | 0 | 0 | 0 | 0 | 5 | 4 | 1 | 1 | [18 empty] | 1 | 1 |  | 0
PG&E GBA | Morgan Hill | 115 | Offshore_Wind |  |  | 0 | 0 | 0 | 0 | 0 | 0 | 0 | 0 | 0 | 5 | 4 | 1 | 1 | [18 empty] | 1 | 1 |  | 0
PG&E KERN | Morro Bay | 115 | Offshore_Wind |  |  | 0 | 0 | 0 | 0 | 0 | 0 | 0 | 0 | 0 | 1 | 1 | 1 | 1 | [18 empty] | 1 | 1 |  | 0
PG&E KERN | Morro Bay | 230 | Offshore_Wind |  |  | 0 | 0 | 0 | 0 | 0 | 0 | 0 | 0 | 0 | 5 | 2 | 4 | 4 | [18 empty] | 2+ | 1 |  | 1
PG&E KERN | Morro Bay | 500 | Offshore_Wind |  |  | 2375 | 0 | 2375 | 0 | 0 | 0 | 2375 | 0 | 2375 | 5 | 2 | 4 | 4 | [18 empty] | 3- | 1 |  | 1
PG&E GBA | Moss Landing | 115 | Offshore_Wind |  |  | 0 | 0 | 0 | 0 | 0 | 0 | 0 | 0 | 0 | 5 | 4 | 1 | 1 | [18 empty] | 1 | 1 |  | 0
PG&E GBA | Moss Landing | 230 | Offshore_Wind |  |  | 0 | 0 | 0 | 0 | 0 | 0 | 0 | 0 | 0 | 5 | 4 | 1 | 1 | [18 empty] | 1 | 1 |  | 0
PG&E GBA | Moss Landing | 500 | Offshore_Wind |  |  | 0 | 0 | 0 | 0 | 0 | 0 | 0 | 0 | 0 | 5 | 4 | 1 | 1 | [18 empty] | 4+ | 1 |  | 1
EOP | Mountain Pass | 115 | Offshore_Wind |  |  | 0 | 0 | 0 | 0 | 0 | 0 | 0 | 0 | 0 | 5 | 3 | 1 | 1 | [18 empty] | 1 | 1 |  | 0
PG&E GBA | Mountain View | 115 | Offshore_Wind |  |  | 0 | 0 | 0 | 0 | 0 | 0 | 0 | 0 | 0 | 5 | 2 | 1 | 1 | [18 empty] | 1 | 1 |  | 0
PG&E GBA | Mt Eden | 115 | Offshore_Wind |  |  | 0 | 0 | 0 | 0 | 0 | 0 | 0 | 0 | 0 | 5 | 2 | 1 | 1 | [18 empty] | 1 | 1 |  | 0
PG&E KERN | Mt Poso | 115 | Offshore_Wind |  |  | 0 | 0 | 0 | 0 | 0 | 0 | 0 | 0 | 0 | 1 | 1 | 1 | 1 | [18 empty] | 1 | 1 |  | 0
PG&E FRESNO | Mustang | 230 | Offshore_Wind |  |  | 0 | 0 | 0 | 0 | 0 | 0 | 0 | 0 | 0 | 5 | 3 | 5 | 4 | [18 empty] | 1 | 1 |  | 0
PG&E KERN | New Sub - Gates - Midway (Proposed) | 230 | Offshore_Wind |  |  | 0 | 0 | 0 | 0 | 0 | 0 | 0 | 0 | 0 | 5 | 2 | 4 | 4 | [18 empty] | 1 | 1 |  | 0
PG&E KERN | New Sub - Gates - Templeton (Proposed) | 230 | Offshore_Wind |  |  | 0 | 0 | 0 | 0 | 0 | 0 | 0 | 0 | 0 | 5 | 2 | 4 | 4 | [18 empty] | 1 | 1 |  | 0
SCE NOL | New Sub - Kramer - Lugo (Proposed) | 230 | Offshore_Wind |  |  | 0 | 0 | 0 | 0 | 0 | 0 | 0 | 0 | 0 | 3 | 3 | 1 | 1 | [18 empty] | 1 | 1 |  | 0
PG&E FRESNO | New Sub - Los Banos - Midway (Proposed) | 500 | Offshore_Wind |  |  | 0 | 0 | 0 | 0 | 0 | 0 | 0 | 0 | 0 | 5 | 2 | 4 | 4 | [18 empty] | 1 | 1 |  | 0
SCE NOL | New Sub - Lugo - Pisgah (Proposed) | 230 | Offshore_Wind |  |  | 0 | 0 | 0 | 0 | 0 | 0 | 0 | 0 | 0 | 1 | 1 | 1 | 1 | [18 empty] | 1 | 1 |  | 0
PG&E KERN | New Sub - Midway - Wheeler Ridge (Proposed) | 230 | Offshore_Wind |  |  | 0 | 0 | 0 | 0 | 0 | 0 | 0 | 0 | 0 | 5 | 2 | 4 | 4 | [18 empty] | 1 | 1 |  | 0
PG&E NGBA | New Sub - Near existing Leavitt (PSREC) | 345 | Offshore_Wind |  |  | 0 | 0 | 0 | 0 | 0 | 0 | 0 | 0 | 0 | 5 | 2 | 1 | 1 | [18 empty] | 1 | 1 |  | 0
PG&E NGBA | New Sub - Near existing Madeline (NVE) | 345 | Offshore_Wind |  |  | 0 | 0 | 0 | 0 | 0 | 0 | 0 | 0 | 0 | 5 | 2 | 1 | 1 | [18 empty] | 1 | 1 |  | 0
SDGE | New Sub - North Gila - IV (Proposed) | 500 | Offshore_Wind |  |  | 0 | 0 | 0 | 0 | 0 | 0 | 0 | 0 | 0 | 1 | 1 | 1 | 1 | [18 empty] | 1 | 1 |  | 0
PG&E NGBA | New Sub - Pit 1 - Cottonwood (Proposed) | 230 | Offshore_Wind |  |  | 0 | 0 | 0 | 0 | 0 | 0 | 0 | 0 | 0 | 5 | 3 | 3 | 3 | [18 empty] | 1 | 1 |  | 0
PG&E GBA | New Sub - Rancho Seco - Bellota (Proposed) | 230 | Offshore_Wind |  |  | 0 | 0 | 0 | 0 | 0 | 0 | 0 | 0 | 0 | 5 | 4 | 1 | 1 | [18 empty] | 1 | 1 |  | 0
SDGE | New Sub - Suncrest - Ocotillo (Proposed) | 500 | Offshore_Wind |  |  | 0 | 0 | 0 | 0 | 0 | 0 | 0 | 0 | 0 | 1 | 1 | 1 | 1 | [18 empty] | 1 | 1 |  | 0
PG&E FRESNO | New Sub - Westley - Quinto (Proposed) | 230 | Offshore_Wind |  |  | 0 | 0 | 0 | 0 | 0 | 0 | 0 | 0 | 0 | 1 | 1 | 1 | 1 | [18 empty] | 1 | 1 |  | 0
PG&E GBA | Newark | 115 | Offshore_Wind |  |  | 0 | 0 | 0 | 0 | 0 | 0 | 0 | 0 | 0 | 5 | 4 | 1 | 1 | [18 empty] | 1 | 1 |  | 0
PG&E GBA | Newark | 230 | Offshore_Wind |  |  | 0 | 0 | 0 | 0 | 0 | 0 | 0 | 0 | 0 | 5 | 4 | 1 | 1 | [18 empty] | 1 | 1 |  | 0
PG&E FRESNO | Newhall | 115 | Offshore_Wind |  |  | 0 | 0 | 0 | 0 | 0 | 0 | 0 | 0 | 0 | 5 | 4 | 5 | 2 | [18 empty] | 1 | 1 |  | 0
PG&E KERN | Norco | 115 | Offshore_Wind |  |  | 0 | 0 | 0 | 0 | 0 | 0 | 0 | 0 | 0 | 5 | 2 | 4 | 4 | [18 empty] | 1 | 1 |  | 0
PG&E GBA | Nortech | 115 | Offshore_Wind |  |  | 0 | 0 | 0 | 0 | 0 | 0 | 0 | 0 | 0 | 5 | 4 | 1 | 1 | [18 empty] | 1 | 1 |  | 0
SDGE | North City Metering | 138 | Offshore_Wind |  |  | 0 | 0 | 0 | 0 | 0 | 0 | 0 | 0 | 0 | 1 | 1 | 1 | 1 | [18 empty] | 1 | 1 |  | 0
PG&E GBA | North Dublin | 230 | Offshore_Wind |  |  | 0 | 0 | 0 | 0 | 0 | 0 | 0 | 0 | 0 | 5 | 4 | 1 | 1 | [18 empty] | 1 | 1 |  | 0
SDGE | North Gila | 500 | Offshore_Wind |  |  | 0 | 0 | 0 | 0 | 0 | 0 | 0 | 0 | 0 | 1 | 1 | 1 | 1 | [18 empty] | 1 | 1 |  | 0
SCE Metro | North of SONGS | 230 | Offshore_Wind |  |  | 0 | 0 | 0 | 0 | 0 | 0 | 0 | 0 | 0 | 1 | 1 | 1 | 1 | [18 empty] | 1 | 1 |  | 0
SCE Metro | North of SONGS | 500 | Offshore_Wind |  |  | 0 | 0 | 0 | 0 | 0 | 0 | 0 | 0 | 0 | 1 | 1 | 1 | 1 | [18 empty] | 1 | 1 |  | 0
PG&E NGBA | Notre Dame | 115 | Offshore_Wind |  |  | 0 | 0 | 0 | 0 | 0 | 0 | 0 | 0 | 0 | 5 | 2 | 1 | 1 | [18 empty] | 1 | 1 |  | 0
PG&E GBA | Oakland C | 115 | Offshore_Wind |  |  | 0 | 0 | 0 | 0 | 0 | 0 | 0 | 0 | 0 | 5 | 4 | 1 | 1 | [18 empty] | 1 | 1 |  | 0
PG&E GBA | Oakland J | 115 | Offshore_Wind |  |  | 0 | 0 | 0 | 0 | 0 | 0 | 0 | 0 | 0 | 5 | 2 | 1 | 1 | [18 empty] | 1 | 1 |  | 0
PG&E GBA | Oakland L | 115 | Offshore_Wind |  |  | 0 | 0 | 0 | 0 | 0 | 0 | 0 | 0 | 0 | 5 | 2 | 1 | 1 | [18 empty] | 1 | 1 |  | 0
PG&E GBA | Oakland X | 115 | Offshore_Wind |  |  | 0 | 0 | 0 | 0 | 0 | 0 | 0 | 0 | 0 | 5 | 2 | 1 | 1 | [18 empty] | 1 | 1 |  | 0
PG&E KERN | Oceano | 115 | Offshore_Wind |  |  | 0 | 0 | 0 | 0 | 0 | 0 | 0 | 0 | 0 | 1 | 1 | 1 | 1 | [18 empty] | 1 | 1 |  | 0
SDGE | Ocotillo Express | 500 | Offshore_Wind |  |  | 0 | 0 | 0 | 0 | 0 | 0 | 0 | 0 | 0 | 1 | 1 | 1 | 1 | [18 empty] | 1 | 1 |  | 0
SDGE | Old Town | 230 | Offshore_Wind |  |  | 0 | 0 | 0 | 0 | 0 | 0 | 0 | 0 | 0 | 1 | 1 | 1 | 1 | [18 empty] | 1 | 1 |  | 0
SCE Metro | Olinda | 230 | Offshore_Wind |  |  | 0 | 0 | 0 | 0 | 0 | 0 | 0 | 0 | 0 | 1 | 1 | 1 | 1 | [18 empty] | 1 | 1 |  | 0
PG&E FRESNO | Olive | 115 | Offshore_Wind |  |  | 0 | 0 | 0 | 0 | 0 | 0 | 0 | 0 | 0 | 5 | 2 | 4 | 4 | [18 empty] | 1 | 1 |  | 0
PG&E NGBA | Olivehurst | 115 | Offshore_Wind |  |  | 0 | 0 | 0 | 0 | 0 | 0 | 0 | 0 | 0 | 5 | 4 | 1 | 1 | [18 empty] | 1 | 1 |  | 0
SCE Northern | Ormond Beach | 230 | Offshore_Wind |  |  | 0 | 0 | 0 | 0 | 0 | 0 | 0 | 0 | 0 | 5 | 2 | 1 | 1 | [18 empty] | 1 | 1 |  | 0
PG&E FRESNO | Oro Loma | 115 | Offshore_Wind |  |  | 0 | 0 | 0 | 0 | 0 | 0 | 0 | 0 | 0 | 1 | 1 | 1 | 1 | [18 empty] | 1 | 1 |  | 0
SDGE | Otay Mesa | 230 | Offshore_Wind |  |  | 0 | 0 | 0 | 0 | 0 | 0 | 0 | 0 | 0 | 1 | 1 | 1 | 1 | [18 empty] | 1 | 1 |  | 0
PG&E FRESNO | Padre Flats SW STA | 230 | Offshore_Wind |  |  | 0 | 0 | 0 | 0 | 0 | 0 | 0 | 0 | 0 | 1 | 1 | 1 | 1 | [18 empty] | 1 | 1 |  | 0
EOP | Pahrump | 138 | Offshore_Wind |  |  | 0 | 0 | 0 | 0 | 0 | 0 | 0 | 0 | 0 | 5 | 3 | 1 | 1 | [18 empty] | 1 | 1 |  | 0
EOP | Pahrump | 230 | Offshore_Wind |  |  | 0 | 0 | 0 | 0 | 0 | 0 | 0 | 0 | 0 | 5 | 3 | 1 | 1 | [18 empty] | 1 | 1 |  | 0
PG&E NGBA | Palermo | 115 | Offshore_Wind |  |  | 0 | 0 | 0 | 0 | 0 | 0 | 0 | 0 | 0 | 5 | 4 | 1 | 1 | [18 empty] | 1 | 1 |  | 0
PG&E NGBA | Palermo | 230 | Offshore_Wind |  |  | 0 | 0 | 0 | 0 | 0 | 0 | 0 | 0 | 0 | 5 | 4 | 1 | 1 | [18 empty] | 1 | 1 |  | 0
SCE Eastern | Palo Verde | 500 | Offshore_Wind |  |  | 0 | 0 | 0 | 0 | 0 | 0 | 0 | 0 | 0 | 5 | 2 | 1 | 1 | [18 empty] | 1 | 1 |  | 0
SDGE | Palomar Energy | 230 | Offshore_Wind |  |  | 0 | 0 | 0 | 0 | 0 | 0 | 0 | 0 | 0 | 1 | 1 | 1 | 1 | [18 empty] | 1 | 1 |  | 0
PG&E FRESNO | Panoche | 115 | Offshore_Wind |  |  | 0 | 0 | 0 | 0 | 0 | 0 | 0 | 0 | 0 | 5 | 4 | 1 | 1 | [18 empty] | 1 | 1 |  | 0
PG&E FRESNO | Panoche | 230 | Offshore_Wind |  |  | 0 | 0 | 0 | 0 | 0 | 0 | 0 | 0 | 0 | 1 | 1 | 1 | 1 | [18 empty] | 1 | 1 |  | 0
SCE Northern | Pardee | 230 | Offshore_Wind |  |  | 0 | 0 | 0 | 0 | 0 | 0 | 0 | 0 | 0 | 5 | 2 | 1 | 1 | [18 empty] | 1 | 1 |  | 0
PG&E NGBA | Parkway | 230 | Offshore_Wind |  |  | 0 | 0 | 0 | 0 | 0 | 0 | 0 | 0 | 0 | 5 | 2 | 1 | 1 | [18 empty] | 1 | 1 |  | 0
SCE Northern | Pastoria | 230 | Offshore_Wind |  |  | 0 | 0 | 0 | 0 | 0 | 0 | 0 | 0 | 0 | 5 | 2 | 1 | 1 | [18 empty] | 1 | 1 |  | 0
SCE Metro | Pauda | 230 | Offshore_Wind |  |  | 0 | 0 | 0 | 0 | 0 | 0 | 0 | 0 | 0 | 1 | 1 | 1 | 1 | [18 empty] | 1 | 1 |  | 0
PG&E GBA | Paul Sweet | 115 | Offshore_Wind |  |  | 0 | 0 | 0 | 0 | 0 | 0 | 0 | 0 | 0 | 1 | 1 | 1 | 1 | [18 empty] | 1 | 1 |  | 0
PG&E NGBA | Peabody | 230 | Offshore_Wind |  |  | 0 | 0 | 0 | 0 | 0 | 0 | 0 | 0 | 0 | 5 | 2 | 1 | 1 | [18 empty] | 1 | 1 |  | 0
PG&E NGBA | Pease | 115 | Offshore_Wind |  |  | 0 | 0 | 0 | 0 | 0 | 0 | 0 | 0 | 0 | 5 | 4 | 1 | 1 | [18 empty] | 1 | 1 |  | 0
SDGE | Penasquitos | 138 | Offshore_Wind |  |  | 0 | 0 | 0 | 0 | 0 | 0 | 0 | 0 | 0 | 1 | 1 | 1 | 1 | [18 empty] | 1 | 1 |  | 0
SDGE | Penasquitos | 230 | Offshore_Wind |  |  | 0 | 0 | 0 | 0 | 0 | 0 | 0 | 0 | 0 | 1 | 1 | 1 | 1 | [18 empty] | 1 | 1 |  | 0
PG&E NGBA | Penngrove | 115 | Offshore_Wind |  |  | 0 | 0 | 0 | 0 | 0 | 0 | 0 | 0 | 0 | 5 | 2 | 1 | 1 | [18 empty] | 1 | 1 |  | 0
PG&E GBA | Peoria | 115 | Offshore_Wind |  |  | 0 | 0 | 0 | 0 | 0 | 0 | 0 | 0 | 0 | 5 | 4 | 1 | 1 | [18 empty] | 1 | 1 |  | 0
PG&E GBA | Piercy | 115 | Offshore_Wind |  |  | 0 | 0 | 0 | 0 | 0 | 0 | 0 | 0 | 0 | 5 | 4 | 1 | 1 | [18 empty] | 1 | 1 |  | 0
PG&E FRESNO | Pine Flat | 230 | Offshore_Wind |  |  | 0 | 0 | 0 | 0 | 0 | 0 | 0 | 0 | 0 | 5 | 4 | 5 | 2 | [18 empty] | 1 | 1 |  | 0
SCE NOL | Pisgah | 230 | Offshore_Wind |  |  | 0 | 0 | 0 | 0 | 0 | 0 | 0 | 0 | 0 | 1 | 1 | 1 | 1 | [18 empty] | 1 | 1 |  | 0
PG&E NGBA | Pit 1 | 230 | Offshore_Wind |  |  | 0 | 0 | 0 | 0 | 0 | 0 | 0 | 0 | 0 | 5 | 3 | 3 | 3 | [18 empty] | 1 | 1 |  | 0
PG&E NGBA | Pit 3 | 230 | Offshore_Wind |  |  | 0 | 0 | 0 | 0 | 0 | 0 | 0 | 0 | 0 | 5 | 3 | 3 | 3 | [18 empty] | 1 | 1 |  | 0
PG&E NGBA | Pit 4 | 230 | Offshore_Wind |  |  | 0 | 0 | 0 | 0 | 0 | 0 | 0 | 0 | 0 | 5 | 2 | 1 | 1 | [18 empty] | 1 | 1 |  | 0
PG&E GBA | Pittsburg | 115 | Offshore_Wind |  |  | 0 | 0 | 0 | 0 | 0 | 0 | 0 | 0 | 0 | 5 | 4 | 1 | 1 | [18 empty] | 1 | 1 |  | 0
PG&E GBA | Pittsburg | 230 | Offshore_Wind |  |  | 0 | 0 | 0 | 0 | 0 | 0 | 0 | 0 | 0 | 5 | 4 | 1 | 1 | [18 empty] | 1 | 1 |  | 0
PG&E NGBA | Pleasant Grove | 115 | Offshore_Wind |  |  | 0 | 0 | 0 | 0 | 0 | 0 | 0 | 0 | 0 | 5 | 4 | 1 | 1 | [18 empty] | 1 | 1 |  | 0
PG&E NGBA | POE | 230 | Offshore_Wind |  |  | 0 | 0 | 0 | 0 | 0 | 0 | 0 | 0 | 0 | 5 | 4 | 1 | 1 | [18 empty] | 1 | 1 |  | 0
PG&E KERN | Poso Mountain | 115 | Offshore_Wind |  |  | 0 | 0 | 0 | 0 | 0 | 0 | 0 | 0 | 0 | 5 | 2 | 4 | 4 | [18 empty] | 1 | 1 |  | 0
EOP | Primm | 230 | Offshore_Wind |  |  | 0 | 0 | 0 | 0 | 0 | 0 | 0 | 0 | 0 | 5 | 3 | 1 | 1 | [18 empty] | 1 | 1 |  | 0
PG&E NGBA | Putah Creek | 115 | Offshore_Wind |  |  | 0 | 0 | 0 | 0 | 0 | 0 | 0 | 0 | 0 | 5 | 2 | 1 | 1 | [18 empty] | 1 | 1 |  | 0
SDGE | Q1806 | 138 | Offshore_Wind |  |  | 0 | 0 | 0 | 0 | 0 | 0 | 0 | 0 | 0 | 1 | 1 | 1 | 1 | [18 empty] | 1 | 1 |  | 0
PG&E FRESNO | Quinto | 230 | Offshore_Wind |  |  | 0 | 0 | 0 | 0 | 0 | 0 | 0 | 0 | 0 | 1 | 1 | 1 | 1 | [18 empty] | 1 | 1 |  | 0
PG&E GBA | Race Track | 115 | Offshore_Wind |  |  | 0 | 0 | 0 | 0 | 0 | 0 | 0 | 0 | 0 | 5 | 4 | 1 | 1 | [18 empty] | 1 | 1 |  | 0
SDGE | Rancho Mission Viejo | 138 | Offshore_Wind |  |  | 0 | 0 | 0 | 0 | 0 | 0 | 0 | 0 | 0 | 1 | 1 | 1 | 1 | [18 empty] | 1 | 1 |  | 0
PG&E GBA | Rancho Seco | 230 | Offshore_Wind |  |  | 0 | 0 | 0 | 0 | 0 | 0 | 0 | 0 | 0 | 5 | 4 | 1 | 1 | [18 empty] | 1 | 1 |  | 0
SCE Metro | Rancho Vista | 230 | Offshore_Wind |  |  | 0 | 0 | 0 | 0 | 0 | 0 | 0 | 0 | 0 | 1 | 1 | 1 | 1 | [18 empty] | 1 | 1 |  | 0
SCE Metro | Rancho Vista | 500 | Offshore_Wind |  |  | 0 | 0 | 0 | 0 | 0 | 0 | 0 | 0 | 0 | 1 | 1 | 1 | 1 | [18 empty] | 1 | 1 |  | 0
SCE NOL | Ransburg | 115 | Offshore_Wind |  |  | 0 | 0 | 0 | 0 | 0 | 0 | 0 | 0 | 0 | 3 | 3 | 1 | 1 | [18 empty] | 1 | 1 |  | 0
PG&E GBA | Ravenswood | 115 | Offshore_Wind |  |  | 0 | 0 | 0 | 0 | 0 | 0 | 0 | 0 | 0 | 5 | 2 | 1 | 1 | [18 empty] | 1 | 1 |  | 0
PG&E GBA | Ravenswood | 230 | Offshore_Wind |  |  | 0 | 0 | 0 | 0 | 0 | 0 | 0 | 0 | 0 | 5 | 2 | 1 | 1 | [18 empty] | 1 | 1 |  | 0
SCE Northern | Rector | 230 | Offshore_Wind |  |  | 0 | 0 | 0 | 0 | 0 | 0 | 0 | 0 | 0 | 1 | 1 | 1 | 1 | [18 empty] | 1 | 1 |  | 0
SCE Eastern | Red Bluff | 230 | Offshore_Wind |  |  | 0 | 0 | 0 | 0 | 0 | 0 | 0 | 0 | 0 | 1 | 1 | 1 | 1 | [18 empty] | 1 | 1 |  | 0
SCE Eastern | Red Bluff | 500 | Offshore_Wind |  |  | 0 | 0 | 0 | 0 | 0 | 0 | 0 | 0 | 0 | 1 | 1 | 1 | 1 | [18 empty] | 1 | 1 |  | 0
PG&E NGBA | Redbud | 115 | Offshore_Wind |  |  | 0 | 0 | 0 | 0 | 0 | 0 | 0 | 0 | 0 | 5 | 2 | 1 | 1 | [18 empty] | 1 | 1 |  | 0
SCE Metro | Redondo | 230 | Offshore_Wind |  |  | 0 | 0 | 0 | 0 | 0 | 0 | 0 | 0 | 0 | 1 | 1 | 1 | 1 | [18 empty] | 1 | 1 |  | 0
PG&E FRESNO | Reedley | 115 | Offshore_Wind |  |  | 0 | 0 | 0 | 0 | 0 | 0 | 0 | 0 | 0 | 5 | 4 | 5 | 4 | [18 empty] | 1 | 1 |  | 0
PG&E KERN | Renfro | 115 | Offshore_Wind |  |  | 0 | 0 | 0 | 0 | 0 | 0 | 0 | 0 | 0 | 1 | 1 | 1 | 1 | [18 empty] | 1 | 1 |  | 0
PG&E GBA | Richmond R | 115 | Offshore_Wind |  |  | 0 | 0 | 0 | 0 | 0 | 0 | 0 | 0 | 0 | 5 | 4 | 1 | 1 | [18 empty] | 1 | 1 |  | 0
PG&E NGBA | Rincon | 115 | Offshore_Wind |  |  | 0 | 0 | 0 | 0 | 0 | 0 | 0 | 0 | 0 | 5 | 2 | 1 | 1 | [18 empty] | 1 | 1 |  | 0
PG&E KERN | Rio Bravo | 115 | Offshore_Wind |  |  | 0 | 0 | 0 | 0 | 0 | 0 | 0 | 0 | 0 | 1 | 1 | 1 | 1 | [18 empty] | 1 | 1 |  | 0
SCE Metro | Rio Hondo | 230 | Offshore_Wind |  |  | 0 | 0 | 0 | 0 | 0 | 0 | 0 | 0 | 0 | 1 | 1 | 1 | 1 | [18 empty] | 1 | 1 |  | 0
PG&E NGBA | Rio Oso | 115 | Offshore_Wind |  |  | 0 | 0 | 0 | 0 | 0 | 0 | 0 | 0 | 0 | 5 | 4 | 1 | 1 | [18 empty] | 1 | 1 |  | 0
PG&E NGBA | Rio Oso | 230 | Offshore_Wind |  |  | 0 | 0 | 0 | 0 | 0 | 0 | 0 | 0 | 0 | 5 | 4 | 1 | 1 | [18 empty] | 1 | 1 |  | 0
PG&E GBA | Ripon | 115 | Offshore_Wind |  |  | 0 | 0 | 0 | 0 | 0 | 0 | 0 | 0 | 0 | 5 | 4 | 1 | 1 | [18 empty] | 1 | 1 |  | 0
PG&E GBA | Riverbank | 115 | Offshore_Wind |  |  | 0 | 0 | 0 | 0 | 0 | 0 | 0 | 0 | 0 | 5 | 4 | 1 | 1 | [18 empty] | 1 | 1 |  | 0
SCE NOL | Roadway | 115 | Offshore_Wind |  |  | 0 | 0 | 0 | 0 | 0 | 0 | 0 | 0 | 0 | 1 | 1 | 1 | 1 | [18 empty] | 1 | 1 |  | 0
PG&E NGBA | Rock Creek 1 | 230 | Offshore_Wind |  |  | 0 | 0 | 0 | 0 | 0 | 0 | 0 | 0 | 0 | 5 | 4 | 1 | 1 | [18 empty] | 1 | 1 |  | 0
PG&E GBA | Rossmoor | 230 | Offshore_Wind |  |  | 0 | 0 | 0 | 0 | 0 | 0 | 0 | 0 | 0 | 5 | 2 | 1 | 1 | [18 empty] | 1 | 1 |  | 0
PG&E NGBA | Round Mountain | 230 | Offshore_Wind |  |  | 0 | 0 | 0 | 0 | 0 | 0 | 0 | 0 | 0 | 5 | 2 | 1 | 1 | [18 empty] | 1 | 1 |  | 0
PG&E NGBA | Round Mountain | 500 | Offshore_Wind |  |  | 0 | 0 | 0 | 0 | 0 | 0 | 0 | 0 | 0 | 5 | 2 | 1 | 1 | [18 empty] | 1 | 1 |  | 0
PG&E GBA | Salado | 115 | Offshore_Wind |  |  | 0 | 0 | 0 | 0 | 0 | 0 | 0 | 0 | 0 | 5 | 4 | 1 | 1 | [18 empty] | 1 | 1 |  | 0
PG&E GBA | Salinas | 115 | Offshore_Wind |  |  | 0 | 0 | 0 | 0 | 0 | 0 | 0 | 0 | 0 | 1 | 1 | 1 | 1 | [18 empty] | 1 | 1 |  | 0
SCE Eastern | San Bernardino | 230 | Offshore_Wind |  |  | 0 | 0 | 0 | 0 | 0 | 0 | 0 | 0 | 0 | 1 | 1 | 1 | 1 | [18 empty] | 1 | 1 |  | 0
PG&E GBA | SAN FRAN A (POTRERO PP) | 115 | Offshore_Wind |  |  | 0 | 0 | 0 | 0 | 0 | 0 | 0 | 0 | 0 | 5 | 2 | 1 | 1 | [18 empty] | 1 | 1 |  | 0
PG&E GBA | SAN FRAN A (POTRERO PP) | 230 | Offshore_Wind |  |  | 0 | 0 | 0 | 0 | 0 | 0 | 0 | 0 | 0 | 5 | 2 | 1 | 1 | [18 empty] | 1 | 1 |  | 0
PG&E GBA | San Jose A | 115 | Offshore_Wind |  |  | 0 | 0 | 0 | 0 | 0 | 0 | 0 | 0 | 0 | 5 | 4 | 1 | 1 | [18 empty] | 1 | 1 |  | 0
PG&E GBA | San Jose B | 115 | Offshore_Wind |  |  | 0 | 0 | 0 | 0 | 0 | 0 | 0 | 0 | 0 | 5 | 4 | 1 | 1 | [18 empty] | 1 | 1 |  | 0
PG&E GBA | San Leandro U | 115 | Offshore_Wind |  |  | 0 | 0 | 0 | 0 | 0 | 0 | 0 | 0 | 0 | 5 | 2 | 1 | 1 | [18 empty] | 1 | 1 |  | 0
PG&E KERN | San Luis Obispo | 115 | Offshore_Wind |  |  | 0 | 0 | 0 | 0 | 0 | 0 | 0 | 0 | 0 | 1 | 1 | 1 | 1 | [18 empty] | 1 | 1 |  | 0
SDGE | San Luis Rey | 230 | Offshore_Wind |  |  | 0 | 0 | 0 | 0 | 0 | 0 | 0 | 0 | 0 | 1 | 1 | 1 | 1 | [18 empty] | 1 | 1 |  | 0
SCE Metro | San Onofre | 230 | Offshore_Wind |  |  | 0 | 0 | 0 | 0 | 0 | 0 | 0 | 0 | 0 | 1 | 1 | 1 | 1 | [18 empty] | 1 | 1 |  | 0
PG&E GBA | San Pablo | 115 | Offshore_Wind |  |  | 0 | 0 | 0 | 0 | 0 | 0 | 0 | 0 | 0 | 5 | 4 | 1 | 1 | [18 empty] | 1 | 1 |  | 0
PG&E GBA | San Ramon | 230 | Offshore_Wind |  |  | 0 | 0 | 0 | 0 | 0 | 0 | 0 | 0 | 0 | 5 | 2 | 1 | 1 | [18 empty] | 1 | 1 |  | 0
SCE NOL | Sandlot | 230 | Offshore_Wind |  |  | 0 | 0 | 0 | 0 | 0 | 0 | 0 | 0 | 0 | 3 | 3 | 1 | 1 | [18 empty] | 1 | 1 |  | 0
EOP | Sandy | 138 | Offshore_Wind |  |  | 0 | 0 | 0 | 0 | 0 | 0 | 0 | 0 | 0 | 5 | 3 | 1 | 1 | [18 empty] | 1 | 1 |  | 0
PG&E FRESNO | Sanger | 115 | Offshore_Wind |  |  | 0 | 0 | 0 | 0 | 0 | 0 | 0 | 0 | 0 | 5 | 4 | 5 | 4 | [18 empty] | 1 | 1 |  | 0
SCE Northern | Santa Clara | 230 | Offshore_Wind |  |  | 0 | 0 | 0 | 0 | 0 | 0 | 0 | 0 | 0 | 5 | 2 | 1 | 1 | [18 empty] | 1 | 1 |  | 0
PG&E NGBA | Santa Rosa A | 115 | Offshore_Wind |  |  | 0 | 0 | 0 | 0 | 0 | 0 | 0 | 0 | 0 | 5 | 2 | 1 | 1 | [18 empty] | 1 | 1 |  | 0
PG&E GBA | Santa Teresa | 115 | Offshore_Wind |  |  | 0 | 0 | 0 | 0 | 0 | 0 | 0 | 0 | 0 | 5 | 4 | 1 | 1 | [18 empty] | 1 | 1 |  | 0
SDGE | Santee | 138 | Offshore_Wind |  |  | 0 | 0 | 0 | 0 | 0 | 0 | 0 | 0 | 0 | 5 | 5 | 1 | 1 | [18 empty] | 1 | 1 |  | 0
SCE Metro | Santiago | 230 | Offshore_Wind |  |  | 0 | 0 | 0 | 0 | 0 | 0 | 0 | 0 | 0 | 1 | 1 | 1 | 1 | [18 empty] | 1 | 1 |  | 0
PG&E GBA | Saratoga | 230 | Offshore_Wind |  |  | 0 | 0 | 0 | 0 | 0 | 0 | 0 | 0 | 0 | 5 | 4 | 1 | 1 | [18 empty] | 1 | 1 |  | 0
SCE Northern | Saugus | 230 | Offshore_Wind |  |  | 0 | 0 | 0 | 0 | 0 | 0 | 0 | 0 | 0 | 5 | 2 | 1 | 1 | [18 empty] | 1 | 1 |  | 0
PG&E FRESNO | Schindler | 115 | Offshore_Wind |  |  | 0 | 0 | 0 | 0 | 0 | 0 | 0 | 0 | 0 | 1 | 1 | 1 | 1 | [18 empty] | 1 | 1 |  | 0
PG&E GBA | Schulte | 115 | Offshore_Wind |  |  | 0 | 0 | 0 | 0 | 0 | 0 | 0 | 0 | 0 | 5 | 4 | 1 | 1 | [18 empty] | 1 | 1 |  | 0
PG&E KERN | Semitropic | 115 | Offshore_Wind |  |  | 0 | 0 | 0 | 0 | 0 | 0 | 0 | 0 | 0 | 1 | 1 | 1 | 1 | [18 empty] | 1 | 1 |  | 0
SCE Metro | Serrano | 230 | Offshore_Wind |  |  | 0 | 0 | 0 | 0 | 0 | 0 | 0 | 0 | 0 | 1 | 1 | 1 | 1 | [18 empty] | 1 | 1 |  | 0
SCE Metro | Serrano | 500 | Offshore_Wind |  |  | 0 | 0 | 0 | 0 | 0 | 0 | 0 | 0 | 0 | 1 | 1 | 1 | 1 | [18 empty] | 1 | 1 |  | 0
SDGE | Shadowridge | 138 | Offshore_Wind |  |  | 0 | 0 | 0 | 0 | 0 | 0 | 0 | 0 | 0 | 1 | 1 | 1 | 1 | [18 empty] | 1 | 1 |  | 0
PG&E KERN | Shafter | 115 | Offshore_Wind |  |  | 0 | 0 | 0 | 0 | 0 | 0 | 0 | 0 | 0 | 5 | 2 | 4 | 4 | [18 empty] | 1 | 1 |  | 0
PG&E NGBA | Silverado | 115 | Offshore_Wind |  |  | 0 | 0 | 0 | 0 | 0 | 0 | 0 | 0 | 0 | 5 | 2 | 1 | 1 | [18 empty] | 1 | 1 |  | 0
SDGE | Silvergate | 230 | Offshore_Wind |  |  | 0 | 0 | 0 | 0 | 0 | 0 | 0 | 0 | 0 | 1 | 1 | 1 | 1 | [18 empty] | 1 | 1 |  | 0
PG&E KERN | Sisquoc | 115 | Offshore_Wind |  |  | 0 | 0 | 0 | 0 | 0 | 0 | 0 | 0 | 0 | 1 | 1 | 1 | 1 | [18 empty] | 1 | 1 |  | 0
EOP | Sloan Canyon | 230 | Offshore_Wind |  |  | 0 | 0 | 0 | 0 | 0 | 0 | 0 | 0 | 0 | 5 | 3 | 1 | 1 | [18 empty] | 1 | 1 |  | 0
EOP | Sloan Canyon | 500 | Offshore_Wind |  |  | 0 | 0 | 0 | 0 | 0 | 0 | 0 | 0 | 0 | 5 | 3 | 1 | 1 | [18 empty] | 1 | 1 |  | 0
PG&E KERN | Smyrna | 115 | Offshore_Wind |  |  | 0 | 0 | 0 | 0 | 0 | 0 | 0 | 0 | 0 | 5 | 2 | 4 | 4 | [18 empty] | 1 | 1 |  | 0
PG&E GBA | Sobrante | 115 | Offshore_Wind |  |  | 0 | 0 | 0 | 0 | 0 | 0 | 0 | 0 | 0 | 5 | 4 | 1 | 1 | [18 empty] | 1 | 1 |  | 0
PG&E GBA | Sobrante | 230 | Offshore_Wind |  |  | 0 | 0 | 0 | 0 | 0 | 0 | 0 | 0 | 0 | 5 | 4 | 1 | 1 | [18 empty] | 1 | 1 |  | 0
PG&E KERN | Solar | 230 | Offshore_Wind |  |  | 0 | 0 | 0 | 0 | 0 | 0 | 0 | 0 | 0 | 5 | 2 | 4 | 4 | [18 empty] | 1 | 1 |  | 0
PG&E GBA | Soledad | 115 | Offshore_Wind |  |  | 0 | 0 | 0 | 0 | 0 | 0 | 0 | 0 | 0 | 1 | 1 | 1 | 1 | [18 empty] | 1 | 1 |  | 0
SCE Northern | Springville | 230 | Offshore_Wind |  |  | 0 | 0 | 0 | 0 | 0 | 0 | 0 | 0 | 0 | 1 | 1 | 1 | 1 | [18 empty] | 1 | 1 |  | 0
PG&E GBA | Stagg | 230 | Offshore_Wind |  |  | 0 | 0 | 0 | 0 | 0 | 0 | 0 | 0 | 0 | 5 | 4 | 1 | 1 | [18 empty] | 1 | 1 |  | 0
PG&E GBA | Standard Oil | 115 | Offshore_Wind |  |  | 0 | 0 | 0 | 0 | 0 | 0 | 0 | 0 | 0 | 5 | 4 | 1 | 1 | [18 empty] | 1 | 1 |  | 0
PG&E GBA | Stanislaus | 115 | Offshore_Wind |  |  | 0 | 0 | 0 | 0 | 0 | 0 | 0 | 0 | 0 | 5 | 4 | 1 | 1 | [18 empty] | 1 | 1 |  | 0
PG&E KERN | Stockdale | 115 | Offshore_Wind |  |  | 0 | 0 | 0 | 0 | 0 | 0 | 0 | 0 | 0 | 1 | 1 | 1 | 1 | [18 empty] | 1 | 1 |  | 0
PG&E KERN | Stockdale | 230 | Offshore_Wind |  |  | 0 | 0 | 0 | 0 | 0 | 0 | 0 | 0 | 0 | 1 | 1 | 1 | 1 | [18 empty] | 1 | 1 |  | 0
PG&E GBA | Stockton A | 115 | Offshore_Wind |  |  | 0 | 0 | 0 | 0 | 0 | 0 | 0 | 0 | 0 | 5 | 4 | 1 | 1 | [18 empty] | 1 | 1 |  | 0
PG&E GBA | Stone | 115 | Offshore_Wind |  |  | 0 | 0 | 0 | 0 | 0 | 0 | 0 | 0 | 0 | 5 | 4 | 1 | 1 | [18 empty] | 1 | 1 |  | 0
PG&E FRESNO | Storey | 230 | Offshore_Wind |  |  | 0 | 0 | 0 | 0 | 0 | 0 | 0 | 0 | 0 | 5 | 4 | 5 | 4 | [18 empty] | 1 | 1 |  | 0
PG&E NGBA | Summit | 115 | Offshore_Wind |  |  | 0 | 0 | 0 | 0 | 0 | 0 | 0 | 0 | 0 | 5 | 4 | 1 | 1 | [18 empty] | 1 | 1 |  | 0
SDGE | Suncrest | 230 | Offshore_Wind |  |  | 0 | 0 | 0 | 0 | 0 | 0 | 0 | 0 | 0 | 1 | 1 | 1 | 1 | [18 empty] | 1 | 1 |  | 0
SDGE | Suncrest | 500 | Offshore_Wind |  |  | 0 | 0 | 0 | 0 | 0 | 0 | 0 | 0 | 0 | 1 | 1 | 1 | 1 | [18 empty] | 1 | 1 |  | 0
PG&E KERN | Sunrise | 230 | Offshore_Wind |  |  | 0 | 0 | 0 | 0 | 0 | 0 | 0 | 0 | 0 | 5 | 2 | 4 | 4 | [18 empty] | 1 | 1 |  | 0
PG&E KERN | Sunset | 230 | Offshore_Wind |  |  | 0 | 0 | 0 | 0 | 0 | 0 | 0 | 0 | 0 | 5 | 2 | 4 | 4 | [18 empty] | 1 | 1 |  | 0
PG&E GBA | Swift | 115 | Offshore_Wind |  |  | 0 | 0 | 0 | 0 | 0 | 0 | 0 | 0 | 0 | 5 | 4 | 1 | 1 | [18 empty] | 1 | 1 |  | 0
SDGE | Sycamore Canyon | 138 | Offshore_Wind |  |  | 0 | 0 | 0 | 0 | 0 | 0 | 0 | 0 | 0 | 5 | 5 | 1 | 1 | [18 empty] | 1 | 1 |  | 0
SDGE | Sycamore Canyon | 230 | Offshore_Wind |  |  | 0 | 0 | 0 | 0 | 0 | 0 | 0 | 0 | 0 | 1 | 1 | 1 | 1 | [18 empty] | 1 | 1 |  | 0
SCE Northern | Sylmar | 230 | Offshore_Wind |  |  | 0 | 0 | 0 | 0 | 0 | 0 | 0 | 0 | 0 | 5 | 2 | 1 | 1 | [18 empty] | 1 | 1 |  | 0
PG&E NGBA | Table Mountain | 115 | Offshore_Wind |  |  | 0 | 0 | 0 | 0 | 0 | 0 | 0 | 0 | 0 | 5 | 2 | 1 | 1 | [18 empty] | 1 | 1 |  | 0
PG&E NGBA | Table Mountain | 230 | Offshore_Wind |  |  | 0 | 0 | 0 | 0 | 0 | 0 | 0 | 0 | 0 | 5 | 4 | 1 | 1 | [18 empty] | 1 | 1 |  | 0
PG&E NGBA | Table Mountain | 500 | Offshore_Wind |  |  | 0 | 0 | 0 | 0 | 0 | 0 | 0 | 0 | 0 | 5 | 2 | 1 | 1 | [18 empty] | 1 | 1 |  | 0
PG&E KERN | Taft | 115 | Offshore_Wind |  |  | 0 | 0 | 0 | 0 | 0 | 0 | 0 | 0 | 0 | 5 | 2 | 4 | 4 | [18 empty] | 1 | 1 |  | 0
SDGE | Talega | 138 | Offshore_Wind |  |  | 0 | 0 | 0 | 0 | 0 | 0 | 0 | 0 | 0 | 1 | 1 | 1 | 1 | [18 empty] | 1 | 1 |  | 0
SDGE | Talega | 230 | Offshore_Wind |  |  | 0 | 0 | 0 | 0 | 0 | 0 | 0 | 0 | 0 | 1 | 1 | 1 | 1 | [18 empty] | 1 | 1 |  | 0
PG&E GBA | Tassajara | 230 | Offshore_Wind |  |  | 0 | 0 | 0 | 0 | 0 | 0 | 0 | 0 | 0 | 5 | 2 | 1 | 1 | [18 empty] | 1 | 1 |  | 0
SDGE | Telegraph Canyon | 138 | Offshore_Wind |  |  | 0 | 0 | 0 | 0 | 0 | 0 | 0 | 0 | 0 | 1 | 1 | 1 | 1 | [18 empty] | 1 | 1 |  | 0
PG&E KERN | Temblor | 115 | Offshore_Wind |  |  | 0 | 0 | 0 | 0 | 0 | 0 | 0 | 0 | 0 | 5 | 2 | 4 | 4 | [18 empty] | 1 | 1 |  | 0
PG&E KERN | Templeton | 230 | Offshore_Wind |  |  | 0 | 0 | 0 | 0 | 0 | 0 | 0 | 0 | 0 | 5 | 2 | 4 | 4 | [18 empty] | 1 | 1 |  | 0
PG&E GBA | Tesla | 115 | Offshore_Wind |  |  | 0 | 0 | 0 | 0 | 0 | 0 | 0 | 0 | 0 | 5 | 4 | 1 | 1 | [18 empty] | 1 | 1 |  | 0
PG&E GBA | Tesla | 230 | Offshore_Wind |  |  | 0 | 0 | 0 | 0 | 0 | 0 | 0 | 0 | 0 | 5 | 4 | 1 | 1 | [18 empty] | 1 | 1 |  | 0
PG&E GBA | Tesla | 500 | Offshore_Wind |  |  | 0 | 0 | 0 | 0 | 0 | 0 | 0 | 0 | 0 | 5 | 4 | 1 | 1 | [18 empty] | 1 | 1 |  | 0
PG&E KERN | Tevis | 115 | Offshore_Wind |  |  | 0 | 0 | 0 | 0 | 0 | 0 | 0 | 0 | 0 | 5 | 2 | 4 | 4 | [18 empty] | 1 | 1 |  | 0
EOP | Thousandaire | 138 | Offshore_Wind |  |  | 0 | 0 | 0 | 0 | 0 | 0 | 0 | 0 | 0 | 5 | 3 | 1 | 1 | [18 empty] | 1 | 1 |  | 0
PG&E KERN | Topaz | 230 | Offshore_Wind |  |  | 0 | 0 | 0 | 0 | 0 | 0 | 0 | 0 | 0 | 5 | 2 | 4 | 4 | [18 empty] | 1 | 1 |  | 0
SCE NOL | Tortilla | 115 | Offshore_Wind |  |  | 0 | 0 | 0 | 0 | 0 | 0 | 0 | 0 | 0 | 3 | 3 | 1 | 1 | [18 empty] | 1 | 1 |  | 0
SDGE | Trabuco | 138 | Offshore_Wind |  |  | 0 | 0 | 0 | 0 | 0 | 0 | 0 | 0 | 0 | 1 | 1 | 1 | 1 | [18 empty] | 1 | 1 |  | 0
PG&E GBA | Tracy | 115 | Offshore_Wind |  |  | 0 | 0 | 0 | 0 | 0 | 0 | 0 | 0 | 0 | 5 | 4 | 1 | 1 | [18 empty] | 1 | 1 |  | 0
PG&E FRESNO | Tranquility | 230 | Offshore_Wind |  |  | 0 | 0 | 0 | 0 | 0 | 0 | 0 | 0 | 0 | 5 | 4 | 5 | 2 | [18 empty] | 1 | 1 |  | 0
PG&E GBA | Trimble | 115 | Offshore_Wind |  |  | 0 | 0 | 0 | 0 | 0 | 0 | 0 | 0 | 0 | 5 | 4 | 1 | 1 | [18 empty] | 1 | 1 |  | 0
EOP | Trout Canyon | 230 | Offshore_Wind |  |  | 0 | 0 | 0 | 0 | 0 | 0 | 0 | 0 | 0 | 5 | 3 | 1 | 1 | [18 empty] | 1 | 1 |  | 0
EOP | Trout Canyon | 500 | Offshore_Wind |  |  | 0 | 0 | 0 | 0 | 0 | 0 | 0 | 0 | 0 | 5 | 3 | 1 | 1 | [18 empty] | 1 | 1 |  | 0
PG&E NGBA | Tulucay | 230 | Offshore_Wind |  |  | 0 | 0 | 0 | 0 | 0 | 0 | 0 | 0 | 0 | 5 | 2 | 1 | 1 | [18 empty] | 1 | 1 |  | 0
PG&E KERN | Tupman | 115 | Offshore_Wind |  |  | 0 | 0 | 0 | 0 | 0 | 0 | 0 | 0 | 0 | 5 | 2 | 4 | 4 | [18 empty] | 1 | 1 |  | 0
PG&E NGBA | Ukiah | 115 | Offshore_Wind |  |  | 0 | 0 | 0 | 0 | 0 | 0 | 0 | 0 | 0 | 5 | 2 | 1 | 1 | [18 empty] | 1 | 1 |  | 0
PG&E NGBA | Vaca Dixon | 115 | Offshore_Wind |  |  | 0 | 0 | 0 | 0 | 0 | 0 | 0 | 0 | 0 | 5 | 2 | 1 | 1 | [18 empty] | 1 | 1 |  | 0
PG&E NGBA | Vaca Dixon | 230 | Offshore_Wind |  |  | 0 | 0 | 0 | 0 | 0 | 0 | 0 | 0 | 0 | 5 | 2 | 1 | 1 | [18 empty] | 1 | 1 |  | 0
PG&E NGBA | Vaca Dixon | 500 | Offshore_Wind |  |  | 0 | 0 | 0 | 0 | 0 | 0 | 0 | 0 | 0 | 5 | 2 | 1 | 1 | [18 empty] | 1 | 1 |  | 0
SCE Eastern | Valley (SCE) | 500 | Offshore_Wind |  |  | 0 | 0 | 0 | 0 | 0 | 0 | 0 | 0 | 0 | 1 | 1 | 1 | 1 | [18 empty] | 1 | 1 |  | 0
EOP | Valley (VEA) | 138 | Offshore_Wind |  |  | 0 | 0 | 0 | 0 | 0 | 0 | 0 | 0 | 0 | 5 | 3 | 1 | 1 | [18 empty] | 1 | 1 |  | 0
PG&E GBA | Valley Home | 115 | Offshore_Wind |  |  | 0 | 0 | 0 | 0 | 0 | 0 | 0 | 0 | 0 | 5 | 4 | 1 | 1 | [18 empty] | 1 | 1 |  | 0
PG&E GBA | Valley Springs | 230 | Offshore_Wind |  |  | 0 | 0 | 0 | 0 | 0 | 0 | 0 | 0 | 0 | 5 | 4 | 1 | 1 | [18 empty] | 1 | 1 |  | 0
EOP | Valley Switch | 138 | Offshore_Wind |  |  | 0 | 0 | 0 | 0 | 0 | 0 | 0 | 0 | 0 | 5 | 3 | 1 | 1 | [18 empty] | 1 | 1 |  | 0
EOP | Valley Switch | 230 | Offshore_Wind |  |  | 0 | 0 | 0 | 0 | 0 | 0 | 0 | 0 | 0 | 5 | 3 | 1 | 1 | [18 empty] | 1 | 1 |  | 0
PG&E GBA | Vasco | 230 | Offshore_Wind |  |  | 0 | 0 | 0 | 0 | 0 | 0 | 0 | 0 | 0 | 5 | 4 | 1 | 1 | [18 empty] | 1 | 1 |  | 0
PG&E GBA | Vasona | 230 | Offshore_Wind |  |  | 0 | 0 | 0 | 0 | 0 | 0 | 0 | 0 | 0 | 5 | 4 | 1 | 1 | [18 empty] | 1 | 1 |  | 0
SCE Northern | Vestal | 230 | Offshore_Wind |  |  | 0 | 0 | 0 | 0 | 0 | 0 | 0 | 0 | 0 | 1 | 1 | 1 | 1 | [18 empty] | 1 | 1 |  | 0
SCE NOL | Victor | 115 | Offshore_Wind |  |  | 0 | 0 | 0 | 0 | 0 | 0 | 0 | 0 | 0 | 1 | 1 | 1 | 1 | [18 empty] | 1 | 1 |  | 0
SCE NOL | Victor | 230 | Offshore_Wind |  |  | 0 | 0 | 0 | 0 | 0 | 0 | 0 | 0 | 0 | 1 | 1 | 1 | 1 | [18 empty] | 1 | 1 |  | 0
SCE Metro | Viejo | 230 | Offshore_Wind |  |  | 0 | 0 | 0 | 0 | 0 | 0 | 0 | 0 | 0 | 1 | 1 | 1 | 1 | [18 empty] | 1 | 1 |  | 0
PG&E GBA | Vierra | 115 | Offshore_Wind |  |  | 0 | 0 | 0 | 0 | 0 | 0 | 0 | 0 | 0 | 5 | 4 | 1 | 1 | [18 empty] | 1 | 1 |  | 0
SCE Metro | Villa Park | 230 | Offshore_Wind |  |  | 0 | 0 | 0 | 0 | 0 | 0 | 0 | 0 | 0 | 1 | 1 | 1 | 1 | [18 empty] | 1 | 1 |  | 0
SCE Northern | Vincent | 230 | Offshore_Wind |  |  | 0 | 0 | 0 | 0 | 0 | 0 | 0 | 0 | 0 | 1 | 1 | 1 | 1 | [18 empty] | 1 | 1 |  | 0
SCE Northern | Vincent | 500 | Offshore_Wind |  |  | 0 | 0 | 0 | 0 | 0 | 0 | 0 | 0 | 0 | 1 | 1 | 1 | 1 | [18 empty] | 1 | 1 |  | 0
PG&E GBA | Vineyard | 230 | Offshore_Wind |  |  | 0 | 0 | 0 | 0 | 0 | 0 | 0 | 0 | 0 | 5 | 4 | 1 | 1 | [18 empty] | 1 | 1 |  | 0
SCE Eastern | Vista (SCE) | 230 | Offshore_Wind |  |  | 0 | 0 | 0 | 0 | 0 | 0 | 0 | 0 | 0 | 1 | 1 | 1 | 1 | [18 empty] | 1 | 1 |  | 0
EOP | Vista (VEA) | 138 | Offshore_Wind |  |  | 0 | 0 | 0 | 0 | 0 | 0 | 0 | 0 | 0 | 5 | 3 | 1 | 1 | [18 empty] | 1 | 1 |  | 0
EOP | Vista (VEA) | 230 | Offshore_Wind |  |  | 0 | 0 | 0 | 0 | 0 | 0 | 0 | 0 | 0 | 5 | 3 | 1 | 1 | [18 empty] | 1 | 1 |  | 0
PG&E FRESNO | Wahtoke | 115 | Offshore_Wind |  |  | 0 | 0 | 0 | 0 | 0 | 0 | 0 | 0 | 0 | 5 | 2 | 5 | 2 | [18 empty] | 1 | 1 |  | 0
SCE Metro | Walnut | 230 | Offshore_Wind |  |  | 0 | 0 | 0 | 0 | 0 | 0 | 0 | 0 | 0 | 1 | 1 | 1 | 1 | [18 empty] | 1 | 1 |  | 0
SCE Northern | Warne | 230 | Offshore_Wind |  |  | 0 | 0 | 0 | 0 | 0 | 0 | 0 | 0 | 0 | 5 | 2 | 1 | 1 | [18 empty] | 1 | 1 |  | 0
PG&E GBA | Warnerville | 230 | Offshore_Wind |  |  | 0 | 0 | 0 | 0 | 0 | 0 | 0 | 0 | 0 | 5 | 4 | 5 | 2 | [18 empty] | 1 | 1 |  | 0
PG&E FRESNO | Waukena | 115 | Offshore_Wind |  |  | 0 | 0 | 0 | 0 | 0 | 0 | 0 | 0 | 0 | 5 | 2 | 5 | 2 | [18 empty] | 1 | 1 |  | 0
PG&E GBA | Weber | 230 | Offshore_Wind |  |  | 0 | 0 | 0 | 0 | 0 | 0 | 0 | 0 | 0 | 5 | 4 | 1 | 1 | [18 empty] | 1 | 1 |  | 0
PG&E FRESNO | West Fresno | 115 | Offshore_Wind |  |  | 0 | 0 | 0 | 0 | 0 | 0 | 0 | 0 | 0 | 5 | 4 | 5 | 2 | [18 empty] | 1 | 1 |  | 0
PG&E FRESNO | Westley | 230 | Offshore_Wind |  |  | 0 | 0 | 0 | 0 | 0 | 0 | 0 | 0 | 0 | 1 | 1 | 1 | 1 | [18 empty] | 1 | 1 |  | 0
PG&E KERN | Westpark | 115 | Offshore_Wind |  |  | 0 | 0 | 0 | 0 | 0 | 0 | 0 | 0 | 0 | 1 | 1 | 1 | 1 | [18 empty] | 1 | 1 |  | 0
PG&E KERN | Wheeler Ridge | 230 | Offshore_Wind |  |  | 0 | 0 | 0 | 0 | 0 | 0 | 0 | 0 | 0 | 5 | 2 | 4 | 4 | [18 empty] | 1 | 1 |  | 0
PG&E KERN | Wheeler Ridge | 115 | Offshore_Wind |  |  | 0 | 0 | 0 | 0 | 0 | 0 | 0 | 0 | 0 | 1 | 1 | 1 | 1 | [18 empty] | 1 | 1 |  | 0
SCE Northern | Whirlwind | 230 | Offshore_Wind |  |  | 0 | 0 | 0 | 0 | 0 | 0 | 0 | 0 | 0 | 1 | 1 | 1 | 1 | [18 empty] | 1 | 1 |  | 0
SCE Northern | Whirlwind | 500 | Offshore_Wind |  |  | 0 | 0 | 0 | 0 | 0 | 0 | 0 | 0 | 0 | 1 | 1 | 1 | 1 | [18 empty] | 1 | 1 |  | 0
PG&E GBA | Whisman | 115 | Offshore_Wind |  |  | 0 | 0 | 0 | 0 | 0 | 0 | 0 | 0 | 0 | 5 | 2 | 1 | 1 | [18 empty] | 1 | 1 |  | 0
SCE Eastern | Wildlife | 230 | Offshore_Wind |  |  | 0 | 0 | 0 | 0 | 0 | 0 | 0 | 0 | 0 | 1 | 1 | 1 | 1 | [18 empty] | 1 | 1 |  | 0
PG&E FRESNO | Wilson | 115 | Offshore_Wind |  |  | 0 | 0 | 0 | 0 | 0 | 0 | 0 | 0 | 0 | 5 | 4 | 5 | 2 | [18 empty] | 1 | 1 |  | 0
PG&E FRESNO | Wilson | 230 | Offshore_Wind |  |  | 0 | 0 | 0 | 0 | 0 | 0 | 0 | 0 | 0 | 5 | 4 | 5 | 4 | [18 empty] | 1 | 1 |  | 0
SCE Northern | Windhub | 230 | Offshore_Wind |  |  | 0 | 0 | 0 | 0 | 0 | 0 | 0 | 0 | 0 | 1 | 1 | 1 | 1 | [18 empty] | 1 | 1 |  | 0
SCE Northern | Windhub | 500 | Offshore_Wind |  |  | 0 | 0 | 0 | 0 | 0 | 0 | 0 | 0 | 0 | 1 | 1 | 1 | 1 | [18 empty] | 1 | 1 |  | 0
PG&E GBA | Windmaster | 230 | Offshore_Wind |  |  | 0 | 0 | 0 | 0 | 0 | 0 | 0 | 0 | 0 | 5 | 2 | 1 | 1 | [18 empty] | 1 | 1 |  | 0
PG&E NGBA | Woodland | 115 | Offshore_Wind |  |  | 0 | 0 | 0 | 0 | 0 | 0 | 0 | 0 | 0 | 5 | 4 | 1 | 1 | [18 empty] | 1 | 1 |  | 0
PG&E FRESNO | Woodward | 115 | Offshore_Wind |  |  | 0 | 0 | 0 | 0 | 0 | 0 | 0 | 0 | 0 | 5 | 2 | 5 | 2 | [18 empty] | 1 | 1 |  | 0
PG&E NGBA | Wyandotte | 115 | Offshore_Wind |  |  | 0 | 0 | 0 | 0 | 0 | 0 | 0 | 0 | 0 | 5 | 4 | 1 | 1 | [18 empty] | 1 | 1 |  | 0

## Res_by_Sub_Mapping
LLT Resources Sensitivity Portfolio Mapping by substation. Tab shows mapping by resource type by substation for identified in-development resources and the additional generic portfolio model resources for the TPP years 2035 and 2040. For each year, it shows the final base case mapping, the difference between the base case and the LLT Sensitivity, and the final mapping of the LLT Sensitivity. The 'Remapping_PDtoD' tab shows the minor changes to the mapped LLT portfolio between the PD and Decision.
|  |  | In-Development Resources | [14 empty] | Total Base Case Generic Resource 2035 (PD) | [14 empty] | Generic Resources 2035 Changes for LLT Sens. | [14 empty] | LLT Sens. Total Generic Resources 2035 | [14 empty] | LLT Sens. Total (Generic & In-Dev) Resources 2035 | [14 empty] | Total Base Case Generic Resource 2040(PD) | [14 empty] | Generic Resources 2040 Changes for LLT Sens. | [14 empty] | LLT Sens. Total Generic Resources 2040 | [14 empty] | LLT Sens. Total (Generic & In-Dev) Resources 2040
|  |  | Geothermal | Biomass | Wind | Wind | OOS Wind | OOS Wind | Offshore Wind | Offshore Wind | Distributed Solar | Solar | Solar | Battery_4hr | Battery_8hr | LDES | Has In-Dev | Geothermal | Biomass | Wind | Wind | OOS Wind | OOS Wind | Offshore Wind | Offshore Wind | Distributed Solar | Solar | Solar | Battery_4hr | Battery_8hr | LDES | Has | Geothermal | Biomass | Wind | Wind | OOS Wind | OOS Wind | Offshore Wind | Offshore Wind | Distributed Solar | Solar | Solar | Battery_4hr | Battery_8hr | LDES | Has | Geothermal | Biomass | Wind | Wind | OOS Wind | OOS Wind | Offshore Wind | Offshore Wind | Distributed Solar | Solar | Solar | Battery_4hr | Battery_8hr | LDES | Has | Geothermal | Biomass | Wind | Wind | OOS Wind | OOS Wind | Offshore Wind | Offshore Wind | Distributed Solar | Solar | Solar | Battery_4hr | Battery_8hr | LDES | Has | Geothermal | Biomass | Wind | Wind | OOS Wind | OOS Wind | Offshore Wind | Offshore Wind | Distributed Solar | Solar | Solar | Battery_4hr | Battery_8hr | LDES | Has | Geothermal | Biomass | Wind | Wind | OOS Wind | OOS Wind | Offshore Wind | Offshore Wind | Distributed Solar | Solar | Solar | Battery_4hr | Battery_8hr | LDES | Has | Geothermal | Biomass | Wind | Wind | OOS Wind | OOS Wind | Offshore Wind | Offshore Wind | Distributed Solar | Solar | Solar | Battery_4hr | Battery_8hr | LDES | Has | Geothermal | Biomass | Wind | Wind | OOS Wind | OOS Wind | Offshore Wind | Offshore Wind | Distributed Solar | Solar | Solar | Battery_4hr | Battery_8hr | LDES | Has
CAISO Study Area | Substation | Voltage | FCDS | FCDS | FCDS | EODS | FCDS | EODS | FCDS | EODS | EODS | FCDS | EODS | FCDS | FCDS | FCDS | Res | FCDS | FCDS | FCDS | EODS | FCDS | EODS | FCDS | EODS | EODS | FCDS | EODS | FCDS | FCDS | FCDS | Res | FCDS | FCDS | FCDS | EODS | FCDS | EODS | FCDS | EODS | EODS | FCDS | EODS | FCDS | FCDS | FCDS | Res | FCDS | FCDS | FCDS | EODS | FCDS | EODS | FCDS | EODS | EODS | FCDS | EODS | FCDS | FCDS | FCDS | Res | FCDS | FCDS | FCDS | EODS | FCDS | EODS | FCDS | EODS | EODS | FCDS | EODS | FCDS | FCDS | FCDS | Res | FCDS | FCDS | FCDS | EODS | FCDS | EODS | FCDS | EODS | EODS | FCDS | EODS | FCDS | FCDS | FCDS | Res | FCDS | FCDS | FCDS | EODS | FCDS | EODS | FCDS | EODS | EODS | FCDS | EODS | FCDS | FCDS | FCDS | Res | FCDS | FCDS | FCDS | EODS | FCDS | EODS | FCDS | EODS | EODS | FCDS | EODS | FCDS | FCDS | FCDS | Res | FCDS | FCDS | FCDS | EODS | FCDS | EODS | FCDS | EODS | EODS | FCDS | EODS | FCDS | FCDS | FCDS | Res
PG&E KERN | 7th Standard | 115 | 0 | 0 | 0 | 0 | 0 | 0 | 0 | 0 | 0 | 0 | 0 | 0 | 0 | 0 | 0 | 0 | 0 | 0 | 0 | 0 | 0 | 0 | 0 | 0 | 0 | 0 | 0 | 0 | 0 | [15 empty] | 0 | 0 | 0 | 0 | 0 | 0 | 0 | 0 | 0 | 0 | 0 | 0 | 0 | 0 | 0 |  | 0 | 0 | 0 | 0 | 0 | 0 | 0 | 0 | 0 | 0 | 0 | 0 | 0 | 0 | 0 | 0 | 0 | 0 | 0 | 0 | 0 | 0 | 0 | 0 | 0 | 0 | 0 | 0 | 0 | [15 empty] | 0 | 0 | 0 | 0 | 0 | 0 | 0 | 0 | 0 | 0 | 0 | 0 | 0 | 0 | 0 |  | 0 | 0 | 0 | 0 | 0 | 0 | 0 | 0 | 0 | 0 | 0 | 0 | 0 | 0 | 0
SCE Metro | Alamitos | 230 | 0 | 0 | 0 | 0 | 0 | 0 | 0 | 0 | 0 | 0 | 0 | 82 | 0 | 0 | 1 | 0 | 0 | 0 | 0 | 0 | 0 | 0 | 0 | 0 | 0 | 0 | 0 | 0 | 0 | [15 empty] | 0 | 0 | 0 | 0 | 0 | 0 | 0 | 0 | 0 | 0 | 0 | 0 | 0 | 0 | 0 |  | 0 | 0 | 0 | 0 | 0 | 0 | 0 | 0 | 0 | 0 | 0 | 82 | 0 | 0 | 1 | 0 | 0 | 0 | 0 | 0 | 0 | 0 | 0 | 0 | 0 | 0 | 0 | 0 | 0 | [15 empty] | 0 | 0 | 0 | 0 | 0 | 0 | 0 | 0 | 0 | 0 | 0 | 0 | 0 | 0 | 0 |  | 0 | 0 | 0 | 0 | 0 | 0 | 0 | 0 | 0 | 0 | 0 | 82 | 0 | 0 | 1
SCE Eastern | Alberhill | 115 | 0 | 0 | 0 | 0 | 0 | 0 | 0 | 0 | 0 | 0 | 0 | 0 | 0 | 0 | 0 | 0 | 0 | 0 | 0 | 0 | 0 | 0 | 0 | 0 | 0 | 0 | 0 | 0 | 0 | [15 empty] | 0 | 0 | 0 | 0 | 0 | 0 | 0 | 0 | 0 | 0 | 0 | 0 | 0 | 0 | 0 |  | 0 | 0 | 0 | 0 | 0 | 0 | 0 | 0 | 0 | 0 | 0 | 0 | 0 | 0 | 0 | 0 | 0 | 0 | 0 | 0 | 0 | 0 | 0 | 0 | 0 | 0 | 0 | 0 | 0 | [15 empty] | 0 | 0 | 0 | 0 | 0 | 0 | 0 | 0 | 0 | 0 | 0 | 0 | 0 | 0 | 0 |  | 0 | 0 | 0 | 0 | 0 | 0 | 0 | 0 | 0 | 0 | 0 | 0 | 0 | 0 | 0
SCE Eastern | Alberhill | 500 | 0 | 0 | 0 | 0 | 0 | 0 | 0 | 0 | 0 | 0 | 0 | 0 | 0 | 0 | 0 | 0 | 0 | 0 | 0 | 0 | 0 | 0 | 0 | 0 | 0 | 0 | 0 | 0 | 0 | [15 empty] | 0 | 0 | 0 | 0 | 0 | 0 | 0 | 0 | 0 | 0 | 0 | 0 | 0 | 0 | 0 |  | 0 | 0 | 0 | 0 | 0 | 0 | 0 | 0 | 0 | 0 | 0 | 0 | 0 | 0 | 0 | 0 | 0 | 0 | 0 | 0 | 0 | 0 | 0 | 0 | 0 | 0 | 0 | 0 | 0 | [15 empty] | 0 | 0 | 0 | 0 | 0 | 0 | 0 | 0 | 0 | 0 | 0 | 0 | 0 | 0 | 0 |  | 0 | 0 | 0 | 0 | 0 | 0 | 0 | 0 | 0 | 0 | 0 | 0 | 0 | 0 | 0
PG&E GBA | Alhambra | 115 | 0 | 0 | 0 | 0 | 0 | 0 | 0 | 0 | 0 | 0 | 0 | 0 | 0 | 0 | 0 | 0 | 0 | 0 | 0 | 0 | 0 | 0 | 0 | 0 | 0 | 0 | 0 | 0 | 0 | [15 empty] | 0 | 0 | 0 | 0 | 0 | 0 | 0 | 0 | 0 | 0 | 0 | 0 | 0 | 0 | 0 |  | 0 | 0 | 0 | 0 | 0 | 0 | 0 | 0 | 0 | 0 | 0 | 0 | 0 | 0 | 0 | 0 | 0 | 0 | 0 | 0 | 0 | 0 | 0 | 0 | 0 | 0 | 0 | 0 | 0 | [15 empty] | 0 | 0 | 0 | 0 | 0 | 0 | 0 | 0 | 0 | 0 | 0 | 0 | 0 | 0 | 0 |  | 0 | 0 | 0 | 0 | 0 | 0 | 0 | 0 | 0 | 0 | 0 | 0 | 0 | 0 | 0
PG&E FRESNO | Alpaugh | 115 | 0 | 0 | 0 | 0 | 0 | 0 | 0 | 0 | 3 | 0 | 0 | 10 | 0 | 0 | 1 | 0 | 0 | 0 | 0 | 0 | 0 | 0 | 0 | 0 | 0 | 0 | 0 | 0 | 0 | [15 empty] | 0 | 0 | 0 | 0 | 0 | 0 | 0 | 0 | 0 | 0 | 0 | 0 | 0 | 0 | 0 |  | 0 | 0 | 0 | 0 | 0 | 0 | 0 | 0 | 3 | 0 | 0 | 10 | 0 | 0 | 1 | 0 | 0 | 0 | 0 | 0 | 0 | 0 | 0 | 0 | 0 | 0 | 0 | 0 | 0 | [15 empty] | 0 | 0 | 0 | 0 | 0 | 0 | 0 | 0 | 0 | 0 | 0 | 0 | 0 | 0 | 0 |  | 0 | 0 | 0 | 0 | 0 | 0 | 0 | 0 | 3 | 0 | 0 | 10 | 0 | 0 | 1
SDGE | Alpine | 69 | 0 | 0 | 0 | 0 | 0 | 0 | 0 | 0 | 0 | 0 | 0 | 6 | 0 | 0 | 1 | 0 | 0 | 0 | 0 | 0 | 0 | 0 | 0 | 0 | 0 | 0 | 0 | 0 | 0 | [15 empty] | 0 | 0 | 0 | 0 | 0 | 0 | 0 | 0 | 0 | 0 | 0 | 0 | 0 | 0 | 0 |  | 0 | 0 | 0 | 0 | 0 | 0 | 0 | 0 | 0 | 0 | 0 | 6 | 0 | 0 | 1 | 0 | 0 | 0 | 0 | 0 | 0 | 0 | 0 | 0 | 0 | 0 | 0 | 0 | 0 | [15 empty] | 0 | 0 | 0 | 0 | 0 | 0 | 0 | 0 | 0 | 0 | 0 | 0 | 0 | 0 | 0 |  | 0 | 0 | 0 | 0 | 0 | 0 | 0 | 0 | 0 | 0 | 0 | 6 | 0 | 0 | 1
PG&E GBA | Altamont Midway (Sandhill) | 230 | 0 | 0 | 0 | 0 | 0 | 0 | 0 | 0 | 0 | 0 | 0 | 0 | 0 | 0 | 0 | 0 | 0 | 5 | 0 | 0 | 0 | 0 | 0 | 0 | 0 | 0 | 0 | 0 | 0 | [15 empty] | 0 | 0 | 0 | 5 | 0 | 0 | 0 | 0 | 0 | 0 | 0 | 0 | 0 | 0 | 0 |  | 0 | 0 | 5 | 0 | 0 | 0 | 0 | 0 | 0 | 0 | 0 | 0 | 0 | 0 | 1 | 0 | 0 | 5 | 0 | 0 | 0 | 0 | 0 | 0 | 0 | 0 | 0 | 0 | 0 | [15 empty] | 0 | 0 | 0 | 5 | 0 | 0 | 0 | 0 | 0 | 0 | 0 | 0 | 0 | 0 | 0 |  | 0 | 0 | 5 | 0 | 0 | 0 | 0 | 0 | 0 | 0 | 0 | 0 | 0 | 0 | 1
SCE Northern | Antelope | 66 | 0 | 0 | 0 | 0 | 0 | 0 | 0 | 0 | 0 | 0 | 20 | 0 | 0 | 0 | 1 | 0 | 0 | 0 | 0 | 0 | 0 | 0 | 0 | 0 | 0 | 0 | 0 | 0 | 0 | [15 empty] | 0 | 0 | 0 | 0 | 0 | 0 | 0 | 0 | 0 | 0 | 0 | 0 | 0 | 0 | 0 |  | 0 | 0 | 0 | 0 | 0 | 0 | 0 | 0 | 0 | 0 | 20 | 0 | 0 | 0 | 1 | 0 | 0 | 0 | 0 | 0 | 0 | 0 | 0 | 0 | 0 | 0 | 0 | 0 | 0 | [15 empty] | 0 | 0 | 0 | 0 | 0 | 0 | 0 | 0 | 0 | 0 | 0 | 0 | 0 | 0 | 0 |  | 0 | 0 | 0 | 0 | 0 | 0 | 0 | 0 | 0 | 0 | 20 | 0 | 0 | 0 | 1
SCE Northern | Antelope | 230 | 0 | 0 | 0 | 0 | 0 | 0 | 0 | 0 | 6 | 56 | 0 | 28 | 0 | 0 | 1 | 0 | 0 | 200 | 0 | 0 | 0 | 0 | 0 | 0 | 0 | 0 | 0 | 0 | 0 | [15 empty] | 0 | 0 | 0 | 200 | 0 | 0 | 0 | 0 | 0 | 0 | 0 | 0 | 0 | 0 | 0 |  | 0 | 0 | 200 | 0 | 0 | 0 | 0 | 0 | 6 | 56 | 0 | 28 | 0 | 0 | 1 | 0 | 0 | 200 | 0 | 0 | 0 | 0 | 0 | 0 | 0 | 150 | 0 | 100 | 0 | [13 empty] | -50 |  | 1 | 0 | 0 | 200 | 0 | 0 | 0 | 0 | 0 | 0 | 0 | 150 | 0 | 50 | 0 |  | 0 | 0 | 200 | 0 | 0 | 0 | 0 | 0 | 6 | 56 | 150 | 28 | 50 | 0 | 1
SCE Northern | Antelope | 500 | 0 | 0 | 0 | 0 | 0 | 0 | 0 | 0 | 0 | 0 | 0 | 0 | 0 | 0 | 0 | 0 | 0 | 0 | 0 | 0 | 0 | 0 | 0 | 0 | 0 | 0 | 0 | 0 | 0 | [15 empty] | 0 | 0 | 0 | 0 | 0 | 0 | 0 | 0 | 0 | 0 | 0 | 0 | 0 | 0 | 0 |  | 0 | 0 | 0 | 0 | 0 | 0 | 0 | 0 | 0 | 0 | 0 | 0 | 0 | 0 | 0 | 0 | 0 | 0 | 0 | 0 | 0 | 0 | 0 | 0 | 0 | 0 | 0 | 0 | 0 | [15 empty] | 0 | 0 | 0 | 0 | 0 | 0 | 0 | 0 | 0 | 0 | 0 | 0 | 0 | 0 | 0 |  | 0 | 0 | 0 | 0 | 0 | 0 | 0 | 0 | 0 | 0 | 0 | 0 | 0 | 0 | 0
PG&E NGBA | Arcata | 60 | 0 | 0 | 0 | 0 | 0 | 0 | 0 | 0 | 7 | 0 | 0 | 2.5 | 0 | 0 | 1 | 0 | 0 | 0 | 0 | 0 | 0 | 0 | 0 | 0 | 0 | 0 | 0 | 0 | 0 | [15 empty] | 0 | 0 | 0 | 0 | 0 | 0 | 0 | 0 | 0 | 0 | 0 | 0 | 0 | 0 | 0 |  | 0 | 0 | 0 | 0 | 0 | 0 | 0 | 0 | 7 | 0 | 0 | 2.5 | 0 | 0 | 1 | 0 | 0 | 0 | 0 | 0 | 0 | 0 | 0 | 0 | 0 | 0 | 0 | 0 | 0 | [15 empty] | 0 | 0 | 0 | 0 | 0 | 0 | 0 | 0 | 0 | 0 | 0 | 0 | 0 | 0 | 0 |  | 0 | 0 | 0 | 0 | 0 | 0 | 0 | 0 | 7 | 0 | 0 | 2.5 | 0 | 0 | 1
PG&E KERN | Arco | 230 | 0 | 0 | 0 | 0 | 0 | 0 | 0 | 0 | 4.79 | 0 | 0 | 0 | 0 | 0 | 1 | 0 | 0 | 0 | 0 | 0 | 0 | 0 | 0 | 0 | 125 | 399 | 0 | 125 | 0 | [11 empty] | -174 |  | -125 |  | 1 | 0 | 0 | 0 | 0 | 0 | 0 | 0 | 0 | 0 | 125 | 225 | 0 | 0 | 0 |  | 0 | 0 | 0 | 0 | 0 | 0 | 0 | 0 | 4.79 | 125 | 225 | 0 | 0 | 0 | 1 | 0 | 0 | 0 | 0 | 0 | 0 | 0 | 0 | 0 | 325 | 674 | 0 | 265 | 0 | [10 empty] | -125 |  |  | -100 |  | 1 | 0 | 0 | 0 | 0 | 0 | 0 | 0 | 0 | 0 | 200 | 674 | 0 | 165 | 0 |  | 0 | 0 | 0 | 0 | 0 | 0 | 0 | 0 | 4.79 | 200 | 674 | 0 | 165 | 0 | 1
PG&E KERN | Arco | 70 | 0 | 0 | 0 | 0 | 0 | 0 | 0 | 0 | 0 | 0 | 0 | 2 | 0 | 0 | 1 | 0 | 0 | 0 | 0 | 0 | 0 | 0 | 0 | 0 | 0 | 0 | 0 | 0 | 0 | [15 empty] | 0 | 0 | 0 | 0 | 0 | 0 | 0 | 0 | 0 | 0 | 0 | 0 | 0 | 0 | 0 |  | 0 | 0 | 0 | 0 | 0 | 0 | 0 | 0 | 0 | 0 | 0 | 2 | 0 | 0 | 1 | 0 | 0 | 0 | 0 | 0 | 0 | 0 | 0 | 0 | 0 | 0 | 0 | 0 | 0 | [15 empty] | 0 | 0 | 0 | 0 | 0 | 0 | 0 | 0 | 0 | 0 | 0 | 0 | 0 | 0 | 0 |  | 0 | 0 | 0 | 0 | 0 | 0 | 0 | 0 | 0 | 0 | 0 | 2 | 0 | 0 | 1
SCE Metro | ArcoGen | 230 | 0 | 0 | 0 | 0 | 0 | 0 | 0 | 0 | 0 | 0 | 0 | 0 | 0 | 0 | 0 | 0 | 0 | 0 | 0 | 0 | 0 | 0 | 0 | 0 | 0 | 0 | 0 | 0 | 0 | [15 empty] | 0 | 0 | 0 | 0 | 0 | 0 | 0 | 0 | 0 | 0 | 0 | 0 | 0 | 0 | 0 |  | 0 | 0 | 0 | 0 | 0 | 0 | 0 | 0 | 0 | 0 | 0 | 0 | 0 | 0 | 0 | 0 | 0 | 0 | 0 | 0 | 0 | 0 | 0 | 0 | 0 | 0 | 0 | 0 | 0 | [15 empty] | 0 | 0 | 0 | 0 | 0 | 0 | 0 | 0 | 0 | 0 | 0 | 0 | 0 | 0 | 0 |  | 0 | 0 | 0 | 0 | 0 | 0 | 0 | 0 | 0 | 0 | 0 | 0 | 0 | 0 | 0
SDGE | Artesian | 230 | 0 | 0 | 0 | 0 | 0 | 0 | 0 | 0 | 0 | 0 | 0 | 0 | 0 | 0 | 0 | 0 | 0 | 0 | 0 | 0 | 0 | 0 | 0 | 0 | 0 | 0 | 0 | 0 | 0 | [15 empty] | 0 | 0 | 0 | 0 | 0 | 0 | 0 | 0 | 0 | 0 | 0 | 0 | 0 | 0 | 0 |  | 0 | 0 | 0 | 0 | 0 | 0 | 0 | 0 | 0 | 0 | 0 | 0 | 0 | 0 | 0 | 0 | 0 | 0 | 0 | 0 | 0 | 0 | 0 | 0 | 0 | 0 | 0 | 0 | 0 | [15 empty] | 0 | 0 | 0 | 0 | 0 | 0 | 0 | 0 | 0 | 0 | 0 | 0 | 0 | 0 | 0 |  | 0 | 0 | 0 | 0 | 0 | 0 | 0 | 0 | 0 | 0 | 0 | 0 | 0 | 0 | 0
SDGE | Artesian | 69 | 0 | 0 | 0 | 0 | 0 | 0 | 0 | 0 | 0 | 0 | 0 | 0 | 0 | 0 | 0 | 0 | 0 | 0 | 0 | 0 | 0 | 0 | 0 | 0 | 0 | 0 | 0 | 0 | 0 | [15 empty] | 0 | 0 | 0 | 0 | 0 | 0 | 0 | 0 | 0 | 0 | 0 | 0 | 0 | 0 | 0 |  | 0 | 0 | 0 | 0 | 0 | 0 | 0 | 0 | 0 | 0 | 0 | 0 | 0 | 0 | 0 | 0 | 0 | 0 | 0 | 0 | 0 | 0 | 0 | 0 | 0 | 0 | 0 | 0 | 0 | [15 empty] | 0 | 0 | 0 | 0 | 0 | 0 | 0 | 0 | 0 | 0 | 0 | 0 | 0 | 0 | 0 |  | 0 | 0 | 0 | 0 | 0 | 0 | 0 | 0 | 0 | 0 | 0 | 0 | 0 | 0 | 0
PG&E FRESNO | Ashlan | 230 | 0 | 0 | 0 | 0 | 0 | 0 | 0 | 0 | 0 | 0 | 0 | 0 | 0 | 0 | 0 | 0 | 0 | 0 | 0 | 0 | 0 | 0 | 0 | 0 | 0 | 0 | 0 | 0 | 0 | [15 empty] | 0 | 0 | 0 | 0 | 0 | 0 | 0 | 0 | 0 | 0 | 0 | 0 | 0 | 0 | 0 |  | 0 | 0 | 0 | 0 | 0 | 0 | 0 | 0 | 0 | 0 | 0 | 0 | 0 | 0 | 0 | 0 | 0 | 0 | 0 | 0 | 0 | 0 | 0 | 0 | 0 | 0 | 0 | 0 | 0 | [15 empty] | 0 | 0 | 0 | 0 | 0 | 0 | 0 | 0 | 0 | 0 | 0 | 0 | 0 | 0 | 0 |  | 0 | 0 | 0 | 0 | 0 | 0 | 0 | 0 | 0 | 0 | 0 | 0 | 0 | 0 | 0
PG&E NGBA | Atlantic | 115 | 0 | 0 | 0 | 0 | 0 | 0 | 0 | 0 | 0 | 0 | 0 | 0 | 0 | 0 | 0 | 0 | 0 | 0 | 0 | 0 | 0 | 0 | 0 | 0 | 0 | 0 | 0 | 0 | 0 | [15 empty] | 0 | 0 | 0 | 0 | 0 | 0 | 0 | 0 | 0 | 0 | 0 | 0 | 0 | 0 | 0 |  | 0 | 0 | 0 | 0 | 0 | 0 | 0 | 0 | 0 | 0 | 0 | 0 | 0 | 0 | 0 | 0 | 0 | 0 | 0 | 0 | 0 | 0 | 0 | 0 | 0 | 0 | 0 | 0 | 0 | [15 empty] | 0 | 0 | 0 | 0 | 0 | 0 | 0 | 0 | 0 | 0 | 0 | 0 | 0 | 0 | 0 |  | 0 | 0 | 0 | 0 | 0 | 0 | 0 | 0 | 0 | 0 | 0 | 0 | 0 | 0 | 0
PG&E NGBA | Atlantic | 230 | 0 | 0 | 0 | 0 | 0 | 0 | 0 | 0 | 0 | 0 | 0 | 0 | 0 | 0 | 0 | 0 | 0 | 0 | 0 | 0 | 0 | 0 | 0 | 0 | 0 | 0 | 0 | 0 | 0 | [15 empty] | 0 | 0 | 0 | 0 | 0 | 0 | 0 | 0 | 0 | 0 | 0 | 0 | 0 | 0 | 0 |  | 0 | 0 | 0 | 0 | 0 | 0 | 0 | 0 | 0 | 0 | 0 | 0 | 0 | 0 | 0 | 0 | 0 | 0 | 0 | 0 | 0 | 0 | 0 | 0 | 0 | 0 | 0 | 0 | 0 | [15 empty] | 0 | 0 | 0 | 0 | 0 | 0 | 0 | 0 | 0 | 0 | 0 | 0 | 0 | 0 | 0 |  | 0 | 0 | 0 | 0 | 0 | 0 | 0 | 0 | 0 | 0 | 0 | 0 | 0 | 0 | 0
PG&E NGBA | Atlantic | 60 | 0 | 0 | 0 | 0 | 0 | 0 | 0 | 0 | 0 | 0 | 0 | 0 | 0 | 0 | 0 | 0 | 0 | 0 | 0 | 0 | 0 | 0 | 0 | 0 | 0 | 0 | 0 | 0 | 0 | [15 empty] | 0 | 0 | 0 | 0 | 0 | 0 | 0 | 0 | 0 | 0 | 0 | 0 | 0 | 0 | 0 |  | 0 | 0 | 0 | 0 | 0 | 0 | 0 | 0 | 0 | 0 | 0 | 0 | 0 | 0 | 0 | 0 | 0 | 0 | 0 | 0 | 0 | 0 | 0 | 0 | 0 | 0 | 0 | 0 | 0 | [15 empty] | 0 | 0 | 0 | 0 | 0 | 0 | 0 | 0 | 0 | 0 | 0 | 0 | 0 | 0 | 0 |  | 0 | 0 | 0 | 0 | 0 | 0 | 0 | 0 | 0 | 0 | 0 | 0 | 0 | 0 | 0
PG&E FRESNO | Atwater | 115 | 0 | 0 | 0 | 0 | 0 | 0 | 0 | 0 | 2 | 0 | 0 | 0 | 0 | 0 | 1 | 0 | 0 | 0 | 0 | 0 | 0 | 0 | 0 | 0 | 0 | 0 | 0 | 0 | 0 | [15 empty] | 0 | 0 | 0 | 0 | 0 | 0 | 0 | 0 | 0 | 0 | 0 | 0 | 0 | 0 | 0 |  | 0 | 0 | 0 | 0 | 0 | 0 | 0 | 0 | 2 | 0 | 0 | 0 | 0 | 0 | 1 | 0 | 0 | 0 | 0 | 0 | 0 | 0 | 0 | 0 | 0 | 0 | 0 | 0 | 0 | [15 empty] | 0 | 0 | 0 | 0 | 0 | 0 | 0 | 0 | 0 | 0 | 0 | 0 | 0 | 0 | 0 |  | 0 | 0 | 0 | 0 | 0 | 0 | 0 | 0 | 2 | 0 | 0 | 0 | 0 | 0 | 1
PG&E GBA | Avena | 115 | 0 | 0 | 0 | 0 | 0 | 0 | 0 | 0 | 0 | 0 | 0 | 0 | 0 | 0 | 0 | 0 | 0 | 0 | 0 | 0 | 0 | 0 | 0 | 0 | 0 | 0 | 0 | 0 | 0 | [15 empty] | 0 | 0 | 0 | 0 | 0 | 0 | 0 | 0 | 0 | 0 | 0 | 0 | 0 | 0 | 0 |  | 0 | 0 | 0 | 0 | 0 | 0 | 0 | 0 | 0 | 0 | 0 | 0 | 0 | 0 | 0 | 0 | 0 | 0 | 0 | 0 | 0 | 0 | 0 | 0 | 0 | 0 | 0 | 0 | 0 | [15 empty] | 0 | 0 | 0 | 0 | 0 | 0 | 0 | 0 | 0 | 0 | 0 | 0 | 0 | 0 | 0 |  | 0 | 0 | 0 | 0 | 0 | 0 | 0 | 0 | 0 | 0 | 0 | 0 | 0 | 0 | 0
SDGE | Avocado | 69 | 0 | 0 | 0 | 0 | 0 | 0 | 0 | 0 | 0 | 0 | 0 | 29.6 | 0 | 0 | 1 | 0 | 0 | 0 | 0 | 0 | 0 | 0 | 0 | 0 | 0 | 0 | 0 | 0 | 0 | [15 empty] | 0 | 0 | 0 | 0 | 0 | 0 | 0 | 0 | 0 | 0 | 0 | 0 | 0 | 0 | 0 |  | 0 | 0 | 0 | 0 | 0 | 0 | 0 | 0 | 0 | 0 | 0 | 29.6 | 0 | 0 | 1 | 0 | 0 | 0 | 0 | 0 | 0 | 0 | 0 | 0 | 0 | 0 | 0 | 0 | 0 | [15 empty] | 0 | 0 | 0 | 0 | 0 | 0 | 0 | 0 | 0 | 0 | 0 | 0 | 0 | 0 | 0 |  | 0 | 0 | 0 | 0 | 0 | 0 | 0 | 0 | 0 | 0 | 0 | 29.6 | 0 | 0 | 1
PG&E NGBA | Bahia | 230 | 0 | 0 | 0 | 0 | 0 | 0 | 0 | 0 | 0 | 0 | 0 | 0 | 0 | 0 | 0 | 0 | 0 | 0 | 0 | 0 | 0 | 0 | 0 | 0 | 0 | 0 | 0 | 0 | 0 | [15 empty] | 0 | 0 | 0 | 0 | 0 | 0 | 0 | 0 | 0 | 0 | 0 | 0 | 0 | 0 | 0 |  | 0 | 0 | 0 | 0 | 0 | 0 | 0 | 0 | 0 | 0 | 0 | 0 | 0 | 0 | 0 | 0 | 0 | 0 | 0 | 0 | 0 | 0 | 0 | 0 | 0 | 0 | 0 | 0 | 0 | [15 empty] | 0 | 0 | 0 | 0 | 0 | 0 | 0 | 0 | 0 | 0 | 0 | 0 | 0 | 0 | 0 |  | 0 | 0 | 0 | 0 | 0 | 0 | 0 | 0 | 0 | 0 | 0 | 0 | 0 | 0 | 0
SCE Northern | Bailey | 230 | 0 | 0 | 0 | 0 | 0 | 0 | 0 | 0 | 0 | 0 | 0 | 0 | 0 | 0 | 0 | 0 | 0 | 0 | 0 | 0 | 0 | 0 | 0 | 0 | 0 | 0 | 0 | 0 | 0 | [15 empty] | 0 | 0 | 0 | 0 | 0 | 0 | 0 | 0 | 0 | 0 | 0 | 0 | 0 | 0 | 0 |  | 0 | 0 | 0 | 0 | 0 | 0 | 0 | 0 | 0 | 0 | 0 | 0 | 0 | 0 | 0 | 0 | 0 | 0 | 0 | 0 | 0 | 0 | 0 | 0 | 0 | 0 | 0 | 0 | 0 | [15 empty] | 0 | 0 | 0 | 0 | 0 | 0 | 0 | 0 | 0 | 0 | 0 | 0 | 0 | 0 | 0 |  | 0 | 0 | 0 | 0 | 0 | 0 | 0 | 0 | 0 | 0 | 0 | 0 | 0 | 0 | 0
SCE NOL | Baker | 115 | 0 | 0 | 0 | 0 | 0 | 0 | 0 | 0 | 0 | 0 | 0 | 0 | 0 | 0 | 0 | 0 | 0 | 0 | 0 | 0 | 0 | 0 | 0 | 0 | 0 | 0 | 0 | 0 | 0 | [15 empty] | 0 | 0 | 0 | 0 | 0 | 0 | 0 | 0 | 0 | 0 | 0 | 0 | 0 | 0 | 0 |  | 0 | 0 | 0 | 0 | 0 | 0 | 0 | 0 | 0 | 0 | 0 | 0 | 0 | 0 | 0 | 0 | 0 | 0 | 0 | 0 | 0 | 0 | 0 | 0 | 0 | 0 | 0 | 0 | 0 | [15 empty] | 0 | 0 | 0 | 0 | 0 | 0 | 0 | 0 | 0 | 0 | 0 | 0 | 0 | 0 | 0 |  | 0 | 0 | 0 | 0 | 0 | 0 | 0 | 0 | 0 | 0 | 0 | 0 | 0 | 0 | 0
PG&E KERN | Bakersfield | 230 | 0 | 0 | 0 | 0 | 0 | 0 | 0 | 0 | 0 | 0 | 0 | 0 | 0 | 0 | 0 | 0 | 0 | 0 | 0 | 0 | 0 | 0 | 0 | 0 | 0 | 0 | 0 | 0 | 0 | [15 empty] | 0 | 0 | 0 | 0 | 0 | 0 | 0 | 0 | 0 | 0 | 0 | 0 | 0 | 0 | 0 |  | 0 | 0 | 0 | 0 | 0 | 0 | 0 | 0 | 0 | 0 | 0 | 0 | 0 | 0 | 0 | 0 | 0 | 0 | 0 | 0 | 0 | 0 | 0 | 0 | 0 | 0 | 0 | 0 | 0 | [15 empty] | 0 | 0 | 0 | 0 | 0 | 0 | 0 | 0 | 0 | 0 | 0 | 0 | 0 | 0 | 0 |  | 0 | 0 | 0 | 0 | 0 | 0 | 0 | 0 | 0 | 0 | 0 | 0 | 0 | 0 | 0
PG&E FRESNO | Balch | 230 | 0 | 0 | 0 | 0 | 0 | 0 | 0 | 0 | 0 | 0 | 0 | 0 | 0 | 0 | 0 | 0 | 0 | 0 | 0 | 0 | 0 | 0 | 0 | 0 | 0 | 0 | 0 | 0 | 0 | [15 empty] | 0 | 0 | 0 | 0 | 0 | 0 | 0 | 0 | 0 | 0 | 0 | 0 | 0 | 0 | 0 |  | 0 | 0 | 0 | 0 | 0 | 0 | 0 | 0 | 0 | 0 | 0 | 0 | 0 | 0 | 0 | 0 | 0 | 0 | 0 | 0 | 0 | 0 | 0 | 0 | 0 | 0 | 0 | 0 | 0 | [15 empty] | 0 | 0 | 0 | 0 | 0 | 0 | 0 | 0 | 0 | 0 | 0 | 0 | 0 | 0 | 0 |  | 0 | 0 | 0 | 0 | 0 | 0 | 0 | 0 | 0 | 0 | 0 | 0 | 0 | 0 | 0
SCE Eastern | Bannister | 230 | 0 | 0 | 0 | 0 | 0 | 0 | 0 | 0 | 0 | 0 | 0 | 0 | 0 | 0 | 0 | 0 | 0 | 0 | 0 | 0 | 0 | 0 | 0 | 0 | 0 | 0 | 0 | 0 | 0 | [15 empty] | 0 | 0 | 0 | 0 | 0 | 0 | 0 | 0 | 0 | 0 | 0 | 0 | 0 | 0 | 0 |  | 0 | 0 | 0 | 0 | 0 | 0 | 0 | 0 | 0 | 0 | 0 | 0 | 0 | 0 | 0 | 0 | 0 | 0 | 0 | 0 | 0 | 0 | 0 | 0 | 0 | 0 | 0 | 0 | 0 | [15 empty] | 0 | 0 | 0 | 0 | 0 | 0 | 0 | 0 | 0 | 0 | 0 | 0 | 0 | 0 | 0 |  | 0 | 0 | 0 | 0 | 0 | 0 | 0 | 0 | 0 | 0 | 0 | 0 | 0 | 0 | 0
SCE Metro | Barre | 230 | 0 | 0 | 0 | 0 | 0 | 0 | 0 | 0 | 0 | 10 | 10 | 10 | 0 | 0 | 1 | 0 | 0 | 0 | 0 | 0 | 0 | 0 | 0 | 0 | 0 | 0 | 0 | 0 | 0 | [15 empty] | 0 | 0 | 0 | 0 | 0 | 0 | 0 | 0 | 0 | 0 | 0 | 0 | 0 | 0 | 0 |  | 0 | 0 | 0 | 0 | 0 | 0 | 0 | 0 | 0 | 10 | 10 | 10 | 0 | 0 | 1 | 0 | 0 | 0 | 0 | 0 | 0 | 0 | 0 | 0 | 0 | 0 | 0 | 0 | 0 | [15 empty] | 0 | 0 | 0 | 0 | 0 | 0 | 0 | 0 | 0 | 0 | 0 | 0 | 0 | 0 | 0 |  | 0 | 0 | 0 | 0 | 0 | 0 | 0 | 0 | 0 | 10 | 10 | 10 | 0 | 0 | 1
SDGE | Bay Boulevard | 69 | 0 | 0 | 0 | 0 | 0 | 0 | 0 | 0 | 0 | 0 | 0 | 0 | 0 | 0 | 0 | 0 | 0 | 0 | 0 | 0 | 0 | 0 | 0 | 0 | 0 | 0 | 0 | 0 | 0 | [15 empty] | 0 | 0 | 0 | 0 | 0 | 0 | 0 | 0 | 0 | 0 | 0 | 0 | 0 | 0 | 0 |  | 0 | 0 | 0 | 0 | 0 | 0 | 0 | 0 | 0 | 0 | 0 | 0 | 0 | 0 | 0 | 0 | 0 | 0 | 0 | 0 | 0 | 0 | 0 | 0 | 0 | 0 | 0 | 0 | 0 | [15 empty] | 0 | 0 | 0 | 0 | 0 | 0 | 0 | 0 | 0 | 0 | 0 | 0 | 0 | 0 | 0 |  | 0 | 0 | 0 | 0 | 0 | 0 | 0 | 0 | 0 | 0 | 0 | 0 | 0 | 0 | 0
SDGE | Bay Boulevard | 230 | 0 | 0 | 0 | 0 | 0 | 0 | 0 | 0 | 0 | 0 | 0 | 0 | 0 | 0 | 0 | 0 | 0 | 0 | 0 | 0 | 0 | 0 | 0 | 0 | 0 | 0 | 0 | 0 | 0 | [15 empty] | 0 | 0 | 0 | 0 | 0 | 0 | 0 | 0 | 0 | 0 | 0 | 0 | 0 | 0 | 0 |  | 0 | 0 | 0 | 0 | 0 | 0 | 0 | 0 | 0 | 0 | 0 | 0 | 0 | 0 | 0 | 0 | 0 | 0 | 0 | 0 | 0 | 0 | 0 | 0 | 0 | 0 | 0 | 0 | 0 | [15 empty] | 0 | 0 | 0 | 0 | 0 | 0 | 0 | 0 | 0 | 0 | 0 | 0 | 0 | 0 | 0 |  | 0 | 0 | 0 | 0 | 0 | 0 | 0 | 0 | 0 | 0 | 0 | 0 | 0 | 0 | 0
EOP | Beatty | 138 | 0 | 0 | 0 | 0 | 0 | 0 | 0 | 0 | 0 | 0 | 0 | 0 | 0 | 0 | 0 | 0 | 0 | 0 | 0 | 0 | 0 | 0 | 0 | 0 | 0 | 0 | 0 | 0 | 0 | [15 empty] | 0 | 0 | 0 | 0 | 0 | 0 | 0 | 0 | 0 | 0 | 0 | 0 | 0 | 0 | 0 |  | 0 | 0 | 0 | 0 | 0 | 0 | 0 | 0 | 0 | 0 | 0 | 0 | 0 | 0 | 0 | 0 | 0 | 0 | 0 | 0 | 0 | 0 | 0 | 0 | 0 | 0 | 0 | 0 | 0 | [15 empty] | 0 | 0 | 0 | 0 | 0 | 0 | 0 | 0 | 0 | 0 | 0 | 0 | 0 | 0 | 0 |  | 0 | 0 | 0 | 0 | 0 | 0 | 0 | 0 | 0 | 0 | 0 | 0 | 0 | 0 | 0
EOP | Beatty | 230 | 0 | 0 | 0 | 0 | 0 | 0 | 0 | 0 | 0 | 0 | 0 | 0 | 0 | 0 | 0 | 400 | 0 | 0 | 0 | 0 | 0 | 0 | 0 | 0 | 0 | 0 | 0 | 0 | 0 |  | 50 | [13 empty] | 1 | 450 | 0 | 0 | 0 | 0 | 0 | 0 | 0 | 0 | 0 | 0 | 0 | 0 | 0 |  | 450 | 0 | 0 | 0 | 0 | 0 | 0 | 0 | 0 | 0 | 0 | 0 | 0 | 0 | 1 | 400 | 0 | 0 | 0 | 0 | 0 | 0 | 0 | 0 | 100 | 500 | 0 | 170 | 0 |  | 50 | [9 empty] | -100 |  | -45 |  | 1 | 450 | 0 | 0 | 0 | 0 | 0 | 0 | 0 | 0 | 100 | 400 | 0 | 125 | 0 |  | 450 | 0 | 0 | 0 | 0 | 0 | 0 | 0 | 0 | 100 | 400 | 0 | 125 | 0 | 1
PG&E NGBA | Belden | 230 | 0 | 0 | 0 | 0 | 0 | 0 | 0 | 0 | 0 | 0 | 0 | 0 | 0 | 0 | 0 | 0 | 0 | 0 | 0 | 0 | 0 | 0 | 0 | 0 | 0 | 0 | 0 | 0 | 0 | [15 empty] | 0 | 0 | 0 | 0 | 0 | 0 | 0 | 0 | 0 | 0 | 0 | 0 | 0 | 0 | 0 |  | 0 | 0 | 0 | 0 | 0 | 0 | 0 | 0 | 0 | 0 | 0 | 0 | 0 | 0 | 0 | 0 | 0 | 0 | 0 | 0 | 0 | 0 | 0 | 0 | 0 | 0 | 0 | 0 | 0 | [15 empty] | 0 | 0 | 0 | 0 | 0 | 0 | 0 | 0 | 0 | 0 | 0 | 0 | 0 | 0 | 0 |  | 0 | 0 | 0 | 0 | 0 | 0 | 0 | 0 | 0 | 0 | 0 | 0 | 0 | 0 | 0
PG&E NGBA | Bell | 115 | 0 | 0 | 0 | 0 | 0 | 0 | 0 | 0 | 0 | 0 | 0 | 0 | 0 | 0 | 0 | 0 | 0 | 0 | 0 | 0 | 0 | 0 | 0 | 0 | 0 | 0 | 0 | 0 | 0 | [15 empty] | 0 | 0 | 0 | 0 | 0 | 0 | 0 | 0 | 0 | 0 | 0 | 0 | 0 | 0 | 0 |  | 0 | 0 | 0 | 0 | 0 | 0 | 0 | 0 | 0 | 0 | 0 | 0 | 0 | 0 | 0 | 0 | 0 | 0 | 0 | 0 | 0 | 0 | 0 | 0 | 0 | 0 | 0 | 0 | 0 | [15 empty] | 0 | 0 | 0 | 0 | 0 | 0 | 0 | 0 | 0 | 0 | 0 | 0 | 0 | 0 | 0 |  | 0 | 0 | 0 | 0 | 0 | 0 | 0 | 0 | 0 | 0 | 0 | 0 | 0 | 0 | 0
PG&E NGBA | Bellevue | 115 | 0 | 0 | 0 | 0 | 0 | 0 | 0 | 0 | 0 | 0 | 0 | 0 | 0 | 0 | 0 | 0 | 0 | 0 | 0 | 0 | 0 | 0 | 0 | 0 | 0 | 0 | 0 | 0 | 0 | [15 empty] | 0 | 0 | 0 | 0 | 0 | 0 | 0 | 0 | 0 | 0 | 0 | 0 | 0 | 0 | 0 |  | 0 | 0 | 0 | 0 | 0 | 0 | 0 | 0 | 0 | 0 | 0 | 0 | 0 | 0 | 0 | 0 | 0 | 0 | 0 | 0 | 0 | 0 | 0 | 0 | 0 | 0 | 0 | 0 | 0 | [15 empty] | 0 | 0 | 0 | 0 | 0 | 0 | 0 | 0 | 0 | 0 | 0 | 0 | 0 | 0 | 0 |  | 0 | 0 | 0 | 0 | 0 | 0 | 0 | 0 | 0 | 0 | 0 | 0 | 0 | 0 | 0
PG&E GBA | Bellota | 115 | 0 | 0 | 0 | 0 | 0 | 0 | 0 | 0 | 0 | 0 | 0 | 0 | 0 | 0 | 0 | 0 | 0 | 0 | 0 | 0 | 0 | 0 | 0 | 0 | 0 | 0 | 0 | 0 | 0 | [15 empty] | 0 | 0 | 0 | 0 | 0 | 0 | 0 | 0 | 0 | 0 | 0 | 0 | 0 | 0 | 0 |  | 0 | 0 | 0 | 0 | 0 | 0 | 0 | 0 | 0 | 0 | 0 | 0 | 0 | 0 | 0 | 0 | 0 | 0 | 0 | 0 | 0 | 0 | 0 | 0 | 0 | 0 | 0 | 0 | 0 | [15 empty] | 0 | 0 | 0 | 0 | 0 | 0 | 0 | 0 | 0 | 0 | 0 | 0 | 0 | 0 | 0 |  | 0 | 0 | 0 | 0 | 0 | 0 | 0 | 0 | 0 | 0 | 0 | 0 | 0 | 0 | 0
PG&E GBA | Bellota | 230 | 0 | 0 | 0 | 0 | 0 | 0 | 0 | 0 | 0 | 0 | 0 | 0 | 0 | 0 | 0 | 0 | 0 | 0 | 0 | 0 | 0 | 0 | 0 | 0 | 0 | 0 | 0 | 0 | 310 | [14 empty] | 36 | 1 | 0 | 0 | 0 | 0 | 0 | 0 | 0 | 0 | 0 | 0 | 0 | 0 | 0 | 346 |  | 0 | 0 | 0 | 0 | 0 | 0 | 0 | 0 | 0 | 0 | 0 | 0 | 0 | 346 | 1 | 0 | 0 | 0 | 0 | 0 | 0 | 0 | 0 | 0 | 200 | 200 | 0 | 0 | 310 | [14 empty] | 36 | 1 | 0 | 0 | 0 | 0 | 0 | 0 | 0 | 0 | 0 | 200 | 200 | 0 | 0 | 346 |  | 0 | 0 | 0 | 0 | 0 | 0 | 0 | 0 | 0 | 200 | 200 | 0 | 0 | 346 | 1
SCE Northern | Big Creek | 230 | 0 | 0 | 0 | 0 | 0 | 0 | 0 | 0 | 0 | 0 | 0 | 0 | 0 | 0 | 0 | 0 | 0 | 0 | 0 | 0 | 0 | 0 | 0 | 0 | 0 | 0 | 0 | 0 | 0 | [15 empty] | 0 | 0 | 0 | 0 | 0 | 0 | 0 | 0 | 0 | 0 | 0 | 0 | 0 | 0 | 0 |  | 0 | 0 | 0 | 0 | 0 | 0 | 0 | 0 | 0 | 0 | 0 | 0 | 0 | 0 | 0 | 0 | 0 | 0 | 0 | 0 | 0 | 0 | 0 | 0 | 0 | 0 | 0 | 0 | 0 | [15 empty] | 0 | 0 | 0 | 0 | 0 | 0 | 0 | 0 | 0 | 0 | 0 | 0 | 0 | 0 | 0 |  | 0 | 0 | 0 | 0 | 0 | 0 | 0 | 0 | 0 | 0 | 0 | 0 | 0 | 0 | 0
PG&E FRESNO | Biola | 70 | 0 | 0 | 0 | 0 | 0 | 0 | 0 | 0 | 0 | 0 | 0 | 0 | 0 | 0 | 0 | 0 | 0 | 0 | 0 | 0 | 0 | 0 | 0 | 0 | 0 | 0 | 0 | 0 | 0 | [15 empty] | 0 | 0 | 0 | 0 | 0 | 0 | 0 | 0 | 0 | 0 | 0 | 0 | 0 | 0 | 0 |  | 0 | 0 | 0 | 0 | 0 | 0 | 0 | 0 | 0 | 0 | 0 | 0 | 0 | 0 | 0 | 0 | 0 | 0 | 0 | 0 | 0 | 0 | 0 | 0 | 0 | 0 | 0 | 0 | 0 | [15 empty] | 0 | 0 | 0 | 0 | 0 | 0 | 0 | 0 | 0 | 0 | 0 | 0 | 0 | 0 | 0 |  | 0 | 0 | 0 | 0 | 0 | 0 | 0 | 0 | 0 | 0 | 0 | 0 | 0 | 0 | 0
PG&E GBA | Birds Landing | 230 | 0 | 0 | 90.8 | 0 | 0 | 0 | 0 | 0 | 0 | 0 | 0 | 0 | 0 | 0 | 1 | 0 | 0 | 144 | 107 | 0 | 0 | 0 | 0 | 0 | 0 | 150 | 0 | 25 | 0 | [11 empty] | -150 |  | -25 |  | 1 | 0 | 0 | 144 | 107 | 0 | 0 | 0 | 0 | 0 | 0 | 0 | 0 | 0 | 0 |  | 0 | 0 | 234.8 | 107 | 0 | 0 | 0 | 0 | 0 | 0 | 0 | 0 | 0 | 0 | 1 | 0 | 0 | 144 | 107 | 0 | 0 | 0 | 0 | 0 | 0 | 200 | 0 | 65 | 0 | [15 empty] | 0 | 0 | 0 | 144 | 107 | 0 | 0 | 0 | 0 | 0 | 0 | 200 | 0 | 65 | 0 |  | 0 | 0 | 234.8 | 107 | 0 | 0 | 0 | 0 | 0 | 0 | 200 | 0 | 65 | 0 | 1
SCE Northern | Bliss | 66 | 0 | 0 | 0 | 0 | 0 | 0 | 0 | 0 | 0 | 0 | 0 | 0 | 0 | 0 | 0 | 0 | 0 | 0 | 0 | 0 | 0 | 0 | 0 | 0 | 0 | 0 | 0 | 0 | 0 | [15 empty] | 0 | 0 | 0 | 0 | 0 | 0 | 0 | 0 | 0 | 0 | 0 | 0 | 0 | 0 | 0 |  | 0 | 0 | 0 | 0 | 0 | 0 | 0 | 0 | 0 | 0 | 0 | 0 | 0 | 0 | 0 | 0 | 0 | 0 | 0 | 0 | 0 | 0 | 0 | 0 | 0 | 0 | 0 | 0 | 0 | [15 empty] | 0 | 0 | 0 | 0 | 0 | 0 | 0 | 0 | 0 | 0 | 0 | 0 | 0 | 0 | 0 |  | 0 | 0 | 0 | 0 | 0 | 0 | 0 | 0 | 0 | 0 | 0 | 0 | 0 | 0 | 0
SCE Eastern | Blythe | 161 | 0 | 0 | 0 | 0 | 0 | 0 | 0 | 0 | 0 | 0 | 160 | 160 | 0 | 0 | 1 | 0 | 0 | 0 | 0 | 0 | 0 | 0 | 0 | 0 | 0 | 0 | 0 | 0 | 0 | [15 empty] | 0 | 0 | 0 | 0 | 0 | 0 | 0 | 0 | 0 | 0 | 0 | 0 | 0 | 0 | 0 |  | 0 | 0 | 0 | 0 | 0 | 0 | 0 | 0 | 0 | 0 | 160 | 160 | 0 | 0 | 1 | 0 | 0 | 0 | 0 | 0 | 0 | 0 | 0 | 0 | 0 | 0 | 0 | 0 | 0 | [15 empty] | 0 | 0 | 0 | 0 | 0 | 0 | 0 | 0 | 0 | 0 | 0 | 0 | 0 | 0 | 0 |  | 0 | 0 | 0 | 0 | 0 | 0 | 0 | 0 | 0 | 0 | 160 | 160 | 0 | 0 | 1
PG&E NGBA | Bogue | 115 | 0 | 0 | 0 | 0 | 0 | 0 | 0 | 0 | 0 | 0 | 0 | 0 | 0 | 0 | 0 | 0 | 0 | 0 | 0 | 0 | 0 | 0 | 0 | 0 | 0 | 0 | 0 | 0 | 0 | [15 empty] | 0 | 0 | 0 | 0 | 0 | 0 | 0 | 0 | 0 | 0 | 0 | 0 | 0 | 0 | 0 |  | 0 | 0 | 0 | 0 | 0 | 0 | 0 | 0 | 0 | 0 | 0 | 0 | 0 | 0 | 0 | 0 | 0 | 0 | 0 | 0 | 0 | 0 | 0 | 0 | 0 | 0 | 0 | 0 | 0 | [15 empty] | 0 | 0 | 0 | 0 | 0 | 0 | 0 | 0 | 0 | 0 | 0 | 0 | 0 | 0 | 0 |  | 0 | 0 | 0 | 0 | 0 | 0 | 0 | 0 | 0 | 0 | 0 | 0 | 0 | 0 | 0
PG&E FRESNO | Borden | 230 | 0 | 0 | 0 | 0 | 0 | 0 | 0 | 0 | 0 | 0 | 0 | 0 | 0 | 0 | 0 | 0 | 0 | 0 | 0 | 0 | 0 | 0 | 0 | 0 | 95 | 100 | 0 | 20 | 0 | [10 empty] | -95 | -100 |  | -20 |  | 1 | 0 | 0 | 0 | 0 | 0 | 0 | 0 | 0 | 0 | 0 | 0 | 0 | 0 | 0 |  | 0 | 0 | 0 | 0 | 0 | 0 | 0 | 0 | 0 | 0 | 0 | 0 | 0 | 0 | 0 | 0 | 0 | 0 | 0 | 0 | 0 | 0 | 0 | 0 | 195 | 400 | 0 | 155 | 0 | [10 empty] | -195 | -100 |  | -55 |  | 1 | 0 | 0 | 0 | 0 | 0 | 0 | 0 | 0 | 0 | 0 | 300 | 0 | 100 | 0 |  | 0 | 0 | 0 | 0 | 0 | 0 | 0 | 0 | 0 | 0 | 300 | 0 | 100 | 0 | 1
PG&E FRESNO | Borden | 70 | 0 | 0 | 0 | 0 | 0 | 0 | 0 | 0 | 0 | 0 | 0 | 0 | 0 | 0 | 0 | 0 | 0 | 0 | 0 | 0 | 0 | 0 | 0 | 4.5 | 0 | 0 | 0 | 0 | 0 | [15 empty] | 0 | 0 | 0 | 0 | 0 | 0 | 0 | 0 | 0 | 4.5 | 0 | 0 | 0 | 0 | 0 |  | 0 | 0 | 0 | 0 | 0 | 0 | 0 | 0 | 4.5 | 0 | 0 | 0 | 0 | 0 | 1 | 0 | 0 | 0 | 0 | 0 | 0 | 0 | 0 | 4.5 | 0 | 0 | 0 | 0 | 0 | [15 empty] | 0 | 0 | 0 | 0 | 0 | 0 | 0 | 0 | 0 | 4.5 | 0 | 0 | 0 | 0 | 0 |  | 0 | 0 | 0 | 0 | 0 | 0 | 0 | 0 | 4.5 | 0 | 0 | 0 | 0 | 0 | 1
SDGE | Boulevard East | 138 | 0 | 0 | 0 | 0 | 0 | 0 | 0 | 0 | 0 | 0 | 0 | 0 | 0 | 0 | 0 | 0 | 0 | 60 | 3.3 | 0 | 0 | 0 | 0 | 0 | 0 | 0 | 0 | 0 | 0 | [15 empty] | 0 | 0 | 0 | 60 | 3.3 | 0 | 0 | 0 | 0 | 0 | 0 | 0 | 0 | 0 | 0 |  | 0 | 0 | 60 | 3.3 | 0 | 0 | 0 | 0 | 0 | 0 | 0 | 0 | 0 | 0 | 1 | 0 | 0 | 60 | 3.3 | 0 | 0 | 0 | 0 | 0 | 0 | 0 | 0 | 0 | 0 | [15 empty] | 0 | 0 | 0 | 60 | 3.3 | 0 | 0 | 0 | 0 | 0 | 0 | 0 | 0 | 0 | 0 |  | 0 | 0 | 60 | 3.3 | 0 | 0 | 0 | 0 | 0 | 0 | 0 | 0 | 0 | 0 | 1
SDGE | Boulevard East | 69 | 0 | 0 | 0 | 0 | 0 | 0 | 0 | 0 | 0 | 0 | 17.4 | 27.15 | 0 | 0 | 1 | 0 | 0 | 0 | 0 | 0 | 0 | 0 | 0 | 0 | 0 | 22.6 | 0 | 0 | 0 | [11 empty] | -22.6 |  |  |  | 1 | 0 | 0 | 0 | 0 | 0 | 0 | 0 | 0 | 0 | 0 | 0 | 0 | 0 | 0 |  | 0 | 0 | 0 | 0 | 0 | 0 | 0 | 0 | 0 | 0 | 17.4 | 27.15 | 0 | 0 | 1 | 0 | 0 | 0 | 0 | 0 | 0 | 0 | 0 | 0 | 0 | 22.6 | 0 | 0 | 0 | [15 empty] | 0 | 0 | 0 | 0 | 0 | 0 | 0 | 0 | 0 | 0 | 0 | 22.6 | 0 | 0 | 0 |  | 0 | 0 | 0 | 0 | 0 | 0 | 0 | 0 | 0 | 0 | 40 | 27.15 | 0 | 0 | 1
PG&E GBA | Brentwood | 230 | 0 | 0 | 0 | 0 | 0 | 0 | 0 | 0 | 2 | 0 | 0 | 0.8 | 0 | 0 | 1 | 0 | 0 | 0 | 0 | 0 | 0 | 0 | 0 | 0 | 0 | 0 | 0 | 0 | 0 | [15 empty] | 0 | 0 | 0 | 0 | 0 | 0 | 0 | 0 | 0 | 0 | 0 | 0 | 0 | 0 | 0 |  | 0 | 0 | 0 | 0 | 0 | 0 | 0 | 0 | 2 | 0 | 0 | 0.8 | 0 | 0 | 1 | 0 | 0 | 0 | 0 | 0 | 0 | 0 | 0 | 0 | 0 | 0 | 0 | 0 | 0 | [15 empty] | 0 | 0 | 0 | 0 | 0 | 0 | 0 | 0 | 0 | 0 | 0 | 0 | 0 | 0 | 0 |  | 0 | 0 | 0 | 0 | 0 | 0 | 0 | 0 | 2 | 0 | 0 | 0.8 | 0 | 0 | 1
PG&E NGBA | Bridgeville | 115 | 0 | 0 | 0 | 0 | 0 | 0 | 0 | 0 | 0 | 0 | 0 | 0 | 0 | 0 | 0 | 0 | 8 | 0 | 0 | 0 | 0 | 0 | 0 | 0 | 0 | 0 | 0 | 0 | 0 | [15 empty] | 0 | 0 | 8 | 0 | 0 | 0 | 0 | 0 | 0 | 0 | 0 | 0 | 0 | 0 | 0 |  | 0 | 8 | 0 | 0 | 0 | 0 | 0 | 0 | 0 | 0 | 0 | 0 | 0 | 0 | 1 | 0 | 8 | 0 | 0 | 0 | 0 | 0 | 0 | 0 | 0 | 0 | 0 | 0 | 0 | [15 empty] | 0 | 0 | 8 | 0 | 0 | 0 | 0 | 0 | 0 | 0 | 0 | 0 | 0 | 0 | 0 |  | 0 | 8 | 0 | 0 | 0 | 0 | 0 | 0 | 0 | 0 | 0 | 0 | 0 | 0 | 1
PG&E NGBA | Brighton | 115 | 0 | 0 | 0 | 0 | 0 | 0 | 0 | 0 | 0 | 0 | 0 | 0 | 0 | 0 | 0 | 0 | 0 | 0 | 0 | 0 | 0 | 0 | 0 | 0 | 0 | 0 | 0 | 0 | 0 | [15 empty] | 0 | 0 | 0 | 0 | 0 | 0 | 0 | 0 | 0 | 0 | 0 | 0 | 0 | 0 | 0 |  | 0 | 0 | 0 | 0 | 0 | 0 | 0 | 0 | 0 | 0 | 0 | 0 | 0 | 0 | 0 | 0 | 0 | 0 | 0 | 0 | 0 | 0 | 0 | 0 | 0 | 0 | 0 | 0 | 0 | [15 empty] | 0 | 0 | 0 | 0 | 0 | 0 | 0 | 0 | 0 | 0 | 0 | 0 | 0 | 0 | 0 |  | 0 | 0 | 0 | 0 | 0 | 0 | 0 | 0 | 0 | 0 | 0 | 0 | 0 | 0 | 0
PG&E NGBA | Brighton | 230 | 0 | 0 | 0 | 0 | 0 | 0 | 0 | 0 | 0 | 0 | 0 | 0 | 0 | 0 | 0 | 0 | 0 | 0 | 0 | 0 | 0 | 0 | 0 | 0 | 0 | 0 | 0 | 0 | 0 | [15 empty] | 0 | 0 | 0 | 0 | 0 | 0 | 0 | 0 | 0 | 0 | 0 | 0 | 0 | 0 | 0 |  | 0 | 0 | 0 | 0 | 0 | 0 | 0 | 0 | 0 | 0 | 0 | 0 | 0 | 0 | 0 | 0 | 0 | 0 | 0 | 0 | 0 | 0 | 0 | 0 | 0 | 0 | 0 | 0 | 0 | [15 empty] | 0 | 0 | 0 | 0 | 0 | 0 | 0 | 0 | 0 | 0 | 0 | 0 | 0 | 0 | 0 |  | 0 | 0 | 0 | 0 | 0 | 0 | 0 | 0 | 0 | 0 | 0 | 0 | 0 | 0 | 0
PG&E NGBA | Brunswick | 115 | 0 | 0 | 0 | 0 | 0 | 0 | 0 | 0 | 0 | 0 | 0 | 0 | 0 | 0 | 0 | 0 | 0 | 0 | 0 | 0 | 0 | 0 | 0 | 1.9 | 0 | 0 | 0 | 0 | 0 | [15 empty] | 0 | 0 | 0 | 0 | 0 | 0 | 0 | 0 | 0 | 1.9 | 0 | 0 | 0 | 0 | 0 |  | 0 | 0 | 0 | 0 | 0 | 0 | 0 | 0 | 1.9 | 0 | 0 | 0 | 0 | 0 | 1 | 0 | 0 | 0 | 0 | 0 | 0 | 0 | 0 | 1.9 | 0 | 0 | 0 | 0 | 0 | [15 empty] | 0 | 0 | 0 | 0 | 0 | 0 | 0 | 0 | 0 | 1.9 | 0 | 0 | 0 | 0 | 0 |  | 0 | 0 | 0 | 0 | 0 | 0 | 0 | 0 | 1.9 | 0 | 0 | 0 | 0 | 0 | 1
PG&E NGBA | Bucks Creek | 230 | 0 | 0 | 0 | 0 | 0 | 0 | 0 | 0 | 0 | 0 | 0 | 0 | 0 | 0 | 0 | 0 | 0 | 0 | 0 | 0 | 0 | 0 | 0 | 0 | 0 | 0 | 0 | 0 | 0 | [15 empty] | 0 | 0 | 0 | 0 | 0 | 0 | 0 | 0 | 0 | 0 | 0 | 0 | 0 | 0 | 0 |  | 0 | 0 | 0 | 0 | 0 | 0 | 0 | 0 | 0 | 0 | 0 | 0 | 0 | 0 | 0 | 0 | 0 | 0 | 0 | 0 | 0 | 0 | 0 | 0 | 0 | 0 | 0 | 0 | 0 | [15 empty] | 0 | 0 | 0 | 0 | 0 | 0 | 0 | 0 | 0 | 0 | 0 | 0 | 0 | 0 | 0 |  | 0 | 0 | 0 | 0 | 0 | 0 | 0 | 0 | 0 | 0 | 0 | 0 | 0 | 0 | 0
PG&E KERN | Buena Vista | 230 | 0 | 0 | 0 | 0 | 0 | 0 | 0 | 0 | 0 | 0 | 0 | 0 | 0 | 0 | 0 | 0 | 0 | 0 | 0 | 0 | 0 | 0 | 0 | 0 | 0 | 0 | 0 | 0 | 0 | [15 empty] | 0 | 0 | 0 | 0 | 0 | 0 | 0 | 0 | 0 | 0 | 0 | 0 | 0 | 0 | 0 |  | 0 | 0 | 0 | 0 | 0 | 0 | 0 | 0 | 0 | 0 | 0 | 0 | 0 | 0 | 0 | 0 | 0 | 0 | 0 | 0 | 0 | 0 | 0 | 0 | 0 | 0 | 0 | 0 | 0 | [15 empty] | 0 | 0 | 0 | 0 | 0 | 0 | 0 | 0 | 0 | 0 | 0 | 0 | 0 | 0 | 0 |  | 0 | 0 | 0 | 0 | 0 | 0 | 0 | 0 | 0 | 0 | 0 | 0 | 0 | 0 | 0
PG&E FRESNO | Bullard | 115 | 0 | 0 | 0 | 0 | 0 | 0 | 0 | 0 | 0 | 0 | 0 | 0 | 0 | 0 | 0 | 0 | 0 | 0 | 0 | 0 | 0 | 0 | 0 | 0 | 0 | 0 | 0 | 0 | 0 | [15 empty] | 0 | 0 | 0 | 0 | 0 | 0 | 0 | 0 | 0 | 0 | 0 | 0 | 0 | 0 | 0 |  | 0 | 0 | 0 | 0 | 0 | 0 | 0 | 0 | 0 | 0 | 0 | 0 | 0 | 0 | 0 | 0 | 0 | 0 | 0 | 0 | 0 | 0 | 0 | 0 | 0 | 0 | 0 | 0 | 0 | [15 empty] | 0 | 0 | 0 | 0 | 0 | 0 | 0 | 0 | 0 | 0 | 0 | 0 | 0 | 0 | 0 |  | 0 | 0 | 0 | 0 | 0 | 0 | 0 | 0 | 0 | 0 | 0 | 0 | 0 | 0 | 0
PG&E GBA | Burlingame | 115 | 0 | 0 | 0 | 0 | 0 | 0 | 0 | 0 | 0 | 0 | 0 | 0 | 0 | 0 | 0 | 0 | 0 | 0 | 0 | 0 | 0 | 0 | 0 | 0 | 0 | 0 | 0 | 0 | 0 | [15 empty] | 0 | 0 | 0 | 0 | 0 | 0 | 0 | 0 | 0 | 0 | 0 | 0 | 0 | 0 | 0 |  | 0 | 0 | 0 | 0 | 0 | 0 | 0 | 0 | 0 | 0 | 0 | 0 | 0 | 0 | 0 | 0 | 0 | 0 | 0 | 0 | 0 | 0 | 0 | 0 | 0 | 0 | 0 | 0 | 0 | [15 empty] | 0 | 0 | 0 | 0 | 0 | 0 | 0 | 0 | 0 | 0 | 0 | 0 | 0 | 0 | 0 |  | 0 | 0 | 0 | 0 | 0 | 0 | 0 | 0 | 0 | 0 | 0 | 0 | 0 | 0 | 0
PG&E NGBA | Burney Forest | 230 | 0 | 0 | 0 | 0 | 0 | 0 | 0 | 0 | 0 | 0 | 0 | 0 | 0 | 0 | 0 | 0 | 11 | 0 | 0 | 0 | 0 | 0 | 0 | 0 | 0 | 0 | 0 | 0 | 0 | [15 empty] | 0 | 0 | 11 | 0 | 0 | 0 | 0 | 0 | 0 | 0 | 0 | 0 | 0 | 0 | 0 |  | 0 | 11 | 0 | 0 | 0 | 0 | 0 | 0 | 0 | 0 | 0 | 0 | 0 | 0 | 1 | 0 | 11 | 0 | 0 | 0 | 0 | 0 | 0 | 0 | 0 | 0 | 0 | 0 | 0 | [15 empty] | 0 | 0 | 11 | 0 | 0 | 0 | 0 | 0 | 0 | 0 | 0 | 0 | 0 | 0 | 0 |  | 0 | 11 | 0 | 0 | 0 | 0 | 0 | 0 | 0 | 0 | 0 | 0 | 0 | 0 | 1
PG&E NGBA | Butte | 115 | 0 | 0 | 0 | 0 | 0 | 0 | 0 | 0 | 0 | 0 | 0 | 0 | 0 | 0 | 0 | 0 | 0 | 0 | 0 | 0 | 0 | 0 | 0 | 0 | 0 | 0 | 0 | 0 | 0 | [15 empty] | 0 | 0 | 0 | 0 | 0 | 0 | 0 | 0 | 0 | 0 | 0 | 0 | 0 | 0 | 0 |  | 0 | 0 | 0 | 0 | 0 | 0 | 0 | 0 | 0 | 0 | 0 | 0 | 0 | 0 | 0 | 0 | 0 | 0 | 0 | 0 | 0 | 0 | 0 | 0 | 0 | 0 | 0 | 0 | 0 | [15 empty] | 0 | 0 | 0 | 0 | 0 | 0 | 0 | 0 | 0 | 0 | 0 | 0 | 0 | 0 | 0 |  | 0 | 0 | 0 | 0 | 0 | 0 | 0 | 0 | 0 | 0 | 0 | 0 | 0 | 0 | 0
PG&E KERN | Cabrillo | 115 | 0 | 0 | 0 | 0 | 0 | 0 | 0 | 0 | 0 | 0 | 0 | 0 | 0 | 0 | 0 | 0 | 0 | 0 | 0 | 0 | 0 | 0 | 0 | 0 | 0 | 0 | 0 | 0 | 0 | [15 empty] | 0 | 0 | 0 | 0 | 0 | 0 | 0 | 0 | 0 | 0 | 0 | 0 | 0 | 0 | 0 |  | 0 | 0 | 0 | 0 | 0 | 0 | 0 | 0 | 0 | 0 | 0 | 0 | 0 | 0 | 0 | 0 | 0 | 0 | 0 | 0 | 0 | 0 | 0 | 0 | 0 | 0 | 0 | 0 | 0 | [15 empty] | 0 | 0 | 0 | 0 | 0 | 0 | 0 | 0 | 0 | 0 | 0 | 0 | 0 | 0 | 0 |  | 0 | 0 | 0 | 0 | 0 | 0 | 0 | 0 | 0 | 0 | 0 | 0 | 0 | 0 | 0
PG&E FRESNO | Cal Flats | 230 | 0 | 0 | 0 | 0 | 0 | 0 | 0 | 0 | 0 | 0 | 0 | 0 | 0 | 0 | 0 | 0 | 0 | 0 | 0 | 0 | 0 | 0 | 0 | 0 | 0 | 0 | 0 | 0 | 0 | [15 empty] | 0 | 0 | 0 | 0 | 0 | 0 | 0 | 0 | 0 | 0 | 0 | 0 | 0 | 0 | 0 |  | 0 | 0 | 0 | 0 | 0 | 0 | 0 | 0 | 0 | 0 | 0 | 0 | 0 | 0 | 0 | 0 | 0 | 0 | 0 | 0 | 0 | 0 | 0 | 0 | 0 | 0 | 0 | 0 | 0 | [15 empty] | 0 | 0 | 0 | 0 | 0 | 0 | 0 | 0 | 0 | 0 | 0 | 0 | 0 | 0 | 0 |  | 0 | 0 | 0 | 0 | 0 | 0 | 0 | 0 | 0 | 0 | 0 | 0 | 0 | 0 | 0
SCE NOL | Calcite | 230 | 0 | 0 | 0 | 0 | 0 | 0 | 0 | 0 | 0 | 0 | 0 | 0 | 0 | 0 | 0 | 0 | 0 | 0 | 0 | 0 | 0 | 0 | 0 | 0 | 200 | 200 | 0 | 92 | 0 | [11 empty] | -50 |  | -92 |  | 1 | 0 | 0 | 0 | 0 | 0 | 0 | 0 | 0 | 0 | 200 | 150 | 0 | 0 | 0 |  | 0 | 0 | 0 | 0 | 0 | 0 | 0 | 0 | 0 | 200 | 150 | 0 | 0 | 0 | 1 | 0 | 0 | 0 | 0 | 0 | 0 | 0 | 0 | 0 | 200 | 404 | 0 | 217 | 0 | [11 empty] | -150 |  | -117 |  | 1 | 0 | 0 | 0 | 0 | 0 | 0 | 0 | 0 | 0 | 200 | 254 | 0 | 100 | 0 |  | 0 | 0 | 0 | 0 | 0 | 0 | 0 | 0 | 0 | 200 | 254 | 0 | 100 | 0 | 1
PG&E KERN | Caliente | 230 | 0 | 0 | 0 | 0 | 0 | 0 | 0 | 0 | 0 | 0 | 0 | 0 | 0 | 0 | 0 | 0 | 0 | 0 | 0 | 0 | 0 | 0 | 0 | 0 | 0 | 0 | 0 | 0 | 0 | [15 empty] | 0 | 0 | 0 | 0 | 0 | 0 | 0 | 0 | 0 | 0 | 0 | 0 | 0 | 0 | 0 |  | 0 | 0 | 0 | 0 | 0 | 0 | 0 | 0 | 0 | 0 | 0 | 0 | 0 | 0 | 0 | 0 | 0 | 0 | 0 | 0 | 0 | 0 | 0 | 0 | 0 | 0 | 0 | 0 | 0 | [15 empty] | 0 | 0 | 0 | 0 | 0 | 0 | 0 | 0 | 0 | 0 | 0 | 0 | 0 | 0 | 0 |  | 0 | 0 | 0 | 0 | 0 | 0 | 0 | 0 | 0 | 0 | 0 | 0 | 0 | 0 | 0
PG&E FRESNO | California Ave | 115 | 0 | 0 | 0 | 0 | 0 | 0 | 0 | 0 | 0 | 0 | 0 | 0 | 0 | 0 | 0 | 0 | 0 | 0 | 0 | 0 | 0 | 0 | 0 | 0 | 0 | 0 | 0 | 0 | 0 | [15 empty] | 0 | 0 | 0 | 0 | 0 | 0 | 0 | 0 | 0 | 0 | 0 | 0 | 0 | 0 | 0 |  | 0 | 0 | 0 | 0 | 0 | 0 | 0 | 0 | 0 | 0 | 0 | 0 | 0 | 0 | 0 | 0 | 0 | 0 | 0 | 0 | 0 | 0 | 0 | 0 | 0 | 0 | 0 | 0 | 0 | [15 empty] | 0 | 0 | 0 | 0 | 0 | 0 | 0 | 0 | 0 | 0 | 0 | 0 | 0 | 0 | 0 |  | 0 | 0 | 0 | 0 | 0 | 0 | 0 | 0 | 0 | 0 | 0 | 0 | 0 | 0 | 0
PG&E KERN | Callender | 115 | 0 | 0 | 0 | 0 | 0 | 0 | 0 | 0 | 0 | 0 | 0 | 0 | 0 | 0 | 0 | 0 | 0 | 0 | 0 | 0 | 0 | 0 | 0 | 0 | 0 | 0 | 0 | 0 | 0 | [15 empty] | 0 | 0 | 0 | 0 | 0 | 0 | 0 | 0 | 0 | 0 | 0 | 0 | 0 | 0 | 0 |  | 0 | 0 | 0 | 0 | 0 | 0 | 0 | 0 | 0 | 0 | 0 | 0 | 0 | 0 | 0 | 0 | 0 | 0 | 0 | 0 | 0 | 0 | 0 | 0 | 0 | 0 | 0 | 0 | 0 | [15 empty] | 0 | 0 | 0 | 0 | 0 | 0 | 0 | 0 | 0 | 0 | 0 | 0 | 0 | 0 | 0 |  | 0 | 0 | 0 | 0 | 0 | 0 | 0 | 0 | 0 | 0 | 0 | 0 | 0 | 0 | 0
PG&E NGBA | Calpella | 115 | 0 | 0 | 0 | 0 | 0 | 0 | 0 | 0 | 4 | 0 | 0 | 4 | 0 | 0 | 1 | 0 | 10 | 0 | 0 | 0 | 0 | 0 | 0 | 0 | 0 | 0 | 0 | 0 | 0 | [15 empty] | 0 | 0 | 10 | 0 | 0 | 0 | 0 | 0 | 0 | 0 | 0 | 0 | 0 | 0 | 0 |  | 0 | 10 | 0 | 0 | 0 | 0 | 0 | 0 | 4 | 0 | 0 | 4 | 0 | 0 | 1 | 0 | 10 | 0 | 0 | 0 | 0 | 0 | 0 | 0 | 0 | 0 | 0 | 0 | 0 | [15 empty] | 0 | 0 | 10 | 0 | 0 | 0 | 0 | 0 | 0 | 0 | 0 | 0 | 0 | 0 | 0 |  | 0 | 10 | 0 | 0 | 0 | 0 | 0 | 0 | 4 | 0 | 0 | 4 | 0 | 0 | 1
PG&E GBA | Camanche | 230 | 0 | 0 | 0 | 0 | 0 | 0 | 0 | 0 | 0 | 0 | 0 | 0 | 0 | 0 | 0 | 0 | 0 | 0 | 0 | 0 | 0 | 0 | 0 | 0 | 0 | 0 | 0 | 0 | 0 | [15 empty] | 0 | 0 | 0 | 0 | 0 | 0 | 0 | 0 | 0 | 0 | 0 | 0 | 0 | 0 | 0 |  | 0 | 0 | 0 | 0 | 0 | 0 | 0 | 0 | 0 | 0 | 0 | 0 | 0 | 0 | 0 | 0 | 0 | 0 | 0 | 0 | 0 | 0 | 0 | 0 | 0 | 0 | 0 | 0 | 0 | [15 empty] | 0 | 0 | 0 | 0 | 0 | 0 | 0 | 0 | 0 | 0 | 0 | 0 | 0 | 0 | 0 |  | 0 | 0 | 0 | 0 | 0 | 0 | 0 | 0 | 0 | 0 | 0 | 0 | 0 | 0 | 0
SDGE | Cameron | 69 | 0 | 0 | 0 | 0 | 0 | 0 | 0 | 0 | 0.84 | 0 | 0 | 0.46 | 0 | 0 | 1 | 0 | 0 | 0 | 0 | 0 | 0 | 0 | 0 | 0 | 0 | 0 | 0 | 0 | 0 | [15 empty] | 0 | 0 | 0 | 0 | 0 | 0 | 0 | 0 | 0 | 0 | 0 | 0 | 0 | 0 | 0 |  | 0 | 0 | 0 | 0 | 0 | 0 | 0 | 0 | 0.84 | 0 | 0 | 0.46 | 0 | 0 | 1 | 0 | 0 | 0 | 0 | 0 | 0 | 0 | 0 | 0 | 0 | 0 | 0 | 0 | 0 | [15 empty] | 0 | 0 | 0 | 0 | 0 | 0 | 0 | 0 | 0 | 0 | 0 | 0 | 0 | 0 | 0 |  | 0 | 0 | 0 | 0 | 0 | 0 | 0 | 0 | 0.84 | 0 | 0 | 0.46 | 0 | 0 | 1
SDGE | Cannon | 69 | 0 | 0 | 0 | 0 | 0 | 0 | 0 | 0 | 0 | 0 | 0 | 0 | 0 | 0 | 0 | 0 | 0 | 0 | 0 | 0 | 0 | 0 | 0 | 0 | 0 | 0 | 0 | 0 | 0 | [15 empty] | 0 | 0 | 0 | 0 | 0 | 0 | 0 | 0 | 0 | 0 | 0 | 0 | 0 | 0 | 0 |  | 0 | 0 | 0 | 0 | 0 | 0 | 0 | 0 | 0 | 0 | 0 | 0 | 0 | 0 | 0 | 0 | 0 | 0 | 0 | 0 | 0 | 0 | 0 | 0 | 0 | 0 | 0 | 0 | 0 | [15 empty] | 0 | 0 | 0 | 0 | 0 | 0 | 0 | 0 | 0 | 0 | 0 | 0 | 0 | 0 | 0 |  | 0 | 0 | 0 | 0 | 0 | 0 | 0 | 0 | 0 | 0 | 0 | 0 | 0 | 0 | 0
PG&E FRESNO | Cantua | 115 | 0 | 0 | 0 | 0 | 0 | 0 | 0 | 0 | 0 | 0 | 0 | 0 | 0 | 0 | 0 | 0 | 0 | 0 | 0 | 0 | 0 | 0 | 0 | 0 | 0 | 0 | 0 | 0 | 0 | [15 empty] | 0 | 0 | 0 | 0 | 0 | 0 | 0 | 0 | 0 | 0 | 0 | 0 | 0 | 0 | 0 |  | 0 | 0 | 0 | 0 | 0 | 0 | 0 | 0 | 0 | 0 | 0 | 0 | 0 | 0 | 0 | 0 | 0 | 0 | 0 | 0 | 0 | 0 | 0 | 0 | 0 | 0 | 0 | 0 | 0 | [15 empty] | 0 | 0 | 0 | 0 | 0 | 0 | 0 | 0 | 0 | 0 | 0 | 0 | 0 | 0 | 0 |  | 0 | 0 | 0 | 0 | 0 | 0 | 0 | 0 | 0 | 0 | 0 | 0 | 0 | 0 | 0
SDGE | Capistrano | 138 | 0 | 0 | 0 | 0 | 0 | 0 | 0 | 0 | 0 | 0 | 0 | 0 | 0 | 0 | 0 | 0 | 0 | 0 | 0 | 0 | 0 | 0 | 0 | 0 | 0 | 0 | 0 | 50 | 0 | [13 empty] | -50 |  | 1 | 0 | 0 | 0 | 0 | 0 | 0 | 0 | 0 | 0 | 0 | 0 | 0 | 0 | 0 |  | 0 | 0 | 0 | 0 | 0 | 0 | 0 | 0 | 0 | 0 | 0 | 0 | 0 | 0 | 0 | 0 | 0 | 0 | 0 | 0 | 0 | 0 | 0 | 0 | 0 | 0 | 0 | 125 | 0 | [13 empty] | -50 |  | 1 | 0 | 0 | 0 | 0 | 0 | 0 | 0 | 0 | 0 | 0 | 0 | 0 | 75 | 0 |  | 0 | 0 | 0 | 0 | 0 | 0 | 0 | 0 | 0 | 0 | 0 | 0 | 75 | 0 | 1
SDGE | Capistrano | 230 | 0 | 0 | 0 | 0 | 0 | 0 | 0 | 0 | 0 | 0 | 0 | 0 | 0 | 0 | 0 | 0 | 0 | 0 | 0 | 0 | 0 | 0 | 0 | 0 | 0 | 0 | 0 | 0 | 0 | [15 empty] | 0 | 0 | 0 | 0 | 0 | 0 | 0 | 0 | 0 | 0 | 0 | 0 | 0 | 0 | 0 |  | 0 | 0 | 0 | 0 | 0 | 0 | 0 | 0 | 0 | 0 | 0 | 0 | 0 | 0 | 0 | 0 | 0 | 0 | 0 | 0 | 0 | 0 | 0 | 0 | 0 | 0 | 0 | 0 | 0 | [15 empty] | 0 | 0 | 0 | 0 | 0 | 0 | 0 | 0 | 0 | 0 | 0 | 0 | 0 | 0 | 0 |  | 0 | 0 | 0 | 0 | 0 | 0 | 0 | 0 | 0 | 0 | 0 | 0 | 0 | 0 | 0
PG&E NGBA | Carberry | 230 | 0 | 0 | 0 | 0 | 0 | 0 | 0 | 0 | 0 | 0 | 0 | 0 | 0 | 0 | 0 | 0 | 3.6 | 0 | 0 | 0 | 0 | 0 | 0 | 0 | 0 | 0 | 0 | 0 | 0 | [15 empty] | 0 | 0 | 3.6 | 0 | 0 | 0 | 0 | 0 | 0 | 0 | 0 | 0 | 0 | 0 | 0 |  | 0 | 3.6 | 0 | 0 | 0 | 0 | 0 | 0 | 0 | 0 | 0 | 0 | 0 | 0 | 1 | 0 | 3.6 | 0 | 0 | 0 | 0 | 0 | 0 | 0 | 0 | 0 | 0 | 0 | 0 | [15 empty] | 0 | 0 | 3.6 | 0 | 0 | 0 | 0 | 0 | 0 | 0 | 0 | 0 | 0 | 0 | 0 |  | 0 | 3.6 | 0 | 0 | 0 | 0 | 0 | 0 | 0 | 0 | 0 | 0 | 0 | 0 | 1
SCE Eastern | Cardiff | 66 | 0 | 0 | 0 | 0 | 0 | 0 | 0 | 0 | 0 | 0 | 0 | 0 | 0 | 0 | 0 | 0 | 0 | 0 | 0 | 0 | 0 | 0 | 0 | 0 | 0 | 0 | 0 | 0 | 0 | [15 empty] | 0 | 0 | 0 | 0 | 0 | 0 | 0 | 0 | 0 | 0 | 0 | 0 | 0 | 0 | 0 |  | 0 | 0 | 0 | 0 | 0 | 0 | 0 | 0 | 0 | 0 | 0 | 0 | 0 | 0 | 0 | 0 | 0 | 0 | 0 | 0 | 0 | 0 | 0 | 0 | 0 | 0 | 0 | 0 | 0 | [15 empty] | 0 | 0 | 0 | 0 | 0 | 0 | 0 | 0 | 0 | 0 | 0 | 0 | 0 | 0 | 0 |  | 0 | 0 | 0 | 0 | 0 | 0 | 0 | 0 | 0 | 0 | 0 | 0 | 0 | 0 | 0
PG&E NGBA | Caribou | 60 | 0 | 0 | 0 | 0 | 0 | 0 | 0 | 0 | 0 | 0 | 0 | 0 | 0 | 0 | 0 | 0 | 10 | 0 | 0 | 0 | 0 | 0 | 0 | 0 | 0 | 0 | 0 | 0 | 0 | [15 empty] | 0 | 0 | 10 | 0 | 0 | 0 | 0 | 0 | 0 | 0 | 0 | 0 | 0 | 0 | 0 |  | 0 | 10 | 0 | 0 | 0 | 0 | 0 | 0 | 0 | 0 | 0 | 0 | 0 | 0 | 1 | 0 | 10 | 0 | 0 | 0 | 0 | 0 | 0 | 0 | 0 | 0 | 0 | 0 | 0 | [15 empty] | 0 | 0 | 10 | 0 | 0 | 0 | 0 | 0 | 0 | 0 | 0 | 0 | 0 | 0 | 0 |  | 0 | 10 | 0 | 0 | 0 | 0 | 0 | 0 | 0 | 0 | 0 | 0 | 0 | 0 | 1
PG&E NGBA | Caribou | 115 | 0 | 0 | 0 | 0 | 0 | 0 | 0 | 0 | 0 | 0 | 0 | 0 | 0 | 0 | 0 | 0 | 10 | 0 | 0 | 0 | 0 | 0 | 0 | 0 | 0 | 0 | 0 | 0 | 0 | [15 empty] | 0 | 0 | 10 | 0 | 0 | 0 | 0 | 0 | 0 | 0 | 0 | 0 | 0 | 0 | 0 |  | 0 | 10 | 0 | 0 | 0 | 0 | 0 | 0 | 0 | 0 | 0 | 0 | 0 | 0 | 1 | 0 | 10 | 0 | 0 | 0 | 0 | 0 | 0 | 0 | 0 | 0 | 0 | 0 | 0 | [15 empty] | 0 | 0 | 10 | 0 | 0 | 0 | 0 | 0 | 0 | 0 | 0 | 0 | 0 | 0 | 0 |  | 0 | 10 | 0 | 0 | 0 | 0 | 0 | 0 | 0 | 0 | 0 | 0 | 0 | 0 | 1
PG&E NGBA | Caribou | 230 | 0 | 0 | 0 | 0 | 0 | 0 | 0 | 0 | 0 | 0 | 0 | 0 | 0 | 0 | 0 | 0 | 0 | 0 | 0 | 0 | 0 | 0 | 0 | 0 | 0 | 0 | 0 | 0 | 0 | [15 empty] | 0 | 0 | 0 | 0 | 0 | 0 | 0 | 0 | 0 | 0 | 0 | 0 | 0 | 0 | 0 |  | 0 | 0 | 0 | 0 | 0 | 0 | 0 | 0 | 0 | 0 | 0 | 0 | 0 | 0 | 0 | 0 | 0 | 0 | 0 | 0 | 0 | 0 | 0 | 0 | 0 | 0 | 0 | 0 | 0 | [15 empty] | 0 | 0 | 0 | 0 | 0 | 0 | 0 | 0 | 0 | 0 | 0 | 0 | 0 | 0 | 0 |  | 0 | 0 | 0 | 0 | 0 | 0 | 0 | 0 | 0 | 0 | 0 | 0 | 0 | 0 | 0
EOP | Carpenter Canyon (fka Gamebird) | 138 | 0 | 0 | 0 | 0 | 0 | 0 | 0 | 0 | 0 | 0 | 0 | 0 | 0 | 0 | 0 | 0 | 0 | 0 | 0 | 0 | 0 | 0 | 0 | 0 | 0 | 0 | 0 | 0 | 0 | [15 empty] | 0 | 0 | 0 | 0 | 0 | 0 | 0 | 0 | 0 | 0 | 0 | 0 | 0 | 0 | 0 |  | 0 | 0 | 0 | 0 | 0 | 0 | 0 | 0 | 0 | 0 | 0 | 0 | 0 | 0 | 0 | 0 | 0 | 0 | 0 | 0 | 0 | 0 | 0 | 0 | 0 | 0 | 0 | 0 | 0 | [15 empty] | 0 | 0 | 0 | 0 | 0 | 0 | 0 | 0 | 0 | 0 | 0 | 0 | 0 | 0 | 0 |  | 0 | 0 | 0 | 0 | 0 | 0 | 0 | 0 | 0 | 0 | 0 | 0 | 0 | 0 | 0
EOP | Carpenter Canyon (fka Gamebird) | 230 | 0 | 0 | 0 | 0 | 0 | 0 | 0 | 0 | 0 | 0 | 0 | 0 | 0 | 0 | 0 | 0 | 0 | 0 | 0 | 0 | 0 | 0 | 0 | 0 | 20 | 180 | 0 | 60 | 0 | [10 empty] | -20 | -22 |  | -60 |  | 1 | 0 | 0 | 0 | 0 | 0 | 0 | 0 | 0 | 0 | 0 | 158 | 0 | 0 | 0 |  | 0 | 0 | 0 | 0 | 0 | 0 | 0 | 0 | 0 | 0 | 158 | 0 | 0 | 0 | 1 | 0 | 0 | 0 | 0 | 0 | 0 | 0 | 0 | 0 | 150 | 550 | 0 | 200 | 0 | [13 empty] | -60 |  | 1 | 0 | 0 | 0 | 0 | 0 | 0 | 0 | 0 | 0 | 150 | 550 | 0 | 140 | 0 |  | 0 | 0 | 0 | 0 | 0 | 0 | 0 | 0 | 0 | 150 | 550 | 0 | 140 | 0 | 1
PG&E NGBA | Carquinez | 115 | 0 | 0 | 0 | 0 | 0 | 0 | 0 | 0 | 0 | 0 | 0 | 0 | 0 | 0 | 0 | 0 | 0 | 0 | 0 | 0 | 0 | 0 | 0 | 0 | 0 | 0 | 0 | 0 | 0 | [15 empty] | 0 | 0 | 0 | 0 | 0 | 0 | 0 | 0 | 0 | 0 | 0 | 0 | 0 | 0 | 0 |  | 0 | 0 | 0 | 0 | 0 | 0 | 0 | 0 | 0 | 0 | 0 | 0 | 0 | 0 | 0 | 0 | 0 | 0 | 0 | 0 | 0 | 0 | 0 | 0 | 0 | 0 | 0 | 0 | 0 | [15 empty] | 0 | 0 | 0 | 0 | 0 | 0 | 0 | 0 | 0 | 0 | 0 | 0 | 0 | 0 | 0 |  | 0 | 0 | 0 | 0 | 0 | 0 | 0 | 0 | 0 | 0 | 0 | 0 | 0 | 0 | 0
SDGE | Carrizo Gorge | 138 | 0 | 0 | 0 | 0 | 0 | 0 | 0 | 0 | 0 | 0 | 90 | 70 | 0 | 0 | 1 | 0 | 0 | 0 | 0 | 0 | 0 | 0 | 0 | 0 | 0 | 0 | 0 | 0 | 0 | [15 empty] | 0 | 0 | 0 | 0 | 0 | 0 | 0 | 0 | 0 | 0 | 0 | 0 | 0 | 0 | 0 |  | 0 | 0 | 0 | 0 | 0 | 0 | 0 | 0 | 0 | 0 | 90 | 70 | 0 | 0 | 1 | 0 | 0 | 0 | 0 | 0 | 0 | 0 | 0 | 0 | 0 | 0 | 0 | 0 | 0 | [15 empty] | 0 | 0 | 0 | 0 | 0 | 0 | 0 | 0 | 0 | 0 | 0 | 0 | 0 | 0 | 0 |  | 0 | 0 | 0 | 0 | 0 | 0 | 0 | 0 | 0 | 0 | 90 | 70 | 0 | 0 | 1
PG&E KERN | Carrizo Plains | 115 | 0 | 0 | 0 | 0 | 0 | 0 | 0 | 0 | 0 | 0 | 0 | 0 | 0 | 0 | 0 | 0 | 0 | 0 | 0 | 0 | 0 | 0 | 0 | 0 | 0 | 0 | 0 | 0 | 0 | [15 empty] | 0 | 0 | 0 | 0 | 0 | 0 | 0 | 0 | 0 | 0 | 0 | 0 | 0 | 0 | 0 |  | 0 | 0 | 0 | 0 | 0 | 0 | 0 | 0 | 0 | 0 | 0 | 0 | 0 | 0 | 0 | 0 | 0 | 0 | 0 | 0 | 0 | 0 | 0 | 0 | 0 | 0 | 0 | 0 | 0 | [15 empty] | 0 | 0 | 0 | 0 | 0 | 0 | 0 | 0 | 0 | 0 | 0 | 0 | 0 | 0 | 0 |  | 0 | 0 | 0 | 0 | 0 | 0 | 0 | 0 | 0 | 0 | 0 | 0 | 0 | 0 | 0
PG&E KERN | Casaloma | 230 | 0 | 0 | 0 | 0 | 0 | 0 | 0 | 0 | 0 | 0 | 0 | 0 | 0 | 0 | 0 | 0 | 0 | 0 | 0 | 0 | 0 | 0 | 0 | 0 | 0 | 0 | 0 | 0 | 0 | [15 empty] | 0 | 0 | 0 | 0 | 0 | 0 | 0 | 0 | 0 | 0 | 0 | 0 | 0 | 0 | 0 |  | 0 | 0 | 0 | 0 | 0 | 0 | 0 | 0 | 0 | 0 | 0 | 0 | 0 | 0 | 0 | 0 | 0 | 0 | 0 | 0 | 0 | 0 | 0 | 0 | 0 | 0 | 0 | 0 | 0 | [15 empty] | 0 | 0 | 0 | 0 | 0 | 0 | 0 | 0 | 0 | 0 | 0 | 0 | 0 | 0 | 0 |  | 0 | 0 | 0 | 0 | 0 | 0 | 0 | 0 | 0 | 0 | 0 | 0 | 0 | 0 | 0
PG&E GBA | Castro Valley | 230 | 0 | 0 | 0 | 0 | 0 | 0 | 0 | 0 | 0 | 0 | 0 | 0 | 0 | 0 | 0 | 0 | 0 | 0 | 0 | 0 | 0 | 0 | 0 | 0 | 0 | 0 | 0 | 0 | 0 | [15 empty] | 0 | 0 | 0 | 0 | 0 | 0 | 0 | 0 | 0 | 0 | 0 | 0 | 0 | 0 | 0 |  | 0 | 0 | 0 | 0 | 0 | 0 | 0 | 0 | 0 | 0 | 0 | 0 | 0 | 0 | 0 | 0 | 0 | 0 | 0 | 0 | 0 | 0 | 0 | 0 | 0 | 0 | 0 | 0 | 0 | [15 empty] | 0 | 0 | 0 | 0 | 0 | 0 | 0 | 0 | 0 | 0 | 0 | 0 | 0 | 0 | 0 |  | 0 | 0 | 0 | 0 | 0 | 0 | 0 | 0 | 0 | 0 | 0 | 0 | 0 | 0 | 0
PG&E GBA | Cayetano | 230 | 0 | 0 | 0 | 0 | 0 | 0 | 0 | 0 | 0 | 0 | 100 | 100 | 0 | 0 | 1 | 0 | 0 | 0 | 0 | 0 | 0 | 0 | 0 | 0 | 0 | 0 | 0 | 0 | 0 | [15 empty] | 0 | 0 | 0 | 0 | 0 | 0 | 0 | 0 | 0 | 0 | 0 | 0 | 0 | 0 | 0 |  | 0 | 0 | 0 | 0 | 0 | 0 | 0 | 0 | 0 | 0 | 100 | 100 | 0 | 0 | 1 | 0 | 0 | 0 | 0 | 0 | 0 | 0 | 0 | 0 | 0 | 0 | 0 | 0 | 0 | [15 empty] | 0 | 0 | 0 | 0 | 0 | 0 | 0 | 0 | 0 | 0 | 0 | 0 | 0 | 0 | 0 |  | 0 | 0 | 0 | 0 | 0 | 0 | 0 | 0 | 0 | 0 | 100 | 100 | 0 | 0 | 1
SCE Metro | Center | 230 | 0 | 0 | 0 | 0 | 0 | 0 | 0 | 0 | 0 | 0 | 0 | 90 | 0 | 0 | 1 | 0 | 0 | 0 | 0 | 0 | 0 | 0 | 0 | 0 | 0 | 0 | 0 | 0 | 0 | [15 empty] | 0 | 0 | 0 | 0 | 0 | 0 | 0 | 0 | 0 | 0 | 0 | 0 | 0 | 0 | 0 |  | 0 | 0 | 0 | 0 | 0 | 0 | 0 | 0 | 0 | 0 | 0 | 90 | 0 | 0 | 1 | 0 | 0 | 0 | 0 | 0 | 0 | 0 | 0 | 0 | 0 | 0 | 0 | 0 | 0 | [15 empty] | 0 | 0 | 0 | 0 | 0 | 0 | 0 | 0 | 0 | 0 | 0 | 0 | 0 | 0 | 0 |  | 0 | 0 | 0 | 0 | 0 | 0 | 0 | 0 | 0 | 0 | 0 | 90 | 0 | 0 | 1
PG&E KERN | Charca | 115 | 0 | 0 | 0 | 0 | 0 | 0 | 0 | 0 | 4.62 | 0 | 0 | 0 | 0 | 0 | 1 | 0 | 0 | 0 | 0 | 0 | 0 | 0 | 0 | 0 | 0 | 0 | 0 | 0 | 0 | [15 empty] | 0 | 0 | 0 | 0 | 0 | 0 | 0 | 0 | 0 | 0 | 0 | 0 | 0 | 0 | 0 |  | 0 | 0 | 0 | 0 | 0 | 0 | 0 | 0 | 4.62 | 0 | 0 | 0 | 0 | 0 | 1 | 0 | 0 | 0 | 0 | 0 | 0 | 0 | 0 | 0 | 0 | 0 | 0 | 0 | 0 | [15 empty] | 0 | 0 | 0 | 0 | 0 | 0 | 0 | 0 | 0 | 0 | 0 | 0 | 0 | 0 | 0 |  | 0 | 0 | 0 | 0 | 0 | 0 | 0 | 0 | 4.62 | 0 | 0 | 0 | 0 | 0 | 1
EOP | Charleston | 138 | 0 | 0 | 0 | 0 | 0 | 0 | 0 | 0 | 0 | 0 | 0 | 0 | 0 | 0 | 0 | 0 | 0 | 0 | 0 | 0 | 0 | 0 | 0 | 0 | 0 | 0 | 0 | 0 | 0 | [15 empty] | 0 | 0 | 0 | 0 | 0 | 0 | 0 | 0 | 0 | 0 | 0 | 0 | 0 | 0 | 0 |  | 0 | 0 | 0 | 0 | 0 | 0 | 0 | 0 | 0 | 0 | 0 | 0 | 0 | 0 | 0 | 0 | 0 | 0 | 0 | 0 | 0 | 0 | 0 | 0 | 0 | 0 | 0 | 0 | 0 | [15 empty] | 0 | 0 | 0 | 0 | 0 | 0 | 0 | 0 | 0 | 0 | 0 | 0 | 0 | 0 | 0 |  | 0 | 0 | 0 | 0 | 0 | 0 | 0 | 0 | 0 | 0 | 0 | 0 | 0 | 0 | 0
SCE Metro | Chevmain | 230 | 0 | 0 | 0 | 0 | 0 | 0 | 0 | 0 | 0 | 0 | 0 | 0 | 0 | 0 | 0 | 0 | 0 | 0 | 0 | 0 | 0 | 0 | 0 | 0 | 0 | 0 | 0 | 0 | 0 | [15 empty] | 0 | 0 | 0 | 0 | 0 | 0 | 0 | 0 | 0 | 0 | 0 | 0 | 0 | 0 | 0 |  | 0 | 0 | 0 | 0 | 0 | 0 | 0 | 0 | 0 | 0 | 0 | 0 | 0 | 0 | 0 | 0 | 0 | 0 | 0 | 0 | 0 | 0 | 0 | 0 | 0 | 0 | 0 | 0 | 0 | [15 empty] | 0 | 0 | 0 | 0 | 0 | 0 | 0 | 0 | 0 | 0 | 0 | 0 | 0 | 0 | 0 |  | 0 | 0 | 0 | 0 | 0 | 0 | 0 | 0 | 0 | 0 | 0 | 0 | 0 | 0 | 0
SDGE | Chicarita | 138 | 0 | 0 | 0 | 0 | 0 | 0 | 0 | 0 | 0 | 0 | 0 | 0 | 0 | 0 | 0 | 0 | 0 | 0 | 0 | 0 | 0 | 0 | 0 | 0 | 0 | 0 | 0 | 0 | 0 | [15 empty] | 0 | 0 | 0 | 0 | 0 | 0 | 0 | 0 | 0 | 0 | 0 | 0 | 0 | 0 | 0 |  | 0 | 0 | 0 | 0 | 0 | 0 | 0 | 0 | 0 | 0 | 0 | 0 | 0 | 0 | 0 | 0 | 0 | 0 | 0 | 0 | 0 | 0 | 0 | 0 | 0 | 0 | 0 | 0 | 0 | [15 empty] | 0 | 0 | 0 | 0 | 0 | 0 | 0 | 0 | 0 | 0 | 0 | 0 | 0 | 0 | 0 |  | 0 | 0 | 0 | 0 | 0 | 0 | 0 | 0 | 0 | 0 | 0 | 0 | 0 | 0 | 0
SCE Metro | Chino | 230 | 0 | 0 | 0 | 0 | 0 | 0 | 0 | 0 | 0 | 0 | 0 | 0 | 0 | 0 | 0 | 0 | 0 | 0 | 0 | 0 | 0 | 0 | 0 | 0 | 0 | 0 | 0 | 0 | 0 | [15 empty] | 0 | 0 | 0 | 0 | 0 | 0 | 0 | 0 | 0 | 0 | 0 | 0 | 0 | 0 | 0 |  | 0 | 0 | 0 | 0 | 0 | 0 | 0 | 0 | 0 | 0 | 0 | 0 | 0 | 0 | 0 | 0 | 0 | 0 | 0 | 0 | 0 | 0 | 0 | 0 | 0 | 0 | 0 | 0 | 0 | [15 empty] | 0 | 0 | 0 | 0 | 0 | 0 | 0 | 0 | 0 | 0 | 0 | 0 | 0 | 0 | 0 |  | 0 | 0 | 0 | 0 | 0 | 0 | 0 | 0 | 0 | 0 | 0 | 0 | 0 | 0 | 0
PG&E FRESNO | Chowchilla | 115 | 0 | 0 | 0 | 0 | 0 | 0 | 0 | 0 | 7.56 | 0 | 0 | 0 | 0 | 0 | 1 | 0 | 0 | 0 | 0 | 0 | 0 | 0 | 0 | 0 | 0 | 0 | 0 | 50 | 0 | [13 empty] | -50 |  | 1 | 0 | 0 | 0 | 0 | 0 | 0 | 0 | 0 | 0 | 0 | 0 | 0 | 0 | 0 |  | 0 | 0 | 0 | 0 | 0 | 0 | 0 | 0 | 7.56 | 0 | 0 | 0 | 0 | 0 | 1 | 0 | 0 | 0 | 0 | 0 | 0 | 0 | 0 | 0 | 0 | 0 | 0 | 50 | 0 | [13 empty] | -50 |  | 1 | 0 | 0 | 0 | 0 | 0 | 0 | 0 | 0 | 0 | 0 | 0 | 0 | 0 | 0 |  | 0 | 0 | 0 | 0 | 0 | 0 | 0 | 0 | 7.56 | 0 | 0 | 0 | 0 | 0 | 1
PG&E GBA | Christie | 60 | 0 | 0 | 0 | 0 | 0 | 0 | 0 | 0 | 0 | 0 | 0 | 0 | 0 | 0 | 0 | 0 | 0 | 0 | 0 | 0 | 0 | 0 | 0 | 0 | 0 | 0 | 0 | 0 | 0 | [15 empty] | 0 | 0 | 0 | 0 | 0 | 0 | 0 | 0 | 0 | 0 | 0 | 0 | 0 | 0 | 0 |  | 0 | 0 | 0 | 0 | 0 | 0 | 0 | 0 | 0 | 0 | 0 | 0 | 0 | 0 | 0 | 0 | 0 | 0 | 0 | 0 | 0 | 0 | 0 | 0 | 0 | 0 | 0 | 0 | 0 | [15 empty] | 0 | 0 | 0 | 0 | 0 | 0 | 0 | 0 | 0 | 0 | 0 | 0 | 0 | 0 | 0 |  | 0 | 0 | 0 | 0 | 0 | 0 | 0 | 0 | 0 | 0 | 0 | 0 | 0 | 0 | 0
PG&E GBA | Christie | 115 | 0 | 0 | 0 | 0 | 0 | 0 | 0 | 0 | 0 | 0 | 0 | 0 | 0 | 0 | 0 | 0 | 0 | 0 | 0 | 0 | 0 | 0 | 0 | 0 | 0 | 0 | 0 | 0 | 0 | [15 empty] | 0 | 0 | 0 | 0 | 0 | 0 | 0 | 0 | 0 | 0 | 0 | 0 | 0 | 0 | 0 |  | 0 | 0 | 0 | 0 | 0 | 0 | 0 | 0 | 0 | 0 | 0 | 0 | 0 | 0 | 0 | 0 | 0 | 0 | 0 | 0 | 0 | 0 | 0 | 0 | 0 | 0 | 0 | 0 | 0 | [15 empty] | 0 | 0 | 0 | 0 | 0 | 0 | 0 | 0 | 0 | 0 | 0 | 0 | 0 | 0 | 0 |  | 0 | 0 | 0 | 0 | 0 | 0 | 0 | 0 | 0 | 0 | 0 | 0 | 0 | 0 | 0
SCE Eastern | Cielo Azul | 500 | 0 | 0 | 0 | 0 | 0 | 0 | 0 | 0 | 0 | 0 | 2025 | 1549.4 | 0 | 0 | 1 | 0 | 0 | 0 | 0 | 0 | 0 | 0 | 0 | 0 | 0 | 0 | 0 | 0 | 0 | [15 empty] | 0 | 0 | 0 | 0 | 0 | 0 | 0 | 0 | 0 | 0 | 0 | 0 | 0 | 0 | 0 |  | 0 | 0 | 0 | 0 | 0 | 0 | 0 | 0 | 0 | 0 | 2025 | 1549.4 | 0 | 0 | 1 | 0 | 0 | 0 | 0 | 0 | 0 | 0 | 0 | 0 | 500 | 600 | 0 | 250 | 0 | [15 empty] | 0 | 0 | 0 | 0 | 0 | 0 | 0 | 0 | 0 | 0 | 500 | 600 | 0 | 250 | 0 |  | 0 | 0 | 0 | 0 | 0 | 0 | 0 | 0 | 0 | 500 | 2625 | 1549.4 | 250 | 0 | 1
PG&E GBA | Clay | 60 | 0 | 0 | 0 | 0 | 0 | 0 | 0 | 0 | 0 | 0 | 0 | 0 | 0 | 0 | 0 | 0 | 0 | 0 | 0 | 0 | 0 | 0 | 0 | 0 | 0 | 0 | 0 | 0 | 0 | [15 empty] | 0 | 0 | 0 | 0 | 0 | 0 | 0 | 0 | 0 | 0 | 0 | 0 | 0 | 0 | 0 |  | 0 | 0 | 0 | 0 | 0 | 0 | 0 | 0 | 0 | 0 | 0 | 0 | 0 | 0 | 0 | 0 | 0 | 0 | 0 | 0 | 0 | 0 | 0 | 0 | 0 | 0 | 0 | 0 | 0 | [15 empty] | 0 | 0 | 0 | 0 | 0 | 0 | 0 | 0 | 0 | 0 | 0 | 0 | 0 | 0 | 0 |  | 0 | 0 | 0 | 0 | 0 | 0 | 0 | 0 | 0 | 0 | 0 | 0 | 0 | 0 | 0
PG&E GBA | Clayton | 115 | 0 | 0 | 0 | 0 | 0 | 0 | 0 | 0 | 0 | 0 | 0 | 0 | 0 | 0 | 0 | 0 | 0 | 0 | 0 | 0 | 0 | 0 | 0 | 0 | 0 | 0 | 0 | 0 | 0 | [15 empty] | 0 | 0 | 0 | 0 | 0 | 0 | 0 | 0 | 0 | 0 | 0 | 0 | 0 | 0 | 0 |  | 0 | 0 | 0 | 0 | 0 | 0 | 0 | 0 | 0 | 0 | 0 | 0 | 0 | 0 | 0 | 0 | 0 | 0 | 0 | 0 | 0 | 0 | 0 | 0 | 0 | 0 | 0 | 0 | 0 | [15 empty] | 0 | 0 | 0 | 0 | 0 | 0 | 0 | 0 | 0 | 0 | 0 | 0 | 0 | 0 | 0 |  | 0 | 0 | 0 | 0 | 0 | 0 | 0 | 0 | 0 | 0 | 0 | 0 | 0 | 0 | 0
PG&E NGBA | Cloverdale | 115 | 0 | 0 | 0 | 0 | 0 | 0 | 0 | 0 | 0 | 0 | 0 | 0 | 0 | 0 | 0 | 28 | 5.5 | 0 | 0 | 0 | 0 | 0 | 0 | 0 | 0 | 0 | 0 | 0 | 0 |  | 18 | [13 empty] | 1 | 46 | 5.5 | 0 | 0 | 0 | 0 | 0 | 0 | 0 | 0 | 0 | 0 | 0 | 0 |  | 46 | 5.5 | 0 | 0 | 0 | 0 | 0 | 0 | 0 | 0 | 0 | 0 | 0 | 0 | 1 | 28 | 5.5 | 0 | 0 | 0 | 0 | 0 | 0 | 0 | 0 | 0 | 0 | 0 | 0 |  | 18 | [13 empty] | 1 | 46 | 5.5 | 0 | 0 | 0 | 0 | 0 | 0 | 0 | 0 | 0 | 0 | 0 | 0 |  | 46 | 5.5 | 0 | 0 | 0 | 0 | 0 | 0 | 0 | 0 | 0 | 0 | 0 | 0 | 1
PG&E FRESNO | Clovis | 115 | 0 | 0 | 0 | 0 | 0 | 0 | 0 | 0 | 0 | 0 | 0 | 0 | 0 | 0 | 0 | 0 | 0 | 0 | 0 | 0 | 0 | 0 | 0 | 0 | 0 | 0 | 0 | 0 | 0 | [15 empty] | 0 | 0 | 0 | 0 | 0 | 0 | 0 | 0 | 0 | 0 | 0 | 0 | 0 | 0 | 0 |  | 0 | 0 | 0 | 0 | 0 | 0 | 0 | 0 | 0 | 0 | 0 | 0 | 0 | 0 | 0 | 0 | 0 | 0 | 0 | 0 | 0 | 0 | 0 | 0 | 0 | 0 | 0 | 0 | 0 | [15 empty] | 0 | 0 | 0 | 0 | 0 | 0 | 0 | 0 | 0 | 0 | 0 | 0 | 0 | 0 | 0 |  | 0 | 0 | 0 | 0 | 0 | 0 | 0 | 0 | 0 | 0 | 0 | 0 | 0 | 0 | 0
PG&E GBA | Coburn | 230 | 0 | 0 | 0 | 0 | 0 | 0 | 0 | 0 | 0 | 0 | 0 | 0 | 0 | 0 | 0 | 0 | 0 | 100 | 0 | 0 | 0 | 0 | 0 | 0 | 0 | 0 | 0 | 0 | 0 | [15 empty] | 0 | 0 | 0 | 100 | 0 | 0 | 0 | 0 | 0 | 0 | 0 | 0 | 0 | 0 | 0 |  | 0 | 0 | 100 | 0 | 0 | 0 | 0 | 0 | 0 | 0 | 0 | 0 | 0 | 0 | 1 | 0 | 0 | 100 | 0 | 0 | 0 | 0 | 0 | 0 | 0 | 0 | 0 | 0 | 0 | [15 empty] | 0 | 0 | 0 | 100 | 0 | 0 | 0 | 0 | 0 | 0 | 0 | 0 | 0 | 0 | 0 |  | 0 | 0 | 100 | 0 | 0 | 0 | 0 | 0 | 0 | 0 | 0 | 0 | 0 | 0 | 1
PG&E GBA | Coburn | 60 | 0 | 0 | 0 | 0 | 0 | 0 | 0 | 0 | 0 | 0 | 0 | 0 | 0 | 0 | 0 | 0 | 0 | 0 | 0 | 0 | 0 | 0 | 0 | 0 | 0 | 0 | 0 | 0 | 0 | [15 empty] | 0 | 0 | 0 | 0 | 0 | 0 | 0 | 0 | 0 | 0 | 0 | 0 | 0 | 0 | 0 |  | 0 | 0 | 0 | 0 | 0 | 0 | 0 | 0 | 0 | 0 | 0 | 0 | 0 | 0 | 0 | 0 | 0 | 0 | 0 | 0 | 0 | 0 | 0 | 0 | 0 | 0 | 0 | 0 | 0 | [15 empty] | 0 | 0 | 0 | 0 | 0 | 0 | 0 | 0 | 0 | 0 | 0 | 0 | 0 | 0 | 0 |  | 0 | 0 | 0 | 0 | 0 | 0 | 0 | 0 | 0 | 0 | 0 | 0 | 0 | 0 | 0
PG&E NGBA | Colgate | 230 | 0 | 3 | 0 | 0 | 0 | 0 | 0 | 0 | 0 | 0 | 0 | 0 | 0 | 0 | 1 | 0 | 5.5 | 0 | 0 | 0 | 0 | 0 | 0 | 0 | 0 | 0 | 0 | 0 | 0 | [15 empty] | 0 | 0 | 5.5 | 0 | 0 | 0 | 0 | 0 | 0 | 0 | 0 | 0 | 0 | 0 | 0 |  | 0 | 8.5 | 0 | 0 | 0 | 0 | 0 | 0 | 0 | 0 | 0 | 0 | 0 | 0 | 1 | 0 | 5.5 | 0 | 0 | 0 | 0 | 0 | 0 | 0 | 0 | 0 | 0 | 0 | 0 | [15 empty] | 0 | 0 | 5.5 | 0 | 0 | 0 | 0 | 0 | 0 | 0 | 0 | 0 | 0 | 0 | 0 |  | 0 | 8.5 | 0 | 0 | 0 | 0 | 0 | 0 | 0 | 0 | 0 | 0 | 0 | 0 | 1
PG&E GBA | Collierville | 230 | 0 | 0 | 0 | 0 | 0 | 0 | 0 | 0 | 0 | 0 | 0 | 0 | 0 | 0 | 0 | 0 | 0 | 0 | 0 | 0 | 0 | 0 | 0 | 0 | 0 | 0 | 0 | 0 | 0 | [15 empty] | 0 | 0 | 0 | 0 | 0 | 0 | 0 | 0 | 0 | 0 | 0 | 0 | 0 | 0 | 0 |  | 0 | 0 | 0 | 0 | 0 | 0 | 0 | 0 | 0 | 0 | 0 | 0 | 0 | 0 | 0 | 0 | 0 | 0 | 0 | 0 | 0 | 0 | 0 | 0 | 0 | 0 | 0 | 0 | 0 | [15 empty] | 0 | 0 | 0 | 0 | 0 | 0 | 0 | 0 | 0 | 0 | 0 | 0 | 0 | 0 | 0 |  | 0 | 0 | 0 | 0 | 0 | 0 | 0 | 0 | 0 | 0 | 0 | 0 | 0 | 0 | 0
PG&E GBA | Collinsville | 230 | 0 | 0 | 0 | 0 | 0 | 0 | 0 | 0 | 0 | 0 | 0 | 0 | 0 | 0 | 0 | 0 | 0 | 0 | 0 | 0 | 0 | 0 | 0 | 0 | 0 | 0 | 0 | 0 | 0 | [15 empty] | 0 | 0 | 0 | 0 | 0 | 0 | 0 | 0 | 0 | 0 | 0 | 0 | 0 | 0 | 0 |  | 0 | 0 | 0 | 0 | 0 | 0 | 0 | 0 | 0 | 0 | 0 | 0 | 0 | 0 | 0 | 0 | 0 | 0 | 0 | 0 | 0 | 0 | 0 | 0 | 0 | 0 | 0 | 0 | 0 | [15 empty] | 0 | 0 | 0 | 0 | 0 | 0 | 0 | 0 | 0 | 0 | 0 | 0 | 0 | 0 | 0 |  | 0 | 0 | 0 | 0 | 0 | 0 | 0 | 0 | 0 | 0 | 0 | 0 | 0 | 0 | 0
PG&E GBA | Collinsville | 500 | 0 | 0 | 0 | 0 | 0 | 0 | 0 | 0 | 0 | 0 | 0 | 0 | 0 | 0 | 0 | 0 | 0 | 0 | 0 | 0 | 0 | 0 | 0 | 0 | 0 | 0 | 0 | 0 | 0 | [15 empty] | 0 | 0 | 0 | 0 | 0 | 0 | 0 | 0 | 0 | 0 | 0 | 0 | 0 | 0 | 0 |  | 0 | 0 | 0 | 0 | 0 | 0 | 0 | 0 | 0 | 0 | 0 | 0 | 0 | 0 | 0 | 0 | 0 | 0 | 0 | 0 | 0 | 0 | 0 | 0 | 0 | 0 | 0 | 0 | 0 | [15 empty] | 0 | 0 | 0 | 0 | 0 | 0 | 0 | 0 | 0 | 0 | 0 | 0 | 0 | 0 | 0 |  | 0 | 0 | 0 | 0 | 0 | 0 | 0 | 0 | 0 | 0 | 0 | 0 | 0 | 0 | 0
SCE Eastern | Colorado River | 230 | 0 | 0 | 0 | 0 | 0 | 0 | 0 | 0 | 0 | 300 | 500 | 180 | 0 | 0 | 1 | 0 | 0 | 0 | 0 | 0 | 0 | 0 | 0 | 0 | 0 | 0 | 0 | 0 | 0 | [15 empty] | 0 | 0 | 0 | 0 | 0 | 0 | 0 | 0 | 0 | 0 | 0 | 0 | 0 | 0 | 0 |  | 0 | 0 | 0 | 0 | 0 | 0 | 0 | 0 | 0 | 300 | 500 | 180 | 0 | 0 | 1 | 0 | 0 | 0 | 0 | 0 | 0 | 0 | 0 | 0 | 200 | 450 | 0 | 150 | 0 | [15 empty] | 0 | 0 | 0 | 0 | 0 | 0 | 0 | 0 | 0 | 0 | 200 | 450 | 0 | 150 | 0 |  | 0 | 0 | 0 | 0 | 0 | 0 | 0 | 0 | 0 | 500 | 950 | 180 | 150 | 0 | 1
SCE Eastern | Colorado River | 500 | 0 | 0 | 0 | 0 | 0 | 0 | 0 | 0 | 0 | 0 | 0 | 0 | 0 | 0 | 0 | 0 | 0 | 0 | 0 | 0 | 0 | 0 | 0 | 0 | 0 | 0 | 0 | 0 | 0 | [15 empty] | 0 | 0 | 0 | 0 | 0 | 0 | 0 | 0 | 0 | 0 | 0 | 0 | 0 | 0 | 0 |  | 0 | 0 | 0 | 0 | 0 | 0 | 0 | 0 | 0 | 0 | 0 | 0 | 0 | 0 | 0 | 0 | 0 | 0 | 0 | 0 | 0 | 0 | 0 | 0 | 0 | 0 | 0 | 0 | 0 | [15 empty] | 0 | 0 | 0 | 0 | 0 | 0 | 0 | 0 | 0 | 0 | 0 | 0 | 0 | 0 | 0 |  | 0 | 0 | 0 | 0 | 0 | 0 | 0 | 0 | 0 | 0 | 0 | 0 | 0 | 0 | 0
PG&E KERN | Columbus | 115 | 0 | 0 | 0 | 0 | 0 | 0 | 0 | 0 | 0 | 0 | 0 | 0 | 0 | 0 | 0 | 0 | 0 | 0 | 0 | 0 | 0 | 0 | 0 | 0 | 0 | 0 | 0 | 0 | 0 | [15 empty] | 0 | 0 | 0 | 0 | 0 | 0 | 0 | 0 | 0 | 0 | 0 | 0 | 0 | 0 | 0 |  | 0 | 0 | 0 | 0 | 0 | 0 | 0 | 0 | 0 | 0 | 0 | 0 | 0 | 0 | 0 | 0 | 0 | 0 | 0 | 0 | 0 | 0 | 0 | 0 | 0 | 0 | 0 | 0 | 0 | [15 empty] | 0 | 0 | 0 | 0 | 0 | 0 | 0 | 0 | 0 | 0 | 0 | 0 | 0 | 0 | 0 |  | 0 | 0 | 0 | 0 | 0 | 0 | 0 | 0 | 0 | 0 | 0 | 0 | 0 | 0 | 0
PG&E GBA | Contra Costa | 115 | 0 | 0 | 0 | 0 | 0 | 0 | 0 | 0 | 0 | 0 | 0 | 0 | 0 | 0 | 0 | 0 | 0 | 0 | 0 | 0 | 0 | 0 | 0 | 0 | 0 | 0 | 0 | 0 | 0 | [15 empty] | 0 | 0 | 0 | 0 | 0 | 0 | 0 | 0 | 0 | 0 | 0 | 0 | 0 | 0 | 0 |  | 0 | 0 | 0 | 0 | 0 | 0 | 0 | 0 | 0 | 0 | 0 | 0 | 0 | 0 | 0 | 0 | 0 | 0 | 0 | 0 | 0 | 0 | 0 | 0 | 0 | 0 | 0 | 0 | 0 | [15 empty] | 0 | 0 | 0 | 0 | 0 | 0 | 0 | 0 | 0 | 0 | 0 | 0 | 0 | 0 | 0 |  | 0 | 0 | 0 | 0 | 0 | 0 | 0 | 0 | 0 | 0 | 0 | 0 | 0 | 0 | 0
PG&E GBA | Contra Costa | 230 | 0 | 0 | 0 | 0 | 0 | 0 | 0 | 0 | 0 | 0 | 0 | 0 | 0 | 0 | 0 | 0 | 0 | 0 | 0 | 0 | 0 | 0 | 0 | 0 | 0 | 0 | 0 | 0 | 0 | [15 empty] | 0 | 0 | 0 | 0 | 0 | 0 | 0 | 0 | 0 | 0 | 0 | 0 | 0 | 0 | 0 |  | 0 | 0 | 0 | 0 | 0 | 0 | 0 | 0 | 0 | 0 | 0 | 0 | 0 | 0 | 0 | 0 | 0 | 0 | 0 | 0 | 0 | 0 | 0 | 0 | 0 | 0 | 0 | 0 | 0 | [15 empty] | 0 | 0 | 0 | 0 | 0 | 0 | 0 | 0 | 0 | 0 | 0 | 0 | 0 | 0 | 0 |  | 0 | 0 | 0 | 0 | 0 | 0 | 0 | 0 | 0 | 0 | 0 | 0 | 0 | 0 | 0
PG&E GBA | Contra Costa PP | 230 | 0 | 0 | 0 | 0 | 0 | 0 | 0 | 0 | 0 | 0 | 0 | 0 | 0 | 0 | 0 | 0 | 0 | 0 | 0 | 0 | 0 | 0 | 0 | 0 | 0 | 0 | 0 | 0 | 0 | [15 empty] | 0 | 0 | 0 | 0 | 0 | 0 | 0 | 0 | 0 | 0 | 0 | 0 | 0 | 0 | 0 |  | 0 | 0 | 0 | 0 | 0 | 0 | 0 | 0 | 0 | 0 | 0 | 0 | 0 | 0 | 0 | 0 | 0 | 0 | 0 | 0 | 0 | 0 | 0 | 0 | 0 | 0 | 0 | 0 | 0 | [15 empty] | 0 | 0 | 0 | 0 | 0 | 0 | 0 | 0 | 0 | 0 | 0 | 0 | 0 | 0 | 0 |  | 0 | 0 | 0 | 0 | 0 | 0 | 0 | 0 | 0 | 0 | 0 | 0 | 0 | 0 | 0
SCE NOL | Control | 115 | 9.7 | 0 | 0 | 0 | 0 | 0 | 0 | 0 | 0 | 0 | 0 | 0 | 0 | 0 | 1 | 0 | 0 | 0 | 0 | 0 | 0 | 0 | 0 | 0 | 0 | 0 | 0 | 0 | 0 | [15 empty] | 0 | 0 | 0 | 0 | 0 | 0 | 0 | 0 | 0 | 0 | 0 | 0 | 0 | 0 | 0 |  | 9.7 | 0 | 0 | 0 | 0 | 0 | 0 | 0 | 0 | 0 | 0 | 0 | 0 | 0 | 1 | 0 | 0 | 0 | 0 | 0 | 0 | 0 | 0 | 0 | 0 | 0 | 0 | 0 | 0 | [15 empty] | 0 | 0 | 0 | 0 | 0 | 0 | 0 | 0 | 0 | 0 | 0 | 0 | 0 | 0 | 0 |  | 9.7 | 0 | 0 | 0 | 0 | 0 | 0 | 0 | 0 | 0 | 0 | 0 | 0 | 0 | 1
SCE NOL | Control | 55 | 0 | 0 | 0 | 0 | 0 | 0 | 0 | 0 | 0 | 0 | 0 | 0 | 0 | 0 | 0 | 0 | 0 | 0 | 0 | 0 | 0 | 0 | 0 | 0 | 0 | 0 | 0 | 0 | 0 | [15 empty] | 0 | 0 | 0 | 0 | 0 | 0 | 0 | 0 | 0 | 0 | 0 | 0 | 0 | 0 | 0 |  | 0 | 0 | 0 | 0 | 0 | 0 | 0 | 0 | 0 | 0 | 0 | 0 | 0 | 0 | 0 | 0 | 0 | 0 | 0 | 0 | 0 | 0 | 0 | 0 | 0 | 0 | 0 | 0 | 0 | [15 empty] | 0 | 0 | 0 | 0 | 0 | 0 | 0 | 0 | 0 | 0 | 0 | 0 | 0 | 0 | 0 |  | 0 | 0 | 0 | 0 | 0 | 0 | 0 | 0 | 0 | 0 | 0 | 0 | 0 | 0 | 0
PG&E GBA | Cooley Landing | 115 | 0 | 0 | 0 | 0 | 0 | 0 | 0 | 0 | 0 | 0 | 0 | 0 | 0 | 0 | 0 | 0 | 0 | 0 | 0 | 0 | 0 | 0 | 0 | 0 | 0 | 0 | 0 | 0 | 0 | [15 empty] | 0 | 0 | 0 | 0 | 0 | 0 | 0 | 0 | 0 | 0 | 0 | 0 | 0 | 0 | 0 |  | 0 | 0 | 0 | 0 | 0 | 0 | 0 | 0 | 0 | 0 | 0 | 0 | 0 | 0 | 0 | 0 | 0 | 0 | 0 | 0 | 0 | 0 | 0 | 0 | 0 | 0 | 0 | 0 | 0 | [15 empty] | 0 | 0 | 0 | 0 | 0 | 0 | 0 | 0 | 0 | 0 | 0 | 0 | 0 | 0 | 0 |  | 0 | 0 | 0 | 0 | 0 | 0 | 0 | 0 | 0 | 0 | 0 | 0 | 0 | 0 | 0
PG&E GBA | Cooley Landing | 60 | 0 | 0 | 0 | 0 | 0 | 0 | 0 | 0 | 0 | 0 | 0 | 0 | 0 | 0 | 0 | 0 | 0 | 0 | 0 | 0 | 0 | 0 | 0 | 0 | 0 | 0 | 0 | 0 | 0 | [15 empty] | 0 | 0 | 0 | 0 | 0 | 0 | 0 | 0 | 0 | 0 | 0 | 0 | 0 | 0 | 0 |  | 0 | 0 | 0 | 0 | 0 | 0 | 0 | 0 | 0 | 0 | 0 | 0 | 0 | 0 | 0 | 0 | 0 | 0 | 0 | 0 | 0 | 0 | 0 | 0 | 0 | 0 | 0 | 15 | 0 | [15 empty] | 0 | 0 | 0 | 0 | 0 | 0 | 0 | 0 | 0 | 0 | 0 | 0 | 0 | 15 | 0 |  | 0 | 0 | 0 | 0 | 0 | 0 | 0 | 0 | 0 | 0 | 0 | 0 | 15 | 0 | 1
SCE NOL | Coolwater | 230 | 0 | 0 | 0 | 0 | 0 | 0 | 0 | 0 | 0 | 0 | 0 | 0 | 0 | 0 | 0 | 0 | 0 | 0 | 0 | 0 | 0 | 0 | 0 | 0 | 0 | 0 | 0 | 0 | 0 | [15 empty] | 0 | 0 | 0 | 0 | 0 | 0 | 0 | 0 | 0 | 0 | 0 | 0 | 0 | 0 | 0 |  | 0 | 0 | 0 | 0 | 0 | 0 | 0 | 0 | 0 | 0 | 0 | 0 | 0 | 0 | 0 | 0 | 0 | 0 | 0 | 0 | 0 | 0 | 0 | 0 | 0 | 0 | 0 | 0 | 0 | [15 empty] | 0 | 0 | 0 | 0 | 0 | 0 | 0 | 0 | 0 | 0 | 0 | 0 | 0 | 0 | 0 |  | 0 | 0 | 0 | 0 | 0 | 0 | 0 | 0 | 0 | 0 | 0 | 0 | 0 | 0 | 0
SCE NOL | Coolwater | 115 | 0 | 0 | 0 | 0 | 0 | 0 | 0 | 0 | 0 | 0 | 0 | 113.5 | 0 | 0 | 1 | 0 | 0 | 180 | 32.18 | 0 | 0 | 0 | 0 | 0 | 150 | 50 | 0 | 5 | 0 | [10 empty] | -50 | -50 |  | -5 |  | 1 | 0 | 0 | 180 | 32.18 | 0 | 0 | 0 | 0 | 0 | 100 | 0 | 0 | 0 | 0 |  | 0 | 0 | 180 | 32.18 | 0 | 0 | 0 | 0 | 0 | 100 | 0 | 113.5 | 0 | 0 | 1 | 0 | 0 | 180 | 32.18 | 0 | 0 | 0 | 0 | 0 | 150 | 50 | 0 | 5 | 0 | [10 empty] | -50 | -50 |  | -5 |  | 1 | 0 | 0 | 180 | 32.18 | 0 | 0 | 0 | 0 | 0 | 100 | 0 | 0 | 0 | 0 |  | 0 | 0 | 180 | 32.18 | 0 | 0 | 0 | 0 | 0 | 100 | 0 | 113.5 | 0 | 0 | 1
PG&E KERN | Copus | 70 | 0 | 0 | 0 | 0 | 0 | 0 | 0 | 0 | 0 | 0 | 0 | 0 | 0 | 0 | 0 | 0 | 0 | 0 | 0 | 0 | 0 | 0 | 0 | 0 | 0 | 0 | 0 | 0 | 0 | [15 empty] | 0 | 0 | 0 | 0 | 0 | 0 | 0 | 0 | 0 | 0 | 0 | 0 | 0 | 0 | 0 |  | 0 | 0 | 0 | 0 | 0 | 0 | 0 | 0 | 0 | 0 | 0 | 0 | 0 | 0 | 0 | 0 | 0 | 0 | 0 | 0 | 0 | 0 | 0 | 0 | 0 | 0 | 0 | 0 | 0 | [15 empty] | 0 | 0 | 0 | 0 | 0 | 0 | 0 | 0 | 0 | 0 | 0 | 0 | 0 | 0 | 0 |  | 0 | 0 | 0 | 0 | 0 | 0 | 0 | 0 | 0 | 0 | 0 | 0 | 0 | 0 | 0
PG&E FRESNO | Corcoran | 70 | 0 | 0 | 0 | 0 | 0 | 0 | 0 | 0 | 0 | 0 | 0 | 0 | 0 | 0 | 0 | 0 | 0 | 0 | 0 | 0 | 0 | 0 | 0 | 4.5 | 0 | 0 | 0 | 0 | 0 | [15 empty] | 0 | 0 | 0 | 0 | 0 | 0 | 0 | 0 | 0 | 4.5 | 0 | 0 | 0 | 0 | 0 |  | 0 | 0 | 0 | 0 | 0 | 0 | 0 | 0 | 4.5 | 0 | 0 | 0 | 0 | 0 | 1 | 0 | 0 | 0 | 0 | 0 | 0 | 0 | 0 | 4.5 | 0 | 0 | 0 | 0 | 0 | [15 empty] | 0 | 0 | 0 | 0 | 0 | 0 | 0 | 0 | 0 | 4.5 | 0 | 0 | 0 | 0 | 0 |  | 0 | 0 | 0 | 0 | 0 | 0 | 0 | 0 | 4.5 | 0 | 0 | 0 | 0 | 0 | 1
PG&E FRESNO | Corcoran | 115 | 0 | 0 | 0 | 0 | 0 | 0 | 0 | 0 | 0 | 0 | 0 | 0 | 0 | 0 | 0 | 0 | 0 | 0 | 0 | 0 | 0 | 0 | 0 | 0 | 0 | 0 | 0 | 0 | 0 | [15 empty] | 0 | 0 | 0 | 0 | 0 | 0 | 0 | 0 | 0 | 0 | 0 | 0 | 0 | 0 | 0 |  | 0 | 0 | 0 | 0 | 0 | 0 | 0 | 0 | 0 | 0 | 0 | 0 | 0 | 0 | 0 | 0 | 0 | 0 | 0 | 0 | 0 | 0 | 0 | 0 | 0 | 0 | 0 | 0 | 0 | [15 empty] | 0 | 0 | 0 | 0 | 0 | 0 | 0 | 0 | 0 | 0 | 0 | 0 | 0 | 0 | 0 |  | 0 | 0 | 0 | 0 | 0 | 0 | 0 | 0 | 0 | 0 | 0 | 0 | 0 | 0 | 0
PG&E NGBA | Corona | 115 | 0 | 0 | 0 | 0 | 0 | 0 | 0 | 0 | 0 | 0 | 0 | 0 | 0 | 0 | 0 | 0 | 0 | 0 | 0 | 0 | 0 | 0 | 0 | 0 | 0 | 0 | 0 | 0 | 0 | [15 empty] | 0 | 0 | 0 | 0 | 0 | 0 | 0 | 0 | 0 | 0 | 0 | 0 | 0 | 0 | 0 |  | 0 | 0 | 0 | 0 | 0 | 0 | 0 | 0 | 0 | 0 | 0 | 0 | 0 | 0 | 0 | 0 | 0 | 0 | 0 | 0 | 0 | 0 | 0 | 0 | 0 | 0 | 0 | 0 | 0 | [15 empty] | 0 | 0 | 0 | 0 | 0 | 0 | 0 | 0 | 0 | 0 | 0 | 0 | 0 | 0 | 0 |  | 0 | 0 | 0 | 0 | 0 | 0 | 0 | 0 | 0 | 0 | 0 | 0 | 0 | 0 | 0
PG&E NGBA | Cortina | 230 | 0 | 0 | 0 | 0 | 0 | 0 | 0 | 0 | 0 | 0 | 0 | 0 | 0 | 0 | 0 | 0 | 0 | 0 | 0 | 0 | 0 | 0 | 0 | 0 | 0 | 0 | 0 | 0 | 0 | [15 empty] | 0 | 0 | 0 | 0 | 0 | 0 | 0 | 0 | 0 | 0 | 0 | 0 | 0 | 0 | 0 |  | 0 | 0 | 0 | 0 | 0 | 0 | 0 | 0 | 0 | 0 | 0 | 0 | 0 | 0 | 0 | 0 | 0 | 0 | 0 | 0 | 0 | 0 | 0 | 0 | 0 | 0 | 0 | 0 | 0 | [15 empty] | 0 | 0 | 0 | 0 | 0 | 0 | 0 | 0 | 0 | 0 | 0 | 0 | 0 | 0 | 0 |  | 0 | 0 | 0 | 0 | 0 | 0 | 0 | 0 | 0 | 0 | 0 | 0 | 0 | 0 | 0
PG&E NGBA | Cortina | 115 | 0 | 0 | 0 | 0 | 0 | 0 | 0 | 0 | 0 | 0 | 0 | 0 | 0 | 0 | 0 | 0 | 5 | 0 | 0 | 0 | 0 | 0 | 0 | 0 | 0 | 80 | 0 | 45 | 0 | [15 empty] | 0 | 0 | 5 | 0 | 0 | 0 | 0 | 0 | 0 | 0 | 0 | 80 | 0 | 45 | 0 |  | 0 | 5 | 0 | 0 | 0 | 0 | 0 | 0 | 0 | 0 | 80 | 0 | 45 | 0 | 1 | 0 | 5 | 0 | 0 | 0 | 0 | 0 | 0 | 0 | 50 | 80 | 0 | 85 | 0 | [15 empty] | 0 | 0 | 5 | 0 | 0 | 0 | 0 | 0 | 0 | 0 | 50 | 80 | 0 | 85 | 0 |  | 0 | 5 | 0 | 0 | 0 | 0 | 0 | 0 | 0 | 50 | 80 | 0 | 85 | 0 | 1
PG&E GBA | Cottle | 230 | 0 | 0 | 0 | 0 | 0 | 0 | 0 | 0 | 0 | 0 | 0 | 0 | 0 | 0 | 0 | 0 | 0 | 0 | 0 | 0 | 0 | 0 | 0 | 0 | 0 | 0 | 0 | 0 | 0 | [13 empty] | 50 |  | 1 | 0 | 0 | 0 | 0 | 0 | 0 | 0 | 0 | 0 | 0 | 0 | 0 | 50 | 0 |  | 0 | 0 | 0 | 0 | 0 | 0 | 0 | 0 | 0 | 0 | 0 | 0 | 50 | 0 | 1 | 0 | 0 | 0 | 0 | 0 | 0 | 0 | 0 | 0 | 0 | 0 | 0 | 0 | 0 | [13 empty] | 50 |  | 1 | 0 | 0 | 0 | 0 | 0 | 0 | 0 | 0 | 0 | 0 | 0 | 0 | 50 | 0 |  | 0 | 0 | 0 | 0 | 0 | 0 | 0 | 0 | 0 | 0 | 0 | 0 | 50 | 0 | 1
PG&E NGBA | Cottonwood | 115 | 0 | 0 | 0 | 0 | 0 | 0 | 0 | 0 | 0 | 0 | 0 | 0 | 0 | 0 | 0 | 0 | 0 | 0 | 0 | 0 | 0 | 0 | 0 | 0 | 0 | 0 | 0 | 0 | 0 | [15 empty] | 0 | 0 | 0 | 0 | 0 | 0 | 0 | 0 | 0 | 0 | 0 | 0 | 0 | 0 | 0 |  | 0 | 0 | 0 | 0 | 0 | 0 | 0 | 0 | 0 | 0 | 0 | 0 | 0 | 0 | 0 | 0 | 0 | 0 | 0 | 0 | 0 | 0 | 0 | 0 | 0 | 0 | 0 | 0 | 0 | [15 empty] | 0 | 0 | 0 | 0 | 0 | 0 | 0 | 0 | 0 | 0 | 0 | 0 | 0 | 0 | 0 |  | 0 | 0 | 0 | 0 | 0 | 0 | 0 | 0 | 0 | 0 | 0 | 0 | 0 | 0 | 0
PG&E NGBA | Cottonwood | 230 | 0 | 0 | 0 | 0 | 0 | 0 | 0 | 0 | 0 | 0 | 0 | 0 | 0 | 0 | 0 | 0 | 0 | 0 | 0 | 0 | 0 | 0 | 0 | 0 | 0 | 0 | 0 | 0 | 0 | [15 empty] | 0 | 0 | 0 | 0 | 0 | 0 | 0 | 0 | 0 | 0 | 0 | 0 | 0 | 0 | 0 |  | 0 | 0 | 0 | 0 | 0 | 0 | 0 | 0 | 0 | 0 | 0 | 0 | 0 | 0 | 0 | 0 | 0 | 0 | 0 | 0 | 0 | 0 | 0 | 0 | 0 | 0 | 0 | 0 | 0 | [15 empty] | 0 | 0 | 0 | 0 | 0 | 0 | 0 | 0 | 0 | 0 | 0 | 0 | 0 | 0 | 0 |  | 0 | 0 | 0 | 0 | 0 | 0 | 0 | 0 | 0 | 0 | 0 | 0 | 0 | 0 | 0
PG&E NGBA | Cottonwood | 60 | 0 | 0 | 0 | 0 | 0 | 0 | 0 | 0 | 0 | 0 | 0 | 0 | 0 | 0 | 0 | 0 | 0 | 0 | 0 | 0 | 0 | 0 | 0 | 0 | 0 | 0 | 0 | 0 | 0 | [15 empty] | 0 | 0 | 0 | 0 | 0 | 0 | 0 | 0 | 0 | 0 | 0 | 0 | 0 | 0 | 0 |  | 0 | 0 | 0 | 0 | 0 | 0 | 0 | 0 | 0 | 0 | 0 | 0 | 0 | 0 | 0 | 0 | 0 | 0 | 0 | 0 | 0 | 0 | 0 | 0 | 0 | 0 | 0 | 0 | 0 | [15 empty] | 0 | 0 | 0 | 0 | 0 | 0 | 0 | 0 | 0 | 0 | 0 | 0 | 0 | 0 | 0 |  | 0 | 0 | 0 | 0 | 0 | 0 | 0 | 0 | 0 | 0 | 0 | 0 | 0 | 0 | 0
PG&E NGBA | Cove Road | 230 | 0 | 0 | 0 | 0 | 0 | 0 | 0 | 0 | 0 | 0 | 0 | 0 | 0 | 0 | 0 | 0 | 0 | 0 | 0 | 0 | 0 | 0 | 0 | 0 | 0 | 0 | 0 | 0 | 0 | [15 empty] | 0 | 0 | 0 | 0 | 0 | 0 | 0 | 0 | 0 | 0 | 0 | 0 | 0 | 0 | 0 |  | 0 | 0 | 0 | 0 | 0 | 0 | 0 | 0 | 0 | 0 | 0 | 0 | 0 | 0 | 0 | 0 | 0 | 0 | 0 | 0 | 0 | 0 | 0 | 0 | 0 | 0 | 0 | 0 | 0 | [15 empty] | 0 | 0 | 0 | 0 | 0 | 0 | 0 | 0 | 0 | 0 | 0 | 0 | 0 | 0 | 0 |  | 0 | 0 | 0 | 0 | 0 | 0 | 0 | 0 | 0 | 0 | 0 | 0 | 0 | 0 | 0
PG&E GBA | Coyote | 230 | 0 | 0 | 0 | 0 | 0 | 0 | 0 | 0 | 0 | 0 | 0 | 0 | 0 | 0 | 0 | 0 | 0 | 0 | 0 | 0 | 0 | 0 | 0 | 0 | 0 | 0 | 0 | 0 | 0 | [15 empty] | 0 | 0 | 0 | 0 | 0 | 0 | 0 | 0 | 0 | 0 | 0 | 0 | 0 | 0 | 0 |  | 0 | 0 | 0 | 0 | 0 | 0 | 0 | 0 | 0 | 0 | 0 | 0 | 0 | 0 | 0 | 0 | 0 | 0 | 0 | 0 | 0 | 0 | 0 | 0 | 0 | 0 | 0 | 0 | 0 | [15 empty] | 0 | 0 | 0 | 0 | 0 | 0 | 0 | 0 | 0 | 0 | 0 | 0 | 0 | 0 | 0 |  | 0 | 0 | 0 | 0 | 0 | 0 | 0 | 0 | 0 | 0 | 0 | 0 | 0 | 0 | 0
PG&E GBA | Crazy Horse Canyon | 115 | 0 | 0 | 0 | 0 | 0 | 0 | 0 | 0 | 0 | 0 | 0 | 0 | 0 | 0 | 0 | 0 | 0 | 0 | 0 | 0 | 0 | 0 | 0 | 0 | 0 | 0 | 0 | 0 | 0 | [15 empty] | 0 | 0 | 0 | 0 | 0 | 0 | 0 | 0 | 0 | 0 | 0 | 0 | 0 | 0 | 0 |  | 0 | 0 | 0 | 0 | 0 | 0 | 0 | 0 | 0 | 0 | 0 | 0 | 0 | 0 | 0 | 0 | 0 | 0 | 0 | 0 | 0 | 0 | 0 | 0 | 0 | 0 | 0 | 0 | 0 | [15 empty] | 0 | 0 | 0 | 0 | 0 | 0 | 0 | 0 | 0 | 0 | 0 | 0 | 0 | 0 | 0 |  | 0 | 0 | 0 | 0 | 0 | 0 | 0 | 0 | 0 | 0 | 0 | 0 | 0 | 0 | 0
SDGE | Creelman | 69 | 0 | 0 | 0 | 0 | 0 | 0 | 0 | 0 | 0 | 0 | 0 | 7.8 | 0 | 0 | 1 | 0 | 0 | 0 | 0 | 0 | 0 | 0 | 0 | 0 | 0 | 0 | 0 | 0 | 0 | [15 empty] | 0 | 0 | 0 | 0 | 0 | 0 | 0 | 0 | 0 | 0 | 0 | 0 | 0 | 0 | 0 |  | 0 | 0 | 0 | 0 | 0 | 0 | 0 | 0 | 0 | 0 | 0 | 7.8 | 0 | 0 | 1 | 0 | 0 | 0 | 0 | 0 | 0 | 0 | 0 | 0 | 0 | 0 | 0 | 0 | 0 | [15 empty] | 0 | 0 | 0 | 0 | 0 | 0 | 0 | 0 | 0 | 0 | 0 | 0 | 0 | 0 | 0 |  | 0 | 0 | 0 | 0 | 0 | 0 | 0 | 0 | 0 | 0 | 0 | 7.8 | 0 | 0 | 1
PG&E FRESNO | Crescent | 70 | 0 | 0 | 0 | 0 | 0 | 0 | 0 | 0 | 0 | 0 | 35 | 35 | 0 | 0 | 1 | 0 | 0 | 0 | 0 | 0 | 0 | 0 | 0 | 0 | 5 | 30 | 0 | 0 | 0 | [10 empty] | -5 | -30 |  |  |  | 1 | 0 | 0 | 0 | 0 | 0 | 0 | 0 | 0 | 0 | 0 | 0 | 0 | 0 | 0 |  | 0 | 0 | 0 | 0 | 0 | 0 | 0 | 0 | 0 | 0 | 35 | 35 | 0 | 0 | 1 | 0 | 0 | 0 | 0 | 0 | 0 | 0 | 0 | 0 | 5 | 30 | 0 | 0 | 0 | [10 empty] | -5 | -30 |  |  |  | 1 | 0 | 0 | 0 | 0 | 0 | 0 | 0 | 0 | 0 | 0 | 0 | 0 | 0 | 0 |  | 0 | 0 | 0 | 0 | 0 | 0 | 0 | 0 | 0 | 0 | 35 | 35 | 0 | 0 | 1
PG&E FRESNO | Cressey | 115 | 0 | 0 | 0 | 0 | 0 | 0 | 0 | 0 | 0 | 0 | 0 | 0 | 0 | 0 | 0 | 0 | 0 | 0 | 0 | 0 | 0 | 0 | 0 | 0 | 0 | 0 | 0 | 0 | 0 | [15 empty] | 0 | 0 | 0 | 0 | 0 | 0 | 0 | 0 | 0 | 0 | 0 | 0 | 0 | 0 | 0 |  | 0 | 0 | 0 | 0 | 0 | 0 | 0 | 0 | 0 | 0 | 0 | 0 | 0 | 0 | 0 | 0 | 0 | 0 | 0 | 0 | 0 | 0 | 0 | 0 | 0 | 0 | 0 | 0 | 0 | [15 empty] | 0 | 0 | 0 | 0 | 0 | 0 | 0 | 0 | 0 | 0 | 0 | 0 | 0 | 0 | 0 |  | 0 | 0 | 0 | 0 | 0 | 0 | 0 | 0 | 0 | 0 | 0 | 0 | 0 | 0 | 0
PG&E NGBA | Cresta | 230 | 0 | 0 | 0 | 0 | 0 | 0 | 0 | 0 | 0 | 0 | 0 | 0 | 0 | 0 | 0 | 0 | 0 | 0 | 0 | 0 | 0 | 0 | 0 | 0 | 0 | 0 | 0 | 0 | 0 | [15 empty] | 0 | 0 | 0 | 0 | 0 | 0 | 0 | 0 | 0 | 0 | 0 | 0 | 0 | 0 | 0 |  | 0 | 0 | 0 | 0 | 0 | 0 | 0 | 0 | 0 | 0 | 0 | 0 | 0 | 0 | 0 | 0 | 0 | 0 | 0 | 0 | 0 | 0 | 0 | 0 | 0 | 0 | 0 | 0 | 0 | [15 empty] | 0 | 0 | 0 | 0 | 0 | 0 | 0 | 0 | 0 | 0 | 0 | 0 | 0 | 0 | 0 |  | 0 | 0 | 0 | 0 | 0 | 0 | 0 | 0 | 0 | 0 | 0 | 0 | 0 | 0 | 0
SDGE | Crestwood | 69 | 0 | 0 | 0 | 0 | 0 | 0 | 0 | 0 | 0 | 0 | 0 | 0 | 0 | 0 | 0 | 0 | 0 | 0 | 0 | 0 | 0 | 0 | 0 | 0 | 0 | 0 | 0 | 0 | 0 | [15 empty] | 0 | 0 | 0 | 0 | 0 | 0 | 0 | 0 | 0 | 0 | 0 | 0 | 0 | 0 | 0 |  | 0 | 0 | 0 | 0 | 0 | 0 | 0 | 0 | 0 | 0 | 0 | 0 | 0 | 0 | 0 | 0 | 0 | 0 | 0 | 0 | 0 | 0 | 0 | 0 | 0 | 0 | 0 | 0 | 0 | [15 empty] | 0 | 0 | 0 | 0 | 0 | 0 | 0 | 0 | 0 | 0 | 0 | 0 | 0 | 0 | 0 |  | 0 | 0 | 0 | 0 | 0 | 0 | 0 | 0 | 0 | 0 | 0 | 0 | 0 | 0 | 0
PG&E GBA | Crow Creek | 60 | 0 | 0 | 0 | 0 | 0 | 0 | 0 | 0 | 0 | 0 | 0 | 0 | 0 | 0 | 0 | 0 | 0 | 0 | 0 | 0 | 0 | 0 | 0 | 0 | 0 | 0 | 0 | 0 | 0 | [15 empty] | 0 | 0 | 0 | 0 | 0 | 0 | 0 | 0 | 0 | 0 | 0 | 0 | 0 | 0 | 0 |  | 0 | 0 | 0 | 0 | 0 | 0 | 0 | 0 | 0 | 0 | 0 | 0 | 0 | 0 | 0 | 0 | 0 | 0 | 0 | 0 | 0 | 0 | 0 | 0 | 0 | 0 | 0 | 0 | 0 | [15 empty] | 0 | 0 | 0 | 0 | 0 | 0 | 0 | 0 | 0 | 0 | 0 | 0 | 0 | 0 | 0 |  | 0 | 0 | 0 | 0 | 0 | 0 | 0 | 0 | 0 | 0 | 0 | 0 | 0 | 0 | 0
PG&E GBA | Crows Landing | 60 | 0 | 0 | 0 | 0 | 0 | 0 | 0 | 0 | 0 | 0 | 0 | 0 | 0 | 0 | 0 | 0 | 0 | 0 | 0 | 0 | 0 | 0 | 0 | 0 | 0 | 0 | 0 | 0 | 0 | [15 empty] | 0 | 0 | 0 | 0 | 0 | 0 | 0 | 0 | 0 | 0 | 0 | 0 | 0 | 0 | 0 |  | 0 | 0 | 0 | 0 | 0 | 0 | 0 | 0 | 0 | 0 | 0 | 0 | 0 | 0 | 0 | 0 | 0 | 0 | 0 | 0 | 0 | 0 | 0 | 0 | 0 | 0 | 0 | 0 | 0 | [15 empty] | 0 | 0 | 0 | 0 | 0 | 0 | 0 | 0 | 0 | 0 | 0 | 0 | 0 | 0 | 0 |  | 0 | 0 | 0 | 0 | 0 | 0 | 0 | 0 | 0 | 0 | 0 | 0 | 0 | 0 | 0
PG&E GBA | Curtis | 115 | 0 | 0 | 0 | 0 | 0 | 0 | 0 | 0 | 0 | 0 | 0 | 0 | 0 | 0 | 0 | 0 | 0 | 0 | 0 | 0 | 0 | 0 | 0 | 0 | 0 | 0 | 0 | 0 | 0 | [15 empty] | 0 | 0 | 0 | 0 | 0 | 0 | 0 | 0 | 0 | 0 | 0 | 0 | 0 | 0 | 0 |  | 0 | 0 | 0 | 0 | 0 | 0 | 0 | 0 | 0 | 0 | 0 | 0 | 0 | 0 | 0 | 0 | 0 | 0 | 0 | 0 | 0 | 0 | 0 | 0 | 0 | 0 | 0 | 0 | 0 | [15 empty] | 0 | 0 | 0 | 0 | 0 | 0 | 0 | 0 | 0 | 0 | 0 | 0 | 0 | 0 | 0 |  | 0 | 0 | 0 | 0 | 0 | 0 | 0 | 0 | 0 | 0 | 0 | 0 | 0 | 0 | 0
PG&E FRESNO | Dairyland | 115 | 0 | 0 | 0 | 0 | 0 | 0 | 0 | 0 | 0 | 0 | 0 | 0 | 0 | 0 | 0 | 0 | 0 | 0 | 0 | 0 | 0 | 0 | 0 | 5 | 0 | 0 | 0 | 0 | 0 | [15 empty] | 0 | 0 | 0 | 0 | 0 | 0 | 0 | 0 | 0 | 5 | 0 | 0 | 0 | 0 | 0 |  | 0 | 0 | 0 | 0 | 0 | 0 | 0 | 0 | 5 | 0 | 0 | 0 | 0 | 0 | 1 | 0 | 0 | 0 | 0 | 0 | 0 | 0 | 0 | 5 | 0 | 0 | 0 | 0 | 0 | [15 empty] | 0 | 0 | 0 | 0 | 0 | 0 | 0 | 0 | 0 | 5 | 0 | 0 | 0 | 0 | 0 |  | 0 | 0 | 0 | 0 | 0 | 0 | 0 | 0 | 5 | 0 | 0 | 0 | 0 | 0 | 1
PG&E NGBA | Davis | 115 | 0 | 0 | 0 | 0 | 0 | 0 | 0 | 0 | 0 | 0 | 0 | 0 | 0 | 0 | 0 | 0 | 0 | 0 | 0 | 0 | 0 | 0 | 0 | 0 | 0 | 0 | 0 | 0 | 0 | [15 empty] | 0 | 0 | 0 | 0 | 0 | 0 | 0 | 0 | 0 | 0 | 0 | 0 | 0 | 0 | 0 |  | 0 | 0 | 0 | 0 | 0 | 0 | 0 | 0 | 0 | 0 | 0 | 0 | 0 | 0 | 0 | 0 | 0 | 0 | 0 | 0 | 0 | 0 | 0 | 0 | 20 | 80 | 0 | 35 | 0 | [15 empty] | 0 | 0 | 0 | 0 | 0 | 0 | 0 | 0 | 0 | 0 | 20 | 80 | 0 | 35 | 0 |  | 0 | 0 | 0 | 0 | 0 | 0 | 0 | 0 | 0 | 20 | 80 | 0 | 35 | 0 | 1
SCE Metro | Del Amo | 500 | 0 | 0 | 0 | 0 | 0 | 0 | 0 | 0 | 0 | 0 | 0 | 0 | 0 | 0 | 0 | 0 | 0 | 0 | 0 | 0 | 0 | 0 | 0 | 0 | 0 | 0 | 0 | 0 | 0 | [15 empty] | 0 | 0 | 0 | 0 | 0 | 0 | 0 | 0 | 0 | 0 | 0 | 0 | 0 | 0 | 0 |  | 0 | 0 | 0 | 0 | 0 | 0 | 0 | 0 | 0 | 0 | 0 | 0 | 0 | 0 | 0 | 0 | 0 | 0 | 0 | 0 | 0 | 0 | 0 | 0 | 0 | 0 | 0 | 0 | 0 | 0 | [14 empty] | 0 | 0 | 0 | 0 | 0 | 0 | 0 | 0 | 0 | 0 | 0 | 0 | 0 | 0 | 0 |  | 0 | 0 | 0 | 0 | 0 | 0 | 0 | 0 | 0 | 0 | 0 | 0 | 0 | 0 | 0
SCE Metro | Del Amo | 230 | 0 | 0 | 0 | 0 | 0 | 0 | 0 | 0 | 0 | 0 | 0 | 0 | 0 | 0 | 0 | 0 | 0 | 0 | 0 | 0 | 0 | 0 | 0 | 0 | 0 | 0 | 0 | 0 | 0 | [15 empty] | 0 | 0 | 0 | 0 | 0 | 0 | 0 | 0 | 0 | 0 | 0 | 0 | 0 | 0 | 0 |  | 0 | 0 | 0 | 0 | 0 | 0 | 0 | 0 | 0 | 0 | 0 | 0 | 0 | 0 | 0 | 0 | 0 | 0 | 0 | 0 | 0 | 0 | 0 | 0 | 0 | 0 | 0 | 0 | 0 | 0 | [14 empty] | 0 | 0 | 0 | 0 | 0 | 0 | 0 | 0 | 0 | 0 | 0 | 0 | 0 | 0 | 0 |  | 0 | 0 | 0 | 0 | 0 | 0 | 0 | 0 | 0 | 0 | 0 | 0 | 0 | 0 | 0
SCE Eastern | Delaney | 500 | 0 | 0 | 0 | 0 | 0 | 0 | 0 | 0 | 0 | 0 | 0 | 0 | 0 | 0 | 0 | 0 | 0 | 0 | 0 | 0 | 0 | 0 | 0 | 0 | 0 | 0 | 0 | 0 | 0 | [15 empty] | 0 | 0 | 0 | 0 | 0 | 0 | 0 | 0 | 0 | 0 | 0 | 0 | 0 | 0 | 0 |  | 0 | 0 | 0 | 0 | 0 | 0 | 0 | 0 | 0 | 0 | 0 | 0 | 0 | 0 | 0 | 0 | 0 | 0 | 0 | 0 | 0 | 0 | 0 | 0 | 150 | 250 | 0 | 100 | 0 | 1 | [14 empty] | 0 | 0 | 0 | 0 | 0 | 0 | 0 | 0 | 0 | 0 | 150 | 250 | 0 | 100 | 0 |  | 0 | 0 | 0 | 0 | 0 | 0 | 0 | 0 | 0 | 150 | 250 | 0 | 100 | 0 | 1
PG&E NGBA | Delevan | 230 | 0 | 0 | 0 | 0 | 0 | 0 | 0 | 0 | 0 | 0 | 0 | 0 | 0 | 0 | 0 | 0 | 0 | 0 | 0 | 0 | 0 | 0 | 0 | 0 | 50 | 150 | 0 | 50 | 0 | [14 empty] | 70 | 1 | 0 | 0 | 0 | 0 | 0 | 0 | 0 | 0 | 0 | 50 | 150 | 0 | 50 | 70 |  | 0 | 0 | 0 | 0 | 0 | 0 | 0 | 0 | 0 | 50 | 150 | 0 | 50 | 70 | 1 | 0 | 0 | 0 | 0 | 0 | 0 | 0 | 0 | 0 | 235 | 500 | 0 | 125 | 0 | 1 | [9 empty] | -35.6 | -100 |  | -24.9 | 70 | 1 | 0 | 0 | 0 | 0 | 0 | 0 | 0 | 0 | 0 | 199.4 | 400 | 0 | 100.1 | 70 |  | 0 | 0 | 0 | 0 | 0 | 0 | 0 | 0 | 0 | 199.4 | 400 | 0 | 100.1 | 70 | 1
PG&E GBA | Delta PP | 230 | 0 | 0 | 0 | 0 | 0 | 0 | 0 | 0 | 0 | 0 | 0 | 0 | 0 | 0 | 0 | 0 | 0 | 0 | 0 | 0 | 0 | 0 | 0 | 0 | 0 | 0 | 0 | 0 | 0 | [15 empty] | 0 | 0 | 0 | 0 | 0 | 0 | 0 | 0 | 0 | 0 | 0 | 0 | 0 | 0 | 0 |  | 0 | 0 | 0 | 0 | 0 | 0 | 0 | 0 | 0 | 0 | 0 | 0 | 0 | 0 | 0 | 0 | 0 | 0 | 0 | 0 | 0 | 0 | 0 | 0 | 0 | 0 | 0 | 0 | 0 | 0 | [14 empty] | 0 | 0 | 0 | 0 | 0 | 0 | 0 | 0 | 0 | 0 | 0 | 0 | 0 | 0 | 0 |  | 0 | 0 | 0 | 0 | 0 | 0 | 0 | 0 | 0 | 0 | 0 | 0 | 0 | 0 | 0
EOP | Desert View | 230 | 0 | 0 | 0 | 0 | 0 | 0 | 0 | 0 | 0 | 0 | 0 | 0 | 0 | 0 | 0 | 0 | 0 | 0 | 0 | 0 | 0 | 0 | 0 | 0 | 0 | 0 | 0 | 0 | 0 | [15 empty] | 0 | 0 | 0 | 0 | 0 | 0 | 0 | 0 | 0 | 0 | 0 | 0 | 0 | 0 | 0 |  | 0 | 0 | 0 | 0 | 0 | 0 | 0 | 0 | 0 | 0 | 0 | 0 | 0 | 0 | 0 | 0 | 0 | 0 | 0 | 0 | 0 | 0 | 0 | 0 | 50 | 450 | 0 | 150 | 0 | 1 | [9 empty] | -50 | -50 |  |  |  | 1 | 0 | 0 | 0 | 0 | 0 | 0 | 0 | 0 | 0 | 0 | 400 | 0 | 150 | 0 |  | 0 | 0 | 0 | 0 | 0 | 0 | 0 | 0 | 0 | 0 | 400 | 0 | 150 | 0 | 1
SCE Eastern | Devers | 230 | 0 | 0 | 57 | 0 | 0 | 0 | 0 | 0 | 0 | 0 | 0 | 220 | 100 | 0 | 1 | 0 | 0 | 230.5 | 37 | 0 | 0 | 0 | 0 | 0 | 0 | 0 | 0 | 0 | 0 | [15 empty] | 0 | 0 | 0 | 230.5 | 37 | 0 | 0 | 0 | 0 | 0 | 0 | 0 | 0 | 0 | 0 |  | 0 | 0 | 287.5 | 37 | 0 | 0 | 0 | 0 | 0 | 0 | 0 | 220 | 100 | 0 | 1 | 0 | 0 | 230.5 | 37 | 0 | 0 | 0 | 0 | 0 | 50 | 180 | 0 | 80 | 0 | 1 | [14 empty] | 0 | 0 | 0 | 230.5 | 37 | 0 | 0 | 0 | 0 | 0 | 50 | 180 | 0 | 80 | 0 |  | 0 | 0 | 287.5 | 37 | 0 | 0 | 0 | 0 | 0 | 50 | 180 | 220 | 180 | 0 | 1
SCE Eastern | Devers | 500 | 0 | 0 | 0 | 0 | 0 | 0 | 0 | 0 | 0 | 0 | 0 | 0 | 0 | 0 | 0 | 0 | 0 | 0 | 0 | 0 | 0 | 0 | 0 | 0 | 0 | 0 | 0 | 0 | 0 | [15 empty] | 0 | 0 | 0 | 0 | 0 | 0 | 0 | 0 | 0 | 0 | 0 | 0 | 0 | 0 | 0 |  | 0 | 0 | 0 | 0 | 0 | 0 | 0 | 0 | 0 | 0 | 0 | 0 | 0 | 0 | 0 | 0 | 0 | 0 | 0 | 0 | 0 | 0 | 0 | 0 | 0 | 0 | 0 | 0 | 0 | 0 | [14 empty] | 0 | 0 | 0 | 0 | 0 | 0 | 0 | 0 | 0 | 0 | 0 | 0 | 0 | 0 | 0 |  | 0 | 0 | 0 | 0 | 0 | 0 | 0 | 0 | 0 | 0 | 0 | 0 | 0 | 0 | 0
PG&E KERN | Diablo Canyon | 230 | 0 | 0 | 0 | 0 | 0 | 0 | 0 | 0 | 0 | 0 | 0 | 0 | 0 | 0 | 0 | 0 | 0 | 0 | 0 | 0 | 0 | 0 | 0 | 0 | 0 | 0 | 0 | 0 | 0 | [15 empty] | 0 | 0 | 0 | 0 | 0 | 0 | 0 | 0 | 0 | 0 | 0 | 0 | 0 | 0 | 0 |  | 0 | 0 | 0 | 0 | 0 | 0 | 0 | 0 | 0 | 0 | 0 | 0 | 0 | 0 | 0 | 0 | 0 | 0 | 0 | 0 | 0 | 0 | 0 | 0 | 0 | 0 | 0 | 0 | 0 | 0 | [14 empty] | 0 | 0 | 0 | 0 | 0 | 0 | 0 | 0 | 0 | 0 | 0 | 0 | 0 | 0 | 0 |  | 0 | 0 | 0 | 0 | 0 | 0 | 0 | 0 | 0 | 0 | 0 | 0 | 0 | 0 | 0
PG&E KERN | Diablo Canyon | 500 | 0 | 0 | 0 | 0 | 0 | 0 | 0 | 0 | 0 | 0 | 0 | 0 | 0 | 0 | 0 | 0 | 0 | 0 | 0 | 0 | 0 | 2924 | 0 | 0 | 0 | 0 | 0 | 0 | 0 | [7 empty] | -424 | [7 empty] | 1 | 0 | 0 | 0 | 0 | 0 | 0 | 2500 | 0 | 0 | 0 | 0 | 0 | 0 | 0 |  | 0 | 0 | 0 | 0 | 0 | 0 | 2500 | 0 | 0 | 0 | 0 | 0 | 0 | 0 | 1 | 0 | 0 | 0 | 0 | 0 | 0 | 2924 | 0 | 0 | 0 | 0 | 0 | 0 | 0 | 1 | [6 empty] | -424 | [7 empty] | 1 | 0 | 0 | 0 | 0 | 0 | 0 | 2500 | 0 | 0 | 0 | 0 | 0 | 0 | 0 |  | 0 | 0 | 0 | 0 | 0 | 0 | 2500 | 0 | 0 | 0 | 0 | 0 | 0 | 0 | 1
PG&E KERN | Divide | 115 | 0 | 0 | 0 | 0 | 0 | 0 | 0 | 0 | 0 | 0 | 0 | 0 | 0 | 0 | 0 | 0 | 0 | 0 | 0 | 0 | 0 | 0 | 0 | 0 | 0 | 0 | 0 | 0 | 0 | [15 empty] | 0 | 0 | 0 | 0 | 0 | 0 | 0 | 0 | 0 | 0 | 0 | 0 | 0 | 0 | 0 |  | 0 | 0 | 0 | 0 | 0 | 0 | 0 | 0 | 0 | 0 | 0 | 0 | 0 | 0 | 0 | 0 | 0 | 0 | 0 | 0 | 0 | 0 | 0 | 0 | 0 | 0 | 0 | 0 | 0 | 0 | [14 empty] | 0 | 0 | 0 | 0 | 0 | 0 | 0 | 0 | 0 | 0 | 0 | 0 | 0 | 0 | 0 |  | 0 | 0 | 0 | 0 | 0 | 0 | 0 | 0 | 0 | 0 | 0 | 0 | 0 | 0 | 0
PG&E GBA | Dixon Landing | 115 | 0 | 0 | 0 | 0 | 0 | 0 | 0 | 0 | 0 | 0 | 0 | 0 | 0 | 0 | 0 | 0 | 0 | 0 | 0 | 0 | 0 | 0 | 0 | 2.3 | 0 | 0 | 0 | 0 | 0 | [15 empty] | 0 | 0 | 0 | 0 | 0 | 0 | 0 | 0 | 0 | 2.3 | 0 | 0 | 0 | 0 | 0 |  | 0 | 0 | 0 | 0 | 0 | 0 | 0 | 0 | 2.3 | 0 | 0 | 0 | 0 | 0 | 1 | 0 | 0 | 0 | 0 | 0 | 0 | 0 | 0 | 2.3 | 0 | 0 | 0 | 0 | 0 | 1 | [14 empty] | 0 | 0 | 0 | 0 | 0 | 0 | 0 | 0 | 0 | 2.3 | 0 | 0 | 0 | 0 | 0 |  | 0 | 0 | 0 | 0 | 0 | 0 | 0 | 0 | 2.3 | 0 | 0 | 0 | 0 | 0 | 1
PG&E FRESNO | Dos Amigos | 230 | 0 | 0 | 0 | 0 | 0 | 0 | 0 | 0 | 3 | 0 | 0 | 0 | 0 | 0 | 1 | 0 | 0 | 0 | 0 | 0 | 0 | 0 | 0 | 0 | 0 | 0 | 0 | 0 | 0 | [15 empty] | 0 | 0 | 0 | 0 | 0 | 0 | 0 | 0 | 0 | 0 | 0 | 0 | 0 | 0 | 0 |  | 0 | 0 | 0 | 0 | 0 | 0 | 0 | 0 | 3 | 0 | 0 | 0 | 0 | 0 | 1 | 0 | 0 | 0 | 0 | 0 | 0 | 0 | 0 | 0 | 0 | 0 | 0 | 0 | 0 | 0 | [14 empty] | 0 | 0 | 0 | 0 | 0 | 0 | 0 | 0 | 0 | 0 | 0 | 0 | 0 | 0 | 0 |  | 0 | 0 | 0 | 0 | 0 | 0 | 0 | 0 | 3 | 0 | 0 | 0 | 0 | 0 | 1
PG&E NGBA | Drum | 115 | 0 | 0 | 0 | 0 | 0 | 0 | 0 | 0 | 0 | 0 | 0 | 0 | 0 | 0 | 0 | 0 | 0 | 0 | 0 | 0 | 0 | 0 | 0 | 0 | 0 | 0 | 0 | 0 | 0 | [15 empty] | 0 | 0 | 0 | 0 | 0 | 0 | 0 | 0 | 0 | 0 | 0 | 0 | 0 | 0 | 0 |  | 0 | 0 | 0 | 0 | 0 | 0 | 0 | 0 | 0 | 0 | 0 | 0 | 0 | 0 | 0 | 0 | 0 | 0 | 0 | 0 | 0 | 0 | 0 | 0 | 0 | 0 | 0 | 0 | 0 | 0 | [14 empty] | 0 | 0 | 0 | 0 | 0 | 0 | 0 | 0 | 0 | 0 | 0 | 0 | 0 | 0 | 0 |  | 0 | 0 | 0 | 0 | 0 | 0 | 0 | 0 | 0 | 0 | 0 | 0 | 0 | 0 | 0
PG&E GBA | Dumbarton | 115 | 0 | 0 | 0 | 0 | 0 | 0 | 0 | 0 | 0 | 0 | 0 | 0 | 0 | 0 | 0 | 0 | 0 | 0 | 0 | 0 | 0 | 0 | 0 | 5 | 0 | 0 | 0 | 0 | 0 | [15 empty] | 0 | 0 | 0 | 0 | 0 | 0 | 0 | 0 | 0 | 5 | 0 | 0 | 0 | 0 | 0 |  | 0 | 0 | 0 | 0 | 0 | 0 | 0 | 0 | 5 | 0 | 0 | 0 | 0 | 0 | 1 | 0 | 0 | 0 | 0 | 0 | 0 | 0 | 0 | 5 | 0 | 0 | 0 | 0 | 0 | 1 | [14 empty] | 0 | 0 | 0 | 0 | 0 | 0 | 0 | 0 | 0 | 5 | 0 | 0 | 0 | 0 | 0 |  | 0 | 0 | 0 | 0 | 0 | 0 | 0 | 0 | 5 | 0 | 0 | 0 | 0 | 0 | 1
SCE NOL | Dunn Siding | 115 | 0 | 0 | 0 | 0 | 0 | 0 | 0 | 0 | 0 | 0 | 0 | 0 | 0 | 0 | 0 | 0 | 0 | 0 | 0 | 0 | 0 | 0 | 0 | 0 | 0 | 0 | 0 | 0 | 0 | [15 empty] | 0 | 0 | 0 | 0 | 0 | 0 | 0 | 0 | 0 | 0 | 0 | 0 | 0 | 0 | 0 |  | 0 | 0 | 0 | 0 | 0 | 0 | 0 | 0 | 0 | 0 | 0 | 0 | 0 | 0 | 0 | 0 | 0 | 0 | 0 | 0 | 0 | 0 | 0 | 0 | 0 | 0 | 0 | 0 | 0 | 0 | [14 empty] | 0 | 0 | 0 | 0 | 0 | 0 | 0 | 0 | 0 | 0 | 0 | 0 | 0 | 0 | 0 |  | 0 | 0 | 0 | 0 | 0 | 0 | 0 | 0 | 0 | 0 | 0 | 0 | 0 | 0 | 0
SCE Eastern | Eagle Mountain | 230 | 0 | 0 | 0 | 0 | 0 | 0 | 0 | 0 | 0 | 0 | 0 | 0 | 0 | 0 | 0 | 0 | 0 | 0 | 0 | 0 | 0 | 0 | 0 | 0 | 0 | 0 | 0 | 0 | 0 | [15 empty] | 0 | 0 | 0 | 0 | 0 | 0 | 0 | 0 | 0 | 0 | 0 | 0 | 0 | 0 | 0 |  | 0 | 0 | 0 | 0 | 0 | 0 | 0 | 0 | 0 | 0 | 0 | 0 | 0 | 0 | 0 | 0 | 0 | 0 | 0 | 0 | 0 | 0 | 0 | 0 | 0 | 0 | 0 | 0 | 0 | 0 | [14 empty] | 0 | 0 | 0 | 0 | 0 | 0 | 0 | 0 | 0 | 0 | 0 | 0 | 0 | 0 | 0 |  | 0 | 0 | 0 | 0 | 0 | 0 | 0 | 0 | 0 | 0 | 0 | 0 | 0 | 0 | 0
PG&E NGBA | Eagle Rock (PGE) | 60 | 0 | 0 | 0 | 0 | 0 | 0 | 0 | 0 | 0 | 0 | 0 | 0 | 0 | 0 | 0 | 0 | 0 | 0 | 0 | 0 | 0 | 0 | 0 | 0 | 0 | 0 | 0 | 0 | 0 | [15 empty] | 0 | 0 | 0 | 0 | 0 | 0 | 0 | 0 | 0 | 0 | 0 | 0 | 0 | 0 | 0 |  | 0 | 0 | 0 | 0 | 0 | 0 | 0 | 0 | 0 | 0 | 0 | 0 | 0 | 0 | 0 | 0 | 0 | 0 | 0 | 0 | 0 | 0 | 0 | 0 | 0 | 0 | 0 | 0 | 0 | 0 | [14 empty] | 0 | 0 | 0 | 0 | 0 | 0 | 0 | 0 | 0 | 0 | 0 | 0 | 0 | 0 | 0 |  | 0 | 0 | 0 | 0 | 0 | 0 | 0 | 0 | 0 | 0 | 0 | 0 | 0 | 0 | 0
PG&E NGBA | Eagle Rock (PGE) | 115 | 7 | 0 | 0 | 0 | 0 | 0 | 0 | 0 | 0 | 0 | 0 | 0 | 0 | 0 | 1 | 14.5 | 0 | 98 | 33.2 | 0 | 0 | 0 | 0 | 0 | 0 | 0 | 0 | 0 | 0 |  | 24.5 |  | -98 | -33.2 | [10 empty] | 1 | 39 | 0 | 0 | 0 | 0 | 0 | 0 | 0 | 0 | 0 | 0 | 0 | 0 | 0 |  | 46 | 0 | 0 | 0 | 0 | 0 | 0 | 0 | 0 | 0 | 0 | 0 | 0 | 0 | 1 | 14.5 | 0 | 98 | 33.2 | 0 | 0 | 0 | 0 | 0 | 0 | 0 | 0 | 0 | 0 | 1 | 24.5 | [13 empty] | 1 | 39 | 0 | 98 | 33.2 | 0 | 0 | 0 | 0 | 0 | 0 | 0 | 0 | 0 | 0 |  | 46 | 0 | 98 | 33.2 | 0 | 0 | 0 | 0 | 0 | 0 | 0 | 0 | 0 | 0 | 1
SCE Metro | Eagle Rock (SCE) | 230 | 0 | 0 | 0 | 0 | 0 | 0 | 0 | 0 | 0 | 0 | 0 | 0 | 0 | 0 | 0 | 0 | 0 | 0 | 0 | 0 | 0 | 0 | 0 | 0 | 0 | 0 | 0 | 0 | 0 | [15 empty] | 0 | 0 | 0 | 0 | 0 | 0 | 0 | 0 | 0 | 0 | 0 | 0 | 0 | 0 | 0 |  | 0 | 0 | 0 | 0 | 0 | 0 | 0 | 0 | 0 | 0 | 0 | 0 | 0 | 0 | 0 | 0 | 0 | 0 | 0 | 0 | 0 | 0 | 0 | 0 | 0 | 0 | 0 | 0 | 0 | 0 | [14 empty] | 0 | 0 | 0 | 0 | 0 | 0 | 0 | 0 | 0 | 0 | 0 | 0 | 0 | 0 | 0 |  | 0 | 0 | 0 | 0 | 0 | 0 | 0 | 0 | 0 | 0 | 0 | 0 | 0 | 0 | 0
PG&E NGBA | East Marysville | 115 | 0 | 0 | 0 | 0 | 0 | 0 | 0 | 0 | 0 | 0 | 0 | 0 | 0 | 0 | 0 | 0 | 0 | 0 | 0 | 0 | 0 | 0 | 0 | 0 | 0 | 0 | 0 | 0 | 0 | [15 empty] | 0 | 0 | 0 | 0 | 0 | 0 | 0 | 0 | 0 | 0 | 0 | 0 | 0 | 0 | 0 |  | 0 | 0 | 0 | 0 | 0 | 0 | 0 | 0 | 0 | 0 | 0 | 0 | 0 | 0 | 0 | 0 | 0 | 0 | 0 | 0 | 0 | 0 | 0 | 0 | 0 | 0 | 0 | 0 | 0 | 0 | [14 empty] | 0 | 0 | 0 | 0 | 0 | 0 | 0 | 0 | 0 | 0 | 0 | 0 | 0 | 0 | 0 |  | 0 | 0 | 0 | 0 | 0 | 0 | 0 | 0 | 0 | 0 | 0 | 0 | 0 | 0 | 0
PG&E NGBA | East Nicolaus | 115 | 0 | 0 | 0 | 0 | 0 | 0 | 0 | 0 | 0 | 0 | 0 | 0 | 0 | 0 | 0 | 0 | 0 | 0 | 0 | 0 | 0 | 0 | 0 | 0 | 0 | 0 | 0 | 0 | 0 | [15 empty] | 0 | 0 | 0 | 0 | 0 | 0 | 0 | 0 | 0 | 0 | 0 | 0 | 0 | 0 | 0 |  | 0 | 0 | 0 | 0 | 0 | 0 | 0 | 0 | 0 | 0 | 0 | 0 | 0 | 0 | 0 | 0 | 0 | 0 | 0 | 0 | 0 | 0 | 0 | 0 | 0 | 0 | 0 | 0 | 0 | 0 | [14 empty] | 0 | 0 | 0 | 0 | 0 | 0 | 0 | 0 | 0 | 0 | 0 | 0 | 0 | 0 | 0 |  | 0 | 0 | 0 | 0 | 0 | 0 | 0 | 0 | 0 | 0 | 0 | 0 | 0 | 0 | 0
PG&E NGBA | East Nicolaus | 60 | 0 | 0 | 0 | 0 | 0 | 0 | 0 | 0 | 0 | 0 | 0 | 0 | 0 | 0 | 0 | 0 | 0 | 0 | 0 | 0 | 0 | 0 | 0 | 0 | 0 | 0 | 0 | 0 | 0 | [15 empty] | 0 | 0 | 0 | 0 | 0 | 0 | 0 | 0 | 0 | 0 | 0 | 0 | 0 | 0 | 0 |  | 0 | 0 | 0 | 0 | 0 | 0 | 0 | 0 | 0 | 0 | 0 | 0 | 0 | 0 | 0 | 0 | 0 | 0 | 0 | 0 | 0 | 0 | 0 | 0 | 0 | 0 | 0 | 0 | 0 | 0 | [14 empty] | 0 | 0 | 0 | 0 | 0 | 0 | 0 | 0 | 0 | 0 | 0 | 0 | 0 | 0 | 0 |  | 0 | 0 | 0 | 0 | 0 | 0 | 0 | 0 | 0 | 0 | 0 | 0 | 0 | 0 | 0
PG&E GBA | Eastshore | 115 | 0 | 0 | 0 | 0 | 0 | 0 | 0 | 0 | 0 | 0 | 0 | 0 | 0 | 0 | 0 | 0 | 0 | 0 | 0 | 0 | 0 | 0 | 0 | 0 | 0 | 0 | 0 | 0 | 0 | [15 empty] | 0 | 0 | 0 | 0 | 0 | 0 | 0 | 0 | 0 | 0 | 0 | 0 | 0 | 0 | 0 |  | 0 | 0 | 0 | 0 | 0 | 0 | 0 | 0 | 0 | 0 | 0 | 0 | 0 | 0 | 0 | 0 | 0 | 0 | 0 | 0 | 0 | 0 | 0 | 0 | 0 | 0 | 0 | 0 | 0 | 0 | [14 empty] | 0 | 0 | 0 | 0 | 0 | 0 | 0 | 0 | 0 | 0 | 0 | 0 | 0 | 0 | 0 |  | 0 | 0 | 0 | 0 | 0 | 0 | 0 | 0 | 0 | 0 | 0 | 0 | 0 | 0 | 0
PG&E GBA | Eastshore | 230 | 0 | 0 | 0 | 0 | 0 | 0 | 0 | 0 | 0 | 0 | 0 | 0 | 0 | 0 | 0 | 0 | 0 | 0 | 0 | 0 | 0 | 0 | 0 | 0 | 0 | 0 | 0 | 0 | 0 | [15 empty] | 0 | 0 | 0 | 0 | 0 | 0 | 0 | 0 | 0 | 0 | 0 | 0 | 0 | 0 | 0 |  | 0 | 0 | 0 | 0 | 0 | 0 | 0 | 0 | 0 | 0 | 0 | 0 | 0 | 0 | 0 | 0 | 0 | 0 | 0 | 0 | 0 | 0 | 0 | 0 | 0 | 0 | 0 | 0 | 0 | 0 | [14 empty] | 0 | 0 | 0 | 0 | 0 | 0 | 0 | 0 | 0 | 0 | 0 | 0 | 0 | 0 | 0 |  | 0 | 0 | 0 | 0 | 0 | 0 | 0 | 0 | 0 | 0 | 0 | 0 | 0 | 0 | 0
SDGE | ECO | 138 | 0 | 0 | 0 | 0 | 0 | 0 | 0 | 0 | 0 | 0 | 0 | 0 | 0 | 0 | 0 | 0 | 0 | 0 | 0 | 0 | 0 | 0 | 0 | 0 | 0 | 0 | 0 | 0 | 0 | [15 empty] | 0 | 0 | 0 | 0 | 0 | 0 | 0 | 0 | 0 | 0 | 0 | 0 | 0 | 0 | 0 |  | 0 | 0 | 0 | 0 | 0 | 0 | 0 | 0 | 0 | 0 | 0 | 0 | 0 | 0 | 0 | 0 | 0 | 0 | 0 | 0 | 0 | 0 | 0 | 0 | 0 | 0 | 0 | 0 | 0 | 0 | [14 empty] | 0 | 0 | 0 | 0 | 0 | 0 | 0 | 0 | 0 | 0 | 0 | 0 | 0 | 0 | 0 |  | 0 | 0 | 0 | 0 | 0 | 0 | 0 | 0 | 0 | 0 | 0 | 0 | 0 | 0 | 0
SDGE | ECO | 230 | 0 | 0 | 300 | 0 | 0 | 0 | 0 | 0 | 0 | 0 | 0 | 0 | 0 | 0 | 1 | 0 | 0 | 0 | 52.5 | 0 | 0 | 0 | 0 | 0 | 0 | 0 | 0 | 0 | 0 | [15 empty] | 0 | 0 | 0 | 0 | 52.5 | 0 | 0 | 0 | 0 | 0 | 0 | 0 | 0 | 0 | 0 |  | 0 | 0 | 300 | 52.5 | 0 | 0 | 0 | 0 | 0 | 0 | 0 | 0 | 0 | 0 | 1 | 0 | 0 | 0 | 52.5 | 0 | 0 | 0 | 0 | 0 | 0 | 0 | 0 | 0 | 0 | 1 | [14 empty] | 0 | 0 | 0 | 0 | 52.5 | 0 | 0 | 0 | 0 | 0 | 0 | 0 | 0 | 0 | 0 |  | 0 | 0 | 300 | 52.5 | 0 | 0 | 0 | 0 | 0 | 0 | 0 | 0 | 0 | 0 | 1
SDGE | ECO | 500 | 0 | 0 | 0 | 0 | 0 | 0 | 0 | 0 | 0 | 0 | 0 | 0 | 0 | 0 | 0 | 0 | 0 | 600 | 400 | 0 | 0 | 0 | 0 | 0 | 0 | 0 | 0 | 0 | 0 | [15 empty] | 0 | 0 | 0 | 600 | 400 | 0 | 0 | 0 | 0 | 0 | 0 | 0 | 0 | 0 | 0 |  | 0 | 0 | 600 | 400 | 0 | 0 | 0 | 0 | 0 | 0 | 0 | 0 | 0 | 0 | 1 | 0 | 0 | 600 | 400 | 0 | 0 | 0 | 0 | 0 | 0 | 0 | 0 | 0 | 0 | 1 | [14 empty] | 0 | 0 | 0 | 600 | 400 | 0 | 0 | 0 | 0 | 0 | 0 | 0 | 0 | 0 | 0 |  | 0 | 0 | 600 | 400 | 0 | 0 | 0 | 0 | 0 | 0 | 0 | 0 | 0 | 0 | 1
PG&E GBA | Edenvale | 115 | 0 | 0 | 0 | 0 | 0 | 0 | 0 | 0 | 0 | 0 | 0 | 0 | 0 | 0 | 0 | 0 | 0 | 0 | 0 | 0 | 0 | 0 | 0 | 0 | 0 | 0 | 0 | 0 | 0 | [15 empty] | 0 | 0 | 0 | 0 | 0 | 0 | 0 | 0 | 0 | 0 | 0 | 0 | 0 | 0 | 0 |  | 0 | 0 | 0 | 0 | 0 | 0 | 0 | 0 | 0 | 0 | 0 | 0 | 0 | 0 | 0 | 0 | 0 | 0 | 0 | 0 | 0 | 0 | 0 | 0 | 0 | 0 | 0 | 0 | 0 | 0 | [14 empty] | 0 | 0 | 0 | 0 | 0 | 0 | 0 | 0 | 0 | 0 | 0 | 0 | 0 | 0 | 0 |  | 0 | 0 | 0 | 0 | 0 | 0 | 0 | 0 | 0 | 0 | 0 | 0 | 0 | 0 | 0
PG&E GBA | Edes | 115 | 0 | 0 | 0 | 0 | 0 | 0 | 0 | 0 | 0 | 0 | 0 | 0 | 0 | 0 | 0 | 0 | 0 | 0 | 0 | 0 | 0 | 0 | 0 | 1.7 | 0 | 0 | 0 | 0 | 0 | [15 empty] | 0 | 0 | 0 | 0 | 0 | 0 | 0 | 0 | 0 | 1.7 | 0 | 0 | 0 | 0 | 0 |  | 0 | 0 | 0 | 0 | 0 | 0 | 0 | 0 | 1.7 | 0 | 0 | 0 | 0 | 0 | 1 | 0 | 0 | 0 | 0 | 0 | 0 | 0 | 0 | 1.7 | 0 | 0 | 0 | 0 | 0 | 1 | [14 empty] | 0 | 0 | 0 | 0 | 0 | 0 | 0 | 0 | 0 | 1.7 | 0 | 0 | 0 | 0 | 0 |  | 0 | 0 | 0 | 0 | 0 | 0 | 0 | 0 | 1.7 | 0 | 0 | 0 | 0 | 0 | 1
PG&E GBA | Eight Mile | 230 | 0 | 0 | 0 | 0 | 0 | 0 | 0 | 0 | 0 | 0 | 0 | 0 | 0 | 0 | 0 | 0 | 0 | 0 | 0 | 0 | 0 | 0 | 0 | 0 | 0 | 0 | 0 | 0 | 0 | [15 empty] | 0 | 0 | 0 | 0 | 0 | 0 | 0 | 0 | 0 | 0 | 0 | 0 | 0 | 0 | 0 |  | 0 | 0 | 0 | 0 | 0 | 0 | 0 | 0 | 0 | 0 | 0 | 0 | 0 | 0 | 0 | 0 | 0 | 0 | 0 | 0 | 0 | 0 | 0 | 0 | 0 | 0 | 0 | 0 | 0 | 0 | [14 empty] | 0 | 0 | 0 | 0 | 0 | 0 | 0 | 0 | 0 | 0 | 0 | 0 | 0 | 0 | 0 |  | 0 | 0 | 0 | 0 | 0 | 0 | 0 | 0 | 0 | 0 | 0 | 0 | 0 | 0 | 0
SDGE | El Cajon | 69 | 0 | 0 | 0 | 0 | 0 | 0 | 0 | 0 | 0 | 0 | 0 | 50 | 0 | 0 | 1 | 0 | 0 | 0 | 0 | 0 | 0 | 0 | 0 | 0 | 0 | 0 | 0 | 0 | 0 | [15 empty] | 0 | 0 | 0 | 0 | 0 | 0 | 0 | 0 | 0 | 0 | 0 | 0 | 0 | 0 | 0 |  | 0 | 0 | 0 | 0 | 0 | 0 | 0 | 0 | 0 | 0 | 0 | 50 | 0 | 0 | 1 | 0 | 0 | 0 | 0 | 0 | 0 | 0 | 0 | 0 | 0 | 0 | 0 | 0 | 0 | 0 | [14 empty] | 0 | 0 | 0 | 0 | 0 | 0 | 0 | 0 | 0 | 0 | 0 | 0 | 0 | 0 | 0 |  | 0 | 0 | 0 | 0 | 0 | 0 | 0 | 0 | 0 | 0 | 0 | 50 | 0 | 0 | 1
SCE Eastern | El Casco | 230 | 0 | 0 | 0 | 0 | 0 | 0 | 0 | 0 | 0 | 0 | 0 | 65 | 0 | 0 | 1 | 0 | 0 | 0 | 0 | 0 | 0 | 0 | 0 | 0 | 0 | 0 | 0 | 0 | 0 | [15 empty] | 0 | 0 | 0 | 0 | 0 | 0 | 0 | 0 | 0 | 0 | 0 | 0 | 0 | 0 | 0 |  | 0 | 0 | 0 | 0 | 0 | 0 | 0 | 0 | 0 | 0 | 0 | 65 | 0 | 0 | 1 | 0 | 0 | 0 | 0 | 0 | 0 | 0 | 0 | 0 | 0 | 0 | 0 | 0 | 0 | 0 | [14 empty] | 0 | 0 | 0 | 0 | 0 | 0 | 0 | 0 | 0 | 0 | 0 | 0 | 0 | 0 | 0 |  | 0 | 0 | 0 | 0 | 0 | 0 | 0 | 0 | 0 | 0 | 0 | 65 | 0 | 0 | 1
PG&E GBA | El Cerrito G | 115 | 0 | 0 | 0 | 0 | 0 | 0 | 0 | 0 | 0 | 0 | 0 | 0 | 0 | 0 | 0 | 0 | 0 | 0 | 0 | 0 | 0 | 0 | 0 | 0 | 0 | 0 | 0 | 0 | 0 | [15 empty] | 0 | 0 | 0 | 0 | 0 | 0 | 0 | 0 | 0 | 0 | 0 | 0 | 0 | 0 | 0 |  | 0 | 0 | 0 | 0 | 0 | 0 | 0 | 0 | 0 | 0 | 0 | 0 | 0 | 0 | 0 | 0 | 0 | 0 | 0 | 0 | 0 | 0 | 0 | 0 | 0 | 0 | 0 | 0 | 0 | 0 | [14 empty] | 0 | 0 | 0 | 0 | 0 | 0 | 0 | 0 | 0 | 0 | 0 | 0 | 0 | 0 | 0 |  | 0 | 0 | 0 | 0 | 0 | 0 | 0 | 0 | 0 | 0 | 0 | 0 | 0 | 0 | 0
PG&E NGBA | El Dorado PH | 115 | 0 | 0 | 0 | 0 | 0 | 0 | 0 | 0 | 0 | 0 | 0 | 0 | 0 | 0 | 0 | 0 | 0 | 0 | 0 | 0 | 0 | 0 | 0 | 0 | 0 | 0 | 0 | 0 | 0 | [15 empty] | 0 | 0 | 0 | 0 | 0 | 0 | 0 | 0 | 0 | 0 | 0 | 0 | 0 | 0 | 0 |  | 0 | 0 | 0 | 0 | 0 | 0 | 0 | 0 | 0 | 0 | 0 | 0 | 0 | 0 | 0 | 0 | 0 | 0 | 0 | 0 | 0 | 0 | 0 | 0 | 0 | 0 | 0 | 0 | 0 | 0 | [14 empty] | 0 | 0 | 0 | 0 | 0 | 0 | 0 | 0 | 0 | 0 | 0 | 0 | 0 | 0 | 0 |  | 0 | 0 | 0 | 0 | 0 | 0 | 0 | 0 | 0 | 0 | 0 | 0 | 0 | 0 | 0
PG&E FRESNO | El Nido (PGE) | 115 | 0 | 0 | 0 | 0 | 0 | 0 | 0 | 0 | 3 | 0 | 0 | 0 | 0 | 0 | 1 | 0 | 0 | 0 | 0 | 0 | 0 | 0 | 0 | 0 | 0 | 0 | 0 | 0 | 0 | [15 empty] | 0 | 0 | 0 | 0 | 0 | 0 | 0 | 0 | 0 | 0 | 0 | 0 | 0 | 0 | 0 |  | 0 | 0 | 0 | 0 | 0 | 0 | 0 | 0 | 3 | 0 | 0 | 0 | 0 | 0 | 1 | 0 | 0 | 0 | 0 | 0 | 0 | 0 | 0 | 0 | 0 | 0 | 0 | 0 | 0 | 0 | [14 empty] | 0 | 0 | 0 | 0 | 0 | 0 | 0 | 0 | 0 | 0 | 0 | 0 | 0 | 0 | 0 |  | 0 | 0 | 0 | 0 | 0 | 0 | 0 | 0 | 3 | 0 | 0 | 0 | 0 | 0 | 1
SCE Metro | El Nido (SCE) | 230 | 0 | 0 | 0 | 0 | 0 | 0 | 0 | 0 | 0 | 0 | 0 | 0 | 0 | 0 | 0 | 0 | 0 | 0 | 0 | 0 | 0 | 0 | 0 | 0 | 0 | 0 | 0 | 0 | 0 | [15 empty] | 0 | 0 | 0 | 0 | 0 | 0 | 0 | 0 | 0 | 0 | 0 | 0 | 0 | 0 | 0 |  | 0 | 0 | 0 | 0 | 0 | 0 | 0 | 0 | 0 | 0 | 0 | 0 | 0 | 0 | 0 | 0 | 0 | 0 | 0 | 0 | 0 | 0 | 0 | 0 | 0 | 0 | 0 | 100 | 0 | 1 | [14 empty] | 0 | 0 | 0 | 0 | 0 | 0 | 0 | 0 | 0 | 0 | 0 | 0 | 0 | 100 | 0 |  | 0 | 0 | 0 | 0 | 0 | 0 | 0 | 0 | 0 | 0 | 0 | 0 | 100 | 0 | 1
PG&E GBA | El Patio | 115 | 0 | 0 | 0 | 0 | 0 | 0 | 0 | 0 | 0 | 0 | 0 | 0 | 0 | 0 | 0 | 0 | 0 | 0 | 0 | 0 | 0 | 0 | 0 | 0 | 0 | 0 | 0 | 0 | 0 | [15 empty] | 0 | 0 | 0 | 0 | 0 | 0 | 0 | 0 | 0 | 0 | 0 | 0 | 0 | 0 | 0 |  | 0 | 0 | 0 | 0 | 0 | 0 | 0 | 0 | 0 | 0 | 0 | 0 | 0 | 0 | 0 | 0 | 0 | 0 | 0 | 0 | 0 | 0 | 0 | 0 | 0 | 0 | 0 | 0 | 0 | 0 | [14 empty] | 0 | 0 | 0 | 0 | 0 | 0 | 0 | 0 | 0 | 0 | 0 | 0 | 0 | 0 | 0 |  | 0 | 0 | 0 | 0 | 0 | 0 | 0 | 0 | 0 | 0 | 0 | 0 | 0 | 0 | 0
SCE Metro | El Segundo | 230 | 0 | 0 | 0 | 0 | 0 | 0 | 0 | 0 | 0 | 0 | 0 | 0 | 0 | 0 | 0 | 0 | 0 | 0 | 0 | 0 | 0 | 0 | 0 | 0 | 0 | 0 | 0 | 0 | 0 | [15 empty] | 0 | 0 | 0 | 0 | 0 | 0 | 0 | 0 | 0 | 0 | 0 | 0 | 0 | 0 | 0 |  | 0 | 0 | 0 | 0 | 0 | 0 | 0 | 0 | 0 | 0 | 0 | 0 | 0 | 0 | 0 | 0 | 0 | 0 | 0 | 0 | 0 | 0 | 0 | 0 | 0 | 0 | 0 | 0 | 0 | 0 | [14 empty] | 0 | 0 | 0 | 0 | 0 | 0 | 0 | 0 | 0 | 0 | 0 | 0 | 0 | 0 | 0 |  | 0 | 0 | 0 | 0 | 0 | 0 | 0 | 0 | 0 | 0 | 0 | 0 | 0 | 0 | 0
EOP | Eldorado | 230 | 0 | 0 | 0 | 0 | 51 | 0 | 0 | 0 | 0 | 0 | 0 | 279 | 0 | 0 | 1 | 117.3 | 0 | 0 | 0 | 0 | 0 | 0 | 0 | 0 | 0 | 0 | 0 | 0 | 0 |  | 11 | [13 empty] | 1 | 128.3 | 0 | 0 | 0 | 0 | 0 | 0 | 0 | 0 | 0 | 0 | 0 | 0 | 0 |  | 128.3 | 0 | 0 | 0 | 51 | 0 | 0 | 0 | 0 | 0 | 0 | 279 | 0 | 0 | 1 | 117.3 | 0 | 0 | 0 | 0 | 0 | 0 | 0 | 0 | 0 | 0 | 0 | 250 | 0 | 1 | 11 | [13 empty] | 1 | 128.3 | 0 | 0 | 0 | 0 | 0 | 0 | 0 | 0 | 0 | 0 | 0 | 250 | 0 |  | 128.3 | 0 | 0 | 0 | 51 | 0 | 0 | 0 | 0 | 0 | 0 | 279 | 250 | 0 | 1
EOP | Eldorado | 500 | 0 | 0 | 0 | 0 | 0 | 0 | 0 | 0 | 0 | 0 | 0 | 0 | 0 | 0 | 0 | 0 | 0 | 0 | 0 | 3000 | 0 | 0 | 0 | 0 | 0 | 0 | 0 | 0 | 0 | [5 empty] | -105 | [9 empty] | 1 | 0 | 0 | 0 | 0 | 2895 | 0 | 0 | 0 | 0 | 0 | 0 | 0 | 0 | 0 |  | 0 | 0 | 0 | 0 | 2895 | 0 | 0 | 0 | 0 | 0 | 0 | 0 | 0 | 0 | 1 | 0 | 0 | 0 | 0 | 3000 | 0 | 0 | 0 | 0 | 0 | 0 | 0 | 0 | 0 | 1 |  |  |  |  | -105 | [9 empty] | 1 | 0 | 0 | 0 | 0 | 2895 | 0 | 0 | 0 | 0 | 0 | 0 | 0 | 0 | 0 |  | 0 | 0 | 0 | 0 | 2895 | 0 | 0 | 0 | 0 | 0 | 0 | 0 | 0 | 0 | 1
SCE Northern | Elizabeth Lake | 66 | 0 | 0 | 0 | 0 | 0 | 0 | 0 | 0 | 0 | 0 | 0 | 0 | 0 | 0 | 0 | 0 | 0 | 0 | 0 | 0 | 0 | 0 | 0 | 0 | 0 | 0 | 0 | 0 | 0 | [15 empty] | 0 | 0 | 0 | 0 | 0 | 0 | 0 | 0 | 0 | 0 | 0 | 0 | 0 | 0 | 0 |  | 0 | 0 | 0 | 0 | 0 | 0 | 0 | 0 | 0 | 0 | 0 | 0 | 0 | 0 | 0 | 0 | 0 | 0 | 0 | 0 | 0 | 0 | 0 | 0 | 0 | 0 | 0 | 0 | 0 | 0 | [14 empty] | 0 | 0 | 0 | 0 | 0 | 0 | 0 | 0 | 0 | 0 | 0 | 0 | 0 | 0 | 0 |  | 0 | 0 | 0 | 0 | 0 | 0 | 0 | 0 | 0 | 0 | 0 | 0 | 0 | 0 | 0
PG&E KERN | Elk Hills | 230 | 0 | 0 | 0 | 0 | 0 | 0 | 0 | 0 | 0 | 0 | 0 | 0 | 0 | 0 | 0 | 0 | 0 | 0 | 0 | 0 | 0 | 0 | 0 | 5.25 | 0 | 0 | 0 | 0 | 0 | [15 empty] | 0 | 0 | 0 | 0 | 0 | 0 | 0 | 0 | 0 | 5.25 | 0 | 0 | 0 | 0 | 0 |  | 0 | 0 | 0 | 0 | 0 | 0 | 0 | 0 | 5.25 | 0 | 0 | 0 | 0 | 0 | 1 | 0 | 0 | 0 | 0 | 0 | 0 | 0 | 0 | 5.25 | 0 | 0 | 0 | 0 | 0 | 1 | [14 empty] | 0 | 0 | 0 | 0 | 0 | 0 | 0 | 0 | 0 | 5.25 | 0 | 0 | 0 | 0 | 0 |  | 0 | 0 | 0 | 0 | 0 | 0 | 0 | 0 | 5.25 | 0 | 0 | 0 | 0 | 0 | 1
SDGE | Elliot | 69 | 0 | 0 | 0 | 0 | 0 | 0 | 0 | 0 | 0 | 0 | 0 | 9.75 | 0 | 0 | 1 | 0 | 0 | 0 | 0 | 0 | 0 | 0 | 0 | 0 | 0 | 0 | 0 | 0 | 0 | [15 empty] | 0 | 0 | 0 | 0 | 0 | 0 | 0 | 0 | 0 | 0 | 0 | 0 | 0 | 0 | 0 |  | 0 | 0 | 0 | 0 | 0 | 0 | 0 | 0 | 0 | 0 | 0 | 9.75 | 0 | 0 | 1 | 0 | 0 | 0 | 0 | 0 | 0 | 0 | 0 | 0 | 0 | 0 | 0 | 0 | 0 | 0 | [14 empty] | 0 | 0 | 0 | 0 | 0 | 0 | 0 | 0 | 0 | 0 | 0 | 0 | 0 | 0 | 0 |  | 0 | 0 | 0 | 0 | 0 | 0 | 0 | 0 | 0 | 0 | 0 | 9.75 | 0 | 0 | 1
SCE Metro | Ellis | 230 | 0 | 0 | 0 | 0 | 0 | 0 | 0 | 0 | 0 | 0 | 0 | 0 | 0 | 0 | 0 | 0 | 0 | 0 | 0 | 0 | 0 | 0 | 0 | 0 | 0 | 0 | 0 | 0 | 0 | [15 empty] | 0 | 0 | 0 | 0 | 0 | 0 | 0 | 0 | 0 | 0 | 0 | 0 | 0 | 0 | 0 |  | 0 | 0 | 0 | 0 | 0 | 0 | 0 | 0 | 0 | 0 | 0 | 0 | 0 | 0 | 0 | 0 | 0 | 0 | 0 | 0 | 0 | 0 | 0 | 0 | 0 | 0 | 0 | 0 | 0 | 0 | [14 empty] | 0 | 0 | 0 | 0 | 0 | 0 | 0 | 0 | 0 | 0 | 0 | 0 | 0 | 0 | 0 |  | 0 | 0 | 0 | 0 | 0 | 0 | 0 | 0 | 0 | 0 | 0 | 0 | 0 | 0 | 0
SDGE | Encina | 138 | 0 | 0 | 0 | 0 | 0 | 0 | 0 | 0 | 0 | 0 | 0 | 0 | 0 | 0 | 0 | 0 | 0 | 0 | 0 | 0 | 0 | 0 | 0 | 0 | 0 | 0 | 0 | 0 | 0 | [15 empty] | 0 | 0 | 0 | 0 | 0 | 0 | 0 | 0 | 0 | 0 | 0 | 0 | 0 | 0 | 0 |  | 0 | 0 | 0 | 0 | 0 | 0 | 0 | 0 | 0 | 0 | 0 | 0 | 0 | 0 | 0 | 0 | 0 | 0 | 0 | 0 | 0 | 0 | 0 | 0 | 0 | 0 | 0 | 0 | 0 | 0 | [14 empty] | 0 | 0 | 0 | 0 | 0 | 0 | 0 | 0 | 0 | 0 | 0 | 0 | 0 | 0 | 0 |  | 0 | 0 | 0 | 0 | 0 | 0 | 0 | 0 | 0 | 0 | 0 | 0 | 0 | 0 | 0
SDGE | Encina | 230 | 0 | 0 | 0 | 0 | 0 | 0 | 0 | 0 | 0 | 0 | 0 | 0 | 0 | 0 | 0 | 0 | 0 | 0 | 0 | 0 | 0 | 0 | 0 | 0 | 0 | 0 | 0 | 0 | 0 | [15 empty] | 0 | 0 | 0 | 0 | 0 | 0 | 0 | 0 | 0 | 0 | 0 | 0 | 0 | 0 | 0 |  | 0 | 0 | 0 | 0 | 0 | 0 | 0 | 0 | 0 | 0 | 0 | 0 | 0 | 0 | 0 | 0 | 0 | 0 | 0 | 0 | 0 | 0 | 0 | 0 | 0 | 0 | 0 | 0 | 0 | 0 | [14 empty] | 0 | 0 | 0 | 0 | 0 | 0 | 0 | 0 | 0 | 0 | 0 | 0 | 0 | 0 | 0 |  | 0 | 0 | 0 | 0 | 0 | 0 | 0 | 0 | 0 | 0 | 0 | 0 | 0 | 0 | 0
SDGE | Escondido | 230 | 0 | 0 | 0 | 0 | 0 | 0 | 0 | 0 | 0 | 0 | 0 | 0 | 0 | 0 | 0 | 0 | 0 | 0 | 0 | 0 | 0 | 0 | 0 | 0 | 0 | 0 | 0 | 0 | 0 | [15 empty] | 0 | 0 | 0 | 0 | 0 | 0 | 0 | 0 | 0 | 0 | 0 | 0 | 0 | 0 | 0 |  | 0 | 0 | 0 | 0 | 0 | 0 | 0 | 0 | 0 | 0 | 0 | 0 | 0 | 0 | 0 | 0 | 0 | 0 | 0 | 0 | 0 | 0 | 0 | 0 | 0 | 0 | 0 | 200 | 0 | 1 | [14 empty] | 0 | 0 | 0 | 0 | 0 | 0 | 0 | 0 | 0 | 0 | 0 | 0 | 0 | 200 | 0 |  | 0 | 0 | 0 | 0 | 0 | 0 | 0 | 0 | 0 | 0 | 0 | 0 | 200 | 0 | 1
SDGE | Escondido | 69 | 0 | 0 | 0 | 0 | 0 | 0 | 0 | 0 | 0 | 0 | 0 | 13 | 0 | 0 | 1 | 0 | 0 | 0 | 0 | 0 | 0 | 0 | 0 | 0 | 0 | 0 | 0 | 0 | 0 | [15 empty] | 0 | 0 | 0 | 0 | 0 | 0 | 0 | 0 | 0 | 0 | 0 | 0 | 0 | 0 | 0 |  | 0 | 0 | 0 | 0 | 0 | 0 | 0 | 0 | 0 | 0 | 0 | 13 | 0 | 0 | 1 | 0 | 0 | 0 | 0 | 0 | 0 | 0 | 0 | 0 | 0 | 0 | 0 | 0 | 0 | 0 | [14 empty] | 0 | 0 | 0 | 0 | 0 | 0 | 0 | 0 | 0 | 0 | 0 | 0 | 0 | 0 | 0 |  | 0 | 0 | 0 | 0 | 0 | 0 | 0 | 0 | 0 | 0 | 0 | 13 | 0 | 0 | 1
PG&E KERN | Estrella | 230 | 0 | 0 | 0 | 0 | 0 | 0 | 0 | 0 | 0 | 0 | 0 | 0 | 0 | 0 | 0 | 0 | 0 | 0 | 0 | 0 | 0 | 0 | 0 | 0 | 0 | 0 | 0 | 0 | 0 | [15 empty] | 0 | 0 | 0 | 0 | 0 | 0 | 0 | 0 | 0 | 0 | 0 | 0 | 0 | 0 | 0 |  | 0 | 0 | 0 | 0 | 0 | 0 | 0 | 0 | 0 | 0 | 0 | 0 | 0 | 0 | 0 | 0 | 0 | 0 | 0 | 0 | 0 | 0 | 0 | 0 | 0 | 0 | 0 | 0 | 0 | 0 | [14 empty] | 0 | 0 | 0 | 0 | 0 | 0 | 0 | 0 | 0 | 0 | 0 | 0 | 0 | 0 | 0 |  | 0 | 0 | 0 | 0 | 0 | 0 | 0 | 0 | 0 | 0 | 0 | 0 | 0 | 0 | 0
SCE Eastern | Etiwanda | 230 | 0 | 0 | 0 | 0 | 0 | 0 | 0 | 0 | 0 | 0 | 0 | 170 | 0 | 0 | 1 | 0 | 0 | 0 | 0 | 0 | 0 | 0 | 0 | 0 | 0 | 0 | 0 | 0 | 0 | [15 empty] | 0 | 0 | 0 | 0 | 0 | 0 | 0 | 0 | 0 | 0 | 0 | 0 | 0 | 0 | 0 |  | 0 | 0 | 0 | 0 | 0 | 0 | 0 | 0 | 0 | 0 | 0 | 170 | 0 | 0 | 1 | 0 | 0 | 0 | 0 | 0 | 0 | 0 | 0 | 0 | 0 | 0 | 0 | 0 | 0 | 0 | [14 empty] | 0 | 0 | 0 | 0 | 0 | 0 | 0 | 0 | 0 | 0 | 0 | 0 | 0 | 0 | 0 |  | 0 | 0 | 0 | 0 | 0 | 0 | 0 | 0 | 0 | 0 | 0 | 170 | 0 | 0 | 1
PG&E GBA | Evergreen | 115 | 0 | 0 | 0 | 0 | 0 | 0 | 0 | 0 | 0 | 0 | 0 | 0 | 0 | 0 | 0 | 0 | 0 | 0 | 0 | 0 | 0 | 0 | 0 | 0 | 0 | 0 | 0 | 0 | 0 | [15 empty] | 0 | 0 | 0 | 0 | 0 | 0 | 0 | 0 | 0 | 0 | 0 | 0 | 0 | 0 | 0 |  | 0 | 0 | 0 | 0 | 0 | 0 | 0 | 0 | 0 | 0 | 0 | 0 | 0 | 0 | 0 | 0 | 0 | 0 | 0 | 0 | 0 | 0 | 0 | 0 | 0 | 0 | 0 | 0 | 0 | 0 | [14 empty] | 0 | 0 | 0 | 0 | 0 | 0 | 0 | 0 | 0 | 0 | 0 | 0 | 0 | 0 | 0 |  | 0 | 0 | 0 | 0 | 0 | 0 | 0 | 0 | 0 | 0 | 0 | 0 | 0 | 0 | 0
PG&E GBA | Evergreen | 60 | 0 | 0 | 0 | 0 | 0 | 0 | 0 | 0 | 0 | 0 | 0 | 0 | 0 | 0 | 0 | 0 | 0 | 0 | 0 | 0 | 0 | 0 | 0 | 0 | 0 | 0 | 0 | 0 | 0 | [15 empty] | 0 | 0 | 0 | 0 | 0 | 0 | 0 | 0 | 0 | 0 | 0 | 0 | 0 | 0 | 0 |  | 0 | 0 | 0 | 0 | 0 | 0 | 0 | 0 | 0 | 0 | 0 | 0 | 0 | 0 | 0 | 0 | 0 | 0 | 0 | 0 | 0 | 0 | 0 | 0 | 0 | 0 | 0 | 0 | 0 | 0 | [14 empty] | 0 | 0 | 0 | 0 | 0 | 0 | 0 | 0 | 0 | 0 | 0 | 0 | 0 | 0 | 0 |  | 0 | 0 | 0 | 0 | 0 | 0 | 0 | 0 | 0 | 0 | 0 | 0 | 0 | 0 | 0
PG&E FRESNO | Excelsior | 115 | 0 | 0 | 0 | 0 | 0 | 0 | 0 | 0 | 0 | 0 | 0 | 0 | 0 | 0 | 0 | 0 | 0 | 0 | 0 | 0 | 0 | 0 | 0 | 0 | 0 | 0 | 0 | 0 | 0 | [15 empty] | 0 | 0 | 0 | 0 | 0 | 0 | 0 | 0 | 0 | 0 | 0 | 0 | 0 | 0 | 0 |  | 0 | 0 | 0 | 0 | 0 | 0 | 0 | 0 | 0 | 0 | 0 | 0 | 0 | 0 | 0 | 0 | 0 | 0 | 0 | 0 | 0 | 0 | 0 | 0 | 300 | 30 | 0 | 20 | 0 | 1 | [9 empty] | -300 | -30 |  | -20 |  | 1 | 0 | 0 | 0 | 0 | 0 | 0 | 0 | 0 | 0 | 0 | 0 | 0 | 0 | 0 |  | 0 | 0 | 0 | 0 | 0 | 0 | 0 | 0 | 0 | 0 | 0 | 0 | 0 | 0 | 0
PG&E FRESNO | Exchequer | 115 | 0 | 0 | 0 | 0 | 0 | 0 | 0 | 0 | 0 | 0 | 0 | 0 | 0 | 0 | 0 | 0 | 2 | 0 | 0 | 0 | 0 | 0 | 0 | 0 | 0 | 0 | 0 | 0 | 0 | [15 empty] | 0 | 0 | 2 | 0 | 0 | 0 | 0 | 0 | 0 | 0 | 0 | 0 | 0 | 0 | 0 |  | 0 | 2 | 0 | 0 | 0 | 0 | 0 | 0 | 0 | 0 | 0 | 0 | 0 | 0 | 1 | 0 | 2 | 0 | 0 | 0 | 0 | 0 | 0 | 0 | 0 | 0 | 0 | 0 | 0 | 1 | [14 empty] | 0 | 0 | 2 | 0 | 0 | 0 | 0 | 0 | 0 | 0 | 0 | 0 | 0 | 0 | 0 |  | 0 | 2 | 0 | 0 | 0 | 0 | 0 | 0 | 0 | 0 | 0 | 0 | 0 | 0 | 1
PG&E KERN | Fairway | 115 | 0 | 0 | 0 | 0 | 0 | 0 | 0 | 0 | 0 | 0 | 0 | 0 | 0 | 0 | 0 | 0 | 0 | 0 | 0 | 0 | 0 | 0 | 0 | 0 | 0 | 0 | 0 | 0 | 0 | [15 empty] | 0 | 0 | 0 | 0 | 0 | 0 | 0 | 0 | 0 | 0 | 0 | 0 | 0 | 0 | 0 |  | 0 | 0 | 0 | 0 | 0 | 0 | 0 | 0 | 0 | 0 | 0 | 0 | 0 | 0 | 0 | 0 | 0 | 0 | 0 | 0 | 0 | 0 | 0 | 0 | 0 | 0 | 0 | 0 | 0 | 0 | [14 empty] | 0 | 0 | 0 | 0 | 0 | 0 | 0 | 0 | 0 | 0 | 0 | 0 | 0 | 0 | 0 |  | 0 | 0 | 0 | 0 | 0 | 0 | 0 | 0 | 0 | 0 | 0 | 0 | 0 | 0 | 0
PG&E KERN | Famoso | 115 | 0 | 0 | 0 | 0 | 0 | 0 | 0 | 0 | 0 | 0 | 0 | 0 | 0 | 0 | 0 | 0 | 0 | 0 | 0 | 0 | 0 | 0 | 0 | 4 | 0 | 0 | 0 | 0 | 0 | [15 empty] | 0 | 0 | 0 | 0 | 0 | 0 | 0 | 0 | 0 | 4 | 0 | 0 | 0 | 0 | 0 |  | 0 | 0 | 0 | 0 | 0 | 0 | 0 | 0 | 4 | 0 | 0 | 0 | 0 | 0 | 1 | 0 | 0 | 0 | 0 | 0 | 0 | 0 | 0 | 4 | 0 | 0 | 0 | 0 | 0 | 1 | [14 empty] | 0 | 0 | 0 | 0 | 0 | 0 | 0 | 0 | 0 | 4 | 0 | 0 | 0 | 0 | 0 |  | 0 | 0 | 0 | 0 | 0 | 0 | 0 | 0 | 4 | 0 | 0 | 0 | 0 | 0 | 1
PG&E NGBA | Fern Road | 500 | 0 | 0 | 0 | 0 | 0 | 0 | 0 | 0 | 0 | 0 | 0 | 0 | 0 | 0 | 0 | 0 | 0 | 0 | 0 | 0 | 0 | 0 | 0 | 0 | 0 | 0 | 0 | 0 | 0 | [15 empty] | 0 | 0 | 0 | 0 | 0 | 0 | 0 | 0 | 0 | 0 | 0 | 0 | 0 | 0 | 0 |  | 0 | 0 | 0 | 0 | 0 | 0 | 0 | 0 | 0 | 0 | 0 | 0 | 0 | 0 | 0 | 0 | 0 | 0 | 0 | 0 | 0 | 0 | 0 | 0 | 0 | 0 | 0 | 0 | 0 | 0 | [14 empty] | 0 | 0 | 0 | 0 | 0 | 0 | 0 | 0 | 0 | 0 | 0 | 0 | 0 | 0 | 0 |  | 0 | 0 | 0 | 0 | 0 | 0 | 0 | 0 | 0 | 0 | 0 | 0 | 0 | 0 | 0
PG&E GBA | Fibreboard (SPI Sonora) | 115 | 0 | 0 | 0 | 0 | 0 | 0 | 0 | 0 | 0 | 0 | 0 | 0 | 0 | 0 | 0 | 0 | 0 | 0 | 0 | 0 | 0 | 0 | 0 | 0 | 0 | 0 | 0 | 0 | 0 | [15 empty] | 0 | 0 | 0 | 0 | 0 | 0 | 0 | 0 | 0 | 0 | 0 | 0 | 0 | 0 | 0 |  | 0 | 0 | 0 | 0 | 0 | 0 | 0 | 0 | 0 | 0 | 0 | 0 | 0 | 0 | 0 | 0 | 0 | 0 | 0 | 0 | 0 | 0 | 0 | 0 | 0 | 0 | 0 | 0 | 0 | 0 | [14 empty] | 0 | 0 | 0 | 0 | 0 | 0 | 0 | 0 | 0 | 0 | 0 | 0 | 0 | 0 | 0 |  | 0 | 0 | 0 | 0 | 0 | 0 | 0 | 0 | 0 | 0 | 0 | 0 | 0 | 0 | 0
PG&E FRESNO | Figarden | 230 | 0 | 0 | 0 | 0 | 0 | 0 | 0 | 0 | 0 | 0 | 0 | 0 | 0 | 0 | 0 | 0 | 0 | 0 | 0 | 0 | 0 | 0 | 0 | 0 | 0 | 0 | 0 | 0 | 0 | [15 empty] | 0 | 0 | 0 | 0 | 0 | 0 | 0 | 0 | 0 | 0 | 0 | 0 | 0 | 0 | 0 |  | 0 | 0 | 0 | 0 | 0 | 0 | 0 | 0 | 0 | 0 | 0 | 0 | 0 | 0 | 0 | 0 | 0 | 0 | 0 | 0 | 0 | 0 | 0 | 0 | 0 | 0 | 0 | 0 | 0 | 0 | [14 empty] | 0 | 0 | 0 | 0 | 0 | 0 | 0 | 0 | 0 | 0 | 0 | 0 | 0 | 0 | 0 |  | 0 | 0 | 0 | 0 | 0 | 0 | 0 | 0 | 0 | 0 | 0 | 0 | 0 | 0 | 0
PG&E FRESNO | Fink | 230 | 0 | 0 | 0 | 0 | 0 | 0 | 0 | 0 | 0 | 30 | 110 | 157 | 0 | 0 | 1 | 0 | 0 | 0 | 0 | 0 | 0 | 0 | 0 | 0 | 0 | 0 | 0 | 0 | 0 | [15 empty] | 0 | 0 | 0 | 0 | 0 | 0 | 0 | 0 | 0 | 0 | 0 | 0 | 0 | 0 | 0 |  | 0 | 0 | 0 | 0 | 0 | 0 | 0 | 0 | 0 | 30 | 110 | 157 | 0 | 0 | 1 | 0 | 0 | 0 | 0 | 0 | 0 | 0 | 0 | 0 | 0 | 0 | 0 | 0 | 0 | 0 | [14 empty] | 0 | 0 | 0 | 0 | 0 | 0 | 0 | 0 | 0 | 0 | 0 | 0 | 0 | 0 | 0 |  | 0 | 0 | 0 | 0 | 0 | 0 | 0 | 0 | 0 | 30 | 110 | 157 | 0 | 0 | 1
PG&E NGBA | Fitch Mountain | 60 | 0 | 0 | 0 | 0 | 0 | 0 | 0 | 0 | 0 | 0 | 0 | 0 | 0 | 0 | 0 | 0 | 0 | 0 | 0 | 0 | 0 | 0 | 0 | 0 | 0 | 0 | 0 | 0 | 0 | [15 empty] | 0 | 0 | 0 | 0 | 0 | 0 | 0 | 0 | 0 | 0 | 0 | 0 | 0 | 0 | 0 |  | 0 | 0 | 0 | 0 | 0 | 0 | 0 | 0 | 0 | 0 | 0 | 0 | 0 | 0 | 0 | 0 | 0 | 0 | 0 | 0 | 0 | 0 | 0 | 0 | 0 | 0 | 0 | 0 | 0 | 0 | [14 empty] | 0 | 0 | 0 | 0 | 0 | 0 | 0 | 0 | 0 | 0 | 0 | 0 | 0 | 0 | 0 |  | 0 | 0 | 0 | 0 | 0 | 0 | 0 | 0 | 0 | 0 | 0 | 0 | 0 | 0 | 0
PG&E GBA | FMC | 115 | 0 | 0 | 0 | 0 | 0 | 0 | 0 | 0 | 0 | 0 | 0 | 0 | 0 | 0 | 0 | 0 | 0 | 0 | 0 | 0 | 0 | 0 | 0 | 0 | 0 | 0 | 0 | 0 | 0 | [15 empty] | 0 | 0 | 0 | 0 | 0 | 0 | 0 | 0 | 0 | 0 | 0 | 0 | 0 | 0 | 0 |  | 0 | 0 | 0 | 0 | 0 | 0 | 0 | 0 | 0 | 0 | 0 | 0 | 0 | 0 | 0 | 0 | 0 | 0 | 0 | 0 | 0 | 0 | 0 | 0 | 0 | 0 | 0 | 0 | 0 | 0 | [14 empty] | 0 | 0 | 0 | 0 | 0 | 0 | 0 | 0 | 0 | 0 | 0 | 0 | 0 | 0 | 0 |  | 0 | 0 | 0 | 0 | 0 | 0 | 0 | 0 | 0 | 0 | 0 | 0 | 0 | 0 | 0
PG&E GBA | Fremont | 115 | 0 | 0 | 0 | 0 | 0 | 0 | 0 | 0 | 0 | 0 | 0 | 0 | 0 | 0 | 0 | 0 | 0 | 0 | 0 | 0 | 0 | 0 | 0 | 0 | 0 | 0 | 0 | 0 | 0 | [15 empty] | 0 | 0 | 0 | 0 | 0 | 0 | 0 | 0 | 0 | 0 | 0 | 0 | 0 | 0 | 0 |  | 0 | 0 | 0 | 0 | 0 | 0 | 0 | 0 | 0 | 0 | 0 | 0 | 0 | 0 | 0 | 0 | 0 | 0 | 0 | 0 | 0 | 0 | 0 | 0 | 0 | 0 | 0 | 0 | 0 | 0 | [14 empty] | 0 | 0 | 0 | 0 | 0 | 0 | 0 | 0 | 0 | 0 | 0 | 0 | 0 | 0 | 0 |  | 0 | 0 | 0 | 0 | 0 | 0 | 0 | 0 | 0 | 0 | 0 | 0 | 0 | 0 | 0
PG&E GBA | French Camp | 60 | 0 | 0 | 0 | 0 | 0 | 0 | 0 | 0 | 0 | 0 | 0 | 0 | 0 | 0 | 0 | 0 | 0 | 0 | 0 | 0 | 0 | 0 | 0 | 0 | 0 | 0 | 0 | 0 | 0 | [15 empty] | 0 | 0 | 0 | 0 | 0 | 0 | 0 | 0 | 0 | 0 | 0 | 0 | 0 | 0 | 0 |  | 0 | 0 | 0 | 0 | 0 | 0 | 0 | 0 | 0 | 0 | 0 | 0 | 0 | 0 | 0 | 0 | 0 | 0 | 0 | 0 | 0 | 0 | 0 | 0 | 0 | 0 | 0 | 0 | 0 | 0 | [14 empty] | 0 | 0 | 0 | 0 | 0 | 0 | 0 | 0 | 0 | 0 | 0 | 0 | 0 | 0 | 0 |  | 0 | 0 | 0 | 0 | 0 | 0 | 0 | 0 | 0 | 0 | 0 | 0 | 0 | 0 | 0
PG&E GBA | Frogtown | 115 | 0 | 0 | 0 | 0 | 0 | 0 | 0 | 0 | 0 | 0 | 0 | 0 | 0 | 0 | 0 | 0 | 0 | 0 | 0 | 0 | 0 | 0 | 0 | 0 | 0 | 0 | 0 | 0 | 0 | [15 empty] | 0 | 0 | 0 | 0 | 0 | 0 | 0 | 0 | 0 | 0 | 0 | 0 | 0 | 0 | 0 |  | 0 | 0 | 0 | 0 | 0 | 0 | 0 | 0 | 0 | 0 | 0 | 0 | 0 | 0 | 0 | 0 | 0 | 0 | 0 | 0 | 0 | 0 | 0 | 0 | 0 | 0 | 0 | 0 | 0 | 0 | [14 empty] | 0 | 0 | 0 | 0 | 0 | 0 | 0 | 0 | 0 | 0 | 0 | 0 | 0 | 0 | 0 |  | 0 | 0 | 0 | 0 | 0 | 0 | 0 | 0 | 0 | 0 | 0 | 0 | 0 | 0 | 0
PG&E NGBA | Fulton | 115 | 0 | 0 | 0 | 0 | 0 | 0 | 0 | 0 | 0 | 0 | 0 | 0 | 0 | 0 | 0 | 0 | 0 | 0 | 0 | 0 | 0 | 0 | 0 | 0 | 0 | 0 | 0 | 0 | 0 | [15 empty] | 0 | 0 | 0 | 0 | 0 | 0 | 0 | 0 | 0 | 0 | 0 | 0 | 0 | 0 | 0 |  | 0 | 0 | 0 | 0 | 0 | 0 | 0 | 0 | 0 | 0 | 0 | 0 | 0 | 0 | 0 | 0 | 0 | 0 | 0 | 0 | 0 | 0 | 0 | 0 | 0 | 0 | 0 | 0 | 0 | 0 | [14 empty] | 0 | 0 | 0 | 0 | 0 | 0 | 0 | 0 | 0 | 0 | 0 | 0 | 0 | 0 | 0 |  | 0 | 0 | 0 | 0 | 0 | 0 | 0 | 0 | 0 | 0 | 0 | 0 | 0 | 0 | 0
PG&E NGBA | Fulton | 230 | 18 | 0 | 0 | 0 | 0 | 0 | 0 | 0 | 0 | 0 | 0 | 38 | 0 | 0 | 1 | 36 | 0 | 0 | 0 | 0 | 0 | 0 | 0 | 0 | 0 | 0 | 0 | 0 | 0 | [15 empty] | 0 | 36 | 0 | 0 | 0 | 0 | 0 | 0 | 0 | 0 | 0 | 0 | 0 | 0 | 0 |  | 54 | 0 | 0 | 0 | 0 | 0 | 0 | 0 | 0 | 0 | 0 | 38 | 0 | 0 | 1 | 36 | 0 | 0 | 0 | 0 | 0 | 0 | 0 | 0 | 0 | 0 | 0 | 0 | 0 | 1 | [14 empty] | 0 | 36 | 0 | 0 | 0 | 0 | 0 | 0 | 0 | 0 | 0 | 0 | 0 | 0 | 0 |  | 54 | 0 | 0 | 0 | 0 | 0 | 0 | 0 | 0 | 0 | 0 | 38 | 0 | 0 | 1
PG&E NGBA | Fulton | 60 | 0 | 0 | 0 | 0 | 0 | 0 | 0 | 0 | 0 | 0 | 0 | 0 | 0 | 0 | 0 | 0 | 0 | 0 | 0 | 0 | 0 | 0 | 0 | 0 | 0 | 0 | 0 | 0 | 0 | [15 empty] | 0 | 0 | 0 | 0 | 0 | 0 | 0 | 0 | 0 | 0 | 0 | 0 | 0 | 0 | 0 |  | 0 | 0 | 0 | 0 | 0 | 0 | 0 | 0 | 0 | 0 | 0 | 0 | 0 | 0 | 0 | 0 | 0 | 0 | 0 | 0 | 0 | 0 | 0 | 0 | 0 | 0 | 0 | 0 | 0 | 0 | [14 empty] | 0 | 0 | 0 | 0 | 0 | 0 | 0 | 0 | 0 | 0 | 0 | 0 | 0 | 0 | 0 |  | 0 | 0 | 0 | 0 | 0 | 0 | 0 | 0 | 0 | 0 | 0 | 0 | 0 | 0 | 0
PG&E KERN | Ganso | 115 | 0 | 0 | 0 | 0 | 0 | 0 | 0 | 0 | 0 | 0 | 0 | 0 | 0 | 0 | 0 | 0 | 0.5 | 0 | 0 | 0 | 0 | 0 | 0 | 1.5 | 0 | 0 | 0 | 0 | 0 | [15 empty] | 0 | 0 | 0.5 | 0 | 0 | 0 | 0 | 0 | 0 | 1.5 | 0 | 0 | 0 | 0 | 0 |  | 0 | 0.5 | 0 | 0 | 0 | 0 | 0 | 0 | 1.5 | 0 | 0 | 0 | 0 | 0 | 1 | 0 | 0.5 | 0 | 0 | 0 | 0 | 0 | 0 | 1.5 | 0 | 0 | 0 | 0 | 0 | 1 | [14 empty] | 0 | 0 | 0.5 | 0 | 0 | 0 | 0 | 0 | 0 | 1.5 | 0 | 0 | 0 | 0 | 0 |  | 0 | 0.5 | 0 | 0 | 0 | 0 | 0 | 0 | 1.5 | 0 | 0 | 0 | 0 | 0 | 1
PG&E FRESNO | Gates | 230 | 0 | 0 | 0 | 0 | 0 | 0 | 0 | 0 | 3 | 614.5 | 310.5 | 753.25 | 0 | 0 | 1 | 0 | 0 | 0 | 0 | 0 | 0 | 0 | 0 | 0 | 145 | 250 | 0 | 60 | 0 | [13 empty] | -60 | 100 | 1 | 0 | 0 | 0 | 0 | 0 | 0 | 0 | 0 | 0 | 145 | 250 | 0 | 0 | 100 |  | 0 | 0 | 0 | 0 | 0 | 0 | 0 | 0 | 3 | 759.5 | 560.5 | 753.25 | 0 | 100 | 1 | 0 | 0 | 0 | 0 | 0 | 0 | 0 | 0 | 0 | 245 | 700 | 0 | 260 | 0 | 1 | [12 empty] | -100 | 100 | 1 | 0 | 0 | 0 | 0 | 0 | 0 | 0 | 0 | 0 | 245 | 700 | 0 | 160 | 100 |  | 0 | 0 | 0 | 0 | 0 | 0 | 0 | 0 | 3 | 859.5 | 1010.5 | 753.25 | 160 | 100 | 1
PG&E FRESNO | Gates | 500 | 0 | 0 | 0 | 0 | 0 | 0 | 0 | 0 | 0 | 0 | 0 | 190 | 35 | 0 | 1 | 0 | 0 | 0 | 0 | 0 | 0 | 0 | 0 | 0 | 0 | 0 | 0 | 0 | 0 | [15 empty] | 0 | 0 | 0 | 0 | 0 | 0 | 0 | 0 | 0 | 0 | 0 | 0 | 0 | 0 | 0 |  | 0 | 0 | 0 | 0 | 0 | 0 | 0 | 0 | 0 | 0 | 0 | 190 | 35 | 0 | 1 | 0 | 0 | 0 | 0 | 0 | 0 | 0 | 0 | 0 | 0 | 0 | 0 | 0 | 0 | 0 | [14 empty] | 0 | 0 | 0 | 0 | 0 | 0 | 0 | 0 | 0 | 0 | 0 | 0 | 0 | 0 | 0 |  | 0 | 0 | 0 | 0 | 0 | 0 | 0 | 0 | 0 | 0 | 0 | 190 | 35 | 0 | 1
PG&E NGBA | Geysers 12 | 230 | 0 | 0 | 0 | 0 | 0 | 0 | 0 | 0 | 0 | 0 | 0 | 0 | 0 | 0 | 0 | 0 | 0 | 0 | 0 | 0 | 0 | 0 | 0 | 0 | 0 | 0 | 0 | 0 | 0 | [15 empty] | 0 | 0 | 0 | 0 | 0 | 0 | 0 | 0 | 0 | 0 | 0 | 0 | 0 | 0 | 0 |  | 0 | 0 | 0 | 0 | 0 | 0 | 0 | 0 | 0 | 0 | 0 | 0 | 0 | 0 | 0 | 0 | 0 | 0 | 0 | 0 | 0 | 0 | 0 | 0 | 0 | 0 | 0 | 0 | 0 | 0 | [14 empty] | 0 | 0 | 0 | 0 | 0 | 0 | 0 | 0 | 0 | 0 | 0 | 0 | 0 | 0 | 0 |  | 0 | 0 | 0 | 0 | 0 | 0 | 0 | 0 | 0 | 0 | 0 | 0 | 0 | 0 | 0
PG&E NGBA | Geysers 17 | 230 | 0 | 0 | 0 | 0 | 0 | 0 | 0 | 0 | 0 | 0 | 0 | 0 | 0 | 0 | 0 | 19.5 | 0 | 0 | 0 | 0 | 0 | 0 | 0 | 0 | 0 | 0 | 0 | 0 | 0 | [15 empty] | 0 | 19.5 | 0 | 0 | 0 | 0 | 0 | 0 | 0 | 0 | 0 | 0 | 0 | 0 | 0 |  | 19.5 | 0 | 0 | 0 | 0 | 0 | 0 | 0 | 0 | 0 | 0 | 0 | 0 | 0 | 1 | 19.5 | 0 | 0 | 0 | 0 | 0 | 0 | 0 | 0 | 0 | 0 | 0 | 0 | 0 | 1 | [14 empty] | 0 | 19.5 | 0 | 0 | 0 | 0 | 0 | 0 | 0 | 0 | 0 | 0 | 0 | 0 | 0 |  | 19.5 | 0 | 0 | 0 | 0 | 0 | 0 | 0 | 0 | 0 | 0 | 0 | 0 | 0 | 1
PG&E NGBA | Geysers 3 | 115 | 0 | 0 | 0 | 0 | 0 | 0 | 0 | 0 | 0 | 0 | 0 | 0 | 0 | 0 | 0 | 0 | 0 | 0 | 0 | 0 | 0 | 0 | 0 | 0 | 0 | 0 | 0 | 0 | 0 | [15 empty] | 0 | 0 | 0 | 0 | 0 | 0 | 0 | 0 | 0 | 0 | 0 | 0 | 0 | 0 | 0 |  | 0 | 0 | 0 | 0 | 0 | 0 | 0 | 0 | 0 | 0 | 0 | 0 | 0 | 0 | 0 | 0 | 0 | 0 | 0 | 0 | 0 | 0 | 0 | 0 | 0 | 0 | 0 | 0 | 0 | 0 | [14 empty] | 0 | 0 | 0 | 0 | 0 | 0 | 0 | 0 | 0 | 0 | 0 | 0 | 0 | 0 | 0 |  | 0 | 0 | 0 | 0 | 0 | 0 | 0 | 0 | 0 | 0 | 0 | 0 | 0 | 0 | 0
PG&E NGBA | Glenn | 230 | 0 | 0 | 0 | 0 | 0 | 0 | 0 | 0 | 0 | 0 | 0 | 0 | 0 | 0 | 0 | 0 | 0 | 166.5 | 36 | 0 | 0 | 0 | 0 | 0 | 0 | 0 | 0 | 0 | 0 | [15 empty] | 0 | 0 | 0 | 166.5 | 36 | 0 | 0 | 0 | 0 | 0 | 0 | 0 | 0 | 0 | 0 |  | 0 | 0 | 166.5 | 36 | 0 | 0 | 0 | 0 | 0 | 0 | 0 | 0 | 0 | 0 | 1 | 0 | 0 | 166.5 | 36 | 0 | 0 | 0 | 0 | 0 | 100 | 170 | 0 | 60 | 0 | 1 | [14 empty] | 0 | 0 | 0 | 166.5 | 36 | 0 | 0 | 0 | 0 | 0 | 100 | 170 | 0 | 60 | 0 |  | 0 | 0 | 166.5 | 36 | 0 | 0 | 0 | 0 | 0 | 100 | 170 | 0 | 60 | 0 | 1
PG&E NGBA | Glenn | 60 | 0 | 0 | 0 | 0 | 0 | 0 | 0 | 0 | 0 | 0 | 0 | 0 | 0 | 0 | 0 | 0 | 0 | 0 | 0 | 0 | 0 | 0 | 0 | 0 | 0 | 0 | 0 | 0 | 0 | [15 empty] | 0 | 0 | 0 | 0 | 0 | 0 | 0 | 0 | 0 | 0 | 0 | 0 | 0 | 0 | 0 |  | 0 | 0 | 0 | 0 | 0 | 0 | 0 | 0 | 0 | 0 | 0 | 0 | 0 | 0 | 0 | 0 | 0 | 0 | 0 | 0 | 0 | 0 | 0 | 0 | 0 | 0 | 0 | 0 | 0 | 0 | [14 empty] | 0 | 0 | 0 | 0 | 0 | 0 | 0 | 0 | 0 | 0 | 0 | 0 | 0 | 0 | 0 |  | 0 | 0 | 0 | 0 | 0 | 0 | 0 | 0 | 0 | 0 | 0 | 0 | 0 | 0 | 0
PG&E NGBA | Gold Hill | 115 | 0 | 0 | 0 | 0 | 0 | 0 | 0 | 0 | 0 | 0 | 0 | 0 | 0 | 0 | 0 | 0 | 0 | 0 | 0 | 0 | 0 | 0 | 0 | 0 | 0 | 0 | 0 | 0 | 0 | [15 empty] | 0 | 0 | 0 | 0 | 0 | 0 | 0 | 0 | 0 | 0 | 0 | 0 | 0 | 0 | 0 |  | 0 | 0 | 0 | 0 | 0 | 0 | 0 | 0 | 0 | 0 | 0 | 0 | 0 | 0 | 0 | 0 | 0 | 0 | 0 | 0 | 0 | 0 | 0 | 0 | 0 | 0 | 0 | 0 | 0 | 0 | [14 empty] | 0 | 0 | 0 | 0 | 0 | 0 | 0 | 0 | 0 | 0 | 0 | 0 | 0 | 0 | 0 |  | 0 | 0 | 0 | 0 | 0 | 0 | 0 | 0 | 0 | 0 | 0 | 0 | 0 | 0 | 0
PG&E NGBA | Gold Hill | 230 | 0 | 0 | 0 | 0 | 0 | 0 | 0 | 0 | 0 | 0 | 0 | 0 | 0 | 0 | 0 | 0 | 0 | 0 | 0 | 0 | 0 | 0 | 0 | 0 | 0 | 0 | 0 | 0 | 0 | [15 empty] | 0 | 0 | 0 | 0 | 0 | 0 | 0 | 0 | 0 | 0 | 0 | 0 | 0 | 0 | 0 |  | 0 | 0 | 0 | 0 | 0 | 0 | 0 | 0 | 0 | 0 | 0 | 0 | 0 | 0 | 0 | 0 | 0 | 0 | 0 | 0 | 0 | 0 | 0 | 0 | 0 | 0 | 0 | 0 | 0 | 0 | [14 empty] | 0 | 0 | 0 | 0 | 0 | 0 | 0 | 0 | 0 | 0 | 0 | 0 | 0 | 0 | 0 |  | 0 | 0 | 0 | 0 | 0 | 0 | 0 | 0 | 0 | 0 | 0 | 0 | 0 | 0 | 0
SCE Northern | Goleta | 230 | 0 | 0 | 0 | 0 | 0 | 0 | 0 | 0 | 0 | 0 | 0 | 70 | 0 | 0 | 1 | 0 | 0 | 0 | 0 | 0 | 0 | 0 | 0 | 0 | 0 | 0 | 0 | 0 | 0 | [15 empty] | 0 | 0 | 0 | 0 | 0 | 0 | 0 | 0 | 0 | 0 | 0 | 0 | 0 | 0 | 0 |  | 0 | 0 | 0 | 0 | 0 | 0 | 0 | 0 | 0 | 0 | 0 | 70 | 0 | 0 | 1 | 0 | 0 | 0 | 0 | 0 | 0 | 0 | 0 | 0 | 0 | 0 | 0 | 0 | 0 | 0 | [14 empty] | 0 | 0 | 0 | 0 | 0 | 0 | 0 | 0 | 0 | 0 | 0 | 0 | 0 | 0 | 0 |  | 0 | 0 | 0 | 0 | 0 | 0 | 0 | 0 | 0 | 0 | 0 | 70 | 0 | 0 | 1
SCE Metro | Goodrich | 230 | 0 | 0 | 0 | 0 | 0 | 0 | 0 | 0 | 0 | 0 | 0 | 0 | 0 | 0 | 0 | 0 | 0 | 0 | 0 | 0 | 0 | 0 | 0 | 0 | 0 | 0 | 0 | 0 | 0 | [15 empty] | 0 | 0 | 0 | 0 | 0 | 0 | 0 | 0 | 0 | 0 | 0 | 0 | 0 | 0 | 0 |  | 0 | 0 | 0 | 0 | 0 | 0 | 0 | 0 | 0 | 0 | 0 | 0 | 0 | 0 | 0 | 0 | 0 | 0 | 0 | 0 | 0 | 0 | 0 | 0 | 0 | 0 | 0 | 0 | 0 | 0 | [14 empty] | 0 | 0 | 0 | 0 | 0 | 0 | 0 | 0 | 0 | 0 | 0 | 0 | 0 | 0 | 0 |  | 0 | 0 | 0 | 0 | 0 | 0 | 0 | 0 | 0 | 0 | 0 | 0 | 0 | 0 | 0
PG&E KERN | Goose Lake | 115 | 0 | 0 | 0 | 0 | 0 | 0 | 0 | 0 | 0 | 0 | 0 | 0 | 0 | 0 | 0 | 0 | 3 | 0 | 0 | 0 | 0 | 0 | 0 | 0 | 0 | 0 | 0 | 0 | 0 | [15 empty] | 0 | 0 | 3 | 0 | 0 | 0 | 0 | 0 | 0 | 0 | 0 | 0 | 0 | 0 | 0 |  | 0 | 3 | 0 | 0 | 0 | 0 | 0 | 0 | 0 | 0 | 0 | 0 | 0 | 0 | 1 | 0 | 3 | 0 | 0 | 0 | 0 | 0 | 0 | 0 | 0 | 0 | 0 | 0 | 0 | 1 | [14 empty] | 0 | 0 | 3 | 0 | 0 | 0 | 0 | 0 | 0 | 0 | 0 | 0 | 0 | 0 | 0 |  | 0 | 3 | 0 | 0 | 0 | 0 | 0 | 0 | 0 | 0 | 0 | 0 | 0 | 0 | 1
SCE Metro | Gould | 230 | 0 | 0 | 0 | 0 | 0 | 0 | 0 | 0 | 0 | 0 | 0 | 0 | 0 | 0 | 0 | 0 | 0 | 0 | 0 | 0 | 0 | 0 | 0 | 0 | 0 | 0 | 0 | 0 | 0 | [15 empty] | 0 | 0 | 0 | 0 | 0 | 0 | 0 | 0 | 0 | 0 | 0 | 0 | 0 | 0 | 0 |  | 0 | 0 | 0 | 0 | 0 | 0 | 0 | 0 | 0 | 0 | 0 | 0 | 0 | 0 | 0 | 0 | 0 | 0 | 0 | 0 | 0 | 0 | 0 | 0 | 0 | 0 | 0 | 0 | 0 | 0 | [14 empty] | 0 | 0 | 0 | 0 | 0 | 0 | 0 | 0 | 0 | 0 | 0 | 0 | 0 | 0 | 0 |  | 0 | 0 | 0 | 0 | 0 | 0 | 0 | 0 | 0 | 0 | 0 | 0 | 0 | 0 | 0
PG&E NGBA | Grand Island | 115 | 0 | 0 | 0 | 0 | 0 | 0 | 0 | 0 | 2.73 | 0 | 0 | 0 | 0 | 0 | 1 | 0 | 0 | 0 | 0 | 0 | 0 | 0 | 0 | 0 | 0 | 0 | 0 | 0 | 0 | [15 empty] | 0 | 0 | 0 | 0 | 0 | 0 | 0 | 0 | 0 | 0 | 0 | 0 | 0 | 0 | 0 |  | 0 | 0 | 0 | 0 | 0 | 0 | 0 | 0 | 2.73 | 0 | 0 | 0 | 0 | 0 | 1 | 0 | 0 | 0 | 0 | 0 | 0 | 0 | 0 | 0 | 0 | 0 | 0 | 0 | 0 | 0 | [14 empty] | 0 | 0 | 0 | 0 | 0 | 0 | 0 | 0 | 0 | 0 | 0 | 0 | 0 | 0 | 0 |  | 0 | 0 | 0 | 0 | 0 | 0 | 0 | 0 | 2.73 | 0 | 0 | 0 | 0 | 0 | 1
SDGE | Granite | 69 | 0 | 0 | 0 | 0 | 0 | 0 | 0 | 0 | 0 | 0 | 0 | 4.5 | 0 | 0 | 1 | 0 | 0 | 0 | 0 | 0 | 0 | 0 | 0 | 0 | 0 | 0 | 0 | 0 | 0 | [15 empty] | 0 | 0 | 0 | 0 | 0 | 0 | 0 | 0 | 0 | 0 | 0 | 0 | 0 | 0 | 0 |  | 0 | 0 | 0 | 0 | 0 | 0 | 0 | 0 | 0 | 0 | 0 | 4.5 | 0 | 0 | 1 | 0 | 0 | 0 | 0 | 0 | 0 | 0 | 0 | 0 | 0 | 0 | 0 | 0 | 0 | 0 | [14 empty] | 0 | 0 | 0 | 0 | 0 | 0 | 0 | 0 | 0 | 0 | 0 | 0 | 0 | 0 | 0 |  | 0 | 0 | 0 | 0 | 0 | 0 | 0 | 0 | 0 | 0 | 0 | 4.5 | 0 | 0 | 1
PG&E GBA | Grant | 115 | 0 | 0 | 0 | 0 | 0 | 0 | 0 | 0 | 0 | 0 | 0 | 0 | 0 | 0 | 0 | 0 | 0 | 0 | 0 | 0 | 0 | 0 | 0 | 0 | 0 | 0 | 0 | 0 | 0 | [15 empty] | 0 | 0 | 0 | 0 | 0 | 0 | 0 | 0 | 0 | 0 | 0 | 0 | 0 | 0 | 0 |  | 0 | 0 | 0 | 0 | 0 | 0 | 0 | 0 | 0 | 0 | 0 | 0 | 0 | 0 | 0 | 0 | 0 | 0 | 0 | 0 | 0 | 0 | 0 | 0 | 0 | 0 | 0 | 0 | 0 | 0 | [14 empty] | 0 | 0 | 0 | 0 | 0 | 0 | 0 | 0 | 0 | 0 | 0 | 0 | 0 | 0 | 0 |  | 0 | 0 | 0 | 0 | 0 | 0 | 0 | 0 | 0 | 0 | 0 | 0 | 0 | 0 | 0
PG&E GBA | Green Valley | 115 | 0 | 0 | 0 | 0 | 0 | 0 | 0 | 0 | 0 | 0 | 0 | 0 | 0 | 0 | 0 | 0 | 1.1 | 0 | 0 | 0 | 0 | 0 | 0 | 0 | 0 | 0 | 0 | 0 | 0 | [15 empty] | 0 | 0 | 1.1 | 0 | 0 | 0 | 0 | 0 | 0 | 0 | 0 | 0 | 0 | 0 | 0 |  | 0 | 1.1 | 0 | 0 | 0 | 0 | 0 | 0 | 0 | 0 | 0 | 0 | 0 | 0 | 1 | 0 | 1.1 | 0 | 0 | 0 | 0 | 0 | 0 | 0 | 0 | 0 | 0 | 0 | 0 | 1 | [14 empty] | 0 | 0 | 1.1 | 0 | 0 | 0 | 0 | 0 | 0 | 0 | 0 | 0 | 0 | 0 | 0 |  | 0 | 1.1 | 0 | 0 | 0 | 0 | 0 | 0 | 0 | 0 | 0 | 0 | 0 | 0 | 1
PG&E NGBA | Greenleaf 1 | 115 | 0 | 0 | 0 | 0 | 0 | 0 | 0 | 0 | 0 | 0 | 0 | 0 | 0 | 0 | 0 | 0 | 0 | 0 | 0 | 0 | 0 | 0 | 0 | 0 | 0 | 0 | 0 | 0 | 0 | [15 empty] | 0 | 0 | 0 | 0 | 0 | 0 | 0 | 0 | 0 | 0 | 0 | 0 | 0 | 0 | 0 |  | 0 | 0 | 0 | 0 | 0 | 0 | 0 | 0 | 0 | 0 | 0 | 0 | 0 | 0 | 0 | 0 | 0 | 0 | 0 | 0 | 0 | 0 | 0 | 0 | 0 | 0 | 0 | 0 | 0 | 0 | [14 empty] | 0 | 0 | 0 | 0 | 0 | 0 | 0 | 0 | 0 | 0 | 0 | 0 | 0 | 0 | 0 |  | 0 | 0 | 0 | 0 | 0 | 0 | 0 | 0 | 0 | 0 | 0 | 0 | 0 | 0 | 0
PG&E FRESNO | Gregg | 230 | 0 | 0 | 0 | 0 | 0 | 0 | 0 | 0 | 0 | 0 | 0 | 0 | 0 | 0 | 0 | 0 | 0 | 170 | 20 | 0 | 0 | 0 | 0 | 0 | 0 | 0 | 0 | 0 | 140 |  |  |  | -170 | -20 | [10 empty] | 1 | 0 | 0 | 0 | 0 | 0 | 0 | 0 | 0 | 0 | 0 | 0 | 0 | 0 | 140 |  | 0 | 0 | 0 | 0 | 0 | 0 | 0 | 0 | 0 | 0 | 0 | 0 | 0 | 140 | 1 | 0 | 0 | 170 | 20 | 0 | 0 | 0 | 0 | 0 | 0 | 0 | 0 | 0 | 140 | 1 |  |  | -170 | -20 | [10 empty] | 1 | 0 | 0 | 0 | 0 | 0 | 0 | 0 | 0 | 0 | 0 | 0 | 0 | 0 | 140 |  | 0 | 0 | 0 | 0 | 0 | 0 | 0 | 0 | 0 | 0 | 0 | 0 | 0 | 140 | 1
PG&E FRESNO | Grimmway-Malaga | 115 | 0 | 0 | 0 | 0 | 0 | 0 | 0 | 0 | 0 | 0 | 0 | 0 | 0 | 0 | 0 | 0 | 0 | 0 | 0 | 0 | 0 | 0 | 0 | 0 | 0 | 0 | 0 | 0 | 0 | [15 empty] | 0 | 0 | 0 | 0 | 0 | 0 | 0 | 0 | 0 | 0 | 0 | 0 | 0 | 0 | 0 |  | 0 | 0 | 0 | 0 | 0 | 0 | 0 | 0 | 0 | 0 | 0 | 0 | 0 | 0 | 0 | 0 | 0 | 0 | 0 | 0 | 0 | 0 | 0 | 0 | 0 | 0 | 0 | 0 | 0 | 0 | [14 empty] | 0 | 0 | 0 | 0 | 0 | 0 | 0 | 0 | 0 | 0 | 0 | 0 | 0 | 0 | 0 |  | 0 | 0 | 0 | 0 | 0 | 0 | 0 | 0 | 0 | 0 | 0 | 0 | 0 | 0 | 0
PG&E NGBA | Grizzly | 230 | 0 | 0 | 0 | 0 | 0 | 0 | 0 | 0 | 0 | 0 | 0 | 0 | 0 | 0 | 0 | 0 | 0 | 0 | 0 | 0 | 0 | 0 | 0 | 0 | 0 | 0 | 0 | 0 | 0 | [15 empty] | 0 | 0 | 0 | 0 | 0 | 0 | 0 | 0 | 0 | 0 | 0 | 0 | 0 | 0 | 0 |  | 0 | 0 | 0 | 0 | 0 | 0 | 0 | 0 | 0 | 0 | 0 | 0 | 0 | 0 | 0 | 0 | 0 | 0 | 0 | 0 | 0 | 0 | 0 | 0 | 0 | 0 | 0 | 0 | 0 | 0 | [14 empty] | 0 | 0 | 0 | 0 | 0 | 0 | 0 | 0 | 0 | 0 | 0 | 0 | 0 | 0 | 0 |  | 0 | 0 | 0 | 0 | 0 | 0 | 0 | 0 | 0 | 0 | 0 | 0 | 0 | 0 | 0
PG&E FRESNO | Guernsey | 70 | 0 | 0 | 0 | 0 | 0 | 0 | 0 | 0 | 0 | 0 | 0 | 0 | 0 | 0 | 0 | 0 | 0 | 0 | 0 | 0 | 0 | 0 | 0 | 7.5 | 0 | 0 | 0 | 0 | 0 | [15 empty] | 0 | 0 | 0 | 0 | 0 | 0 | 0 | 0 | 0 | 7.5 | 0 | 0 | 0 | 0 | 0 |  | 0 | 0 | 0 | 0 | 0 | 0 | 0 | 0 | 7.5 | 0 | 0 | 0 | 0 | 0 | 1 | 0 | 0 | 0 | 0 | 0 | 0 | 0 | 0 | 7.5 | 0 | 0 | 0 | 0 | 0 | 1 | [14 empty] | 0 | 0 | 0 | 0 | 0 | 0 | 0 | 0 | 0 | 7.5 | 0 | 0 | 0 | 0 | 0 |  | 0 | 0 | 0 | 0 | 0 | 0 | 0 | 0 | 7.5 | 0 | 0 | 0 | 0 | 0 | 1
PG&E FRESNO | GWF Hanford | 115 | 0 | 0 | 0 | 0 | 0 | 0 | 0 | 0 | 0 | 0 | 0 | 131.4 | 0 | 0 | 1 | 0 | 0 | 0 | 0 | 0 | 0 | 0 | 0 | 0 | 0 | 0 | 0 | 0 | 0 | [15 empty] | 0 | 0 | 0 | 0 | 0 | 0 | 0 | 0 | 0 | 0 | 0 | 0 | 0 | 0 | 0 |  | 0 | 0 | 0 | 0 | 0 | 0 | 0 | 0 | 0 | 0 | 0 | 131.4 | 0 | 0 | 1 | 0 | 0 | 0 | 0 | 0 | 0 | 0 | 0 | 0 | 0 | 0 | 0 | 0 | 0 | 0 | [14 empty] | 0 | 0 | 0 | 0 | 0 | 0 | 0 | 0 | 0 | 0 | 0 | 0 | 0 | 0 | 0 |  | 0 | 0 | 0 | 0 | 0 | 0 | 0 | 0 | 0 | 0 | 0 | 131.4 | 0 | 0 | 1
PG&E FRESNO | Haas | 230 | 0 | 0 | 0 | 0 | 0 | 0 | 0 | 0 | 0 | 0 | 0 | 0 | 0 | 0 | 0 | 0 | 0 | 0 | 0 | 0 | 0 | 0 | 0 | 0 | 0 | 0 | 0 | 0 | 0 | [15 empty] | 0 | 0 | 0 | 0 | 0 | 0 | 0 | 0 | 0 | 0 | 0 | 0 | 0 | 0 | 0 |  | 0 | 0 | 0 | 0 | 0 | 0 | 0 | 0 | 0 | 0 | 0 | 0 | 0 | 0 | 0 | 0 | 0 | 0 | 0 | 0 | 0 | 0 | 0 | 0 | 0 | 0 | 0 | 0 | 0 | 0 | [14 empty] | 0 | 0 | 0 | 0 | 0 | 0 | 0 | 0 | 0 | 0 | 0 | 0 | 0 | 0 | 0 |  | 0 | 0 | 0 | 0 | 0 | 0 | 0 | 0 | 0 | 0 | 0 | 0 | 0 | 0 | 0
PG&E FRESNO | Hammonds | 115 | 0 | 0 | 0 | 0 | 0 | 0 | 0 | 0 | 0 | 0 | 0 | 0 | 0 | 0 | 0 | 0 | 0 | 0 | 0 | 0 | 0 | 0 | 0 | 0 | 0 | 0 | 0 | 0 | 0 | [15 empty] | 0 | 0 | 0 | 0 | 0 | 0 | 0 | 0 | 0 | 0 | 0 | 0 | 0 | 0 | 0 |  | 0 | 0 | 0 | 0 | 0 | 0 | 0 | 0 | 0 | 0 | 0 | 0 | 0 | 0 | 0 | 0 | 0 | 0 | 0 | 0 | 0 | 0 | 0 | 0 | 0 | 0 | 0 | 0 | 0 | 0 | [14 empty] | 0 | 0 | 0 | 0 | 0 | 0 | 0 | 0 | 0 | 0 | 0 | 0 | 0 | 0 | 0 |  | 0 | 0 | 0 | 0 | 0 | 0 | 0 | 0 | 0 | 0 | 0 | 0 | 0 | 0 | 0
SCE Metro | HarborGen | 230 | 0 | 0 | 0 | 0 | 0 | 0 | 0 | 0 | 0 | 0 | 0 | 0 | 0 | 0 | 0 | 0 | 0 | 0 | 0 | 0 | 0 | 0 | 0 | 0 | 0 | 0 | 0 | 0 | 0 | [15 empty] | 0 | 0 | 0 | 0 | 0 | 0 | 0 | 0 | 0 | 0 | 0 | 0 | 0 | 0 | 0 |  | 0 | 0 | 0 | 0 | 0 | 0 | 0 | 0 | 0 | 0 | 0 | 0 | 0 | 0 | 0 | 0 | 0 | 0 | 0 | 0 | 0 | 0 | 0 | 0 | 0 | 0 | 0 | 0 | 0 | 0 | [14 empty] | 0 | 0 | 0 | 0 | 0 | 0 | 0 | 0 | 0 | 0 | 0 | 0 | 0 | 0 | 0 |  | 0 | 0 | 0 | 0 | 0 | 0 | 0 | 0 | 0 | 0 | 0 | 0 | 0 | 0 | 0
PG&E NGBA | Harris | 60 | 0 | 0 | 0 | 0 | 0 | 0 | 0 | 0 | 0 | 0 | 0 | 0 | 0 | 0 | 0 | 0 | 0 | 0 | 0 | 0 | 0 | 0 | 0 | 0 | 0 | 0 | 0 | 0 | 0 | [15 empty] | 0 | 0 | 0 | 0 | 0 | 0 | 0 | 0 | 0 | 0 | 0 | 0 | 0 | 0 | 0 |  | 0 | 0 | 0 | 0 | 0 | 0 | 0 | 0 | 0 | 0 | 0 | 0 | 0 | 0 | 0 | 0 | 0 | 0 | 0 | 0 | 0 | 0 | 0 | 0 | 0 | 0 | 0 | 0 | 0 | 0 | [14 empty] | 0 | 0 | 0 | 0 | 0 | 0 | 0 | 0 | 0 | 0 | 0 | 0 | 0 | 0 | 0 |  | 0 | 0 | 0 | 0 | 0 | 0 | 0 | 0 | 0 | 0 | 0 | 0 | 0 | 0 | 0
EOP | Harry Allen | 500 | 0 | 0 | 0 | 0 | 0 | 0 | 0 | 0 | 0 | 0 | 0 | 0 | 0 | 0 | 0 | 0 | 0 | 0 | 0 | 1100 | 0 | 0 | 0 | 0 | 0 | 0 | 0 | 0 | 0 |  | 100 |  |  |  | -40 | [9 empty] | 1 | 100 | 0 | 0 | 0 | 1060 | 0 | 0 | 0 | 0 | 0 | 0 | 0 | 0 | 0 |  | 100 | 0 | 0 | 0 | 1060 | 0 | 0 | 0 | 0 | 0 | 0 | 0 | 0 | 0 | 1 | 0 | 0 | 0 | 0 | 1100 | 0 | 0 | 0 | 0 | 0 | 0 | 0 | 0 | 0 | 1 | 100 |  |  |  | -40 | [9 empty] | 1 | 100 | 0 | 0 | 0 | 1060 | 0 | 0 | 0 | 0 | 0 | 0 | 0 | 0 | 0 |  | 100 | 0 | 0 | 0 | 1060 | 0 | 0 | 0 | 0 | 0 | 0 | 0 | 0 | 0 | 1
PG&E NGBA | Hartley | 60 | 0 | 0 | 0 | 0 | 0 | 0 | 0 | 0 | 0 | 0 | 0 | 0 | 0 | 0 | 0 | 0 | 0 | 0 | 0 | 0 | 0 | 0 | 0 | 0 | 0 | 0 | 0 | 0 | 0 | [15 empty] | 0 | 0 | 0 | 0 | 0 | 0 | 0 | 0 | 0 | 0 | 0 | 0 | 0 | 0 | 0 |  | 0 | 0 | 0 | 0 | 0 | 0 | 0 | 0 | 0 | 0 | 0 | 0 | 0 | 0 | 0 | 0 | 0 | 0 | 0 | 0 | 0 | 0 | 0 | 0 | 0 | 0 | 0 | 0 | 0 | 0 | [14 empty] | 0 | 0 | 0 | 0 | 0 | 0 | 0 | 0 | 0 | 0 | 0 | 0 | 0 | 0 | 0 |  | 0 | 0 | 0 | 0 | 0 | 0 | 0 | 0 | 0 | 0 | 0 | 0 | 0 | 0 | 0
SCE NOL | Harvard | 115 | 0 | 0 | 0 | 0 | 0 | 0 | 0 | 0 | 0 | 0 | 0 | 0 | 0 | 0 | 0 | 0 | 0 | 0 | 0 | 0 | 0 | 0 | 0 | 0 | 0 | 0 | 0 | 0 | 0 | [15 empty] | 0 | 0 | 0 | 0 | 0 | 0 | 0 | 0 | 0 | 0 | 0 | 0 | 0 | 0 | 0 |  | 0 | 0 | 0 | 0 | 0 | 0 | 0 | 0 | 0 | 0 | 0 | 0 | 0 | 0 | 0 | 0 | 0 | 0 | 0 | 0 | 0 | 0 | 0 | 0 | 0 | 0 | 0 | 0 | 0 | 0 | [14 empty] | 0 | 0 | 0 | 0 | 0 | 0 | 0 | 0 | 0 | 0 | 0 | 0 | 0 | 0 | 0 |  | 0 | 0 | 0 | 0 | 0 | 0 | 0 | 0 | 0 | 0 | 0 | 0 | 0 | 0 | 0
SDGE | Hassayampa | 500 | 0 | 0 | 0 | 0 | 0 | 0 | 0 | 0 | 0 | 52.5 | 160 | 95 | 0 | 0 | 1 | 0 | 0 | 0 | 0 | 0 | 0 | 0 | 0 | 0 | 119.5 | 0 | 0 | 0 | 0 | [15 empty] | 0 | 0 | 0 | 0 | 0 | 0 | 0 | 0 | 0 | 0 | 119.5 | 0 | 0 | 0 | 0 |  | 0 | 0 | 0 | 0 | 0 | 0 | 0 | 0 | 0 | 172 | 160 | 95 | 0 | 0 | 1 | 0 | 0 | 0 | 0 | 0 | 0 | 0 | 0 | 0 | 247.5 | 220 | 0 | 90 | 0 | 1 | [14 empty] | 0 | 0 | 0 | 0 | 0 | 0 | 0 | 0 | 0 | 0 | 247.5 | 220 | 0 | 90 | 0 |  | 0 | 0 | 0 | 0 | 0 | 0 | 0 | 0 | 0 | 300 | 380 | 95 | 90 | 0 | 1
PG&E FRESNO | Helm | 230 | 0 | 0 | 0 | 0 | 0 | 0 | 0 | 0 | 0 | 0 | 0 | 0 | 0 | 0 | 0 | 0 | 0 | 0 | 0 | 0 | 0 | 0 | 0 | 0 | 0 | 0 | 0 | 0 | 0 | [15 empty] | 0 | 0 | 0 | 0 | 0 | 0 | 0 | 0 | 0 | 0 | 0 | 0 | 0 | 0 | 0 |  | 0 | 0 | 0 | 0 | 0 | 0 | 0 | 0 | 0 | 0 | 0 | 0 | 0 | 0 | 0 | 0 | 0 | 0 | 0 | 0 | 0 | 0 | 0 | 0 | 100 | 200 | 0 | 80 | 0 | 1 | [9 empty] | -50 |  |  |  |  | 1 | 0 | 0 | 0 | 0 | 0 | 0 | 0 | 0 | 0 | 50 | 200 | 0 | 80 | 0 |  | 0 | 0 | 0 | 0 | 0 | 0 | 0 | 0 | 0 | 50 | 200 | 0 | 80 | 0 | 1
PG&E FRESNO | Helm | 70 | 0 | 0 | 0 | 0 | 0 | 0 | 0 | 0 | 0 | 0 | 0 | 0 | 0 | 0 | 0 | 0 | 0 | 0 | 0 | 0 | 0 | 0 | 0 | 0 | 0 | 0 | 0 | 0 | 0 | [15 empty] | 0 | 0 | 0 | 0 | 0 | 0 | 0 | 0 | 0 | 0 | 0 | 0 | 0 | 0 | 0 |  | 0 | 0 | 0 | 0 | 0 | 0 | 0 | 0 | 0 | 0 | 0 | 0 | 0 | 0 | 0 | 0 | 0 | 0 | 0 | 0 | 0 | 0 | 0 | 0 | 0 | 0 | 0 | 0 | 0 | 0 | [14 empty] | 0 | 0 | 0 | 0 | 0 | 0 | 0 | 0 | 0 | 0 | 0 | 0 | 0 | 0 | 0 |  | 0 | 0 | 0 | 0 | 0 | 0 | 0 | 0 | 0 | 0 | 0 | 0 | 0 | 0 | 0
PG&E FRESNO | Henrietta | 115 | 0 | 0 | 0 | 0 | 0 | 0 | 0 | 0 | 0 | 0 | 0 | 0 | 0 | 0 | 0 | 0 | 0 | 0 | 0 | 0 | 0 | 0 | 0 | 0 | 0 | 0 | 0 | 0 | 0 | [15 empty] | 0 | 0 | 0 | 0 | 0 | 0 | 0 | 0 | 0 | 0 | 0 | 0 | 0 | 0 | 0 |  | 0 | 0 | 0 | 0 | 0 | 0 | 0 | 0 | 0 | 0 | 0 | 0 | 0 | 0 | 0 | 0 | 0 | 0 | 0 | 0 | 0 | 0 | 0 | 0 | 0 | 0 | 0 | 0 | 0 | 0 | [14 empty] | 0 | 0 | 0 | 0 | 0 | 0 | 0 | 0 | 0 | 0 | 0 | 0 | 0 | 0 | 0 |  | 0 | 0 | 0 | 0 | 0 | 0 | 0 | 0 | 0 | 0 | 0 | 0 | 0 | 0 | 0
PG&E FRESNO | Henrietta | 230 | 0 | 0 | 0 | 0 | 0 | 0 | 0 | 0 | 0 | 0 | 0 | 0 | 0 | 0 | 0 | 0 | 0 | 0 | 0 | 0 | 0 | 0 | 0 | 0 | 0 | 0 | 0 | 0 | 0 | [15 empty] | 0 | 0 | 0 | 0 | 0 | 0 | 0 | 0 | 0 | 0 | 0 | 0 | 0 | 0 | 0 |  | 0 | 0 | 0 | 0 | 0 | 0 | 0 | 0 | 0 | 0 | 0 | 0 | 0 | 0 | 0 | 0 | 0 | 0 | 0 | 0 | 0 | 0 | 0 | 0 | 100 | 200 | 0 | 80 | 0 | 1 | [9 empty] | -50 |  |  |  |  | 1 | 0 | 0 | 0 | 0 | 0 | 0 | 0 | 0 | 0 | 50 | 200 | 0 | 80 | 0 |  | 0 | 0 | 0 | 0 | 0 | 0 | 0 | 0 | 0 | 50 | 200 | 0 | 80 | 0 | 1
PG&E FRESNO | Henrietta | 70 | 0 | 0 | 0 | 0 | 0 | 0 | 0 | 0 | 3 | 0 | 0 | 173.2 | 0 | 0 | 1 | 0 | 0 | 0 | 0 | 0 | 0 | 0 | 0 | 0 | 0 | 0 | 0 | 0 | 0 | [15 empty] | 0 | 0 | 0 | 0 | 0 | 0 | 0 | 0 | 0 | 0 | 0 | 0 | 0 | 0 | 0 |  | 0 | 0 | 0 | 0 | 0 | 0 | 0 | 0 | 3 | 0 | 0 | 173.2 | 0 | 0 | 1 | 0 | 0 | 0 | 0 | 0 | 0 | 0 | 0 | 0 | 0 | 0 | 0 | 0 | 0 | 0 | [14 empty] | 0 | 0 | 0 | 0 | 0 | 0 | 0 | 0 | 0 | 0 | 0 | 0 | 0 | 0 | 0 |  | 0 | 0 | 0 | 0 | 0 | 0 | 0 | 0 | 3 | 0 | 0 | 173.2 | 0 | 0 | 1
PG&E FRESNO | Herndon | 115 | 0 | 0 | 0 | 0 | 0 | 0 | 0 | 0 | 0 | 0 | 0 | 0 | 0 | 0 | 0 | 0 | 0 | 0 | 0 | 0 | 0 | 0 | 0 | 0 | 0 | 0 | 0 | 0 | 0 | [15 empty] | 0 | 0 | 0 | 0 | 0 | 0 | 0 | 0 | 0 | 0 | 0 | 0 | 0 | 0 | 0 |  | 0 | 0 | 0 | 0 | 0 | 0 | 0 | 0 | 0 | 0 | 0 | 0 | 0 | 0 | 0 | 0 | 0 | 0 | 0 | 0 | 0 | 0 | 0 | 0 | 0 | 0 | 0 | 0 | 0 | 0 | [14 empty] | 0 | 0 | 0 | 0 | 0 | 0 | 0 | 0 | 0 | 0 | 0 | 0 | 0 | 0 | 0 |  | 0 | 0 | 0 | 0 | 0 | 0 | 0 | 0 | 0 | 0 | 0 | 0 | 0 | 0 | 0
PG&E FRESNO | Herndon | 230 | 0 | 0 | 0 | 0 | 0 | 0 | 0 | 0 | 0 | 0 | 0 | 0 | 0 | 0 | 0 | 0 | 0 | 0 | 0 | 0 | 0 | 0 | 0 | 0 | 0 | 0 | 0 | 0 | 0 | [15 empty] | 0 | 0 | 0 | 0 | 0 | 0 | 0 | 0 | 0 | 0 | 0 | 0 | 0 | 0 | 0 |  | 0 | 0 | 0 | 0 | 0 | 0 | 0 | 0 | 0 | 0 | 0 | 0 | 0 | 0 | 0 | 0 | 0 | 0 | 0 | 0 | 0 | 0 | 0 | 0 | 0 | 0 | 0 | 0 | 0 | 0 | [14 empty] | 0 | 0 | 0 | 0 | 0 | 0 | 0 | 0 | 0 | 0 | 0 | 0 | 0 | 0 | 0 |  | 0 | 0 | 0 | 0 | 0 | 0 | 0 | 0 | 0 | 0 | 0 | 0 | 0 | 0 | 0
PG&E GBA | Hicks | 230 | 0 | 0 | 0 | 0 | 0 | 0 | 0 | 0 | 0 | 0 | 0 | 0 | 0 | 0 | 0 | 0 | 0 | 0 | 0 | 0 | 0 | 0 | 0 | 0 | 0 | 0 | 0 | 0 | 0 | [15 empty] | 0 | 0 | 0 | 0 | 0 | 0 | 0 | 0 | 0 | 0 | 0 | 0 | 0 | 0 | 0 |  | 0 | 0 | 0 | 0 | 0 | 0 | 0 | 0 | 0 | 0 | 0 | 0 | 0 | 0 | 0 | 0 | 0 | 0 | 0 | 0 | 0 | 0 | 0 | 0 | 0 | 0 | 0 | 0 | 0 | 0 | [14 empty] | 0 | 0 | 0 | 0 | 0 | 0 | 0 | 0 | 0 | 0 | 0 | 0 | 0 | 0 | 0 |  | 0 | 0 | 0 | 0 | 0 | 0 | 0 | 0 | 0 | 0 | 0 | 0 | 0 | 0 | 0
PG&E NGBA | Higgins | 115 | 0 | 0 | 0 | 0 | 0 | 0 | 0 | 0 | 0 | 0 | 0 | 0 | 0 | 0 | 0 | 0 | 0 | 0 | 0 | 0 | 0 | 0 | 0 | 0 | 0 | 0 | 0 | 0 | 0 | [15 empty] | 0 | 0 | 0 | 0 | 0 | 0 | 0 | 0 | 0 | 0 | 0 | 0 | 0 | 0 | 0 |  | 0 | 0 | 0 | 0 | 0 | 0 | 0 | 0 | 0 | 0 | 0 | 0 | 0 | 0 | 0 | 0 | 0 | 0 | 0 | 0 | 0 | 0 | 0 | 0 | 0 | 0 | 0 | 0 | 0 | 0 | [14 empty] | 0 | 0 | 0 | 0 | 0 | 0 | 0 | 0 | 0 | 0 | 0 | 0 | 0 | 0 | 0 |  | 0 | 0 | 0 | 0 | 0 | 0 | 0 | 0 | 0 | 0 | 0 | 0 | 0 | 0 | 0
PG&E NGBA | Hilltop | 345 | 0 | 0 | 0 | 0 | 0 | 0 | 0 | 0 | 0 | 0 | 0 | 0 | 0 | 0 | 0 | 0 | 0 | 150 | 0 | 0 | 0 | 0 | 0 | 0 | 0 | 0 | 0 | 0 | 0 |  | 100 |  | -150 | [11 empty] | 1 | 100 | 0 | 0 | 0 | 0 | 0 | 0 | 0 | 0 | 0 | 0 | 0 | 0 | 0 |  | 100 | 0 | 0 | 0 | 0 | 0 | 0 | 0 | 0 | 0 | 0 | 0 | 0 | 0 | 1 | 0 | 0 | 150 | 0 | 0 | 0 | 0 | 0 | 0 | 0 | 0 | 0 | 0 | 0 | 1 | 100 |  | -150 | [11 empty] | 1 | 100 | 0 | 0 | 0 | 0 | 0 | 0 | 0 | 0 | 0 | 0 | 0 | 0 | 0 |  | 100 | 0 | 0 | 0 | 0 | 0 | 0 | 0 | 0 | 0 | 0 | 0 | 0 | 0 | 1
SCE Metro | Hinson | 230 | 0 | 5.6 | 0 | 0 | 0 | 0 | 0 | 0 | 3.08 | 0 | 0 | 525 | 0 | 0 | 1 | 0 | 0 | 0 | 0 | 0 | 0 | 0 | 0 | 0 | 0 | 0 | 0 | 0 | 0 | [15 empty] | 0 | 0 | 0 | 0 | 0 | 0 | 0 | 0 | 0 | 0 | 0 | 0 | 0 | 0 | 0 |  | 0 | 5.6 | 0 | 0 | 0 | 0 | 0 | 0 | 3.08 | 0 | 0 | 525 | 0 | 0 | 1 | 0 | 0 | 0 | 0 | 0 | 0 | 0 | 0 | 0 | 0 | 0 | 0 | 0 | 0 | 0 | [14 empty] | 0 | 0 | 0 | 0 | 0 | 0 | 0 | 0 | 0 | 0 | 0 | 0 | 0 | 0 | 0 |  | 0 | 5.6 | 0 | 0 | 0 | 0 | 0 | 0 | 3.08 | 0 | 0 | 525 | 0 | 0 | 1
PG&E GBA | Hollister | 115 | 0 | 0 | 0 | 0 | 0 | 0 | 0 | 0 | 0 | 0 | 0 | 0 | 0 | 0 | 0 | 0 | 0 | 0 | 0 | 0 | 0 | 0 | 0 | 0 | 0 | 0 | 0 | 10 | 0 | [15 empty] | 0 | 0 | 0 | 0 | 0 | 0 | 0 | 0 | 0 | 0 | 0 | 0 | 0 | 10 | 0 |  | 0 | 0 | 0 | 0 | 0 | 0 | 0 | 0 | 0 | 0 | 0 | 0 | 10 | 0 | 1 | 0 | 0 | 0 | 0 | 0 | 0 | 0 | 0 | 0 | 0 | 0 | 0 | 10 | 0 | 1 | [14 empty] | 0 | 0 | 0 | 0 | 0 | 0 | 0 | 0 | 0 | 0 | 0 | 0 | 0 | 10 | 0 |  | 0 | 0 | 0 | 0 | 0 | 0 | 0 | 0 | 0 | 0 | 0 | 0 | 10 | 0 | 1
PG&E NGBA | Homestake | 115 | 0 | 0 | 0 | 0 | 0 | 0 | 0 | 0 | 0 | 0 | 0 | 0 | 0 | 0 | 0 | 0 | 0 | 0 | 0 | 0 | 0 | 0 | 0 | 0 | 0 | 0 | 0 | 0 | 0 | [15 empty] | 0 | 0 | 0 | 0 | 0 | 0 | 0 | 0 | 0 | 0 | 0 | 0 | 0 | 0 | 0 |  | 0 | 0 | 0 | 0 | 0 | 0 | 0 | 0 | 0 | 0 | 0 | 0 | 0 | 0 | 0 | 0 | 0 | 0 | 0 | 0 | 0 | 0 | 0 | 0 | 0 | 0 | 0 | 0 | 0 | 0 | [14 empty] | 0 | 0 | 0 | 0 | 0 | 0 | 0 | 0 | 0 | 0 | 0 | 0 | 0 | 0 | 0 |  | 0 | 0 | 0 | 0 | 0 | 0 | 0 | 0 | 0 | 0 | 0 | 0 | 0 | 0 | 0
PG&E NGBA | Honcut | 115 | 0 | 0 | 0 | 0 | 0 | 0 | 0 | 0 | 0 | 0 | 0 | 0 | 0 | 0 | 0 | 0 | 0 | 0 | 0 | 0 | 0 | 0 | 0 | 0 | 0 | 0 | 0 | 0 | 0 | [15 empty] | 0 | 0 | 0 | 0 | 0 | 0 | 0 | 0 | 0 | 0 | 0 | 0 | 0 | 0 | 0 |  | 0 | 0 | 0 | 0 | 0 | 0 | 0 | 0 | 0 | 0 | 0 | 0 | 0 | 0 | 0 | 0 | 0 | 0 | 0 | 0 | 0 | 0 | 0 | 0 | 0 | 0 | 0 | 0 | 0 | 0 | [14 empty] | 0 | 0 | 0 | 0 | 0 | 0 | 0 | 0 | 0 | 0 | 0 | 0 | 0 | 0 | 0 |  | 0 | 0 | 0 | 0 | 0 | 0 | 0 | 0 | 0 | 0 | 0 | 0 | 0 | 0 | 0
SDGE | Hoodoo Wash | 500 | 0 | 0 | 0 | 0 | 0 | 0 | 0 | 0 | 0 | 0 | 679 | 547.5 | 0 | 0 | 1 | 0 | 0 | 0 | 0 | 0 | 0 | 0 | 0 | 0 | 247.5 | 0 | 0 | 0 | 0 | [15 empty] | 0 | 0 | 0 | 0 | 0 | 0 | 0 | 0 | 0 | 0 | 247.5 | 0 | 0 | 0 | 0 |  | 0 | 0 | 0 | 0 | 0 | 0 | 0 | 0 | 0 | 247.5 | 679 | 547.5 | 0 | 0 | 1 | 0 | 0 | 0 | 0 | 0 | 0 | 0 | 0 | 0 | 247.5 | 240 | 0 | 50 | 0 | 1 | [14 empty] | 0 | 0 | 0 | 0 | 0 | 0 | 0 | 0 | 0 | 0 | 247.5 | 240 | 0 | 50 | 0 |  | 0 | 0 | 0 | 0 | 0 | 0 | 0 | 0 | 0 | 247.5 | 919 | 547.5 | 50 | 0 | 1
PG&E NGBA | Hopland | 115 | 0 | 0 | 0 | 0 | 0 | 0 | 0 | 0 | 0 | 0 | 0 | 0 | 0 | 0 | 0 | 0 | 0 | 0 | 0 | 0 | 0 | 0 | 0 | 0 | 0 | 0 | 0 | 0 | 0 | [15 empty] | 0 | 0 | 0 | 0 | 0 | 0 | 0 | 0 | 0 | 0 | 0 | 0 | 0 | 0 | 0 |  | 0 | 0 | 0 | 0 | 0 | 0 | 0 | 0 | 0 | 0 | 0 | 0 | 0 | 0 | 0 | 0 | 0 | 0 | 0 | 0 | 0 | 0 | 0 | 0 | 0 | 0 | 0 | 0 | 0 | 0 | [14 empty] | 0 | 0 | 0 | 0 | 0 | 0 | 0 | 0 | 0 | 0 | 0 | 0 | 0 | 0 | 0 |  | 0 | 0 | 0 | 0 | 0 | 0 | 0 | 0 | 0 | 0 | 0 | 0 | 0 | 0 | 0
PG&E NGBA | Hopland | 60 | 0 | 0 | 0 | 0 | 0 | 0 | 0 | 0 | 0 | 0 | 0 | 0 | 0 | 0 | 0 | 0 | 0 | 0 | 0 | 0 | 0 | 0 | 0 | 0 | 0 | 0 | 0 | 0 | 0 | [15 empty] | 0 | 0 | 0 | 0 | 0 | 0 | 0 | 0 | 0 | 0 | 0 | 0 | 0 | 0 | 0 |  | 0 | 0 | 0 | 0 | 0 | 0 | 0 | 0 | 0 | 0 | 0 | 0 | 0 | 0 | 0 | 0 | 0 | 0 | 0 | 0 | 0 | 0 | 0 | 0 | 0 | 0 | 0 | 0 | 0 | 0 | [14 empty] | 0 | 0 | 0 | 0 | 0 | 0 | 0 | 0 | 0 | 0 | 0 | 0 | 0 | 0 | 0 |  | 0 | 0 | 0 | 0 | 0 | 0 | 0 | 0 | 0 | 0 | 0 | 0 | 0 | 0 | 0
PG&E NGBA | Humboldt | 115 | 0 | 0 | 0 | 0 | 0 | 0 | 0 | 0 | 0 | 0 | 0 | 0 | 0 | 0 | 0 | 0 | 2.5 | 0 | 0 | 0 | 0 | 0 | 0 | 0 | 0 | 0 | 0 | 0 | 0 | [15 empty] | 0 | 0 | 2.5 | 0 | 0 | 0 | 0 | 0 | 0 | 0 | 0 | 0 | 0 | 0 | 0 |  | 0 | 2.5 | 0 | 0 | 0 | 0 | 0 | 0 | 0 | 0 | 0 | 0 | 0 | 0 | 1 | 0 | 2.5 | 0 | 0 | 0 | 0 | 0 | 0 | 0 | 0 | 0 | 0 | 0 | 0 | 1 | [14 empty] | 0 | 0 | 2.5 | 0 | 0 | 0 | 0 | 0 | 0 | 0 | 0 | 0 | 0 | 0 | 0 |  | 0 | 2.5 | 0 | 0 | 0 | 0 | 0 | 0 | 0 | 0 | 0 | 0 | 0 | 0 | 1
PG&E NGBA | Humboldt | 60 | 0 | 0 | 0 | 0 | 0 | 0 | 0 | 0 | 1.999 | 0 | 0 | 17.25 | 0 | 0 | 1 | 0 | 0 | 0 | 0 | 0 | 0 | 0 | 0 | 0 | 0 | 0 | 0 | 0 | 0 | [15 empty] | 0 | 0 | 0 | 0 | 0 | 0 | 0 | 0 | 0 | 0 | 0 | 0 | 0 | 0 | 0 |  | 0 | 0 | 0 | 0 | 0 | 0 | 0 | 0 | 1.999 | 0 | 0 | 17.25 | 0 | 0 | 1 | 0 | 0 | 0 | 0 | 0 | 0 | 0 | 0 | 0 | 0 | 0 | 0 | 0 | 0 | 0 | [14 empty] | 0 | 0 | 0 | 0 | 0 | 0 | 0 | 0 | 0 | 0 | 0 | 0 | 0 | 0 | 0 |  | 0 | 0 | 0 | 0 | 0 | 0 | 0 | 0 | 1.999 | 0 | 0 | 17.25 | 0 | 0 | 1
PG&E NGBA | Humboldt | 500 | 0 | 0 | 0 | 0 | 0 | 0 | 0 | 0 | 0 | 0 | 0 | 0 | 0 | 0 | 0 | 0 | 0 | 0 | 0 | 0 | 0 | 1607 | 0 | 0 | 0 | 0 | 0 | 0 | 0 | [7 empty] | 1073 | [7 empty] | 1 | 0 | 0 | 0 | 0 | 0 | 0 | 2680 | 0 | 0 | 0 | 0 | 0 | 0 | 0 |  | 0 | 0 | 0 | 0 | 0 | 0 | 2680 | 0 | 0 | 0 | 0 | 0 | 0 | 0 | 1 | 0 | 0 | 0 | 0 | 0 | 0 | 1607 | 0 | 0 | 0 | 0 | 0 | 0 | 0 | 1 | [6 empty] | 1073 | [7 empty] | 1 | 0 | 0 | 0 | 0 | 0 | 0 | 2680 | 0 | 0 | 0 | 0 | 0 | 0 | 0 |  | 0 | 0 | 0 | 0 | 0 | 0 | 2680 | 0 | 0 | 0 | 0 | 0 | 0 | 0 | 1
SCE Metro | Huntington Beach | 230 | 0 | 0 | 0 | 0 | 0 | 0 | 0 | 0 | 0 | 0 | 0 | 0 | 0 | 0 | 0 | 0 | 0 | 0 | 0 | 0 | 0 | 0 | 0 | 0 | 0 | 0 | 0 | 0 | 0 | [15 empty] | 0 | 0 | 0 | 0 | 0 | 0 | 0 | 0 | 0 | 0 | 0 | 0 | 0 | 0 | 0 |  | 0 | 0 | 0 | 0 | 0 | 0 | 0 | 0 | 0 | 0 | 0 | 0 | 0 | 0 | 0 | 0 | 0 | 0 | 0 | 0 | 0 | 0 | 0 | 0 | 0 | 0 | 0 | 0 | 0 | 0 | [14 empty] | 0 | 0 | 0 | 0 | 0 | 0 | 0 | 0 | 0 | 0 | 0 | 0 | 0 | 0 | 0 |  | 0 | 0 | 0 | 0 | 0 | 0 | 0 | 0 | 0 | 0 | 0 | 0 | 0 | 0 | 0
PG&E NGBA | Ignacio | 115 | 0 | 0 | 0 | 0 | 0 | 0 | 0 | 0 | 0 | 0 | 0 | 0 | 0 | 0 | 0 | 0 | 0.65 | 0 | 0 | 0 | 0 | 0 | 0 | 0 | 0 | 0 | 0 | 0 | 0 | [15 empty] | 0 | 0 | 0.65 | 0 | 0 | 0 | 0 | 0 | 0 | 0 | 0 | 0 | 0 | 0 | 0 |  | 0 | 0.65 | 0 | 0 | 0 | 0 | 0 | 0 | 0 | 0 | 0 | 0 | 0 | 0 | 1 | 0 | 0.65 | 0 | 0 | 0 | 0 | 0 | 0 | 0 | 0 | 0 | 0 | 0 | 0 | 1 | [14 empty] | 0 | 0 | 0.65 | 0 | 0 | 0 | 0 | 0 | 0 | 0 | 0 | 0 | 0 | 0 | 0 |  | 0 | 0.65 | 0 | 0 | 0 | 0 | 0 | 0 | 0 | 0 | 0 | 0 | 0 | 0 | 1
PG&E NGBA | Ignacio | 230 | 0 | 0 | 0 | 0 | 0 | 0 | 0 | 0 | 0 | 0 | 0 | 0 | 0 | 0 | 0 | 0 | 0 | 0 | 0 | 0 | 0 | 0 | 0 | 0 | 0 | 0 | 0 | 0 | 0 | [15 empty] | 0 | 0 | 0 | 0 | 0 | 0 | 0 | 0 | 0 | 0 | 0 | 0 | 0 | 0 | 0 |  | 0 | 0 | 0 | 0 | 0 | 0 | 0 | 0 | 0 | 0 | 0 | 0 | 0 | 0 | 0 | 0 | 0 | 0 | 0 | 0 | 0 | 0 | 0 | 0 | 0 | 0 | 0 | 0 | 0 | 0 | [14 empty] | 0 | 0 | 0 | 0 | 0 | 0 | 0 | 0 | 0 | 0 | 0 | 0 | 0 | 0 | 0 |  | 0 | 0 | 0 | 0 | 0 | 0 | 0 | 0 | 0 | 0 | 0 | 0 | 0 | 0 | 0
PG&E NGBA | Ignacio | 60 | 0 | 0 | 0 | 0 | 0 | 0 | 0 | 0 | 0 | 0 | 0 | 0 | 0 | 0 | 0 | 0 | 0 | 0 | 0 | 0 | 0 | 0 | 0 | 0 | 0 | 0 | 0 | 0 | 0 | [15 empty] | 0 | 0 | 0 | 0 | 0 | 0 | 0 | 0 | 0 | 0 | 0 | 0 | 0 | 0 | 0 |  | 0 | 0 | 0 | 0 | 0 | 0 | 0 | 0 | 0 | 0 | 0 | 0 | 0 | 0 | 0 | 0 | 0 | 0 | 0 | 0 | 0 | 0 | 0 | 0 | 0 | 0 | 0 | 0 | 0 | 0 | [14 empty] | 0 | 0 | 0 | 0 | 0 | 0 | 0 | 0 | 0 | 0 | 0 | 0 | 0 | 0 | 0 |  | 0 | 0 | 0 | 0 | 0 | 0 | 0 | 0 | 0 | 0 | 0 | 0 | 0 | 0 | 0
SDGE | Imperial Beach | 69 | 0 | 0 | 0 | 0 | 0 | 0 | 0 | 0 | 0 | 0 | 0 | 3 | 0 | 0 | 1 | 0 | 0 | 0 | 0 | 0 | 0 | 0 | 0 | 0 | 0 | 0 | 0 | 0 | 0 | [15 empty] | 0 | 0 | 0 | 0 | 0 | 0 | 0 | 0 | 0 | 0 | 0 | 0 | 0 | 0 | 0 |  | 0 | 0 | 0 | 0 | 0 | 0 | 0 | 0 | 0 | 0 | 0 | 3 | 0 | 0 | 1 | 0 | 0 | 0 | 0 | 0 | 0 | 0 | 0 | 0 | 0 | 0 | 0 | 0 | 0 | 0 | [14 empty] | 0 | 0 | 0 | 0 | 0 | 0 | 0 | 0 | 0 | 0 | 0 | 0 | 0 | 0 | 0 |  | 0 | 0 | 0 | 0 | 0 | 0 | 0 | 0 | 0 | 0 | 0 | 3 | 0 | 0 | 1
SDGE | Imperial Valley | 230 | 0 | 0 | 0 | 0 | 0 | 0 | 0 | 0 | 0 | 0 | 192 | 578 | 0 | 0 | 1 | 100 | 0 | 0 | 0 | 0 | 0 | 0 | 0 | 0 | 0 | 0 | 0 | 0 | 0 |  | 40 | [13 empty] | 1 | 140 | 0 | 0 | 0 | 0 | 0 | 0 | 0 | 0 | 0 | 0 | 0 | 0 | 0 |  | 140 | 0 | 0 | 0 | 0 | 0 | 0 | 0 | 0 | 0 | 192 | 578 | 0 | 0 | 1 | 100 | 0 | 0 | 0 | 0 | 0 | 0 | 0 | 0 | 100 | 300 | 0 | 150 | 0 | 1 | 40 | [8 empty] | -100 |  |  |  |  | 1 | 140 | 0 | 0 | 0 | 0 | 0 | 0 | 0 | 0 | 0 | 300 | 0 | 150 | 0 |  | 140 | 0 | 0 | 0 | 0 | 0 | 0 | 0 | 0 | 0 | 492 | 578 | 150 | 0 | 1
SDGE | Imperial Valley | 500 | 0 | 0 | 0 | 0 | 0 | 0 | 0 | 0 | 0 | 0 | 0 | 0 | 0 | 0 | 0 | 0 | 0 | 0 | 0 | 0 | 0 | 0 | 0 | 0 | 0 | 0 | 0 | 0 | 0 | [15 empty] | 0 | 0 | 0 | 0 | 0 | 0 | 0 | 0 | 0 | 0 | 0 | 0 | 0 | 0 | 0 |  | 0 | 0 | 0 | 0 | 0 | 0 | 0 | 0 | 0 | 0 | 0 | 0 | 0 | 0 | 0 | 0 | 0 | 0 | 0 | 0 | 0 | 0 | 0 | 0 | 0 | 0 | 0 | 0 | 0 | 0 | [14 empty] | 0 | 0 | 0 | 0 | 0 | 0 | 0 | 0 | 0 | 0 | 0 | 0 | 0 | 0 | 0 |  | 0 | 0 | 0 | 0 | 0 | 0 | 0 | 0 | 0 | 0 | 0 | 0 | 0 | 0 | 0
EOP | Innovation | 138 | 0 | 0 | 0 | 0 | 0 | 0 | 0 | 0 | 0 | 0 | 0 | 0 | 0 | 0 | 0 | 0 | 0 | 0 | 0 | 0 | 0 | 0 | 0 | 0 | 0 | 0 | 0 | 0 | 0 | [15 empty] | 0 | 0 | 0 | 0 | 0 | 0 | 0 | 0 | 0 | 0 | 0 | 0 | 0 | 0 | 0 |  | 0 | 0 | 0 | 0 | 0 | 0 | 0 | 0 | 0 | 0 | 0 | 0 | 0 | 0 | 0 | 0 | 0 | 0 | 0 | 0 | 0 | 0 | 0 | 0 | 0 | 0 | 0 | 0 | 0 | 0 | [14 empty] | 0 | 0 | 0 | 0 | 0 | 0 | 0 | 0 | 0 | 0 | 0 | 0 | 0 | 0 | 0 |  | 0 | 0 | 0 | 0 | 0 | 0 | 0 | 0 | 0 | 0 | 0 | 0 | 0 | 0 | 0
EOP | Innovation | 230 | 0 | 0 | 0 | 0 | 0 | 0 | 0 | 0 | 0 | 0 | 0 | 0 | 0 | 0 | 0 | 0 | 0 | 0 | 0 | 0 | 0 | 0 | 0 | 0 | 300 | 0 | 0 | 50 | 0 | [13 empty] | -50 |  | 1 | 0 | 0 | 0 | 0 | 0 | 0 | 0 | 0 | 0 | 300 | 0 | 0 | 0 | 0 |  | 0 | 0 | 0 | 0 | 0 | 0 | 0 | 0 | 0 | 300 | 0 | 0 | 0 | 0 | 1 | 0 | 0 | 0 | 0 | 0 | 0 | 0 | 0 | 0 | 300 | 300 | 0 | 150 | 0 | 1 | [12 empty] | -100 |  | 1 | 0 | 0 | 0 | 0 | 0 | 0 | 0 | 0 | 0 | 300 | 300 | 0 | 50 | 0 |  | 0 | 0 | 0 | 0 | 0 | 0 | 0 | 0 | 0 | 300 | 300 | 0 | 50 | 0 | 1
SCE NOL | Inyokern | 115 | 0 | 0 | 0 | 0 | 0 | 0 | 0 | 0 | 0 | 0 | 31.8 | 25 | 0 | 0 | 1 | 0 | 1.5 | 0 | 0 | 0 | 0 | 0 | 0 | 0 | 0 | 0 | 0 | 0 | 0 | [15 empty] | 0 | 0 | 1.5 | 0 | 0 | 0 | 0 | 0 | 0 | 0 | 0 | 0 | 0 | 0 | 0 |  | 0 | 1.5 | 0 | 0 | 0 | 0 | 0 | 0 | 0 | 0 | 31.8 | 25 | 0 | 0 | 1 | 0 | 1.5 | 0 | 0 | 0 | 0 | 0 | 0 | 0 | 0 | 0 | 0 | 0 | 0 | 1 | [14 empty] | 0 | 0 | 1.5 | 0 | 0 | 0 | 0 | 0 | 0 | 0 | 0 | 0 | 0 | 0 | 0 |  | 0 | 1.5 | 0 | 0 | 0 | 0 | 0 | 0 | 0 | 0 | 31.8 | 25 | 0 | 0 | 1
EOP | IS Tap | 138 | 0 | 0 | 0 | 0 | 0 | 0 | 0 | 0 | 0 | 0 | 0 | 0 | 0 | 0 | 0 | 0 | 0 | 0 | 0 | 0 | 0 | 0 | 0 | 0 | 0 | 0 | 0 | 0 | 0 | [15 empty] | 0 | 0 | 0 | 0 | 0 | 0 | 0 | 0 | 0 | 0 | 0 | 0 | 0 | 0 | 0 |  | 0 | 0 | 0 | 0 | 0 | 0 | 0 | 0 | 0 | 0 | 0 | 0 | 0 | 0 | 0 | 0 | 0 | 0 | 0 | 0 | 0 | 0 | 0 | 0 | 0 | 0 | 0 | 0 | 0 | 0 | [14 empty] | 0 | 0 | 0 | 0 | 0 | 0 | 0 | 0 | 0 | 0 | 0 | 0 | 0 | 0 | 0 |  | 0 | 0 | 0 | 0 | 0 | 0 | 0 | 0 | 0 | 0 | 0 | 0 | 0 | 0 | 0
EOP | Ivanpah | 115 | 0 | 0 | 0 | 0 | 0 | 0 | 0 | 0 | 0 | 0 | 0 | 0 | 0 | 0 | 0 | 0 | 0 | 0 | 0 | 0 | 0 | 0 | 0 | 0 | 0 | 0 | 0 | 0 | 0 | [15 empty] | 0 | 0 | 0 | 0 | 0 | 0 | 0 | 0 | 0 | 0 | 0 | 0 | 0 | 0 | 0 |  | 0 | 0 | 0 | 0 | 0 | 0 | 0 | 0 | 0 | 0 | 0 | 0 | 0 | 0 | 0 | 0 | 0 | 0 | 0 | 0 | 0 | 0 | 0 | 0 | 0 | 0 | 0 | 0 | 0 | 0 | [14 empty] | 0 | 0 | 0 | 0 | 0 | 0 | 0 | 0 | 0 | 0 | 0 | 0 | 0 | 0 | 0 |  | 0 | 0 | 0 | 0 | 0 | 0 | 0 | 0 | 0 | 0 | 0 | 0 | 0 | 0 | 0
EOP | Ivanpah | 230 | 0 | 0 | 0 | 0 | 0 | 0 | 0 | 0 | 0 | 0 | 0 | 0 | 0 | 0 | 0 | 0 | 0 | 0 | 0 | 0 | 0 | 0 | 0 | 0 | 0 | 0 | 0 | 0 | 0 | [15 empty] | 0 | 0 | 0 | 0 | 0 | 0 | 0 | 0 | 0 | 0 | 0 | 0 | 0 | 0 | 0 |  | 0 | 0 | 0 | 0 | 0 | 0 | 0 | 0 | 0 | 0 | 0 | 0 | 0 | 0 | 0 | 0 | 0 | 0 | 0 | 0 | 0 | 0 | 0 | 0 | 0 | 0 | 0 | 0 | 0 | 0 | [14 empty] | 0 | 0 | 0 | 0 | 0 | 0 | 0 | 0 | 0 | 0 | 0 | 0 | 0 | 0 | 0 |  | 0 | 0 | 0 | 0 | 0 | 0 | 0 | 0 | 0 | 0 | 0 | 0 | 0 | 0 | 0
EOP | Jackass (DOE) | 138 | 0 | 0 | 0 | 0 | 0 | 0 | 0 | 0 | 0 | 0 | 0 | 0 | 0 | 0 | 0 | 0 | 0 | 0 | 0 | 0 | 0 | 0 | 0 | 0 | 0 | 0 | 0 | 0 | 0 | [15 empty] | 0 | 0 | 0 | 0 | 0 | 0 | 0 | 0 | 0 | 0 | 0 | 0 | 0 | 0 | 0 |  | 0 | 0 | 0 | 0 | 0 | 0 | 0 | 0 | 0 | 0 | 0 | 0 | 0 | 0 | 0 | 0 | 0 | 0 | 0 | 0 | 0 | 0 | 0 | 0 | 0 | 0 | 0 | 0 | 0 | 0 | [14 empty] | 0 | 0 | 0 | 0 | 0 | 0 | 0 | 0 | 0 | 0 | 0 | 0 | 0 | 0 | 0 |  | 0 | 0 | 0 | 0 | 0 | 0 | 0 | 0 | 0 | 0 | 0 | 0 | 0 | 0 | 0
PG&E NGBA | James B Black | 230 | 0 | 0 | 0 | 0 | 0 | 0 | 0 | 0 | 0 | 0 | 0 | 0 | 0 | 0 | 0 | 0 | 0 | 0 | 0 | 0 | 0 | 0 | 0 | 0 | 0 | 0 | 0 | 0 | 0 | [15 empty] | 0 | 0 | 0 | 0 | 0 | 0 | 0 | 0 | 0 | 0 | 0 | 0 | 0 | 0 | 0 |  | 0 | 0 | 0 | 0 | 0 | 0 | 0 | 0 | 0 | 0 | 0 | 0 | 0 | 0 | 0 | 0 | 0 | 0 | 0 | 0 | 0 | 0 | 0 | 0 | 0 | 0 | 0 | 0 | 0 | 0 | [14 empty] | 0 | 0 | 0 | 0 | 0 | 0 | 0 | 0 | 0 | 0 | 0 | 0 | 0 | 0 | 0 |  | 0 | 0 | 0 | 0 | 0 | 0 | 0 | 0 | 0 | 0 | 0 | 0 | 0 | 0 | 0
PG&E GBA | Jefferson | 230 | 0 | 0 | 0 | 0 | 0 | 0 | 0 | 0 | 0 | 0 | 0 | 0 | 0 | 0 | 0 | 0 | 0 | 0 | 0 | 0 | 0 | 0 | 0 | 0 | 0 | 0 | 0 | 0 | 0 | [15 empty] | 0 | 0 | 0 | 0 | 0 | 0 | 0 | 0 | 0 | 0 | 0 | 0 | 0 | 0 | 0 |  | 0 | 0 | 0 | 0 | 0 | 0 | 0 | 0 | 0 | 0 | 0 | 0 | 0 | 0 | 0 | 0 | 0 | 0 | 0 | 0 | 0 | 0 | 0 | 0 | 0 | 0 | 0 | 0 | 0 | 0 | [14 empty] | 0 | 0 | 0 | 0 | 0 | 0 | 0 | 0 | 0 | 0 | 0 | 0 | 0 | 0 | 0 |  | 0 | 0 | 0 | 0 | 0 | 0 | 0 | 0 | 0 | 0 | 0 | 0 | 0 | 0 | 0
PG&E NGBA | Jessup | 115 | 0 | 0 | 0 | 0 | 0 | 0 | 0 | 0 | 0 | 0 | 0 | 0 | 0 | 0 | 0 | 0 | 17 | 0 | 0 | 0 | 0 | 0 | 0 | 0 | 0 | 0 | 0 | 0 | 0 | [15 empty] | 0 | 0 | 17 | 0 | 0 | 0 | 0 | 0 | 0 | 0 | 0 | 0 | 0 | 0 | 0 |  | 0 | 17 | 0 | 0 | 0 | 0 | 0 | 0 | 0 | 0 | 0 | 0 | 0 | 0 | 1 | 0 | 17 | 0 | 0 | 0 | 0 | 0 | 0 | 0 | 0 | 0 | 0 | 0 | 0 | 1 | [14 empty] | 0 | 0 | 17 | 0 | 0 | 0 | 0 | 0 | 0 | 0 | 0 | 0 | 0 | 0 | 0 |  | 0 | 17 | 0 | 0 | 0 | 0 | 0 | 0 | 0 | 0 | 0 | 0 | 0 | 0 | 1
SCE Metro | Johanna | 230 | 0 | 0 | 0 | 0 | 0 | 0 | 0 | 0 | 0 | 0 | 0 | 0 | 0 | 0 | 0 | 0 | 0 | 0 | 0 | 0 | 0 | 0 | 0 | 0 | 0 | 0 | 0 | 0 | 0 | [15 empty] | 0 | 0 | 0 | 0 | 0 | 0 | 0 | 0 | 0 | 0 | 0 | 0 | 0 | 0 | 0 |  | 0 | 0 | 0 | 0 | 0 | 0 | 0 | 0 | 0 | 0 | 0 | 0 | 0 | 0 | 0 | 0 | 0 | 0 | 0 | 0 | 0 | 0 | 0 | 0 | 0 | 0 | 0 | 0 | 0 | 0 | [14 empty] | 0 | 0 | 0 | 0 | 0 | 0 | 0 | 0 | 0 | 0 | 0 | 0 | 0 | 0 | 0 |  | 0 | 0 | 0 | 0 | 0 | 0 | 0 | 0 | 0 | 0 | 0 | 0 | 0 | 0 | 0
SCE Eastern | Julian Hinds | 230 | 0 | 0 | 0 | 0 | 0 | 0 | 0 | 0 | 0 | 0 | 0 | 0 | 0 | 0 | 0 | 0 | 0 | 0 | 0 | 0 | 0 | 0 | 0 | 0 | 0 | 0 | 0 | 0 | 0 | [15 empty] | 0 | 0 | 0 | 0 | 0 | 0 | 0 | 0 | 0 | 0 | 0 | 0 | 0 | 0 | 0 |  | 0 | 0 | 0 | 0 | 0 | 0 | 0 | 0 | 0 | 0 | 0 | 0 | 0 | 0 | 0 | 0 | 0 | 0 | 0 | 0 | 0 | 0 | 0 | 0 | 0 | 0 | 0 | 0 | 0 | 0 | [14 empty] | 0 | 0 | 0 | 0 | 0 | 0 | 0 | 0 | 0 | 0 | 0 | 0 | 0 | 0 | 0 |  | 0 | 0 | 0 | 0 | 0 | 0 | 0 | 0 | 0 | 0 | 0 | 0 | 0 | 0 | 0
PG&E GBA | Kasson | 115 | 0 | 0 | 0 | 0 | 0 | 0 | 0 | 0 | 0 | 0 | 0 | 0 | 0 | 0 | 0 | 0 | 0 | 0 | 0 | 0 | 0 | 0 | 0 | 0 | 0 | 0 | 0 | 0 | 0 | [15 empty] | 0 | 0 | 0 | 0 | 0 | 0 | 0 | 0 | 0 | 0 | 0 | 0 | 0 | 0 | 0 |  | 0 | 0 | 0 | 0 | 0 | 0 | 0 | 0 | 0 | 0 | 0 | 0 | 0 | 0 | 0 | 0 | 0 | 0 | 0 | 0 | 0 | 0 | 0 | 0 | 0 | 0 | 0 | 0 | 0 | 0 | [14 empty] | 0 | 0 | 0 | 0 | 0 | 0 | 0 | 0 | 0 | 0 | 0 | 0 | 0 | 0 | 0 |  | 0 | 0 | 0 | 0 | 0 | 0 | 0 | 0 | 0 | 0 | 0 | 0 | 0 | 0 | 0
PG&E GBA | Kasson | 60 | 0 | 0 | 0 | 0 | 0 | 0 | 0 | 0 | 0 | 0 | 0 | 0 | 0 | 0 | 0 | 0 | 0 | 0 | 0 | 0 | 0 | 0 | 0 | 0 | 0 | 0 | 0 | 0 | 0 | [15 empty] | 0 | 0 | 0 | 0 | 0 | 0 | 0 | 0 | 0 | 0 | 0 | 0 | 0 | 0 | 0 |  | 0 | 0 | 0 | 0 | 0 | 0 | 0 | 0 | 0 | 0 | 0 | 0 | 0 | 0 | 0 | 0 | 0 | 0 | 0 | 0 | 0 | 0 | 0 | 0 | 0 | 0 | 0 | 0 | 0 | 0 | [14 empty] | 0 | 0 | 0 | 0 | 0 | 0 | 0 | 0 | 0 | 0 | 0 | 0 | 0 | 0 | 0 |  | 0 | 0 | 0 | 0 | 0 | 0 | 0 | 0 | 0 | 0 | 0 | 0 | 0 | 0 | 0
PG&E FRESNO | Kearney | 230 | 0 | 0 | 0 | 0 | 0 | 0 | 0 | 0 | 10 | 0 | 0 | 0 | 0 | 0 | 1 | 0 | 0 | 0 | 0 | 0 | 0 | 0 | 0 | 0 | 0 | 0 | 0 | 0 | 0 | [15 empty] | 0 | 0 | 0 | 0 | 0 | 0 | 0 | 0 | 0 | 0 | 0 | 0 | 0 | 0 | 0 |  | 0 | 0 | 0 | 0 | 0 | 0 | 0 | 0 | 10 | 0 | 0 | 0 | 0 | 0 | 1 | 0 | 0 | 0 | 0 | 0 | 0 | 0 | 0 | 0 | 300 | 100 | 0 | 20 | 0 | 1 | [9 empty] | -300 | -100 |  | -20 |  | 1 | 0 | 0 | 0 | 0 | 0 | 0 | 0 | 0 | 0 | 0 | 0 | 0 | 0 | 0 |  | 0 | 0 | 0 | 0 | 0 | 0 | 0 | 0 | 10 | 0 | 0 | 0 | 0 | 0 | 1
PG&E FRESNO | Kearney | 70 | 0 | 0 | 0 | 0 | 0 | 0 | 0 | 0 | 0 | 0 | 0 | 0 | 0 | 0 | 0 | 0 | 0 | 0 | 0 | 0 | 0 | 0 | 0 | 0 | 0 | 0 | 0 | 0 | 0 | [15 empty] | 0 | 0 | 0 | 0 | 0 | 0 | 0 | 0 | 0 | 0 | 0 | 0 | 0 | 0 | 0 |  | 0 | 0 | 0 | 0 | 0 | 0 | 0 | 0 | 0 | 0 | 0 | 0 | 0 | 0 | 0 | 0 | 0 | 0 | 0 | 0 | 0 | 0 | 0 | 0 | 0 | 0 | 0 | 0 | 0 | 0 | [14 empty] | 0 | 0 | 0 | 0 | 0 | 0 | 0 | 0 | 0 | 0 | 0 | 0 | 0 | 0 | 0 |  | 0 | 0 | 0 | 0 | 0 | 0 | 0 | 0 | 0 | 0 | 0 | 0 | 0 | 0 | 0
PG&E GBA | Kelso | 230 | 0 | 0 | 0 | 0 | 0 | 0 | 0 | 0 | 0 | 0 | 0 | 90.7 | 0 | 0 | 1 | 0 | 0 | 80.8 | 3.45 | 0 | 0 | 0 | 0 | 0 | 0 | 0 | 0 | 0 | 0 | [15 empty] | 0 | 0 | 0 | 80.8 | 3.45 | 0 | 0 | 0 | 0 | 0 | 0 | 0 | 0 | 0 | 0 |  | 0 | 0 | 80.8 | 3.45 | 0 | 0 | 0 | 0 | 0 | 0 | 0 | 90.7 | 0 | 0 | 1 | 0 | 0 | 80.8 | 3.45 | 0 | 0 | 0 | 0 | 0 | 0 | 0 | 0 | 0 | 0 | 1 | [14 empty] | 0 | 0 | 0 | 80.8 | 3.45 | 0 | 0 | 0 | 0 | 0 | 0 | 0 | 0 | 0 | 0 |  | 0 | 0 | 80.8 | 3.45 | 0 | 0 | 0 | 0 | 0 | 0 | 0 | 90.7 | 0 | 0 | 1
PG&E FRESNO | Kerchoff 1 | 115 | 0 | 0 | 0 | 0 | 0 | 0 | 0 | 0 | 0 | 0 | 0 | 0 | 0 | 0 | 0 | 0 | 2 | 0 | 0 | 0 | 0 | 0 | 0 | 0 | 0 | 0 | 0 | 0 | 0 | [15 empty] | 0 | 0 | 2 | 0 | 0 | 0 | 0 | 0 | 0 | 0 | 0 | 0 | 0 | 0 | 0 |  | 0 | 2 | 0 | 0 | 0 | 0 | 0 | 0 | 0 | 0 | 0 | 0 | 0 | 0 | 1 | 0 | 2 | 0 | 0 | 0 | 0 | 0 | 0 | 0 | 0 | 0 | 0 | 0 | 0 | 1 | [14 empty] | 0 | 0 | 2 | 0 | 0 | 0 | 0 | 0 | 0 | 0 | 0 | 0 | 0 | 0 | 0 |  | 0 | 2 | 0 | 0 | 0 | 0 | 0 | 0 | 0 | 0 | 0 | 0 | 0 | 0 | 1
PG&E KERN | Kern Oil | 115 | 0 | 0 | 0 | 0 | 0 | 0 | 0 | 0 | 0 | 0 | 0 | 0 | 0 | 0 | 0 | 0 | 0 | 0 | 0 | 0 | 0 | 0 | 0 | 1 | 0 | 0 | 0 | 0 | 0 | [15 empty] | 0 | 0 | 0 | 0 | 0 | 0 | 0 | 0 | 0 | 1 | 0 | 0 | 0 | 0 | 0 |  | 0 | 0 | 0 | 0 | 0 | 0 | 0 | 0 | 1 | 0 | 0 | 0 | 0 | 0 | 1 | 0 | 0 | 0 | 0 | 0 | 0 | 0 | 0 | 1 | 0 | 0 | 0 | 0 | 0 | 1 | [14 empty] | 0 | 0 | 0 | 0 | 0 | 0 | 0 | 0 | 0 | 1 | 0 | 0 | 0 | 0 | 0 |  | 0 | 0 | 0 | 0 | 0 | 0 | 0 | 0 | 1 | 0 | 0 | 0 | 0 | 0 | 1
PG&E KERN | Kern PP | 115 | 0 | 0 | 0 | 0 | 0 | 0 | 0 | 0 | 0 | 0 | 0 | 0 | 0 | 0 | 0 | 0 | 0 | 0 | 0 | 0 | 0 | 0 | 0 | 0 | 0 | 0 | 0 | 0 | 0 | [15 empty] | 0 | 0 | 0 | 0 | 0 | 0 | 0 | 0 | 0 | 0 | 0 | 0 | 0 | 0 | 0 |  | 0 | 0 | 0 | 0 | 0 | 0 | 0 | 0 | 0 | 0 | 0 | 0 | 0 | 0 | 0 | 0 | 0 | 0 | 0 | 0 | 0 | 0 | 0 | 0 | 0 | 0 | 0 | 0 | 0 | 0 | [14 empty] | 0 | 0 | 0 | 0 | 0 | 0 | 0 | 0 | 0 | 0 | 0 | 0 | 0 | 0 | 0 |  | 0 | 0 | 0 | 0 | 0 | 0 | 0 | 0 | 0 | 0 | 0 | 0 | 0 | 0 | 0
PG&E KERN | Kern PP | 230 | 0 | 0 | 0 | 0 | 0 | 0 | 0 | 0 | 0 | 0 | 0 | 0 | 0 | 0 | 0 | 0 | 0 | 0 | 0 | 0 | 0 | 0 | 0 | 0 | 0 | 0 | 0 | 0 | 0 | [15 empty] | 0 | 0 | 0 | 0 | 0 | 0 | 0 | 0 | 0 | 0 | 0 | 0 | 0 | 0 | 0 |  | 0 | 0 | 0 | 0 | 0 | 0 | 0 | 0 | 0 | 0 | 0 | 0 | 0 | 0 | 0 | 0 | 0 | 0 | 0 | 0 | 0 | 0 | 0 | 0 | 0 | 0 | 0 | 0 | 0 | 0 | [14 empty] | 0 | 0 | 0 | 0 | 0 | 0 | 0 | 0 | 0 | 0 | 0 | 0 | 0 | 0 | 0 |  | 0 | 0 | 0 | 0 | 0 | 0 | 0 | 0 | 0 | 0 | 0 | 0 | 0 | 0 | 0
PG&E KERN | Kern PP | 70 | 0 | 0 | 0 | 0 | 0 | 0 | 0 | 0 | 0 | 0 | 0 | 0 | 0 | 0 | 0 | 0 | 0 | 0 | 0 | 0 | 0 | 0 | 0 | 0 | 0 | 0 | 0 | 0 | 0 | [15 empty] | 0 | 0 | 0 | 0 | 0 | 0 | 0 | 0 | 0 | 0 | 0 | 0 | 0 | 0 | 0 |  | 0 | 0 | 0 | 0 | 0 | 0 | 0 | 0 | 0 | 0 | 0 | 0 | 0 | 0 | 0 | 0 | 0 | 0 | 0 | 0 | 0 | 0 | 0 | 0 | 0 | 0 | 0 | 0 | 0 | 0 | [14 empty] | 0 | 0 | 0 | 0 | 0 | 0 | 0 | 0 | 0 | 0 | 0 | 0 | 0 | 0 | 0 |  | 0 | 0 | 0 | 0 | 0 | 0 | 0 | 0 | 0 | 0 | 0 | 0 | 0 | 0 | 0
PG&E KERN | Kernridge | 115 | 0 | 0 | 0 | 0 | 0 | 0 | 0 | 0 | 0 | 0 | 0 | 0 | 0 | 0 | 0 | 0 | 0 | 0 | 0 | 0 | 0 | 0 | 0 | 0 | 0 | 0 | 0 | 0 | 0 | [15 empty] | 0 | 0 | 0 | 0 | 0 | 0 | 0 | 0 | 0 | 0 | 0 | 0 | 0 | 0 | 0 |  | 0 | 0 | 0 | 0 | 0 | 0 | 0 | 0 | 0 | 0 | 0 | 0 | 0 | 0 | 0 | 0 | 0 | 0 | 0 | 0 | 0 | 0 | 0 | 0 | 0 | 0 | 0 | 0 | 0 | 0 | [14 empty] | 0 | 0 | 0 | 0 | 0 | 0 | 0 | 0 | 0 | 0 | 0 | 0 | 0 | 0 | 0 |  | 0 | 0 | 0 | 0 | 0 | 0 | 0 | 0 | 0 | 0 | 0 | 0 | 0 | 0 | 0
PG&E FRESNO | Kingsburg | 115 | 0 | 0 | 0 | 0 | 0 | 0 | 0 | 0 | 0 | 0 | 0 | 0 | 0 | 0 | 0 | 0 | 0 | 0 | 0 | 0 | 0 | 0 | 0 | 0 | 0 | 0 | 0 | 0 | 0 | [15 empty] | 0 | 0 | 0 | 0 | 0 | 0 | 0 | 0 | 0 | 0 | 0 | 0 | 0 | 0 | 0 |  | 0 | 0 | 0 | 0 | 0 | 0 | 0 | 0 | 0 | 0 | 0 | 0 | 0 | 0 | 0 | 0 | 0 | 0 | 0 | 0 | 0 | 0 | 0 | 0 | 0 | 0 | 0 | 0 | 0 | 0 | [14 empty] | 0 | 0 | 0 | 0 | 0 | 0 | 0 | 0 | 0 | 0 | 0 | 0 | 0 | 0 | 0 |  | 0 | 0 | 0 | 0 | 0 | 0 | 0 | 0 | 0 | 0 | 0 | 0 | 0 | 0 | 0
PG&E GBA | Kirker | 115 | 0 | 0 | 0 | 0 | 0 | 0 | 0 | 0 | 2.9 | 0 | 0 | 0 | 0 | 0 | 1 | 0 | 0 | 0 | 0 | 0 | 0 | 0 | 0 | 0 | 0 | 0 | 0 | 0 | 0 | [15 empty] | 0 | 0 | 0 | 0 | 0 | 0 | 0 | 0 | 0 | 0 | 0 | 0 | 0 | 0 | 0 |  | 0 | 0 | 0 | 0 | 0 | 0 | 0 | 0 | 2.9 | 0 | 0 | 0 | 0 | 0 | 1 | 0 | 0 | 0 | 0 | 0 | 0 | 0 | 0 | 0 | 0 | 0 | 0 | 0 | 0 | 0 | [14 empty] | 0 | 0 | 0 | 0 | 0 | 0 | 0 | 0 | 0 | 0 | 0 | 0 | 0 | 0 | 0 |  | 0 | 0 | 0 | 0 | 0 | 0 | 0 | 0 | 2.9 | 0 | 0 | 0 | 0 | 0 | 1
PG&E NGBA | Knights Landing | 115 | 0 | 0 | 0 | 0 | 0 | 0 | 0 | 0 | 0 | 0 | 0 | 0 | 0 | 0 | 0 | 0 | 0 | 0 | 0 | 0 | 0 | 0 | 0 | 0 | 0 | 0 | 0 | 0 | 0 | [15 empty] | 0 | 0 | 0 | 0 | 0 | 0 | 0 | 0 | 0 | 0 | 0 | 0 | 0 | 0 | 0 |  | 0 | 0 | 0 | 0 | 0 | 0 | 0 | 0 | 0 | 0 | 0 | 0 | 0 | 0 | 0 | 0 | 0 | 0 | 0 | 0 | 0 | 0 | 0 | 0 | 0 | 0 | 0 | 0 | 0 | 0 | [14 empty] | 0 | 0 | 0 | 0 | 0 | 0 | 0 | 0 | 0 | 0 | 0 | 0 | 0 | 0 | 0 |  | 0 | 0 | 0 | 0 | 0 | 0 | 0 | 0 | 0 | 0 | 0 | 0 | 0 | 0 | 0
PG&E NGBA | Konocti | 60 | 0 | 0.2 | 0 | 0 | 0 | 0 | 0 | 0 | 0 | 0 | 0 | 0 | 0 | 0 | 1 | 0 | 0 | 0 | 0 | 0 | 0 | 0 | 0 | 0 | 0 | 0 | 0 | 0 | 0 | [15 empty] | 0 | 0 | 0 | 0 | 0 | 0 | 0 | 0 | 0 | 0 | 0 | 0 | 0 | 0 | 0 |  | 0 | 0.2 | 0 | 0 | 0 | 0 | 0 | 0 | 0 | 0 | 0 | 0 | 0 | 0 | 1 | 0 | 0 | 0 | 0 | 0 | 0 | 0 | 0 | 0 | 0 | 0 | 0 | 0 | 0 | 0 | [14 empty] | 0 | 0 | 0 | 0 | 0 | 0 | 0 | 0 | 0 | 0 | 0 | 0 | 0 | 0 | 0 |  | 0 | 0.2 | 0 | 0 | 0 | 0 | 0 | 0 | 0 | 0 | 0 | 0 | 0 | 0 | 1
SCE NOL | Kramer | 115 | 0 | 0 | 0 | 0 | 0 | 0 | 0 | 0 | 0 | 0 | 8 | 0 | 6 | 0 | 1 | 0 | 0 | 0 | 0 | 0 | 0 | 0 | 0 | 4 | 0 | 0 | 0 | 0 | 0 | [15 empty] | 0 | 0 | 0 | 0 | 0 | 0 | 0 | 0 | 0 | 4 | 0 | 0 | 0 | 0 | 0 |  | 0 | 0 | 0 | 0 | 0 | 0 | 0 | 0 | 4 | 0 | 8 | 0 | 6 | 0 | 1 | 0 | 0 | 0 | 0 | 0 | 0 | 0 | 0 | 4 | 0 | 0 | 0 | 0 | 0 | 1 | [14 empty] | 0 | 0 | 0 | 0 | 0 | 0 | 0 | 0 | 0 | 4 | 0 | 0 | 0 | 0 | 0 |  | 0 | 0 | 0 | 0 | 0 | 0 | 0 | 0 | 4 | 0 | 8 | 0 | 6 | 0 | 1
SCE NOL | Kramer | 230 | 0 | 0 | 0 | 0 | 0 | 0 | 0 | 0 | 0 | 75 | 200 | 268.7 | 0 | 0 | 1 | 0 | 0 | 0 | 0 | 0 | 0 | 0 | 0 | 0 | 14 | 0 | 0 | 0 | 0 | [10 empty] | -14 |  |  |  |  | 1 | 0 | 0 | 0 | 0 | 0 | 0 | 0 | 0 | 0 | 0 | 0 | 0 | 0 | 0 |  | 0 | 0 | 0 | 0 | 0 | 0 | 0 | 0 | 0 | 75 | 200 | 268.7 | 0 | 0 | 1 | 0 | 0 | 0 | 0 | 0 | 0 | 0 | 0 | 0 | 14 | 0 | 0 | 0 | 0 | 1 | [9 empty] | -14 |  |  |  |  | 1 | 0 | 0 | 0 | 0 | 0 | 0 | 0 | 0 | 0 | 0 | 0 | 0 | 0 | 0 |  | 0 | 0 | 0 | 0 | 0 | 0 | 0 | 0 | 0 | 75 | 200 | 268.7 | 0 | 0 | 1
SCE Metro | La Cienega | 230 | 0 | 0 | 0 | 0 | 0 | 0 | 0 | 0 | 0 | 0 | 0 | 0 | 0 | 0 | 0 | 0 | 0 | 0 | 0 | 0 | 0 | 0 | 0 | 0 | 0 | 0 | 0 | 0 | 0 | [15 empty] | 0 | 0 | 0 | 0 | 0 | 0 | 0 | 0 | 0 | 0 | 0 | 0 | 0 | 0 | 0 |  | 0 | 0 | 0 | 0 | 0 | 0 | 0 | 0 | 0 | 0 | 0 | 0 | 0 | 0 | 0 | 0 | 0 | 0 | 0 | 0 | 0 | 0 | 0 | 0 | 0 | 0 | 0 | 0 | 0 | 0 | [14 empty] | 0 | 0 | 0 | 0 | 0 | 0 | 0 | 0 | 0 | 0 | 0 | 0 | 0 | 0 | 0 |  | 0 | 0 | 0 | 0 | 0 | 0 | 0 | 0 | 0 | 0 | 0 | 0 | 0 | 0 | 0
SCE Metro | La Fresa | 230 | 0 | 0 | 0 | 0 | 0 | 0 | 0 | 0 | 0.64 | 0 | 0 | 0 | 0 | 0 | 1 | 0 | 0 | 0 | 0 | 0 | 0 | 0 | 0 | 0 | 0 | 0 | 0 | 0 | 0 | [15 empty] | 0 | 0 | 0 | 0 | 0 | 0 | 0 | 0 | 0 | 0 | 0 | 0 | 0 | 0 | 0 |  | 0 | 0 | 0 | 0 | 0 | 0 | 0 | 0 | 0.64 | 0 | 0 | 0 | 0 | 0 | 1 | 0 | 0 | 0 | 0 | 0 | 0 | 0 | 0 | 0 | 0 | 0 | 0 | 0 | 0 | 0 | [14 empty] | 0 | 0 | 0 | 0 | 0 | 0 | 0 | 0 | 0 | 0 | 0 | 0 | 0 | 0 | 0 |  | 0 | 0 | 0 | 0 | 0 | 0 | 0 | 0 | 0.64 | 0 | 0 | 0 | 0 | 0 | 1
SCE Metro | Laguna Bell | 230 | 0 | 0 | 0 | 0 | 0 | 0 | 0 | 0 | 3.27 | 0 | 0 | 350 | 0 | 0 | 1 | 0 | 0 | 0 | 0 | 0 | 0 | 0 | 0 | 0 | 0 | 0 | 0 | 0 | 0 | [15 empty] | 0 | 0 | 0 | 0 | 0 | 0 | 0 | 0 | 0 | 0 | 0 | 0 | 0 | 0 | 0 |  | 0 | 0 | 0 | 0 | 0 | 0 | 0 | 0 | 3.27 | 0 | 0 | 350 | 0 | 0 | 1 | 0 | 0 | 0 | 0 | 0 | 0 | 0 | 0 | 0 | 0 | 0 | 0 | 150 | 0 | 1 | [14 empty] | 0 | 0 | 0 | 0 | 0 | 0 | 0 | 0 | 0 | 0 | 0 | 0 | 0 | 150 | 0 |  | 0 | 0 | 0 | 0 | 0 | 0 | 0 | 0 | 3.27 | 0 | 0 | 350 | 150 | 0 | 1
PG&E KERN | Lakeview | 70 | 0 | 0 | 0 | 0 | 0 | 0 | 0 | 0 | 0 | 0 | 70 | 65.5 | 0 | 0 | 1 | 0 | 0 | 0 | 0 | 0 | 0 | 0 | 0 | 0 | 0 | 0 | 0 | 0 | 0 | [15 empty] | 0 | 0 | 0 | 0 | 0 | 0 | 0 | 0 | 0 | 0 | 0 | 0 | 0 | 0 | 0 |  | 0 | 0 | 0 | 0 | 0 | 0 | 0 | 0 | 0 | 0 | 70 | 65.5 | 0 | 0 | 1 | 0 | 0 | 0 | 0 | 0 | 0 | 0 | 0 | 0 | 0 | 0 | 0 | 0 | 0 | 0 | [14 empty] | 0 | 0 | 0 | 0 | 0 | 0 | 0 | 0 | 0 | 0 | 0 | 0 | 0 | 0 | 0 |  | 0 | 0 | 0 | 0 | 0 | 0 | 0 | 0 | 0 | 0 | 70 | 65.5 | 0 | 0 | 1
PG&E NGBA | Lakeville | 230 | 0 | 0 | 0 | 0 | 0 | 0 | 0 | 0 | 0 | 0 | 0 | 0 | 0 | 0 | 0 | 0 | 0 | 0 | 0 | 0 | 0 | 0 | 0 | 0 | 0 | 0 | 0 | 0 | 0 | [15 empty] | 0 | 0 | 0 | 0 | 0 | 0 | 0 | 0 | 0 | 0 | 0 | 0 | 0 | 0 | 0 |  | 0 | 0 | 0 | 0 | 0 | 0 | 0 | 0 | 0 | 0 | 0 | 0 | 0 | 0 | 0 | 0 | 0 | 0 | 0 | 0 | 0 | 0 | 0 | 0 | 0 | 0 | 0 | 0 | 0 | 0 | [14 empty] | 0 | 0 | 0 | 0 | 0 | 0 | 0 | 0 | 0 | 0 | 0 | 0 | 0 | 0 | 0 |  | 0 | 0 | 0 | 0 | 0 | 0 | 0 | 0 | 0 | 0 | 0 | 0 | 0 | 0 | 0
PG&E NGBA | Lakeville | 60 | 0 | 0 | 0 | 0 | 0 | 0 | 0 | 0 | 0 | 0 | 0 | 0 | 0 | 0 | 0 | 0 | 0 | 0 | 0 | 0 | 0 | 0 | 0 | 4 | 0 | 0 | 0 | 0 | 0 | [15 empty] | 0 | 0 | 0 | 0 | 0 | 0 | 0 | 0 | 0 | 4 | 0 | 0 | 0 | 0 | 0 |  | 0 | 0 | 0 | 0 | 0 | 0 | 0 | 0 | 4 | 0 | 0 | 0 | 0 | 0 | 1 | 0 | 0 | 0 | 0 | 0 | 0 | 0 | 0 | 4 | 0 | 0 | 0 | 0 | 0 | 1 | [14 empty] | 0 | 0 | 0 | 0 | 0 | 0 | 0 | 0 | 0 | 4 | 0 | 0 | 0 | 0 | 0 |  | 0 | 0 | 0 | 0 | 0 | 0 | 0 | 0 | 4 | 0 | 0 | 0 | 0 | 0 | 1
PG&E NGBA | Lakeville | 115 | 0 | 0 | 0 | 0 | 0 | 0 | 0 | 0 | 0 | 0 | 0 | 50 | 0 | 0 | 1 | 0 | 0 | 0 | 0 | 0 | 0 | 0 | 0 | 0 | 0 | 0 | 0 | 0 | 0 | [15 empty] | 0 | 0 | 0 | 0 | 0 | 0 | 0 | 0 | 0 | 0 | 0 | 0 | 0 | 0 | 0 |  | 0 | 0 | 0 | 0 | 0 | 0 | 0 | 0 | 0 | 0 | 0 | 50 | 0 | 0 | 1 | 0 | 0 | 0 | 0 | 0 | 0 | 0 | 0 | 0 | 0 | 0 | 0 | 0 | 0 | 0 | [14 empty] | 0 | 0 | 0 | 0 | 0 | 0 | 0 | 0 | 0 | 0 | 0 | 0 | 0 | 0 | 0 |  | 0 | 0 | 0 | 0 | 0 | 0 | 0 | 0 | 0 | 0 | 0 | 50 | 0 | 0 | 1
PG&E GBA | Lakewood | 115 | 0 | 0 | 0 | 0 | 0 | 0 | 0 | 0 | 0 | 0 | 0 | 0 | 0 | 0 | 0 | 0 | 0 | 0 | 0 | 0 | 0 | 0 | 0 | 0 | 0 | 0 | 0 | 0 | 0 | [15 empty] | 0 | 0 | 0 | 0 | 0 | 0 | 0 | 0 | 0 | 0 | 0 | 0 | 0 | 0 | 0 |  | 0 | 0 | 0 | 0 | 0 | 0 | 0 | 0 | 0 | 0 | 0 | 0 | 0 | 0 | 0 | 0 | 0 | 0 | 0 | 0 | 0 | 0 | 0 | 0 | 0 | 0 | 0 | 0 | 0 | 0 | [14 empty] | 0 | 0 | 0 | 0 | 0 | 0 | 0 | 0 | 0 | 0 | 0 | 0 | 0 | 0 | 0 |  | 0 | 0 | 0 | 0 | 0 | 0 | 0 | 0 | 0 | 0 | 0 | 0 | 0 | 0 | 0
PG&E NGBA | Lambie | 230 | 0 | 0 | 0 | 0 | 0 | 0 | 0 | 0 | 0 | 0 | 0 | 0 | 0 | 0 | 0 | 0 | 0 | 0 | 0 | 0 | 0 | 0 | 0 | 0 | 0 | 0 | 0 | 0 | 0 | [15 empty] | 0 | 0 | 0 | 0 | 0 | 0 | 0 | 0 | 0 | 0 | 0 | 0 | 0 | 0 | 0 |  | 0 | 0 | 0 | 0 | 0 | 0 | 0 | 0 | 0 | 0 | 0 | 0 | 0 | 0 | 0 | 0 | 0 | 0 | 0 | 0 | 0 | 0 | 0 | 0 | 0 | 0 | 0 | 0 | 0 | 0 | [14 empty] | 0 | 0 | 0 | 0 | 0 | 0 | 0 | 0 | 0 | 0 | 0 | 0 | 0 | 0 | 0 |  | 0 | 0 | 0 | 0 | 0 | 0 | 0 | 0 | 0 | 0 | 0 | 0 | 0 | 0 | 0
PG&E GBA | Lammers | 115 | 0 | 0 | 0 | 0 | 0 | 0 | 0 | 0 | 0 | 0 | 0 | 0 | 0 | 0 | 0 | 0 | 0 | 0 | 0 | 0 | 0 | 0 | 0 | 0 | 0 | 0 | 0 | 0 | 0 | [15 empty] | 0 | 0 | 0 | 0 | 0 | 0 | 0 | 0 | 0 | 0 | 0 | 0 | 0 | 0 | 0 |  | 0 | 0 | 0 | 0 | 0 | 0 | 0 | 0 | 0 | 0 | 0 | 0 | 0 | 0 | 0 | 0 | 0 | 0 | 0 | 0 | 0 | 0 | 0 | 0 | 0 | 0 | 0 | 0 | 0 | 0 | [14 empty] | 0 | 0 | 0 | 0 | 0 | 0 | 0 | 0 | 0 | 0 | 0 | 0 | 0 | 0 | 0 |  | 0 | 0 | 0 | 0 | 0 | 0 | 0 | 0 | 0 | 0 | 0 | 0 | 0 | 0 | 0
PG&E KERN | Lamont | 115 | 0 | 0 | 0 | 0 | 0 | 0 | 0 | 0 | 0 | 0 | 0 | 0 | 0 | 0 | 0 | 0 | 5 | 0 | 0 | 0 | 0 | 0 | 0 | 4 | 0 | 80 | 0 | 0 | 0 | [15 empty] | 0 | 0 | 5 | 0 | 0 | 0 | 0 | 0 | 0 | 4 | 0 | 80 | 0 | 0 | 0 |  | 0 | 5 | 0 | 0 | 0 | 0 | 0 | 0 | 4 | 0 | 80 | 0 | 0 | 0 | 1 | 0 | 5 | 0 | 0 | 0 | 0 | 0 | 0 | 4 | 30 | 170 | 0 | 55 | 0 | 1 | [14 empty] | 0 | 0 | 5 | 0 | 0 | 0 | 0 | 0 | 0 | 4 | 30 | 170 | 0 | 55 | 0 |  | 0 | 5 | 0 | 0 | 0 | 0 | 0 | 0 | 4 | 30 | 170 | 0 | 55 | 0 | 1
PG&E FRESNO | Las Aguilas | 230 | 0 | 0 | 0 | 0 | 0 | 0 | 0 | 0 | 0 | 0 | 0 | 0 | 0 | 0 | 0 | 0 | 0 | 0 | 0 | 0 | 0 | 0 | 0 | 0 | 0 | 0 | 0 | 0 | 0 | [15 empty] | 0 | 0 | 0 | 0 | 0 | 0 | 0 | 0 | 0 | 0 | 0 | 0 | 0 | 0 | 0 |  | 0 | 0 | 0 | 0 | 0 | 0 | 0 | 0 | 0 | 0 | 0 | 0 | 0 | 0 | 0 | 0 | 0 | 0 | 0 | 0 | 0 | 0 | 0 | 0 | 0 | 0 | 0 | 0 | 0 | 0 | [14 empty] | 0 | 0 | 0 | 0 | 0 | 0 | 0 | 0 | 0 | 0 | 0 | 0 | 0 | 0 | 0 |  | 0 | 0 | 0 | 0 | 0 | 0 | 0 | 0 | 0 | 0 | 0 | 0 | 0 | 0 | 0
EOP | Lathrop | 138 | 0 | 0 | 0 | 0 | 0 | 0 | 0 | 0 | 0 | 0 | 0 | 0 | 0 | 0 | 0 | 0 | 0 | 0 | 0 | 0 | 0 | 0 | 0 | 0 | 0 | 0 | 0 | 0 | 0 | [15 empty] | 0 | 0 | 0 | 0 | 0 | 0 | 0 | 0 | 0 | 0 | 0 | 0 | 0 | 0 | 0 |  | 0 | 0 | 0 | 0 | 0 | 0 | 0 | 0 | 0 | 0 | 0 | 0 | 0 | 0 | 0 | 0 | 0 | 0 | 0 | 0 | 0 | 0 | 0 | 0 | 0 | 0 | 0 | 0 | 0 | 0 | [14 empty] | 0 | 0 | 0 | 0 | 0 | 0 | 0 | 0 | 0 | 0 | 0 | 0 | 0 | 0 | 0 |  | 0 | 0 | 0 | 0 | 0 | 0 | 0 | 0 | 0 | 0 | 0 | 0 | 0 | 0 | 0
EOP | Lathrop | 230 | 0 | 0 | 0 | 0 | 0 | 0 | 0 | 0 | 0 | 0 | 0 | 0 | 0 | 0 | 0 | 0 | 0 | 300 | 0 | 0 | 0 | 0 | 0 | 0 | 0 | 0 | 0 | 0 | 0 | [15 empty] | 0 | 0 | 0 | 300 | 0 | 0 | 0 | 0 | 0 | 0 | 0 | 0 | 0 | 0 | 0 |  | 0 | 0 | 300 | 0 | 0 | 0 | 0 | 0 | 0 | 0 | 0 | 0 | 0 | 0 | 1 | 0 | 0 | 300 | 0 | 0 | 0 | 0 | 0 | 0 | 250 | 250 | 0 | 100 | 0 | 1 | [9 empty] | -50 |  |  | -25 |  | 1 | 0 | 0 | 300 | 0 | 0 | 0 | 0 | 0 | 0 | 200 | 250 | 0 | 75 | 0 |  | 0 | 0 | 300 | 0 | 0 | 0 | 0 | 0 | 0 | 200 | 250 | 0 | 75 | 0 | 1
PG&E FRESNO | Le Grand | 115 | 0 | 0 | 0 | 0 | 0 | 0 | 0 | 0 | 0 | 0 | 0 | 0 | 0 | 0 | 0 | 0 | 0 | 0 | 0 | 0 | 0 | 0 | 0 | 0 | 30 | 75 | 0 | 0 | 0 | [10 empty] | -30 | -75 |  |  |  | 1 | 0 | 0 | 0 | 0 | 0 | 0 | 0 | 0 | 0 | 0 | 0 | 0 | 0 | 0 |  | 0 | 0 | 0 | 0 | 0 | 0 | 0 | 0 | 0 | 0 | 0 | 0 | 0 | 0 | 0 | 0 | 0 | 0 | 0 | 0 | 0 | 0 | 0 | 0 | 80 | 205 | 0 | 30 | 0 | 1 | [9 empty] | -30 | -105 |  |  |  | 1 | 0 | 0 | 0 | 0 | 0 | 0 | 0 | 0 | 0 | 50 | 100 | 0 | 30 | 0 |  | 0 | 0 | 0 | 0 | 0 | 0 | 0 | 0 | 0 | 50 | 100 | 0 | 30 | 0 | 1
PG&E FRESNO | Lemoore | 70 | 0 | 0 | 0 | 0 | 0 | 0 | 0 | 0 | 0 | 0 | 0 | 0 | 0 | 0 | 0 | 0 | 0 | 0 | 0 | 0 | 0 | 0 | 0 | 0 | 0 | 22 | 0 | 5 | 0 | [13 empty] | -5 |  | 1 | 0 | 0 | 0 | 0 | 0 | 0 | 0 | 0 | 0 | 0 | 22 | 0 | 0 | 0 |  | 0 | 0 | 0 | 0 | 0 | 0 | 0 | 0 | 0 | 0 | 22 | 0 | 0 | 0 | 1 | 0 | 0 | 0 | 0 | 0 | 0 | 0 | 0 | 0 | 0 | 22 | 0 | 5 | 0 | 1 | [12 empty] | -5 |  | 1 | 0 | 0 | 0 | 0 | 0 | 0 | 0 | 0 | 0 | 0 | 22 | 0 | 0 | 0 |  | 0 | 0 | 0 | 0 | 0 | 0 | 0 | 0 | 0 | 0 | 22 | 0 | 0 | 0 | 1
PG&E KERN | Lerdo | 115 | 0 | 0 | 0 | 0 | 0 | 0 | 0 | 0 | 0 | 0 | 0 | 0 | 0 | 0 | 0 | 0 | 0 | 0 | 0 | 0 | 0 | 0 | 0 | 0 | 0 | 0 | 0 | 0 | 0 | [15 empty] | 0 | 0 | 0 | 0 | 0 | 0 | 0 | 0 | 0 | 0 | 0 | 0 | 0 | 0 | 0 |  | 0 | 0 | 0 | 0 | 0 | 0 | 0 | 0 | 0 | 0 | 0 | 0 | 0 | 0 | 0 | 0 | 0 | 0 | 0 | 0 | 0 | 0 | 0 | 0 | 0 | 0 | 0 | 0 | 0 | 0 | [14 empty] | 0 | 0 | 0 | 0 | 0 | 0 | 0 | 0 | 0 | 0 | 0 | 0 | 0 | 0 | 0 |  | 0 | 0 | 0 | 0 | 0 | 0 | 0 | 0 | 0 | 0 | 0 | 0 | 0 | 0 | 0
SCE Metro | Lewis | 230 | 0 | 0 | 0 | 0 | 0 | 0 | 0 | 0 | 0 | 0 | 0 | 0 | 0 | 0 | 0 | 0 | 0 | 0 | 0 | 0 | 0 | 0 | 0 | 0 | 0 | 0 | 0 | 0 | 0 | [15 empty] | 0 | 0 | 0 | 0 | 0 | 0 | 0 | 0 | 0 | 0 | 0 | 0 | 0 | 0 | 0 |  | 0 | 0 | 0 | 0 | 0 | 0 | 0 | 0 | 0 | 0 | 0 | 0 | 0 | 0 | 0 | 0 | 0 | 0 | 0 | 0 | 0 | 0 | 0 | 0 | 0 | 0 | 0 | 0 | 0 | 0 | [14 empty] | 0 | 0 | 0 | 0 | 0 | 0 | 0 | 0 | 0 | 0 | 0 | 0 | 0 | 0 | 0 |  | 0 | 0 | 0 | 0 | 0 | 0 | 0 | 0 | 0 | 0 | 0 | 0 | 0 | 0 | 0
SCE Metro | Lighthipe | 230 | 0 | 0 | 0 | 0 | 0 | 0 | 0 | 0 | 3.24 | 0 | 0 | 0 | 0 | 0 | 1 | 0 | 0 | 0 | 0 | 0 | 0 | 0 | 0 | 0 | 0 | 0 | 0 | 0 | 0 | [15 empty] | 0 | 0 | 0 | 0 | 0 | 0 | 0 | 0 | 0 | 0 | 0 | 0 | 0 | 0 | 0 |  | 0 | 0 | 0 | 0 | 0 | 0 | 0 | 0 | 3.24 | 0 | 0 | 0 | 0 | 0 | 1 | 0 | 0 | 0 | 0 | 0 | 0 | 0 | 0 | 0 | 0 | 0 | 0 | 250 | 0 | 1 | [12 empty] | -150 |  | 1 | 0 | 0 | 0 | 0 | 0 | 0 | 0 | 0 | 0 | 0 | 0 | 0 | 100 | 0 |  | 0 | 0 | 0 | 0 | 0 | 0 | 0 | 0 | 3.24 | 0 | 0 | 0 | 100 | 0 | 1
SDGE | Lilac | 69 | 0 | 0 | 0 | 0 | 0 | 0 | 0 | 0 | 0 | 0 | 0 | 0 | 0 | 0 | 0 | 0 | 0 | 0 | 0 | 0 | 0 | 0 | 0 | 0 | 0 | 0 | 0 | 0 | 0 | [15 empty] | 0 | 0 | 0 | 0 | 0 | 0 | 0 | 0 | 0 | 0 | 0 | 0 | 0 | 0 | 0 |  | 0 | 0 | 0 | 0 | 0 | 0 | 0 | 0 | 0 | 0 | 0 | 0 | 0 | 0 | 0 | 0 | 0 | 0 | 0 | 0 | 0 | 0 | 0 | 0 | 0 | 0 | 0 | 0 | 0 | 0 | [14 empty] | 0 | 0 | 0 | 0 | 0 | 0 | 0 | 0 | 0 | 0 | 0 | 0 | 0 | 0 | 0 |  | 0 | 0 | 0 | 0 | 0 | 0 | 0 | 0 | 0 | 0 | 0 | 0 | 0 | 0 | 0
PG&E NGBA | Lincoln | 115 | 0 | 0 | 0 | 0 | 0 | 0 | 0 | 0 | 0 | 0 | 0 | 0 | 0 | 0 | 0 | 0 | 0 | 0 | 0 | 0 | 0 | 0 | 0 | 0 | 0 | 0 | 0 | 0 | 0 | [15 empty] | 0 | 0 | 0 | 0 | 0 | 0 | 0 | 0 | 0 | 0 | 0 | 0 | 0 | 0 | 0 |  | 0 | 0 | 0 | 0 | 0 | 0 | 0 | 0 | 0 | 0 | 0 | 0 | 0 | 0 | 0 | 0 | 0 | 0 | 0 | 0 | 0 | 0 | 0 | 0 | 0 | 0 | 0 | 0 | 0 | 0 | [14 empty] | 0 | 0 | 0 | 0 | 0 | 0 | 0 | 0 | 0 | 0 | 0 | 0 | 0 | 0 | 0 |  | 0 | 0 | 0 | 0 | 0 | 0 | 0 | 0 | 0 | 0 | 0 | 0 | 0 | 0 | 0
PG&E KERN | Live Oak | 115 | 0 | 0 | 0 | 0 | 0 | 0 | 0 | 0 | 0 | 0 | 0 | 0 | 0 | 0 | 0 | 0 | 0 | 0 | 0 | 0 | 0 | 0 | 0 | 0 | 0 | 0 | 0 | 0 | 0 | [15 empty] | 0 | 0 | 0 | 0 | 0 | 0 | 0 | 0 | 0 | 0 | 0 | 0 | 0 | 0 | 0 |  | 0 | 0 | 0 | 0 | 0 | 0 | 0 | 0 | 0 | 0 | 0 | 0 | 0 | 0 | 0 | 0 | 0 | 0 | 0 | 0 | 0 | 0 | 0 | 0 | 0 | 0 | 0 | 0 | 0 | 0 | [14 empty] | 0 | 0 | 0 | 0 | 0 | 0 | 0 | 0 | 0 | 0 | 0 | 0 | 0 | 0 | 0 |  | 0 | 0 | 0 | 0 | 0 | 0 | 0 | 0 | 0 | 0 | 0 | 0 | 0 | 0 | 0
PG&E GBA | Llagas | 115 | 0 | 0 | 0 | 0 | 0 | 0 | 0 | 0 | 0 | 0 | 0 | 0 | 0 | 0 | 0 | 0 | 0 | 0 | 0 | 0 | 0 | 0 | 0 | 0 | 0 | 0 | 0 | 0 | 0 | [15 empty] | 0 | 0 | 0 | 0 | 0 | 0 | 0 | 0 | 0 | 0 | 0 | 0 | 0 | 0 | 0 |  | 0 | 0 | 0 | 0 | 0 | 0 | 0 | 0 | 0 | 0 | 0 | 0 | 0 | 0 | 0 | 0 | 0 | 0 | 0 | 0 | 0 | 0 | 0 | 0 | 0 | 50 | 0 | 27.2 | 0 | 1 | [14 empty] | 0 | 0 | 0 | 0 | 0 | 0 | 0 | 0 | 0 | 0 | 0 | 50 | 0 | 27.2 | 0 |  | 0 | 0 | 0 | 0 | 0 | 0 | 0 | 0 | 0 | 0 | 50 | 0 | 27.2 | 0 | 1
PG&E GBA | Lockeford | 115 | 0 | 0 | 0 | 0 | 0 | 0 | 0 | 0 | 0 | 0 | 0 | 0 | 0 | 0 | 0 | 0 | 0 | 0 | 0 | 0 | 0 | 0 | 0 | 0 | 0 | 0 | 0 | 0 | 0 | [15 empty] | 0 | 0 | 0 | 0 | 0 | 0 | 0 | 0 | 0 | 0 | 0 | 0 | 0 | 0 | 0 |  | 0 | 0 | 0 | 0 | 0 | 0 | 0 | 0 | 0 | 0 | 0 | 0 | 0 | 0 | 0 | 0 | 0 | 0 | 0 | 0 | 0 | 0 | 0 | 0 | 0 | 0 | 0 | 0 | 0 | 0 | [14 empty] | 0 | 0 | 0 | 0 | 0 | 0 | 0 | 0 | 0 | 0 | 0 | 0 | 0 | 0 | 0 |  | 0 | 0 | 0 | 0 | 0 | 0 | 0 | 0 | 0 | 0 | 0 | 0 | 0 | 0 | 0
PG&E GBA | Lockeford | 230 | 0 | 0 | 0 | 0 | 0 | 0 | 0 | 0 | 0 | 0 | 0 | 0 | 0 | 0 | 0 | 0 | 0 | 0 | 0 | 0 | 0 | 0 | 0 | 0 | 0 | 0 | 0 | 0 | 0 | [15 empty] | 0 | 0 | 0 | 0 | 0 | 0 | 0 | 0 | 0 | 0 | 0 | 0 | 0 | 0 | 0 |  | 0 | 0 | 0 | 0 | 0 | 0 | 0 | 0 | 0 | 0 | 0 | 0 | 0 | 0 | 0 | 0 | 0 | 0 | 0 | 0 | 0 | 0 | 0 | 0 | 0 | 0 | 0 | 0 | 0 | 0 | [14 empty] | 0 | 0 | 0 | 0 | 0 | 0 | 0 | 0 | 0 | 0 | 0 | 0 | 0 | 0 | 0 |  | 0 | 0 | 0 | 0 | 0 | 0 | 0 | 0 | 0 | 0 | 0 | 0 | 0 | 0 | 0
PG&E GBA | Lockeford | 60 | 0 | 0 | 0 | 0 | 0 | 0 | 0 | 0 | 0 | 0 | 0 | 0 | 0 | 0 | 0 | 0 | 0 | 0 | 0 | 0 | 0 | 0 | 0 | 0 | 0 | 0 | 0 | 0 | 0 | [15 empty] | 0 | 0 | 0 | 0 | 0 | 0 | 0 | 0 | 0 | 0 | 0 | 0 | 0 | 0 | 0 |  | 0 | 0 | 0 | 0 | 0 | 0 | 0 | 0 | 0 | 0 | 0 | 0 | 0 | 0 | 0 | 0 | 0 | 0 | 0 | 0 | 0 | 0 | 0 | 0 | 0 | 0 | 0 | 0 | 0 | 0 | [14 empty] | 0 | 0 | 0 | 0 | 0 | 0 | 0 | 0 | 0 | 0 | 0 | 0 | 0 | 0 | 0 |  | 0 | 0 | 0 | 0 | 0 | 0 | 0 | 0 | 0 | 0 | 0 | 0 | 0 | 0 | 0
PG&E GBA | Lodi | 230 | 0 | 0 | 0 | 0 | 0 | 0 | 0 | 0 | 0 | 0 | 0 | 0 | 0 | 0 | 0 | 0 | 0 | 0 | 0 | 0 | 0 | 0 | 0 | 0 | 0 | 0 | 0 | 0 | 0 | [15 empty] | 0 | 0 | 0 | 0 | 0 | 0 | 0 | 0 | 0 | 0 | 0 | 0 | 0 | 0 | 0 |  | 0 | 0 | 0 | 0 | 0 | 0 | 0 | 0 | 0 | 0 | 0 | 0 | 0 | 0 | 0 | 0 | 0 | 0 | 0 | 0 | 0 | 0 | 0 | 0 | 0 | 0 | 0 | 0 | 0 | 0 | [14 empty] | 0 | 0 | 0 | 0 | 0 | 0 | 0 | 0 | 0 | 0 | 0 | 0 | 0 | 0 | 0 |  | 0 | 0 | 0 | 0 | 0 | 0 | 0 | 0 | 0 | 0 | 0 | 0 | 0 | 0 | 0
PG&E NGBA | Logan Creek | 230 | 0 | 0 | 0 | 0 | 0 | 0 | 0 | 0 | 0 | 0 | 0 | 0 | 0 | 0 | 0 | 0 | 0 | 0 | 0 | 0 | 0 | 0 | 0 | 0 | 0 | 0 | 0 | 0 | 0 | [15 empty] | 0 | 0 | 0 | 0 | 0 | 0 | 0 | 0 | 0 | 0 | 0 | 0 | 0 | 0 | 0 |  | 0 | 0 | 0 | 0 | 0 | 0 | 0 | 0 | 0 | 0 | 0 | 0 | 0 | 0 | 0 | 0 | 0 | 0 | 0 | 0 | 0 | 0 | 0 | 0 | 0 | 0 | 0 | 0 | 0 | 0 | [14 empty] | 0 | 0 | 0 | 0 | 0 | 0 | 0 | 0 | 0 | 0 | 0 | 0 | 0 | 0 | 0 |  | 0 | 0 | 0 | 0 | 0 | 0 | 0 | 0 | 0 | 0 | 0 | 0 | 0 | 0 | 0
PG&E GBA | Lone Tree | 230 | 0 | 0 | 0 | 0 | 0 | 0 | 0 | 0 | 0 | 0 | 0 | 0 | 0 | 0 | 0 | 0 | 0 | 0 | 0 | 0 | 0 | 0 | 0 | 1.8 | 0 | 0 | 0 | 0 | 0 | [15 empty] | 0 | 0 | 0 | 0 | 0 | 0 | 0 | 0 | 0 | 1.8 | 0 | 0 | 0 | 0 | 0 |  | 0 | 0 | 0 | 0 | 0 | 0 | 0 | 0 | 1.8 | 0 | 0 | 0 | 0 | 0 | 1 | 0 | 0 | 0 | 0 | 0 | 0 | 0 | 0 | 1.8 | 0 | 0 | 0 | 0 | 0 | 1 | [14 empty] | 0 | 0 | 0 | 0 | 0 | 0 | 0 | 0 | 0 | 1.8 | 0 | 0 | 0 | 0 | 0 |  | 0 | 0 | 0 | 0 | 0 | 0 | 0 | 0 | 1.8 | 0 | 0 | 0 | 0 | 0 | 1
PG&E FRESNO | Los Banos | 230 | 0 | 1.988 | 60.5 | 0 | 0 | 0 | 0 | 0 | 5.9 | 0 | 0 | 0.9 | 0 | 0 | 1 | 0 | 0 | 110 | 0 | 0 | 0 | 0 | 0 | 0 | 70 | 430 | 0 | 160 | 0 | [10 empty] | 80 | -150 |  | -160 |  | 1 | 0 | 0 | 110 | 0 | 0 | 0 | 0 | 0 | 0 | 150 | 280 | 0 | 0 | 0 |  | 0 | 1.988 | 170.5 | 0 | 0 | 0 | 0 | 0 | 5.9 | 150 | 280 | 0.9 | 0 | 0 | 1 | 0 | 0 | 110 | 0 | 0 | 0 | 0 | 0 | 0 | 70 | 430 | 0 | 160 | 0 | 1 | [9 empty] | 80 | -150 |  | -160 |  | 1 | 0 | 0 | 110 | 0 | 0 | 0 | 0 | 0 | 0 | 150 | 280 | 0 | 0 | 0 |  | 0 | 1.988 | 170.5 | 0 | 0 | 0 | 0 | 0 | 5.9 | 150 | 280 | 0.9 | 0 | 0 | 1
PG&E FRESNO | Los Banos | 500 | 0 | 0 | 0 | 0 | 0 | 0 | 0 | 0 | 0 | 0 | 0 | 0 | 0 | 0 | 0 | 0 | 0 | 0 | 0 | 0 | 0 | 0 | 0 | 0 | 0 | 0 | 0 | 0 | 0 | [15 empty] | 0 | 0 | 0 | 0 | 0 | 0 | 0 | 0 | 0 | 0 | 0 | 0 | 0 | 0 | 0 |  | 0 | 0 | 0 | 0 | 0 | 0 | 0 | 0 | 0 | 0 | 0 | 0 | 0 | 0 | 0 | 0 | 0 | 0 | 0 | 0 | 0 | 0 | 0 | 0 | 400 | 500 | 0 | 200 | 0 | 1 | [9 empty] | -200 |  |  |  |  | 1 | 0 | 0 | 0 | 0 | 0 | 0 | 0 | 0 | 0 | 200 | 500 | 0 | 200 | 0 |  | 0 | 0 | 0 | 0 | 0 | 0 | 0 | 0 | 0 | 200 | 500 | 0 | 200 | 0 | 1
SDGE | Los Coches | 138 | 0 | 0 | 0 | 0 | 0 | 0 | 0 | 0 | 0 | 0 | 0 | 0 | 0 | 0 | 0 | 0 | 0 | 0 | 0 | 0 | 0 | 0 | 0 | 0 | 0 | 0 | 0 | 0 | 0 | [15 empty] | 0 | 0 | 0 | 0 | 0 | 0 | 0 | 0 | 0 | 0 | 0 | 0 | 0 | 0 | 0 |  | 0 | 0 | 0 | 0 | 0 | 0 | 0 | 0 | 0 | 0 | 0 | 0 | 0 | 0 | 0 | 0 | 0 | 0 | 0 | 0 | 0 | 0 | 0 | 0 | 0 | 0 | 0 | 0 | 0 | 0 | [14 empty] | 0 | 0 | 0 | 0 | 0 | 0 | 0 | 0 | 0 | 0 | 0 | 0 | 0 | 0 | 0 |  | 0 | 0 | 0 | 0 | 0 | 0 | 0 | 0 | 0 | 0 | 0 | 0 | 0 | 0 | 0
SDGE | Los Coches | 69 | 0 | 0 | 0 | 0 | 0 | 0 | 0 | 0 | 0 | 0 | 0 | 1.5 | 0 | 0 | 1 | 0 | 0 | 0 | 0 | 0 | 0 | 0 | 0 | 0 | 0 | 0 | 0 | 0 | 0 | [15 empty] | 0 | 0 | 0 | 0 | 0 | 0 | 0 | 0 | 0 | 0 | 0 | 0 | 0 | 0 | 0 |  | 0 | 0 | 0 | 0 | 0 | 0 | 0 | 0 | 0 | 0 | 0 | 1.5 | 0 | 0 | 1 | 0 | 0 | 0 | 0 | 0 | 0 | 0 | 0 | 0 | 0 | 0 | 0 | 0 | 0 | 0 | [14 empty] | 0 | 0 | 0 | 0 | 0 | 0 | 0 | 0 | 0 | 0 | 0 | 0 | 0 | 0 | 0 |  | 0 | 0 | 0 | 0 | 0 | 0 | 0 | 0 | 0 | 0 | 0 | 1.5 | 0 | 0 | 1
PG&E GBA | Los Esteros | 115 | 0 | 0 | 0 | 0 | 0 | 0 | 0 | 0 | 0 | 0 | 0 | 3.3 | 0 | 0 | 1 | 0 | 0 | 0 | 0 | 0 | 0 | 0 | 0 | 0 | 0 | 0 | 0 | 0 | 0 | [15 empty] | 0 | 0 | 0 | 0 | 0 | 0 | 0 | 0 | 0 | 0 | 0 | 0 | 0 | 0 | 0 |  | 0 | 0 | 0 | 0 | 0 | 0 | 0 | 0 | 0 | 0 | 0 | 3.3 | 0 | 0 | 1 | 0 | 0 | 0 | 0 | 0 | 0 | 0 | 0 | 0 | 0 | 0 | 0 | 0 | 0 | 0 | [14 empty] | 0 | 0 | 0 | 0 | 0 | 0 | 0 | 0 | 0 | 0 | 0 | 0 | 0 | 0 | 0 |  | 0 | 0 | 0 | 0 | 0 | 0 | 0 | 0 | 0 | 0 | 0 | 3.3 | 0 | 0 | 1
PG&E GBA | Los Esteros | 230 | 0 | 0 | 0 | 0 | 0 | 0 | 0 | 0 | 0 | 0 | 0 | 0 | 0 | 0 | 0 | 0 | 0 | 0 | 0 | 0 | 0 | 0 | 0 | 0 | 0 | 0 | 0 | 100 | 0 | [15 empty] | 0 | 0 | 0 | 0 | 0 | 0 | 0 | 0 | 0 | 0 | 0 | 0 | 0 | 100 | 0 |  | 0 | 0 | 0 | 0 | 0 | 0 | 0 | 0 | 0 | 0 | 0 | 0 | 100 | 0 | 1 | 0 | 0 | 0 | 0 | 0 | 0 | 0 | 0 | 0 | 0 | 0 | 0 | 100 | 0 | 1 | [14 empty] | 0 | 0 | 0 | 0 | 0 | 0 | 0 | 0 | 0 | 0 | 0 | 0 | 0 | 100 | 0 |  | 0 | 0 | 0 | 0 | 0 | 0 | 0 | 0 | 0 | 0 | 0 | 0 | 100 | 0 | 1
PG&E GBA | Los Positas | 230 | 0 | 0 | 0 | 0 | 0 | 0 | 0 | 0 | 0 | 0 | 0 | 0 | 0 | 0 | 0 | 0 | 0 | 0 | 0 | 0 | 0 | 0 | 0 | 0 | 0 | 0 | 0 | 0 | 0 | [15 empty] | 0 | 0 | 0 | 0 | 0 | 0 | 0 | 0 | 0 | 0 | 0 | 0 | 0 | 0 | 0 |  | 0 | 0 | 0 | 0 | 0 | 0 | 0 | 0 | 0 | 0 | 0 | 0 | 0 | 0 | 0 | 0 | 0 | 0 | 0 | 0 | 0 | 0 | 0 | 0 | 0 | 0 | 0 | 0 | 0 | 0 | [14 empty] | 0 | 0 | 0 | 0 | 0 | 0 | 0 | 0 | 0 | 0 | 0 | 0 | 0 | 0 | 0 |  | 0 | 0 | 0 | 0 | 0 | 0 | 0 | 0 | 0 | 0 | 0 | 0 | 0 | 0 | 0
PG&E GBA | Los Positas | 60 | 0 | 0 | 0 | 0 | 0 | 0 | 0 | 0 | 0 | 0 | 0 | 0 | 0 | 0 | 0 | 0 | 0 | 0 | 0 | 0 | 0 | 0 | 0 | 0 | 0 | 0 | 0 | 0 | 0 | [15 empty] | 0 | 0 | 0 | 0 | 0 | 0 | 0 | 0 | 0 | 0 | 0 | 0 | 0 | 0 | 0 |  | 0 | 0 | 0 | 0 | 0 | 0 | 0 | 0 | 0 | 0 | 0 | 0 | 0 | 0 | 0 | 0 | 0 | 0 | 0 | 0 | 0 | 0 | 0 | 0 | 0 | 0 | 0 | 0 | 0 | 0 | [14 empty] | 0 | 0 | 0 | 0 | 0 | 0 | 0 | 0 | 0 | 0 | 0 | 0 | 0 | 0 | 0 |  | 0 | 0 | 0 | 0 | 0 | 0 | 0 | 0 | 0 | 0 | 0 | 0 | 0 | 0 | 0
SDGE | Loveland | 69 | 0 | 0 | 0 | 0 | 0 | 0 | 0 | 0 | 0 | 0 | 0 | 0 | 0 | 0 | 0 | 0 | 0 | 0 | 0 | 0 | 0 | 0 | 0 | 4 | 0 | 0 | 0 | 0 | 0 | [9 empty] | -4 | [5 empty] | 1 | 0 | 0 | 0 | 0 | 0 | 0 | 0 | 0 | 0 | 0 | 0 | 0 | 0 | 0 |  | 0 | 0 | 0 | 0 | 0 | 0 | 0 | 0 | 0 | 0 | 0 | 0 | 0 | 0 | 0 | 0 | 0 | 0 | 0 | 0 | 0 | 0 | 0 | 4 | 0 | 0 | 0 | 0 | 0 | 1 | [14 empty] | 0 | 0 | 0 | 0 | 0 | 0 | 0 | 0 | 0 | 4 | 0 | 0 | 0 | 0 | 0 |  | 0 | 0 | 0 | 0 | 0 | 0 | 0 | 0 | 4 | 0 | 0 | 0 | 0 | 0 | 1
SCE NOL | Lugo | 230 | 0 | 0 | 0 | 0 | 0 | 0 | 0 | 0 | 0 | 0 | 0 | 0 | 0 | 0 | 0 | 0 | 0 | 0 | 0 | 0 | 0 | 0 | 0 | 0 | 0 | 0 | 0 | 0 | 0 | [15 empty] | 0 | 0 | 0 | 0 | 0 | 0 | 0 | 0 | 0 | 0 | 0 | 0 | 0 | 0 | 0 |  | 0 | 0 | 0 | 0 | 0 | 0 | 0 | 0 | 0 | 0 | 0 | 0 | 0 | 0 | 0 | 0 | 0 | 0 | 0 | 0 | 0 | 0 | 0 | 0 | 0 | 0 | 0 | 0 | 0 | 0 | [14 empty] | 0 | 0 | 0 | 0 | 0 | 0 | 0 | 0 | 0 | 0 | 0 | 0 | 0 | 0 | 0 |  | 0 | 0 | 0 | 0 | 0 | 0 | 0 | 0 | 0 | 0 | 0 | 0 | 0 | 0 | 0
SCE Metro | Lugo | 500 | 366 | 0 | 0 | 0 | 0 | 0 | 0 | 0 | 0 | 0 | 0 | 0 | 0 | 0 | 1 | 23 | 0 | 0 | 0 | 1750 | 0 | 0 | 0 | 0 | 0 | 0 | 0 | 0 | 0 | [5 empty] | -1750 | [9 empty] | 1 | 23 | 0 | 0 | 0 | 0 | 0 | 0 | 0 | 0 | 0 | 0 | 0 | 0 | 0 |  | 389 | 0 | 0 | 0 | 0 | 0 | 0 | 0 | 0 | 0 | 0 | 0 | 0 | 0 | 1 | 23 | 0 | 0 | 0 | 1750 | 0 | 0 | 0 | 0 | 0 | 0 | 0 | 0 | 0 | 1 | [14 empty] | 0 | 23 | 0 | 0 | 0 | 1750 | 0 | 0 | 0 | 0 | 0 | 0 | 0 | 0 | 0 |  | 389 | 0 | 0 | 0 | 1750 | 0 | 0 | 0 | 0 | 0 | 0 | 0 | 0 | 0 | 1
PG&E FRESNO | Madera | 70 | 0 | 0 | 0 | 0 | 0 | 0 | 0 | 0 | 0 | 0 | 0 | 0 | 0 | 0 | 0 | 0 | 0 | 0 | 0 | 0 | 0 | 0 | 0 | 0 | 0 | 0 | 0 | 0 | 0 | [15 empty] | 0 | 0 | 0 | 0 | 0 | 0 | 0 | 0 | 0 | 0 | 0 | 0 | 0 | 0 | 0 |  | 0 | 0 | 0 | 0 | 0 | 0 | 0 | 0 | 0 | 0 | 0 | 0 | 0 | 0 | 0 | 0 | 0 | 0 | 0 | 0 | 0 | 0 | 0 | 0 | 0 | 0 | 0 | 0 | 0 | 0 | [14 empty] | 0 | 0 | 0 | 0 | 0 | 0 | 0 | 0 | 0 | 0 | 0 | 0 | 0 | 0 | 0 |  | 0 | 0 | 0 | 0 | 0 | 0 | 0 | 0 | 0 | 0 | 0 | 0 | 0 | 0 | 0
PG&E NGBA | Madison | 115 | 0 | 0 | 0 | 0 | 0 | 0 | 0 | 0 | 0 | 0 | 13 | 10.2 | 0 | 0 | 1 | 0 | 0 | 0 | 0 | 0 | 0 | 0 | 0 | 0 | 0 | 0 | 0 | 0 | 0 | [15 empty] | 0 | 0 | 0 | 0 | 0 | 0 | 0 | 0 | 0 | 0 | 0 | 0 | 0 | 0 | 0 |  | 0 | 0 | 0 | 0 | 0 | 0 | 0 | 0 | 0 | 0 | 13 | 10.2 | 0 | 0 | 1 | 0 | 0 | 0 | 0 | 0 | 0 | 0 | 0 | 0 | 0 | 0 | 0 | 0 | 0 | 0 | [14 empty] | 0 | 0 | 0 | 0 | 0 | 0 | 0 | 0 | 0 | 0 | 0 | 0 | 0 | 0 | 0 |  | 0 | 0 | 0 | 0 | 0 | 0 | 0 | 0 | 0 | 0 | 13 | 10.2 | 0 | 0 | 1
PG&E KERN | Magunden | 115 | 0 | 0 | 0 | 0 | 0 | 0 | 0 | 0 | 0 | 0 | 0 | 0 | 0 | 0 | 0 | 0 | 0 | 0 | 0 | 0 | 0 | 0 | 0 | 0 | 0 | 0 | 0 | 0 | 0 | [15 empty] | 0 | 0 | 0 | 0 | 0 | 0 | 0 | 0 | 0 | 0 | 0 | 0 | 0 | 0 | 0 |  | 0 | 0 | 0 | 0 | 0 | 0 | 0 | 0 | 0 | 0 | 0 | 0 | 0 | 0 | 0 | 0 | 0 | 0 | 0 | 0 | 0 | 0 | 0 | 0 | 0 | 0 | 0 | 0 | 0 | 0 | [14 empty] | 0 | 0 | 0 | 0 | 0 | 0 | 0 | 0 | 0 | 0 | 0 | 0 | 0 | 0 | 0 |  | 0 | 0 | 0 | 0 | 0 | 0 | 0 | 0 | 0 | 0 | 0 | 0 | 0 | 0 | 0
SCE Northern | Magunden | 230 | 0 | 0 | 0 | 0 | 0 | 0 | 0 | 0 | 0 | 0 | 0 | 0 | 0 | 0 | 0 | 0 | 0 | 0 | 0 | 0 | 0 | 0 | 0 | 0 | 0 | 0 | 0 | 0 | 0 | [15 empty] | 0 | 0 | 0 | 0 | 0 | 0 | 0 | 0 | 0 | 0 | 0 | 0 | 0 | 0 | 0 |  | 0 | 0 | 0 | 0 | 0 | 0 | 0 | 0 | 0 | 0 | 0 | 0 | 0 | 0 | 0 | 0 | 0 | 0 | 0 | 0 | 0 | 0 | 0 | 0 | 0 | 0 | 0 | 0 | 0 | 0 | [14 empty] | 0 | 0 | 0 | 0 | 0 | 0 | 0 | 0 | 0 | 0 | 0 | 0 | 0 | 0 | 0 |  | 0 | 0 | 0 | 0 | 0 | 0 | 0 | 0 | 0 | 0 | 0 | 0 | 0 | 0 | 0
PG&E FRESNO | Malaga | 115 | 0 | 0 | 0 | 0 | 0 | 0 | 0 | 0 | 0 | 0 | 0 | 97 | 0 | 0 | 1 | 0 | 0 | 0 | 0 | 0 | 0 | 0 | 0 | 0 | 0 | 0 | 0 | 0 | 0 | [15 empty] | 0 | 0 | 0 | 0 | 0 | 0 | 0 | 0 | 0 | 0 | 0 | 0 | 0 | 0 | 0 |  | 0 | 0 | 0 | 0 | 0 | 0 | 0 | 0 | 0 | 0 | 0 | 97 | 0 | 0 | 1 | 0 | 0 | 0 | 0 | 0 | 0 | 0 | 0 | 0 | 0 | 0 | 0 | 0 | 0 | 0 | [14 empty] | 0 | 0 | 0 | 0 | 0 | 0 | 0 | 0 | 0 | 0 | 0 | 0 | 0 | 0 | 0 |  | 0 | 0 | 0 | 0 | 0 | 0 | 0 | 0 | 0 | 0 | 0 | 97 | 0 | 0 | 1
PG&E NGBA | Malin | 500 | 0 | 0 | 0 | 0 | 0 | 0 | 0 | 0 | 0 | 0 | 0 | 0 | 0 | 0 | 0 | 0 | 0 | 0 | 0 | 0 | 0 | 0 | 0 | 0 | 0 | 0 | 0 | 0 | 0 |  | 100 | [12 empty] | 315 | 1 | 100 | 0 | 0 | 0 | 0 | 0 | 0 | 0 | 0 | 0 | 0 | 0 | 0 | 315 |  | 100 | 0 | 0 | 0 | 0 | 0 | 0 | 0 | 0 | 0 | 0 | 0 | 0 | 315 | 1 | 0 | 0 | 0 | 0 | 0 | 0 | 0 | 0 | 0 | 0 | 0 | 0 | 0 | 0 | 0 | 100 | [12 empty] | 315 | 1 | 100 | 0 | 0 | 0 | 0 | 0 | 0 | 0 | 0 | 0 | 0 | 0 | 0 | 315 |  | 100 | 0 | 0 | 0 | 0 | 0 | 0 | 0 | 0 | 0 | 0 | 0 | 0 | 315 | 1
SCE Northern | Mandalay | 230 | 0 | 0 | 0 | 0 | 0 | 0 | 0 | 0 | 0 | 0 | 0 | 0 | 0 | 0 | 0 | 0 | 0 | 0 | 0 | 0 | 0 | 0 | 0 | 0 | 0 | 0 | 0 | 0 | 0 | [15 empty] | 0 | 0 | 0 | 0 | 0 | 0 | 0 | 0 | 0 | 0 | 0 | 0 | 0 | 0 | 0 |  | 0 | 0 | 0 | 0 | 0 | 0 | 0 | 0 | 0 | 0 | 0 | 0 | 0 | 0 | 0 | 0 | 0 | 0 | 0 | 0 | 0 | 0 | 0 | 0 | 0 | 0 | 0 | 0 | 0 | 0 | [14 empty] | 0 | 0 | 0 | 0 | 0 | 0 | 0 | 0 | 0 | 0 | 0 | 0 | 0 | 0 | 0 |  | 0 | 0 | 0 | 0 | 0 | 0 | 0 | 0 | 0 | 0 | 0 | 0 | 0 | 0 | 0
PG&E FRESNO | Manning | 230 | 0 | 0 | 0 | 0 | 0 | 0 | 0 | 0 | 0 | 0 | 0 | 0 | 0 | 0 | 0 | 0 | 0 | 0 | 0 | 0 | 0 | 0 | 0 | 0 | 0 | 0 | 0 | 0 | 0 | [15 empty] | 0 | 0 | 0 | 0 | 0 | 0 | 0 | 0 | 0 | 0 | 0 | 0 | 0 | 0 | 0 |  | 0 | 0 | 0 | 0 | 0 | 0 | 0 | 0 | 0 | 0 | 0 | 0 | 0 | 0 | 0 | 0 | 0 | 0 | 0 | 0 | 0 | 0 | 0 | 0 | 100 | 400 | 0 | 100 | 0 | 1 | [9 empty] | -50 | -200 |  | -35 |  | 1 | 0 | 0 | 0 | 0 | 0 | 0 | 0 | 0 | 0 | 50 | 200 | 0 | 65 | 0 |  | 0 | 0 | 0 | 0 | 0 | 0 | 0 | 0 | 0 | 50 | 200 | 0 | 65 | 0 | 1
PG&E FRESNO | Manning | 500 | 0 | 0 | 0 | 0 | 0 | 0 | 0 | 0 | 0 | 0 | 0 | 0 | 0 | 0 | 0 | 0 | 0 | 0 | 0 | 0 | 0 | 0 | 0 | 0 | 200 | 500 | 0 | 260 | 0 | [10 empty] | -200 | 100 |  | -260 | 200 | 1 | 0 | 0 | 0 | 0 | 0 | 0 | 0 | 0 | 0 | 0 | 600 | 0 | 0 | 200 |  | 0 | 0 | 0 | 0 | 0 | 0 | 0 | 0 | 0 | 0 | 600 | 0 | 0 | 200 | 1 | 0 | 0 | 0 | 0 | 0 | 0 | 0 | 0 | 0 | 900 | 1100 | 0 | 545 | 0 | 1 | [9 empty] | -400 | -100 |  | -345 | 200 | 1 | 0 | 0 | 0 | 0 | 0 | 0 | 0 | 0 | 0 | 500 | 1000 | 0 | 200 | 200 |  | 0 | 0 | 0 | 0 | 0 | 0 | 0 | 0 | 0 | 500 | 1000 | 0 | 200 | 200 | 1
PG&E GBA | Manteca | 115 | 0 | 0 | 0 | 0 | 0 | 0 | 0 | 0 | 0 | 0 | 0 | 0 | 0 | 0 | 0 | 0 | 0 | 0 | 0 | 0 | 0 | 0 | 0 | 1.5 | 0 | 0 | 0 | 0 | 0 | [15 empty] | 0 | 0 | 0 | 0 | 0 | 0 | 0 | 0 | 0 | 1.5 | 0 | 0 | 0 | 0 | 0 |  | 0 | 0 | 0 | 0 | 0 | 0 | 0 | 0 | 1.5 | 0 | 0 | 0 | 0 | 0 | 1 | 0 | 0 | 0 | 0 | 0 | 0 | 0 | 0 | 1.5 | 0 | 0 | 0 | 0 | 0 | 1 | [14 empty] | 0 | 0 | 0 | 0 | 0 | 0 | 0 | 0 | 0 | 1.5 | 0 | 0 | 0 | 0 | 0 |  | 0 | 0 | 0 | 0 | 0 | 0 | 0 | 0 | 1.5 | 0 | 0 | 0 | 0 | 0 | 1
SDGE | Margarita | 138 | 0 | 0 | 0 | 0 | 0 | 0 | 0 | 0 | 0 | 0 | 0 | 0 | 0 | 0 | 0 | 0 | 0 | 0 | 0 | 0 | 0 | 0 | 0 | 0 | 0 | 0 | 0 | 0 | 0 | [15 empty] | 0 | 0 | 0 | 0 | 0 | 0 | 0 | 0 | 0 | 0 | 0 | 0 | 0 | 0 | 0 |  | 0 | 0 | 0 | 0 | 0 | 0 | 0 | 0 | 0 | 0 | 0 | 0 | 0 | 0 | 0 | 0 | 0 | 0 | 0 | 0 | 0 | 0 | 0 | 0 | 0 | 0 | 0 | 0 | 0 | 0 | [14 empty] | 0 | 0 | 0 | 0 | 0 | 0 | 0 | 0 | 0 | 0 | 0 | 0 | 0 | 0 | 0 |  | 0 | 0 | 0 | 0 | 0 | 0 | 0 | 0 | 0 | 0 | 0 | 0 | 0 | 0 | 0
PG&E GBA | Martin | 230 | 0 | 0 | 0 | 0 | 0 | 0 | 0 | 0 | 0 | 0 | 0 | 0 | 0 | 0 | 0 | 0 | 0 | 0 | 0 | 0 | 0 | 0 | 0 | 0 | 0 | 0 | 0 | 0 | 0 | [15 empty] | 0 | 0 | 0 | 0 | 0 | 0 | 0 | 0 | 0 | 0 | 0 | 0 | 0 | 0 | 0 |  | 0 | 0 | 0 | 0 | 0 | 0 | 0 | 0 | 0 | 0 | 0 | 0 | 0 | 0 | 0 | 0 | 0 | 0 | 0 | 0 | 0 | 0 | 0 | 0 | 0 | 0 | 0 | 0 | 0 | 0 | [14 empty] | 0 | 0 | 0 | 0 | 0 | 0 | 0 | 0 | 0 | 0 | 0 | 0 | 0 | 0 | 0 |  | 0 | 0 | 0 | 0 | 0 | 0 | 0 | 0 | 0 | 0 | 0 | 0 | 0 | 0 | 0
PG&E GBA | Martin | 115 | 0 | 0 | 0 | 0 | 0 | 0 | 0 | 0 | 0 | 0 | 0 | 188 | 0 | 0 | 1 | 0 | 0 | 0 | 0 | 0 | 0 | 0 | 0 | 0 | 0 | 0 | 0 | 0 | 0 | [15 empty] | 0 | 0 | 0 | 0 | 0 | 0 | 0 | 0 | 0 | 0 | 0 | 0 | 0 | 0 | 0 |  | 0 | 0 | 0 | 0 | 0 | 0 | 0 | 0 | 0 | 0 | 0 | 188 | 0 | 0 | 1 | 0 | 0 | 0 | 0 | 0 | 0 | 0 | 0 | 0 | 0 | 0 | 0 | 150 | 0 | 1 | [14 empty] | 0 | 0 | 0 | 0 | 0 | 0 | 0 | 0 | 0 | 0 | 0 | 0 | 0 | 150 | 0 |  | 0 | 0 | 0 | 0 | 0 | 0 | 0 | 0 | 0 | 0 | 0 | 188 | 150 | 0 | 1
PG&E GBA | Martinez | 115 | 0 | 0 | 0 | 0 | 0 | 0 | 0 | 0 | 0 | 0 | 0 | 0 | 0 | 0 | 0 | 0 | 0 | 0 | 0 | 0 | 0 | 0 | 0 | 0 | 0 | 0 | 0 | 0 | 0 | [15 empty] | 0 | 0 | 0 | 0 | 0 | 0 | 0 | 0 | 0 | 0 | 0 | 0 | 0 | 0 | 0 |  | 0 | 0 | 0 | 0 | 0 | 0 | 0 | 0 | 0 | 0 | 0 | 0 | 0 | 0 | 0 | 0 | 0 | 0 | 0 | 0 | 0 | 0 | 0 | 0 | 0 | 0 | 0 | 0 | 0 | 0 | [14 empty] | 0 | 0 | 0 | 0 | 0 | 0 | 0 | 0 | 0 | 0 | 0 | 0 | 0 | 0 | 0 |  | 0 | 0 | 0 | 0 | 0 | 0 | 0 | 0 | 0 | 0 | 0 | 0 | 0 | 0 | 0
PG&E FRESNO | Mc Mullin | 230 | 0 | 0 | 0 | 0 | 0 | 0 | 0 | 0 | 0 | 0 | 0 | 0 | 0 | 0 | 0 | 0 | 0 | 0 | 0 | 0 | 0 | 0 | 0 | 0 | 0 | 0 | 0 | 0 | 0 | [15 empty] | 0 | 0 | 0 | 0 | 0 | 0 | 0 | 0 | 0 | 0 | 0 | 0 | 0 | 0 | 0 |  | 0 | 0 | 0 | 0 | 0 | 0 | 0 | 0 | 0 | 0 | 0 | 0 | 0 | 0 | 0 | 0 | 0 | 0 | 0 | 0 | 0 | 0 | 0 | 0 | 250 | 250 | 0 | 60 | 0 | 1 | [9 empty] | -150 | -50 |  |  |  | 1 | 0 | 0 | 0 | 0 | 0 | 0 | 0 | 0 | 0 | 100 | 200 | 0 | 60 | 0 |  | 0 | 0 | 0 | 0 | 0 | 0 | 0 | 0 | 0 | 100 | 200 | 0 | 60 | 0 | 1
PG&E FRESNO | McCall | 115 | 0 | 0 | 0 | 0 | 0 | 0 | 0 | 0 | 0 | 0 | 0 | 0 | 0 | 0 | 0 | 0 | 0 | 0 | 0 | 0 | 0 | 0 | 0 | 1.5 | 0 | 0 | 0 | 0 | 0 | [15 empty] | 0 | 0 | 0 | 0 | 0 | 0 | 0 | 0 | 0 | 1.5 | 0 | 0 | 0 | 0 | 0 |  | 0 | 0 | 0 | 0 | 0 | 0 | 0 | 0 | 1.5 | 0 | 0 | 0 | 0 | 0 | 1 | 0 | 0 | 0 | 0 | 0 | 0 | 0 | 0 | 1.5 | 0 | 0 | 0 | 0 | 0 | 1 | [14 empty] | 0 | 0 | 0 | 0 | 0 | 0 | 0 | 0 | 0 | 1.5 | 0 | 0 | 0 | 0 | 0 |  | 0 | 0 | 0 | 0 | 0 | 0 | 0 | 0 | 1.5 | 0 | 0 | 0 | 0 | 0 | 1
PG&E FRESNO | McCall | 230 | 0 | 0 | 0 | 0 | 0 | 0 | 0 | 0 | 0 | 0 | 0 | 0 | 0 | 0 | 0 | 0 | 0 | 0 | 0 | 0 | 0 | 0 | 0 | 0 | 0 | 0 | 0 | 0 | 0 | [15 empty] | 0 | 0 | 0 | 0 | 0 | 0 | 0 | 0 | 0 | 0 | 0 | 0 | 0 | 0 | 0 |  | 0 | 0 | 0 | 0 | 0 | 0 | 0 | 0 | 0 | 0 | 0 | 0 | 0 | 0 | 0 | 0 | 0 | 0 | 0 | 0 | 0 | 0 | 0 | 0 | 0 | 0 | 0 | 0 | 0 | 0 | [14 empty] | 0 | 0 | 0 | 0 | 0 | 0 | 0 | 0 | 0 | 0 | 0 | 0 | 0 | 0 | 0 |  | 0 | 0 | 0 | 0 | 0 | 0 | 0 | 0 | 0 | 0 | 0 | 0 | 0 | 0 | 0
PG&E GBA | Meadow Lane | 115 | 0 | 0 | 0 | 0 | 0 | 0 | 0 | 0 | 0 | 0 | 0 | 0 | 0 | 0 | 0 | 0 | 0 | 0 | 0 | 0 | 0 | 0 | 0 | 0 | 0 | 0 | 0 | 0 | 0 | [15 empty] | 0 | 0 | 0 | 0 | 0 | 0 | 0 | 0 | 0 | 0 | 0 | 0 | 0 | 0 | 0 |  | 0 | 0 | 0 | 0 | 0 | 0 | 0 | 0 | 0 | 0 | 0 | 0 | 0 | 0 | 0 | 0 | 0 | 0 | 0 | 0 | 0 | 0 | 0 | 0 | 0 | 0 | 0 | 0 | 0 | 0 | [14 empty] | 0 | 0 | 0 | 0 | 0 | 0 | 0 | 0 | 0 | 0 | 0 | 0 | 0 | 0 | 0 |  | 0 | 0 | 0 | 0 | 0 | 0 | 0 | 0 | 0 | 0 | 0 | 0 | 0 | 0 | 0
PG&E GBA | Melones | 115 | 0 | 0 | 0 | 0 | 0 | 0 | 0 | 0 | 0 | 0 | 0 | 0 | 0 | 0 | 0 | 0 | 0 | 0 | 0 | 0 | 0 | 0 | 0 | 0 | 0 | 0 | 0 | 0 | 0 | [15 empty] | 0 | 0 | 0 | 0 | 0 | 0 | 0 | 0 | 0 | 0 | 0 | 0 | 0 | 0 | 0 |  | 0 | 0 | 0 | 0 | 0 | 0 | 0 | 0 | 0 | 0 | 0 | 0 | 0 | 0 | 0 | 0 | 0 | 0 | 0 | 0 | 0 | 0 | 0 | 0 | 0 | 0 | 0 | 0 | 0 | 0 | [14 empty] | 0 | 0 | 0 | 0 | 0 | 0 | 0 | 0 | 0 | 0 | 0 | 0 | 0 | 0 | 0 |  | 0 | 0 | 0 | 0 | 0 | 0 | 0 | 0 | 0 | 0 | 0 | 0 | 0 | 0 | 0
PG&E GBA | Melones | 230 | 0 | 0 | 0 | 0 | 0 | 0 | 0 | 0 | 0 | 0 | 0 | 0 | 0 | 0 | 0 | 0 | 0 | 0 | 0 | 0 | 0 | 0 | 0 | 0 | 0 | 0 | 0 | 0 | 0 | [15 empty] | 0 | 0 | 0 | 0 | 0 | 0 | 0 | 0 | 0 | 0 | 0 | 0 | 0 | 0 | 0 |  | 0 | 0 | 0 | 0 | 0 | 0 | 0 | 0 | 0 | 0 | 0 | 0 | 0 | 0 | 0 | 0 | 0 | 0 | 0 | 0 | 0 | 0 | 0 | 0 | 0 | 0 | 0 | 0 | 0 | 0 | [14 empty] | 0 | 0 | 0 | 0 | 0 | 0 | 0 | 0 | 0 | 0 | 0 | 0 | 0 | 0 | 0 |  | 0 | 0 | 0 | 0 | 0 | 0 | 0 | 0 | 0 | 0 | 0 | 0 | 0 | 0 | 0
SDGE | Melrose | 69 | 0 | 0 | 0 | 0 | 0 | 0 | 0 | 0 | 0 | 0 | 0 | 20 | 0 | 0 | 1 | 0 | 0 | 0 | 0 | 0 | 0 | 0 | 0 | 0 | 0 | 0 | 0 | 0 | 0 | [15 empty] | 0 | 0 | 0 | 0 | 0 | 0 | 0 | 0 | 0 | 0 | 0 | 0 | 0 | 0 | 0 |  | 0 | 0 | 0 | 0 | 0 | 0 | 0 | 0 | 0 | 0 | 0 | 20 | 0 | 0 | 1 | 0 | 0 | 0 | 0 | 0 | 0 | 0 | 0 | 0 | 0 | 0 | 0 | 0 | 0 | 0 | [14 empty] | 0 | 0 | 0 | 0 | 0 | 0 | 0 | 0 | 0 | 0 | 0 | 0 | 0 | 0 | 0 |  | 0 | 0 | 0 | 0 | 0 | 0 | 0 | 0 | 0 | 0 | 0 | 20 | 0 | 0 | 1
PG&E NGBA | Mendocino | 115 | 0 | 0 | 0 | 0 | 0 | 0 | 0 | 0 | 5 | 0 | 0 | 0 | 0 | 0 | 1 | 0 | 0 | 0 | 0 | 0 | 0 | 0 | 0 | 0 | 0 | 0 | 0 | 0 | 0 | [15 empty] | 0 | 0 | 0 | 0 | 0 | 0 | 0 | 0 | 0 | 0 | 0 | 0 | 0 | 0 | 0 |  | 0 | 0 | 0 | 0 | 0 | 0 | 0 | 0 | 5 | 0 | 0 | 0 | 0 | 0 | 1 | 0 | 0 | 0 | 0 | 0 | 0 | 0 | 0 | 0 | 0 | 0 | 0 | 0 | 0 | 0 | [14 empty] | 0 | 0 | 0 | 0 | 0 | 0 | 0 | 0 | 0 | 0 | 0 | 0 | 0 | 0 | 0 |  | 0 | 0 | 0 | 0 | 0 | 0 | 0 | 0 | 5 | 0 | 0 | 0 | 0 | 0 | 1
PG&E NGBA | Mendocino | 60 | 0 | 0 | 0 | 0 | 0 | 0 | 0 | 0 | 0 | 0 | 0 | 0 | 0 | 5 | 1 | 0 | 3 | 0 | 0 | 0 | 0 | 0 | 0 | 0 | 0 | 0 | 0 | 0 | 0 | [15 empty] | 0 | 0 | 3 | 0 | 0 | 0 | 0 | 0 | 0 | 0 | 0 | 0 | 0 | 0 | 0 |  | 0 | 3 | 0 | 0 | 0 | 0 | 0 | 0 | 0 | 0 | 0 | 0 | 0 | 5 | 1 | 0 | 3 | 0 | 0 | 0 | 0 | 0 | 0 | 0 | 0 | 0 | 0 | 0 | 0 | 1 | [14 empty] | 0 | 0 | 3 | 0 | 0 | 0 | 0 | 0 | 0 | 0 | 0 | 0 | 0 | 0 | 0 |  | 0 | 3 | 0 | 0 | 0 | 0 | 0 | 0 | 0 | 0 | 0 | 0 | 0 | 5 | 1
PG&E FRESNO | Mendota | 115 | 0 | 0 | 0 | 0 | 0 | 0 | 0 | 0 | 0 | 0 | 0 | 0 | 0 | 0 | 0 | 0 | 0 | 0 | 0 | 0 | 0 | 0 | 0 | 0 | 0 | 0 | 0 | 0 | 0 | [15 empty] | 0 | 0 | 0 | 0 | 0 | 0 | 0 | 0 | 0 | 0 | 0 | 0 | 0 | 0 | 0 |  | 0 | 0 | 0 | 0 | 0 | 0 | 0 | 0 | 0 | 0 | 0 | 0 | 0 | 0 | 0 | 0 | 0 | 0 | 0 | 0 | 0 | 0 | 0 | 0 | 0 | 0 | 0 | 0 | 0 | 0 | [14 empty] | 0 | 0 | 0 | 0 | 0 | 0 | 0 | 0 | 0 | 0 | 0 | 0 | 0 | 0 | 0 |  | 0 | 0 | 0 | 0 | 0 | 0 | 0 | 0 | 0 | 0 | 0 | 0 | 0 | 0 | 0
PG&E GBA | Menlo | 60 | 0 | 0 | 0 | 0 | 0 | 0 | 0 | 0 | 0 | 0 | 0 | 0 | 0 | 0 | 0 | 0 | 0 | 0 | 0 | 0 | 0 | 0 | 0 | 0 | 0 | 0 | 0 | 0 | 0 | [15 empty] | 0 | 0 | 0 | 0 | 0 | 0 | 0 | 0 | 0 | 0 | 0 | 0 | 0 | 0 | 0 |  | 0 | 0 | 0 | 0 | 0 | 0 | 0 | 0 | 0 | 0 | 0 | 0 | 0 | 0 | 0 | 0 | 0 | 0 | 0 | 0 | 0 | 0 | 0 | 0 | 0 | 0 | 0 | 0 | 0 | 0 | [14 empty] | 0 | 0 | 0 | 0 | 0 | 0 | 0 | 0 | 0 | 0 | 0 | 0 | 0 | 0 | 0 |  | 0 | 0 | 0 | 0 | 0 | 0 | 0 | 0 | 0 | 0 | 0 | 0 | 0 | 0 | 0
PG&E FRESNO | Merced | 115 | 0 | 0 | 0 | 0 | 0 | 0 | 0 | 0 | 0 | 0 | 0 | 0 | 0 | 0 | 0 | 0 | 0 | 0 | 0 | 0 | 0 | 0 | 0 | 4 | 0 | 0 | 0 | 0 | 0 | [15 empty] | 0 | 0 | 0 | 0 | 0 | 0 | 0 | 0 | 0 | 4 | 0 | 0 | 0 | 0 | 0 |  | 0 | 0 | 0 | 0 | 0 | 0 | 0 | 0 | 4 | 0 | 0 | 0 | 0 | 0 | 1 | 0 | 0 | 0 | 0 | 0 | 0 | 0 | 0 | 4 | 0 | 0 | 0 | 0 | 0 | 1 | [14 empty] | 0 | 0 | 0 | 0 | 0 | 0 | 0 | 0 | 0 | 4 | 0 | 0 | 0 | 0 | 0 |  | 0 | 0 | 0 | 0 | 0 | 0 | 0 | 0 | 4 | 0 | 0 | 0 | 0 | 0 | 1
EOP | Mercury | 138 | 0 | 0 | 0 | 0 | 0 | 0 | 0 | 0 | 0 | 0 | 0 | 0 | 0 | 0 | 0 | 0 | 0 | 0 | 0 | 0 | 0 | 0 | 0 | 0 | 0 | 0 | 0 | 0 | 0 | [15 empty] | 0 | 0 | 0 | 0 | 0 | 0 | 0 | 0 | 0 | 0 | 0 | 0 | 0 | 0 | 0 |  | 0 | 0 | 0 | 0 | 0 | 0 | 0 | 0 | 0 | 0 | 0 | 0 | 0 | 0 | 0 | 0 | 0 | 0 | 0 | 0 | 0 | 0 | 0 | 0 | 0 | 0 | 0 | 0 | 0 | 0 | [14 empty] | 0 | 0 | 0 | 0 | 0 | 0 | 0 | 0 | 0 | 0 | 0 | 0 | 0 | 0 | 0 |  | 0 | 0 | 0 | 0 | 0 | 0 | 0 | 0 | 0 | 0 | 0 | 0 | 0 | 0 | 0
PG&E FRESNO | Mercy Springs | 70 | 0 | 0 | 0 | 0 | 0 | 0 | 0 | 0 | 0 | 0 | 75 | 78 | 0 | 0 | 1 | 0 | 2 | 0 | 0 | 0 | 0 | 0 | 0 | 0 | 0 | 0 | 0 | 0 | 0 | [15 empty] | 0 | 0 | 2 | 0 | 0 | 0 | 0 | 0 | 0 | 0 | 0 | 0 | 0 | 0 | 0 |  | 0 | 2 | 0 | 0 | 0 | 0 | 0 | 0 | 0 | 0 | 75 | 78 | 0 | 0 | 1 | 0 | 2 | 0 | 0 | 0 | 0 | 0 | 0 | 0 | 0 | 0 | 0 | 0 | 0 | 1 | [14 empty] | 0 | 0 | 2 | 0 | 0 | 0 | 0 | 0 | 0 | 0 | 0 | 0 | 0 | 0 | 0 |  | 0 | 2 | 0 | 0 | 0 | 0 | 0 | 0 | 0 | 0 | 75 | 78 | 0 | 0 | 1
PG&E NGBA | Meridian | 60 | 0 | 0 | 0 | 0 | 0 | 0 | 0 | 0 | 0 | 0 | 0 | 0 | 0 | 0 | 0 | 0 | 0 | 0 | 0 | 0 | 0 | 0 | 0 | 0 | 0 | 0 | 0 | 0 | 0 | [15 empty] | 0 | 0 | 0 | 0 | 0 | 0 | 0 | 0 | 0 | 0 | 0 | 0 | 0 | 0 | 0 |  | 0 | 0 | 0 | 0 | 0 | 0 | 0 | 0 | 0 | 0 | 0 | 0 | 0 | 0 | 0 | 0 | 0 | 0 | 0 | 0 | 0 | 0 | 0 | 0 | 0 | 0 | 0 | 0 | 0 | 0 | [14 empty] | 0 | 0 | 0 | 0 | 0 | 0 | 0 | 0 | 0 | 0 | 0 | 0 | 0 | 0 | 0 |  | 0 | 0 | 0 | 0 | 0 | 0 | 0 | 0 | 0 | 0 | 0 | 0 | 0 | 0 | 0
PG&E KERN | Mesa (PGE) | 115 | 0 | 0 | 0 | 0 | 0 | 0 | 0 | 0 | 0 | 0 | 0 | 0 | 0 | 0 | 0 | 0 | 0 | 0 | 0 | 0 | 0 | 0 | 0 | 0 | 0 | 0 | 0 | 0 | 0 | [15 empty] | 0 | 0 | 0 | 0 | 0 | 0 | 0 | 0 | 0 | 0 | 0 | 0 | 0 | 0 | 0 |  | 0 | 0 | 0 | 0 | 0 | 0 | 0 | 0 | 0 | 0 | 0 | 0 | 0 | 0 | 0 | 0 | 0 | 0 | 0 | 0 | 0 | 0 | 0 | 0 | 0 | 0 | 0 | 0 | 0 | 0 | [14 empty] | 0 | 0 | 0 | 0 | 0 | 0 | 0 | 0 | 0 | 0 | 0 | 0 | 0 | 0 | 0 |  | 0 | 0 | 0 | 0 | 0 | 0 | 0 | 0 | 0 | 0 | 0 | 0 | 0 | 0 | 0
PG&E KERN | Mesa (PGE) | 230 | 0 | 0 | 0 | 0 | 0 | 0 | 0 | 0 | 0 | 0 | 0 | 0 | 0 | 0 | 0 | 0 | 0 | 0 | 0 | 0 | 0 | 0 | 0 | 0 | 0 | 0 | 0 | 0 | 0 | [15 empty] | 0 | 0 | 0 | 0 | 0 | 0 | 0 | 0 | 0 | 0 | 0 | 0 | 0 | 0 | 0 |  | 0 | 0 | 0 | 0 | 0 | 0 | 0 | 0 | 0 | 0 | 0 | 0 | 0 | 0 | 0 | 0 | 0 | 0 | 0 | 0 | 0 | 0 | 0 | 0 | 0 | 0 | 0 | 0 | 0 | 0 | [14 empty] | 0 | 0 | 0 | 0 | 0 | 0 | 0 | 0 | 0 | 0 | 0 | 0 | 0 | 0 | 0 |  | 0 | 0 | 0 | 0 | 0 | 0 | 0 | 0 | 0 | 0 | 0 | 0 | 0 | 0 | 0
SCE Metro | Mesa (SCE) | 230 | 0 | 0 | 0 | 0 | 0 | 0 | 0 | 0 | 2.62 | 0 | 0 | 6.5 | 0 | 0 | 1 | 0 | 0 | 0 | 0 | 0 | 0 | 0 | 0 | 0 | 0 | 0 | 0 | 0 | 0 | [15 empty] | 0 | 0 | 0 | 0 | 0 | 0 | 0 | 0 | 0 | 0 | 0 | 0 | 0 | 0 | 0 |  | 0 | 0 | 0 | 0 | 0 | 0 | 0 | 0 | 2.62 | 0 | 0 | 6.5 | 0 | 0 | 1 | 0 | 0 | 0 | 0 | 0 | 0 | 0 | 0 | 0 | 0 | 0 | 0 | 0 | 0 | 0 | [14 empty] | 0 | 0 | 0 | 0 | 0 | 0 | 0 | 0 | 0 | 0 | 0 | 0 | 0 | 0 | 0 |  | 0 | 0 | 0 | 0 | 0 | 0 | 0 | 0 | 2.62 | 0 | 0 | 6.5 | 0 | 0 | 1
SCE Metro | Mesa (SCE) | 500 | 0 | 0 | 0 | 0 | 0 | 0 | 0 | 0 | 0 | 0 | 0 | 0 | 0 | 0 | 0 | 0 | 0 | 0 | 0 | 0 | 0 | 0 | 0 | 0 | 0 | 0 | 0 | 0 | 0 | [15 empty] | 0 | 0 | 0 | 0 | 0 | 0 | 0 | 0 | 0 | 0 | 0 | 0 | 0 | 0 | 0 |  | 0 | 0 | 0 | 0 | 0 | 0 | 0 | 0 | 0 | 0 | 0 | 0 | 0 | 0 | 0 | 0 | 0 | 0 | 0 | 0 | 0 | 0 | 0 | 0 | 0 | 0 | 0 | 0 | 0 | 0 | [14 empty] | 0 | 0 | 0 | 0 | 0 | 0 | 0 | 0 | 0 | 0 | 0 | 0 | 0 | 0 | 0 |  | 0 | 0 | 0 | 0 | 0 | 0 | 0 | 0 | 0 | 0 | 0 | 0 | 0 | 0 | 0
SDGE | Mesa Heights | 69 | 0 | 0 | 0 | 0 | 0 | 0 | 0 | 0 | 0 | 0 | 0 | 10.5 | 0 | 0 | 1 | 0 | 0 | 0 | 0 | 0 | 0 | 0 | 0 | 0 | 0 | 0 | 0 | 0 | 0 | [15 empty] | 0 | 0 | 0 | 0 | 0 | 0 | 0 | 0 | 0 | 0 | 0 | 0 | 0 | 0 | 0 |  | 0 | 0 | 0 | 0 | 0 | 0 | 0 | 0 | 0 | 0 | 0 | 10.5 | 0 | 0 | 1 | 0 | 0 | 0 | 0 | 0 | 0 | 0 | 0 | 0 | 0 | 0 | 0 | 0 | 0 | 0 | [14 empty] | 0 | 0 | 0 | 0 | 0 | 0 | 0 | 0 | 0 | 0 | 0 | 0 | 0 | 0 | 0 |  | 0 | 0 | 0 | 0 | 0 | 0 | 0 | 0 | 0 | 0 | 0 | 10.5 | 0 | 0 | 1
PG&E GBA | Metcalf | 115 | 0 | 0 | 0 | 0 | 0 | 0 | 0 | 0 | 0 | 0 | 0 | 0 | 0 | 0 | 0 | 0 | 0 | 0 | 0 | 0 | 0 | 0 | 0 | 0 | 0 | 0 | 0 | 0 | 0 | [15 empty] | 0 | 0 | 0 | 0 | 0 | 0 | 0 | 0 | 0 | 0 | 0 | 0 | 0 | 0 | 0 |  | 0 | 0 | 0 | 0 | 0 | 0 | 0 | 0 | 0 | 0 | 0 | 0 | 0 | 0 | 0 | 0 | 0 | 0 | 0 | 0 | 0 | 0 | 0 | 0 | 0 | 0 | 0 | 0 | 0 | 0 | [14 empty] | 0 | 0 | 0 | 0 | 0 | 0 | 0 | 0 | 0 | 0 | 0 | 0 | 0 | 0 | 0 |  | 0 | 0 | 0 | 0 | 0 | 0 | 0 | 0 | 0 | 0 | 0 | 0 | 0 | 0 | 0
PG&E GBA | Metcalf | 230 | 0 | 0 | 0 | 0 | 0 | 0 | 0 | 0 | 0 | 0 | 0 | 0 | 0 | 0 | 0 | 0 | 0 | 0 | 0 | 0 | 0 | 0 | 0 | 0 | 0 | 0 | 0 | 101.075 | 0 | [15 empty] | 0 | 0 | 0 | 0 | 0 | 0 | 0 | 0 | 0 | 0 | 0 | 0 | 0 | 101.075 | 0 |  | 0 | 0 | 0 | 0 | 0 | 0 | 0 | 0 | 0 | 0 | 0 | 0 | 101.075 | 0 | 1 | 0 | 0 | 0 | 0 | 0 | 0 | 0 | 0 | 0 | 0 | 0 | 0 | 251.075 | 0 | 1 | [14 empty] | 0 | 0 | 0 | 0 | 0 | 0 | 0 | 0 | 0 | 0 | 0 | 0 | 0 | 251.075 | 0 |  | 0 | 0 | 0 | 0 | 0 | 0 | 0 | 0 | 0 | 0 | 0 | 0 | 251.075 | 0 | 1
PG&E GBA | Metcalf | 500 | 0 | 0 | 0 | 0 | 0 | 0 | 0 | 0 | 0 | 0 | 0 | 0 | 0 | 0 | 0 | 0 | 0 | 0 | 0 | 0 | 0 | 0 | 0 | 0 | 0 | 0 | 0 | 0 | 0 | [15 empty] | 0 | 0 | 0 | 0 | 0 | 0 | 0 | 0 | 0 | 0 | 0 | 0 | 0 | 0 | 0 |  | 0 | 0 | 0 | 0 | 0 | 0 | 0 | 0 | 0 | 0 | 0 | 0 | 0 | 0 | 0 | 0 | 0 | 0 | 0 | 0 | 0 | 0 | 0 | 0 | 0 | 0 | 0 | 0 | 0 | 0 | [14 empty] | 0 | 0 | 0 | 0 | 0 | 0 | 0 | 0 | 0 | 0 | 0 | 0 | 0 | 0 | 0 |  | 0 | 0 | 0 | 0 | 0 | 0 | 0 | 0 | 0 | 0 | 0 | 0 | 0 | 0 | 0
PG&E KERN | Midway | 115 | 0 | 0 | 0 | 0 | 0 | 0 | 0 | 0 | 0 | 0 | 0 | 0 | 0 | 0 | 0 | 0 | 0 | 0 | 0 | 0 | 0 | 0 | 0 | 0 | 205 | 180 | 0 | 60 | 0 | [10 empty] | -1 | -60 |  | -60 |  | 1 | 0 | 0 | 0 | 0 | 0 | 0 | 0 | 0 | 0 | 204 | 120 | 0 | 0 | 0 |  | 0 | 0 | 0 | 0 | 0 | 0 | 0 | 0 | 0 | 204 | 120 | 0 | 0 | 0 | 1 | 0 | 0 | 0 | 0 | 0 | 0 | 0 | 0 | 0 | 205 | 180 | 0 | 60 | 0 | 1 | [14 empty] | 0 | 0 | 0 | 0 | 0 | 0 | 0 | 0 | 0 | 0 | 205 | 180 | 0 | 60 | 0 |  | 0 | 0 | 0 | 0 | 0 | 0 | 0 | 0 | 0 | 205 | 180 | 0 | 60 | 0 | 1
PG&E KERN | Midway | 230 | 0 | 0 | 0 | 0 | 0 | 0 | 0 | 0 | 0 | 0 | 0 | 0 | 0 | 0 | 0 | 0 | 0 | 0 | 0 | 0 | 0 | 0 | 0 | 0 | 0 | 0 | 0 | 0 | 0 | [15 empty] | 0 | 0 | 0 | 0 | 0 | 0 | 0 | 0 | 0 | 0 | 0 | 0 | 0 | 0 | 0 |  | 0 | 0 | 0 | 0 | 0 | 0 | 0 | 0 | 0 | 0 | 0 | 0 | 0 | 0 | 0 | 0 | 0 | 0 | 0 | 0 | 0 | 0 | 0 | 0 | 0 | 0 | 0 | 0 | 0 | 0 | [14 empty] | 0 | 0 | 0 | 0 | 0 | 0 | 0 | 0 | 0 | 0 | 0 | 0 | 0 | 0 | 0 |  | 0 | 0 | 0 | 0 | 0 | 0 | 0 | 0 | 0 | 0 | 0 | 0 | 0 | 0 | 0
PG&E KERN | Midway | 500 | 0 | 0 | 0 | 0 | 0 | 0 | 0 | 0 | 0 | 0 | 0 | 0 | 0 | 0 | 0 | 0 | 0 | 0 | 0 | 0 | 0 | 0 | 0 | 0 | 200 | 450 | 0 | 175 | 0 | [10 empty] | 100 | -100 |  | -175 |  | 1 | 0 | 0 | 0 | 0 | 0 | 0 | 0 | 0 | 0 | 300 | 350 | 0 | 0 | 0 |  | 0 | 0 | 0 | 0 | 0 | 0 | 0 | 0 | 0 | 300 | 350 | 0 | 0 | 0 | 1 | 0 | 0 | 0 | 0 | 0 | 0 | 0 | 0 | 0 | 450 | 1000 | 0 | 425 | 0 | 1 | [9 empty] | -150 | -200 |  | -25 |  | 1 | 0 | 0 | 0 | 0 | 0 | 0 | 0 | 0 | 0 | 300 | 800 | 0 | 400 | 0 |  | 0 | 0 | 0 | 0 | 0 | 0 | 0 | 0 | 0 | 300 | 800 | 0 | 400 | 0 | 1
SDGE | Miguel | 230 | 0 | 0 | 0 | 0 | 0 | 0 | 0 | 0 | 0 | 0 | 0 | 0 | 0 | 0 | 0 | 0 | 0 | 0 | 0 | 0 | 0 | 0 | 0 | 0 | 0 | 0 | 0 | 0 | 0 | [15 empty] | 0 | 0 | 0 | 0 | 0 | 0 | 0 | 0 | 0 | 0 | 0 | 0 | 0 | 0 | 0 |  | 0 | 0 | 0 | 0 | 0 | 0 | 0 | 0 | 0 | 0 | 0 | 0 | 0 | 0 | 0 | 0 | 0 | 0 | 0 | 0 | 0 | 0 | 0 | 0 | 0 | 0 | 0 | 0 | 0 | 0 | [14 empty] | 0 | 0 | 0 | 0 | 0 | 0 | 0 | 0 | 0 | 0 | 0 | 0 | 0 | 0 | 0 |  | 0 | 0 | 0 | 0 | 0 | 0 | 0 | 0 | 0 | 0 | 0 | 0 | 0 | 0 | 0
SDGE | Miguel | 500 | 0 | 0 | 0 | 0 | 0 | 0 | 0 | 0 | 0 | 0 | 0 | 0 | 0 | 0 | 0 | 0 | 0 | 0 | 0 | 0 | 0 | 0 | 0 | 0 | 0 | 0 | 0 | 0 | 0 | [15 empty] | 0 | 0 | 0 | 0 | 0 | 0 | 0 | 0 | 0 | 0 | 0 | 0 | 0 | 0 | 0 |  | 0 | 0 | 0 | 0 | 0 | 0 | 0 | 0 | 0 | 0 | 0 | 0 | 0 | 0 | 0 | 0 | 0 | 0 | 0 | 0 | 0 | 0 | 0 | 0 | 0 | 0 | 0 | 0 | 0 | 0 | [14 empty] | 0 | 0 | 0 | 0 | 0 | 0 | 0 | 0 | 0 | 0 | 0 | 0 | 0 | 0 | 0 |  | 0 | 0 | 0 | 0 | 0 | 0 | 0 | 0 | 0 | 0 | 0 | 0 | 0 | 0 | 0
SDGE | Miguel | 69 | 0 | 0 | 0 | 0 | 0 | 0 | 0 | 0 | 0 | 0 | 0 | 9.75 | 0 | 0 | 1 | 0 | 0 | 0 | 0 | 0 | 0 | 0 | 0 | 0 | 0 | 0 | 0 | 0 | 0 | [15 empty] | 0 | 0 | 0 | 0 | 0 | 0 | 0 | 0 | 0 | 0 | 0 | 0 | 0 | 0 | 0 |  | 0 | 0 | 0 | 0 | 0 | 0 | 0 | 0 | 0 | 0 | 0 | 9.75 | 0 | 0 | 1 | 0 | 0 | 0 | 0 | 0 | 0 | 0 | 0 | 0 | 0 | 0 | 0 | 0 | 0 | 0 | [14 empty] | 0 | 0 | 0 | 0 | 0 | 0 | 0 | 0 | 0 | 0 | 0 | 0 | 0 | 0 | 0 |  | 0 | 0 | 0 | 0 | 0 | 0 | 0 | 0 | 0 | 0 | 0 | 9.75 | 0 | 0 | 1
PG&E GBA | Millbrae | 115 | 0 | 0 | 0 | 0 | 0 | 0 | 0 | 0 | 0 | 0 | 0 | 0 | 0 | 0 | 0 | 0 | 0 | 0 | 0 | 0 | 0 | 0 | 0 | 3.5 | 0 | 0 | 0 | 0 | 0 | [15 empty] | 0 | 0 | 0 | 0 | 0 | 0 | 0 | 0 | 0 | 3.5 | 0 | 0 | 0 | 0 | 0 |  | 0 | 0 | 0 | 0 | 0 | 0 | 0 | 0 | 3.5 | 0 | 0 | 0 | 0 | 0 | 1 | 0 | 0 | 0 | 0 | 0 | 0 | 0 | 0 | 3.5 | 0 | 0 | 0 | 0 | 0 | 1 | [14 empty] | 0 | 0 | 0 | 0 | 0 | 0 | 0 | 0 | 0 | 3.5 | 0 | 0 | 0 | 0 | 0 |  | 0 | 0 | 0 | 0 | 0 | 0 | 0 | 0 | 3.5 | 0 | 0 | 0 | 0 | 0 | 1
PG&E GBA | Miller | 115 | 0 | 0 | 0 | 0 | 0 | 0 | 0 | 0 | 0 | 0 | 0 | 0 | 0 | 0 | 0 | 0 | 0 | 0 | 0 | 0 | 0 | 0 | 0 | 0 | 0 | 0 | 0 | 0 | 0 | [15 empty] | 0 | 0 | 0 | 0 | 0 | 0 | 0 | 0 | 0 | 0 | 0 | 0 | 0 | 0 | 0 |  | 0 | 0 | 0 | 0 | 0 | 0 | 0 | 0 | 0 | 0 | 0 | 0 | 0 | 0 | 0 | 0 | 0 | 0 | 0 | 0 | 0 | 0 | 0 | 0 | 0 | 0 | 0 | 0 | 0 | 0 | [14 empty] | 0 | 0 | 0 | 0 | 0 | 0 | 0 | 0 | 0 | 0 | 0 | 0 | 0 | 0 | 0 |  | 0 | 0 | 0 | 0 | 0 | 0 | 0 | 0 | 0 | 0 | 0 | 0 | 0 | 0 | 0
SCE Metro | Mira Loma | 230 | 0 | 0 | 0 | 0 | 0 | 0 | 0 | 0 | 0 | 0 | 0 | 42 | 0 | 0 | 1 | 0 | 0 | 0 | 0 | 0 | 0 | 0 | 0 | 0 | 0 | 0 | 0 | 0 | 0 | [15 empty] | 0 | 0 | 0 | 0 | 0 | 0 | 0 | 0 | 0 | 0 | 0 | 0 | 0 | 0 | 0 |  | 0 | 0 | 0 | 0 | 0 | 0 | 0 | 0 | 0 | 0 | 0 | 42 | 0 | 0 | 1 | 0 | 0 | 0 | 0 | 0 | 0 | 0 | 0 | 0 | 0 | 0 | 0 | 100 | 0 | 1 | [14 empty] | 0 | 0 | 0 | 0 | 0 | 0 | 0 | 0 | 0 | 0 | 0 | 0 | 0 | 100 | 0 |  | 0 | 0 | 0 | 0 | 0 | 0 | 0 | 0 | 0 | 0 | 0 | 42 | 100 | 0 | 1
SCE Metro | Mira Loma | 500 | 0 | 0 | 0 | 0 | 0 | 0 | 0 | 0 | 0 | 0 | 0 | 0 | 0 | 0 | 0 | 0 | 0 | 0 | 0 | 0 | 0 | 0 | 0 | 0 | 0 | 0 | 0 | 0 | 0 | [15 empty] | 0 | 0 | 0 | 0 | 0 | 0 | 0 | 0 | 0 | 0 | 0 | 0 | 0 | 0 | 0 |  | 0 | 0 | 0 | 0 | 0 | 0 | 0 | 0 | 0 | 0 | 0 | 0 | 0 | 0 | 0 | 0 | 0 | 0 | 0 | 0 | 0 | 0 | 0 | 0 | 0 | 0 | 0 | 0 | 0 | 0 | [14 empty] | 0 | 0 | 0 | 0 | 0 | 0 | 0 | 0 | 0 | 0 | 0 | 0 | 0 | 0 | 0 |  | 0 | 0 | 0 | 0 | 0 | 0 | 0 | 0 | 0 | 0 | 0 | 0 | 0 | 0 | 0
SCE Eastern | Mirage | 115 | 0 | 0 | 0 | 0 | 0 | 0 | 0 | 0 | 0 | 0 | 0 | 0 | 0 | 0 | 0 | 0 | 0 | 0 | 0 | 0 | 0 | 0 | 0 | 0 | 0 | 0 | 0 | 0 | 0 | [15 empty] | 0 | 0 | 0 | 0 | 0 | 0 | 0 | 0 | 0 | 0 | 0 | 0 | 0 | 0 | 0 |  | 0 | 0 | 0 | 0 | 0 | 0 | 0 | 0 | 0 | 0 | 0 | 0 | 0 | 0 | 0 | 0 | 0 | 0 | 0 | 0 | 0 | 0 | 0 | 0 | 0 | 0 | 0 | 0 | 0 | 0 | [14 empty] | 0 | 0 | 0 | 0 | 0 | 0 | 0 | 0 | 0 | 0 | 0 | 0 | 0 | 0 | 0 |  | 0 | 0 | 0 | 0 | 0 | 0 | 0 | 0 | 0 | 0 | 0 | 0 | 0 | 0 | 0
SCE Eastern | Mirage | 230 | 0 | 0 | 0 | 0 | 0 | 0 | 0 | 0 | 0 | 0 | 0 | 50 | 0 | 0 | 1 | 500 | 0 | 0 | 0 | 0 | 0 | 0 | 0 | 0 | 0 | 0 | 0 | 0 | 0 |  | 56.5 | [13 empty] | 1 | 556.5 | 0 | 0 | 0 | 0 | 0 | 0 | 0 | 0 | 0 | 0 | 0 | 0 | 0 |  | 556.5 | 0 | 0 | 0 | 0 | 0 | 0 | 0 | 0 | 0 | 0 | 50 | 0 | 0 | 1 | 500 | 0 | 0 | 0 | 0 | 0 | 0 | 0 | 0 | 0 | 0 | 0 | 0 | 0 | 1 | 56.5 | [13 empty] | 1 | 556.5 | 0 | 0 | 0 | 0 | 0 | 0 | 0 | 0 | 0 | 0 | 0 | 0 | 0 |  | 556.5 | 0 | 0 | 0 | 0 | 0 | 0 | 0 | 0 | 0 | 0 | 50 | 0 | 0 | 1
SDGE | Mission | 138 | 0 | 0 | 0 | 0 | 0 | 0 | 0 | 0 | 0 | 0 | 0 | 0 | 0 | 0 | 0 | 0 | 0 | 0 | 0 | 0 | 0 | 0 | 0 | 0 | 0 | 0 | 0 | 0 | 0 | [15 empty] | 0 | 0 | 0 | 0 | 0 | 0 | 0 | 0 | 0 | 0 | 0 | 0 | 0 | 0 | 0 |  | 0 | 0 | 0 | 0 | 0 | 0 | 0 | 0 | 0 | 0 | 0 | 0 | 0 | 0 | 0 | 0 | 0 | 0 | 0 | 0 | 0 | 0 | 0 | 0 | 0 | 0 | 0 | 0 | 0 | 0 | [14 empty] | 0 | 0 | 0 | 0 | 0 | 0 | 0 | 0 | 0 | 0 | 0 | 0 | 0 | 0 | 0 |  | 0 | 0 | 0 | 0 | 0 | 0 | 0 | 0 | 0 | 0 | 0 | 0 | 0 | 0 | 0
SDGE | Mission | 230 | 0 | 0 | 0 | 0 | 0 | 0 | 0 | 0 | 0 | 0 | 0 | 0 | 0 | 0 | 0 | 0 | 0 | 0 | 0 | 0 | 0 | 0 | 0 | 0 | 0 | 0 | 0 | 0 | 0 | [15 empty] | 0 | 0 | 0 | 0 | 0 | 0 | 0 | 0 | 0 | 0 | 0 | 0 | 0 | 0 | 0 |  | 0 | 0 | 0 | 0 | 0 | 0 | 0 | 0 | 0 | 0 | 0 | 0 | 0 | 0 | 0 | 0 | 0 | 0 | 0 | 0 | 0 | 0 | 0 | 0 | 0 | 0 | 0 | 0 | 0 | 0 | [14 empty] | 0 | 0 | 0 | 0 | 0 | 0 | 0 | 0 | 0 | 0 | 0 | 0 | 0 | 0 | 0 |  | 0 | 0 | 0 | 0 | 0 | 0 | 0 | 0 | 0 | 0 | 0 | 0 | 0 | 0 | 0
SDGE | Mission | 69 | 0 | 0 | 0 | 0 | 0 | 0 | 0 | 0 | 0 | 0 | 0 | 0 | 0 | 0 | 0 | 0 | 0 | 0 | 0 | 0 | 0 | 0 | 0 | 0 | 0 | 0 | 0 | 0 | 0 | [15 empty] | 0 | 0 | 0 | 0 | 0 | 0 | 0 | 0 | 0 | 0 | 0 | 0 | 0 | 0 | 0 |  | 0 | 0 | 0 | 0 | 0 | 0 | 0 | 0 | 0 | 0 | 0 | 0 | 0 | 0 | 0 | 0 | 0 | 0 | 0 | 0 | 0 | 0 | 0 | 0 | 0 | 0 | 0 | 0 | 0 | 0 | [14 empty] | 0 | 0 | 0 | 0 | 0 | 0 | 0 | 0 | 0 | 0 | 0 | 0 | 0 | 0 | 0 |  | 0 | 0 | 0 | 0 | 0 | 0 | 0 | 0 | 0 | 0 | 0 | 0 | 0 | 0 | 0
PG&E GBA | Mi-Wuk | 115 | 0 | 0 | 0 | 0 | 0 | 0 | 0 | 0 | 0 | 0 | 0 | 0 | 0 | 0 | 0 | 0 | 0 | 0 | 0 | 0 | 0 | 0 | 0 | 0 | 0 | 0 | 0 | 0 | 0 | [15 empty] | 0 | 0 | 0 | 0 | 0 | 0 | 0 | 0 | 0 | 0 | 0 | 0 | 0 | 0 | 0 |  | 0 | 0 | 0 | 0 | 0 | 0 | 0 | 0 | 0 | 0 | 0 | 0 | 0 | 0 | 0 | 0 | 0 | 0 | 0 | 0 | 0 | 0 | 0 | 0 | 0 | 0 | 0 | 0 | 0 | 0 | [14 empty] | 0 | 0 | 0 | 0 | 0 | 0 | 0 | 0 | 0 | 0 | 0 | 0 | 0 | 0 | 0 |  | 0 | 0 | 0 | 0 | 0 | 0 | 0 | 0 | 0 | 0 | 0 | 0 | 0 | 0 | 0
EOP | Mohave | 500 | 0 | 0 | 0 | 0 | 0 | 0 | 0 | 0 | 0 | 0 | 0 | 0 | 0 | 0 | 0 | 0 | 0 | 492 | 126.5 | 0 | 0 | 0 | 0 | 0 | 0 | 587 | 0 | 150 | 0 |  |  |  | -192 | -126.5 | [5 empty] | 400 | -587 |  | -150 |  | 1 | 0 | 0 | 300 | 0 | 0 | 0 | 0 | 0 | 0 | 400 | 0 | 0 | 0 | 0 |  | 0 | 0 | 300 | 0 | 0 | 0 | 0 | 0 | 0 | 400 | 0 | 0 | 0 | 0 | 1 | 0 | 0 | 492 | 126.5 | 0 | 0 | 0 | 0 | 0 | 100 | 887 | 0 | 275 | 0 | 1 |  |  | -7.1 | -126.5 | [5 empty] | 300 | -300 |  | -150 |  | 1 | 0 | 0 | 484.9 | 0 | 0 | 0 | 0 | 0 | 0 | 400 | 587 | 0 | 125 | 0 |  | 0 | 0 | 484.9 | 0 | 0 | 0 | 0 | 0 | 0 | 400 | 587 | 0 | 125 | 0 | 1
PG&E NGBA | Monroe | 115 | 0 | 0 | 0 | 0 | 0 | 0 | 0 | 0 | 0 | 0 | 0 | 0 | 0 | 0 | 0 | 0 | 0 | 0 | 0 | 0 | 0 | 0 | 0 | 0 | 0 | 0 | 0 | 0 | 0 | [15 empty] | 0 | 0 | 0 | 0 | 0 | 0 | 0 | 0 | 0 | 0 | 0 | 0 | 0 | 0 | 0 |  | 0 | 0 | 0 | 0 | 0 | 0 | 0 | 0 | 0 | 0 | 0 | 0 | 0 | 0 | 0 | 0 | 0 | 0 | 0 | 0 | 0 | 0 | 0 | 0 | 0 | 0 | 0 | 0 | 0 | 0 | [14 empty] | 0 | 0 | 0 | 0 | 0 | 0 | 0 | 0 | 0 | 0 | 0 | 0 | 0 | 0 | 0 |  | 0 | 0 | 0 | 0 | 0 | 0 | 0 | 0 | 0 | 0 | 0 | 0 | 0 | 0 | 0
SDGE | Monserate | 69 | 0 | 0 | 0 | 0 | 0 | 0 | 0 | 0 | 0 | 0 | 0 | 0 | 0 | 0 | 0 | 0 | 0 | 0 | 0 | 0 | 0 | 0 | 0 | 0 | 0 | 0 | 0 | 0 | 0 | [15 empty] | 0 | 0 | 0 | 0 | 0 | 0 | 0 | 0 | 0 | 0 | 0 | 0 | 0 | 0 | 0 |  | 0 | 0 | 0 | 0 | 0 | 0 | 0 | 0 | 0 | 0 | 0 | 0 | 0 | 0 | 0 | 0 | 0 | 0 | 0 | 0 | 0 | 0 | 0 | 0 | 0 | 0 | 0 | 0 | 0 | 0 | [14 empty] | 0 | 0 | 0 | 0 | 0 | 0 | 0 | 0 | 0 | 0 | 0 | 0 | 0 | 0 | 0 |  | 0 | 0 | 0 | 0 | 0 | 0 | 0 | 0 | 0 | 0 | 0 | 0 | 0 | 0 | 0
PG&E GBA | Monta Vista | 115 | 0 | 0 | 0 | 0 | 0 | 0 | 0 | 0 | 0 | 0 | 0 | 0 | 0 | 0 | 0 | 0 | 0 | 0 | 0 | 0 | 0 | 0 | 0 | 0 | 0 | 0 | 0 | 0 | 0 | [15 empty] | 0 | 0 | 0 | 0 | 0 | 0 | 0 | 0 | 0 | 0 | 0 | 0 | 0 | 0 | 0 |  | 0 | 0 | 0 | 0 | 0 | 0 | 0 | 0 | 0 | 0 | 0 | 0 | 0 | 0 | 0 | 0 | 0 | 0 | 0 | 0 | 0 | 0 | 0 | 0 | 0 | 0 | 0 | 0 | 0 | 0 | [14 empty] | 0 | 0 | 0 | 0 | 0 | 0 | 0 | 0 | 0 | 0 | 0 | 0 | 0 | 0 | 0 |  | 0 | 0 | 0 | 0 | 0 | 0 | 0 | 0 | 0 | 0 | 0 | 0 | 0 | 0 | 0
PG&E GBA | Monta Vista | 230 | 0 | 0 | 0 | 0 | 0 | 0 | 0 | 0 | 0 | 0 | 0 | 0 | 0 | 0 | 0 | 0 | 0 | 0 | 0 | 0 | 0 | 0 | 0 | 0 | 0 | 0 | 0 | 0 | 0 | [15 empty] | 0 | 0 | 0 | 0 | 0 | 0 | 0 | 0 | 0 | 0 | 0 | 0 | 0 | 0 | 0 |  | 0 | 0 | 0 | 0 | 0 | 0 | 0 | 0 | 0 | 0 | 0 | 0 | 0 | 0 | 0 | 0 | 0 | 0 | 0 | 0 | 0 | 0 | 0 | 0 | 0 | 0 | 0 | 0 | 0 | 0 | [14 empty] | 0 | 0 | 0 | 0 | 0 | 0 | 0 | 0 | 0 | 0 | 0 | 0 | 0 | 0 | 0 |  | 0 | 0 | 0 | 0 | 0 | 0 | 0 | 0 | 0 | 0 | 0 | 0 | 0 | 0 | 0
PG&E GBA | Monta Vista | 60 | 0 | 0 | 0 | 0 | 0 | 0 | 0 | 0 | 0 | 0 | 0 | 0 | 0 | 0 | 0 | 0 | 0 | 0 | 0 | 0 | 0 | 0 | 0 | 0 | 0 | 0 | 0 | 0 | 0 | [15 empty] | 0 | 0 | 0 | 0 | 0 | 0 | 0 | 0 | 0 | 0 | 0 | 0 | 0 | 0 | 0 |  | 0 | 0 | 0 | 0 | 0 | 0 | 0 | 0 | 0 | 0 | 0 | 0 | 0 | 0 | 0 | 0 | 0 | 0 | 0 | 0 | 0 | 0 | 0 | 0 | 0 | 0 | 0 | 0 | 0 | 0 | [14 empty] | 0 | 0 | 0 | 0 | 0 | 0 | 0 | 0 | 0 | 0 | 0 | 0 | 0 | 0 | 0 |  | 0 | 0 | 0 | 0 | 0 | 0 | 0 | 0 | 0 | 0 | 0 | 0 | 0 | 0 | 0
PG&E NGBA | Monticello | 115 | 0 | 0 | 0 | 0 | 0 | 0 | 0 | 0 | 0 | 0 | 0 | 0 | 0 | 0 | 0 | 0 | 0 | 0 | 0 | 0 | 0 | 0 | 0 | 0 | 0 | 0 | 0 | 0 | 0 | [15 empty] | 0 | 0 | 0 | 0 | 0 | 0 | 0 | 0 | 0 | 0 | 0 | 0 | 0 | 0 | 0 |  | 0 | 0 | 0 | 0 | 0 | 0 | 0 | 0 | 0 | 0 | 0 | 0 | 0 | 0 | 0 | 0 | 0 | 0 | 0 | 0 | 0 | 0 | 0 | 0 | 0 | 0 | 0 | 0 | 0 | 0 | [14 empty] | 0 | 0 | 0 | 0 | 0 | 0 | 0 | 0 | 0 | 0 | 0 | 0 | 0 | 0 | 0 |  | 0 | 0 | 0 | 0 | 0 | 0 | 0 | 0 | 0 | 0 | 0 | 0 | 0 | 0 | 0
SCE Northern | Moorpark | 230 | 0 | 0 | 0 | 0 | 0 | 0 | 0 | 0 | 0 | 0 | 0 | 350 | 0 | 0 | 1 | 0 | 0 | 0 | 0 | 0 | 0 | 0 | 0 | 0 | 0 | 0 | 0 | 0 | 0 | [15 empty] | 0 | 0 | 0 | 0 | 0 | 0 | 0 | 0 | 0 | 0 | 0 | 0 | 0 | 0 | 0 |  | 0 | 0 | 0 | 0 | 0 | 0 | 0 | 0 | 0 | 0 | 0 | 350 | 0 | 0 | 1 | 0 | 0 | 0 | 0 | 0 | 0 | 0 | 0 | 0 | 0 | 0 | 0 | 150 | 0 | 1 | [14 empty] | 0 | 0 | 0 | 0 | 0 | 0 | 0 | 0 | 0 | 0 | 0 | 0 | 0 | 150 | 0 |  | 0 | 0 | 0 | 0 | 0 | 0 | 0 | 0 | 0 | 0 | 0 | 350 | 150 | 0 | 1
SCE Northern | Moorpark | 66 | 0 | 0 | 0 | 0 | 0 | 0 | 0 | 0 | 0 | 0 | 0 | 0 | 0 | 0 | 0 | 0 | 0 | 0 | 0 | 0 | 0 | 0 | 0 | 0 | 0 | 0 | 0 | 0 | 0 | [15 empty] | 0 | 0 | 0 | 0 | 0 | 0 | 0 | 0 | 0 | 0 | 0 | 0 | 0 | 0 | 0 |  | 0 | 0 | 0 | 0 | 0 | 0 | 0 | 0 | 0 | 0 | 0 | 0 | 0 | 0 | 0 | 0 | 0 | 0 | 0 | 0 | 0 | 0 | 0 | 0 | 0 | 0 | 0 | 0 | 0 | 0 | [14 empty] | 0 | 0 | 0 | 0 | 0 | 0 | 0 | 0 | 0 | 0 | 0 | 0 | 0 | 0 | 0 |  | 0 | 0 | 0 | 0 | 0 | 0 | 0 | 0 | 0 | 0 | 0 | 0 | 0 | 0 | 0
PG&E GBA | Moraga | 115 | 0 | 0 | 0 | 0 | 0 | 0 | 0 | 0 | 0 | 0 | 0 | 0 | 0 | 0 | 0 | 0 | 0 | 0 | 0 | 0 | 0 | 0 | 0 | 0 | 0 | 0 | 0 | 0 | 0 | [15 empty] | 0 | 0 | 0 | 0 | 0 | 0 | 0 | 0 | 0 | 0 | 0 | 0 | 0 | 0 | 0 |  | 0 | 0 | 0 | 0 | 0 | 0 | 0 | 0 | 0 | 0 | 0 | 0 | 0 | 0 | 0 | 0 | 0 | 0 | 0 | 0 | 0 | 0 | 0 | 0 | 0 | 0 | 0 | 0 | 0 | 0 | [14 empty] | 0 | 0 | 0 | 0 | 0 | 0 | 0 | 0 | 0 | 0 | 0 | 0 | 0 | 0 | 0 |  | 0 | 0 | 0 | 0 | 0 | 0 | 0 | 0 | 0 | 0 | 0 | 0 | 0 | 0 | 0
PG&E GBA | Moraga | 230 | 0 | 0 | 0 | 0 | 0 | 0 | 0 | 0 | 0 | 0 | 0 | 0 | 0 | 0 | 0 | 0 | 0 | 0 | 0 | 0 | 0 | 0 | 0 | 0 | 0 | 0 | 0 | 0 | 0 | [15 empty] | 0 | 0 | 0 | 0 | 0 | 0 | 0 | 0 | 0 | 0 | 0 | 0 | 0 | 0 | 0 |  | 0 | 0 | 0 | 0 | 0 | 0 | 0 | 0 | 0 | 0 | 0 | 0 | 0 | 0 | 0 | 0 | 0 | 0 | 0 | 0 | 0 | 0 | 0 | 0 | 0 | 0 | 0 | 0 | 0 | 0 | [14 empty] | 0 | 0 | 0 | 0 | 0 | 0 | 0 | 0 | 0 | 0 | 0 | 0 | 0 | 0 | 0 |  | 0 | 0 | 0 | 0 | 0 | 0 | 0 | 0 | 0 | 0 | 0 | 0 | 0 | 0 | 0
PG&E GBA | Morgan Hill | 115 | 0 | 0 | 0 | 0 | 0 | 0 | 0 | 0 | 0 | 0 | 0 | 0 | 0 | 0 | 0 | 0 | 0 | 0 | 0 | 0 | 0 | 0 | 0 | 0 | 0 | 0 | 0 | 0 | 0 | [15 empty] | 0 | 0 | 0 | 0 | 0 | 0 | 0 | 0 | 0 | 0 | 0 | 0 | 0 | 0 | 0 |  | 0 | 0 | 0 | 0 | 0 | 0 | 0 | 0 | 0 | 0 | 0 | 0 | 0 | 0 | 0 | 0 | 0 | 0 | 0 | 0 | 0 | 0 | 0 | 0 | 0 | 0 | 0 | 0 | 0 | 0 | [14 empty] | 0 | 0 | 0 | 0 | 0 | 0 | 0 | 0 | 0 | 0 | 0 | 0 | 0 | 0 | 0 |  | 0 | 0 | 0 | 0 | 0 | 0 | 0 | 0 | 0 | 0 | 0 | 0 | 0 | 0 | 0
PG&E KERN | Morro Bay | 115 | 0 | 0 | 0 | 0 | 0 | 0 | 0 | 0 | 0 | 0 | 0 | 0 | 0 | 0 | 0 | 0 | 0 | 0 | 0 | 0 | 0 | 0 | 0 | 0 | 0 | 0 | 0 | 0 | 0 | [15 empty] | 0 | 0 | 0 | 0 | 0 | 0 | 0 | 0 | 0 | 0 | 0 | 0 | 0 | 0 | 0 |  | 0 | 0 | 0 | 0 | 0 | 0 | 0 | 0 | 0 | 0 | 0 | 0 | 0 | 0 | 0 | 0 | 0 | 0 | 0 | 0 | 0 | 0 | 0 | 0 | 0 | 0 | 0 | 0 | 0 | 0 | [14 empty] | 0 | 0 | 0 | 0 | 0 | 0 | 0 | 0 | 0 | 0 | 0 | 0 | 0 | 0 | 0 |  | 0 | 0 | 0 | 0 | 0 | 0 | 0 | 0 | 0 | 0 | 0 | 0 | 0 | 0 | 0
PG&E KERN | Morro Bay | 230 | 0 | 0 | 0 | 0 | 0 | 0 | 0 | 0 | 0 | 0 | 0 | 0 | 0 | 0 | 0 | 0 | 0 | 0 | 0 | 0 | 0 | 0 | 0 | 0 | 0 | 0 | 0 | 0 | 0 | [15 empty] | 0 | 0 | 0 | 0 | 0 | 0 | 0 | 0 | 0 | 0 | 0 | 0 | 0 | 0 | 0 |  | 0 | 0 | 0 | 0 | 0 | 0 | 0 | 0 | 0 | 0 | 0 | 0 | 0 | 0 | 0 | 0 | 0 | 0 | 0 | 0 | 0 | 0 | 0 | 0 | 0 | 0 | 0 | 0 | 0 | 0 | [14 empty] | 0 | 0 | 0 | 0 | 0 | 0 | 0 | 0 | 0 | 0 | 0 | 0 | 0 | 0 | 0 |  | 0 | 0 | 0 | 0 | 0 | 0 | 0 | 0 | 0 | 0 | 0 | 0 | 0 | 0 | 0
PG&E KERN | Morro Bay | 500 | 0 | 0 | 0 | 0 | 0 | 0 | 0 | 0 | 0 | 0 | 0 | 0 | 0 | 0 | 0 | 0 | 0 | 0 | 0 | 0 | 0 | 0 | 0 | 0 | 0 | 0 | 0 | 0 | 0 | [7 empty] | 2375 | [7 empty] | 1 | 0 | 0 | 0 | 0 | 0 | 0 | 2375 | 0 | 0 | 0 | 0 | 0 | 0 | 0 |  | 0 | 0 | 0 | 0 | 0 | 0 | 2375 | 0 | 0 | 0 | 0 | 0 | 0 | 0 | 1 | 0 | 0 | 0 | 0 | 0 | 0 | 0 | 0 | 0 | 0 | 0 | 0 | 0 | 0 | 0 | [6 empty] | 2375 | [7 empty] | 1 | 0 | 0 | 0 | 0 | 0 | 0 | 2375 | 0 | 0 | 0 | 0 | 0 | 0 | 0 |  | 0 | 0 | 0 | 0 | 0 | 0 | 2375 | 0 | 0 | 0 | 0 | 0 | 0 | 0 | 1
PG&E GBA | Moss Landing | 115 | 0 | 0 | 0 | 0 | 0 | 0 | 0 | 0 | 0 | 0 | 0 | 0 | 0 | 0 | 0 | 0 | 0 | 0 | 0 | 0 | 0 | 0 | 0 | 0 | 0 | 0 | 0 | 0 | 0 | [15 empty] | 0 | 0 | 0 | 0 | 0 | 0 | 0 | 0 | 0 | 0 | 0 | 0 | 0 | 0 | 0 |  | 0 | 0 | 0 | 0 | 0 | 0 | 0 | 0 | 0 | 0 | 0 | 0 | 0 | 0 | 0 | 0 | 0 | 0 | 0 | 0 | 0 | 0 | 0 | 0 | 0 | 0 | 0 | 0 | 0 | 0 | [14 empty] | 0 | 0 | 0 | 0 | 0 | 0 | 0 | 0 | 0 | 0 | 0 | 0 | 0 | 0 | 0 |  | 0 | 0 | 0 | 0 | 0 | 0 | 0 | 0 | 0 | 0 | 0 | 0 | 0 | 0 | 0
PG&E GBA | Moss Landing | 230 | 0 | 0 | 0 | 0 | 0 | 0 | 0 | 0 | 0 | 0 | 0 | 0 | 0 | 0 | 0 | 0 | 0 | 0 | 0 | 0 | 0 | 0 | 0 | 0 | 0 | 0 | 0 | 0 | 0 | [15 empty] | 0 | 0 | 0 | 0 | 0 | 0 | 0 | 0 | 0 | 0 | 0 | 0 | 0 | 0 | 0 |  | 0 | 0 | 0 | 0 | 0 | 0 | 0 | 0 | 0 | 0 | 0 | 0 | 0 | 0 | 0 | 0 | 0 | 0 | 0 | 0 | 0 | 0 | 0 | 0 | 0 | 0 | 0 | 0 | 0 | 0 | [14 empty] | 0 | 0 | 0 | 0 | 0 | 0 | 0 | 0 | 0 | 0 | 0 | 0 | 0 | 0 | 0 |  | 0 | 0 | 0 | 0 | 0 | 0 | 0 | 0 | 0 | 0 | 0 | 0 | 0 | 0 | 0
PG&E GBA | Moss Landing | 500 | 0 | 0 | 0 | 0 | 0 | 0 | 0 | 0 | 0 | 0 | 0 | 0 | 0 | 0 | 0 | 0 | 0 | 0 | 0 | 0 | 0 | 0 | 0 | 0 | 0 | 0 | 0 | 0 | 0 | [15 empty] | 0 | 0 | 0 | 0 | 0 | 0 | 0 | 0 | 0 | 0 | 0 | 0 | 0 | 0 | 0 |  | 0 | 0 | 0 | 0 | 0 | 0 | 0 | 0 | 0 | 0 | 0 | 0 | 0 | 0 | 0 | 0 | 0 | 0 | 0 | 0 | 0 | 0 | 0 | 0 | 0 | 0 | 0 | 400 | 0 | 1 | [14 empty] | 0 | 0 | 0 | 0 | 0 | 0 | 0 | 0 | 0 | 0 | 0 | 0 | 0 | 400 | 0 |  | 0 | 0 | 0 | 0 | 0 | 0 | 0 | 0 | 0 | 0 | 0 | 0 | 400 | 0 | 1
EOP | Mountain Pass | 115 | 0 | 0 | 0 | 0 | 0 | 0 | 0 | 0 | 0 | 0 | 0 | 0 | 0 | 0 | 0 | 0 | 0 | 0 | 0 | 0 | 0 | 0 | 0 | 0 | 0 | 0 | 0 | 0 | 0 | [15 empty] | 0 | 0 | 0 | 0 | 0 | 0 | 0 | 0 | 0 | 0 | 0 | 0 | 0 | 0 | 0 |  | 0 | 0 | 0 | 0 | 0 | 0 | 0 | 0 | 0 | 0 | 0 | 0 | 0 | 0 | 0 | 0 | 0 | 0 | 0 | 0 | 0 | 0 | 0 | 0 | 0 | 0 | 0 | 0 | 0 | 0 | [14 empty] | 0 | 0 | 0 | 0 | 0 | 0 | 0 | 0 | 0 | 0 | 0 | 0 | 0 | 0 | 0 |  | 0 | 0 | 0 | 0 | 0 | 0 | 0 | 0 | 0 | 0 | 0 | 0 | 0 | 0 | 0
PG&E GBA | Mountain View | 115 | 0 | 0 | 0 | 0 | 0 | 0 | 0 | 0 | 0 | 0 | 0 | 0 | 0 | 0 | 0 | 0 | 0 | 0 | 0 | 0 | 0 | 0 | 0 | 0 | 0 | 0 | 0 | 0 | 0 | [15 empty] | 0 | 0 | 0 | 0 | 0 | 0 | 0 | 0 | 0 | 0 | 0 | 0 | 0 | 0 | 0 |  | 0 | 0 | 0 | 0 | 0 | 0 | 0 | 0 | 0 | 0 | 0 | 0 | 0 | 0 | 0 | 0 | 0 | 0 | 0 | 0 | 0 | 0 | 0 | 0 | 0 | 0 | 0 | 0 | 0 | 0 | [14 empty] | 0 | 0 | 0 | 0 | 0 | 0 | 0 | 0 | 0 | 0 | 0 | 0 | 0 | 0 | 0 |  | 0 | 0 | 0 | 0 | 0 | 0 | 0 | 0 | 0 | 0 | 0 | 0 | 0 | 0 | 0
PG&E GBA | Mt Eden | 115 | 0 | 0 | 0 | 0 | 0 | 0 | 0 | 0 | 0 | 0 | 0 | 0 | 0 | 0 | 0 | 0 | 0 | 0 | 0 | 0 | 0 | 0 | 0 | 0 | 0 | 0 | 0 | 0 | 0 | [15 empty] | 0 | 0 | 0 | 0 | 0 | 0 | 0 | 0 | 0 | 0 | 0 | 0 | 0 | 0 | 0 |  | 0 | 0 | 0 | 0 | 0 | 0 | 0 | 0 | 0 | 0 | 0 | 0 | 0 | 0 | 0 | 0 | 0 | 0 | 0 | 0 | 0 | 0 | 0 | 0 | 0 | 0 | 0 | 0 | 0 | 0 | [14 empty] | 0 | 0 | 0 | 0 | 0 | 0 | 0 | 0 | 0 | 0 | 0 | 0 | 0 | 0 | 0 |  | 0 | 0 | 0 | 0 | 0 | 0 | 0 | 0 | 0 | 0 | 0 | 0 | 0 | 0 | 0
PG&E KERN | Mt Poso | 115 | 0 | 0 | 0 | 0 | 0 | 0 | 0 | 0 | 0 | 0 | 0 | 0 | 0 | 0 | 0 | 0 | 0 | 0 | 0 | 0 | 0 | 0 | 0 | 0 | 0 | 0 | 0 | 0 | 0 | [15 empty] | 0 | 0 | 0 | 0 | 0 | 0 | 0 | 0 | 0 | 0 | 0 | 0 | 0 | 0 | 0 |  | 0 | 0 | 0 | 0 | 0 | 0 | 0 | 0 | 0 | 0 | 0 | 0 | 0 | 0 | 0 | 0 | 0 | 0 | 0 | 0 | 0 | 0 | 0 | 0 | 0 | 0 | 0 | 0 | 0 | 0 | [14 empty] | 0 | 0 | 0 | 0 | 0 | 0 | 0 | 0 | 0 | 0 | 0 | 0 | 0 | 0 | 0 |  | 0 | 0 | 0 | 0 | 0 | 0 | 0 | 0 | 0 | 0 | 0 | 0 | 0 | 0 | 0
SDGE | Murray | 69 | 0 | 0 | 0 | 0 | 0 | 0 | 0 | 0 | 0 | 0 | 0 | 9 | 0 | 0 | 1 | 0 | 0 | 0 | 0 | 0 | 0 | 0 | 0 | 0 | 0 | 0 | 0 | 0 | 0 | [15 empty] | 0 | 0 | 0 | 0 | 0 | 0 | 0 | 0 | 0 | 0 | 0 | 0 | 0 | 0 | 0 |  | 0 | 0 | 0 | 0 | 0 | 0 | 0 | 0 | 0 | 0 | 0 | 9 | 0 | 0 | 1 | 0 | 0 | 0 | 0 | 0 | 0 | 0 | 0 | 0 | 0 | 0 | 0 | 0 | 0 | 0 | [14 empty] | 0 | 0 | 0 | 0 | 0 | 0 | 0 | 0 | 0 | 0 | 0 | 0 | 0 | 0 | 0 |  | 0 | 0 | 0 | 0 | 0 | 0 | 0 | 0 | 0 | 0 | 0 | 9 | 0 | 0 | 1
PG&E FRESNO | Mustang | 230 | 0 | 0 | 0 | 0 | 0 | 0 | 0 | 0 | 0 | 106.5 | 0 | 0 | 0 | 0 | 1 | 0 | 0 | 0 | 0 | 0 | 0 | 0 | 0 | 0 | 25 | 175 | 0 | 60 | 0 | [10 empty] | -25 | -25.5 |  | -60 |  | 1 | 0 | 0 | 0 | 0 | 0 | 0 | 0 | 0 | 0 | 0 | 149.5 | 0 | 0 | 0 |  | 0 | 0 | 0 | 0 | 0 | 0 | 0 | 0 | 0 | 106.5 | 149.5 | 0 | 0 | 0 | 1 | 0 | 0 | 0 | 0 | 0 | 0 | 0 | 0 | 0 | 125 | 425 | 0 | 150 | 0 | 1 | [9 empty] | -75 | -125 |  | -50 |  | 1 | 0 | 0 | 0 | 0 | 0 | 0 | 0 | 0 | 0 | 50 | 300 | 0 | 100 | 0 |  | 0 | 0 | 0 | 0 | 0 | 0 | 0 | 0 | 0 | 156.5 | 300 | 0 | 100 | 0 | 1
SCE Northern | Neenach | 66 | 0 | 0 | 0 | 0 | 0 | 0 | 0 | 0 | 0 | 0 | 0 | 0 | 0 | 0 | 0 | 0 | 0 | 0 | 0 | 0 | 0 | 0 | 0 | 0 | 0 | 0 | 0 | 0 | 0 | [15 empty] | 0 | 0 | 0 | 0 | 0 | 0 | 0 | 0 | 0 | 0 | 0 | 0 | 0 | 0 | 0 |  | 0 | 0 | 0 | 0 | 0 | 0 | 0 | 0 | 0 | 0 | 0 | 0 | 0 | 0 | 0 | 0 | 0 | 0 | 0 | 0 | 0 | 0 | 0 | 0 | 0 | 0 | 0 | 0 | 0 | 0 | [14 empty] | 0 | 0 | 0 | 0 | 0 | 0 | 0 | 0 | 0 | 0 | 0 | 0 | 0 | 0 | 0 |  | 0 | 0 | 0 | 0 | 0 | 0 | 0 | 0 | 0 | 0 | 0 | 0 | 0 | 0 | 0
PG&E KERN | New Sub - Gates - Midway (Proposed) | 230 | 0 | 0 | 0 | 0 | 0 | 0 | 0 | 0 | 0 | 0 | 440 | 238.5 | 0 | 0 | 1 | 0 | 0 | 0 | 0 | 0 | 0 | 0 | 0 | 0 | 0 | 0 | 0 | 0 | 0 | [15 empty] | 0 | 0 | 0 | 0 | 0 | 0 | 0 | 0 | 0 | 0 | 0 | 0 | 0 | 0 | 0 |  | 0 | 0 | 0 | 0 | 0 | 0 | 0 | 0 | 0 | 0 | 440 | 238.5 | 0 | 0 | 1 | 0 | 0 | 0 | 0 | 0 | 0 | 0 | 0 | 0 | 300 | 400 | 0 | 200 | 0 | 1 | [9 empty] | -200 | -50 |  | -75 |  | 1 | 0 | 0 | 0 | 0 | 0 | 0 | 0 | 0 | 0 | 100 | 350 | 0 | 125 | 0 |  | 0 | 0 | 0 | 0 | 0 | 0 | 0 | 0 | 0 | 100 | 790 | 238.5 | 125 | 0 | 1
PG&E KERN | New Sub - Gates - Templeton (Proposed) | 230 | 0 | 0 | 0 | 0 | 0 | 0 | 0 | 0 | 0 | 0 | 0 | 0 | 0 | 0 | 0 | 0 | 0 | 0 | 0 | 0 | 0 | 0 | 0 | 0 | 0 | 0 | 0 | 0 | 0 | [15 empty] | 0 | 0 | 0 | 0 | 0 | 0 | 0 | 0 | 0 | 0 | 0 | 0 | 0 | 0 | 0 |  | 0 | 0 | 0 | 0 | 0 | 0 | 0 | 0 | 0 | 0 | 0 | 0 | 0 | 0 | 0 | 0 | 0 | 0 | 0 | 0 | 0 | 0 | 0 | 0 | 50 | 250 | 0 | 85 | 0 | 1 | [14 empty] | 0 | 0 | 0 | 0 | 0 | 0 | 0 | 0 | 0 | 0 | 50 | 250 | 0 | 85 | 0 |  | 0 | 0 | 0 | 0 | 0 | 0 | 0 | 0 | 0 | 50 | 250 | 0 | 85 | 0 | 1
SCE NOL | New Sub - Kramer - Lugo (Proposed) | 230 | 0 | 0 | 0 | 0 | 0 | 0 | 0 | 0 | 0 | 0 | 0 | 0 | 0 | 0 | 0 | 0 | 0 | 0 | 0 | 0 | 0 | 0 | 0 | 0 | 0 | 0 | 0 | 0 | 0 | [15 empty] | 0 | 0 | 0 | 0 | 0 | 0 | 0 | 0 | 0 | 0 | 0 | 0 | 0 | 0 | 0 |  | 0 | 0 | 0 | 0 | 0 | 0 | 0 | 0 | 0 | 0 | 0 | 0 | 0 | 0 | 0 | 0 | 0 | 0 | 0 | 0 | 0 | 0 | 0 | 0 | 0 | 0 | 0 | 0 | 0 | 0 | [14 empty] | 0 | 0 | 0 | 0 | 0 | 0 | 0 | 0 | 0 | 0 | 0 | 0 | 0 | 0 | 0 |  | 0 | 0 | 0 | 0 | 0 | 0 | 0 | 0 | 0 | 0 | 0 | 0 | 0 | 0 | 0
PG&E FRESNO | New Sub - Los Banos - Midway (Proposed) | 500 | 0 | 0 | 0 | 0 | 0 | 0 | 0 | 0 | 0 | 0 | 0 | 0 | 0 | 0 | 0 | 0 | 0 | 0 | 0 | 0 | 0 | 0 | 0 | 0 | 0 | 0 | 0 | 0 | 0 | [15 empty] | 0 | 0 | 0 | 0 | 0 | 0 | 0 | 0 | 0 | 0 | 0 | 0 | 0 | 0 | 0 |  | 0 | 0 | 0 | 0 | 0 | 0 | 0 | 0 | 0 | 0 | 0 | 0 | 0 | 0 | 0 | 0 | 0 | 0 | 0 | 0 | 0 | 0 | 0 | 0 | 700 | 700 | 0 | 300 | 0 | 1 | [9 empty] | -100 | -300 |  | -125 |  | 1 | 0 | 0 | 0 | 0 | 0 | 0 | 0 | 0 | 0 | 600 | 400 | 0 | 175 | 0 |  | 0 | 0 | 0 | 0 | 0 | 0 | 0 | 0 | 0 | 600 | 400 | 0 | 175 | 0 | 1
SCE NOL | New Sub - Lugo - Pisgah (Proposed) | 230 | 0 | 0 | 0 | 0 | 0 | 0 | 0 | 0 | 0 | 0 | 0 | 0 | 0 | 0 | 0 | 0 | 0 | 150 | 0 | 0 | 0 | 0 | 0 | 0 | 0 | 0 | 0 | 0 | 0 | [15 empty] | 0 | 0 | 0 | 150 | 0 | 0 | 0 | 0 | 0 | 0 | 0 | 0 | 0 | 0 | 0 |  | 0 | 0 | 150 | 0 | 0 | 0 | 0 | 0 | 0 | 0 | 0 | 0 | 0 | 0 | 1 | 0 | 0 | 150 | 0 | 0 | 0 | 0 | 0 | 0 | 0 | 0 | 0 | 0 | 0 | 1 | [14 empty] | 0 | 0 | 0 | 150 | 0 | 0 | 0 | 0 | 0 | 0 | 0 | 0 | 0 | 0 | 0 |  | 0 | 0 | 150 | 0 | 0 | 0 | 0 | 0 | 0 | 0 | 0 | 0 | 0 | 0 | 1
PG&E KERN | New Sub - Midway - Wheeler Ridge (Proposed) | 230 | 0 | 0 | 0 | 0 | 0 | 0 | 0 | 0 | 0 | 0 | 150 | 92 | 0 | 0 | 1 | 0 | 0 | 0 | 0 | 0 | 0 | 0 | 0 | 0 | 0 | 0 | 0 | 0 | 0 | [15 empty] | 0 | 0 | 0 | 0 | 0 | 0 | 0 | 0 | 0 | 0 | 0 | 0 | 0 | 0 | 0 |  | 0 | 0 | 0 | 0 | 0 | 0 | 0 | 0 | 0 | 0 | 150 | 92 | 0 | 0 | 1 | 0 | 0 | 0 | 0 | 0 | 0 | 0 | 0 | 0 | 150 | 150 | 0 | 0 | 0 | 1 | [9 empty] | -150 | -150 |  |  |  | 1 | 0 | 0 | 0 | 0 | 0 | 0 | 0 | 0 | 0 | 0 | 0 | 0 | 0 | 0 |  | 0 | 0 | 0 | 0 | 0 | 0 | 0 | 0 | 0 | 0 | 150 | 92 | 0 | 0 | 1
PG&E NGBA | New Sub - Near existing Leavitt (PSREC) | 345 | 0 | 0 | 0 | 0 | 0 | 0 | 0 | 0 | 0 | 0 | 0 | 0 | 0 | 0 | 0 | 0 | 0 | 300 | 0 | 0 | 0 | 0 | 0 | 0 | 0 | 0 | 0 | 0 | 0 | [15 empty] | 0 | 0 | 0 | 300 | 0 | 0 | 0 | 0 | 0 | 0 | 0 | 0 | 0 | 0 | 0 |  | 0 | 0 | 300 | 0 | 0 | 0 | 0 | 0 | 0 | 0 | 0 | 0 | 0 | 0 | 1 | 0 | 0 | 300 | 0 | 0 | 0 | 0 | 0 | 0 | 0 | 0 | 0 | 0 | 0 | 1 | [14 empty] | 0 | 0 | 0 | 300 | 0 | 0 | 0 | 0 | 0 | 0 | 0 | 0 | 0 | 0 | 0 |  | 0 | 0 | 300 | 0 | 0 | 0 | 0 | 0 | 0 | 0 | 0 | 0 | 0 | 0 | 1
PG&E NGBA | New Sub - Near existing Madeline (NVE) | 345 | 0 | 0 | 0 | 0 | 0 | 0 | 0 | 0 | 0 | 0 | 0 | 0 | 0 | 0 | 0 | 0 | 0 | 700 | 0 | 0 | 0 | 0 | 0 | 0 | 0 | 0 | 0 | 0 | 0 |  |  |  | -68.9 | [11 empty] | 1 | 0 | 0 | 631.1 | 0 | 0 | 0 | 0 | 0 | 0 | 0 | 0 | 0 | 0 | 0 |  | 0 | 0 | 631.1 | 0 | 0 | 0 | 0 | 0 | 0 | 0 | 0 | 0 | 0 | 0 | 1 | 0 | 0 | 700 | 0 | 0 | 0 | 0 | 0 | 0 | 0 | 0 | 0 | 0 | 0 | 1 |  |  | -68.9 | [11 empty] | 1 | 0 | 0 | 631.1 | 0 | 0 | 0 | 0 | 0 | 0 | 0 | 0 | 0 | 0 | 0 |  | 0 | 0 | 631.1 | 0 | 0 | 0 | 0 | 0 | 0 | 0 | 0 | 0 | 0 | 0 | 1
SDGE | New Sub - North Gila - IV (Proposed) | 500 | 0 | 0 | 0 | 0 | 0 | 0 | 0 | 0 | 0 | 0 | 0 | 0 | 0 | 0 | 0 | 0 | 0 | 0 | 0 | 0 | 0 | 0 | 0 | 0 | 0 | 0 | 0 | 0 | 0 | [15 empty] | 0 | 0 | 0 | 0 | 0 | 0 | 0 | 0 | 0 | 0 | 0 | 0 | 0 | 0 | 0 |  | 0 | 0 | 0 | 0 | 0 | 0 | 0 | 0 | 0 | 0 | 0 | 0 | 0 | 0 | 0 | 0 | 0 | 0 | 0 | 0 | 0 | 0 | 0 | 0 | 150 | 400 | 0 | 165 | 0 | 1 | [14 empty] | 0 | 0 | 0 | 0 | 0 | 0 | 0 | 0 | 0 | 0 | 150 | 400 | 0 | 165 | 0 |  | 0 | 0 | 0 | 0 | 0 | 0 | 0 | 0 | 0 | 150 | 400 | 0 | 165 | 0 | 1
PG&E NGBA | New Sub - Pit 1 - Cottonwood (Proposed) | 230 | 0 | 0 | 0 | 0 | 0 | 0 | 0 | 0 | 0 | 0 | 0 | 0 | 0 | 0 | 0 | 0 | 0 | 200 | 6 | 0 | 0 | 0 | 0 | 0 | 0 | 0 | 0 | 0 | 0 | [15 empty] | 0 | 0 | 0 | 200 | 6 | 0 | 0 | 0 | 0 | 0 | 0 | 0 | 0 | 0 | 0 |  | 0 | 0 | 200 | 6 | 0 | 0 | 0 | 0 | 0 | 0 | 0 | 0 | 0 | 0 | 1 | 0 | 0 | 200 | 6 | 0 | 0 | 0 | 0 | 0 | 0 | 0 | 0 | 0 | 0 | 1 | [14 empty] | 0 | 0 | 0 | 200 | 6 | 0 | 0 | 0 | 0 | 0 | 0 | 0 | 0 | 0 | 0 |  | 0 | 0 | 200 | 6 | 0 | 0 | 0 | 0 | 0 | 0 | 0 | 0 | 0 | 0 | 1
PG&E GBA | New Sub - Rancho Seco - Bellota (Proposed) | 230 | 0 | 0 | 0 | 0 | 0 | 0 | 0 | 0 | 0 | 0 | 0 | 0 | 0 | 0 | 0 | 0 | 0 | 0 | 0 | 0 | 0 | 0 | 0 | 0 | 0 | 0 | 0 | 0 | 0 | [15 empty] | 0 | 0 | 0 | 0 | 0 | 0 | 0 | 0 | 0 | 0 | 0 | 0 | 0 | 0 | 0 |  | 0 | 0 | 0 | 0 | 0 | 0 | 0 | 0 | 0 | 0 | 0 | 0 | 0 | 0 | 0 | 0 | 0 | 0 | 0 | 0 | 0 | 0 | 0 | 0 | 52 | 200 | 0 | 40 | 0 | 1 | [9 empty] | -52 | -200 |  | -40 |  | 1 | 0 | 0 | 0 | 0 | 0 | 0 | 0 | 0 | 0 | 0 | 0 | 0 | 0 | 0 |  | 0 | 0 | 0 | 0 | 0 | 0 | 0 | 0 | 0 | 0 | 0 | 0 | 0 | 0 | 0
SDGE | New Sub - Suncrest - Ocotillo (Proposed) | 500 | 0 | 0 | 0 | 0 | 0 | 0 | 0 | 0 | 0 | 0 | 0 | 0 | 0 | 0 | 0 | 0 | 0 | 300 | 100 | 0 | 0 | 0 | 0 | 0 | 0 | 0 | 0 | 0 | 0 | [15 empty] | 0 | 0 | 0 | 300 | 100 | 0 | 0 | 0 | 0 | 0 | 0 | 0 | 0 | 0 | 0 |  | 0 | 0 | 300 | 100 | 0 | 0 | 0 | 0 | 0 | 0 | 0 | 0 | 0 | 0 | 1 | 0 | 0 | 300 | 100 | 0 | 0 | 0 | 0 | 0 | 0 | 0 | 0 | 0 | 0 | 1 | [14 empty] | 0 | 0 | 0 | 300 | 100 | 0 | 0 | 0 | 0 | 0 | 0 | 0 | 0 | 0 | 0 |  | 0 | 0 | 300 | 100 | 0 | 0 | 0 | 0 | 0 | 0 | 0 | 0 | 0 | 0 | 1
PG&E FRESNO | New Sub - Westley - Quinto (Proposed) | 230 | 0 | 0 | 0 | 0 | 0 | 0 | 0 | 0 | 0 | 0 | 0 | 0 | 0 | 0 | 0 | 0 | 0 | 0 | 0 | 0 | 0 | 0 | 0 | 0 | 0 | 0 | 0 | 0 | 0 | [15 empty] | 0 | 0 | 0 | 0 | 0 | 0 | 0 | 0 | 0 | 0 | 0 | 0 | 0 | 0 | 0 |  | 0 | 0 | 0 | 0 | 0 | 0 | 0 | 0 | 0 | 0 | 0 | 0 | 0 | 0 | 0 | 0 | 0 | 0 | 0 | 0 | 0 | 0 | 0 | 0 | 0 | 0 | 0 | 0 | 0 | 0 | [14 empty] | 0 | 0 | 0 | 0 | 0 | 0 | 0 | 0 | 0 | 0 | 0 | 0 | 0 | 0 | 0 |  | 0 | 0 | 0 | 0 | 0 | 0 | 0 | 0 | 0 | 0 | 0 | 0 | 0 | 0 | 0
PG&E GBA | Newark | 115 | 0 | 0 | 0 | 0 | 0 | 0 | 0 | 0 | 0 | 0 | 0 | 0 | 0 | 0 | 0 | 0 | 0 | 0 | 0 | 0 | 0 | 0 | 0 | 0 | 0 | 0 | 0 | 0 | 0 | [15 empty] | 0 | 0 | 0 | 0 | 0 | 0 | 0 | 0 | 0 | 0 | 0 | 0 | 0 | 0 | 0 |  | 0 | 0 | 0 | 0 | 0 | 0 | 0 | 0 | 0 | 0 | 0 | 0 | 0 | 0 | 0 | 0 | 0 | 0 | 0 | 0 | 0 | 0 | 0 | 0 | 0 | 0 | 0 | 0 | 0 | 0 | [14 empty] | 0 | 0 | 0 | 0 | 0 | 0 | 0 | 0 | 0 | 0 | 0 | 0 | 0 | 0 | 0 |  | 0 | 0 | 0 | 0 | 0 | 0 | 0 | 0 | 0 | 0 | 0 | 0 | 0 | 0 | 0
PG&E GBA | Newark | 230 | 0 | 0 | 0 | 0 | 0 | 0 | 0 | 0 | 0 | 0 | 0 | 0 | 0 | 0 | 0 | 0 | 0 | 0 | 0 | 0 | 0 | 0 | 0 | 0 | 0 | 0 | 0 | 0 | 0 | [15 empty] | 0 | 0 | 0 | 0 | 0 | 0 | 0 | 0 | 0 | 0 | 0 | 0 | 0 | 0 | 0 |  | 0 | 0 | 0 | 0 | 0 | 0 | 0 | 0 | 0 | 0 | 0 | 0 | 0 | 0 | 0 | 0 | 0 | 0 | 0 | 0 | 0 | 0 | 0 | 0 | 0 | 0 | 0 | 0 | 0 | 0 | [14 empty] | 0 | 0 | 0 | 0 | 0 | 0 | 0 | 0 | 0 | 0 | 0 | 0 | 0 | 0 | 0 |  | 0 | 0 | 0 | 0 | 0 | 0 | 0 | 0 | 0 | 0 | 0 | 0 | 0 | 0 | 0
PG&E GBA | Newark | 60 | 0 | 0 | 0 | 0 | 0 | 0 | 0 | 0 | 0 | 0 | 0 | 0 | 0 | 0 | 0 | 0 | 0 | 0 | 0 | 0 | 0 | 0 | 0 | 2.5 | 0 | 0 | 0 | 0 | 0 | [15 empty] | 0 | 0 | 0 | 0 | 0 | 0 | 0 | 0 | 0 | 2.5 | 0 | 0 | 0 | 0 | 0 |  | 0 | 0 | 0 | 0 | 0 | 0 | 0 | 0 | 2.5 | 0 | 0 | 0 | 0 | 0 | 1 | 0 | 0 | 0 | 0 | 0 | 0 | 0 | 0 | 2.5 | 0 | 0 | 0 | 0 | 0 | 1 | [14 empty] | 0 | 0 | 0 | 0 | 0 | 0 | 0 | 0 | 0 | 2.5 | 0 | 0 | 0 | 0 | 0 |  | 0 | 0 | 0 | 0 | 0 | 0 | 0 | 0 | 2.5 | 0 | 0 | 0 | 0 | 0 | 1
PG&E FRESNO | Newhall | 115 | 0 | 0 | 0 | 0 | 0 | 0 | 0 | 0 | 0 | 0 | 0 | 0 | 0 | 0 | 0 | 0 | 0 | 0 | 0 | 0 | 0 | 0 | 0 | 0 | 0 | 0 | 0 | 0 | 0 | [15 empty] | 0 | 0 | 0 | 0 | 0 | 0 | 0 | 0 | 0 | 0 | 0 | 0 | 0 | 0 | 0 |  | 0 | 0 | 0 | 0 | 0 | 0 | 0 | 0 | 0 | 0 | 0 | 0 | 0 | 0 | 0 | 0 | 0 | 0 | 0 | 0 | 0 | 0 | 0 | 0 | 0 | 0 | 0 | 0 | 0 | 0 | [14 empty] | 0 | 0 | 0 | 0 | 0 | 0 | 0 | 0 | 0 | 0 | 0 | 0 | 0 | 0 | 0 |  | 0 | 0 | 0 | 0 | 0 | 0 | 0 | 0 | 0 | 0 | 0 | 0 | 0 | 0 | 0
PG&E KERN | Norco | 115 | 0 | 0 | 0 | 0 | 0 | 0 | 0 | 0 | 0 | 0 | 0 | 0 | 0 | 0 | 0 | 0 | 0.8 | 0 | 0 | 0 | 0 | 0 | 0 | 0 | 0 | 0 | 0 | 0 | 0 | [15 empty] | 0 | 0 | 0.8 | 0 | 0 | 0 | 0 | 0 | 0 | 0 | 0 | 0 | 0 | 0 | 0 |  | 0 | 0.8 | 0 | 0 | 0 | 0 | 0 | 0 | 0 | 0 | 0 | 0 | 0 | 0 | 1 | 0 | 0.8 | 0 | 0 | 0 | 0 | 0 | 0 | 0 | 0 | 0 | 0 | 0 | 0 | 1 | [14 empty] | 0 | 0 | 0.8 | 0 | 0 | 0 | 0 | 0 | 0 | 0 | 0 | 0 | 0 | 0 | 0 |  | 0 | 0.8 | 0 | 0 | 0 | 0 | 0 | 0 | 0 | 0 | 0 | 0 | 0 | 0 | 1
PG&E GBA | Nortech | 115 | 0 | 0 | 0 | 0 | 0 | 0 | 0 | 0 | 0 | 0 | 0 | 0 | 0 | 0 | 0 | 0 | 0 | 0 | 0 | 0 | 0 | 0 | 0 | 0 | 0 | 0 | 0 | 0 | 0 | [15 empty] | 0 | 0 | 0 | 0 | 0 | 0 | 0 | 0 | 0 | 0 | 0 | 0 | 0 | 0 | 0 |  | 0 | 0 | 0 | 0 | 0 | 0 | 0 | 0 | 0 | 0 | 0 | 0 | 0 | 0 | 0 | 0 | 0 | 0 | 0 | 0 | 0 | 0 | 0 | 0 | 0 | 0 | 0 | 0 | 0 | 0 | [14 empty] | 0 | 0 | 0 | 0 | 0 | 0 | 0 | 0 | 0 | 0 | 0 | 0 | 0 | 0 | 0 |  | 0 | 0 | 0 | 0 | 0 | 0 | 0 | 0 | 0 | 0 | 0 | 0 | 0 | 0 | 0
SDGE | North City Metering | 138 | 0 | 0 | 0 | 0 | 0 | 0 | 0 | 0 | 0 | 0 | 0 | 0 | 0 | 0 | 0 | 0 | 0 | 0 | 0 | 0 | 0 | 0 | 0 | 0 | 0 | 0 | 0 | 0 | 0 | [15 empty] | 0 | 0 | 0 | 0 | 0 | 0 | 0 | 0 | 0 | 0 | 0 | 0 | 0 | 0 | 0 |  | 0 | 0 | 0 | 0 | 0 | 0 | 0 | 0 | 0 | 0 | 0 | 0 | 0 | 0 | 0 | 0 | 0 | 0 | 0 | 0 | 0 | 0 | 0 | 0 | 0 | 0 | 0 | 0 | 0 | 0 | [14 empty] | 0 | 0 | 0 | 0 | 0 | 0 | 0 | 0 | 0 | 0 | 0 | 0 | 0 | 0 | 0 |  | 0 | 0 | 0 | 0 | 0 | 0 | 0 | 0 | 0 | 0 | 0 | 0 | 0 | 0 | 0
PG&E GBA | North Dublin | 230 | 0 | 0 | 0 | 0 | 0 | 0 | 0 | 0 | 0 | 0 | 0 | 0 | 0 | 0 | 0 | 0 | 0 | 0 | 0 | 0 | 0 | 0 | 0 | 0 | 0 | 0 | 0 | 0 | 0 | [15 empty] | 0 | 0 | 0 | 0 | 0 | 0 | 0 | 0 | 0 | 0 | 0 | 0 | 0 | 0 | 0 |  | 0 | 0 | 0 | 0 | 0 | 0 | 0 | 0 | 0 | 0 | 0 | 0 | 0 | 0 | 0 | 0 | 0 | 0 | 0 | 0 | 0 | 0 | 0 | 0 | 0 | 0 | 0 | 0 | 0 | 0 | [14 empty] | 0 | 0 | 0 | 0 | 0 | 0 | 0 | 0 | 0 | 0 | 0 | 0 | 0 | 0 | 0 |  | 0 | 0 | 0 | 0 | 0 | 0 | 0 | 0 | 0 | 0 | 0 | 0 | 0 | 0 | 0
SDGE | North Gila | 500 | 0 | 0 | 0 | 0 | 0 | 0 | 0 | 0 | 0 | 0 | 0 | 0 | 0 | 0 | 0 | 0 | 0 | 0 | 0 | 0 | 0 | 0 | 0 | 0 | 0 | 0 | 0 | 0 | 0 | [15 empty] | 0 | 0 | 0 | 0 | 0 | 0 | 0 | 0 | 0 | 0 | 0 | 0 | 0 | 0 | 0 |  | 0 | 0 | 0 | 0 | 0 | 0 | 0 | 0 | 0 | 0 | 0 | 0 | 0 | 0 | 0 | 0 | 0 | 0 | 0 | 0 | 0 | 0 | 0 | 0 | 0 | 0 | 0 | 0 | 0 | 0 | [14 empty] | 0 | 0 | 0 | 0 | 0 | 0 | 0 | 0 | 0 | 0 | 0 | 0 | 0 | 0 | 0 |  | 0 | 0 | 0 | 0 | 0 | 0 | 0 | 0 | 0 | 0 | 0 | 0 | 0 | 0 | 0
SCE Metro | North of SONGS | 230 | 0 | 0 | 0 | 0 | 0 | 0 | 0 | 0 | 0 | 0 | 0 | 0 | 0 | 0 | 0 | 0 | 0 | 0 | 0 | 0 | 0 | 0 | 0 | 0 | 0 | 0 | 0 | 0 | 0 | [15 empty] | 0 | 0 | 0 | 0 | 0 | 0 | 0 | 0 | 0 | 0 | 0 | 0 | 0 | 0 | 0 |  | 0 | 0 | 0 | 0 | 0 | 0 | 0 | 0 | 0 | 0 | 0 | 0 | 0 | 0 | 0 | 0 | 0 | 0 | 0 | 0 | 0 | 0 | 0 | 0 | 0 | 0 | 0 | 0 | 0 | 0 | [14 empty] | 0 | 0 | 0 | 0 | 0 | 0 | 0 | 0 | 0 | 0 | 0 | 0 | 0 | 0 | 0 |  | 0 | 0 | 0 | 0 | 0 | 0 | 0 | 0 | 0 | 0 | 0 | 0 | 0 | 0 | 0
SCE Metro | North of SONGS | 500 | 0 | 0 | 0 | 0 | 0 | 0 | 0 | 0 | 0 | 0 | 0 | 0 | 0 | 0 | 0 | 0 | 0 | 0 | 0 | 0 | 0 | 0 | 0 | 0 | 0 | 0 | 0 | 0 | 0 | [15 empty] | 0 | 0 | 0 | 0 | 0 | 0 | 0 | 0 | 0 | 0 | 0 | 0 | 0 | 0 | 0 |  | 0 | 0 | 0 | 0 | 0 | 0 | 0 | 0 | 0 | 0 | 0 | 0 | 0 | 0 | 0 | 0 | 0 | 0 | 0 | 0 | 0 | 0 | 0 | 0 | 0 | 0 | 0 | 0 | 0 | 0 | [14 empty] | 0 | 0 | 0 | 0 | 0 | 0 | 0 | 0 | 0 | 0 | 0 | 0 | 0 | 0 | 0 |  | 0 | 0 | 0 | 0 | 0 | 0 | 0 | 0 | 0 | 0 | 0 | 0 | 0 | 0 | 0
PG&E NGBA | Notre Dame | 115 | 0 | 0 | 0 | 0 | 0 | 0 | 0 | 0 | 0 | 0 | 0 | 0 | 0 | 0 | 0 | 0 | 0 | 0 | 0 | 0 | 0 | 0 | 0 | 0 | 0 | 0 | 0 | 0 | 0 | [15 empty] | 0 | 0 | 0 | 0 | 0 | 0 | 0 | 0 | 0 | 0 | 0 | 0 | 0 | 0 | 0 |  | 0 | 0 | 0 | 0 | 0 | 0 | 0 | 0 | 0 | 0 | 0 | 0 | 0 | 0 | 0 | 0 | 0 | 0 | 0 | 0 | 0 | 0 | 0 | 0 | 0 | 0 | 0 | 0 | 0 | 0 | [14 empty] | 0 | 0 | 0 | 0 | 0 | 0 | 0 | 0 | 0 | 0 | 0 | 0 | 0 | 0 | 0 |  | 0 | 0 | 0 | 0 | 0 | 0 | 0 | 0 | 0 | 0 | 0 | 0 | 0 | 0 | 0
PG&E GBA | Oakland C | 115 | 0 | 0 | 0 | 0 | 0 | 0 | 0 | 0 | 0 | 0 | 0 | 0 | 0 | 0 | 0 | 0 | 0 | 0 | 0 | 0 | 0 | 0 | 0 | 0 | 0 | 0 | 0 | 0 | 0 | [15 empty] | 0 | 0 | 0 | 0 | 0 | 0 | 0 | 0 | 0 | 0 | 0 | 0 | 0 | 0 | 0 |  | 0 | 0 | 0 | 0 | 0 | 0 | 0 | 0 | 0 | 0 | 0 | 0 | 0 | 0 | 0 | 0 | 0 | 0 | 0 | 0 | 0 | 0 | 0 | 0 | 0 | 0 | 0 | 0 | 0 | 0 | [14 empty] | 0 | 0 | 0 | 0 | 0 | 0 | 0 | 0 | 0 | 0 | 0 | 0 | 0 | 0 | 0 |  | 0 | 0 | 0 | 0 | 0 | 0 | 0 | 0 | 0 | 0 | 0 | 0 | 0 | 0 | 0
PG&E GBA | Oakland J | 115 | 0 | 0 | 0 | 0 | 0 | 0 | 0 | 0 | 0 | 0 | 0 | 0 | 0 | 0 | 0 | 0 | 0 | 0 | 0 | 0 | 0 | 0 | 0 | 0 | 0 | 0 | 0 | 0 | 0 | [15 empty] | 0 | 0 | 0 | 0 | 0 | 0 | 0 | 0 | 0 | 0 | 0 | 0 | 0 | 0 | 0 |  | 0 | 0 | 0 | 0 | 0 | 0 | 0 | 0 | 0 | 0 | 0 | 0 | 0 | 0 | 0 | 0 | 0 | 0 | 0 | 0 | 0 | 0 | 0 | 0 | 0 | 0 | 0 | 0 | 0 | 0 | [14 empty] | 0 | 0 | 0 | 0 | 0 | 0 | 0 | 0 | 0 | 0 | 0 | 0 | 0 | 0 | 0 |  | 0 | 0 | 0 | 0 | 0 | 0 | 0 | 0 | 0 | 0 | 0 | 0 | 0 | 0 | 0
PG&E GBA | Oakland L | 115 | 0 | 0 | 0 | 0 | 0 | 0 | 0 | 0 | 0 | 0 | 0 | 0 | 0 | 0 | 0 | 0 | 0 | 0 | 0 | 0 | 0 | 0 | 0 | 0 | 0 | 0 | 0 | 0 | 0 | [15 empty] | 0 | 0 | 0 | 0 | 0 | 0 | 0 | 0 | 0 | 0 | 0 | 0 | 0 | 0 | 0 |  | 0 | 0 | 0 | 0 | 0 | 0 | 0 | 0 | 0 | 0 | 0 | 0 | 0 | 0 | 0 | 0 | 0 | 0 | 0 | 0 | 0 | 0 | 0 | 0 | 0 | 0 | 0 | 0 | 0 | 0 | [14 empty] | 0 | 0 | 0 | 0 | 0 | 0 | 0 | 0 | 0 | 0 | 0 | 0 | 0 | 0 | 0 |  | 0 | 0 | 0 | 0 | 0 | 0 | 0 | 0 | 0 | 0 | 0 | 0 | 0 | 0 | 0
PG&E GBA | Oakland X | 115 | 0 | 0 | 0 | 0 | 0 | 0 | 0 | 0 | 0 | 0 | 0 | 0 | 0 | 0 | 0 | 0 | 0 | 0 | 0 | 0 | 0 | 0 | 0 | 0 | 0 | 0 | 0 | 0 | 0 | [15 empty] | 0 | 0 | 0 | 0 | 0 | 0 | 0 | 0 | 0 | 0 | 0 | 0 | 0 | 0 | 0 |  | 0 | 0 | 0 | 0 | 0 | 0 | 0 | 0 | 0 | 0 | 0 | 0 | 0 | 0 | 0 | 0 | 0 | 0 | 0 | 0 | 0 | 0 | 0 | 0 | 0 | 0 | 0 | 0 | 0 | 0 | [14 empty] | 0 | 0 | 0 | 0 | 0 | 0 | 0 | 0 | 0 | 0 | 0 | 0 | 0 | 0 | 0 |  | 0 | 0 | 0 | 0 | 0 | 0 | 0 | 0 | 0 | 0 | 0 | 0 | 0 | 0 | 0
SDGE | Ocean Ranch | 69 | 0 | 0 | 0 | 0 | 0 | 0 | 0 | 0 | 0 | 0 | 0 | 0 | 0 | 0 | 0 | 0 | 0 | 0 | 0 | 0 | 0 | 0 | 0 | 0 | 0 | 0 | 0 | 0 | 0 | [15 empty] | 0 | 0 | 0 | 0 | 0 | 0 | 0 | 0 | 0 | 0 | 0 | 0 | 0 | 0 | 0 |  | 0 | 0 | 0 | 0 | 0 | 0 | 0 | 0 | 0 | 0 | 0 | 0 | 0 | 0 | 0 | 0 | 0 | 0 | 0 | 0 | 0 | 0 | 0 | 0 | 0 | 0 | 0 | 0 | 0 | 0 | [14 empty] | 0 | 0 | 0 | 0 | 0 | 0 | 0 | 0 | 0 | 0 | 0 | 0 | 0 | 0 | 0 |  | 0 | 0 | 0 | 0 | 0 | 0 | 0 | 0 | 0 | 0 | 0 | 0 | 0 | 0 | 0
PG&E KERN | Oceano | 115 | 0 | 0 | 0 | 0 | 0 | 0 | 0 | 0 | 0 | 0 | 0 | 0 | 0 | 0 | 0 | 0 | 0 | 0 | 0 | 0 | 0 | 0 | 0 | 0 | 0 | 0 | 0 | 0 | 0 | [15 empty] | 0 | 0 | 0 | 0 | 0 | 0 | 0 | 0 | 0 | 0 | 0 | 0 | 0 | 0 | 0 |  | 0 | 0 | 0 | 0 | 0 | 0 | 0 | 0 | 0 | 0 | 0 | 0 | 0 | 0 | 0 | 0 | 0 | 0 | 0 | 0 | 0 | 0 | 0 | 0 | 0 | 0 | 0 | 0 | 0 | 0 | [14 empty] | 0 | 0 | 0 | 0 | 0 | 0 | 0 | 0 | 0 | 0 | 0 | 0 | 0 | 0 | 0 |  | 0 | 0 | 0 | 0 | 0 | 0 | 0 | 0 | 0 | 0 | 0 | 0 | 0 | 0 | 0
SDGE | Ocotillo Express | 500 | 0 | 0 | 0 | 0 | 0 | 0 | 0 | 0 | 0 | 0 | 0 | 0 | 0 | 0 | 0 | 0 | 0 | 0 | 0 | 0 | 0 | 0 | 0 | 0 | 0 | 0 | 0 | 0 | 0 | [15 empty] | 0 | 0 | 0 | 0 | 0 | 0 | 0 | 0 | 0 | 0 | 0 | 0 | 0 | 0 | 0 |  | 0 | 0 | 0 | 0 | 0 | 0 | 0 | 0 | 0 | 0 | 0 | 0 | 0 | 0 | 0 | 0 | 0 | 0 | 0 | 0 | 0 | 0 | 0 | 0 | 0 | 0 | 0 | 0 | 0 | 0 | [14 empty] | 0 | 0 | 0 | 0 | 0 | 0 | 0 | 0 | 0 | 0 | 0 | 0 | 0 | 0 | 0 |  | 0 | 0 | 0 | 0 | 0 | 0 | 0 | 0 | 0 | 0 | 0 | 0 | 0 | 0 | 0
PG&E KERN | Old River | 70 | 0 | 0 | 0 | 0 | 0 | 0 | 0 | 0 | 2.4 | 0 | 0 | 0 | 0 | 0 | 1 | 0 | 0 | 0 | 0 | 0 | 0 | 0 | 0 | 0 | 0 | 0 | 0 | 0 | 0 | [15 empty] | 0 | 0 | 0 | 0 | 0 | 0 | 0 | 0 | 0 | 0 | 0 | 0 | 0 | 0 | 0 |  | 0 | 0 | 0 | 0 | 0 | 0 | 0 | 0 | 2.4 | 0 | 0 | 0 | 0 | 0 | 1 | 0 | 0 | 0 | 0 | 0 | 0 | 0 | 0 | 0 | 0 | 0 | 0 | 0 | 0 | 0 | [14 empty] | 0 | 0 | 0 | 0 | 0 | 0 | 0 | 0 | 0 | 0 | 0 | 0 | 0 | 0 | 0 |  | 0 | 0 | 0 | 0 | 0 | 0 | 0 | 0 | 2.4 | 0 | 0 | 0 | 0 | 0 | 1
SDGE | Old Town | 230 | 0 | 0 | 0 | 0 | 0 | 0 | 0 | 0 | 0 | 0 | 0 | 0 | 0 | 0 | 0 | 0 | 0 | 0 | 0 | 0 | 0 | 0 | 0 | 0 | 0 | 0 | 0 | 0 | 0 | [15 empty] | 0 | 0 | 0 | 0 | 0 | 0 | 0 | 0 | 0 | 0 | 0 | 0 | 0 | 0 | 0 |  | 0 | 0 | 0 | 0 | 0 | 0 | 0 | 0 | 0 | 0 | 0 | 0 | 0 | 0 | 0 | 0 | 0 | 0 | 0 | 0 | 0 | 0 | 0 | 0 | 0 | 0 | 0 | 0 | 0 | 0 | [14 empty] | 0 | 0 | 0 | 0 | 0 | 0 | 0 | 0 | 0 | 0 | 0 | 0 | 0 | 0 | 0 |  | 0 | 0 | 0 | 0 | 0 | 0 | 0 | 0 | 0 | 0 | 0 | 0 | 0 | 0 | 0
SCE Metro | Olinda | 230 | 0 | 0 | 0 | 0 | 0 | 0 | 0 | 0 | 0 | 0 | 0 | 0 | 0 | 0 | 0 | 0 | 0 | 0 | 0 | 0 | 0 | 0 | 0 | 0 | 0 | 0 | 0 | 0 | 0 | [15 empty] | 0 | 0 | 0 | 0 | 0 | 0 | 0 | 0 | 0 | 0 | 0 | 0 | 0 | 0 | 0 |  | 0 | 0 | 0 | 0 | 0 | 0 | 0 | 0 | 0 | 0 | 0 | 0 | 0 | 0 | 0 | 0 | 0 | 0 | 0 | 0 | 0 | 0 | 0 | 0 | 0 | 0 | 0 | 0 | 0 | 0 | [14 empty] | 0 | 0 | 0 | 0 | 0 | 0 | 0 | 0 | 0 | 0 | 0 | 0 | 0 | 0 | 0 |  | 0 | 0 | 0 | 0 | 0 | 0 | 0 | 0 | 0 | 0 | 0 | 0 | 0 | 0 | 0
PG&E FRESNO | Olive | 115 | 0 | 0 | 0 | 0 | 0 | 0 | 0 | 0 | 0 | 40 | 0 | 20 | 0 | 0 | 1 | 0 | 0 | 0 | 0 | 0 | 0 | 0 | 0 | 0 | 0 | 0 | 0 | 0 | 0 | [15 empty] | 0 | 0 | 0 | 0 | 0 | 0 | 0 | 0 | 0 | 0 | 0 | 0 | 0 | 0 | 0 |  | 0 | 0 | 0 | 0 | 0 | 0 | 0 | 0 | 0 | 40 | 0 | 20 | 0 | 0 | 1 | 0 | 0 | 0 | 0 | 0 | 0 | 0 | 0 | 0 | 0 | 0 | 0 | 0 | 0 | 0 | [14 empty] | 0 | 0 | 0 | 0 | 0 | 0 | 0 | 0 | 0 | 0 | 0 | 0 | 0 | 0 | 0 |  | 0 | 0 | 0 | 0 | 0 | 0 | 0 | 0 | 0 | 40 | 0 | 20 | 0 | 0 | 1
PG&E NGBA | Olivehurst | 115 | 0 | 0 | 0 | 0 | 0 | 0 | 0 | 0 | 0 | 0 | 0 | 0 | 0 | 0 | 0 | 0 | 0 | 0 | 0 | 0 | 0 | 0 | 0 | 0 | 0 | 0 | 0 | 0 | 0 | [15 empty] | 0 | 0 | 0 | 0 | 0 | 0 | 0 | 0 | 0 | 0 | 0 | 0 | 0 | 0 | 0 |  | 0 | 0 | 0 | 0 | 0 | 0 | 0 | 0 | 0 | 0 | 0 | 0 | 0 | 0 | 0 | 0 | 0 | 0 | 0 | 0 | 0 | 0 | 0 | 0 | 0 | 0 | 0 | 0 | 0 | 0 | [14 empty] | 0 | 0 | 0 | 0 | 0 | 0 | 0 | 0 | 0 | 0 | 0 | 0 | 0 | 0 | 0 |  | 0 | 0 | 0 | 0 | 0 | 0 | 0 | 0 | 0 | 0 | 0 | 0 | 0 | 0 | 0
PG&E NGBA | Oregon Trail | 60 | 0 | 0 | 0 | 0 | 0 | 0 | 0 | 0 | 0 | 0 | 0 | 0 | 0 | 0 | 0 | 0 | 0 | 0 | 0 | 0 | 0 | 0 | 0 | 0 | 0 | 0 | 0 | 0 | 0 | [15 empty] | 0 | 0 | 0 | 0 | 0 | 0 | 0 | 0 | 0 | 0 | 0 | 0 | 0 | 0 | 0 |  | 0 | 0 | 0 | 0 | 0 | 0 | 0 | 0 | 0 | 0 | 0 | 0 | 0 | 0 | 0 | 0 | 0 | 0 | 0 | 0 | 0 | 0 | 0 | 0 | 0 | 0 | 0 | 0 | 0 | 0 | [14 empty] | 0 | 0 | 0 | 0 | 0 | 0 | 0 | 0 | 0 | 0 | 0 | 0 | 0 | 0 | 0 |  | 0 | 0 | 0 | 0 | 0 | 0 | 0 | 0 | 0 | 0 | 0 | 0 | 0 | 0 | 0
SCE Northern | Ormond Beach | 230 | 0 | 0 | 0 | 0 | 0 | 0 | 0 | 0 | 0 | 0 | 0 | 0 | 0 | 0 | 0 | 0 | 0 | 0 | 0 | 0 | 0 | 0 | 0 | 0 | 0 | 0 | 0 | 0 | 0 | [15 empty] | 0 | 0 | 0 | 0 | 0 | 0 | 0 | 0 | 0 | 0 | 0 | 0 | 0 | 0 | 0 |  | 0 | 0 | 0 | 0 | 0 | 0 | 0 | 0 | 0 | 0 | 0 | 0 | 0 | 0 | 0 | 0 | 0 | 0 | 0 | 0 | 0 | 0 | 0 | 0 | 0 | 0 | 0 | 0 | 0 | 0 | [14 empty] | 0 | 0 | 0 | 0 | 0 | 0 | 0 | 0 | 0 | 0 | 0 | 0 | 0 | 0 | 0 |  | 0 | 0 | 0 | 0 | 0 | 0 | 0 | 0 | 0 | 0 | 0 | 0 | 0 | 0 | 0
PG&E FRESNO | Oro Loma | 115 | 0 | 0 | 0 | 0 | 0 | 0 | 0 | 0 | 0 | 0 | 0 | 0 | 0 | 0 | 0 | 0 | 0 | 0 | 0 | 0 | 0 | 0 | 0 | 0 | 0 | 0 | 0 | 0 | 0 | [15 empty] | 0 | 0 | 0 | 0 | 0 | 0 | 0 | 0 | 0 | 0 | 0 | 0 | 0 | 0 | 0 |  | 0 | 0 | 0 | 0 | 0 | 0 | 0 | 0 | 0 | 0 | 0 | 0 | 0 | 0 | 0 | 0 | 0 | 0 | 0 | 0 | 0 | 0 | 0 | 0 | 0 | 0 | 0 | 0 | 0 | 0 | [14 empty] | 0 | 0 | 0 | 0 | 0 | 0 | 0 | 0 | 0 | 0 | 0 | 0 | 0 | 0 | 0 |  | 0 | 0 | 0 | 0 | 0 | 0 | 0 | 0 | 0 | 0 | 0 | 0 | 0 | 0 | 0
PG&E FRESNO | Oro Loma | 70 | 0 | 0 | 0 | 0 | 0 | 0 | 0 | 0 | 5 | 0 | 0 | 0 | 0 | 0 | 1 | 0 | 0 | 0 | 0 | 0 | 0 | 0 | 0 | 0 | 0 | 0 | 0 | 0 | 0 | [15 empty] | 0 | 0 | 0 | 0 | 0 | 0 | 0 | 0 | 0 | 0 | 0 | 0 | 0 | 0 | 0 |  | 0 | 0 | 0 | 0 | 0 | 0 | 0 | 0 | 5 | 0 | 0 | 0 | 0 | 0 | 1 | 0 | 0 | 0 | 0 | 0 | 0 | 0 | 0 | 0 | 0 | 0 | 0 | 0 | 0 | 0 | [14 empty] | 0 | 0 | 0 | 0 | 0 | 0 | 0 | 0 | 0 | 0 | 0 | 0 | 0 | 0 | 0 |  | 0 | 0 | 0 | 0 | 0 | 0 | 0 | 0 | 5 | 0 | 0 | 0 | 0 | 0 | 1
PG&E FRESNO | Orosi | 70 | 0 | 0 | 0 | 0 | 0 | 0 | 0 | 0 | 0 | 0 | 0 | 0 | 0 | 0 | 0 | 0 | 0 | 0 | 0 | 0 | 0 | 0 | 0 | 0 | 0 | 0 | 0 | 0 | 0 | [15 empty] | 0 | 0 | 0 | 0 | 0 | 0 | 0 | 0 | 0 | 0 | 0 | 0 | 0 | 0 | 0 |  | 0 | 0 | 0 | 0 | 0 | 0 | 0 | 0 | 0 | 0 | 0 | 0 | 0 | 0 | 0 | 0 | 0 | 0 | 0 | 0 | 0 | 0 | 0 | 0 | 0 | 0 | 0 | 0 | 0 | 0 | [14 empty] | 0 | 0 | 0 | 0 | 0 | 0 | 0 | 0 | 0 | 0 | 0 | 0 | 0 | 0 | 0 |  | 0 | 0 | 0 | 0 | 0 | 0 | 0 | 0 | 0 | 0 | 0 | 0 | 0 | 0 | 0
SDGE | Otay | 69 | 0 | 0 | 0 | 0 | 0 | 0 | 0 | 0 | 0 | 0 | 0 | 49.7 | 0 | 0 | 1 | 0 | 0 | 0 | 0 | 0 | 0 | 0 | 0 | 0 | 0 | 0 | 0 | 0 | 0 | [15 empty] | 0 | 0 | 0 | 0 | 0 | 0 | 0 | 0 | 0 | 0 | 0 | 0 | 0 | 0 | 0 |  | 0 | 0 | 0 | 0 | 0 | 0 | 0 | 0 | 0 | 0 | 0 | 49.7 | 0 | 0 | 1 | 0 | 0 | 0 | 0 | 0 | 0 | 0 | 0 | 0 | 0 | 0 | 0 | 0 | 0 | 0 | [14 empty] | 0 | 0 | 0 | 0 | 0 | 0 | 0 | 0 | 0 | 0 | 0 | 0 | 0 | 0 | 0 |  | 0 | 0 | 0 | 0 | 0 | 0 | 0 | 0 | 0 | 0 | 0 | 49.7 | 0 | 0 | 1
SDGE | Otay Mesa | 230 | 0 | 0 | 0 | 0 | 0 | 0 | 0 | 0 | 0 | 0 | 0 | 65 | 0 | 0 | 1 | 0 | 0 | 0 | 0 | 0 | 0 | 0 | 0 | 0 | 0 | 0 | 0 | 0 | 0 | [15 empty] | 0 | 0 | 0 | 0 | 0 | 0 | 0 | 0 | 0 | 0 | 0 | 0 | 0 | 0 | 0 |  | 0 | 0 | 0 | 0 | 0 | 0 | 0 | 0 | 0 | 0 | 0 | 65 | 0 | 0 | 1 | 0 | 0 | 0 | 0 | 0 | 0 | 0 | 0 | 0 | 0 | 0 | 0 | 0 | 0 | 0 | [14 empty] | 0 | 0 | 0 | 0 | 0 | 0 | 0 | 0 | 0 | 0 | 0 | 0 | 0 | 0 | 0 |  | 0 | 0 | 0 | 0 | 0 | 0 | 0 | 0 | 0 | 0 | 0 | 65 | 0 | 0 | 1
PG&E FRESNO | Padre Flats SW STA | 230 | 0 | 0 | 0 | 0 | 0 | 0 | 0 | 0 | 0 | 0 | 0 | 0 | 0 | 0 | 0 | 0 | 0 | 0 | 0 | 0 | 0 | 0 | 0 | 0 | 0 | 0 | 0 | 0 | 0 | [15 empty] | 0 | 0 | 0 | 0 | 0 | 0 | 0 | 0 | 0 | 0 | 0 | 0 | 0 | 0 | 0 |  | 0 | 0 | 0 | 0 | 0 | 0 | 0 | 0 | 0 | 0 | 0 | 0 | 0 | 0 | 0 | 0 | 0 | 0 | 0 | 0 | 0 | 0 | 0 | 0 | 0 | 0 | 0 | 0 | 0 | 0 | [14 empty] | 0 | 0 | 0 | 0 | 0 | 0 | 0 | 0 | 0 | 0 | 0 | 0 | 0 | 0 | 0 |  | 0 | 0 | 0 | 0 | 0 | 0 | 0 | 0 | 0 | 0 | 0 | 0 | 0 | 0 | 0
EOP | Pahrump | 138 | 0 | 0 | 0 | 0 | 0 | 0 | 0 | 0 | 0 | 0 | 0 | 0 | 0 | 0 | 0 | 0 | 0 | 0 | 0 | 0 | 0 | 0 | 0 | 0 | 0 | 0 | 0 | 0 | 0 | [15 empty] | 0 | 0 | 0 | 0 | 0 | 0 | 0 | 0 | 0 | 0 | 0 | 0 | 0 | 0 | 0 |  | 0 | 0 | 0 | 0 | 0 | 0 | 0 | 0 | 0 | 0 | 0 | 0 | 0 | 0 | 0 | 0 | 0 | 0 | 0 | 0 | 0 | 0 | 0 | 0 | 0 | 0 | 0 | 0 | 0 | 0 | [14 empty] | 0 | 0 | 0 | 0 | 0 | 0 | 0 | 0 | 0 | 0 | 0 | 0 | 0 | 0 | 0 |  | 0 | 0 | 0 | 0 | 0 | 0 | 0 | 0 | 0 | 0 | 0 | 0 | 0 | 0 | 0
EOP | Pahrump | 230 | 0 | 0 | 0 | 0 | 0 | 0 | 0 | 0 | 0 | 0 | 0 | 0 | 0 | 0 | 0 | 0 | 0 | 0 | 0 | 0 | 0 | 0 | 0 | 0 | 0 | 0 | 0 | 0 | 0 | [15 empty] | 0 | 0 | 0 | 0 | 0 | 0 | 0 | 0 | 0 | 0 | 0 | 0 | 0 | 0 | 0 |  | 0 | 0 | 0 | 0 | 0 | 0 | 0 | 0 | 0 | 0 | 0 | 0 | 0 | 0 | 0 | 0 | 0 | 0 | 0 | 0 | 0 | 0 | 0 | 0 | 0 | 0 | 0 | 0 | 0 | 0 | [14 empty] | 0 | 0 | 0 | 0 | 0 | 0 | 0 | 0 | 0 | 0 | 0 | 0 | 0 | 0 | 0 |  | 0 | 0 | 0 | 0 | 0 | 0 | 0 | 0 | 0 | 0 | 0 | 0 | 0 | 0 | 0
SDGE | Pala | 69 | 0 | 0 | 0 | 0 | 0 | 0 | 0 | 0 | 0 | 0 | 0 | 10 | 0 | 0 | 1 | 0 | 0 | 0 | 0 | 0 | 0 | 0 | 0 | 0 | 0 | 0 | 0 | 0 | 0 | [15 empty] | 0 | 0 | 0 | 0 | 0 | 0 | 0 | 0 | 0 | 0 | 0 | 0 | 0 | 0 | 0 |  | 0 | 0 | 0 | 0 | 0 | 0 | 0 | 0 | 0 | 0 | 0 | 10 | 0 | 0 | 1 | 0 | 0 | 0 | 0 | 0 | 0 | 0 | 0 | 0 | 0 | 0 | 0 | 0 | 0 | 0 | [14 empty] | 0 | 0 | 0 | 0 | 0 | 0 | 0 | 0 | 0 | 0 | 0 | 0 | 0 | 0 | 0 |  | 0 | 0 | 0 | 0 | 0 | 0 | 0 | 0 | 0 | 0 | 0 | 10 | 0 | 0 | 1
PG&E NGBA | Palermo | 115 | 0 | 0 | 0 | 0 | 0 | 0 | 0 | 0 | 0 | 0 | 0 | 0 | 0 | 0 | 0 | 0 | 0 | 0 | 0 | 0 | 0 | 0 | 0 | 0 | 0 | 0 | 0 | 0 | 0 | [15 empty] | 0 | 0 | 0 | 0 | 0 | 0 | 0 | 0 | 0 | 0 | 0 | 0 | 0 | 0 | 0 |  | 0 | 0 | 0 | 0 | 0 | 0 | 0 | 0 | 0 | 0 | 0 | 0 | 0 | 0 | 0 | 0 | 0 | 0 | 0 | 0 | 0 | 0 | 0 | 0 | 0 | 0 | 0 | 0 | 0 | 0 | [14 empty] | 0 | 0 | 0 | 0 | 0 | 0 | 0 | 0 | 0 | 0 | 0 | 0 | 0 | 0 | 0 |  | 0 | 0 | 0 | 0 | 0 | 0 | 0 | 0 | 0 | 0 | 0 | 0 | 0 | 0 | 0
PG&E NGBA | Palermo | 230 | 0 | 0 | 0 | 0 | 0 | 0 | 0 | 0 | 0 | 0 | 0 | 0 | 0 | 0 | 0 | 0 | 0 | 0 | 0 | 0 | 0 | 0 | 0 | 0 | 0 | 0 | 0 | 0 | 0 | [15 empty] | 0 | 0 | 0 | 0 | 0 | 0 | 0 | 0 | 0 | 0 | 0 | 0 | 0 | 0 | 0 |  | 0 | 0 | 0 | 0 | 0 | 0 | 0 | 0 | 0 | 0 | 0 | 0 | 0 | 0 | 0 | 0 | 0 | 0 | 0 | 0 | 0 | 0 | 0 | 0 | 0 | 0 | 0 | 0 | 0 | 0 | [14 empty] | 0 | 0 | 0 | 0 | 0 | 0 | 0 | 0 | 0 | 0 | 0 | 0 | 0 | 0 | 0 |  | 0 | 0 | 0 | 0 | 0 | 0 | 0 | 0 | 0 | 0 | 0 | 0 | 0 | 0 | 0
SCE Eastern | Palo Verde | 500 | 0 | 0 | 0 | 0 | 1685 | 0 | 0 | 0 | 0 | 0 | 0 | 0 | 0 | 0 | 1 | 0 | 0 | 0 | 0 | 1414 | 0 | 0 | 0 | 0 | 0 | 0 | 0 | 0 | 0 | [5 empty] | -105 | [9 empty] | 1 | 0 | 0 | 0 | 0 | 1309 | 0 | 0 | 0 | 0 | 0 | 0 | 0 | 0 | 0 |  | 0 | 0 | 0 | 0 | 2994 | 0 | 0 | 0 | 0 | 0 | 0 | 0 | 0 | 0 | 1 | 0 | 0 | 0 | 0 | 1414 | 0 | 0 | 0 | 0 | 0 | 0 | 0 | 0 | 0 | 1 |  |  |  |  | -70.6 | [9 empty] | 1 | 0 | 0 | 0 | 0 | 1343.4 | 0 | 0 | 0 | 0 | 0 | 0 | 0 | 0 | 0 |  | 0 | 0 | 0 | 0 | 3028.4 | 0 | 0 | 0 | 0 | 0 | 0 | 0 | 0 | 0 | 1
SDGE | Palomar Energy | 230 | 0 | 0 | 0 | 0 | 0 | 0 | 0 | 0 | 0 | 0 | 0 | 0 | 0 | 0 | 0 | 0 | 0 | 0 | 0 | 0 | 0 | 0 | 0 | 0 | 0 | 0 | 0 | 0 | 0 | [15 empty] | 0 | 0 | 0 | 0 | 0 | 0 | 0 | 0 | 0 | 0 | 0 | 0 | 0 | 0 | 0 |  | 0 | 0 | 0 | 0 | 0 | 0 | 0 | 0 | 0 | 0 | 0 | 0 | 0 | 0 | 0 | 0 | 0 | 0 | 0 | 0 | 0 | 0 | 0 | 0 | 0 | 0 | 0 | 0 | 0 | 0 | [14 empty] | 0 | 0 | 0 | 0 | 0 | 0 | 0 | 0 | 0 | 0 | 0 | 0 | 0 | 0 | 0 |  | 0 | 0 | 0 | 0 | 0 | 0 | 0 | 0 | 0 | 0 | 0 | 0 | 0 | 0 | 0
PG&E KERN | Panama | 70 | 0 | 0 | 0 | 0 | 0 | 0 | 0 | 0 | 0 | 0 | 0 | 0 | 0 | 0 | 0 | 0 | 0 | 0 | 0 | 0 | 0 | 0 | 0 | 0 | 0 | 0 | 0 | 0 | 0 | [15 empty] | 0 | 0 | 0 | 0 | 0 | 0 | 0 | 0 | 0 | 0 | 0 | 0 | 0 | 0 | 0 |  | 0 | 0 | 0 | 0 | 0 | 0 | 0 | 0 | 0 | 0 | 0 | 0 | 0 | 0 | 0 | 0 | 0 | 0 | 0 | 0 | 0 | 0 | 0 | 0 | 0 | 0 | 0 | 0 | 0 | 0 | [14 empty] | 0 | 0 | 0 | 0 | 0 | 0 | 0 | 0 | 0 | 0 | 0 | 0 | 0 | 0 | 0 |  | 0 | 0 | 0 | 0 | 0 | 0 | 0 | 0 | 0 | 0 | 0 | 0 | 0 | 0 | 0
PG&E FRESNO | Panoche | 115 | 0 | 0 | 0 | 0 | 0 | 0 | 0 | 0 | 4.4 | 0 | 0 | 0 | 0 | 0 | 1 | 0 | 0 | 0 | 0 | 0 | 0 | 0 | 0 | 1.75 | 0 | 0 | 0 | 0 | 0 | [15 empty] | 0 | 0 | 0 | 0 | 0 | 0 | 0 | 0 | 0 | 1.75 | 0 | 0 | 0 | 0 | 0 |  | 0 | 0 | 0 | 0 | 0 | 0 | 0 | 0 | 6.15 | 0 | 0 | 0 | 0 | 0 | 1 | 0 | 0 | 0 | 0 | 0 | 0 | 0 | 0 | 1.75 | 0 | 0 | 0 | 0 | 0 | 1 | [14 empty] | 0 | 0 | 0 | 0 | 0 | 0 | 0 | 0 | 0 | 1.75 | 0 | 0 | 0 | 0 | 0 |  | 0 | 0 | 0 | 0 | 0 | 0 | 0 | 0 | 6.15 | 0 | 0 | 0 | 0 | 0 | 1
PG&E FRESNO | Panoche | 230 | 0 | 0 | 0 | 0 | 0 | 0 | 0 | 0 | 0 | 0 | 0 | 0 | 0 | 0 | 0 | 0 | 0 | 0 | 0 | 0 | 0 | 0 | 0 | 0 | 0 | 0 | 0 | 0 | 0 | [15 empty] | 0 | 0 | 0 | 0 | 0 | 0 | 0 | 0 | 0 | 0 | 0 | 0 | 0 | 0 | 0 |  | 0 | 0 | 0 | 0 | 0 | 0 | 0 | 0 | 0 | 0 | 0 | 0 | 0 | 0 | 0 | 0 | 0 | 0 | 0 | 0 | 0 | 0 | 0 | 0 | 200 | 400 | 0 | 160 | 0 | 1 | [9 empty] | -100 | -100 |  | -60 |  | 1 | 0 | 0 | 0 | 0 | 0 | 0 | 0 | 0 | 0 | 100 | 300 | 0 | 100 | 0 |  | 0 | 0 | 0 | 0 | 0 | 0 | 0 | 0 | 0 | 100 | 300 | 0 | 100 | 0 | 1
SCE Northern | Pardee | 230 | 0 | 0 | 0 | 0 | 0 | 0 | 0 | 0 | 0 | 0 | 0 | 15 | 0 | 0 | 1 | 0 | 0 | 0 | 0 | 0 | 0 | 0 | 0 | 0 | 0 | 0 | 0 | 0 | 0 | [15 empty] | 0 | 0 | 0 | 0 | 0 | 0 | 0 | 0 | 0 | 0 | 0 | 0 | 0 | 0 | 0 |  | 0 | 0 | 0 | 0 | 0 | 0 | 0 | 0 | 0 | 0 | 0 | 15 | 0 | 0 | 1 | 0 | 0 | 0 | 0 | 0 | 0 | 0 | 0 | 0 | 0 | 0 | 0 | 0 | 0 | 0 | [14 empty] | 0 | 0 | 0 | 0 | 0 | 0 | 0 | 0 | 0 | 0 | 0 | 0 | 0 | 0 | 0 |  | 0 | 0 | 0 | 0 | 0 | 0 | 0 | 0 | 0 | 0 | 0 | 15 | 0 | 0 | 1
PG&E NGBA | Parkway | 230 | 0 | 0 | 0 | 0 | 0 | 0 | 0 | 0 | 0 | 0 | 0 | 0 | 0 | 0 | 0 | 0 | 3.8 | 0 | 0 | 0 | 0 | 0 | 0 | 0 | 0 | 0 | 0 | 0 | 0 | [15 empty] | 0 | 0 | 3.8 | 0 | 0 | 0 | 0 | 0 | 0 | 0 | 0 | 0 | 0 | 0 | 0 |  | 0 | 3.8 | 0 | 0 | 0 | 0 | 0 | 0 | 0 | 0 | 0 | 0 | 0 | 0 | 1 | 0 | 3.8 | 0 | 0 | 0 | 0 | 0 | 0 | 0 | 0 | 0 | 0 | 0 | 0 | 1 | [14 empty] | 0 | 0 | 3.8 | 0 | 0 | 0 | 0 | 0 | 0 | 0 | 0 | 0 | 0 | 0 | 0 |  | 0 | 3.8 | 0 | 0 | 0 | 0 | 0 | 0 | 0 | 0 | 0 | 0 | 0 | 0 | 1
SCE Northern | Pastoria | 230 | 0 | 0 | 0 | 0 | 0 | 0 | 0 | 0 | 0 | 0 | 105 | 80 | 0 | 0 | 1 | 0 | 0 | 0 | 0 | 0 | 0 | 0 | 0 | 0 | 0 | 0 | 0 | 0 | 0 | [15 empty] | 0 | 0 | 0 | 0 | 0 | 0 | 0 | 0 | 0 | 0 | 0 | 0 | 0 | 0 | 0 |  | 0 | 0 | 0 | 0 | 0 | 0 | 0 | 0 | 0 | 0 | 105 | 80 | 0 | 0 | 1 | 0 | 0 | 0 | 0 | 0 | 0 | 0 | 0 | 0 | 0 | 0 | 0 | 0 | 0 | 0 | [14 empty] | 0 | 0 | 0 | 0 | 0 | 0 | 0 | 0 | 0 | 0 | 0 | 0 | 0 | 0 | 0 |  | 0 | 0 | 0 | 0 | 0 | 0 | 0 | 0 | 0 | 0 | 105 | 80 | 0 | 0 | 1
SCE Metro | Pauda | 230 | 0 | 0 | 0 | 0 | 0 | 0 | 0 | 0 | 0 | 0 | 0 | 120 | 0 | 0 | 1 | 0 | 0 | 0 | 0 | 0 | 0 | 0 | 0 | 0 | 0 | 0 | 0 | 0 | 0 | [15 empty] | 0 | 0 | 0 | 0 | 0 | 0 | 0 | 0 | 0 | 0 | 0 | 0 | 0 | 0 | 0 |  | 0 | 0 | 0 | 0 | 0 | 0 | 0 | 0 | 0 | 0 | 0 | 120 | 0 | 0 | 1 | 0 | 0 | 0 | 0 | 0 | 0 | 0 | 0 | 0 | 0 | 0 | 0 | 0 | 0 | 0 | [14 empty] | 0 | 0 | 0 | 0 | 0 | 0 | 0 | 0 | 0 | 0 | 0 | 0 | 0 | 0 | 0 |  | 0 | 0 | 0 | 0 | 0 | 0 | 0 | 0 | 0 | 0 | 0 | 120 | 0 | 0 | 1
PG&E GBA | Paul Sweet | 115 | 0 | 0 | 0 | 0 | 0 | 0 | 0 | 0 | 0 | 0 | 0 | 0 | 0 | 0 | 0 | 0 | 0 | 0 | 0 | 0 | 0 | 0 | 0 | 0 | 0 | 0 | 0 | 0 | 0 | [15 empty] | 0 | 0 | 0 | 0 | 0 | 0 | 0 | 0 | 0 | 0 | 0 | 0 | 0 | 0 | 0 |  | 0 | 0 | 0 | 0 | 0 | 0 | 0 | 0 | 0 | 0 | 0 | 0 | 0 | 0 | 0 | 0 | 0 | 0 | 0 | 0 | 0 | 0 | 0 | 0 | 0 | 0 | 0 | 0 | 0 | 0 | [14 empty] | 0 | 0 | 0 | 0 | 0 | 0 | 0 | 0 | 0 | 0 | 0 | 0 | 0 | 0 | 0 |  | 0 | 0 | 0 | 0 | 0 | 0 | 0 | 0 | 0 | 0 | 0 | 0 | 0 | 0 | 0
PG&E NGBA | Peabody | 230 | 0 | 0 | 0 | 0 | 0 | 0 | 0 | 0 | 0 | 0 | 0 | 0 | 0 | 0 | 0 | 0 | 0 | 0 | 0 | 0 | 0 | 0 | 0 | 8 | 0 | 0 | 0 | 0 | 0 | [15 empty] | 0 | 0 | 0 | 0 | 0 | 0 | 0 | 0 | 0 | 8 | 0 | 0 | 0 | 0 | 0 |  | 0 | 0 | 0 | 0 | 0 | 0 | 0 | 0 | 8 | 0 | 0 | 0 | 0 | 0 | 1 | 0 | 0 | 0 | 0 | 0 | 0 | 0 | 0 | 8 | 0 | 0 | 0 | 0 | 0 | 1 | [14 empty] | 0 | 0 | 0 | 0 | 0 | 0 | 0 | 0 | 0 | 8 | 0 | 0 | 0 | 0 | 0 |  | 0 | 0 | 0 | 0 | 0 | 0 | 0 | 0 | 8 | 0 | 0 | 0 | 0 | 0 | 1
PG&E NGBA | Pease | 115 | 0 | 0 | 0 | 0 | 0 | 0 | 0 | 0 | 0 | 0 | 0 | 0 | 0 | 0 | 0 | 0 | 0 | 0 | 0 | 0 | 0 | 0 | 0 | 0 | 0 | 0 | 0 | 0 | 0 | [15 empty] | 0 | 0 | 0 | 0 | 0 | 0 | 0 | 0 | 0 | 0 | 0 | 0 | 0 | 0 | 0 |  | 0 | 0 | 0 | 0 | 0 | 0 | 0 | 0 | 0 | 0 | 0 | 0 | 0 | 0 | 0 | 0 | 0 | 0 | 0 | 0 | 0 | 0 | 0 | 0 | 0 | 0 | 0 | 0 | 0 | 0 | [14 empty] | 0 | 0 | 0 | 0 | 0 | 0 | 0 | 0 | 0 | 0 | 0 | 0 | 0 | 0 | 0 |  | 0 | 0 | 0 | 0 | 0 | 0 | 0 | 0 | 0 | 0 | 0 | 0 | 0 | 0 | 0
PG&E NGBA | Pease | 60 | 0 | 0 | 0 | 0 | 0 | 0 | 0 | 0 | 0 | 0 | 0 | 0 | 0 | 0 | 0 | 0 | 0 | 0 | 0 | 0 | 0 | 0 | 0 | 3 | 0 | 0 | 0 | 0 | 0 | [15 empty] | 0 | 0 | 0 | 0 | 0 | 0 | 0 | 0 | 0 | 3 | 0 | 0 | 0 | 0 | 0 |  | 0 | 0 | 0 | 0 | 0 | 0 | 0 | 0 | 3 | 0 | 0 | 0 | 0 | 0 | 1 | 0 | 0 | 0 | 0 | 0 | 0 | 0 | 0 | 3 | 0 | 0 | 0 | 0 | 0 | 1 | [14 empty] | 0 | 0 | 0 | 0 | 0 | 0 | 0 | 0 | 0 | 3 | 0 | 0 | 0 | 0 | 0 |  | 0 | 0 | 0 | 0 | 0 | 0 | 0 | 0 | 3 | 0 | 0 | 0 | 0 | 0 | 1
SDGE | Penasquitos | 138 | 0 | 0 | 0 | 0 | 0 | 0 | 0 | 0 | 0 | 0 | 0 | 0 | 0 | 0 | 0 | 0 | 0 | 0 | 0 | 0 | 0 | 0 | 0 | 0 | 0 | 0 | 0 | 0 | 0 | [15 empty] | 0 | 0 | 0 | 0 | 0 | 0 | 0 | 0 | 0 | 0 | 0 | 0 | 0 | 0 | 0 |  | 0 | 0 | 0 | 0 | 0 | 0 | 0 | 0 | 0 | 0 | 0 | 0 | 0 | 0 | 0 | 0 | 0 | 0 | 0 | 0 | 0 | 0 | 0 | 0 | 0 | 0 | 0 | 0 | 0 | 0 | [14 empty] | 0 | 0 | 0 | 0 | 0 | 0 | 0 | 0 | 0 | 0 | 0 | 0 | 0 | 0 | 0 |  | 0 | 0 | 0 | 0 | 0 | 0 | 0 | 0 | 0 | 0 | 0 | 0 | 0 | 0 | 0
SDGE | Penasquitos | 230 | 0 | 0 | 0 | 0 | 0 | 0 | 0 | 0 | 0 | 0 | 0 | 0 | 0 | 0 | 0 | 0 | 0 | 0 | 0 | 0 | 0 | 0 | 0 | 0 | 0 | 0 | 0 | 0 | 0 | [15 empty] | 0 | 0 | 0 | 0 | 0 | 0 | 0 | 0 | 0 | 0 | 0 | 0 | 0 | 0 | 0 |  | 0 | 0 | 0 | 0 | 0 | 0 | 0 | 0 | 0 | 0 | 0 | 0 | 0 | 0 | 0 | 0 | 0 | 0 | 0 | 0 | 0 | 0 | 0 | 0 | 0 | 0 | 0 | 0 | 0 | 0 | [14 empty] | 0 | 0 | 0 | 0 | 0 | 0 | 0 | 0 | 0 | 0 | 0 | 0 | 0 | 0 | 0 |  | 0 | 0 | 0 | 0 | 0 | 0 | 0 | 0 | 0 | 0 | 0 | 0 | 0 | 0 | 0
SDGE | Penasquitos | 69 | 0 | 0 | 0 | 0 | 0 | 0 | 0 | 0 | 0 | 0 | 0 | 0 | 0 | 0 | 0 | 0 | 0 | 0 | 0 | 0 | 0 | 0 | 0 | 0 | 0 | 0 | 0 | 0 | 0 | [15 empty] | 0 | 0 | 0 | 0 | 0 | 0 | 0 | 0 | 0 | 0 | 0 | 0 | 0 | 0 | 0 |  | 0 | 0 | 0 | 0 | 0 | 0 | 0 | 0 | 0 | 0 | 0 | 0 | 0 | 0 | 0 | 0 | 0 | 0 | 0 | 0 | 0 | 0 | 0 | 0 | 0 | 0 | 0 | 0 | 0 | 0 | [14 empty] | 0 | 0 | 0 | 0 | 0 | 0 | 0 | 0 | 0 | 0 | 0 | 0 | 0 | 0 | 0 |  | 0 | 0 | 0 | 0 | 0 | 0 | 0 | 0 | 0 | 0 | 0 | 0 | 0 | 0 | 0
SDGE | Pendleton | 69 | 0 | 0 | 0 | 0 | 0 | 0 | 0 | 0 | 0 | 0 | 0 | 0 | 50 | 0 | 1 | 0 | 0 | 0 | 0 | 0 | 0 | 0 | 0 | 0 | 0 | 0 | 0 | 0 | 0 | [15 empty] | 0 | 0 | 0 | 0 | 0 | 0 | 0 | 0 | 0 | 0 | 0 | 0 | 0 | 0 | 0 |  | 0 | 0 | 0 | 0 | 0 | 0 | 0 | 0 | 0 | 0 | 0 | 0 | 50 | 0 | 1 | 0 | 0 | 0 | 0 | 0 | 0 | 0 | 0 | 0 | 0 | 0 | 0 | 0 | 0 | 0 | [14 empty] | 0 | 0 | 0 | 0 | 0 | 0 | 0 | 0 | 0 | 0 | 0 | 0 | 0 | 0 | 0 |  | 0 | 0 | 0 | 0 | 0 | 0 | 0 | 0 | 0 | 0 | 0 | 0 | 50 | 0 | 1
PG&E NGBA | Penngrove | 115 | 0 | 0 | 0 | 0 | 0 | 0 | 0 | 0 | 0 | 0 | 0 | 0 | 0 | 0 | 0 | 0 | 0 | 0 | 0 | 0 | 0 | 0 | 0 | 0 | 0 | 0 | 0 | 0 | 0 | [15 empty] | 0 | 0 | 0 | 0 | 0 | 0 | 0 | 0 | 0 | 0 | 0 | 0 | 0 | 0 | 0 |  | 0 | 0 | 0 | 0 | 0 | 0 | 0 | 0 | 0 | 0 | 0 | 0 | 0 | 0 | 0 | 0 | 0 | 0 | 0 | 0 | 0 | 0 | 0 | 0 | 0 | 0 | 0 | 0 | 0 | 0 | [14 empty] | 0 | 0 | 0 | 0 | 0 | 0 | 0 | 0 | 0 | 0 | 0 | 0 | 0 | 0 | 0 |  | 0 | 0 | 0 | 0 | 0 | 0 | 0 | 0 | 0 | 0 | 0 | 0 | 0 | 0 | 0
PG&E GBA | Peoria | 115 | 0 | 0 | 0 | 0 | 0 | 0 | 0 | 0 | 0 | 0 | 0 | 0 | 0 | 0 | 0 | 0 | 1 | 0 | 0 | 0 | 0 | 0 | 0 | 0 | 0 | 0 | 0 | 0 | 0 | [15 empty] | 0 | 0 | 1 | 0 | 0 | 0 | 0 | 0 | 0 | 0 | 0 | 0 | 0 | 0 | 0 |  | 0 | 1 | 0 | 0 | 0 | 0 | 0 | 0 | 0 | 0 | 0 | 0 | 0 | 0 | 1 | 0 | 1 | 0 | 0 | 0 | 0 | 0 | 0 | 0 | 0 | 0 | 0 | 0 | 0 | 1 | [14 empty] | 0 | 0 | 1 | 0 | 0 | 0 | 0 | 0 | 0 | 0 | 0 | 0 | 0 | 0 | 0 |  | 0 | 1 | 0 | 0 | 0 | 0 | 0 | 0 | 0 | 0 | 0 | 0 | 0 | 0 | 1
PG&E GBA | Piercy | 115 | 0 | 0 | 0 | 0 | 0 | 0 | 0 | 0 | 0 | 0 | 0 | 0 | 0 | 0 | 0 | 0 | 0 | 0 | 0 | 0 | 0 | 0 | 0 | 0 | 0 | 0 | 0 | 0 | 0 | [15 empty] | 0 | 0 | 0 | 0 | 0 | 0 | 0 | 0 | 0 | 0 | 0 | 0 | 0 | 0 | 0 |  | 0 | 0 | 0 | 0 | 0 | 0 | 0 | 0 | 0 | 0 | 0 | 0 | 0 | 0 | 0 | 0 | 0 | 0 | 0 | 0 | 0 | 0 | 0 | 0 | 0 | 0 | 0 | 0 | 0 | 0 | [14 empty] | 0 | 0 | 0 | 0 | 0 | 0 | 0 | 0 | 0 | 0 | 0 | 0 | 0 | 0 | 0 |  | 0 | 0 | 0 | 0 | 0 | 0 | 0 | 0 | 0 | 0 | 0 | 0 | 0 | 0 | 0
PG&E FRESNO | Pine Flat | 230 | 0 | 0 | 0 | 0 | 0 | 0 | 0 | 0 | 0 | 0 | 0 | 0 | 0 | 0 | 0 | 0 | 0 | 0 | 0 | 0 | 0 | 0 | 0 | 0 | 0 | 0 | 0 | 0 | 0 | [15 empty] | 0 | 0 | 0 | 0 | 0 | 0 | 0 | 0 | 0 | 0 | 0 | 0 | 0 | 0 | 0 |  | 0 | 0 | 0 | 0 | 0 | 0 | 0 | 0 | 0 | 0 | 0 | 0 | 0 | 0 | 0 | 0 | 0 | 0 | 0 | 0 | 0 | 0 | 0 | 0 | 0 | 0 | 0 | 0 | 0 | 0 | [14 empty] | 0 | 0 | 0 | 0 | 0 | 0 | 0 | 0 | 0 | 0 | 0 | 0 | 0 | 0 | 0 |  | 0 | 0 | 0 | 0 | 0 | 0 | 0 | 0 | 0 | 0 | 0 | 0 | 0 | 0 | 0
SCE NOL | Pisgah | 230 | 0 | 0 | 0 | 0 | 0 | 0 | 0 | 0 | 0 | 0 | 0 | 0 | 0 | 0 | 0 | 0 | 0 | 0 | 0 | 0 | 0 | 0 | 0 | 0 | 0 | 0 | 0 | 0 | 0 | [15 empty] | 0 | 0 | 0 | 0 | 0 | 0 | 0 | 0 | 0 | 0 | 0 | 0 | 0 | 0 | 0 |  | 0 | 0 | 0 | 0 | 0 | 0 | 0 | 0 | 0 | 0 | 0 | 0 | 0 | 0 | 0 | 0 | 0 | 0 | 0 | 0 | 0 | 0 | 0 | 0 | 100 | 400 | 0 | 205 | 0 | 1 | [9 empty] | -100 | -150 |  | -125 |  | 1 | 0 | 0 | 0 | 0 | 0 | 0 | 0 | 0 | 0 | 0 | 250 | 0 | 80 | 0 |  | 0 | 0 | 0 | 0 | 0 | 0 | 0 | 0 | 0 | 0 | 250 | 0 | 80 | 0 | 1
PG&E NGBA | Pit 1 | 230 | 0 | 0 | 0 | 0 | 0 | 0 | 0 | 0 | 0 | 0 | 0 | 0 | 0 | 0 | 0 | 0 | 0 | 0 | 0 | 0 | 0 | 0 | 0 | 0 | 0 | 0 | 0 | 0 | 0 | [15 empty] | 0 | 0 | 0 | 0 | 0 | 0 | 0 | 0 | 0 | 0 | 0 | 0 | 0 | 0 | 0 |  | 0 | 0 | 0 | 0 | 0 | 0 | 0 | 0 | 0 | 0 | 0 | 0 | 0 | 0 | 0 | 0 | 0 | 0 | 0 | 0 | 0 | 0 | 0 | 0 | 0 | 0 | 0 | 0 | 0 | 0 | [14 empty] | 0 | 0 | 0 | 0 | 0 | 0 | 0 | 0 | 0 | 0 | 0 | 0 | 0 | 0 | 0 |  | 0 | 0 | 0 | 0 | 0 | 0 | 0 | 0 | 0 | 0 | 0 | 0 | 0 | 0 | 0
PG&E NGBA | Pit 1 | 60 | 0 | 0 | 0 | 0 | 0 | 0 | 0 | 0 | 0 | 0 | 0 | 0 | 0 | 0 | 0 | 0 | 0 | 0 | 0 | 0 | 0 | 0 | 0 | 0 | 0 | 0 | 0 | 0 | 0 | [15 empty] | 0 | 0 | 0 | 0 | 0 | 0 | 0 | 0 | 0 | 0 | 0 | 0 | 0 | 0 | 0 |  | 0 | 0 | 0 | 0 | 0 | 0 | 0 | 0 | 0 | 0 | 0 | 0 | 0 | 0 | 0 | 0 | 0 | 0 | 0 | 0 | 0 | 0 | 0 | 0 | 0 | 0 | 0 | 0 | 0 | 0 | [14 empty] | 0 | 0 | 0 | 0 | 0 | 0 | 0 | 0 | 0 | 0 | 0 | 0 | 0 | 0 | 0 |  | 0 | 0 | 0 | 0 | 0 | 0 | 0 | 0 | 0 | 0 | 0 | 0 | 0 | 0 | 0
PG&E NGBA | Pit 3 | 230 | 0 | 0 | 0 | 0 | 0 | 0 | 0 | 0 | 0 | 0 | 0 | 0 | 0 | 0 | 0 | 0 | 0 | 0 | 0 | 0 | 0 | 0 | 0 | 0 | 0 | 0 | 0 | 0 | 0 | [15 empty] | 0 | 0 | 0 | 0 | 0 | 0 | 0 | 0 | 0 | 0 | 0 | 0 | 0 | 0 | 0 |  | 0 | 0 | 0 | 0 | 0 | 0 | 0 | 0 | 0 | 0 | 0 | 0 | 0 | 0 | 0 | 0 | 0 | 0 | 0 | 0 | 0 | 0 | 0 | 0 | 0 | 0 | 0 | 0 | 0 | 0 | [14 empty] | 0 | 0 | 0 | 0 | 0 | 0 | 0 | 0 | 0 | 0 | 0 | 0 | 0 | 0 | 0 |  | 0 | 0 | 0 | 0 | 0 | 0 | 0 | 0 | 0 | 0 | 0 | 0 | 0 | 0 | 0
PG&E NGBA | Pit 4 | 230 | 0 | 0 | 0 | 0 | 0 | 0 | 0 | 0 | 0 | 0 | 0 | 0 | 0 | 0 | 0 | 0 | 0 | 0 | 0 | 0 | 0 | 0 | 0 | 0 | 0 | 0 | 0 | 0 | 0 | [15 empty] | 0 | 0 | 0 | 0 | 0 | 0 | 0 | 0 | 0 | 0 | 0 | 0 | 0 | 0 | 0 |  | 0 | 0 | 0 | 0 | 0 | 0 | 0 | 0 | 0 | 0 | 0 | 0 | 0 | 0 | 0 | 0 | 0 | 0 | 0 | 0 | 0 | 0 | 0 | 0 | 0 | 0 | 0 | 0 | 0 | 0 | [14 empty] | 0 | 0 | 0 | 0 | 0 | 0 | 0 | 0 | 0 | 0 | 0 | 0 | 0 | 0 | 0 |  | 0 | 0 | 0 | 0 | 0 | 0 | 0 | 0 | 0 | 0 | 0 | 0 | 0 | 0 | 0
PG&E GBA | Pittsburg | 115 | 0 | 0 | 0 | 0 | 0 | 0 | 0 | 0 | 0 | 0 | 0 | 0 | 0 | 0 | 0 | 0 | 0 | 0 | 0 | 0 | 0 | 0 | 0 | 0 | 0 | 0 | 0 | 0 | 0 | [15 empty] | 0 | 0 | 0 | 0 | 0 | 0 | 0 | 0 | 0 | 0 | 0 | 0 | 0 | 0 | 0 |  | 0 | 0 | 0 | 0 | 0 | 0 | 0 | 0 | 0 | 0 | 0 | 0 | 0 | 0 | 0 | 0 | 0 | 0 | 0 | 0 | 0 | 0 | 0 | 0 | 0 | 0 | 0 | 75 | 0 | 1 | [14 empty] | 0 | 0 | 0 | 0 | 0 | 0 | 0 | 0 | 0 | 0 | 0 | 0 | 0 | 75 | 0 |  | 0 | 0 | 0 | 0 | 0 | 0 | 0 | 0 | 0 | 0 | 0 | 0 | 75 | 0 | 1
PG&E GBA | Pittsburg | 230 | 0 | 0 | 0 | 0 | 0 | 0 | 0 | 0 | 0 | 0 | 0 | 0 | 0 | 0 | 0 | 0 | 0 | 0 | 0 | 0 | 0 | 0 | 0 | 0 | 0 | 0 | 0 | 0 | 0 | [14 empty] | 100 | 1 | 0 | 0 | 0 | 0 | 0 | 0 | 0 | 0 | 0 | 0 | 0 | 0 | 0 | 100 |  | 0 | 0 | 0 | 0 | 0 | 0 | 0 | 0 | 0 | 0 | 0 | 0 | 0 | 100 | 1 | 0 | 0 | 0 | 0 | 0 | 0 | 0 | 0 | 0 | 0 | 0 | 0 | 175 | 0 | 1 | [13 empty] | 100 | 1 | 0 | 0 | 0 | 0 | 0 | 0 | 0 | 0 | 0 | 0 | 0 | 0 | 175 | 100 |  | 0 | 0 | 0 | 0 | 0 | 0 | 0 | 0 | 0 | 0 | 0 | 0 | 175 | 100 | 1
PG&E NGBA | Pleasant Grove | 115 | 0 | 0 | 0 | 0 | 0 | 0 | 0 | 0 | 0 | 0 | 0 | 0 | 0 | 0 | 0 | 0 | 0 | 0 | 0 | 0 | 0 | 0 | 0 | 0 | 0 | 0 | 0 | 0 | 0 | [15 empty] | 0 | 0 | 0 | 0 | 0 | 0 | 0 | 0 | 0 | 0 | 0 | 0 | 0 | 0 | 0 |  | 0 | 0 | 0 | 0 | 0 | 0 | 0 | 0 | 0 | 0 | 0 | 0 | 0 | 0 | 0 | 0 | 0 | 0 | 0 | 0 | 0 | 0 | 0 | 0 | 0 | 0 | 0 | 0 | 0 | 0 | [14 empty] | 0 | 0 | 0 | 0 | 0 | 0 | 0 | 0 | 0 | 0 | 0 | 0 | 0 | 0 | 0 |  | 0 | 0 | 0 | 0 | 0 | 0 | 0 | 0 | 0 | 0 | 0 | 0 | 0 | 0 | 0
PG&E NGBA | POE | 230 | 0 | 0 | 0 | 0 | 0 | 0 | 0 | 0 | 0 | 0 | 0 | 0 | 0 | 0 | 0 | 0 | 0 | 0 | 0 | 0 | 0 | 0 | 0 | 0 | 0 | 0 | 0 | 0 | 0 | [15 empty] | 0 | 0 | 0 | 0 | 0 | 0 | 0 | 0 | 0 | 0 | 0 | 0 | 0 | 0 | 0 |  | 0 | 0 | 0 | 0 | 0 | 0 | 0 | 0 | 0 | 0 | 0 | 0 | 0 | 0 | 0 | 0 | 0 | 0 | 0 | 0 | 0 | 0 | 0 | 0 | 0 | 0 | 0 | 0 | 0 | 0 | [14 empty] | 0 | 0 | 0 | 0 | 0 | 0 | 0 | 0 | 0 | 0 | 0 | 0 | 0 | 0 | 0 |  | 0 | 0 | 0 | 0 | 0 | 0 | 0 | 0 | 0 | 0 | 0 | 0 | 0 | 0 | 0
SDGE | Point Loma | 69 | 0 | 0 | 0 | 0 | 0 | 0 | 0 | 0 | 0 | 0 | 0 | 0 | 0 | 0 | 0 | 0 | 0 | 0 | 0 | 0 | 0 | 0 | 0 | 0 | 0 | 0 | 0 | 0 | 0 | [15 empty] | 0 | 0 | 0 | 0 | 0 | 0 | 0 | 0 | 0 | 0 | 0 | 0 | 0 | 0 | 0 |  | 0 | 0 | 0 | 0 | 0 | 0 | 0 | 0 | 0 | 0 | 0 | 0 | 0 | 0 | 0 | 0 | 0 | 0 | 0 | 0 | 0 | 0 | 0 | 0 | 0 | 0 | 0 | 0 | 0 | 0 | [14 empty] | 0 | 0 | 0 | 0 | 0 | 0 | 0 | 0 | 0 | 0 | 0 | 0 | 0 | 0 | 0 |  | 0 | 0 | 0 | 0 | 0 | 0 | 0 | 0 | 0 | 0 | 0 | 0 | 0 | 0 | 0
SDGE | Pomerado | 69 | 0 | 0 | 0 | 0 | 0 | 0 | 0 | 0 | 0 | 0 | 0 | 100 | 0 | 0 | 1 | 0 | 0 | 0 | 0 | 0 | 0 | 0 | 0 | 0 | 0 | 0 | 0 | 0 | 0 | [15 empty] | 0 | 0 | 0 | 0 | 0 | 0 | 0 | 0 | 0 | 0 | 0 | 0 | 0 | 0 | 0 |  | 0 | 0 | 0 | 0 | 0 | 0 | 0 | 0 | 0 | 0 | 0 | 100 | 0 | 0 | 1 | 0 | 0 | 0 | 0 | 0 | 0 | 0 | 0 | 0 | 0 | 0 | 0 | 0 | 0 | 0 | [14 empty] | 0 | 0 | 0 | 0 | 0 | 0 | 0 | 0 | 0 | 0 | 0 | 0 | 0 | 0 | 0 |  | 0 | 0 | 0 | 0 | 0 | 0 | 0 | 0 | 0 | 0 | 0 | 100 | 0 | 0 | 1
PG&E KERN | Poso Mountain | 115 | 0 | 0 | 0 | 0 | 0 | 0 | 0 | 0 | 0 | 0 | 0 | 0 | 0 | 0 | 0 | 0 | 0 | 0 | 0 | 0 | 0 | 0 | 0 | 0 | 0 | 0 | 0 | 0 | 0 | [15 empty] | 0 | 0 | 0 | 0 | 0 | 0 | 0 | 0 | 0 | 0 | 0 | 0 | 0 | 0 | 0 |  | 0 | 0 | 0 | 0 | 0 | 0 | 0 | 0 | 0 | 0 | 0 | 0 | 0 | 0 | 0 | 0 | 0 | 0 | 0 | 0 | 0 | 0 | 0 | 0 | 0 | 0 | 0 | 0 | 0 | 0 | [14 empty] | 0 | 0 | 0 | 0 | 0 | 0 | 0 | 0 | 0 | 0 | 0 | 0 | 0 | 0 | 0 |  | 0 | 0 | 0 | 0 | 0 | 0 | 0 | 0 | 0 | 0 | 0 | 0 | 0 | 0 | 0
EOP | Primm | 230 | 0 | 0 | 0 | 0 | 0 | 0 | 0 | 0 | 0 | 0 | 0 | 200 | 0 | 0 | 1 | 0 | 0 | 0 | 0 | 0 | 0 | 0 | 0 | 0 | 0 | 0 | 0 | 0 | 0 | [15 empty] | 0 | 0 | 0 | 0 | 0 | 0 | 0 | 0 | 0 | 0 | 0 | 0 | 0 | 0 | 0 |  | 0 | 0 | 0 | 0 | 0 | 0 | 0 | 0 | 0 | 0 | 0 | 200 | 0 | 0 | 1 | 0 | 0 | 0 | 0 | 0 | 0 | 0 | 0 | 0 | 0 | 0 | 0 | 0 | 0 | 0 | [14 empty] | 0 | 0 | 0 | 0 | 0 | 0 | 0 | 0 | 0 | 0 | 0 | 0 | 0 | 0 | 0 |  | 0 | 0 | 0 | 0 | 0 | 0 | 0 | 0 | 0 | 0 | 0 | 200 | 0 | 0 | 1
PG&E NGBA | Putah Creek | 115 | 0 | 0 | 0 | 0 | 0 | 0 | 0 | 0 | 0 | 0 | 3 | 3 | 0 | 0 | 1 | 0 | 0 | 0 | 0 | 0 | 0 | 0 | 0 | 4.3 | 0 | 0 | 0 | 0 | 0 | [15 empty] | 0 | 0 | 0 | 0 | 0 | 0 | 0 | 0 | 0 | 4.3 | 0 | 0 | 0 | 0 | 0 |  | 0 | 0 | 0 | 0 | 0 | 0 | 0 | 0 | 4.3 | 0 | 3 | 3 | 0 | 0 | 1 | 0 | 0 | 0 | 0 | 0 | 0 | 0 | 0 | 4.3 | 0 | 0 | 0 | 0 | 0 | 1 | [14 empty] | 0 | 0 | 0 | 0 | 0 | 0 | 0 | 0 | 0 | 4.3 | 0 | 0 | 0 | 0 | 0 |  | 0 | 0 | 0 | 0 | 0 | 0 | 0 | 0 | 4.3 | 0 | 3 | 3 | 0 | 0 | 1
SDGE | Q1806 | 138 | 0 | 0 | 0 | 0 | 0 | 0 | 0 | 0 | 0 | 0 | 0 | 0 | 0 | 0 | 0 | 0 | 0 | 0 | 0 | 0 | 0 | 0 | 0 | 0 | 0 | 0 | 0 | 0 | 0 | [15 empty] | 0 | 0 | 0 | 0 | 0 | 0 | 0 | 0 | 0 | 0 | 0 | 0 | 0 | 0 | 0 |  | 0 | 0 | 0 | 0 | 0 | 0 | 0 | 0 | 0 | 0 | 0 | 0 | 0 | 0 | 0 | 0 | 0 | 0 | 0 | 0 | 0 | 0 | 0 | 0 | 0 | 0 | 0 | 0 | 0 | 0 | [14 empty] | 0 | 0 | 0 | 0 | 0 | 0 | 0 | 0 | 0 | 0 | 0 | 0 | 0 | 0 | 0 |  | 0 | 0 | 0 | 0 | 0 | 0 | 0 | 0 | 0 | 0 | 0 | 0 | 0 | 0 | 0
PG&E FRESNO | Quinto | 230 | 0 | 0 | 0 | 0 | 0 | 0 | 0 | 0 | 0 | 0 | 0 | 0 | 0 | 0 | 0 | 0 | 0 | 0 | 0 | 0 | 0 | 0 | 0 | 0 | 10 | 140 | 0 | 50 | 0 | [10 empty] | -10 |  |  | -50 |  | 1 | 0 | 0 | 0 | 0 | 0 | 0 | 0 | 0 | 0 | 0 | 140 | 0 | 0 | 0 |  | 0 | 0 | 0 | 0 | 0 | 0 | 0 | 0 | 0 | 0 | 140 | 0 | 0 | 0 | 1 | 0 | 0 | 0 | 0 | 0 | 0 | 0 | 0 | 0 | 160 | 290 | 0 | 100 | 0 | 1 | [9 empty] | 40 | -40 |  | -50 |  | 1 | 0 | 0 | 0 | 0 | 0 | 0 | 0 | 0 | 0 | 200 | 250 | 0 | 50 | 0 |  | 0 | 0 | 0 | 0 | 0 | 0 | 0 | 0 | 0 | 200 | 250 | 0 | 50 | 0 | 1
PG&E GBA | Race Track | 115 | 0 | 0 | 0 | 0 | 0 | 0 | 0 | 0 | 0 | 0 | 0 | 0 | 0 | 0 | 0 | 0 | 0 | 0 | 0 | 0 | 0 | 0 | 0 | 0 | 0 | 0 | 0 | 0 | 0 | [15 empty] | 0 | 0 | 0 | 0 | 0 | 0 | 0 | 0 | 0 | 0 | 0 | 0 | 0 | 0 | 0 |  | 0 | 0 | 0 | 0 | 0 | 0 | 0 | 0 | 0 | 0 | 0 | 0 | 0 | 0 | 0 | 0 | 0 | 0 | 0 | 0 | 0 | 0 | 0 | 0 | 0 | 0 | 0 | 0 | 0 | 0 | [14 empty] | 0 | 0 | 0 | 0 | 0 | 0 | 0 | 0 | 0 | 0 | 0 | 0 | 0 | 0 | 0 |  | 0 | 0 | 0 | 0 | 0 | 0 | 0 | 0 | 0 | 0 | 0 | 0 | 0 | 0 | 0
SDGE | Rancho Mission Viejo | 138 | 0 | 0 | 0 | 0 | 0 | 0 | 0 | 0 | 0 | 0 | 0 | 0 | 0 | 0 | 0 | 0 | 0 | 0 | 0 | 0 | 0 | 0 | 0 | 0 | 0 | 0 | 0 | 0 | 0 | [15 empty] | 0 | 0 | 0 | 0 | 0 | 0 | 0 | 0 | 0 | 0 | 0 | 0 | 0 | 0 | 0 |  | 0 | 0 | 0 | 0 | 0 | 0 | 0 | 0 | 0 | 0 | 0 | 0 | 0 | 0 | 0 | 0 | 0 | 0 | 0 | 0 | 0 | 0 | 0 | 0 | 0 | 0 | 0 | 0 | 0 | 0 | [14 empty] | 0 | 0 | 0 | 0 | 0 | 0 | 0 | 0 | 0 | 0 | 0 | 0 | 0 | 0 | 0 |  | 0 | 0 | 0 | 0 | 0 | 0 | 0 | 0 | 0 | 0 | 0 | 0 | 0 | 0 | 0
PG&E GBA | Rancho Seco | 230 | 0 | 0 | 0 | 0 | 0 | 0 | 0 | 0 | 0 | 0 | 0 | 0 | 0 | 0 | 0 | 0 | 0 | 0 | 0 | 0 | 0 | 0 | 0 | 0 | 0 | 0 | 0 | 0 | 0 | [15 empty] | 0 | 0 | 0 | 0 | 0 | 0 | 0 | 0 | 0 | 0 | 0 | 0 | 0 | 0 | 0 |  | 0 | 0 | 0 | 0 | 0 | 0 | 0 | 0 | 0 | 0 | 0 | 0 | 0 | 0 | 0 | 0 | 0 | 0 | 0 | 0 | 0 | 0 | 0 | 0 | 0 | 0 | 0 | 0 | 0 | 0 | [14 empty] | 0 | 0 | 0 | 0 | 0 | 0 | 0 | 0 | 0 | 0 | 0 | 0 | 0 | 0 | 0 |  | 0 | 0 | 0 | 0 | 0 | 0 | 0 | 0 | 0 | 0 | 0 | 0 | 0 | 0 | 0
SCE Metro | Rancho Vista | 230 | 0 | 0 | 0 | 0 | 0 | 0 | 0 | 0 | 0 | 0 | 0 | 0 | 0 | 0 | 0 | 0 | 0 | 0 | 0 | 0 | 0 | 0 | 0 | 0 | 0 | 0 | 0 | 0 | 0 | [15 empty] | 0 | 0 | 0 | 0 | 0 | 0 | 0 | 0 | 0 | 0 | 0 | 0 | 0 | 0 | 0 |  | 0 | 0 | 0 | 0 | 0 | 0 | 0 | 0 | 0 | 0 | 0 | 0 | 0 | 0 | 0 | 0 | 0 | 0 | 0 | 0 | 0 | 0 | 0 | 0 | 0 | 0 | 0 | 0 | 0 | 0 | [14 empty] | 0 | 0 | 0 | 0 | 0 | 0 | 0 | 0 | 0 | 0 | 0 | 0 | 0 | 0 | 0 |  | 0 | 0 | 0 | 0 | 0 | 0 | 0 | 0 | 0 | 0 | 0 | 0 | 0 | 0 | 0
SCE Metro | Rancho Vista | 500 | 0 | 0 | 0 | 0 | 0 | 0 | 0 | 0 | 0 | 0 | 0 | 0 | 0 | 0 | 0 | 0 | 0 | 0 | 0 | 0 | 0 | 0 | 0 | 0 | 0 | 0 | 0 | 0 | 0 | [15 empty] | 0 | 0 | 0 | 0 | 0 | 0 | 0 | 0 | 0 | 0 | 0 | 0 | 0 | 0 | 0 |  | 0 | 0 | 0 | 0 | 0 | 0 | 0 | 0 | 0 | 0 | 0 | 0 | 0 | 0 | 0 | 0 | 0 | 0 | 0 | 0 | 0 | 0 | 0 | 0 | 0 | 0 | 0 | 0 | 0 | 0 | [14 empty] | 0 | 0 | 0 | 0 | 0 | 0 | 0 | 0 | 0 | 0 | 0 | 0 | 0 | 0 | 0 |  | 0 | 0 | 0 | 0 | 0 | 0 | 0 | 0 | 0 | 0 | 0 | 0 | 0 | 0 | 0
SCE NOL | Ransburg | 115 | 0 | 0 | 0 | 0 | 0 | 0 | 0 | 0 | 0 | 0 | 0 | 0 | 0 | 0 | 0 | 0 | 0 | 0 | 0 | 0 | 0 | 0 | 0 | 3.3 | 0 | 0 | 0 | 0 | 0 | [15 empty] | 0 | 0 | 0 | 0 | 0 | 0 | 0 | 0 | 0 | 3.3 | 0 | 0 | 0 | 0 | 0 |  | 0 | 0 | 0 | 0 | 0 | 0 | 0 | 0 | 3.3 | 0 | 0 | 0 | 0 | 0 | 1 | 0 | 0 | 0 | 0 | 0 | 0 | 0 | 0 | 3.3 | 0 | 0 | 0 | 0 | 0 | 1 | [14 empty] | 0 | 0 | 0 | 0 | 0 | 0 | 0 | 0 | 0 | 3.3 | 0 | 0 | 0 | 0 | 0 |  | 0 | 0 | 0 | 0 | 0 | 0 | 0 | 0 | 3.3 | 0 | 0 | 0 | 0 | 0 | 1
PG&E GBA | Ravenswood | 115 | 0 | 0 | 0 | 0 | 0 | 0 | 0 | 0 | 0 | 0 | 0 | 0 | 0 | 0 | 0 | 0 | 0 | 0 | 0 | 0 | 0 | 0 | 0 | 0 | 0 | 0 | 0 | 0 | 0 | [15 empty] | 0 | 0 | 0 | 0 | 0 | 0 | 0 | 0 | 0 | 0 | 0 | 0 | 0 | 0 | 0 |  | 0 | 0 | 0 | 0 | 0 | 0 | 0 | 0 | 0 | 0 | 0 | 0 | 0 | 0 | 0 | 0 | 0 | 0 | 0 | 0 | 0 | 0 | 0 | 0 | 0 | 0 | 0 | 0 | 0 | 0 | [14 empty] | 0 | 0 | 0 | 0 | 0 | 0 | 0 | 0 | 0 | 0 | 0 | 0 | 0 | 0 | 0 |  | 0 | 0 | 0 | 0 | 0 | 0 | 0 | 0 | 0 | 0 | 0 | 0 | 0 | 0 | 0
PG&E GBA | Ravenswood | 230 | 0 | 0 | 0 | 0 | 0 | 0 | 0 | 0 | 0 | 0 | 0 | 0 | 0 | 0 | 0 | 0 | 0 | 0 | 0 | 0 | 0 | 0 | 0 | 0 | 0 | 0 | 0 | 0 | 0 | [15 empty] | 0 | 0 | 0 | 0 | 0 | 0 | 0 | 0 | 0 | 0 | 0 | 0 | 0 | 0 | 0 |  | 0 | 0 | 0 | 0 | 0 | 0 | 0 | 0 | 0 | 0 | 0 | 0 | 0 | 0 | 0 | 0 | 0 | 0 | 0 | 0 | 0 | 0 | 0 | 0 | 0 | 0 | 0 | 0 | 0 | 0 | [14 empty] | 0 | 0 | 0 | 0 | 0 | 0 | 0 | 0 | 0 | 0 | 0 | 0 | 0 | 0 | 0 |  | 0 | 0 | 0 | 0 | 0 | 0 | 0 | 0 | 0 | 0 | 0 | 0 | 0 | 0 | 0
SCE Northern | Rector | 230 | 0 | 0 | 0 | 0 | 0 | 0 | 0 | 0 | 15 | 0 | 0 | 0 | 0 | 0 | 1 | 0 | 0 | 0 | 0 | 0 | 0 | 0 | 0 | 0 | 0 | 0 | 0 | 0 | 0 | [15 empty] | 0 | 0 | 0 | 0 | 0 | 0 | 0 | 0 | 0 | 0 | 0 | 0 | 0 | 0 | 0 |  | 0 | 0 | 0 | 0 | 0 | 0 | 0 | 0 | 15 | 0 | 0 | 0 | 0 | 0 | 1 | 0 | 0 | 0 | 0 | 0 | 0 | 0 | 0 | 0 | 0 | 200 | 0 | 50 | 0 | 1 | [14 empty] | 0 | 0 | 0 | 0 | 0 | 0 | 0 | 0 | 0 | 0 | 0 | 200 | 0 | 50 | 0 |  | 0 | 0 | 0 | 0 | 0 | 0 | 0 | 0 | 15 | 0 | 200 | 0 | 50 | 0 | 1
SCE Eastern | Red Bluff | 230 | 0 | 0 | 0 | 0 | 0 | 0 | 0 | 0 | 0 | 0 | 463.5 | 446 | 0 | 0 | 1 | 0 | 0 | 0 | 0 | 0 | 0 | 0 | 0 | 0 | 0 | 0 | 0 | 0 | 0 | [15 empty] | 0 | 0 | 0 | 0 | 0 | 0 | 0 | 0 | 0 | 0 | 0 | 0 | 0 | 0 | 0 |  | 0 | 0 | 0 | 0 | 0 | 0 | 0 | 0 | 0 | 0 | 463.5 | 446 | 0 | 0 | 1 | 0 | 0 | 0 | 0 | 0 | 0 | 0 | 0 | 0 | 0 | 0 | 0 | 0 | 0 | 0 | [14 empty] | 0 | 0 | 0 | 0 | 0 | 0 | 0 | 0 | 0 | 0 | 0 | 0 | 0 | 0 | 0 |  | 0 | 0 | 0 | 0 | 0 | 0 | 0 | 0 | 0 | 0 | 463.5 | 446 | 0 | 0 | 1
SCE Eastern | Red Bluff | 500 | 0 | 0 | 0 | 0 | 0 | 0 | 0 | 0 | 0 | 175 | 250 | 225 | 0 | 0 | 1 | 0 | 0 | 0 | 0 | 0 | 0 | 0 | 0 | 0 | 0 | 0 | 0 | 0 | 0 | [15 empty] | 0 | 0 | 0 | 0 | 0 | 0 | 0 | 0 | 0 | 0 | 0 | 0 | 0 | 0 | 0 |  | 0 | 0 | 0 | 0 | 0 | 0 | 0 | 0 | 0 | 175 | 250 | 225 | 0 | 0 | 1 | 0 | 0 | 0 | 0 | 0 | 0 | 0 | 0 | 0 | 0 | 0 | 0 | 100 | 0 | 1 | [12 empty] | -23 |  | 1 | 0 | 0 | 0 | 0 | 0 | 0 | 0 | 0 | 0 | 0 | 0 | 0 | 77 | 0 |  | 0 | 0 | 0 | 0 | 0 | 0 | 0 | 0 | 0 | 175 | 250 | 225 | 77 | 0 | 1
PG&E NGBA | Redbud | 115 | 0 | 0 | 0 | 0 | 0 | 0 | 0 | 0 | 0 | 0 | 0 | 0 | 0 | 0 | 0 | 0 | 0 | 0 | 0 | 0 | 0 | 0 | 0 | 0 | 0 | 0 | 0 | 0 | 0 | [15 empty] | 0 | 0 | 0 | 0 | 0 | 0 | 0 | 0 | 0 | 0 | 0 | 0 | 0 | 0 | 0 |  | 0 | 0 | 0 | 0 | 0 | 0 | 0 | 0 | 0 | 0 | 0 | 0 | 0 | 0 | 0 | 0 | 0 | 0 | 0 | 0 | 0 | 0 | 0 | 0 | 0 | 0 | 0 | 0 | 0 | 0 | [14 empty] | 0 | 0 | 0 | 0 | 0 | 0 | 0 | 0 | 0 | 0 | 0 | 0 | 0 | 0 | 0 |  | 0 | 0 | 0 | 0 | 0 | 0 | 0 | 0 | 0 | 0 | 0 | 0 | 0 | 0 | 0
SCE Metro | Redondo | 230 | 0 | 0 | 0 | 0 | 0 | 0 | 0 | 0 | 0 | 0 | 0 | 0 | 0 | 0 | 0 | 0 | 0 | 0 | 0 | 0 | 0 | 0 | 0 | 0 | 0 | 0 | 0 | 0 | 0 | [15 empty] | 0 | 0 | 0 | 0 | 0 | 0 | 0 | 0 | 0 | 0 | 0 | 0 | 0 | 0 | 0 |  | 0 | 0 | 0 | 0 | 0 | 0 | 0 | 0 | 0 | 0 | 0 | 0 | 0 | 0 | 0 | 0 | 0 | 0 | 0 | 0 | 0 | 0 | 0 | 0 | 0 | 0 | 0 | 0 | 0 | 0 | [14 empty] | 0 | 0 | 0 | 0 | 0 | 0 | 0 | 0 | 0 | 0 | 0 | 0 | 0 | 0 | 0 |  | 0 | 0 | 0 | 0 | 0 | 0 | 0 | 0 | 0 | 0 | 0 | 0 | 0 | 0 | 0
PG&E FRESNO | Reedley | 115 | 0 | 0 | 0 | 0 | 0 | 0 | 0 | 0 | 0 | 0 | 0 | 0 | 0 | 0 | 0 | 0 | 0 | 0 | 0 | 0 | 0 | 0 | 0 | 0 | 0 | 0 | 0 | 0 | 0 | [15 empty] | 0 | 0 | 0 | 0 | 0 | 0 | 0 | 0 | 0 | 0 | 0 | 0 | 0 | 0 | 0 |  | 0 | 0 | 0 | 0 | 0 | 0 | 0 | 0 | 0 | 0 | 0 | 0 | 0 | 0 | 0 | 0 | 0 | 0 | 0 | 0 | 0 | 0 | 0 | 0 | 0 | 0 | 0 | 0 | 0 | 0 | [14 empty] | 0 | 0 | 0 | 0 | 0 | 0 | 0 | 0 | 0 | 0 | 0 | 0 | 0 | 0 | 0 |  | 0 | 0 | 0 | 0 | 0 | 0 | 0 | 0 | 0 | 0 | 0 | 0 | 0 | 0 | 0
PG&E KERN | Renfro | 115 | 0 | 0 | 0 | 0 | 0 | 0 | 0 | 0 | 0 | 0 | 0 | 0 | 0 | 0 | 0 | 0 | 0 | 0 | 0 | 0 | 0 | 0 | 0 | 0 | 0 | 0 | 0 | 0 | 0 | [15 empty] | 0 | 0 | 0 | 0 | 0 | 0 | 0 | 0 | 0 | 0 | 0 | 0 | 0 | 0 | 0 |  | 0 | 0 | 0 | 0 | 0 | 0 | 0 | 0 | 0 | 0 | 0 | 0 | 0 | 0 | 0 | 0 | 0 | 0 | 0 | 0 | 0 | 0 | 0 | 0 | 0 | 0 | 0 | 0 | 0 | 0 | [14 empty] | 0 | 0 | 0 | 0 | 0 | 0 | 0 | 0 | 0 | 0 | 0 | 0 | 0 | 0 | 0 |  | 0 | 0 | 0 | 0 | 0 | 0 | 0 | 0 | 0 | 0 | 0 | 0 | 0 | 0 | 0
PG&E GBA | Richmond R | 115 | 0 | 0 | 0 | 0 | 0 | 0 | 0 | 0 | 0 | 0 | 0 | 0 | 0 | 0 | 0 | 0 | 0.5 | 0 | 0 | 0 | 0 | 0 | 0 | 8 | 0 | 0 | 0 | 0 | 0 | [15 empty] | 0 | 0 | 0.5 | 0 | 0 | 0 | 0 | 0 | 0 | 8 | 0 | 0 | 0 | 0 | 0 |  | 0 | 0.5 | 0 | 0 | 0 | 0 | 0 | 0 | 8 | 0 | 0 | 0 | 0 | 0 | 1 | 0 | 0.5 | 0 | 0 | 0 | 0 | 0 | 0 | 8 | 0 | 0 | 0 | 0 | 0 | 1 | [14 empty] | 0 | 0 | 0.5 | 0 | 0 | 0 | 0 | 0 | 0 | 8 | 0 | 0 | 0 | 0 | 0 |  | 0 | 0.5 | 0 | 0 | 0 | 0 | 0 | 0 | 8 | 0 | 0 | 0 | 0 | 0 | 1
PG&E NGBA | Rincon | 115 | 0 | 0 | 0 | 0 | 0 | 0 | 0 | 0 | 0 | 0 | 0 | 0 | 0 | 0 | 0 | 0 | 0 | 0 | 0 | 0 | 0 | 0 | 0 | 0 | 0 | 0 | 0 | 0 | 0 | [15 empty] | 0 | 0 | 0 | 0 | 0 | 0 | 0 | 0 | 0 | 0 | 0 | 0 | 0 | 0 | 0 |  | 0 | 0 | 0 | 0 | 0 | 0 | 0 | 0 | 0 | 0 | 0 | 0 | 0 | 0 | 0 | 0 | 0 | 0 | 0 | 0 | 0 | 0 | 0 | 0 | 0 | 0 | 0 | 0 | 0 | 0 | [14 empty] | 0 | 0 | 0 | 0 | 0 | 0 | 0 | 0 | 0 | 0 | 0 | 0 | 0 | 0 | 0 |  | 0 | 0 | 0 | 0 | 0 | 0 | 0 | 0 | 0 | 0 | 0 | 0 | 0 | 0 | 0
PG&E KERN | Rio Bravo | 115 | 0 | 0 | 0 | 0 | 0 | 0 | 0 | 0 | 0 | 0 | 0 | 0 | 0 | 0 | 0 | 0 | 0 | 0 | 0 | 0 | 0 | 0 | 0 | 0 | 0 | 0 | 0 | 0 | 0 | [15 empty] | 0 | 0 | 0 | 0 | 0 | 0 | 0 | 0 | 0 | 0 | 0 | 0 | 0 | 0 | 0 |  | 0 | 0 | 0 | 0 | 0 | 0 | 0 | 0 | 0 | 0 | 0 | 0 | 0 | 0 | 0 | 0 | 0 | 0 | 0 | 0 | 0 | 0 | 0 | 0 | 0 | 0 | 0 | 0 | 0 | 0 | [14 empty] | 0 | 0 | 0 | 0 | 0 | 0 | 0 | 0 | 0 | 0 | 0 | 0 | 0 | 0 | 0 |  | 0 | 0 | 0 | 0 | 0 | 0 | 0 | 0 | 0 | 0 | 0 | 0 | 0 | 0 | 0
SCE Metro | Rio Hondo | 230 | 0 | 0 | 0 | 0 | 0 | 0 | 0 | 0 | 0 | 0 | 0 | 265 | 10 | 0 | 1 | 0 | 0 | 0 | 0 | 0 | 0 | 0 | 0 | 0 | 0 | 0 | 0 | 0 | 0 | [15 empty] | 0 | 0 | 0 | 0 | 0 | 0 | 0 | 0 | 0 | 0 | 0 | 0 | 0 | 0 | 0 |  | 0 | 0 | 0 | 0 | 0 | 0 | 0 | 0 | 0 | 0 | 0 | 265 | 10 | 0 | 1 | 0 | 0 | 0 | 0 | 0 | 0 | 0 | 0 | 0 | 0 | 0 | 0 | 0 | 0 | 0 | [14 empty] | 0 | 0 | 0 | 0 | 0 | 0 | 0 | 0 | 0 | 0 | 0 | 0 | 0 | 0 | 0 |  | 0 | 0 | 0 | 0 | 0 | 0 | 0 | 0 | 0 | 0 | 0 | 265 | 10 | 0 | 1
PG&E NGBA | Rio Oso | 115 | 0 | 0 | 0 | 0 | 0 | 0 | 0 | 0 | 0 | 0 | 0 | 0 | 0 | 0 | 0 | 0 | 0 | 0 | 0 | 0 | 0 | 0 | 0 | 0 | 0 | 0 | 0 | 0 | 0 | [15 empty] | 0 | 0 | 0 | 0 | 0 | 0 | 0 | 0 | 0 | 0 | 0 | 0 | 0 | 0 | 0 |  | 0 | 0 | 0 | 0 | 0 | 0 | 0 | 0 | 0 | 0 | 0 | 0 | 0 | 0 | 0 | 0 | 0 | 0 | 0 | 0 | 0 | 0 | 0 | 0 | 0 | 0 | 0 | 0 | 0 | 0 | [14 empty] | 0 | 0 | 0 | 0 | 0 | 0 | 0 | 0 | 0 | 0 | 0 | 0 | 0 | 0 | 0 |  | 0 | 0 | 0 | 0 | 0 | 0 | 0 | 0 | 0 | 0 | 0 | 0 | 0 | 0 | 0
PG&E NGBA | Rio Oso | 230 | 0 | 0 | 0 | 0 | 0 | 0 | 0 | 0 | 0 | 0 | 0 | 0 | 0 | 0 | 0 | 0 | 0 | 0 | 0 | 0 | 0 | 0 | 0 | 0 | 0 | 0 | 0 | 0 | 0 | [15 empty] | 0 | 0 | 0 | 0 | 0 | 0 | 0 | 0 | 0 | 0 | 0 | 0 | 0 | 0 | 0 |  | 0 | 0 | 0 | 0 | 0 | 0 | 0 | 0 | 0 | 0 | 0 | 0 | 0 | 0 | 0 | 0 | 0 | 0 | 0 | 0 | 0 | 0 | 0 | 0 | 0 | 0 | 0 | 0 | 0 | 0 | [14 empty] | 0 | 0 | 0 | 0 | 0 | 0 | 0 | 0 | 0 | 0 | 0 | 0 | 0 | 0 | 0 |  | 0 | 0 | 0 | 0 | 0 | 0 | 0 | 0 | 0 | 0 | 0 | 0 | 0 | 0 | 0
PG&E GBA | Ripon | 115 | 0 | 0 | 0 | 0 | 0 | 0 | 0 | 0 | 2.6 | 0 | 0 | 99 | 0 | 0 | 1 | 0 | 0 | 0 | 0 | 0 | 0 | 0 | 0 | 0 | 0 | 0 | 0 | 0 | 0 | [15 empty] | 0 | 0 | 0 | 0 | 0 | 0 | 0 | 0 | 0 | 0 | 0 | 0 | 0 | 0 | 0 |  | 0 | 0 | 0 | 0 | 0 | 0 | 0 | 0 | 2.6 | 0 | 0 | 99 | 0 | 0 | 1 | 0 | 0 | 0 | 0 | 0 | 0 | 0 | 0 | 0 | 0 | 0 | 0 | 0 | 0 | 0 | [14 empty] | 0 | 0 | 0 | 0 | 0 | 0 | 0 | 0 | 0 | 0 | 0 | 0 | 0 | 0 | 0 |  | 0 | 0 | 0 | 0 | 0 | 0 | 0 | 0 | 2.6 | 0 | 0 | 99 | 0 | 0 | 1
PG&E GBA | Riverbank | 115 | 0 | 0 | 0 | 0 | 0 | 0 | 0 | 0 | 0 | 0 | 0 | 0 | 0 | 0 | 0 | 0 | 0 | 0 | 0 | 0 | 0 | 0 | 0 | 0 | 0 | 0 | 0 | 0 | 0 | [15 empty] | 0 | 0 | 0 | 0 | 0 | 0 | 0 | 0 | 0 | 0 | 0 | 0 | 0 | 0 | 0 |  | 0 | 0 | 0 | 0 | 0 | 0 | 0 | 0 | 0 | 0 | 0 | 0 | 0 | 0 | 0 | 0 | 0 | 0 | 0 | 0 | 0 | 0 | 0 | 0 | 0 | 0 | 0 | 0 | 0 | 0 | [14 empty] | 0 | 0 | 0 | 0 | 0 | 0 | 0 | 0 | 0 | 0 | 0 | 0 | 0 | 0 | 0 |  | 0 | 0 | 0 | 0 | 0 | 0 | 0 | 0 | 0 | 0 | 0 | 0 | 0 | 0 | 0
SCE NOL | Roadway | 115 | 0 | 0 | 0 | 0 | 0 | 0 | 0 | 0 | 2 | 200 | 0 | 100 | 0 | 0 | 1 | 0 | 2.7 | 0 | 0 | 0 | 0 | 0 | 0 | 0 | 11 | 34 | 0 | 10 | 0 | [10 empty] | -11 | -34 |  | -10 |  | 1 | 0 | 2.7 | 0 | 0 | 0 | 0 | 0 | 0 | 0 | 0 | 0 | 0 | 0 | 0 |  | 0 | 2.7 | 0 | 0 | 0 | 0 | 0 | 0 | 2 | 200 | 0 | 100 | 0 | 0 | 1 | 0 | 2.7 | 0 | 0 | 0 | 0 | 0 | 0 | 0 | 11 | 34 | 0 | 10 | 0 | 1 | [9 empty] | -11 | -34 |  | -10 |  | 1 | 0 | 2.7 | 0 | 0 | 0 | 0 | 0 | 0 | 0 | 0 | 0 | 0 | 0 | 0 |  | 0 | 2.7 | 0 | 0 | 0 | 0 | 0 | 0 | 2 | 200 | 0 | 100 | 0 | 0 | 1
PG&E NGBA | Rock Creek 1 | 230 | 0 | 0 | 0 | 0 | 0 | 0 | 0 | 0 | 0 | 0 | 0 | 0 | 0 | 0 | 0 | 0 | 0 | 0 | 0 | 0 | 0 | 0 | 0 | 0 | 0 | 0 | 0 | 0 | 0 | [15 empty] | 0 | 0 | 0 | 0 | 0 | 0 | 0 | 0 | 0 | 0 | 0 | 0 | 0 | 0 | 0 |  | 0 | 0 | 0 | 0 | 0 | 0 | 0 | 0 | 0 | 0 | 0 | 0 | 0 | 0 | 0 | 0 | 0 | 0 | 0 | 0 | 0 | 0 | 0 | 0 | 0 | 0 | 0 | 0 | 0 | 0 | [14 empty] | 0 | 0 | 0 | 0 | 0 | 0 | 0 | 0 | 0 | 0 | 0 | 0 | 0 | 0 | 0 |  | 0 | 0 | 0 | 0 | 0 | 0 | 0 | 0 | 0 | 0 | 0 | 0 | 0 | 0 | 0
SCE Northern | Rosamond | 66 | 0 | 0 | 0 | 0 | 0 | 0 | 0 | 0 | 0 | 0 | 0 | 0 | 0 | 0 | 0 | 0 | 0 | 0 | 0 | 0 | 0 | 0 | 0 | 0 | 0 | 0 | 0 | 0 | 0 | [15 empty] | 0 | 0 | 0 | 0 | 0 | 0 | 0 | 0 | 0 | 0 | 0 | 0 | 0 | 0 | 0 |  | 0 | 0 | 0 | 0 | 0 | 0 | 0 | 0 | 0 | 0 | 0 | 0 | 0 | 0 | 0 | 0 | 0 | 0 | 0 | 0 | 0 | 0 | 0 | 0 | 0 | 0 | 0 | 0 | 0 | 0 | [14 empty] | 0 | 0 | 0 | 0 | 0 | 0 | 0 | 0 | 0 | 0 | 0 | 0 | 0 | 0 | 0 |  | 0 | 0 | 0 | 0 | 0 | 0 | 0 | 0 | 0 | 0 | 0 | 0 | 0 | 0 | 0
PG&E GBA | Rossmoor | 230 | 0 | 0 | 0 | 0 | 0 | 0 | 0 | 0 | 0 | 0 | 0 | 0 | 0 | 0 | 0 | 0 | 0 | 0 | 0 | 0 | 0 | 0 | 0 | 0 | 0 | 0 | 0 | 0 | 0 | [15 empty] | 0 | 0 | 0 | 0 | 0 | 0 | 0 | 0 | 0 | 0 | 0 | 0 | 0 | 0 | 0 |  | 0 | 0 | 0 | 0 | 0 | 0 | 0 | 0 | 0 | 0 | 0 | 0 | 0 | 0 | 0 | 0 | 0 | 0 | 0 | 0 | 0 | 0 | 0 | 0 | 0 | 0 | 0 | 0 | 0 | 0 | [14 empty] | 0 | 0 | 0 | 0 | 0 | 0 | 0 | 0 | 0 | 0 | 0 | 0 | 0 | 0 | 0 |  | 0 | 0 | 0 | 0 | 0 | 0 | 0 | 0 | 0 | 0 | 0 | 0 | 0 | 0 | 0
PG&E NGBA | Round Mountain | 230 | 0 | 0 | 0 | 0 | 0 | 0 | 0 | 0 | 0 | 0 | 0 | 0 | 0 | 0 | 0 | 0 | 0 | 0 | 0 | 0 | 0 | 0 | 0 | 0 | 0 | 0 | 0 | 0 | 0 | [15 empty] | 0 | 0 | 0 | 0 | 0 | 0 | 0 | 0 | 0 | 0 | 0 | 0 | 0 | 0 | 0 |  | 0 | 0 | 0 | 0 | 0 | 0 | 0 | 0 | 0 | 0 | 0 | 0 | 0 | 0 | 0 | 0 | 0 | 0 | 0 | 0 | 0 | 0 | 0 | 0 | 0 | 0 | 0 | 0 | 0 | 0 | [14 empty] | 0 | 0 | 0 | 0 | 0 | 0 | 0 | 0 | 0 | 0 | 0 | 0 | 0 | 0 | 0 |  | 0 | 0 | 0 | 0 | 0 | 0 | 0 | 0 | 0 | 0 | 0 | 0 | 0 | 0 | 0
PG&E NGBA | Round Mountain | 500 | 0 | 0 | 0 | 0 | 0 | 0 | 0 | 0 | 0 | 0 | 0 | 0 | 0 | 0 | 0 | 0 | 0 | 0 | 0 | 0 | 0 | 0 | 0 | 0 | 0 | 0 | 0 | 0 | 0 | [15 empty] | 0 | 0 | 0 | 0 | 0 | 0 | 0 | 0 | 0 | 0 | 0 | 0 | 0 | 0 | 0 |  | 0 | 0 | 0 | 0 | 0 | 0 | 0 | 0 | 0 | 0 | 0 | 0 | 0 | 0 | 0 | 0 | 0 | 0 | 0 | 0 | 0 | 0 | 0 | 0 | 0 | 0 | 0 | 0 | 0 | 0 | [14 empty] | 0 | 0 | 0 | 0 | 0 | 0 | 0 | 0 | 0 | 0 | 0 | 0 | 0 | 0 | 0 |  | 0 | 0 | 0 | 0 | 0 | 0 | 0 | 0 | 0 | 0 | 0 | 0 | 0 | 0 | 0
PG&E GBA | Salado | 115 | 0 | 0 | 0 | 0 | 0 | 0 | 0 | 0 | 0 | 0 | 0 | 0 | 0 | 0 | 0 | 0 | 0 | 0 | 0 | 0 | 0 | 0 | 0 | 0 | 0 | 0 | 0 | 0 | 0 | [15 empty] | 0 | 0 | 0 | 0 | 0 | 0 | 0 | 0 | 0 | 0 | 0 | 0 | 0 | 0 | 0 |  | 0 | 0 | 0 | 0 | 0 | 0 | 0 | 0 | 0 | 0 | 0 | 0 | 0 | 0 | 0 | 0 | 0 | 0 | 0 | 0 | 0 | 0 | 0 | 0 | 0 | 0 | 0 | 0 | 0 | 0 | [14 empty] | 0 | 0 | 0 | 0 | 0 | 0 | 0 | 0 | 0 | 0 | 0 | 0 | 0 | 0 | 0 |  | 0 | 0 | 0 | 0 | 0 | 0 | 0 | 0 | 0 | 0 | 0 | 0 | 0 | 0 | 0
PG&E GBA | Salado | 60 | 0 | 0 | 0 | 0 | 0 | 0 | 0 | 0 | 0 | 0 | 0 | 0 | 0 | 0 | 0 | 0 | 0 | 0 | 0 | 0 | 0 | 0 | 0 | 0 | 0 | 0 | 0 | 0 | 0 | [15 empty] | 0 | 0 | 0 | 0 | 0 | 0 | 0 | 0 | 0 | 0 | 0 | 0 | 0 | 0 | 0 |  | 0 | 0 | 0 | 0 | 0 | 0 | 0 | 0 | 0 | 0 | 0 | 0 | 0 | 0 | 0 | 0 | 0 | 0 | 0 | 0 | 0 | 0 | 0 | 0 | 0 | 0 | 0 | 0 | 0 | 0 | [14 empty] | 0 | 0 | 0 | 0 | 0 | 0 | 0 | 0 | 0 | 0 | 0 | 0 | 0 | 0 | 0 |  | 0 | 0 | 0 | 0 | 0 | 0 | 0 | 0 | 0 | 0 | 0 | 0 | 0 | 0 | 0
PG&E GBA | Salinas | 115 | 0 | 0 | 0 | 0 | 0 | 0 | 0 | 0 | 0 | 0 | 0 | 0 | 0 | 0 | 0 | 0 | 3.25 | 0 | 0 | 0 | 0 | 0 | 0 | 3 | 0 | 0 | 0 | 0 | 0 | [15 empty] | 0 | 0 | 3.25 | 0 | 0 | 0 | 0 | 0 | 0 | 3 | 0 | 0 | 0 | 0 | 0 |  | 0 | 3.25 | 0 | 0 | 0 | 0 | 0 | 0 | 3 | 0 | 0 | 0 | 0 | 0 | 1 | 0 | 3.25 | 0 | 0 | 0 | 0 | 0 | 0 | 3 | 0 | 0 | 0 | 0 | 0 | 1 | [14 empty] | 0 | 0 | 3.25 | 0 | 0 | 0 | 0 | 0 | 0 | 3 | 0 | 0 | 0 | 0 | 0 |  | 0 | 3.25 | 0 | 0 | 0 | 0 | 0 | 0 | 3 | 0 | 0 | 0 | 0 | 0 | 1
SDGE | Salt Creek | 69 | 0 | 0 | 0 | 0 | 0 | 0 | 0 | 0 | 0 | 0 | 0 | 0 | 0 | 0 | 0 | 0 | 0 | 0 | 0 | 0 | 0 | 0 | 0 | 0 | 0 | 0 | 0 | 0 | 0 | [15 empty] | 0 | 0 | 0 | 0 | 0 | 0 | 0 | 0 | 0 | 0 | 0 | 0 | 0 | 0 | 0 |  | 0 | 0 | 0 | 0 | 0 | 0 | 0 | 0 | 0 | 0 | 0 | 0 | 0 | 0 | 0 | 0 | 0 | 0 | 0 | 0 | 0 | 0 | 0 | 0 | 0 | 0 | 0 | 0 | 0 | 0 | [14 empty] | 0 | 0 | 0 | 0 | 0 | 0 | 0 | 0 | 0 | 0 | 0 | 0 | 0 | 0 | 0 |  | 0 | 0 | 0 | 0 | 0 | 0 | 0 | 0 | 0 | 0 | 0 | 0 | 0 | 0 | 0
SCE Eastern | San Bernardino | 230 | 0 | 0 | 0 | 0 | 0 | 0 | 0 | 0 | 0 | 0 | 0 | 0 | 0 | 0 | 0 | 0 | 5.25 | 0 | 0 | 0 | 0 | 0 | 0 | 0 | 0 | 0 | 0 | 0 | 0 | [15 empty] | 0 | 0 | 5.25 | 0 | 0 | 0 | 0 | 0 | 0 | 0 | 0 | 0 | 0 | 0 | 0 |  | 0 | 5.25 | 0 | 0 | 0 | 0 | 0 | 0 | 0 | 0 | 0 | 0 | 0 | 0 | 1 | 0 | 5.25 | 0 | 0 | 0 | 0 | 0 | 0 | 0 | 0 | 0 | 0 | 0 | 0 | 1 | [14 empty] | 0 | 0 | 5.25 | 0 | 0 | 0 | 0 | 0 | 0 | 0 | 0 | 0 | 0 | 0 | 0 |  | 0 | 5.25 | 0 | 0 | 0 | 0 | 0 | 0 | 0 | 0 | 0 | 0 | 0 | 0 | 1
PG&E GBA | SAN FRAN A (POTRERO PP) | 115 | 0 | 0 | 0 | 0 | 0 | 0 | 0 | 0 | 0 | 0 | 0 | 0 | 0 | 0 | 0 | 0 | 0 | 0 | 0 | 0 | 0 | 0 | 0 | 0 | 0 | 0 | 0 | 0 | 0 | [15 empty] | 0 | 0 | 0 | 0 | 0 | 0 | 0 | 0 | 0 | 0 | 0 | 0 | 0 | 0 | 0 |  | 0 | 0 | 0 | 0 | 0 | 0 | 0 | 0 | 0 | 0 | 0 | 0 | 0 | 0 | 0 | 0 | 0 | 0 | 0 | 0 | 0 | 0 | 0 | 0 | 0 | 0 | 0 | 0 | 0 | 0 | [14 empty] | 0 | 0 | 0 | 0 | 0 | 0 | 0 | 0 | 0 | 0 | 0 | 0 | 0 | 0 | 0 |  | 0 | 0 | 0 | 0 | 0 | 0 | 0 | 0 | 0 | 0 | 0 | 0 | 0 | 0 | 0
PG&E GBA | SAN FRAN A (POTRERO PP) | 230 | 0 | 0 | 0 | 0 | 0 | 0 | 0 | 0 | 0 | 0 | 0 | 0 | 0 | 0 | 0 | 0 | 0 | 0 | 0 | 0 | 0 | 0 | 0 | 0 | 0 | 0 | 0 | 0 | 0 | [15 empty] | 0 | 0 | 0 | 0 | 0 | 0 | 0 | 0 | 0 | 0 | 0 | 0 | 0 | 0 | 0 |  | 0 | 0 | 0 | 0 | 0 | 0 | 0 | 0 | 0 | 0 | 0 | 0 | 0 | 0 | 0 | 0 | 0 | 0 | 0 | 0 | 0 | 0 | 0 | 0 | 0 | 0 | 0 | 0 | 0 | 0 | [14 empty] | 0 | 0 | 0 | 0 | 0 | 0 | 0 | 0 | 0 | 0 | 0 | 0 | 0 | 0 | 0 |  | 0 | 0 | 0 | 0 | 0 | 0 | 0 | 0 | 0 | 0 | 0 | 0 | 0 | 0 | 0
PG&E GBA | San Jose A | 115 | 0 | 0 | 0 | 0 | 0 | 0 | 0 | 0 | 0 | 0 | 0 | 0 | 0 | 0 | 0 | 0 | 0 | 0 | 0 | 0 | 0 | 0 | 0 | 0 | 0 | 0 | 0 | 0 | 0 | [15 empty] | 0 | 0 | 0 | 0 | 0 | 0 | 0 | 0 | 0 | 0 | 0 | 0 | 0 | 0 | 0 |  | 0 | 0 | 0 | 0 | 0 | 0 | 0 | 0 | 0 | 0 | 0 | 0 | 0 | 0 | 0 | 0 | 0 | 0 | 0 | 0 | 0 | 0 | 0 | 0 | 0 | 0 | 0 | 0 | 0 | 0 | [14 empty] | 0 | 0 | 0 | 0 | 0 | 0 | 0 | 0 | 0 | 0 | 0 | 0 | 0 | 0 | 0 |  | 0 | 0 | 0 | 0 | 0 | 0 | 0 | 0 | 0 | 0 | 0 | 0 | 0 | 0 | 0
PG&E GBA | San Jose B | 115 | 0 | 0 | 0 | 0 | 0 | 0 | 0 | 0 | 0 | 0 | 0 | 0 | 0 | 0 | 0 | 0 | 0 | 0 | 0 | 0 | 0 | 0 | 0 | 0 | 0 | 0 | 0 | 0 | 0 | [15 empty] | 0 | 0 | 0 | 0 | 0 | 0 | 0 | 0 | 0 | 0 | 0 | 0 | 0 | 0 | 0 |  | 0 | 0 | 0 | 0 | 0 | 0 | 0 | 0 | 0 | 0 | 0 | 0 | 0 | 0 | 0 | 0 | 0 | 0 | 0 | 0 | 0 | 0 | 0 | 0 | 0 | 0 | 0 | 0 | 0 | 0 | [14 empty] | 0 | 0 | 0 | 0 | 0 | 0 | 0 | 0 | 0 | 0 | 0 | 0 | 0 | 0 | 0 |  | 0 | 0 | 0 | 0 | 0 | 0 | 0 | 0 | 0 | 0 | 0 | 0 | 0 | 0 | 0
PG&E GBA | San Leandro U | 115 | 0 | 0 | 0 | 0 | 0 | 0 | 0 | 0 | 0 | 0 | 0 | 0 | 0 | 0 | 0 | 0 | 0 | 0 | 0 | 0 | 0 | 0 | 0 | 0 | 0 | 0 | 0 | 0 | 0 | [15 empty] | 0 | 0 | 0 | 0 | 0 | 0 | 0 | 0 | 0 | 0 | 0 | 0 | 0 | 0 | 0 |  | 0 | 0 | 0 | 0 | 0 | 0 | 0 | 0 | 0 | 0 | 0 | 0 | 0 | 0 | 0 | 0 | 0 | 0 | 0 | 0 | 0 | 0 | 0 | 0 | 0 | 0 | 0 | 0 | 0 | 0 | [14 empty] | 0 | 0 | 0 | 0 | 0 | 0 | 0 | 0 | 0 | 0 | 0 | 0 | 0 | 0 | 0 |  | 0 | 0 | 0 | 0 | 0 | 0 | 0 | 0 | 0 | 0 | 0 | 0 | 0 | 0 | 0
PG&E KERN | San Luis Obispo | 115 | 0 | 0 | 0 | 0 | 0 | 0 | 0 | 0 | 0 | 0 | 0 | 0 | 0 | 0 | 0 | 0 | 0 | 0 | 0 | 0 | 0 | 0 | 0 | 0 | 0 | 0 | 0 | 0 | 0 | [15 empty] | 0 | 0 | 0 | 0 | 0 | 0 | 0 | 0 | 0 | 0 | 0 | 0 | 0 | 0 | 0 |  | 0 | 0 | 0 | 0 | 0 | 0 | 0 | 0 | 0 | 0 | 0 | 0 | 0 | 0 | 0 | 0 | 0 | 0 | 0 | 0 | 0 | 0 | 0 | 0 | 0 | 0 | 0 | 0 | 0 | 0 | [14 empty] | 0 | 0 | 0 | 0 | 0 | 0 | 0 | 0 | 0 | 0 | 0 | 0 | 0 | 0 | 0 |  | 0 | 0 | 0 | 0 | 0 | 0 | 0 | 0 | 0 | 0 | 0 | 0 | 0 | 0 | 0
PG&E KERN | San Luis Obispo | 70 | 0 | 0 | 0 | 0 | 0 | 0 | 0 | 0 | 0 | 0 | 0 | 0 | 0 | 0 | 0 | 0 | 11 | 0 | 0 | 0 | 0 | 0 | 0 | 0 | 0 | 0 | 0 | 0 | 0 | [15 empty] | 0 | 0 | 11 | 0 | 0 | 0 | 0 | 0 | 0 | 0 | 0 | 0 | 0 | 0 | 0 |  | 0 | 11 | 0 | 0 | 0 | 0 | 0 | 0 | 0 | 0 | 0 | 0 | 0 | 0 | 1 | 0 | 11 | 0 | 0 | 0 | 0 | 0 | 0 | 0 | 0 | 0 | 0 | 0 | 0 | 1 | [14 empty] | 0 | 0 | 11 | 0 | 0 | 0 | 0 | 0 | 0 | 0 | 0 | 0 | 0 | 0 | 0 |  | 0 | 11 | 0 | 0 | 0 | 0 | 0 | 0 | 0 | 0 | 0 | 0 | 0 | 0 | 1
SDGE | San Luis Rey | 230 | 0 | 0 | 0 | 0 | 0 | 0 | 0 | 0 | 0 | 0 | 0 | 0 | 0 | 0 | 0 | 0 | 0 | 0 | 0 | 0 | 0 | 0 | 0 | 0 | 0 | 0 | 0 | 0 | 0 | [15 empty] | 0 | 0 | 0 | 0 | 0 | 0 | 0 | 0 | 0 | 0 | 0 | 0 | 0 | 0 | 0 |  | 0 | 0 | 0 | 0 | 0 | 0 | 0 | 0 | 0 | 0 | 0 | 0 | 0 | 0 | 0 | 0 | 0 | 0 | 0 | 0 | 0 | 0 | 0 | 0 | 0 | 0 | 0 | 0 | 0 | 0 | [14 empty] | 0 | 0 | 0 | 0 | 0 | 0 | 0 | 0 | 0 | 0 | 0 | 0 | 0 | 0 | 0 |  | 0 | 0 | 0 | 0 | 0 | 0 | 0 | 0 | 0 | 0 | 0 | 0 | 0 | 0 | 0
SDGE | San Luis Rey | 69 | 0 | 0 | 0 | 0 | 0 | 0 | 0 | 0 | 0 | 0 | 0 | 0 | 0 | 0 | 0 | 0 | 0 | 0 | 0 | 0 | 0 | 0 | 0 | 0 | 0 | 0 | 0 | 0 | 0 | [15 empty] | 0 | 0 | 0 | 0 | 0 | 0 | 0 | 0 | 0 | 0 | 0 | 0 | 0 | 0 | 0 |  | 0 | 0 | 0 | 0 | 0 | 0 | 0 | 0 | 0 | 0 | 0 | 0 | 0 | 0 | 0 | 0 | 0 | 0 | 0 | 0 | 0 | 0 | 0 | 0 | 0 | 0 | 0 | 0 | 0 | 0 | [14 empty] | 0 | 0 | 0 | 0 | 0 | 0 | 0 | 0 | 0 | 0 | 0 | 0 | 0 | 0 | 0 |  | 0 | 0 | 0 | 0 | 0 | 0 | 0 | 0 | 0 | 0 | 0 | 0 | 0 | 0 | 0
SDGE | San Marcos | 69 | 0 | 0 | 0 | 0 | 0 | 0 | 0 | 0 | 0 | 0 | 0 | 0 | 0 | 0 | 0 | 0 | 0 | 0 | 0 | 0 | 0 | 0 | 0 | 0 | 0 | 0 | 0 | 0 | 0 | [15 empty] | 0 | 0 | 0 | 0 | 0 | 0 | 0 | 0 | 0 | 0 | 0 | 0 | 0 | 0 | 0 |  | 0 | 0 | 0 | 0 | 0 | 0 | 0 | 0 | 0 | 0 | 0 | 0 | 0 | 0 | 0 | 0 | 0 | 0 | 0 | 0 | 0 | 0 | 0 | 0 | 0 | 0 | 0 | 0 | 0 | 0 | [14 empty] | 0 | 0 | 0 | 0 | 0 | 0 | 0 | 0 | 0 | 0 | 0 | 0 | 0 | 0 | 0 |  | 0 | 0 | 0 | 0 | 0 | 0 | 0 | 0 | 0 | 0 | 0 | 0 | 0 | 0 | 0
SCE Metro | San Onofre | 230 | 0 | 0 | 0 | 0 | 0 | 0 | 0 | 0 | 0 | 0 | 0 | 0 | 0 | 0 | 0 | 0 | 0 | 0 | 0 | 0 | 0 | 0 | 0 | 0 | 0 | 0 | 0 | 0 | 0 | [15 empty] | 0 | 0 | 0 | 0 | 0 | 0 | 0 | 0 | 0 | 0 | 0 | 0 | 0 | 0 | 0 |  | 0 | 0 | 0 | 0 | 0 | 0 | 0 | 0 | 0 | 0 | 0 | 0 | 0 | 0 | 0 | 0 | 0 | 0 | 0 | 0 | 0 | 0 | 0 | 0 | 0 | 0 | 0 | 0 | 0 | 0 | [14 empty] | 0 | 0 | 0 | 0 | 0 | 0 | 0 | 0 | 0 | 0 | 0 | 0 | 0 | 0 | 0 |  | 0 | 0 | 0 | 0 | 0 | 0 | 0 | 0 | 0 | 0 | 0 | 0 | 0 | 0 | 0
PG&E GBA | San Pablo | 115 | 0 | 0 | 0 | 0 | 0 | 0 | 0 | 0 | 0 | 0 | 0 | 0 | 0 | 0 | 0 | 0 | 0 | 0 | 0 | 0 | 0 | 0 | 0 | 0 | 0 | 0 | 0 | 0 | 0 | [15 empty] | 0 | 0 | 0 | 0 | 0 | 0 | 0 | 0 | 0 | 0 | 0 | 0 | 0 | 0 | 0 |  | 0 | 0 | 0 | 0 | 0 | 0 | 0 | 0 | 0 | 0 | 0 | 0 | 0 | 0 | 0 | 0 | 0 | 0 | 0 | 0 | 0 | 0 | 0 | 0 | 0 | 0 | 0 | 0 | 0 | 0 | [14 empty] | 0 | 0 | 0 | 0 | 0 | 0 | 0 | 0 | 0 | 0 | 0 | 0 | 0 | 0 | 0 |  | 0 | 0 | 0 | 0 | 0 | 0 | 0 | 0 | 0 | 0 | 0 | 0 | 0 | 0 | 0
PG&E GBA | San Ramon | 230 | 0 | 0 | 0 | 0 | 0 | 0 | 0 | 0 | 0 | 0 | 0 | 0 | 0 | 0 | 0 | 0 | 0 | 0 | 0 | 0 | 0 | 0 | 0 | 0 | 0 | 0 | 0 | 0 | 0 | [15 empty] | 0 | 0 | 0 | 0 | 0 | 0 | 0 | 0 | 0 | 0 | 0 | 0 | 0 | 0 | 0 |  | 0 | 0 | 0 | 0 | 0 | 0 | 0 | 0 | 0 | 0 | 0 | 0 | 0 | 0 | 0 | 0 | 0 | 0 | 0 | 0 | 0 | 0 | 0 | 0 | 0 | 0 | 0 | 0 | 0 | 0 | [14 empty] | 0 | 0 | 0 | 0 | 0 | 0 | 0 | 0 | 0 | 0 | 0 | 0 | 0 | 0 | 0 |  | 0 | 0 | 0 | 0 | 0 | 0 | 0 | 0 | 0 | 0 | 0 | 0 | 0 | 0 | 0
SDGE | San Ysidro | 69 | 0 | 0 | 0 | 0 | 0 | 0 | 0 | 0 | 0 | 0 | 0 | 0 | 0 | 0 | 0 | 0 | 0 | 0 | 0 | 0 | 0 | 0 | 0 | 0 | 0 | 0 | 0 | 0 | 0 | [15 empty] | 0 | 0 | 0 | 0 | 0 | 0 | 0 | 0 | 0 | 0 | 0 | 0 | 0 | 0 | 0 |  | 0 | 0 | 0 | 0 | 0 | 0 | 0 | 0 | 0 | 0 | 0 | 0 | 0 | 0 | 0 | 0 | 0 | 0 | 0 | 0 | 0 | 0 | 0 | 0 | 0 | 0 | 0 | 0 | 0 | 0 | [14 empty] | 0 | 0 | 0 | 0 | 0 | 0 | 0 | 0 | 0 | 0 | 0 | 0 | 0 | 0 | 0 |  | 0 | 0 | 0 | 0 | 0 | 0 | 0 | 0 | 0 | 0 | 0 | 0 | 0 | 0 | 0
SCE NOL | Sandlot | 230 | 0 | 0 | 0 | 0 | 0 | 0 | 0 | 0 | 0 | 0 | 0 | 0 | 0 | 0 | 0 | 0 | 0 | 0 | 0 | 0 | 0 | 0 | 0 | 0 | 0 | 0 | 0 | 0 | 0 | [15 empty] | 0 | 0 | 0 | 0 | 0 | 0 | 0 | 0 | 0 | 0 | 0 | 0 | 0 | 0 | 0 |  | 0 | 0 | 0 | 0 | 0 | 0 | 0 | 0 | 0 | 0 | 0 | 0 | 0 | 0 | 0 | 0 | 0 | 0 | 0 | 0 | 0 | 0 | 0 | 0 | 0 | 0 | 0 | 0 | 0 | 0 | [14 empty] | 0 | 0 | 0 | 0 | 0 | 0 | 0 | 0 | 0 | 0 | 0 | 0 | 0 | 0 | 0 |  | 0 | 0 | 0 | 0 | 0 | 0 | 0 | 0 | 0 | 0 | 0 | 0 | 0 | 0 | 0
EOP | Sandy | 138 | 0 | 0 | 0 | 0 | 0 | 0 | 0 | 0 | 0 | 0 | 0 | 0 | 0 | 0 | 0 | 0 | 0 | 0 | 0 | 0 | 0 | 0 | 0 | 0 | 0 | 0 | 0 | 0 | 0 | [15 empty] | 0 | 0 | 0 | 0 | 0 | 0 | 0 | 0 | 0 | 0 | 0 | 0 | 0 | 0 | 0 |  | 0 | 0 | 0 | 0 | 0 | 0 | 0 | 0 | 0 | 0 | 0 | 0 | 0 | 0 | 0 | 0 | 0 | 0 | 0 | 0 | 0 | 0 | 0 | 0 | 0 | 0 | 0 | 0 | 0 | 0 | [14 empty] | 0 | 0 | 0 | 0 | 0 | 0 | 0 | 0 | 0 | 0 | 0 | 0 | 0 | 0 | 0 |  | 0 | 0 | 0 | 0 | 0 | 0 | 0 | 0 | 0 | 0 | 0 | 0 | 0 | 0 | 0
PG&E FRESNO | Sanger | 115 | 0 | 0 | 0 | 0 | 0 | 0 | 0 | 0 | 0 | 0 | 0 | 0 | 0 | 0 | 0 | 0 | 1.5 | 0 | 0 | 0 | 0 | 0 | 0 | 0 | 0 | 0 | 0 | 0 | 0 | [15 empty] | 0 | 0 | 1.5 | 0 | 0 | 0 | 0 | 0 | 0 | 0 | 0 | 0 | 0 | 0 | 0 |  | 0 | 1.5 | 0 | 0 | 0 | 0 | 0 | 0 | 0 | 0 | 0 | 0 | 0 | 0 | 1 | 0 | 1.5 | 0 | 0 | 0 | 0 | 0 | 0 | 0 | 100 | 100 | 0 | 30 | 0 | 1 | [14 empty] | 0 | 0 | 1.5 | 0 | 0 | 0 | 0 | 0 | 0 | 0 | 100 | 100 | 0 | 30 | 0 |  | 0 | 1.5 | 0 | 0 | 0 | 0 | 0 | 0 | 0 | 100 | 100 | 0 | 30 | 0 | 1
SCE Northern | Santa Clara | 230 | 0 | 0 | 0 | 0 | 0 | 0 | 0 | 0 | 0 | 0 | 0 | 0 | 0 | 0 | 0 | 0 | 0 | 0 | 0 | 0 | 0 | 0 | 0 | 0 | 0 | 0 | 0 | 0 | 0 | [15 empty] | 0 | 0 | 0 | 0 | 0 | 0 | 0 | 0 | 0 | 0 | 0 | 0 | 0 | 0 | 0 |  | 0 | 0 | 0 | 0 | 0 | 0 | 0 | 0 | 0 | 0 | 0 | 0 | 0 | 0 | 0 | 0 | 0 | 0 | 0 | 0 | 0 | 0 | 0 | 0 | 0 | 0 | 0 | 0 | 0 | 0 | [14 empty] | 0 | 0 | 0 | 0 | 0 | 0 | 0 | 0 | 0 | 0 | 0 | 0 | 0 | 0 | 0 |  | 0 | 0 | 0 | 0 | 0 | 0 | 0 | 0 | 0 | 0 | 0 | 0 | 0 | 0 | 0
PG&E NGBA | Santa Rosa A | 115 | 0 | 0 | 0 | 0 | 0 | 0 | 0 | 0 | 0 | 0 | 0 | 0 | 0 | 0 | 0 | 0 | 0 | 0 | 0 | 0 | 0 | 0 | 0 | 0 | 0 | 0 | 0 | 0 | 0 | [15 empty] | 0 | 0 | 0 | 0 | 0 | 0 | 0 | 0 | 0 | 0 | 0 | 0 | 0 | 0 | 0 |  | 0 | 0 | 0 | 0 | 0 | 0 | 0 | 0 | 0 | 0 | 0 | 0 | 0 | 0 | 0 | 0 | 0 | 0 | 0 | 0 | 0 | 0 | 0 | 0 | 0 | 0 | 0 | 0 | 0 | 0 | [14 empty] | 0 | 0 | 0 | 0 | 0 | 0 | 0 | 0 | 0 | 0 | 0 | 0 | 0 | 0 | 0 |  | 0 | 0 | 0 | 0 | 0 | 0 | 0 | 0 | 0 | 0 | 0 | 0 | 0 | 0 | 0
PG&E GBA | Santa Teresa | 115 | 0 | 0 | 0 | 0 | 0 | 0 | 0 | 0 | 0 | 0 | 0 | 0 | 0 | 0 | 0 | 0 | 0 | 0 | 0 | 0 | 0 | 0 | 0 | 0 | 0 | 0 | 0 | 0 | 0 | [15 empty] | 0 | 0 | 0 | 0 | 0 | 0 | 0 | 0 | 0 | 0 | 0 | 0 | 0 | 0 | 0 |  | 0 | 0 | 0 | 0 | 0 | 0 | 0 | 0 | 0 | 0 | 0 | 0 | 0 | 0 | 0 | 0 | 0 | 0 | 0 | 0 | 0 | 0 | 0 | 0 | 0 | 0 | 0 | 0 | 0 | 0 | [14 empty] | 0 | 0 | 0 | 0 | 0 | 0 | 0 | 0 | 0 | 0 | 0 | 0 | 0 | 0 | 0 |  | 0 | 0 | 0 | 0 | 0 | 0 | 0 | 0 | 0 | 0 | 0 | 0 | 0 | 0 | 0
SDGE | Santee | 138 | 0 | 0 | 0 | 0 | 0 | 0 | 0 | 0 | 0 | 0 | 0 | 10 | 0 | 0 | 1 | 0 | 0 | 0 | 0 | 0 | 0 | 0 | 0 | 0 | 0 | 0 | 0 | 0 | 0 | [15 empty] | 0 | 0 | 0 | 0 | 0 | 0 | 0 | 0 | 0 | 0 | 0 | 0 | 0 | 0 | 0 |  | 0 | 0 | 0 | 0 | 0 | 0 | 0 | 0 | 0 | 0 | 0 | 10 | 0 | 0 | 1 | 0 | 0 | 0 | 0 | 0 | 0 | 0 | 0 | 0 | 0 | 0 | 0 | 0 | 0 | 0 | [14 empty] | 0 | 0 | 0 | 0 | 0 | 0 | 0 | 0 | 0 | 0 | 0 | 0 | 0 | 0 | 0 |  | 0 | 0 | 0 | 0 | 0 | 0 | 0 | 0 | 0 | 0 | 0 | 10 | 0 | 0 | 1
SCE Metro | Santiago | 230 | 0 | 0 | 0 | 0 | 0 | 0 | 0 | 0 | 0 | 0 | 0 | 0 | 0 | 0 | 0 | 0 | 0 | 0 | 0 | 0 | 0 | 0 | 0 | 0 | 0 | 0 | 0 | 0 | 0 | [15 empty] | 0 | 0 | 0 | 0 | 0 | 0 | 0 | 0 | 0 | 0 | 0 | 0 | 0 | 0 | 0 |  | 0 | 0 | 0 | 0 | 0 | 0 | 0 | 0 | 0 | 0 | 0 | 0 | 0 | 0 | 0 | 0 | 0 | 0 | 0 | 0 | 0 | 0 | 0 | 0 | 0 | 0 | 0 | 0 | 0 | 0 | [14 empty] | 0 | 0 | 0 | 0 | 0 | 0 | 0 | 0 | 0 | 0 | 0 | 0 | 0 | 0 | 0 |  | 0 | 0 | 0 | 0 | 0 | 0 | 0 | 0 | 0 | 0 | 0 | 0 | 0 | 0 | 0
PG&E GBA | Saratoga | 230 | 0 | 0 | 0 | 0 | 0 | 0 | 0 | 0 | 0 | 0 | 0 | 0 | 0 | 0 | 0 | 0 | 0 | 0 | 0 | 0 | 0 | 0 | 0 | 0 | 0 | 0 | 0 | 0 | 0 | [15 empty] | 0 | 0 | 0 | 0 | 0 | 0 | 0 | 0 | 0 | 0 | 0 | 0 | 0 | 0 | 0 |  | 0 | 0 | 0 | 0 | 0 | 0 | 0 | 0 | 0 | 0 | 0 | 0 | 0 | 0 | 0 | 0 | 0 | 0 | 0 | 0 | 0 | 0 | 0 | 0 | 0 | 0 | 0 | 0 | 0 | 0 | [14 empty] | 0 | 0 | 0 | 0 | 0 | 0 | 0 | 0 | 0 | 0 | 0 | 0 | 0 | 0 | 0 |  | 0 | 0 | 0 | 0 | 0 | 0 | 0 | 0 | 0 | 0 | 0 | 0 | 0 | 0 | 0
SCE Northern | Saugus | 230 | 0 | 0 | 0 | 0 | 0 | 0 | 0 | 0 | 0 | 0 | 0 | 0 | 0 | 0 | 0 | 0 | 0 | 0 | 0 | 0 | 0 | 0 | 0 | 0 | 0 | 0 | 0 | 0 | 0 | [15 empty] | 0 | 0 | 0 | 0 | 0 | 0 | 0 | 0 | 0 | 0 | 0 | 0 | 0 | 0 | 0 |  | 0 | 0 | 0 | 0 | 0 | 0 | 0 | 0 | 0 | 0 | 0 | 0 | 0 | 0 | 0 | 0 | 0 | 0 | 0 | 0 | 0 | 0 | 0 | 0 | 0 | 0 | 0 | 0 | 0 | 0 | [14 empty] | 0 | 0 | 0 | 0 | 0 | 0 | 0 | 0 | 0 | 0 | 0 | 0 | 0 | 0 | 0 |  | 0 | 0 | 0 | 0 | 0 | 0 | 0 | 0 | 0 | 0 | 0 | 0 | 0 | 0 | 0
PG&E FRESNO | Schindler | 115 | 0 | 0 | 0 | 0 | 0 | 0 | 0 | 0 | 0 | 0 | 0 | 0 | 0 | 0 | 0 | 0 | 0 | 0 | 0 | 0 | 0 | 0 | 0 | 0 | 0 | 0 | 0 | 0 | 0 | [15 empty] | 0 | 0 | 0 | 0 | 0 | 0 | 0 | 0 | 0 | 0 | 0 | 0 | 0 | 0 | 0 |  | 0 | 0 | 0 | 0 | 0 | 0 | 0 | 0 | 0 | 0 | 0 | 0 | 0 | 0 | 0 | 0 | 0 | 0 | 0 | 0 | 0 | 0 | 0 | 0 | 100 | 0 | 0 | 40 | 0 | 1 | [14 empty] | 0 | 0 | 0 | 0 | 0 | 0 | 0 | 0 | 0 | 0 | 100 | 0 | 0 | 40 | 0 |  | 0 | 0 | 0 | 0 | 0 | 0 | 0 | 0 | 0 | 100 | 0 | 0 | 40 | 0 | 1
PG&E FRESNO | Schindler | 70 | 0 | 0 | 0 | 0 | 0 | 0 | 0 | 0 | 0 | 0 | 0 | 0 | 0 | 0 | 0 | 0 | 0 | 0 | 0 | 0 | 0 | 0 | 0 | 0 | 0 | 0 | 0 | 0 | 0 | [15 empty] | 0 | 0 | 0 | 0 | 0 | 0 | 0 | 0 | 0 | 0 | 0 | 0 | 0 | 0 | 0 |  | 0 | 0 | 0 | 0 | 0 | 0 | 0 | 0 | 0 | 0 | 0 | 0 | 0 | 0 | 0 | 0 | 0 | 0 | 0 | 0 | 0 | 0 | 0 | 0 | 0 | 0 | 0 | 0 | 0 | 0 | [14 empty] | 0 | 0 | 0 | 0 | 0 | 0 | 0 | 0 | 0 | 0 | 0 | 0 | 0 | 0 | 0 |  | 0 | 0 | 0 | 0 | 0 | 0 | 0 | 0 | 0 | 0 | 0 | 0 | 0 | 0 | 0
PG&E GBA | Schulte | 115 | 0 | 0 | 0 | 0 | 0 | 0 | 0 | 0 | 0 | 0 | 0 | 0 | 0 | 0 | 0 | 0 | 0 | 0 | 0 | 0 | 0 | 0 | 0 | 0 | 0 | 0 | 0 | 0 | 0 | [15 empty] | 0 | 0 | 0 | 0 | 0 | 0 | 0 | 0 | 0 | 0 | 0 | 0 | 0 | 0 | 0 |  | 0 | 0 | 0 | 0 | 0 | 0 | 0 | 0 | 0 | 0 | 0 | 0 | 0 | 0 | 0 | 0 | 0 | 0 | 0 | 0 | 0 | 0 | 0 | 0 | 0 | 0 | 0 | 0 | 0 | 0 | [14 empty] | 0 | 0 | 0 | 0 | 0 | 0 | 0 | 0 | 0 | 0 | 0 | 0 | 0 | 0 | 0 |  | 0 | 0 | 0 | 0 | 0 | 0 | 0 | 0 | 0 | 0 | 0 | 0 | 0 | 0 | 0
SDGE | Scripps | 69 | 0 | 0 | 0 | 0 | 0 | 0 | 0 | 0 | 0 | 0 | 0 | 0 | 0 | 0 | 0 | 0 | 0 | 0 | 0 | 0 | 0 | 0 | 0 | 0 | 0 | 0 | 0 | 0 | 0 | [15 empty] | 0 | 0 | 0 | 0 | 0 | 0 | 0 | 0 | 0 | 0 | 0 | 0 | 0 | 0 | 0 |  | 0 | 0 | 0 | 0 | 0 | 0 | 0 | 0 | 0 | 0 | 0 | 0 | 0 | 0 | 0 | 0 | 0 | 0 | 0 | 0 | 0 | 0 | 0 | 0 | 0 | 0 | 0 | 0 | 0 | 0 | [14 empty] | 0 | 0 | 0 | 0 | 0 | 0 | 0 | 0 | 0 | 0 | 0 | 0 | 0 | 0 | 0 |  | 0 | 0 | 0 | 0 | 0 | 0 | 0 | 0 | 0 | 0 | 0 | 0 | 0 | 0 | 0
PG&E KERN | Semitropic | 115 | 0 | 0 | 0 | 0 | 0 | 0 | 0 | 0 | 4.66 | 0 | 0 | 0 | 0 | 0 | 1 | 0 | 0 | 0 | 0 | 0 | 0 | 0 | 0 | 0 | 0 | 0 | 0 | 0 | 0 | [15 empty] | 0 | 0 | 0 | 0 | 0 | 0 | 0 | 0 | 0 | 0 | 0 | 0 | 0 | 0 | 0 |  | 0 | 0 | 0 | 0 | 0 | 0 | 0 | 0 | 4.66 | 0 | 0 | 0 | 0 | 0 | 1 | 0 | 0 | 0 | 0 | 0 | 0 | 0 | 0 | 0 | 0 | 0 | 0 | 0 | 0 | 0 | [14 empty] | 0 | 0 | 0 | 0 | 0 | 0 | 0 | 0 | 0 | 0 | 0 | 0 | 0 | 0 | 0 |  | 0 | 0 | 0 | 0 | 0 | 0 | 0 | 0 | 4.66 | 0 | 0 | 0 | 0 | 0 | 1
SCE Metro | Serrano | 230 | 0 | 0 | 0 | 0 | 0 | 0 | 0 | 0 | 0 | 0 | 0 | 0 | 0 | 0 | 0 | 0 | 0 | 0 | 0 | 0 | 0 | 0 | 0 | 0 | 0 | 0 | 0 | 0 | 0 | [15 empty] | 0 | 0 | 0 | 0 | 0 | 0 | 0 | 0 | 0 | 0 | 0 | 0 | 0 | 0 | 0 |  | 0 | 0 | 0 | 0 | 0 | 0 | 0 | 0 | 0 | 0 | 0 | 0 | 0 | 0 | 0 | 0 | 0 | 0 | 0 | 0 | 0 | 0 | 0 | 0 | 0 | 0 | 0 | 0 | 0 | 0 | [14 empty] | 0 | 0 | 0 | 0 | 0 | 0 | 0 | 0 | 0 | 0 | 0 | 0 | 0 | 0 | 0 |  | 0 | 0 | 0 | 0 | 0 | 0 | 0 | 0 | 0 | 0 | 0 | 0 | 0 | 0 | 0
SCE Metro | Serrano | 500 | 0 | 0 | 0 | 0 | 0 | 0 | 0 | 0 | 0 | 0 | 0 | 0 | 0 | 0 | 0 | 0 | 0 | 0 | 0 | 0 | 0 | 0 | 0 | 0 | 0 | 0 | 0 | 0 | 0 | [15 empty] | 0 | 0 | 0 | 0 | 0 | 0 | 0 | 0 | 0 | 0 | 0 | 0 | 0 | 0 | 0 |  | 0 | 0 | 0 | 0 | 0 | 0 | 0 | 0 | 0 | 0 | 0 | 0 | 0 | 0 | 0 | 0 | 0 | 0 | 0 | 0 | 0 | 0 | 0 | 0 | 0 | 0 | 0 | 0 | 0 | 0 | [14 empty] | 0 | 0 | 0 | 0 | 0 | 0 | 0 | 0 | 0 | 0 | 0 | 0 | 0 | 0 | 0 |  | 0 | 0 | 0 | 0 | 0 | 0 | 0 | 0 | 0 | 0 | 0 | 0 | 0 | 0 | 0
SDGE | Shadowridge | 138 | 0 | 0 | 0 | 0 | 0 | 0 | 0 | 0 | 0 | 0 | 0 | 0 | 0 | 0 | 0 | 0 | 0 | 0 | 0 | 0 | 0 | 0 | 0 | 0 | 0 | 0 | 0 | 0 | 0 | [15 empty] | 0 | 0 | 0 | 0 | 0 | 0 | 0 | 0 | 0 | 0 | 0 | 0 | 0 | 0 | 0 |  | 0 | 0 | 0 | 0 | 0 | 0 | 0 | 0 | 0 | 0 | 0 | 0 | 0 | 0 | 0 | 0 | 0 | 0 | 0 | 0 | 0 | 0 | 0 | 0 | 0 | 0 | 0 | 0 | 0 | 0 | [14 empty] | 0 | 0 | 0 | 0 | 0 | 0 | 0 | 0 | 0 | 0 | 0 | 0 | 0 | 0 | 0 |  | 0 | 0 | 0 | 0 | 0 | 0 | 0 | 0 | 0 | 0 | 0 | 0 | 0 | 0 | 0
PG&E KERN | Shafter | 115 | 0 | 0 | 0 | 0 | 0 | 0 | 0 | 0 | 2.25 | 0 | 0 | 0 | 0 | 0 | 1 | 0 | 0 | 0 | 0 | 0 | 0 | 0 | 0 | 0 | 0 | 0 | 0 | 0 | 0 | [15 empty] | 0 | 0 | 0 | 0 | 0 | 0 | 0 | 0 | 0 | 0 | 0 | 0 | 0 | 0 | 0 |  | 0 | 0 | 0 | 0 | 0 | 0 | 0 | 0 | 2.25 | 0 | 0 | 0 | 0 | 0 | 1 | 0 | 0 | 0 | 0 | 0 | 0 | 0 | 0 | 0 | 0 | 0 | 0 | 0 | 0 | 0 | [14 empty] | 0 | 0 | 0 | 0 | 0 | 0 | 0 | 0 | 0 | 0 | 0 | 0 | 0 | 0 | 0 |  | 0 | 0 | 0 | 0 | 0 | 0 | 0 | 0 | 2.25 | 0 | 0 | 0 | 0 | 0 | 1
PG&E NGBA | Silverado | 115 | 0 | 0 | 0 | 0 | 0 | 0 | 0 | 0 | 0 | 0 | 0 | 0 | 0 | 0 | 0 | 0 | 0 | 0 | 0 | 0 | 0 | 0 | 0 | 0 | 0 | 0 | 0 | 0 | 0 | [15 empty] | 0 | 0 | 0 | 0 | 0 | 0 | 0 | 0 | 0 | 0 | 0 | 0 | 0 | 0 | 0 |  | 0 | 0 | 0 | 0 | 0 | 0 | 0 | 0 | 0 | 0 | 0 | 0 | 0 | 0 | 0 | 0 | 0 | 0 | 0 | 0 | 0 | 0 | 0 | 0 | 0 | 0 | 0 | 0 | 0 | 0 | [14 empty] | 0 | 0 | 0 | 0 | 0 | 0 | 0 | 0 | 0 | 0 | 0 | 0 | 0 | 0 | 0 |  | 0 | 0 | 0 | 0 | 0 | 0 | 0 | 0 | 0 | 0 | 0 | 0 | 0 | 0 | 0
SDGE | Silvergate | 230 | 0 | 0 | 0 | 0 | 0 | 0 | 0 | 0 | 0 | 0 | 0 | 0 | 0 | 0 | 0 | 0 | 0 | 0 | 0 | 0 | 0 | 0 | 0 | 0 | 0 | 0 | 0 | 0 | 0 | [15 empty] | 0 | 0 | 0 | 0 | 0 | 0 | 0 | 0 | 0 | 0 | 0 | 0 | 0 | 0 | 0 |  | 0 | 0 | 0 | 0 | 0 | 0 | 0 | 0 | 0 | 0 | 0 | 0 | 0 | 0 | 0 | 0 | 0 | 0 | 0 | 0 | 0 | 0 | 0 | 0 | 0 | 0 | 0 | 0 | 0 | 0 | [14 empty] | 0 | 0 | 0 | 0 | 0 | 0 | 0 | 0 | 0 | 0 | 0 | 0 | 0 | 0 | 0 |  | 0 | 0 | 0 | 0 | 0 | 0 | 0 | 0 | 0 | 0 | 0 | 0 | 0 | 0 | 0
SDGE | Silvergate | 69 | 0 | 0 | 0 | 0 | 0 | 0 | 0 | 0 | 0 | 0 | 0 | 0 | 0 | 0 | 0 | 0 | 0 | 0 | 0 | 0 | 0 | 0 | 0 | 0 | 0 | 0 | 0 | 0 | 0 | [15 empty] | 0 | 0 | 0 | 0 | 0 | 0 | 0 | 0 | 0 | 0 | 0 | 0 | 0 | 0 | 0 |  | 0 | 0 | 0 | 0 | 0 | 0 | 0 | 0 | 0 | 0 | 0 | 0 | 0 | 0 | 0 | 0 | 0 | 0 | 0 | 0 | 0 | 0 | 0 | 0 | 0 | 0 | 0 | 0 | 0 | 0 | [14 empty] | 0 | 0 | 0 | 0 | 0 | 0 | 0 | 0 | 0 | 0 | 0 | 0 | 0 | 0 | 0 |  | 0 | 0 | 0 | 0 | 0 | 0 | 0 | 0 | 0 | 0 | 0 | 0 | 0 | 0 | 0
PG&E KERN | Sisquoc | 115 | 0 | 0 | 0 | 0 | 0 | 0 | 0 | 0 | 0 | 0 | 0 | 0 | 0 | 0 | 0 | 0 | 0 | 0 | 0 | 0 | 0 | 0 | 0 | 0 | 0 | 0 | 0 | 0 | 0 | [15 empty] | 0 | 0 | 0 | 0 | 0 | 0 | 0 | 0 | 0 | 0 | 0 | 0 | 0 | 0 | 0 |  | 0 | 0 | 0 | 0 | 0 | 0 | 0 | 0 | 0 | 0 | 0 | 0 | 0 | 0 | 0 | 0 | 0 | 0 | 0 | 0 | 0 | 0 | 0 | 0 | 0 | 0 | 0 | 0 | 0 | 0 | [14 empty] | 0 | 0 | 0 | 0 | 0 | 0 | 0 | 0 | 0 | 0 | 0 | 0 | 0 | 0 | 0 |  | 0 | 0 | 0 | 0 | 0 | 0 | 0 | 0 | 0 | 0 | 0 | 0 | 0 | 0 | 0
EOP | Sloan Canyon | 230 | 0 | 0 | 0 | 0 | 0 | 0 | 0 | 0 | 0 | 0 | 0 | 0 | 0 | 0 | 0 | 0 | 0 | 260 | 50 | 0 | 0 | 0 | 0 | 0 | 0 | 0 | 0 | 0 | 0 | [15 empty] | 0 | 0 | 0 | 260 | 50 | 0 | 0 | 0 | 0 | 0 | 0 | 0 | 0 | 0 | 0 |  | 0 | 0 | 260 | 50 | 0 | 0 | 0 | 0 | 0 | 0 | 0 | 0 | 0 | 0 | 1 | 0 | 0 | 260 | 50 | 0 | 0 | 0 | 0 | 0 | 0 | 0 | 0 | 0 | 0 | 1 | [14 empty] | 0 | 0 | 0 | 260 | 50 | 0 | 0 | 0 | 0 | 0 | 0 | 0 | 0 | 0 | 0 |  | 0 | 0 | 260 | 50 | 0 | 0 | 0 | 0 | 0 | 0 | 0 | 0 | 0 | 0 | 1
EOP | Sloan Canyon | 500 | 0 | 0 | 0 | 0 | 0 | 0 | 0 | 0 | 0 | 0 | 0 | 0 | 0 | 0 | 0 | 0 | 0 | 0 | 0 | 0 | 0 | 0 | 0 | 0 | 0 | 0 | 0 | 0 | 0 | [15 empty] | 0 | 0 | 0 | 0 | 0 | 0 | 0 | 0 | 0 | 0 | 0 | 0 | 0 | 0 | 0 |  | 0 | 0 | 0 | 0 | 0 | 0 | 0 | 0 | 0 | 0 | 0 | 0 | 0 | 0 | 0 | 0 | 0 | 0 | 0 | 0 | 0 | 0 | 0 | 0 | 0 | 0 | 0 | 0 | 0 | 0 | [14 empty] | 0 | 0 | 0 | 0 | 0 | 0 | 0 | 0 | 0 | 0 | 0 | 0 | 0 | 0 | 0 |  | 0 | 0 | 0 | 0 | 0 | 0 | 0 | 0 | 0 | 0 | 0 | 0 | 0 | 0 | 0
PG&E KERN | Smyrna | 115 | 0 | 0 | 0 | 0 | 0 | 0 | 0 | 0 | 0 | 0 | 0 | 0 | 0 | 0 | 0 | 0 | 0 | 0 | 0 | 0 | 0 | 0 | 0 | 6 | 0 | 0 | 0 | 0 | 0 | [15 empty] | 0 | 0 | 0 | 0 | 0 | 0 | 0 | 0 | 0 | 6 | 0 | 0 | 0 | 0 | 0 |  | 0 | 0 | 0 | 0 | 0 | 0 | 0 | 0 | 6 | 0 | 0 | 0 | 0 | 0 | 1 | 0 | 0 | 0 | 0 | 0 | 0 | 0 | 0 | 6 | 0 | 0 | 0 | 0 | 0 | 1 | [14 empty] | 0 | 0 | 0 | 0 | 0 | 0 | 0 | 0 | 0 | 6 | 0 | 0 | 0 | 0 | 0 |  | 0 | 0 | 0 | 0 | 0 | 0 | 0 | 0 | 6 | 0 | 0 | 0 | 0 | 0 | 1
PG&E GBA | Sobrante | 115 | 0 | 0 | 0 | 0 | 0 | 0 | 0 | 0 | 0 | 0 | 0 | 0 | 0 | 0 | 0 | 0 | 0 | 0 | 0 | 0 | 0 | 0 | 0 | 0 | 0 | 0 | 0 | 0 | 0 | [15 empty] | 0 | 0 | 0 | 0 | 0 | 0 | 0 | 0 | 0 | 0 | 0 | 0 | 0 | 0 | 0 |  | 0 | 0 | 0 | 0 | 0 | 0 | 0 | 0 | 0 | 0 | 0 | 0 | 0 | 0 | 0 | 0 | 0 | 0 | 0 | 0 | 0 | 0 | 0 | 0 | 0 | 0 | 0 | 0 | 0 | 0 | [14 empty] | 0 | 0 | 0 | 0 | 0 | 0 | 0 | 0 | 0 | 0 | 0 | 0 | 0 | 0 | 0 |  | 0 | 0 | 0 | 0 | 0 | 0 | 0 | 0 | 0 | 0 | 0 | 0 | 0 | 0 | 0
PG&E GBA | Sobrante | 230 | 0 | 0 | 0 | 0 | 0 | 0 | 0 | 0 | 0 | 0 | 0 | 0 | 0 | 0 | 0 | 0 | 0 | 0 | 0 | 0 | 0 | 0 | 0 | 0 | 0 | 0 | 0 | 0 | 0 | [15 empty] | 0 | 0 | 0 | 0 | 0 | 0 | 0 | 0 | 0 | 0 | 0 | 0 | 0 | 0 | 0 |  | 0 | 0 | 0 | 0 | 0 | 0 | 0 | 0 | 0 | 0 | 0 | 0 | 0 | 0 | 0 | 0 | 0 | 0 | 0 | 0 | 0 | 0 | 0 | 0 | 0 | 0 | 0 | 0 | 0 | 0 | [14 empty] | 0 | 0 | 0 | 0 | 0 | 0 | 0 | 0 | 0 | 0 | 0 | 0 | 0 | 0 | 0 |  | 0 | 0 | 0 | 0 | 0 | 0 | 0 | 0 | 0 | 0 | 0 | 0 | 0 | 0 | 0
PG&E KERN | Solar | 230 | 0 | 0 | 0 | 0 | 0 | 0 | 0 | 0 | 0 | 0 | 0 | 0 | 0 | 0 | 0 | 0 | 0 | 0 | 0 | 0 | 0 | 0 | 0 | 0 | 0 | 0 | 0 | 0 | 0 | [15 empty] | 0 | 0 | 0 | 0 | 0 | 0 | 0 | 0 | 0 | 0 | 0 | 0 | 0 | 0 | 0 |  | 0 | 0 | 0 | 0 | 0 | 0 | 0 | 0 | 0 | 0 | 0 | 0 | 0 | 0 | 0 | 0 | 0 | 0 | 0 | 0 | 0 | 0 | 0 | 0 | 0 | 0 | 0 | 0 | 0 | 0 | [14 empty] | 0 | 0 | 0 | 0 | 0 | 0 | 0 | 0 | 0 | 0 | 0 | 0 | 0 | 0 | 0 |  | 0 | 0 | 0 | 0 | 0 | 0 | 0 | 0 | 0 | 0 | 0 | 0 | 0 | 0 | 0
PG&E GBA | Soledad | 115 | 0 | 0 | 0 | 0 | 0 | 0 | 0 | 0 | 0 | 0 | 0 | 0 | 0 | 0 | 0 | 0 | 0 | 0 | 0 | 0 | 0 | 0 | 0 | 0 | 0 | 0 | 0 | 0 | 0 | [15 empty] | 0 | 0 | 0 | 0 | 0 | 0 | 0 | 0 | 0 | 0 | 0 | 0 | 0 | 0 | 0 |  | 0 | 0 | 0 | 0 | 0 | 0 | 0 | 0 | 0 | 0 | 0 | 0 | 0 | 0 | 0 | 0 | 0 | 0 | 0 | 0 | 0 | 0 | 0 | 0 | 0 | 0 | 0 | 0 | 0 | 0 | [14 empty] | 0 | 0 | 0 | 0 | 0 | 0 | 0 | 0 | 0 | 0 | 0 | 0 | 0 | 0 | 0 |  | 0 | 0 | 0 | 0 | 0 | 0 | 0 | 0 | 0 | 0 | 0 | 0 | 0 | 0 | 0
PG&E GBA | Soledad | 60 | 0 | 0 | 0 | 0 | 0 | 0 | 0 | 0 | 0 | 0 | 0 | 0 | 0 | 0 | 0 | 0 | 0 | 6 | 0 | 0 | 0 | 0 | 0 | 0 | 0 | 0 | 0 | 0 | 0 | [15 empty] | 0 | 0 | 0 | 6 | 0 | 0 | 0 | 0 | 0 | 0 | 0 | 0 | 0 | 0 | 0 |  | 0 | 0 | 6 | 0 | 0 | 0 | 0 | 0 | 0 | 0 | 0 | 0 | 0 | 0 | 1 | 0 | 0 | 6 | 0 | 0 | 0 | 0 | 0 | 0 | 0 | 0 | 0 | 0 | 0 | 1 | [14 empty] | 0 | 0 | 0 | 6 | 0 | 0 | 0 | 0 | 0 | 0 | 0 | 0 | 0 | 0 | 0 |  | 0 | 0 | 6 | 0 | 0 | 0 | 0 | 0 | 0 | 0 | 0 | 0 | 0 | 0 | 1
SDGE | Spring Valley | 69 | 0 | 0 | 0 | 0 | 0 | 0 | 0 | 0 | 0 | 0 | 0 | 0 | 0 | 0 | 0 | 0 | 0 | 0 | 0 | 0 | 0 | 0 | 0 | 0 | 0 | 0 | 0 | 0 | 0 | [15 empty] | 0 | 0 | 0 | 0 | 0 | 0 | 0 | 0 | 0 | 0 | 0 | 0 | 0 | 0 | 0 |  | 0 | 0 | 0 | 0 | 0 | 0 | 0 | 0 | 0 | 0 | 0 | 0 | 0 | 0 | 0 | 0 | 0 | 0 | 0 | 0 | 0 | 0 | 0 | 0 | 0 | 0 | 0 | 0 | 0 | 0 | [14 empty] | 0 | 0 | 0 | 0 | 0 | 0 | 0 | 0 | 0 | 0 | 0 | 0 | 0 | 0 | 0 |  | 0 | 0 | 0 | 0 | 0 | 0 | 0 | 0 | 0 | 0 | 0 | 0 | 0 | 0 | 0
SCE Northern | Springville | 230 | 0 | 0 | 0 | 0 | 0 | 0 | 0 | 0 | 3 | 0 | 0 | 225 | 0 | 0 | 1 | 0 | 0 | 0 | 0 | 0 | 0 | 0 | 0 | 0 | 0 | 0 | 0 | 0 | 0 | [15 empty] | 0 | 0 | 0 | 0 | 0 | 0 | 0 | 0 | 0 | 0 | 0 | 0 | 0 | 0 | 0 |  | 0 | 0 | 0 | 0 | 0 | 0 | 0 | 0 | 3 | 0 | 0 | 225 | 0 | 0 | 1 | 0 | 0 | 0 | 0 | 0 | 0 | 0 | 0 | 0 | 170 | 180 | 0 | 50 | 0 | 1 | [14 empty] | 0 | 0 | 0 | 0 | 0 | 0 | 0 | 0 | 0 | 0 | 170 | 180 | 0 | 50 | 0 |  | 0 | 0 | 0 | 0 | 0 | 0 | 0 | 0 | 3 | 170 | 180 | 225 | 50 | 0 | 1
PG&E GBA | Stagg | 230 | 0 | 0 | 0 | 0 | 0 | 0 | 0 | 0 | 0 | 0 | 0 | 0 | 0 | 0 | 0 | 0 | 0 | 0 | 0 | 0 | 0 | 0 | 0 | 0 | 0 | 0 | 0 | 0 | 0 | [15 empty] | 0 | 0 | 0 | 0 | 0 | 0 | 0 | 0 | 0 | 0 | 0 | 0 | 0 | 0 | 0 |  | 0 | 0 | 0 | 0 | 0 | 0 | 0 | 0 | 0 | 0 | 0 | 0 | 0 | 0 | 0 | 0 | 0 | 0 | 0 | 0 | 0 | 0 | 0 | 0 | 0 | 0 | 0 | 0 | 0 | 0 | [14 empty] | 0 | 0 | 0 | 0 | 0 | 0 | 0 | 0 | 0 | 0 | 0 | 0 | 0 | 0 | 0 |  | 0 | 0 | 0 | 0 | 0 | 0 | 0 | 0 | 0 | 0 | 0 | 0 | 0 | 0 | 0
PG&E GBA | Standard Oil | 115 | 0 | 0 | 0 | 0 | 0 | 0 | 0 | 0 | 0 | 0 | 0 | 0 | 0 | 0 | 0 | 0 | 0 | 0 | 0 | 0 | 0 | 0 | 0 | 0 | 0 | 0 | 0 | 0 | 0 | [15 empty] | 0 | 0 | 0 | 0 | 0 | 0 | 0 | 0 | 0 | 0 | 0 | 0 | 0 | 0 | 0 |  | 0 | 0 | 0 | 0 | 0 | 0 | 0 | 0 | 0 | 0 | 0 | 0 | 0 | 0 | 0 | 0 | 0 | 0 | 0 | 0 | 0 | 0 | 0 | 0 | 0 | 0 | 0 | 0 | 0 | 0 | [14 empty] | 0 | 0 | 0 | 0 | 0 | 0 | 0 | 0 | 0 | 0 | 0 | 0 | 0 | 0 | 0 |  | 0 | 0 | 0 | 0 | 0 | 0 | 0 | 0 | 0 | 0 | 0 | 0 | 0 | 0 | 0
PG&E GBA | Stanislaus | 115 | 0 | 0 | 0 | 0 | 0 | 0 | 0 | 0 | 0 | 0 | 0 | 0 | 0 | 0 | 0 | 0 | 0 | 0 | 0 | 0 | 0 | 0 | 0 | 0 | 0 | 0 | 0 | 0 | 0 | [15 empty] | 0 | 0 | 0 | 0 | 0 | 0 | 0 | 0 | 0 | 0 | 0 | 0 | 0 | 0 | 0 |  | 0 | 0 | 0 | 0 | 0 | 0 | 0 | 0 | 0 | 0 | 0 | 0 | 0 | 0 | 0 | 0 | 0 | 0 | 0 | 0 | 0 | 0 | 0 | 0 | 0 | 0 | 0 | 0 | 0 | 0 | [14 empty] | 0 | 0 | 0 | 0 | 0 | 0 | 0 | 0 | 0 | 0 | 0 | 0 | 0 | 0 | 0 |  | 0 | 0 | 0 | 0 | 0 | 0 | 0 | 0 | 0 | 0 | 0 | 0 | 0 | 0 | 0
PG&E KERN | Stockdale | 115 | 0 | 0 | 0 | 0 | 0 | 0 | 0 | 0 | 0 | 0 | 0 | 0 | 0 | 0 | 0 | 0 | 0 | 0 | 0 | 0 | 0 | 0 | 0 | 1.8 | 0 | 0 | 0 | 0 | 0 | [15 empty] | 0 | 0 | 0 | 0 | 0 | 0 | 0 | 0 | 0 | 1.8 | 0 | 0 | 0 | 0 | 0 |  | 0 | 0 | 0 | 0 | 0 | 0 | 0 | 0 | 1.8 | 0 | 0 | 0 | 0 | 0 | 1 | 0 | 0 | 0 | 0 | 0 | 0 | 0 | 0 | 1.8 | 0 | 0 | 0 | 0 | 0 | 1 | [14 empty] | 0 | 0 | 0 | 0 | 0 | 0 | 0 | 0 | 0 | 1.8 | 0 | 0 | 0 | 0 | 0 |  | 0 | 0 | 0 | 0 | 0 | 0 | 0 | 0 | 1.8 | 0 | 0 | 0 | 0 | 0 | 1
PG&E KERN | Stockdale | 230 | 0 | 0 | 0 | 0 | 0 | 0 | 0 | 0 | 0 | 0 | 0 | 0 | 0 | 0 | 0 | 0 | 0 | 0 | 0 | 0 | 0 | 0 | 0 | 0 | 0 | 0 | 0 | 0 | 0 | [15 empty] | 0 | 0 | 0 | 0 | 0 | 0 | 0 | 0 | 0 | 0 | 0 | 0 | 0 | 0 | 0 |  | 0 | 0 | 0 | 0 | 0 | 0 | 0 | 0 | 0 | 0 | 0 | 0 | 0 | 0 | 0 | 0 | 0 | 0 | 0 | 0 | 0 | 0 | 0 | 0 | 0 | 0 | 0 | 0 | 0 | 0 | [14 empty] | 0 | 0 | 0 | 0 | 0 | 0 | 0 | 0 | 0 | 0 | 0 | 0 | 0 | 0 | 0 |  | 0 | 0 | 0 | 0 | 0 | 0 | 0 | 0 | 0 | 0 | 0 | 0 | 0 | 0 | 0
PG&E GBA | Stockton A | 115 | 0 | 0 | 0 | 0 | 0 | 0 | 0 | 0 | 0 | 0 | 0 | 0 | 0 | 0 | 0 | 0 | 0 | 0 | 0 | 0 | 0 | 0 | 0 | 0 | 0 | 0 | 0 | 0 | 0 | [15 empty] | 0 | 0 | 0 | 0 | 0 | 0 | 0 | 0 | 0 | 0 | 0 | 0 | 0 | 0 | 0 |  | 0 | 0 | 0 | 0 | 0 | 0 | 0 | 0 | 0 | 0 | 0 | 0 | 0 | 0 | 0 | 0 | 0 | 0 | 0 | 0 | 0 | 0 | 0 | 0 | 0 | 0 | 0 | 0 | 0 | 0 | [14 empty] | 0 | 0 | 0 | 0 | 0 | 0 | 0 | 0 | 0 | 0 | 0 | 0 | 0 | 0 | 0 |  | 0 | 0 | 0 | 0 | 0 | 0 | 0 | 0 | 0 | 0 | 0 | 0 | 0 | 0 | 0
PG&E GBA | Stone | 115 | 0 | 0 | 0 | 0 | 0 | 0 | 0 | 0 | 0 | 0 | 0 | 0 | 0 | 0 | 0 | 0 | 0 | 0 | 0 | 0 | 0 | 0 | 0 | 0 | 0 | 0 | 0 | 0 | 0 | [15 empty] | 0 | 0 | 0 | 0 | 0 | 0 | 0 | 0 | 0 | 0 | 0 | 0 | 0 | 0 | 0 |  | 0 | 0 | 0 | 0 | 0 | 0 | 0 | 0 | 0 | 0 | 0 | 0 | 0 | 0 | 0 | 0 | 0 | 0 | 0 | 0 | 0 | 0 | 0 | 0 | 0 | 0 | 0 | 0 | 0 | 0 | [14 empty] | 0 | 0 | 0 | 0 | 0 | 0 | 0 | 0 | 0 | 0 | 0 | 0 | 0 | 0 | 0 |  | 0 | 0 | 0 | 0 | 0 | 0 | 0 | 0 | 0 | 0 | 0 | 0 | 0 | 0 | 0
PG&E FRESNO | Storey | 230 | 0 | 0 | 0 | 0 | 0 | 0 | 0 | 0 | 0 | 0 | 0 | 0 | 0 | 0 | 0 | 0 | 0 | 0 | 0 | 0 | 0 | 0 | 0 | 0 | 0 | 0 | 0 | 0 | 0 | [15 empty] | 0 | 0 | 0 | 0 | 0 | 0 | 0 | 0 | 0 | 0 | 0 | 0 | 0 | 0 | 0 |  | 0 | 0 | 0 | 0 | 0 | 0 | 0 | 0 | 0 | 0 | 0 | 0 | 0 | 0 | 0 | 0 | 0 | 0 | 0 | 0 | 0 | 0 | 0 | 0 | 0 | 0 | 0 | 0 | 0 | 0 | [14 empty] | 0 | 0 | 0 | 0 | 0 | 0 | 0 | 0 | 0 | 0 | 0 | 0 | 0 | 0 | 0 |  | 0 | 0 | 0 | 0 | 0 | 0 | 0 | 0 | 0 | 0 | 0 | 0 | 0 | 0 | 0
PG&E NGBA | Summit | 115 | 0 | 0 | 0 | 0 | 0 | 0 | 0 | 0 | 0 | 0 | 0 | 0 | 0 | 0 | 0 | 0 | 0 | 0 | 0 | 0 | 0 | 0 | 0 | 0 | 0 | 0 | 0 | 0 | 0 | [15 empty] | 0 | 0 | 0 | 0 | 0 | 0 | 0 | 0 | 0 | 0 | 0 | 0 | 0 | 0 | 0 |  | 0 | 0 | 0 | 0 | 0 | 0 | 0 | 0 | 0 | 0 | 0 | 0 | 0 | 0 | 0 | 0 | 0 | 0 | 0 | 0 | 0 | 0 | 0 | 0 | 0 | 0 | 0 | 0 | 0 | 0 | [14 empty] | 0 | 0 | 0 | 0 | 0 | 0 | 0 | 0 | 0 | 0 | 0 | 0 | 0 | 0 | 0 |  | 0 | 0 | 0 | 0 | 0 | 0 | 0 | 0 | 0 | 0 | 0 | 0 | 0 | 0 | 0
SDGE | Suncrest | 230 | 0 | 0 | 0 | 0 | 0 | 0 | 0 | 0 | 0 | 0 | 0 | 0 | 0 | 0 | 0 | 0 | 0 | 0 | 0 | 0 | 0 | 0 | 0 | 0 | 0 | 0 | 0 | 0 | 0 | [15 empty] | 0 | 0 | 0 | 0 | 0 | 0 | 0 | 0 | 0 | 0 | 0 | 0 | 0 | 0 | 0 |  | 0 | 0 | 0 | 0 | 0 | 0 | 0 | 0 | 0 | 0 | 0 | 0 | 0 | 0 | 0 | 0 | 0 | 0 | 0 | 0 | 0 | 0 | 0 | 0 | 0 | 0 | 0 | 0 | 0 | 0 | [14 empty] | 0 | 0 | 0 | 0 | 0 | 0 | 0 | 0 | 0 | 0 | 0 | 0 | 0 | 0 | 0 |  | 0 | 0 | 0 | 0 | 0 | 0 | 0 | 0 | 0 | 0 | 0 | 0 | 0 | 0 | 0
SDGE | Suncrest | 500 | 0 | 0 | 0 | 0 | 0 | 0 | 0 | 0 | 0 | 0 | 0 | 0 | 0 | 0 | 0 | 0 | 0 | 0 | 0 | 0 | 0 | 0 | 0 | 0 | 0 | 0 | 0 | 0 | 0 | [15 empty] | 0 | 0 | 0 | 0 | 0 | 0 | 0 | 0 | 0 | 0 | 0 | 0 | 0 | 0 | 0 |  | 0 | 0 | 0 | 0 | 0 | 0 | 0 | 0 | 0 | 0 | 0 | 0 | 0 | 0 | 0 | 0 | 0 | 0 | 0 | 0 | 0 | 0 | 0 | 0 | 0 | 0 | 0 | 0 | 0 | 0 | [14 empty] | 0 | 0 | 0 | 0 | 0 | 0 | 0 | 0 | 0 | 0 | 0 | 0 | 0 | 0 | 0 |  | 0 | 0 | 0 | 0 | 0 | 0 | 0 | 0 | 0 | 0 | 0 | 0 | 0 | 0 | 0
PG&E KERN | Sunrise | 230 | 0 | 0 | 0 | 0 | 0 | 0 | 0 | 0 | 0 | 0 | 0 | 0 | 0 | 0 | 0 | 0 | 0 | 0 | 0 | 0 | 0 | 0 | 0 | 0 | 0 | 0 | 0 | 0 | 0 | [15 empty] | 0 | 0 | 0 | 0 | 0 | 0 | 0 | 0 | 0 | 0 | 0 | 0 | 0 | 0 | 0 |  | 0 | 0 | 0 | 0 | 0 | 0 | 0 | 0 | 0 | 0 | 0 | 0 | 0 | 0 | 0 | 0 | 0 | 0 | 0 | 0 | 0 | 0 | 0 | 0 | 0 | 0 | 0 | 0 | 0 | 0 | [14 empty] | 0 | 0 | 0 | 0 | 0 | 0 | 0 | 0 | 0 | 0 | 0 | 0 | 0 | 0 | 0 |  | 0 | 0 | 0 | 0 | 0 | 0 | 0 | 0 | 0 | 0 | 0 | 0 | 0 | 0 | 0
PG&E KERN | Sunset | 230 | 0 | 0 | 0 | 0 | 0 | 0 | 0 | 0 | 0 | 0 | 0 | 0 | 0 | 0 | 0 | 0 | 0 | 0 | 0 | 0 | 0 | 0 | 0 | 0 | 0 | 0 | 0 | 0 | 0 | [15 empty] | 0 | 0 | 0 | 0 | 0 | 0 | 0 | 0 | 0 | 0 | 0 | 0 | 0 | 0 | 0 |  | 0 | 0 | 0 | 0 | 0 | 0 | 0 | 0 | 0 | 0 | 0 | 0 | 0 | 0 | 0 | 0 | 0 | 0 | 0 | 0 | 0 | 0 | 0 | 0 | 0 | 0 | 0 | 0 | 0 | 0 | [14 empty] | 0 | 0 | 0 | 0 | 0 | 0 | 0 | 0 | 0 | 0 | 0 | 0 | 0 | 0 | 0 |  | 0 | 0 | 0 | 0 | 0 | 0 | 0 | 0 | 0 | 0 | 0 | 0 | 0 | 0 | 0
PG&E GBA | Swift | 115 | 0 | 0 | 0 | 0 | 0 | 0 | 0 | 0 | 0 | 0 | 0 | 0 | 0 | 0 | 0 | 0 | 0 | 0 | 0 | 0 | 0 | 0 | 0 | 0 | 0 | 0 | 0 | 0 | 0 | [15 empty] | 0 | 0 | 0 | 0 | 0 | 0 | 0 | 0 | 0 | 0 | 0 | 0 | 0 | 0 | 0 |  | 0 | 0 | 0 | 0 | 0 | 0 | 0 | 0 | 0 | 0 | 0 | 0 | 0 | 0 | 0 | 0 | 0 | 0 | 0 | 0 | 0 | 0 | 0 | 0 | 0 | 0 | 0 | 0 | 0 | 0 | [14 empty] | 0 | 0 | 0 | 0 | 0 | 0 | 0 | 0 | 0 | 0 | 0 | 0 | 0 | 0 | 0 |  | 0 | 0 | 0 | 0 | 0 | 0 | 0 | 0 | 0 | 0 | 0 | 0 | 0 | 0 | 0
SDGE | Sycamore Canyon | 138 | 0 | 0 | 0 | 0 | 0 | 0 | 0 | 0 | 0 | 0 | 0 | 0 | 0 | 0 | 0 | 0 | 0 | 0 | 0 | 0 | 0 | 0 | 0 | 0 | 0 | 0 | 0 | 0 | 0 | [15 empty] | 0 | 0 | 0 | 0 | 0 | 0 | 0 | 0 | 0 | 0 | 0 | 0 | 0 | 0 | 0 |  | 0 | 0 | 0 | 0 | 0 | 0 | 0 | 0 | 0 | 0 | 0 | 0 | 0 | 0 | 0 | 0 | 0 | 0 | 0 | 0 | 0 | 0 | 0 | 0 | 0 | 0 | 0 | 0 | 0 | 0 | [14 empty] | 0 | 0 | 0 | 0 | 0 | 0 | 0 | 0 | 0 | 0 | 0 | 0 | 0 | 0 | 0 |  | 0 | 0 | 0 | 0 | 0 | 0 | 0 | 0 | 0 | 0 | 0 | 0 | 0 | 0 | 0
SDGE | Sycamore Canyon | 230 | 0 | 0 | 0 | 0 | 0 | 0 | 0 | 0 | 0 | 0 | 0 | 0 | 0 | 0 | 0 | 0 | 0 | 0 | 0 | 0 | 0 | 0 | 0 | 0 | 0 | 0 | 0 | 0 | 409.2 | [15 empty] | 0 | 0 | 0 | 0 | 0 | 0 | 0 | 0 | 0 | 0 | 0 | 0 | 0 | 0 | 409.2 |  | 0 | 0 | 0 | 0 | 0 | 0 | 0 | 0 | 0 | 0 | 0 | 0 | 0 | 409.2 | 1 | 0 | 0 | 0 | 0 | 0 | 0 | 0 | 0 | 0 | 0 | 0 | 0 | 0 | 409.2 | 1 | [14 empty] | 0 | 0 | 0 | 0 | 0 | 0 | 0 | 0 | 0 | 0 | 0 | 0 | 0 | 0 | 409.2 |  | 0 | 0 | 0 | 0 | 0 | 0 | 0 | 0 | 0 | 0 | 0 | 0 | 0 | 409.2 | 1
SDGE | Sycamore Canyon | 69 | 0 | 0 | 0 | 0 | 0 | 0 | 0 | 0 | 0 | 0 | 0 | 0 | 0 | 0 | 0 | 0 | 0 | 0 | 0 | 0 | 0 | 0 | 0 | 0 | 0 | 0 | 0 | 0 | 0 | [15 empty] | 0 | 0 | 0 | 0 | 0 | 0 | 0 | 0 | 0 | 0 | 0 | 0 | 0 | 0 | 0 |  | 0 | 0 | 0 | 0 | 0 | 0 | 0 | 0 | 0 | 0 | 0 | 0 | 0 | 0 | 0 | 0 | 0 | 0 | 0 | 0 | 0 | 0 | 0 | 0 | 0 | 0 | 0 | 0 | 0 | 0 | [14 empty] | 0 | 0 | 0 | 0 | 0 | 0 | 0 | 0 | 0 | 0 | 0 | 0 | 0 | 0 | 0 |  | 0 | 0 | 0 | 0 | 0 | 0 | 0 | 0 | 0 | 0 | 0 | 0 | 0 | 0 | 0
SCE Northern | Sylmar | 230 | 0 | 0 | 0 | 0 | 0 | 0 | 0 | 0 | 0 | 0 | 0 | 0 | 0 | 0 | 0 | 0 | 0 | 0 | 0 | 0 | 0 | 0 | 0 | 0 | 0 | 0 | 0 | 0 | 0 | [15 empty] | 0 | 0 | 0 | 0 | 0 | 0 | 0 | 0 | 0 | 0 | 0 | 0 | 0 | 0 | 0 |  | 0 | 0 | 0 | 0 | 0 | 0 | 0 | 0 | 0 | 0 | 0 | 0 | 0 | 0 | 0 | 0 | 0 | 0 | 0 | 0 | 0 | 0 | 0 | 0 | 0 | 0 | 0 | 0 | 0 | 0 | [14 empty] | 0 | 0 | 0 | 0 | 0 | 0 | 0 | 0 | 0 | 0 | 0 | 0 | 0 | 0 | 0 |  | 0 | 0 | 0 | 0 | 0 | 0 | 0 | 0 | 0 | 0 | 0 | 0 | 0 | 0 | 0
PG&E NGBA | Table Mountain | 115 | 0 | 0 | 0 | 0 | 0 | 0 | 0 | 0 | 0 | 0 | 0 | 0 | 0 | 0 | 0 | 0 | 0 | 0 | 0 | 0 | 0 | 0 | 0 | 0 | 0 | 0 | 0 | 0 | 0 | [15 empty] | 0 | 0 | 0 | 0 | 0 | 0 | 0 | 0 | 0 | 0 | 0 | 0 | 0 | 0 | 0 |  | 0 | 0 | 0 | 0 | 0 | 0 | 0 | 0 | 0 | 0 | 0 | 0 | 0 | 0 | 0 | 0 | 0 | 0 | 0 | 0 | 0 | 0 | 0 | 0 | 0 | 0 | 0 | 0 | 0 | 0 | [14 empty] | 0 | 0 | 0 | 0 | 0 | 0 | 0 | 0 | 0 | 0 | 0 | 0 | 0 | 0 | 0 |  | 0 | 0 | 0 | 0 | 0 | 0 | 0 | 0 | 0 | 0 | 0 | 0 | 0 | 0 | 0
PG&E NGBA | Table Mountain | 230 | 0 | 0 | 0 | 0 | 0 | 0 | 0 | 0 | 0 | 0 | 0 | 0 | 0 | 0 | 0 | 0 | 0 | 90.5 | 22.5 | 0 | 0 | 0 | 0 | 0 | 0 | 0 | 0 | 0 | 0 |  |  |  | -90.5 | -22.5 | [10 empty] | 1 | 0 | 0 | 0 | 0 | 0 | 0 | 0 | 0 | 0 | 0 | 0 | 0 | 0 | 0 |  | 0 | 0 | 0 | 0 | 0 | 0 | 0 | 0 | 0 | 0 | 0 | 0 | 0 | 0 | 0 | 0 | 0 | 90.5 | 22.5 | 0 | 0 | 0 | 0 | 0 | 0 | 0 | 0 | 0 | 0 | 1 |  |  | -90.5 | -22.5 | [10 empty] | 1 | 0 | 0 | 0 | 0 | 0 | 0 | 0 | 0 | 0 | 0 | 0 | 0 | 0 | 0 |  | 0 | 0 | 0 | 0 | 0 | 0 | 0 | 0 | 0 | 0 | 0 | 0 | 0 | 0 | 0
PG&E NGBA | Table Mountain | 500 | 0 | 0 | 0 | 0 | 0 | 0 | 0 | 0 | 0 | 0 | 0 | 0 | 0 | 0 | 0 | 0 | 0 | 0 | 0 | 0 | 0 | 0 | 0 | 0 | 0 | 0 | 0 | 0 | 0 | [15 empty] | 0 | 0 | 0 | 0 | 0 | 0 | 0 | 0 | 0 | 0 | 0 | 0 | 0 | 0 | 0 |  | 0 | 0 | 0 | 0 | 0 | 0 | 0 | 0 | 0 | 0 | 0 | 0 | 0 | 0 | 0 | 0 | 0 | 0 | 0 | 0 | 0 | 0 | 0 | 0 | 0 | 0 | 0 | 0 | 0 | 0 | [14 empty] | 0 | 0 | 0 | 0 | 0 | 0 | 0 | 0 | 0 | 0 | 0 | 0 | 0 | 0 | 0 |  | 0 | 0 | 0 | 0 | 0 | 0 | 0 | 0 | 0 | 0 | 0 | 0 | 0 | 0 | 0
PG&E NGBA | Table Mountain | 60 | 0 | 0 | 0 | 0 | 0 | 0 | 0 | 0 | 0 | 0 | 0 | 0 | 0 | 0 | 0 | 0 | 0 | 0 | 0 | 0 | 0 | 0 | 0 | 0 | 0 | 0 | 0 | 0 | 0 | [15 empty] | 0 | 0 | 0 | 0 | 0 | 0 | 0 | 0 | 0 | 0 | 0 | 0 | 0 | 0 | 0 |  | 0 | 0 | 0 | 0 | 0 | 0 | 0 | 0 | 0 | 0 | 0 | 0 | 0 | 0 | 0 | 0 | 0 | 0 | 0 | 0 | 0 | 0 | 0 | 0 | 0 | 0 | 0 | 0 | 0 | 0 | [14 empty] | 0 | 0 | 0 | 0 | 0 | 0 | 0 | 0 | 0 | 0 | 0 | 0 | 0 | 0 | 0 |  | 0 | 0 | 0 | 0 | 0 | 0 | 0 | 0 | 0 | 0 | 0 | 0 | 0 | 0 | 0
PG&E KERN | Taft | 115 | 0 | 0 | 0 | 0 | 0 | 0 | 0 | 0 | 0 | 0 | 3 | 3 | 0 | 0 | 1 | 0 | 0 | 0 | 0 | 0 | 0 | 0 | 0 | 8 | 0 | 0 | 0 | 0 | 0 | [15 empty] | 0 | 0 | 0 | 0 | 0 | 0 | 0 | 0 | 0 | 8 | 0 | 0 | 0 | 0 | 0 |  | 0 | 0 | 0 | 0 | 0 | 0 | 0 | 0 | 8 | 0 | 3 | 3 | 0 | 0 | 1 | 0 | 0 | 0 | 0 | 0 | 0 | 0 | 0 | 8 | 0 | 0 | 0 | 0 | 0 | 1 | [14 empty] | 0 | 0 | 0 | 0 | 0 | 0 | 0 | 0 | 0 | 8 | 0 | 0 | 0 | 0 | 0 |  | 0 | 0 | 0 | 0 | 0 | 0 | 0 | 0 | 8 | 0 | 3 | 3 | 0 | 0 | 1
SDGE | Talega | 138 | 0 | 0 | 0 | 0 | 0 | 0 | 0 | 0 | 0 | 0 | 0 | 0 | 0 | 0 | 0 | 0 | 0 | 0 | 0 | 0 | 0 | 0 | 0 | 0 | 0 | 0 | 0 | 0 | 0 | [15 empty] | 0 | 0 | 0 | 0 | 0 | 0 | 0 | 0 | 0 | 0 | 0 | 0 | 0 | 0 | 0 |  | 0 | 0 | 0 | 0 | 0 | 0 | 0 | 0 | 0 | 0 | 0 | 0 | 0 | 0 | 0 | 0 | 0 | 0 | 0 | 0 | 0 | 0 | 0 | 0 | 0 | 0 | 0 | 80 | 0 | 1 | [12 empty] | -10 |  | 1 | 0 | 0 | 0 | 0 | 0 | 0 | 0 | 0 | 0 | 0 | 0 | 0 | 70 | 0 |  | 0 | 0 | 0 | 0 | 0 | 0 | 0 | 0 | 0 | 0 | 0 | 0 | 70 | 0 | 1
SDGE | Talega | 230 | 0 | 0 | 0 | 0 | 0 | 0 | 0 | 0 | 0 | 0 | 0 | 0 | 0 | 0 | 0 | 0 | 0 | 0 | 0 | 0 | 0 | 0 | 0 | 0 | 0 | 0 | 0 | 0 | 0 | [15 empty] | 0 | 0 | 0 | 0 | 0 | 0 | 0 | 0 | 0 | 0 | 0 | 0 | 0 | 0 | 0 |  | 0 | 0 | 0 | 0 | 0 | 0 | 0 | 0 | 0 | 0 | 0 | 0 | 0 | 0 | 0 | 0 | 0 | 0 | 0 | 0 | 0 | 0 | 0 | 0 | 0 | 0 | 0 | 0 | 0 | 0 | [14 empty] | 0 | 0 | 0 | 0 | 0 | 0 | 0 | 0 | 0 | 0 | 0 | 0 | 0 | 0 | 0 |  | 0 | 0 | 0 | 0 | 0 | 0 | 0 | 0 | 0 | 0 | 0 | 0 | 0 | 0 | 0
PG&E GBA | Tassajara | 230 | 0 | 0 | 0 | 0 | 0 | 0 | 0 | 0 | 0 | 0 | 0 | 0 | 0 | 0 | 0 | 0 | 0 | 0 | 0 | 0 | 0 | 0 | 0 | 0 | 0 | 0 | 0 | 0 | 0 | [15 empty] | 0 | 0 | 0 | 0 | 0 | 0 | 0 | 0 | 0 | 0 | 0 | 0 | 0 | 0 | 0 |  | 0 | 0 | 0 | 0 | 0 | 0 | 0 | 0 | 0 | 0 | 0 | 0 | 0 | 0 | 0 | 0 | 0 | 0 | 0 | 0 | 0 | 0 | 0 | 0 | 0 | 0 | 0 | 0 | 0 | 0 | [14 empty] | 0 | 0 | 0 | 0 | 0 | 0 | 0 | 0 | 0 | 0 | 0 | 0 | 0 | 0 | 0 |  | 0 | 0 | 0 | 0 | 0 | 0 | 0 | 0 | 0 | 0 | 0 | 0 | 0 | 0 | 0
PG&E KERN | Tejon | 70 | 0 | 0 | 0 | 0 | 0 | 0 | 0 | 0 | 0 | 0 | 0 | 0 | 0 | 0 | 0 | 0 | 0 | 0 | 0 | 0 | 0 | 0 | 0 | 0 | 0 | 0 | 0 | 0 | 0 | [15 empty] | 0 | 0 | 0 | 0 | 0 | 0 | 0 | 0 | 0 | 0 | 0 | 0 | 0 | 0 | 0 |  | 0 | 0 | 0 | 0 | 0 | 0 | 0 | 0 | 0 | 0 | 0 | 0 | 0 | 0 | 0 | 0 | 0 | 0 | 0 | 0 | 0 | 0 | 0 | 0 | 0 | 0 | 0 | 0 | 0 | 0 | [14 empty] | 0 | 0 | 0 | 0 | 0 | 0 | 0 | 0 | 0 | 0 | 0 | 0 | 0 | 0 | 0 |  | 0 | 0 | 0 | 0 | 0 | 0 | 0 | 0 | 0 | 0 | 0 | 0 | 0 | 0 | 0
SDGE | Telegraph Canyon | 138 | 0 | 0 | 0 | 0 | 0 | 0 | 0 | 0 | 0 | 0 | 0 | 0 | 0 | 0 | 0 | 0 | 0 | 0 | 0 | 0 | 0 | 0 | 0 | 0 | 0 | 0 | 0 | 0 | 0 | [15 empty] | 0 | 0 | 0 | 0 | 0 | 0 | 0 | 0 | 0 | 0 | 0 | 0 | 0 | 0 | 0 |  | 0 | 0 | 0 | 0 | 0 | 0 | 0 | 0 | 0 | 0 | 0 | 0 | 0 | 0 | 0 | 0 | 0 | 0 | 0 | 0 | 0 | 0 | 0 | 0 | 0 | 0 | 0 | 0 | 0 | 0 | [14 empty] | 0 | 0 | 0 | 0 | 0 | 0 | 0 | 0 | 0 | 0 | 0 | 0 | 0 | 0 | 0 |  | 0 | 0 | 0 | 0 | 0 | 0 | 0 | 0 | 0 | 0 | 0 | 0 | 0 | 0 | 0
PG&E KERN | Temblor | 115 | 0 | 0 | 0 | 0 | 0 | 0 | 0 | 0 | 0 | 0 | 0 | 0 | 0 | 0 | 0 | 0 | 0 | 0 | 0 | 0 | 0 | 0 | 0 | 0 | 0 | 0 | 0 | 0 | 0 | [15 empty] | 0 | 0 | 0 | 0 | 0 | 0 | 0 | 0 | 0 | 0 | 0 | 0 | 0 | 0 | 0 |  | 0 | 0 | 0 | 0 | 0 | 0 | 0 | 0 | 0 | 0 | 0 | 0 | 0 | 0 | 0 | 0 | 0 | 0 | 0 | 0 | 0 | 0 | 0 | 0 | 0 | 0 | 0 | 0 | 0 | 0 | [14 empty] | 0 | 0 | 0 | 0 | 0 | 0 | 0 | 0 | 0 | 0 | 0 | 0 | 0 | 0 | 0 |  | 0 | 0 | 0 | 0 | 0 | 0 | 0 | 0 | 0 | 0 | 0 | 0 | 0 | 0 | 0
PG&E KERN | Templeton | 230 | 0 | 0 | 0 | 0 | 0 | 0 | 0 | 0 | 0 | 0 | 0 | 0 | 0 | 0 | 0 | 0 | 0 | 113.07 | 0 | 0 | 0 | 0 | 0 | 0 | 0 | 0 | 0 | 0 | 0 | [15 empty] | 0 | 0 | 0 | 113.07 | 0 | 0 | 0 | 0 | 0 | 0 | 0 | 0 | 0 | 0 | 0 |  | 0 | 0 | 113.07 | 0 | 0 | 0 | 0 | 0 | 0 | 0 | 0 | 0 | 0 | 0 | 1 | 0 | 0 | 113.07 | 0 | 0 | 0 | 0 | 0 | 0 | 0 | 0 | 0 | 0 | 0 | 1 | [14 empty] | 0 | 0 | 0 | 113.07 | 0 | 0 | 0 | 0 | 0 | 0 | 0 | 0 | 0 | 0 | 0 |  | 0 | 0 | 113.07 | 0 | 0 | 0 | 0 | 0 | 0 | 0 | 0 | 0 | 0 | 0 | 1
PG&E KERN | Templeton | 70 | 0 | 0 | 0 | 0 | 0 | 0 | 0 | 0 | 0 | 0 | 0 | 0 | 0 | 0 | 0 | 0 | 3 | 0 | 0 | 0 | 0 | 0 | 0 | 0 | 0 | 0 | 0 | 0 | 0 | [15 empty] | 0 | 0 | 3 | 0 | 0 | 0 | 0 | 0 | 0 | 0 | 0 | 0 | 0 | 0 | 0 |  | 0 | 3 | 0 | 0 | 0 | 0 | 0 | 0 | 0 | 0 | 0 | 0 | 0 | 0 | 1 | 0 | 3 | 0 | 0 | 0 | 0 | 0 | 0 | 0 | 0 | 0 | 0 | 0 | 0 | 1 | [14 empty] | 0 | 0 | 3 | 0 | 0 | 0 | 0 | 0 | 0 | 0 | 0 | 0 | 0 | 0 | 0 |  | 0 | 3 | 0 | 0 | 0 | 0 | 0 | 0 | 0 | 0 | 0 | 0 | 0 | 0 | 1
PG&E GBA | Tesla | 115 | 0 | 0 | 0 | 0 | 0 | 0 | 0 | 0 | 0 | 0 | 0 | 0 | 0 | 0 | 0 | 0 | 0 | 0 | 0 | 0 | 0 | 0 | 0 | 0 | 0 | 0 | 0 | 0 | 0 | [15 empty] | 0 | 0 | 0 | 0 | 0 | 0 | 0 | 0 | 0 | 0 | 0 | 0 | 0 | 0 | 0 |  | 0 | 0 | 0 | 0 | 0 | 0 | 0 | 0 | 0 | 0 | 0 | 0 | 0 | 0 | 0 | 0 | 0 | 0 | 0 | 0 | 0 | 0 | 0 | 0 | 0 | 0 | 0 | 0 | 0 | 0 | [14 empty] | 0 | 0 | 0 | 0 | 0 | 0 | 0 | 0 | 0 | 0 | 0 | 0 | 0 | 0 | 0 |  | 0 | 0 | 0 | 0 | 0 | 0 | 0 | 0 | 0 | 0 | 0 | 0 | 0 | 0 | 0
PG&E GBA | Tesla | 230 | 0 | 0 | 0 | 0 | 0 | 0 | 0 | 0 | 0 | 0 | 0 | 125 | 0 | 0 | 1 | 0 | 0 | 100 | 76.5 | 0 | 0 | 0 | 0 | 0 | 0 | 0 | 0 | 0 | 0 | [15 empty] | 0 | 0 | 0 | 100 | 76.5 | 0 | 0 | 0 | 0 | 0 | 0 | 0 | 0 | 0 | 0 |  | 0 | 0 | 100 | 76.5 | 0 | 0 | 0 | 0 | 0 | 0 | 0 | 125 | 0 | 0 | 1 | 0 | 0 | 100 | 76.5 | 0 | 0 | 0 | 0 | 0 | 0 | 0 | 0 | 0 | 0 | 1 | [14 empty] | 0 | 0 | 0 | 100 | 76.5 | 0 | 0 | 0 | 0 | 0 | 0 | 0 | 0 | 0 | 0 |  | 0 | 0 | 100 | 76.5 | 0 | 0 | 0 | 0 | 0 | 0 | 0 | 125 | 0 | 0 | 1
PG&E GBA | Tesla | 500 | 0 | 0 | 0 | 0 | 0 | 0 | 0 | 0 | 0 | 0 | 0 | 0 | 0 | 0 | 0 | 0 | 0 | 300 | 0 | 0 | 0 | 0 | 0 | 0 | 0 | 0 | 0 | 0 | 0 | [15 empty] | 0 | 0 | 0 | 300 | 0 | 0 | 0 | 0 | 0 | 0 | 0 | 0 | 0 | 0 | 0 |  | 0 | 0 | 300 | 0 | 0 | 0 | 0 | 0 | 0 | 0 | 0 | 0 | 0 | 0 | 1 | 0 | 0 | 300 | 0 | 1707 | 0 | 0 | 0 | 0 | 0 | 400 | 0 | 200 | 0 | 1 | [10 empty] | -400 |  | -200 |  | 1 | 0 | 0 | 300 | 0 | 1707 | 0 | 0 | 0 | 0 | 0 | 0 | 0 | 0 | 0 |  | 0 | 0 | 300 | 0 | 1707 | 0 | 0 | 0 | 0 | 0 | 0 | 0 | 0 | 0 | 1
PG&E KERN | Tevis | 115 | 0 | 0 | 0 | 0 | 0 | 0 | 0 | 0 | 0 | 0 | 0 | 0 | 0 | 0 | 0 | 0 | 0 | 0 | 0 | 0 | 0 | 0 | 0 | 0 | 0 | 0 | 0 | 0 | 0 | [15 empty] | 0 | 0 | 0 | 0 | 0 | 0 | 0 | 0 | 0 | 0 | 0 | 0 | 0 | 0 | 0 |  | 0 | 0 | 0 | 0 | 0 | 0 | 0 | 0 | 0 | 0 | 0 | 0 | 0 | 0 | 0 | 0 | 0 | 0 | 0 | 0 | 0 | 0 | 0 | 0 | 0 | 0 | 0 | 0 | 0 | 0 | [14 empty] | 0 | 0 | 0 | 0 | 0 | 0 | 0 | 0 | 0 | 0 | 0 | 0 | 0 | 0 | 0 |  | 0 | 0 | 0 | 0 | 0 | 0 | 0 | 0 | 0 | 0 | 0 | 0 | 0 | 0 | 0
EOP | Thousandaire | 138 | 0 | 0 | 0 | 0 | 0 | 0 | 0 | 0 | 0 | 0 | 0 | 0 | 0 | 0 | 0 | 0 | 0 | 0 | 0 | 0 | 0 | 0 | 0 | 0 | 0 | 0 | 0 | 0 | 0 | [15 empty] | 0 | 0 | 0 | 0 | 0 | 0 | 0 | 0 | 0 | 0 | 0 | 0 | 0 | 0 | 0 |  | 0 | 0 | 0 | 0 | 0 | 0 | 0 | 0 | 0 | 0 | 0 | 0 | 0 | 0 | 0 | 0 | 0 | 0 | 0 | 0 | 0 | 0 | 0 | 0 | 0 | 0 | 0 | 0 | 0 | 0 | [14 empty] | 0 | 0 | 0 | 0 | 0 | 0 | 0 | 0 | 0 | 0 | 0 | 0 | 0 | 0 | 0 |  | 0 | 0 | 0 | 0 | 0 | 0 | 0 | 0 | 0 | 0 | 0 | 0 | 0 | 0 | 0
PG&E KERN | Topaz | 230 | 0 | 0 | 0 | 0 | 0 | 0 | 0 | 0 | 0 | 0 | 0 | 0 | 0 | 0 | 0 | 0 | 0 | 0 | 0 | 0 | 0 | 0 | 0 | 0 | 0 | 0 | 0 | 0 | 0 | [15 empty] | 0 | 0 | 0 | 0 | 0 | 0 | 0 | 0 | 0 | 0 | 0 | 0 | 0 | 0 | 0 |  | 0 | 0 | 0 | 0 | 0 | 0 | 0 | 0 | 0 | 0 | 0 | 0 | 0 | 0 | 0 | 0 | 0 | 0 | 0 | 0 | 0 | 0 | 0 | 0 | 0 | 0 | 0 | 0 | 0 | 0 | [14 empty] | 0 | 0 | 0 | 0 | 0 | 0 | 0 | 0 | 0 | 0 | 0 | 0 | 0 | 0 | 0 |  | 0 | 0 | 0 | 0 | 0 | 0 | 0 | 0 | 0 | 0 | 0 | 0 | 0 | 0 | 0
SCE NOL | Tortilla | 115 | 0 | 0 | 0 | 0 | 0 | 0 | 0 | 0 | 3 | 0 | 0 | 0 | 0 | 0 | 1 | 0 | 0 | 0 | 0 | 0 | 0 | 0 | 0 | 0 | 0 | 0 | 0 | 0 | 0 | [15 empty] | 0 | 0 | 0 | 0 | 0 | 0 | 0 | 0 | 0 | 0 | 0 | 0 | 0 | 0 | 0 |  | 0 | 0 | 0 | 0 | 0 | 0 | 0 | 0 | 3 | 0 | 0 | 0 | 0 | 0 | 1 | 0 | 0 | 0 | 0 | 0 | 0 | 0 | 0 | 0 | 0 | 0 | 0 | 0 | 0 | 0 | [14 empty] | 0 | 0 | 0 | 0 | 0 | 0 | 0 | 0 | 0 | 0 | 0 | 0 | 0 | 0 | 0 |  | 0 | 0 | 0 | 0 | 0 | 0 | 0 | 0 | 3 | 0 | 0 | 0 | 0 | 0 | 1
SDGE | Trabuco | 138 | 0 | 0 | 0 | 0 | 0 | 0 | 0 | 0 | 0 | 0 | 0 | 0 | 0 | 0 | 0 | 0 | 0 | 0 | 0 | 0 | 0 | 0 | 0 | 0 | 0 | 0 | 0 | 0 | 0 | [15 empty] | 0 | 0 | 0 | 0 | 0 | 0 | 0 | 0 | 0 | 0 | 0 | 0 | 0 | 0 | 0 |  | 0 | 0 | 0 | 0 | 0 | 0 | 0 | 0 | 0 | 0 | 0 | 0 | 0 | 0 | 0 | 0 | 0 | 0 | 0 | 0 | 0 | 0 | 0 | 0 | 0 | 0 | 0 | 0 | 0 | 0 | [14 empty] | 0 | 0 | 0 | 0 | 0 | 0 | 0 | 0 | 0 | 0 | 0 | 0 | 0 | 0 | 0 |  | 0 | 0 | 0 | 0 | 0 | 0 | 0 | 0 | 0 | 0 | 0 | 0 | 0 | 0 | 0
PG&E GBA | Tracy | 115 | 0 | 3 | 0 | 0 | 0 | 0 | 0 | 0 | 0 | 0 | 0 | 0 | 0 | 0 | 1 | 0 | 0 | 0 | 0 | 0 | 0 | 0 | 0 | 0 | 0 | 0 | 0 | 0 | 0 | [15 empty] | 0 | 0 | 0 | 0 | 0 | 0 | 0 | 0 | 0 | 0 | 0 | 0 | 0 | 0 | 0 |  | 0 | 3 | 0 | 0 | 0 | 0 | 0 | 0 | 0 | 0 | 0 | 0 | 0 | 0 | 1 | 0 | 0 | 0 | 0 | 0 | 0 | 0 | 0 | 0 | 0 | 0 | 0 | 0 | 0 | 0 | [14 empty] | 0 | 0 | 0 | 0 | 0 | 0 | 0 | 0 | 0 | 0 | 0 | 0 | 0 | 0 | 0 |  | 0 | 3 | 0 | 0 | 0 | 0 | 0 | 0 | 0 | 0 | 0 | 0 | 0 | 0 | 1
PG&E FRESNO | Tranquility | 230 | 0 | 0 | 0 | 0 | 0 | 0 | 0 | 0 | 0 | 0 | 600 | 662 | 0 | 0 | 1 | 0 | 0 | 0 | 0 | 0 | 0 | 0 | 0 | 0 | 100 | 0 | 0 | 0 | 0 | [10 empty] | -100 |  |  |  |  | 1 | 0 | 0 | 0 | 0 | 0 | 0 | 0 | 0 | 0 | 0 | 0 | 0 | 0 | 0 |  | 0 | 0 | 0 | 0 | 0 | 0 | 0 | 0 | 0 | 0 | 600 | 662 | 0 | 0 | 1 | 0 | 0 | 0 | 0 | 0 | 0 | 0 | 0 | 0 | 300 | 400 | 0 | 160 | 0 | 1 | [9 empty] | -100 | -100 |  | -35 |  | 1 | 0 | 0 | 0 | 0 | 0 | 0 | 0 | 0 | 0 | 200 | 300 | 0 | 125 | 0 |  | 0 | 0 | 0 | 0 | 0 | 0 | 0 | 0 | 0 | 200 | 900 | 662 | 125 | 0 | 1
PG&E GBA | Trimble | 115 | 0 | 0 | 0 | 0 | 0 | 0 | 0 | 0 | 0 | 0 | 0 | 0 | 0 | 0 | 0 | 0 | 0 | 0 | 0 | 0 | 0 | 0 | 0 | 0 | 0 | 0 | 0 | 0 | 0 | [15 empty] | 0 | 0 | 0 | 0 | 0 | 0 | 0 | 0 | 0 | 0 | 0 | 0 | 0 | 0 | 0 |  | 0 | 0 | 0 | 0 | 0 | 0 | 0 | 0 | 0 | 0 | 0 | 0 | 0 | 0 | 0 | 0 | 0 | 0 | 0 | 0 | 0 | 0 | 0 | 0 | 0 | 0 | 0 | 0 | 0 | 0 | [14 empty] | 0 | 0 | 0 | 0 | 0 | 0 | 0 | 0 | 0 | 0 | 0 | 0 | 0 | 0 | 0 |  | 0 | 0 | 0 | 0 | 0 | 0 | 0 | 0 | 0 | 0 | 0 | 0 | 0 | 0 | 0
EOP | Trout Canyon | 230 | 0 | 0 | 0 | 0 | 0 | 0 | 0 | 0 | 0 | 125 | 650 | 731 | 0 | 0 | 1 | 0 | 0 | 0 | 0 | 0 | 0 | 0 | 0 | 0 | 441 | 95 | 0 | 60 | 0 | [13 empty] | -60 |  | 1 | 0 | 0 | 0 | 0 | 0 | 0 | 0 | 0 | 0 | 441 | 95 | 0 | 0 | 0 |  | 0 | 0 | 0 | 0 | 0 | 0 | 0 | 0 | 0 | 566 | 745 | 731 | 0 | 0 | 1 | 0 | 0 | 0 | 0 | 0 | 0 | 0 | 0 | 0 | 541 | 595 | 0 | 260 | 0 | 1 | [9 empty] | 150 | -150 |  | -80 |  | 1 | 0 | 0 | 0 | 0 | 0 | 0 | 0 | 0 | 0 | 691 | 445 | 0 | 180 | 0 |  | 0 | 0 | 0 | 0 | 0 | 0 | 0 | 0 | 0 | 816 | 1095 | 731 | 180 | 0 | 1
EOP | Trout Canyon | 500 | 0 | 0 | 0 | 0 | 0 | 0 | 0 | 0 | 0 | 0 | 0 | 0 | 0 | 0 | 0 | 0 | 0 | 0 | 0 | 0 | 0 | 0 | 0 | 0 | 0 | 0 | 0 | 0 | 0 | [15 empty] | 0 | 0 | 0 | 0 | 0 | 0 | 0 | 0 | 0 | 0 | 0 | 0 | 0 | 0 | 0 |  | 0 | 0 | 0 | 0 | 0 | 0 | 0 | 0 | 0 | 0 | 0 | 0 | 0 | 0 | 0 | 0 | 0 | 0 | 0 | 0 | 0 | 0 | 0 | 0 | 0 | 0 | 0 | 0 | 0 | 0 | [14 empty] | 0 | 0 | 0 | 0 | 0 | 0 | 0 | 0 | 0 | 0 | 0 | 0 | 0 | 0 | 0 |  | 0 | 0 | 0 | 0 | 0 | 0 | 0 | 0 | 0 | 0 | 0 | 0 | 0 | 0 | 0
PG&E NGBA | Tulucay | 230 | 0 | 0 | 0 | 0 | 0 | 0 | 0 | 0 | 0 | 0 | 0 | 0 | 0 | 0 | 0 | 0 | 0 | 0 | 0 | 0 | 0 | 0 | 0 | 0 | 0 | 0 | 0 | 0 | 0 | [15 empty] | 0 | 0 | 0 | 0 | 0 | 0 | 0 | 0 | 0 | 0 | 0 | 0 | 0 | 0 | 0 |  | 0 | 0 | 0 | 0 | 0 | 0 | 0 | 0 | 0 | 0 | 0 | 0 | 0 | 0 | 0 | 0 | 0 | 0 | 0 | 0 | 0 | 0 | 0 | 0 | 0 | 0 | 0 | 0 | 0 | 0 | [14 empty] | 0 | 0 | 0 | 0 | 0 | 0 | 0 | 0 | 0 | 0 | 0 | 0 | 0 | 0 | 0 |  | 0 | 0 | 0 | 0 | 0 | 0 | 0 | 0 | 0 | 0 | 0 | 0 | 0 | 0 | 0
PG&E NGBA | Tulucay | 60 | 0 | 0 | 0 | 0 | 0 | 0 | 0 | 0 | 0 | 0 | 0 | 0 | 0 | 0 | 0 | 0 | 0 | 0 | 0 | 0 | 0 | 0 | 0 | 0 | 24.5 | 0 | 0 | 0 | 0 | [10 empty] | -24.5 |  |  |  |  | 1 | 0 | 0 | 0 | 0 | 0 | 0 | 0 | 0 | 0 | 0 | 0 | 0 | 0 | 0 |  | 0 | 0 | 0 | 0 | 0 | 0 | 0 | 0 | 0 | 0 | 0 | 0 | 0 | 0 | 0 | 0 | 0 | 0 | 0 | 0 | 0 | 0 | 0 | 0 | 24.5 | 0 | 0 | 0 | 0 | 1 | [9 empty] | -24.5 |  |  |  |  | 1 | 0 | 0 | 0 | 0 | 0 | 0 | 0 | 0 | 0 | 0 | 0 | 0 | 0 | 0 |  | 0 | 0 | 0 | 0 | 0 | 0 | 0 | 0 | 0 | 0 | 0 | 0 | 0 | 0 | 0
PG&E KERN | Tupman | 115 | 0 | 0 | 0 | 0 | 0 | 0 | 0 | 0 | 0 | 0 | 0 | 0 | 0 | 0 | 0 | 0 | 0 | 0 | 0 | 0 | 0 | 0 | 0 | 0 | 0 | 0 | 0 | 0 | 0 | [15 empty] | 0 | 0 | 0 | 0 | 0 | 0 | 0 | 0 | 0 | 0 | 0 | 0 | 0 | 0 | 0 |  | 0 | 0 | 0 | 0 | 0 | 0 | 0 | 0 | 0 | 0 | 0 | 0 | 0 | 0 | 0 | 0 | 0 | 0 | 0 | 0 | 0 | 0 | 0 | 0 | 0 | 0 | 0 | 0 | 0 | 0 | [14 empty] | 0 | 0 | 0 | 0 | 0 | 0 | 0 | 0 | 0 | 0 | 0 | 0 | 0 | 0 | 0 |  | 0 | 0 | 0 | 0 | 0 | 0 | 0 | 0 | 0 | 0 | 0 | 0 | 0 | 0 | 0
PG&E NGBA | Ukiah | 115 | 0 | 0 | 0 | 0 | 0 | 0 | 0 | 0 | 0 | 0 | 0 | 0 | 0 | 0 | 0 | 0 | 0 | 0 | 0 | 0 | 0 | 0 | 0 | 0 | 0 | 0 | 0 | 0 | 0 | [15 empty] | 0 | 0 | 0 | 0 | 0 | 0 | 0 | 0 | 0 | 0 | 0 | 0 | 0 | 0 | 0 |  | 0 | 0 | 0 | 0 | 0 | 0 | 0 | 0 | 0 | 0 | 0 | 0 | 0 | 0 | 0 | 0 | 0 | 0 | 0 | 0 | 0 | 0 | 0 | 0 | 0 | 0 | 0 | 0 | 0 | 0 | [14 empty] | 0 | 0 | 0 | 0 | 0 | 0 | 0 | 0 | 0 | 0 | 0 | 0 | 0 | 0 | 0 |  | 0 | 0 | 0 | 0 | 0 | 0 | 0 | 0 | 0 | 0 | 0 | 0 | 0 | 0 | 0
PG&E KERN | Union (Estrella) | 70 | 0 | 0 | 0 | 0 | 0 | 0 | 0 | 0 | 0 | 0 | 0 | 0 | 0 | 0 | 0 | 0 | 0 | 0 | 0 | 0 | 0 | 0 | 0 | 0 | 0 | 0 | 0 | 0 | 0 | [15 empty] | 0 | 0 | 0 | 0 | 0 | 0 | 0 | 0 | 0 | 0 | 0 | 0 | 0 | 0 | 0 |  | 0 | 0 | 0 | 0 | 0 | 0 | 0 | 0 | 0 | 0 | 0 | 0 | 0 | 0 | 0 | 0 | 0 | 0 | 0 | 0 | 0 | 0 | 0 | 0 | 0 | 0 | 0 | 0 | 0 | 0 | [14 empty] | 0 | 0 | 0 | 0 | 0 | 0 | 0 | 0 | 0 | 0 | 0 | 0 | 0 | 0 | 0 |  | 0 | 0 | 0 | 0 | 0 | 0 | 0 | 0 | 0 | 0 | 0 | 0 | 0 | 0 | 0
PG&E NGBA | Vaca Dixon | 115 | 0 | 0 | 0 | 0 | 0 | 0 | 0 | 0 | 0 | 0 | 0 | 0 | 0 | 0 | 0 | 0 | 0 | 0 | 0 | 0 | 0 | 0 | 0 | 0 | 0 | 0 | 0 | 0 | 0 | [15 empty] | 0 | 0 | 0 | 0 | 0 | 0 | 0 | 0 | 0 | 0 | 0 | 0 | 0 | 0 | 0 |  | 0 | 0 | 0 | 0 | 0 | 0 | 0 | 0 | 0 | 0 | 0 | 0 | 0 | 0 | 0 | 0 | 0 | 0 | 0 | 0 | 0 | 0 | 0 | 0 | 0 | 0 | 0 | 0 | 0 | 0 | [14 empty] | 0 | 0 | 0 | 0 | 0 | 0 | 0 | 0 | 0 | 0 | 0 | 0 | 0 | 0 | 0 |  | 0 | 0 | 0 | 0 | 0 | 0 | 0 | 0 | 0 | 0 | 0 | 0 | 0 | 0 | 0
PG&E NGBA | Vaca Dixon | 230 | 0 | 0 | 0 | 0 | 0 | 0 | 0 | 0 | 0 | 0 | 0 | 0 | 0 | 0 | 0 | 0 | 0 | 0 | 0 | 0 | 0 | 0 | 0 | 0 | 0 | 0 | 0 | 0 | 0 | [15 empty] | 0 | 0 | 0 | 0 | 0 | 0 | 0 | 0 | 0 | 0 | 0 | 0 | 0 | 0 | 0 |  | 0 | 0 | 0 | 0 | 0 | 0 | 0 | 0 | 0 | 0 | 0 | 0 | 0 | 0 | 0 | 0 | 0 | 0 | 0 | 0 | 0 | 0 | 0 | 0 | 0 | 0 | 0 | 0 | 0 | 0 | [14 empty] | 0 | 0 | 0 | 0 | 0 | 0 | 0 | 0 | 0 | 0 | 0 | 0 | 0 | 0 | 0 |  | 0 | 0 | 0 | 0 | 0 | 0 | 0 | 0 | 0 | 0 | 0 | 0 | 0 | 0 | 0
PG&E NGBA | Vaca Dixon | 500 | 0 | 0 | 0 | 0 | 0 | 0 | 0 | 0 | 0 | 0 | 0 | 0 | 0 | 0 | 0 | 0 | 0 | 0 | 0 | 0 | 0 | 0 | 0 | 0 | 0 | 0 | 0 | 0 | 0 | [15 empty] | 0 | 0 | 0 | 0 | 0 | 0 | 0 | 0 | 0 | 0 | 0 | 0 | 0 | 0 | 0 |  | 0 | 0 | 0 | 0 | 0 | 0 | 0 | 0 | 0 | 0 | 0 | 0 | 0 | 0 | 0 | 0 | 0 | 0 | 0 | 0 | 0 | 0 | 0 | 0 | 0 | 0 | 0 | 0 | 0 | 0 | [14 empty] | 0 | 0 | 0 | 0 | 0 | 0 | 0 | 0 | 0 | 0 | 0 | 0 | 0 | 0 | 0 |  | 0 | 0 | 0 | 0 | 0 | 0 | 0 | 0 | 0 | 0 | 0 | 0 | 0 | 0 | 0
PG&E NGBA | Vaca Dixon | 60 | 0 | 0 | 0 | 0 | 0 | 0 | 0 | 0 | 0 | 0 | 0 | 0 | 0 | 0 | 0 | 0 | 0 | 0 | 0 | 0 | 0 | 0 | 0 | 0 | 0 | 0 | 0 | 0 | 0 | [15 empty] | 0 | 0 | 0 | 0 | 0 | 0 | 0 | 0 | 0 | 0 | 0 | 0 | 0 | 0 | 0 |  | 0 | 0 | 0 | 0 | 0 | 0 | 0 | 0 | 0 | 0 | 0 | 0 | 0 | 0 | 0 | 0 | 0 | 0 | 0 | 0 | 0 | 0 | 0 | 0 | 0 | 0 | 0 | 0 | 0 | 0 | [14 empty] | 0 | 0 | 0 | 0 | 0 | 0 | 0 | 0 | 0 | 0 | 0 | 0 | 0 | 0 | 0 |  | 0 | 0 | 0 | 0 | 0 | 0 | 0 | 0 | 0 | 0 | 0 | 0 | 0 | 0 | 0
SCE Eastern | Valley (SCE) | 500 | 0 | 0 | 0 | 0 | 0 | 0 | 0 | 0 | 0 | 0 | 0 | 720 | 0 | 0 | 1 | 0 | 0 | 0 | 0 | 0 | 0 | 0 | 0 | 0 | 0 | 0 | 0 | 0 | 0 | [14 empty] | 200 | 1 | 0 | 0 | 0 | 0 | 0 | 0 | 0 | 0 | 0 | 0 | 0 | 0 | 0 | 200 |  | 0 | 0 | 0 | 0 | 0 | 0 | 0 | 0 | 0 | 0 | 0 | 720 | 0 | 200 | 1 | 0 | 0 | 0 | 0 | 0 | 0 | 0 | 0 | 0 | 0 | 0 | 0 | 0 | 0 | 0 | [13 empty] | 200 | 1 | 0 | 0 | 0 | 0 | 0 | 0 | 0 | 0 | 0 | 0 | 0 | 0 | 0 | 200 |  | 0 | 0 | 0 | 0 | 0 | 0 | 0 | 0 | 0 | 0 | 0 | 720 | 0 | 200 | 1
EOP | Valley (VEA) | 138 | 0 | 0 | 0 | 0 | 0 | 0 | 0 | 0 | 0 | 0 | 0 | 0 | 0 | 0 | 0 | 0 | 0 | 0 | 0 | 0 | 0 | 0 | 0 | 0 | 0 | 0 | 0 | 0 | 0 | [15 empty] | 0 | 0 | 0 | 0 | 0 | 0 | 0 | 0 | 0 | 0 | 0 | 0 | 0 | 0 | 0 |  | 0 | 0 | 0 | 0 | 0 | 0 | 0 | 0 | 0 | 0 | 0 | 0 | 0 | 0 | 0 | 0 | 0 | 0 | 0 | 0 | 0 | 0 | 0 | 0 | 0 | 0 | 0 | 40 | 0 | 1 | [12 empty] | -10 |  | 1 | 0 | 0 | 0 | 0 | 0 | 0 | 0 | 0 | 0 | 0 | 0 | 0 | 30 | 0 |  | 0 | 0 | 0 | 0 | 0 | 0 | 0 | 0 | 0 | 0 | 0 | 0 | 30 | 0 | 1
SDGE | Valley Center | 69 | 0 | 0 | 0 | 0 | 0 | 0 | 0 | 0 | 0 | 0 | 0 | 0 | 0 | 0 | 0 | 0 | 0 | 0 | 0 | 0 | 0 | 0 | 0 | 10 | 0 | 0 | 0 | 0 | 0 | [9 empty] | -10 | [5 empty] | 1 | 0 | 0 | 0 | 0 | 0 | 0 | 0 | 0 | 0 | 0 | 0 | 0 | 0 | 0 |  | 0 | 0 | 0 | 0 | 0 | 0 | 0 | 0 | 0 | 0 | 0 | 0 | 0 | 0 | 0 | 0 | 0 | 0 | 0 | 0 | 0 | 0 | 0 | 10 | 0 | 0 | 0 | 0 | 0 | 1 | [14 empty] | 0 | 0 | 0 | 0 | 0 | 0 | 0 | 0 | 0 | 10 | 0 | 0 | 0 | 0 | 0 |  | 0 | 0 | 0 | 0 | 0 | 0 | 0 | 0 | 10 | 0 | 0 | 0 | 0 | 0 | 1
PG&E GBA | Valley Home | 115 | 0 | 0 | 0 | 0 | 0 | 0 | 0 | 0 | 0 | 0 | 0 | 0 | 0 | 0 | 0 | 0 | 0 | 0 | 0 | 0 | 0 | 0 | 0 | 0 | 0 | 0 | 0 | 0 | 0 | [15 empty] | 0 | 0 | 0 | 0 | 0 | 0 | 0 | 0 | 0 | 0 | 0 | 0 | 0 | 0 | 0 |  | 0 | 0 | 0 | 0 | 0 | 0 | 0 | 0 | 0 | 0 | 0 | 0 | 0 | 0 | 0 | 0 | 0 | 0 | 0 | 0 | 0 | 0 | 0 | 0 | 0 | 0 | 0 | 0 | 0 | 0 | [14 empty] | 0 | 0 | 0 | 0 | 0 | 0 | 0 | 0 | 0 | 0 | 0 | 0 | 0 | 0 | 0 |  | 0 | 0 | 0 | 0 | 0 | 0 | 0 | 0 | 0 | 0 | 0 | 0 | 0 | 0 | 0
PG&E GBA | Valley Springs | 230 | 0 | 0 | 0 | 0 | 0 | 0 | 0 | 0 | 0 | 0 | 0 | 0 | 0 | 0 | 0 | 0 | 3 | 0 | 0 | 0 | 0 | 0 | 0 | 0 | 0 | 0 | 0 | 0 | 0 | [15 empty] | 0 | 0 | 3 | 0 | 0 | 0 | 0 | 0 | 0 | 0 | 0 | 0 | 0 | 0 | 0 |  | 0 | 3 | 0 | 0 | 0 | 0 | 0 | 0 | 0 | 0 | 0 | 0 | 0 | 0 | 1 | 0 | 3 | 0 | 0 | 0 | 0 | 0 | 0 | 0 | 0 | 0 | 0 | 0 | 0 | 1 | [14 empty] | 0 | 0 | 3 | 0 | 0 | 0 | 0 | 0 | 0 | 0 | 0 | 0 | 0 | 0 | 0 |  | 0 | 3 | 0 | 0 | 0 | 0 | 0 | 0 | 0 | 0 | 0 | 0 | 0 | 0 | 1
PG&E GBA | Valley Springs | 60 | 0 | 0 | 0 | 0 | 0 | 0 | 0 | 0 | 0 | 0 | 0 | 0 | 0 | 0 | 0 | 0 | 0 | 0 | 0 | 0 | 0 | 0 | 0 | 0 | 0 | 0 | 0 | 0 | 0 | [15 empty] | 0 | 0 | 0 | 0 | 0 | 0 | 0 | 0 | 0 | 0 | 0 | 0 | 0 | 0 | 0 |  | 0 | 0 | 0 | 0 | 0 | 0 | 0 | 0 | 0 | 0 | 0 | 0 | 0 | 0 | 0 | 0 | 0 | 0 | 0 | 0 | 0 | 0 | 0 | 0 | 0 | 0 | 0 | 0 | 0 | 0 | [14 empty] | 0 | 0 | 0 | 0 | 0 | 0 | 0 | 0 | 0 | 0 | 0 | 0 | 0 | 0 | 0 |  | 0 | 0 | 0 | 0 | 0 | 0 | 0 | 0 | 0 | 0 | 0 | 0 | 0 | 0 | 0
EOP | Valley Switch | 138 | 0 | 0 | 0 | 0 | 0 | 0 | 0 | 0 | 0 | 0 | 0 | 0 | 0 | 0 | 0 | 0 | 0 | 0 | 0 | 0 | 0 | 0 | 0 | 0 | 0 | 0 | 0 | 0 | 0 | [15 empty] | 0 | 0 | 0 | 0 | 0 | 0 | 0 | 0 | 0 | 0 | 0 | 0 | 0 | 0 | 0 |  | 0 | 0 | 0 | 0 | 0 | 0 | 0 | 0 | 0 | 0 | 0 | 0 | 0 | 0 | 0 | 0 | 0 | 0 | 0 | 0 | 0 | 0 | 0 | 0 | 0 | 0 | 0 | 0 | 0 | 0 | [14 empty] | 0 | 0 | 0 | 0 | 0 | 0 | 0 | 0 | 0 | 0 | 0 | 0 | 0 | 0 | 0 |  | 0 | 0 | 0 | 0 | 0 | 0 | 0 | 0 | 0 | 0 | 0 | 0 | 0 | 0 | 0
EOP | Valley Switch | 230 | 0 | 0 | 0 | 0 | 0 | 0 | 0 | 0 | 0 | 0 | 0 | 0 | 0 | 0 | 0 | 0 | 0 | 0 | 0 | 0 | 0 | 0 | 0 | 0 | 0 | 0 | 0 | 0 | 0 | [15 empty] | 0 | 0 | 0 | 0 | 0 | 0 | 0 | 0 | 0 | 0 | 0 | 0 | 0 | 0 | 0 |  | 0 | 0 | 0 | 0 | 0 | 0 | 0 | 0 | 0 | 0 | 0 | 0 | 0 | 0 | 0 | 0 | 0 | 0 | 0 | 0 | 0 | 0 | 0 | 0 | 0 | 0 | 0 | 0 | 0 | 0 | [14 empty] | 0 | 0 | 0 | 0 | 0 | 0 | 0 | 0 | 0 | 0 | 0 | 0 | 0 | 0 | 0 |  | 0 | 0 | 0 | 0 | 0 | 0 | 0 | 0 | 0 | 0 | 0 | 0 | 0 | 0 | 0
PG&E GBA | Vasco | 230 | 0 | 0 | 0 | 0 | 0 | 0 | 0 | 0 | 0 | 0 | 0 | 0 | 0 | 0 | 0 | 0 | 0 | 0 | 0 | 0 | 0 | 0 | 0 | 0 | 0 | 0 | 0 | 0 | 0 | [15 empty] | 0 | 0 | 0 | 0 | 0 | 0 | 0 | 0 | 0 | 0 | 0 | 0 | 0 | 0 | 0 |  | 0 | 0 | 0 | 0 | 0 | 0 | 0 | 0 | 0 | 0 | 0 | 0 | 0 | 0 | 0 | 0 | 0 | 0 | 0 | 0 | 0 | 0 | 0 | 0 | 0 | 0 | 0 | 0 | 0 | 0 | [14 empty] | 0 | 0 | 0 | 0 | 0 | 0 | 0 | 0 | 0 | 0 | 0 | 0 | 0 | 0 | 0 |  | 0 | 0 | 0 | 0 | 0 | 0 | 0 | 0 | 0 | 0 | 0 | 0 | 0 | 0 | 0
PG&E GBA | Vasona | 230 | 0 | 0 | 0 | 0 | 0 | 0 | 0 | 0 | 0 | 0 | 0 | 0 | 0 | 0 | 0 | 0 | 0 | 0 | 0 | 0 | 0 | 0 | 0 | 0 | 0 | 0 | 0 | 0 | 0 | [15 empty] | 0 | 0 | 0 | 0 | 0 | 0 | 0 | 0 | 0 | 0 | 0 | 0 | 0 | 0 | 0 |  | 0 | 0 | 0 | 0 | 0 | 0 | 0 | 0 | 0 | 0 | 0 | 0 | 0 | 0 | 0 | 0 | 0 | 0 | 0 | 0 | 0 | 0 | 0 | 0 | 0 | 0 | 0 | 0 | 0 | 0 | [14 empty] | 0 | 0 | 0 | 0 | 0 | 0 | 0 | 0 | 0 | 0 | 0 | 0 | 0 | 0 | 0 |  | 0 | 0 | 0 | 0 | 0 | 0 | 0 | 0 | 0 | 0 | 0 | 0 | 0 | 0 | 0
SCE Northern | Vestal | 230 | 0 | 0 | 0 | 0 | 0 | 0 | 0 | 0 | 0 | 0 | 50 | 110 | 0 | 0 | 1 | 0 | 0 | 0 | 0 | 0 | 0 | 0 | 0 | 0 | 125 | 225 | 0 | 55 | 0 | [10 empty] | 0 | -100 |  | -55 |  | 1 | 0 | 0 | 0 | 0 | 0 | 0 | 0 | 0 | 0 | 125 | 125 | 0 | 0 | 0 |  | 0 | 0 | 0 | 0 | 0 | 0 | 0 | 0 | 0 | 125 | 175 | 110 | 0 | 0 | 1 | 0 | 0 | 0 | 0 | 0 | 0 | 0 | 0 | 0 | 125 | 225 | 0 | 55 | 0 | 1 | [14 empty] | 0 | 0 | 0 | 0 | 0 | 0 | 0 | 0 | 0 | 0 | 125 | 225 | 0 | 55 | 0 |  | 0 | 0 | 0 | 0 | 0 | 0 | 0 | 0 | 0 | 125 | 275 | 110 | 55 | 0 | 1
SCE Northern | Vestal | 66 | 0 | 0 | 0 | 0 | 0 | 0 | 0 | 0 | 0 | 0 | 0 | 80 | 0 | 0 | 1 | 0 | 0 | 0 | 0 | 0 | 0 | 0 | 0 | 0 | 0 | 0 | 0 | 0 | 0 | [15 empty] | 0 | 0 | 0 | 0 | 0 | 0 | 0 | 0 | 0 | 0 | 0 | 0 | 0 | 0 | 0 |  | 0 | 0 | 0 | 0 | 0 | 0 | 0 | 0 | 0 | 0 | 0 | 80 | 0 | 0 | 1 | 0 | 0 | 0 | 0 | 0 | 0 | 0 | 0 | 0 | 0 | 0 | 0 | 0 | 0 | 0 | [14 empty] | 0 | 0 | 0 | 0 | 0 | 0 | 0 | 0 | 0 | 0 | 0 | 0 | 0 | 0 | 0 |  | 0 | 0 | 0 | 0 | 0 | 0 | 0 | 0 | 0 | 0 | 0 | 80 | 0 | 0 | 1
SCE NOL | Victor | 115 | 0 | 0 | 0 | 0 | 0 | 0 | 0 | 0 | 7 | 0 | 0 | 0 | 0 | 0 | 1 | 0 | 0 | 0 | 0 | 0 | 0 | 0 | 0 | 0 | 0 | 0 | 0 | 0 | 0 | [15 empty] | 0 | 0 | 0 | 0 | 0 | 0 | 0 | 0 | 0 | 0 | 0 | 0 | 0 | 0 | 0 |  | 0 | 0 | 0 | 0 | 0 | 0 | 0 | 0 | 7 | 0 | 0 | 0 | 0 | 0 | 1 | 0 | 0 | 0 | 0 | 0 | 0 | 0 | 0 | 0 | 0 | 115 | 0 | 20 | 0 | 1 | [10 empty] | -115 |  | -20 |  | 1 | 0 | 0 | 0 | 0 | 0 | 0 | 0 | 0 | 0 | 0 | 0 | 0 | 0 | 0 |  | 0 | 0 | 0 | 0 | 0 | 0 | 0 | 0 | 7 | 0 | 0 | 0 | 0 | 0 | 1
SCE NOL | Victor | 230 | 0 | 0 | 0 | 0 | 0 | 0 | 0 | 0 | 5 | 0 | 0 | 0 | 0 | 0 | 1 | 0 | 0 | 0 | 0 | 0 | 0 | 0 | 0 | 0 | 0 | 0 | 0 | 0 | 0 | [15 empty] | 0 | 0 | 0 | 0 | 0 | 0 | 0 | 0 | 0 | 0 | 0 | 0 | 0 | 0 | 0 |  | 0 | 0 | 0 | 0 | 0 | 0 | 0 | 0 | 5 | 0 | 0 | 0 | 0 | 0 | 1 | 0 | 0 | 0 | 0 | 0 | 0 | 0 | 0 | 0 | 0 | 0 | 0 | 0 | 0 | 0 | [14 empty] | 0 | 0 | 0 | 0 | 0 | 0 | 0 | 0 | 0 | 0 | 0 | 0 | 0 | 0 | 0 |  | 0 | 0 | 0 | 0 | 0 | 0 | 0 | 0 | 5 | 0 | 0 | 0 | 0 | 0 | 1
SCE Metro | Viejo | 230 | 0 | 0 | 0 | 0 | 0 | 0 | 0 | 0 | 0 | 0 | 0 | 0 | 0 | 0 | 0 | 0 | 0 | 0 | 0 | 0 | 0 | 0 | 0 | 0 | 0 | 0 | 0 | 0 | 0 | [15 empty] | 0 | 0 | 0 | 0 | 0 | 0 | 0 | 0 | 0 | 0 | 0 | 0 | 0 | 0 | 0 |  | 0 | 0 | 0 | 0 | 0 | 0 | 0 | 0 | 0 | 0 | 0 | 0 | 0 | 0 | 0 | 0 | 0 | 0 | 0 | 0 | 0 | 0 | 0 | 0 | 0 | 0 | 0 | 0 | 0 | 0 | [14 empty] | 0 | 0 | 0 | 0 | 0 | 0 | 0 | 0 | 0 | 0 | 0 | 0 | 0 | 0 | 0 |  | 0 | 0 | 0 | 0 | 0 | 0 | 0 | 0 | 0 | 0 | 0 | 0 | 0 | 0 | 0
PG&E GBA | Vierra | 115 | 0 | 0 | 0 | 0 | 0 | 0 | 0 | 0 | 2.975 | 0 | 0 | 92 | 0 | 0 | 1 | 0 | 0 | 0 | 0 | 0 | 0 | 0 | 0 | 0 | 0 | 0 | 0 | 0 | 0 | [15 empty] | 0 | 0 | 0 | 0 | 0 | 0 | 0 | 0 | 0 | 0 | 0 | 0 | 0 | 0 | 0 |  | 0 | 0 | 0 | 0 | 0 | 0 | 0 | 0 | 2.975 | 0 | 0 | 92 | 0 | 0 | 1 | 0 | 0 | 0 | 0 | 0 | 0 | 0 | 0 | 0 | 0 | 0 | 0 | 0 | 0 | 0 | [14 empty] | 0 | 0 | 0 | 0 | 0 | 0 | 0 | 0 | 0 | 0 | 0 | 0 | 0 | 0 | 0 |  | 0 | 0 | 0 | 0 | 0 | 0 | 0 | 0 | 2.975 | 0 | 0 | 92 | 0 | 0 | 1
SCE Metro | Villa Park | 230 | 0 | 0 | 0 | 0 | 0 | 0 | 0 | 0 | 0 | 0 | 0 | 0 | 0 | 0 | 0 | 0 | 0 | 0 | 0 | 0 | 0 | 0 | 0 | 0 | 0 | 0 | 0 | 0 | 0 | [15 empty] | 0 | 0 | 0 | 0 | 0 | 0 | 0 | 0 | 0 | 0 | 0 | 0 | 0 | 0 | 0 |  | 0 | 0 | 0 | 0 | 0 | 0 | 0 | 0 | 0 | 0 | 0 | 0 | 0 | 0 | 0 | 0 | 0 | 0 | 0 | 0 | 0 | 0 | 0 | 0 | 0 | 0 | 0 | 0 | 0 | 0 | [14 empty] | 0 | 0 | 0 | 0 | 0 | 0 | 0 | 0 | 0 | 0 | 0 | 0 | 0 | 0 | 0 |  | 0 | 0 | 0 | 0 | 0 | 0 | 0 | 0 | 0 | 0 | 0 | 0 | 0 | 0 | 0
SCE Northern | Vincent | 230 | 0 | 0 | 0 | 0 | 0 | 0 | 0 | 0 | 0 | 0 | 0 | 399 | 0 | 0 | 1 | 0 | 0 | 0 | 0 | 0 | 0 | 0 | 0 | 0 | 0 | 0 | 0 | 0 | 0 | [15 empty] | 0 | 0 | 0 | 0 | 0 | 0 | 0 | 0 | 0 | 0 | 0 | 0 | 0 | 0 | 0 |  | 0 | 0 | 0 | 0 | 0 | 0 | 0 | 0 | 0 | 0 | 0 | 399 | 0 | 0 | 1 | 0 | 0 | 0 | 0 | 0 | 0 | 0 | 0 | 0 | 0 | 780 | 0 | 375 | 0 | 1 | [12 empty] | -26 |  | 1 | 0 | 0 | 0 | 0 | 0 | 0 | 0 | 0 | 0 | 0 | 780 | 0 | 349 | 0 |  | 0 | 0 | 0 | 0 | 0 | 0 | 0 | 0 | 0 | 0 | 780 | 399 | 349 | 0 | 1
SCE Northern | Vincent | 500 | 0 | 0 | 0 | 0 | 0 | 0 | 0 | 0 | 0 | 0 | 0 | 0 | 0 | 0 | 0 | 0 | 0 | 0 | 0 | 0 | 0 | 0 | 0 | 0 | 0 | 0 | 0 | 0 | 0 | [15 empty] | 0 | 0 | 0 | 0 | 0 | 0 | 0 | 0 | 0 | 0 | 0 | 0 | 0 | 0 | 0 |  | 0 | 0 | 0 | 0 | 0 | 0 | 0 | 0 | 0 | 0 | 0 | 0 | 0 | 0 | 0 | 0 | 0 | 0 | 0 | 0 | 0 | 0 | 0 | 0 | 0 | 0 | 0 | 0 | 0 | 0 | [14 empty] | 0 | 0 | 0 | 0 | 0 | 0 | 0 | 0 | 0 | 0 | 0 | 0 | 0 | 0 | 0 |  | 0 | 0 | 0 | 0 | 0 | 0 | 0 | 0 | 0 | 0 | 0 | 0 | 0 | 0 | 0
PG&E GBA | Vineyard | 230 | 0 | 0 | 0 | 0 | 0 | 0 | 0 | 0 | 0 | 0 | 0 | 0 | 0 | 0 | 0 | 0 | 0 | 0 | 0 | 0 | 0 | 0 | 0 | 0 | 0 | 0 | 0 | 0 | 0 | [15 empty] | 0 | 0 | 0 | 0 | 0 | 0 | 0 | 0 | 0 | 0 | 0 | 0 | 0 | 0 | 0 |  | 0 | 0 | 0 | 0 | 0 | 0 | 0 | 0 | 0 | 0 | 0 | 0 | 0 | 0 | 0 | 0 | 0 | 0 | 0 | 0 | 0 | 0 | 0 | 0 | 0 | 0 | 0 | 0 | 0 | 0 | [14 empty] | 0 | 0 | 0 | 0 | 0 | 0 | 0 | 0 | 0 | 0 | 0 | 0 | 0 | 0 | 0 |  | 0 | 0 | 0 | 0 | 0 | 0 | 0 | 0 | 0 | 0 | 0 | 0 | 0 | 0 | 0
SDGE | Vineyard | 69 | 0 | 0 | 0 | 0 | 0 | 0 | 0 | 0 | 0 | 0 | 0 | 0 | 0 | 0 | 0 | 0 | 0 | 0 | 0 | 0 | 0 | 0 | 0 | 0 | 0 | 0 | 0 | 0 | 0 | [15 empty] | 0 | 0 | 0 | 0 | 0 | 0 | 0 | 0 | 0 | 0 | 0 | 0 | 0 | 0 | 0 |  | 0 | 0 | 0 | 0 | 0 | 0 | 0 | 0 | 0 | 0 | 0 | 0 | 0 | 0 | 0 | 0 | 0 | 0 | 0 | 0 | 0 | 0 | 0 | 0 | 0 | 0 | 0 | 0 | 0 | 0 | [14 empty] | 0 | 0 | 0 | 0 | 0 | 0 | 0 | 0 | 0 | 0 | 0 | 0 | 0 | 0 | 0 |  | 0 | 0 | 0 | 0 | 0 | 0 | 0 | 0 | 0 | 0 | 0 | 0 | 0 | 0 | 0
SCE Eastern | Vista (SCE) | 230 | 0 | 2.6 | 0 | 0 | 0 | 0 | 0 | 0 | 0 | 0 | 0 | 200 | 0 | 0 | 1 | 0 | 0 | 0 | 0 | 0 | 0 | 0 | 0 | 0 | 0 | 0 | 0 | 0 | 0 | [15 empty] | 0 | 0 | 0 | 0 | 0 | 0 | 0 | 0 | 0 | 0 | 0 | 0 | 0 | 0 | 0 |  | 0 | 2.6 | 0 | 0 | 0 | 0 | 0 | 0 | 0 | 0 | 0 | 200 | 0 | 0 | 1 | 0 | 0 | 0 | 0 | 0 | 0 | 0 | 0 | 0 | 0 | 0 | 0 | 0 | 0 | 0 | [14 empty] | 0 | 0 | 0 | 0 | 0 | 0 | 0 | 0 | 0 | 0 | 0 | 0 | 0 | 0 | 0 |  | 0 | 2.6 | 0 | 0 | 0 | 0 | 0 | 0 | 0 | 0 | 0 | 200 | 0 | 0 | 1
EOP | Vista (VEA) | 138 | 0 | 0 | 0 | 0 | 0 | 0 | 0 | 0 | 0 | 0 | 0 | 0 | 0 | 0 | 0 | 0 | 0 | 0 | 0 | 0 | 0 | 0 | 0 | 0 | 0 | 0 | 0 | 0 | 0 | [15 empty] | 0 | 0 | 0 | 0 | 0 | 0 | 0 | 0 | 0 | 0 | 0 | 0 | 0 | 0 | 0 |  | 0 | 0 | 0 | 0 | 0 | 0 | 0 | 0 | 0 | 0 | 0 | 0 | 0 | 0 | 0 | 0 | 0 | 0 | 0 | 0 | 0 | 0 | 0 | 0 | 0 | 0 | 0 | 0 | 0 | 0 | [14 empty] | 0 | 0 | 0 | 0 | 0 | 0 | 0 | 0 | 0 | 0 | 0 | 0 | 0 | 0 | 0 |  | 0 | 0 | 0 | 0 | 0 | 0 | 0 | 0 | 0 | 0 | 0 | 0 | 0 | 0 | 0
EOP | Vista (VEA) | 230 | 0 | 0 | 0 | 0 | 0 | 0 | 0 | 0 | 0 | 0 | 0 | 0 | 0 | 0 | 0 | 0 | 0 | 0 | 0 | 0 | 0 | 0 | 0 | 0 | 0 | 0 | 0 | 0 | 0 | [15 empty] | 0 | 0 | 0 | 0 | 0 | 0 | 0 | 0 | 0 | 0 | 0 | 0 | 0 | 0 | 0 |  | 0 | 0 | 0 | 0 | 0 | 0 | 0 | 0 | 0 | 0 | 0 | 0 | 0 | 0 | 0 | 0 | 0 | 0 | 0 | 0 | 0 | 0 | 0 | 0 | 50 | 150 | 0 | 40 | 0 | 1 | [14 empty] | 0 | 0 | 0 | 0 | 0 | 0 | 0 | 0 | 0 | 0 | 50 | 150 | 0 | 40 | 0 |  | 0 | 0 | 0 | 0 | 0 | 0 | 0 | 0 | 0 | 50 | 150 | 0 | 40 | 0 | 1
PG&E FRESNO | Wahtoke | 115 | 0 | 0 | 0 | 0 | 0 | 0 | 0 | 0 | 0 | 0 | 0 | 0 | 0 | 0 | 0 | 0 | 0 | 0 | 0 | 0 | 0 | 0 | 0 | 0 | 0 | 0 | 0 | 0 | 0 | [15 empty] | 0 | 0 | 0 | 0 | 0 | 0 | 0 | 0 | 0 | 0 | 0 | 0 | 0 | 0 | 0 |  | 0 | 0 | 0 | 0 | 0 | 0 | 0 | 0 | 0 | 0 | 0 | 0 | 0 | 0 | 0 | 0 | 0 | 0 | 0 | 0 | 0 | 0 | 0 | 0 | 0 | 0 | 0 | 0 | 0 | 0 | [14 empty] | 0 | 0 | 0 | 0 | 0 | 0 | 0 | 0 | 0 | 0 | 0 | 0 | 0 | 0 | 0 |  | 0 | 0 | 0 | 0 | 0 | 0 | 0 | 0 | 0 | 0 | 0 | 0 | 0 | 0 | 0
SCE Northern | Wakefield | 66 | 0 | 0 | 0 | 0 | 0 | 0 | 0 | 0 | 0 | 0 | 0 | 15 | 0 | 0 | 1 | 0 | 0 | 0 | 0 | 0 | 0 | 0 | 0 | 0 | 0 | 0 | 0 | 0 | 0 | [15 empty] | 0 | 0 | 0 | 0 | 0 | 0 | 0 | 0 | 0 | 0 | 0 | 0 | 0 | 0 | 0 |  | 0 | 0 | 0 | 0 | 0 | 0 | 0 | 0 | 0 | 0 | 0 | 15 | 0 | 0 | 1 | 0 | 0 | 0 | 0 | 0 | 0 | 0 | 0 | 0 | 0 | 0 | 0 | 0 | 0 | 0 | [14 empty] | 0 | 0 | 0 | 0 | 0 | 0 | 0 | 0 | 0 | 0 | 0 | 0 | 0 | 0 | 0 |  | 0 | 0 | 0 | 0 | 0 | 0 | 0 | 0 | 0 | 0 | 0 | 15 | 0 | 0 | 1
SCE Metro | Walnut | 230 | 0 | 0 | 0 | 0 | 0 | 0 | 0 | 0 | 0 | 0 | 0 | 400 | 0 | 0 | 1 | 0 | 0 | 0 | 0 | 0 | 0 | 0 | 0 | 0 | 0 | 0 | 0 | 0 | 0 | [15 empty] | 0 | 0 | 0 | 0 | 0 | 0 | 0 | 0 | 0 | 0 | 0 | 0 | 0 | 0 | 0 |  | 0 | 0 | 0 | 0 | 0 | 0 | 0 | 0 | 0 | 0 | 0 | 400 | 0 | 0 | 1 | 0 | 0 | 0 | 0 | 0 | 0 | 0 | 0 | 0 | 0 | 0 | 0 | 0 | 0 | 0 | [12 empty] | 50 |  | 1 | 0 | 0 | 0 | 0 | 0 | 0 | 0 | 0 | 0 | 0 | 0 | 0 | 50 | 0 |  | 0 | 0 | 0 | 0 | 0 | 0 | 0 | 0 | 0 | 0 | 0 | 400 | 50 | 0 | 1
SCE Northern | Warne | 230 | 0 | 0 | 0 | 0 | 0 | 0 | 0 | 0 | 0 | 0 | 0 | 0 | 0 | 0 | 0 | 0 | 0 | 0 | 0 | 0 | 0 | 0 | 0 | 0 | 0 | 0 | 0 | 0 | 0 | [15 empty] | 0 | 0 | 0 | 0 | 0 | 0 | 0 | 0 | 0 | 0 | 0 | 0 | 0 | 0 | 0 |  | 0 | 0 | 0 | 0 | 0 | 0 | 0 | 0 | 0 | 0 | 0 | 0 | 0 | 0 | 0 | 0 | 0 | 0 | 0 | 0 | 0 | 0 | 0 | 0 | 0 | 0 | 0 | 0 | 0 | 0 | [14 empty] | 0 | 0 | 0 | 0 | 0 | 0 | 0 | 0 | 0 | 0 | 0 | 0 | 0 | 0 | 0 |  | 0 | 0 | 0 | 0 | 0 | 0 | 0 | 0 | 0 | 0 | 0 | 0 | 0 | 0 | 0
PG&E GBA | Warnerville | 230 | 0 | 0 | 0 | 0 | 0 | 0 | 0 | 0 | 0 | 0 | 0 | 0 | 0 | 0 | 0 | 0 | 0 | 0 | 0 | 0 | 0 | 0 | 0 | 0 | 0 | 0 | 0 | 0 | 0 | [15 empty] | 0 | 0 | 0 | 0 | 0 | 0 | 0 | 0 | 0 | 0 | 0 | 0 | 0 | 0 | 0 |  | 0 | 0 | 0 | 0 | 0 | 0 | 0 | 0 | 0 | 0 | 0 | 0 | 0 | 0 | 0 | 0 | 0 | 0 | 0 | 0 | 0 | 0 | 0 | 0 | 0 | 0 | 0 | 0 | 0 | 0 | [14 empty] | 0 | 0 | 0 | 0 | 0 | 0 | 0 | 0 | 0 | 0 | 0 | 0 | 0 | 0 | 0 |  | 0 | 0 | 0 | 0 | 0 | 0 | 0 | 0 | 0 | 0 | 0 | 0 | 0 | 0 | 0
PG&E FRESNO | Waukena | 115 | 0 | 0 | 0 | 0 | 0 | 0 | 0 | 0 | 0 | 0 | 0 | 0 | 0 | 0 | 0 | 0 | 0 | 0 | 0 | 0 | 0 | 0 | 0 | 0 | 0 | 0 | 0 | 0 | 0 | [15 empty] | 0 | 0 | 0 | 0 | 0 | 0 | 0 | 0 | 0 | 0 | 0 | 0 | 0 | 0 | 0 |  | 0 | 0 | 0 | 0 | 0 | 0 | 0 | 0 | 0 | 0 | 0 | 0 | 0 | 0 | 0 | 0 | 0 | 0 | 0 | 0 | 0 | 0 | 0 | 0 | 0 | 0 | 0 | 0 | 0 | 0 | [14 empty] | 0 | 0 | 0 | 0 | 0 | 0 | 0 | 0 | 0 | 0 | 0 | 0 | 0 | 0 | 0 |  | 0 | 0 | 0 | 0 | 0 | 0 | 0 | 0 | 0 | 0 | 0 | 0 | 0 | 0 | 0
PG&E GBA | Weber | 230 | 0 | 0 | 0 | 0 | 0 | 0 | 0 | 0 | 0 | 0 | 0 | 0 | 0 | 0 | 0 | 0 | 0 | 0 | 0 | 0 | 0 | 0 | 0 | 0 | 0 | 0 | 0 | 0 | 0 | [15 empty] | 0 | 0 | 0 | 0 | 0 | 0 | 0 | 0 | 0 | 0 | 0 | 0 | 0 | 0 | 0 |  | 0 | 0 | 0 | 0 | 0 | 0 | 0 | 0 | 0 | 0 | 0 | 0 | 0 | 0 | 0 | 0 | 0 | 0 | 0 | 0 | 0 | 0 | 0 | 0 | 0 | 0 | 0 | 0 | 0 | 0 | [14 empty] | 0 | 0 | 0 | 0 | 0 | 0 | 0 | 0 | 0 | 0 | 0 | 0 | 0 | 0 | 0 |  | 0 | 0 | 0 | 0 | 0 | 0 | 0 | 0 | 0 | 0 | 0 | 0 | 0 | 0 | 0
PG&E GBA | Weber | 60 | 0 | 0 | 0 | 0 | 0 | 0 | 0 | 0 | 0 | 0 | 0 | 20 | 0 | 0 | 1 | 0 | 0 | 0 | 0 | 0 | 0 | 0 | 0 | 4 | 0 | 0 | 0 | 0 | 0 | [15 empty] | 0 | 0 | 0 | 0 | 0 | 0 | 0 | 0 | 0 | 4 | 0 | 0 | 0 | 0 | 0 |  | 0 | 0 | 0 | 0 | 0 | 0 | 0 | 0 | 4 | 0 | 0 | 20 | 0 | 0 | 1 | 0 | 0 | 0 | 0 | 0 | 0 | 0 | 0 | 4 | 0 | 0 | 0 | 0 | 0 | 1 | [14 empty] | 0 | 0 | 0 | 0 | 0 | 0 | 0 | 0 | 0 | 4 | 0 | 0 | 0 | 0 | 0 |  | 0 | 0 | 0 | 0 | 0 | 0 | 0 | 0 | 4 | 0 | 0 | 20 | 0 | 0 | 1
PG&E FRESNO | West Fresno | 115 | 0 | 0 | 0 | 0 | 0 | 0 | 0 | 0 | 0 | 0 | 0 | 0 | 0 | 0 | 0 | 0 | 0 | 0 | 0 | 0 | 0 | 0 | 0 | 0 | 0 | 0 | 0 | 0 | 0 | [15 empty] | 0 | 0 | 0 | 0 | 0 | 0 | 0 | 0 | 0 | 0 | 0 | 0 | 0 | 0 | 0 |  | 0 | 0 | 0 | 0 | 0 | 0 | 0 | 0 | 0 | 0 | 0 | 0 | 0 | 0 | 0 | 0 | 0 | 0 | 0 | 0 | 0 | 0 | 0 | 0 | 0 | 0 | 0 | 0 | 0 | 0 | [14 empty] | 0 | 0 | 0 | 0 | 0 | 0 | 0 | 0 | 0 | 0 | 0 | 0 | 0 | 0 | 0 |  | 0 | 0 | 0 | 0 | 0 | 0 | 0 | 0 | 0 | 0 | 0 | 0 | 0 | 0 | 0
PG&E FRESNO | Westley | 230 | 0 | 0 | 0 | 0 | 0 | 0 | 0 | 0 | 0 | 0 | 0 | 0 | 0 | 0 | 0 | 0 | 0 | 0 | 0 | 0 | 0 | 0 | 0 | 0 | 0 | 0 | 0 | 0 | 0 | [15 empty] | 0 | 0 | 0 | 0 | 0 | 0 | 0 | 0 | 0 | 0 | 0 | 0 | 0 | 0 | 0 |  | 0 | 0 | 0 | 0 | 0 | 0 | 0 | 0 | 0 | 0 | 0 | 0 | 0 | 0 | 0 | 0 | 0 | 0 | 0 | 0 | 0 | 0 | 0 | 0 | 0 | 0 | 0 | 0 | 0 | 0 | [14 empty] | 0 | 0 | 0 | 0 | 0 | 0 | 0 | 0 | 0 | 0 | 0 | 0 | 0 | 0 | 0 |  | 0 | 0 | 0 | 0 | 0 | 0 | 0 | 0 | 0 | 0 | 0 | 0 | 0 | 0 | 0
PG&E KERN | Westpark | 115 | 0 | 0 | 0 | 0 | 0 | 0 | 0 | 0 | 0 | 0 | 0 | 0 | 0 | 0 | 0 | 0 | 0 | 0 | 0 | 0 | 0 | 0 | 0 | 0 | 0 | 0 | 0 | 0 | 0 | [15 empty] | 0 | 0 | 0 | 0 | 0 | 0 | 0 | 0 | 0 | 0 | 0 | 0 | 0 | 0 | 0 |  | 0 | 0 | 0 | 0 | 0 | 0 | 0 | 0 | 0 | 0 | 0 | 0 | 0 | 0 | 0 | 0 | 0 | 0 | 0 | 0 | 0 | 0 | 0 | 0 | 0 | 0 | 0 | 0 | 0 | 0 | [14 empty] | 0 | 0 | 0 | 0 | 0 | 0 | 0 | 0 | 0 | 0 | 0 | 0 | 0 | 0 | 0 |  | 0 | 0 | 0 | 0 | 0 | 0 | 0 | 0 | 0 | 0 | 0 | 0 | 0 | 0 | 0
PG&E KERN | Wheeler Ridge | 230 | 0 | 0 | 0 | 0 | 0 | 0 | 0 | 0 | 0 | 200 | 0 | 0 | 0 | 0 | 1 | 0 | 0 | 0 | 0 | 0 | 0 | 0 | 0 | 0 | 100 | 200 | 0 | 50 | 0 | [10 empty] | -100 | -200 |  | -50 |  | 1 | 0 | 0 | 0 | 0 | 0 | 0 | 0 | 0 | 0 | 0 | 0 | 0 | 0 | 0 |  | 0 | 0 | 0 | 0 | 0 | 0 | 0 | 0 | 0 | 200 | 0 | 0 | 0 | 0 | 1 | 0 | 0 | 0 | 0 | 0 | 0 | 0 | 0 | 0 | 100 | 300 | 0 | 120 | 0 | 1 | [9 empty] | -100 | 0 |  | -20 |  | 1 | 0 | 0 | 0 | 0 | 0 | 0 | 0 | 0 | 0 | 0 | 300 | 0 | 100 | 0 |  | 0 | 0 | 0 | 0 | 0 | 0 | 0 | 0 | 0 | 200 | 300 | 0 | 100 | 0 | 1
PG&E KERN | Wheeler Ridge | 115 | 0 | 0 | 0 | 0 | 0 | 0 | 0 | 0 | 0 | 0 | 0 | 0 | 0 | 0 | 0 | 0 | 0 | 0 | 0 | 0 | 0 | 0 | 0 | 0 | 0 | 0 | 0 | 0 | 0 | [15 empty] | 0 | 0 | 0 | 0 | 0 | 0 | 0 | 0 | 0 | 0 | 0 | 0 | 0 | 0 | 0 |  | 0 | 0 | 0 | 0 | 0 | 0 | 0 | 0 | 0 | 0 | 0 | 0 | 0 | 0 | 0 | 0 | 0 | 0 | 0 | 0 | 0 | 0 | 0 | 0 | 0 | 0 | 0 | 0 | 0 | 0 | [14 empty] | 0 | 0 | 0 | 0 | 0 | 0 | 0 | 0 | 0 | 0 | 0 | 0 | 0 | 0 | 0 |  | 0 | 0 | 0 | 0 | 0 | 0 | 0 | 0 | 0 | 0 | 0 | 0 | 0 | 0 | 0
PG&E KERN | Wheeler Ridge | 70 | 0 | 0 | 0 | 0 | 0 | 0 | 0 | 0 | 0 | 0 | 0 | 92 | 0 | 0 | 1 | 0 | 0 | 0 | 0 | 0 | 0 | 0 | 0 | 0 | 0 | 0 | 0 | 0 | 0 | [15 empty] | 0 | 0 | 0 | 0 | 0 | 0 | 0 | 0 | 0 | 0 | 0 | 0 | 0 | 0 | 0 |  | 0 | 0 | 0 | 0 | 0 | 0 | 0 | 0 | 0 | 0 | 0 | 92 | 0 | 0 | 1 | 0 | 0 | 0 | 0 | 0 | 0 | 0 | 0 | 0 | 0 | 0 | 0 | 0 | 0 | 0 | [14 empty] | 0 | 0 | 0 | 0 | 0 | 0 | 0 | 0 | 0 | 0 | 0 | 0 | 0 | 0 | 0 |  | 0 | 0 | 0 | 0 | 0 | 0 | 0 | 0 | 0 | 0 | 0 | 92 | 0 | 0 | 1
SCE Northern | Whirlwind | 230 | 0 | 0 | 0 | 0 | 0 | 0 | 0 | 0 | 0 | 218 | 188 | 837 | 454 | 200 | 1 | 0 | 0 | 300 | 0 | 0 | 0 | 0 | 0 | 0 | 0 | 0 | 0 | 0 | 200 | [14 empty] | 500 | 1 | 0 | 0 | 300 | 0 | 0 | 0 | 0 | 0 | 0 | 0 | 0 | 0 | 0 | 700 |  | 0 | 0 | 300 | 0 | 0 | 0 | 0 | 0 | 0 | 218 | 188 | 837 | 454 | 900 | 1 | 0 | 0 | 300 | 0 | 0 | 0 | 0 | 0 | 0 | 100 | 400 | 0 | 200 | 200 | 1 | [12 empty] | -50 | 500 | 1 | 0 | 0 | 300 | 0 | 0 | 0 | 0 | 0 | 0 | 100 | 400 | 0 | 150 | 700 |  | 0 | 0 | 300 | 0 | 0 | 0 | 0 | 0 | 0 | 318 | 588 | 837 | 604 | 900 | 1
SCE Northern | Whirlwind | 500 | 0 | 0 | 0 | 0 | 0 | 0 | 0 | 0 | 0 | 0 | 0 | 0 | 0 | 0 | 0 | 0 | 0 | 0 | 0 | 0 | 0 | 0 | 0 | 0 | 0 | 0 | 0 | 0 | 0 | [15 empty] | 0 | 0 | 0 | 0 | 0 | 0 | 0 | 0 | 0 | 0 | 0 | 0 | 0 | 0 | 0 |  | 0 | 0 | 0 | 0 | 0 | 0 | 0 | 0 | 0 | 0 | 0 | 0 | 0 | 0 | 0 | 0 | 0 | 0 | 0 | 0 | 0 | 0 | 0 | 0 | 0 | 0 | 0 | 0 | 0 | 0 | [14 empty] | 0 | 0 | 0 | 0 | 0 | 0 | 0 | 0 | 0 | 0 | 0 | 0 | 0 | 0 | 0 |  | 0 | 0 | 0 | 0 | 0 | 0 | 0 | 0 | 0 | 0 | 0 | 0 | 0 | 0 | 0
PG&E GBA | Whisman | 115 | 0 | 0 | 0 | 0 | 0 | 0 | 0 | 0 | 0 | 0 | 0 | 0 | 0 | 0 | 0 | 0 | 0 | 0 | 0 | 0 | 0 | 0 | 0 | 0 | 0 | 0 | 0 | 0 | 0 | [15 empty] | 0 | 0 | 0 | 0 | 0 | 0 | 0 | 0 | 0 | 0 | 0 | 0 | 0 | 0 | 0 |  | 0 | 0 | 0 | 0 | 0 | 0 | 0 | 0 | 0 | 0 | 0 | 0 | 0 | 0 | 0 | 0 | 0 | 0 | 0 | 0 | 0 | 0 | 0 | 0 | 0 | 0 | 0 | 0 | 0 | 0 | [14 empty] | 0 | 0 | 0 | 0 | 0 | 0 | 0 | 0 | 0 | 0 | 0 | 0 | 0 | 0 | 0 |  | 0 | 0 | 0 | 0 | 0 | 0 | 0 | 0 | 0 | 0 | 0 | 0 | 0 | 0 | 0
SCE Eastern | Wildlife | 230 | 0 | 0 | 0 | 0 | 0 | 0 | 0 | 0 | 0 | 0 | 0 | 0 | 0 | 0 | 0 | 0 | 0 | 0 | 0 | 0 | 0 | 0 | 0 | 0 | 0 | 0 | 0 | 0 | 0 | [15 empty] | 0 | 0 | 0 | 0 | 0 | 0 | 0 | 0 | 0 | 0 | 0 | 0 | 0 | 0 | 0 |  | 0 | 0 | 0 | 0 | 0 | 0 | 0 | 0 | 0 | 0 | 0 | 0 | 0 | 0 | 0 | 0 | 0 | 0 | 0 | 0 | 0 | 0 | 0 | 0 | 0 | 0 | 0 | 0 | 0 | 0 | [14 empty] | 0 | 0 | 0 | 0 | 0 | 0 | 0 | 0 | 0 | 0 | 0 | 0 | 0 | 0 | 0 |  | 0 | 0 | 0 | 0 | 0 | 0 | 0 | 0 | 0 | 0 | 0 | 0 | 0 | 0 | 0
PG&E FRESNO | Wilson | 115 | 0 | 0 | 0 | 0 | 0 | 0 | 0 | 0 | 0 | 0 | 0 | 0 | 0 | 0 | 0 | 0 | 0 | 0 | 0 | 0 | 0 | 0 | 0 | 0 | 0 | 0 | 0 | 0 | 0 | [15 empty] | 0 | 0 | 0 | 0 | 0 | 0 | 0 | 0 | 0 | 0 | 0 | 0 | 0 | 0 | 0 |  | 0 | 0 | 0 | 0 | 0 | 0 | 0 | 0 | 0 | 0 | 0 | 0 | 0 | 0 | 0 | 0 | 0 | 0 | 0 | 0 | 0 | 0 | 0 | 0 | 0 | 0 | 0 | 25 | 0 | 1 | [14 empty] | 0 | 0 | 0 | 0 | 0 | 0 | 0 | 0 | 0 | 0 | 0 | 0 | 0 | 25 | 0 |  | 0 | 0 | 0 | 0 | 0 | 0 | 0 | 0 | 0 | 0 | 0 | 0 | 25 | 0 | 1
PG&E FRESNO | Wilson | 230 | 0 | 0 | 0 | 0 | 0 | 0 | 0 | 0 | 0 | 0 | 0 | 0 | 0 | 0 | 0 | 0 | 0 | 150 | 50 | 0 | 0 | 0 | 0 | 0 | 0 | 0 | 0 | 0 | 0 | [15 empty] | 0 | 0 | 0 | 150 | 50 | 0 | 0 | 0 | 0 | 0 | 0 | 0 | 0 | 0 | 0 |  | 0 | 0 | 150 | 50 | 0 | 0 | 0 | 0 | 0 | 0 | 0 | 0 | 0 | 0 | 1 | 0 | 0 | 150 | 50 | 0 | 0 | 0 | 0 | 0 | 0 | 0 | 0 | 0 | 0 | 1 | [14 empty] | 0 | 0 | 0 | 150 | 50 | 0 | 0 | 0 | 0 | 0 | 0 | 0 | 0 | 0 | 0 |  | 0 | 0 | 150 | 50 | 0 | 0 | 0 | 0 | 0 | 0 | 0 | 0 | 0 | 0 | 1
SCE Northern | Windhub | 230 | 0 | 0 | 0 | 0 | 0 | 0 | 0 | 0 | 0 | 0 | 1020 | 1000 | 0 | 0 | 1 | 0 | 0 | 174 | 0 | 0 | 0 | 0 | 0 | 0 | 0 | 0 | 0 | 0 | 0 | [15 empty] | 0 | 0 | 0 | 174 | 0 | 0 | 0 | 0 | 0 | 0 | 0 | 0 | 0 | 0 | 0 |  | 0 | 0 | 174 | 0 | 0 | 0 | 0 | 0 | 0 | 0 | 1020 | 1000 | 0 | 0 | 1 | 0 | 0 | 174 | 0 | 0 | 0 | 0 | 0 | 0 | 130 | 200 | 0 | 70 | 0 | 1 | [12 empty] | -50 |  | 1 | 0 | 0 | 174 | 0 | 0 | 0 | 0 | 0 | 0 | 130 | 200 | 0 | 20 | 0 |  | 0 | 0 | 174 | 0 | 0 | 0 | 0 | 0 | 0 | 130 | 1220 | 1000 | 20 | 0 | 1
SCE Northern | Windhub | 500 | 0 | 0 | 0 | 0 | 0 | 0 | 0 | 0 | 0 | 153 | 0 | 15 | 0 | 0 | 1 | 0 | 0 | 0 | 0 | 0 | 0 | 0 | 0 | 0 | 625.5 | 0 | 0 | 0 | 0 | [10 empty] | -126 |  |  |  |  | 1 | 0 | 0 | 0 | 0 | 0 | 0 | 0 | 0 | 0 | 499.5 | 0 | 0 | 0 | 0 |  | 0 | 0 | 0 | 0 | 0 | 0 | 0 | 0 | 0 | 652.5 | 0 | 15 | 0 | 0 | 1 | 0 | 0 | 0 | 0 | 0 | 0 | 0 | 0 | 0 | 725.5 | 200 | 0 | 80 | 0 | 1 | [12 empty] | -50 |  | 1 | 0 | 0 | 0 | 0 | 0 | 0 | 0 | 0 | 0 | 725.5 | 200 | 0 | 30 | 0 |  | 0 | 0 | 0 | 0 | 0 | 0 | 0 | 0 | 0 | 878.5 | 200 | 15 | 30 | 0 | 1
PG&E GBA | Windmaster | 230 | 0 | 0 | 0 | 0 | 0 | 0 | 0 | 0 | 0 | 0 | 0 | 0 | 0 | 0 | 0 | 0 | 0 | 0 | 0 | 0 | 0 | 0 | 0 | 0 | 0 | 0 | 0 | 0 | 0 | [15 empty] | 0 | 0 | 0 | 0 | 0 | 0 | 0 | 0 | 0 | 0 | 0 | 0 | 0 | 0 | 0 |  | 0 | 0 | 0 | 0 | 0 | 0 | 0 | 0 | 0 | 0 | 0 | 0 | 0 | 0 | 0 | 0 | 0 | 0 | 0 | 0 | 0 | 0 | 0 | 0 | 0 | 0 | 0 | 0 | 0 | 0 | [14 empty] | 0 | 0 | 0 | 0 | 0 | 0 | 0 | 0 | 0 | 0 | 0 | 0 | 0 | 0 | 0 |  | 0 | 0 | 0 | 0 | 0 | 0 | 0 | 0 | 0 | 0 | 0 | 0 | 0 | 0 | 0
PG&E NGBA | Windsor | 60 | 0 | 0 | 0 | 0 | 0 | 0 | 0 | 0 | 0 | 0 | 0 | 0 | 0 | 0 | 0 | 0 | 0 | 0 | 0 | 0 | 0 | 0 | 0 | 0 | 0 | 0 | 0 | 0 | 0 | [15 empty] | 0 | 0 | 0 | 0 | 0 | 0 | 0 | 0 | 0 | 0 | 0 | 0 | 0 | 0 | 0 |  | 0 | 0 | 0 | 0 | 0 | 0 | 0 | 0 | 0 | 0 | 0 | 0 | 0 | 0 | 0 | 0 | 0 | 0 | 0 | 0 | 0 | 0 | 0 | 0 | 0 | 0 | 0 | 0 | 0 | 0 | [14 empty] | 0 | 0 | 0 | 0 | 0 | 0 | 0 | 0 | 0 | 0 | 0 | 0 | 0 | 0 | 0 |  | 0 | 0 | 0 | 0 | 0 | 0 | 0 | 0 | 0 | 0 | 0 | 0 | 0 | 0 | 0
PG&E NGBA | Woodland | 115 | 0 | 0 | 0 | 0 | 0 | 0 | 0 | 0 | 0 | 0 | 12 | 0 | 0 | 0 | 1 | 0 | 0 | 0 | 0 | 0 | 0 | 0 | 0 | 0 | 0 | 0 | 0 | 0 | 0 | [15 empty] | 0 | 0 | 0 | 0 | 0 | 0 | 0 | 0 | 0 | 0 | 0 | 0 | 0 | 0 | 0 |  | 0 | 0 | 0 | 0 | 0 | 0 | 0 | 0 | 0 | 0 | 12 | 0 | 0 | 0 | 1 | 0 | 0 | 0 | 0 | 0 | 0 | 0 | 0 | 0 | 0 | 0 | 0 | 0 | 0 | 0 | [14 empty] | 0 | 0 | 0 | 0 | 0 | 0 | 0 | 0 | 0 | 0 | 0 | 0 | 0 | 0 | 0 |  | 0 | 0 | 0 | 0 | 0 | 0 | 0 | 0 | 0 | 0 | 12 | 0 | 0 | 0 | 1
PG&E FRESNO | Woodward | 115 | 0 | 0 | 0 | 0 | 0 | 0 | 0 | 0 | 0 | 0 | 0 | 0 | 0 | 0 | 0 | 0 | 0 | 0 | 0 | 0 | 0 | 0 | 0 | 0 | 0 | 0 | 0 | 0 | 0 | [15 empty] | 0 | 0 | 0 | 0 | 0 | 0 | 0 | 0 | 0 | 0 | 0 | 0 | 0 | 0 | 0 |  | 0 | 0 | 0 | 0 | 0 | 0 | 0 | 0 | 0 | 0 | 0 | 0 | 0 | 0 | 0 | 0 | 0 | 0 | 0 | 0 | 0 | 0 | 0 | 0 | 0 | 0 | 0 | 0 | 0 | 0 | [14 empty] | 0 | 0 | 0 | 0 | 0 | 0 | 0 | 0 | 0 | 0 | 0 | 0 | 0 | 0 | 0 |  | 0 | 0 | 0 | 0 | 0 | 0 | 0 | 0 | 0 | 0 | 0 | 0 | 0 | 0 | 0
PG&E NGBA | Wyandotte | 115 | 0 | 0 | 0 | 0 | 0 | 0 | 0 | 0 | 0 | 0 | 0 | 0 | 0 | 0 | 0 | 0 | 10 | 0 | 0 | 0 | 0 | 0 | 0 | 3.6 | 0 | 0 | 0 | 0 | 0 | [15 empty] | 0 | 0 | 10 | 0 | 0 | 0 | 0 | 0 | 0 | 3.6 | 0 | 0 | 0 | 0 | 0 |  | 0 | 10 | 0 | 0 | 0 | 0 | 0 | 0 | 3.6 | 0 | 0 | 0 | 0 | 0 | 1 | 0 | 10 | 0 | 0 | 0 | 0 | 0 | 0 | 3.6 | 0 | 0 | 0 | 0 | 0 | 1 | [14 empty] | 0 | 0 | 10 | 0 | 0 | 0 | 0 | 0 | 0 | 3.6 | 0 | 0 | 0 | 0 | 0 |  | 0 | 10 | 0 | 0 | 0 | 0 | 0 | 0 | 3.6 | 0 | 0 | 0 | 0 | 0 | 1

## Remapping_PDtoD
This tab shows the mapping adjustments made between the January Proposed Decision and the Feb. Decision. Only minor remappings were made to shift geothermal from several locations to be Northern Nevada geothermal interconnecting to the CAISO system through Malin.
|  |  | 2035 | 2040
|  |  | Geothermal | Geothermal
CAISO Study Area | Substation | Voltage | FCDS | FCDS
EOP | Beatty | 230 | -50 | -50
EOP | Eldorado | 230 | -26.5 | -26.5
PG&E NGBA | Hilltop (NVE) | 345 | 100 | 100
SDGE | Imperial Valley | 230 | -40 | -40
PG&E NGBA | Malin | 500 | 100 | 100
SCE Eastern | Mirage | 230 | -83.5 | -83.5

## Tx_System_Criteria_README
1. System level transmission capability
Criteria Purpose | Selected resource allocation to a given busbar should abide by all the estimated system level transmission constraints that apply to that busbar, triggering only those upgrades which are determined to be cost-effective or necessary to meet policy and reliability requirements. Mapped resources should also utilize existing transmission and selected upgrades optimally and cost-effectively and seek to limit congestion, improve dispatch in locally constrained areas, and co-locate with compatible resources when possible.
Approved TPP Upgrades | Transmission analysis incorporates capability estimates for approved TPP upgrades as provided through CAISO staff support of the busbar mapping working group. The capability increases from the upgrades are assumed available in the estimated COD year.
CAISO 2024 White Paper | Transmission Capability Estimates for use in the CPUC’s Resource Planning Process, available for reference here:
https://www.caiso.com/documents/transmission-capability-estimates-white-paper-2024.pdf
Criteria Definition | See pages 29 and 30 of the Busbar Mapping Methodology document (see README tab) for detail on criteria alignment levels for system level transmission capability for both FCDS and EODS.
Tabs for Analysis
2035_Exceedance_Summary |  | Summary of in-CAISO transmission exceedances for the 2035 mapping results.
2040_Exceedance_Summary |  | Summary of in-CAISO transmission exceedances for the 2040 mapping results.
TxCriteria_bySub_2035 |  | Transmission constraints, available capacity, exceedances by substation, and criteria alignment for 2035 mapping results
Tx_Calculator_2035 |  | Transmission calculator to show constraint utilization and potential exceedances for 2035 mapping results
TxCriteria_bySub_2040 |  | Transmission constraints, available capacity, exceedances by substation, and criteria alignment for 2040 mapping results
Tx_Calculator_2040 |  | Transmission calculator to show constraint utilization and potential exceedances for 2040 mapping results
TxCapabilityEstimates_2024 |  | CAISO 2024 White Paper's transmission constraint capability and upgrade information. Includes adjustments made to account for approved TPP upgrades and their timing.
CAISO_Output_Factors |  | CAISO 2024 White Paper's transmission capacity factors by resource type and study region.
Tx_Baseline_Reconcile |  | Summary by substation of resources in IRP modeling baseline with online dates after 1/1/2024 that need to be accounted for in Tx constraints. Also has by substation resources in In-development list that can be excluded from Tx constraints because already accounted for in calculations, as well as, resources in baseline that need to be included in land-use/environmental criteria analysis.

## 2035_Exceedance_Summary
Summary of in-CAISO transmission exceedances for the 2035 mapping results based on 2024 White Paper constraints and upgrade information. Does not include out-of-CAISO upgrades or potential in-CAISO upgrades beyond existing or approved CAISO transmission including potential transmission needed to interconnect resources to the identified interconnection point.
| LLT Sens. (2035) Tx Constraint Exceedances |  | Constraint's White Paper |  | FCDS Resources Mapped (In-Dev & Generic)** |  |  |  | EODS Resources Mapped** |  | Calculated Largest On-peak Exceedance (HSN or SSN) | Calculated Off-peak Exceedance (EODS) | Base Case Largest On-peak Exceedance (HSN or SSN) | Base Case Off-peak Exceedance (EODS) | White Paper Upgrade Info |  |  | CPUC staff estimated likelihood of being triggered | CPUC staff discussion notes
| CAISO Zone | Constraint Name | On-Peak Capability (MW) | Off-Peak Capability (MW) | Onshore & Offshore Wind (MW) | Solar (MW) | Storage (MW) | Biomass & Geothermal (MW) | Onshore Wind (MW) | Solar (MW) |  |  |  |  | FCDS Capability Increase (MW) | Estimated Cost (millions) | Estimated COD
0 | SCE Northern Area | Antelope-Vincent Constraint | 6149.12 | 8920.36 | 674 | 1246.5 | 3950 | 0 | 0 | 1428.5 | None | None | None | None | 1500 | 13.2 | 2028
0 |  | Vincent-Lugo Constraint | 6733.24 | 8496.34 | 474 | 696.5 | 3674 | 0 | 0 | 1208 | None | None | None | None | 2000 | 85.9 | 2030
0 |  | Pardee-Sylmar Constraint | 3530 | 6426 | 0 | 425 | 1235 | 0 | 0 | 298 | None | None | None | None | 1800 | 660 | 2035
0 |  | Windhub Constraint | 2400 | 2614.3 | 174 | 652.5 | 1015 | 0 | 0 | 1020 | None | None | None | None | 2500 | 612 | 2035
0 |  | Moorpark-Pardee Constraint | 954 | 2641 | 0 | 0 | 465 | 0 | 0 | 0 | None | None | None | None | 900 | 600 | 2035
0 |  | North of Magunden Constraint | 876 | 1527 | 0 | 425 | 595 | 0 | 0 | 193 | None | None | None | None | 500 | 1253 | 2035
0 |  | South of Magunden Constraint | 977 | 2138 | 0 | 425 | 675 | 0 | 0 | 298 | None | None | None | None | 2000 | 4358 | 2035
0 |  | Antelope-Neenach Constraint | 0 | 0 | 0 | 0 | 0 | 0 | 0 | 0 | None | None | None | None | 2000 | 100 | 2028
0 | SCE Metro Area | Hinson - Del Amo Constraint | 2700 | 2700 | 0 | 0 | 525 | 0 | 0 | 6.96 | None | None | None | None | 800 | 28 | 2028
0 |  | SCE Metro Area Default Constraint | 13500 | 13500 | 0 | 10 | 1919.6 | 422 | 0 | 12.85 | None | None | None | None | N/A | - | 0
1 | SCE North of Lugo Area | Control to Inyokern area constraint | 0 | 120 | 0 | 0 | 0 | 13 | 0 | 0 | -13 | None | -13 | None | 186 | 329 | 2035 | Low | CPUC staff view the identified upgrade as not a cost-effective solution for the amount of resources mapped and instead will work with the CAISO to identify an alternative import intertie. This exceedance is caused by in-development, in the IRP baseline, Nevada geothermal seeking expanded MIC at the Silver Peak intertie. In the working group, CAISO staff noted that such a MIC expansion would contribute to the overload behind this constraint and would required either an upgrade or relocation.
1 |  | South of Kramer Area Constraint | 256 | 1190 | 180 | 250 | 405.7 | 14.5 | 32.18 | 250.1 | -83.1 | None | -96.42 | None | N/A | N/A | N/A | Medium | This exceedance is of the already approved upgrade from the 22-23 TPP (Conversation Kramer - Victor 115 kV lines to 220 kV. CPUC staff note the amount of resources mapped behind this constraint is lower than the amounts included in the 23-24 TPP and 24-25 TPP. In the working group, CAISO staff noted that this exceedance may trigger a smaller reconductoring of the Kramer – Victor 220 kV line with an estimated $50 million cost.
0 |  | Victor to Lugo Area Constraint | 1034 | 1878 | 180 | 450 | 505.7 | 17.2 | 32.18 | 264.1 | None | None | None | None | N/A | N/A | 0
0 |  | Lugo Transformer Area Constraint | 1328 | 2427 | 330 | 650 | 505.7 | 17.2 | 32.18 | 414.1 | None | None | None | None | N/A | N/A | 0
0 |  | Calcite to Lugo Area Constraint | 297 | 552 | 150 | 200 | 0 | 0 | 0 | 150 | None | None | None | None | 1046 | 239 | 2035
0 | SCE Eastern Area | Colorado River 500/230 kV Constraint | 1160 | 2202 | 0 | 300 | 180 | 0 | 0 | 500 | None | None | None | None | 1370 | 67 | 2030
0 |  | DCRT Constraint | 2300 | 2300 | 0 | 0 | 1549.4 | 0 | 0 | 2025 | None | None | None | None | 3000 | 463 | 2032
0 |  | Devers-Red Bluff Constraint | 6133 | 7328 | 2994 | 647 | 2370.4 | 0 | 0 | 3148.5 | None | None | None | None | 532 | N/A | 2034
1 |  | Eagle Mountain Constraint | 0 | 392 | 0 | 0 | 310 | 586.5 | 0 | 290 | -896.5 | -107.8 | -840 | -51.3 | 600 | 1182 | 2036 | High | CPUC staff note that most of the resources behind this constraint are geothermal and some solar/storage mapped as importing into the CAISO at Mirage from IID. There is some in-development solar/storage importing at Blythe also behind this constraint. In the busbar working group, CAISO staff noted that the studies on this constraint did not center on resources being imported from IID (the southern portion of this constraint) and that such resources would likely not require the identified White Paper upgrade but a different upgrade along the IID-SCE intertie system. This issue was observed in the preliminary policy results of the 24-25 TPP and noted in the Nov. CAISO stakeholder call. The imports at Blythe would also likely still require an upgrade to the northern portion of this constraint, akin to the identified White Paper upgrade.
0 |  | Etiwanda-Rancho Vista Constraint | 4824 | 7313 | 287.5 | 175 | 2971 | 591.75 | 37 | 593.5 | None | None | None | None | 3350 | 89 | 2029
0 |  | Red Bluff 500/230 kV Constraint | 1450 | 1603 | 0 | 0 | 446 | 0 | 0 | 463.5 | None | None | None | None | 1200 | 69 | 2030
0 |  | Serrano-Alberhill-Valley Constraint | 6651 | 10182 | 3281.5 | 475 | 4430.4 | 591.75 | 37 | 3118.5 | None | None | None | None | 1522 | N/A | 2034
0 | East of Pisgah Area | GLW 230kV area constraint | 3372 | 3642 | 300 | 866 | 716 | 450 | 0 | 903 | None | None | None | None | N/A | N/A | 0
0 |  | Sloan Canyon - Eldorado 500 kV constraint | 4032 | 4302 | 1671 | 866 | 1195 | 723.3 | 50 | 903 | None | None | None | None | N/A | N/A | 0
1 |  | Lugo - Victorville area constraint | 10105 | 12605 | 7860 | 1685.5 | 3926.9 | 723.3 | 50 | 3672 | None | None | -236.375 | None | 6800 | 2165 | 2036 | Not Exceeded
0 | SDG&E Study Area | Capistrano-San Onofre 230 kV constraint | 1324 | 1324 | 0 | 0 | 676.13 | 0 | 0 | 0 | None | None | None | None | 920 | 58.1 | 2031
1 |  | Chicarita 138 kV constraint | 224 | 224 | 0 | 0 | 310 | 0 | 0 | 0 | -86 | None | -86 | None | 700 | 100 | 2030 | Low | This exceedance is driven by in-development battery resources — 300 MW in baseline corresponding to a project that has already received deliverability and 10 MW in the portfolio on the SDGE distribution system in the area. In the working group, CAISO staff note that the 300 MW project with TPD would not likely cause an exceedance alone. CPUC staff, therefore, view that this exceedance is unlikely to require the identified White Paper upgrade. As always, the full TPP analysis is necessary to confirm if any upgrades would be needed and the scope of such upgrades.
0 |  | El Cajon 69 kV constraint | 406 | 406 | 0 | 0 | 79.54 | 0 | 0 | 0.84 | None | None | None | None | 547 | 14.7 | 2030
0 |  | Internal San Diego Area constraint | 602 | 602 | 900 | 0 | 1596.55 | 165 | 452.5 | 142 | None | None | None | None | 9999 | N/A | 2032
0 |  | Miguel 69 kV constraint | 231 | 231 | 0 | 0 | 71.91 | 0 | 0 | 0.84 | None | None | None | None | 431 | 671.054 | 2030
0 |  | Encina - San Luis Rey 230 kV constraint | 1832.4 | 5579 | 1260 | 0 | 1761.34 | 165 | 555.8 | 250.24 | None | None | None | None | 2047.6 | N/A | 2034
0 |  | East of Miguel constraint | 1035 | 1377 | 1200 | 419.5 | 1230.5 | 165 | 552.5 | 941 | None | None | None | None | 2823 | N/A | 2034
0 |  | San Luis Rey-San Onofre 230 kV line constraint | 1677.4 | 5624 | 1260 | 247.5 | 2478.94 | 165 | 555.8 | 889.24 | None | None | None | None | 2208.6 | N/A | 2034
0 |  | Ocean Ranch 69 kV constraint | 204 | 204 | 0 | 0 | 109.6 | 0 | 0 | 0 | None | None | None | None | 692 | 28.3 | 2030
0 |  | Otay Mesa 230 kV constraint | 1175 | 1175 | 0 | 0 | 0 | 0 | 0 | 0 | None | None | None | None | 2189 | 79.91 | 2031
0 |  | Silvergate - Bay Blvd 230 kV constraint | 2169.2 | 2169.2 | 1260 | 0 | 693.6 | 165 | 555.8 | 249.4 | None | None | None | None | 548 | N/A | 2034
0 |  | Silvergate-Old Town 230 kV constraint | 682.4 | 2369 | 960 | 0 | 800.06 | 165 | 455.8 | 250.24 | None | None | None | None | 1686.8 | N/A | 2034
0 |  | Talega 230 kV constraint | 1028 | 1028 | 0 | 0 | 266.93 | 0 | 0 | 0 | None | None | None | None | 2201 | 210.6 | 2031
0 |  | Trabuco-Capistrano 138 kV constraint | 501 | 501 | 0 | 0 | 0 | 0 | 0 | 0 | None | None | None | None | 556 | 103.366 | 2030
1 | PG&E North of Greater Bay Area | Collinsville-Tesla 500 kV Line | 3379 | 7706 | 4398.2 | 50 | 1723.45 | 517.63 | 228.95 | 424.429 | -2006.68 | None | -599.505 | None | 8645 | 2851.848 | 2038 | High | In the working group, CAISO staff noted that the planned Humboldt 500 kV substation and offshore wind mapped to it should be included within this constraint. With those changes, this exceedance occurs, and an upgrade is likely needed. The full TPP analysis is necessary to confirm if the White Paper upgrade is the optimal solution or if a potentially different solution is applicable.
0 |  | Woodland- Davis 115kV line | 90.45 | 81 | 0 | 0 | 0 | 40 | 0 | 12 | None | None | None | None | 109 | 9.329 | 2031
0 |  | Cortina-Eagle Rock 115 kV line | 971 | 1422 | 0 | 0 | 47 | 184.2 | 0 | 4 | None | None | None | None | 50 | 50 | 2031
0 |  | Bell-Placer 115kV Line | 347 | 379 | 0 | 0 | 0 | 50 | 0 | 13.9 | None | None | None | None | 480 | 185 | 2036
1 |  | Carberry-Round Mountain 230kV Line | 15 | 15 | 200 | 0 | 0 | 17.48 | 6 | 0 | -102.48 | -114.78 | -102.48 | -114.78 | 26 | 180 | 2033 | High | In the working group, CAISO staff noted that there is a wind project in the queue with TPD that would be curtailed by this constraint due to changes in the system and that this upgrade would likely remove those curtailment even though the identified white paper capability is less. CPUC staff view this upgrade as a cost-effective upgrade.
0 |  | Rocklin-Pleaseant grove 115kV line | 50 | 96 | 0 | 0 | 0 | 18.5 | 0 | 21.33 | None | None | None | None | 707 | 125 | 2033
1 |  | Bellota-Weber 230kV line | 1661 | 2539 | 150 | 206.21 | 1614.8 | 84.3 | 50 | 742.125 | -144.0315 | None | -292.7815 | None | 460 | 400 | 2036 | Low | In the working group, CAISO note that this level exceedance and study amounts may or may not trigger the identified White Paper upgrade. However, as always, the full TPP analysis is necessary to confirm if any upgrades would be needed and the scope of such upgrades. CPUC staff note that a significant amount of resources have been mapped to this constraint including onshore wind and LDES resources and the exceedance increases with additional mapped resources in 2040. CPUC staff note the identified white paper upgrade would potentially be a cost effective solution particularly if it could accommodate the 2040 exceedance.
0 |  | Rio Oso-Brighton 230kV line | 423 | 463 | 0 | 0 | 0 | 58.5 | 0 | 8.5 | None | None | None | None | 574 | 0 | 2036
0 |  | Rio Oso-Lockeford 230kV line | 1042 | 975 | 0 | 0 | 0 | 68.5 | 0 | 23.23 | None | None | None | None | 485 | 0 | 2036
1 |  | Humboldt Offshore Wind constraint | 0 | 0 | 2680 | 0 | 0 | 0 | 0 | 0 | -278 | -680 | None | None | N/A | N/A | N/A | Medium | Initial upgrade approved in the 23-24 TPP for 1,607 MW of OSW. Additionally OSW may require conversion of planned AC line to Collinsville to be converted to HVDC, or alternative solution
0 | PG&E Greater Bay Area | Dumbarton-Newark 115 kV line | 1290 | 3728 | 0 | 0 | 100 | 0.5 | 0 | 8 | None | None | None | None | N/A | N/A | 2028
0 |  | Eastshore-San Mateo 230 kV line | 2146 | 4811 | 0 | 0 | 0 | 0 | 0 | 0 | None | None | None | None | N/A | 0 | 2028
0 |  | Lakeville-Ignacio 230 kV line | 2257 | 768 | 0 | 0 | 50 | 0 | 0 | 4 | None | None | None | None | N/A | 0 | 2028
0 |  | Sobrante-Moraga 230 kV line | 3140 | 5136 | 0 | 0 | 385 | 186.45 | 0 | 31.2 | None | None | None | None | N/A | 0 | 2028
1 |  | Windmaster-Delta pumps 230 kV line | 546 | 3673 | 415.6 | 0 | 1214.7 | 56.65 | 186.95 | 139.3 | -933.15 | None | -861.825 | None | 6034 | 417.332 | 2033 | Medium | Based on the study amounts and resource mixes behind the constraint, CAISO staff, in the working group note the the identified white paper upgrade may or may not be triggered. However, as always, the full TPP analysis is necessary to confirm if any upgrades would be needed and the scope of such upgrades. CPUC staff note that given the magnitude of calculated exceedance that the identified upgrade, if needed, is a cost-effective solution.
0 |  | Contra Costa- Windmaster 230 kV line | 1233 | 3667 | 234.8 | 0 | 608 | 185.35 | 107 | 143.3 | None | None | None | None | 5601 | 0 | 2033
0 |  | Tesla-Tracy-Pump 230 kV line #2 | 4574 | 10136 | 826.6 | 6.21 | 1678.075 | 199.25 | 186.95 | 256.285 | None | None | None | None | 3521 | 0 | 2033
0 |  | Contra Costa #1 115kV Line | 32 | 77 | 0 | 0 | 0 | 0 | 0 | 0 | None | None | None | None | 131 | 185 | 2036
0 |  | Kasson Jct-Heinz 115 kV line | 298 | 495 | 0 | 6.21 | 216 | 3.8 | 0 | 21.185 | None | None | None | None | 1255 | 1700 | 2044
0 |  | Newark-Newark Distribution 115 kV line | 8054 | 7290 | 634.8 | 0 | 763.8 | 56 | 183.5 | 110 | None | None | None | None | 831 | 0 | 2044
0 |  | Tesla-Bellota 230 kV line | 3154 | 4254 | 890.8 | 6.21 | 1751.175 | 149.95 | 233.5 | 173.715 | None | None | None | None | 300 | 0 | 2044
0 |  | Eight Mile-Tesla 230 kV line | 926 | 3909 | 0 | 0 | 416 | 74.3 | 0 | 27.23 | None | None | None | None | 163 | 0 | 2044
0 |  | Grant - Eastshore #2 line 115 kV | 962.9 | 1220 | 0 | 0 | 0 | 0.5 | 0 | 8 | None | None | None | None | 290 | 125 | 2033
0 |  | Salado-Crow Creek Sw Sta 60 kV line | 102.97 | 102.97 | 0 | 6.21 | 15 | 0 | 0 | 14.11 | None | None | None | None | 74 | 400 | 2038
0 |  | Tesla-Salado 115 kV line | 178.92 | 180 | 0 | 6.21 | 114 | 0 | 0 | 16.71 | None | None | None | None | 70 | 0 | 2038
0 |  | Morganhill-Metcalf 115kV Line | 382 | 273 | 6 | 0 | 36 | 4.35 | 0 | 3 | None | None | None | None | 712 | 380 | 2038
0 |  | Tesla-Tracy Pump 230 kV Line #1 | 9287 | 9538 | 720.6 | 6.21 | 1411.8 | 57.65 | 186.95 | 146.685 | None | None | None | None | 4344 | 25 | 2031
1 |  | Birds Landing-Contra Costa 230kV Line | 656 | 1176 | 234.8 | 50 | 572.2 | 193 | 107 | 272.6 | -234.1 | None | -199.275 | None | 1766 | 700 | 2038 | Low | Similar exceedances were estimated in past mapping efforts for previous TPP portfolio; and based on the study amounts and resource mixes behind the constraint, CAISO staff, in the working group do not expect the identified white paper upgrade would likely be triggered. However, as always, the full TPP analysis is necessary to confirm if any upgrades would be needed and the scope of such upgrades.
0 | PG&E Kern Area | Cal Flat-Gates 230 kV line | 927 | 1005 | 113.07 | 597 | 399.25 | 18.3 | 0 | 587.98 | None | None | None | None | 1418 | 1008.032 | 2034
0 |  | Gates-Arco 230 kV Line | 1562 | 1226 | 0 | 204 | 13 | 17 | 0 | 174.33 | None | None | None | None | 16891 | 940 | 2038
0 |  | Smyrna-Atwell Jct 115kV Line | 231 | 144 | 0 | 40 | 30 | 0 | 0 | 9 | None | None | None | None | 687 | 220 | 2034
0 |  | Kern 230/115kV TB #4 | 1912 | 1928 | 0 | 40 | 33 | 5 | 0 | 112.65 | None | None | None | None | 179 | 30 | 2031
0 |  | Maricopa-Copus 70 kV line | 94.45 | 58 | 0 | 0 | 0 | 0 | 0 | 2.4 | None | None | None | None | 206 | 620 | 2037
0 |  | Midway-Taft 115 kV line | 17.78 | 270 | 0 | 0 | 0 | 0 | 0 | 2.4 | None | None | None | None | 9 | 0 | 2037
0 |  | Kern-Tevis-Stockdale-Lamont 115kV line | 184.8 | 109 | 0 | 0 | 0 | 5 | 0 | 85.8 | None | None | None | None | 367 | 120 | 2033
0 |  | Midway 230/115kV TB #3 | 1592 | 1377 | 0 | 244 | 33 | 1.3 | 0 | 152.4 | None | None | None | None | 784 | 150 | 2034
0 |  | Semitropic-Midway 115kV Line | 240 | 255 | 0 | 40 | 30 | 3 | 0 | 22.28 | None | None | None | None | 637 | 760 | 2038
0 |  | Midway-Buena Vista Jct 230kV Line | 471 | 471 | 0 | 300 | 157.5 | 0 | 0 | 70 | None | None | None | None | 234 | 100 | 2032
0 | PG&E Fresno Area | Manning 500kV | 2280 | 2280 | 0 | 0 | 200 | 0 | 0 | 600 | None | None | None | None | N/A | N/A | 0
0 |  | Gates 500/230kV TB #12 | 5406 | 3581 | 609.97 | 1442.2 | 2364.95 | 16.288 | 50 | 2802.5 | None | None | None | None | 14825 | 35 | 2030
0 |  | Gates 500/230kV TB #11 | 5336.9 | 5027 | 609.97 | 1442.2 | 2298.15 | 29.888 | 50 | 2953.93 | None | None | None | None | 10038 | 0 | 2030
0 |  | Gates 230/70kV TB #5 | 300.67 | 272 | 0 | 0 | 0 | 0 | 0 | 6.15 | None | None | None | None | 47 | 110 | 2034
0 |  | Tranquility-Helm 230kV Line | 2921 | 2777 | 150 | 553 | 1614.05 | 7.9 | 50 | 1285.21 | None | None | None | None | 2274 | 1500 | 2041
0 |  | Dairyland-Chowchilla 115kV Line | 1110.5 | 1066 | 150 | 0 | 190 | 6.4 | 50 | 42.21 | None | None | None | None | 1211 | 250 | 2036
1 |  | Chowchilla-Le grand 115kV Line | 0 | 158 | 150 | 0 | 172 | 5.9 | 50 | 39.06 | -252.9 | None | -426.65 | -39.4574 | 1211 | 550 | 2041 | High | CPUC staff note that this constraint has no available deliverability, and the exceedance here will likely require an upgrade solution. The identified White Paper upgrade has a COD that would make it not available in the 2035 timeframe of when this exceedance occurs; however, in the working group, CAISO staff noted that if the constraint were to become binding in a TPP policy study, the CAISO would seek to identify a potentially different solution with a shorter timeline.
0 |  | NEW- Melones-Cottle 230kV line | 687 | 945 | 150 | 0 | 50 | 4 | 50 | 23.56 | None | None | None | None | N/A | N/A | 2028
0 |  | Los Banos 500/230kV TB | 6411 | 7216 | 496.9 | 783 | 1900.95 | 28.888 | 50 | 1882.11 | None | None | None | None | N/A | N/A | 2028
0 |  | Schindler 115/70kV TB #1 | 0 | 50 | 0 | 0 | 0 | 0 | 0 | 0 | None | None | None | None | 3160 | 370 | 2036
0 |  | Panoche- Mendota 115 kV line | 1985 | 1216 | 150 | 0 | 190 | 6.4 | 50 | 47.21 | None | None | None | None | 2019 | 0 | 2036
0 |  | Panoche-Oro Loma 115kV Line | 1782 | 1903 | 150 | 0 | 190 | 2.5 | 50 | 19.06 | None | None | None | None | 588 | 0 | 2033
1 |  | Borden-Storey #1 230kV line | 412 | 780 | 150 | 200 | 1032.8 | 6 | 50 | 830.06 | -731.8 | None | -935.05 | None | 1247 | 50 | 2033 | High | CPUC staff note that this magnitude of this exceedance would likely require an upgrade solution and note that the identified White Paper upgrade is a cost-effective solution.
0 |  | Merced 115/70kV TB#2 | 122 | 156 | 0 | 0 | 0 | 4 | 0 | 7.56 | None | None | None | None | 358 | 125 | 2038
0 |  | Helm 230/70kV TB #1 | 38 | 128 | 0 | 0 | 35 | 0 | 0 | 35 | None | None | None | None | 60 | 135 | 2033
0 |  | Oro Loma-El Nido 115kV Line | 528 | 308 | 150 | 0 | 50 | 6.4 | 50 | 31.06 | None | None | None | None | 3192 | 330 | 2036
0 |  | Diablo-Gates 500 kV line | 5161 | 5581 | 4875 | 0 | 0 | 0 | 0 | 0 | None | None | None | None | 4125 | 830 | 2034
1 |  | Mustang-Henrietta 230 kV line | 5581 | 5617 | 5138.07 | 1392.2 | 1241.05 | 7.3 | 50 | 2119.89 | -151.465 | -929.2519 | None | None | 2479 | 830 | 2034 | High | Exceedance is driven by the 4,800 MW of Morro Bay OSW mapped to Diablo Canyon and Morro Bay
0 |  | Gates-Panoche 230 kV #1 and #2 Lines | 4562 | 4589 | 113.07 | 353 | 591.25 | 14 | 0 | 571 | None | None | None | None | 8379 | 214 | 2033
0 |  | NEW-Metcalf-Mosslanding 500kV | 1666 | 6083 | 106 | 0 | 42 | 4.35 | 0 | 3 | None | None | None | None | N/A | 200 | 0
** Includes amounts from IRP baseline resources not in the White Paper baseline based on COD

## 2040_Exceedance_Summary
Summary of in-CAISO transmission exceedances for the 2040 mapping results based on 2024 White Paper constraints and upgrade information. Does not include out-of-CAISO upgrades or potential in-CAISO upgrades beyond existing or approved CAISO transmission including potential transmission needed to interconnect resources to the identified interconnection point.
| LLT Sens. (2040) Tx Constraint Exceedances |  | Constraint's White Paper |  | FCDS Resources Mapped (In-Dev & Generic)** |  |  |  | EODS Resources Mapped** |  | Calculated Largest On-peak Exceedance (HSN or SSN) | Calculated Off-peak Exceedance (EODS) | Base Case Largest On-peak Exceedance (HSN or SSN) | Base Case Off-peak Exceedance (EODS) | White Paper Upgrade Info |  |  | CPUC staff estimated likelihood of being triggered | CPUC staff discussion notes
| CAISO Zone | Constraint Name | On-Peak Capability (MW) | Off-Peak Capability (MW) | Onshore & Offshore Wind (MW) | Solar (MW) | Storage (MW) | Biomass & Geothermal (MW) | Onshore Wind (MW) | Solar (MW) |  |  |  |  | FCDS Capability Increase (MW) | Estimated Cost (millions) | Estimated COD
0 | SCE Northern Area | Antelope-Vincent Constraint | 6149.12 | 8920.36 | 674 | 1872.5 | 4355 | 0 | 0 | 2858.5 | None | None | None | None | 1500 | 13.2 | 2028
0 |  | Vincent-Lugo Constraint | 6733.24 | 8496.34 | 474 | 1152.5 | 4223 | 0 | 0 | 2788 | None | None | None | None | 2000 | 85.9 | 2030
0 |  | Pardee-Sylmar Constraint | 3530 | 6426 | 0 | 595 | 1540 | 0 | 0 | 778 | None | None | None | None | 1800 | 660 | 2035
0 |  | Windhub Constraint | 2400 | 2614.3 | 174 | 1008.5 | 1065 | 0 | 0 | 1420 | None | None | None | None | 2500 | 612 | 2035
0 |  | Moorpark-Pardee Constraint | 954 | 2641 | 0 | 0 | 615 | 0 | 0 | 0 | None | None | None | None | 900 | 600 | 2035
0 |  | North of Magunden Constraint | 876 | 1527 | 0 | 595 | 750 | 0 | 0 | 673 | None | None | None | None | 500 | 1253 | 2035
0 |  | South of Magunden Constraint | 977 | 2138 | 0 | 595 | 830 | 0 | 0 | 778 | None | None | None | None | 2000 | 4358 | 2035
0 |  | Antelope-Neenach Constraint | 0 | 0 | 0 | 0 | 0 | 0 | 0 | 0 | None | None | None | None | 2000 | 100 | 2028
0 | SCE Metro Area | Hinson - Del Amo Constraint | 2700 | 2700 | 0 | 0 | 725 | 0 | 0 | 6.96 | None | None | None | None | 800 | 28 | 2028
0 |  | SCE Metro Area Default Constraint | 13500 | 13500 | 1750 | 10 | 2419.6 | 422 | 0 | 12.85 | None | None | None | None | N/A | - | 0
1 | SCE North of Lugo Area | Control to Inyokern area constraint | 0 | 120 | 0 | 0 | 0 | 13 | 0 | 0 | -13 | None | -13 | None | 186 | 329 | 2035 | Low | CPUC staff view the identified upgrade as not a cost-effective solution for the amount of resources mapped and instead will work with the CAISO to identify an alternative import intertie. This exceedance is caused by in-development, in the IRP baseline, Nevada geothermal seeking expanded MIC at the Silver Peak intertie. In the working group, CAISO staff noted that such a MIC expansion would contribute to the overload behind this constraint and would required either an upgrade or relocation.
1 |  | South of Kramer Area Constraint | 256 | 1190 | 180 | 250 | 405.7 | 14.5 | 32.18 | 250.1 | -83.1 | None | -96.42 | None | N/A | N/A | N/A | Medium | This exceedance is of the already approved upgrade from the 22-23 TPP (Conversation Kramer - Victor 115 kV lines to 220 kV. CPUC staff note the amount of resources mapped behind this constraint is lower than the amounts included in the 23-24 TPP and 24-25 TPP. In the working group, CAISO staff noted that this exceedance may trigger a smaller reconductoring of the Kramer – Victor 220 kV line with an estimated $50 million cost.
0 |  | Victor to Lugo Area Constraint | 1034 | 1878 | 180 | 450 | 505.7 | 17.2 | 32.18 | 264.1 | None | None | None | None | N/A | N/A | 0
0 |  | Lugo Transformer Area Constraint | 1328 | 2427 | 330 | 650 | 685.7 | 17.2 | 32.18 | 768.1 | None | None | None | None | N/A | N/A | 0
1 |  | Calcite to Lugo Area Constraint | 297 | 552 | 150 | 200 | 180 | 0 | 0 | 504 | None | None | -236 | None | 1046 | 239 | 2035 | Not Exceeded
0 | SCE Eastern Area | Colorado River 500/230 kV Constraint | 1160 | 2202 | 0 | 500 | 330 | 0 | 0 | 950 | None | None | None | None | 1370 | 67 | 2030
0 |  | DCRT Constraint | 2300 | 2300 | 0 | 650 | 1899.4 | 0 | 0 | 2875 | None | None | None | None | 3000 | 463 | 2032
0 |  | Devers-Red Bluff Constraint | 6133 | 7328 | 3028.4 | 1625 | 3037.4 | 0 | 0 | 4668.5 | None | None | None | None | 532 | N/A | 2034
1 |  | Eagle Mountain Constraint | 0 | 392 | 0 | 0 | 310 | 586.5 | 0 | 290 | -896.5 | -107.8 | -840 | -51.3 | 600 | 1182 | 2036 | High | CPUC staff note that most of the resources behind this constraint are geothermal and some solar/storage mapped as importing into the CAISO at Mirage from IID. There is some in-development solar/storage importing at Blythe also behind this constraint. In the busbar working group, CAISO staff noted that the studies on this constraint did not center on resources being imported from IID (the southern portion of this constraint) and that such resources would likely not require the identified White Paper upgrade but a different upgrade along the IID-SCE intertie system. This issue was observed in the preliminary policy results of the 24-25 TPP and noted in the Nov. CAISO stakeholder call. The imports at Blythe would also likely still require an upgrade to the northern portion of this constraint, akin to the identified White Paper upgrade.
0 |  | Etiwanda-Rancho Vista Constraint | 4824 | 7313 | 287.5 | 225 | 3128 | 591.75 | 37 | 773.5 | None | None | None | None | 3350 | 89 | 2029
0 |  | Red Bluff 500/230 kV Constraint | 1450 | 1603 | 0 | 0 | 446 | 0 | 0 | 463.5 | None | None | None | None | 1200 | 69 | 2030
0 |  | Serrano-Alberhill-Valley Constraint | 6651 | 10182 | 3315.9 | 1375 | 5087.4 | 591.75 | 37 | 4598.5 | None | None | None | None | 1522 | N/A | 2034
0 | East of Pisgah Area | GLW 230kV area constraint | 3372 | 3642 | 300 | 1616 | 1506 | 450 | 0 | 3145 | None | None | None | None | N/A | N/A | 0
1 |  | Sloan Canyon - Eldorado 500 kV constraint | 4032 | 4302 | 1671 | 1616 | 2235 | 723.3 | 50 | 3145 | -68.75 | None | -250.55 | None | N/A | N/A | N/A | Medium | CPUC staff note that this is a small exceedance of the already approved set of upgrades to the GLW-VEA system and may not require additional transmission solutions; however, as always, the full TPP analysis is necessary to confirm if any upgrades would be needed and the scope of such upgrades. More solar and wind have been mapped to the region compared to the 2039 portfolio of the 24-25 TPP base case, but CPUC staff note there is uncertainty over the potential impacts to the nearly finalized BLM’s 2024 PEIS for solar development in the West.
1 |  | Lugo - Victorville area constraint | 10105 | 12605 | 8079.3 | 3213.5 | 5731.9 | 723.3 | 50 | 7811 | -1982.555 | None | -2392.615 | None | 6800 | 2165 | 2036 | High | This exceedance would likely trigger the identified upgrade. CPUC staff note that the amount of resources mapped is nearly the same as mapped in the 2039 portfolio in the 24-25 TPP base case. and in the preliminary policy results for the 24-25 TPP, the CAISO noted the need for the identified Trout Canyon – Lugo 500kV line or comparable upgrade. CPUC staff note that a key factor in the need for any transmission is the OOS Wyoming and New Mexico wind planned intertie points with the CAISO system.
0 | SDG&E Study Area | Capistrano-San Onofre 230 kV constraint | 1324 | 1324 | 0 | 0 | 1021.13 | 0 | 0 | 10 | None | None | None | None | 920 | 58.1 | 2031
1 |  | Chicarita 138 kV constraint | 224 | 224 | 0 | 0 | 310 | 0 | 0 | 0 | -86 | None | -86 | None | 700 | 100 | 2030 | Low | This exceedance is driven by in-development battery resources — 300 MW in baseline corresponding to a project that has already received deliverability and 10 MW in the portfolio on the SDGE distribution system in the area. In the working group, CAISO staff note that the 300 MW project with TPD would not likely cause an exceedance alone. CPUC staff, therefore, view that this exceedance is unlikely to require the identified White Paper upgrade. As always, the full TPP analysis is necessary to confirm if any upgrades would be needed and the scope of such upgrades.
0 |  | El Cajon 69 kV constraint | 406 | 406 | 0 | 0 | 79.54 | 0 | 0 | 4.84 | None | None | None | None | 547 | 14.7 | 2030
0 |  | Internal San Diego Area constraint | 602 | 602 | 900 | 0 | 1946.55 | 165 | 452.5 | 442 | None | None | None | None | 9999 | N/A | 2032
0 |  | Miguel 69 kV constraint | 231 | 231 | 0 | 0 | 71.91 | 0 | 0 | 4.84 | None | None | None | None | 431 | 671.054 | 2030
0 |  | Encina - San Luis Rey 230 kV constraint | 1832.4 | 5579 | 1260 | 150 | 2276.34 | 165 | 555.8 | 986.84 | None | None | None | None | 2047.6 | N/A | 2034
0 |  | East of Miguel constraint | 1035 | 1377 | 1200 | 697.5 | 1685.5 | 165 | 552.5 | 2101 | None | None | None | None | 2823 | N/A | 2034
0 |  | San Luis Rey-San Onofre 230 kV line constraint | 1677.4 | 5624 | 1260 | 397.5 | 3043.94 | 165 | 555.8 | 1865.84 | None | None | None | None | 2208.6 | N/A | 2034
0 |  | Ocean Ranch 69 kV constraint | 204 | 204 | 0 | 0 | 109.6 | 0 | 0 | 0 | None | None | None | None | 692 | 28.3 | 2030
0 |  | Otay Mesa 230 kV constraint | 1175 | 1175 | 0 | 0 | 0 | 0 | 0 | 0 | None | None | None | None | 2189 | 79.91 | 2031
0 |  | Silvergate - Bay Blvd 230 kV constraint | 2169.2 | 2169.2 | 1260 | 0 | 843.6 | 165 | 555.8 | 572 | None | None | None | None | 548 | N/A | 2034
0 |  | Silvergate-Old Town 230 kV constraint | 682.4 | 2369 | 960 | 150 | 1115.06 | 165 | 455.8 | 976.84 | None | None | None | None | 1686.8 | N/A | 2034
0 |  | Talega 230 kV constraint | 1028 | 1028 | 0 | 0 | 611.93 | 0 | 0 | 10 | None | None | None | None | 2201 | 210.6 | 2031
0 |  | Trabuco-Capistrano 138 kV constraint | 501 | 501 | 0 | 0 | 70 | 0 | 0 | 0 | None | None | None | None | 556 | 103.366 | 2030
1 | PG&E North of Greater Bay Area | Collinsville-Tesla 500 kV Line | 3379 | 7706 | 4496.2 | 369.4 | 2623.55 | 517.63 | 262.15 | 1124.429 | -3003.69 | None | -1552.755 | None | 8645 | 2851.848 | 2038 | High | In the working group, CAISO staff noted that the planned Humboldt 500 kV substation and offshore wind mapped to it should be included within this constraint. With those changes, this exceedance occurs, and an upgrade is likely needed. The full TPP analysis is necessary to confirm if the White Paper upgrade is the optimal solution or if a potentially different solution is applicable.
0 |  | Woodland- Davis 115kV line | 90.45 | 81 | 0 | 0 | 0 | 40 | 0 | 12 | None | None | None | None | 109 | 9.329 | 2031
0 |  | Cortina-Eagle Rock 115 kV line | 971 | 1422 | 98 | 0 | 47 | 184.2 | 33.2 | 4 | None | None | None | None | 50 | 50 | 2031
0 |  | Bell-Placer 115kV Line | 347 | 379 | 0 | 0 | 0 | 50 | 0 | 13.9 | None | None | None | None | 480 | 185 | 2036
1 |  | Carberry-Round Mountain 230kV Line | 15 | 15 | 200 | 0 | 0 | 17.48 | 6 | 0 | -102.48 | -114.78 | -102.48 | -114.78 | 26 | 180 | 2033 | High | In the working group, CAISO staff noted that there is a wind project in the queue with TPD that would be curtailed by this constraint due to changes in the system and that this upgrade would likely remove those curtailment even though the identified white paper capability is less. CPUC staff view this upgrade as a cost-effective upgrade.
0 |  | Rocklin-Pleaseant grove 115kV line | 50 | 96 | 0 | 0 | 0 | 18.5 | 0 | 21.33 | None | None | None | None | 707 | 125 | 2033
1 |  | Bellota-Weber 230kV line | 1661 | 2539 | 150 | 906.21 | 2064.8 | 84.3 | 50 | 2142.125 | -699.0315 | None | -1140.5815 | None | 460 | 400 | 2036 | High | CPUC staff note that while the 2035 exceedance was relatively small and not likely to require an upgrade, the 2040 exceedance is significant and an upgrade is an effective solution. The identified White Paper upgrade does not provide enough capacity to alleviate the exceedance so an alternative option may be necessary as assessed in the TPP studies.
0 |  | Rio Oso-Brighton 230kV line | 423 | 463 | 0 | 0 | 0 | 58.5 | 0 | 8.5 | None | None | None | None | 574 | 0 | 2036
0 |  | Rio Oso-Lockeford 230kV line | 1042 | 975 | 0 | 0 | 0 | 68.5 | 0 | 23.23 | None | None | None | None | 485 | 0 | 2036
1 |  | Humboldt Offshore Wind constraint | 0 | 0 | 2680 | 0 | 0 | 0 | 0 | 0 | -278 | -680 | None | None | N/A | N/A | N/A | Medium | Initial upgrade approved in the 23-24 TPP for 1,607 MW of OSW. Additionally OSW may require conversion of planned AC line to Collinsville to be converted to HVDC, or alternative solution
0 | PG&E Greater Bay Area | Dumbarton-Newark 115 kV line | 1290 | 3728 | 0 | 0 | 350 | 0.5 | 0 | 8 | None | None | None | None | N/A | N/A | 2028
0 |  | Eastshore-San Mateo 230 kV line | 2146 | 4811 | 0 | 0 | 0 | 0 | 0 | 0 | None | None | None | None | N/A | 0 | 2028
0 |  | Lakeville-Ignacio 230 kV line | 2257 | 768 | 0 | 0 | 50 | 0 | 0 | 4 | None | None | None | None | N/A | 0 | 2028
0 |  | Sobrante-Moraga 230 kV line | 3140 | 5136 | 98 | 0 | 812.2 | 186.45 | 33.2 | 81.2 | None | None | None | None | N/A | 0 | 2028
1 |  | Windmaster-Delta pumps 230 kV line | 546 | 3673 | 415.6 | 20 | 1564.7 | 56.65 | 186.95 | 419.3 | -1286.15 | None | -1189.825 | None | 6,034* | 417.332 | 2033 | High | Exceedance is several hundred MWs larger than in the 2035 mapping, so the upgraded may likely be needed. CPUC staff note that given the magnitude of calculated exceedance that the identified upgrade, if needed, is an effective solution.
1 |  | Contra Costa- Windmaster 230 kV line | 1233 | 3667 | 332.8 | 20 | 883 | 185.35 | 140.2 | 423.3 | -4.75 | None | None | None | 5,601* | 0 | 2033 | Low | Same White Paper upgrade as for the Windmaster-Delta Pumps 230 kV Line constraint.
1 |  | Tesla-Tracy-Pump 230 kV line #2 | 4574 | 10136 | 2631.6 | 76.21 | 2810.275 | 199.25 | 220.15 | 586.285 | -52.9465 | None | -114.1215 | None | 3,521* | 0 | 2033 | Low | Same White Paper upgrade as for the Windmaster-Delta Pumps 230 kV Line constraint. The small exceedance is driven by the 1,700 MW of Wyoming Wind mapped to the Tesla area.
0 |  | Contra Costa #1 115kV Line | 32 | 77 | 0 | 0 | 0 | 0 | 0 | 0 | None | None | None | None | 131 | 185 | 2036
0 |  | Kasson Jct-Heinz 115 kV line | 298 | 495 | 0 | 6.21 | 216 | 3.8 | 0 | 21.185 | None | None | None | None | 1255 | 1700 | 2044
0 |  | Newark-Newark Distribution 115 kV line | 8054 | 7290 | 2341.8 | 0 | 1078.8 | 56 | 183.5 | 310 | None | None | None | None | 831 | 0 | 2044
1 |  | Tesla-Bellota 230 kV line | 3154 | 4254 | 2597.8 | 206.21 | 2668.375 | 149.95 | 233.5 | 623.715 | -1284.3465 | None | -1391.3965 | None | 300 | 1700 | 2044 | High | The exceedance is driven by the 1,700 MW of Wyoming Wind mapped to the Tesla area, so the identified White Paper upgrade, which does not provide enough capacity to alleviate the exceedance, may not be the appropriate upgrade for the exceedance so an alternative option may be necessary.
0 |  | Eight Mile-Tesla 230 kV line | 926 | 3909 | 0 | 200 | 416 | 74.3 | 0 | 227.23 | None | None | None | None | 163 | 0 | 2044
0 |  | Grant - Eastshore #2 line 115 kV | 962.9 | 1220 | 0 | 0 | 0 | 0.5 | 0 | 8 | None | None | None | None | 290 | 125 | 2033
0 |  | Salado-Crow Creek Sw Sta 60 kV line | 102.97 | 102.97 | 0 | 6.21 | 15 | 0 | 0 | 14.11 | None | None | None | None | 74 | 400 | 2038
0 |  | Tesla-Salado 115 kV line | 178.92 | 180 | 0 | 6.21 | 114 | 0 | 0 | 16.71 | None | None | None | None | 70 | 0 | 2038
0 |  | Morganhill-Metcalf 115kV Line | 382 | 273 | 6 | 0 | 63.2 | 4.35 | 0 | 53 | None | None | None | None | 712 | 380 | 2038
0 |  | Tesla-Tracy Pump 230 kV Line #1 | 9287 | 9538 | 2427.6 | 6.21 | 1891.8 | 57.65 | 186.95 | 346.685 | None | None | None | None | 4344 | 25 | 2031
1 |  | Birds Landing-Contra Costa 230kV Line | 656 | 1176 | 332.8 | 269.4 | 762.3 | 193 | 140.2 | 802.6 | -506.11 | None | -427.525 | None | 1766 | 700 | 2038 | Low | Larger exceedance than in 2035 mapping, but the upgrade may not be triggered given resources mapped and similar level of exceedance as in the 2039 portfolio for the 24-25 TPP. However, if it is necessary, CPUC staff identify the White Paper upgrade as an effective solution to this exceedance.
0 | PG&E Kern Area | Cal Flat-Gates 230 kV line | 927 | 1005 | 113.07 | 748 | 704.25 | 18.3 | 0 | 1347.98 | None | None | None | None | 1418 | 1008.032 | 2034
0 |  | Gates-Arco 230 kV Line | 1562 | 1226 | 0 | 255 | 153 | 17 | 0 | 434.33 | None | None | None | None | 16891 | 940 | 2038
0 |  | Smyrna-Atwell Jct 115kV Line | 231 | 144 | 0 | 40 | 30 | 0 | 0 | 9 | None | None | None | None | 687 | 220 | 2034
0 |  | Kern 230/115kV TB #4 | 1912 | 1928 | 0 | 70 | 88 | 5 | 0 | 202.65 | None | None | None | None | 179 | 30 | 2031
0 |  | Maricopa-Copus 70 kV line | 94.45 | 58 | 0 | 0 | 0 | 0 | 0 | 2.4 | None | None | None | None | 206 | 620 | 2037
0 |  | Midway-Taft 115 kV line | 17.78 | 270 | 0 | 0 | 0 | 0 | 0 | 2.4 | None | None | None | None | 9 | 0 | 2037
0 |  | Kern-Tevis-Stockdale-Lamont 115kV line | 184.8 | 109 | 0 | 30 | 55 | 5 | 0 | 175.8 | None | None | None | None | 367 | 120 | 2033
0 |  | Midway 230/115kV TB #3 | 1592 | 1377 | 0 | 245 | 93 | 1.3 | 0 | 212.4 | None | None | None | None | 784 | 150 | 2034
0 |  | Semitropic-Midway 115kV Line | 240 | 255 | 0 | 40 | 30 | 3 | 0 | 22.28 | None | None | None | None | 637 | 760 | 2038
0 |  | Midway-Buena Vista Jct 230kV Line | 471 | 471 | 0 | 300 | 257.5 | 0 | 0 | 370 | None | None | None | None | 234 | 100 | 2032
0 | PG&E Fresno Area | Manning 500kV | 2280 | 2280 | 0 | 500 | 400 | 0 | 0 | 1000 | None | None | None | None | N/A | N/A | 0
1 |  | Gates 500/230kV TB #12 | 5406 | 3581 | 609.97 | 2448.2 | 3764.95 | 16.288 | 50 | 6402 | None | None | None | -1707.7948 | 14825 | 35 | 2030 | Not Exceeded
1 |  | Gates 500/230kV TB #11 | 5336.9 | 5027 | 609.97 | 2848.2 | 3933.15 | 29.888 | 50 | 7063.43 | None | None | -457.5793 | -1079.1245 | 10038 | 0 | 2030 | Not Exceeded
0 |  | Gates 230/70kV TB #5 | 300.67 | 272 | 0 | 0 | 0 | 0 | 0 | 6.15 | None | None | None | None | 47 | 110 | 2034
1 |  | Tranquility-Helm 230kV Line | 2921 | 2777 | 150 | 1403 | 2569.05 | 7.9 | 50 | 3785.71 | None | None | -565.905 | -497.1809 | 2274 | 1500 | 2041 | Not Exceeded
0 |  | Dairyland-Chowchilla 115kV Line | 1110.5 | 1066 | 150 | 50 | 345 | 6.4 | 50 | 442.21 | None | None | None | None | 1211 | 250 | 2036
1 |  | Chowchilla-Le grand 115kV Line | 0 | 158 | 150 | 150 | 332 | 5.9 | 50 | 539.06 | -435.4 | -142.3574 | -774.45 | -756.6574 | 1211 | 550 | 2041 | High | CPUC staff note that this constraint has no available deliverability, and the exceedance here will likely require an upgrade solution. The identified White Paper upgrade has a COD that would make it not available in the 2035 or 2040 timeframe of when this exceedance occurs; however, in the working group, CAISO staff noted that if the constraint were to become binding in a TPP policy study, the CAISO would seek to identify a potentially different solution with a shorter timeline.
0 |  | NEW- Melones-Cottle 230kV line | 687 | 945 | 150 | 150 | 235 | 4 | 50 | 523.56 | None | None | None | None | N/A | N/A | 2028
0 |  | Los Banos 500/230kV TB | 6411 | 7216 | 496.9 | 1783 | 2845.95 | 28.888 | 50 | 4342.61 | None | None | None | None | N/A | N/A | 2028
1 |  | Schindler 115/70kV TB #1 | 0 | 50 | 0 | 0 | 0 | 0 | 0 | 0 | None | None | -223 | -190.7 | 3160 | 370 | 2036 | Not Exceeded
0 |  | Panoche- Mendota 115 kV line | 1985 | 1216 | 150 | 150 | 385 | 6.4 | 50 | 447.21 | None | None | None | None | 2019 | 0 | 2036
0 |  | Panoche-Oro Loma 115kV Line | 1782 | 1903 | 150 | 50 | 345 | 2.5 | 50 | 419.06 | None | None | None | None | 588 | 0 | 2033
1 |  | Borden-Storey #1 230kV line | 412 | 780 | 150 | 750 | 1582.8 | 6 | 50 | 2180.56 | -1364.3 | -40.3424 | -1745.05 | -1160.7924 | 1247 | 50 | 2033 | High | CPUC staff note that this magnitude of this exceedance would likely require an upgrade solution and note that the identified White Paper upgrade is a cost-effective solution.
0 |  | Merced 115/70kV TB#2 | 122 | 156 | 0 | 50 | 30 | 4 | 0 | 107.56 | None | None | None | None | 358 | 125 | 2038
0 |  | Helm 230/70kV TB #1 | 38 | 128 | 0 | 0 | 35 | 0 | 0 | 35 | None | None | None | None | 60 | 135 | 2033
1 |  | Oro Loma-El Nido 115kV Line | 528 | 308 | 150 | 50 | 205 | 6.4 | 50 | 431.06 | None | None | None | -239.7374 | 3192 | 330 | 2036 | Not Exceeded
0 |  | Diablo-Gates 500 kV line | 5161 | 5581 | 4875 | 0 | 0 | 0 | 0 | 0 | None | None | None | None | 4125 | 830 | 2034
1 |  | Mustang-Henrietta 230 kV line | 5581 | 5617 | 5138.07 | 2498.2 | 2796.05 | 7.3 | 50 | 5469.39 | -1872.365 | -2894.0969 | -820.765 | -2088.8969 | 2479 | 830 | 2034 | High | Exceedance is driven by the 4,800 MW of Morro Bay OSW mapped to Diablo Canyon and Morro Bay plus large amounts of solar and storage mpped to the PG&E Fresno Area
0 |  | Gates-Panoche 230 kV #1 and #2 Lines | 4562 | 4589 | 113.07 | 553 | 936.25 | 14 | 0 | 1421.5 | None | None | None | None | 8379 | 214 | 2033
0 |  | NEW-Metcalf-Mosslanding 500kV | 1666 | 6083 | 106 | 200 | 642 | 4.35 | 0 | 503 | None | None | None | None | N/A | 200 | 0
| ** Includes amounts from IRP baseline resources not in the White Paper baseline based on COD | [13 empty] | *Same upgrades for three of the exceeded constraints

## TxCriteria_bySub_2035
This tab summarizes system-level transmission criteria alignment by substations for the resources mapped to each substation in the 2035 portfolio. It shows each substation’s transmission constraint membership, the resources mapped, the number of constraint exceedances impacting the substation and the most binding constraint for HSN, SSN, and EODS scenarios, and the criteria alignment flags before and after identified upgrades. The information presented here relies on the calculations in the “Tx_Calculator_2035” tab.
[101 empty] | Substation | Adding IRP baseline resources online after 1/1/2024 so not included in Tx constraints baseline | [13 empty] | IRP Baseline | Transmission Constaint Impacting Resourcess | [13 empty] | Transmission Impacting | [12 empty] | Trans-mission | [12 empty] | Final
|  |  | Substation Tx Constraint Matrix | [97 empty] | Tx Matrix | And subtracting transmission constraint baseline resources not in IRP baseline | [13 empty] | Reconciliation | Mapped Portfolio Resources (In-Development and Generic) + Baseline Reconciliation Adjustment Resources | [13 empty] | Resources | Transmission Constraint Exceedances at each substation | [5 empty] | Most limit Constraint by MWs available after mapping | [5 empty] | Exceed-ances | Transmission Constraint Exceedances at each substation after triggering upgrades | [11 empty] | Exceed-ances | FCDS Criteria Alignment |  |  |  | EODS Criteria Alignment
|  |  | Antelope-Vincent Constraint | Vincent-Lugo Constraint | Pardee-Sylmar Constraint | Windhub Constraint | Moorpark-Pardee Constraint | North of Magunden Constraint | South of Magunden Constraint | Antelope-Neenach Constraint | Hinson - Del Amo Constraint | SCE Metro Area Default Constraint | Control to Inyokern area constraint | South of Kramer Area Constraint | Victor to Lugo Area Constraint | Lugo Transformer Area Constraint | Calcite to Lugo Area Constraint | Colorado River 500/230 kV Constraint | DCRT Constraint | Devers-Red Bluff Constraint | Eagle Mountain Constraint | Etiwanda-Rancho Vista Constraint | Red Bluff 500/230 kV Constraint | Serrano-Alberhill-Valley Constraint | GLW 230kV area constraint | Sloan Canyon - Eldorado 500 kV constraint | Lugo - Victorville area constraint | Capistrano-San Onofre 230 kV constraint | Chicarita 138 kV constraint | El Cajon 69 kV constraint | Internal San Diego Area constraint | Miguel 69 kV constraint | Encina - San Luis Rey 230 kV constraint | East of Miguel constraint | San Luis Rey-San Onofre 230 kV line constraint | Ocean Ranch 69 kV constraint | Otay Mesa 230 kV constraint | Silvergate - Bay Blvd 230 kV constraint | Silvergate-Old Town 230 kV constraint | Talega 230 kV constraint | Trabuco-Capistrano 138 kV constraint | Collinsville-Tesla 500 kV Line | Woodland- Davis 115kV line | Cortina-Eagle Rock 115 kV line | Bell-Placer 115kV Line | Carberry-Round Mountain 230kV Line | Rocklin-Pleaseant grove 115kV line | Bellota-Weber 230kV line | Rio Oso-Brighton 230kV line | Rio Oso-Lockeford 230kV line | Humboldt Offshore Wind constraint | Dumbarton-Newark 115 kV line | Eastshore-San Mateo 230 kV line | Lakeville-Ignacio 230 kV line | Sobrante-Moraga 230 kV line | Windmaster-Delta pumps 230 kV line | Contra Costa- Windmaster 230 kV line | Tesla-Tracy-Pump 230 kV line #2 | Contra Costa #1 115kV Line | Kasson Jct-Heinz 115 kV line | Newark-Newark Distribution 115 kV line | Tesla-Bellota 230 kV line | Eight Mile-Tesla 230 kV line | Grant - Eastshore #2 line 115 kV | Salado-Crow Creek Sw Sta 60 kV line | Tesla-Salado 115 kV line | Morganhill-Metcalf 115kV Line | Tesla-Tracy Pump 230 kV Line #1 | Birds Landing-Contra Costa 230kV Line | Cal Flat-Gates 230 kV line | Gates-Arco 230 kV Line | Smyrna-Atwell Jct 115kV Line | Kern 230/115kV TB #4 | Maricopa-Copus 70 kV line | Midway-Taft 115 kV line | Kern-Tevis-Stockdale-Lamont 115kV line | Midway 230/115kV TB #3 | Semitropic-Midway 115kV Line | Midway-Buena Vista Jct 230kV Line | Manning 500kV | Gates 500/230kV TB #12 | Gates 500/230kV TB #11 | Gates 230/70kV TB #5 | Tranquility-Helm 230kV Line | Dairyland-Chowchilla 115kV Line | Chowchilla-Le grand 115kV Line | NEW- Melones-Cottle 230kV line | Los Banos 500/230kV TB | Schindler 115/70kV TB #1 | Panoche- Mendota 115 kV line | Panoche-Oro Loma 115kV Line | Borden-Storey #1 230kV line | Merced 115/70kV TB#2 | Helm 230/70kV TB #1 | Oro Loma-El Nido 115kV Line | Diablo-Gates 500 kV line | Mustang-Henrietta 230 kV line | Gates-Panoche 230 kV #1 and #2 Lines | NEW-Metcalf-Mosslanding 500kV | Has Approved |  | Geothermal | Biomass | Wind | Wind | OOS Wind | OOS Wind | Offshore Wind | Offshore Wind | Distributed Solar | Solar | Solar | Battery_4hr | Battery_8hr | LDES | Has | Geothermal | Biomass | Wind | Wind | OOS Wind | OOS Wind | Offshore Wind | Offshore Wind | Distributed Solar | Solar | Solar | Battery_4hr | Battery_8hr | LDES | Has | Number of HSN Constraints Exceeded |  | Number of SSN Constraints Exceeded |  | Number of EODS constraints Exceeded |  | Limiting Tx Constraint Headroom (Cumulative All Resources) |  |  | Binding Constraint Name |  |  |  | Number of HSN exceedances after upgrades |  | Number of SSN exceedances after upgrades |  | Number of EODS exceedances after upgrades |  | Limiting Tx Constraint Headroom (Cumulative All Resources) After Upgrades |  |  | Binding Constraint Name |  |  |  | Criteria Alignment pre-upgrades | Criteria Alignment after upgrades | Tx upgrades improved compliance | Final Criteria Alignment | Criteria 2 Alignment pre-upgrades | Criteria 2 Alignment after upgrades | Tx upgrades improved compliance | Final Criteria Alignment
CAISO Study Area | Substation | Voltage | Antelope-Vincent Constraint | Vincent-Lugo Constraint | Pardee-Sylmar Constraint | Windhub Constraint | Moorpark-Pardee Constraint | North of Magunden Constraint | South of Magunden Constraint | Antelope-Neenach Constraint | Hinson - Del Amo Constraint | SCE Metro Area Default Constraint | Control to Inyokern area constraint | South of Kramer Area Constraint | Victor to Lugo Area Constraint | Lugo Transformer Area Constraint | Calcite to Lugo Area Constraint | Colorado River 500/230 kV Constraint | DCRT Constraint | Devers-Red Bluff Constraint | Eagle Mountain Constraint | Etiwanda-Rancho Vista Constraint | Red Bluff 500/230 kV Constraint | Serrano-Alberhill-Valley Constraint | GLW 230kV area constraint | Sloan Canyon - Eldorado 500 kV constraint | Lugo - Victorville area constraint | Capistrano-San Onofre 230 kV constraint | Chicarita 138 kV constraint | El Cajon 69 kV constraint | Internal San Diego Area constraint | Miguel 69 kV constraint | Encina - San Luis Rey 230 kV constraint | East of Miguel constraint | San Luis Rey-San Onofre 230 kV line constraint | Ocean Ranch 69 kV constraint | Otay Mesa 230 kV constraint | Silvergate - Bay Blvd 230 kV constraint | Silvergate-Old Town 230 kV constraint | Talega 230 kV constraint | Trabuco-Capistrano 138 kV constraint | Collinsville-Tesla 500 kV Line | Woodland- Davis 115kV line | Cortina-Eagle Rock 115 kV line | Bell-Placer 115kV Line | Carberry-Round Mountain 230kV Line | Rocklin-Pleaseant grove 115kV line | Bellota-Weber 230kV line | Rio Oso-Brighton 230kV line | Rio Oso-Lockeford 230kV line | Humboldt Offshore Wind constraint | Dumbarton-Newark 115 kV line | Eastshore-San Mateo 230 kV line | Lakeville-Ignacio 230 kV line | Sobrante-Moraga 230 kV line | Windmaster-Delta pumps 230 kV line | Contra Costa- Windmaster 230 kV line | Tesla-Tracy-Pump 230 kV line #2 | Contra Costa #1 115kV Line | Kasson Jct-Heinz 115 kV line | Newark-Newark Distribution 115 kV line | Tesla-Bellota 230 kV line | Eight Mile-Tesla 230 kV line | Grant - Eastshore #2 line 115 kV | Salado-Crow Creek Sw Sta 60 kV line | Tesla-Salado 115 kV line | Morganhill-Metcalf 115kV Line | Tesla-Tracy Pump 230 kV Line #1 | Birds Landing-Contra Costa 230kV Line | Cal Flat-Gates 230 kV line | Gates-Arco 230 kV Line | Smyrna-Atwell Jct 115kV Line | Kern 230/115kV TB #4 | Maricopa-Copus 70 kV line | Midway-Taft 115 kV line | Kern-Tevis-Stockdale-Lamont 115kV line | Midway 230/115kV TB #3 | Semitropic-Midway 115kV Line | Midway-Buena Vista Jct 230kV Line | Manning 500kV | Gates 500/230kV TB #12 | Gates 500/230kV TB #11 | Gates 230/70kV TB #5 | Tranquility-Helm 230kV Line | Dairyland-Chowchilla 115kV Line | Chowchilla-Le grand 115kV Line | NEW- Melones-Cottle 230kV line | Los Banos 500/230kV TB | Schindler 115/70kV TB #1 | Panoche- Mendota 115 kV line | Panoche-Oro Loma 115kV Line | Borden-Storey #1 230kV line | Merced 115/70kV TB#2 | Helm 230/70kV TB #1 | Oro Loma-El Nido 115kV Line | Diablo-Gates 500 kV line | Mustang-Henrietta 230 kV line | Gates-Panoche 230 kV #1 and #2 Lines | NEW-Metcalf-Mosslanding 500kV | Tx Upgrade |  | FCDS | FCDS | FCDS | EODS | FCDS | EODS | FCDS | EODS | EODS | FCDS | EODS | FCDS | FCDS | FCDS | Res | FCDS | FCDS | FCDS | EODS | FCDS | EODS | FCDS | EODS | EODS | FCDS | EODS | FCDS | FCDS | FCDS | Res | Actual | Default | Actual | Default | Actual | Default | HSN | SSN | EODS | HSN | SSN | EODS |  | Actual | Default | Actual | Default | Actual | Default | HSN | SSN | EODS | HSN | SSN | EODS |  | FCDS | FCDS | FCDS | FCDS | EODS | EODS | EODS | EODS
PG&E KERN | 7th Standard | 115 | 0 | 0 | 0 | 0 | 0 | 0 | 0 | 0 | 0 | 0 | 0 | 0 | 0 | 0 | 0 | 0 | 0 | 0 | 0 | 0 | 0 | 0 | 0 | 0 | 0 | 0 | 0 | 0 | 0 | 0 | 0 | 0 | 0 | 0 | 0 | 0 | 0 | 0 | 0 | 0 | 0 | 0 | 0 | 0 | 0 | 0 | 0 | 0 | 0 | 0 | 0 | 0 | 0 | 0 | 0 | 0 | 0 | 0 | 0 | 0 | 0 | 0 | 0 | 0 | 0 | 0 | 0 | 0 | 0 | 0 | 1 | 0 | 0 | 0 | 1 | 0 | 0 | 0 | 1 | 1 | 0 | 0 | 0 | 0 | 0 | 0 | 0 | 0 | 0 | 0 | 0 | 0 | 0 | 0 | 1 | 0 | 0 | 0 |  | 0 | 0 | 0 | 0 | 0 | 0 | 0 | 0 | 0 | 0 | 0 | 0 | 0 | 0 | 0 | 0 | 0 | 0 | 0 | 0 | 0 | 0 | 0 | 0 | 0 | 0 | 0 | 0 | 0 | 0 | 1 | 0 | 0 | 0 | 0 | 1 | -151.465 | 1400.96 | -929.2519 | Mustang-Henrietta 230 kV line | Midway 230/115kV TB #3 | Mustang-Henrietta 230 kV line |  | 0 | 0 | 0 | 0 | 0 | 0 | 1521.1 | 1400.96 | 1096.844 | Midway 230/115kV TB #3 | Midway 230/115kV TB #3 | Midway 230/115kV TB #3 |  | 5 | 1 | YES | 2 | 4 | 1 | YES | 2
SCE Metro | Alamitos | 230 | 0 | 0 | 0 | 0 | 0 | 0 | 0 | 0 | 1 | 1 | 0 | 0 | 0 | 0 | 0 | 0 | 0 | 0 | 0 | 0 | 0 | 0 | 0 | 0 | 0 | 0 | 0 | 0 | 0 | 0 | 0 | 0 | 0 | 0 | 0 | 0 | 0 | 0 | 0 | 0 | 0 | 0 | 0 | 0 | 0 | 0 | 0 | 0 | 0 | 0 | 0 | 0 | 0 | 0 | 0 | 0 | 0 | 0 | 0 | 0 | 0 | 0 | 0 | 0 | 0 | 0 | 0 | 0 | 0 | 0 | 0 | 0 | 0 | 0 | 0 | 0 | 0 | 0 | 0 | 0 | 0 | 0 | 0 | 0 | 0 | 0 | 0 | 0 | 0 | 0 | 0 | 0 | 0 | 0 | 0 | 0 | 0 | 0 |  | 0 | 0 | 0 | 0 | 0 | 0 | 0 | 0 | 0 | 0 | 0 | -82 | 0 | 0 | 1 | 0 | 0 | 0 | 0 | 0 | 0 | 0 | 0 | 0 | 0 | 0 | 0 | 0 | 0 | 0 | 0 | 0 | 0 | 0 | 0 | 0 | 2175 | 2437.5 | 3219.6408 | Hinson - Del Amo Constraint | Hinson - Del Amo Constraint | Hinson - Del Amo Constraint |  | 0 | 0 | 0 | 0 | 0 | 0 | 2175 | 2437.5 | 3219.6408 | Hinson - Del Amo Constraint | Hinson - Del Amo Constraint | Hinson - Del Amo Constraint |  | 1 | 1 | NO | 1 | 1 | 1 | NO | 1
SCE Eastern | Alberhill | 115 | 0 | 0 | 0 | 0 | 0 | 0 | 0 | 0 | 0 | 0 | 0 | 0 | 0 | 0 | 0 | 0 | 0 | 0 | 0 | 1 | 0 | 1 | 0 | 0 | 0 | 0 | 0 | 0 | 0 | 0 | 0 | 0 | 0 | 0 | 0 | 0 | 0 | 0 | 0 | 0 | 0 | 0 | 0 | 0 | 0 | 0 | 0 | 0 | 0 | 0 | 0 | 0 | 0 | 0 | 0 | 0 | 0 | 0 | 0 | 0 | 0 | 0 | 0 | 0 | 0 | 0 | 0 | 0 | 0 | 0 | 0 | 0 | 0 | 0 | 0 | 0 | 0 | 0 | 0 | 0 | 0 | 0 | 0 | 0 | 0 | 0 | 0 | 0 | 0 | 0 | 0 | 0 | 0 | 0 | 0 | 0 | 0 | 1 |  | 0 | 0 | 0 | 0 | 0 | 0 | 0 | 0 | 0 | 0 | 0 | 0 | 0 | 0 | 0 | 0 | 0 | 0 | 0 | 0 | 0 | 0 | 0 | 0 | 0 | 0 | 0 | 0 | 0 | 0 | 0 | 0 | 0 | 0 | 0 | 0 | 945.12 | 2557.875 | 8962.975 | Serrano-Alberhill-Valley Constraint | Etiwanda-Rancho Vista Constraint | Etiwanda-Rancho Vista Constraint |  | 0 | 0 | 0 | 0 | 0 | 0 | 945.12 | 2557.875 | 8962.975 | Serrano-Alberhill-Valley Constraint | Etiwanda-Rancho Vista Constraint | Etiwanda-Rancho Vista Constraint |  | 1 | 1 | NO | 1 | 1 | 1 | NO | 1
SCE Eastern | Alberhill | 500 | 0 | 0 | 0 | 0 | 0 | 0 | 0 | 0 | 0 | 0 | 0 | 0 | 0 | 0 | 0 | 0 | 0 | 0 | 0 | 1 | 0 | 1 | 0 | 0 | 0 | 0 | 0 | 0 | 0 | 0 | 0 | 0 | 0 | 0 | 0 | 0 | 0 | 0 | 0 | 0 | 0 | 0 | 0 | 0 | 0 | 0 | 0 | 0 | 0 | 0 | 0 | 0 | 0 | 0 | 0 | 0 | 0 | 0 | 0 | 0 | 0 | 0 | 0 | 0 | 0 | 0 | 0 | 0 | 0 | 0 | 0 | 0 | 0 | 0 | 0 | 0 | 0 | 0 | 0 | 0 | 0 | 0 | 0 | 0 | 0 | 0 | 0 | 0 | 0 | 0 | 0 | 0 | 0 | 0 | 0 | 0 | 0 | 1 |  | 0 | 0 | 0 | 0 | 0 | 0 | 0 | 0 | 0 | 0 | 0 | 0 | 0 | 0 | 0 | 0 | 0 | 0 | 0 | 0 | 0 | 0 | 0 | 0 | 0 | 0 | 0 | 0 | 0 | 0 | 0 | 0 | 0 | 0 | 0 | 0 | 945.12 | 2557.875 | 8962.975 | Serrano-Alberhill-Valley Constraint | Etiwanda-Rancho Vista Constraint | Etiwanda-Rancho Vista Constraint |  | 0 | 0 | 0 | 0 | 0 | 0 | 945.12 | 2557.875 | 8962.975 | Serrano-Alberhill-Valley Constraint | Etiwanda-Rancho Vista Constraint | Etiwanda-Rancho Vista Constraint |  | 1 | 1 | NO | 1 | 1 | 1 | NO | 1
PG&E GBA | Alhambra | 115 | 0 | 0 | 0 | 0 | 0 | 0 | 0 | 0 | 0 | 0 | 0 | 0 | 0 | 0 | 0 | 0 | 0 | 0 | 0 | 0 | 0 | 0 | 0 | 0 | 0 | 0 | 0 | 0 | 0 | 0 | 0 | 0 | 0 | 0 | 0 | 0 | 0 | 0 | 0 | 1 | 0 | 0 | 0 | 0 | 0 | 0 | 0 | 0 | 0 | 0 | 0 | 0 | 1 | 0 | 0 | 1 | 0 | 0 | 0 | 0 | 0 | 0 | 0 | 0 | 0 | 0 | 0 | 0 | 0 | 0 | 0 | 0 | 0 | 0 | 0 | 0 | 0 | 0 | 0 | 0 | 0 | 0 | 0 | 0 | 0 | 0 | 0 | 0 | 0 | 0 | 0 | 0 | 0 | 0 | 0 | 0 | 0 | 1 |  | 0 | 0 | 0 | 0 | 0 | 0 | 0 | 0 | 0 | 0 | 0 | 0 | 0 | 0 | 0 | 0 | 0 | 0 | 0 | 0 | 0 | 0 | 0 | 0 | 0 | 0 | 0 | 0 | 0 | 0 | 1 | 0 | 0 | 0 | 0 | 0 | -2006.68 | 431.687 | 4794.6338 | Collinsville-Tesla 500 kV Line | Collinsville-Tesla 500 kV Line | Collinsville-Tesla 500 kV Line |  | 0 | 0 | 0 | 0 | 0 | 0 | 2282.4435 | 2761.05 | 4794.6338 | Tesla-Tracy-Pump 230 kV line #2 | Sobrante-Moraga 230 kV line | Collinsville-Tesla 500 kV Line |  | 5 | 1 | YES | 2 | 1 | 1 | NO | 1
PG&E FRESNO | Alpaugh | 115 | 0 | 0 | 0 | 0 | 0 | 0 | 0 | 0 | 0 | 0 | 0 | 0 | 0 | 0 | 0 | 0 | 0 | 0 | 0 | 0 | 0 | 0 | 0 | 0 | 0 | 0 | 0 | 0 | 0 | 0 | 0 | 0 | 0 | 0 | 0 | 0 | 0 | 0 | 0 | 0 | 0 | 0 | 0 | 0 | 0 | 0 | 0 | 0 | 0 | 0 | 0 | 0 | 0 | 0 | 0 | 0 | 0 | 0 | 0 | 0 | 0 | 0 | 0 | 0 | 0 | 0 | 0 | 1 | 0 | 1 | 1 | 0 | 0 | 0 | 1 | 1 | 0 | 0 | 1 | 1 | 0 | 0 | 0 | 0 | 0 | 0 | 0 | 0 | 0 | 0 | 0 | 0 | 0 | 0 | 1 | 0 | 0 | 0 |  | 0 | 0 | 0 | 0 | 0 | 0 | 0 | 0 | 0 | 0 | 0 | 0 | 0 | 0 | 0 | 0 | 0 | 0 | 0 | 0 | 0 | 0 | 0 | 3 | 0 | 0 | 10 | 0 | 0 | 1 | 1 | 0 | 0 | 0 | 0 | 1 | -151.465 | 187.6 | -929.2519 | Mustang-Henrietta 230 kV line | Smyrna-Atwell Jct 115kV Line | Mustang-Henrietta 230 kV line |  | 0 | 0 | 0 | 0 | 0 | 0 | 195 | 187.6 | 135.29 | Smyrna-Atwell Jct 115kV Line | Smyrna-Atwell Jct 115kV Line | Smyrna-Atwell Jct 115kV Line |  | 5 | 1 | YES | 2 | 4 | 1 | YES | 2
SDGE | Alpine | 69 | 0 | 0 | 0 | 0 | 0 | 0 | 0 | 0 | 0 | 0 | 0 | 0 | 0 | 0 | 0 | 0 | 0 | 0 | 0 | 0 | 0 | 0 | 0 | 0 | 0 | 0 | 0 | 1 | 0 | 1 | 1 | 0 | 1 | 0 | 0 | 0 | 1 | 0 | 0 | 0 | 0 | 0 | 0 | 0 | 0 | 0 | 0 | 0 | 0 | 0 | 0 | 0 | 0 | 0 | 0 | 0 | 0 | 0 | 0 | 0 | 0 | 0 | 0 | 0 | 0 | 0 | 0 | 0 | 0 | 0 | 0 | 0 | 0 | 0 | 0 | 0 | 0 | 0 | 0 | 0 | 0 | 0 | 0 | 0 | 0 | 0 | 0 | 0 | 0 | 0 | 0 | 0 | 0 | 0 | 0 | 0 | 0 | 3 |  | 0 | 0 | 0 | 0 | 0 | 0 | 0 | 0 | 0 | 0 | 0 | 0 | 0 | 0 | 0 | 0 | 0 | 0 | 0 | 0 | 0 | 0 | 0 | 0 | 0 | 0 | 6 | 0 | 0 | 1 | 0 | 0 | 0 | 0 | 0 | 0 | 159.09 | 195.045 | 302.2464 | Miguel 69 kV constraint | Miguel 69 kV constraint | Miguel 69 kV constraint |  | 0 | 0 | 0 | 0 | 0 | 0 | 159.09 | 195.045 | 302.2464 | Miguel 69 kV constraint | Miguel 69 kV constraint | Miguel 69 kV constraint |  | 1 | 1 | NO | 1 | 1 | 1 | NO | 1
PG&E GBA | Altamont Midway (Sandhill) | 230 | 0 | 0 | 0 | 0 | 0 | 0 | 0 | 0 | 0 | 0 | 0 | 0 | 0 | 0 | 0 | 0 | 0 | 0 | 0 | 0 | 0 | 0 | 0 | 0 | 0 | 0 | 0 | 0 | 0 | 0 | 0 | 0 | 0 | 0 | 0 | 0 | 0 | 0 | 0 | 1 | 0 | 0 | 0 | 0 | 0 | 0 | 0 | 0 | 0 | 0 | 0 | 0 | 0 | 0 | 0 | 1 | 0 | 0 | 0 | 0 | 0 | 0 | 0 | 0 | 0 | 1 | 0 | 0 | 0 | 0 | 0 | 0 | 0 | 0 | 0 | 0 | 0 | 0 | 0 | 0 | 0 | 0 | 0 | 0 | 0 | 0 | 0 | 0 | 0 | 0 | 0 | 0 | 0 | 0 | 0 | 0 | 0 | 0 |  | 0 | 0 | 0 | 0 | 0 | 0 | 0 | 0 | 0 | 0 | 0 | 0 | 0 | 0 | 0 | 0 | 0 | 5 | 0 | 0 | 0 | 0 | 0 | 0 | 0 | 0 | 0 | 0 | 0 | 1 | 1 | 0 | 0 | 0 | 0 | 0 | -2006.68 | 431.687 | 4794.6338 | Collinsville-Tesla 500 kV Line | Collinsville-Tesla 500 kV Line | Collinsville-Tesla 500 kV Line |  | 0 | 0 | 0 | 0 | 0 | 0 | 2282.4435 | 3374.2494 | 4794.6338 | Tesla-Tracy-Pump 230 kV line #2 | Tesla-Tracy-Pump 230 kV line #2 | Collinsville-Tesla 500 kV Line |  | 5 | 1 | YES | 2 | 1 | 1 | NO | 1
SCE Northern | Antelope | 66 | 1 | 0 | 0 | 0 | 0 | 0 | 0 | 0 | 0 | 0 | 0 | 0 | 0 | 0 | 0 | 0 | 0 | 0 | 0 | 0 | 0 | 0 | 0 | 0 | 0 | 0 | 0 | 0 | 0 | 0 | 0 | 0 | 0 | 0 | 0 | 0 | 0 | 0 | 0 | 0 | 0 | 0 | 0 | 0 | 0 | 0 | 0 | 0 | 0 | 0 | 0 | 0 | 0 | 0 | 0 | 0 | 0 | 0 | 0 | 0 | 0 | 0 | 0 | 0 | 0 | 0 | 0 | 0 | 0 | 0 | 0 | 0 | 0 | 0 | 0 | 0 | 0 | 0 | 0 | 0 | 0 | 0 | 0 | 0 | 0 | 0 | 0 | 0 | 0 | 0 | 0 | 0 | 0 | 0 | 0 | 0 | 0 | 0 |  | 0 | 0 | 0 | 0 | 0 | 0 | 0 | 0 | 2.5 | 0 | 0 | 0 | 0 | 0 | 1 | 0 | 0 | 0 | 0 | 0 | 0 | 0 | 0 | 2.5 | 0 | 20 | 0 | 0 | 0 | 1 | 0 | 0 | 0 | 0 | 0 | 0 | 1713.555 | 3062.34 | 10514.05 | Antelope-Vincent Constraint | Antelope-Vincent Constraint | Antelope-Vincent Constraint |  | 0 | 0 | 0 | 0 | 0 | 0 | 1713.555 | 3062.34 | 10514.05 | Antelope-Vincent Constraint | Antelope-Vincent Constraint | Antelope-Vincent Constraint |  | 1 | 1 | NO | 1 | 1 | 1 | NO | 1
SCE Northern | Antelope | 230 | 1 | 0 | 0 | 0 | 0 | 0 | 0 | 0 | 0 | 0 | 0 | 0 | 0 | 0 | 0 | 0 | 0 | 0 | 0 | 0 | 0 | 0 | 0 | 0 | 0 | 0 | 0 | 0 | 0 | 0 | 0 | 0 | 0 | 0 | 0 | 0 | 0 | 0 | 0 | 0 | 0 | 0 | 0 | 0 | 0 | 0 | 0 | 0 | 0 | 0 | 0 | 0 | 0 | 0 | 0 | 0 | 0 | 0 | 0 | 0 | 0 | 0 | 0 | 0 | 0 | 0 | 0 | 0 | 0 | 0 | 0 | 0 | 0 | 0 | 0 | 0 | 0 | 0 | 0 | 0 | 0 | 0 | 0 | 0 | 0 | 0 | 0 | 0 | 0 | 0 | 0 | 0 | 0 | 0 | 0 | 0 | 0 | 0 |  | 0 | 0 | 0 | 0 | 0 | 0 | 0 | 0 | -1 | 69 | 0 | 52 | 0 | 0 | 1 | 0 | 0 | 200 | 0 | 0 | 0 | 0 | 0 | 5 | 125 | 0 | 80 | 0 | 0 | 1 | 0 | 0 | 0 | 0 | 0 | 0 | 1713.555 | 3062.34 | 10514.05 | Antelope-Vincent Constraint | Antelope-Vincent Constraint | Antelope-Vincent Constraint |  | 0 | 0 | 0 | 0 | 0 | 0 | 1713.555 | 3062.34 | 10514.05 | Antelope-Vincent Constraint | Antelope-Vincent Constraint | Antelope-Vincent Constraint |  | 1 | 1 | NO | 1 | 1 | 1 | NO | 1
SCE Northern | Antelope | 500 | 1 | 1 | 0 | 0 | 0 | 0 | 0 | 0 | 0 | 0 | 0 | 0 | 0 | 0 | 0 | 0 | 0 | 0 | 0 | 0 | 0 | 0 | 0 | 0 | 0 | 0 | 0 | 0 | 0 | 0 | 0 | 0 | 0 | 0 | 0 | 0 | 0 | 0 | 0 | 0 | 0 | 0 | 0 | 0 | 0 | 0 | 0 | 0 | 0 | 0 | 0 | 0 | 0 | 0 | 0 | 0 | 0 | 0 | 0 | 0 | 0 | 0 | 0 | 0 | 0 | 0 | 0 | 0 | 0 | 0 | 0 | 0 | 0 | 0 | 0 | 0 | 0 | 0 | 0 | 0 | 0 | 0 | 0 | 0 | 0 | 0 | 0 | 0 | 0 | 0 | 0 | 0 | 0 | 0 | 0 | 0 | 0 | 0 |  | 0 | 0 | 0 | 0 | 0 | 0 | 0 | 0 | 0 | 0 | 0 | 0 | 0 | 0 | 0 | 0 | 0 | 0 | 0 | 0 | 0 | 0 | 0 | 0 | 0 | 0 | 0 | 0 | 0 | 0 | 0 | 0 | 0 | 0 | 0 | 0 | 1713.555 | 3062.34 | 10495.315 | Antelope-Vincent Constraint | Antelope-Vincent Constraint | Vincent-Lugo Constraint |  | 0 | 0 | 0 | 0 | 0 | 0 | 1713.555 | 3062.34 | 10495.315 | Antelope-Vincent Constraint | Antelope-Vincent Constraint | Vincent-Lugo Constraint |  | 1 | 1 | NO | 1 | 1 | 1 | NO | 1
PG&E NGBA | Arcata | 60 | 0 | 0 | 0 | 0 | 0 | 0 | 0 | 0 | 0 | 0 | 0 | 0 | 0 | 0 | 0 | 0 | 0 | 0 | 0 | 0 | 0 | 0 | 0 | 0 | 0 | 0 | 0 | 0 | 0 | 0 | 0 | 0 | 0 | 0 | 0 | 0 | 0 | 0 | 0 | 1 | 0 | 0 | 0 | 0 | 0 | 0 | 0 | 0 | 0 | 0 | 0 | 0 | 0 | 0 | 0 | 0 | 0 | 0 | 0 | 0 | 0 | 0 | 0 | 0 | 0 | 0 | 0 | 0 | 0 | 0 | 0 | 0 | 0 | 0 | 0 | 0 | 0 | 0 | 0 | 0 | 0 | 0 | 0 | 0 | 0 | 0 | 0 | 0 | 0 | 0 | 0 | 0 | 0 | 0 | 0 | 0 | 0 | 0 |  | 0 | 0 | 0 | 0 | 0 | 0 | 0 | 0 | 0 | 0 | 0 | 0 | 0 | 0 | 0 | 0 | 0 | 0 | 0 | 0 | 0 | 0 | 0 | 7 | 0 | 0 | 2.5 | 0 | 0 | 1 | 1 | 0 | 0 | 0 | 0 | 0 | -2006.68 | 431.687 | 4794.6338 | Collinsville-Tesla 500 kV Line | Collinsville-Tesla 500 kV Line | Collinsville-Tesla 500 kV Line |  | 0 | 0 | 0 | 0 | 0 | 0 | 6638.32 | 9076.687 | 4794.6338 | Collinsville-Tesla 500 kV Line | Collinsville-Tesla 500 kV Line | Collinsville-Tesla 500 kV Line |  | 5 | 1 | YES | 2 | 1 | 1 | NO | 1
PG&E KERN | Arco | 230 | 0 | 0 | 0 | 0 | 0 | 0 | 0 | 0 | 0 | 0 | 0 | 0 | 0 | 0 | 0 | 0 | 0 | 0 | 0 | 0 | 0 | 0 | 0 | 0 | 0 | 0 | 0 | 0 | 0 | 0 | 0 | 0 | 0 | 0 | 0 | 0 | 0 | 0 | 0 | 0 | 0 | 0 | 0 | 0 | 0 | 0 | 0 | 0 | 0 | 0 | 0 | 0 | 0 | 0 | 0 | 0 | 0 | 0 | 0 | 0 | 0 | 0 | 0 | 0 | 0 | 0 | 0 | 0 | 0 | 0 | 0 | 0 | 0 | 0 | 0 | 0 | 0 | 0 | 1 | 1 | 0 | 0 | 0 | 0 | 0 | 0 | 0 | 0 | 0 | 0 | 0 | 0 | 0 | 0 | 1 | 0 | 0 | 0 |  | 0 | 0 | 0 | 0 | 0 | 0 | 0 | 0 | 0 | 43.2 | 21.7 | 25 | 0 | 0 | 1 | 0 | 0 | 0 | 0 | 0 | 0 | 0 | 0 | 4.79 | 168.2 | 246.7 | 25 | 0 | 0 | 1 | 1 | 0 | 0 | 0 | 0 | 1 | -151.465 | 1720.9797 | -929.2519 | Mustang-Henrietta 230 kV line | Mustang-Henrietta 230 kV line | Mustang-Henrietta 230 kV line |  | 0 | 0 | 0 | 0 | 0 | 0 | 2327.535 | 3018.0807 | 1549.7481 | Mustang-Henrietta 230 kV line | Gates 500/230kV TB #11 | Mustang-Henrietta 230 kV line |  | 5 | 1 | YES | 2 | 4 | 1 | YES | 2
PG&E KERN | Arco | 70 | 0 | 0 | 0 | 0 | 0 | 0 | 0 | 0 | 0 | 0 | 0 | 0 | 0 | 0 | 0 | 0 | 0 | 0 | 0 | 0 | 0 | 0 | 0 | 0 | 0 | 0 | 0 | 0 | 0 | 0 | 0 | 0 | 0 | 0 | 0 | 0 | 0 | 0 | 0 | 0 | 0 | 0 | 0 | 0 | 0 | 0 | 0 | 0 | 0 | 0 | 0 | 0 | 0 | 0 | 0 | 0 | 0 | 0 | 0 | 0 | 0 | 0 | 0 | 0 | 0 | 0 | 0 | 0 | 0 | 0 | 0 | 0 | 0 | 0 | 0 | 0 | 0 | 0 | 1 | 1 | 0 | 0 | 0 | 0 | 0 | 0 | 0 | 0 | 0 | 0 | 0 | 0 | 0 | 0 | 1 | 0 | 0 | 0 |  | 0 | 0 | 0 | 0 | 0 | 0 | 0 | 0 | 0 | 27 | 33 | 38 | 0 | 0 | 1 | 0 | 0 | 0 | 0 | 0 | 0 | 0 | 0 | 0 | 27 | 33 | 40 | 0 | 0 | 1 | 1 | 0 | 0 | 0 | 0 | 1 | -151.465 | 1720.9797 | -929.2519 | Mustang-Henrietta 230 kV line | Mustang-Henrietta 230 kV line | Mustang-Henrietta 230 kV line |  | 0 | 0 | 0 | 0 | 0 | 0 | 2327.535 | 3018.0807 | 1549.7481 | Mustang-Henrietta 230 kV line | Gates 500/230kV TB #11 | Mustang-Henrietta 230 kV line |  | 5 | 1 | YES | 2 | 4 | 1 | YES | 2
SCE Metro | ArcoGen | 230 | 0 | 0 | 0 | 0 | 0 | 0 | 0 | 0 | 0 | 1 | 0 | 0 | 0 | 0 | 0 | 0 | 0 | 0 | 0 | 0 | 0 | 0 | 0 | 0 | 0 | 0 | 0 | 0 | 0 | 0 | 0 | 0 | 0 | 0 | 0 | 0 | 0 | 0 | 0 | 0 | 0 | 0 | 0 | 0 | 0 | 0 | 0 | 0 | 0 | 0 | 0 | 0 | 0 | 0 | 0 | 0 | 0 | 0 | 0 | 0 | 0 | 0 | 0 | 0 | 0 | 0 | 0 | 0 | 0 | 0 | 0 | 0 | 0 | 0 | 0 | 0 | 0 | 0 | 0 | 0 | 0 | 0 | 0 | 0 | 0 | 0 | 0 | 0 | 0 | 0 | 0 | 0 | 0 | 0 | 0 | 0 | 0 | 0 |  | 0 | 0 | 0 | 0 | 0 | 0 | 0 | 0 | 0 | 0 | 0 | 0 | 0 | 0 | 0 | 0 | 0 | 0 | 0 | 0 | 0 | 0 | 0 | 0 | 0 | 0 | 0 | 0 | 0 | 0 | 0 | 0 | 0 | 0 | 0 | 0 | 11157.1 | 12110.2 | 14980.0055 | SCE Metro Area Default Constraint | SCE Metro Area Default Constraint | SCE Metro Area Default Constraint |  | 0 | 0 | 0 | 0 | 0 | 0 | 11157.1 | 12110.2 | 14980.0055 | SCE Metro Area Default Constraint | SCE Metro Area Default Constraint | SCE Metro Area Default Constraint |  | 1 | 1 | NO | 1 | 1 | 1 | NO | 1
SDGE | Artesian | 230 | 0 | 0 | 0 | 0 | 0 | 0 | 0 | 0 | 0 | 0 | 0 | 0 | 0 | 0 | 0 | 0 | 0 | 0 | 0 | 0 | 0 | 0 | 0 | 0 | 0 | 1 | 0 | 0 | 1 | 0 | 1 | 0 | 1 | 0 | 0 | 0 | 0 | 1 | 0 | 0 | 0 | 0 | 0 | 0 | 0 | 0 | 0 | 0 | 0 | 0 | 0 | 0 | 0 | 0 | 0 | 0 | 0 | 0 | 0 | 0 | 0 | 0 | 0 | 0 | 0 | 0 | 0 | 0 | 0 | 0 | 0 | 0 | 0 | 0 | 0 | 0 | 0 | 0 | 0 | 0 | 0 | 0 | 0 | 0 | 0 | 0 | 0 | 0 | 0 | 0 | 0 | 0 | 0 | 0 | 0 | 0 | 0 | 3 |  | 0 | 0 | 0 | 0 | 0 | 0 | 0 | 0 | 0 | 0 | 0 | 0 | 0 | 0 | 0 | 0 | 0 | 0 | 0 | 0 | 0 | 0 | 0 | 0 | 0 | 0 | 0 | 0 | 0 | 0 | 0 | 0 | 0 | 0 | 0 | 0 | 647.87 | 894.535 | 1294.93 | Capistrano-San Onofre 230 kV constraint | Talega 230 kV constraint | Talega 230 kV constraint |  | 0 | 0 | 0 | 0 | 0 | 0 | 647.87 | 894.535 | 1294.93 | Capistrano-San Onofre 230 kV constraint | Talega 230 kV constraint | Talega 230 kV constraint |  | 1 | 1 | NO | 1 | 1 | 1 | NO | 1
SDGE | Artesian | 69 | 0 | 0 | 0 | 0 | 0 | 0 | 0 | 0 | 0 | 0 | 0 | 0 | 0 | 0 | 0 | 0 | 0 | 0 | 0 | 0 | 0 | 0 | 0 | 0 | 0 | 1 | 0 | 0 | 0 | 0 | 1 | 0 | 1 | 0 | 0 | 0 | 0 | 1 | 0 | 0 | 0 | 0 | 0 | 0 | 0 | 0 | 0 | 0 | 0 | 0 | 0 | 0 | 0 | 0 | 0 | 0 | 0 | 0 | 0 | 0 | 0 | 0 | 0 | 0 | 0 | 0 | 0 | 0 | 0 | 0 | 0 | 0 | 0 | 0 | 0 | 0 | 0 | 0 | 0 | 0 | 0 | 0 | 0 | 0 | 0 | 0 | 0 | 0 | 0 | 0 | 0 | 0 | 0 | 0 | 0 | 0 | 0 | 2 |  | 0 | 0 | 0 | 0 | 0 | 0 | 0 | 0 | 0 | 0 | 0 | 0 | 0 | 0 | 0 | 0 | 0 | 0 | 0 | 0 | 0 | 0 | 0 | 0 | 0 | 0 | 0 | 0 | 0 | 0 | 0 | 0 | 0 | 0 | 0 | 0 | 647.87 | 894.535 | 1294.93 | Capistrano-San Onofre 230 kV constraint | Talega 230 kV constraint | Talega 230 kV constraint |  | 0 | 0 | 0 | 0 | 0 | 0 | 647.87 | 894.535 | 1294.93 | Capistrano-San Onofre 230 kV constraint | Talega 230 kV constraint | Talega 230 kV constraint |  | 1 | 1 | NO | 1 | 1 | 1 | NO | 1
PG&E FRESNO | Ashlan | 230 | 0 | 0 | 0 | 0 | 0 | 0 | 0 | 0 | 0 | 0 | 0 | 0 | 0 | 0 | 0 | 0 | 0 | 0 | 0 | 0 | 0 | 0 | 0 | 0 | 0 | 0 | 0 | 0 | 0 | 0 | 0 | 0 | 0 | 0 | 0 | 0 | 0 | 0 | 0 | 0 | 0 | 0 | 0 | 0 | 0 | 0 | 0 | 0 | 0 | 0 | 0 | 0 | 0 | 0 | 0 | 0 | 0 | 0 | 0 | 1 | 0 | 0 | 0 | 0 | 0 | 0 | 0 | 0 | 0 | 0 | 0 | 0 | 0 | 0 | 0 | 0 | 0 | 0 | 0 | 1 | 0 | 1 | 1 | 1 | 0 | 1 | 0 | 1 | 0 | 0 | 0 | 0 | 1 | 0 | 0 | 0 | 0 | 1 |  | 0 | 0 | 0 | 0 | 0 | 0 | 0 | 0 | 0 | 0 | 0 | 0 | 0 | 0 | 0 | 0 | 0 | 0 | 0 | 0 | 0 | 0 | 0 | 0 | 0 | 0 | 0 | 0 | 0 | 0 | 1 | 0 | 1 | 0 | 0 | 0 | -252.9 | -120.4 | 211.1426 | Chowchilla-Le grand 115kV Line | Chowchilla-Le grand 115kV Line | Chowchilla-Le grand 115kV Line |  | 0 | 0 | 0 | 0 | 0 | 0 | 396.6 | 468.1 | 245.4626 | Oro Loma-El Nido 115kV Line | Oro Loma-El Nido 115kV Line | Oro Loma-El Nido 115kV Line |  | 5 | 1 | YES | 2 | 1 | 1 | NO | 1
PG&E NGBA | Atlantic | 115 | 0 | 0 | 0 | 0 | 0 | 0 | 0 | 0 | 0 | 0 | 0 | 0 | 0 | 0 | 0 | 0 | 0 | 0 | 0 | 0 | 0 | 0 | 0 | 0 | 0 | 0 | 0 | 0 | 0 | 0 | 0 | 0 | 0 | 0 | 0 | 0 | 0 | 0 | 0 | 1 | 0 | 0 | 0 | 0 | 0 | 1 | 0 | 1 | 0 | 0 | 0 | 0 | 0 | 0 | 0 | 0 | 0 | 0 | 0 | 1 | 1 | 0 | 0 | 0 | 0 | 0 | 0 | 0 | 0 | 0 | 0 | 0 | 0 | 0 | 0 | 0 | 0 | 0 | 0 | 0 | 0 | 0 | 0 | 0 | 0 | 0 | 0 | 0 | 0 | 0 | 0 | 0 | 0 | 0 | 0 | 0 | 0 | 0 |  | 0 | 0 | 0 | 0 | 0 | 0 | 0 | 0 | 0 | 0 | 0 | 0 | 0 | 0 | 0 | 0 | 0 | 0 | 0 | 0 | 0 | 0 | 0 | 0 | 0 | 0 | 0 | 0 | 0 | 0 | 2 | 0 | 0 | 0 | 0 | 0 | -2006.68 | 431.687 | 919.2036 | Collinsville-Tesla 500 kV Line | Collinsville-Tesla 500 kV Line | Rio Oso-Lockeford 230kV line |  | 0 | 0 | 0 | 0 | 0 | 0 | 315.9685 | 643.7 | 919.2036 | Bellota-Weber 230kV line | Eight Mile-Tesla 230 kV line | Rio Oso-Lockeford 230kV line |  | 5 | 1 | YES | 2 | 1 | 1 | NO | 1
PG&E NGBA | Atlantic | 230 | 0 | 0 | 0 | 0 | 0 | 0 | 0 | 0 | 0 | 0 | 0 | 0 | 0 | 0 | 0 | 0 | 0 | 0 | 0 | 0 | 0 | 0 | 0 | 0 | 0 | 0 | 0 | 0 | 0 | 0 | 0 | 0 | 0 | 0 | 0 | 0 | 0 | 0 | 0 | 1 | 0 | 0 | 1 | 0 | 0 | 1 | 1 | 1 | 0 | 0 | 0 | 0 | 0 | 0 | 0 | 0 | 0 | 0 | 0 | 1 | 1 | 0 | 0 | 0 | 0 | 0 | 0 | 0 | 0 | 0 | 0 | 0 | 0 | 0 | 0 | 0 | 0 | 0 | 0 | 0 | 0 | 0 | 0 | 0 | 0 | 0 | 0 | 0 | 0 | 0 | 0 | 0 | 0 | 0 | 0 | 0 | 0 | 0 |  | 0 | 0 | 0 | 0 | 0 | 0 | 0 | 0 | 0 | 0 | 0 | 0 | 0 | 0 | 0 | 0 | 0 | 0 | 0 | 0 | 0 | 0 | 0 | 0 | 0 | 0 | 0 | 0 | 0 | 0 | 2 | 0 | 0 | 0 | 0 | 0 | -2006.68 | 297 | 329.548 | Collinsville-Tesla 500 kV Line | Bell-Placer 115kV Line | Bell-Placer 115kV Line |  | 0 | 0 | 0 | 0 | 0 | 0 | 297 | 297 | 329.548 | Bell-Placer 115kV Line | Bell-Placer 115kV Line | Bell-Placer 115kV Line |  | 5 | 1 | YES | 2 | 1 | 1 | NO | 1
PG&E NGBA | Atlantic | 60 | 0 | 0 | 0 | 0 | 0 | 0 | 0 | 0 | 0 | 0 | 0 | 0 | 0 | 0 | 0 | 0 | 0 | 0 | 0 | 0 | 0 | 0 | 0 | 0 | 0 | 0 | 0 | 0 | 0 | 0 | 0 | 0 | 0 | 0 | 0 | 0 | 0 | 0 | 0 | 1 | 0 | 0 | 1 | 0 | 0 | 1 | 1 | 1 | 0 | 0 | 0 | 0 | 0 | 0 | 0 | 0 | 0 | 0 | 0 | 1 | 1 | 0 | 0 | 0 | 0 | 0 | 0 | 0 | 0 | 0 | 0 | 0 | 0 | 0 | 0 | 0 | 0 | 0 | 0 | 0 | 0 | 0 | 0 | 0 | 0 | 0 | 0 | 0 | 0 | 0 | 0 | 0 | 0 | 0 | 0 | 0 | 0 | 0 |  | 0 | 0 | 0 | 0 | 0 | 0 | 0 | 0 | 0 | 0 | 0 | 0 | 0 | 0 | 0 | 0 | 0 | 0 | 0 | 0 | 0 | 0 | 0 | 0 | 0 | 0 | 0 | 0 | 0 | 0 | 2 | 0 | 0 | 0 | 0 | 0 | -2006.68 | 297 | 329.548 | Collinsville-Tesla 500 kV Line | Bell-Placer 115kV Line | Bell-Placer 115kV Line |  | 0 | 0 | 0 | 0 | 0 | 0 | 297 | 297 | 329.548 | Bell-Placer 115kV Line | Bell-Placer 115kV Line | Bell-Placer 115kV Line |  | 5 | 1 | YES | 2 | 1 | 1 | NO | 1
PG&E FRESNO | Atwater | 115 | 0 | 0 | 0 | 0 | 0 | 0 | 0 | 0 | 0 | 0 | 0 | 0 | 0 | 0 | 0 | 0 | 0 | 0 | 0 | 0 | 0 | 0 | 0 | 0 | 0 | 0 | 0 | 0 | 0 | 0 | 0 | 0 | 0 | 0 | 0 | 0 | 0 | 0 | 0 | 0 | 0 | 0 | 0 | 0 | 0 | 1 | 0 | 0 | 0 | 0 | 0 | 0 | 0 | 0 | 0 | 0 | 0 | 0 | 0 | 1 | 0 | 0 | 0 | 0 | 0 | 0 | 0 | 0 | 0 | 0 | 0 | 0 | 0 | 0 | 0 | 0 | 0 | 0 | 0 | 1 | 0 | 1 | 1 | 1 | 0 | 1 | 0 | 1 | 0 | 0 | 0 | 0 | 1 | 0 | 0 | 0 | 0 | 1 |  | 0 | 0 | 0 | 0 | 0 | 0 | 0 | 0 | 0 | 0 | 0 | 0 | 0 | 0 | 0 | 0 | 0 | 0 | 0 | 0 | 0 | 0 | 0 | 2 | 0 | 0 | 0 | 0 | 0 | 1 | 2 | 0 | 1 | 0 | 0 | 0 | -252.9 | -120.4 | 211.1426 | Chowchilla-Le grand 115kV Line | Chowchilla-Le grand 115kV Line | Chowchilla-Le grand 115kV Line |  | 0 | 0 | 0 | 0 | 0 | 0 | 315.9685 | 468.1 | 245.4626 | Bellota-Weber 230kV line | Oro Loma-El Nido 115kV Line | Oro Loma-El Nido 115kV Line |  | 5 | 1 | YES | 2 | 1 | 1 | NO | 1
PG&E GBA | Avena | 115 | 0 | 0 | 0 | 0 | 0 | 0 | 0 | 0 | 0 | 0 | 0 | 0 | 0 | 0 | 0 | 0 | 0 | 0 | 0 | 0 | 0 | 0 | 0 | 0 | 0 | 0 | 0 | 0 | 0 | 0 | 0 | 0 | 0 | 0 | 0 | 0 | 0 | 0 | 0 | 0 | 0 | 0 | 0 | 0 | 0 | 1 | 0 | 0 | 0 | 0 | 0 | 0 | 0 | 0 | 0 | 1 | 0 | 0 | 0 | 1 | 0 | 0 | 0 | 1 | 0 | 0 | 0 | 0 | 0 | 0 | 0 | 0 | 0 | 0 | 0 | 0 | 0 | 0 | 0 | 0 | 0 | 0 | 0 | 0 | 0 | 0 | 0 | 0 | 0 | 0 | 0 | 0 | 0 | 0 | 0 | 0 | 0 | 0 |  | 0 | 0 | 0 | 0 | 0 | 0 | 0 | 0 | 0 | 0 | 0 | 0 | 0 | 0 | 0 | 0 | 0 | 0 | 0 | 0 | 0 | 0 | 0 | 0 | 0 | 0 | 0 | 0 | 0 | 0 | 1 | 0 | 0 | 0 | 0 | 0 | -144.0315 | 117.5109 | 278.4144 | Bellota-Weber 230kV line | Tesla-Salado 115 kV line | Tesla-Salado 115 kV line |  | 0 | 0 | 0 | 0 | 0 | 0 | 63.9885 | 117.5109 | 278.4144 | Tesla-Salado 115 kV line | Tesla-Salado 115 kV line | Tesla-Salado 115 kV line |  | 5 | 1 | YES | 2 | 1 | 1 | NO | 1
SDGE | Avocado | 69 | 0 | 0 | 0 | 0 | 0 | 0 | 0 | 0 | 0 | 0 | 0 | 0 | 0 | 0 | 0 | 0 | 0 | 0 | 0 | 0 | 0 | 0 | 0 | 0 | 0 | 1 | 0 | 0 | 1 | 0 | 0 | 0 | 1 | 1 | 0 | 0 | 0 | 1 | 0 | 0 | 0 | 0 | 0 | 0 | 0 | 0 | 0 | 0 | 0 | 0 | 0 | 0 | 0 | 0 | 0 | 0 | 0 | 0 | 0 | 0 | 0 | 0 | 0 | 0 | 0 | 0 | 0 | 0 | 0 | 0 | 0 | 0 | 0 | 0 | 0 | 0 | 0 | 0 | 0 | 0 | 0 | 0 | 0 | 0 | 0 | 0 | 0 | 0 | 0 | 0 | 0 | 0 | 0 | 0 | 0 | 0 | 0 | 2 |  | 0 | 0 | 0 | 0 | 0 | 0 | 0 | 0 | 0 | 0 | 0 | 0 | 0 | 0 | 0 | 0 | 0 | 0 | 0 | 0 | 0 | 0 | 0 | 0 | 0 | 0 | 29.6 | 0 | 0 | 1 | 0 | 0 | 0 | 0 | 0 | 0 | 94.4 | 149.2 | 313.6 | Ocean Ranch 69 kV constraint | Ocean Ranch 69 kV constraint | Ocean Ranch 69 kV constraint |  | 0 | 0 | 0 | 0 | 0 | 0 | 94.4 | 149.2 | 313.6 | Ocean Ranch 69 kV constraint | Ocean Ranch 69 kV constraint | Ocean Ranch 69 kV constraint |  | 1 | 1 | NO | 1 | 1 | 1 | NO | 1
PG&E NGBA | Bahia | 230 | 0 | 0 | 0 | 0 | 0 | 0 | 0 | 0 | 0 | 0 | 0 | 0 | 0 | 0 | 0 | 0 | 0 | 0 | 0 | 0 | 0 | 0 | 0 | 0 | 0 | 0 | 0 | 0 | 0 | 0 | 0 | 0 | 0 | 0 | 0 | 0 | 0 | 0 | 0 | 1 | 0 | 0 | 0 | 0 | 0 | 0 | 0 | 0 | 0 | 0 | 0 | 0 | 1 | 1 | 1 | 1 | 0 | 0 | 1 | 1 | 0 | 0 | 0 | 0 | 0 | 1 | 1 | 0 | 0 | 0 | 0 | 0 | 0 | 0 | 0 | 0 | 0 | 0 | 0 | 0 | 0 | 0 | 0 | 0 | 0 | 0 | 0 | 0 | 0 | 0 | 0 | 0 | 0 | 0 | 0 | 0 | 0 | 1 |  | 0 | 0 | 0 | 0 | 0 | 0 | 0 | 0 | 0 | 0 | 0 | 0 | 0 | 0 | 0 | 0 | 0 | 0 | 0 | 0 | 0 | 0 | 0 | 0 | 0 | 0 | 0 | 0 | 0 | 0 | 3 | 0 | 1 | 0 | 0 | 0 | -2006.68 | -196.964 | 1147.998 | Collinsville-Tesla 500 kV Line | Windmaster-Delta pumps 230 kV line | Birds Landing-Contra Costa 230kV Line |  | 0 | 0 | 0 | 0 | 0 | 0 | 322.25 | 699.038 | 1147.998 | Contra Costa- Windmaster 230 kV line | Contra Costa- Windmaster 230 kV line | Birds Landing-Contra Costa 230kV Line |  | 5 | 1 | YES | 2 | 1 | 1 | NO | 1
SCE Northern | Bailey | 230 | 0 | 0 | 1 | 0 | 0 | 0 | 1 | 1 | 0 | 0 | 0 | 0 | 0 | 0 | 0 | 0 | 0 | 0 | 0 | 0 | 0 | 0 | 0 | 0 | 1 | 0 | 0 | 0 | 0 | 0 | 0 | 0 | 0 | 0 | 0 | 0 | 0 | 0 | 0 | 0 | 0 | 0 | 0 | 0 | 0 | 0 | 0 | 0 | 0 | 0 | 0 | 0 | 0 | 0 | 0 | 0 | 0 | 0 | 0 | 0 | 0 | 0 | 0 | 0 | 0 | 0 | 0 | 0 | 0 | 0 | 0 | 0 | 0 | 0 | 0 | 0 | 0 | 0 | 0 | 0 | 0 | 0 | 0 | 0 | 0 | 0 | 0 | 0 | 0 | 0 | 0 | 0 | 0 | 0 | 0 | 0 | 0 | 0 |  | 0 | 0 | 0 | 0 | 0 | 0 | 0 | 0 | 0 | 0 | 0 | 0 | 0 | 0 | 0 | 0 | 0 | 0 | 0 | 0 | 0 | 0 | 0 | 0 | 0 | 0 | 0 | 0 | 0 | 0 | 0 | 0 | 0 | 0 | 0 | 0 | 0 | 0 | 0 | Antelope-Neenach Constraint | Antelope-Neenach Constraint | Antelope-Neenach Constraint |  | 0 | 0 | 0 | 0 | 0 | 0 | 0 | 0 | 0 | Antelope-Neenach Constraint | Antelope-Neenach Constraint | Antelope-Neenach Constraint |  | 1 | 1 | NO | 1 | 1 | 1 | NO | 1
SCE NOL | Baker | 115 | 0 | 0 | 0 | 0 | 0 | 0 | 0 | 0 | 0 | 0 | 0 | 1 | 1 | 1 | 0 | 0 | 0 | 0 | 0 | 0 | 0 | 0 | 0 | 0 | 0 | 0 | 0 | 0 | 0 | 0 | 0 | 0 | 0 | 0 | 0 | 0 | 0 | 0 | 0 | 0 | 0 | 0 | 0 | 0 | 0 | 0 | 0 | 0 | 0 | 0 | 0 | 0 | 0 | 0 | 0 | 0 | 0 | 0 | 0 | 0 | 0 | 0 | 0 | 0 | 0 | 0 | 0 | 0 | 0 | 0 | 0 | 0 | 0 | 0 | 0 | 0 | 0 | 0 | 0 | 0 | 0 | 0 | 0 | 0 | 0 | 0 | 0 | 0 | 0 | 0 | 0 | 0 | 0 | 0 | 0 | 0 | 0 | 3 |  | 0 | 0 | 0 | 0 | 0 | 0 | 0 | 0 | 0 | 0 | 0 | 0 | 0 | 0 | 0 | 0 | 0 | 0 | 0 | 0 | 0 | 0 | 0 | 0 | 0 | 0 | 0 | 0 | 0 | 0 | 0 | 2 | 0 | 0 | 0 | 0 | -83.1 | 8.05 | 1104.2638 | South of Kramer Area Constraint | South of Kramer Area Constraint | South of Kramer Area Constraint |  | 0 | 2 | 0 | 0 | 0 | 0 | -83.1 | 8.05 | 1104.2638 | South of Kramer Area Constraint | South of Kramer Area Constraint | South of Kramer Area Constraint |  | 3 | 3 | NO | 3 | 1 | 1 | NO | 1
PG&E KERN | Bakersfield | 230 | 0 | 0 | 0 | 0 | 0 | 0 | 0 | 0 | 0 | 0 | 0 | 0 | 0 | 0 | 0 | 0 | 0 | 0 | 0 | 0 | 0 | 0 | 0 | 0 | 0 | 0 | 0 | 0 | 0 | 0 | 0 | 0 | 0 | 0 | 0 | 0 | 0 | 0 | 0 | 0 | 0 | 0 | 0 | 0 | 0 | 0 | 0 | 0 | 0 | 0 | 0 | 0 | 0 | 0 | 0 | 0 | 0 | 0 | 0 | 0 | 0 | 0 | 0 | 0 | 0 | 0 | 0 | 0 | 0 | 0 | 0 | 0 | 0 | 0 | 0 | 0 | 0 | 0 | 1 | 0 | 0 | 0 | 0 | 0 | 0 | 0 | 0 | 0 | 0 | 0 | 0 | 0 | 0 | 0 | 1 | 0 | 0 | 0 |  | 0 | 0 | 0 | 0 | 0 | 0 | 0 | 0 | 0 | 0 | 0 | 0 | 0 | 0 | 0 | 0 | 0 | 0 | 0 | 0 | 0 | 0 | 0 | 0 | 0 | 0 | 0 | 0 | 0 | 0 | 1 | 0 | 0 | 0 | 0 | 1 | -151.465 | 1720.9797 | -929.2519 | Mustang-Henrietta 230 kV line | Mustang-Henrietta 230 kV line | Mustang-Henrietta 230 kV line |  | 0 | 0 | 0 | 0 | 0 | 0 | 2327.535 | 3067.3807 | 1549.7481 | Mustang-Henrietta 230 kV line | Gates 500/230kV TB #12 | Mustang-Henrietta 230 kV line |  | 5 | 1 | YES | 2 | 4 | 1 | YES | 2
PG&E FRESNO | Balch | 230 | 0 |  | 0 | 0 | 0 | 0 | 0 | 0 | 0 | 0 | 0 | 0 | 0 | 0 | 0 | 0 | 0 | 0 | 0 | 0 | 0 | 0 | 0 | 0 | 0 | 0 | 0 | 0 | 0 | 0 | 0 | 0 | 0 | 0 | 0 | 0 | 0 | 0 | 0 | 0 | 0 | 0 | 0 | 0 | 0 | 1 | 0 | 0 | 0 | 0 | 0 | 0 | 0 | 0 | 0 | 0 | 0 | 0 | 0 | 0 | 0 | 0 | 0 | 0 | 0 | 0 | 0 | 0 | 0 | 0 | 0 | 0 | 0 | 0 | 0 | 0 | 0 | 0 | 1 | 1 | 0 | 1 | 0 | 0 | 0 | 1 | 0 | 0 | 0 | 1 | 0 | 0 | 0 | 0 | 0 | 0 | 0 | 1 |  | 0 | 0 | 0 | 0 | 0 | 0 | 0 | 0 | 0 | 0 | 0 | 0 | 0 | 0 | 0 | 0 | 0 | 0 | 0 | 0 | 0 | 0 | 0 | 0 | 0 | 0 | 0 | 0 | 0 | 0 | 2 | 0 | 1 | 0 | 0 | 0 | -731.8 | -280.9 | 911.0526 | Borden-Storey #1 230kV line | Borden-Storey #1 230kV line | Borden-Storey #1 230kV line |  | 0 | 0 | 0 | 0 | 0 | 0 | 315.9685 | 966.1 | 2302.2502 | Bellota-Weber 230kV line | Borden-Storey #1 230kV line | Gates 500/230kV TB #12 |  | 5 | 1 | YES | 2 | 1 | 1 | NO | 1
SCE Eastern | Bannister | 230 | 0 | 0 | 0 | 0 | 0 | 0 | 0 | 0 | 0 | 0 | 0 | 0 | 0 | 0 | 0 | 0 | 0 | 0 | 1 | 1 | 0 | 1 | 0 | 0 | 0 | 0 | 0 | 0 | 0 | 0 | 0 | 0 | 0 | 0 | 0 | 0 | 0 | 0 | 0 | 0 | 0 | 0 | 0 | 0 | 0 | 0 | 0 | 0 | 0 | 0 | 0 | 0 | 0 | 0 | 0 | 0 | 0 | 0 | 0 | 0 | 0 | 0 | 0 | 0 | 0 | 0 | 0 | 0 | 0 | 0 | 0 | 0 | 0 | 0 | 0 | 0 | 0 | 0 | 0 | 0 | 0 | 0 | 0 | 0 | 0 | 0 | 0 | 0 | 0 | 0 | 0 | 0 | 0 | 0 | 0 | 0 | 0 | 1 |  | 0 | 0 | 0 | 0 | 0 | 0 | 0 | 0 | 0 | 0 | 0 | 0 | 0 | 0 | 0 | 0 | 0 | 0 | 0 | 0 | 0 | 0 | 0 | 0 | 0 | 0 | 0 | 0 | 0 | 0 | 1 | 0 | 1 | 0 | 0 | 1 | -896.5 | -741.5 | -107.8 | Eagle Mountain Constraint | Eagle Mountain Constraint | Eagle Mountain Constraint |  | 1 | 1 | 0 | 1 | 0 | 1 | -296.5 | -141.5 | -107.8 | Eagle Mountain Constraint | Eagle Mountain Constraint | Eagle Mountain Constraint |  | 5 | 5 | NO | 5 | 3 | 3 | NO | 3
SCE Metro | Barre | 230 | 0 | 0 | 0 | 0 | 0 | 0 | 0 | 0 | 0 | 1 | 0 | 0 | 0 | 0 | 0 | 0 | 0 | 0 | 0 | 0 | 0 | 0 | 0 | 0 | 0 | 0 | 0 | 0 | 0 | 0 | 0 | 0 | 0 | 0 | 0 | 0 | 0 | 0 | 0 | 0 | 0 | 0 | 0 | 0 | 0 | 0 | 0 | 0 | 0 | 0 | 0 | 0 | 0 | 0 | 0 | 0 | 0 | 0 | 0 | 0 | 0 | 0 | 0 | 0 | 0 | 0 | 0 | 0 | 0 | 0 | 0 | 0 | 0 | 0 | 0 | 0 | 0 | 0 | 0 | 0 | 0 | 0 | 0 | 0 | 0 | 0 | 0 | 0 | 0 | 0 | 0 | 0 | 0 | 0 | 0 | 0 | 0 | 0 |  | 0 | 0 | 0 | 0 | 0 | 0 | 0 | 0 | 0 | 0 | -10 | 0 | 0 | 0 | 1 | 0 | 0 | 0 | 0 | 0 | 0 | 0 | 0 | 0 | 10 | 0 | 10 | 0 | 0 | 1 | 0 | 0 | 0 | 0 | 0 | 0 | 11157.1 | 12110.2 | 14980.0055 | SCE Metro Area Default Constraint | SCE Metro Area Default Constraint | SCE Metro Area Default Constraint |  | 0 | 0 | 0 | 0 | 0 | 0 | 11157.1 | 12110.2 | 14980.0055 | SCE Metro Area Default Constraint | SCE Metro Area Default Constraint | SCE Metro Area Default Constraint |  | 1 | 1 | NO | 1 | 1 | 1 | NO | 1
SDGE | Bay Boulevard | 69 | 0 | 0 | 0 | 0 | 0 | 0 | 0 | 0 | 0 | 0 | 0 | 0 | 0 | 0 | 0 | 0 | 0 | 0 | 0 | 0 | 0 | 0 | 0 | 0 | 0 | 0 | 0 | 0 | 0 | 0 | 1 | 0 | 1 | 0 | 0 | 1 | 1 | 0 | 0 | 0 | 0 | 0 | 0 | 0 | 0 | 0 | 0 | 0 | 0 | 0 | 0 | 0 | 0 | 0 | 0 | 0 | 0 | 0 | 0 | 0 | 0 | 0 | 0 | 0 | 0 | 0 | 0 | 0 | 0 | 0 | 0 | 0 | 0 | 0 | 0 | 0 | 0 | 0 | 0 | 0 | 0 | 0 | 0 | 0 | 0 | 0 | 0 | 0 | 0 | 0 | 0 | 0 | 0 | 0 | 0 | 0 | 0 | 4 |  | 0 | 0 | 0 | 0 | 0 | 0 | 0 | 0 | 0 | 0 | 0 | 0 | 0 | 0 | 0 | 0 | 0 | 0 | 0 | 0 | 0 | 0 | 0 | 0 | 0 | 0 | 0 | 0 | 0 | 0 | 0 | 0 | 0 | 0 | 0 | 0 | 786.21 | 1708.17 | 2183.4184 | San Luis Rey-San Onofre 230 kV line constraint | Silvergate-Old Town 230 kV constraint | Silvergate-Old Town 230 kV constraint |  | 0 | 0 | 0 | 0 | 0 | 0 | 786.21 | 1708.17 | 2183.4184 | San Luis Rey-San Onofre 230 kV line constraint | Silvergate-Old Town 230 kV constraint | Silvergate-Old Town 230 kV constraint |  | 1 | 1 | NO | 1 | 1 | 1 | NO | 1
SDGE | Bay Boulevard | 230 | 0 | 0 | 0 | 0 | 0 | 0 | 0 | 0 | 0 | 0 | 0 | 0 | 0 | 0 | 0 | 0 | 0 | 0 | 0 | 0 | 0 | 0 | 0 | 0 | 0 | 0 | 0 | 0 | 1 | 0 | 1 | 0 | 1 | 0 | 0 | 1 | 1 | 0 | 0 | 0 | 0 | 0 | 0 | 0 | 0 | 0 | 0 | 0 | 0 | 0 | 0 | 0 | 0 | 0 | 0 | 0 | 0 | 0 | 0 | 0 | 0 | 0 | 0 | 0 | 0 | 0 | 0 | 0 | 0 | 0 | 0 | 0 | 0 | 0 | 0 | 0 | 0 | 0 | 0 | 0 | 0 | 0 | 0 | 0 | 0 | 0 | 0 | 0 | 0 | 0 | 0 | 0 | 0 | 0 | 0 | 0 | 0 | 5 |  | 0 | 0 | 0 | 0 | 0 | 0 | 0 | 0 | 0 | 0 | 0 | 0 | 0 | 0 | 0 | 0 | 0 | 0 | 0 | 0 | 0 | 0 | 0 | 0 | 0 | 0 | 0 | 0 | 0 | 0 | 0 | 0 | 0 | 0 | 0 | 0 | 786.21 | 1708.17 | 2183.4184 | San Luis Rey-San Onofre 230 kV line constraint | Silvergate-Old Town 230 kV constraint | Silvergate-Old Town 230 kV constraint |  | 0 | 0 | 0 | 0 | 0 | 0 | 786.21 | 1708.17 | 2183.4184 | San Luis Rey-San Onofre 230 kV line constraint | Silvergate-Old Town 230 kV constraint | Silvergate-Old Town 230 kV constraint |  | 1 | 1 | NO | 1 | 1 | 1 | NO | 1
EOP | Beatty | 138 | 0 | 0 | 0 | 0 | 0 | 0 | 0 | 0 | 0 | 0 | 0 | 0 | 0 | 0 | 0 | 0 | 0 | 0 | 0 | 0 | 0 | 0 | 1 | 1 | 1 | 0 | 0 | 0 | 0 | 0 | 0 | 0 | 0 | 0 | 0 | 0 | 0 | 0 | 0 | 0 | 0 | 0 | 0 | 0 | 0 | 0 | 0 | 0 | 0 | 0 | 0 | 0 | 0 | 0 | 0 | 0 | 0 | 0 | 0 | 0 | 0 | 0 | 0 | 0 | 0 | 0 | 0 | 0 | 0 | 0 | 0 | 0 | 0 | 0 | 0 | 0 | 0 | 0 | 0 | 0 | 0 | 0 | 0 | 0 | 0 | 0 | 0 | 0 | 0 | 0 | 0 | 0 | 0 | 0 | 0 | 0 | 0 | 2 |  | 0 | 0 | 0 | 0 | 0 | 0 | 0 | 0 | 0 | 0 | 0 | 0 | 0 | 0 | 0 | 0 | 0 | 0 | 0 | 0 | 0 | 0 | 0 | 0 | 0 | 0 | 0 | 0 | 0 | 0 | 0 | 0 | 0 | 0 | 0 | 0 | 132.885 | 1655.59 | 2398.8 | Lugo - Victorville area constraint | Sloan Canyon - Eldorado 500 kV constraint | Sloan Canyon - Eldorado 500 kV constraint |  | 0 | 0 | 0 | 0 | 0 | 0 | 132.885 | 1655.59 | 2398.8 | Lugo - Victorville area constraint | Sloan Canyon - Eldorado 500 kV constraint | Sloan Canyon - Eldorado 500 kV constraint |  | 1 | 1 | NO | 1 | 1 | 1 | NO | 1
EOP | Beatty | 230 | 0 | 0 | 0 | 0 | 0 | 0 | 0 | 0 | 0 | 0 | 0 | 0 | 0 | 0 | 0 | 0 | 0 | 0 | 0 | 0 | 0 | 0 | 1 | 1 | 1 | 0 | 0 | 0 | 0 | 0 | 0 | 0 | 0 | 0 | 0 | 0 | 0 | 0 | 0 | 0 | 0 | 0 | 0 | 0 | 0 | 0 | 0 | 0 | 0 | 0 | 0 | 0 | 0 | 0 | 0 | 0 | 0 | 0 | 0 | 0 | 0 | 0 | 0 | 0 | 0 | 0 | 0 | 0 | 0 | 0 | 0 | 0 | 0 | 0 | 0 | 0 | 0 | 0 | 0 | 0 | 0 | 0 | 0 | 0 | 0 | 0 | 0 | 0 | 0 | 0 | 0 | 0 | 0 | 0 | 0 | 0 | 0 | 2 |  | 0 | 0 | 0 | 0 | 0 | 0 | 0 | 0 | 0 | 0 | 0 | 0 | 0 | 0 | 0 | 450 | 0 | 0 | 0 | 0 | 0 | 0 | 0 | 0 | 0 | 0 | 0 | 0 | 0 | 1 | 0 | 0 | 0 | 0 | 0 | 0 | 132.885 | 1655.59 | 2398.8 | Lugo - Victorville area constraint | Sloan Canyon - Eldorado 500 kV constraint | Sloan Canyon - Eldorado 500 kV constraint |  | 0 | 0 | 0 | 0 | 0 | 0 | 132.885 | 1655.59 | 2398.8 | Lugo - Victorville area constraint | Sloan Canyon - Eldorado 500 kV constraint | Sloan Canyon - Eldorado 500 kV constraint |  | 1 | 1 | NO | 1 | 1 | 1 | NO | 1
PG&E NGBA | Belden | 230 | 0 | 0 | 0 | 0 | 0 | 0 | 0 | 0 | 0 | 0 | 0 | 0 | 0 | 0 | 0 | 0 | 0 | 0 | 0 | 0 | 0 | 0 | 0 | 0 | 0 | 0 | 0 | 0 | 0 | 0 | 0 | 0 | 0 | 0 | 0 | 0 | 0 | 0 | 0 | 1 | 1 | 0 | 1 | 0 | 1 | 1 | 1 | 1 | 0 | 0 | 0 | 0 | 0 | 0 | 0 | 0 | 0 | 0 | 0 | 1 | 1 | 0 | 0 | 0 | 0 | 0 | 0 | 0 | 0 | 0 | 0 | 0 | 0 | 0 | 0 | 0 | 0 | 0 | 0 | 0 | 0 | 0 | 0 | 0 | 0 | 0 | 0 | 0 | 0 | 0 | 0 | 0 | 0 | 0 | 0 | 0 | 0 | 0 |  | 0 | 0 | 0 | 0 | 0 | 0 | 0 | 0 | 0 | 0 | 0 | 0 | 0 | 0 | 0 | 0 | 0 | 0 | 0 | 0 | 0 | 0 | 0 | 0 | 0 | 0 | 0 | 0 | 0 | 0 | 2 | 0 | 0 | 0 | 0 | 0 | -2006.68 | 31.5 | 32.84 | Collinsville-Tesla 500 kV Line | Rocklin-Pleaseant grove 115kV line | Woodland- Davis 115kV line |  | 0 | 0 | 0 | 0 | 0 | 0 | 31.5 | 31.5 | 32.84 | Rocklin-Pleaseant grove 115kV line | Rocklin-Pleaseant grove 115kV line | Woodland- Davis 115kV line |  | 5 | 1 | YES | 2 | 1 | 1 | NO | 1
PG&E NGBA | Bell | 115 | 0 | 0 | 0 | 0 | 0 | 0 | 0 | 0 | 0 | 0 | 0 | 0 | 0 | 0 | 0 | 0 | 0 | 0 | 0 | 0 | 0 | 0 | 0 | 0 | 0 | 0 | 0 | 0 | 0 | 0 | 0 | 0 | 0 | 0 | 0 | 0 | 0 | 0 | 0 | 1 | 0 | 0 | 0 | 0 | 0 | 1 | 0 | 1 | 0 | 0 | 0 | 0 | 0 | 0 | 0 | 0 | 0 | 0 | 0 | 1 | 1 | 0 | 0 | 0 | 0 | 0 | 0 | 0 | 0 | 0 | 0 | 0 | 0 | 0 | 0 | 0 | 0 | 0 | 0 | 0 | 0 | 0 | 0 | 0 | 0 | 0 | 0 | 0 | 0 | 0 | 0 | 0 | 0 | 0 | 0 | 0 | 0 | 0 |  | 0 | 0 | 0 | 0 | 0 | 0 | 0 | 0 | 0 | 0 | 0 | 0 | 0 | 0 | 0 | 0 | 0 | 0 | 0 | 0 | 0 | 0 | 0 | 0 | 0 | 0 | 0 | 0 | 0 | 0 | 2 | 0 | 0 | 0 | 0 | 0 | -2006.68 | 431.687 | 919.2036 | Collinsville-Tesla 500 kV Line | Collinsville-Tesla 500 kV Line | Rio Oso-Lockeford 230kV line |  | 0 | 0 | 0 | 0 | 0 | 0 | 315.9685 | 643.7 | 919.2036 | Bellota-Weber 230kV line | Eight Mile-Tesla 230 kV line | Rio Oso-Lockeford 230kV line |  | 5 | 1 | YES | 2 | 1 | 1 | NO | 1
PG&E NGBA | Bellevue | 115 | 0 | 0 | 0 | 0 | 0 | 0 | 0 | 0 | 0 | 0 | 0 | 0 | 0 | 0 | 0 | 0 | 0 | 0 | 0 | 0 | 0 | 0 | 0 | 0 | 0 | 0 | 0 | 0 | 0 | 0 | 0 | 0 | 0 | 0 | 0 | 0 | 0 | 0 | 0 | 1 | 0 | 0 | 0 | 0 | 0 | 0 | 0 | 0 | 0 | 0 | 0 | 0 | 1 | 0 | 0 | 0 | 0 | 0 | 0 | 0 | 0 | 0 | 0 | 0 | 0 | 0 | 1 | 0 | 0 | 0 | 0 | 0 | 0 | 0 | 0 | 0 | 0 | 0 | 0 | 0 | 0 | 0 | 0 | 0 | 0 | 0 | 0 | 0 | 0 | 0 | 0 | 0 | 0 | 0 | 0 | 0 | 0 | 1 |  | 0 | 0 | 0 | 0 | 0 | 0 | 0 | 0 | 0 | 0 | 0 | 0 | 0 | 0 | 0 | 0 | 0 | 0 | 0 | 0 | 0 | 0 | 0 | 0 | 0 | 0 | 0 | 0 | 0 | 0 | 2 | 0 | 0 | 0 | 0 | 0 | -2006.68 | 96.788 | 1147.998 | Collinsville-Tesla 500 kV Line | Birds Landing-Contra Costa 230kV Line | Birds Landing-Contra Costa 230kV Line |  | 0 | 0 | 0 | 0 | 0 | 0 | 1531.9 | 1862.788 | 1147.998 | Birds Landing-Contra Costa 230kV Line | Birds Landing-Contra Costa 230kV Line | Birds Landing-Contra Costa 230kV Line |  | 5 | 1 | YES | 2 | 1 | 1 | NO | 1
PG&E GBA | Bellota | 115 | 0 | 0 | 0 | 0 | 0 | 0 | 0 | 0 | 0 | 0 | 0 | 0 | 0 | 0 | 0 | 0 | 0 | 0 | 0 | 0 | 0 | 0 | 0 | 0 | 0 | 0 | 0 | 0 | 0 | 0 | 0 | 0 | 0 | 0 | 0 | 0 | 0 | 0 | 0 | 0 | 0 | 0 | 0 | 0 | 0 | 1 | 0 | 0 | 0 | 0 | 0 | 0 | 0 | 0 | 0 | 0 | 0 | 1 | 0 | 1 | 1 | 0 | 0 | 0 | 0 | 0 | 0 | 0 | 0 | 0 | 0 | 0 | 0 | 0 | 0 | 0 | 0 | 0 | 0 | 0 | 0 | 0 | 0 | 0 | 0 | 0 | 0 | 0 | 0 | 0 | 0 | 0 | 0 | 0 | 0 | 0 | 0 | 0 |  | 0 | 2.8 | 0 | 0 | 0 | 0 | 0 | 0 | 0 | 0 | 0 | 0 | 0 | 0 | 1 | 0 | 2.8 | 0 | 0 | 0 | 0 | 0 | 0 | 0 | 0 | 0 | 0 | 0 | 0 | 1 | 1 | 0 | 0 | 0 | 0 | 0 | -144.0315 | 181.7909 | 692.3714 | Bellota-Weber 230kV line | Kasson Jct-Heinz 115 kV line | Kasson Jct-Heinz 115 kV line |  | 0 | 0 | 0 | 0 | 0 | 0 | 77.2685 | 181.7909 | 692.3714 | Kasson Jct-Heinz 115 kV line | Kasson Jct-Heinz 115 kV line | Kasson Jct-Heinz 115 kV line |  | 5 | 1 | YES | 2 | 1 | 1 | NO | 1
PG&E GBA | Bellota | 230 | 0 | 0 | 0 | 0 | 0 | 0 | 0 | 0 | 0 | 0 | 0 | 0 | 0 | 0 | 0 | 0 | 0 | 0 | 0 | 0 | 0 | 0 | 0 | 0 | 0 | 0 | 0 | 0 | 0 | 0 | 0 | 0 | 0 | 0 | 0 | 0 | 0 | 0 | 0 | 0 | 0 | 0 | 0 | 0 | 0 | 1 | 0 | 0 | 0 | 0 | 0 | 0 | 0 | 0 | 0 | 0 | 0 | 0 | 0 | 1 | 1 | 0 | 0 | 0 | 0 | 0 | 0 | 0 | 0 | 0 | 0 | 0 | 0 | 0 | 0 | 0 | 0 | 0 | 0 | 0 | 0 | 0 | 0 | 0 | 0 | 0 | 0 | 0 | 0 | 0 | 0 | 0 | 0 | 0 | 0 | 0 | 0 | 0 |  | 0 | 0 | 0 | 0 | 0 | 0 | 0 | 0 | 0 | 0 | 0 | 0 | 0 | 0 | 0 | 0 | 0 | 0 | 0 | 0 | 0 | 0 | 0 | 0 | 0 | 0 | 0 | 0 | 346 | 1 | 1 | 0 | 0 | 0 | 0 | 0 | -144.0315 | 594.3909 | 3342.9322 | Bellota-Weber 230kV line | Bellota-Weber 230kV line | Bellota-Weber 230kV line |  | 0 | 0 | 0 | 0 | 0 | 0 | 315.9685 | 643.7 | 3342.9322 | Bellota-Weber 230kV line | Eight Mile-Tesla 230 kV line | Bellota-Weber 230kV line |  | 5 | 1 | YES | 2 | 1 | 1 | NO | 1
SCE Northern | Big Creek | 230 | 1 | 0 | 1 | 0 | 0 | 1 | 1 | 0 | 0 | 0 | 0 | 0 | 0 | 0 | 0 | 0 | 0 | 0 | 0 | 0 | 0 | 0 | 0 | 0 | 0 | 0 | 0 | 0 | 0 | 0 | 0 | 0 | 0 | 0 | 0 | 0 | 0 | 0 | 0 | 0 | 0 | 0 | 0 | 0 | 0 | 0 | 0 | 0 | 0 | 0 | 0 | 0 | 0 | 0 | 0 | 0 | 0 | 0 | 0 | 0 | 0 | 0 | 0 | 0 | 0 | 0 | 0 | 0 | 0 | 0 | 0 | 0 | 0 | 0 | 0 | 0 | 0 | 0 | 0 | 0 | 0 | 0 | 0 | 0 | 0 | 0 | 0 | 0 | 0 | 0 | 0 | 0 | 0 | 0 | 0 | 0 | 0 | 0 |  | 0 | 0 | 0 | 0 | 0 | 0 | 0 | 0 | 0 | 0 | 0 | 0 | 0 | 0 | 0 | 0 | 0 | 0 | 0 | 0 | 0 | 0 | 0 | 0 | 0 | 0 | 0 | 0 | 0 | 0 | 0 | 0 | 0 | 0 | 0 | 0 | 225.75 | 238.5 | 1646.14 | North of Magunden Constraint | North of Magunden Constraint | North of Magunden Constraint |  | 0 | 0 | 0 | 0 | 0 | 0 | 225.75 | 238.5 | 1646.14 | North of Magunden Constraint | North of Magunden Constraint | North of Magunden Constraint |  | 1 | 1 | NO | 1 | 1 | 1 | NO | 1
PG&E FRESNO | Biola | 70 | 0 | 0 | 0 | 0 | 0 | 0 | 0 | 0 | 0 | 0 | 0 | 0 | 0 | 0 | 0 | 0 | 0 | 0 | 0 | 0 | 0 | 0 | 0 | 0 | 0 | 0 | 0 | 0 | 0 | 0 | 0 | 0 | 0 | 0 | 0 | 0 | 0 | 0 | 0 | 0 | 0 | 0 | 0 | 0 | 0 | 0 | 0 | 0 | 0 | 0 | 0 | 0 | 0 | 0 | 0 | 0 | 0 | 0 | 0 | 0 | 0 | 0 | 0 | 0 | 0 | 0 | 0 | 0 | 0 | 0 | 0 | 0 | 0 | 0 | 0 | 0 | 0 | 0 | 0 | 1 | 0 | 1 | 1 | 1 | 0 | 1 | 0 | 1 | 0 | 0 | 0 | 0 | 1 | 0 | 0 | 0 | 0 | 1 |  | 0 | 0 | 0 | 0 | 0 | 0 | 0 | 0 | 0 | 0 | 0 | 0 | 0 | 0 | 0 | 0 | 0 | 0 | 0 | 0 | 0 | 0 | 0 | 0 | 0 | 0 | 0 | 0 | 0 | 0 | 1 | 0 | 1 | 0 | 0 | 0 | -252.9 | -120.4 | 211.1426 | Chowchilla-Le grand 115kV Line | Chowchilla-Le grand 115kV Line | Chowchilla-Le grand 115kV Line |  | 0 | 0 | 0 | 0 | 0 | 0 | 396.6 | 468.1 | 245.4626 | Oro Loma-El Nido 115kV Line | Oro Loma-El Nido 115kV Line | Oro Loma-El Nido 115kV Line |  | 5 | 1 | YES | 2 | 1 | 1 | NO | 1
PG&E GBA | Birds Landing | 230 | 0 | 0 | 0 | 0 | 0 | 0 | 0 | 0 | 0 | 0 | 0 | 0 | 0 | 0 | 0 | 0 | 0 | 0 | 0 | 0 | 0 | 0 | 0 | 0 | 0 | 0 | 0 | 0 | 0 | 0 | 0 | 0 | 0 | 0 | 0 | 0 | 0 | 0 | 0 | 1 | 0 | 0 | 0 | 0 | 0 | 0 | 0 | 0 | 0 | 0 | 0 | 0 | 0 | 1 | 1 | 1 | 0 | 0 | 1 | 1 | 0 | 0 | 0 | 0 | 0 | 1 | 1 | 0 | 0 | 0 | 0 | 0 | 0 | 0 | 0 | 0 | 0 | 0 | 0 | 0 | 0 | 0 | 0 | 0 | 0 | 0 | 0 | 0 | 0 | 0 | 0 | 0 | 0 | 0 | 0 | 0 | 0 | 0 |  | 0 | 0 | 0 | 0 | 0 | 0 | 0 | 0 | 0 | 0 | 0 | 0 | 0 | 0 | 0 | 0 | 0 | 234.8 | 107 | 0 | 0 | 0 | 0 | 0 | 0 | 0 | 0 | 0 | 0 | 1 | 3 | 0 | 1 | 0 | 0 | 0 | -2006.68 | -196.964 | 1147.998 | Collinsville-Tesla 500 kV Line | Windmaster-Delta pumps 230 kV line | Birds Landing-Contra Costa 230kV Line |  | 0 | 0 | 0 | 0 | 0 | 0 | 322.25 | 699.038 | 1147.998 | Contra Costa- Windmaster 230 kV line | Contra Costa- Windmaster 230 kV line | Birds Landing-Contra Costa 230kV Line |  | 5 | 1 | YES | 2 | 1 | 1 | NO | 1
SCE Northern | Bliss | 66 | 1 | 0 | 1 | 0 | 0 | 1 | 1 | 0 | 0 | 0 | 0 | 0 | 0 | 0 | 0 | 0 | 0 | 0 | 0 | 0 | 0 | 0 | 0 | 0 | 0 | 0 | 0 | 0 | 0 | 0 | 0 | 0 | 0 | 0 | 0 | 0 | 0 | 0 | 0 | 0 | 0 | 0 | 0 | 0 | 0 | 0 | 0 | 0 | 0 | 0 | 0 | 0 | 0 | 0 | 0 | 0 | 0 | 0 | 0 | 0 | 0 | 0 | 0 | 0 | 0 | 0 | 0 | 0 | 0 | 0 | 0 | 0 | 0 | 0 | 0 | 0 | 0 | 0 | 0 | 0 | 0 | 0 | 0 | 0 | 0 | 0 | 0 | 0 | 0 | 0 | 0 | 0 | 0 | 0 | 0 | 0 | 0 | 0 |  | 0 | 0 | 0 | 0 | 0 | 0 | 0 | 0 | 0 | 0 | 0 | 0 | 0 | 0 | 0 | 0 | 0 | 0 | 0 | 0 | 0 | 0 | 0 | 0 | 0 | 0 | 0 | 0 | 0 | 0 | 0 | 0 | 0 | 0 | 0 | 0 | 225.75 | 238.5 | 1646.14 | North of Magunden Constraint | North of Magunden Constraint | North of Magunden Constraint |  | 0 | 0 | 0 | 0 | 0 | 0 | 225.75 | 238.5 | 1646.14 | North of Magunden Constraint | North of Magunden Constraint | North of Magunden Constraint |  | 1 | 1 | NO | 1 | 1 | 1 | NO | 1
SCE Eastern | Blythe | 161 | 0 | 0 | 0 | 0 | 0 | 0 | 0 | 0 | 0 | 0 | 0 | 0 | 0 | 0 | 0 | 0 | 0 | 0 | 1 | 0 | 0 | 0 | 0 | 0 | 0 | 0 | 0 | 0 | 0 | 0 | 0 | 1 | 1 | 0 | 0 | 0 | 0 | 0 | 0 | 0 | 0 | 0 | 0 | 0 | 0 | 0 | 0 | 0 | 0 | 0 | 0 | 0 | 0 | 0 | 0 | 0 | 0 | 0 | 0 | 0 | 0 | 0 | 0 | 0 | 0 | 0 | 0 | 0 | 0 | 0 | 0 | 0 | 0 | 0 | 0 | 0 | 0 | 0 | 0 | 0 | 0 | 0 | 0 | 0 | 0 | 0 | 0 | 0 | 0 | 0 | 0 | 0 | 0 | 0 | 0 | 0 | 0 | 2 |  | 0 | 0 | 0 | 0 | 0 | 0 | 0 | 0 | 0 | 0 | 0 | 0 | 0 | 0 | 0 | 0 | 0 | 0 | 0 | 0 | 0 | 0 | 0 | 0 | 0 | 160 | 160 | 0 | 0 | 1 | 1 | 0 | 1 | 0 | 0 | 1 | -896.5 | -741.5 | -107.8 | Eagle Mountain Constraint | Eagle Mountain Constraint | Eagle Mountain Constraint |  | 1 | 1 | 0 | 1 | 0 | 1 | -296.5 | -141.5 | -107.8 | Eagle Mountain Constraint | Eagle Mountain Constraint | Eagle Mountain Constraint |  | 5 | 5 | NO | 5 | 3 | 3 | NO | 3
PG&E NGBA | Bogue | 115 | 0 | 0 | 0 | 0 | 0 | 0 | 0 | 0 | 0 | 0 | 0 | 0 | 0 | 0 | 0 | 0 | 0 | 0 | 0 | 0 | 0 | 0 | 0 | 0 | 0 | 0 | 0 | 0 | 0 | 0 | 0 | 0 | 0 | 0 | 0 | 0 | 0 | 0 | 0 | 1 | 0 | 0 | 0 | 0 | 1 | 1 | 1 | 1 | 0 | 0 | 0 | 0 | 0 | 0 | 0 | 0 | 0 | 0 | 0 | 1 | 1 | 0 | 0 | 0 | 0 | 0 | 0 | 0 | 0 | 0 | 0 | 0 | 0 | 0 | 0 | 0 | 0 | 0 | 0 | 0 | 0 | 0 | 0 | 0 | 0 | 0 | 0 | 0 | 0 | 0 | 0 | 0 | 0 | 0 | 0 | 0 | 0 | 0 |  | 0 | 0 | 0 | 0 | 0 | 0 | 0 | 0 | 0 | 0 | 0 | 0 | 0 | 0 | 0 | 0 | 0 | 0 | 0 | 0 | 0 | 0 | 0 | 0 | 0 | 0 | 0 | 0 | 0 | 0 | 2 | 0 | 0 | 0 | 0 | 0 | -2006.68 | 31.5 | 81.4956 | Collinsville-Tesla 500 kV Line | Rocklin-Pleaseant grove 115kV line | Rocklin-Pleaseant grove 115kV line |  | 0 | 0 | 0 | 0 | 0 | 0 | 31.5 | 31.5 | 81.4956 | Rocklin-Pleaseant grove 115kV line | Rocklin-Pleaseant grove 115kV line | Rocklin-Pleaseant grove 115kV line |  | 5 | 1 | YES | 2 | 1 | 1 | NO | 1
PG&E FRESNO | Borden | 230 | 0 | 0 | 0 | 0 | 0 | 0 | 0 | 0 | 0 | 0 | 0 | 0 | 0 | 0 | 0 | 0 | 0 | 0 | 0 | 0 | 0 | 0 | 0 | 0 | 0 | 0 | 0 | 0 | 0 | 0 | 0 | 0 | 0 | 0 | 0 | 0 | 0 | 0 | 0 | 0 | 0 | 0 | 0 | 0 | 0 | 1 | 0 | 0 | 0 | 0 | 0 | 0 | 0 | 0 | 0 | 0 | 0 | 0 | 0 | 0 | 0 | 0 | 0 | 0 | 0 | 0 | 0 | 0 | 0 | 0 | 0 | 0 | 0 | 0 | 0 | 0 | 0 | 0 | 1 | 1 | 0 | 1 | 1 | 1 | 1 | 1 | 0 | 1 | 1 | 1 | 0 | 0 | 1 | 0 | 1 | 0 | 0 | 2 |  | 0 | 0 | 0 | 0 | 0 | 0 | 0 | 0 | 0 | 0 | 0 | 0 | 0 | 0 | 0 | 0 | 0 | 0 | 0 | 0 | 0 | 0 | 0 | 0 | 0 | 0 | 0 | 0 | 0 | 0 | 4 | 0 | 2 | 0 | 0 | 1 | -731.8 | -280.9 | -929.2519 | Borden-Storey #1 230kV line | Borden-Storey #1 230kV line | Mustang-Henrietta 230 kV line |  | 0 | 0 | 0 | 0 | 0 | 0 | 315.9685 | 468.1 | 245.4626 | Bellota-Weber 230kV line | Oro Loma-El Nido 115kV Line | Oro Loma-El Nido 115kV Line |  | 5 | 1 | YES | 2 | 4 | 1 | YES | 2
PG&E FRESNO | Borden | 70 | 0 | 0 | 0 | 0 | 0 | 0 | 0 | 0 | 0 | 0 | 0 | 0 | 0 | 0 | 0 | 0 | 0 | 0 | 0 | 0 | 0 | 0 | 0 | 0 | 0 | 0 | 0 | 0 | 0 | 0 | 0 | 0 | 0 | 0 | 0 | 0 | 0 | 0 | 0 | 0 | 0 | 0 | 0 | 0 | 0 | 1 | 0 | 0 | 0 | 0 | 0 | 0 | 0 | 0 | 0 | 0 | 0 | 0 | 0 | 0 | 0 | 0 | 0 | 0 | 0 | 0 | 0 | 0 | 0 | 0 | 0 | 0 | 0 | 0 | 0 | 0 | 0 | 0 | 1 | 0 | 0 | 1 | 1 | 1 | 1 | 1 | 0 | 1 | 1 | 1 | 0 | 0 | 1 | 0 | 1 | 0 | 0 | 2 |  | 0 | 0 | 0 | 0 | 0 | 0 | 0 | 0 | 0 | 0 | 0 | 0 | 0 | 0 | 0 | 0 | 0 | 0 | 0 | 0 | 0 | 0 | 0 | 4.5 | 0 | 0 | 0 | 0 | 0 | 1 | 4 | 0 | 2 | 0 | 0 | 1 | -731.8 | -280.9 | -929.2519 | Borden-Storey #1 230kV line | Borden-Storey #1 230kV line | Mustang-Henrietta 230 kV line |  | 0 | 0 | 0 | 0 | 0 | 0 | 315.9685 | 468.1 | 245.4626 | Bellota-Weber 230kV line | Oro Loma-El Nido 115kV Line | Oro Loma-El Nido 115kV Line |  | 5 | 1 | YES | 2 | 4 | 1 | YES | 2
SDGE | Boulevard East | 138 | 0 | 0 | 0 | 0 | 0 | 0 | 0 | 0 | 0 | 0 | 0 | 0 | 0 | 0 | 0 | 0 | 0 | 0 | 0 | 0 | 0 | 0 | 0 | 0 | 0 | 0 | 0 | 0 | 0 | 0 | 1 | 0 | 1 | 0 | 0 | 1 | 1 | 0 | 0 | 0 | 0 | 0 | 0 | 0 | 0 | 0 | 0 | 0 | 0 | 0 | 0 | 0 | 0 | 0 | 0 | 0 | 0 | 0 | 0 | 0 | 0 | 0 | 0 | 0 | 0 | 0 | 0 | 0 | 0 | 0 | 0 | 0 | 0 | 0 | 0 | 0 | 0 | 0 | 0 | 0 | 0 | 0 | 0 | 0 | 0 | 0 | 0 | 0 | 0 | 0 | 0 | 0 | 0 | 0 | 0 | 0 | 0 | 4 |  | 0 | 0 | 0 | 0 | 0 | 0 | 0 | 0 | 0 | 0 | 0 | 0 | 0 | 0 | 0 | 0 | 0 | 60 | 3.3 | 0 | 0 | 0 | 0 | 0 | 0 | 0 | 0 | 0 | 0 | 1 | 0 | 0 | 0 | 0 | 0 | 0 | 786.21 | 1708.17 | 2183.4184 | San Luis Rey-San Onofre 230 kV line constraint | Silvergate-Old Town 230 kV constraint | Silvergate-Old Town 230 kV constraint |  | 0 | 0 | 0 | 0 | 0 | 0 | 786.21 | 1708.17 | 2183.4184 | San Luis Rey-San Onofre 230 kV line constraint | Silvergate-Old Town 230 kV constraint | Silvergate-Old Town 230 kV constraint |  | 1 | 1 | NO | 1 | 1 | 1 | NO | 1
SDGE | Boulevard East | 69 | 0 | 0 | 0 | 0 | 0 | 0 | 0 | 0 | 0 | 0 | 0 | 0 | 0 | 0 | 0 | 0 | 0 | 0 | 0 | 0 | 0 | 0 | 0 | 0 | 0 | 0 | 0 | 0 | 0 | 0 | 1 | 0 | 1 | 0 | 0 | 1 | 1 | 0 | 0 | 0 | 0 | 0 | 0 | 0 | 0 | 0 | 0 | 0 | 0 | 0 | 0 | 0 | 0 | 0 | 0 | 0 | 0 | 0 | 0 | 0 | 0 | 0 | 0 | 0 | 0 | 0 | 0 | 0 | 0 | 0 | 0 | 0 | 0 | 0 | 0 | 0 | 0 | 0 | 0 | 0 | 0 | 0 | 0 | 0 | 0 | 0 | 0 | 0 | 0 | 0 | 0 | 0 | 0 | 0 | 0 | 0 | 0 | 4 |  | 0 | 0 | 0 | 0 | 0 | 0 | 0 | 0 | 0 | 0 | 0 | 0 | 0 | 0 | 0 | 0 | 0 | 0 | 0 | 0 | 0 | 0 | 0 | 0 | 0 | 17.4 | 27.15 | 0 | 0 | 1 | 0 | 0 | 0 | 0 | 0 | 0 | 786.21 | 1708.17 | 2183.4184 | San Luis Rey-San Onofre 230 kV line constraint | Silvergate-Old Town 230 kV constraint | Silvergate-Old Town 230 kV constraint |  | 0 | 0 | 0 | 0 | 0 | 0 | 786.21 | 1708.17 | 2183.4184 | San Luis Rey-San Onofre 230 kV line constraint | Silvergate-Old Town 230 kV constraint | Silvergate-Old Town 230 kV constraint |  | 1 | 1 | NO | 1 | 1 | 1 | NO | 1
PG&E GBA | Brentwood | 230 | 0 | 0 | 0 | 0 | 0 | 0 | 0 | 0 | 0 | 0 | 0 | 0 | 0 | 0 | 0 | 0 | 0 | 0 | 0 | 0 | 0 | 0 | 0 | 0 | 0 | 0 | 0 | 0 | 0 | 0 | 0 | 0 | 0 | 0 | 0 | 0 | 0 | 0 | 0 | 1 | 0 | 0 | 0 | 0 | 0 | 0 | 0 | 0 | 0 | 0 | 0 | 0 | 0 | 1 | 1 | 1 | 0 | 0 | 1 | 1 | 0 | 0 | 0 | 0 | 0 | 1 | 0 | 0 | 0 | 0 | 0 | 0 | 0 | 0 | 0 | 0 | 0 | 0 | 0 | 0 | 0 | 0 | 0 | 0 | 0 | 0 | 0 | 0 | 0 | 0 | 0 | 0 | 0 | 0 | 0 | 0 | 0 | 0 |  | 0 | 0 | 0 | 0 | 0 | 0 | 0 | 0 | 0 | 0 | 0 | 0 | 0 | 0 | 0 | 0 | 0 | 0 | 0 | 0 | 0 | 0 | 0 | 2 | 0 | 0 | 0.8 | 0 | 0 | 1 | 2 | 0 | 1 | 0 | 0 | 0 | -2006.68 | -196.964 | 3796.722 | Collinsville-Tesla 500 kV Line | Windmaster-Delta pumps 230 kV line | Contra Costa- Windmaster 230 kV line |  | 0 | 0 | 0 | 0 | 0 | 0 | 322.25 | 699.038 | 3796.722 | Contra Costa- Windmaster 230 kV line | Contra Costa- Windmaster 230 kV line | Contra Costa- Windmaster 230 kV line |  | 5 | 1 | YES | 2 | 1 | 1 | NO | 1
PG&E NGBA | Bridgeville | 115 | 0 | 0 | 0 | 0 | 0 | 0 | 0 | 0 | 0 | 0 | 0 | 0 | 0 | 0 | 0 | 0 | 0 | 0 | 0 | 0 | 0 | 0 | 0 | 0 | 0 | 0 | 0 | 0 | 0 | 0 | 0 | 0 | 0 | 0 | 0 | 0 | 0 | 0 | 0 | 1 | 0 | 0 | 0 | 0 | 0 | 0 | 0 | 0 | 0 | 0 | 0 | 0 | 0 | 0 | 0 | 0 | 0 | 0 | 0 | 0 | 0 | 0 | 0 | 0 | 0 | 0 | 0 | 0 | 0 | 0 | 0 | 0 | 0 | 0 | 0 | 0 | 0 | 0 | 0 | 0 | 0 | 0 | 0 | 0 | 0 | 0 | 0 | 0 | 0 | 0 | 0 | 0 | 0 | 0 | 0 | 0 | 0 | 0 |  | 0 | 0 | 0 | 0 | 0 | 0 | 0 | 0 | 0 | 0 | 0 | 0 | 0 | 0 | 0 | 0 | 8 | 0 | 0 | 0 | 0 | 0 | 0 | 0 | 0 | 0 | 0 | 0 | 0 | 1 | 1 | 0 | 0 | 0 | 0 | 0 | -2006.68 | 431.687 | 4794.6338 | Collinsville-Tesla 500 kV Line | Collinsville-Tesla 500 kV Line | Collinsville-Tesla 500 kV Line |  | 0 | 0 | 0 | 0 | 0 | 0 | 6638.32 | 9076.687 | 4794.6338 | Collinsville-Tesla 500 kV Line | Collinsville-Tesla 500 kV Line | Collinsville-Tesla 500 kV Line |  | 5 | 1 | YES | 2 | 1 | 1 | NO | 1
PG&E NGBA | Brighton | 115 | 0 | 0 | 0 | 0 | 0 | 0 | 0 | 0 | 0 | 0 | 0 | 0 | 0 | 0 | 0 | 0 | 0 | 0 | 0 | 0 | 0 | 0 | 0 | 0 | 0 | 0 | 0 | 0 | 0 | 0 | 0 | 0 | 0 | 0 | 0 | 0 | 0 | 0 | 0 | 1 | 0 | 0 | 0 | 0 | 0 | 1 | 0 | 1 | 0 | 0 | 0 | 0 | 0 | 0 | 0 | 0 | 0 | 0 | 0 | 1 | 1 | 0 | 0 | 0 | 0 | 0 | 0 | 0 | 0 | 0 | 0 | 0 | 0 | 0 | 0 | 0 | 0 | 0 | 0 | 0 | 0 | 0 | 0 | 0 | 0 | 1 | 0 | 0 | 0 | 0 | 0 | 0 | 0 | 0 | 0 | 0 | 0 | 1 |  | 0 | 0 | 0 | 0 | 0 | 0 | 0 | 0 | 0 | 0 | 0 | 0 | 0 | 0 | 0 | 0 | 0 | 0 | 0 | 0 | 0 | 0 | 0 | 0 | 0 | 0 | 0 | 0 | 0 | 0 | 2 | 0 | 0 | 0 | 0 | 0 | -2006.68 | 431.687 | 919.2036 | Collinsville-Tesla 500 kV Line | Collinsville-Tesla 500 kV Line | Rio Oso-Lockeford 230kV line |  | 0 | 0 | 0 | 0 | 0 | 0 | 315.9685 | 643.7 | 919.2036 | Bellota-Weber 230kV line | Eight Mile-Tesla 230 kV line | Rio Oso-Lockeford 230kV line |  | 5 | 1 | YES | 2 | 1 | 1 | NO | 1
PG&E NGBA | Brighton | 230 | 0 | 0 | 0 | 0 | 0 | 0 | 0 | 0 | 0 | 0 | 0 | 0 | 0 | 0 | 0 | 0 | 0 | 0 | 0 | 0 | 0 | 0 | 0 | 0 | 0 | 0 | 0 | 0 | 0 | 0 | 0 | 0 | 0 | 0 | 0 | 0 | 0 | 0 | 0 | 1 | 0 | 0 | 0 | 0 | 0 | 1 | 0 | 1 | 0 | 0 | 0 | 0 | 0 | 0 | 0 | 0 | 0 | 0 | 0 | 1 | 1 | 0 | 0 | 0 | 0 | 0 | 0 | 0 | 0 | 0 | 0 | 0 | 0 | 0 | 0 | 0 | 0 | 0 | 0 | 0 | 0 | 0 | 0 | 0 | 0 | 1 | 0 | 0 | 0 | 0 | 0 | 0 | 0 | 0 | 0 | 0 | 0 | 1 |  | 0 | 0 | 0 | 0 | 0 | 0 | 0 | 0 | 0 | 0 | 0 | 0 | 0 | 0 | 0 | 0 | 0 | 0 | 0 | 0 | 0 | 0 | 0 | 0 | 0 | 0 | 0 | 0 | 0 | 0 | 2 | 0 | 0 | 0 | 0 | 0 | -2006.68 | 431.687 | 919.2036 | Collinsville-Tesla 500 kV Line | Collinsville-Tesla 500 kV Line | Rio Oso-Lockeford 230kV line |  | 0 | 0 | 0 | 0 | 0 | 0 | 315.9685 | 643.7 | 919.2036 | Bellota-Weber 230kV line | Eight Mile-Tesla 230 kV line | Rio Oso-Lockeford 230kV line |  | 5 | 1 | YES | 2 | 1 | 1 | NO | 1
PG&E NGBA | Brunswick | 115 | 0 | 0 | 0 | 0 | 0 | 0 | 0 | 0 | 0 | 0 | 0 | 0 | 0 | 0 | 0 | 0 | 0 | 0 | 0 | 0 | 0 | 0 | 0 | 0 | 0 | 0 | 0 | 0 | 0 | 0 | 0 | 0 | 0 | 0 | 0 | 0 | 0 | 0 | 0 | 1 | 0 | 0 | 1 | 0 | 0 | 1 | 1 | 1 | 0 | 0 | 0 | 0 | 0 | 0 | 0 | 0 | 0 | 0 | 0 | 1 | 1 | 0 | 0 | 0 | 0 | 0 | 0 | 0 | 0 | 0 | 0 | 0 | 0 | 0 | 0 | 0 | 0 | 0 | 0 | 0 | 0 | 0 | 0 | 0 | 0 | 0 | 0 | 0 | 0 | 0 | 0 | 0 | 0 | 0 | 0 | 0 | 0 | 0 |  | 0 | 0 | 0 | 0 | 0 | 0 | 0 | 0 | 0 | 0 | 0 | 0 | 0 | 0 | 0 | 0 | 0 | 0 | 0 | 0 | 0 | 0 | 0 | 1.9 | 0 | 0 | 0 | 0 | 0 | 1 | 2 | 0 | 0 | 0 | 0 | 0 | -2006.68 | 297 | 329.548 | Collinsville-Tesla 500 kV Line | Bell-Placer 115kV Line | Bell-Placer 115kV Line |  | 0 | 0 | 0 | 0 | 0 | 0 | 297 | 297 | 329.548 | Bell-Placer 115kV Line | Bell-Placer 115kV Line | Bell-Placer 115kV Line |  | 5 | 1 | YES | 2 | 1 | 1 | NO | 1
PG&E NGBA | Bucks Creek | 230 | 0 | 0 | 0 | 0 | 0 | 0 | 0 | 0 | 0 | 0 | 0 | 0 | 0 | 0 | 0 | 0 | 0 | 0 | 0 | 0 | 0 | 0 | 0 | 0 | 0 | 0 | 0 | 0 | 0 | 0 | 0 | 0 | 0 | 0 | 0 | 0 | 0 | 0 | 0 | 1 | 1 | 0 | 1 | 0 | 1 | 1 | 1 | 1 | 0 | 0 | 0 | 0 | 0 | 0 | 0 | 0 | 0 | 0 | 1 | 1 | 1 | 0 | 0 | 0 | 0 | 0 | 0 | 0 | 0 | 0 | 0 | 0 | 0 | 0 | 0 | 0 | 0 | 0 | 0 | 0 | 0 | 0 | 0 | 0 | 0 | 0 | 0 | 0 | 0 | 0 | 0 | 0 | 0 | 0 | 0 | 0 | 0 | 0 |  | 0 | 0 | 0 | 0 | 0 | 0 | 0 | 0 | 0 | 0 | 0 | 0 | 0 | 0 | 0 | 0 | 0 | 0 | 0 | 0 | 0 | 0 | 0 | 0 | 0 | 0 | 0 | 0 | 0 | 0 | 2 | 0 | 0 | 0 | 0 | 0 | -2006.68 | 31.5 | 32.84 | Collinsville-Tesla 500 kV Line | Rocklin-Pleaseant grove 115kV line | Woodland- Davis 115kV line |  | 0 | 0 | 0 | 0 | 0 | 0 | 31.5 | 31.5 | 32.84 | Rocklin-Pleaseant grove 115kV line | Rocklin-Pleaseant grove 115kV line | Woodland- Davis 115kV line |  | 5 | 1 | YES | 2 | 1 | 1 | NO | 1
PG&E KERN | Buena Vista | 230 | 0 | 0 | 0 | 0 | 0 | 0 | 0 | 0 | 0 | 0 | 0 | 0 | 0 | 0 | 0 | 0 | 0 | 0 | 0 | 0 | 0 | 0 | 0 | 0 | 0 | 0 | 0 | 0 | 0 | 0 | 0 | 0 | 0 | 0 | 0 | 0 | 0 | 0 | 0 | 0 | 0 | 0 | 0 | 0 | 0 | 0 | 0 | 0 | 0 | 0 | 0 | 0 | 0 | 0 | 0 | 0 | 0 | 0 | 0 | 0 | 0 | 0 | 0 | 0 | 0 | 0 | 0 | 0 | 0 | 0 | 0 | 0 | 0 | 0 | 0 | 0 | 0 | 0 | 1 | 1 | 0 | 0 | 0 | 0 | 0 | 0 | 0 | 0 | 0 | 0 | 0 | 0 | 0 | 0 | 1 | 0 | 0 | 0 |  | 0 | 0 | 0 | 0 | 0 | 0 | 0 | 0 | 0 | 0 | 0 | 0 | 0 | 0 | 0 | 0 | 0 | 0 | 0 | 0 | 0 | 0 | 0 | 0 | 0 | 0 | 0 | 0 | 0 | 0 | 1 | 0 | 0 | 0 | 0 | 1 | -151.465 | 1720.9797 | -929.2519 | Mustang-Henrietta 230 kV line | Mustang-Henrietta 230 kV line | Mustang-Henrietta 230 kV line |  | 0 | 0 | 0 | 0 | 0 | 0 | 2327.535 | 3018.0807 | 1549.7481 | Mustang-Henrietta 230 kV line | Gates 500/230kV TB #11 | Mustang-Henrietta 230 kV line |  | 5 | 1 | YES | 2 | 4 | 1 | YES | 2
PG&E FRESNO | Bullard | 115 | 0 | 0 | 0 | 0 | 0 | 0 | 0 | 0 | 0 | 0 | 0 | 0 | 0 | 0 | 0 | 0 | 0 | 0 | 0 | 0 | 0 | 0 | 0 | 0 | 0 | 0 | 0 | 0 | 0 | 0 | 0 | 0 | 0 | 0 | 0 | 0 | 0 | 0 | 0 | 0 | 0 | 0 | 0 | 0 | 0 | 1 | 0 | 0 | 0 | 0 | 0 | 0 | 0 | 0 | 0 | 0 | 0 | 0 | 0 | 0 | 0 | 0 | 0 | 0 | 0 | 0 | 0 | 0 | 0 | 0 | 0 | 0 | 0 | 0 | 0 | 0 | 0 | 0 | 1 | 0 | 0 | 1 | 1 | 1 | 1 | 1 | 0 | 1 | 1 | 1 | 0 | 0 | 1 | 0 | 1 | 0 | 0 | 2 |  | 0 | 0 | 0 | 0 | 0 | 0 | 0 | 0 | 0 | 0 | 0 | 0 | 0 | 0 | 0 | 0 | 0 | 0 | 0 | 0 | 0 | 0 | 0 | 0 | 0 | 0 | 0 | 0 | 0 | 0 | 4 | 0 | 2 | 0 | 0 | 1 | -731.8 | -280.9 | -929.2519 | Borden-Storey #1 230kV line | Borden-Storey #1 230kV line | Mustang-Henrietta 230 kV line |  | 0 | 0 | 0 | 0 | 0 | 0 | 315.9685 | 468.1 | 245.4626 | Bellota-Weber 230kV line | Oro Loma-El Nido 115kV Line | Oro Loma-El Nido 115kV Line |  | 5 | 1 | YES | 2 | 4 | 1 | YES | 2
PG&E GBA | Burlingame | 115 | 0 | 0 | 0 | 0 | 0 | 0 | 0 | 0 | 0 | 0 | 0 | 0 | 0 | 0 | 0 | 0 | 0 | 0 | 0 | 0 | 0 | 0 | 0 | 0 | 0 | 0 | 0 | 0 | 0 | 0 | 0 | 0 | 0 | 0 | 0 | 0 | 0 | 0 | 0 | 1 | 0 | 0 | 0 | 0 | 0 | 0 | 0 | 0 | 0 | 0 | 0 | 0 | 1 | 0 | 0 | 0 | 0 | 0 | 0 | 0 | 0 | 0 | 0 | 0 | 0 | 0 | 0 | 0 | 0 | 0 | 0 | 0 | 0 | 0 | 0 | 0 | 0 | 0 | 0 | 0 | 0 | 0 | 0 | 0 | 0 | 0 | 0 | 0 | 0 | 0 | 0 | 0 | 0 | 0 | 0 | 0 | 0 | 1 |  | 0 | 0 | 0 | 0 | 0 | 0 | 0 | 0 | 0 | 0 | 0 | 0 | 0 | 0 | 0 | 0 | 0 | 0 | 0 | 0 | 0 | 0 | 0 | 0 | 0 | 0 | 0 | 0 | 0 | 0 | 1 | 0 | 0 | 0 | 0 | 0 | -2006.68 | 431.687 | 4794.6338 | Collinsville-Tesla 500 kV Line | Collinsville-Tesla 500 kV Line | Collinsville-Tesla 500 kV Line |  | 0 | 0 | 0 | 0 | 0 | 0 | 2568.55 | 2761.05 | 4794.6338 | Sobrante-Moraga 230 kV line | Sobrante-Moraga 230 kV line | Collinsville-Tesla 500 kV Line |  | 5 | 1 | YES | 2 | 1 | 1 | NO | 1
PG&E NGBA | Burney Forest | 230 | 0 | 0 | 0 | 0 | 0 | 0 | 0 | 0 | 0 | 0 | 0 | 0 | 0 | 0 | 0 | 0 | 0 | 0 | 0 | 0 | 0 | 0 | 0 | 0 | 0 | 0 | 0 | 0 | 0 | 0 | 0 | 0 | 0 | 0 | 0 | 0 | 0 | 0 | 0 | 1 | 0 | 0 | 0 | 1 | 0 | 0 | 0 | 0 | 0 | 0 | 0 | 0 | 0 | 0 | 0 | 0 | 0 | 0 | 0 | 0 | 0 | 0 | 0 | 0 | 0 | 0 | 0 | 0 | 0 | 0 | 0 | 0 | 0 | 0 | 0 | 0 | 0 | 0 | 0 | 0 | 0 | 0 | 0 | 0 | 0 | 0 | 0 | 0 | 0 | 0 | 0 | 0 | 0 | 0 | 0 | 0 | 0 | 0 |  | 0 | 2.88 | 0 | 0 | 0 | 0 | 0 | 0 | 0 | 0 | 0 | 0 | 0 | 0 | 1 | 0 | 13.88 | 0 | 0 | 0 | 0 | 0 | 0 | 0 | 0 | 0 | 0 | 0 | 0 | 1 | 2 | 0 | 1 | 0 | 0 | 1 | -2006.68 | -40.48 | -114.78 | Collinsville-Tesla 500 kV Line | Carberry-Round Mountain 230kV Line | Carberry-Round Mountain 230kV Line |  | 1 | 1 | 0 | 1 | 0 | 1 | -76.48 | -14.48 | -89.78 | Carberry-Round Mountain 230kV Line | Carberry-Round Mountain 230kV Line | Carberry-Round Mountain 230kV Line |  | 5 | 5 | NO | 5 | 3 | 3 | NO | 3
PG&E NGBA | Butte | 115 | 0 | 0 | 0 | 0 | 0 | 0 | 0 | 0 | 0 | 0 | 0 | 0 | 0 | 0 | 0 | 0 | 0 | 0 | 0 | 0 | 0 | 0 | 0 | 0 | 0 | 0 | 0 | 0 | 0 | 0 | 0 | 0 | 0 | 0 | 0 | 0 | 0 | 0 | 0 | 1 | 0 | 0 | 0 | 0 | 0 | 0 | 0 | 0 | 0 | 0 | 0 | 0 | 0 | 0 | 0 | 0 | 0 | 0 | 0 | 0 | 0 | 0 | 0 | 0 | 0 | 0 | 0 | 0 | 0 | 0 | 0 | 0 | 0 | 0 | 0 | 0 | 0 | 0 | 0 | 0 | 0 | 0 | 0 | 0 | 0 | 0 | 0 | 0 | 0 | 0 | 0 | 0 | 0 | 0 | 0 | 0 | 0 | 0 |  | 0 | 0 | 0 | 0 | 0 | 0 | 0 | 0 | 0 | 0 | 0 | 0 | 0 | 0 | 0 | 0 | 0 | 0 | 0 | 0 | 0 | 0 | 0 | 0 | 0 | 0 | 0 | 0 | 0 | 0 | 1 | 0 | 0 | 0 | 0 | 0 | -2006.68 | 431.687 | 4794.6338 | Collinsville-Tesla 500 kV Line | Collinsville-Tesla 500 kV Line | Collinsville-Tesla 500 kV Line |  | 0 | 0 | 0 | 0 | 0 | 0 | 6638.32 | 9076.687 | 4794.6338 | Collinsville-Tesla 500 kV Line | Collinsville-Tesla 500 kV Line | Collinsville-Tesla 500 kV Line |  | 5 | 1 | YES | 2 | 1 | 1 | NO | 1
PG&E KERN | Cabrillo | 115 | 0 | 0 | 0 | 0 | 0 | 0 | 0 | 0 | 0 | 0 | 0 | 0 | 0 | 0 | 0 | 0 | 0 | 0 | 0 | 0 | 0 | 0 | 0 | 0 | 0 | 0 | 0 | 0 | 0 | 0 | 0 | 0 | 0 | 0 | 0 | 0 | 0 | 0 | 0 | 0 | 0 | 0 | 0 | 0 | 0 | 0 | 0 | 0 | 0 | 0 | 0 | 0 | 0 | 0 | 0 | 0 | 0 | 0 | 0 | 0 | 0 | 0 | 0 | 0 | 0 | 0 | 0 | 1 | 1 | 0 | 0 | 0 | 0 | 0 | 0 | 0 | 0 | 0 | 0 | 1 | 0 | 0 | 0 | 0 | 0 | 1 | 0 | 0 | 0 | 0 | 0 | 0 | 0 | 0 | 0 | 1 | 0 | 1 |  | 0 | 0 | 0 | 0 | 0 | 0 | 0 | 0 | 0 | 0 | 0 | 0 | 0 | 0 | 0 | 0 | 0 | 0 | 0 | 0 | 0 | 0 | 0 | 0 | 0 | 0 | 0 | 0 | 0 | 0 | 0 | 0 | 0 | 0 | 0 | 0 | 363.365 | 263.7217 | 418.365 | Cal Flat-Gates 230 kV line | Cal Flat-Gates 230 kV line | Cal Flat-Gates 230 kV line |  | 0 | 0 | 0 | 0 | 0 | 0 | 363.365 | 263.7217 | 418.365 | Cal Flat-Gates 230 kV line | Cal Flat-Gates 230 kV line | Cal Flat-Gates 230 kV line |  | 1 | 1 | NO | 1 | 1 | 1 | NO | 1
PG&E FRESNO | Cal Flats | 230 | 0 | 0 | 0 | 0 | 0 | 0 | 0 | 0 | 0 | 0 | 0 | 0 | 0 | 0 | 0 | 0 | 0 | 0 | 0 | 0 | 0 | 0 | 0 | 0 | 0 | 0 | 0 | 0 | 0 | 0 | 0 | 0 | 0 | 0 | 0 | 0 | 0 | 0 | 0 | 0 | 0 | 0 | 0 | 0 | 0 | 0 | 0 | 0 | 0 | 0 | 0 | 0 | 0 | 0 | 0 | 0 | 0 | 0 | 0 | 0 | 0 | 0 | 0 | 0 | 0 | 0 | 0 | 1 | 0 | 0 | 0 | 0 | 0 | 0 | 0 | 0 | 0 | 0 | 1 | 1 | 1 | 0 | 0 | 0 | 0 | 0 | 0 | 0 | 0 | 0 | 0 | 0 | 0 | 0 | 1 | 1 | 0 | 0 |  | 0 | 0 | 0 | 0 | 0 | 0 | 0 | 0 | 0 | 0 | 0 | 0 | 0 | 0 | 0 | 0 | 0 | 0 | 0 | 0 | 0 | 0 | 0 | 0 | 0 | 0 | 0 | 0 | 0 | 0 | 1 | 0 | 0 | 0 | 0 | 1 | -151.465 | 263.7217 | -929.2519 | Mustang-Henrietta 230 kV line | Cal Flat-Gates 230 kV line | Mustang-Henrietta 230 kV line |  | 0 | 0 | 0 | 0 | 0 | 0 | 300.67 | 263.7217 | 267.1415 | Gates 230/70kV TB #5 | Cal Flat-Gates 230 kV line | Gates 230/70kV TB #5 |  | 5 | 1 | YES | 2 | 4 | 1 | YES | 2
SCE NOL | Calcite | 230 | 0 | 0 | 0 | 0 | 0 | 0 | 0 | 0 | 0 | 0 | 0 | 0 | 0 | 1 | 1 | 0 | 0 | 0 | 0 | 0 | 0 | 0 | 0 | 0 | 0 | 0 | 0 | 0 | 0 | 0 | 0 | 0 | 0 | 0 | 0 | 0 | 0 | 0 | 0 | 0 | 0 | 0 | 0 | 0 | 0 | 0 | 0 | 0 | 0 | 0 | 0 | 0 | 0 | 0 | 0 | 0 | 0 | 0 | 0 | 0 | 0 | 0 | 0 | 0 | 0 | 0 | 0 | 0 | 0 | 0 | 0 | 0 | 0 | 0 | 0 | 0 | 0 | 0 | 0 | 0 | 0 | 0 | 0 | 0 | 0 | 0 | 0 | 0 | 0 | 0 | 0 | 0 | 0 | 0 | 0 | 0 | 0 | 1 |  | 0 | 0 | 0 | 0 | 0 | 0 | 0 | 0 | 0 | 0 | 0 | 0 | 0 | 0 | 0 | 0 | 0 | 0 | 0 | 0 | 0 | 0 | 0 | 0 | 200 | 150 | 0 | 0 | 0 | 1 | 0 | 0 | 0 | 0 | 0 | 0 | 199 | 111.5 | 216.5 | Calcite to Lugo Area Constraint | Calcite to Lugo Area Constraint | Calcite to Lugo Area Constraint |  | 0 | 0 | 0 | 0 | 0 | 0 | 199 | 111.5 | 216.5 | Calcite to Lugo Area Constraint | Calcite to Lugo Area Constraint | Calcite to Lugo Area Constraint |  | 1 | 1 | NO | 1 | 1 | 1 | NO | 1
PG&E KERN | Caliente | 230 | 0 | 0 | 0 | 0 | 0 | 0 | 0 | 0 | 0 | 0 | 0 | 0 | 0 | 0 | 0 | 0 | 0 | 0 | 0 | 0 | 0 | 0 | 0 | 0 | 0 | 0 | 0 | 0 | 0 | 0 | 0 | 0 | 0 | 0 | 0 | 0 | 0 | 0 | 0 | 0 | 0 | 0 | 0 | 0 | 0 | 0 | 0 | 0 | 0 | 0 | 0 | 0 | 0 | 0 | 0 | 0 | 0 | 0 | 0 | 0 | 0 | 0 | 0 | 0 | 0 | 0 | 0 | 1 | 0 | 0 | 0 | 0 | 0 | 0 | 0 | 0 | 0 | 0 | 1 | 1 | 0 | 0 | 0 | 0 | 0 | 0 | 0 | 0 | 0 | 0 | 0 | 0 | 0 | 0 | 1 | 1 | 0 | 0 |  | 0 | 0 | 0 | 0 | 0 | 0 | 0 | 0 | 0 | 0 | 0 | 0 | 0 | 0 | 0 | 0 | 0 | 0 | 0 | 0 | 0 | 0 | 0 | 0 | 0 | 0 | 0 | 0 | 0 | 0 | 1 | 0 | 0 | 0 | 0 | 1 | -151.465 | 263.7217 | -929.2519 | Mustang-Henrietta 230 kV line | Cal Flat-Gates 230 kV line | Mustang-Henrietta 230 kV line |  | 0 | 0 | 0 | 0 | 0 | 0 | 363.365 | 263.7217 | 418.365 | Cal Flat-Gates 230 kV line | Cal Flat-Gates 230 kV line | Cal Flat-Gates 230 kV line |  | 5 | 1 | YES | 2 | 4 | 1 | YES | 2
PG&E FRESNO | California Ave | 115 | 0 | 0 | 0 | 0 | 0 | 0 | 0 | 0 | 0 | 0 | 0 | 0 | 0 | 0 | 0 | 0 | 0 | 0 | 0 | 0 | 0 | 0 | 0 | 0 | 0 | 0 | 0 | 0 | 0 | 0 | 0 | 0 | 0 | 0 | 0 | 0 | 0 | 0 | 0 | 0 | 0 | 0 | 0 | 0 | 0 | 0 | 0 | 0 | 0 | 0 | 0 | 0 | 0 | 0 | 0 | 0 | 0 | 0 | 0 | 0 | 0 | 0 | 0 | 0 | 0 | 0 | 0 | 0 | 1 | 0 | 0 | 0 | 0 | 0 | 0 | 0 | 0 | 0 | 0 | 1 | 0 | 1 | 0 | 1 | 0 | 1 | 0 | 0 | 0 | 0 | 0 | 0 | 0 | 0 | 0 | 0 | 0 | 1 |  | 0 | 0 | 0 | 0 | 0 | 0 | 0 | 0 | 0 | 0 | 0 | 0 | 0 | 0 | 0 | 0 | 0 | 0 | 0 | 0 | 0 | 0 | 0 | 0 | 0 | 0 | 0 | 0 | 0 | 0 | 1 | 0 | 1 | 0 | 0 | 0 | -252.9 | -120.4 | 211.1426 | Chowchilla-Le grand 115kV Line | Chowchilla-Le grand 115kV Line | Chowchilla-Le grand 115kV Line |  | 0 | 0 | 0 | 0 | 0 | 0 | 958.1 | 1090.6 | 757.1426 | Chowchilla-Le grand 115kV Line | Chowchilla-Le grand 115kV Line | Chowchilla-Le grand 115kV Line |  | 5 | 1 | YES | 2 | 1 | 1 | NO | 1
PG&E KERN | Callender | 115 | 0 | 0 | 0 | 0 | 0 | 0 | 0 | 0 | 0 | 0 | 0 | 0 | 0 | 0 | 0 | 0 | 0 | 0 | 0 | 0 | 0 | 0 | 0 | 0 | 0 | 0 | 0 | 0 | 0 | 0 | 0 | 0 | 0 | 0 | 0 | 0 | 0 | 0 | 0 | 0 | 0 | 0 | 0 | 0 | 0 | 0 | 0 | 0 | 0 | 0 | 0 | 0 | 0 | 0 | 0 | 0 | 0 | 0 | 0 | 0 | 0 | 0 | 0 | 0 | 0 | 0 | 0 | 1 | 1 | 0 | 0 | 0 | 0 | 0 | 0 | 0 | 0 | 0 | 1 | 1 | 0 | 0 | 0 | 0 | 0 | 0 | 0 | 0 | 0 | 0 | 0 | 0 | 0 | 0 | 1 | 1 | 0 | 0 |  | 0 | 0 | 0 | 0 | 0 | 0 | 0 | 0 | 0 | 0 | 0 | 0 | 0 | 0 | 0 | 0 | 0 | 0 | 0 | 0 | 0 | 0 | 0 | 0 | 0 | 0 | 0 | 0 | 0 | 0 | 1 | 0 | 0 | 0 | 0 | 1 | -151.465 | 263.7217 | -929.2519 | Mustang-Henrietta 230 kV line | Cal Flat-Gates 230 kV line | Mustang-Henrietta 230 kV line |  | 0 | 0 | 0 | 0 | 0 | 0 | 363.365 | 263.7217 | 418.365 | Cal Flat-Gates 230 kV line | Cal Flat-Gates 230 kV line | Cal Flat-Gates 230 kV line |  | 5 | 1 | YES | 2 | 4 | 1 | YES | 2
PG&E NGBA | Calpella | 115 | 0 | 0 | 0 | 0 | 0 | 0 | 0 | 0 | 0 | 0 | 0 | 0 | 0 | 0 | 0 | 0 | 0 | 0 | 0 | 0 | 0 | 0 | 0 | 0 | 0 | 0 | 0 | 0 | 0 | 0 | 0 | 0 | 0 | 0 | 0 | 0 | 0 | 0 | 0 | 1 | 0 | 1 | 0 | 0 | 0 | 0 | 0 | 0 | 0 | 0 | 0 | 0 | 1 | 0 | 1 | 1 | 0 | 0 | 0 | 0 | 0 | 0 | 0 | 0 | 0 | 0 | 1 | 0 | 0 | 0 | 0 | 0 | 0 | 0 | 0 | 0 | 0 | 0 | 0 | 0 | 0 | 0 | 0 | 0 | 0 | 0 | 0 | 0 | 0 | 0 | 0 | 0 | 0 | 0 | 0 | 0 | 0 | 1 |  | 0 | 0 | 0 | 0 | 0 | 0 | 0 | 0 | 0 | 0 | 0 | 0 | 0 | 0 | 0 | 0 | 10 | 0 | 0 | 0 | 0 | 0 | 0 | 4 | 0 | 0 | 4 | 0 | 0 | 1 | 2 | 0 | 0 | 0 | 0 | 0 | -2006.68 | 96.788 | 1147.998 | Collinsville-Tesla 500 kV Line | Birds Landing-Contra Costa 230kV Line | Birds Landing-Contra Costa 230kV Line |  | 0 | 0 | 0 | 0 | 0 | 0 | 322.25 | 699.038 | 1147.998 | Contra Costa- Windmaster 230 kV line | Contra Costa- Windmaster 230 kV line | Birds Landing-Contra Costa 230kV Line |  | 5 | 1 | YES | 2 | 1 | 1 | NO | 1
PG&E GBA | Camanche | 230 | 0 | 0 | 0 | 0 | 0 | 0 | 0 | 0 | 0 | 0 | 0 | 0 | 0 | 0 | 0 | 0 | 0 | 0 | 0 | 0 | 0 | 0 | 0 | 0 | 0 | 0 | 0 | 0 | 0 | 0 | 0 | 0 | 0 | 0 | 0 | 0 | 0 | 0 | 0 | 0 | 0 | 0 | 0 | 0 | 0 | 1 | 0 | 0 | 0 | 0 | 0 | 0 | 0 | 0 | 0 | 0 | 0 | 0 | 0 | 1 | 1 | 0 | 0 | 0 | 0 | 0 | 0 | 0 | 0 | 0 | 0 | 0 | 0 | 0 | 0 | 0 | 0 | 0 | 0 | 0 | 0 | 0 | 0 | 0 | 0 | 0 | 0 | 0 | 0 | 0 | 0 | 0 | 0 | 0 | 0 | 0 | 0 | 0 |  | 0 | 0 | 0 | 0 | 0 | 0 | 0 | 0 | 0 | 0 | 0 | 0 | 0 | 0 | 0 | 0 | 0 | 0 | 0 | 0 | 0 | 0 | 0 | 0 | 0 | 0 | 0 | 0 | 0 | 0 | 1 | 0 | 0 | 0 | 0 | 0 | -144.0315 | 594.3909 | 3342.9322 | Bellota-Weber 230kV line | Bellota-Weber 230kV line | Bellota-Weber 230kV line |  | 0 | 0 | 0 | 0 | 0 | 0 | 315.9685 | 643.7 | 3342.9322 | Bellota-Weber 230kV line | Eight Mile-Tesla 230 kV line | Bellota-Weber 230kV line |  | 5 | 1 | YES | 2 | 1 | 1 | NO | 1
SDGE | Cameron | 69 | 0 | 0 | 0 | 0 | 0 | 0 | 0 | 0 | 0 | 0 | 0 | 0 | 0 | 0 | 0 | 0 | 0 | 0 | 0 | 0 | 0 | 0 | 0 | 0 | 0 | 0 | 0 | 1 | 0 | 1 | 1 | 0 | 1 | 0 | 0 | 0 | 1 | 0 | 0 | 0 | 0 | 0 | 0 | 0 | 0 | 0 | 0 | 0 | 0 | 0 | 0 | 0 | 0 | 0 | 0 | 0 | 0 | 0 | 0 | 0 | 0 | 0 | 0 | 0 | 0 | 0 | 0 | 0 | 0 | 0 | 0 | 0 | 0 | 0 | 0 | 0 | 0 | 0 | 0 | 0 | 0 | 0 | 0 | 0 | 0 | 0 | 0 | 0 | 0 | 0 | 0 | 0 | 0 | 0 | 0 | 0 | 0 | 3 |  | 0 | 0 | 0 | 0 | 0 | 0 | 0 | 0 | 0 | 0 | 0 | 0 | 0 | 0 | 0 | 0 | 0 | 0 | 0 | 0 | 0 | 0 | 0 | 0.84 | 0 | 0 | 0.46 | 0 | 0 | 1 | 0 | 0 | 0 | 0 | 0 | 0 | 159.09 | 195.045 | 302.2464 | Miguel 69 kV constraint | Miguel 69 kV constraint | Miguel 69 kV constraint |  | 0 | 0 | 0 | 0 | 0 | 0 | 159.09 | 195.045 | 302.2464 | Miguel 69 kV constraint | Miguel 69 kV constraint | Miguel 69 kV constraint |  | 1 | 1 | NO | 1 | 1 | 1 | NO | 1
SDGE | Cannon | 69 | 0 | 0 | 0 | 0 | 0 | 0 | 0 | 0 | 0 | 0 | 0 | 0 | 0 | 0 | 0 | 0 | 0 | 0 | 0 | 0 | 0 | 0 | 0 | 0 | 0 | 0 | 0 | 0 | 0 | 0 | 1 | 0 | 1 | 0 | 0 | 0 | 0 | 0 | 0 | 0 | 0 | 0 | 0 | 0 | 0 | 0 | 0 | 0 | 0 | 0 | 0 | 0 | 0 | 0 | 0 | 0 | 0 | 0 | 0 | 0 | 0 | 0 | 0 | 0 | 0 | 0 | 0 | 0 | 0 | 0 | 0 | 0 | 0 | 0 | 0 | 0 | 0 | 0 | 0 | 0 | 0 | 0 | 0 | 0 | 0 | 0 | 0 | 0 | 0 | 0 | 0 | 0 | 0 | 0 | 0 | 0 | 0 | 2 |  | 0 | 0 | 0 | 0 | 0 | 0 | 0 | 0 | 0 | 0 | 0 | 0 | 0 | 0 | 0 | 0 | 0 | 0 | 0 | 0 | 0 | 0 | 0 | 0 | 0 | 0 | 0 | 0 | 0 | 0 | 0 | 0 | 0 | 0 | 0 | 0 | 786.21 | 2179.805 | 8226.6984 | San Luis Rey-San Onofre 230 kV line constraint | San Luis Rey-San Onofre 230 kV line constraint | Encina - San Luis Rey 230 kV constraint |  | 0 | 0 | 0 | 0 | 0 | 0 | 786.21 | 2179.805 | 8226.6984 | San Luis Rey-San Onofre 230 kV line constraint | San Luis Rey-San Onofre 230 kV line constraint | Encina - San Luis Rey 230 kV constraint |  | 1 | 1 | NO | 1 | 1 | 1 | NO | 1
PG&E FRESNO | Cantua | 115 | 0 | 0 | 0 | 0 | 0 | 0 | 0 | 0 | 0 | 0 | 0 | 0 | 0 | 0 | 0 | 0 | 0 | 0 | 0 | 0 | 0 | 0 | 0 | 0 | 0 | 0 | 0 | 0 | 0 | 0 | 0 | 0 | 0 | 0 | 0 | 0 | 0 | 0 | 0 | 0 | 0 | 0 | 0 | 0 | 0 | 0 | 0 | 0 | 0 | 0 | 0 | 0 | 0 | 0 | 0 | 0 | 0 | 0 | 0 | 0 | 0 | 0 | 0 | 0 | 0 | 0 | 0 | 0 | 0 | 0 | 0 | 0 | 0 | 0 | 0 | 0 | 0 | 0 | 1 | 0 | 1 | 0 | 1 | 0 | 0 | 1 | 0 | 1 | 0 | 0 | 0 | 0 | 0 | 0 | 0 | 0 | 0 | 1 |  | 0 | 0 | 0 | 0 | 0 | 0 | 0 | 0 | 0 | 0 | 0 | 0 | 0 | 0 | 0 | 0 | 0 | 0 | 0 | 0 | 0 | 0 | 0 | 0 | 0 | 0 | 0 | 0 | 0 | 0 | 0 | 0 | 0 | 0 | 0 | 0 | 300.67 | 300.67 | 267.1415 | Gates 230/70kV TB #5 | Gates 230/70kV TB #5 | Gates 230/70kV TB #5 |  | 0 | 0 | 0 | 0 | 0 | 0 | 300.67 | 300.67 | 267.1415 | Gates 230/70kV TB #5 | Gates 230/70kV TB #5 | Gates 230/70kV TB #5 |  | 1 | 1 | NO | 1 | 1 | 1 | NO | 1
SDGE | Capistrano | 138 | 0 | 0 | 0 | 0 | 0 | 0 | 0 | 0 | 0 | 0 | 0 | 0 | 0 | 0 | 0 | 0 | 0 | 0 | 0 | 0 | 0 | 0 | 0 | 0 | 0 | 1 | 0 | 0 | 0 | 0 | 0 | 0 | 0 | 0 | 0 | 0 | 0 | 1 | 0 | 0 | 0 | 0 | 0 | 0 | 0 | 0 | 0 | 0 | 0 | 0 | 0 | 0 | 0 | 0 | 0 | 0 | 0 | 0 | 0 | 0 | 0 | 0 | 0 | 0 | 0 | 0 | 0 | 0 | 0 | 0 | 0 | 0 | 0 | 0 | 0 | 0 | 0 | 0 | 0 | 0 | 0 | 0 | 0 | 0 | 0 | 0 | 0 | 0 | 0 | 0 | 0 | 0 | 0 | 0 | 0 | 0 | 0 | 0 |  | 0 | 0 | 0 | 0 | 0 | 0 | 0 | 0 | 0 | 0 | 0 | 0 | 0 | 0 | 0 | 0 | 0 | 0 | 0 | 0 | 0 | 0 | 0 | 0 | 0 | 0 | 0 | 0 | 0 | 0 | 0 | 0 | 0 | 0 | 0 | 0 | 647.87 | 894.535 | 1294.93 | Capistrano-San Onofre 230 kV constraint | Talega 230 kV constraint | Talega 230 kV constraint |  | 0 | 0 | 0 | 0 | 0 | 0 | 647.87 | 894.535 | 1294.93 | Capistrano-San Onofre 230 kV constraint | Talega 230 kV constraint | Talega 230 kV constraint |  | 1 | 1 | NO | 1 | 1 | 1 | NO | 1
SDGE | Capistrano | 230 | 0 | 0 | 0 | 0 | 0 | 0 | 0 | 0 | 0 | 0 | 0 | 0 | 0 | 0 | 0 | 0 | 0 | 0 | 0 | 0 | 0 | 0 | 0 | 0 | 0 | 1 | 0 | 0 | 0 | 0 | 0 | 0 | 0 | 0 | 0 | 0 | 0 | 1 | 0 | 0 | 0 | 0 | 0 | 0 | 0 | 0 | 0 | 0 | 0 | 0 | 0 | 0 | 0 | 0 | 0 | 0 | 0 | 0 | 0 | 0 | 0 | 0 | 0 | 0 | 0 | 0 | 0 | 0 | 0 | 0 | 0 | 0 | 0 | 0 | 0 | 0 | 0 | 0 | 0 | 0 | 0 | 0 | 0 | 0 | 0 | 0 | 0 | 0 | 0 | 0 | 0 | 0 | 0 | 0 | 0 | 0 | 0 | 0 |  | 0 | 0 | 0 | 0 | 0 | 0 | 0 | 0 | 0 | 0 | 0 | 0 | 0 | 0 | 0 | 0 | 0 | 0 | 0 | 0 | 0 | 0 | 0 | 0 | 0 | 0 | 0 | 0 | 0 | 0 | 0 | 0 | 0 | 0 | 0 | 0 | 647.87 | 894.535 | 1294.93 | Capistrano-San Onofre 230 kV constraint | Talega 230 kV constraint | Talega 230 kV constraint |  | 0 | 0 | 0 | 0 | 0 | 0 | 647.87 | 894.535 | 1294.93 | Capistrano-San Onofre 230 kV constraint | Talega 230 kV constraint | Talega 230 kV constraint |  | 1 | 1 | NO | 1 | 1 | 1 | NO | 1
PG&E NGBA | Carberry | 230 | 0 | 0 | 0 | 0 | 0 | 0 | 0 | 0 | 0 | 0 | 0 | 0 | 0 | 0 | 0 | 0 | 0 | 0 | 0 | 0 | 0 | 0 | 0 | 0 | 0 | 0 | 0 | 0 | 0 | 0 | 0 | 0 | 0 | 0 | 0 | 0 | 0 | 0 | 0 | 1 | 0 | 0 | 0 | 1 | 0 | 0 | 0 | 0 | 0 | 0 | 0 | 0 | 0 | 0 | 0 | 0 | 0 | 0 | 0 | 0 | 0 | 0 | 0 | 0 | 0 | 0 | 0 | 0 | 0 | 0 | 0 | 0 | 0 | 0 | 0 | 0 | 0 | 0 | 0 | 0 | 0 | 0 | 0 | 0 | 0 | 0 | 0 | 0 | 0 | 0 | 0 | 0 | 0 | 0 | 0 | 0 | 0 | 0 |  | 0 | 0 | 0 | 0 | 0 | 0 | 0 | 0 | 0 | 0 | 0 | 0 | 0 | 0 | 0 | 0 | 3.6 | 0 | 0 | 0 | 0 | 0 | 0 | 0 | 0 | 0 | 0 | 0 | 0 | 1 | 2 | 0 | 1 | 0 | 0 | 1 | -2006.68 | -40.48 | -114.78 | Collinsville-Tesla 500 kV Line | Carberry-Round Mountain 230kV Line | Carberry-Round Mountain 230kV Line |  | 1 | 1 | 0 | 1 | 0 | 1 | -76.48 | -14.48 | -89.78 | Carberry-Round Mountain 230kV Line | Carberry-Round Mountain 230kV Line | Carberry-Round Mountain 230kV Line |  | 5 | 5 | NO | 5 | 3 | 3 | NO | 3
SCE Eastern | Cardiff | 66 | 0 | 0 | 0 | 0 | 0 | 0 | 0 | 0 | 0 | 0 | 0 | 0 | 0 | 0 | 0 | 0 | 0 | 0 | 0 | 1 | 0 | 1 | 0 | 0 | 0 | 0 | 0 | 0 | 0 | 0 | 0 | 0 | 0 | 0 | 0 | 0 | 0 | 0 | 0 | 0 | 0 | 0 | 0 | 0 | 0 | 0 | 0 | 0 | 0 | 0 | 0 | 0 | 0 | 0 | 0 | 0 | 0 | 0 | 0 | 0 | 0 | 0 | 0 | 0 | 0 | 0 | 0 | 0 | 0 | 0 | 0 | 0 | 0 | 0 | 0 | 0 | 0 | 0 | 0 | 0 | 0 | 0 | 0 | 0 | 0 | 0 | 0 | 0 | 0 | 0 | 0 | 0 | 0 | 0 | 0 | 0 | 0 | 1 |  | 0 | 0 | 0 | 0 | 0 | 0 | 0 | 0 | 0 | 0 | 0 | 0 | 0 | 0 | 0 | 0 | 0 | 0 | 0 | 0 | 0 | 0 | 0 | 0 | 0 | 0 | 0 | 0 | 0 | 0 | 0 | 0 | 0 | 0 | 0 | 0 | 945.12 | 2557.875 | 8962.975 | Serrano-Alberhill-Valley Constraint | Etiwanda-Rancho Vista Constraint | Etiwanda-Rancho Vista Constraint |  | 0 | 0 | 0 | 0 | 0 | 0 | 945.12 | 2557.875 | 8962.975 | Serrano-Alberhill-Valley Constraint | Etiwanda-Rancho Vista Constraint | Etiwanda-Rancho Vista Constraint |  | 1 | 1 | NO | 1 | 1 | 1 | NO | 1
PG&E NGBA | Caribou | 60 | 0 | 0 | 0 | 0 | 0 | 0 | 0 | 0 | 0 | 0 | 0 | 0 | 0 | 0 | 0 | 0 | 0 | 0 | 0 | 0 | 0 | 0 | 0 | 0 | 0 | 0 | 0 | 0 | 0 | 0 | 0 | 0 | 0 | 0 | 0 | 0 | 0 | 0 | 0 | 1 | 0 | 0 | 1 | 0 | 0 | 1 | 0 | 1 | 0 | 0 | 0 | 0 | 0 | 0 | 0 | 0 | 0 | 0 | 0 | 1 | 1 | 0 | 0 | 0 | 0 | 0 | 0 | 0 | 0 | 0 | 0 | 0 | 0 | 0 | 0 | 0 | 0 | 0 | 0 | 0 | 0 | 0 | 0 | 0 | 0 | 0 | 0 | 0 | 0 | 0 | 0 | 0 | 0 | 0 | 0 | 0 | 0 | 0 |  | 0 | 0 | 0 | 0 | 0 | 0 | 0 | 0 | 0 | 0 | 0 | 0 | 0 | 0 | 0 | 0 | 10 | 0 | 0 | 0 | 0 | 0 | 0 | 0 | 0 | 0 | 0 | 0 | 0 | 1 | 2 | 0 | 0 | 0 | 0 | 0 | -2006.68 | 297 | 329.548 | Collinsville-Tesla 500 kV Line | Bell-Placer 115kV Line | Bell-Placer 115kV Line |  | 0 | 0 | 0 | 0 | 0 | 0 | 297 | 297 | 329.548 | Bell-Placer 115kV Line | Bell-Placer 115kV Line | Bell-Placer 115kV Line |  | 5 | 1 | YES | 2 | 1 | 1 | NO | 1
PG&E NGBA | Caribou | 115 | 0 | 0 | 0 | 0 | 0 | 0 | 0 | 0 | 0 | 0 | 0 | 0 | 0 | 0 | 0 | 0 | 0 | 0 | 0 | 0 | 0 | 0 | 0 | 0 | 0 | 0 | 0 | 0 | 0 | 0 | 0 | 0 | 0 | 0 | 0 | 0 | 0 | 0 | 0 | 1 | 0 | 0 | 0 | 0 | 0 | 0 | 0 | 0 | 0 | 0 | 0 | 0 | 0 | 0 | 0 | 0 | 0 | 0 | 0 | 1 | 0 | 0 | 0 | 0 | 0 | 0 | 0 | 0 | 0 | 0 | 0 | 0 | 0 | 0 | 0 | 0 | 0 | 0 | 0 | 0 | 0 | 0 | 0 | 0 | 0 | 0 | 0 | 0 | 0 | 0 | 0 | 0 | 0 | 0 | 0 | 0 | 0 | 0 |  | 0 | 0 | 0 | 0 | 0 | 0 | 0 | 0 | 0 | 0 | 0 | 0 | 0 | 0 | 0 | 0 | 10 | 0 | 0 | 0 | 0 | 0 | 0 | 0 | 0 | 0 | 0 | 0 | 0 | 1 | 1 | 0 | 0 | 0 | 0 | 0 | -2006.68 | 431.687 | 4794.6338 | Collinsville-Tesla 500 kV Line | Collinsville-Tesla 500 kV Line | Collinsville-Tesla 500 kV Line |  | 0 | 0 | 0 | 0 | 0 | 0 | 806.5435 | 1954.8014 | 4794.6338 | Tesla-Bellota 230 kV line | Tesla-Bellota 230 kV line | Collinsville-Tesla 500 kV Line |  | 5 | 1 | YES | 2 | 1 | 1 | NO | 1
PG&E NGBA | Caribou | 230 | 0 | 0 | 0 | 0 | 0 | 0 | 0 | 0 | 0 | 0 | 0 | 0 | 0 | 0 | 0 | 0 | 0 | 0 | 0 | 0 | 0 | 0 | 0 | 0 | 0 | 0 | 0 | 0 | 0 | 0 | 0 | 0 | 0 | 0 | 0 | 0 | 0 | 0 | 0 | 1 | 0 | 0 | 0 | 0 | 0 | 0 | 0 | 0 | 0 | 0 | 0 | 0 | 0 | 0 | 0 | 0 | 0 | 0 | 0 | 1 | 0 | 0 | 0 | 0 | 0 | 0 | 0 | 0 | 0 | 0 | 0 | 0 | 0 | 0 | 0 | 0 | 0 | 0 | 0 | 0 | 0 | 0 | 0 | 0 | 0 | 0 | 0 | 0 | 0 | 0 | 0 | 0 | 0 | 0 | 0 | 0 | 0 | 0 |  | 0 | 0 | 0 | 0 | 0 | 0 | 0 | 0 | 0 | 0 | 0 | 0 | 0 | 0 | 0 | 0 | 0 | 0 | 0 | 0 | 0 | 0 | 0 | 0 | 0 | 0 | 0 | 0 | 0 | 0 | 1 | 0 | 0 | 0 | 0 | 0 | -2006.68 | 431.687 | 4794.6338 | Collinsville-Tesla 500 kV Line | Collinsville-Tesla 500 kV Line | Collinsville-Tesla 500 kV Line |  | 0 | 0 | 0 | 0 | 0 | 0 | 806.5435 | 1954.8014 | 4794.6338 | Tesla-Bellota 230 kV line | Tesla-Bellota 230 kV line | Collinsville-Tesla 500 kV Line |  | 5 | 1 | YES | 2 | 1 | 1 | NO | 1
EOP | Carpenter Canyon (fka Gamebird) | 138 | 0 | 0 | 0 | 0 | 0 | 0 | 0 | 0 | 0 | 0 | 0 | 0 | 0 | 0 | 0 | 0 | 0 | 0 | 0 | 0 | 0 | 0 | 1 | 1 | 1 | 0 | 0 | 0 | 0 | 0 | 0 | 0 | 0 | 0 | 0 | 0 | 0 | 0 | 0 | 0 | 0 | 0 | 0 | 0 | 0 | 0 | 0 | 0 | 0 | 0 | 0 | 0 | 0 | 0 | 0 | 0 | 0 | 0 | 0 | 0 | 0 | 0 | 0 | 0 | 0 | 0 | 0 | 0 | 0 | 0 | 0 | 0 | 0 | 0 | 0 | 0 | 0 | 0 | 0 | 0 | 0 | 0 | 0 | 0 | 0 | 0 | 0 | 0 | 0 | 0 | 0 | 0 | 0 | 0 | 0 | 0 | 0 | 2 |  | 0 | 0 | 0 | 0 | 0 | 0 | 0 | 0 | 0 | 0 | 0 | 0 | 0 | 0 | 0 | 0 | 0 | 0 | 0 | 0 | 0 | 0 | 0 | 0 | 0 | 0 | 0 | 0 | 0 | 0 | 0 | 0 | 0 | 0 | 0 | 0 | 132.885 | 1655.59 | 2398.8 | Lugo - Victorville area constraint | Sloan Canyon - Eldorado 500 kV constraint | Sloan Canyon - Eldorado 500 kV constraint |  | 0 | 0 | 0 | 0 | 0 | 0 | 132.885 | 1655.59 | 2398.8 | Lugo - Victorville area constraint | Sloan Canyon - Eldorado 500 kV constraint | Sloan Canyon - Eldorado 500 kV constraint |  | 1 | 1 | NO | 1 | 1 | 1 | NO | 1
EOP | Carpenter Canyon (fka Gamebird) | 230 | 0 | 0 | 0 | 0 | 0 | 0 | 0 | 0 | 0 | 0 | 0 | 0 | 0 | 0 | 0 | 0 | 0 | 0 | 0 | 0 | 0 | 0 | 1 | 1 | 1 | 0 | 0 | 0 | 0 | 0 | 0 | 0 | 0 | 0 | 0 | 0 | 0 | 0 | 0 | 0 | 0 | 0 | 0 | 0 | 0 | 0 | 0 | 0 | 0 | 0 | 0 | 0 | 0 | 0 | 0 | 0 | 0 | 0 | 0 | 0 | 0 | 0 | 0 | 0 | 0 | 0 | 0 | 0 | 0 | 0 | 0 | 0 | 0 | 0 | 0 | 0 | 0 | 0 | 0 | 0 | 0 | 0 | 0 | 0 | 0 | 0 | 0 | 0 | 0 | 0 | 0 | 0 | 0 | 0 | 0 | 0 | 0 | 2 |  | 0 | 0 | 0 | 0 | 0 | 0 | 0 | 0 | 0 | 0 | 0 | 0 | 0 | 0 | 0 | 0 | 0 | 0 | 0 | 0 | 0 | 0 | 0 | 0 | 0 | 158 | 0 | 0 | 0 | 1 | 0 | 0 | 0 | 0 | 0 | 0 | 132.885 | 1655.59 | 2398.8 | Lugo - Victorville area constraint | Sloan Canyon - Eldorado 500 kV constraint | Sloan Canyon - Eldorado 500 kV constraint |  | 0 | 0 | 0 | 0 | 0 | 0 | 132.885 | 1655.59 | 2398.8 | Lugo - Victorville area constraint | Sloan Canyon - Eldorado 500 kV constraint | Sloan Canyon - Eldorado 500 kV constraint |  | 1 | 1 | NO | 1 | 1 | 1 | NO | 1
PG&E NGBA | Carquinez | 115 | 0 | 0 | 0 | 0 | 0 | 0 | 0 | 0 | 0 | 0 | 0 | 0 | 0 | 0 | 0 | 0 | 0 | 0 | 0 | 0 | 0 | 0 | 0 | 0 | 0 | 0 | 0 | 0 | 0 | 0 | 0 | 0 | 0 | 0 | 0 | 0 | 0 | 0 | 0 | 1 | 0 | 0 | 0 | 0 | 0 | 0 | 0 | 0 | 0 | 0 | 0 | 0 | 1 | 0 | 0 | 0 | 0 | 0 | 0 | 0 | 0 | 0 | 0 | 0 | 0 | 0 | 1 | 0 | 0 | 0 | 0 | 0 | 0 | 0 | 0 | 0 | 0 | 0 | 0 | 0 | 0 | 0 | 0 | 0 | 0 | 0 | 0 | 0 | 0 | 0 | 0 | 0 | 0 | 0 | 0 | 0 | 0 | 1 |  | 0 | 0 | 0 | 0 | 0 | 0 | 0 | 0 | 0 | 0 | 0 | 0 | 0 | 0 | 0 | 0 | 0 | 0 | 0 | 0 | 0 | 0 | 0 | 0 | 0 | 0 | 0 | 0 | 0 | 0 | 2 | 0 | 0 | 0 | 0 | 0 | -2006.68 | 96.788 | 1147.998 | Collinsville-Tesla 500 kV Line | Birds Landing-Contra Costa 230kV Line | Birds Landing-Contra Costa 230kV Line |  | 0 | 0 | 0 | 0 | 0 | 0 | 1531.9 | 1862.788 | 1147.998 | Birds Landing-Contra Costa 230kV Line | Birds Landing-Contra Costa 230kV Line | Birds Landing-Contra Costa 230kV Line |  | 5 | 1 | YES | 2 | 1 | 1 | NO | 1
SDGE | Carrizo Gorge | 138 | 0 | 0 | 0 | 0 | 0 | 0 | 0 | 0 | 0 | 0 | 0 | 0 | 0 | 0 | 0 | 0 | 0 | 0 | 0 | 0 | 0 | 0 | 0 | 0 | 0 | 0 | 0 | 0 | 0 | 0 | 1 | 0 | 1 | 0 | 0 | 1 | 1 | 0 | 0 | 0 | 0 | 0 | 0 | 0 | 0 | 0 | 0 | 0 | 0 | 0 | 0 | 0 | 0 | 0 | 0 | 0 | 0 | 0 | 0 | 0 | 0 | 0 | 0 | 0 | 0 | 0 | 0 | 0 | 0 | 0 | 0 | 0 | 0 | 0 | 0 | 0 | 0 | 0 | 0 | 0 | 0 | 0 | 0 | 0 | 0 | 0 | 0 | 0 | 0 | 0 | 0 | 0 | 0 | 0 | 0 | 0 | 0 | 4 |  | 0 | 0 | 0 | 0 | 0 | 0 | 0 | 0 | 0 | 0 | 0 | 0 | 0 | 0 | 0 | 0 | 0 | 0 | 0 | 0 | 0 | 0 | 0 | 0 | 0 | 90 | 70 | 0 | 0 | 1 | 0 | 0 | 0 | 0 | 0 | 0 | 786.21 | 1708.17 | 2183.4184 | San Luis Rey-San Onofre 230 kV line constraint | Silvergate-Old Town 230 kV constraint | Silvergate-Old Town 230 kV constraint |  | 0 | 0 | 0 | 0 | 0 | 0 | 786.21 | 1708.17 | 2183.4184 | San Luis Rey-San Onofre 230 kV line constraint | Silvergate-Old Town 230 kV constraint | Silvergate-Old Town 230 kV constraint |  | 1 | 1 | NO | 1 | 1 | 1 | NO | 1
PG&E KERN | Carrizo Plains | 115 | 0 | 0 | 0 | 0 | 0 | 0 | 0 | 0 | 0 | 0 | 0 | 0 | 0 | 0 | 0 | 0 | 0 | 0 | 0 | 0 | 0 | 0 | 0 | 0 | 0 | 0 | 0 | 0 | 0 | 0 | 0 | 0 | 0 | 0 | 0 | 0 | 0 | 0 | 0 | 0 | 0 | 0 | 0 | 0 | 0 | 0 | 0 | 0 | 0 | 0 | 0 | 0 | 0 | 0 | 0 | 0 | 0 | 0 | 0 | 0 | 0 | 0 | 0 | 0 | 0 | 0 | 0 | 1 | 0 | 0 | 0 | 0 | 0 | 0 | 0 | 0 | 0 | 0 | 1 | 1 | 0 | 0 | 0 | 0 | 0 | 0 | 0 | 0 | 0 | 0 | 0 | 0 | 0 | 0 | 1 | 1 | 0 | 0 |  | 0 | 0 | 0 | 0 | 0 | 0 | 0 | 0 | 0 | 0 | 0 | 0 | 0 | 0 | 0 | 0 | 0 | 0 | 0 | 0 | 0 | 0 | 0 | 0 | 0 | 0 | 0 | 0 | 0 | 0 | 1 | 0 | 0 | 0 | 0 | 1 | -151.465 | 263.7217 | -929.2519 | Mustang-Henrietta 230 kV line | Cal Flat-Gates 230 kV line | Mustang-Henrietta 230 kV line |  | 0 | 0 | 0 | 0 | 0 | 0 | 363.365 | 263.7217 | 418.365 | Cal Flat-Gates 230 kV line | Cal Flat-Gates 230 kV line | Cal Flat-Gates 230 kV line |  | 5 | 1 | YES | 2 | 4 | 1 | YES | 2
PG&E KERN | Casaloma | 230 | 0 | 0 | 0 | 0 | 0 | 0 | 0 | 0 | 0 | 0 | 0 | 0 | 0 | 0 | 0 | 0 | 0 | 0 | 0 | 0 | 0 | 0 | 0 | 0 | 0 | 0 | 0 | 0 | 0 | 0 | 0 | 0 | 0 | 0 | 0 | 0 | 0 | 0 | 0 | 0 | 0 | 0 | 0 | 0 | 0 | 0 | 0 | 0 | 0 | 0 | 0 | 0 | 0 | 0 | 0 | 0 | 0 | 0 | 0 | 0 | 0 | 0 | 0 | 0 | 0 | 0 | 0 | 1 | 1 | 0 | 0 | 0 | 0 | 0 | 0 | 0 | 0 | 0 | 0 | 1 | 0 | 0 | 0 | 0 | 0 | 0 | 0 | 0 | 0 | 0 | 0 | 0 | 0 | 0 | 0 | 0 | 0 | 0 |  | 0 | 0 | 0 | 0 | 0 | 0 | 0 | 0 | 0 | 0 | 0 | 0 | 0 | 0 | 0 | 0 | 0 | 0 | 0 | 0 | 0 | 0 | 0 | 0 | 0 | 0 | 0 | 0 | 0 | 0 | 0 | 0 | 0 | 0 | 0 | 0 | 363.365 | 263.7217 | 418.365 | Cal Flat-Gates 230 kV line | Cal Flat-Gates 230 kV line | Cal Flat-Gates 230 kV line |  | 0 | 0 | 0 | 0 | 0 | 0 | 363.365 | 263.7217 | 418.365 | Cal Flat-Gates 230 kV line | Cal Flat-Gates 230 kV line | Cal Flat-Gates 230 kV line |  | 1 | 1 | NO | 1 | 1 | 1 | NO | 1
PG&E GBA | Castro Valley | 230 | 0 | 0 | 0 | 0 | 0 | 0 | 0 | 0 | 0 | 0 | 0 | 0 | 0 | 0 | 0 | 0 | 0 | 0 | 0 | 0 | 0 | 0 | 0 | 0 | 0 | 0 | 0 | 0 | 0 | 0 | 0 | 0 | 0 | 0 | 0 | 0 | 0 | 0 | 0 | 1 | 0 | 0 | 0 | 0 | 0 | 0 | 0 | 0 | 0 | 0 | 0 | 0 | 0 | 0 | 0 | 1 | 0 | 0 | 0 | 1 | 0 | 0 | 0 | 0 | 0 | 0 | 1 | 0 | 0 | 0 | 0 | 0 | 0 | 0 | 0 | 0 | 0 | 0 | 0 | 0 | 0 | 0 | 0 | 0 | 0 | 0 | 0 | 0 | 0 | 0 | 0 | 0 | 0 | 0 | 0 | 0 | 0 | 0 |  | 0 | 0 | 0 | 0 | 0 | 0 | 0 | 0 | 0 | 0 | 0 | 0 | 0 | 0 | 0 | 0 | 0 | 0 | 0 | 0 | 0 | 0 | 0 | 0 | 0 | 0 | 0 | 0 | 0 | 0 | 2 | 0 | 0 | 0 | 0 | 0 | -2006.68 | 96.788 | 1147.998 | Collinsville-Tesla 500 kV Line | Birds Landing-Contra Costa 230kV Line | Birds Landing-Contra Costa 230kV Line |  | 0 | 0 | 0 | 0 | 0 | 0 | 806.5435 | 1862.788 | 1147.998 | Tesla-Bellota 230 kV line | Birds Landing-Contra Costa 230kV Line | Birds Landing-Contra Costa 230kV Line |  | 5 | 1 | YES | 2 | 1 | 1 | NO | 1
PG&E GBA | Cayetano | 230 | 0 | 0 | 0 | 0 | 0 | 0 | 0 | 0 | 0 | 0 | 0 | 0 | 0 | 0 | 0 | 0 | 0 | 0 | 0 | 0 | 0 | 0 | 0 | 0 | 0 | 0 | 0 | 0 | 0 | 0 | 0 | 0 | 0 | 0 | 0 | 0 | 0 | 0 | 0 | 1 | 0 | 0 | 0 | 0 | 0 | 0 | 0 | 0 | 0 | 0 | 0 | 0 | 0 | 1 | 1 | 1 | 0 | 0 | 1 | 1 | 0 | 0 | 0 | 0 | 0 | 1 | 0 | 0 | 0 | 0 | 0 | 0 | 0 | 0 | 0 | 0 | 0 | 0 | 0 | 0 | 0 | 0 | 0 | 0 | 0 | 0 | 0 | 0 | 0 | 0 | 0 | 0 | 0 | 0 | 0 | 0 | 0 | 0 |  | 0 | 0 | 0 | 0 | 0 | 0 | 0 | 0 | 0 | 0 | 0 | 0 | 0 | 0 | 0 | 0 | 0 | 0 | 0 | 0 | 0 | 0 | 0 | 0 | 0 | 100 | 100 | 0 | 0 | 1 | 2 | 0 | 1 | 0 | 0 | 0 | -2006.68 | -196.964 | 3796.722 | Collinsville-Tesla 500 kV Line | Windmaster-Delta pumps 230 kV line | Contra Costa- Windmaster 230 kV line |  | 0 | 0 | 0 | 0 | 0 | 0 | 322.25 | 699.038 | 3796.722 | Contra Costa- Windmaster 230 kV line | Contra Costa- Windmaster 230 kV line | Contra Costa- Windmaster 230 kV line |  | 5 | 1 | YES | 2 | 1 | 1 | NO | 1
SCE Metro | Center | 230 | 0 | 0 | 0 | 0 | 0 | 0 | 0 | 0 | 0 | 1 | 0 | 0 | 0 | 0 | 0 | 0 | 0 | 0 | 0 | 0 | 0 | 0 | 0 | 0 | 0 | 0 | 0 | 0 | 0 | 0 | 0 | 0 | 0 | 0 | 0 | 0 | 0 | 0 | 0 | 0 | 0 | 0 | 0 | 0 | 0 | 0 | 0 | 0 | 0 | 0 | 0 | 0 | 0 | 0 | 0 | 0 | 0 | 0 | 0 | 0 | 0 | 0 | 0 | 0 | 0 | 0 | 0 | 0 | 0 | 0 | 0 | 0 | 0 | 0 | 0 | 0 | 0 | 0 | 0 | 0 | 0 | 0 | 0 | 0 | 0 | 0 | 0 | 0 | 0 | 0 | 0 | 0 | 0 | 0 | 0 | 0 | 0 | 0 |  | 0 | 0 | 0 | 0 | 0 | 0 | 0 | 0 | 0 | 0 | 0 | 0 | 0 | 0 | 0 | 0 | 0 | 0 | 0 | 0 | 0 | 0 | 0 | 0 | 0 | 0 | 90 | 0 | 0 | 1 | 0 | 0 | 0 | 0 | 0 | 0 | 11157.1 | 12110.2 | 14980.0055 | SCE Metro Area Default Constraint | SCE Metro Area Default Constraint | SCE Metro Area Default Constraint |  | 0 | 0 | 0 | 0 | 0 | 0 | 11157.1 | 12110.2 | 14980.0055 | SCE Metro Area Default Constraint | SCE Metro Area Default Constraint | SCE Metro Area Default Constraint |  | 1 | 1 | NO | 1 | 1 | 1 | NO | 1
PG&E KERN | Charca | 115 | 0 | 0 | 0 | 0 | 0 | 0 | 0 | 0 | 0 | 0 | 0 | 0 | 0 | 0 | 0 | 0 | 0 | 0 | 0 | 0 | 0 | 0 | 0 | 0 | 0 | 0 | 0 | 0 | 0 | 0 | 0 | 0 | 0 | 0 | 0 | 0 | 0 | 0 | 0 | 0 | 0 | 0 | 0 | 0 | 0 | 0 | 0 | 0 | 0 | 0 | 0 | 0 | 0 | 0 | 0 | 0 | 0 | 0 | 0 | 0 | 0 | 0 | 0 | 0 | 0 | 0 | 0 | 1 | 1 | 0 | 0 | 0 | 0 | 0 | 0 | 1 | 0 | 0 | 0 | 1 | 0 | 0 | 0 | 0 | 0 | 0 | 0 | 0 | 0 | 0 | 0 | 0 | 0 | 0 | 0 | 0 | 0 | 0 |  | 0 | 0 | 0 | 0 | 0 | 0 | 0 | 0 | 0 | 0 | 0 | 0 | 0 | 0 | 0 | 0 | 0 | 0 | 0 | 0 | 0 | 0 | 0 | 4.62 | 0 | 0 | 0 | 0 | 0 | 1 | 0 | 0 | 0 | 0 | 0 | 0 | 201 | 193.6 | 235.7988 | Semitropic-Midway 115kV Line | Semitropic-Midway 115kV Line | Semitropic-Midway 115kV Line |  | 0 | 0 | 0 | 0 | 0 | 0 | 201 | 193.6 | 235.7988 | Semitropic-Midway 115kV Line | Semitropic-Midway 115kV Line | Semitropic-Midway 115kV Line |  | 1 | 1 | NO | 1 | 1 | 1 | NO | 1
EOP | Charleston | 138 | 0 | 0 | 0 | 0 | 0 | 0 | 0 | 0 | 0 | 0 | 0 | 0 | 0 | 0 | 0 | 0 | 0 | 0 | 0 | 0 | 0 | 0 | 1 | 1 | 1 | 0 | 0 | 0 | 0 | 0 | 0 | 0 | 0 | 0 | 0 | 0 | 0 | 0 | 0 | 0 | 0 | 0 | 0 | 0 | 0 | 0 | 0 | 0 | 0 | 0 | 0 | 0 | 0 | 0 | 0 | 0 | 0 | 0 | 0 | 0 | 0 | 0 | 0 | 0 | 0 | 0 | 0 | 0 | 0 | 0 | 0 | 0 | 0 | 0 | 0 | 0 | 0 | 0 | 0 | 0 | 0 | 0 | 0 | 0 | 0 | 0 | 0 | 0 | 0 | 0 | 0 | 0 | 0 | 0 | 0 | 0 | 0 | 2 |  | 0 | 0 | 0 | 0 | 0 | 0 | 0 | 0 | 0 | 0 | 0 | 0 | 0 | 0 | 0 | 0 | 0 | 0 | 0 | 0 | 0 | 0 | 0 | 0 | 0 | 0 | 0 | 0 | 0 | 0 | 0 | 0 | 0 | 0 | 0 | 0 | 132.885 | 1655.59 | 2398.8 | Lugo - Victorville area constraint | Sloan Canyon - Eldorado 500 kV constraint | Sloan Canyon - Eldorado 500 kV constraint |  | 0 | 0 | 0 | 0 | 0 | 0 | 132.885 | 1655.59 | 2398.8 | Lugo - Victorville area constraint | Sloan Canyon - Eldorado 500 kV constraint | Sloan Canyon - Eldorado 500 kV constraint |  | 1 | 1 | NO | 1 | 1 | 1 | NO | 1
SCE Metro | Chevmain | 230 | 0 | 0 | 0 | 0 | 0 | 0 | 0 | 0 | 0 | 1 | 0 | 0 | 0 | 0 | 0 | 0 | 0 | 0 | 0 | 0 | 0 | 0 | 0 | 0 | 0 | 0 | 0 | 0 | 0 | 0 | 0 | 0 | 0 | 0 | 0 | 0 | 0 | 0 | 0 | 0 | 0 | 0 | 0 | 0 | 0 | 0 | 0 | 0 | 0 | 0 | 0 | 0 | 0 | 0 | 0 | 0 | 0 | 0 | 0 | 0 | 0 | 0 | 0 | 0 | 0 | 0 | 0 | 0 | 0 | 0 | 0 | 0 | 0 | 0 | 0 | 0 | 0 | 0 | 0 | 0 | 0 | 0 | 0 | 0 | 0 | 0 | 0 | 0 | 0 | 0 | 0 | 0 | 0 | 0 | 0 | 0 | 0 | 0 |  | 0 | 0 | 0 | 0 | 0 | 0 | 0 | 0 | 0 | 0 | 0 | 0 | 0 | 0 | 0 | 0 | 0 | 0 | 0 | 0 | 0 | 0 | 0 | 0 | 0 | 0 | 0 | 0 | 0 | 0 | 0 | 0 | 0 | 0 | 0 | 0 | 11157.1 | 12110.2 | 14980.0055 | SCE Metro Area Default Constraint | SCE Metro Area Default Constraint | SCE Metro Area Default Constraint |  | 0 | 0 | 0 | 0 | 0 | 0 | 11157.1 | 12110.2 | 14980.0055 | SCE Metro Area Default Constraint | SCE Metro Area Default Constraint | SCE Metro Area Default Constraint |  | 1 | 1 | NO | 1 | 1 | 1 | NO | 1
SDGE | Chicarita | 138 | 0 | 0 | 0 | 0 | 0 | 0 | 0 | 0 | 0 | 0 | 0 | 0 | 0 | 0 | 0 | 0 | 0 | 0 | 0 | 0 | 0 | 0 | 0 | 0 | 0 | 0 | 0 | 0 | 1 | 0 | 1 | 0 | 1 | 0 | 0 | 0 | 0 | 0 | 0 | 0 | 0 | 0 | 0 | 0 | 0 | 0 | 0 | 0 | 0 | 0 | 0 | 0 | 0 | 0 | 0 | 0 | 0 | 0 | 0 | 0 | 0 | 0 | 0 | 0 | 0 | 0 | 0 | 0 | 0 | 0 | 0 | 0 | 0 | 0 | 0 | 0 | 0 | 0 | 0 | 0 | 0 | 0 | 0 | 0 | 0 | 0 | 0 | 0 | 0 | 0 | 0 | 0 | 0 | 0 | 0 | 0 | 0 | 3 |  | 0 | 0 | 0 | 0 | 0 | 0 | 0 | 0 | 0 | 0 | 0 | 0 | 0 | 0 | 0 | 0 | 0 | 0 | 0 | 0 | 0 | 0 | 0 | 0 | 0 | 0 | 0 | 0 | 0 | 0 | 0 | 0 | 0 | 0 | 0 | 0 | 786.21 | 2179.805 | 8226.6984 | San Luis Rey-San Onofre 230 kV line constraint | San Luis Rey-San Onofre 230 kV line constraint | Encina - San Luis Rey 230 kV constraint |  | 0 | 0 | 0 | 0 | 0 | 0 | 786.21 | 2179.805 | 8226.6984 | San Luis Rey-San Onofre 230 kV line constraint | San Luis Rey-San Onofre 230 kV line constraint | Encina - San Luis Rey 230 kV constraint |  | 1 | 1 | NO | 1 | 1 | 1 | NO | 1
SCE Metro | Chino | 230 | 0 | 0 | 0 | 0 | 0 | 0 | 0 | 0 | 0 | 1 | 0 | 0 | 0 | 0 | 0 | 0 | 0 | 0 | 0 | 0 | 0 | 0 | 0 | 0 | 0 | 0 | 0 | 0 | 0 | 0 | 0 | 0 | 0 | 0 | 0 | 0 | 0 | 0 | 0 | 0 | 0 | 0 | 0 | 0 | 0 | 0 | 0 | 0 | 0 | 0 | 0 | 0 | 0 | 0 | 0 | 0 | 0 | 0 | 0 | 0 | 0 | 0 | 0 | 0 | 0 | 0 | 0 | 0 | 0 | 0 | 0 | 0 | 0 | 0 | 0 | 0 | 0 | 0 | 0 | 0 | 0 | 0 | 0 | 0 | 0 | 0 | 0 | 0 | 0 | 0 | 0 | 0 | 0 | 0 | 0 | 0 | 0 | 0 |  | 0 | 0 | 0 | 0 | 0 | 0 | 0 | 0 | 0 | 0 | 0 | 0 | 0 | 0 | 0 | 0 | 0 | 0 | 0 | 0 | 0 | 0 | 0 | 0 | 0 | 0 | 0 | 0 | 0 | 0 | 0 | 0 | 0 | 0 | 0 | 0 | 11157.1 | 12110.2 | 14980.0055 | SCE Metro Area Default Constraint | SCE Metro Area Default Constraint | SCE Metro Area Default Constraint |  | 0 | 0 | 0 | 0 | 0 | 0 | 11157.1 | 12110.2 | 14980.0055 | SCE Metro Area Default Constraint | SCE Metro Area Default Constraint | SCE Metro Area Default Constraint |  | 1 | 1 | NO | 1 | 1 | 1 | NO | 1
PG&E FRESNO | Chowchilla | 115 | 0 | 0 | 0 | 0 | 0 | 0 | 0 | 0 | 0 | 0 | 0 | 0 | 0 | 0 | 0 | 0 | 0 | 0 | 0 | 0 | 0 | 0 | 0 | 0 | 0 | 0 | 0 | 0 | 0 | 0 | 0 | 0 | 0 | 0 | 0 | 0 | 0 | 0 | 0 | 0 | 0 | 0 | 0 | 0 | 0 | 1 | 0 | 0 | 0 | 0 | 0 | 0 | 0 | 0 | 0 | 0 | 0 | 0 | 0 | 0 | 0 | 0 | 0 | 0 | 0 | 0 | 0 | 0 | 0 | 0 | 0 | 0 | 0 | 0 | 0 | 0 | 0 | 0 | 1 | 1 | 0 | 1 | 1 | 1 | 1 | 1 | 0 | 1 | 1 | 1 | 1 | 0 | 1 | 0 | 0 | 0 | 0 | 2 |  | 0 | 0 | 0 | 0 | 0 | 0 | 0 | 0 | 0 | 0 | 0 | 0 | 0 | 0 | 0 | 0 | 0 | 0 | 0 | 0 | 0 | 0 | 0 | 7.56 | 0 | 0 | 0 | 0 | 0 | 1 | 3 | 0 | 2 | 0 | 0 | 0 | -731.8 | -280.9 | 150.0276 | Borden-Storey #1 230kV line | Borden-Storey #1 230kV line | Merced 115/70kV TB#2 |  | 0 | 0 | 0 | 0 | 0 | 0 | 118 | 118 | 150.0276 | Merced 115/70kV TB#2 | Merced 115/70kV TB#2 | Merced 115/70kV TB#2 |  | 5 | 1 | YES | 2 | 1 | 1 | NO | 1
PG&E GBA | Christie | 60 | 0 | 0 | 0 | 0 | 0 | 0 | 0 | 0 | 0 | 0 | 0 | 0 | 0 | 0 | 0 | 0 | 0 | 0 | 0 | 0 | 0 | 0 | 0 | 0 | 0 | 0 | 0 | 0 | 0 | 0 | 0 | 0 | 0 | 0 | 0 | 0 | 0 | 0 | 0 | 1 | 0 | 0 | 0 | 0 | 0 | 0 | 0 | 0 | 0 | 1 | 0 | 0 | 1 | 1 | 1 | 1 | 0 | 0 | 1 | 1 | 0 | 1 | 0 | 0 | 0 | 1 | 0 | 0 | 0 | 0 | 0 | 0 | 0 | 0 | 0 | 0 | 0 | 0 | 0 | 0 | 0 | 0 | 0 | 0 | 0 | 0 | 0 | 0 | 0 | 0 | 0 | 0 | 0 | 0 | 0 | 0 | 0 | 2 |  | 0 | 0 | 0 | 0 | 0 | 0 | 0 | 0 | 0 | 0 | 0 | 0 | 0 | 0 | 0 | 0 | 0 | 0 | 0 | 0 | 0 | 0 | 0 | 0 | 0 | 0 | 0 | 0 | 0 | 0 | 2 | 0 | 1 | 0 | 0 | 0 | -2006.68 | -196.964 | 1214.56 | Collinsville-Tesla 500 kV Line | Windmaster-Delta pumps 230 kV line | Grant - Eastshore #2 line 115 kV |  | 0 | 0 | 0 | 0 | 0 | 0 | 322.25 | 699.038 | 1214.56 | Contra Costa- Windmaster 230 kV line | Contra Costa- Windmaster 230 kV line | Grant - Eastshore #2 line 115 kV |  | 5 | 1 | YES | 2 | 1 | 1 | NO | 1
PG&E GBA | Christie | 115 | 0 | 0 | 0 | 0 | 0 | 0 | 0 | 0 | 0 | 0 | 0 | 0 | 0 | 0 | 0 | 0 | 0 | 0 | 0 | 0 | 0 | 0 | 0 | 0 | 0 | 0 | 0 | 0 | 0 | 0 | 0 | 0 | 0 | 0 | 0 | 0 | 0 | 0 | 0 | 1 | 0 | 0 | 0 | 0 | 0 | 0 | 0 | 0 | 0 | 0 | 0 | 0 | 1 | 0 | 0 | 1 | 0 | 0 | 0 | 0 | 0 | 0 | 0 | 0 | 0 | 0 | 0 | 0 | 0 | 0 | 0 | 0 | 0 | 0 | 0 | 0 | 0 | 0 | 0 | 0 | 0 | 0 | 0 | 0 | 0 | 0 | 0 | 0 | 0 | 0 | 0 | 0 | 0 | 0 | 0 | 0 | 0 | 1 |  | 0 | 0 | 0 | 0 | 0 | 0 | 0 | 0 | 0 | 0 | 0 | 0 | 0 | 0 | 0 | 0 | 0 | 0 | 0 | 0 | 0 | 0 | 0 | 0 | 0 | 0 | 0 | 0 | 0 | 0 | 1 | 0 | 0 | 0 | 0 | 0 | -2006.68 | 431.687 | 4794.6338 | Collinsville-Tesla 500 kV Line | Collinsville-Tesla 500 kV Line | Collinsville-Tesla 500 kV Line |  | 0 | 0 | 0 | 0 | 0 | 0 | 2282.4435 | 2761.05 | 4794.6338 | Tesla-Tracy-Pump 230 kV line #2 | Sobrante-Moraga 230 kV line | Collinsville-Tesla 500 kV Line |  | 5 | 1 | YES | 2 | 1 | 1 | NO | 1
SCE Eastern | Cielo Azul | 500 | 0 | 0 | 0 | 0 | 0 | 0 | 0 | 0 | 0 | 0 | 0 | 0 | 0 | 0 | 0 | 0 | 1 | 1 | 0 | 0 | 0 | 1 | 0 | 0 | 1 | 0 | 0 | 0 | 0 | 0 | 0 | 0 | 0 | 0 | 0 | 0 | 0 | 0 | 0 | 0 | 0 | 0 | 0 | 0 | 0 | 0 | 0 | 0 | 0 | 0 | 0 | 0 | 0 | 0 | 0 | 0 | 0 | 0 | 0 | 0 | 0 | 0 | 0 | 0 | 0 | 0 | 0 | 0 | 0 | 0 | 0 | 0 | 0 | 0 | 0 | 0 | 0 | 0 | 0 | 0 | 0 | 0 | 0 | 0 | 0 | 0 | 0 | 0 | 0 | 0 | 0 | 0 | 0 | 0 | 0 | 0 | 0 | 2 |  | 0 | 0 | 0 | 0 | 0 | 0 | 0 | 0 | 0 | 0 | 0 | 0 | 0 | 0 | 0 | 0 | 0 | 0 | 0 | 0 | 0 | 0 | 0 | 0 | 0 | 2025 | 1549.4 | 0 | 0 | 1 | 0 | 0 | 0 | 0 | 0 | 0 | 132.885 | 1525.3 | 2290.15 | Lugo - Victorville area constraint | DCRT Constraint | DCRT Constraint |  | 0 | 0 | 0 | 0 | 0 | 0 | 132.885 | 1525.3 | 2290.15 | Lugo - Victorville area constraint | DCRT Constraint | DCRT Constraint |  | 1 | 1 | NO | 1 | 1 | 1 | NO | 1
PG&E GBA | Clay | 60 | 0 | 0 | 0 | 0 | 0 | 0 | 0 | 0 | 0 | 0 | 0 | 0 | 0 | 0 | 0 | 0 | 0 | 0 | 0 | 0 | 0 | 0 | 0 | 0 | 0 | 0 | 0 | 0 | 0 | 0 | 0 | 0 | 0 | 0 | 0 | 0 | 0 | 0 | 0 | 0 | 0 | 0 | 0 | 0 | 0 | 1 | 0 | 0 | 0 | 0 | 0 | 0 | 0 | 0 | 0 | 0 | 0 | 0 | 0 | 1 | 1 | 0 | 0 | 0 | 0 | 0 | 0 | 0 | 0 | 0 | 0 | 0 | 0 | 0 | 0 | 0 | 0 | 0 | 0 | 0 | 0 | 0 | 0 | 0 | 0 | 0 | 0 | 0 | 0 | 0 | 0 | 0 | 0 | 0 | 0 | 0 | 0 | 0 |  | 0 | 0 | 0 | 0 | 0 | 0 | 0 | 0 | 0 | 0 | 0 | 0 | 0 | 0 | 0 | 0 | 0 | 0 | 0 | 0 | 0 | 0 | 0 | 0 | 0 | 0 | 0 | 0 | 0 | 0 | 1 | 0 | 0 | 0 | 0 | 0 | -144.0315 | 594.3909 | 3342.9322 | Bellota-Weber 230kV line | Bellota-Weber 230kV line | Bellota-Weber 230kV line |  | 0 | 0 | 0 | 0 | 0 | 0 | 315.9685 | 643.7 | 3342.9322 | Bellota-Weber 230kV line | Eight Mile-Tesla 230 kV line | Bellota-Weber 230kV line |  | 5 | 1 | YES | 2 | 1 | 1 | NO | 1
PG&E GBA | Clayton | 115 | 0 | 0 | 0 | 0 | 0 | 0 | 0 | 0 | 0 | 0 | 0 | 0 | 0 | 0 | 0 | 0 | 0 | 0 | 0 | 0 | 0 | 0 | 0 | 0 | 0 | 0 | 0 | 0 | 0 | 0 | 0 | 0 | 0 | 0 | 0 | 0 | 0 | 0 | 0 | 1 | 0 | 0 | 0 | 0 | 0 | 0 | 0 | 0 | 0 | 0 | 0 | 0 | 0 | 0 | 0 | 0 | 0 | 0 | 0 | 0 | 0 | 0 | 0 | 0 | 0 | 0 | 0 | 0 | 0 | 0 | 0 | 0 | 0 | 0 | 0 | 0 | 0 | 0 | 0 | 0 | 0 | 0 | 0 | 0 | 0 | 0 | 0 | 0 | 0 | 0 | 0 | 0 | 0 | 0 | 0 | 0 | 0 | 0 |  | 0 | 0 | 0 | 0 | 0 | 0 | 0 | 0 | 0 | 0 | 0 | 0 | 0 | 0 | 0 | 0 | 0 | 0 | 0 | 0 | 0 | 0 | 0 | 0 | 0 | 0 | 0 | 0 | 0 | 0 | 1 | 0 | 0 | 0 | 0 | 0 | -2006.68 | 431.687 | 4794.6338 | Collinsville-Tesla 500 kV Line | Collinsville-Tesla 500 kV Line | Collinsville-Tesla 500 kV Line |  | 0 | 0 | 0 | 0 | 0 | 0 | 6638.32 | 9076.687 | 4794.6338 | Collinsville-Tesla 500 kV Line | Collinsville-Tesla 500 kV Line | Collinsville-Tesla 500 kV Line |  | 5 | 1 | YES | 2 | 1 | 1 | NO | 1
PG&E NGBA | Cloverdale | 115 | 0 | 0 | 0 | 0 | 0 | 0 | 0 | 0 | 0 | 0 | 0 | 0 | 0 | 0 | 0 | 0 | 0 | 0 | 0 | 0 | 0 | 0 | 0 | 0 | 0 | 0 | 0 | 0 | 0 | 0 | 0 | 0 | 0 | 0 | 0 | 0 | 0 | 0 | 0 | 1 | 0 | 1 | 0 | 0 | 0 | 0 | 0 | 0 | 0 | 0 | 0 | 0 | 1 | 0 | 1 | 1 | 0 | 0 | 0 | 0 | 0 | 0 | 0 | 0 | 0 | 0 | 1 | 0 | 0 | 0 | 0 | 0 | 0 | 0 | 0 | 0 | 0 | 0 | 0 | 0 | 0 | 0 | 0 | 0 | 0 | 0 | 0 | 0 | 0 | 0 | 0 | 0 | 0 | 0 | 0 | 0 | 0 | 1 |  | 25 | 0 | 0 | 0 | 0 | 0 | 0 | 0 | 0 | 0 | 0 | 0 | 0 | 0 | 1 | 71 | 5.5 | 0 | 0 | 0 | 0 | 0 | 0 | 0 | 0 | 0 | 0 | 0 | 0 | 1 | 2 | 0 | 0 | 0 | 0 | 0 | -2006.68 | 96.788 | 1147.998 | Collinsville-Tesla 500 kV Line | Birds Landing-Contra Costa 230kV Line | Birds Landing-Contra Costa 230kV Line |  | 0 | 0 | 0 | 0 | 0 | 0 | 322.25 | 699.038 | 1147.998 | Contra Costa- Windmaster 230 kV line | Contra Costa- Windmaster 230 kV line | Birds Landing-Contra Costa 230kV Line |  | 5 | 1 | YES | 2 | 1 | 1 | NO | 1
PG&E FRESNO | Clovis | 115 | 0 | 0 | 0 | 0 | 0 | 0 | 0 | 0 | 0 | 0 | 0 | 0 | 0 | 0 | 0 | 0 | 0 | 0 | 0 | 0 | 0 | 0 | 0 | 0 | 0 | 0 | 0 | 0 | 0 | 0 | 0 | 0 | 0 | 0 | 0 | 0 | 0 | 0 | 0 | 0 | 0 | 0 | 0 | 0 | 0 | 0 | 0 | 0 | 0 | 0 | 0 | 0 | 0 | 0 | 0 | 0 | 0 | 0 | 0 | 0 | 0 | 0 | 0 | 0 | 0 | 0 | 0 | 0 | 0 | 0 | 0 | 0 | 0 | 0 | 0 | 0 | 0 | 0 | 0 | 1 | 0 | 1 | 1 | 1 | 0 | 1 | 0 | 1 | 0 | 0 | 0 | 0 | 1 | 0 | 0 | 0 | 0 | 1 |  | 0 | 0 | 0 | 0 | 0 | 0 | 0 | 0 | 0 | 0 | 0 | 0 | 0 | 0 | 0 | 0 | 0 | 0 | 0 | 0 | 0 | 0 | 0 | 0 | 0 | 0 | 0 | 0 | 0 | 0 | 1 | 0 | 1 | 0 | 0 | 0 | -252.9 | -120.4 | 211.1426 | Chowchilla-Le grand 115kV Line | Chowchilla-Le grand 115kV Line | Chowchilla-Le grand 115kV Line |  | 0 | 0 | 0 | 0 | 0 | 0 | 396.6 | 468.1 | 245.4626 | Oro Loma-El Nido 115kV Line | Oro Loma-El Nido 115kV Line | Oro Loma-El Nido 115kV Line |  | 5 | 1 | YES | 2 | 1 | 1 | NO | 1
PG&E GBA | Coburn | 230 | 0 | 0 | 0 | 0 | 0 | 0 | 0 | 0 | 0 | 0 | 0 | 0 | 0 | 0 | 0 | 0 | 0 | 0 | 0 | 0 | 0 | 0 | 0 | 0 | 0 | 0 | 0 | 0 | 0 | 0 | 0 | 0 | 0 | 0 | 0 | 0 | 0 | 0 | 0 | 0 | 0 | 0 | 0 | 0 | 0 | 0 | 0 | 0 | 0 | 0 | 0 | 0 | 0 | 0 | 0 | 1 | 0 | 0 | 0 | 1 | 0 | 0 | 0 | 0 | 0 | 0 | 0 | 0 | 0 | 0 | 0 | 0 | 0 | 0 | 0 | 0 | 0 | 0 | 1 | 1 | 0 | 0 | 0 | 0 | 0 | 1 | 0 | 0 | 0 | 0 | 0 | 0 | 0 | 0 | 0 | 0 | 1 | 1 |  | 0 | 0 | 0 | 0 | 0 | 0 | 0 | 0 | 0 | 0 | 0 | 0 | 0 | 0 | 0 | 0 | 0 | 100 | 0 | 0 | 0 | 0 | 0 | 0 | 0 | 0 | 0 | 0 | 0 | 1 | 0 | 0 | 0 | 0 | 0 | 0 | 806.5435 | 1620.51 | 2302.2502 | Tesla-Bellota 230 kV line | NEW-Metcalf-Mosslanding 500kV | Gates 500/230kV TB #12 |  | 0 | 0 | 0 | 0 | 0 | 0 | 806.5435 | 1620.51 | 2302.2502 | Tesla-Bellota 230 kV line | NEW-Metcalf-Mosslanding 500kV | Gates 500/230kV TB #12 |  | 1 | 1 | NO | 1 | 1 | 1 | NO | 1
PG&E GBA | Coburn | 60 | 0 | 0 | 0 | 0 | 0 | 0 | 0 | 0 | 0 | 0 | 0 | 0 | 0 | 0 | 0 | 0 | 0 | 0 | 0 | 0 | 0 | 0 | 0 | 0 | 0 | 0 | 0 | 0 | 0 | 0 | 0 | 0 | 0 | 0 | 0 | 0 | 0 | 0 | 0 | 0 | 0 | 0 | 0 | 0 | 0 | 0 | 0 | 0 | 0 | 0 | 0 | 0 | 0 | 0 | 0 | 1 | 0 | 0 | 0 | 1 | 0 | 0 | 0 | 0 | 0 | 0 | 0 | 0 | 0 | 0 | 0 | 0 | 0 | 0 | 0 | 0 | 0 | 0 | 1 | 1 | 0 | 0 | 0 | 0 | 0 | 1 | 0 | 0 | 0 | 0 | 0 | 0 | 0 | 0 | 0 | 0 | 1 | 1 |  | 0 | 0 | 0 | 0 | 0 | 0 | 0 | 0 | 0 | 0 | 0 | 0 | 6 | 0 | 1 | 0 | 0 | 0 | 0 | 0 | 0 | 0 | 0 | 0 | 0 | 0 | 0 | 6 | 0 | 1 | 0 | 0 | 0 | 0 | 0 | 0 | 806.5435 | 1620.51 | 2302.2502 | Tesla-Bellota 230 kV line | NEW-Metcalf-Mosslanding 500kV | Gates 500/230kV TB #12 |  | 0 | 0 | 0 | 0 | 0 | 0 | 806.5435 | 1620.51 | 2302.2502 | Tesla-Bellota 230 kV line | NEW-Metcalf-Mosslanding 500kV | Gates 500/230kV TB #12 |  | 1 | 1 | NO | 1 | 1 | 1 | NO | 1
PG&E NGBA | Colgate | 230 | 0 | 0 | 0 | 0 | 0 | 0 | 0 | 0 | 0 | 0 | 0 | 0 | 0 | 0 | 0 | 0 | 0 | 0 | 0 | 0 | 0 | 0 | 0 | 0 | 0 | 0 | 0 | 0 | 0 | 0 | 0 | 0 | 0 | 0 | 0 | 0 | 0 | 0 | 0 | 1 | 0 | 0 | 0 | 0 | 1 | 1 | 1 | 1 | 0 | 0 | 0 | 0 | 0 | 0 | 0 | 0 | 0 | 0 | 0 | 1 | 1 | 0 | 0 | 0 | 0 | 0 | 0 | 0 | 0 | 0 | 0 | 0 | 0 | 0 | 0 | 0 | 0 | 0 | 0 | 0 | 0 | 0 | 0 | 0 | 0 | 0 | 0 | 0 | 0 | 0 | 0 | 0 | 0 | 0 | 0 | 0 | 0 | 0 |  | 0 | 0 | 0 | 0 | 0 | 0 | 0 | 0 | 0 | 0 | 0 | 0 | 0 | 0 | 0 | 0 | 8.5 | 0 | 0 | 0 | 0 | 0 | 0 | 0 | 0 | 0 | 0 | 0 | 0 | 1 | 2 | 0 | 0 | 0 | 0 | 0 | -2006.68 | 31.5 | 81.4956 | Collinsville-Tesla 500 kV Line | Rocklin-Pleaseant grove 115kV line | Rocklin-Pleaseant grove 115kV line |  | 0 | 0 | 0 | 0 | 0 | 0 | 31.5 | 31.5 | 81.4956 | Rocklin-Pleaseant grove 115kV line | Rocklin-Pleaseant grove 115kV line | Rocklin-Pleaseant grove 115kV line |  | 5 | 1 | YES | 2 | 1 | 1 | NO | 1
PG&E GBA | Collierville | 230 | 0 | 0 | 0 | 0 | 0 | 0 | 0 | 0 | 0 | 0 | 0 | 0 | 0 | 0 | 0 | 0 | 0 | 0 | 0 | 0 | 0 | 0 | 0 | 0 | 0 | 0 | 0 | 0 | 0 | 0 | 0 | 0 | 0 | 0 | 0 | 0 | 0 | 0 | 0 | 0 | 0 | 0 | 0 | 0 | 0 | 1 | 0 | 0 | 0 | 0 | 0 | 0 | 0 | 0 | 0 | 1 | 0 | 1 | 0 | 1 | 0 | 0 | 0 | 0 | 0 | 1 | 0 | 0 | 0 | 0 | 0 | 0 | 0 | 0 | 0 | 0 | 0 | 0 | 0 | 0 | 0 | 0 | 0 | 0 | 0 | 0 | 0 | 0 | 0 | 0 | 0 | 0 | 0 | 0 | 0 | 0 | 0 | 0 |  | 0 | 0 | 0 | 0 | 0 | 0 | 0 | 0 | 0 | 0 | 0 | 0 | 0 | 0 | 0 | 0 | 0 | 0 | 0 | 0 | 0 | 0 | 0 | 0 | 0 | 0 | 0 | 0 | 0 | 0 | 1 | 0 | 0 | 0 | 0 | 0 | -144.0315 | 181.7909 | 692.3714 | Bellota-Weber 230kV line | Kasson Jct-Heinz 115 kV line | Kasson Jct-Heinz 115 kV line |  | 0 | 0 | 0 | 0 | 0 | 0 | 77.2685 | 181.7909 | 692.3714 | Kasson Jct-Heinz 115 kV line | Kasson Jct-Heinz 115 kV line | Kasson Jct-Heinz 115 kV line |  | 5 | 1 | YES | 2 | 1 | 1 | NO | 1
PG&E GBA | Collinsville | 230 | 0 | 0 | 0 | 0 | 0 | 0 | 0 | 0 | 0 | 0 | 0 | 0 | 0 | 0 | 0 | 0 | 0 | 0 | 0 | 0 | 0 | 0 | 0 | 0 | 0 | 0 | 0 | 0 | 0 | 0 | 0 | 0 | 0 | 0 | 0 | 0 | 0 | 0 | 0 | 1 | 0 | 0 | 0 | 0 | 0 | 0 | 0 | 0 | 0 | 0 | 0 | 0 | 0 | 0 | 0 | 0 | 0 | 0 | 0 | 0 | 0 | 0 | 0 | 0 | 0 | 0 | 0 | 0 | 0 | 0 | 0 | 0 | 0 | 0 | 0 | 0 | 0 | 0 | 0 | 0 | 0 | 0 | 0 | 0 | 0 | 0 | 0 | 0 | 0 | 0 | 0 | 0 | 0 | 0 | 0 | 0 | 0 | 0 |  | 0 | 0 | 0 | 0 | 0 | 0 | 0 | 0 | 0 | 0 | 0 | 0 | 0 | 0 | 0 | 0 | 0 | 0 | 0 | 0 | 0 | 0 | 0 | 0 | 0 | 0 | 0 | 0 | 0 | 0 | 1 | 0 | 0 | 0 | 0 | 0 | -2006.68 | 431.687 | 4794.6338 | Collinsville-Tesla 500 kV Line | Collinsville-Tesla 500 kV Line | Collinsville-Tesla 500 kV Line |  | 0 | 0 | 0 | 0 | 0 | 0 | 6638.32 | 9076.687 | 4794.6338 | Collinsville-Tesla 500 kV Line | Collinsville-Tesla 500 kV Line | Collinsville-Tesla 500 kV Line |  | 5 | 1 | YES | 2 | 1 | 1 | NO | 1
PG&E GBA | Collinsville | 500 | 0 | 0 | 0 | 0 | 0 | 0 | 0 | 0 | 0 | 0 | 0 | 0 | 0 | 0 | 0 | 0 | 0 | 0 | 0 | 0 | 0 | 0 | 0 | 0 | 0 | 0 | 0 | 0 | 0 | 0 | 0 | 0 | 0 | 0 | 0 | 0 | 0 | 0 | 0 | 1 | 0 | 0 | 0 | 0 | 0 | 0 | 0 | 0 | 0 | 0 | 0 | 0 | 0 | 0 | 0 | 0 | 0 | 0 | 0 | 0 | 0 | 0 | 0 | 0 | 0 | 0 | 0 | 0 | 0 | 0 | 0 | 0 | 0 | 0 | 0 | 0 | 0 | 0 | 0 | 0 | 0 | 0 | 0 | 0 | 0 | 0 | 0 | 0 | 0 | 0 | 0 | 0 | 0 | 0 | 0 | 0 | 0 | 0 |  | 0 | 0 | 0 | 0 | 0 | 0 | 0 | 0 | 0 | 0 | 0 | 0 | 0 | 0 | 0 | 0 | 0 | 0 | 0 | 0 | 0 | 0 | 0 | 0 | 0 | 0 | 0 | 0 | 0 | 0 | 1 | 0 | 0 | 0 | 0 | 0 | -2006.68 | 431.687 | 4794.6338 | Collinsville-Tesla 500 kV Line | Collinsville-Tesla 500 kV Line | Collinsville-Tesla 500 kV Line |  | 0 | 0 | 0 | 0 | 0 | 0 | 6638.32 | 9076.687 | 4794.6338 | Collinsville-Tesla 500 kV Line | Collinsville-Tesla 500 kV Line | Collinsville-Tesla 500 kV Line |  | 5 | 1 | YES | 2 | 1 | 1 | NO | 1
SCE Eastern | Colorado River | 230 | 0 | 0 | 0 | 0 | 0 | 0 | 0 | 0 | 0 | 0 | 0 | 0 | 0 | 0 | 0 | 1 | 0 | 1 | 0 | 0 | 0 | 1 | 0 | 0 | 0 | 0 | 0 | 0 | 0 | 0 | 0 | 0 | 0 | 0 | 0 | 0 | 0 | 0 | 0 | 0 | 0 | 0 | 0 | 0 | 0 | 0 | 0 | 0 | 0 | 0 | 0 | 0 | 0 | 0 | 0 | 0 | 0 | 0 | 0 | 0 | 0 | 0 | 0 | 0 | 0 | 0 | 0 | 0 | 0 | 0 | 0 | 0 | 0 | 0 | 0 | 0 | 0 | 0 | 0 | 0 | 0 | 0 | 0 | 0 | 0 | 0 | 0 | 0 | 0 | 0 | 0 | 0 | 0 | 0 | 0 | 0 | 0 | 2 |  | 0 | 0 | 0 | 0 | 0 | 0 | 0 | 0 | 0 | 0 | 0 | 0 | 0 | 0 | 0 | 0 | 0 | 0 | 0 | 0 | 0 | 0 | 0 | 0 | 300 | 500 | 180 | 0 | 0 | 1 | 0 | 0 | 0 | 0 | 0 | 0 | 941 | 830 | 1766 | Colorado River 500/230 kV Constraint | Colorado River 500/230 kV Constraint | Colorado River 500/230 kV Constraint |  | 0 | 0 | 0 | 0 | 0 | 0 | 941 | 830 | 1766 | Colorado River 500/230 kV Constraint | Colorado River 500/230 kV Constraint | Colorado River 500/230 kV Constraint |  | 1 | 1 | NO | 1 | 1 | 1 | NO | 1
SCE Eastern | Colorado River | 500 | 0 | 0 | 0 | 0 | 0 | 0 | 0 | 0 | 0 | 0 | 0 | 0 | 0 | 0 | 0 | 0 | 0 | 1 | 0 | 0 | 0 | 1 | 0 | 0 | 0 | 0 | 0 | 0 | 0 | 0 | 0 | 0 | 0 | 0 | 0 | 0 | 0 | 0 | 0 | 0 | 0 | 0 | 0 | 0 | 0 | 0 | 0 | 0 | 0 | 0 | 0 | 0 | 0 | 0 | 0 | 0 | 0 | 0 | 0 | 0 | 0 | 0 | 0 | 0 | 0 | 0 | 0 | 0 | 0 | 0 | 0 | 0 | 0 | 0 | 0 | 0 | 0 | 0 | 0 | 0 | 0 | 0 | 0 | 0 | 0 | 0 | 0 | 0 | 0 | 0 | 0 | 0 | 0 | 0 | 0 | 0 | 0 | 2 |  | 0 | 0 | 0 | 0 | 0 | 0 | 0 | 0 | 0 | 0 | 0 | 0 | 0 | 0 | 0 | 0 | 0 | 0 | 0 | 0 | 0 | 0 | 0 | 0 | 0 | 0 | 0 | 0 | 0 | 0 | 0 | 0 | 0 | 0 | 0 | 0 | 945.12 | 3889.275 | 5301.885 | Serrano-Alberhill-Valley Constraint | Serrano-Alberhill-Valley Constraint | Devers-Red Bluff Constraint |  | 0 | 0 | 0 | 0 | 0 | 0 | 945.12 | 3889.275 | 5301.885 | Serrano-Alberhill-Valley Constraint | Serrano-Alberhill-Valley Constraint | Devers-Red Bluff Constraint |  | 1 | 1 | NO | 1 | 1 | 1 | NO | 1
PG&E KERN | Columbus | 115 | 0 | 0 | 0 | 0 | 0 | 0 | 0 | 0 | 0 | 0 | 0 | 0 | 0 | 0 | 0 | 0 | 0 | 0 | 0 | 0 | 0 | 0 | 0 | 0 | 0 | 0 | 0 | 0 | 0 | 0 | 0 | 0 | 0 | 0 | 0 | 0 | 0 | 0 | 0 | 0 | 0 | 0 | 0 | 0 | 0 | 0 | 0 | 0 | 0 | 0 | 0 | 0 | 0 | 0 | 0 | 0 | 0 | 0 | 0 | 0 | 0 | 0 | 0 | 0 | 0 | 0 | 0 | 0 | 0 | 0 | 1 | 0 | 0 | 0 | 0 | 0 | 0 | 0 | 1 | 1 | 0 | 0 | 0 | 0 | 0 | 0 | 0 | 0 | 0 | 0 | 0 | 0 | 0 | 0 | 1 | 0 | 0 | 0 |  | 0 | 0 | 0 | 0 | 0 | 0 | 0 | 0 | 0 | 0 | 0 | 0 | 0 | 0 | 0 | 0 | 0 | 0 | 0 | 0 | 0 | 0 | 0 | 0 | 0 | 0 | 0 | 0 | 0 | 0 | 1 | 0 | 0 | 0 | 0 | 1 | -151.465 | 1720.9797 | -929.2519 | Mustang-Henrietta 230 kV line | Mustang-Henrietta 230 kV line | Mustang-Henrietta 230 kV line |  | 0 | 0 | 0 | 0 | 0 | 0 | 1868 | 1862.1 | 1549.7481 | Kern 230/115kV TB #4 | Kern 230/115kV TB #4 | Mustang-Henrietta 230 kV line |  | 5 | 1 | YES | 2 | 4 | 1 | YES | 2
PG&E GBA | Contra Costa | 115 | 0 | 0 | 0 | 0 | 0 | 0 | 0 | 0 | 0 | 0 | 0 | 0 | 0 | 0 | 0 | 0 | 0 | 0 | 0 | 0 | 0 | 0 | 0 | 0 | 0 | 0 | 0 | 0 | 0 | 0 | 0 | 0 | 0 | 0 | 0 | 0 | 0 | 0 | 0 | 1 | 0 | 0 | 0 | 0 | 0 | 0 | 0 | 0 | 0 | 0 | 0 | 0 | 0 | 1 | 1 | 1 | 1 | 0 | 1 | 1 | 0 | 0 | 0 | 0 | 0 | 1 | 1 | 0 | 0 | 0 | 0 | 0 | 0 | 0 | 0 | 0 | 0 | 0 | 0 | 0 | 0 | 0 | 0 | 0 | 0 | 0 | 0 | 0 | 0 | 0 | 0 | 0 | 0 | 0 | 0 | 0 | 0 | 0 |  | 0 | 0 | 0 | 0 | 0 | 0 | 0 | 0 | 0 | 0 | 0 | 0 | 0 | 0 | 0 | 0 | 0 | 0 | 0 | 0 | 0 | 0 | 0 | 0 | 0 | 0 | 0 | 0 | 0 | 0 | 3 | 0 | 1 | 0 | 0 | 0 | -2006.68 | -196.964 | 77 | Collinsville-Tesla 500 kV Line | Windmaster-Delta pumps 230 kV line | Contra Costa #1 115kV Line |  | 0 | 0 | 0 | 0 | 0 | 0 | 32 | 32 | 77 | Contra Costa #1 115kV Line | Contra Costa #1 115kV Line | Contra Costa #1 115kV Line |  | 5 | 1 | YES | 2 | 1 | 1 | NO | 1
PG&E GBA | Contra Costa | 230 | 0 | 0 | 0 | 0 | 0 | 0 | 0 | 0 | 0 | 0 | 0 | 0 | 0 | 0 | 0 | 0 | 0 | 0 | 0 | 0 | 0 | 0 | 0 | 0 | 0 | 0 | 0 | 0 | 0 | 0 | 0 | 0 | 0 | 0 | 0 | 0 | 0 | 0 | 0 | 1 | 0 | 0 | 0 | 0 | 0 | 0 | 0 | 0 | 0 | 0 | 0 | 0 | 0 | 1 | 1 | 1 | 0 | 0 | 1 | 1 | 0 | 0 | 0 | 0 | 0 | 1 | 0 | 0 | 0 | 0 | 0 | 0 | 0 | 0 | 0 | 0 | 0 | 0 | 0 | 0 | 0 | 0 | 0 | 0 | 0 | 0 | 0 | 0 | 0 | 0 | 0 | 0 | 0 | 0 | 0 | 0 | 0 | 0 |  | 0 | 0 | 0 | 0 | 0 | 0 | 0 | 0 | 0 | 0 | 0 | 0 | 0 | 0 | 0 | 0 | 0 | 0 | 0 | 0 | 0 | 0 | 0 | 0 | 0 | 0 | 0 | 0 | 0 | 0 | 2 | 0 | 1 | 0 | 0 | 0 | -2006.68 | -196.964 | 3796.722 | Collinsville-Tesla 500 kV Line | Windmaster-Delta pumps 230 kV line | Contra Costa- Windmaster 230 kV line |  | 0 | 0 | 0 | 0 | 0 | 0 | 322.25 | 699.038 | 3796.722 | Contra Costa- Windmaster 230 kV line | Contra Costa- Windmaster 230 kV line | Contra Costa- Windmaster 230 kV line |  | 5 | 1 | YES | 2 | 1 | 1 | NO | 1
PG&E GBA | Contra Costa PP | 230 | 0 | 0 | 0 | 0 | 0 | 0 | 0 | 0 | 0 | 0 | 0 | 0 | 0 | 0 | 0 | 0 | 0 | 0 | 0 | 0 | 0 | 0 | 0 | 0 | 0 | 0 | 0 | 0 | 0 | 0 | 0 | 0 | 0 | 0 | 0 | 0 | 0 | 0 | 0 | 1 | 0 | 0 | 0 | 0 | 0 | 0 | 0 | 0 | 0 | 0 | 0 | 0 | 0 | 1 | 1 | 1 | 0 | 0 | 1 | 1 | 0 | 0 | 0 | 0 | 0 | 1 | 1 | 0 | 0 | 0 | 0 | 0 | 0 | 0 | 0 | 0 | 0 | 0 | 0 | 0 | 0 | 0 | 0 | 0 | 0 | 0 | 0 | 0 | 0 | 0 | 0 | 0 | 0 | 0 | 0 | 0 | 0 | 0 |  | 0 | 0 | 0 | 0 | 0 | 0 | 0 | 0 | 0 | 0 | 0 | 0 | 0 | 0 | 0 | 0 | 0 | 0 | 0 | 0 | 0 | 0 | 0 | 0 | 0 | 0 | 0 | 0 | 0 | 0 | 3 | 0 | 1 | 0 | 0 | 0 | -2006.68 | -196.964 | 1147.998 | Collinsville-Tesla 500 kV Line | Windmaster-Delta pumps 230 kV line | Birds Landing-Contra Costa 230kV Line |  | 0 | 0 | 0 | 0 | 0 | 0 | 322.25 | 699.038 | 1147.998 | Contra Costa- Windmaster 230 kV line | Contra Costa- Windmaster 230 kV line | Birds Landing-Contra Costa 230kV Line |  | 5 | 1 | YES | 2 | 1 | 1 | NO | 1
SCE NOL | Control | 115 | 0 | 0 | 0 | 0 | 0 | 0 | 0 | 0 | 0 | 0 | 1 | 1 | 1 | 1 | 0 | 0 | 0 | 0 | 0 | 0 | 0 | 0 | 0 | 0 | 0 | 0 | 0 | 0 | 0 | 0 | 0 | 0 | 0 | 0 | 0 | 0 | 0 | 0 | 0 | 0 | 0 | 0 | 0 | 0 | 0 | 0 | 0 | 0 | 0 | 0 | 0 | 0 | 0 | 0 | 0 | 0 | 0 | 0 | 0 | 0 | 0 | 0 | 0 | 0 | 0 | 0 | 0 | 0 | 0 | 0 | 0 | 0 | 0 | 0 | 0 | 0 | 0 | 0 | 0 | 0 | 0 | 0 | 0 | 0 | 0 | 0 | 0 | 0 | 0 | 0 | 0 | 0 | 0 | 0 | 0 | 0 | 0 | 3 |  | 3.3 | 0 | 0 | 0 | 0 | 0 | 0 | 0 | 0 | 0 | 0 | 0 | 0 | 0 | 1 | 13 | 0 | 0 | 0 | 0 | 0 | 0 | 0 | 0 | 0 | 0 | 0 | 0 | 0 | 1 | 1 | 2 | 1 | 0 | 0 | 0 | -83.1 | -13 | 107 | South of Kramer Area Constraint | Control to Inyokern area constraint | Control to Inyokern area constraint |  | 1 | 2 | 1 | 0 | 0 | 0 | -83.1 | -13 | 107 | South of Kramer Area Constraint | Control to Inyokern area constraint | Control to Inyokern area constraint |  | 5 | 5 | NO | 5 | 1 | 1 | NO | 1
SCE NOL | Control | 55 | 0 | 0 | 0 | 0 | 0 | 0 | 0 | 0 | 0 | 0 | 1 | 1 | 1 | 1 | 0 | 0 | 0 | 0 | 0 | 0 | 0 | 0 | 0 | 0 | 0 | 0 | 0 | 0 | 0 | 0 | 0 | 0 | 0 | 0 | 0 | 0 | 0 | 0 | 0 | 0 | 0 | 0 | 0 | 0 | 0 | 0 | 0 | 0 | 0 | 0 | 0 | 0 | 0 | 0 | 0 | 0 | 0 | 0 | 0 | 0 | 0 | 0 | 0 | 0 | 0 | 0 | 0 | 0 | 0 | 0 | 0 | 0 | 0 | 0 | 0 | 0 | 0 | 0 | 0 | 0 | 0 | 0 | 0 | 0 | 0 | 0 | 0 | 0 | 0 | 0 | 0 | 0 | 0 | 0 | 0 | 0 | 0 | 3 |  | 0 | 0 | 0 | 0 | 0 | 0 | 0 | 0 | 0 | 0 | 0 | 0 | 0 | 0 | 0 | 0 | 0 | 0 | 0 | 0 | 0 | 0 | 0 | 0 | 0 | 0 | 0 | 0 | 0 | 0 | 1 | 2 | 1 | 0 | 0 | 0 | -83.1 | -13 | 107 | South of Kramer Area Constraint | Control to Inyokern area constraint | Control to Inyokern area constraint |  | 1 | 2 | 1 | 0 | 0 | 0 | -83.1 | -13 | 107 | South of Kramer Area Constraint | Control to Inyokern area constraint | Control to Inyokern area constraint |  | 5 | 5 | NO | 5 | 1 | 1 | NO | 1
PG&E GBA | Cooley Landing | 115 | 0 | 0 | 0 | 0 | 0 | 0 | 0 | 0 | 0 | 0 | 0 | 0 | 0 | 0 | 0 | 0 | 0 | 0 | 0 | 0 | 0 | 0 | 0 | 0 | 0 | 0 | 0 | 0 | 0 | 0 | 0 | 0 | 0 | 0 | 0 | 0 | 0 | 0 | 0 | 1 | 0 | 0 | 0 | 0 | 0 | 0 | 0 | 0 | 0 | 0 | 0 | 0 | 1 | 0 | 0 | 1 | 0 | 0 | 0 | 0 | 0 | 0 | 0 | 0 | 0 | 0 | 0 | 0 | 0 | 0 | 0 | 0 | 0 | 0 | 0 | 0 | 0 | 0 | 0 | 0 | 0 | 0 | 0 | 0 | 0 | 0 | 0 | 0 | 0 | 0 | 0 | 0 | 0 | 0 | 0 | 0 | 0 | 1 |  | 0 | 0 | 0 | 0 | 0 | 0 | 0 | 0 | 0 | 0 | 0 | 0 | 0 | 0 | 0 | 0 | 0 | 0 | 0 | 0 | 0 | 0 | 0 | 0 | 0 | 0 | 0 | 0 | 0 | 0 | 1 | 0 | 0 | 0 | 0 | 0 | -2006.68 | 431.687 | 4794.6338 | Collinsville-Tesla 500 kV Line | Collinsville-Tesla 500 kV Line | Collinsville-Tesla 500 kV Line |  | 0 | 0 | 0 | 0 | 0 | 0 | 2282.4435 | 2761.05 | 4794.6338 | Tesla-Tracy-Pump 230 kV line #2 | Sobrante-Moraga 230 kV line | Collinsville-Tesla 500 kV Line |  | 5 | 1 | YES | 2 | 1 | 1 | NO | 1
PG&E GBA | Cooley Landing | 60 | 0 | 0 | 0 | 0 | 0 | 0 | 0 | 0 | 0 | 0 | 0 | 0 | 0 | 0 | 0 | 0 | 0 | 0 | 0 | 0 | 0 | 0 | 0 | 0 | 0 | 0 | 0 | 0 | 0 | 0 | 0 | 0 | 0 | 0 | 0 | 0 | 0 | 0 | 0 | 0 | 0 | 0 | 0 | 0 | 0 | 0 | 0 | 0 | 0 | 0 | 0 | 0 | 0 | 0 | 0 | 1 | 0 | 0 | 0 | 0 | 0 | 0 | 0 | 0 | 0 | 1 | 0 | 0 | 0 | 0 | 0 | 0 | 0 | 0 | 0 | 0 | 0 | 0 | 0 | 0 | 0 | 0 | 0 | 0 | 0 | 0 | 0 | 0 | 0 | 0 | 0 | 0 | 0 | 0 | 0 | 0 | 0 | 0 |  | 0 | 0 | 0 | 0 | 0 | 0 | 0 | 0 | 0 | 0 | 0 | 0 | 0 | 0 | 0 | 0 | 0 | 0 | 0 | 0 | 0 | 0 | 0 | 0 | 0 | 0 | 0 | 0 | 0 | 0 | 0 | 0 | 0 | 0 | 0 | 0 | 2282.4435 | 3374.2494 | 10218.5749 | Tesla-Tracy-Pump 230 kV line #2 | Tesla-Tracy-Pump 230 kV line #2 | Tesla-Tracy Pump 230 kV Line #1 |  | 0 | 0 | 0 | 0 | 0 | 0 | 2282.4435 | 3374.2494 | 10218.5749 | Tesla-Tracy-Pump 230 kV line #2 | Tesla-Tracy-Pump 230 kV line #2 | Tesla-Tracy Pump 230 kV Line #1 |  | 1 | 1 | NO | 1 | 1 | 1 | NO | 1
SCE NOL | Coolwater | 230 | 0 | 0 | 0 | 0 | 0 | 0 | 0 | 0 | 0 | 0 | 0 | 1 | 1 | 1 | 0 | 0 | 0 | 0 | 0 | 0 | 0 | 0 | 0 | 0 | 0 | 0 | 0 | 0 | 0 | 0 | 0 | 0 | 0 | 0 | 0 | 0 | 0 | 0 | 0 | 0 | 0 | 0 | 0 | 0 | 0 | 0 | 0 | 0 | 0 | 0 | 0 | 0 | 0 | 0 | 0 | 0 | 0 | 0 | 0 | 0 | 0 | 0 | 0 | 0 | 0 | 0 | 0 | 0 | 0 | 0 | 0 | 0 | 0 | 0 | 0 | 0 | 0 | 0 | 0 | 0 | 0 | 0 | 0 | 0 | 0 | 0 | 0 | 0 | 0 | 0 | 0 | 0 | 0 | 0 | 0 | 0 | 0 | 3 |  | 0 | 0 | 0 | 0 | 0 | 0 | 0 | 0 | 0 | 0 | 0 | 0 | 0 | 0 | 0 | 0 | 0 | 0 | 0 | 0 | 0 | 0 | 0 | 0 | 0 | 0 | 0 | 0 | 0 | 0 | 0 | 2 | 0 | 0 | 0 | 0 | -83.1 | 8.05 | 1104.2638 | South of Kramer Area Constraint | South of Kramer Area Constraint | South of Kramer Area Constraint |  | 0 | 2 | 0 | 0 | 0 | 0 | -83.1 | 8.05 | 1104.2638 | South of Kramer Area Constraint | South of Kramer Area Constraint | South of Kramer Area Constraint |  | 3 | 3 | NO | 3 | 1 | 1 | NO | 1
SCE NOL | Coolwater | 115 | 0 | 0 | 0 | 0 | 0 | 0 | 0 | 0 | 0 | 0 | 0 | 1 | 1 | 1 | 0 | 0 | 0 | 0 | 0 | 0 | 0 | 0 | 0 | 0 | 0 | 0 | 0 | 0 | 0 | 0 | 0 | 0 | 0 | 0 | 0 | 0 | 0 | 0 | 0 | 0 | 0 | 0 | 0 | 0 | 0 | 0 | 0 | 0 | 0 | 0 | 0 | 0 | 0 | 0 | 0 | 0 | 0 | 0 | 0 | 0 | 0 | 0 | 0 | 0 | 0 | 0 | 0 | 0 | 0 | 0 | 0 | 0 | 0 | 0 | 0 | 0 | 0 | 0 | 0 | 0 | 0 | 0 | 0 | 0 | 0 | 0 | 0 | 0 | 0 | 0 | 0 | 0 | 0 | 0 | 0 | 0 | 0 | 3 |  | 0 | 0 | 0 | 0 | 0 | 0 | 0 | 0 | 0 | 0 | 0 | 0 | 0 | 0 | 0 | 0 | 0 | 180 | 32.18 | 0 | 0 | 0 | 0 | 0 | 100 | 0 | 113.5 | 0 | 0 | 1 | 0 | 2 | 0 | 0 | 0 | 0 | -83.1 | 8.05 | 1104.2638 | South of Kramer Area Constraint | South of Kramer Area Constraint | South of Kramer Area Constraint |  | 0 | 2 | 0 | 0 | 0 | 0 | -83.1 | 8.05 | 1104.2638 | South of Kramer Area Constraint | South of Kramer Area Constraint | South of Kramer Area Constraint |  | 3 | 3 | NO | 3 | 1 | 1 | NO | 1
PG&E KERN | Copus | 70 | 0 | 0 | 0 | 0 | 0 | 0 | 0 | 0 | 0 | 0 | 0 | 0 | 0 | 0 | 0 | 0 | 0 | 0 | 0 | 0 | 0 | 0 | 0 | 0 | 0 | 0 | 0 | 0 | 0 | 0 | 0 | 0 | 0 | 0 | 0 | 0 | 0 | 0 | 0 | 0 | 0 | 0 | 0 | 0 | 0 | 0 | 0 | 0 | 0 | 0 | 0 | 0 | 0 | 0 | 0 | 0 | 0 | 0 | 0 | 0 | 0 | 0 | 0 | 0 | 0 | 0 | 0 | 0 | 0 | 0 | 1 | 1 | 1 | 0 | 1 | 0 | 0 | 0 | 1 | 1 | 0 | 0 | 0 | 0 | 0 | 0 | 0 | 0 | 0 | 0 | 0 | 0 | 0 | 0 | 1 | 0 | 0 | 0 |  | 0 | 0 | 0 | 0 | 0 | 0 | 0 | 0 | 0 | 0 | 0 | 0 | 0 | 0 | 0 | 0 | 0 | 0 | 0 | 0 | 0 | 0 | 0 | 0 | 0 | 0 | 0 | 0 | 0 | 0 | 1 | 0 | 0 | 0 | 0 | 1 | -151.465 | 17.78 | -929.2519 | Mustang-Henrietta 230 kV line | Midway-Taft 115 kV line | Mustang-Henrietta 230 kV line |  | 0 | 0 | 0 | 0 | 0 | 0 | 17.78 | 17.78 | 56.104 | Midway-Taft 115 kV line | Midway-Taft 115 kV line | Maricopa-Copus 70 kV line |  | 5 | 1 | YES | 2 | 4 | 1 | YES | 2
PG&E FRESNO | Corcoran | 70 | 0 | 0 | 0 | 0 | 0 | 0 | 0 | 0 | 0 | 0 | 0 | 0 | 0 | 0 | 0 | 0 | 0 | 0 | 0 | 0 | 0 | 0 | 0 | 0 | 0 | 0 | 0 | 0 | 0 | 0 | 0 | 0 | 0 | 0 | 0 | 0 | 0 | 0 | 0 | 0 | 0 | 0 | 0 | 0 | 0 | 1 | 0 | 0 | 0 | 0 | 0 | 0 | 0 | 0 | 0 | 0 | 0 | 0 | 0 | 0 | 0 | 0 | 0 | 0 | 0 | 0 | 0 | 0 | 0 | 0 | 0 | 0 | 0 | 0 | 0 | 0 | 0 | 0 | 1 | 1 | 0 | 1 | 0 | 1 | 1 | 1 | 0 | 0 | 0 | 1 | 0 | 0 | 0 | 0 | 1 | 0 | 0 | 2 |  | 0 | 0 | 0 | 0 | 0 | 0 | 0 | 0 | 0 | 0 | 0 | 0 | 0 | 0 | 0 | 0 | 0 | 0 | 0 | 0 | 0 | 0 | 0 | 4.5 | 0 | 0 | 0 | 0 | 0 | 1 | 4 | 0 | 2 | 0 | 0 | 1 | -731.8 | -280.9 | -929.2519 | Borden-Storey #1 230kV line | Borden-Storey #1 230kV line | Mustang-Henrietta 230 kV line |  | 0 | 0 | 0 | 0 | 0 | 0 | 315.9685 | 629.5 | 757.1426 | Bellota-Weber 230kV line | NEW- Melones-Cottle 230kV line | Chowchilla-Le grand 115kV Line |  | 5 | 1 | YES | 2 | 4 | 1 | YES | 2
PG&E FRESNO | Corcoran | 115 | 0 | 0 | 0 | 0 | 0 | 0 | 0 | 0 | 0 | 0 | 0 | 0 | 0 | 0 | 0 | 0 | 0 | 0 | 0 | 0 | 0 | 0 | 0 | 0 | 0 | 0 | 0 | 0 | 0 | 0 | 0 | 0 | 0 | 0 | 0 | 0 | 0 | 0 | 0 | 0 | 0 | 0 | 0 | 0 | 0 | 1 | 0 | 0 | 0 | 0 | 0 | 0 | 0 | 0 | 0 | 0 | 0 | 0 | 0 | 0 | 0 | 0 | 0 | 0 | 0 | 0 | 0 | 0 | 0 | 0 | 0 | 0 | 0 | 0 | 0 | 0 | 0 | 0 | 1 | 0 | 0 | 1 | 0 | 1 | 1 | 1 | 0 | 0 | 0 | 1 | 0 | 0 | 0 | 0 | 1 | 0 | 0 | 2 |  | 0 | 0 | 0 | 0 | 0 | 0 | 0 | 0 | 0 | 0 | 0 | 0 | 0 | 0 | 0 | 0 | 0 | 0 | 0 | 0 | 0 | 0 | 0 | 0 | 0 | 0 | 0 | 0 | 0 | 0 | 4 | 0 | 2 | 0 | 0 | 1 | -731.8 | -280.9 | -929.2519 | Borden-Storey #1 230kV line | Borden-Storey #1 230kV line | Mustang-Henrietta 230 kV line |  | 0 | 0 | 0 | 0 | 0 | 0 | 315.9685 | 629.5 | 757.1426 | Bellota-Weber 230kV line | NEW- Melones-Cottle 230kV line | Chowchilla-Le grand 115kV Line |  | 5 | 1 | YES | 2 | 4 | 1 | YES | 2
PG&E NGBA | Corona | 115 | 0 | 0 | 0 | 0 | 0 | 0 | 0 | 0 | 0 | 0 | 0 | 0 | 0 | 0 | 0 | 0 | 0 | 0 | 0 | 0 | 0 | 0 | 0 | 0 | 0 | 0 | 0 | 0 | 0 | 0 | 0 | 0 | 0 | 0 | 0 | 0 | 0 | 0 | 0 | 1 | 0 | 0 | 0 | 0 | 0 | 0 | 0 | 0 | 0 | 0 | 0 | 0 | 1 | 0 | 0 | 0 | 0 | 0 | 0 | 0 | 0 | 0 | 0 | 0 | 0 | 0 | 1 | 0 | 0 | 0 | 0 | 0 | 0 | 0 | 0 | 0 | 0 | 0 | 0 | 0 | 0 | 0 | 0 | 0 | 0 | 0 | 0 | 0 | 0 | 0 | 0 | 0 | 0 | 0 | 0 | 0 | 0 | 1 |  | 0 | 0 | 0 | 0 | 0 | 0 | 0 | 0 | 0 | 0 | 0 | 0 | 0 | 0 | 0 | 0 | 0 | 0 | 0 | 0 | 0 | 0 | 0 | 0 | 0 | 0 | 0 | 0 | 0 | 0 | 2 | 0 | 0 | 0 | 0 | 0 | -2006.68 | 96.788 | 1147.998 | Collinsville-Tesla 500 kV Line | Birds Landing-Contra Costa 230kV Line | Birds Landing-Contra Costa 230kV Line |  | 0 | 0 | 0 | 0 | 0 | 0 | 1531.9 | 1862.788 | 1147.998 | Birds Landing-Contra Costa 230kV Line | Birds Landing-Contra Costa 230kV Line | Birds Landing-Contra Costa 230kV Line |  | 5 | 1 | YES | 2 | 1 | 1 | NO | 1
PG&E NGBA | Cortina | 230 | 0 | 0 | 0 | 0 | 0 | 0 | 0 | 0 | 0 | 0 | 0 | 0 | 0 | 0 | 0 | 0 | 0 | 0 | 0 | 0 | 0 | 0 | 0 | 0 | 0 | 0 | 0 | 0 | 0 | 0 | 0 | 0 | 0 | 0 | 0 | 0 | 0 | 0 | 0 | 1 | 0 | 0 | 0 | 0 | 0 | 0 | 0 | 0 | 0 | 0 | 0 | 0 | 1 | 0 | 0 | 0 | 0 | 0 | 0 | 0 | 0 | 0 | 0 | 0 | 0 | 0 | 1 | 0 | 0 | 0 | 0 | 0 | 0 | 0 | 0 | 0 | 0 | 0 | 0 | 0 | 0 | 0 | 0 | 0 | 0 | 0 | 0 | 0 | 0 | 0 | 0 | 0 | 0 | 0 | 0 | 0 | 0 | 1 |  | 0 | 0 | 0 | 0 | 0 | 0 | 0 | 0 | 0 | 0 | 0 | 0 | 0 | 0 | 0 | 0 | 0 | 0 | 0 | 0 | 0 | 0 | 0 | 0 | 0 | 0 | 0 | 0 | 0 | 0 | 2 | 0 | 0 | 0 | 0 | 0 | -2006.68 | 96.788 | 1147.998 | Collinsville-Tesla 500 kV Line | Birds Landing-Contra Costa 230kV Line | Birds Landing-Contra Costa 230kV Line |  | 0 | 0 | 0 | 0 | 0 | 0 | 1531.9 | 1862.788 | 1147.998 | Birds Landing-Contra Costa 230kV Line | Birds Landing-Contra Costa 230kV Line | Birds Landing-Contra Costa 230kV Line |  | 5 | 1 | YES | 2 | 1 | 1 | NO | 1
PG&E NGBA | Cortina | 115 | 0 | 0 | 0 | 0 | 0 | 0 | 0 | 0 | 0 | 0 | 0 | 0 | 0 | 0 | 0 | 0 | 0 | 0 | 0 | 0 | 0 | 0 | 0 | 0 | 0 | 0 | 0 | 0 | 0 | 0 | 0 | 0 | 0 | 0 | 0 | 0 | 0 | 0 | 0 | 1 | 0 | 0 | 0 | 0 | 0 | 0 | 0 | 0 | 0 | 0 | 0 | 0 | 0 | 0 | 0 | 1 | 0 | 0 | 0 | 0 | 0 | 0 | 0 | 0 | 0 | 0 | 1 | 0 | 0 | 0 | 0 | 0 | 0 | 0 | 0 | 0 | 0 | 0 | 0 | 0 | 0 | 0 | 0 | 0 | 0 | 0 | 0 | 0 | 0 | 0 | 0 | 0 | 0 | 0 | 0 | 0 | 0 | 0 |  | 0 | 0 | 0 | 0 | 0 | 0 | 0 | 0 | 0 | 0 | 0 | 0 | 0 | 0 | 0 | 0 | 5 | 0 | 0 | 0 | 0 | 0 | 0 | 0 | 0 | 80 | 0 | 45 | 0 | 1 | 2 | 0 | 0 | 0 | 0 | 0 | -2006.68 | 96.788 | 1147.998 | Collinsville-Tesla 500 kV Line | Birds Landing-Contra Costa 230kV Line | Birds Landing-Contra Costa 230kV Line |  | 0 | 0 | 0 | 0 | 0 | 0 | 1531.9 | 1862.788 | 1147.998 | Birds Landing-Contra Costa 230kV Line | Birds Landing-Contra Costa 230kV Line | Birds Landing-Contra Costa 230kV Line |  | 5 | 1 | YES | 2 | 1 | 1 | NO | 1
PG&E GBA | Cottle | 230 | 0 | 0 | 0 | 0 | 0 | 0 | 0 | 0 | 0 | 0 | 0 | 0 | 0 | 0 | 0 | 0 | 0 | 0 | 0 | 0 | 0 | 0 | 0 | 0 | 0 | 0 | 0 | 0 | 0 | 0 | 0 | 0 | 0 | 0 | 0 | 0 | 0 | 0 | 0 | 0 | 0 | 0 | 0 | 0 | 0 | 1 | 0 | 0 | 0 | 0 | 0 | 0 | 0 | 0 | 0 | 0 | 0 | 0 | 0 | 1 | 1 | 0 | 0 | 0 | 0 | 0 | 0 | 0 | 0 | 0 | 0 | 0 | 0 | 0 | 0 | 0 | 0 | 0 | 1 | 1 | 0 | 1 | 1 | 0 | 1 | 0 | 0 | 1 | 1 | 1 | 0 | 0 | 1 | 0 | 0 | 0 | 0 | 1 |  | 0 | 0 | 0 | 0 | 0 | 0 | 0 | 0 | 0 | 0 | 0 | 0 | 0 | 0 | 0 | 0 | 0 | 0 | 0 | 0 | 0 | 0 | 0 | 0 | 0 | 0 | 0 | 50 | 0 | 1 | 2 | 0 | 1 | 0 | 0 | 0 | -731.8 | -280.9 | 245.4626 | Borden-Storey #1 230kV line | Borden-Storey #1 230kV line | Oro Loma-El Nido 115kV Line |  | 0 | 0 | 0 | 0 | 0 | 0 | 315.9685 | 468.1 | 245.4626 | Bellota-Weber 230kV line | Oro Loma-El Nido 115kV Line | Oro Loma-El Nido 115kV Line |  | 5 | 1 | YES | 2 | 1 | 1 | NO | 1
PG&E NGBA | Cottonwood | 115 | 0 | 0 | 0 | 0 | 0 | 0 | 0 | 0 | 0 | 0 | 0 | 0 | 0 | 0 | 0 | 0 | 0 | 0 | 0 | 0 | 0 | 0 | 0 | 0 | 0 | 0 | 0 | 0 | 0 | 0 | 0 | 0 | 0 | 0 | 0 | 0 | 0 | 0 | 0 | 1 | 0 | 0 | 0 | 0 | 0 | 0 | 0 | 0 | 0 | 0 | 0 | 0 | 0 | 0 | 0 | 0 | 0 | 0 | 0 | 0 | 0 | 0 | 0 | 0 | 0 | 0 | 0 | 0 | 0 | 0 | 0 | 0 | 0 | 0 | 0 | 0 | 0 | 0 | 0 | 0 | 0 | 0 | 0 | 0 | 0 | 0 | 0 | 0 | 0 | 0 | 0 | 0 | 0 | 0 | 0 | 0 | 0 | 0 |  | 0 | 0 | 0 | 0 | 0 | 0 | 0 | 0 | 0 | 0 | 0 | 0 | 0 | 0 | 0 | 0 | 0 | 0 | 0 | 0 | 0 | 0 | 0 | 0 | 0 | 0 | 0 | 0 | 0 | 0 | 1 | 0 | 0 | 0 | 0 | 0 | -2006.68 | 431.687 | 4794.6338 | Collinsville-Tesla 500 kV Line | Collinsville-Tesla 500 kV Line | Collinsville-Tesla 500 kV Line |  | 0 | 0 | 0 | 0 | 0 | 0 | 6638.32 | 9076.687 | 4794.6338 | Collinsville-Tesla 500 kV Line | Collinsville-Tesla 500 kV Line | Collinsville-Tesla 500 kV Line |  | 5 | 1 | YES | 2 | 1 | 1 | NO | 1
PG&E NGBA | Cottonwood | 230 | 0 | 0 | 0 | 0 | 0 | 0 | 0 | 0 | 0 | 0 | 0 | 0 | 0 | 0 | 0 | 0 | 0 | 0 | 0 | 0 | 0 | 0 | 0 | 0 | 0 | 0 | 0 | 0 | 0 | 0 | 0 | 0 | 0 | 0 | 0 | 0 | 0 | 0 | 0 | 1 | 0 | 0 | 0 | 0 | 0 | 0 | 0 | 0 | 0 | 0 | 0 | 0 | 0 | 0 | 0 | 0 | 0 | 0 | 0 | 0 | 0 | 0 | 0 | 0 | 0 | 0 | 0 | 0 | 0 | 0 | 0 | 0 | 0 | 0 | 0 | 0 | 0 | 0 | 0 | 0 | 0 | 0 | 0 | 0 | 0 | 0 | 0 | 0 | 0 | 0 | 0 | 0 | 0 | 0 | 0 | 0 | 0 | 0 |  | 0 | 0 | 0 | 0 | 0 | 0 | 0 | 0 | 0 | 0 | 0 | 0 | 0 | 0 | 0 | 0 | 0 | 0 | 0 | 0 | 0 | 0 | 0 | 0 | 0 | 0 | 0 | 0 | 0 | 0 | 1 | 0 | 0 | 0 | 0 | 0 | -2006.68 | 431.687 | 4794.6338 | Collinsville-Tesla 500 kV Line | Collinsville-Tesla 500 kV Line | Collinsville-Tesla 500 kV Line |  | 0 | 0 | 0 | 0 | 0 | 0 | 6638.32 | 9076.687 | 4794.6338 | Collinsville-Tesla 500 kV Line | Collinsville-Tesla 500 kV Line | Collinsville-Tesla 500 kV Line |  | 5 | 1 | YES | 2 | 1 | 1 | NO | 1
PG&E NGBA | Cottonwood | 60 | 0 | 0 | 0 | 0 | 0 | 0 | 0 | 0 | 0 | 0 | 0 | 0 | 0 | 0 | 0 | 0 | 0 | 0 | 0 | 0 | 0 | 0 | 0 | 0 | 0 | 0 | 0 | 0 | 0 | 0 | 0 | 0 | 0 | 0 | 0 | 0 | 0 | 0 | 0 | 1 | 0 | 0 | 0 | 0 | 0 | 0 | 0 | 0 | 0 | 0 | 0 | 0 | 0 | 0 | 0 | 0 | 0 | 0 | 0 | 0 | 0 | 0 | 0 | 0 | 0 | 0 | 0 | 0 | 0 | 0 | 0 | 0 | 0 | 0 | 0 | 0 | 0 | 0 | 0 | 0 | 0 | 0 | 0 | 0 | 0 | 0 | 0 | 0 | 0 | 0 | 0 | 0 | 0 | 0 | 0 | 0 | 0 | 0 |  | 0 | 0 | 0 | 0 | 0 | 0 | 0 | 0 | 0 | 0 | 0 | 0 | 0 | 0 | 0 | 0 | 0 | 0 | 0 | 0 | 0 | 0 | 0 | 0 | 0 | 0 | 0 | 0 | 0 | 0 | 1 | 0 | 0 | 0 | 0 | 0 | -2006.68 | 431.687 | 4794.6338 | Collinsville-Tesla 500 kV Line | Collinsville-Tesla 500 kV Line | Collinsville-Tesla 500 kV Line |  | 0 | 0 | 0 | 0 | 0 | 0 | 6638.32 | 9076.687 | 4794.6338 | Collinsville-Tesla 500 kV Line | Collinsville-Tesla 500 kV Line | Collinsville-Tesla 500 kV Line |  | 5 | 1 | YES | 2 | 1 | 1 | NO | 1
PG&E NGBA | Cove Road | 230 | 0 | 0 | 0 | 0 | 0 | 0 | 0 | 0 | 0 | 0 | 0 | 0 | 0 | 0 | 0 | 0 | 0 | 0 | 0 | 0 | 0 | 0 | 0 | 0 | 0 | 0 | 0 | 0 | 0 | 0 | 0 | 0 | 0 | 0 | 0 | 0 | 0 | 0 | 0 | 1 | 0 | 0 | 0 | 0 | 0 | 0 | 0 | 0 | 0 | 0 | 0 | 0 | 0 | 0 | 0 | 0 | 0 | 0 | 0 | 0 | 0 | 0 | 0 | 0 | 0 | 0 | 0 | 0 | 0 | 0 | 0 | 0 | 0 | 0 | 0 | 0 | 0 | 0 | 0 | 0 | 0 | 0 | 0 | 0 | 0 | 0 | 0 | 0 | 0 | 0 | 0 | 0 | 0 | 0 | 0 | 0 | 0 | 0 |  | 0 | 0 | 0 | 0 | 0 | 0 | 0 | 0 | 0 | 0 | 0 | 0 | 0 | 0 | 0 | 0 | 0 | 0 | 0 | 0 | 0 | 0 | 0 | 0 | 0 | 0 | 0 | 0 | 0 | 0 | 1 | 0 | 0 | 0 | 0 | 0 | -2006.68 | 431.687 | 4794.6338 | Collinsville-Tesla 500 kV Line | Collinsville-Tesla 500 kV Line | Collinsville-Tesla 500 kV Line |  | 0 | 0 | 0 | 0 | 0 | 0 | 6638.32 | 9076.687 | 4794.6338 | Collinsville-Tesla 500 kV Line | Collinsville-Tesla 500 kV Line | Collinsville-Tesla 500 kV Line |  | 5 | 1 | YES | 2 | 1 | 1 | NO | 1
PG&E GBA | Coyote | 230 | 0 | 0 | 0 | 0 | 0 | 0 | 0 | 0 | 0 | 0 | 0 | 0 | 0 | 0 | 0 | 0 | 0 | 0 | 0 | 0 | 0 | 0 | 0 | 0 | 0 | 0 | 0 | 0 | 0 | 0 | 0 | 0 | 0 | 0 | 0 | 0 | 0 | 0 | 0 | 0 | 0 | 0 | 0 | 0 | 0 | 0 | 0 | 0 | 0 | 0 | 0 | 0 | 0 | 0 | 0 | 1 | 0 | 0 | 0 | 1 | 0 | 0 | 0 | 0 | 0 | 0 | 0 | 0 | 0 | 0 | 0 | 0 | 0 | 0 | 0 | 0 | 0 | 0 | 0 | 0 | 0 | 0 | 0 | 0 | 0 | 0 | 0 | 0 | 0 | 0 | 0 | 0 | 0 | 0 | 0 | 0 | 0 | 0 |  | 0 | 0 | 0 | 0 | 0 | 0 | 0 | 0 | 0 | 0 | 0 | 0 | 0 | 0 | 0 | 0 | 0 | 0 | 0 | 0 | 0 | 0 | 0 | 0 | 0 | 0 | 0 | 0 | 0 | 0 | 0 | 0 | 0 | 0 | 0 | 0 | 806.5435 | 1954.8014 | 5079.017 | Tesla-Bellota 230 kV line | Tesla-Bellota 230 kV line | Tesla-Bellota 230 kV line |  | 0 | 0 | 0 | 0 | 0 | 0 | 806.5435 | 1954.8014 | 5079.017 | Tesla-Bellota 230 kV line | Tesla-Bellota 230 kV line | Tesla-Bellota 230 kV line |  | 1 | 1 | NO | 1 | 1 | 1 | NO | 1
PG&E GBA | Crazy Horse Canyon | 115 | 0 | 0 | 0 | 0 | 0 | 0 | 0 | 0 | 0 | 0 | 0 | 0 | 0 | 0 | 0 | 0 | 0 | 0 | 0 | 0 | 0 | 0 | 0 | 0 | 0 | 0 | 0 | 0 | 0 | 0 | 0 | 0 | 0 | 0 | 0 | 0 | 0 | 0 | 0 | 0 | 0 | 0 | 0 | 0 | 0 | 0 | 0 | 0 | 0 | 0 | 0 | 0 | 0 | 0 | 0 | 0 | 0 | 0 | 0 | 0 | 0 | 0 | 0 | 0 | 1 | 0 | 0 | 0 | 0 | 0 | 0 | 0 | 0 | 0 | 0 | 0 | 0 | 0 | 0 | 0 | 0 | 0 | 0 | 0 | 0 | 0 | 0 | 0 | 0 | 0 | 0 | 0 | 0 | 0 | 0 | 0 | 1 | 0 |  | 0 | 0 | 0 | 0 | 0 | 0 | 0 | 0 | 0 | 0 | 0 | 0 | 0 | 0 | 0 | 0 | 0 | 0 | 0 | 0 | 0 | 0 | 0 | 0 | 0 | 0 | 0 | 0 | 0 | 0 | 0 | 0 | 0 | 0 | 0 | 0 | 338.65 | 358.51 | 303.18 | Morganhill-Metcalf 115kV Line | Morganhill-Metcalf 115kV Line | Morganhill-Metcalf 115kV Line |  | 0 | 0 | 0 | 0 | 0 | 0 | 338.65 | 358.51 | 303.18 | Morganhill-Metcalf 115kV Line | Morganhill-Metcalf 115kV Line | Morganhill-Metcalf 115kV Line |  | 1 | 1 | NO | 1 | 1 | 1 | NO | 1
SDGE | Creelman | 69 | 0 | 0 | 0 | 0 | 0 | 0 | 0 | 0 | 0 | 0 | 0 | 0 | 0 | 0 | 0 | 0 | 0 | 0 | 0 | 0 | 0 | 0 | 0 | 0 | 0 | 1 | 0 | 1 | 0 | 0 | 1 | 0 | 1 | 0 | 0 | 0 | 0 | 1 | 0 | 0 | 0 | 0 | 0 | 0 | 0 | 0 | 0 | 0 | 0 | 0 | 0 | 0 | 0 | 0 | 0 | 0 | 0 | 0 | 0 | 0 | 0 | 0 | 0 | 0 | 0 | 0 | 0 | 0 | 0 | 0 | 0 | 0 | 0 | 0 | 0 | 0 | 0 | 0 | 0 | 0 | 0 | 0 | 0 | 0 | 0 | 0 | 0 | 0 | 0 | 0 | 0 | 0 | 0 | 0 | 0 | 0 | 0 | 2 |  | 0 | 0 | 0 | 0 | 0 | 0 | 0 | 0 | 0 | 0 | 0 | -0.47 | 0 | 0 | 1 | 0 | 0 | 0 | 0 | 0 | 0 | 0 | 0 | 0 | 0 | 0 | 7.33 | 0 | 0 | 1 | 0 | 0 | 0 | 0 | 0 | 0 | 326.46 | 366.23 | 484.8764 | El Cajon 69 kV constraint | El Cajon 69 kV constraint | El Cajon 69 kV constraint |  | 0 | 0 | 0 | 0 | 0 | 0 | 326.46 | 366.23 | 484.8764 | El Cajon 69 kV constraint | El Cajon 69 kV constraint | El Cajon 69 kV constraint |  | 1 | 1 | NO | 1 | 1 | 1 | NO | 1
PG&E FRESNO | Crescent | 70 | 0 | 0 | 0 | 0 | 0 | 0 | 0 | 0 | 0 | 0 | 0 | 0 | 0 | 0 | 0 | 0 | 0 | 0 | 0 | 0 | 0 | 0 | 0 | 0 | 0 | 0 | 0 | 0 | 0 | 0 | 0 | 0 | 0 | 0 | 0 | 0 | 0 | 0 | 0 | 0 | 0 | 0 | 0 | 0 | 0 | 1 | 0 | 0 | 0 | 0 | 0 | 0 | 0 | 0 | 0 | 0 | 0 | 0 | 0 | 0 | 0 | 0 | 0 | 0 | 0 | 0 | 0 | 0 | 0 | 0 | 0 | 0 | 0 | 0 | 0 | 0 | 0 | 0 | 1 | 1 | 0 | 1 | 0 | 0 | 0 | 1 | 0 | 0 | 0 | 1 | 0 | 1 | 0 | 0 | 0 | 0 | 0 | 1 |  | 0 | 0 | 0 | 0 | 0 | 0 | 0 | 0 | 0 | 0 | 0 | 0 | 0 | 0 | 0 | 0 | 0 | 0 | 0 | 0 | 0 | 0 | 0 | 0 | 0 | 35 | 35 | 0 | 0 | 1 | 2 | 0 | 1 | 0 | 0 | 0 | -731.8 | -280.9 | 135.35 | Borden-Storey #1 230kV line | Borden-Storey #1 230kV line | Helm 230/70kV TB #1 |  | 0 | 0 | 0 | 0 | 0 | 0 | 3 | 20.5 | 135.35 | Helm 230/70kV TB #1 | Helm 230/70kV TB #1 | Helm 230/70kV TB #1 |  | 5 | 1 | YES | 2 | 1 | 1 | NO | 1
PG&E FRESNO | Cressey | 115 | 0 | 0 | 0 | 0 | 0 | 0 | 0 | 0 | 0 | 0 | 0 | 0 | 0 | 0 | 0 | 0 | 0 | 0 | 0 | 0 | 0 | 0 | 0 | 0 | 0 | 0 | 0 | 0 | 0 | 0 | 0 | 0 | 0 | 0 | 0 | 0 | 0 | 0 | 0 | 0 | 0 | 0 | 0 | 0 | 0 | 1 | 0 | 0 | 0 | 0 | 0 | 0 | 0 | 0 | 0 | 0 | 0 | 0 | 0 | 1 | 0 | 0 | 0 | 0 | 0 | 0 | 0 | 0 | 0 | 0 | 0 | 0 | 0 | 0 | 0 | 0 | 0 | 0 | 0 | 1 | 0 | 1 | 1 | 1 | 0 | 1 | 0 | 1 | 0 | 0 | 0 | 0 | 1 | 0 | 0 | 0 | 0 | 1 |  | 0 | 0 | 0 | 0 | 0 | 0 | 0 | 0 | 0 | 0 | 0 | 0 | 0 | 0 | 0 | 0 | 0 | 0 | 0 | 0 | 0 | 0 | 0 | 0 | 0 | 0 | 0 | 0 | 0 | 0 | 2 | 0 | 1 | 0 | 0 | 0 | -252.9 | -120.4 | 211.1426 | Chowchilla-Le grand 115kV Line | Chowchilla-Le grand 115kV Line | Chowchilla-Le grand 115kV Line |  | 0 | 0 | 0 | 0 | 0 | 0 | 315.9685 | 468.1 | 245.4626 | Bellota-Weber 230kV line | Oro Loma-El Nido 115kV Line | Oro Loma-El Nido 115kV Line |  | 5 | 1 | YES | 2 | 1 | 1 | NO | 1
PG&E NGBA | Cresta | 230 | 0 | 0 | 0 | 0 | 0 | 0 | 0 | 0 | 0 | 0 | 0 | 0 | 0 | 0 | 0 | 0 | 0 | 0 | 0 | 0 | 0 | 0 | 0 | 0 | 0 | 0 | 0 | 0 | 0 | 0 | 0 | 0 | 0 | 0 | 0 | 0 | 0 | 0 | 0 | 1 | 1 | 0 | 1 | 0 | 1 | 1 | 1 | 1 | 0 | 0 | 0 | 0 | 0 | 0 | 0 | 0 | 0 | 0 | 0 | 1 | 1 | 0 | 0 | 0 | 0 | 0 | 0 | 0 | 0 | 0 | 0 | 0 | 0 | 0 | 0 | 0 | 0 | 0 | 0 | 0 | 0 | 0 | 0 | 0 | 0 | 0 | 0 | 0 | 0 | 0 | 0 | 0 | 0 | 0 | 0 | 0 | 0 | 0 |  | 0 | 0 | 0 | 0 | 0 | 0 | 0 | 0 | 0 | 0 | 0 | 0 | 0 | 0 | 0 | 0 | 0 | 0 | 0 | 0 | 0 | 0 | 0 | 0 | 0 | 0 | 0 | 0 | 0 | 0 | 2 | 0 | 0 | 0 | 0 | 0 | -2006.68 | 31.5 | 32.84 | Collinsville-Tesla 500 kV Line | Rocklin-Pleaseant grove 115kV line | Woodland- Davis 115kV line |  | 0 | 0 | 0 | 0 | 0 | 0 | 31.5 | 31.5 | 32.84 | Rocklin-Pleaseant grove 115kV line | Rocklin-Pleaseant grove 115kV line | Woodland- Davis 115kV line |  | 5 | 1 | YES | 2 | 1 | 1 | NO | 1
SDGE | Crestwood | 69 | 0 | 0 | 0 | 0 | 0 | 0 | 0 | 0 | 0 | 0 | 0 | 0 | 0 | 0 | 0 | 0 | 0 | 0 | 0 | 0 | 0 | 0 | 0 | 0 | 0 | 0 | 0 | 1 | 0 | 1 | 1 | 0 | 1 | 0 | 0 | 0 | 1 | 0 | 0 | 0 | 0 | 0 | 0 | 0 | 0 | 0 | 0 | 0 | 0 | 0 | 0 | 0 | 0 | 0 | 0 | 0 | 0 | 0 | 0 | 0 | 0 | 0 | 0 | 0 | 0 | 0 | 0 | 0 | 0 | 0 | 0 | 0 | 0 | 0 | 0 | 0 | 0 | 0 | 0 | 0 | 0 | 0 | 0 | 0 | 0 | 0 | 0 | 0 | 0 | 0 | 0 | 0 | 0 | 0 | 0 | 0 | 0 | 3 |  | 0 | 0 | 0 | 0 | 0 | 0 | 0 | 0 | 0 | 0 | 0 | 0 | 0 | 0 | 0 | 0 | 0 | 0 | 0 | 0 | 0 | 0 | 0 | 0 | 0 | 0 | 0 | 0 | 0 | 0 | 0 | 0 | 0 | 0 | 0 | 0 | 159.09 | 195.045 | 302.2464 | Miguel 69 kV constraint | Miguel 69 kV constraint | Miguel 69 kV constraint |  | 0 | 0 | 0 | 0 | 0 | 0 | 159.09 | 195.045 | 302.2464 | Miguel 69 kV constraint | Miguel 69 kV constraint | Miguel 69 kV constraint |  | 1 | 1 | NO | 1 | 1 | 1 | NO | 1
PG&E GBA | Crow Creek | 60 | 0 | 0 | 0 | 0 | 0 | 0 | 0 | 0 | 0 | 0 | 0 | 0 | 0 | 0 | 0 | 0 | 0 | 0 | 0 | 0 | 0 | 0 | 0 | 0 | 0 | 0 | 0 | 0 | 0 | 0 | 0 | 0 | 0 | 0 | 0 | 0 | 0 | 0 | 0 | 0 | 0 | 0 | 0 | 0 | 0 | 1 | 0 | 0 | 0 | 0 | 0 | 0 | 0 | 0 | 0 | 1 | 0 | 1 | 0 | 1 | 0 | 0 | 1 | 1 | 0 | 1 | 0 | 0 | 0 | 0 | 0 | 0 | 0 | 0 | 0 | 0 | 0 | 0 | 0 | 0 | 0 | 0 | 0 | 0 | 0 | 0 | 0 | 0 | 0 | 0 | 0 | 0 | 0 | 0 | 0 | 0 | 0 | 0 |  | 0 | 0 | 0 | 0 | 0 | 0 | 0 | 0 | 0 | 6.21 | 14.11 | 15 | 0 | 0 | 1 | 0 | 0 | 0 | 0 | 0 | 0 | 0 | 0 | 0 | 6.21 | 14.11 | 15 | 0 | 0 | 1 | 1 | 0 | 0 | 0 | 0 | 0 | -144.0315 | 91.0609 | 104.1524 | Bellota-Weber 230kV line | Salado-Crow Creek Sw Sta 60 kV line | Salado-Crow Creek Sw Sta 60 kV line |  | 0 | 0 | 0 | 0 | 0 | 0 | 63.9885 | 91.0609 | 104.1524 | Tesla-Salado 115 kV line | Salado-Crow Creek Sw Sta 60 kV line | Salado-Crow Creek Sw Sta 60 kV line |  | 5 | 1 | YES | 2 | 1 | 1 | NO | 1
PG&E GBA | Crows Landing | 60 | 0 | 0 | 0 | 0 | 0 | 0 | 0 | 0 | 0 | 0 | 0 | 0 | 0 | 0 | 0 | 0 | 0 | 0 | 0 | 0 | 0 | 0 | 0 | 0 | 0 | 0 | 0 | 0 | 0 | 0 | 0 | 0 | 0 | 0 | 0 | 0 | 0 | 0 | 0 | 0 | 0 | 0 | 0 | 0 | 0 | 1 | 0 | 0 | 0 | 0 | 0 | 0 | 0 | 0 | 0 | 1 | 0 | 1 | 0 | 1 | 0 | 0 | 1 | 1 | 0 | 1 | 0 | 0 | 0 | 0 | 0 | 0 | 0 | 0 | 0 | 0 | 0 | 0 | 0 | 0 | 0 | 0 | 0 | 0 | 0 | 0 | 0 | 0 | 0 | 0 | 0 | 0 | 0 | 0 | 0 | 0 | 0 | 0 |  | 0 | 0 | 0 | 0 | 0 | 0 | 0 | 0 | 0 | 0 | 0 | 0 | 0 | 0 | 0 | 0 | 0 | 0 | 0 | 0 | 0 | 0 | 0 | 0 | 0 | 0 | 0 | 0 | 0 | 0 | 1 | 0 | 0 | 0 | 0 | 0 | -144.0315 | 91.0609 | 104.1524 | Bellota-Weber 230kV line | Salado-Crow Creek Sw Sta 60 kV line | Salado-Crow Creek Sw Sta 60 kV line |  | 0 | 0 | 0 | 0 | 0 | 0 | 63.9885 | 91.0609 | 104.1524 | Tesla-Salado 115 kV line | Salado-Crow Creek Sw Sta 60 kV line | Salado-Crow Creek Sw Sta 60 kV line |  | 5 | 1 | YES | 2 | 1 | 1 | NO | 1
PG&E GBA | Curtis | 115 | 0 | 0 | 0 | 0 | 0 | 0 | 0 | 0 | 0 | 0 | 0 | 0 | 0 | 0 | 0 | 0 | 0 | 0 | 0 | 0 | 0 | 0 | 0 | 0 | 0 | 0 | 0 | 0 | 0 | 0 | 0 | 0 | 0 | 0 | 0 | 0 | 0 | 0 | 0 | 0 | 0 | 0 | 0 | 0 | 0 | 1 | 0 | 0 | 0 | 0 | 0 | 0 | 0 | 0 | 0 | 1 | 0 | 1 | 0 | 1 | 0 | 0 | 0 | 0 | 0 | 1 | 0 | 0 | 0 | 0 | 0 | 0 | 0 | 0 | 0 | 0 | 0 | 0 | 0 | 0 | 0 | 0 | 0 | 0 | 0 | 0 | 0 | 0 | 0 | 0 | 0 | 0 | 0 | 0 | 0 | 0 | 0 | 0 |  | 0 | 0 | 0 | 0 | 0 | 0 | 0 | 0 | 0 | 0 | 0 | 0 | 0 | 0 | 0 | 0 | 0 | 0 | 0 | 0 | 0 | 0 | 0 | 0 | 0 | 0 | 0 | 0 | 0 | 0 | 1 | 0 | 0 | 0 | 0 | 0 | -144.0315 | 181.7909 | 692.3714 | Bellota-Weber 230kV line | Kasson Jct-Heinz 115 kV line | Kasson Jct-Heinz 115 kV line |  | 0 | 0 | 0 | 0 | 0 | 0 | 77.2685 | 181.7909 | 692.3714 | Kasson Jct-Heinz 115 kV line | Kasson Jct-Heinz 115 kV line | Kasson Jct-Heinz 115 kV line |  | 5 | 1 | YES | 2 | 1 | 1 | NO | 1
PG&E FRESNO | Dairyland | 115 | 0 | 0 | 0 | 0 | 0 | 0 | 0 | 0 | 0 | 0 | 0 | 0 | 0 | 0 | 0 | 0 | 0 | 0 | 0 | 0 | 0 | 0 | 0 | 0 | 0 | 0 | 0 | 0 | 0 | 0 | 0 | 0 | 0 | 0 | 0 | 0 | 0 | 0 | 0 | 0 | 0 | 0 | 0 | 0 | 0 | 1 | 0 | 0 | 0 | 0 | 0 | 0 | 0 | 0 | 0 | 0 | 0 | 0 | 0 | 0 | 0 | 0 | 0 | 0 | 0 | 0 | 0 | 0 | 0 | 0 | 0 | 0 | 0 | 0 | 0 | 0 | 0 | 0 | 0 | 1 | 0 | 1 | 1 | 1 | 0 | 1 | 0 | 1 | 0 | 0 | 0 | 0 | 1 | 0 | 0 | 0 | 0 | 1 |  | 0 | 0 | 0 | 0 | 0 | 0 | 0 | 0 | 0 | 0 | 0 | 0 | 0 | 0 | 0 | 0 | 0 | 0 | 0 | 0 | 0 | 0 | 0 | 5 | 0 | 0 | 0 | 0 | 0 | 1 | 2 | 0 | 1 | 0 | 0 | 0 | -252.9 | -120.4 | 211.1426 | Chowchilla-Le grand 115kV Line | Chowchilla-Le grand 115kV Line | Chowchilla-Le grand 115kV Line |  | 0 | 0 | 0 | 0 | 0 | 0 | 315.9685 | 468.1 | 245.4626 | Bellota-Weber 230kV line | Oro Loma-El Nido 115kV Line | Oro Loma-El Nido 115kV Line |  | 5 | 1 | YES | 2 | 1 | 1 | NO | 1
PG&E NGBA | Davis | 115 | 0 | 0 | 0 | 0 | 0 | 0 | 0 | 0 | 0 | 0 | 0 | 0 | 0 | 0 | 0 | 0 | 0 | 0 | 0 | 0 | 0 | 0 | 0 | 0 | 0 | 0 | 0 | 0 | 0 | 0 | 0 | 0 | 0 | 0 | 0 | 0 | 0 | 0 | 0 | 1 | 0 | 0 | 0 | 0 | 0 | 0 | 0 | 0 | 0 | 0 | 0 | 0 | 0 | 1 | 1 | 1 | 0 | 0 | 0 | 0 | 0 | 0 | 0 | 0 | 0 | 0 | 1 | 0 | 0 | 0 | 0 | 0 | 0 | 0 | 0 | 0 | 0 | 0 | 0 | 0 | 0 | 0 | 0 | 0 | 0 | 0 | 0 | 0 | 0 | 0 | 0 | 0 | 0 | 0 | 0 | 0 | 0 | 0 |  | 0 | 0 | 0 | 0 | 0 | 0 | 0 | 0 | 0 | 0 | 0 | 0 | 0 | 0 | 0 | 0 | 0 | 0 | 0 | 0 | 0 | 0 | 0 | 0 | 0 | 0 | 0 | 0 | 0 | 0 | 3 | 0 | 1 | 0 | 0 | 0 | -2006.68 | -196.964 | 1147.998 | Collinsville-Tesla 500 kV Line | Windmaster-Delta pumps 230 kV line | Birds Landing-Contra Costa 230kV Line |  | 0 | 0 | 0 | 0 | 0 | 0 | 322.25 | 699.038 | 1147.998 | Contra Costa- Windmaster 230 kV line | Contra Costa- Windmaster 230 kV line | Birds Landing-Contra Costa 230kV Line |  | 5 | 1 | YES | 2 | 1 | 1 | NO | 1
SCE Metro | Del Amo | 500 | 0 | 0 | 0 | 0 | 0 | 0 | 0 | 0 | 0 | 1 | 0 | 0 | 0 | 0 | 0 | 0 | 0 | 0 | 0 | 0 | 0 | 0 | 0 | 0 | 0 | 0 | 0 | 0 | 0 | 0 | 0 | 0 | 0 | 0 | 0 | 0 | 0 | 0 | 0 | 0 | 0 | 0 | 0 | 0 | 0 | 0 | 0 | 0 | 0 | 0 | 0 | 0 | 0 | 0 | 0 | 0 | 0 | 0 | 0 | 0 | 0 | 0 | 0 | 0 | 0 | 0 | 0 | 0 | 0 | 0 | 0 | 0 | 0 | 0 | 0 | 0 | 0 | 0 | 0 | 0 | 0 | 0 | 0 | 0 | 0 | 0 | 0 | 0 | 0 | 0 | 0 | 0 | 0 | 0 | 0 | 0 | 0 | 0 |  | 0 | 0 | 0 | 0 | 0 | 0 | 0 | 0 | 0 | 0 | 0 | 0 | 0 | 0 | 0 | 0 | 0 | 0 | 0 | 0 | 0 | 0 | 0 | 0 | 0 | 0 | 0 | 0 | 0 | 0 | 0 | 0 | 0 | 0 | 0 | 0 | 11157.1 | 12110.2 | 14980.0055 | SCE Metro Area Default Constraint | SCE Metro Area Default Constraint | SCE Metro Area Default Constraint |  | 0 | 0 | 0 | 0 | 0 | 0 | 11157.1 | 12110.2 | 14980.0055 | SCE Metro Area Default Constraint | SCE Metro Area Default Constraint | SCE Metro Area Default Constraint |  | 1 | 1 | NO | 1 | 1 | 1 | NO | 1
SCE Metro | Del Amo | 230 | 0 | 0 | 0 | 0 | 0 | 0 | 0 | 0 | 0 | 1 | 0 | 0 | 0 | 0 | 0 | 0 | 0 | 0 | 0 | 0 | 0 | 0 | 0 | 0 | 0 | 0 | 0 | 0 | 0 | 0 | 0 | 0 | 0 | 0 | 0 | 0 | 0 | 0 | 0 | 0 | 0 | 0 | 0 | 0 | 0 | 0 | 0 | 0 | 0 | 0 | 0 | 0 | 0 | 0 | 0 | 0 | 0 | 0 | 0 | 0 | 0 | 0 | 0 | 0 | 0 | 0 | 0 | 0 | 0 | 0 | 0 | 0 | 0 | 0 | 0 | 0 | 0 | 0 | 0 | 0 | 0 | 0 | 0 | 0 | 0 | 0 | 0 | 0 | 0 | 0 | 0 | 0 | 0 | 0 | 0 | 0 | 0 | 0 |  | 0 | 0 | 0 | 0 | 0 | 0 | 0 | 0 | 0 | 0 | 0 | 0 | 0 | 0 | 0 | 0 | 0 | 0 | 0 | 0 | 0 | 0 | 0 | 0 | 0 | 0 | 0 | 0 | 0 | 0 | 0 | 0 | 0 | 0 | 0 | 0 | 11157.1 | 12110.2 | 14980.0055 | SCE Metro Area Default Constraint | SCE Metro Area Default Constraint | SCE Metro Area Default Constraint |  | 0 | 0 | 0 | 0 | 0 | 0 | 11157.1 | 12110.2 | 14980.0055 | SCE Metro Area Default Constraint | SCE Metro Area Default Constraint | SCE Metro Area Default Constraint |  | 1 | 1 | NO | 1 | 1 | 1 | NO | 1
SCE Eastern | Delaney | 500 | 0 | 0 | 0 | 0 | 0 | 0 | 0 | 0 | 0 | 0 | 0 | 0 | 0 | 0 | 0 | 0 | 1 | 1 | 0 | 0 | 0 | 1 | 0 | 0 | 1 | 0 | 0 | 0 | 0 | 0 | 0 | 0 | 0 | 0 | 0 | 0 | 0 | 0 | 0 | 0 | 0 | 0 | 0 | 0 | 0 | 0 | 0 | 0 | 0 | 0 | 0 | 0 | 0 | 0 | 0 | 0 | 0 | 0 | 0 | 0 | 0 | 0 | 0 | 0 | 0 | 0 | 0 | 0 | 0 | 0 | 0 | 0 | 0 | 0 | 0 | 0 | 0 | 0 | 0 | 0 | 0 | 0 | 0 | 0 | 0 | 0 | 0 | 0 | 0 | 0 | 0 | 0 | 0 | 0 | 0 | 0 | 0 | 2 |  | 0 | 0 | 0 | 0 | 0 | 0 | 0 | 0 | 0 | 0 | 0 | 0 | 0 | 0 | 0 | 0 | 0 | 0 | 0 | 0 | 0 | 0 | 0 | 0 | 0 | 0 | 0 | 0 | 0 | 0 | 0 | 0 | 0 | 0 | 0 | 0 | 132.885 | 1525.3 | 2290.15 | Lugo - Victorville area constraint | DCRT Constraint | DCRT Constraint |  | 0 | 0 | 0 | 0 | 0 | 0 | 132.885 | 1525.3 | 2290.15 | Lugo - Victorville area constraint | DCRT Constraint | DCRT Constraint |  | 1 | 1 | NO | 1 | 1 | 1 | NO | 1
PG&E NGBA | Delevan | 230 | 0 | 0 | 0 | 0 | 0 | 0 | 0 | 0 | 0 | 0 | 0 | 0 | 0 | 0 | 0 | 0 | 0 | 0 | 0 | 0 | 0 | 0 | 0 | 0 | 0 | 0 | 0 | 0 | 0 | 0 | 0 | 0 | 0 | 0 | 0 | 0 | 0 | 0 | 0 | 1 | 0 | 0 | 0 | 0 | 0 | 0 | 0 | 0 | 0 | 0 | 0 | 0 | 0 | 0 | 0 | 0 | 0 | 0 | 0 | 0 | 0 | 0 | 0 | 0 | 0 | 0 | 1 | 0 | 0 | 0 | 0 | 0 | 0 | 0 | 0 | 0 | 0 | 0 | 0 | 0 | 0 | 0 | 0 | 0 | 0 | 0 | 0 | 0 | 0 | 0 | 0 | 0 | 0 | 0 | 0 | 0 | 0 | 0 |  | 0 | 0 | 0 | 0 | 0 | 0 | 0 | 0 | 0 | 0 | 0 | 0 | 0 | 0 | 0 | 0 | 0 | 0 | 0 | 0 | 0 | 0 | 0 | 0 | 50 | 150 | 0 | 50 | 70 | 1 | 2 | 0 | 0 | 0 | 0 | 0 | -2006.68 | 96.788 | 1147.998 | Collinsville-Tesla 500 kV Line | Birds Landing-Contra Costa 230kV Line | Birds Landing-Contra Costa 230kV Line |  | 0 | 0 | 0 | 0 | 0 | 0 | 1531.9 | 1862.788 | 1147.998 | Birds Landing-Contra Costa 230kV Line | Birds Landing-Contra Costa 230kV Line | Birds Landing-Contra Costa 230kV Line |  | 5 | 1 | YES | 2 | 1 | 1 | NO | 1
PG&E GBA | Delta PP | 230 | 0 | 0 | 0 | 0 | 0 | 0 | 0 | 0 | 0 | 0 | 0 | 0 | 0 | 0 | 0 | 0 | 0 | 0 | 0 | 0 | 0 | 0 | 0 | 0 | 0 | 0 | 0 | 0 | 0 | 0 | 0 | 0 | 0 | 0 | 0 | 0 | 0 | 0 | 0 | 1 | 0 | 0 | 0 | 0 | 0 | 0 | 0 | 0 | 0 | 0 | 0 | 0 | 0 | 1 | 0 | 1 | 0 | 0 | 0 | 0 | 0 | 0 | 0 | 0 | 0 | 1 | 0 | 0 | 0 | 0 | 0 | 0 | 0 | 0 | 0 | 0 | 0 | 0 | 0 | 0 | 0 | 0 | 0 | 0 | 0 | 0 | 0 | 0 | 0 | 0 | 0 | 0 | 0 | 0 | 0 | 0 | 0 | 0 |  | 0 | 0 | 0 | 0 | 0 | 0 | 0 | 0 | 0 | 0 | 0 | 0 | 0 | 0 | 0 | 0 | 0 | 0 | 0 | 0 | 0 | 0 | 0 | 0 | 0 | 0 | 0 | 0 | 0 | 0 | 2 | 0 | 1 | 0 | 0 | 0 | -2006.68 | -196.964 | 4357.8695 | Collinsville-Tesla 500 kV Line | Windmaster-Delta pumps 230 kV line | Windmaster-Delta pumps 230 kV line |  | 0 | 0 | 0 | 0 | 0 | 0 | 2282.4435 | 3374.2494 | 4357.8695 | Tesla-Tracy-Pump 230 kV line #2 | Tesla-Tracy-Pump 230 kV line #2 | Windmaster-Delta pumps 230 kV line |  | 5 | 1 | YES | 2 | 1 | 1 | NO | 1
EOP | Desert View | 230 | 0 | 0 | 0 | 0 | 0 | 0 | 0 | 0 | 0 | 0 | 0 | 0 | 0 | 0 | 0 | 0 | 0 | 0 | 0 | 0 | 0 | 0 | 1 | 1 | 1 | 0 | 0 | 0 | 0 | 0 | 0 | 0 | 0 | 0 | 0 | 0 | 0 | 0 | 0 | 0 | 0 | 0 | 0 | 0 | 0 | 0 | 0 | 0 | 0 | 0 | 0 | 0 | 0 | 0 | 0 | 0 | 0 | 0 | 0 | 0 | 0 | 0 | 0 | 0 | 0 | 0 | 0 | 0 | 0 | 0 | 0 | 0 | 0 | 0 | 0 | 0 | 0 | 0 | 0 | 0 | 0 | 0 | 0 | 0 | 0 | 0 | 0 | 0 | 0 | 0 | 0 | 0 | 0 | 0 | 0 | 0 | 0 | 2 |  | 0 | 0 | 0 | 0 | 0 | 0 | 0 | 0 | 0 | 0 | 0 | 0 | 0 | 0 | 0 | 0 | 0 | 0 | 0 | 0 | 0 | 0 | 0 | 0 | 0 | 0 | 0 | 0 | 0 | 0 | 0 | 0 | 0 | 0 | 0 | 0 | 132.885 | 1655.59 | 2398.8 | Lugo - Victorville area constraint | Sloan Canyon - Eldorado 500 kV constraint | Sloan Canyon - Eldorado 500 kV constraint |  | 0 | 0 | 0 | 0 | 0 | 0 | 132.885 | 1655.59 | 2398.8 | Lugo - Victorville area constraint | Sloan Canyon - Eldorado 500 kV constraint | Sloan Canyon - Eldorado 500 kV constraint |  | 1 | 1 | NO | 1 | 1 | 1 | NO | 1
SCE Eastern | Devers | 230 | 0 | 0 | 0 | 0 | 0 | 0 | 0 | 0 | 0 | 0 | 0 | 0 | 0 | 0 | 0 | 0 | 0 | 0 | 0 | 1 | 0 | 1 | 0 | 0 | 0 | 0 | 0 | 0 | 0 | 0 | 0 | 0 | 0 | 0 | 0 | 0 | 0 | 0 | 0 | 0 | 0 | 0 | 0 | 0 | 0 | 0 | 0 | 0 | 0 | 0 | 0 | 0 | 0 | 0 | 0 | 0 | 0 | 0 | 0 | 0 | 0 | 0 | 0 | 0 | 0 | 0 | 0 | 0 | 0 | 0 | 0 | 0 | 0 | 0 | 0 | 0 | 0 | 0 | 0 | 0 | 0 | 0 | 0 | 0 | 0 | 0 | 0 | 0 | 0 | 0 | 0 | 0 | 0 | 0 | 0 | 0 | 0 | 1 |  | 0 | 0 | 0 | 0 | 0 | 0 | 0 | 0 | 0 | 0 | 0 | 400 | 0 | 0 | 1 | 0 | 0 | 287.5 | 37 | 0 | 0 | 0 | 0 | 0 | 0 | 0 | 620 | 100 | 0 | 1 | 0 | 0 | 0 | 0 | 0 | 0 | 945.12 | 2557.875 | 8962.975 | Serrano-Alberhill-Valley Constraint | Etiwanda-Rancho Vista Constraint | Etiwanda-Rancho Vista Constraint |  | 0 | 0 | 0 | 0 | 0 | 0 | 945.12 | 2557.875 | 8962.975 | Serrano-Alberhill-Valley Constraint | Etiwanda-Rancho Vista Constraint | Etiwanda-Rancho Vista Constraint |  | 1 | 1 | NO | 1 | 1 | 1 | NO | 1
SCE Eastern | Devers | 500 | 0 | 0 | 0 | 0 | 0 | 0 | 0 | 0 | 0 | 0 | 0 | 0 | 0 | 0 | 0 | 0 | 0 | 0 | 0 | 1 | 0 | 1 | 0 | 0 | 0 | 0 | 0 | 0 | 0 | 0 | 0 | 0 | 0 | 0 | 0 | 0 | 0 | 0 | 0 | 0 | 0 | 0 | 0 | 0 | 0 | 0 | 0 | 0 | 0 | 0 | 0 | 0 | 0 | 0 | 0 | 0 | 0 | 0 | 0 | 0 | 0 | 0 | 0 | 0 | 0 | 0 | 0 | 0 | 0 | 0 | 0 | 0 | 0 | 0 | 0 | 0 | 0 | 0 | 0 | 0 | 0 | 0 | 0 | 0 | 0 | 0 | 0 | 0 | 0 | 0 | 0 | 0 | 0 | 0 | 0 | 0 | 0 | 1 |  | 0 | 0 | 0 | 0 | 0 | 0 | 0 | 0 | 0 | 0 | 0 | 0 | 0 | 0 | 0 | 0 | 0 | 0 | 0 | 0 | 0 | 0 | 0 | 0 | 0 | 0 | 0 | 0 | 0 | 0 | 0 | 0 | 0 | 0 | 0 | 0 | 945.12 | 2557.875 | 8962.975 | Serrano-Alberhill-Valley Constraint | Etiwanda-Rancho Vista Constraint | Etiwanda-Rancho Vista Constraint |  | 0 | 0 | 0 | 0 | 0 | 0 | 945.12 | 2557.875 | 8962.975 | Serrano-Alberhill-Valley Constraint | Etiwanda-Rancho Vista Constraint | Etiwanda-Rancho Vista Constraint |  | 1 | 1 | NO | 1 | 1 | 1 | NO | 1
PG&E KERN | Diablo Canyon | 230 | 0 | 0 | 0 | 0 | 0 | 0 | 0 | 0 | 0 | 0 | 0 | 0 | 0 | 0 | 0 | 0 | 0 | 0 | 0 | 0 | 0 | 0 | 0 | 0 | 0 | 0 | 0 | 0 | 0 | 0 | 0 | 0 | 0 | 0 | 0 | 0 | 0 | 0 | 0 | 0 | 0 | 0 | 0 | 0 | 0 | 0 | 0 | 0 | 0 | 0 | 0 | 0 | 0 | 0 | 0 | 0 | 0 | 0 | 0 | 0 | 0 | 0 | 0 | 0 | 0 | 0 | 0 | 1 | 1 | 0 | 0 | 0 | 0 | 0 | 0 | 0 | 0 | 0 | 0 | 1 | 0 | 0 | 0 | 0 | 0 | 1 | 0 | 0 | 0 | 0 | 0 | 0 | 0 | 0 | 0 | 1 | 0 | 1 |  | 0 | 0 | 0 | 0 | 0 | 0 | 0 | 0 | 0 | 0 | 0 | 0 | 0 | 0 | 0 | 0 | 0 | 0 | 0 | 0 | 0 | 0 | 0 | 0 | 0 | 0 | 0 | 0 | 0 | 0 | 0 | 0 | 0 | 0 | 0 | 0 | 363.365 | 263.7217 | 418.365 | Cal Flat-Gates 230 kV line | Cal Flat-Gates 230 kV line | Cal Flat-Gates 230 kV line |  | 0 | 0 | 0 | 0 | 0 | 0 | 363.365 | 263.7217 | 418.365 | Cal Flat-Gates 230 kV line | Cal Flat-Gates 230 kV line | Cal Flat-Gates 230 kV line |  | 1 | 1 | NO | 1 | 1 | 1 | NO | 1
PG&E KERN | Diablo Canyon | 500 | 0 | 0 | 0 | 0 | 0 | 0 | 0 | 0 | 0 | 0 | 0 | 0 | 0 | 0 | 0 | 0 | 0 | 0 | 0 | 0 | 0 | 0 | 0 | 0 | 0 | 0 | 0 | 0 | 0 | 0 | 0 | 0 | 0 | 0 | 0 | 0 | 0 | 0 | 0 | 0 | 0 | 0 | 0 | 0 | 0 | 0 | 0 | 0 | 0 | 0 | 0 | 0 | 0 | 0 | 0 | 0 | 0 | 0 | 0 | 0 | 0 | 0 | 0 | 0 | 0 | 0 | 0 | 0 | 0 | 0 | 0 | 0 | 0 | 0 | 0 | 0 | 0 | 0 | 0 | 0 | 0 | 0 | 0 | 0 | 0 | 0 | 0 | 0 | 0 | 0 | 0 | 0 | 0 | 1 | 1 | 0 | 0 | 0 |  | 0 | 0 | 0 | 0 | 0 | 0 | 0 | 0 | 0 | 0 | 0 | 0 | 0 | 0 | 0 | 0 | 0 | 0 | 0 | 0 | 0 | 2500 | 0 | 0 | 0 | 0 | 0 | 0 | 0 | 1 | 1 | 0 | 0 | 0 | 0 | 1 | -151.465 | 1720.9797 | -929.2519 | Mustang-Henrietta 230 kV line | Mustang-Henrietta 230 kV line | Mustang-Henrietta 230 kV line |  | 0 | 0 | 0 | 0 | 0 | 0 | 1017.25 | 2967.25 | 706 | Diablo-Gates 500 kV line | Diablo-Gates 500 kV line | Diablo-Gates 500 kV line |  | 5 | 1 | YES | 2 | 4 | 1 | YES | 2
PG&E KERN | Divide | 115 | 0 | 0 | 0 | 0 | 0 | 0 | 0 | 0 | 0 | 0 | 0 | 0 | 0 | 0 | 0 | 0 | 0 | 0 | 0 | 0 | 0 | 0 | 0 | 0 | 0 | 0 | 0 | 0 | 0 | 0 | 0 | 0 | 0 | 0 | 0 | 0 | 0 | 0 | 0 | 0 | 0 | 0 | 0 | 0 | 0 | 0 | 0 | 0 | 0 | 0 | 0 | 0 | 0 | 0 | 0 | 0 | 0 | 0 | 0 | 0 | 0 | 0 | 0 | 0 | 0 | 0 | 0 | 1 | 1 | 0 | 0 | 0 | 0 | 0 | 0 | 0 | 0 | 0 | 0 | 1 | 0 | 0 | 0 | 0 | 0 | 1 | 0 | 0 | 0 | 0 | 0 | 0 | 0 | 0 | 0 | 1 | 0 | 1 |  | 0 | 0 | 0 | 0 | 0 | 0 | 0 | 0 | 0 | 0 | 0 | 0 | 0 | 0 | 0 | 0 | 0 | 0 | 0 | 0 | 0 | 0 | 0 | 0 | 0 | 0 | 0 | 0 | 0 | 0 | 0 | 0 | 0 | 0 | 0 | 0 | 363.365 | 263.7217 | 418.365 | Cal Flat-Gates 230 kV line | Cal Flat-Gates 230 kV line | Cal Flat-Gates 230 kV line |  | 0 | 0 | 0 | 0 | 0 | 0 | 363.365 | 263.7217 | 418.365 | Cal Flat-Gates 230 kV line | Cal Flat-Gates 230 kV line | Cal Flat-Gates 230 kV line |  | 1 | 1 | NO | 1 | 1 | 1 | NO | 1
PG&E GBA | Dixon Landing | 115 | 0 | 0 | 0 | 0 | 0 | 0 | 0 | 0 | 0 | 0 | 0 | 0 | 0 | 0 | 0 | 0 | 0 | 0 | 0 | 0 | 0 | 0 | 0 | 0 | 0 | 0 | 0 | 0 | 0 | 0 | 0 | 0 | 0 | 0 | 0 | 0 | 0 | 0 | 0 | 0 | 0 | 0 | 0 | 0 | 0 | 0 | 0 | 0 | 0 | 0 | 0 | 0 | 0 | 0 | 0 | 1 | 0 | 0 | 0 | 1 | 0 | 0 | 0 | 0 | 0 | 0 | 0 | 0 | 0 | 0 | 0 | 0 | 0 | 0 | 0 | 0 | 0 | 0 | 0 | 0 | 0 | 0 | 0 | 0 | 0 | 0 | 0 | 0 | 0 | 0 | 0 | 0 | 0 | 0 | 0 | 0 | 0 | 0 |  | 0 | 0 | 0 | 0 | 0 | 0 | 0 | 0 | 0 | 0 | 0 | 0 | 0 | 0 | 0 | 0 | 0 | 0 | 0 | 0 | 0 | 0 | 0 | 2.3 | 0 | 0 | 0 | 0 | 0 | 1 | 0 | 0 | 0 | 0 | 0 | 0 | 806.5435 | 1954.8014 | 5079.017 | Tesla-Bellota 230 kV line | Tesla-Bellota 230 kV line | Tesla-Bellota 230 kV line |  | 0 | 0 | 0 | 0 | 0 | 0 | 806.5435 | 1954.8014 | 5079.017 | Tesla-Bellota 230 kV line | Tesla-Bellota 230 kV line | Tesla-Bellota 230 kV line |  | 1 | 1 | NO | 1 | 1 | 1 | NO | 1
PG&E FRESNO | Dos Amigos | 230 | 0 | 0 | 0 | 0 | 0 | 0 | 0 | 0 | 0 | 0 | 0 | 0 | 0 | 0 | 0 | 0 | 0 | 0 | 0 | 0 | 0 | 0 | 0 | 0 | 0 | 0 | 0 | 0 | 0 | 0 | 0 | 0 | 0 | 0 | 0 | 0 | 0 | 0 | 0 | 0 | 0 | 0 | 0 | 0 | 0 | 0 | 0 | 0 | 0 | 0 | 0 | 0 | 0 | 0 | 0 | 0 | 0 | 0 | 0 | 0 | 0 | 0 | 0 | 0 | 0 | 0 | 0 | 0 | 0 | 0 | 0 | 0 | 0 | 0 | 0 | 0 | 0 | 0 | 1 | 0 | 0 | 0 | 0 | 0 | 0 | 1 | 0 | 0 | 0 | 0 | 0 | 0 | 0 | 0 | 0 | 0 | 0 | 1 |  | 0 | 0 | 0 | 0 | 0 | 0 | 0 | 0 | 0 | 0 | 0 | 0 | 0 | 0 | 0 | 0 | 0 | 0 | 0 | 0 | 0 | 0 | 0 | 3 | 0 | 0 | 0 | 0 | 0 | 1 | 0 | 0 | 0 | 0 | 0 | 0 | 2503.447 | 3067.3807 | 2302.2502 | Gates 500/230kV TB #12 | Gates 500/230kV TB #12 | Gates 500/230kV TB #12 |  | 0 | 0 | 0 | 0 | 0 | 0 | 2503.447 | 3067.3807 | 2302.2502 | Gates 500/230kV TB #12 | Gates 500/230kV TB #12 | Gates 500/230kV TB #12 |  | 1 | 1 | NO | 1 | 1 | 1 | NO | 1
PG&E NGBA | Drum | 115 | 0 | 0 | 0 | 0 | 0 | 0 | 0 | 0 | 0 | 0 | 0 | 0 | 0 | 0 | 0 | 0 | 0 | 0 | 0 | 0 | 0 | 0 | 0 | 0 | 0 | 0 | 0 | 0 | 0 | 0 | 0 | 0 | 0 | 0 | 0 | 0 | 0 | 0 | 0 | 1 | 1 | 0 | 1 | 0 | 0 | 1 | 1 | 1 | 0 | 0 | 0 | 0 | 0 | 0 | 0 | 0 | 0 | 0 | 0 | 1 | 1 | 0 | 0 | 0 | 0 | 0 | 0 | 0 | 0 | 0 | 0 | 0 | 0 | 0 | 0 | 0 | 0 | 0 | 0 | 0 | 0 | 0 | 0 | 0 | 0 | 0 | 0 | 0 | 0 | 0 | 0 | 0 | 0 | 0 | 0 | 0 | 0 | 0 |  | 0 | 0 | 0 | 0 | 0 | 0 | 0 | 0 | 0 | 0 | 0 | 0 | 0 | 0 | 0 | 0 | 0 | 0 | 0 | 0 | 0 | 0 | 0 | 0 | 0 | 0 | 0 | 0 | 0 | 0 | 2 | 0 | 0 | 0 | 0 | 0 | -2006.68 | 50.45 | 32.84 | Collinsville-Tesla 500 kV Line | Woodland- Davis 115kV line | Woodland- Davis 115kV line |  | 0 | 0 | 0 | 0 | 0 | 0 | 50.45 | 50.45 | 32.84 | Woodland- Davis 115kV line | Woodland- Davis 115kV line | Woodland- Davis 115kV line |  | 5 | 1 | YES | 2 | 1 | 1 | NO | 1
PG&E GBA | Dumbarton | 115 | 0 | 0 | 0 | 0 | 0 | 0 | 0 | 0 | 0 | 0 | 0 | 0 | 0 | 0 | 0 | 0 | 0 | 0 | 0 | 0 | 0 | 0 | 0 | 0 | 0 | 0 | 0 | 0 | 0 | 0 | 0 | 0 | 0 | 0 | 0 | 0 | 0 | 0 | 0 | 1 | 0 | 0 | 0 | 0 | 0 | 0 | 0 | 0 | 0 | 0 | 0 | 0 | 1 | 0 | 0 | 0 | 0 | 0 | 0 | 0 | 0 | 0 | 0 | 0 | 0 | 0 | 0 | 0 | 0 | 0 | 0 | 0 | 0 | 0 | 0 | 0 | 0 | 0 | 0 | 0 | 0 | 0 | 0 | 0 | 0 | 0 | 0 | 0 | 0 | 0 | 0 | 0 | 0 | 0 | 0 | 0 | 0 | 1 |  | 0 | 0 | 0 | 0 | 0 | 0 | 0 | 0 | 0 | 0 | 0 | 0 | 0 | 0 | 0 | 0 | 0 | 0 | 0 | 0 | 0 | 0 | 0 | 5 | 0 | 0 | 0 | 0 | 0 | 1 | 1 | 0 | 0 | 0 | 0 | 0 | -2006.68 | 431.687 | 4794.6338 | Collinsville-Tesla 500 kV Line | Collinsville-Tesla 500 kV Line | Collinsville-Tesla 500 kV Line |  | 0 | 0 | 0 | 0 | 0 | 0 | 2568.55 | 2761.05 | 4794.6338 | Sobrante-Moraga 230 kV line | Sobrante-Moraga 230 kV line | Collinsville-Tesla 500 kV Line |  | 5 | 1 | YES | 2 | 1 | 1 | NO | 1
SCE NOL | Dunn Siding | 115 | 0 | 0 | 0 | 0 | 0 | 0 | 0 | 0 | 0 | 0 | 0 | 1 | 1 | 1 | 0 | 0 | 0 | 0 | 0 | 0 | 0 | 0 | 0 | 0 | 0 | 0 | 0 | 0 | 0 | 0 | 0 | 0 | 0 | 0 | 0 | 0 | 0 | 0 | 0 | 0 | 0 | 0 | 0 | 0 | 0 | 0 | 0 | 0 | 0 | 0 | 0 | 0 | 0 | 0 | 0 | 0 | 0 | 0 | 0 | 0 | 0 | 0 | 0 | 0 | 0 | 0 | 0 | 0 | 0 | 0 | 0 | 0 | 0 | 0 | 0 | 0 | 0 | 0 | 0 | 0 | 0 | 0 | 0 | 0 | 0 | 0 | 0 | 0 | 0 | 0 | 0 | 0 | 0 | 0 | 0 | 0 | 0 | 3 |  | 0 | 0 | 0 | 0 | 0 | 0 | 0 | 0 | 0 | 0 | 0 | 0 | 0 | 0 | 0 | 0 | 0 | 0 | 0 | 0 | 0 | 0 | 0 | 0 | 0 | 0 | 0 | 0 | 0 | 0 | 0 | 2 | 0 | 0 | 0 | 0 | -83.1 | 8.05 | 1104.2638 | South of Kramer Area Constraint | South of Kramer Area Constraint | South of Kramer Area Constraint |  | 0 | 2 | 0 | 0 | 0 | 0 | -83.1 | 8.05 | 1104.2638 | South of Kramer Area Constraint | South of Kramer Area Constraint | South of Kramer Area Constraint |  | 3 | 3 | NO | 3 | 1 | 1 | NO | 1
SCE Eastern | Eagle Mountain | 230 | 0 | 0 | 0 | 0 | 0 | 0 | 0 | 0 | 0 | 0 | 0 | 0 | 0 | 0 | 0 | 0 | 0 | 0 | 1 | 1 | 0 | 1 | 0 | 0 | 0 | 0 | 0 | 0 | 0 | 0 | 0 | 0 | 0 | 0 | 0 | 0 | 0 | 0 | 0 | 0 | 0 | 0 | 0 | 0 | 0 | 0 | 0 | 0 | 0 | 0 | 0 | 0 | 0 | 0 | 0 | 0 | 0 | 0 | 0 | 0 | 0 | 0 | 0 | 0 | 0 | 0 | 0 | 0 | 0 | 0 | 0 | 0 | 0 | 0 | 0 | 0 | 0 | 0 | 0 | 0 | 0 | 0 | 0 | 0 | 0 | 0 | 0 | 0 | 0 | 0 | 0 | 0 | 0 | 0 | 0 | 0 | 0 | 1 |  | 0 | 0 | 0 | 0 | 0 | 0 | 0 | 0 | 0 | 0 | 0 | 0 | 0 | 0 | 0 | 0 | 0 | 0 | 0 | 0 | 0 | 0 | 0 | 0 | 0 | 0 | 0 | 0 | 0 | 0 | 1 | 0 | 1 | 0 | 0 | 1 | -896.5 | -741.5 | -107.8 | Eagle Mountain Constraint | Eagle Mountain Constraint | Eagle Mountain Constraint |  | 1 | 1 | 0 | 1 | 0 | 1 | -296.5 | -141.5 | -107.8 | Eagle Mountain Constraint | Eagle Mountain Constraint | Eagle Mountain Constraint |  | 5 | 5 | NO | 5 | 3 | 3 | NO | 3
PG&E NGBA | Eagle Rock (PGE) | 60 | 0 | 0 | 0 | 0 | 0 | 0 | 0 | 0 | 0 | 0 | 0 | 0 | 0 | 0 | 0 | 0 | 0 | 0 | 0 | 0 | 0 | 0 | 0 | 0 | 0 | 0 | 0 | 0 | 0 | 0 | 0 | 0 | 0 | 0 | 0 | 0 | 0 | 0 | 0 | 1 | 0 | 0 | 0 | 0 | 0 | 0 | 0 | 0 | 0 | 0 | 0 | 0 | 1 | 0 | 0 | 0 | 0 | 0 | 0 | 0 | 0 | 0 | 0 | 0 | 0 | 0 | 1 | 0 | 0 | 0 | 0 | 0 | 0 | 0 | 0 | 0 | 0 | 0 | 0 | 0 | 0 | 0 | 0 | 0 | 0 | 0 | 0 | 0 | 0 | 0 | 0 | 0 | 0 | 0 | 0 | 0 | 0 | 1 |  | 0 | 0 | 0 | 0 | 0 | 0 | 0 | 0 | 0 | 0 | 0 | 0 | 0 | 0 | 0 | 0 | 0 | 0 | 0 | 0 | 0 | 0 | 0 | 0 | 0 | 0 | 0 | 0 | 0 | 0 | 2 | 0 | 0 | 0 | 0 | 0 | -2006.68 | 96.788 | 1147.998 | Collinsville-Tesla 500 kV Line | Birds Landing-Contra Costa 230kV Line | Birds Landing-Contra Costa 230kV Line |  | 0 | 0 | 0 | 0 | 0 | 0 | 1531.9 | 1862.788 | 1147.998 | Birds Landing-Contra Costa 230kV Line | Birds Landing-Contra Costa 230kV Line | Birds Landing-Contra Costa 230kV Line |  | 5 | 1 | YES | 2 | 1 | 1 | NO | 1
PG&E NGBA | Eagle Rock (PGE) | 115 | 0 | 0 | 0 | 0 | 0 | 0 | 0 | 0 | 0 | 0 | 0 | 0 | 0 | 0 | 0 | 0 | 0 | 0 | 0 | 0 | 0 | 0 | 0 | 0 | 0 | 0 | 0 | 0 | 0 | 0 | 0 | 0 | 0 | 0 | 0 | 0 | 0 | 0 | 0 | 1 | 0 | 1 | 0 | 0 | 0 | 0 | 0 | 0 | 0 | 0 | 0 | 0 | 1 | 0 | 1 | 1 | 0 | 0 | 0 | 0 | 0 | 0 | 0 | 0 | 0 | 0 | 1 | 0 | 0 | 0 | 0 | 0 | 0 | 0 | 0 | 0 | 0 | 0 | 0 | 0 | 0 | 0 | 0 | 0 | 0 | 0 | 0 | 0 | 0 | 0 | 0 | 0 | 0 | 0 | 0 | 0 | 0 | 1 |  | -7 | 0 | 0 | 0 | 0 | 0 | 0 | 0 | 0 | 0 | 0 | 0 | 0 | 0 | 1 | 39 | 0 | 0 | 0 | 0 | 0 | 0 | 0 | 0 | 0 | 0 | 0 | 0 | 0 | 1 | 2 | 0 | 0 | 0 | 0 | 0 | -2006.68 | 96.788 | 1147.998 | Collinsville-Tesla 500 kV Line | Birds Landing-Contra Costa 230kV Line | Birds Landing-Contra Costa 230kV Line |  | 0 | 0 | 0 | 0 | 0 | 0 | 322.25 | 699.038 | 1147.998 | Contra Costa- Windmaster 230 kV line | Contra Costa- Windmaster 230 kV line | Birds Landing-Contra Costa 230kV Line |  | 5 | 1 | YES | 2 | 1 | 1 | NO | 1
SCE Metro | Eagle Rock (SCE) | 230 | 0 | 0 | 0 | 0 | 0 | 0 | 0 | 0 | 0 | 1 | 0 | 0 | 0 | 0 | 0 | 0 | 0 | 0 | 0 | 0 | 0 | 0 | 0 | 0 | 0 | 0 | 0 | 0 | 0 | 0 | 0 | 0 | 0 | 0 | 0 | 0 | 0 | 0 | 0 | 0 | 0 | 0 | 0 | 0 | 0 | 0 | 0 | 0 | 0 | 0 | 0 | 0 | 0 | 0 | 0 | 0 | 0 | 0 | 0 | 0 | 0 | 0 | 0 | 0 | 0 | 0 | 0 | 0 | 0 | 0 | 0 | 0 | 0 | 0 | 0 | 0 | 0 | 0 | 0 | 0 | 0 | 0 | 0 | 0 | 0 | 0 | 0 | 0 | 0 | 0 | 0 | 0 | 0 | 0 | 0 | 0 | 0 | 0 |  | 0 | 0 | 0 | 0 | 0 | 0 | 0 | 0 | 0 | 0 | 0 | 0 | 0 | 0 | 0 | 0 | 0 | 0 | 0 | 0 | 0 | 0 | 0 | 0 | 0 | 0 | 0 | 0 | 0 | 0 | 0 | 0 | 0 | 0 | 0 | 0 | 11157.1 | 12110.2 | 14980.0055 | SCE Metro Area Default Constraint | SCE Metro Area Default Constraint | SCE Metro Area Default Constraint |  | 0 | 0 | 0 | 0 | 0 | 0 | 11157.1 | 12110.2 | 14980.0055 | SCE Metro Area Default Constraint | SCE Metro Area Default Constraint | SCE Metro Area Default Constraint |  | 1 | 1 | NO | 1 | 1 | 1 | NO | 1
PG&E NGBA | East Marysville | 115 | 0 | 0 | 0 | 0 | 0 | 0 | 0 | 0 | 0 | 0 | 0 | 0 | 0 | 0 | 0 | 0 | 0 | 0 | 0 | 0 | 0 | 0 | 0 | 0 | 0 | 0 | 0 | 0 | 0 | 0 | 0 | 0 | 0 | 0 | 0 | 0 | 0 | 0 | 0 | 1 | 0 | 0 | 0 | 0 | 0 | 1 | 0 | 1 | 0 | 0 | 0 | 0 | 0 | 0 | 0 | 0 | 0 | 0 | 0 | 1 | 0 | 0 | 0 | 0 | 0 | 0 | 0 | 0 | 0 | 0 | 0 | 0 | 0 | 0 | 0 | 0 | 0 | 0 | 0 | 0 | 0 | 0 | 0 | 0 | 0 | 0 | 0 | 0 | 0 | 0 | 0 | 0 | 0 | 0 | 0 | 0 | 0 | 0 |  | 0 | 0 | 0 | 0 | 0 | 0 | 0 | 0 | 0 | 0 | 0 | 0 | 0 | 0 | 0 | 0 | 0 | 0 | 0 | 0 | 0 | 0 | 0 | 0 | 0 | 0 | 0 | 0 | 0 | 0 | 2 | 0 | 0 | 0 | 0 | 0 | -2006.68 | 431.687 | 919.2036 | Collinsville-Tesla 500 kV Line | Collinsville-Tesla 500 kV Line | Rio Oso-Lockeford 230kV line |  | 0 | 0 | 0 | 0 | 0 | 0 | 315.9685 | 973.5 | 919.2036 | Bellota-Weber 230kV line | Rio Oso-Lockeford 230kV line | Rio Oso-Lockeford 230kV line |  | 5 | 1 | YES | 2 | 1 | 1 | NO | 1
PG&E NGBA | East Nicolaus | 115 | 0 | 0 | 0 | 0 | 0 | 0 | 0 | 0 | 0 | 0 | 0 | 0 | 0 | 0 | 0 | 0 | 0 | 0 | 0 | 0 | 0 | 0 | 0 | 0 | 0 | 0 | 0 | 0 | 0 | 0 | 0 | 0 | 0 | 0 | 0 | 0 | 0 | 0 | 0 | 1 | 0 | 0 | 0 | 0 | 0 | 1 | 0 | 1 | 0 | 0 | 0 | 0 | 0 | 0 | 0 | 0 | 0 | 0 | 0 | 1 | 1 | 0 | 0 | 0 | 0 | 0 | 0 | 0 | 0 | 0 | 0 | 0 | 0 | 0 | 0 | 0 | 0 | 0 | 0 | 0 | 0 | 0 | 0 | 0 | 0 | 0 | 0 | 0 | 0 | 0 | 0 | 0 | 0 | 0 | 0 | 0 | 0 | 0 |  | 0 | 0 | 0 | 0 | 0 | 0 | 0 | 0 | 0 | 0 | 0 | 0 | 0 | 0 | 0 | 0 | 0 | 0 | 0 | 0 | 0 | 0 | 0 | 0 | 0 | 0 | 0 | 0 | 0 | 0 | 2 | 0 | 0 | 0 | 0 | 0 | -2006.68 | 431.687 | 919.2036 | Collinsville-Tesla 500 kV Line | Collinsville-Tesla 500 kV Line | Rio Oso-Lockeford 230kV line |  | 0 | 0 | 0 | 0 | 0 | 0 | 315.9685 | 643.7 | 919.2036 | Bellota-Weber 230kV line | Eight Mile-Tesla 230 kV line | Rio Oso-Lockeford 230kV line |  | 5 | 1 | YES | 2 | 1 | 1 | NO | 1
PG&E NGBA | East Nicolaus | 60 | 0 | 0 | 0 | 0 | 0 | 0 | 0 | 0 | 0 | 0 | 0 | 0 | 0 | 0 | 0 | 0 | 0 | 0 | 0 | 0 | 0 | 0 | 0 | 0 | 0 | 0 | 0 | 0 | 0 | 0 | 0 | 0 | 0 | 0 | 0 | 0 | 0 | 0 | 0 | 1 | 0 | 0 | 0 | 0 | 0 | 1 | 0 | 1 | 0 | 0 | 0 | 0 | 0 | 0 | 0 | 0 | 0 | 0 | 0 | 1 | 1 | 0 | 0 | 0 | 0 | 0 | 0 | 0 | 0 | 0 | 0 | 0 | 0 | 0 | 0 | 0 | 0 | 0 | 0 | 0 | 0 | 0 | 0 | 0 | 0 | 0 | 0 | 0 | 0 | 0 | 0 | 0 | 0 | 0 | 0 | 0 | 0 | 0 |  | 0 | 0 | 0 | 0 | 0 | 0 | 0 | 0 | 0 | 0 | 0 | 0 | 0 | 0 | 0 | 0 | 0 | 0 | 0 | 0 | 0 | 0 | 0 | 0 | 0 | 0 | 0 | 0 | 0 | 0 | 2 | 0 | 0 | 0 | 0 | 0 | -2006.68 | 431.687 | 919.2036 | Collinsville-Tesla 500 kV Line | Collinsville-Tesla 500 kV Line | Rio Oso-Lockeford 230kV line |  | 0 | 0 | 0 | 0 | 0 | 0 | 315.9685 | 643.7 | 919.2036 | Bellota-Weber 230kV line | Eight Mile-Tesla 230 kV line | Rio Oso-Lockeford 230kV line |  | 5 | 1 | YES | 2 | 1 | 1 | NO | 1
PG&E GBA | Eastshore | 115 | 0 | 0 | 0 | 0 | 0 | 0 | 0 | 0 | 0 | 0 | 0 | 0 | 0 | 0 | 0 | 0 | 0 | 0 | 0 | 0 | 0 | 0 | 0 | 0 | 0 | 0 | 0 | 0 | 0 | 0 | 0 | 0 | 0 | 0 | 0 | 0 | 0 | 0 | 0 | 1 | 0 | 0 | 0 | 0 | 0 | 0 | 0 | 0 | 0 | 0 | 0 | 0 | 1 | 0 | 0 | 0 | 0 | 0 | 0 | 0 | 0 | 0 | 0 | 0 | 0 | 0 | 0 | 0 | 0 | 0 | 0 | 0 | 0 | 0 | 0 | 0 | 0 | 0 | 0 | 0 | 0 | 0 | 0 | 0 | 0 | 0 | 0 | 0 | 0 | 0 | 0 | 0 | 0 | 0 | 0 | 0 | 0 | 1 |  | 0 | 0 | 0 | 0 | 0 | 0 | 0 | 0 | 0 | 0 | 0 | 0 | 0 | 0 | 0 | 0 | 0 | 0 | 0 | 0 | 0 | 0 | 0 | 0 | 0 | 0 | 0 | 0 | 0 | 0 | 1 | 0 | 0 | 0 | 0 | 0 | -2006.68 | 431.687 | 4794.6338 | Collinsville-Tesla 500 kV Line | Collinsville-Tesla 500 kV Line | Collinsville-Tesla 500 kV Line |  | 0 | 0 | 0 | 0 | 0 | 0 | 2568.55 | 2761.05 | 4794.6338 | Sobrante-Moraga 230 kV line | Sobrante-Moraga 230 kV line | Collinsville-Tesla 500 kV Line |  | 5 | 1 | YES | 2 | 1 | 1 | NO | 1
PG&E GBA | Eastshore | 230 | 0 | 0 | 0 | 0 | 0 | 0 | 0 | 0 | 0 | 0 | 0 | 0 | 0 | 0 | 0 | 0 | 0 | 0 | 0 | 0 | 0 | 0 | 0 | 0 | 0 | 0 | 0 | 0 | 0 | 0 | 0 | 0 | 0 | 0 | 0 | 0 | 0 | 0 | 0 | 1 | 0 | 0 | 0 | 0 | 0 | 0 | 0 | 0 | 0 | 1 | 1 | 0 | 1 | 0 | 0 | 1 | 0 | 0 | 0 | 0 | 0 | 1 | 0 | 0 | 0 | 1 | 0 | 0 | 0 | 0 | 0 | 0 | 0 | 0 | 0 | 0 | 0 | 0 | 0 | 0 | 0 | 0 | 0 | 0 | 0 | 0 | 0 | 0 | 0 | 0 | 0 | 0 | 0 | 0 | 0 | 0 | 0 | 3 |  | 0 | 0 | 0 | 0 | 0 | 0 | 0 | 0 | 0 | 0 | 0 | 0 | 0 | 0 | 0 | 0 | 0 | 0 | 0 | 0 | 0 | 0 | 0 | 0 | 0 | 0 | 0 | 0 | 0 | 0 | 1 | 0 | 0 | 0 | 0 | 0 | -2006.68 | 431.687 | 1214.56 | Collinsville-Tesla 500 kV Line | Collinsville-Tesla 500 kV Line | Grant - Eastshore #2 line 115 kV |  | 0 | 0 | 0 | 0 | 0 | 0 | 962.4 | 962.4 | 1214.56 | Grant - Eastshore #2 line 115 kV | Grant - Eastshore #2 line 115 kV | Grant - Eastshore #2 line 115 kV |  | 5 | 1 | YES | 2 | 1 | 1 | NO | 1
SDGE | ECO | 138 | 0 | 0 | 0 | 0 | 0 | 0 | 0 | 0 | 0 | 0 | 0 | 0 | 0 | 0 | 0 | 0 | 0 | 0 | 0 | 0 | 0 | 0 | 0 | 0 | 0 | 0 | 0 | 0 | 1 | 0 | 1 | 1 | 1 | 0 | 0 | 1 | 1 | 0 | 0 | 0 | 0 | 0 | 0 | 0 | 0 | 0 | 0 | 0 | 0 | 0 | 0 | 0 | 0 | 0 | 0 | 0 | 0 | 0 | 0 | 0 | 0 | 0 | 0 | 0 | 0 | 0 | 0 | 0 | 0 | 0 | 0 | 0 | 0 | 0 | 0 | 0 | 0 | 0 | 0 | 0 | 0 | 0 | 0 | 0 | 0 | 0 | 0 | 0 | 0 | 0 | 0 | 0 | 0 | 0 | 0 | 0 | 0 | 6 |  | 0 | 0 | 0 | 0 | 0 | 0 | 0 | 0 | 0 | 0 | 0 | 0 | 0 | 0 | 0 | 0 | 0 | 0 | 0 | 0 | 0 | 0 | 0 | 0 | 0 | 0 | 0 | 0 | 0 | 0 | 0 | 0 | 0 | 0 | 0 | 0 | 786.21 | 1708.17 | 2183.4184 | San Luis Rey-San Onofre 230 kV line constraint | Silvergate-Old Town 230 kV constraint | Silvergate-Old Town 230 kV constraint |  | 0 | 0 | 0 | 0 | 0 | 0 | 786.21 | 1708.17 | 2183.4184 | San Luis Rey-San Onofre 230 kV line constraint | Silvergate-Old Town 230 kV constraint | Silvergate-Old Town 230 kV constraint |  | 1 | 1 | NO | 1 | 1 | 1 | NO | 1
SDGE | ECO | 230 | 0 | 0 | 0 | 0 | 0 | 0 | 0 | 0 | 0 | 0 | 0 | 0 | 0 | 0 | 0 | 0 | 0 | 0 | 0 | 0 | 0 | 0 | 0 | 0 | 0 | 0 | 0 | 0 | 1 | 0 | 1 | 1 | 1 | 0 | 0 | 1 | 1 | 0 | 0 | 0 | 0 | 0 | 0 | 0 | 0 | 0 | 0 | 0 | 0 | 0 | 0 | 0 | 0 | 0 | 0 | 0 | 0 | 0 | 0 | 0 | 0 | 0 | 0 | 0 | 0 | 0 | 0 | 0 | 0 | 0 | 0 | 0 | 0 | 0 | 0 | 0 | 0 | 0 | 0 | 0 | 0 | 0 | 0 | 0 | 0 | 0 | 0 | 0 | 0 | 0 | 0 | 0 | 0 | 0 | 0 | 0 | 0 | 6 |  | 0 | 0 | 0 | 0 | 0 | 0 | 0 | 0 | 0 | 0 | 0 | 0 | 0 | 0 | 0 | 0 | 0 | 300 | 52.5 | 0 | 0 | 0 | 0 | 0 | 0 | 0 | 0 | 0 | 0 | 1 | 0 | 0 | 0 | 0 | 0 | 0 | 786.21 | 1708.17 | 2183.4184 | San Luis Rey-San Onofre 230 kV line constraint | Silvergate-Old Town 230 kV constraint | Silvergate-Old Town 230 kV constraint |  | 0 | 0 | 0 | 0 | 0 | 0 | 786.21 | 1708.17 | 2183.4184 | San Luis Rey-San Onofre 230 kV line constraint | Silvergate-Old Town 230 kV constraint | Silvergate-Old Town 230 kV constraint |  | 1 | 1 | NO | 1 | 1 | 1 | NO | 1
SDGE | ECO | 500 | 0 | 0 | 0 | 0 | 0 | 0 | 0 | 0 | 0 | 0 | 0 | 0 | 0 | 0 | 0 | 0 | 0 | 0 | 0 | 0 | 0 | 0 | 0 | 0 | 0 | 0 | 0 | 0 | 1 | 0 | 1 | 1 | 1 | 0 | 0 | 1 | 1 | 0 | 0 | 0 | 0 | 0 | 0 | 0 | 0 | 0 | 0 | 0 | 0 | 0 | 0 | 0 | 0 | 0 | 0 | 0 | 0 | 0 | 0 | 0 | 0 | 0 | 0 | 0 | 0 | 0 | 0 | 0 | 0 | 0 | 0 | 0 | 0 | 0 | 0 | 0 | 0 | 0 | 0 | 0 | 0 | 0 | 0 | 0 | 0 | 0 | 0 | 0 | 0 | 0 | 0 | 0 | 0 | 0 | 0 | 0 | 0 | 6 |  | 0 | 0 | 0 | 0 | 0 | 0 | 0 | 0 | 0 | 0 | 0 | 0 | 0 | 0 | 0 | 0 | 0 | 600 | 400 | 0 | 0 | 0 | 0 | 0 | 0 | 0 | 0 | 0 | 0 | 1 | 0 | 0 | 0 | 0 | 0 | 0 | 786.21 | 1708.17 | 2183.4184 | San Luis Rey-San Onofre 230 kV line constraint | Silvergate-Old Town 230 kV constraint | Silvergate-Old Town 230 kV constraint |  | 0 | 0 | 0 | 0 | 0 | 0 | 786.21 | 1708.17 | 2183.4184 | San Luis Rey-San Onofre 230 kV line constraint | Silvergate-Old Town 230 kV constraint | Silvergate-Old Town 230 kV constraint |  | 1 | 1 | NO | 1 | 1 | 1 | NO | 1
PG&E GBA | Edenvale | 115 | 0 | 0 | 0 | 0 | 0 | 0 | 0 | 0 | 0 | 0 | 0 | 0 | 0 | 0 | 0 | 0 | 0 | 0 | 0 | 0 | 0 | 0 | 0 | 0 | 0 | 0 | 0 | 0 | 0 | 0 | 0 | 0 | 0 | 0 | 0 | 0 | 0 | 0 | 0 | 0 | 0 | 0 | 0 | 0 | 0 | 0 | 0 | 0 | 0 | 0 | 0 | 0 | 0 | 0 | 0 | 0 | 0 | 0 | 0 | 1 | 0 | 0 | 0 | 0 | 0 | 0 | 0 | 0 | 0 | 0 | 0 | 0 | 0 | 0 | 0 | 0 | 0 | 0 | 0 | 0 | 0 | 0 | 0 | 0 | 0 | 0 | 0 | 0 | 0 | 0 | 0 | 0 | 0 | 0 | 0 | 0 | 1 | 0 |  | 0 | 0 | 0 | 0 | 0 | 0 | 0 | 0 | 0 | 0 | 0 | 0 | 0 | 0 | 0 | 0 | 0 | 0 | 0 | 0 | 0 | 0 | 0 | 0 | 0 | 0 | 0 | 0 | 0 | 0 | 0 | 0 | 0 | 0 | 0 | 0 | 806.5435 | 1620.51 | 5079.017 | Tesla-Bellota 230 kV line | NEW-Metcalf-Mosslanding 500kV | Tesla-Bellota 230 kV line |  | 0 | 0 | 0 | 0 | 0 | 0 | 806.5435 | 1620.51 | 5079.017 | Tesla-Bellota 230 kV line | NEW-Metcalf-Mosslanding 500kV | Tesla-Bellota 230 kV line |  | 1 | 1 | NO | 1 | 1 | 1 | NO | 1
PG&E GBA | Edes | 115 | 0 | 0 | 0 | 0 | 0 | 0 | 0 | 0 | 0 | 0 | 0 | 0 | 0 | 0 | 0 | 0 | 0 | 0 | 0 | 0 | 0 | 0 | 0 | 0 | 0 | 0 | 0 | 0 | 0 | 0 | 0 | 0 | 0 | 0 | 0 | 0 | 0 | 0 | 0 | 1 | 0 | 0 | 0 | 0 | 0 | 0 | 0 | 0 | 0 | 0 | 0 | 0 | 1 | 0 | 0 | 1 | 0 | 0 | 0 | 0 | 0 | 0 | 0 | 0 | 0 | 0 | 0 | 0 | 0 | 0 | 0 | 0 | 0 | 0 | 0 | 0 | 0 | 0 | 0 | 0 | 0 | 0 | 0 | 0 | 0 | 0 | 0 | 0 | 0 | 0 | 0 | 0 | 0 | 0 | 0 | 0 | 0 | 1 |  | 0 | 0 | 0 | 0 | 0 | 0 | 0 | 0 | 0 | 0 | 0 | 0 | 0 | 0 | 0 | 0 | 0 | 0 | 0 | 0 | 0 | 0 | 0 | 1.7 | 0 | 0 | 0 | 0 | 0 | 1 | 1 | 0 | 0 | 0 | 0 | 0 | -2006.68 | 431.687 | 4794.6338 | Collinsville-Tesla 500 kV Line | Collinsville-Tesla 500 kV Line | Collinsville-Tesla 500 kV Line |  | 0 | 0 | 0 | 0 | 0 | 0 | 2282.4435 | 2761.05 | 4794.6338 | Tesla-Tracy-Pump 230 kV line #2 | Sobrante-Moraga 230 kV line | Collinsville-Tesla 500 kV Line |  | 5 | 1 | YES | 2 | 1 | 1 | NO | 1
PG&E GBA | Eight Mile | 230 | 0 | 0 | 0 | 0 | 0 | 0 | 0 | 0 | 0 | 0 | 0 | 0 | 0 | 0 | 0 | 0 | 0 | 0 | 0 | 0 | 0 | 0 | 0 | 0 | 0 | 0 | 0 | 0 | 0 | 0 | 0 | 0 | 0 | 0 | 0 | 0 | 0 | 0 | 0 | 1 | 0 | 0 | 0 | 0 | 0 | 1 | 0 | 1 | 0 | 0 | 0 | 0 | 0 | 0 | 0 | 0 | 0 | 0 | 0 | 1 | 1 | 0 | 0 | 0 | 0 | 0 | 0 | 0 | 0 | 0 | 0 | 0 | 0 | 0 | 0 | 0 | 0 | 0 | 0 | 0 | 0 | 0 | 0 | 0 | 0 | 0 | 0 | 0 | 0 | 0 | 0 | 0 | 0 | 0 | 0 | 0 | 0 | 0 |  | 0 | 0 | 0 | 0 | 0 | 0 | 0 | 0 | 0 | 0 | 0 | 0 | 0 | 0 | 0 | 0 | 0 | 0 | 0 | 0 | 0 | 0 | 0 | 0 | 0 | 0 | 0 | 0 | 0 | 0 | 2 | 0 | 0 | 0 | 0 | 0 | -2006.68 | 431.687 | 919.2036 | Collinsville-Tesla 500 kV Line | Collinsville-Tesla 500 kV Line | Rio Oso-Lockeford 230kV line |  | 0 | 0 | 0 | 0 | 0 | 0 | 315.9685 | 643.7 | 919.2036 | Bellota-Weber 230kV line | Eight Mile-Tesla 230 kV line | Rio Oso-Lockeford 230kV line |  | 5 | 1 | YES | 2 | 1 | 1 | NO | 1
SDGE | El Cajon | 69 | 0 | 0 | 0 | 0 | 0 | 0 | 0 | 0 | 0 | 0 | 0 | 0 | 0 | 0 | 0 | 0 | 0 | 0 | 0 | 0 | 0 | 0 | 0 | 0 | 0 | 0 | 0 | 1 | 1 | 0 | 1 | 0 | 1 | 0 | 0 | 0 | 0 | 0 | 0 | 0 | 0 | 0 | 0 | 0 | 0 | 0 | 0 | 0 | 0 | 0 | 0 | 0 | 0 | 0 | 0 | 0 | 0 | 0 | 0 | 0 | 0 | 0 | 0 | 0 | 0 | 0 | 0 | 0 | 0 | 0 | 0 | 0 | 0 | 0 | 0 | 0 | 0 | 0 | 0 | 0 | 0 | 0 | 0 | 0 | 0 | 0 | 0 | 0 | 0 | 0 | 0 | 0 | 0 | 0 | 0 | 0 | 0 | 3 |  | 0 | 0 | 0 | 0 | 0 | 0 | 0 | 0 | 0 | 0 | 0 | 0 | 0 | 0 | 0 | 0 | 0 | 0 | 0 | 0 | 0 | 0 | 0 | 0 | 0 | 0 | 50 | 0 | 0 | 1 | 0 | 0 | 0 | 0 | 0 | 0 | 326.46 | 366.23 | 484.8764 | El Cajon 69 kV constraint | El Cajon 69 kV constraint | El Cajon 69 kV constraint |  | 0 | 0 | 0 | 0 | 0 | 0 | 326.46 | 366.23 | 484.8764 | El Cajon 69 kV constraint | El Cajon 69 kV constraint | El Cajon 69 kV constraint |  | 1 | 1 | NO | 1 | 1 | 1 | NO | 1
SCE Eastern | El Casco | 230 | 0 | 0 | 0 | 0 | 0 | 0 | 0 | 0 | 0 | 0 | 0 | 0 | 0 | 0 | 0 | 0 | 0 | 0 | 0 | 1 | 0 | 1 | 0 | 0 | 0 | 0 | 0 | 0 | 0 | 0 | 0 | 0 | 0 | 0 | 0 | 0 | 0 | 0 | 0 | 0 | 0 | 0 | 0 | 0 | 0 | 0 | 0 | 0 | 0 | 0 | 0 | 0 | 0 | 0 | 0 | 0 | 0 | 0 | 0 | 0 | 0 | 0 | 0 | 0 | 0 | 0 | 0 | 0 | 0 | 0 | 0 | 0 | 0 | 0 | 0 | 0 | 0 | 0 | 0 | 0 | 0 | 0 | 0 | 0 | 0 | 0 | 0 | 0 | 0 | 0 | 0 | 0 | 0 | 0 | 0 | 0 | 0 | 1 |  | 0 | 0 | 0 | 0 | 0 | 0 | 0 | 0 | 0 | 0 | 0 | 100 | 0 | 0 | 1 | 0 | 0 | 0 | 0 | 0 | 0 | 0 | 0 | 0 | 0 | 0 | 165 | 0 | 0 | 1 | 0 | 0 | 0 | 0 | 0 | 0 | 945.12 | 2557.875 | 8962.975 | Serrano-Alberhill-Valley Constraint | Etiwanda-Rancho Vista Constraint | Etiwanda-Rancho Vista Constraint |  | 0 | 0 | 0 | 0 | 0 | 0 | 945.12 | 2557.875 | 8962.975 | Serrano-Alberhill-Valley Constraint | Etiwanda-Rancho Vista Constraint | Etiwanda-Rancho Vista Constraint |  | 1 | 1 | NO | 1 | 1 | 1 | NO | 1
PG&E GBA | El Cerrito G | 115 | 0 | 0 | 0 | 0 | 0 | 0 | 0 | 0 | 0 | 0 | 0 | 0 | 0 | 0 | 0 | 0 | 0 | 0 | 0 | 0 | 0 | 0 | 0 | 0 | 0 | 0 | 0 | 0 | 0 | 0 | 0 | 0 | 0 | 0 | 0 | 0 | 0 | 0 | 0 | 1 | 0 | 0 | 0 | 0 | 0 | 0 | 0 | 0 | 0 | 0 | 0 | 0 | 1 | 0 | 0 | 1 | 0 | 0 | 0 | 0 | 0 | 0 | 0 | 0 | 0 | 0 | 0 | 0 | 0 | 0 | 0 | 0 | 0 | 0 | 0 | 0 | 0 | 0 | 0 | 0 | 0 | 0 | 0 | 0 | 0 | 0 | 0 | 0 | 0 | 0 | 0 | 0 | 0 | 0 | 0 | 0 | 0 | 1 |  | 0 | 0 | 0 | 0 | 0 | 0 | 0 | 0 | 0 | 0 | 0 | 0 | 0 | 0 | 0 | 0 | 0 | 0 | 0 | 0 | 0 | 0 | 0 | 0 | 0 | 0 | 0 | 0 | 0 | 0 | 1 | 0 | 0 | 0 | 0 | 0 | -2006.68 | 431.687 | 4794.6338 | Collinsville-Tesla 500 kV Line | Collinsville-Tesla 500 kV Line | Collinsville-Tesla 500 kV Line |  | 0 | 0 | 0 | 0 | 0 | 0 | 2282.4435 | 2761.05 | 4794.6338 | Tesla-Tracy-Pump 230 kV line #2 | Sobrante-Moraga 230 kV line | Collinsville-Tesla 500 kV Line |  | 5 | 1 | YES | 2 | 1 | 1 | NO | 1
PG&E NGBA | El Dorado PH | 115 | 0 | 0 | 0 | 0 | 0 | 0 | 0 | 0 | 0 | 0 | 0 | 0 | 0 | 0 | 0 | 0 | 0 | 0 | 0 | 0 | 0 | 0 | 0 | 0 | 0 | 0 | 0 | 0 | 0 | 0 | 0 | 0 | 0 | 0 | 0 | 0 | 0 | 0 | 0 | 1 | 0 | 0 | 0 | 0 | 0 | 1 | 1 | 1 | 0 | 0 | 0 | 0 | 0 | 0 | 0 | 0 | 0 | 0 | 0 | 1 | 1 | 0 | 0 | 0 | 0 | 0 | 0 | 0 | 0 | 0 | 0 | 0 | 0 | 0 | 0 | 0 | 0 | 0 | 0 | 0 | 0 | 0 | 0 | 0 | 0 | 0 | 0 | 0 | 0 | 0 | 0 | 0 | 0 | 0 | 0 | 0 | 0 | 0 |  | 0 | 0 | 0 | 0 | 0 | 0 | 0 | 0 | 0 | 0 | 0 | 0 | 0 | 0 | 0 | 0 | 0 | 0 | 0 | 0 | 0 | 0 | 0 | 0 | 0 | 0 | 0 | 0 | 0 | 0 | 2 | 0 | 0 | 0 | 0 | 0 | -2006.68 | 364.5 | 417.22 | Collinsville-Tesla 500 kV Line | Rio Oso-Brighton 230kV line | Rio Oso-Brighton 230kV line |  | 0 | 0 | 0 | 0 | 0 | 0 | 315.9685 | 364.5 | 417.22 | Bellota-Weber 230kV line | Rio Oso-Brighton 230kV line | Rio Oso-Brighton 230kV line |  | 5 | 1 | YES | 2 | 1 | 1 | NO | 1
PG&E FRESNO | El Nido (PGE) | 115 | 0 | 0 | 0 | 0 | 0 | 0 | 0 | 0 | 0 | 0 | 0 | 0 | 0 | 0 | 0 | 0 | 0 | 0 | 0 | 0 | 0 | 0 | 0 | 0 | 0 | 0 | 0 | 0 | 0 | 0 | 0 | 0 | 0 | 0 | 0 | 0 | 0 | 0 | 0 | 0 | 0 | 0 | 0 | 0 | 0 | 1 | 0 | 0 | 0 | 0 | 0 | 0 | 0 | 0 | 0 | 0 | 0 | 0 | 0 | 1 | 0 | 0 | 0 | 0 | 0 | 0 | 0 | 0 | 0 | 0 | 0 | 0 | 0 | 0 | 0 | 0 | 0 | 0 | 1 | 1 | 0 | 1 | 1 | 0 | 1 | 1 | 0 | 1 | 1 | 1 | 0 | 0 | 1 | 0 | 0 | 0 | 0 | 2 |  | 0 | 0 | 0 | 0 | 0 | 0 | 0 | 0 | 0 | 0 | 0 | 0 | 0 | 0 | 0 | 0 | 0 | 0 | 0 | 0 | 0 | 0 | 0 | 3 | 0 | 0 | 0 | 0 | 0 | 1 | 2 | 0 | 1 | 0 | 0 | 0 | -731.8 | -280.9 | 245.4626 | Borden-Storey #1 230kV line | Borden-Storey #1 230kV line | Oro Loma-El Nido 115kV Line |  | 0 | 0 | 0 | 0 | 0 | 0 | 315.9685 | 468.1 | 245.4626 | Bellota-Weber 230kV line | Oro Loma-El Nido 115kV Line | Oro Loma-El Nido 115kV Line |  | 5 | 1 | YES | 2 | 1 | 1 | NO | 1
SCE Metro | El Nido (SCE) | 230 | 0 | 0 | 0 | 0 | 0 | 0 | 0 | 0 | 1 | 1 | 0 | 0 | 0 | 0 | 0 | 0 | 0 | 0 | 0 | 0 | 0 | 0 | 0 | 0 | 0 | 0 | 0 | 0 | 0 | 0 | 0 | 0 | 0 | 0 | 0 | 0 | 0 | 0 | 0 | 0 | 0 | 0 | 0 | 0 | 0 | 0 | 0 | 0 | 0 | 0 | 0 | 0 | 0 | 0 | 0 | 0 | 0 | 0 | 0 | 0 | 0 | 0 | 0 | 0 | 0 | 0 | 0 | 0 | 0 | 0 | 0 | 0 | 0 | 0 | 0 | 0 | 0 | 0 | 0 | 0 | 0 | 0 | 0 | 0 | 0 | 0 | 0 | 0 | 0 | 0 | 0 | 0 | 0 | 0 | 0 | 0 | 0 | 0 |  | 0 | 0 | 0 | 0 | 0 | 0 | 0 | 0 | 0 | 0 | 0 | 0 | 0 | 0 | 0 | 0 | 0 | 0 | 0 | 0 | 0 | 0 | 0 | 0 | 0 | 0 | 0 | 0 | 0 | 0 | 0 | 0 | 0 | 0 | 0 | 0 | 2175 | 2437.5 | 3219.6408 | Hinson - Del Amo Constraint | Hinson - Del Amo Constraint | Hinson - Del Amo Constraint |  | 0 | 0 | 0 | 0 | 0 | 0 | 2175 | 2437.5 | 3219.6408 | Hinson - Del Amo Constraint | Hinson - Del Amo Constraint | Hinson - Del Amo Constraint |  | 1 | 1 | NO | 1 | 1 | 1 | NO | 1
PG&E GBA | El Patio | 115 | 0 | 0 | 0 | 0 | 0 | 0 | 0 | 0 | 0 | 0 | 0 | 0 | 0 | 0 | 0 | 0 | 0 | 0 | 0 | 0 | 0 | 0 | 0 | 0 | 0 | 0 | 0 | 0 | 0 | 0 | 0 | 0 | 0 | 0 | 0 | 0 | 0 | 0 | 0 | 0 | 0 | 0 | 0 | 0 | 0 | 0 | 0 | 0 | 0 | 0 | 0 | 0 | 0 | 0 | 0 | 1 | 0 | 0 | 0 | 1 | 0 | 0 | 0 | 0 | 0 | 0 | 0 | 0 | 0 | 0 | 0 | 0 | 0 | 0 | 0 | 0 | 0 | 0 | 0 | 0 | 0 | 0 | 0 | 0 | 0 | 0 | 0 | 0 | 0 | 0 | 0 | 0 | 0 | 0 | 0 | 0 | 1 | 0 |  | 0 | 0 | 0 | 0 | 0 | 0 | 0 | 0 | 0 | 0 | 0 | 0 | 0 | 0 | 0 | 0 | 0 | 0 | 0 | 0 | 0 | 0 | 0 | 0 | 0 | 0 | 0 | 0 | 0 | 0 | 0 | 0 | 0 | 0 | 0 | 0 | 806.5435 | 1620.51 | 5079.017 | Tesla-Bellota 230 kV line | NEW-Metcalf-Mosslanding 500kV | Tesla-Bellota 230 kV line |  | 0 | 0 | 0 | 0 | 0 | 0 | 806.5435 | 1620.51 | 5079.017 | Tesla-Bellota 230 kV line | NEW-Metcalf-Mosslanding 500kV | Tesla-Bellota 230 kV line |  | 1 | 1 | NO | 1 | 1 | 1 | NO | 1
SCE Metro | El Segundo | 230 | 0 | 0 | 0 | 0 | 0 | 0 | 0 | 0 | 0 | 1 | 0 | 0 | 0 | 0 | 0 | 0 | 0 | 0 | 0 | 0 | 0 | 0 | 0 | 0 | 0 | 0 | 0 | 0 | 0 | 0 | 0 | 0 | 0 | 0 | 0 | 0 | 0 | 0 | 0 | 0 | 0 | 0 | 0 | 0 | 0 | 0 | 0 | 0 | 0 | 0 | 0 | 0 | 0 | 0 | 0 | 0 | 0 | 0 | 0 | 0 | 0 | 0 | 0 | 0 | 0 | 0 | 0 | 0 | 0 | 0 | 0 | 0 | 0 | 0 | 0 | 0 | 0 | 0 | 0 | 0 | 0 | 0 | 0 | 0 | 0 | 0 | 0 | 0 | 0 | 0 | 0 | 0 | 0 | 0 | 0 | 0 | 0 | 0 |  | 0 | 0 | 0 | 0 | 0 | 0 | 0 | 0 | 0 | 0 | 0 | 0 | 0 | 0 | 0 | 0 | 0 | 0 | 0 | 0 | 0 | 0 | 0 | 0 | 0 | 0 | 0 | 0 | 0 | 0 | 0 | 0 | 0 | 0 | 0 | 0 | 11157.1 | 12110.2 | 14980.0055 | SCE Metro Area Default Constraint | SCE Metro Area Default Constraint | SCE Metro Area Default Constraint |  | 0 | 0 | 0 | 0 | 0 | 0 | 11157.1 | 12110.2 | 14980.0055 | SCE Metro Area Default Constraint | SCE Metro Area Default Constraint | SCE Metro Area Default Constraint |  | 1 | 1 | NO | 1 | 1 | 1 | NO | 1
EOP | Eldorado | 230 | 0 | 0 | 0 | 0 | 0 | 0 | 0 | 0 | 0 | 0 | 0 | 0 | 0 | 0 | 0 | 0 | 0 | 0 | 0 | 0 | 0 | 0 | 0 | 1 | 1 | 0 | 0 | 0 | 0 | 0 | 0 | 0 | 0 | 0 | 0 | 0 | 0 | 0 | 0 | 0 | 0 | 0 | 0 | 0 | 0 | 0 | 0 | 0 | 0 | 0 | 0 | 0 | 0 | 0 | 0 | 0 | 0 | 0 | 0 | 0 | 0 | 0 | 0 | 0 | 0 | 0 | 0 | 0 | 0 | 0 | 0 | 0 | 0 | 0 | 0 | 0 | 0 | 0 | 0 | 0 | 0 | 0 | 0 | 0 | 0 | 0 | 0 | 0 | 0 | 0 | 0 | 0 | 0 | 0 | 0 | 0 | 0 | 1 |  | 45 | 0 | 0 | 0 | 0 | 0 | 0 | 0 | 0 | 0 | 0 | 0 | 0 | 0 | 1 | 173.3 | 0 | 0 | 0 | 51 | 0 | 0 | 0 | 0 | 0 | 0 | 279 | 0 | 0 | 1 | 0 | 0 | 0 | 0 | 0 | 0 | 132.885 | 1655.59 | 2398.8 | Lugo - Victorville area constraint | Sloan Canyon - Eldorado 500 kV constraint | Sloan Canyon - Eldorado 500 kV constraint |  | 0 | 0 | 0 | 0 | 0 | 0 | 132.885 | 1655.59 | 2398.8 | Lugo - Victorville area constraint | Sloan Canyon - Eldorado 500 kV constraint | Sloan Canyon - Eldorado 500 kV constraint |  | 1 | 1 | NO | 1 | 1 | 1 | NO | 1
EOP | Eldorado | 500 | 0 | 0 | 0 | 0 | 0 | 0 | 0 | 0 | 0 | 0 | 0 | 0 | 0 | 0 | 0 | 0 | 0 | 0 | 0 | 0 | 0 | 0 | 0 | 0 | 1 | 0 | 0 | 0 | 0 | 0 | 0 | 0 | 0 | 0 | 0 | 0 | 0 | 0 | 0 | 0 | 0 | 0 | 0 | 0 | 0 | 0 | 0 | 0 | 0 | 0 | 0 | 0 | 0 | 0 | 0 | 0 | 0 | 0 | 0 | 0 | 0 | 0 | 0 | 0 | 0 | 0 | 0 | 0 | 0 | 0 | 0 | 0 | 0 | 0 | 0 | 0 | 0 | 0 | 0 | 0 | 0 | 0 | 0 | 0 | 0 | 0 | 0 | 0 | 0 | 0 | 0 | 0 | 0 | 0 | 0 | 0 | 0 | 0 |  | 0 | 0 | 0 | 0 | 0 | 0 | 0 | 0 | 0 | 0 | 0 | 0 | 0 | 0 | 0 | 0 | 0 | 0 | 0 | 2895 | 0 | 0 | 0 | 0 | 0 | 0 | 0 | 0 | 0 | 1 | 0 | 0 | 0 | 0 | 0 | 0 | 132.885 | 3473.65 | 6592.925 | Lugo - Victorville area constraint | Lugo - Victorville area constraint | Lugo - Victorville area constraint |  | 0 | 0 | 0 | 0 | 0 | 0 | 132.885 | 3473.65 | 6592.925 | Lugo - Victorville area constraint | Lugo - Victorville area constraint | Lugo - Victorville area constraint |  | 1 | 1 | NO | 1 | 1 | 1 | NO | 1
SCE Northern | Elizabeth Lake | 66 | 0 | 0 | 1 | 0 | 0 | 0 | 0 | 0 | 0 | 0 | 0 | 0 | 0 | 0 | 0 | 0 | 0 | 0 | 0 | 0 | 0 | 0 | 0 | 0 | 1 | 0 | 0 | 0 | 0 | 0 | 0 | 0 | 0 | 0 | 0 | 0 | 0 | 0 | 0 | 0 | 0 | 0 | 0 | 0 | 0 | 0 | 0 | 0 | 0 | 0 | 0 | 0 | 0 | 0 | 0 | 0 | 0 | 0 | 0 | 0 | 0 | 0 | 0 | 0 | 0 | 0 | 0 | 0 | 0 | 0 | 0 | 0 | 0 | 0 | 0 | 0 | 0 | 0 | 0 | 0 | 0 | 0 | 0 | 0 | 0 | 0 | 0 | 0 | 0 | 0 | 0 | 0 | 0 | 0 | 0 | 0 | 0 | 0 |  | 0 | 0 | 0 | 0 | 0 | 0 | 0 | 0 | 0 | 0 | 0 | 0 | 0 | 0 | 0 | 0 | 0 | 0 | 0 | 0 | 0 | 0 | 0 | 0 | 0 | 0 | 0 | 0 | 0 | 0 | 0 | 0 | 0 | 0 | 0 | 0 | 132.885 | 2572.5 | 6592.925 | Lugo - Victorville area constraint | Pardee-Sylmar Constraint | Lugo - Victorville area constraint |  | 0 | 0 | 0 | 0 | 0 | 0 | 132.885 | 2572.5 | 6592.925 | Lugo - Victorville area constraint | Pardee-Sylmar Constraint | Lugo - Victorville area constraint |  | 1 | 1 | NO | 1 | 1 | 1 | NO | 1
PG&E KERN | Elk Hills | 230 | 0 | 0 | 0 | 0 | 0 | 0 | 0 | 0 | 0 | 0 | 0 | 0 | 0 | 0 | 0 | 0 | 0 | 0 | 0 | 0 | 0 | 0 | 0 | 0 | 0 | 0 | 0 | 0 | 0 | 0 | 0 | 0 | 0 | 0 | 0 | 0 | 0 | 0 | 0 | 0 | 0 | 0 | 0 | 0 | 0 | 0 | 0 | 0 | 0 | 0 | 0 | 0 | 0 | 0 | 0 | 0 | 0 | 0 | 0 | 0 | 0 | 0 | 0 | 0 | 0 | 0 | 0 | 1 | 1 | 0 | 1 | 0 | 0 | 0 | 1 | 0 | 0 | 0 | 1 | 0 | 0 | 0 | 0 | 0 | 0 | 0 | 0 | 0 | 0 | 0 | 0 | 0 | 0 | 0 | 1 | 0 | 0 | 0 |  | 0 | 0 | 0 | 0 | 0 | 0 | 0 | 0 | 0 | 0 | 0 | 0 | 0 | 0 | 0 | 0 | 0 | 0 | 0 | 0 | 0 | 0 | 0 | 5.25 | 0 | 0 | 0 | 0 | 0 | 1 | 1 | 0 | 0 | 0 | 0 | 1 | -151.465 | 263.7217 | -929.2519 | Mustang-Henrietta 230 kV line | Cal Flat-Gates 230 kV line | Mustang-Henrietta 230 kV line |  | 0 | 0 | 0 | 0 | 0 | 0 | 363.365 | 263.7217 | 418.365 | Cal Flat-Gates 230 kV line | Cal Flat-Gates 230 kV line | Cal Flat-Gates 230 kV line |  | 5 | 1 | YES | 2 | 4 | 1 | YES | 2
SDGE | Elliot | 69 | 0 | 0 | 0 | 0 | 0 | 0 | 0 | 0 | 0 | 0 | 0 | 0 | 0 | 0 | 0 | 0 | 0 | 0 | 0 | 0 | 0 | 0 | 0 | 0 | 0 | 0 | 0 | 0 | 1 | 0 | 1 | 0 | 1 | 0 | 0 | 0 | 0 | 0 | 0 | 0 | 0 | 0 | 0 | 0 | 0 | 0 | 0 | 0 | 0 | 0 | 0 | 0 | 0 | 0 | 0 | 0 | 0 | 0 | 0 | 0 | 0 | 0 | 0 | 0 | 0 | 0 | 0 | 0 | 0 | 0 | 0 | 0 | 0 | 0 | 0 | 0 | 0 | 0 | 0 | 0 | 0 | 0 | 0 | 0 | 0 | 0 | 0 | 0 | 0 | 0 | 0 | 0 | 0 | 0 | 0 | 0 | 0 | 3 |  | 0 | 0 | 0 | 0 | 0 | 0 | 0 | 0 | 0 | 0 | 0 | 0 | 0 | 0 | 0 | 0 | 0 | 0 | 0 | 0 | 0 | 0 | 0 | 0 | 0 | 0 | 9.75 | 0 | 0 | 1 | 0 | 0 | 0 | 0 | 0 | 0 | 786.21 | 2179.805 | 8226.6984 | San Luis Rey-San Onofre 230 kV line constraint | San Luis Rey-San Onofre 230 kV line constraint | Encina - San Luis Rey 230 kV constraint |  | 0 | 0 | 0 | 0 | 0 | 0 | 786.21 | 2179.805 | 8226.6984 | San Luis Rey-San Onofre 230 kV line constraint | San Luis Rey-San Onofre 230 kV line constraint | Encina - San Luis Rey 230 kV constraint |  | 1 | 1 | NO | 1 | 1 | 1 | NO | 1
SCE Metro | Ellis | 230 | 0 | 0 | 0 | 0 | 0 | 0 | 0 | 0 | 0 | 1 | 0 | 0 | 0 | 0 | 0 | 0 | 0 | 0 | 0 | 0 | 0 | 0 | 0 | 0 | 0 | 0 | 0 | 0 | 0 | 0 | 0 | 0 | 0 | 0 | 0 | 0 | 0 | 0 | 0 | 0 | 0 | 0 | 0 | 0 | 0 | 0 | 0 | 0 | 0 | 0 | 0 | 0 | 0 | 0 | 0 | 0 | 0 | 0 | 0 | 0 | 0 | 0 | 0 | 0 | 0 | 0 | 0 | 0 | 0 | 0 | 0 | 0 | 0 | 0 | 0 | 0 | 0 | 0 | 0 | 0 | 0 | 0 | 0 | 0 | 0 | 0 | 0 | 0 | 0 | 0 | 0 | 0 | 0 | 0 | 0 | 0 | 0 | 0 |  | 0 | 0 | 0 | 0 | 0 | 0 | 0 | 0 | 0 | 0 | 0 | 0 | 0 | 0 | 0 | 0 | 0 | 0 | 0 | 0 | 0 | 0 | 0 | 0 | 0 | 0 | 0 | 0 | 0 | 0 | 0 | 0 | 0 | 0 | 0 | 0 | 11157.1 | 12110.2 | 14980.0055 | SCE Metro Area Default Constraint | SCE Metro Area Default Constraint | SCE Metro Area Default Constraint |  | 0 | 0 | 0 | 0 | 0 | 0 | 11157.1 | 12110.2 | 14980.0055 | SCE Metro Area Default Constraint | SCE Metro Area Default Constraint | SCE Metro Area Default Constraint |  | 1 | 1 | NO | 1 | 1 | 1 | NO | 1
SDGE | Encina | 138 | 0 | 0 | 0 | 0 | 0 | 0 | 0 | 0 | 0 | 0 | 0 | 0 | 0 | 0 | 0 | 0 | 0 | 0 | 0 | 0 | 0 | 0 | 0 | 0 | 0 | 0 | 0 | 0 | 0 | 0 | 1 | 0 | 1 | 0 | 0 | 0 | 0 | 0 | 0 | 0 | 0 | 0 | 0 | 0 | 0 | 0 | 0 | 0 | 0 | 0 | 0 | 0 | 0 | 0 | 0 | 0 | 0 | 0 | 0 | 0 | 0 | 0 | 0 | 0 | 0 | 0 | 0 | 0 | 0 | 0 | 0 | 0 | 0 | 0 | 0 | 0 | 0 | 0 | 0 | 0 | 0 | 0 | 0 | 0 | 0 | 0 | 0 | 0 | 0 | 0 | 0 | 0 | 0 | 0 | 0 | 0 | 0 | 2 |  | 0 | 0 | 0 | 0 | 0 | 0 | 0 | 0 | 0 | 0 | 0 | 0 | 0 | 0 | 0 | 0 | 0 | 0 | 0 | 0 | 0 | 0 | 0 | 0 | 0 | 0 | 0 | 0 | 0 | 0 | 0 | 0 | 0 | 0 | 0 | 0 | 786.21 | 2179.805 | 8226.6984 | San Luis Rey-San Onofre 230 kV line constraint | San Luis Rey-San Onofre 230 kV line constraint | Encina - San Luis Rey 230 kV constraint |  | 0 | 0 | 0 | 0 | 0 | 0 | 786.21 | 2179.805 | 8226.6984 | San Luis Rey-San Onofre 230 kV line constraint | San Luis Rey-San Onofre 230 kV line constraint | Encina - San Luis Rey 230 kV constraint |  | 1 | 1 | NO | 1 | 1 | 1 | NO | 1
SDGE | Encina | 230 | 0 | 0 | 0 | 0 | 0 | 0 | 0 | 0 | 0 | 0 | 0 | 0 | 0 | 0 | 0 | 0 | 0 | 0 | 0 | 0 | 0 | 0 | 0 | 0 | 0 | 0 | 0 | 0 | 0 | 0 | 1 | 0 | 1 | 0 | 0 | 0 | 0 | 0 | 0 | 0 | 0 | 0 | 0 | 0 | 0 | 0 | 0 | 0 | 0 | 0 | 0 | 0 | 0 | 0 | 0 | 0 | 0 | 0 | 0 | 0 | 0 | 0 | 0 | 0 | 0 | 0 | 0 | 0 | 0 | 0 | 0 | 0 | 0 | 0 | 0 | 0 | 0 | 0 | 0 | 0 | 0 | 0 | 0 | 0 | 0 | 0 | 0 | 0 | 0 | 0 | 0 | 0 | 0 | 0 | 0 | 0 | 0 | 2 |  | 0 | 0 | 0 | 0 | 0 | 0 | 0 | 0 | 0 | 0 | 0 | 0 | 0 | 0 | 0 | 0 | 0 | 0 | 0 | 0 | 0 | 0 | 0 | 0 | 0 | 0 | 0 | 0 | 0 | 0 | 0 | 0 | 0 | 0 | 0 | 0 | 786.21 | 2179.805 | 8226.6984 | San Luis Rey-San Onofre 230 kV line constraint | San Luis Rey-San Onofre 230 kV line constraint | Encina - San Luis Rey 230 kV constraint |  | 0 | 0 | 0 | 0 | 0 | 0 | 786.21 | 2179.805 | 8226.6984 | San Luis Rey-San Onofre 230 kV line constraint | San Luis Rey-San Onofre 230 kV line constraint | Encina - San Luis Rey 230 kV constraint |  | 1 | 1 | NO | 1 | 1 | 1 | NO | 1
SDGE | Escondido | 230 | 0 | 0 | 0 | 0 | 0 | 0 | 0 | 0 | 0 | 0 | 0 | 0 | 0 | 0 | 0 | 0 | 0 | 0 | 0 | 0 | 0 | 0 | 0 | 0 | 0 | 1 | 0 | 0 | 1 | 0 | 1 | 0 | 1 | 0 | 0 | 0 | 0 | 1 | 0 | 0 | 0 | 0 | 0 | 0 | 0 | 0 | 0 | 0 | 0 | 0 | 0 | 0 | 0 | 0 | 0 | 0 | 0 | 0 | 0 | 0 | 0 | 0 | 0 | 0 | 0 | 0 | 0 | 0 | 0 | 0 | 0 | 0 | 0 | 0 | 0 | 0 | 0 | 0 | 0 | 0 | 0 | 0 | 0 | 0 | 0 | 0 | 0 | 0 | 0 | 0 | 0 | 0 | 0 | 0 | 0 | 0 | 0 | 3 |  | 0 | 0 | 0 | 0 | 0 | 0 | 0 | 0 | 0 | 0 | 0 | 0 | 50 | 0 | 1 | 0 | 0 | 0 | 0 | 0 | 0 | 0 | 0 | 0 | 0 | 0 | 0 | 50 | 0 | 1 | 0 | 0 | 0 | 0 | 0 | 0 | 647.87 | 894.535 | 1294.93 | Capistrano-San Onofre 230 kV constraint | Talega 230 kV constraint | Talega 230 kV constraint |  | 0 | 0 | 0 | 0 | 0 | 0 | 647.87 | 894.535 | 1294.93 | Capistrano-San Onofre 230 kV constraint | Talega 230 kV constraint | Talega 230 kV constraint |  | 1 | 1 | NO | 1 | 1 | 1 | NO | 1
SDGE | Escondido | 69 | 0 | 0 | 0 | 0 | 0 | 0 | 0 | 0 | 0 | 0 | 0 | 0 | 0 | 0 | 0 | 0 | 0 | 0 | 0 | 0 | 0 | 0 | 0 | 0 | 0 | 1 | 0 | 0 | 0 | 0 | 1 | 0 | 1 | 0 | 0 | 0 | 0 | 1 | 0 | 0 | 0 | 0 | 0 | 0 | 0 | 0 | 0 | 0 | 0 | 0 | 0 | 0 | 0 | 0 | 0 | 0 | 0 | 0 | 0 | 0 | 0 | 0 | 0 | 0 | 0 | 0 | 0 | 0 | 0 | 0 | 0 | 0 | 0 | 0 | 0 | 0 | 0 | 0 | 0 | 0 | 0 | 0 | 0 | 0 | 0 | 0 | 0 | 0 | 0 | 0 | 0 | 0 | 0 | 0 | 0 | 0 | 0 | 2 |  | 0 | 0 | 0 | 0 | 0 | 0 | 0 | 0 | 0 | 0 | 0 | -13 | 0 | 0 | 1 | 0 | 0 | 0 | 0 | 0 | 0 | 0 | 0 | 0 | 0 | 0 | 0 | 0 | 0 | 0 | 0 | 0 | 0 | 0 | 0 | 0 | 647.87 | 894.535 | 1294.93 | Capistrano-San Onofre 230 kV constraint | Talega 230 kV constraint | Talega 230 kV constraint |  | 0 | 0 | 0 | 0 | 0 | 0 | 647.87 | 894.535 | 1294.93 | Capistrano-San Onofre 230 kV constraint | Talega 230 kV constraint | Talega 230 kV constraint |  | 1 | 1 | NO | 1 | 1 | 1 | NO | 1
PG&E KERN | Estrella | 230 | 0 | 0 | 0 | 0 | 0 | 0 | 0 | 0 | 0 | 0 | 0 | 0 | 0 | 0 | 0 | 0 | 0 | 0 | 0 | 0 | 0 | 0 | 0 | 0 | 0 | 0 | 0 | 0 | 0 | 0 | 0 | 0 | 0 | 0 | 0 | 0 | 0 | 0 | 0 | 0 | 0 | 0 | 0 | 0 | 0 | 0 | 0 | 0 | 0 | 0 | 0 | 0 | 0 | 0 | 0 | 0 | 0 | 0 | 0 | 0 | 0 | 0 | 0 | 0 | 0 | 0 | 0 | 1 | 1 | 0 | 0 | 0 | 0 | 0 | 0 | 0 | 0 | 0 | 0 | 1 | 0 | 0 | 0 | 0 | 0 | 1 | 0 | 0 | 0 | 0 | 0 | 0 | 0 | 0 | 0 | 1 | 0 | 1 |  | 0 | 0 | 0 | 0 | 0 | 0 | 0 | 0 | 0 | 0 | 0 | 0 | 0 | 0 | 0 | 0 | 0 | 0 | 0 | 0 | 0 | 0 | 0 | 0 | 0 | 0 | 0 | 0 | 0 | 0 | 0 | 0 | 0 | 0 | 0 | 0 | 363.365 | 263.7217 | 418.365 | Cal Flat-Gates 230 kV line | Cal Flat-Gates 230 kV line | Cal Flat-Gates 230 kV line |  | 0 | 0 | 0 | 0 | 0 | 0 | 363.365 | 263.7217 | 418.365 | Cal Flat-Gates 230 kV line | Cal Flat-Gates 230 kV line | Cal Flat-Gates 230 kV line |  | 1 | 1 | NO | 1 | 1 | 1 | NO | 1
SCE Eastern | Etiwanda | 230 | 0 | 0 | 0 | 0 | 0 | 0 | 0 | 0 | 0 | 0 | 0 | 0 | 0 | 0 | 0 | 0 | 0 | 0 | 0 | 1 | 0 | 0 | 0 | 0 | 0 | 0 | 0 | 0 | 0 | 0 | 0 | 0 | 0 | 0 | 0 | 0 | 0 | 0 | 0 | 0 | 0 | 0 | 0 | 0 | 0 | 0 | 0 | 0 | 0 | 0 | 0 | 0 | 0 | 0 | 0 | 0 | 0 | 0 | 0 | 0 | 0 | 0 | 0 | 0 | 0 | 0 | 0 | 0 | 0 | 0 | 0 | 0 | 0 | 0 | 0 | 0 | 0 | 0 | 0 | 0 | 0 | 0 | 0 | 0 | 0 | 0 | 0 | 0 | 0 | 0 | 0 | 0 | 0 | 0 | 0 | 0 | 0 | 0 |  | 0 | 0 | 0 | 0 | 0 | 0 | 0 | 0 | 0 | 0 | 0 | 100 | 0 | 0 | 1 | 0 | 0 | 0 | 0 | 0 | 0 | 0 | 0 | 0 | 0 | 0 | 270 | 0 | 0 | 1 | 0 | 0 | 0 | 0 | 0 | 0 | 1100.5 | 2557.875 | 8962.975 | Etiwanda-Rancho Vista Constraint | Etiwanda-Rancho Vista Constraint | Etiwanda-Rancho Vista Constraint |  | 0 | 0 | 0 | 0 | 0 | 0 | 1100.5 | 2557.875 | 8962.975 | Etiwanda-Rancho Vista Constraint | Etiwanda-Rancho Vista Constraint | Etiwanda-Rancho Vista Constraint |  | 1 | 1 | NO | 1 | 1 | 1 | NO | 1
PG&E GBA | Evergreen | 115 | 0 | 0 | 0 | 0 | 0 | 0 | 0 | 0 | 0 | 0 | 0 | 0 | 0 | 0 | 0 | 0 | 0 | 0 | 0 | 0 | 0 | 0 | 0 | 0 | 0 | 0 | 0 | 0 | 0 | 0 | 0 | 0 | 0 | 0 | 0 | 0 | 0 | 0 | 0 | 0 | 0 | 0 | 0 | 0 | 0 | 0 | 0 | 0 | 0 | 0 | 0 | 0 | 0 | 0 | 0 | 1 | 0 | 0 | 0 | 1 | 0 | 0 | 0 | 0 | 0 | 0 | 0 | 0 | 0 | 0 | 0 | 0 | 0 | 0 | 0 | 0 | 0 | 0 | 0 | 0 | 0 | 0 | 0 | 0 | 0 | 0 | 0 | 0 | 0 | 0 | 0 | 0 | 0 | 0 | 0 | 0 | 0 | 0 |  | 0 | 0 | 0 | 0 | 0 | 0 | 0 | 0 | 0 | 0 | 0 | 0 | 0 | 0 | 0 | 0 | 0 | 0 | 0 | 0 | 0 | 0 | 0 | 0 | 0 | 0 | 0 | 0 | 0 | 0 | 0 | 0 | 0 | 0 | 0 | 0 | 806.5435 | 1954.8014 | 5079.017 | Tesla-Bellota 230 kV line | Tesla-Bellota 230 kV line | Tesla-Bellota 230 kV line |  | 0 | 0 | 0 | 0 | 0 | 0 | 806.5435 | 1954.8014 | 5079.017 | Tesla-Bellota 230 kV line | Tesla-Bellota 230 kV line | Tesla-Bellota 230 kV line |  | 1 | 1 | NO | 1 | 1 | 1 | NO | 1
PG&E GBA | Evergreen | 60 | 0 | 0 | 0 | 0 | 0 | 0 | 0 | 0 | 0 | 0 | 0 | 0 | 0 | 0 | 0 | 0 | 0 | 0 | 0 | 0 | 0 | 0 | 0 | 0 | 0 | 0 | 0 | 0 | 0 | 0 | 0 | 0 | 0 | 0 | 0 | 0 | 0 | 0 | 0 | 0 | 0 | 0 | 0 | 0 | 0 | 0 | 0 | 0 | 0 | 0 | 0 | 0 | 0 | 0 | 0 | 0 | 0 | 0 | 0 | 1 | 0 | 0 | 0 | 0 | 0 | 0 | 0 | 0 | 0 | 0 | 0 | 0 | 0 | 0 | 0 | 0 | 0 | 0 | 0 | 0 | 0 | 0 | 0 | 0 | 0 | 0 | 0 | 0 | 0 | 0 | 0 | 0 | 0 | 0 | 0 | 0 | 1 | 0 |  | 0 | 0 | 0 | 0 | 0 | 0 | 0 | 0 | 0 | 0 | 0 | 0 | 0 | 0 | 0 | 0 | 0 | 0 | 0 | 0 | 0 | 0 | 0 | 0 | 0 | 0 | 0 | 0 | 0 | 0 | 0 | 0 | 0 | 0 | 0 | 0 | 806.5435 | 1620.51 | 5079.017 | Tesla-Bellota 230 kV line | NEW-Metcalf-Mosslanding 500kV | Tesla-Bellota 230 kV line |  | 0 | 0 | 0 | 0 | 0 | 0 | 806.5435 | 1620.51 | 5079.017 | Tesla-Bellota 230 kV line | NEW-Metcalf-Mosslanding 500kV | Tesla-Bellota 230 kV line |  | 1 | 1 | NO | 1 | 1 | 1 | NO | 1
PG&E FRESNO | Excelsior | 115 | 0 | 0 | 0 | 0 | 0 | 0 | 0 | 0 | 0 | 0 | 0 | 0 | 0 | 0 | 0 | 0 | 0 | 0 | 0 | 0 | 0 | 0 | 0 | 0 | 0 | 0 | 0 | 0 | 0 | 0 | 0 | 0 | 0 | 0 | 0 | 0 | 0 | 0 | 0 | 0 | 0 | 0 | 0 | 0 | 0 | 1 | 0 | 0 | 0 | 0 | 0 | 0 | 0 | 0 | 0 | 0 | 0 | 0 | 0 | 0 | 0 | 0 | 0 | 0 | 0 | 0 | 0 | 0 | 0 | 0 | 0 | 0 | 0 | 0 | 0 | 0 | 0 | 0 | 1 | 1 | 1 | 1 | 1 | 0 | 0 | 1 | 1 | 1 | 0 | 0 | 0 | 0 | 0 | 0 | 0 | 0 | 0 | 1 |  | 0 | 0 | 0 | 0 | 0 | 0 | 0 | 0 | 0 | 0 | 0 | 0 | 0 | 0 | 0 | 0 | 0 | 0 | 0 | 0 | 0 | 0 | 0 | 0 | 0 | 0 | 0 | 0 | 0 | 0 | 1 | 0 | 0 | 0 | 0 | 0 | -144.0315 | 0 | 50 | Bellota-Weber 230kV line | Schindler 115/70kV TB #1 | Schindler 115/70kV TB #1 |  | 0 | 0 | 0 | 0 | 0 | 0 | 0 | 0 | 50 | Schindler 115/70kV TB #1 | Schindler 115/70kV TB #1 | Schindler 115/70kV TB #1 |  | 5 | 1 | YES | 2 | 1 | 1 | NO | 1
PG&E FRESNO | Exchequer | 115 | 0 | 0 | 0 | 0 | 0 | 0 | 0 | 0 | 0 | 0 | 0 | 0 | 0 | 0 | 0 | 0 | 0 | 0 | 0 | 0 | 0 | 0 | 0 | 0 | 0 | 0 | 0 | 0 | 0 | 0 | 0 | 0 | 0 | 0 | 0 | 0 | 0 | 0 | 0 | 0 | 0 | 0 | 0 | 0 | 0 | 1 | 0 | 0 | 0 | 0 | 0 | 0 | 0 | 0 | 0 | 0 | 0 | 0 | 0 | 1 | 0 | 0 | 0 | 0 | 0 | 0 | 0 | 0 | 0 | 0 | 0 | 0 | 0 | 0 | 0 | 0 | 0 | 0 | 1 | 0 | 0 | 1 | 1 | 1 | 1 | 1 | 0 | 1 | 1 | 1 | 1 | 0 | 1 | 0 | 0 | 0 | 0 | 2 |  | 0 | 0 | 0 | 0 | 0 | 0 | 0 | 0 | 0 | 0 | 0 | 0 | 0 | 0 | 0 | 0 | 2 | 0 | 0 | 0 | 0 | 0 | 0 | 0 | 0 | 0 | 0 | 0 | 0 | 1 | 3 | 0 | 2 | 0 | 0 | 0 | -731.8 | -280.9 | 150.0276 | Borden-Storey #1 230kV line | Borden-Storey #1 230kV line | Merced 115/70kV TB#2 |  | 0 | 0 | 0 | 0 | 0 | 0 | 118 | 118 | 150.0276 | Merced 115/70kV TB#2 | Merced 115/70kV TB#2 | Merced 115/70kV TB#2 |  | 5 | 1 | YES | 2 | 1 | 1 | NO | 1
PG&E KERN | Fairway | 115 | 0 | 0 | 0 | 0 | 0 | 0 | 0 | 0 | 0 | 0 | 0 | 0 | 0 | 0 | 0 | 0 | 0 | 0 | 0 | 0 | 0 | 0 | 0 | 0 | 0 | 0 | 0 | 0 | 0 | 0 | 0 | 0 | 0 | 0 | 0 | 0 | 0 | 0 | 0 | 0 | 0 | 0 | 0 | 0 | 0 | 0 | 0 | 0 | 0 | 0 | 0 | 0 | 0 | 0 | 0 | 0 | 0 | 0 | 0 | 0 | 0 | 0 | 0 | 0 | 0 | 0 | 0 | 1 | 1 | 0 | 0 | 0 | 0 | 0 | 0 | 0 | 0 | 0 | 0 | 1 | 0 | 0 | 0 | 0 | 0 | 1 | 0 | 0 | 0 | 0 | 0 | 0 | 0 | 0 | 0 | 1 | 0 | 1 |  | 0 | 0 | 0 | 0 | 0 | 0 | 0 | 0 | 0 | 0 | 0 | 10 | 0 | 0 | 1 | 0 | 0 | 0 | 0 | 0 | 0 | 0 | 0 | 0 | 0 | 0 | 10 | 0 | 0 | 1 | 0 | 0 | 0 | 0 | 0 | 0 | 363.365 | 263.7217 | 418.365 | Cal Flat-Gates 230 kV line | Cal Flat-Gates 230 kV line | Cal Flat-Gates 230 kV line |  | 0 | 0 | 0 | 0 | 0 | 0 | 363.365 | 263.7217 | 418.365 | Cal Flat-Gates 230 kV line | Cal Flat-Gates 230 kV line | Cal Flat-Gates 230 kV line |  | 1 | 1 | NO | 1 | 1 | 1 | NO | 1
PG&E KERN | Famoso | 115 | 0 | 0 | 0 | 0 | 0 | 0 | 0 | 0 | 0 | 0 | 0 | 0 | 0 | 0 | 0 | 0 | 0 | 0 | 0 | 0 | 0 | 0 | 0 | 0 | 0 | 0 | 0 | 0 | 0 | 0 | 0 | 0 | 0 | 0 | 0 | 0 | 0 | 0 | 0 | 0 | 0 | 0 | 0 | 0 | 0 | 0 | 0 | 0 | 0 | 0 | 0 | 0 | 0 | 0 | 0 | 0 | 0 | 0 | 0 | 0 | 0 | 0 | 0 | 0 | 0 | 0 | 0 | 1 | 1 | 0 | 0 | 0 | 0 | 0 | 0 | 1 | 0 | 0 | 0 | 1 | 0 | 0 | 0 | 0 | 0 | 0 | 0 | 0 | 0 | 0 | 0 | 0 | 0 | 0 | 0 | 0 | 0 | 0 |  | 0 | 0 | 0 | 0 | 0 | 0 | 0 | 0 | 0 | 0 | 0 | 0 | 0 | 0 | 0 | 0 | 0 | 0 | 0 | 0 | 0 | 0 | 0 | 4 | 0 | 0 | 0 | 0 | 0 | 1 | 0 | 0 | 0 | 0 | 0 | 0 | 201 | 193.6 | 235.7988 | Semitropic-Midway 115kV Line | Semitropic-Midway 115kV Line | Semitropic-Midway 115kV Line |  | 0 | 0 | 0 | 0 | 0 | 0 | 201 | 193.6 | 235.7988 | Semitropic-Midway 115kV Line | Semitropic-Midway 115kV Line | Semitropic-Midway 115kV Line |  | 1 | 1 | NO | 1 | 1 | 1 | NO | 1
PG&E NGBA | Fern Road | 500 | 0 | 0 | 0 | 0 | 0 | 0 | 0 | 0 | 0 | 0 | 0 | 0 | 0 | 0 | 0 | 0 | 0 | 0 | 0 | 0 | 0 | 0 | 0 | 0 | 0 | 0 | 0 | 0 | 0 | 0 | 0 | 0 | 0 | 0 | 0 | 0 | 0 | 0 | 0 | 1 | 0 | 0 | 0 | 0 | 0 | 0 | 0 | 0 | 0 | 0 | 0 | 0 | 0 | 0 | 0 | 0 | 0 | 0 | 0 | 0 | 0 | 0 | 0 | 0 | 0 | 0 | 0 | 0 | 0 | 0 | 0 | 0 | 0 | 0 | 0 | 0 | 0 | 0 | 0 | 0 | 0 | 0 | 0 | 0 | 0 | 0 | 0 | 0 | 0 | 0 | 0 | 0 | 0 | 0 | 0 | 0 | 0 | 0 |  | 0 | 0 | 0 | 0 | 0 | 0 | 0 | 0 | 0 | 0 | 0 | 0 | 0 | 0 | 0 | 0 | 0 | 0 | 0 | 0 | 0 | 0 | 0 | 0 | 0 | 0 | 0 | 0 | 0 | 0 | 1 | 0 | 0 | 0 | 0 | 0 | -2006.68 | 431.687 | 4794.6338 | Collinsville-Tesla 500 kV Line | Collinsville-Tesla 500 kV Line | Collinsville-Tesla 500 kV Line |  | 0 | 0 | 0 | 0 | 0 | 0 | 6638.32 | 9076.687 | 4794.6338 | Collinsville-Tesla 500 kV Line | Collinsville-Tesla 500 kV Line | Collinsville-Tesla 500 kV Line |  | 5 | 1 | YES | 2 | 1 | 1 | NO | 1
PG&E GBA | Fibreboard (SPI Sonora) | 115 | 0 | 0 | 0 | 0 | 0 | 0 | 0 | 0 | 0 | 0 | 0 | 0 | 0 | 0 | 0 | 0 | 0 | 0 | 0 | 0 | 0 | 0 | 0 | 0 | 0 | 0 | 0 | 0 | 0 | 0 | 0 | 0 | 0 | 0 | 0 | 0 | 0 | 0 | 0 | 0 | 0 | 0 | 0 | 0 | 0 | 1 | 0 | 0 | 0 | 0 | 0 | 0 | 0 | 0 | 0 | 1 | 0 | 1 | 0 | 1 | 0 | 0 | 0 | 0 | 0 | 1 | 0 | 0 | 0 | 0 | 0 | 0 | 0 | 0 | 0 | 0 | 0 | 0 | 0 | 0 | 0 | 0 | 0 | 0 | 0 | 0 | 0 | 0 | 0 | 0 | 0 | 0 | 0 | 0 | 0 | 0 | 0 | 0 |  | 0 | 0 | 0 | 0 | 0 | 0 | 0 | 0 | 0 | 0 | 0 | 0 | 0 | 0 | 0 | 0 | 0 | 0 | 0 | 0 | 0 | 0 | 0 | 0 | 0 | 0 | 0 | 0 | 0 | 0 | 1 | 0 | 0 | 0 | 0 | 0 | -144.0315 | 181.7909 | 692.3714 | Bellota-Weber 230kV line | Kasson Jct-Heinz 115 kV line | Kasson Jct-Heinz 115 kV line |  | 0 | 0 | 0 | 0 | 0 | 0 | 77.2685 | 181.7909 | 692.3714 | Kasson Jct-Heinz 115 kV line | Kasson Jct-Heinz 115 kV line | Kasson Jct-Heinz 115 kV line |  | 5 | 1 | YES | 2 | 1 | 1 | NO | 1
PG&E FRESNO | Figarden | 230 | 0 | 0 | 0 | 0 | 0 | 0 | 0 | 0 | 0 | 0 | 0 | 0 | 0 | 0 | 0 | 0 | 0 | 0 | 0 | 0 | 0 | 0 | 0 | 0 | 0 | 0 | 0 | 0 | 0 | 0 | 0 | 0 | 0 | 0 | 0 | 0 | 0 | 0 | 0 | 0 | 0 | 0 | 0 | 0 | 0 | 0 | 0 | 0 | 0 | 0 | 0 | 0 | 0 | 0 | 0 | 0 | 0 | 0 | 0 | 1 | 0 | 0 | 0 | 0 | 0 | 0 | 0 | 0 | 0 | 0 | 0 | 0 | 0 | 0 | 0 | 0 | 0 | 0 | 0 | 1 | 0 | 1 | 1 | 1 | 0 | 1 | 0 | 1 | 0 | 0 | 0 | 0 | 1 | 0 | 0 | 0 | 0 | 1 |  | 0 | 0 | 0 | 0 | 0 | 0 | 0 | 0 | 0 | 0 | 0 | 0 | 0 | 0 | 0 | 0 | 0 | 0 | 0 | 0 | 0 | 0 | 0 | 0 | 0 | 0 | 0 | 0 | 0 | 0 | 1 | 0 | 1 | 0 | 0 | 0 | -252.9 | -120.4 | 211.1426 | Chowchilla-Le grand 115kV Line | Chowchilla-Le grand 115kV Line | Chowchilla-Le grand 115kV Line |  | 0 | 0 | 0 | 0 | 0 | 0 | 396.6 | 468.1 | 245.4626 | Oro Loma-El Nido 115kV Line | Oro Loma-El Nido 115kV Line | Oro Loma-El Nido 115kV Line |  | 5 | 1 | YES | 2 | 1 | 1 | NO | 1
PG&E FRESNO | Fink | 230 | 0 | 0 | 0 | 0 | 0 | 0 | 0 | 0 | 0 | 0 | 0 | 0 | 0 | 0 | 0 | 0 | 0 | 0 | 0 | 0 | 0 | 0 | 0 | 0 | 0 | 0 | 0 | 0 | 0 | 0 | 0 | 0 | 0 | 0 | 0 | 0 | 0 | 0 | 0 | 0 | 0 | 0 | 0 | 0 | 0 | 0 | 0 | 0 | 0 | 0 | 0 | 0 | 0 | 0 | 0 | 0 | 0 | 0 | 0 | 0 | 0 | 0 | 0 | 0 | 0 | 0 | 0 | 0 | 0 | 0 | 0 | 0 | 0 | 0 | 0 | 0 | 0 | 0 | 0 | 0 | 0 | 0 | 0 | 0 | 0 | 1 | 0 | 0 | 0 | 0 | 0 | 0 | 0 | 0 | 0 | 0 | 0 | 1 |  | 0 | 0 | 0 | 0 | 0 | 0 | 0 | 0 | 0 | 50 | 0 | 5 | 0 | 0 | 1 | 0 | 0 | 0 | 0 | 0 | 0 | 0 | 0 | 0 | 80 | 110 | 162 | 0 | 0 | 1 | 0 | 0 | 0 | 0 | 0 | 0 | 4115.262 | 4781.296 | 6770.8771 | Los Banos 500/230kV TB | Los Banos 500/230kV TB | Los Banos 500/230kV TB |  | 0 | 0 | 0 | 0 | 0 | 0 | 4115.262 | 4781.296 | 6770.8771 | Los Banos 500/230kV TB | Los Banos 500/230kV TB | Los Banos 500/230kV TB |  | 1 | 1 | NO | 1 | 1 | 1 | NO | 1
PG&E NGBA | Fitch Mountain | 60 | 0 | 0 | 0 | 0 | 0 | 0 | 0 | 0 | 0 | 0 | 0 | 0 | 0 | 0 | 0 | 0 | 0 | 0 | 0 | 0 | 0 | 0 | 0 | 0 | 0 | 0 | 0 | 0 | 0 | 0 | 0 | 0 | 0 | 0 | 0 | 0 | 0 | 0 | 0 | 1 | 0 | 0 | 0 | 0 | 0 | 0 | 0 | 0 | 0 | 0 | 0 | 0 | 1 | 0 | 0 | 0 | 0 | 0 | 0 | 0 | 0 | 0 | 0 | 0 | 0 | 0 | 1 | 0 | 0 | 0 | 0 | 0 | 0 | 0 | 0 | 0 | 0 | 0 | 0 | 0 | 0 | 0 | 0 | 0 | 0 | 0 | 0 | 0 | 0 | 0 | 0 | 0 | 0 | 0 | 0 | 0 | 0 | 1 |  | 0 | 0 | 0 | 0 | 0 | 0 | 0 | 0 | 0 | 0 | 0 | 0 | 0 | 0 | 0 | 0 | 0 | 0 | 0 | 0 | 0 | 0 | 0 | 0 | 0 | 0 | 0 | 0 | 0 | 0 | 2 | 0 | 0 | 0 | 0 | 0 | -2006.68 | 96.788 | 1147.998 | Collinsville-Tesla 500 kV Line | Birds Landing-Contra Costa 230kV Line | Birds Landing-Contra Costa 230kV Line |  | 0 | 0 | 0 | 0 | 0 | 0 | 1531.9 | 1862.788 | 1147.998 | Birds Landing-Contra Costa 230kV Line | Birds Landing-Contra Costa 230kV Line | Birds Landing-Contra Costa 230kV Line |  | 5 | 1 | YES | 2 | 1 | 1 | NO | 1
PG&E GBA | FMC | 115 | 0 | 0 | 0 | 0 | 0 | 0 | 0 | 0 | 0 | 0 | 0 | 0 | 0 | 0 | 0 | 0 | 0 | 0 | 0 | 0 | 0 | 0 | 0 | 0 | 0 | 0 | 0 | 0 | 0 | 0 | 0 | 0 | 0 | 0 | 0 | 0 | 0 | 0 | 0 | 0 | 0 | 0 | 0 | 0 | 0 | 0 | 0 | 0 | 0 | 0 | 0 | 0 | 0 | 0 | 0 | 1 | 0 | 0 | 0 | 1 | 0 | 0 | 0 | 0 | 0 | 0 | 0 | 0 | 0 | 0 | 0 | 0 | 0 | 0 | 0 | 0 | 0 | 0 | 0 | 0 | 0 | 0 | 0 | 0 | 0 | 0 | 0 | 0 | 0 | 0 | 0 | 0 | 0 | 0 | 0 | 0 | 0 | 0 |  | 0 | 0 | 0 | 0 | 0 | 0 | 0 | 0 | 0 | 0 | 0 | 0 | 0 | 0 | 0 | 0 | 0 | 0 | 0 | 0 | 0 | 0 | 0 | 0 | 0 | 0 | 0 | 0 | 0 | 0 | 0 | 0 | 0 | 0 | 0 | 0 | 806.5435 | 1954.8014 | 5079.017 | Tesla-Bellota 230 kV line | Tesla-Bellota 230 kV line | Tesla-Bellota 230 kV line |  | 0 | 0 | 0 | 0 | 0 | 0 | 806.5435 | 1954.8014 | 5079.017 | Tesla-Bellota 230 kV line | Tesla-Bellota 230 kV line | Tesla-Bellota 230 kV line |  | 1 | 1 | NO | 1 | 1 | 1 | NO | 1
PG&E GBA | Fremont | 115 | 0 | 0 | 0 | 0 | 0 | 0 | 0 | 0 | 0 | 0 | 0 | 0 | 0 | 0 | 0 | 0 | 0 | 0 | 0 | 0 | 0 | 0 | 0 | 0 | 0 | 0 | 0 | 0 | 0 | 0 | 0 | 0 | 0 | 0 | 0 | 0 | 0 | 0 | 0 | 0 | 0 | 0 | 0 | 0 | 0 | 0 | 0 | 0 | 0 | 0 | 0 | 0 | 1 | 0 | 0 | 1 | 0 | 0 | 0 | 0 | 0 | 0 | 0 | 0 | 0 | 0 | 0 | 0 | 0 | 0 | 0 | 0 | 0 | 0 | 0 | 0 | 0 | 0 | 0 | 0 | 0 | 0 | 0 | 0 | 0 | 0 | 0 | 0 | 0 | 0 | 0 | 0 | 0 | 0 | 0 | 0 | 0 | 1 |  | 0 | 0 | 0 | 0 | 0 | 0 | 0 | 0 | 0 | 0 | 0 | 0 | 0 | 0 | 0 | 0 | 0 | 0 | 0 | 0 | 0 | 0 | 0 | 0 | 0 | 0 | 0 | 0 | 0 | 0 | 0 | 0 | 0 | 0 | 0 | 0 | 2282.4435 | 2761.05 | 5334.284 | Tesla-Tracy-Pump 230 kV line #2 | Sobrante-Moraga 230 kV line | Sobrante-Moraga 230 kV line |  | 0 | 0 | 0 | 0 | 0 | 0 | 2282.4435 | 2761.05 | 5334.284 | Tesla-Tracy-Pump 230 kV line #2 | Sobrante-Moraga 230 kV line | Sobrante-Moraga 230 kV line |  | 1 | 1 | NO | 1 | 1 | 1 | NO | 1
PG&E GBA | French Camp | 60 | 0 | 0 | 0 | 0 | 0 | 0 | 0 | 0 | 0 | 0 | 0 | 0 | 0 | 0 | 0 | 0 | 0 | 0 | 0 | 0 | 0 | 0 | 0 | 0 | 0 | 0 | 0 | 0 | 0 | 0 | 0 | 0 | 0 | 0 | 0 | 0 | 0 | 0 | 0 | 0 | 0 | 0 | 0 | 0 | 0 | 1 | 0 | 0 | 0 | 0 | 0 | 0 | 0 | 0 | 0 | 0 | 0 | 0 | 0 | 1 | 0 | 0 | 0 | 0 | 0 | 0 | 0 | 0 | 0 | 0 | 0 | 0 | 0 | 0 | 0 | 0 | 0 | 0 | 0 | 0 | 0 | 0 | 0 | 0 | 0 | 1 | 0 | 0 | 0 | 0 | 0 | 0 | 0 | 0 | 0 | 0 | 0 | 1 |  | 0 | 0 | 0 | 0 | 0 | 0 | 0 | 0 | 0 | 0 | 0 | 0 | 0 | 0 | 0 | 0 | 0 | 0 | 0 | 0 | 0 | 0 | 0 | 0 | 0 | 0 | 0 | 0 | 0 | 0 | 1 | 0 | 0 | 0 | 0 | 0 | -144.0315 | 594.3909 | 3342.9322 | Bellota-Weber 230kV line | Bellota-Weber 230kV line | Bellota-Weber 230kV line |  | 0 | 0 | 0 | 0 | 0 | 0 | 315.9685 | 1054.3909 | 3342.9322 | Bellota-Weber 230kV line | Bellota-Weber 230kV line | Bellota-Weber 230kV line |  | 5 | 1 | YES | 2 | 1 | 1 | NO | 1
PG&E GBA | Frogtown | 115 | 0 | 0 | 0 | 0 | 0 | 0 | 0 | 0 | 0 | 0 | 0 | 0 | 0 | 0 | 0 | 0 | 0 | 0 | 0 | 0 | 0 | 0 | 0 | 0 | 0 | 0 | 0 | 0 | 0 | 0 | 0 | 0 | 0 | 0 | 0 | 0 | 0 | 0 | 0 | 0 | 0 | 0 | 0 | 0 | 0 | 1 | 0 | 0 | 0 | 0 | 0 | 0 | 0 | 0 | 0 | 1 | 0 | 0 | 0 | 1 | 0 | 0 | 0 | 0 | 0 | 0 | 0 | 0 | 0 | 0 | 0 | 0 | 0 | 0 | 0 | 0 | 0 | 0 | 0 | 0 | 0 | 0 | 0 | 0 | 0 | 0 | 0 | 0 | 0 | 0 | 0 | 0 | 0 | 0 | 0 | 0 | 0 | 0 |  | 0 | 0 | 0 | 0 | 0 | 0 | 0 | 0 | 0 | 0 | 0 | 0 | 0 | 0 | 0 | 0 | 0 | 0 | 0 | 0 | 0 | 0 | 0 | 0 | 0 | 0 | 0 | 0 | 0 | 0 | 1 | 0 | 0 | 0 | 0 | 0 | -144.0315 | 594.3909 | 3342.9322 | Bellota-Weber 230kV line | Bellota-Weber 230kV line | Bellota-Weber 230kV line |  | 0 | 0 | 0 | 0 | 0 | 0 | 315.9685 | 1054.3909 | 3342.9322 | Bellota-Weber 230kV line | Bellota-Weber 230kV line | Bellota-Weber 230kV line |  | 5 | 1 | YES | 2 | 1 | 1 | NO | 1
PG&E NGBA | Fulton | 115 | 0 | 0 | 0 | 0 | 0 | 0 | 0 | 0 | 0 | 0 | 0 | 0 | 0 | 0 | 0 | 0 | 0 | 0 | 0 | 0 | 0 | 0 | 0 | 0 | 0 | 0 | 0 | 0 | 0 | 0 | 0 | 0 | 0 | 0 | 0 | 0 | 0 | 0 | 0 | 1 | 0 | 1 | 0 | 0 | 0 | 0 | 0 | 0 | 0 | 0 | 0 | 1 | 1 | 1 | 1 | 1 | 0 | 0 | 0 | 1 | 0 | 0 | 0 | 0 | 0 | 1 | 1 | 0 | 0 | 0 | 0 | 0 | 0 | 0 | 0 | 0 | 0 | 0 | 0 | 0 | 0 | 0 | 0 | 0 | 0 | 0 | 0 | 0 | 0 | 0 | 0 | 0 | 0 | 0 | 0 | 0 | 0 | 2 |  | 0 | 0 | 0 | 0 | 0 | 0 | 0 | 0 | 0 | 0 | 0 | 0 | 0 | 0 | 0 | 0 | 0 | 0 | 0 | 0 | 0 | 0 | 0 | 0 | 0 | 0 | 0 | 0 | 0 | 0 | 3 | 0 | 1 | 0 | 0 | 0 | -2006.68 | -196.964 | 815.28 | Collinsville-Tesla 500 kV Line | Windmaster-Delta pumps 230 kV line | Lakeville-Ignacio 230 kV line |  | 0 | 0 | 0 | 0 | 0 | 0 | 322.25 | 699.038 | 815.28 | Contra Costa- Windmaster 230 kV line | Contra Costa- Windmaster 230 kV line | Lakeville-Ignacio 230 kV line |  | 5 | 1 | YES | 2 | 1 | 1 | NO | 1
PG&E NGBA | Fulton | 230 | 0 | 0 | 0 | 0 | 0 | 0 | 0 | 0 | 0 | 0 | 0 | 0 | 0 | 0 | 0 | 0 | 0 | 0 | 0 | 0 | 0 | 0 | 0 | 0 | 0 | 0 | 0 | 0 | 0 | 0 | 0 | 0 | 0 | 0 | 0 | 0 | 0 | 0 | 0 | 1 | 0 | 1 | 0 | 0 | 0 | 0 | 0 | 0 | 0 | 0 | 0 | 0 | 1 | 1 | 1 | 1 | 0 | 0 | 1 | 1 | 0 | 0 | 0 | 0 | 0 | 1 | 1 | 0 | 0 | 0 | 0 | 0 | 0 | 0 | 0 | 0 | 0 | 0 | 0 | 0 | 0 | 0 | 0 | 0 | 0 | 0 | 0 | 0 | 0 | 0 | 0 | 0 | 0 | 0 | 0 | 0 | 0 | 1 |  | -18 | 0 | 0 | 0 | 0 | 0 | 0 | 0 | 0 | 0 | 0 | 0 | 0 | 0 | 1 | 36 | 0 | 0 | 0 | 0 | 0 | 0 | 0 | 0 | 0 | 0 | 38 | 0 | 0 | 1 | 3 | 0 | 1 | 0 | 0 | 0 | -2006.68 | -196.964 | 1147.998 | Collinsville-Tesla 500 kV Line | Windmaster-Delta pumps 230 kV line | Birds Landing-Contra Costa 230kV Line |  | 0 | 0 | 0 | 0 | 0 | 0 | 322.25 | 699.038 | 1147.998 | Contra Costa- Windmaster 230 kV line | Contra Costa- Windmaster 230 kV line | Birds Landing-Contra Costa 230kV Line |  | 5 | 1 | YES | 2 | 1 | 1 | NO | 1
PG&E NGBA | Fulton | 60 | 0 | 0 | 0 | 0 | 0 | 0 | 0 | 0 | 0 | 0 | 0 | 0 | 0 | 0 | 0 | 0 | 0 | 0 | 0 | 0 | 0 | 0 | 0 | 0 | 0 | 0 | 0 | 0 | 0 | 0 | 0 | 0 | 0 | 0 | 0 | 0 | 0 | 0 | 0 | 1 | 0 | 0 | 0 | 0 | 0 | 0 | 0 | 0 | 0 | 0 | 0 | 0 | 1 | 0 | 0 | 0 | 0 | 0 | 0 | 0 | 0 | 0 | 0 | 0 | 0 | 0 | 1 | 0 | 0 | 0 | 0 | 0 | 0 | 0 | 0 | 0 | 0 | 0 | 0 | 0 | 0 | 0 | 0 | 0 | 0 | 0 | 0 | 0 | 0 | 0 | 0 | 0 | 0 | 0 | 0 | 0 | 0 | 1 |  | 0 | 0 | 0 | 0 | 0 | 0 | 0 | 0 | 0 | 0 | 0 | 0 | 0 | 0 | 0 | 0 | 0 | 0 | 0 | 0 | 0 | 0 | 0 | 0 | 0 | 0 | 0 | 0 | 0 | 0 | 2 | 0 | 0 | 0 | 0 | 0 | -2006.68 | 96.788 | 1147.998 | Collinsville-Tesla 500 kV Line | Birds Landing-Contra Costa 230kV Line | Birds Landing-Contra Costa 230kV Line |  | 0 | 0 | 0 | 0 | 0 | 0 | 1531.9 | 1862.788 | 1147.998 | Birds Landing-Contra Costa 230kV Line | Birds Landing-Contra Costa 230kV Line | Birds Landing-Contra Costa 230kV Line |  | 5 | 1 | YES | 2 | 1 | 1 | NO | 1
PG&E KERN | Ganso | 115 | 0 | 0 | 0 | 0 | 0 | 0 | 0 | 0 | 0 | 0 | 0 | 0 | 0 | 0 | 0 | 0 | 0 | 0 | 0 | 0 | 0 | 0 | 0 | 0 | 0 | 0 | 0 | 0 | 0 | 0 | 0 | 0 | 0 | 0 | 0 | 0 | 0 | 0 | 0 | 0 | 0 | 0 | 0 | 0 | 0 | 0 | 0 | 0 | 0 | 0 | 0 | 0 | 0 | 0 | 0 | 0 | 0 | 0 | 0 | 0 | 0 | 0 | 0 | 0 | 0 | 0 | 0 | 1 | 0 | 0 | 0 | 0 | 0 | 0 | 1 | 0 | 0 | 0 | 1 | 1 | 0 | 0 | 0 | 0 | 0 | 0 | 0 | 0 | 0 | 0 | 0 | 0 | 0 | 0 | 0 | 0 | 0 | 0 |  | 0 | 0 | 0 | 0 | 0 | 0 | 0 | 0 | 0 | 0 | 0 | 0 | 0 | 0 | 0 | 0 | 0.5 | 0 | 0 | 0 | 0 | 0 | 0 | 1.5 | 0 | 0 | 0 | 0 | 0 | 1 | 0 | 0 | 0 | 0 | 0 | 0 | 363.365 | 263.7217 | 418.365 | Cal Flat-Gates 230 kV line | Cal Flat-Gates 230 kV line | Cal Flat-Gates 230 kV line |  | 0 | 0 | 0 | 0 | 0 | 0 | 363.365 | 263.7217 | 418.365 | Cal Flat-Gates 230 kV line | Cal Flat-Gates 230 kV line | Cal Flat-Gates 230 kV line |  | 1 | 1 | NO | 1 | 1 | 1 | NO | 1
PG&E FRESNO | Gates | 230 | 0 | 0 | 0 | 0 | 0 | 0 | 0 | 0 | 0 | 0 | 0 | 0 | 0 | 0 | 0 | 0 | 0 | 0 | 0 | 0 | 0 | 0 | 0 | 0 | 0 | 0 | 0 | 0 | 0 | 0 | 0 | 0 | 0 | 0 | 0 | 0 | 0 | 0 | 0 | 0 | 0 | 0 | 0 | 0 | 0 | 0 | 0 | 0 | 0 | 0 | 0 | 0 | 0 | 0 | 0 | 0 | 0 | 0 | 0 | 0 | 0 | 0 | 0 | 0 | 0 | 0 | 0 | 1 | 0 | 0 | 0 | 0 | 0 | 0 | 0 | 0 | 0 | 0 | 1 | 1 | 0 | 1 | 0 | 0 | 0 | 1 | 0 | 0 | 0 | 0 | 0 | 0 | 0 | 0 | 1 | 1 | 0 | 1 |  | 0 | 0 | 0 | 0 | 0 | 0 | 0 | 0 | 0 | -406.5 | -143.5 | -497 | 0 | 0 | 1 | 0 | 0 | 0 | 0 | 0 | 0 | 0 | 0 | 3 | 353 | 417 | 256.25 | 0 | 100 | 1 | 1 | 0 | 0 | 0 | 0 | 1 | -151.465 | 263.7217 | -929.2519 | Mustang-Henrietta 230 kV line | Cal Flat-Gates 230 kV line | Mustang-Henrietta 230 kV line |  | 0 | 0 | 0 | 0 | 0 | 0 | 363.365 | 263.7217 | 418.365 | Cal Flat-Gates 230 kV line | Cal Flat-Gates 230 kV line | Cal Flat-Gates 230 kV line |  | 5 | 1 | YES | 2 | 4 | 1 | YES | 2
PG&E FRESNO | Gates | 500 | 0 | 0 | 0 | 0 | 0 | 0 | 0 | 0 | 0 | 0 | 0 | 0 | 0 | 0 | 0 | 0 | 0 | 0 | 0 | 0 | 0 | 0 | 0 | 0 | 0 | 0 | 0 | 0 | 0 | 0 | 0 | 0 | 0 | 0 | 0 | 0 | 0 | 0 | 0 | 0 | 0 | 0 | 0 | 0 | 0 | 0 | 0 | 0 | 0 | 0 | 0 | 0 | 0 | 0 | 0 | 0 | 0 | 0 | 0 | 0 | 0 | 0 | 0 | 0 | 0 | 0 | 0 | 0 | 0 | 0 | 0 | 0 | 0 | 0 | 0 | 0 | 0 | 0 | 1 | 1 | 0 | 1 | 0 | 0 | 0 | 1 | 0 | 0 | 0 | 0 | 0 | 0 | 0 | 0 | 1 | 1 | 0 | 1 |  | 0 | 0 | 0 | 0 | 0 | 0 | 0 | 0 | 0 | 0 | 0 | 0 | 0 | 0 | 0 | 0 | 0 | 0 | 0 | 0 | 0 | 0 | 0 | 0 | 0 | 0 | 190 | 35 | 0 | 1 | 1 | 0 | 0 | 0 | 0 | 1 | -151.465 | 1684.945 | -929.2519 | Mustang-Henrietta 230 kV line | Tranquility-Helm 230kV Line | Mustang-Henrietta 230 kV line |  | 0 | 0 | 0 | 0 | 0 | 0 | 1141.1 | 1684.945 | 1549.7481 | Tranquility-Helm 230kV Line | Tranquility-Helm 230kV Line | Mustang-Henrietta 230 kV line |  | 5 | 1 | YES | 2 | 4 | 1 | YES | 2
PG&E NGBA | Geysers 12 | 230 | 0 | 0 | 0 | 0 | 0 | 0 | 0 | 0 | 0 | 0 | 0 | 0 | 0 | 0 | 0 | 0 | 0 | 0 | 0 | 0 | 0 | 0 | 0 | 0 | 0 | 0 | 0 | 0 | 0 | 0 | 0 | 0 | 0 | 0 | 0 | 0 | 0 | 0 | 0 | 1 | 0 | 1 | 0 | 0 | 0 | 0 | 0 | 0 | 0 | 0 | 0 | 0 | 1 | 1 | 1 | 1 | 0 | 0 | 1 | 1 | 0 | 0 | 0 | 0 | 0 | 1 | 1 | 0 | 0 | 0 | 0 | 0 | 0 | 0 | 0 | 0 | 0 | 0 | 0 | 0 | 0 | 0 | 0 | 0 | 0 | 0 | 0 | 0 | 0 | 0 | 0 | 0 | 0 | 0 | 0 | 0 | 0 | 1 |  | 0 | 0 | 0 | 0 | 0 | 0 | 0 | 0 | 0 | 0 | 0 | 0 | 0 | 0 | 0 | 0 | 0 | 0 | 0 | 0 | 0 | 0 | 0 | 0 | 0 | 0 | 0 | 0 | 0 | 0 | 3 | 0 | 1 | 0 | 0 | 0 | -2006.68 | -196.964 | 1147.998 | Collinsville-Tesla 500 kV Line | Windmaster-Delta pumps 230 kV line | Birds Landing-Contra Costa 230kV Line |  | 0 | 0 | 0 | 0 | 0 | 0 | 322.25 | 699.038 | 1147.998 | Contra Costa- Windmaster 230 kV line | Contra Costa- Windmaster 230 kV line | Birds Landing-Contra Costa 230kV Line |  | 5 | 1 | YES | 2 | 1 | 1 | NO | 1
PG&E NGBA | Geysers 17 | 230 | 0 | 0 | 0 | 0 | 0 | 0 | 0 | 0 | 0 | 0 | 0 | 0 | 0 | 0 | 0 | 0 | 0 | 0 | 0 | 0 | 0 | 0 | 0 | 0 | 0 | 0 | 0 | 0 | 0 | 0 | 0 | 0 | 0 | 0 | 0 | 0 | 0 | 0 | 0 | 1 | 0 | 1 | 0 | 0 | 0 | 0 | 0 | 0 | 0 | 0 | 0 | 0 | 1 | 1 | 1 | 1 | 0 | 0 | 1 | 1 | 0 | 0 | 0 | 0 | 0 | 1 | 1 | 0 | 0 | 0 | 0 | 0 | 0 | 0 | 0 | 0 | 0 | 0 | 0 | 0 | 0 | 0 | 0 | 0 | 0 | 0 | 0 | 0 | 0 | 0 | 0 | 0 | 0 | 0 | 0 | 0 | 0 | 1 |  | 0 | 0 | 0 | 0 | 0 | 0 | 0 | 0 | 0 | 0 | 0 | 0 | 0 | 0 | 0 | 19.5 | 0 | 0 | 0 | 0 | 0 | 0 | 0 | 0 | 0 | 0 | 0 | 0 | 0 | 1 | 3 | 0 | 1 | 0 | 0 | 0 | -2006.68 | -196.964 | 1147.998 | Collinsville-Tesla 500 kV Line | Windmaster-Delta pumps 230 kV line | Birds Landing-Contra Costa 230kV Line |  | 0 | 0 | 0 | 0 | 0 | 0 | 322.25 | 699.038 | 1147.998 | Contra Costa- Windmaster 230 kV line | Contra Costa- Windmaster 230 kV line | Birds Landing-Contra Costa 230kV Line |  | 5 | 1 | YES | 2 | 1 | 1 | NO | 1
PG&E NGBA | Geysers 3 | 115 | 0 | 0 | 0 | 0 | 0 | 0 | 0 | 0 | 0 | 0 | 0 | 0 | 0 | 0 | 0 | 0 | 0 | 0 | 0 | 0 | 0 | 0 | 0 | 0 | 0 | 0 | 0 | 0 | 0 | 0 | 0 | 0 | 0 | 0 | 0 | 0 | 0 | 0 | 0 | 1 | 0 | 1 | 0 | 0 | 0 | 0 | 0 | 0 | 0 | 0 | 0 | 0 | 1 | 0 | 1 | 1 | 0 | 0 | 0 | 0 | 0 | 0 | 0 | 0 | 0 | 0 | 1 | 0 | 0 | 0 | 0 | 0 | 0 | 0 | 0 | 0 | 0 | 0 | 0 | 0 | 0 | 0 | 0 | 0 | 0 | 0 | 0 | 0 | 0 | 0 | 0 | 0 | 0 | 0 | 0 | 0 | 0 | 1 |  | 0 | 0 | 0 | 0 | 0 | 0 | 0 | 0 | 0 | 0 | 0 | 0 | 0 | 0 | 0 | 0 | 0 | 0 | 0 | 0 | 0 | 0 | 0 | 0 | 0 | 0 | 0 | 0 | 0 | 0 | 2 | 0 | 0 | 0 | 0 | 0 | -2006.68 | 96.788 | 1147.998 | Collinsville-Tesla 500 kV Line | Birds Landing-Contra Costa 230kV Line | Birds Landing-Contra Costa 230kV Line |  | 0 | 0 | 0 | 0 | 0 | 0 | 322.25 | 699.038 | 1147.998 | Contra Costa- Windmaster 230 kV line | Contra Costa- Windmaster 230 kV line | Birds Landing-Contra Costa 230kV Line |  | 5 | 1 | YES | 2 | 1 | 1 | NO | 1
PG&E NGBA | Glenn | 230 | 0 | 0 | 0 | 0 | 0 | 0 | 0 | 0 | 0 | 0 | 0 | 0 | 0 | 0 | 0 | 0 | 0 | 0 | 0 | 0 | 0 | 0 | 0 | 0 | 0 | 0 | 0 | 0 | 0 | 0 | 0 | 0 | 0 | 0 | 0 | 0 | 0 | 0 | 0 | 1 | 0 | 0 | 0 | 0 | 0 | 0 | 0 | 0 | 0 | 0 | 0 | 0 | 0 | 0 | 0 | 0 | 0 | 0 | 0 | 0 | 0 | 0 | 0 | 0 | 0 | 0 | 0 | 0 | 0 | 0 | 0 | 0 | 0 | 0 | 0 | 0 | 0 | 0 | 0 | 0 | 0 | 0 | 0 | 0 | 0 | 0 | 0 | 0 | 0 | 0 | 0 | 0 | 0 | 0 | 0 | 0 | 0 | 0 |  | 0 | 0 | 0 | 0 | 0 | 0 | 0 | 0 | 0 | 0 | 0 | 0 | 0 | 0 | 0 | 0 | 0 | 166.5 | 36 | 0 | 0 | 0 | 0 | 0 | 0 | 0 | 0 | 0 | 0 | 1 | 1 | 0 | 0 | 0 | 0 | 0 | -2006.68 | 431.687 | 4794.6338 | Collinsville-Tesla 500 kV Line | Collinsville-Tesla 500 kV Line | Collinsville-Tesla 500 kV Line |  | 0 | 0 | 0 | 0 | 0 | 0 | 6638.32 | 9076.687 | 4794.6338 | Collinsville-Tesla 500 kV Line | Collinsville-Tesla 500 kV Line | Collinsville-Tesla 500 kV Line |  | 5 | 1 | YES | 2 | 1 | 1 | NO | 1
PG&E NGBA | Glenn | 60 | 0 | 0 | 0 | 0 | 0 | 0 | 0 | 0 | 0 | 0 | 0 | 0 | 0 | 0 | 0 | 0 | 0 | 0 | 0 | 0 | 0 | 0 | 0 | 0 | 0 | 0 | 0 | 0 | 0 | 0 | 0 | 0 | 0 | 0 | 0 | 0 | 0 | 0 | 0 | 1 | 0 | 0 | 0 | 0 | 0 | 0 | 0 | 0 | 0 | 0 | 0 | 0 | 0 | 0 | 0 | 0 | 0 | 0 | 0 | 0 | 0 | 0 | 0 | 0 | 0 | 0 | 0 | 0 | 0 | 0 | 0 | 0 | 0 | 0 | 0 | 0 | 0 | 0 | 0 | 0 | 0 | 0 | 0 | 0 | 0 | 0 | 0 | 0 | 0 | 0 | 0 | 0 | 0 | 0 | 0 | 0 | 0 | 0 |  | 0 | 0 | 0 | 0 | 0 | 0 | 0 | 0 | 0 | 0 | 0 | 0 | 0 | 0 | 0 | 0 | 0 | 0 | 0 | 0 | 0 | 0 | 0 | 0 | 0 | 0 | 0 | 0 | 0 | 0 | 1 | 0 | 0 | 0 | 0 | 0 | -2006.68 | 431.687 | 4794.6338 | Collinsville-Tesla 500 kV Line | Collinsville-Tesla 500 kV Line | Collinsville-Tesla 500 kV Line |  | 0 | 0 | 0 | 0 | 0 | 0 | 6638.32 | 9076.687 | 4794.6338 | Collinsville-Tesla 500 kV Line | Collinsville-Tesla 500 kV Line | Collinsville-Tesla 500 kV Line |  | 5 | 1 | YES | 2 | 1 | 1 | NO | 1
PG&E NGBA | Gold Hill | 115 | 0 | 0 | 0 | 0 | 0 | 0 | 0 | 0 | 0 | 0 | 0 | 0 | 0 | 0 | 0 | 0 | 0 | 0 | 0 | 0 | 0 | 0 | 0 | 0 | 0 | 0 | 0 | 0 | 0 | 0 | 0 | 0 | 0 | 0 | 0 | 0 | 0 | 0 | 0 | 1 | 0 | 0 | 0 | 0 | 0 | 1 | 0 | 1 | 0 | 0 | 0 | 0 | 0 | 0 | 0 | 0 | 0 | 0 | 0 | 1 | 1 | 0 | 0 | 0 | 0 | 0 | 0 | 0 | 0 | 0 | 0 | 0 | 0 | 0 | 0 | 0 | 0 | 0 | 0 | 0 | 0 | 0 | 0 | 0 | 0 | 0 | 0 | 0 | 0 | 0 | 0 | 0 | 0 | 0 | 0 | 0 | 0 | 0 |  | 0 | 0 | 0 | 0 | 0 | 0 | 0 | 0 | 0 | 0 | 0 | 0 | 0 | 0 | 0 | 0 | 0 | 0 | 0 | 0 | 0 | 0 | 0 | 0 | 0 | 0 | 0 | 0 | 0 | 0 | 2 | 0 | 0 | 0 | 0 | 0 | -2006.68 | 431.687 | 919.2036 | Collinsville-Tesla 500 kV Line | Collinsville-Tesla 500 kV Line | Rio Oso-Lockeford 230kV line |  | 0 | 0 | 0 | 0 | 0 | 0 | 315.9685 | 643.7 | 919.2036 | Bellota-Weber 230kV line | Eight Mile-Tesla 230 kV line | Rio Oso-Lockeford 230kV line |  | 5 | 1 | YES | 2 | 1 | 1 | NO | 1
PG&E NGBA | Gold Hill | 230 | 0 | 0 | 0 | 0 | 0 | 0 | 0 | 0 | 0 | 0 | 0 | 0 | 0 | 0 | 0 | 0 | 0 | 0 | 0 | 0 | 0 | 0 | 0 | 0 | 0 | 0 | 0 | 0 | 0 | 0 | 0 | 0 | 0 | 0 | 0 | 0 | 0 | 0 | 0 | 1 | 0 | 0 | 0 | 0 | 0 | 1 | 1 | 1 | 0 | 0 | 0 | 0 | 0 | 0 | 0 | 0 | 0 | 0 | 0 | 1 | 1 | 0 | 0 | 0 | 0 | 0 | 0 | 0 | 0 | 0 | 0 | 0 | 0 | 0 | 0 | 0 | 0 | 0 | 0 | 0 | 0 | 0 | 0 | 0 | 0 | 0 | 0 | 0 | 0 | 0 | 0 | 0 | 0 | 0 | 0 | 0 | 0 | 0 |  | 0 | 0 | 0 | 0 | 0 | 0 | 0 | 0 | 0 | 0 | 0 | 0 | 0 | 0 | 0 | 0 | 0 | 0 | 0 | 0 | 0 | 0 | 0 | 0 | 0 | 0 | 0 | 0 | 0 | 0 | 2 | 0 | 0 | 0 | 0 | 0 | -2006.68 | 364.5 | 417.22 | Collinsville-Tesla 500 kV Line | Rio Oso-Brighton 230kV line | Rio Oso-Brighton 230kV line |  | 0 | 0 | 0 | 0 | 0 | 0 | 315.9685 | 364.5 | 417.22 | Bellota-Weber 230kV line | Rio Oso-Brighton 230kV line | Rio Oso-Brighton 230kV line |  | 5 | 1 | YES | 2 | 1 | 1 | NO | 1
SCE Northern | Goleta | 230 | 0 | 0 | 1 | 0 | 1 | 0 | 0 | 0 | 0 | 0 | 0 | 0 | 0 | 0 | 0 | 0 | 0 | 0 | 0 | 0 | 0 | 0 | 0 | 0 | 1 | 0 | 0 | 0 | 0 | 0 | 0 | 0 | 0 | 0 | 0 | 0 | 0 | 0 | 0 | 0 | 0 | 0 | 0 | 0 | 0 | 0 | 0 | 0 | 0 | 0 | 0 | 0 | 0 | 0 | 0 | 0 | 0 | 0 | 0 | 0 | 0 | 0 | 0 | 0 | 0 | 0 | 0 | 0 | 0 | 0 | 0 | 0 | 0 | 0 | 0 | 0 | 0 | 0 | 0 | 0 | 0 | 0 | 0 | 0 | 0 | 0 | 0 | 0 | 0 | 0 | 0 | 0 | 0 | 0 | 0 | 0 | 0 | 0 |  | 0 | 0 | 0 | 0 | 0 | 0 | 0 | 0 | 0 | 0 | 0 | 0 | 0 | 0 | 0 | 0 | 0 | 0 | 0 | 0 | 0 | 0 | 0 | 0 | 0 | 0 | 70 | 0 | 0 | 1 | 0 | 0 | 0 | 0 | 0 | 0 | 132.885 | 721.5 | 3106 | Lugo - Victorville area constraint | Moorpark-Pardee Constraint | Moorpark-Pardee Constraint |  | 0 | 0 | 0 | 0 | 0 | 0 | 132.885 | 721.5 | 3106 | Lugo - Victorville area constraint | Moorpark-Pardee Constraint | Moorpark-Pardee Constraint |  | 1 | 1 | NO | 1 | 1 | 1 | NO | 1
SCE Metro | Goodrich | 230 | 0 | 0 | 0 | 0 | 0 | 0 | 0 | 0 | 0 | 1 | 0 | 0 | 0 | 0 | 0 | 0 | 0 | 0 | 0 | 0 | 0 | 0 | 0 | 0 | 0 | 0 | 0 | 0 | 0 | 0 | 0 | 0 | 0 | 0 | 0 | 0 | 0 | 0 | 0 | 0 | 0 | 0 | 0 | 0 | 0 | 0 | 0 | 0 | 0 | 0 | 0 | 0 | 0 | 0 | 0 | 0 | 0 | 0 | 0 | 0 | 0 | 0 | 0 | 0 | 0 | 0 | 0 | 0 | 0 | 0 | 0 | 0 | 0 | 0 | 0 | 0 | 0 | 0 | 0 | 0 | 0 | 0 | 0 | 0 | 0 | 0 | 0 | 0 | 0 | 0 | 0 | 0 | 0 | 0 | 0 | 0 | 0 | 0 |  | 0 | 0 | 0 | 0 | 0 | 0 | 0 | 0 | 0 | 0 | 0 | 0 | 0 | 0 | 0 | 0 | 0 | 0 | 0 | 0 | 0 | 0 | 0 | 0 | 0 | 0 | 0 | 0 | 0 | 0 | 0 | 0 | 0 | 0 | 0 | 0 | 11157.1 | 12110.2 | 14980.0055 | SCE Metro Area Default Constraint | SCE Metro Area Default Constraint | SCE Metro Area Default Constraint |  | 0 | 0 | 0 | 0 | 0 | 0 | 11157.1 | 12110.2 | 14980.0055 | SCE Metro Area Default Constraint | SCE Metro Area Default Constraint | SCE Metro Area Default Constraint |  | 1 | 1 | NO | 1 | 1 | 1 | NO | 1
PG&E KERN | Goose Lake | 115 | 0 | 0 | 0 | 0 | 0 | 0 | 0 | 0 | 0 | 0 | 0 | 0 | 0 | 0 | 0 | 0 | 0 | 0 | 0 | 0 | 0 | 0 | 0 | 0 | 0 | 0 | 0 | 0 | 0 | 0 | 0 | 0 | 0 | 0 | 0 | 0 | 0 | 0 | 0 | 0 | 0 | 0 | 0 | 0 | 0 | 0 | 0 | 0 | 0 | 0 | 0 | 0 | 0 | 0 | 0 | 0 | 0 | 0 | 0 | 0 | 0 | 0 | 0 | 0 | 0 | 0 | 0 | 1 | 1 | 0 | 0 | 0 | 0 | 0 | 0 | 1 | 0 | 0 | 0 | 1 | 0 | 0 | 0 | 0 | 0 | 0 | 0 | 0 | 0 | 0 | 0 | 0 | 0 | 0 | 0 | 0 | 0 | 0 |  | 0 | 0 | 0 | 0 | 0 | 0 | 0 | 0 | 0 | 0 | 0 | 0 | 0 | 0 | 0 | 0 | 3 | 0 | 0 | 0 | 0 | 0 | 0 | 0 | 0 | 0 | 0 | 0 | 0 | 1 | 0 | 0 | 0 | 0 | 0 | 0 | 201 | 193.6 | 235.7988 | Semitropic-Midway 115kV Line | Semitropic-Midway 115kV Line | Semitropic-Midway 115kV Line |  | 0 | 0 | 0 | 0 | 0 | 0 | 201 | 193.6 | 235.7988 | Semitropic-Midway 115kV Line | Semitropic-Midway 115kV Line | Semitropic-Midway 115kV Line |  | 1 | 1 | NO | 1 | 1 | 1 | NO | 1
SCE Metro | Gould | 230 | 0 | 0 | 0 | 0 | 0 | 0 | 0 | 0 | 0 | 1 | 0 | 0 | 0 | 0 | 0 | 0 | 0 | 0 | 0 | 0 | 0 | 0 | 0 | 0 | 0 | 0 | 0 | 0 | 0 | 0 | 0 | 0 | 0 | 0 | 0 | 0 | 0 | 0 | 0 | 0 | 0 | 0 | 0 | 0 | 0 | 0 | 0 | 0 | 0 | 0 | 0 | 0 | 0 | 0 | 0 | 0 | 0 | 0 | 0 | 0 | 0 | 0 | 0 | 0 | 0 | 0 | 0 | 0 | 0 | 0 | 0 | 0 | 0 | 0 | 0 | 0 | 0 | 0 | 0 | 0 | 0 | 0 | 0 | 0 | 0 | 0 | 0 | 0 | 0 | 0 | 0 | 0 | 0 | 0 | 0 | 0 | 0 | 0 |  | 0 | 0 | 0 | 0 | 0 | 0 | 0 | 0 | 0 | 0 | 0 | 0 | 0 | 0 | 0 | 0 | 0 | 0 | 0 | 0 | 0 | 0 | 0 | 0 | 0 | 0 | 0 | 0 | 0 | 0 | 0 | 0 | 0 | 0 | 0 | 0 | 11157.1 | 12110.2 | 14980.0055 | SCE Metro Area Default Constraint | SCE Metro Area Default Constraint | SCE Metro Area Default Constraint |  | 0 | 0 | 0 | 0 | 0 | 0 | 11157.1 | 12110.2 | 14980.0055 | SCE Metro Area Default Constraint | SCE Metro Area Default Constraint | SCE Metro Area Default Constraint |  | 1 | 1 | NO | 1 | 1 | 1 | NO | 1
PG&E NGBA | Grand Island | 115 | 0 | 0 | 0 | 0 | 0 | 0 | 0 | 0 | 0 | 0 | 0 | 0 | 0 | 0 | 0 | 0 | 0 | 0 | 0 | 0 | 0 | 0 | 0 | 0 | 0 | 0 | 0 | 0 | 0 | 0 | 0 | 0 | 0 | 0 | 0 | 0 | 0 | 0 | 0 | 1 | 0 | 0 | 0 | 0 | 1 | 1 | 0 | 1 | 0 | 0 | 0 | 0 | 0 | 0 | 0 | 0 | 0 | 0 | 0 | 1 | 1 | 0 | 0 | 0 | 0 | 0 | 0 | 0 | 0 | 0 | 0 | 0 | 0 | 0 | 0 | 0 | 0 | 0 | 0 | 0 | 0 | 0 | 0 | 0 | 0 | 0 | 0 | 0 | 0 | 0 | 0 | 0 | 0 | 0 | 0 | 0 | 0 | 0 |  | 0 | 0 | 0 | 0 | 0 | 0 | 0 | 0 | 0 | 0 | 0 | 0 | 0 | 0 | 0 | 0 | 0 | 0 | 0 | 0 | 0 | 0 | 0 | 2.73 | 0 | 0 | 0 | 0 | 0 | 1 | 2 | 0 | 0 | 0 | 0 | 0 | -2006.68 | 31.5 | 81.4956 | Collinsville-Tesla 500 kV Line | Rocklin-Pleaseant grove 115kV line | Rocklin-Pleaseant grove 115kV line |  | 0 | 0 | 0 | 0 | 0 | 0 | 31.5 | 31.5 | 81.4956 | Rocklin-Pleaseant grove 115kV line | Rocklin-Pleaseant grove 115kV line | Rocklin-Pleaseant grove 115kV line |  | 5 | 1 | YES | 2 | 1 | 1 | NO | 1
SDGE | Granite | 69 | 0 | 0 | 0 | 0 | 0 | 0 | 0 | 0 | 0 | 0 | 0 | 0 | 0 | 0 | 0 | 0 | 0 | 0 | 0 | 0 | 0 | 0 | 0 | 0 | 0 | 0 | 0 | 1 | 0 | 0 | 1 | 0 | 1 | 0 | 0 | 0 | 0 | 0 | 0 | 0 | 0 | 0 | 0 | 0 | 0 | 0 | 0 | 0 | 0 | 0 | 0 | 0 | 0 | 0 | 0 | 0 | 0 | 0 | 0 | 0 | 0 | 0 | 0 | 0 | 0 | 0 | 0 | 0 | 0 | 0 | 0 | 0 | 0 | 0 | 0 | 0 | 0 | 0 | 0 | 0 | 0 | 0 | 0 | 0 | 0 | 0 | 0 | 0 | 0 | 0 | 0 | 0 | 0 | 0 | 0 | 0 | 0 | 2 |  | 0 | 0 | 0 | 0 | 0 | 0 | 0 | 0 | 0 | 0 | 0 | 0 | 0 | 0 | 0 | 0 | 0 | 0 | 0 | 0 | 0 | 0 | 0 | 0 | 0 | 0 | 4.5 | 0 | 0 | 1 | 0 | 0 | 0 | 0 | 0 | 0 | 326.46 | 366.23 | 484.8764 | El Cajon 69 kV constraint | El Cajon 69 kV constraint | El Cajon 69 kV constraint |  | 0 | 0 | 0 | 0 | 0 | 0 | 326.46 | 366.23 | 484.8764 | El Cajon 69 kV constraint | El Cajon 69 kV constraint | El Cajon 69 kV constraint |  | 1 | 1 | NO | 1 | 1 | 1 | NO | 1
PG&E GBA | Grant | 115 | 0 | 0 | 0 | 0 | 0 | 0 | 0 | 0 | 0 | 0 | 0 | 0 | 0 | 0 | 0 | 0 | 0 | 0 | 0 | 0 | 0 | 0 | 0 | 0 | 0 | 0 | 0 | 0 | 0 | 0 | 0 | 0 | 0 | 0 | 0 | 0 | 0 | 0 | 0 | 1 | 0 | 0 | 0 | 0 | 0 | 0 | 0 | 0 | 0 | 0 | 0 | 0 | 1 | 0 | 0 | 0 | 0 | 0 | 0 | 0 | 0 | 0 | 0 | 0 | 0 | 0 | 0 | 0 | 0 | 0 | 0 | 0 | 0 | 0 | 0 | 0 | 0 | 0 | 0 | 0 | 0 | 0 | 0 | 0 | 0 | 0 | 0 | 0 | 0 | 0 | 0 | 0 | 0 | 0 | 0 | 0 | 0 | 1 |  | 0 | 0 | 0 | 0 | 0 | 0 | 0 | 0 | 0 | 0 | 0 | 0 | 0 | 0 | 0 | 0 | 0 | 0 | 0 | 0 | 0 | 0 | 0 | 0 | 0 | 0 | 0 | 0 | 0 | 0 | 1 | 0 | 0 | 0 | 0 | 0 | -2006.68 | 431.687 | 4794.6338 | Collinsville-Tesla 500 kV Line | Collinsville-Tesla 500 kV Line | Collinsville-Tesla 500 kV Line |  | 0 | 0 | 0 | 0 | 0 | 0 | 2568.55 | 2761.05 | 4794.6338 | Sobrante-Moraga 230 kV line | Sobrante-Moraga 230 kV line | Collinsville-Tesla 500 kV Line |  | 5 | 1 | YES | 2 | 1 | 1 | NO | 1
PG&E GBA | Green Valley | 115 | 0 | 0 | 0 | 0 | 0 | 0 | 0 | 0 | 0 | 0 | 0 | 0 | 0 | 0 | 0 | 0 | 0 | 0 | 0 | 0 | 0 | 0 | 0 | 0 | 0 | 0 | 0 | 0 | 0 | 0 | 0 | 0 | 0 | 0 | 0 | 0 | 0 | 0 | 0 | 0 | 0 | 0 | 0 | 0 | 0 | 0 | 0 | 0 | 0 | 0 | 0 | 0 | 1 | 0 | 0 | 1 | 0 | 0 | 0 | 1 | 0 | 0 | 0 | 0 | 1 | 0 | 0 | 0 | 0 | 0 | 0 | 0 | 0 | 0 | 0 | 0 | 0 | 0 | 0 | 0 | 0 | 0 | 0 | 0 | 0 | 0 | 0 | 0 | 0 | 0 | 0 | 0 | 0 | 0 | 0 | 0 | 1 | 1 |  | 0 | 0 | 0 | 0 | 0 | 0 | 0 | 0 | 0 | 0 | 0 | 0 | 0 | 0 | 0 | 0 | 1.1 | 0 | 0 | 0 | 0 | 0 | 0 | 0 | 0 | 0 | 0 | 0 | 0 | 1 | 0 | 0 | 0 | 0 | 0 | 0 | 338.65 | 358.51 | 303.18 | Morganhill-Metcalf 115kV Line | Morganhill-Metcalf 115kV Line | Morganhill-Metcalf 115kV Line |  | 0 | 0 | 0 | 0 | 0 | 0 | 338.65 | 358.51 | 303.18 | Morganhill-Metcalf 115kV Line | Morganhill-Metcalf 115kV Line | Morganhill-Metcalf 115kV Line |  | 1 | 1 | NO | 1 | 1 | 1 | NO | 1
PG&E NGBA | Greenleaf 1 | 115 | 0 | 0 | 0 | 0 | 0 | 0 | 0 | 0 | 0 | 0 | 0 | 0 | 0 | 0 | 0 | 0 | 0 | 0 | 0 | 0 | 0 | 0 | 0 | 0 | 0 | 0 | 0 | 0 | 0 | 0 | 0 | 0 | 0 | 0 | 0 | 0 | 0 | 0 | 0 | 1 | 0 | 0 | 0 | 0 | 1 | 1 | 1 | 1 | 0 | 0 | 0 | 0 | 0 | 0 | 0 | 0 | 0 | 0 | 0 | 1 | 1 | 0 | 0 | 0 | 0 | 0 | 0 | 0 | 0 | 0 | 0 | 0 | 0 | 0 | 0 | 0 | 0 | 0 | 0 | 0 | 0 | 0 | 0 | 0 | 0 | 0 | 0 | 0 | 0 | 0 | 0 | 0 | 0 | 0 | 0 | 0 | 0 | 0 |  | 0 | 0 | 0 | 0 | 0 | 0 | 0 | 0 | 0 | 0 | 0 | 0 | 0 | 0 | 0 | 0 | 0 | 0 | 0 | 0 | 0 | 0 | 0 | 0 | 0 | 0 | 0 | 0 | 0 | 0 | 2 | 0 | 0 | 0 | 0 | 0 | -2006.68 | 31.5 | 81.4956 | Collinsville-Tesla 500 kV Line | Rocklin-Pleaseant grove 115kV line | Rocklin-Pleaseant grove 115kV line |  | 0 | 0 | 0 | 0 | 0 | 0 | 31.5 | 31.5 | 81.4956 | Rocklin-Pleaseant grove 115kV line | Rocklin-Pleaseant grove 115kV line | Rocklin-Pleaseant grove 115kV line |  | 5 | 1 | YES | 2 | 1 | 1 | NO | 1
PG&E FRESNO | Gregg | 230 | 0 | 0 | 0 | 0 | 0 | 0 | 0 | 0 | 0 | 0 | 0 | 0 | 0 | 0 | 0 | 0 | 0 | 0 | 0 | 0 | 0 | 0 | 0 | 0 | 0 | 0 | 0 | 0 | 0 | 0 | 0 | 0 | 0 | 0 | 0 | 0 | 0 | 0 | 0 | 0 | 0 | 0 | 0 | 0 | 0 | 1 | 0 | 0 | 0 | 0 | 0 | 0 | 0 | 0 | 0 | 0 | 0 | 0 | 0 | 0 | 0 | 0 | 0 | 0 | 0 | 0 | 0 | 0 | 0 | 0 | 0 | 0 | 0 | 0 | 0 | 0 | 0 | 0 | 1 | 1 | 0 | 1 | 1 | 1 | 0 | 1 | 0 | 1 | 1 | 1 | 0 | 0 | 0 | 0 | 0 | 0 | 0 | 1 |  | 0 | 0 | 0 | 0 | 0 | 0 | 0 | 0 | 0 | 0 | 0 | 0 | 0 | 0 | 0 | 0 | 0 | 0 | 0 | 0 | 0 | 0 | 0 | 0 | 0 | 0 | 0 | 0 | 140 | 1 | 3 | 0 | 2 | 0 | 0 | 0 | -731.8 | -280.9 | 211.1426 | Borden-Storey #1 230kV line | Borden-Storey #1 230kV line | Chowchilla-Le grand 115kV Line |  | 0 | 0 | 0 | 0 | 0 | 0 | 315.9685 | 966.1 | 757.1426 | Bellota-Weber 230kV line | Borden-Storey #1 230kV line | Chowchilla-Le grand 115kV Line |  | 5 | 1 | YES | 2 | 1 | 1 | NO | 1
PG&E FRESNO | Grimmway-Malaga | 115 | 0 | 0 | 0 | 0 | 0 | 0 | 0 | 0 | 0 | 0 | 0 | 0 | 0 | 0 | 0 | 0 | 0 | 0 | 0 | 0 | 0 | 0 | 0 | 0 | 0 | 0 | 0 | 0 | 0 | 0 | 0 | 0 | 0 | 0 | 0 | 0 | 0 | 0 | 0 | 0 | 0 | 0 | 0 | 0 | 0 | 1 | 0 | 0 | 0 | 0 | 0 | 0 | 0 | 0 | 0 | 0 | 0 | 0 | 0 | 0 | 0 | 0 | 0 | 0 | 0 | 0 | 0 | 0 | 0 | 0 | 0 | 0 | 0 | 0 | 0 | 0 | 0 | 0 | 1 | 1 | 0 | 1 | 0 | 0 | 0 | 1 | 0 | 0 | 0 | 1 | 0 | 0 | 0 | 0 | 0 | 0 | 0 | 1 |  | 0 | 0 | 0 | 0 | 0 | 0 | 0 | 0 | 0 | 0 | 0 | 0 | 0 | 0 | 0 | 0 | 0 | 0 | 0 | 0 | 0 | 0 | 0 | 0 | 0 | 0 | 0 | 0 | 0 | 0 | 2 | 0 | 1 | 0 | 0 | 0 | -731.8 | -280.9 | 911.0526 | Borden-Storey #1 230kV line | Borden-Storey #1 230kV line | Borden-Storey #1 230kV line |  | 0 | 0 | 0 | 0 | 0 | 0 | 315.9685 | 966.1 | 2302.2502 | Bellota-Weber 230kV line | Borden-Storey #1 230kV line | Gates 500/230kV TB #12 |  | 5 | 1 | YES | 2 | 1 | 1 | NO | 1
PG&E NGBA | Grizzly | 230 | 0 | 0 | 0 | 0 | 0 | 0 | 0 | 0 | 0 | 0 | 0 | 0 | 0 | 0 | 0 | 0 | 0 | 0 | 0 | 0 | 0 | 0 | 0 | 0 | 0 | 0 | 0 | 0 | 0 | 0 | 0 | 0 | 0 | 0 | 0 | 0 | 0 | 0 | 0 | 1 | 1 | 0 | 1 | 0 | 1 | 1 | 1 | 1 | 0 | 0 | 0 | 0 | 0 | 0 | 0 | 0 | 0 | 0 | 0 | 1 | 1 | 0 | 0 | 0 | 0 | 0 | 0 | 0 | 0 | 0 | 0 | 0 | 0 | 0 | 0 | 0 | 0 | 0 | 0 | 0 | 0 | 0 | 0 | 0 | 0 | 0 | 0 | 0 | 0 | 0 | 0 | 0 | 0 | 0 | 0 | 0 | 0 | 0 |  | 0 | 0 | 0 | 0 | 0 | 0 | 0 | 0 | 0 | 0 | 0 | 0 | 0 | 0 | 0 | 0 | 0 | 0 | 0 | 0 | 0 | 0 | 0 | 0 | 0 | 0 | 0 | 0 | 0 | 0 | 2 | 0 | 0 | 0 | 0 | 0 | -2006.68 | 31.5 | 32.84 | Collinsville-Tesla 500 kV Line | Rocklin-Pleaseant grove 115kV line | Woodland- Davis 115kV line |  | 0 | 0 | 0 | 0 | 0 | 0 | 31.5 | 31.5 | 32.84 | Rocklin-Pleaseant grove 115kV line | Rocklin-Pleaseant grove 115kV line | Woodland- Davis 115kV line |  | 5 | 1 | YES | 2 | 1 | 1 | NO | 1
PG&E FRESNO | Guernsey | 70 | 0 | 0 | 0 | 0 | 0 | 0 | 0 | 0 | 0 | 0 | 0 | 0 | 0 | 0 | 0 | 0 | 0 | 0 | 0 | 0 | 0 | 0 | 0 | 0 | 0 | 0 | 0 | 0 | 0 | 0 | 0 | 0 | 0 | 0 | 0 | 0 | 0 | 0 | 0 | 0 | 0 | 0 | 0 | 0 | 0 | 1 | 0 | 0 | 0 | 0 | 0 | 0 | 0 | 0 | 0 | 0 | 0 | 0 | 0 | 0 | 0 | 0 | 0 | 0 | 0 | 0 | 0 | 0 | 0 | 0 | 0 | 0 | 0 | 0 | 0 | 0 | 0 | 0 | 1 | 1 | 0 | 1 | 0 | 0 | 0 | 1 | 0 | 0 | 0 | 1 | 0 | 0 | 0 | 0 | 1 | 0 | 0 | 1 |  | 0 | 0 | 0 | 0 | 0 | 0 | 0 | 0 | 0 | 0 | 0 | 0 | 0 | 0 | 0 | 0 | 0 | 0 | 0 | 0 | 0 | 0 | 0 | 7.5 | 0 | 0 | 0 | 0 | 0 | 1 | 3 | 0 | 1 | 0 | 0 | 1 | -731.8 | -280.9 | -929.2519 | Borden-Storey #1 230kV line | Borden-Storey #1 230kV line | Mustang-Henrietta 230 kV line |  | 0 | 0 | 0 | 0 | 0 | 0 | 315.9685 | 966.1 | 1549.7481 | Bellota-Weber 230kV line | Borden-Storey #1 230kV line | Mustang-Henrietta 230 kV line |  | 5 | 1 | YES | 2 | 4 | 1 | YES | 2
PG&E FRESNO | GWF Hanford | 115 | 0 | 0 | 0 | 0 | 0 | 0 | 0 | 0 | 0 | 0 | 0 | 0 | 0 | 0 | 0 | 0 | 0 | 0 | 0 | 0 | 0 | 0 | 0 | 0 | 0 | 0 | 0 | 0 | 0 | 0 | 0 | 0 | 0 | 0 | 0 | 0 | 0 | 0 | 0 | 0 | 0 | 0 | 0 | 0 | 0 | 1 | 0 | 0 | 0 | 0 | 0 | 0 | 0 | 0 | 0 | 0 | 0 | 0 | 0 | 0 | 0 | 0 | 0 | 0 | 0 | 0 | 0 | 0 | 0 | 0 | 0 | 0 | 0 | 0 | 0 | 0 | 0 | 0 | 1 | 1 | 0 | 1 | 0 | 1 | 0 | 1 | 0 | 0 | 0 | 1 | 0 | 0 | 0 | 0 | 0 | 0 | 0 | 1 |  | 0 | 0 | 0 | 0 | 0 | 0 | 0 | 0 | 0 | 0 | 0 | -99.4 | 0 | 0 | 1 | 0 | 0 | 0 | 0 | 0 | 0 | 0 | 0 | 0 | 0 | 0 | 32 | 0 | 0 | 1 | 3 | 0 | 2 | 0 | 0 | 0 | -731.8 | -280.9 | 211.1426 | Borden-Storey #1 230kV line | Borden-Storey #1 230kV line | Chowchilla-Le grand 115kV Line |  | 0 | 0 | 0 | 0 | 0 | 0 | 315.9685 | 966.1 | 757.1426 | Bellota-Weber 230kV line | Borden-Storey #1 230kV line | Chowchilla-Le grand 115kV Line |  | 5 | 1 | YES | 2 | 1 | 1 | NO | 1
PG&E FRESNO | Haas | 230 | 0 | 0 | 0 | 0 | 0 | 0 | 0 | 0 | 0 | 0 | 0 | 0 | 0 | 0 | 0 | 0 | 0 | 0 | 0 | 0 | 0 | 0 | 0 | 0 | 0 | 0 | 0 | 0 | 0 | 0 | 0 | 0 | 0 | 0 | 0 | 0 | 0 | 0 | 0 | 0 | 0 | 0 | 0 | 0 | 0 | 1 | 0 | 0 | 0 | 0 | 0 | 0 | 0 | 0 | 0 | 0 | 0 | 0 | 0 | 0 | 0 | 0 | 0 | 0 | 0 | 0 | 0 | 0 | 0 | 0 | 0 | 0 | 0 | 0 | 0 | 0 | 0 | 0 | 1 | 1 | 0 | 1 | 0 | 0 | 0 | 1 | 0 | 0 | 0 | 1 | 0 | 0 | 0 | 0 | 0 | 0 | 0 | 1 |  | 0 | 0 | 0 | 0 | 0 | 0 | 0 | 0 | 0 | 0 | 0 | 0 | 0 | 0 | 0 | 0 | 0 | 0 | 0 | 0 | 0 | 0 | 0 | 0 | 0 | 0 | 0 | 0 | 0 | 0 | 2 | 0 | 1 | 0 | 0 | 0 | -731.8 | -280.9 | 911.0526 | Borden-Storey #1 230kV line | Borden-Storey #1 230kV line | Borden-Storey #1 230kV line |  | 0 | 0 | 0 | 0 | 0 | 0 | 315.9685 | 966.1 | 2302.2502 | Bellota-Weber 230kV line | Borden-Storey #1 230kV line | Gates 500/230kV TB #12 |  | 5 | 1 | YES | 2 | 1 | 1 | NO | 1
PG&E FRESNO | Hammonds | 115 | 0 | 0 | 0 | 0 | 0 | 0 | 0 | 0 | 0 | 0 | 0 | 0 | 0 | 0 | 0 | 0 | 0 | 0 | 0 | 0 | 0 | 0 | 0 | 0 | 0 | 0 | 0 | 0 | 0 | 0 | 0 | 0 | 0 | 0 | 0 | 0 | 0 | 0 | 0 | 0 | 0 | 0 | 0 | 0 | 0 | 0 | 0 | 0 | 0 | 0 | 0 | 0 | 0 | 0 | 0 | 0 | 0 | 0 | 0 | 0 | 0 | 0 | 0 | 0 | 0 | 0 | 0 | 0 | 0 | 0 | 0 | 0 | 0 | 0 | 0 | 0 | 0 | 0 | 0 | 1 | 0 | 0 | 0 | 0 | 0 | 1 | 0 | 1 | 0 | 0 | 0 | 0 | 1 | 0 | 0 | 0 | 0 | 1 |  | 0 | 0 | 0 | 0 | 0 | 0 | 0 | 0 | 0 | 0 | 0 | 0 | 0 | 0 | 0 | 0 | 0 | 0 | 0 | 0 | 0 | 0 | 0 | 0 | 0 | 0 | 0 | 0 | 0 | 0 | 0 | 0 | 0 | 0 | 0 | 0 | 396.6 | 468.1 | 245.4626 | Oro Loma-El Nido 115kV Line | Oro Loma-El Nido 115kV Line | Oro Loma-El Nido 115kV Line |  | 0 | 0 | 0 | 0 | 0 | 0 | 396.6 | 468.1 | 245.4626 | Oro Loma-El Nido 115kV Line | Oro Loma-El Nido 115kV Line | Oro Loma-El Nido 115kV Line |  | 1 | 1 | NO | 1 | 1 | 1 | NO | 1
SCE Metro | HarborGen | 230 | 0 | 0 | 0 | 0 | 0 | 0 | 0 | 0 | 0 | 1 | 0 | 0 | 0 | 0 | 0 | 0 | 0 | 0 | 0 | 0 | 0 | 0 | 0 | 0 | 0 | 0 | 0 | 0 | 0 | 0 | 0 | 0 | 0 | 0 | 0 | 0 | 0 | 0 | 0 | 0 | 0 | 0 | 0 | 0 | 0 | 0 | 0 | 0 | 0 | 0 | 0 | 0 | 0 | 0 | 0 | 0 | 0 | 0 | 0 | 0 | 0 | 0 | 0 | 0 | 0 | 0 | 0 | 0 | 0 | 0 | 0 | 0 | 0 | 0 | 0 | 0 | 0 | 0 | 0 | 0 | 0 | 0 | 0 | 0 | 0 | 0 | 0 | 0 | 0 | 0 | 0 | 0 | 0 | 0 | 0 | 0 | 0 | 0 |  | 0 | 0 | 0 | 0 | 0 | 0 | 0 | 0 | 0 | 0 | 0 | 0 | 0 | 0 | 0 | 0 | 0 | 0 | 0 | 0 | 0 | 0 | 0 | 0 | 0 | 0 | 0 | 0 | 0 | 0 | 0 | 0 | 0 | 0 | 0 | 0 | 11157.1 | 12110.2 | 14980.0055 | SCE Metro Area Default Constraint | SCE Metro Area Default Constraint | SCE Metro Area Default Constraint |  | 0 | 0 | 0 | 0 | 0 | 0 | 11157.1 | 12110.2 | 14980.0055 | SCE Metro Area Default Constraint | SCE Metro Area Default Constraint | SCE Metro Area Default Constraint |  | 1 | 1 | NO | 1 | 1 | 1 | NO | 1
PG&E NGBA | Harris | 60 | 0 | 0 | 0 | 0 | 0 | 0 | 0 | 0 | 0 | 0 | 0 | 0 | 0 | 0 | 0 | 0 | 0 | 0 | 0 | 0 | 0 | 0 | 0 | 0 | 0 | 0 | 0 | 0 | 0 | 0 | 0 | 0 | 0 | 0 | 0 | 0 | 0 | 0 | 0 | 1 | 0 | 0 | 0 | 0 | 0 | 0 | 0 | 0 | 0 | 0 | 0 | 0 | 0 | 0 | 0 | 0 | 0 | 0 | 0 | 0 | 0 | 0 | 0 | 0 | 0 | 0 | 0 | 0 | 0 | 0 | 0 | 0 | 0 | 0 | 0 | 0 | 0 | 0 | 0 | 0 | 0 | 0 | 0 | 0 | 0 | 0 | 0 | 0 | 0 | 0 | 0 | 0 | 0 | 0 | 0 | 0 | 0 | 0 |  | 0 | 0 | 0 | 0 | 0 | 0 | 0 | 0 | 0 | 0 | 0 | 0 | 0 | 0 | 0 | 0 | 0 | 0 | 0 | 0 | 0 | 0 | 0 | 0 | 0 | 0 | 0 | 0 | 0 | 0 | 1 | 0 | 0 | 0 | 0 | 0 | -2006.68 | 431.687 | 4794.6338 | Collinsville-Tesla 500 kV Line | Collinsville-Tesla 500 kV Line | Collinsville-Tesla 500 kV Line |  | 0 | 0 | 0 | 0 | 0 | 0 | 6638.32 | 9076.687 | 4794.6338 | Collinsville-Tesla 500 kV Line | Collinsville-Tesla 500 kV Line | Collinsville-Tesla 500 kV Line |  | 5 | 1 | YES | 2 | 1 | 1 | NO | 1
EOP | Harry Allen | 500 | 0 | 0 | 0 | 0 | 0 | 0 | 0 | 0 | 0 | 0 | 0 | 0 | 0 | 0 | 0 | 0 | 0 | 0 | 0 | 0 | 0 | 0 | 0 | 1 | 1 | 0 | 0 | 0 | 0 | 0 | 0 | 0 | 0 | 0 | 0 | 0 | 0 | 0 | 0 | 0 | 0 | 0 | 0 | 0 | 0 | 0 | 0 | 0 | 0 | 0 | 0 | 0 | 0 | 0 | 0 | 0 | 0 | 0 | 0 | 0 | 0 | 0 | 0 | 0 | 0 | 0 | 0 | 0 | 0 | 0 | 0 | 0 | 0 | 0 | 0 | 0 | 0 | 0 | 0 | 0 | 0 | 0 | 0 | 0 | 0 | 0 | 0 | 0 | 0 | 0 | 0 | 0 | 0 | 0 | 0 | 0 | 0 | 1 |  | 0 | 0 | 0 | 0 | 0 | 0 | 0 | 0 | 0 | 0 | 0 | 0 | 0 | 0 | 0 | 100 | 0 | 0 | 0 | 1060 | 0 | 0 | 0 | 0 | 0 | 0 | 0 | 0 | 0 | 1 | 0 | 0 | 0 | 0 | 0 | 0 | 132.885 | 1655.59 | 2398.8 | Lugo - Victorville area constraint | Sloan Canyon - Eldorado 500 kV constraint | Sloan Canyon - Eldorado 500 kV constraint |  | 0 | 0 | 0 | 0 | 0 | 0 | 132.885 | 1655.59 | 2398.8 | Lugo - Victorville area constraint | Sloan Canyon - Eldorado 500 kV constraint | Sloan Canyon - Eldorado 500 kV constraint |  | 1 | 1 | NO | 1 | 1 | 1 | NO | 1
PG&E NGBA | Hartley | 60 | 0 | 0 | 0 | 0 | 0 | 0 | 0 | 0 | 0 | 0 | 0 | 0 | 0 | 0 | 0 | 0 | 0 | 0 | 0 | 0 | 0 | 0 | 0 | 0 | 0 | 0 | 0 | 0 | 0 | 0 | 0 | 0 | 0 | 0 | 0 | 0 | 0 | 0 | 0 | 1 | 0 | 0 | 0 | 0 | 0 | 0 | 0 | 0 | 0 | 0 | 0 | 0 | 1 | 0 | 0 | 0 | 0 | 0 | 0 | 0 | 0 | 0 | 0 | 0 | 0 | 0 | 1 | 0 | 0 | 0 | 0 | 0 | 0 | 0 | 0 | 0 | 0 | 0 | 0 | 0 | 0 | 0 | 0 | 0 | 0 | 0 | 0 | 0 | 0 | 0 | 0 | 0 | 0 | 0 | 0 | 0 | 0 | 1 |  | 0 | 0 | 0 | 0 | 0 | 0 | 0 | 0 | 0 | 0 | 0 | 0 | 0 | 0 | 0 | 0 | 0 | 0 | 0 | 0 | 0 | 0 | 0 | 0 | 0 | 0 | 0 | 0 | 0 | 0 | 2 | 0 | 0 | 0 | 0 | 0 | -2006.68 | 96.788 | 1147.998 | Collinsville-Tesla 500 kV Line | Birds Landing-Contra Costa 230kV Line | Birds Landing-Contra Costa 230kV Line |  | 0 | 0 | 0 | 0 | 0 | 0 | 1531.9 | 1862.788 | 1147.998 | Birds Landing-Contra Costa 230kV Line | Birds Landing-Contra Costa 230kV Line | Birds Landing-Contra Costa 230kV Line |  | 5 | 1 | YES | 2 | 1 | 1 | NO | 1
SCE NOL | Harvard | 115 | 0 | 0 | 0 | 0 | 0 | 0 | 0 | 0 | 0 | 0 | 0 | 1 | 1 | 1 | 0 | 0 | 0 | 0 | 0 | 0 | 0 | 0 | 0 | 0 | 0 | 0 | 0 | 0 | 0 | 0 | 0 | 0 | 0 | 0 | 0 | 0 | 0 | 0 | 0 | 0 | 0 | 0 | 0 | 0 | 0 | 0 | 0 | 0 | 0 | 0 | 0 | 0 | 0 | 0 | 0 | 0 | 0 | 0 | 0 | 0 | 0 | 0 | 0 | 0 | 0 | 0 | 0 | 0 | 0 | 0 | 0 | 0 | 0 | 0 | 0 | 0 | 0 | 0 | 0 | 0 | 0 | 0 | 0 | 0 | 0 | 0 | 0 | 0 | 0 | 0 | 0 | 0 | 0 | 0 | 0 | 0 | 0 | 3 |  | 0 | 0 | 0 | 0 | 0 | 0 | 0 | 0 | 0 | 0 | 0 | 0 | 0 | 0 | 0 | 0 | 0 | 0 | 0 | 0 | 0 | 0 | 0 | 0 | 0 | 0 | 0 | 0 | 0 | 0 | 0 | 2 | 0 | 0 | 0 | 0 | -83.1 | 8.05 | 1104.2638 | South of Kramer Area Constraint | South of Kramer Area Constraint | South of Kramer Area Constraint |  | 0 | 2 | 0 | 0 | 0 | 0 | -83.1 | 8.05 | 1104.2638 | South of Kramer Area Constraint | South of Kramer Area Constraint | South of Kramer Area Constraint |  | 3 | 3 | NO | 3 | 1 | 1 | NO | 1
SDGE | Hassayampa | 500 | 0 | 0 | 0 | 0 | 0 | 0 | 0 | 0 | 0 | 0 | 0 | 0 | 0 | 0 | 0 | 0 | 0 | 1 | 0 | 0 | 0 | 0 | 0 | 0 | 1 | 0 | 0 | 0 | 0 | 0 | 0 | 1 | 0 | 0 | 0 | 0 | 0 | 0 | 0 | 0 | 0 | 0 | 0 | 0 | 0 | 0 | 0 | 0 | 0 | 0 | 0 | 0 | 0 | 0 | 0 | 0 | 0 | 0 | 0 | 0 | 0 | 0 | 0 | 0 | 0 | 0 | 0 | 0 | 0 | 0 | 0 | 0 | 0 | 0 | 0 | 0 | 0 | 0 | 0 | 0 | 0 | 0 | 0 | 0 | 0 | 0 | 0 | 0 | 0 | 0 | 0 | 0 | 0 | 0 | 0 | 0 | 0 | 2 |  | 0 | 0 | 0 | 0 | 0 | 0 | 0 | 0 | 0 | 0 | 0 | 0 | 0 | 0 | 0 | 0 | 0 | 0 | 0 | 0 | 0 | 0 | 0 | 0 | 172 | 160 | 95 | 0 | 0 | 1 | 0 | 0 | 0 | 0 | 0 | 0 | 132.885 | 2659.905 | 5276.605 | Lugo - Victorville area constraint | East of Miguel constraint | East of Miguel constraint |  | 0 | 0 | 0 | 0 | 0 | 0 | 132.885 | 2659.905 | 5276.605 | Lugo - Victorville area constraint | East of Miguel constraint | East of Miguel constraint |  | 1 | 1 | NO | 1 | 1 | 1 | NO | 1
PG&E FRESNO | Helm | 230 | 0 | 0 | 0 | 0 | 0 | 0 | 0 | 0 | 0 | 0 | 0 | 0 | 0 | 0 | 0 | 0 | 0 | 0 | 0 | 0 | 0 | 0 | 0 | 0 | 0 | 0 | 0 | 0 | 0 | 0 | 0 | 0 | 0 | 0 | 0 | 0 | 0 | 0 | 0 | 0 | 0 | 0 | 0 | 0 | 0 | 1 | 0 | 0 | 0 | 0 | 0 | 0 | 0 | 0 | 0 | 0 | 0 | 0 | 0 | 0 | 0 | 0 | 0 | 0 | 0 | 0 | 0 | 0 | 0 | 0 | 0 | 0 | 0 | 0 | 0 | 0 | 0 | 0 | 1 | 1 | 0 | 1 | 0 | 0 | 0 | 1 | 0 | 0 | 0 | 1 | 0 | 0 | 0 | 0 | 0 | 0 | 0 | 1 |  | 0 | 0 | 0 | 0 | 0 | 0 | 0 | 0 | 0 | 0 | 0 | 0 | 0 | 0 | 0 | 0 | 0 | 0 | 0 | 0 | 0 | 0 | 0 | 0 | 0 | 0 | 0 | 0 | 0 | 0 | 2 | 0 | 1 | 0 | 0 | 0 | -731.8 | -280.9 | 911.0526 | Borden-Storey #1 230kV line | Borden-Storey #1 230kV line | Borden-Storey #1 230kV line |  | 0 | 0 | 0 | 0 | 0 | 0 | 315.9685 | 966.1 | 2302.2502 | Bellota-Weber 230kV line | Borden-Storey #1 230kV line | Gates 500/230kV TB #12 |  | 5 | 1 | YES | 2 | 1 | 1 | NO | 1
PG&E FRESNO | Helm | 70 | 0 | 0 | 0 | 0 | 0 | 0 | 0 | 0 | 0 | 0 | 0 | 0 | 0 | 0 | 0 | 0 | 0 | 0 | 0 | 0 | 0 | 0 | 0 | 0 | 0 | 0 | 0 | 0 | 0 | 0 | 0 | 0 | 0 | 0 | 0 | 0 | 0 | 0 | 0 | 0 | 0 | 0 | 0 | 0 | 0 | 0 | 0 | 0 | 0 | 0 | 0 | 0 | 0 | 0 | 0 | 0 | 0 | 0 | 0 | 0 | 0 | 0 | 0 | 0 | 0 | 0 | 0 | 0 | 0 | 0 | 0 | 0 | 0 | 0 | 0 | 0 | 0 | 0 | 0 | 1 | 0 | 1 | 0 | 0 | 0 | 1 | 0 | 0 | 0 | 0 | 0 | 1 | 0 | 0 | 0 | 0 | 0 | 1 |  | 0 | 0 | 0 | 0 | 0 | 0 | 0 | 0 | 0 | 0 | 0 | 0 | 0 | 0 | 0 | 0 | 0 | 0 | 0 | 0 | 0 | 0 | 0 | 0 | 0 | 0 | 0 | 0 | 0 | 0 | 0 | 0 | 0 | 0 | 0 | 0 | 3 | 20.5 | 135.35 | Helm 230/70kV TB #1 | Helm 230/70kV TB #1 | Helm 230/70kV TB #1 |  | 0 | 0 | 0 | 0 | 0 | 0 | 3 | 20.5 | 135.35 | Helm 230/70kV TB #1 | Helm 230/70kV TB #1 | Helm 230/70kV TB #1 |  | 1 | 1 | NO | 1 | 1 | 1 | NO | 1
PG&E FRESNO | Henrietta | 115 | 0 | 0 | 0 | 0 | 0 | 0 | 0 | 0 | 0 | 0 | 0 | 0 | 0 | 0 | 0 | 0 | 0 | 0 | 0 | 0 | 0 | 0 | 0 | 0 | 0 | 0 | 0 | 0 | 0 | 0 | 0 | 0 | 0 | 0 | 0 | 0 | 0 | 0 | 0 | 0 | 0 | 0 | 0 | 0 | 0 | 0 | 0 | 0 | 0 | 0 | 0 | 0 | 0 | 0 | 0 | 0 | 0 | 0 | 0 | 0 | 0 | 0 | 0 | 0 | 0 | 0 | 0 | 0 | 1 | 0 | 0 | 0 | 0 | 0 | 0 | 0 | 0 | 0 | 0 | 1 | 0 | 1 | 0 | 0 | 0 | 1 | 0 | 0 | 0 | 0 | 0 | 0 | 0 | 0 | 0 | 0 | 0 | 1 |  | 0 | 0 | 0 | 0 | 0 | 0 | 0 | 0 | 0 | 0 | 0 | 0 | 0 | 0 | 0 | 0 | 0 | 0 | 0 | 0 | 0 | 0 | 0 | 0 | 0 | 0 | 0 | 0 | 0 | 0 | 0 | 0 | 0 | 0 | 0 | 0 | 1141.1 | 1393.66 | 940.1193 | Tranquility-Helm 230kV Line | Gates-Arco 230 kV Line | Gates-Arco 230 kV Line |  | 0 | 0 | 0 | 0 | 0 | 0 | 1141.1 | 1393.66 | 940.1193 | Tranquility-Helm 230kV Line | Gates-Arco 230 kV Line | Gates-Arco 230 kV Line |  | 1 | 1 | NO | 1 | 1 | 1 | NO | 1
PG&E FRESNO | Henrietta | 230 | 0 | 0 | 0 | 0 | 0 | 0 | 0 | 0 | 0 | 0 | 0 | 0 | 0 | 0 | 0 | 0 | 0 | 0 | 0 | 0 | 0 | 0 | 0 | 0 | 0 | 0 | 0 | 0 | 0 | 0 | 0 | 0 | 0 | 0 | 0 | 0 | 0 | 0 | 0 | 0 | 0 | 0 | 0 | 0 | 0 | 0 | 0 | 0 | 0 | 0 | 0 | 0 | 0 | 0 | 0 | 0 | 0 | 0 | 0 | 0 | 0 | 0 | 0 | 0 | 0 | 0 | 0 | 0 | 1 | 0 | 0 | 0 | 0 | 0 | 0 | 0 | 0 | 0 | 0 | 1 | 0 | 1 | 0 | 0 | 0 | 0 | 0 | 0 | 0 | 0 | 0 | 0 | 0 | 0 | 0 | 0 | 0 | 0 |  | 0 | 0 | 0 | 0 | 0 | 0 | 0 | 0 | 0 | 0 | 0 | 0 | 0 | 0 | 0 | 0 | 0 | 0 | 0 | 0 | 0 | 0 | 0 | 0 | 0 | 0 | 0 | 0 | 0 | 0 | 0 | 0 | 0 | 0 | 0 | 0 | 1141.1 | 1393.66 | 940.1193 | Tranquility-Helm 230kV Line | Gates-Arco 230 kV Line | Gates-Arco 230 kV Line |  | 0 | 0 | 0 | 0 | 0 | 0 | 1141.1 | 1393.66 | 940.1193 | Tranquility-Helm 230kV Line | Gates-Arco 230 kV Line | Gates-Arco 230 kV Line |  | 1 | 1 | NO | 1 | 1 | 1 | NO | 1
PG&E FRESNO | Henrietta | 70 | 0 | 0 | 0 | 0 | 0 | 0 | 0 | 0 | 0 | 0 | 0 | 0 | 0 | 0 | 0 | 0 | 0 | 0 | 0 | 0 | 0 | 0 | 0 | 0 | 0 | 0 | 0 | 0 | 0 | 0 | 0 | 0 | 0 | 0 | 0 | 0 | 0 | 0 | 0 | 0 | 0 | 0 | 0 | 0 | 0 | 1 | 0 | 0 | 0 | 0 | 0 | 0 | 0 | 0 | 0 | 0 | 0 | 0 | 0 | 0 | 0 | 0 | 0 | 0 | 0 | 0 | 0 | 0 | 0 | 0 | 0 | 0 | 0 | 0 | 0 | 0 | 0 | 0 | 1 | 0 | 0 | 1 | 0 | 0 | 0 | 1 | 0 | 0 | 0 | 1 | 0 | 0 | 0 | 0 | 1 | 0 | 0 | 1 |  | 0 | 0 | 0 | 0 | 0 | 0 | 0 | 0 | 0 | 0 | 0 | -99.4 | 0 | 0 | 1 | 0 | 0 | 0 | 0 | 0 | 0 | 0 | 0 | 3 | 0 | 0 | 73.8 | 0 | 0 | 1 | 3 | 0 | 1 | 0 | 0 | 1 | -731.8 | -280.9 | -929.2519 | Borden-Storey #1 230kV line | Borden-Storey #1 230kV line | Mustang-Henrietta 230 kV line |  | 0 | 0 | 0 | 0 | 0 | 0 | 315.9685 | 966.1 | 1549.7481 | Bellota-Weber 230kV line | Borden-Storey #1 230kV line | Mustang-Henrietta 230 kV line |  | 5 | 1 | YES | 2 | 4 | 1 | YES | 2
PG&E FRESNO | Herndon | 115 | 0 | 0 | 0 | 0 | 0 | 0 | 0 | 0 | 0 | 0 | 0 | 0 | 0 | 0 | 0 | 0 | 0 | 0 | 0 | 0 | 0 | 0 | 0 | 0 | 0 | 0 | 0 | 0 | 0 | 0 | 0 | 0 | 0 | 0 | 0 | 0 | 0 | 0 | 0 | 0 | 0 | 0 | 0 | 0 | 0 | 0 | 0 | 0 | 0 | 0 | 0 | 0 | 0 | 0 | 0 | 0 | 0 | 0 | 0 | 0 | 0 | 0 | 0 | 0 | 0 | 0 | 0 | 0 | 0 | 0 | 0 | 0 | 0 | 0 | 0 | 0 | 0 | 0 | 0 | 1 | 0 | 1 | 1 | 1 | 0 | 1 | 0 | 1 | 0 | 0 | 0 | 0 | 1 | 0 | 0 | 0 | 0 | 1 |  | 0 | 0 | 0 | 0 | 0 | 0 | 0 | 0 | 0 | 0 | 0 | 0 | 0 | 0 | 0 | 0 | 0 | 0 | 0 | 0 | 0 | 0 | 0 | 0 | 0 | 0 | 0 | 0 | 0 | 0 | 1 | 0 | 1 | 0 | 0 | 0 | -252.9 | -120.4 | 211.1426 | Chowchilla-Le grand 115kV Line | Chowchilla-Le grand 115kV Line | Chowchilla-Le grand 115kV Line |  | 0 | 0 | 0 | 0 | 0 | 0 | 396.6 | 468.1 | 245.4626 | Oro Loma-El Nido 115kV Line | Oro Loma-El Nido 115kV Line | Oro Loma-El Nido 115kV Line |  | 5 | 1 | YES | 2 | 1 | 1 | NO | 1
PG&E FRESNO | Herndon | 230 | 0 | 0 | 0 | 0 | 0 | 0 | 0 | 0 | 0 | 0 | 0 | 0 | 0 | 0 | 0 | 0 | 0 | 0 | 0 | 0 | 0 | 0 | 0 | 0 | 0 | 0 | 0 | 0 | 0 | 0 | 0 | 0 | 0 | 0 | 0 | 0 | 0 | 0 | 0 | 0 | 0 | 0 | 0 | 0 | 0 | 0 | 0 | 0 | 0 | 0 | 0 | 0 | 0 | 0 | 0 | 0 | 0 | 0 | 0 | 1 | 0 | 0 | 0 | 0 | 0 | 0 | 0 | 0 | 0 | 0 | 0 | 0 | 0 | 0 | 0 | 0 | 0 | 0 | 0 | 1 | 0 | 1 | 1 | 1 | 0 | 1 | 0 | 1 | 0 | 0 | 0 | 0 | 1 | 0 | 0 | 0 | 0 | 1 |  | 0 | 1.9 | 0 | 0 | 0 | 0 | 0 | 0 | 0 | 0 | 0 | 0 | 0 | 0 | 1 | 0 | 1.9 | 0 | 0 | 0 | 0 | 0 | 0 | 0 | 0 | 0 | 0 | 0 | 0 | 1 | 1 | 0 | 1 | 0 | 0 | 0 | -252.9 | -120.4 | 211.1426 | Chowchilla-Le grand 115kV Line | Chowchilla-Le grand 115kV Line | Chowchilla-Le grand 115kV Line |  | 0 | 0 | 0 | 0 | 0 | 0 | 396.6 | 468.1 | 245.4626 | Oro Loma-El Nido 115kV Line | Oro Loma-El Nido 115kV Line | Oro Loma-El Nido 115kV Line |  | 5 | 1 | YES | 2 | 1 | 1 | NO | 1
PG&E GBA | Hicks | 230 | 0 | 0 | 0 | 0 | 0 | 0 | 0 | 0 | 0 | 0 | 0 | 0 | 0 | 0 | 0 | 0 | 0 | 0 | 0 | 0 | 0 | 0 | 0 | 0 | 0 | 0 | 0 | 0 | 0 | 0 | 0 | 0 | 0 | 0 | 0 | 0 | 0 | 0 | 0 | 0 | 0 | 0 | 0 | 0 | 0 | 0 | 0 | 0 | 0 | 0 | 0 | 0 | 1 | 0 | 0 | 0 | 0 | 0 | 0 | 1 | 0 | 0 | 0 | 0 | 0 | 0 | 0 | 0 | 0 | 0 | 0 | 0 | 0 | 0 | 0 | 0 | 0 | 0 | 0 | 0 | 0 | 0 | 0 | 0 | 0 | 0 | 0 | 0 | 0 | 0 | 0 | 0 | 0 | 0 | 0 | 0 | 1 | 1 |  | 0 | 0 | 0 | 0 | 0 | 0 | 0 | 0 | 0 | 0 | 0 | 0 | 0 | 0 | 0 | 0 | 0 | 0 | 0 | 0 | 0 | 0 | 0 | 0 | 0 | 0 | 0 | 0 | 0 | 0 | 0 | 0 | 0 | 0 | 0 | 0 | 806.5435 | 1620.51 | 5079.017 | Tesla-Bellota 230 kV line | NEW-Metcalf-Mosslanding 500kV | Tesla-Bellota 230 kV line |  | 0 | 0 | 0 | 0 | 0 | 0 | 806.5435 | 1620.51 | 5079.017 | Tesla-Bellota 230 kV line | NEW-Metcalf-Mosslanding 500kV | Tesla-Bellota 230 kV line |  | 1 | 1 | NO | 1 | 1 | 1 | NO | 1
PG&E NGBA | Higgins | 115 | 0 | 0 | 0 | 0 | 0 | 0 | 0 | 0 | 0 | 0 | 0 | 0 | 0 | 0 | 0 | 0 | 0 | 0 | 0 | 0 | 0 | 0 | 0 | 0 | 0 | 0 | 0 | 0 | 0 | 0 | 0 | 0 | 0 | 0 | 0 | 0 | 0 | 0 | 0 | 1 | 0 | 0 | 1 | 0 | 0 | 1 | 1 | 1 | 0 | 0 | 0 | 0 | 0 | 0 | 0 | 0 | 0 | 0 | 0 | 1 | 1 | 0 | 0 | 0 | 0 | 0 | 0 | 0 | 0 | 0 | 0 | 0 | 0 | 0 | 0 | 0 | 0 | 0 | 0 | 0 | 0 | 0 | 0 | 0 | 0 | 0 | 0 | 0 | 0 | 0 | 0 | 0 | 0 | 0 | 0 | 0 | 0 | 0 |  | 0 | 0 | 0 | 0 | 0 | 0 | 0 | 0 | 0 | 0 | 0 | 0 | 0 | 0 | 0 | 0 | 0 | 0 | 0 | 0 | 0 | 0 | 0 | 0 | 0 | 0 | 0 | 0 | 0 | 0 | 2 | 0 | 0 | 0 | 0 | 0 | -2006.68 | 297 | 329.548 | Collinsville-Tesla 500 kV Line | Bell-Placer 115kV Line | Bell-Placer 115kV Line |  | 0 | 0 | 0 | 0 | 0 | 0 | 297 | 297 | 329.548 | Bell-Placer 115kV Line | Bell-Placer 115kV Line | Bell-Placer 115kV Line |  | 5 | 1 | YES | 2 | 1 | 1 | NO | 1
PG&E NGBA | Hilltop | 345 | 0 | 0 | 0 | 0 | 0 | 0 | 0 | 0 | 0 | 0 | 0 | 0 | 0 | 0 | 0 | 0 | 0 | 0 | 0 | 0 | 0 | 0 | 0 | 0 | 0 | 0 | 0 | 0 | 0 | 0 | 0 | 0 | 0 | 0 | 0 | 0 | 0 | 0 | 0 | 1 | 0 | 0 | 0 | 0 | 0 | 0 | 0 | 0 | 0 | 0 | 0 | 0 | 0 | 0 | 0 | 0 | 0 | 0 | 0 | 0 | 0 | 0 | 0 | 0 | 0 | 0 | 0 | 0 | 0 | 0 | 0 | 0 | 0 | 0 | 0 | 0 | 0 | 0 | 0 | 0 | 0 | 0 | 0 | 0 | 0 | 0 | 0 | 0 | 0 | 0 | 0 | 0 | 0 | 0 | 0 | 0 | 0 | 0 |  | 0 | 0 | 0 | 0 | 0 | 0 | 0 | 0 | 0 | 0 | 0 | 0 | 0 | 0 | 0 | 100 | 0 | 0 | 0 | 0 | 0 | 0 | 0 | 0 | 0 | 0 | 0 | 0 | 0 | 1 | 1 | 0 | 0 | 0 | 0 | 0 | -2006.68 | 431.687 | 4794.6338 | Collinsville-Tesla 500 kV Line | Collinsville-Tesla 500 kV Line | Collinsville-Tesla 500 kV Line |  | 0 | 0 | 0 | 0 | 0 | 0 | 6638.32 | 9076.687 | 4794.6338 | Collinsville-Tesla 500 kV Line | Collinsville-Tesla 500 kV Line | Collinsville-Tesla 500 kV Line |  | 5 | 1 | YES | 2 | 1 | 1 | NO | 1
SCE Metro | Hinson | 230 | 0 | 0 | 0 | 0 | 0 | 0 | 0 | 0 | 1 | 1 | 0 | 0 | 0 | 0 | 0 | 0 | 0 | 0 | 0 | 0 | 0 | 0 | 0 | 0 | 0 | 0 | 0 | 0 | 0 | 0 | 0 | 0 | 0 | 0 | 0 | 0 | 0 | 0 | 0 | 0 | 0 | 0 | 0 | 0 | 0 | 0 | 0 | 0 | 0 | 0 | 0 | 0 | 0 | 0 | 0 | 0 | 0 | 0 | 0 | 0 | 0 | 0 | 0 | 0 | 0 | 0 | 0 | 0 | 0 | 0 | 0 | 0 | 0 | 0 | 0 | 0 | 0 | 0 | 0 | 0 | 0 | 0 | 0 | 0 | 0 | 0 | 0 | 0 | 0 | 0 | 0 | 0 | 0 | 0 | 0 | 0 | 0 | 0 |  | 0 | -5.6 | 0 | 0 | 0 | 0 | 0 | 0 | 0 | 0 | 0 | 0 | 0 | 0 | 1 | 0 | 0 | 0 | 0 | 0 | 0 | 0 | 0 | 3.08 | 0 | 0 | 525 | 0 | 0 | 1 | 0 | 0 | 0 | 0 | 0 | 0 | 2175 | 2437.5 | 3219.6408 | Hinson - Del Amo Constraint | Hinson - Del Amo Constraint | Hinson - Del Amo Constraint |  | 0 | 0 | 0 | 0 | 0 | 0 | 2175 | 2437.5 | 3219.6408 | Hinson - Del Amo Constraint | Hinson - Del Amo Constraint | Hinson - Del Amo Constraint |  | 1 | 1 | NO | 1 | 1 | 1 | NO | 1
PG&E GBA | Hollister | 115 | 0 | 0 | 0 | 0 | 0 | 0 | 0 | 0 | 0 | 0 | 0 | 0 | 0 | 0 | 0 | 0 | 0 | 0 | 0 | 0 | 0 | 0 | 0 | 0 | 0 | 0 | 0 | 0 | 0 | 0 | 0 | 0 | 0 | 0 | 0 | 0 | 0 | 0 | 0 | 0 | 0 | 0 | 0 | 0 | 0 | 0 | 0 | 0 | 0 | 0 | 0 | 0 | 0 | 0 | 0 | 1 | 0 | 0 | 0 | 1 | 0 | 0 | 0 | 0 | 1 | 0 | 0 | 0 | 0 | 0 | 0 | 0 | 0 | 0 | 0 | 0 | 0 | 0 | 0 | 0 | 0 | 0 | 0 | 0 | 0 | 0 | 0 | 0 | 0 | 0 | 0 | 0 | 0 | 0 | 0 | 0 | 1 | 0 |  | 0 | 0 | 0 | 0 | 0 | 0 | 0 | 0 | 0 | 0 | 0 | 0 | 0 | 0 | 0 | 0 | 0 | 0 | 0 | 0 | 0 | 0 | 0 | 0 | 0 | 0 | 0 | 10 | 0 | 1 | 0 | 0 | 0 | 0 | 0 | 0 | 338.65 | 358.51 | 303.18 | Morganhill-Metcalf 115kV Line | Morganhill-Metcalf 115kV Line | Morganhill-Metcalf 115kV Line |  | 0 | 0 | 0 | 0 | 0 | 0 | 338.65 | 358.51 | 303.18 | Morganhill-Metcalf 115kV Line | Morganhill-Metcalf 115kV Line | Morganhill-Metcalf 115kV Line |  | 1 | 1 | NO | 1 | 1 | 1 | NO | 1
PG&E NGBA | Homestake | 115 | 0 | 0 | 0 | 0 | 0 | 0 | 0 | 0 | 0 | 0 | 0 | 0 | 0 | 0 | 0 | 0 | 0 | 0 | 0 | 0 | 0 | 0 | 0 | 0 | 0 | 0 | 0 | 0 | 0 | 0 | 0 | 0 | 0 | 0 | 0 | 0 | 0 | 0 | 0 | 1 | 0 | 1 | 0 | 0 | 0 | 0 | 0 | 0 | 0 | 0 | 0 | 0 | 1 | 0 | 1 | 1 | 0 | 0 | 0 | 0 | 0 | 0 | 0 | 0 | 0 | 0 | 1 | 0 | 0 | 0 | 0 | 0 | 0 | 0 | 0 | 0 | 0 | 0 | 0 | 0 | 0 | 0 | 0 | 0 | 0 | 0 | 0 | 0 | 0 | 0 | 0 | 0 | 0 | 0 | 0 | 0 | 0 | 1 |  | 0 | 0 | 0 | 0 | 0 | 0 | 0 | 0 | 0 | 0 | 0 | 0 | 0 | 0 | 0 | 0 | 0 | 0 | 0 | 0 | 0 | 0 | 0 | 0 | 0 | 0 | 0 | 0 | 0 | 0 | 2 | 0 | 0 | 0 | 0 | 0 | -2006.68 | 96.788 | 1147.998 | Collinsville-Tesla 500 kV Line | Birds Landing-Contra Costa 230kV Line | Birds Landing-Contra Costa 230kV Line |  | 0 | 0 | 0 | 0 | 0 | 0 | 322.25 | 699.038 | 1147.998 | Contra Costa- Windmaster 230 kV line | Contra Costa- Windmaster 230 kV line | Birds Landing-Contra Costa 230kV Line |  | 5 | 1 | YES | 2 | 1 | 1 | NO | 1
PG&E NGBA | Honcut | 115 | 0 | 0 | 0 | 0 | 0 | 0 | 0 | 0 | 0 | 0 | 0 | 0 | 0 | 0 | 0 | 0 | 0 | 0 | 0 | 0 | 0 | 0 | 0 | 0 | 0 | 0 | 0 | 0 | 0 | 0 | 0 | 0 | 0 | 0 | 0 | 0 | 0 | 0 | 0 | 1 | 0 | 0 | 0 | 0 | 1 | 1 | 1 | 1 | 0 | 0 | 0 | 0 | 0 | 0 | 0 | 0 | 0 | 0 | 0 | 1 | 1 | 0 | 0 | 0 | 0 | 0 | 0 | 0 | 0 | 0 | 0 | 0 | 0 | 0 | 0 | 0 | 0 | 0 | 0 | 0 | 0 | 0 | 0 | 0 | 0 | 0 | 0 | 0 | 0 | 0 | 0 | 0 | 0 | 0 | 0 | 0 | 0 | 0 |  | 0 | 0 | 0 | 0 | 0 | 0 | 0 | 0 | 0 | 0 | 0 | 0 | 0 | 0 | 0 | 0 | 0 | 0 | 0 | 0 | 0 | 0 | 0 | 0 | 0 | 0 | 0 | 0 | 0 | 0 | 2 | 0 | 0 | 0 | 0 | 0 | -2006.68 | 31.5 | 81.4956 | Collinsville-Tesla 500 kV Line | Rocklin-Pleaseant grove 115kV line | Rocklin-Pleaseant grove 115kV line |  | 0 | 0 | 0 | 0 | 0 | 0 | 31.5 | 31.5 | 81.4956 | Rocklin-Pleaseant grove 115kV line | Rocklin-Pleaseant grove 115kV line | Rocklin-Pleaseant grove 115kV line |  | 5 | 1 | YES | 2 | 1 | 1 | NO | 1
SDGE | Hoodoo Wash | 500 | 0 | 0 | 0 | 0 | 0 | 0 | 0 | 0 | 0 | 0 | 0 | 0 | 0 | 0 | 0 | 0 | 0 | 0 | 0 | 0 | 0 | 0 | 0 | 0 | 1 | 0 | 0 | 0 | 0 | 0 | 0 | 1 | 1 | 0 | 0 | 0 | 0 | 0 | 0 | 0 | 0 | 0 | 0 | 0 | 0 | 0 | 0 | 0 | 0 | 0 | 0 | 0 | 0 | 0 | 0 | 0 | 0 | 0 | 0 | 0 | 0 | 0 | 0 | 0 | 0 | 0 | 0 | 0 | 0 | 0 | 0 | 0 | 0 | 0 | 0 | 0 | 0 | 0 | 0 | 0 | 0 | 0 | 0 | 0 | 0 | 0 | 0 | 0 | 0 | 0 | 0 | 0 | 0 | 0 | 0 | 0 | 0 | 2 |  | 0 | 0 | 0 | 0 | 0 | 0 | 0 | 0 | 0 | 0 | -200 | -100 | 0 | 0 | 1 | 0 | 0 | 0 | 0 | 0 | 0 | 0 | 0 | 0 | 247.5 | 479 | 447.5 | 0 | 0 | 1 | 0 | 0 | 0 | 0 | 0 | 0 | 132.885 | 2179.805 | 5276.605 | Lugo - Victorville area constraint | San Luis Rey-San Onofre 230 kV line constraint | East of Miguel constraint |  | 0 | 0 | 0 | 0 | 0 | 0 | 132.885 | 2179.805 | 5276.605 | Lugo - Victorville area constraint | San Luis Rey-San Onofre 230 kV line constraint | East of Miguel constraint |  | 1 | 1 | NO | 1 | 1 | 1 | NO | 1
PG&E NGBA | Hopland | 115 | 0 | 0 | 0 | 0 | 0 | 0 | 0 | 0 | 0 | 0 | 0 | 0 | 0 | 0 | 0 | 0 | 0 | 0 | 0 | 0 | 0 | 0 | 0 | 0 | 0 | 0 | 0 | 0 | 0 | 0 | 0 | 0 | 0 | 0 | 0 | 0 | 0 | 0 | 0 | 1 | 0 | 0 | 0 | 0 | 0 | 0 | 0 | 0 | 0 | 0 | 0 | 0 | 1 | 0 | 0 | 0 | 0 | 0 | 0 | 0 | 0 | 0 | 0 | 0 | 0 | 0 | 1 | 0 | 0 | 0 | 0 | 0 | 0 | 0 | 0 | 0 | 0 | 0 | 0 | 0 | 0 | 0 | 0 | 0 | 0 | 0 | 0 | 0 | 0 | 0 | 0 | 0 | 0 | 0 | 0 | 0 | 0 | 1 |  | 0 | 0 | 0 | 0 | 0 | 0 | 0 | 0 | 0 | 0 | 0 | 0 | 0 | 0 | 0 | 0 | 0 | 0 | 0 | 0 | 0 | 0 | 0 | 0 | 0 | 0 | 0 | 0 | 0 | 0 | 2 | 0 | 0 | 0 | 0 | 0 | -2006.68 | 96.788 | 1147.998 | Collinsville-Tesla 500 kV Line | Birds Landing-Contra Costa 230kV Line | Birds Landing-Contra Costa 230kV Line |  | 0 | 0 | 0 | 0 | 0 | 0 | 1531.9 | 1862.788 | 1147.998 | Birds Landing-Contra Costa 230kV Line | Birds Landing-Contra Costa 230kV Line | Birds Landing-Contra Costa 230kV Line |  | 5 | 1 | YES | 2 | 1 | 1 | NO | 1
PG&E NGBA | Hopland | 60 | 0 | 0 | 0 | 0 | 0 | 0 | 0 | 0 | 0 | 0 | 0 | 0 | 0 | 0 | 0 | 0 | 0 | 0 | 0 | 0 | 0 | 0 | 0 | 0 | 0 | 0 | 0 | 0 | 0 | 0 | 0 | 0 | 0 | 0 | 0 | 0 | 0 | 0 | 0 | 1 | 0 | 0 | 0 | 0 | 0 | 0 | 0 | 0 | 0 | 0 | 0 | 0 | 1 | 0 | 0 | 0 | 0 | 0 | 0 | 0 | 0 | 0 | 0 | 0 | 0 | 0 | 1 | 0 | 0 | 0 | 0 | 0 | 0 | 0 | 0 | 0 | 0 | 0 | 0 | 0 | 0 | 0 | 0 | 0 | 0 | 0 | 0 | 0 | 0 | 0 | 0 | 0 | 0 | 0 | 0 | 0 | 0 | 1 |  | 0 | 0 | 0 | 0 | 0 | 0 | 0 | 0 | 0 | 0 | 0 | 0 | 0 | 0 | 0 | 0 | 0 | 0 | 0 | 0 | 0 | 0 | 0 | 0 | 0 | 0 | 0 | 0 | 0 | 0 | 2 | 0 | 0 | 0 | 0 | 0 | -2006.68 | 96.788 | 1147.998 | Collinsville-Tesla 500 kV Line | Birds Landing-Contra Costa 230kV Line | Birds Landing-Contra Costa 230kV Line |  | 0 | 0 | 0 | 0 | 0 | 0 | 1531.9 | 1862.788 | 1147.998 | Birds Landing-Contra Costa 230kV Line | Birds Landing-Contra Costa 230kV Line | Birds Landing-Contra Costa 230kV Line |  | 5 | 1 | YES | 2 | 1 | 1 | NO | 1
PG&E NGBA | Humboldt | 115 | 0 | 0 | 0 | 0 | 0 | 0 | 0 | 0 | 0 | 0 | 0 | 0 | 0 | 0 | 0 | 0 | 0 | 0 | 0 | 0 | 0 | 0 | 0 | 0 | 0 | 0 | 0 | 0 | 0 | 0 | 0 | 0 | 0 | 0 | 0 | 0 | 0 | 0 | 0 | 1 | 0 | 0 | 0 | 0 | 0 | 0 | 0 | 0 | 0 | 0 | 0 | 0 | 0 | 0 | 0 | 0 | 0 | 0 | 0 | 0 | 0 | 0 | 0 | 0 | 0 | 0 | 0 | 0 | 0 | 0 | 0 | 0 | 0 | 0 | 0 | 0 | 0 | 0 | 0 | 0 | 0 | 0 | 0 | 0 | 0 | 0 | 0 | 0 | 0 | 0 | 0 | 0 | 0 | 0 | 0 | 0 | 0 | 0 |  | 0 | 0 | 0 | 0 | 0 | 0 | 0 | 0 | 0 | 0 | 0 | 0 | 0 | 0 | 0 | 0 | 2.5 | 0 | 0 | 0 | 0 | 0 | 0 | 0 | 0 | 0 | 0 | 0 | 0 | 1 | 1 | 0 | 0 | 0 | 0 | 0 | -2006.68 | 431.687 | 4794.6338 | Collinsville-Tesla 500 kV Line | Collinsville-Tesla 500 kV Line | Collinsville-Tesla 500 kV Line |  | 0 | 0 | 0 | 0 | 0 | 0 | 6638.32 | 9076.687 | 4794.6338 | Collinsville-Tesla 500 kV Line | Collinsville-Tesla 500 kV Line | Collinsville-Tesla 500 kV Line |  | 5 | 1 | YES | 2 | 1 | 1 | NO | 1
PG&E NGBA | Humboldt | 60 | 0 | 0 | 0 | 0 | 0 | 0 | 0 | 0 | 0 | 0 | 0 | 0 | 0 | 0 | 0 | 0 | 0 | 0 | 0 | 0 | 0 | 0 | 0 | 0 | 0 | 0 | 0 | 0 | 0 | 0 | 0 | 0 | 0 | 0 | 0 | 0 | 0 | 0 | 0 | 1 | 0 | 0 | 0 | 0 | 0 | 0 | 0 | 0 | 0 | 0 | 0 | 0 | 0 | 0 | 0 | 0 | 0 | 0 | 0 | 0 | 0 | 0 | 0 | 0 | 0 | 0 | 0 | 0 | 0 | 0 | 0 | 0 | 0 | 0 | 0 | 0 | 0 | 0 | 0 | 0 | 0 | 0 | 0 | 0 | 0 | 0 | 0 | 0 | 0 | 0 | 0 | 0 | 0 | 0 | 0 | 0 | 0 | 0 |  | 0 | 0 | 0 | 0 | 0 | 0 | 0 | 0 | 0 | 0 | 0 | 0 | 0 | 0 | 0 | 0 | 0 | 0 | 0 | 0 | 0 | 0 | 0 | 1.999 | 0 | 0 | 17.25 | 0 | 0 | 1 | 1 | 0 | 0 | 0 | 0 | 0 | -2006.68 | 431.687 | 4794.6338 | Collinsville-Tesla 500 kV Line | Collinsville-Tesla 500 kV Line | Collinsville-Tesla 500 kV Line |  | 0 | 0 | 0 | 0 | 0 | 0 | 6638.32 | 9076.687 | 4794.6338 | Collinsville-Tesla 500 kV Line | Collinsville-Tesla 500 kV Line | Collinsville-Tesla 500 kV Line |  | 5 | 1 | YES | 2 | 1 | 1 | NO | 1
PG&E NGBA | Humboldt | 500 | 0 | 0 | 0 | 0 | 0 | 0 | 0 | 0 | 0 | 0 | 0 | 0 | 0 | 0 | 0 | 0 | 0 | 0 | 0 | 0 | 0 | 0 | 0 | 0 | 0 | 0 | 0 | 0 | 0 | 0 | 0 | 0 | 0 | 0 | 0 | 0 | 0 | 0 | 0 | 1 | 0 | 0 | 0 | 0 | 0 | 0 | 0 | 0 | 1 | 0 | 0 | 0 | 0 | 0 | 0 | 0 | 0 | 0 | 0 | 0 | 0 | 0 | 0 | 0 | 0 | 0 | 0 | 0 | 0 | 0 | 0 | 0 | 0 | 0 | 0 | 0 | 0 | 0 | 0 | 0 | 0 | 0 | 0 | 0 | 0 | 0 | 0 | 0 | 0 | 0 | 0 | 0 | 0 | 0 | 0 | 0 | 0 | 1 |  | 0 | 0 | 0 | 0 | 0 | 0 | 0 | 0 | 0 | 0 | 0 | 0 | 0 | 0 | 0 | 0 | 0 | 0 | 0 | 0 | 0 | 2680 | 0 | 0 | 0 | 0 | 0 | 0 | 0 | 1 | 1 | 1 | 0 | 0 | 1 | 0 | -2006.68 | 431.687 | -680 | Collinsville-Tesla 500 kV Line | Collinsville-Tesla 500 kV Line | Humboldt Offshore Wind constraint |  | 0 | 1 | 0 | 0 | 0 | 1 | -278 | 794 | -680 | Humboldt Offshore Wind constraint | Humboldt Offshore Wind constraint | Humboldt Offshore Wind constraint |  | 5 | 4 | YES | 4 | 5 | 4 | YES | 4
SCE Metro | Huntington Beach | 230 | 0 | 0 | 0 | 0 | 0 | 0 | 0 | 0 | 0 | 1 | 0 | 0 | 0 | 0 | 0 | 0 | 0 | 0 | 0 | 0 | 0 | 0 | 0 | 0 | 0 | 0 | 0 | 0 | 0 | 0 | 0 | 0 | 0 | 0 | 0 | 0 | 0 | 0 | 0 | 0 | 0 | 0 | 0 | 0 | 0 | 0 | 0 | 0 | 0 | 0 | 0 | 0 | 0 | 0 | 0 | 0 | 0 | 0 | 0 | 0 | 0 | 0 | 0 | 0 | 0 | 0 | 0 | 0 | 0 | 0 | 0 | 0 | 0 | 0 | 0 | 0 | 0 | 0 | 0 | 0 | 0 | 0 | 0 | 0 | 0 | 0 | 0 | 0 | 0 | 0 | 0 | 0 | 0 | 0 | 0 | 0 | 0 | 0 |  | 0 | 0 | 0 | 0 | 0 | 0 | 0 | 0 | 0 | 0 | 0 | 0 | 0 | 0 | 0 | 0 | 0 | 0 | 0 | 0 | 0 | 0 | 0 | 0 | 0 | 0 | 0 | 0 | 0 | 0 | 0 | 0 | 0 | 0 | 0 | 0 | 11157.1 | 12110.2 | 14980.0055 | SCE Metro Area Default Constraint | SCE Metro Area Default Constraint | SCE Metro Area Default Constraint |  | 0 | 0 | 0 | 0 | 0 | 0 | 11157.1 | 12110.2 | 14980.0055 | SCE Metro Area Default Constraint | SCE Metro Area Default Constraint | SCE Metro Area Default Constraint |  | 1 | 1 | NO | 1 | 1 | 1 | NO | 1
PG&E NGBA | Ignacio | 115 | 0 | 0 | 0 | 0 | 0 | 0 | 0 | 0 | 0 | 0 | 0 | 0 | 0 | 0 | 0 | 0 | 0 | 0 | 0 | 0 | 0 | 0 | 0 | 0 | 0 | 0 | 0 | 0 | 0 | 0 | 0 | 0 | 0 | 0 | 0 | 0 | 0 | 0 | 0 | 1 | 0 | 0 | 0 | 0 | 0 | 0 | 0 | 0 | 0 | 0 | 0 | 0 | 1 | 1 | 1 | 1 | 0 | 0 | 0 | 1 | 0 | 0 | 0 | 0 | 0 | 1 | 0 | 0 | 0 | 0 | 0 | 0 | 0 | 0 | 0 | 0 | 0 | 0 | 0 | 0 | 0 | 0 | 0 | 0 | 0 | 0 | 0 | 0 | 0 | 0 | 0 | 0 | 0 | 0 | 0 | 0 | 0 | 1 |  | 0 | 0 | 0 | 0 | 0 | 0 | 0 | 0 | 0 | 0 | 0 | 0 | 0 | 0 | 0 | 0 | 0.65 | 0 | 0 | 0 | 0 | 0 | 0 | 0 | 0 | 0 | 0 | 0 | 0 | 1 | 2 | 0 | 1 | 0 | 0 | 0 | -2006.68 | -196.964 | 3796.722 | Collinsville-Tesla 500 kV Line | Windmaster-Delta pumps 230 kV line | Contra Costa- Windmaster 230 kV line |  | 0 | 0 | 0 | 0 | 0 | 0 | 322.25 | 699.038 | 3796.722 | Contra Costa- Windmaster 230 kV line | Contra Costa- Windmaster 230 kV line | Contra Costa- Windmaster 230 kV line |  | 5 | 1 | YES | 2 | 1 | 1 | NO | 1
PG&E NGBA | Ignacio | 230 | 0 | 0 | 0 | 0 | 0 | 0 | 0 | 0 | 0 | 0 | 0 | 0 | 0 | 0 | 0 | 0 | 0 | 0 | 0 | 0 | 0 | 0 | 0 | 0 | 0 | 0 | 0 | 0 | 0 | 0 | 0 | 0 | 0 | 0 | 0 | 0 | 0 | 0 | 0 | 1 | 0 | 0 | 0 | 0 | 0 | 0 | 0 | 0 | 0 | 0 | 0 | 0 | 1 | 0 | 0 | 0 | 0 | 0 | 0 | 0 | 0 | 0 | 0 | 0 | 0 | 0 | 1 | 0 | 0 | 0 | 0 | 0 | 0 | 0 | 0 | 0 | 0 | 0 | 0 | 0 | 0 | 0 | 0 | 0 | 0 | 0 | 0 | 0 | 0 | 0 | 0 | 0 | 0 | 0 | 0 | 0 | 0 | 1 |  | 0 | 0 | 0 | 0 | 0 | 0 | 0 | 0 | 0 | 0 | 0 | 0 | 0 | 0 | 0 | 0 | 0 | 0 | 0 | 0 | 0 | 0 | 0 | 0 | 0 | 0 | 0 | 0 | 0 | 0 | 2 | 0 | 0 | 0 | 0 | 0 | -2006.68 | 96.788 | 1147.998 | Collinsville-Tesla 500 kV Line | Birds Landing-Contra Costa 230kV Line | Birds Landing-Contra Costa 230kV Line |  | 0 | 0 | 0 | 0 | 0 | 0 | 1531.9 | 1862.788 | 1147.998 | Birds Landing-Contra Costa 230kV Line | Birds Landing-Contra Costa 230kV Line | Birds Landing-Contra Costa 230kV Line |  | 5 | 1 | YES | 2 | 1 | 1 | NO | 1
PG&E NGBA | Ignacio | 60 | 0 | 0 | 0 | 0 | 0 | 0 | 0 | 0 | 0 | 0 | 0 | 0 | 0 | 0 | 0 | 0 | 0 | 0 | 0 | 0 | 0 | 0 | 0 | 0 | 0 | 0 | 0 | 0 | 0 | 0 | 0 | 0 | 0 | 0 | 0 | 0 | 0 | 0 | 0 | 1 | 0 | 0 | 0 | 0 | 0 | 0 | 0 | 0 | 0 | 0 | 0 | 0 | 1 | 0 | 0 | 0 | 0 | 0 | 0 | 0 | 0 | 0 | 0 | 0 | 0 | 0 | 1 | 0 | 0 | 0 | 0 | 0 | 0 | 0 | 0 | 0 | 0 | 0 | 0 | 0 | 0 | 0 | 0 | 0 | 0 | 0 | 0 | 0 | 0 | 0 | 0 | 0 | 0 | 0 | 0 | 0 | 0 | 1 |  | 0 | 0 | 0 | 0 | 0 | 0 | 0 | 0 | 0 | 0 | 0 | 0 | 0 | 0 | 0 | 0 | 0 | 0 | 0 | 0 | 0 | 0 | 0 | 0 | 0 | 0 | 0 | 0 | 0 | 0 | 2 | 0 | 0 | 0 | 0 | 0 | -2006.68 | 96.788 | 1147.998 | Collinsville-Tesla 500 kV Line | Birds Landing-Contra Costa 230kV Line | Birds Landing-Contra Costa 230kV Line |  | 0 | 0 | 0 | 0 | 0 | 0 | 1531.9 | 1862.788 | 1147.998 | Birds Landing-Contra Costa 230kV Line | Birds Landing-Contra Costa 230kV Line | Birds Landing-Contra Costa 230kV Line |  | 5 | 1 | YES | 2 | 1 | 1 | NO | 1
SDGE | Imperial Beach | 69 | 0 | 0 | 0 | 0 | 0 | 0 | 0 | 0 | 0 | 0 | 0 | 0 | 0 | 0 | 0 | 0 | 0 | 0 | 0 | 0 | 0 | 0 | 0 | 0 | 0 | 0 | 0 | 0 | 0 | 0 | 1 | 0 | 1 | 0 | 0 | 1 | 1 | 0 | 0 | 0 | 0 | 0 | 0 | 0 | 0 | 0 | 0 | 0 | 0 | 0 | 0 | 0 | 0 | 0 | 0 | 0 | 0 | 0 | 0 | 0 | 0 | 0 | 0 | 0 | 0 | 0 | 0 | 0 | 0 | 0 | 0 | 0 | 0 | 0 | 0 | 0 | 0 | 0 | 0 | 0 | 0 | 0 | 0 | 0 | 0 | 0 | 0 | 0 | 0 | 0 | 0 | 0 | 0 | 0 | 0 | 0 | 0 | 4 |  | 0 | 0 | 0 | 0 | 0 | 0 | 0 | 0 | 0 | 0 | 0 | 0 | 0 | 0 | 0 | 0 | 0 | 0 | 0 | 0 | 0 | 0 | 0 | 0 | 0 | 0 | 3 | 0 | 0 | 1 | 0 | 0 | 0 | 0 | 0 | 0 | 786.21 | 1708.17 | 2183.4184 | San Luis Rey-San Onofre 230 kV line constraint | Silvergate-Old Town 230 kV constraint | Silvergate-Old Town 230 kV constraint |  | 0 | 0 | 0 | 0 | 0 | 0 | 786.21 | 1708.17 | 2183.4184 | San Luis Rey-San Onofre 230 kV line constraint | Silvergate-Old Town 230 kV constraint | Silvergate-Old Town 230 kV constraint |  | 1 | 1 | NO | 1 | 1 | 1 | NO | 1
SDGE | Imperial Valley | 230 | 0 | 0 | 0 | 0 | 0 | 0 | 0 | 0 | 0 | 0 | 0 | 0 | 0 | 0 | 0 | 0 | 0 | 0 | 0 | 0 | 0 | 0 | 0 | 0 | 0 | 0 | 0 | 0 | 1 | 0 | 1 | 1 | 1 | 0 | 0 | 1 | 1 | 0 | 0 | 0 | 0 | 0 | 0 | 0 | 0 | 0 | 0 | 0 | 0 | 0 | 0 | 0 | 0 | 0 | 0 | 0 | 0 | 0 | 0 | 0 | 0 | 0 | 0 | 0 | 0 | 0 | 0 | 0 | 0 | 0 | 0 | 0 | 0 | 0 | 0 | 0 | 0 | 0 | 0 | 0 | 0 | 0 | 0 | 0 | 0 | 0 | 0 | 0 | 0 | 0 | 0 | 0 | 0 | 0 | 0 | 0 | 0 | 6 |  | 25 | 0 | 0 | 0 | 0 | 0 | 0 | 0 | 0 | 0 | -50 | -50 | 0 | 0 | 1 | 165 | 0 | 0 | 0 | 0 | 0 | 0 | 0 | 0 | 0 | 142 | 528 | 0 | 0 | 1 | 0 | 0 | 0 | 0 | 0 | 0 | 786.21 | 1708.17 | 2183.4184 | San Luis Rey-San Onofre 230 kV line constraint | Silvergate-Old Town 230 kV constraint | Silvergate-Old Town 230 kV constraint |  | 0 | 0 | 0 | 0 | 0 | 0 | 786.21 | 1708.17 | 2183.4184 | San Luis Rey-San Onofre 230 kV line constraint | Silvergate-Old Town 230 kV constraint | Silvergate-Old Town 230 kV constraint |  | 1 | 1 | NO | 1 | 1 | 1 | NO | 1
SDGE | Imperial Valley | 500 | 0 | 0 | 0 | 0 | 0 | 0 | 0 | 0 | 0 | 0 | 0 | 0 | 0 | 0 | 0 | 0 | 0 | 0 | 0 | 0 | 0 | 0 | 0 | 0 | 0 | 0 | 0 | 0 | 1 | 0 | 1 | 1 | 1 | 0 | 0 | 1 | 1 | 0 | 0 | 0 | 0 | 0 | 0 | 0 | 0 | 0 | 0 | 0 | 0 | 0 | 0 | 0 | 0 | 0 | 0 | 0 | 0 | 0 | 0 | 0 | 0 | 0 | 0 | 0 | 0 | 0 | 0 | 0 | 0 | 0 | 0 | 0 | 0 | 0 | 0 | 0 | 0 | 0 | 0 | 0 | 0 | 0 | 0 | 0 | 0 | 0 | 0 | 0 | 0 | 0 | 0 | 0 | 0 | 0 | 0 | 0 | 0 | 6 |  | 0 | 0 | 0 | 0 | 0 | 0 | 0 | 0 | 0 | 0 | 0 | 0 | 0 | 0 | 0 | 0 | 0 | 0 | 0 | 0 | 0 | 0 | 0 | 0 | 0 | 0 | 0 | 0 | 0 | 0 | 0 | 0 | 0 | 0 | 0 | 0 | 786.21 | 1708.17 | 2183.4184 | San Luis Rey-San Onofre 230 kV line constraint | Silvergate-Old Town 230 kV constraint | Silvergate-Old Town 230 kV constraint |  | 0 | 0 | 0 | 0 | 0 | 0 | 786.21 | 1708.17 | 2183.4184 | San Luis Rey-San Onofre 230 kV line constraint | Silvergate-Old Town 230 kV constraint | Silvergate-Old Town 230 kV constraint |  | 1 | 1 | NO | 1 | 1 | 1 | NO | 1
EOP | Innovation | 138 | 0 | 0 | 0 | 0 | 0 | 0 | 0 | 0 | 0 | 0 | 0 | 0 | 0 | 0 | 0 | 0 | 0 | 0 | 0 | 0 | 0 | 0 | 1 | 1 | 1 | 0 | 0 | 0 | 0 | 0 | 0 | 0 | 0 | 0 | 0 | 0 | 0 | 0 | 0 | 0 | 0 | 0 | 0 | 0 | 0 | 0 | 0 | 0 | 0 | 0 | 0 | 0 | 0 | 0 | 0 | 0 | 0 | 0 | 0 | 0 | 0 | 0 | 0 | 0 | 0 | 0 | 0 | 0 | 0 | 0 | 0 | 0 | 0 | 0 | 0 | 0 | 0 | 0 | 0 | 0 | 0 | 0 | 0 | 0 | 0 | 0 | 0 | 0 | 0 | 0 | 0 | 0 | 0 | 0 | 0 | 0 | 0 | 2 |  | 0 | 0 | 0 | 0 | 0 | 0 | 0 | 0 | 0 | 0 | 0 | 0 | 0 | 0 | 0 | 0 | 0 | 0 | 0 | 0 | 0 | 0 | 0 | 0 | 0 | 0 | 0 | 0 | 0 | 0 | 0 | 0 | 0 | 0 | 0 | 0 | 132.885 | 1655.59 | 2398.8 | Lugo - Victorville area constraint | Sloan Canyon - Eldorado 500 kV constraint | Sloan Canyon - Eldorado 500 kV constraint |  | 0 | 0 | 0 | 0 | 0 | 0 | 132.885 | 1655.59 | 2398.8 | Lugo - Victorville area constraint | Sloan Canyon - Eldorado 500 kV constraint | Sloan Canyon - Eldorado 500 kV constraint |  | 1 | 1 | NO | 1 | 1 | 1 | NO | 1
EOP | Innovation | 230 | 0 | 0 | 0 | 0 | 0 | 0 | 0 | 0 | 0 | 0 | 0 | 0 | 0 | 0 | 0 | 0 | 0 | 0 | 0 | 0 | 0 | 0 | 1 | 1 | 1 | 0 | 0 | 0 | 0 | 0 | 0 | 0 | 0 | 0 | 0 | 0 | 0 | 0 | 0 | 0 | 0 | 0 | 0 | 0 | 0 | 0 | 0 | 0 | 0 | 0 | 0 | 0 | 0 | 0 | 0 | 0 | 0 | 0 | 0 | 0 | 0 | 0 | 0 | 0 | 0 | 0 | 0 | 0 | 0 | 0 | 0 | 0 | 0 | 0 | 0 | 0 | 0 | 0 | 0 | 0 | 0 | 0 | 0 | 0 | 0 | 0 | 0 | 0 | 0 | 0 | 0 | 0 | 0 | 0 | 0 | 0 | 0 | 2 |  | 0 | 0 | 0 | 0 | 0 | 0 | 0 | 0 | 0 | 0 | 0 | 0 | 0 | 0 | 0 | 0 | 0 | 0 | 0 | 0 | 0 | 0 | 0 | 0 | 300 | 0 | 0 | 0 | 0 | 1 | 0 | 0 | 0 | 0 | 0 | 0 | 132.885 | 1655.59 | 2398.8 | Lugo - Victorville area constraint | Sloan Canyon - Eldorado 500 kV constraint | Sloan Canyon - Eldorado 500 kV constraint |  | 0 | 0 | 0 | 0 | 0 | 0 | 132.885 | 1655.59 | 2398.8 | Lugo - Victorville area constraint | Sloan Canyon - Eldorado 500 kV constraint | Sloan Canyon - Eldorado 500 kV constraint |  | 1 | 1 | NO | 1 | 1 | 1 | NO | 1
SCE NOL | Inyokern | 115 | 0 | 0 | 0 | 0 | 0 | 0 | 0 | 0 | 0 | 0 | 0 | 1 | 1 | 1 | 0 | 0 | 0 | 0 | 0 | 0 | 0 | 0 | 0 | 0 | 0 | 0 | 0 | 0 | 0 | 0 | 0 | 0 | 0 | 0 | 0 | 0 | 0 | 0 | 0 | 0 | 0 | 0 | 0 | 0 | 0 | 0 | 0 | 0 | 0 | 0 | 0 | 0 | 0 | 0 | 0 | 0 | 0 | 0 | 0 | 0 | 0 | 0 | 0 | 0 | 0 | 0 | 0 | 0 | 0 | 0 | 0 | 0 | 0 | 0 | 0 | 0 | 0 | 0 | 0 | 0 | 0 | 0 | 0 | 0 | 0 | 0 | 0 | 0 | 0 | 0 | 0 | 0 | 0 | 0 | 0 | 0 | 0 | 3 |  | 0 | 0 | 0 | 0 | 0 | 0 | 0 | 0 | 0 | 0 | 0 | -25 | 0 | 0 | 1 | 0 | 1.5 | 0 | 0 | 0 | 0 | 0 | 0 | 0 | 0 | 31.8 | 0 | 0 | 0 | 1 | 0 | 2 | 0 | 0 | 0 | 0 | -83.1 | 8.05 | 1104.2638 | South of Kramer Area Constraint | South of Kramer Area Constraint | South of Kramer Area Constraint |  | 0 | 2 | 0 | 0 | 0 | 0 | -83.1 | 8.05 | 1104.2638 | South of Kramer Area Constraint | South of Kramer Area Constraint | South of Kramer Area Constraint |  | 3 | 3 | NO | 3 | 1 | 1 | NO | 1
EOP | IS Tap | 138 | 0 | 0 | 0 | 0 | 0 | 0 | 0 | 0 | 0 | 0 | 0 | 0 | 0 | 0 | 0 | 0 | 0 | 0 | 0 | 0 | 0 | 0 | 1 | 1 | 1 | 0 | 0 | 0 | 0 | 0 | 0 | 0 | 0 | 0 | 0 | 0 | 0 | 0 | 0 | 0 | 0 | 0 | 0 | 0 | 0 | 0 | 0 | 0 | 0 | 0 | 0 | 0 | 0 | 0 | 0 | 0 | 0 | 0 | 0 | 0 | 0 | 0 | 0 | 0 | 0 | 0 | 0 | 0 | 0 | 0 | 0 | 0 | 0 | 0 | 0 | 0 | 0 | 0 | 0 | 0 | 0 | 0 | 0 | 0 | 0 | 0 | 0 | 0 | 0 | 0 | 0 | 0 | 0 | 0 | 0 | 0 | 0 | 2 |  | 0 | 0 | 0 | 0 | 0 | 0 | 0 | 0 | 0 | 0 | 0 | 0 | 0 | 0 | 0 | 0 | 0 | 0 | 0 | 0 | 0 | 0 | 0 | 0 | 0 | 0 | 0 | 0 | 0 | 0 | 0 | 0 | 0 | 0 | 0 | 0 | 132.885 | 1655.59 | 2398.8 | Lugo - Victorville area constraint | Sloan Canyon - Eldorado 500 kV constraint | Sloan Canyon - Eldorado 500 kV constraint |  | 0 | 0 | 0 | 0 | 0 | 0 | 132.885 | 1655.59 | 2398.8 | Lugo - Victorville area constraint | Sloan Canyon - Eldorado 500 kV constraint | Sloan Canyon - Eldorado 500 kV constraint |  | 1 | 1 | NO | 1 | 1 | 1 | NO | 1
EOP | Ivanpah | 115 | 0 | 0 | 0 | 0 | 0 | 0 | 0 | 0 | 0 | 0 | 0 | 0 | 0 | 0 | 0 | 0 | 0 | 0 | 0 | 0 | 0 | 0 | 0 | 1 | 1 | 0 | 0 | 0 | 0 | 0 | 0 | 0 | 0 | 0 | 0 | 0 | 0 | 0 | 0 | 0 | 0 | 0 | 0 | 0 | 0 | 0 | 0 | 0 | 0 | 0 | 0 | 0 | 0 | 0 | 0 | 0 | 0 | 0 | 0 | 0 | 0 | 0 | 0 | 0 | 0 | 0 | 0 | 0 | 0 | 0 | 0 | 0 | 0 | 0 | 0 | 0 | 0 | 0 | 0 | 0 | 0 | 0 | 0 | 0 | 0 | 0 | 0 | 0 | 0 | 0 | 0 | 0 | 0 | 0 | 0 | 0 | 0 | 1 |  | 0 | 0 | 0 | 0 | 0 | 0 | 0 | 0 | 0 | 0 | 0 | 0 | 0 | 0 | 0 | 0 | 0 | 0 | 0 | 0 | 0 | 0 | 0 | 0 | 0 | 0 | 0 | 0 | 0 | 0 | 0 | 0 | 0 | 0 | 0 | 0 | 132.885 | 1655.59 | 2398.8 | Lugo - Victorville area constraint | Sloan Canyon - Eldorado 500 kV constraint | Sloan Canyon - Eldorado 500 kV constraint |  | 0 | 0 | 0 | 0 | 0 | 0 | 132.885 | 1655.59 | 2398.8 | Lugo - Victorville area constraint | Sloan Canyon - Eldorado 500 kV constraint | Sloan Canyon - Eldorado 500 kV constraint |  | 1 | 1 | NO | 1 | 1 | 1 | NO | 1
EOP | Ivanpah | 230 | 0 | 0 | 0 | 0 | 0 | 0 | 0 | 0 | 0 | 0 | 0 | 0 | 0 | 0 | 0 | 0 | 0 | 0 | 0 | 0 | 0 | 0 | 0 | 1 | 1 | 0 | 0 | 0 | 0 | 0 | 0 | 0 | 0 | 0 | 0 | 0 | 0 | 0 | 0 | 0 | 0 | 0 | 0 | 0 | 0 | 0 | 0 | 0 | 0 | 0 | 0 | 0 | 0 | 0 | 0 | 0 | 0 | 0 | 0 | 0 | 0 | 0 | 0 | 0 | 0 | 0 | 0 | 0 | 0 | 0 | 0 | 0 | 0 | 0 | 0 | 0 | 0 | 0 | 0 | 0 | 0 | 0 | 0 | 0 | 0 | 0 | 0 | 0 | 0 | 0 | 0 | 0 | 0 | 0 | 0 | 0 | 0 | 1 |  | 0 | 0 | 0 | 0 | 0 | 0 | 0 | 0 | 0 | 0 | 0 | 0 | 0 | 0 | 0 | 0 | 0 | 0 | 0 | 0 | 0 | 0 | 0 | 0 | 0 | 0 | 0 | 0 | 0 | 0 | 0 | 0 | 0 | 0 | 0 | 0 | 132.885 | 1655.59 | 2398.8 | Lugo - Victorville area constraint | Sloan Canyon - Eldorado 500 kV constraint | Sloan Canyon - Eldorado 500 kV constraint |  | 0 | 0 | 0 | 0 | 0 | 0 | 132.885 | 1655.59 | 2398.8 | Lugo - Victorville area constraint | Sloan Canyon - Eldorado 500 kV constraint | Sloan Canyon - Eldorado 500 kV constraint |  | 1 | 1 | NO | 1 | 1 | 1 | NO | 1
EOP | Jackass (DOE) | 138 | 0 | 0 | 0 | 0 | 0 | 0 | 0 | 0 | 0 | 0 | 0 | 0 | 0 | 0 | 0 | 0 | 0 | 0 | 0 | 0 | 0 | 0 | 1 | 1 | 1 | 0 | 0 | 0 | 0 | 0 | 0 | 0 | 0 | 0 | 0 | 0 | 0 | 0 | 0 | 0 | 0 | 0 | 0 | 0 | 0 | 0 | 0 | 0 | 0 | 0 | 0 | 0 | 0 | 0 | 0 | 0 | 0 | 0 | 0 | 0 | 0 | 0 | 0 | 0 | 0 | 0 | 0 | 0 | 0 | 0 | 0 | 0 | 0 | 0 | 0 | 0 | 0 | 0 | 0 | 0 | 0 | 0 | 0 | 0 | 0 | 0 | 0 | 0 | 0 | 0 | 0 | 0 | 0 | 0 | 0 | 0 | 0 | 2 |  | 0 | 0 | 0 | 0 | 0 | 0 | 0 | 0 | 0 | 0 | 0 | 0 | 0 | 0 | 0 | 0 | 0 | 0 | 0 | 0 | 0 | 0 | 0 | 0 | 0 | 0 | 0 | 0 | 0 | 0 | 0 | 0 | 0 | 0 | 0 | 0 | 132.885 | 1655.59 | 2398.8 | Lugo - Victorville area constraint | Sloan Canyon - Eldorado 500 kV constraint | Sloan Canyon - Eldorado 500 kV constraint |  | 0 | 0 | 0 | 0 | 0 | 0 | 132.885 | 1655.59 | 2398.8 | Lugo - Victorville area constraint | Sloan Canyon - Eldorado 500 kV constraint | Sloan Canyon - Eldorado 500 kV constraint |  | 1 | 1 | NO | 1 | 1 | 1 | NO | 1
PG&E NGBA | James B Black | 230 | 0 | 0 | 0 | 0 | 0 | 0 | 0 | 0 | 0 | 0 | 0 | 0 | 0 | 0 | 0 | 0 | 0 | 0 | 0 | 0 | 0 | 0 | 0 | 0 | 0 | 0 | 0 | 0 | 0 | 0 | 0 | 0 | 0 | 0 | 0 | 0 | 0 | 0 | 0 | 1 | 0 | 0 | 0 | 0 | 0 | 0 | 0 | 0 | 0 | 0 | 0 | 0 | 0 | 0 | 0 | 0 | 0 | 0 | 0 | 0 | 0 | 0 | 0 | 0 | 0 | 0 | 0 | 0 | 0 | 0 | 0 | 0 | 0 | 0 | 0 | 0 | 0 | 0 | 0 | 0 | 0 | 0 | 0 | 0 | 0 | 0 | 0 | 0 | 0 | 0 | 0 | 0 | 0 | 0 | 0 | 0 | 0 | 0 |  | 0 | 0 | 0 | 0 | 0 | 0 | 0 | 0 | 0 | 0 | 0 | 0 | 0 | 0 | 0 | 0 | 0 | 0 | 0 | 0 | 0 | 0 | 0 | 0 | 0 | 0 | 0 | 0 | 0 | 0 | 1 | 0 | 0 | 0 | 0 | 0 | -2006.68 | 431.687 | 4794.6338 | Collinsville-Tesla 500 kV Line | Collinsville-Tesla 500 kV Line | Collinsville-Tesla 500 kV Line |  | 0 | 0 | 0 | 0 | 0 | 0 | 6638.32 | 9076.687 | 4794.6338 | Collinsville-Tesla 500 kV Line | Collinsville-Tesla 500 kV Line | Collinsville-Tesla 500 kV Line |  | 5 | 1 | YES | 2 | 1 | 1 | NO | 1
PG&E GBA | Jefferson | 230 | 0 | 0 | 0 | 0 | 0 | 0 | 0 | 0 | 0 | 0 | 0 | 0 | 0 | 0 | 0 | 0 | 0 | 0 | 0 | 0 | 0 | 0 | 0 | 0 | 0 | 0 | 0 | 0 | 0 | 0 | 0 | 0 | 0 | 0 | 0 | 0 | 0 | 0 | 0 | 0 | 0 | 0 | 0 | 0 | 0 | 0 | 0 | 0 | 0 | 0 | 0 | 0 | 1 | 0 | 0 | 0 | 0 | 0 | 0 | 1 | 0 | 0 | 0 | 0 | 0 | 0 | 0 | 0 | 0 | 0 | 0 | 0 | 0 | 0 | 0 | 0 | 0 | 0 | 0 | 0 | 0 | 0 | 0 | 0 | 0 | 0 | 0 | 0 | 0 | 0 | 0 | 0 | 0 | 0 | 0 | 0 | 1 | 1 |  | 0 | 0 | 0 | 0 | 0 | 0 | 0 | 0 | 0 | 0 | 0 | 0 | 0 | 0 | 0 | 0 | 0 | 0 | 0 | 0 | 0 | 0 | 0 | 0 | 0 | 0 | 0 | 0 | 0 | 0 | 0 | 0 | 0 | 0 | 0 | 0 | 806.5435 | 1620.51 | 5079.017 | Tesla-Bellota 230 kV line | NEW-Metcalf-Mosslanding 500kV | Tesla-Bellota 230 kV line |  | 0 | 0 | 0 | 0 | 0 | 0 | 806.5435 | 1620.51 | 5079.017 | Tesla-Bellota 230 kV line | NEW-Metcalf-Mosslanding 500kV | Tesla-Bellota 230 kV line |  | 1 | 1 | NO | 1 | 1 | 1 | NO | 1
PG&E NGBA | Jessup | 115 | 0 | 0 | 0 | 0 | 0 | 0 | 0 | 0 | 0 | 0 | 0 | 0 | 0 | 0 | 0 | 0 | 0 | 0 | 0 | 0 | 0 | 0 | 0 | 0 | 0 | 0 | 0 | 0 | 0 | 0 | 0 | 0 | 0 | 0 | 0 | 0 | 0 | 0 | 0 | 1 | 0 | 0 | 0 | 0 | 0 | 0 | 0 | 0 | 0 | 0 | 0 | 0 | 0 | 0 | 0 | 0 | 0 | 0 | 0 | 0 | 0 | 0 | 0 | 0 | 0 | 0 | 0 | 0 | 0 | 0 | 0 | 0 | 0 | 0 | 0 | 0 | 0 | 0 | 0 | 0 | 0 | 0 | 0 | 0 | 0 | 0 | 0 | 0 | 0 | 0 | 0 | 0 | 0 | 0 | 0 | 0 | 0 | 0 |  | 0 | 0 | 0 | 0 | 0 | 0 | 0 | 0 | 0 | 0 | 0 | 0 | 0 | 0 | 0 | 0 | 17 | 0 | 0 | 0 | 0 | 0 | 0 | 0 | 0 | 0 | 0 | 0 | 0 | 1 | 1 | 0 | 0 | 0 | 0 | 0 | -2006.68 | 431.687 | 4794.6338 | Collinsville-Tesla 500 kV Line | Collinsville-Tesla 500 kV Line | Collinsville-Tesla 500 kV Line |  | 0 | 0 | 0 | 0 | 0 | 0 | 6638.32 | 9076.687 | 4794.6338 | Collinsville-Tesla 500 kV Line | Collinsville-Tesla 500 kV Line | Collinsville-Tesla 500 kV Line |  | 5 | 1 | YES | 2 | 1 | 1 | NO | 1
SCE Metro | Johanna | 230 | 0 | 0 | 0 | 0 | 0 | 0 | 0 | 0 | 0 | 1 | 0 | 0 | 0 | 0 | 0 | 0 | 0 | 0 | 0 | 0 | 0 | 0 | 0 | 0 | 0 | 0 | 0 | 0 | 0 | 0 | 0 | 0 | 0 | 0 | 0 | 0 | 0 | 0 | 0 | 0 | 0 | 0 | 0 | 0 | 0 | 0 | 0 | 0 | 0 | 0 | 0 | 0 | 0 | 0 | 0 | 0 | 0 | 0 | 0 | 0 | 0 | 0 | 0 | 0 | 0 | 0 | 0 | 0 | 0 | 0 | 0 | 0 | 0 | 0 | 0 | 0 | 0 | 0 | 0 | 0 | 0 | 0 | 0 | 0 | 0 | 0 | 0 | 0 | 0 | 0 | 0 | 0 | 0 | 0 | 0 | 0 | 0 | 0 |  | 0 | 0 | 0 | 0 | 0 | 0 | 0 | 0 | 0 | 0 | 0 | 1.4 | 0 | 0 | 1 | 0 | 0 | 0 | 0 | 0 | 0 | 0 | 0 | 0 | 0 | 0 | 1.4 | 0 | 0 | 1 | 0 | 0 | 0 | 0 | 0 | 0 | 11157.1 | 12110.2 | 14980.0055 | SCE Metro Area Default Constraint | SCE Metro Area Default Constraint | SCE Metro Area Default Constraint |  | 0 | 0 | 0 | 0 | 0 | 0 | 11157.1 | 12110.2 | 14980.0055 | SCE Metro Area Default Constraint | SCE Metro Area Default Constraint | SCE Metro Area Default Constraint |  | 1 | 1 | NO | 1 | 1 | 1 | NO | 1
SCE Eastern | Julian Hinds | 230 | 0 | 0 | 0 | 0 | 0 | 0 | 0 | 0 | 0 | 0 | 0 | 0 | 0 | 0 | 0 | 0 | 0 | 0 | 1 | 1 | 0 | 1 | 0 | 0 | 0 | 0 | 0 | 0 | 0 | 0 | 0 | 0 | 0 | 0 | 0 | 0 | 0 | 0 | 0 | 0 | 0 | 0 | 0 | 0 | 0 | 0 | 0 | 0 | 0 | 0 | 0 | 0 | 0 | 0 | 0 | 0 | 0 | 0 | 0 | 0 | 0 | 0 | 0 | 0 | 0 | 0 | 0 | 0 | 0 | 0 | 0 | 0 | 0 | 0 | 0 | 0 | 0 | 0 | 0 | 0 | 0 | 0 | 0 | 0 | 0 | 0 | 0 | 0 | 0 | 0 | 0 | 0 | 0 | 0 | 0 | 0 | 0 | 1 |  | 0 | 0 | 0 | 0 | 0 | 0 | 0 | 0 | 0 | 0 | 0 | 0 | 0 | 0 | 0 | 0 | 0 | 0 | 0 | 0 | 0 | 0 | 0 | 0 | 0 | 0 | 0 | 0 | 0 | 0 | 1 | 0 | 1 | 0 | 0 | 1 | -896.5 | -741.5 | -107.8 | Eagle Mountain Constraint | Eagle Mountain Constraint | Eagle Mountain Constraint |  | 1 | 1 | 0 | 1 | 0 | 1 | -296.5 | -141.5 | -107.8 | Eagle Mountain Constraint | Eagle Mountain Constraint | Eagle Mountain Constraint |  | 5 | 5 | NO | 5 | 3 | 3 | NO | 3
PG&E GBA | Kasson | 115 | 0 | 0 | 0 | 0 | 0 | 0 | 0 | 0 | 0 | 0 | 0 | 0 | 0 | 0 | 0 | 0 | 0 | 0 | 0 | 0 | 0 | 0 | 0 | 0 | 0 | 0 | 0 | 0 | 0 | 0 | 0 | 0 | 0 | 0 | 0 | 0 | 0 | 0 | 0 | 0 | 0 | 0 | 0 | 0 | 0 | 1 | 0 | 0 | 0 | 0 | 0 | 0 | 0 | 0 | 0 | 1 | 0 | 0 | 0 | 1 | 0 | 0 | 0 | 0 | 0 | 0 | 0 | 0 | 0 | 0 | 0 | 0 | 0 | 0 | 0 | 0 | 0 | 0 | 0 | 0 | 0 | 0 | 0 | 0 | 0 | 0 | 0 | 0 | 0 | 0 | 0 | 0 | 0 | 0 | 0 | 0 | 0 | 0 |  | 0 | 0 | 0 | 0 | 0 | 0 | 0 | 0 | 0 | 0 | 0 | 0 | 0 | 0 | 0 | 0 | 0 | 0 | 0 | 0 | 0 | 0 | 0 | 0 | 0 | 0 | 0 | 0 | 0 | 0 | 1 | 0 | 0 | 0 | 0 | 0 | -144.0315 | 594.3909 | 3342.9322 | Bellota-Weber 230kV line | Bellota-Weber 230kV line | Bellota-Weber 230kV line |  | 0 | 0 | 0 | 0 | 0 | 0 | 315.9685 | 1054.3909 | 3342.9322 | Bellota-Weber 230kV line | Bellota-Weber 230kV line | Bellota-Weber 230kV line |  | 5 | 1 | YES | 2 | 1 | 1 | NO | 1
PG&E GBA | Kasson | 60 | 0 | 0 | 0 | 0 | 0 | 0 | 0 | 0 | 0 | 0 | 0 | 0 | 0 | 0 | 0 | 0 | 0 | 0 | 0 | 0 | 0 | 0 | 0 | 0 | 0 | 0 | 0 | 0 | 0 | 0 | 0 | 0 | 0 | 0 | 0 | 0 | 0 | 0 | 0 | 0 | 0 | 0 | 0 | 0 | 0 | 1 | 0 | 0 | 0 | 0 | 0 | 0 | 0 | 0 | 0 | 1 | 0 | 0 | 0 | 1 | 0 | 0 | 0 | 1 | 0 | 0 | 0 | 0 | 0 | 0 | 0 | 0 | 0 | 0 | 0 | 0 | 0 | 0 | 0 | 0 | 0 | 0 | 0 | 0 | 0 | 0 | 0 | 0 | 0 | 0 | 0 | 0 | 0 | 0 | 0 | 0 | 0 | 0 |  | 0 | 0 | 0 | 0 | 0 | 0 | 0 | 0 | 0 | 0 | 0 | 0 | 0 | 0 | 0 | 0 | 0 | 0 | 0 | 0 | 0 | 0 | 0 | 0 | 0 | 0 | 0 | 0 | 0 | 0 | 1 | 0 | 0 | 0 | 0 | 0 | -144.0315 | 117.5109 | 278.4144 | Bellota-Weber 230kV line | Tesla-Salado 115 kV line | Tesla-Salado 115 kV line |  | 0 | 0 | 0 | 0 | 0 | 0 | 63.9885 | 117.5109 | 278.4144 | Tesla-Salado 115 kV line | Tesla-Salado 115 kV line | Tesla-Salado 115 kV line |  | 5 | 1 | YES | 2 | 1 | 1 | NO | 1
PG&E FRESNO | Kearney | 230 | 0 | 0 | 0 | 0 | 0 | 0 | 0 | 0 | 0 | 0 | 0 | 0 | 0 | 0 | 0 | 0 | 0 | 0 | 0 | 0 | 0 | 0 | 0 | 0 | 0 | 0 | 0 | 0 | 0 | 0 | 0 | 0 | 0 | 0 | 0 | 0 | 0 | 0 | 0 | 0 | 0 | 0 | 0 | 0 | 0 | 1 | 0 | 0 | 0 | 0 | 0 | 0 | 0 | 0 | 0 | 0 | 0 | 0 | 0 | 0 | 0 | 0 | 0 | 0 | 0 | 0 | 0 | 0 | 0 | 0 | 0 | 0 | 0 | 0 | 0 | 0 | 0 | 0 | 1 | 1 | 0 | 1 | 1 | 1 | 0 | 1 | 0 | 1 | 0 | 1 | 0 | 0 | 0 | 0 | 0 | 0 | 0 | 1 |  | 0 | 0 | 0 | 0 | 0 | 0 | 0 | 0 | 0 | 0 | 0 | 0 | 0 | 0 | 0 | 0 | 0 | 0 | 0 | 0 | 0 | 0 | 0 | 10 | 0 | 0 | 0 | 0 | 0 | 1 | 3 | 0 | 2 | 0 | 0 | 0 | -731.8 | -280.9 | 211.1426 | Borden-Storey #1 230kV line | Borden-Storey #1 230kV line | Chowchilla-Le grand 115kV Line |  | 0 | 0 | 0 | 0 | 0 | 0 | 315.9685 | 966.1 | 757.1426 | Bellota-Weber 230kV line | Borden-Storey #1 230kV line | Chowchilla-Le grand 115kV Line |  | 5 | 1 | YES | 2 | 1 | 1 | NO | 1
PG&E FRESNO | Kearney | 70 | 0 | 0 | 0 | 0 | 0 | 0 | 0 | 0 | 0 | 0 | 0 | 0 | 0 | 0 | 0 | 0 | 0 | 0 | 0 | 0 | 0 | 0 | 0 | 0 | 0 | 0 | 0 | 0 | 0 | 0 | 0 | 0 | 0 | 0 | 0 | 0 | 0 | 0 | 0 | 0 | 0 | 0 | 0 | 0 | 0 | 1 | 0 | 0 | 0 | 0 | 0 | 0 | 0 | 0 | 0 | 0 | 0 | 0 | 0 | 0 | 0 | 0 | 0 | 0 | 0 | 0 | 0 | 0 | 0 | 0 | 0 | 0 | 0 | 0 | 0 | 0 | 0 | 0 | 1 | 0 | 0 | 1 | 1 | 1 | 1 | 1 | 0 | 1 | 1 | 1 | 0 | 0 | 1 | 0 | 0 | 0 | 0 | 2 |  | 0 | 0.5 | 0 | 0 | 0 | 0 | 0 | 0 | 0 | 0 | 0 | 0 | 0 | 0 | 1 | 0 | 0.5 | 0 | 0 | 0 | 0 | 0 | 0 | 0 | 0 | 0 | 0 | 0 | 0 | 1 | 3 | 0 | 2 | 0 | 0 | 0 | -731.8 | -280.9 | 211.1426 | Borden-Storey #1 230kV line | Borden-Storey #1 230kV line | Chowchilla-Le grand 115kV Line |  | 0 | 0 | 0 | 0 | 0 | 0 | 315.9685 | 468.1 | 245.4626 | Bellota-Weber 230kV line | Oro Loma-El Nido 115kV Line | Oro Loma-El Nido 115kV Line |  | 5 | 1 | YES | 2 | 1 | 1 | NO | 1
PG&E GBA | Kelso | 230 | 0 | 0 | 0 | 0 | 0 | 0 | 0 | 0 | 0 | 0 | 0 | 0 | 0 | 0 | 0 | 0 | 0 | 0 | 0 | 0 | 0 | 0 | 0 | 0 | 0 | 0 | 0 | 0 | 0 | 0 | 0 | 0 | 0 | 0 | 0 | 0 | 0 | 0 | 0 | 1 | 0 | 0 | 0 | 0 | 0 | 0 | 0 | 0 | 0 | 0 | 0 | 0 | 0 | 1 | 0 | 1 | 0 | 0 | 0 | 0 | 0 | 0 | 0 | 0 | 0 | 1 | 0 | 0 | 0 | 0 | 0 | 0 | 0 | 0 | 0 | 0 | 0 | 0 | 0 | 0 | 0 | 0 | 0 | 0 | 0 | 0 | 0 | 0 | 0 | 0 | 0 | 0 | 0 | 0 | 0 | 0 | 0 | 0 |  | 0 | 0 | 0 | 0 | 0 | 0 | 0 | 0 | 0 | 0 | 0 | 0 | 0 | 0 | 0 | 0 | 0 | 80.8 | 3.45 | 0 | 0 | 0 | 0 | 0 | 0 | 0 | 90.7 | 0 | 0 | 1 | 2 | 0 | 1 | 0 | 0 | 0 | -2006.68 | -196.964 | 4357.8695 | Collinsville-Tesla 500 kV Line | Windmaster-Delta pumps 230 kV line | Windmaster-Delta pumps 230 kV line |  | 0 | 0 | 0 | 0 | 0 | 0 | 2282.4435 | 3374.2494 | 4357.8695 | Tesla-Tracy-Pump 230 kV line #2 | Tesla-Tracy-Pump 230 kV line #2 | Windmaster-Delta pumps 230 kV line |  | 5 | 1 | YES | 2 | 1 | 1 | NO | 1
PG&E FRESNO | Kerchoff 1 | 115 | 0 | 0 | 0 | 0 | 0 | 0 | 0 | 0 | 0 | 0 | 0 | 0 | 0 | 0 | 0 | 0 | 0 | 0 | 0 | 0 | 0 | 0 | 0 | 0 | 0 | 0 | 0 | 0 | 0 | 0 | 0 | 0 | 0 | 0 | 0 | 0 | 0 | 0 | 0 | 0 | 0 | 0 | 0 | 0 | 0 | 1 | 0 | 0 | 0 | 0 | 0 | 0 | 0 | 0 | 0 | 0 | 0 | 0 | 0 | 0 | 0 | 0 | 0 | 0 | 0 | 0 | 0 | 0 | 0 | 0 | 0 | 0 | 0 | 0 | 0 | 0 | 0 | 0 | 1 | 0 | 0 | 1 | 1 | 0 | 0 | 1 | 0 | 1 | 0 | 1 | 1 | 0 | 1 | 0 | 0 | 0 | 0 | 1 |  | 0 | 0 | 0 | 0 | 0 | 0 | 0 | 0 | 0 | 0 | 0 | 0 | 0 | 0 | 0 | 0 | 2 | 0 | 0 | 0 | 0 | 0 | 0 | 0 | 0 | 0 | 0 | 0 | 0 | 1 | 2 | 0 | 1 | 0 | 0 | 0 | -731.8 | -280.9 | 150.0276 | Borden-Storey #1 230kV line | Borden-Storey #1 230kV line | Merced 115/70kV TB#2 |  | 0 | 0 | 0 | 0 | 0 | 0 | 118 | 118 | 150.0276 | Merced 115/70kV TB#2 | Merced 115/70kV TB#2 | Merced 115/70kV TB#2 |  | 5 | 1 | YES | 2 | 1 | 1 | NO | 1
PG&E KERN | Kern Oil | 115 | 0 | 0 | 0 | 0 | 0 | 0 | 0 | 0 | 0 | 0 | 0 | 0 | 0 | 0 | 0 | 0 | 0 | 0 | 0 | 0 | 0 | 0 | 0 | 0 | 0 | 0 | 0 | 0 | 0 | 0 | 0 | 0 | 0 | 0 | 0 | 0 | 0 | 0 | 0 | 0 | 0 | 0 | 0 | 0 | 0 | 0 | 0 | 0 | 0 | 0 | 0 | 0 | 0 | 0 | 0 | 0 | 0 | 0 | 0 | 0 | 0 | 0 | 0 | 0 | 0 | 0 | 0 | 0 | 1 | 0 | 1 | 0 | 0 | 0 | 1 | 0 | 0 | 0 | 1 | 0 | 0 | 0 | 0 | 0 | 0 | 0 | 0 | 0 | 0 | 0 | 0 | 0 | 0 | 0 | 1 | 0 | 0 | 0 |  | 0 | 0 | 0 | 0 | 0 | 0 | 0 | 0 | 0 | 0 | 0 | 0 | 0 | 0 | 0 | 0 | 0 | 0 | 0 | 0 | 0 | 0 | 0 | 1 | 0 | 0 | 0 | 0 | 0 | 1 | 1 | 0 | 0 | 0 | 0 | 1 | -151.465 | 1393.66 | -929.2519 | Mustang-Henrietta 230 kV line | Gates-Arco 230 kV Line | Mustang-Henrietta 230 kV line |  | 0 | 0 | 0 | 0 | 0 | 0 | 1501.4 | 1393.66 | 940.1193 | Gates-Arco 230 kV Line | Gates-Arco 230 kV Line | Gates-Arco 230 kV Line |  | 5 | 1 | YES | 2 | 4 | 1 | YES | 2
PG&E KERN | Kern PP | 115 | 0 | 0 | 0 | 0 | 0 | 0 | 0 | 0 | 0 | 0 | 0 | 0 | 0 | 0 | 0 | 0 | 0 | 0 | 0 | 0 | 0 | 0 | 0 | 0 | 0 | 0 | 0 | 0 | 0 | 0 | 0 | 0 | 0 | 0 | 0 | 0 | 0 | 0 | 0 | 0 | 0 | 0 | 0 | 0 | 0 | 0 | 0 | 0 | 0 | 0 | 0 | 0 | 0 | 0 | 0 | 0 | 0 | 0 | 0 | 0 | 0 | 0 | 0 | 0 | 0 | 0 | 0 | 0 | 1 | 0 | 1 | 0 | 0 | 0 | 0 | 0 | 0 | 0 | 1 | 1 | 0 | 0 | 0 | 0 | 0 | 0 | 0 | 0 | 0 | 0 | 0 | 0 | 0 | 0 | 1 | 0 | 0 | 0 |  | 0 | 0 | 0 | 0 | 0 | 0 | 0 | 0 | 0 | 0 | 0 | 0 | 0 | 0 | 0 | 0 | 0 | 0 | 0 | 0 | 0 | 0 | 0 | 0 | 0 | 0 | 0 | 0 | 0 | 0 | 1 | 0 | 0 | 0 | 0 | 1 | -151.465 | 1393.66 | -929.2519 | Mustang-Henrietta 230 kV line | Gates-Arco 230 kV Line | Mustang-Henrietta 230 kV line |  | 0 | 0 | 0 | 0 | 0 | 0 | 1501.4 | 1393.66 | 940.1193 | Gates-Arco 230 kV Line | Gates-Arco 230 kV Line | Gates-Arco 230 kV Line |  | 5 | 1 | YES | 2 | 4 | 1 | YES | 2
PG&E KERN | Kern PP | 230 | 0 | 0 | 0 | 0 | 0 | 0 | 0 | 0 | 0 | 0 | 0 | 0 | 0 | 0 | 0 | 0 | 0 | 0 | 0 | 0 | 0 | 0 | 0 | 0 | 0 | 0 | 0 | 0 | 0 | 0 | 0 | 0 | 0 | 0 | 0 | 0 | 0 | 0 | 0 | 0 | 0 | 0 | 0 | 0 | 0 | 0 | 0 | 0 | 0 | 0 | 0 | 0 | 0 | 0 | 0 | 0 | 0 | 0 | 0 | 0 | 0 | 0 | 0 | 0 | 0 | 0 | 0 | 1 | 0 | 0 | 0 | 0 | 0 | 0 | 0 | 0 | 0 | 0 | 1 | 1 | 0 | 0 | 0 | 0 | 0 | 0 | 0 | 0 | 0 | 0 | 0 | 0 | 0 | 0 | 1 | 0 | 0 | 0 |  | 0 | 0 | 0 | 0 | 0 | 0 | 0 | 0 | 0 | 0 | 0 | 0 | 0 | 0 | 0 | 0 | 0 | 0 | 0 | 0 | 0 | 0 | 0 | 0 | 0 | 0 | 0 | 0 | 0 | 0 | 1 | 0 | 0 | 0 | 0 | 1 | -151.465 | 263.7217 | -929.2519 | Mustang-Henrietta 230 kV line | Cal Flat-Gates 230 kV line | Mustang-Henrietta 230 kV line |  | 0 | 0 | 0 | 0 | 0 | 0 | 363.365 | 263.7217 | 418.365 | Cal Flat-Gates 230 kV line | Cal Flat-Gates 230 kV line | Cal Flat-Gates 230 kV line |  | 5 | 1 | YES | 2 | 4 | 1 | YES | 2
PG&E KERN | Kern PP | 70 | 0 | 0 | 0 | 0 | 0 | 0 | 0 | 0 | 0 | 0 | 0 | 0 | 0 | 0 | 0 | 0 | 0 | 0 | 0 | 0 | 0 | 0 | 0 | 0 | 0 | 0 | 0 | 0 | 0 | 0 | 0 | 0 | 0 | 0 | 0 | 0 | 0 | 0 | 0 | 0 | 0 | 0 | 0 | 0 | 0 | 0 | 0 | 0 | 0 | 0 | 0 | 0 | 0 | 0 | 0 | 0 | 0 | 0 | 0 | 0 | 0 | 0 | 0 | 0 | 0 | 0 | 0 | 1 | 1 | 0 | 0 | 0 | 0 | 0 | 0 | 0 | 0 | 0 | 0 | 1 | 0 | 0 | 0 | 0 | 0 | 0 | 0 | 0 | 0 | 0 | 0 | 0 | 0 | 0 | 0 | 0 | 0 | 0 |  | 0 | 0 | 0 | 0 | 0 | 0 | 0 | 0 | 0 | 0 | 0 | 0 | 0 | 0 | 0 | 0 | 0 | 0 | 0 | 0 | 0 | 0 | 0 | 0 | 0 | 0 | 0 | 0 | 0 | 0 | 0 | 0 | 0 | 0 | 0 | 0 | 363.365 | 263.7217 | 418.365 | Cal Flat-Gates 230 kV line | Cal Flat-Gates 230 kV line | Cal Flat-Gates 230 kV line |  | 0 | 0 | 0 | 0 | 0 | 0 | 363.365 | 263.7217 | 418.365 | Cal Flat-Gates 230 kV line | Cal Flat-Gates 230 kV line | Cal Flat-Gates 230 kV line |  | 1 | 1 | NO | 1 | 1 | 1 | NO | 1
PG&E KERN | Kernridge | 115 | 0 | 0 | 0 | 0 | 0 | 0 | 0 | 0 | 0 | 0 | 0 | 0 | 0 | 0 | 0 | 0 | 0 | 0 | 0 | 0 | 0 | 0 | 0 | 0 | 0 | 0 | 0 | 0 | 0 | 0 | 0 | 0 | 0 | 0 | 0 | 0 | 0 | 0 | 0 | 0 | 0 | 0 | 0 | 0 | 0 | 0 | 0 | 0 | 0 | 0 | 0 | 0 | 0 | 0 | 0 | 0 | 0 | 0 | 0 | 0 | 0 | 0 | 0 | 0 | 0 | 0 | 0 | 1 | 1 | 0 | 0 | 0 | 0 | 0 | 1 | 0 | 0 | 0 | 1 | 0 | 0 | 0 | 0 | 0 | 0 | 0 | 0 | 0 | 0 | 0 | 0 | 0 | 0 | 0 | 1 | 0 | 0 | 0 |  | 0 | 0 | 0 | 0 | 0 | 0 | 0 | 0 | 0 | 0 | 0 | 0 | 0 | 0 | 0 | 0 | 0 | 0 | 0 | 0 | 0 | 0 | 0 | 0 | 0 | 0 | 0 | 0 | 0 | 0 | 1 | 0 | 0 | 0 | 0 | 1 | -151.465 | 263.7217 | -929.2519 | Mustang-Henrietta 230 kV line | Cal Flat-Gates 230 kV line | Mustang-Henrietta 230 kV line |  | 0 | 0 | 0 | 0 | 0 | 0 | 363.365 | 263.7217 | 418.365 | Cal Flat-Gates 230 kV line | Cal Flat-Gates 230 kV line | Cal Flat-Gates 230 kV line |  | 5 | 1 | YES | 2 | 4 | 1 | YES | 2
PG&E FRESNO | Kingsburg | 115 | 0 | 0 | 0 | 0 | 0 | 0 | 0 | 0 | 0 | 0 | 0 | 0 | 0 | 0 | 0 | 0 | 0 | 0 | 0 | 0 | 0 | 0 | 0 | 0 | 0 | 0 | 0 | 0 | 0 | 0 | 0 | 0 | 0 | 0 | 0 | 0 | 0 | 0 | 0 | 0 | 0 | 0 | 0 | 0 | 0 | 1 | 0 | 0 | 0 | 0 | 0 | 0 | 0 | 0 | 0 | 0 | 0 | 0 | 0 | 0 | 0 | 0 | 0 | 0 | 0 | 0 | 0 | 0 | 0 | 0 | 0 | 0 | 0 | 0 | 0 | 0 | 0 | 0 | 1 | 0 | 0 | 1 | 0 | 1 | 1 | 1 | 0 | 0 | 0 | 1 | 0 | 0 | 0 | 0 | 1 | 0 | 0 | 2 |  | 0 | 0 | 0 | 0 | 0 | 0 | 0 | 0 | 0 | 0 | 0 | 0 | 0 | 0 | 0 | 0 | 0 | 0 | 0 | 0 | 0 | 0 | 0 | 0 | 0 | 0 | 0 | 0 | 0 | 0 | 4 | 0 | 2 | 0 | 0 | 1 | -731.8 | -280.9 | -929.2519 | Borden-Storey #1 230kV line | Borden-Storey #1 230kV line | Mustang-Henrietta 230 kV line |  | 0 | 0 | 0 | 0 | 0 | 0 | 315.9685 | 629.5 | 757.1426 | Bellota-Weber 230kV line | NEW- Melones-Cottle 230kV line | Chowchilla-Le grand 115kV Line |  | 5 | 1 | YES | 2 | 4 | 1 | YES | 2
PG&E GBA | Kirker | 115 | 0 | 0 | 0 | 0 | 0 | 0 | 0 | 0 | 0 | 0 | 0 | 0 | 0 | 0 | 0 | 0 | 0 | 0 | 0 | 0 | 0 | 0 | 0 | 0 | 0 | 0 | 0 | 0 | 0 | 0 | 0 | 0 | 0 | 0 | 0 | 0 | 0 | 0 | 0 | 1 | 0 | 0 | 0 | 0 | 0 | 0 | 0 | 0 | 0 | 0 | 0 | 0 | 0 | 0 | 0 | 0 | 0 | 0 | 0 | 0 | 0 | 0 | 0 | 0 | 0 | 0 | 0 | 0 | 0 | 0 | 0 | 0 | 0 | 0 | 0 | 0 | 0 | 0 | 0 | 0 | 0 | 0 | 0 | 0 | 0 | 0 | 0 | 0 | 0 | 0 | 0 | 0 | 0 | 0 | 0 | 0 | 0 | 0 |  | 0 | 0 | 0 | 0 | 0 | 0 | 0 | 0 | 0 | 0 | 0 | 0 | 0 | 0 | 0 | 0 | 0 | 0 | 0 | 0 | 0 | 0 | 0 | 2.9 | 0 | 0 | 0 | 0 | 0 | 1 | 1 | 0 | 0 | 0 | 0 | 0 | -2006.68 | 431.687 | 4794.6338 | Collinsville-Tesla 500 kV Line | Collinsville-Tesla 500 kV Line | Collinsville-Tesla 500 kV Line |  | 0 | 0 | 0 | 0 | 0 | 0 | 6638.32 | 9076.687 | 4794.6338 | Collinsville-Tesla 500 kV Line | Collinsville-Tesla 500 kV Line | Collinsville-Tesla 500 kV Line |  | 5 | 1 | YES | 2 | 1 | 1 | NO | 1
PG&E NGBA | Knights Landing | 115 | 0 | 0 | 0 | 0 | 0 | 0 | 0 | 0 | 0 | 0 | 0 | 0 | 0 | 0 | 0 | 0 | 0 | 0 | 0 | 0 | 0 | 0 | 0 | 0 | 0 | 0 | 0 | 0 | 0 | 0 | 0 | 0 | 0 | 0 | 0 | 0 | 0 | 0 | 0 | 1 | 1 | 0 | 1 | 0 | 1 | 1 | 0 | 1 | 0 | 0 | 0 | 0 | 0 | 0 | 0 | 0 | 0 | 0 | 0 | 1 | 1 | 0 | 0 | 0 | 0 | 0 | 0 | 0 | 0 | 0 | 0 | 0 | 0 | 0 | 0 | 0 | 0 | 0 | 0 | 0 | 0 | 0 | 0 | 0 | 0 | 0 | 0 | 0 | 0 | 0 | 0 | 0 | 0 | 0 | 0 | 0 | 0 | 0 |  | 0 | 0 | 0 | 0 | 0 | 0 | 0 | 0 | 0 | 0 | 0 | 0 | 0 | 0 | 0 | 0 | 0 | 0 | 0 | 0 | 0 | 0 | 0 | 0 | 0 | 0 | 0 | 0 | 0 | 0 | 2 | 0 | 0 | 0 | 0 | 0 | -2006.68 | 31.5 | 32.84 | Collinsville-Tesla 500 kV Line | Rocklin-Pleaseant grove 115kV line | Woodland- Davis 115kV line |  | 0 | 0 | 0 | 0 | 0 | 0 | 31.5 | 31.5 | 32.84 | Rocklin-Pleaseant grove 115kV line | Rocklin-Pleaseant grove 115kV line | Woodland- Davis 115kV line |  | 5 | 1 | YES | 2 | 1 | 1 | NO | 1
PG&E NGBA | Konocti | 60 | 0 | 0 | 0 | 0 | 0 | 0 | 0 | 0 | 0 | 0 | 0 | 0 | 0 | 0 | 0 | 0 | 0 | 0 | 0 | 0 | 0 | 0 | 0 | 0 | 0 | 0 | 0 | 0 | 0 | 0 | 0 | 0 | 0 | 0 | 0 | 0 | 0 | 0 | 0 | 1 | 0 | 1 | 0 | 0 | 0 | 0 | 0 | 0 | 0 | 0 | 0 | 0 | 1 | 0 | 1 | 1 | 0 | 0 | 0 | 0 | 0 | 0 | 0 | 0 | 0 | 0 | 1 | 0 | 0 | 0 | 0 | 0 | 0 | 0 | 0 | 0 | 0 | 0 | 0 | 0 | 0 | 0 | 0 | 0 | 0 | 0 | 0 | 0 | 0 | 0 | 0 | 0 | 0 | 0 | 0 | 0 | 0 | 1 |  | 0 | 0 | 0 | 0 | 0 | 0 | 0 | 0 | 0 | 0 | 0 | 0 | 0 | 0 | 0 | 0 | 0.2 | 0 | 0 | 0 | 0 | 0 | 0 | 0 | 0 | 0 | 0 | 0 | 0 | 1 | 2 | 0 | 0 | 0 | 0 | 0 | -2006.68 | 96.788 | 1147.998 | Collinsville-Tesla 500 kV Line | Birds Landing-Contra Costa 230kV Line | Birds Landing-Contra Costa 230kV Line |  | 0 | 0 | 0 | 0 | 0 | 0 | 322.25 | 699.038 | 1147.998 | Contra Costa- Windmaster 230 kV line | Contra Costa- Windmaster 230 kV line | Birds Landing-Contra Costa 230kV Line |  | 5 | 1 | YES | 2 | 1 | 1 | NO | 1
SCE NOL | Kramer | 115 | 0 | 0 | 0 | 0 | 0 | 0 | 0 | 0 | 0 | 0 | 0 | 1 | 1 | 1 | 0 | 0 | 0 | 0 | 0 | 0 | 0 | 0 | 0 | 0 | 0 | 0 | 0 | 0 | 0 | 0 | 0 | 0 | 0 | 0 | 0 | 0 | 0 | 0 | 0 | 0 | 0 | 0 | 0 | 0 | 0 | 0 | 0 | 0 | 0 | 0 | 0 | 0 | 0 | 0 | 0 | 0 | 0 | 0 | 0 | 0 | 0 | 0 | 0 | 0 | 0 | 0 | 0 | 0 | 0 | 0 | 0 | 0 | 0 | 0 | 0 | 0 | 0 | 0 | 0 | 0 | 0 | 0 | 0 | 0 | 0 | 0 | 0 | 0 | 0 | 0 | 0 | 0 | 0 | 0 | 0 | 0 | 0 | 3 |  | 0 | 0 | 0 | 0 | 0 | 0 | 0 | 0 | 0 | 0 | 0 | 0 | 0 | 0 | 0 | 0 | 0 | 0 | 0 | 0 | 0 | 0 | 0 | 4 | 0 | 8 | 0 | 6 | 0 | 1 | 0 | 2 | 0 | 0 | 0 | 0 | -83.1 | 8.05 | 1104.2638 | South of Kramer Area Constraint | South of Kramer Area Constraint | South of Kramer Area Constraint |  | 0 | 2 | 0 | 0 | 0 | 0 | -83.1 | 8.05 | 1104.2638 | South of Kramer Area Constraint | South of Kramer Area Constraint | South of Kramer Area Constraint |  | 3 | 3 | NO | 3 | 1 | 1 | NO | 1
SCE NOL | Kramer | 230 | 0 | 0 | 0 | 0 | 0 | 0 | 0 | 0 | 0 | 0 | 0 | 1 | 1 | 1 | 0 | 0 | 0 | 0 | 0 | 0 | 0 | 0 | 0 | 0 | 0 | 0 | 0 | 0 | 0 | 0 | 0 | 0 | 0 | 0 | 0 | 0 | 0 | 0 | 0 | 0 | 0 | 0 | 0 | 0 | 0 | 0 | 0 | 0 | 0 | 0 | 0 | 0 | 0 | 0 | 0 | 0 | 0 | 0 | 0 | 0 | 0 | 0 | 0 | 0 | 0 | 0 | 0 | 0 | 0 | 0 | 0 | 0 | 0 | 0 | 0 | 0 | 0 | 0 | 0 | 0 | 0 | 0 | 0 | 0 | 0 | 0 | 0 | 0 | 0 | 0 | 0 | 0 | 0 | 0 | 0 | 0 | 0 | 3 |  | 0 | 0 | 0 | 0 | 0 | 0 | 0 | 0 | 0 | 75 | 0 | 17.5 | 0 | 0 | 1 | 0 | 0 | 0 | 0 | 0 | 0 | 0 | 0 | 0 | 150 | 200 | 286.2 | 0 | 0 | 1 | 0 | 2 | 0 | 0 | 0 | 0 | -83.1 | 8.05 | 1104.2638 | South of Kramer Area Constraint | South of Kramer Area Constraint | South of Kramer Area Constraint |  | 0 | 2 | 0 | 0 | 0 | 0 | -83.1 | 8.05 | 1104.2638 | South of Kramer Area Constraint | South of Kramer Area Constraint | South of Kramer Area Constraint |  | 3 | 3 | NO | 3 | 1 | 1 | NO | 1
SCE Metro | La Cienega | 230 | 0 | 0 | 0 | 0 | 0 | 0 | 0 | 0 | 1 | 1 | 0 | 0 | 0 | 0 | 0 | 0 | 0 | 0 | 0 | 0 | 0 | 0 | 0 | 0 | 0 | 0 | 0 | 0 | 0 | 0 | 0 | 0 | 0 | 0 | 0 | 0 | 0 | 0 | 0 | 0 | 0 | 0 | 0 | 0 | 0 | 0 | 0 | 0 | 0 | 0 | 0 | 0 | 0 | 0 | 0 | 0 | 0 | 0 | 0 | 0 | 0 | 0 | 0 | 0 | 0 | 0 | 0 | 0 | 0 | 0 | 0 | 0 | 0 | 0 | 0 | 0 | 0 | 0 | 0 | 0 | 0 | 0 | 0 | 0 | 0 | 0 | 0 | 0 | 0 | 0 | 0 | 0 | 0 | 0 | 0 | 0 | 0 | 0 |  | 0 | 0 | 0 | 0 | 0 | 0 | 0 | 0 | 0 | 0 | 0 | 0 | 0 | 0 | 0 | 0 | 0 | 0 | 0 | 0 | 0 | 0 | 0 | 0 | 0 | 0 | 0 | 0 | 0 | 0 | 0 | 0 | 0 | 0 | 0 | 0 | 2175 | 2437.5 | 3219.6408 | Hinson - Del Amo Constraint | Hinson - Del Amo Constraint | Hinson - Del Amo Constraint |  | 0 | 0 | 0 | 0 | 0 | 0 | 2175 | 2437.5 | 3219.6408 | Hinson - Del Amo Constraint | Hinson - Del Amo Constraint | Hinson - Del Amo Constraint |  | 1 | 1 | NO | 1 | 1 | 1 | NO | 1
SCE Metro | La Fresa | 230 | 0 | 0 | 0 | 0 | 0 | 0 | 0 | 0 | 1 | 1 | 0 | 0 | 0 | 0 | 0 | 0 | 0 | 0 | 0 | 0 | 0 | 0 | 0 | 0 | 0 | 0 | 0 | 0 | 0 | 0 | 0 | 0 | 0 | 0 | 0 | 0 | 0 | 0 | 0 | 0 | 0 | 0 | 0 | 0 | 0 | 0 | 0 | 0 | 0 | 0 | 0 | 0 | 0 | 0 | 0 | 0 | 0 | 0 | 0 | 0 | 0 | 0 | 0 | 0 | 0 | 0 | 0 | 0 | 0 | 0 | 0 | 0 | 0 | 0 | 0 | 0 | 0 | 0 | 0 | 0 | 0 | 0 | 0 | 0 | 0 | 0 | 0 | 0 | 0 | 0 | 0 | 0 | 0 | 0 | 0 | 0 | 0 | 0 |  | 0 | 0 | 0 | 0 | 0 | 0 | 0 | 0 | 0 | 0 | 0 | 0 | 0 | 0 | 0 | 0 | 0 | 0 | 0 | 0 | 0 | 0 | 0 | 0.64 | 0 | 0 | 0 | 0 | 0 | 1 | 0 | 0 | 0 | 0 | 0 | 0 | 2175 | 2437.5 | 3219.6408 | Hinson - Del Amo Constraint | Hinson - Del Amo Constraint | Hinson - Del Amo Constraint |  | 0 | 0 | 0 | 0 | 0 | 0 | 2175 | 2437.5 | 3219.6408 | Hinson - Del Amo Constraint | Hinson - Del Amo Constraint | Hinson - Del Amo Constraint |  | 1 | 1 | NO | 1 | 1 | 1 | NO | 1
SCE Metro | Laguna Bell | 230 | 0 | 0 | 0 | 0 | 0 | 0 | 0 | 0 | 0 | 1 | 0 | 0 | 0 | 0 | 0 | 0 | 0 | 0 | 0 | 0 | 0 | 0 | 0 | 0 | 0 | 0 | 0 | 0 | 0 | 0 | 0 | 0 | 0 | 0 | 0 | 0 | 0 | 0 | 0 | 0 | 0 | 0 | 0 | 0 | 0 | 0 | 0 | 0 | 0 | 0 | 0 | 0 | 0 | 0 | 0 | 0 | 0 | 0 | 0 | 0 | 0 | 0 | 0 | 0 | 0 | 0 | 0 | 0 | 0 | 0 | 0 | 0 | 0 | 0 | 0 | 0 | 0 | 0 | 0 | 0 | 0 | 0 | 0 | 0 | 0 | 0 | 0 | 0 | 0 | 0 | 0 | 0 | 0 | 0 | 0 | 0 | 0 | 0 |  | 0 | 0 | 0 | 0 | 0 | 0 | 0 | 0 | 0 | 0 | 0 | 0 | 0 | 0 | 0 | 0 | 0 | 0 | 0 | 0 | 0 | 0 | 0 | 3.27 | 0 | 0 | 350 | 0 | 0 | 1 | 0 | 0 | 0 | 0 | 0 | 0 | 11157.1 | 12110.2 | 14980.0055 | SCE Metro Area Default Constraint | SCE Metro Area Default Constraint | SCE Metro Area Default Constraint |  | 0 | 0 | 0 | 0 | 0 | 0 | 11157.1 | 12110.2 | 14980.0055 | SCE Metro Area Default Constraint | SCE Metro Area Default Constraint | SCE Metro Area Default Constraint |  | 1 | 1 | NO | 1 | 1 | 1 | NO | 1
PG&E KERN | Lakeview | 70 | 0 | 0 | 0 | 0 | 0 | 0 | 0 | 0 | 0 | 0 | 0 | 0 | 0 | 0 | 0 | 0 | 0 | 0 | 0 | 0 | 0 | 0 | 0 | 0 | 0 | 0 | 0 | 0 | 0 | 0 | 0 | 0 | 0 | 0 | 0 | 0 | 0 | 0 | 0 | 0 | 0 | 0 | 0 | 0 | 0 | 0 | 0 | 0 | 0 | 0 | 0 | 0 | 0 | 0 | 0 | 0 | 0 | 0 | 0 | 0 | 0 | 0 | 0 | 0 | 0 | 0 | 0 | 0 | 0 | 0 | 0 | 0 | 0 | 0 | 0 | 0 | 1 | 0 | 1 | 1 | 0 | 0 | 0 | 0 | 0 | 0 | 0 | 0 | 0 | 0 | 0 | 0 | 0 | 0 | 1 | 0 | 0 | 0 |  | 0 | 0 | 0 | 0 | 0 | 0 | 0 | 0 | 0 | 0 | 0 | 0 | 0 | 0 | 0 | 0 | 0 | 0 | 0 | 0 | 0 | 0 | 0 | 0 | 0 | 70 | 65.5 | 0 | 0 | 1 | 1 | 0 | 0 | 0 | 0 | 1 | -151.465 | 179.25 | -929.2519 | Mustang-Henrietta 230 kV line | Midway-Buena Vista Jct 230kV Line | Mustang-Henrietta 230 kV line |  | 0 | 0 | 0 | 0 | 0 | 0 | 268.5 | 179.25 | 336.2 | Midway-Buena Vista Jct 230kV Line | Midway-Buena Vista Jct 230kV Line | Midway-Buena Vista Jct 230kV Line |  | 5 | 1 | YES | 2 | 4 | 1 | YES | 2
PG&E NGBA | Lakeville | 230 | 0 | 0 | 0 | 0 | 0 | 0 | 0 | 0 | 0 | 0 | 0 | 0 | 0 | 0 | 0 | 0 | 0 | 0 | 0 | 0 | 0 | 0 | 0 | 0 | 0 | 0 | 0 | 0 | 0 | 0 | 0 | 0 | 0 | 0 | 0 | 0 | 0 | 0 | 0 | 1 | 0 | 0 | 0 | 0 | 0 | 0 | 0 | 0 | 0 | 0 | 0 | 1 | 1 | 1 | 1 | 1 | 0 | 0 | 1 | 1 | 0 | 0 | 0 | 0 | 0 | 1 | 1 | 0 | 0 | 0 | 0 | 0 | 0 | 0 | 0 | 0 | 0 | 0 | 0 | 0 | 0 | 0 | 0 | 0 | 0 | 0 | 0 | 0 | 0 | 0 | 0 | 0 | 0 | 0 | 0 | 0 | 0 | 2 |  | 0 | 0 | 0 | 0 | 0 | 0 | 0 | 0 | 0 | 0 | 0 | 0 | 0 | 0 | 0 | 0 | 0 | 0 | 0 | 0 | 0 | 0 | 0 | 0 | 0 | 0 | 0 | 0 | 0 | 0 | 3 | 0 | 1 | 0 | 0 | 0 | -2006.68 | -196.964 | 815.28 | Collinsville-Tesla 500 kV Line | Windmaster-Delta pumps 230 kV line | Lakeville-Ignacio 230 kV line |  | 0 | 0 | 0 | 0 | 0 | 0 | 322.25 | 699.038 | 815.28 | Contra Costa- Windmaster 230 kV line | Contra Costa- Windmaster 230 kV line | Lakeville-Ignacio 230 kV line |  | 5 | 1 | YES | 2 | 1 | 1 | NO | 1
PG&E NGBA | Lakeville | 60 | 0 | 0 | 0 | 0 | 0 | 0 | 0 | 0 | 0 | 0 | 0 | 0 | 0 | 0 | 0 | 0 | 0 | 0 | 0 | 0 | 0 | 0 | 0 | 0 | 0 | 0 | 0 | 0 | 0 | 0 | 0 | 0 | 0 | 0 | 0 | 0 | 0 | 0 | 0 | 1 | 0 | 0 | 0 | 0 | 0 | 0 | 0 | 0 | 0 | 0 | 0 | 1 | 1 | 1 | 1 | 1 | 0 | 0 | 0 | 1 | 0 | 0 | 0 | 0 | 0 | 1 | 1 | 0 | 0 | 0 | 0 | 0 | 0 | 0 | 0 | 0 | 0 | 0 | 0 | 0 | 0 | 0 | 0 | 0 | 0 | 0 | 0 | 0 | 0 | 0 | 0 | 0 | 0 | 0 | 0 | 0 | 0 | 2 |  | 0 | 0 | 0 | 0 | 0 | 0 | 0 | 0 | 0 | 0 | 0 | 0 | 0 | 0 | 0 | 0 | 0 | 0 | 0 | 0 | 0 | 0 | 0 | 4 | 0 | 0 | 0 | 0 | 0 | 1 | 3 | 0 | 1 | 0 | 0 | 0 | -2006.68 | -196.964 | 815.28 | Collinsville-Tesla 500 kV Line | Windmaster-Delta pumps 230 kV line | Lakeville-Ignacio 230 kV line |  | 0 | 0 | 0 | 0 | 0 | 0 | 322.25 | 699.038 | 815.28 | Contra Costa- Windmaster 230 kV line | Contra Costa- Windmaster 230 kV line | Lakeville-Ignacio 230 kV line |  | 5 | 1 | YES | 2 | 1 | 1 | NO | 1
PG&E NGBA | Lakeville | 115 | 0 | 0 | 0 | 0 | 0 | 0 | 0 | 0 | 0 | 0 | 0 | 0 | 0 | 0 | 0 | 0 | 0 | 0 | 0 | 0 | 0 | 0 | 0 | 0 | 0 | 0 | 0 | 0 | 0 | 0 | 0 | 0 | 0 | 0 | 0 | 0 | 0 | 0 | 0 | 1 | 0 | 0 | 0 | 0 | 0 | 0 | 0 | 0 | 0 | 0 | 0 | 1 | 1 | 1 | 1 | 1 | 0 | 0 | 0 | 1 | 0 | 0 | 0 | 0 | 0 | 1 | 1 | 0 | 0 | 0 | 0 | 0 | 0 | 0 | 0 | 0 | 0 | 0 | 0 | 0 | 0 | 0 | 0 | 0 | 0 | 0 | 0 | 0 | 0 | 0 | 0 | 0 | 0 | 0 | 0 | 0 | 0 | 2 |  | 0 | 0 | 0 | 0 | 0 | 0 | 0 | 0 | 0 | 0 | 0 | 0 | 0 | 0 | 0 | 0 | 0 | 0 | 0 | 0 | 0 | 0 | 0 | 0 | 0 | 0 | 50 | 0 | 0 | 1 | 3 | 0 | 1 | 0 | 0 | 0 | -2006.68 | -196.964 | 815.28 | Collinsville-Tesla 500 kV Line | Windmaster-Delta pumps 230 kV line | Lakeville-Ignacio 230 kV line |  | 0 | 0 | 0 | 0 | 0 | 0 | 322.25 | 699.038 | 815.28 | Contra Costa- Windmaster 230 kV line | Contra Costa- Windmaster 230 kV line | Lakeville-Ignacio 230 kV line |  | 5 | 1 | YES | 2 | 1 | 1 | NO | 1
PG&E GBA | Lakewood | 115 | 0 | 0 | 0 | 0 | 0 | 0 | 0 | 0 | 0 | 0 | 0 | 0 | 0 | 0 | 0 | 0 | 0 | 0 | 0 | 0 | 0 | 0 | 0 | 0 | 0 | 0 | 0 | 0 | 0 | 0 | 0 | 0 | 0 | 0 | 0 | 0 | 0 | 0 | 0 | 1 | 0 | 0 | 0 | 0 | 0 | 0 | 0 | 0 | 0 | 0 | 0 | 0 | 0 | 0 | 0 | 0 | 0 | 0 | 0 | 0 | 0 | 0 | 0 | 0 | 0 | 0 | 0 | 0 | 0 | 0 | 0 | 0 | 0 | 0 | 0 | 0 | 0 | 0 | 0 | 0 | 0 | 0 | 0 | 0 | 0 | 0 | 0 | 0 | 0 | 0 | 0 | 0 | 0 | 0 | 0 | 0 | 0 | 0 |  | 0 | 0 | 0 | 0 | 0 | 0 | 0 | 0 | 0 | 0 | 0 | 0 | 0 | 0 | 0 | 0 | 0 | 0 | 0 | 0 | 0 | 0 | 0 | 0 | 0 | 0 | 0 | 0 | 0 | 0 | 1 | 0 | 0 | 0 | 0 | 0 | -2006.68 | 431.687 | 4794.6338 | Collinsville-Tesla 500 kV Line | Collinsville-Tesla 500 kV Line | Collinsville-Tesla 500 kV Line |  | 0 | 0 | 0 | 0 | 0 | 0 | 6638.32 | 9076.687 | 4794.6338 | Collinsville-Tesla 500 kV Line | Collinsville-Tesla 500 kV Line | Collinsville-Tesla 500 kV Line |  | 5 | 1 | YES | 2 | 1 | 1 | NO | 1
PG&E NGBA | Lambie | 230 | 0 | 0 | 0 | 0 | 0 | 0 | 0 | 0 | 0 | 0 | 0 | 0 | 0 | 0 | 0 | 0 | 0 | 0 | 0 | 0 | 0 | 0 | 0 | 0 | 0 | 0 | 0 | 0 | 0 | 0 | 0 | 0 | 0 | 0 | 0 | 0 | 0 | 0 | 0 | 1 | 0 | 0 | 0 | 0 | 0 | 0 | 0 | 0 | 0 | 0 | 0 | 0 | 0 | 1 | 1 | 1 | 0 | 0 | 1 | 1 | 0 | 0 | 0 | 0 | 0 | 1 | 1 | 0 | 0 | 0 | 0 | 0 | 0 | 0 | 0 | 0 | 0 | 0 | 0 | 0 | 0 | 0 | 0 | 0 | 0 | 0 | 0 | 0 | 0 | 0 | 0 | 0 | 0 | 0 | 0 | 0 | 0 | 0 |  | 0 | 0 | 0 | 0 | 0 | 0 | 0 | 0 | 0 | 0 | 0 | 0 | 0 | 0 | 0 | 0 | 0 | 0 | 0 | 0 | 0 | 0 | 0 | 0 | 0 | 0 | 0 | 0 | 0 | 0 | 3 | 0 | 1 | 0 | 0 | 0 | -2006.68 | -196.964 | 1147.998 | Collinsville-Tesla 500 kV Line | Windmaster-Delta pumps 230 kV line | Birds Landing-Contra Costa 230kV Line |  | 0 | 0 | 0 | 0 | 0 | 0 | 322.25 | 699.038 | 1147.998 | Contra Costa- Windmaster 230 kV line | Contra Costa- Windmaster 230 kV line | Birds Landing-Contra Costa 230kV Line |  | 5 | 1 | YES | 2 | 1 | 1 | NO | 1
PG&E GBA | Lammers | 115 | 0 | 0 | 0 | 0 | 0 | 0 | 0 | 0 | 0 | 0 | 0 | 0 | 0 | 0 | 0 | 0 | 0 | 0 | 0 | 0 | 0 | 0 | 0 | 0 | 0 | 0 | 0 | 0 | 0 | 0 | 0 | 0 | 0 | 0 | 0 | 0 | 0 | 0 | 0 | 0 | 0 | 0 | 0 | 0 | 0 | 1 | 0 | 0 | 0 | 0 | 0 | 0 | 0 | 0 | 0 | 1 | 0 | 1 | 0 | 1 | 0 | 0 | 0 | 0 | 0 | 1 | 0 | 0 | 0 | 0 | 0 | 0 | 0 | 0 | 0 | 0 | 0 | 0 | 0 | 0 | 0 | 0 | 0 | 0 | 0 | 0 | 0 | 0 | 0 | 0 | 0 | 0 | 0 | 0 | 0 | 0 | 0 | 0 |  | 0 | 0 | 0 | 0 | 0 | 0 | 0 | 0 | 0 | 0 | 0 | 0 | 0 | 0 | 0 | 0 | 0 | 0 | 0 | 0 | 0 | 0 | 0 | 0 | 0 | 0 | 0 | 0 | 0 | 0 | 1 | 0 | 0 | 0 | 0 | 0 | -144.0315 | 181.7909 | 692.3714 | Bellota-Weber 230kV line | Kasson Jct-Heinz 115 kV line | Kasson Jct-Heinz 115 kV line |  | 0 | 0 | 0 | 0 | 0 | 0 | 77.2685 | 181.7909 | 692.3714 | Kasson Jct-Heinz 115 kV line | Kasson Jct-Heinz 115 kV line | Kasson Jct-Heinz 115 kV line |  | 5 | 1 | YES | 2 | 1 | 1 | NO | 1
PG&E KERN | Lamont | 115 | 0 | 0 | 0 | 0 | 0 | 0 | 0 | 0 | 0 | 0 | 0 | 0 | 0 | 0 | 0 | 0 | 0 | 0 | 0 | 0 | 0 | 0 | 0 | 0 | 0 | 0 | 0 | 0 | 0 | 0 | 0 | 0 | 0 | 0 | 0 | 0 | 0 | 0 | 0 | 0 | 0 | 0 | 0 | 0 | 0 | 0 | 0 | 0 | 0 | 0 | 0 | 0 | 0 | 0 | 0 | 0 | 0 | 0 | 0 | 0 | 0 | 0 | 0 | 0 | 0 | 0 | 0 | 0 | 0 | 0 | 1 | 0 | 0 | 1 | 0 | 0 | 0 | 0 | 1 | 1 | 0 | 0 | 0 | 0 | 0 | 0 | 0 | 0 | 0 | 0 | 0 | 0 | 0 | 0 | 1 | 0 | 0 | 0 |  | 0 | 0 | 0 | 0 | 0 | 0 | 0 | 0 | 0 | 0 | 0 | 0 | 0 | 0 | 0 | 0 | 5 | 0 | 0 | 0 | 0 | 0 | 0 | 4 | 0 | 80 | 0 | 0 | 0 | 1 | 1 | 0 | 0 | 0 | 0 | 1 | -151.465 | 179.8 | -929.2519 | Mustang-Henrietta 230 kV line | Kern-Tevis-Stockdale-Lamont 115kV line | Mustang-Henrietta 230 kV line |  | 0 | 0 | 0 | 0 | 0 | 0 | 179.8 | 179.8 | 41.218 | Kern-Tevis-Stockdale-Lamont 115kV line | Kern-Tevis-Stockdale-Lamont 115kV line | Kern-Tevis-Stockdale-Lamont 115kV line |  | 5 | 1 | YES | 2 | 4 | 1 | YES | 2
PG&E FRESNO | Las Aguilas | 230 | 0 | 0 | 0 | 0 | 0 | 0 | 0 | 0 | 0 | 0 | 0 | 0 | 0 | 0 | 0 | 0 | 0 | 0 | 0 | 0 | 0 | 0 | 0 | 0 | 0 | 0 | 0 | 0 | 0 | 0 | 0 | 0 | 0 | 0 | 0 | 0 | 0 | 0 | 0 | 0 | 0 | 0 | 0 | 0 | 0 | 0 | 0 | 0 | 0 | 0 | 0 | 0 | 0 | 0 | 0 | 0 | 0 | 0 | 0 | 0 | 0 | 0 | 0 | 0 | 0 | 0 | 0 | 0 | 0 | 0 | 0 | 0 | 0 | 0 | 0 | 0 | 0 | 0 | 1 | 1 | 0 | 1 | 0 | 0 | 0 | 1 | 0 | 0 | 0 | 0 | 0 | 0 | 0 | 0 | 0 | 0 | 1 | 1 |  | 0 | 0 | 0 | 0 | 0 | 0 | 0 | 0 | 0 | 0 | 0 | 0 | 0 | 0 | 0 | 0 | 0 | 0 | 0 | 0 | 0 | 0 | 0 | 0 | 0 | 0 | 0 | 0 | 0 | 0 | 0 | 0 | 0 | 0 | 0 | 0 | 1141.1 | 1620.51 | 2302.2502 | Tranquility-Helm 230kV Line | NEW-Metcalf-Mosslanding 500kV | Gates 500/230kV TB #12 |  | 0 | 0 | 0 | 0 | 0 | 0 | 1141.1 | 1620.51 | 2302.2502 | Tranquility-Helm 230kV Line | NEW-Metcalf-Mosslanding 500kV | Gates 500/230kV TB #12 |  | 1 | 1 | NO | 1 | 1 | 1 | NO | 1
EOP | Lathrop | 138 | 0 | 0 | 0 | 0 | 0 | 0 | 0 | 0 | 0 | 0 | 0 | 0 | 0 | 0 | 0 | 0 | 0 | 0 | 0 | 0 | 0 | 0 | 1 | 1 | 1 | 0 | 0 | 0 | 0 | 0 | 0 | 0 | 0 | 0 | 0 | 0 | 0 | 0 | 0 | 0 | 0 | 0 | 0 | 0 | 0 | 0 | 0 | 0 | 0 | 0 | 0 | 0 | 0 | 0 | 0 | 0 | 0 | 0 | 0 | 0 | 0 | 0 | 0 | 0 | 0 | 0 | 0 | 0 | 0 | 0 | 0 | 0 | 0 | 0 | 0 | 0 | 0 | 0 | 0 | 0 | 0 | 0 | 0 | 0 | 0 | 0 | 0 | 0 | 0 | 0 | 0 | 0 | 0 | 0 | 0 | 0 | 0 | 2 |  | 0 | 0 | 0 | 0 | 0 | 0 | 0 | 0 | 0 | 0 | 0 | 0 | 0 | 0 | 0 | 0 | 0 | 0 | 0 | 0 | 0 | 0 | 0 | 0 | 0 | 0 | 0 | 0 | 0 | 0 | 0 | 0 | 0 | 0 | 0 | 0 | 132.885 | 1655.59 | 2398.8 | Lugo - Victorville area constraint | Sloan Canyon - Eldorado 500 kV constraint | Sloan Canyon - Eldorado 500 kV constraint |  | 0 | 0 | 0 | 0 | 0 | 0 | 132.885 | 1655.59 | 2398.8 | Lugo - Victorville area constraint | Sloan Canyon - Eldorado 500 kV constraint | Sloan Canyon - Eldorado 500 kV constraint |  | 1 | 1 | NO | 1 | 1 | 1 | NO | 1
EOP | Lathrop | 230 | 0 | 0 | 0 | 0 | 0 | 0 | 0 | 0 | 0 | 0 | 0 | 0 | 0 | 0 | 0 | 0 | 0 | 0 | 0 | 0 | 0 | 0 | 1 | 1 | 1 | 0 | 0 | 0 | 0 | 0 | 0 | 0 | 0 | 0 | 0 | 0 | 0 | 0 | 0 | 0 | 0 | 0 | 0 | 0 | 0 | 0 | 0 | 0 | 0 | 0 | 0 | 0 | 0 | 0 | 0 | 0 | 0 | 0 | 0 | 0 | 0 | 0 | 0 | 0 | 0 | 0 | 0 | 0 | 0 | 0 | 0 | 0 | 0 | 0 | 0 | 0 | 0 | 0 | 0 | 0 | 0 | 0 | 0 | 0 | 0 | 0 | 0 | 0 | 0 | 0 | 0 | 0 | 0 | 0 | 0 | 0 | 0 | 2 |  | 0 | 0 | 0 | 0 | 0 | 0 | 0 | 0 | 0 | 0 | 0 | 0 | 0 | 0 | 0 | 0 | 0 | 300 | 0 | 0 | 0 | 0 | 0 | 0 | 0 | 0 | 0 | 0 | 0 | 1 | 0 | 0 | 0 | 0 | 0 | 0 | 132.885 | 1655.59 | 2398.8 | Lugo - Victorville area constraint | Sloan Canyon - Eldorado 500 kV constraint | Sloan Canyon - Eldorado 500 kV constraint |  | 0 | 0 | 0 | 0 | 0 | 0 | 132.885 | 1655.59 | 2398.8 | Lugo - Victorville area constraint | Sloan Canyon - Eldorado 500 kV constraint | Sloan Canyon - Eldorado 500 kV constraint |  | 1 | 1 | NO | 1 | 1 | 1 | NO | 1
PG&E FRESNO | Le Grand | 115 | 0 | 0 | 0 | 0 | 0 | 0 | 0 | 0 | 0 | 0 | 0 | 0 | 0 | 0 | 0 | 0 | 0 | 0 | 0 | 0 | 0 | 0 | 0 | 0 | 0 | 0 | 0 | 0 | 0 | 0 | 0 | 0 | 0 | 0 | 0 | 0 | 0 | 0 | 0 | 0 | 0 | 0 | 0 | 0 | 0 | 1 | 0 | 0 | 0 | 0 | 0 | 0 | 0 | 0 | 0 | 0 | 0 | 0 | 0 | 0 | 0 | 0 | 0 | 0 | 0 | 0 | 0 | 0 | 0 | 0 | 0 | 0 | 0 | 0 | 0 | 0 | 0 | 0 | 1 | 1 | 0 | 1 | 1 | 1 | 1 | 1 | 0 | 1 | 1 | 1 | 1 | 0 | 1 | 0 | 0 | 0 | 0 | 2 |  | 0 | 0 | 0 | 0 | 0 | 0 | 0 | 0 | 0 | 0 | 0 | 0 | 0 | 0 | 0 | 0 | 0 | 0 | 0 | 0 | 0 | 0 | 0 | 0 | 0 | 0 | 0 | 0 | 0 | 0 | 3 | 0 | 2 | 0 | 0 | 0 | -731.8 | -280.9 | 150.0276 | Borden-Storey #1 230kV line | Borden-Storey #1 230kV line | Merced 115/70kV TB#2 |  | 0 | 0 | 0 | 0 | 0 | 0 | 118 | 118 | 150.0276 | Merced 115/70kV TB#2 | Merced 115/70kV TB#2 | Merced 115/70kV TB#2 |  | 5 | 1 | YES | 2 | 1 | 1 | NO | 1
PG&E FRESNO | Lemoore | 70 | 0 | 0 | 0 | 0 | 0 | 0 | 0 | 0 | 0 | 0 | 0 | 0 | 0 | 0 | 0 | 0 | 0 | 0 | 0 | 0 | 0 | 0 | 0 | 0 | 0 | 0 | 0 | 0 | 0 | 0 | 0 | 0 | 0 | 0 | 0 | 0 | 0 | 0 | 0 | 0 | 0 | 0 | 0 | 0 | 0 | 0 | 0 | 0 | 0 | 0 | 0 | 0 | 0 | 0 | 0 | 0 | 0 | 0 | 0 | 0 | 0 | 0 | 0 | 0 | 0 | 0 | 0 | 0 | 1 | 0 | 0 | 0 | 0 | 0 | 0 | 0 | 0 | 0 | 0 | 1 | 0 | 1 | 0 | 0 | 0 | 0 | 0 | 0 | 0 | 0 | 0 | 0 | 0 | 0 | 0 | 0 | 0 | 0 |  | 0 | 0 | 0 | 0 | 0 | 0 | 0 | 0 | 0 | 0 | 0 | 0 | 0 | 0 | 0 | 0 | 0 | 0 | 0 | 0 | 0 | 0 | 0 | 0 | 0 | 22 | 0 | 0 | 0 | 1 | 0 | 0 | 0 | 0 | 0 | 0 | 1141.1 | 1393.66 | 940.1193 | Tranquility-Helm 230kV Line | Gates-Arco 230 kV Line | Gates-Arco 230 kV Line |  | 0 | 0 | 0 | 0 | 0 | 0 | 1141.1 | 1393.66 | 940.1193 | Tranquility-Helm 230kV Line | Gates-Arco 230 kV Line | Gates-Arco 230 kV Line |  | 1 | 1 | NO | 1 | 1 | 1 | NO | 1
PG&E KERN | Lerdo | 115 | 0 | 0 | 0 | 0 | 0 | 0 | 0 | 0 | 0 | 0 | 0 | 0 | 0 | 0 | 0 | 0 | 0 | 0 | 0 | 0 | 0 | 0 | 0 | 0 | 0 | 0 | 0 | 0 | 0 | 0 | 0 | 0 | 0 | 0 | 0 | 0 | 0 | 0 | 0 | 0 | 0 | 0 | 0 | 0 | 0 | 0 | 0 | 0 | 0 | 0 | 0 | 0 | 0 | 0 | 0 | 0 | 0 | 0 | 0 | 0 | 0 | 0 | 0 | 0 | 0 | 0 | 0 | 1 | 1 | 0 | 1 | 0 | 0 | 0 | 1 | 0 | 0 | 0 | 1 | 0 | 0 | 0 | 0 | 0 | 0 | 0 | 0 | 0 | 0 | 0 | 0 | 0 | 0 | 0 | 1 | 0 | 0 | 0 |  | 0 | 0 | 0 | 0 | 0 | 0 | 0 | 0 | 0 | 0 | 0 | 0 | 0 | 0 | 0 | 0 | 0 | 0 | 0 | 0 | 0 | 0 | 0 | 0 | 0 | 0 | 0 | 0 | 0 | 0 | 1 | 0 | 0 | 0 | 0 | 1 | -151.465 | 263.7217 | -929.2519 | Mustang-Henrietta 230 kV line | Cal Flat-Gates 230 kV line | Mustang-Henrietta 230 kV line |  | 0 | 0 | 0 | 0 | 0 | 0 | 363.365 | 263.7217 | 418.365 | Cal Flat-Gates 230 kV line | Cal Flat-Gates 230 kV line | Cal Flat-Gates 230 kV line |  | 5 | 1 | YES | 2 | 4 | 1 | YES | 2
SCE Metro | Lewis | 230 | 0 | 0 | 0 | 0 | 0 | 0 | 0 | 0 | 0 | 1 | 0 | 0 | 0 | 0 | 0 | 0 | 0 | 0 | 0 | 0 | 0 | 0 | 0 | 0 | 0 | 0 | 0 | 0 | 0 | 0 | 0 | 0 | 0 | 0 | 0 | 0 | 0 | 0 | 0 | 0 | 0 | 0 | 0 | 0 | 0 | 0 | 0 | 0 | 0 | 0 | 0 | 0 | 0 | 0 | 0 | 0 | 0 | 0 | 0 | 0 | 0 | 0 | 0 | 0 | 0 | 0 | 0 | 0 | 0 | 0 | 0 | 0 | 0 | 0 | 0 | 0 | 0 | 0 | 0 | 0 | 0 | 0 | 0 | 0 | 0 | 0 | 0 | 0 | 0 | 0 | 0 | 0 | 0 | 0 | 0 | 0 | 0 | 0 |  | 0 | 0 | 0 | 0 | 0 | 0 | 0 | 0 | 0 | 0 | 0 | 0 | 0 | 0 | 0 | 0 | 0 | 0 | 0 | 0 | 0 | 0 | 0 | 0 | 0 | 0 | 0 | 0 | 0 | 0 | 0 | 0 | 0 | 0 | 0 | 0 | 11157.1 | 12110.2 | 14980.0055 | SCE Metro Area Default Constraint | SCE Metro Area Default Constraint | SCE Metro Area Default Constraint |  | 0 | 0 | 0 | 0 | 0 | 0 | 11157.1 | 12110.2 | 14980.0055 | SCE Metro Area Default Constraint | SCE Metro Area Default Constraint | SCE Metro Area Default Constraint |  | 1 | 1 | NO | 1 | 1 | 1 | NO | 1
SCE Metro | Lighthipe | 230 | 0 | 0 | 0 | 0 | 0 | 0 | 0 | 0 | 1 | 1 | 0 | 0 | 0 | 0 | 0 | 0 | 0 | 0 | 0 | 0 | 0 | 0 | 0 | 0 | 0 | 0 | 0 | 0 | 0 | 0 | 0 | 0 | 0 | 0 | 0 | 0 | 0 | 0 | 0 | 0 | 0 | 0 | 0 | 0 | 0 | 0 | 0 | 0 | 0 | 0 | 0 | 0 | 0 | 0 | 0 | 0 | 0 | 0 | 0 | 0 | 0 | 0 | 0 | 0 | 0 | 0 | 0 | 0 | 0 | 0 | 0 | 0 | 0 | 0 | 0 | 0 | 0 | 0 | 0 | 0 | 0 | 0 | 0 | 0 | 0 | 0 | 0 | 0 | 0 | 0 | 0 | 0 | 0 | 0 | 0 | 0 | 0 | 0 |  | 0 | 0 | 0 | 0 | 0 | 0 | 0 | 0 | 0 | 0 | 0 | 0 | 0 | 0 | 0 | 0 | 0 | 0 | 0 | 0 | 0 | 0 | 0 | 3.24 | 0 | 0 | 0 | 0 | 0 | 1 | 0 | 0 | 0 | 0 | 0 | 0 | 2175 | 2437.5 | 3219.6408 | Hinson - Del Amo Constraint | Hinson - Del Amo Constraint | Hinson - Del Amo Constraint |  | 0 | 0 | 0 | 0 | 0 | 0 | 2175 | 2437.5 | 3219.6408 | Hinson - Del Amo Constraint | Hinson - Del Amo Constraint | Hinson - Del Amo Constraint |  | 1 | 1 | NO | 1 | 1 | 1 | NO | 1
SDGE | Lilac | 69 | 0 | 0 | 0 | 0 | 0 | 0 | 0 | 0 | 0 | 0 | 0 | 0 | 0 | 0 | 0 | 0 | 0 | 0 | 0 | 0 | 0 | 0 | 0 | 0 | 0 | 1 | 0 | 0 | 0 | 0 | 1 | 0 | 1 | 1 | 0 | 0 | 0 | 1 | 0 | 0 | 0 | 0 | 0 | 0 | 0 | 0 | 0 | 0 | 0 | 0 | 0 | 0 | 0 | 0 | 0 | 0 | 0 | 0 | 0 | 0 | 0 | 0 | 0 | 0 | 0 | 0 | 0 | 0 | 0 | 0 | 0 | 0 | 0 | 0 | 0 | 0 | 0 | 0 | 0 | 0 | 0 | 0 | 0 | 0 | 0 | 0 | 0 | 0 | 0 | 0 | 0 | 0 | 0 | 0 | 0 | 0 | 0 | 2 |  | 0 | 0 | 0 | 0 | 0 | 0 | 0 | 0 | 0 | 0 | 0 | 0 | 0 | 0 | 0 | 0 | 0 | 0 | 0 | 0 | 0 | 0 | 0 | 0 | 0 | 0 | 0 | 0 | 0 | 0 | 0 | 0 | 0 | 0 | 0 | 0 | 94.4 | 149.2 | 313.6 | Ocean Ranch 69 kV constraint | Ocean Ranch 69 kV constraint | Ocean Ranch 69 kV constraint |  | 0 | 0 | 0 | 0 | 0 | 0 | 94.4 | 149.2 | 313.6 | Ocean Ranch 69 kV constraint | Ocean Ranch 69 kV constraint | Ocean Ranch 69 kV constraint |  | 1 | 1 | NO | 1 | 1 | 1 | NO | 1
PG&E NGBA | Lincoln | 115 | 0 | 0 | 0 | 0 | 0 | 0 | 0 | 0 | 0 | 0 | 0 | 0 | 0 | 0 | 0 | 0 | 0 | 0 | 0 | 0 | 0 | 0 | 0 | 0 | 0 | 0 | 0 | 0 | 0 | 0 | 0 | 0 | 0 | 0 | 0 | 0 | 0 | 0 | 0 | 1 | 1 | 0 | 1 | 0 | 1 | 1 | 1 | 1 | 0 | 0 | 0 | 0 | 0 | 0 | 0 | 0 | 0 | 0 | 0 | 1 | 1 | 0 | 0 | 0 | 0 | 0 | 0 | 0 | 0 | 0 | 0 | 0 | 0 | 0 | 0 | 0 | 0 | 0 | 0 | 0 | 0 | 0 | 0 | 0 | 0 | 0 | 0 | 0 | 0 | 0 | 0 | 0 | 0 | 0 | 0 | 0 | 0 | 0 |  | 0 | 0 | 0 | 0 | 0 | 0 | 0 | 0 | 0 | 0 | 0 | 0 | 0 | 0 | 0 | 0 | 0 | 0 | 0 | 0 | 0 | 0 | 0 | 0 | 0 | 0 | 0 | 0 | 0 | 0 | 2 | 0 | 0 | 0 | 0 | 0 | -2006.68 | 31.5 | 32.84 | Collinsville-Tesla 500 kV Line | Rocklin-Pleaseant grove 115kV line | Woodland- Davis 115kV line |  | 0 | 0 | 0 | 0 | 0 | 0 | 31.5 | 31.5 | 32.84 | Rocklin-Pleaseant grove 115kV line | Rocklin-Pleaseant grove 115kV line | Woodland- Davis 115kV line |  | 5 | 1 | YES | 2 | 1 | 1 | NO | 1
PG&E KERN | Live Oak | 115 | 0 | 0 | 0 | 0 | 0 | 0 | 0 | 0 | 0 | 0 | 0 | 0 | 0 | 0 | 0 | 0 | 0 | 0 | 0 | 0 | 0 | 0 | 0 | 0 | 0 | 0 | 0 | 0 | 0 | 0 | 0 | 0 | 0 | 0 | 0 | 0 | 0 | 0 | 0 | 0 | 0 | 0 | 0 | 0 | 0 | 0 | 0 | 0 | 0 | 0 | 0 | 0 | 0 | 0 | 0 | 0 | 0 | 0 | 0 | 0 | 0 | 0 | 0 | 0 | 0 | 0 | 0 | 0 | 1 | 0 | 1 | 0 | 0 | 0 | 0 | 0 | 0 | 0 | 1 | 0 | 0 | 0 | 0 | 0 | 0 | 0 | 0 | 0 | 0 | 0 | 0 | 0 | 0 | 0 | 1 | 0 | 0 | 0 |  | 0 | 0 | 0 | 0 | 0 | 0 | 0 | 0 | 0 | 0 | 0 | 0 | 0 | 0 | 0 | 0 | 0 | 0 | 0 | 0 | 0 | 0 | 0 | 0 | 0 | 0 | 0 | 0 | 0 | 0 | 1 | 0 | 0 | 0 | 0 | 1 | -151.465 | 1393.66 | -929.2519 | Mustang-Henrietta 230 kV line | Gates-Arco 230 kV Line | Mustang-Henrietta 230 kV line |  | 0 | 0 | 0 | 0 | 0 | 0 | 1501.4 | 1393.66 | 940.1193 | Gates-Arco 230 kV Line | Gates-Arco 230 kV Line | Gates-Arco 230 kV Line |  | 5 | 1 | YES | 2 | 4 | 1 | YES | 2
PG&E GBA | Llagas | 115 | 0 | 0 | 0 | 0 | 0 | 0 | 0 | 0 | 0 | 0 | 0 | 0 | 0 | 0 | 0 | 0 | 0 | 0 | 0 | 0 | 0 | 0 | 0 | 0 | 0 | 0 | 0 | 0 | 0 | 0 | 0 | 0 | 0 | 0 | 0 | 0 | 0 | 0 | 0 | 0 | 0 | 0 | 0 | 0 | 0 | 0 | 0 | 0 | 0 | 0 | 0 | 0 | 1 | 0 | 0 | 1 | 0 | 0 | 0 | 1 | 0 | 0 | 0 | 0 | 1 | 0 | 0 | 0 | 0 | 0 | 0 | 0 | 0 | 0 | 0 | 0 | 0 | 0 | 0 | 0 | 0 | 0 | 0 | 0 | 0 | 0 | 0 | 0 | 0 | 0 | 0 | 0 | 0 | 0 | 0 | 0 | 0 | 1 |  | 0 | 0 | 0 | 0 | 0 | 0 | 0 | 0 | 0 | 0 | 0 | 0 | 0 | 0 | 0 | 0 | 0 | 0 | 0 | 0 | 0 | 0 | 0 | 0 | 0 | 0 | 0 | 0 | 0 | 0 | 0 | 0 | 0 | 0 | 0 | 0 | 338.65 | 358.51 | 303.18 | Morganhill-Metcalf 115kV Line | Morganhill-Metcalf 115kV Line | Morganhill-Metcalf 115kV Line |  | 0 | 0 | 0 | 0 | 0 | 0 | 338.65 | 358.51 | 303.18 | Morganhill-Metcalf 115kV Line | Morganhill-Metcalf 115kV Line | Morganhill-Metcalf 115kV Line |  | 1 | 1 | NO | 1 | 1 | 1 | NO | 1
PG&E GBA | Lockeford | 115 | 0 | 0 | 0 | 0 | 0 | 0 | 0 | 0 | 0 | 0 | 0 | 0 | 0 | 0 | 0 | 0 | 0 | 0 | 0 | 0 | 0 | 0 | 0 | 0 | 0 | 0 | 0 | 0 | 0 | 0 | 0 | 0 | 0 | 0 | 0 | 0 | 0 | 0 | 0 | 0 | 0 | 0 | 0 | 0 | 0 | 1 | 0 | 0 | 0 | 0 | 0 | 0 | 0 | 0 | 0 | 0 | 0 | 0 | 0 | 1 | 1 | 0 | 0 | 0 | 0 | 0 | 0 | 0 | 0 | 0 | 0 | 0 | 0 | 0 | 0 | 0 | 0 | 0 | 0 | 0 | 0 | 0 | 0 | 0 | 0 | 0 | 0 | 0 | 0 | 0 | 0 | 0 | 0 | 0 | 0 | 0 | 0 | 0 |  | 0 | 0 | 0 | 0 | 0 | 0 | 0 | 0 | 0 | 0 | 0 | 0 | 0 | 0 | 0 | 0 | 0 | 0 | 0 | 0 | 0 | 0 | 0 | 0 | 0 | 0 | 0 | 0 | 0 | 0 | 1 | 0 | 0 | 0 | 0 | 0 | -144.0315 | 594.3909 | 3342.9322 | Bellota-Weber 230kV line | Bellota-Weber 230kV line | Bellota-Weber 230kV line |  | 0 | 0 | 0 | 0 | 0 | 0 | 315.9685 | 643.7 | 3342.9322 | Bellota-Weber 230kV line | Eight Mile-Tesla 230 kV line | Bellota-Weber 230kV line |  | 5 | 1 | YES | 2 | 1 | 1 | NO | 1
PG&E GBA | Lockeford | 230 | 0 | 0 | 0 | 0 | 0 | 0 | 0 | 0 | 0 | 0 | 0 | 0 | 0 | 0 | 0 | 0 | 0 | 0 | 0 | 0 | 0 | 0 | 0 | 0 | 0 | 0 | 0 | 0 | 0 | 0 | 0 | 0 | 0 | 0 | 0 | 0 | 0 | 0 | 0 | 1 | 0 | 0 | 0 | 0 | 0 | 1 | 0 | 0 | 0 | 0 | 0 | 0 | 0 | 0 | 0 | 0 | 0 | 0 | 0 | 1 | 1 | 0 | 0 | 0 | 0 | 0 | 0 | 0 | 0 | 0 | 0 | 0 | 0 | 0 | 0 | 0 | 0 | 0 | 0 | 0 | 0 | 0 | 0 | 0 | 0 | 1 | 0 | 0 | 0 | 0 | 0 | 0 | 0 | 0 | 0 | 0 | 0 | 1 |  | 0 | 0 | 0 | 0 | 0 | 0 | 0 | 0 | 0 | 0 | 0 | 0 | 0 | 0 | 0 | 0 | 0 | 0 | 0 | 0 | 0 | 0 | 0 | 0 | 0 | 0 | 0 | 0 | 0 | 0 | 2 | 0 | 0 | 0 | 0 | 0 | -2006.68 | 431.687 | 3342.9322 | Collinsville-Tesla 500 kV Line | Collinsville-Tesla 500 kV Line | Bellota-Weber 230kV line |  | 0 | 0 | 0 | 0 | 0 | 0 | 315.9685 | 643.7 | 3342.9322 | Bellota-Weber 230kV line | Eight Mile-Tesla 230 kV line | Bellota-Weber 230kV line |  | 5 | 1 | YES | 2 | 1 | 1 | NO | 1
PG&E GBA | Lockeford | 60 | 0 | 0 | 0 | 0 | 0 | 0 | 0 | 0 | 0 | 0 | 0 | 0 | 0 | 0 | 0 | 0 | 0 | 0 | 0 | 0 | 0 | 0 | 0 | 0 | 0 | 0 | 0 | 0 | 0 | 0 | 0 | 0 | 0 | 0 | 0 | 0 | 0 | 0 | 0 | 1 | 0 | 0 | 0 | 0 | 0 | 1 | 0 | 0 | 0 | 0 | 0 | 0 | 0 | 0 | 0 | 0 | 0 | 0 | 0 | 1 | 1 | 0 | 0 | 0 | 0 | 0 | 0 | 0 | 0 | 0 | 0 | 0 | 0 | 0 | 0 | 0 | 0 | 0 | 0 | 0 | 0 | 0 | 0 | 0 | 0 | 1 | 0 | 0 | 0 | 0 | 0 | 0 | 0 | 0 | 0 | 0 | 0 | 1 |  | 0 | 0 | 0 | 0 | 0 | 0 | 0 | 0 | 0 | 0 | 0 | 0 | 0 | 0 | 0 | 0 | 0 | 0 | 0 | 0 | 0 | 0 | 0 | 0 | 0 | 0 | 0 | 0 | 0 | 0 | 2 | 0 | 0 | 0 | 0 | 0 | -2006.68 | 431.687 | 3342.9322 | Collinsville-Tesla 500 kV Line | Collinsville-Tesla 500 kV Line | Bellota-Weber 230kV line |  | 0 | 0 | 0 | 0 | 0 | 0 | 315.9685 | 643.7 | 3342.9322 | Bellota-Weber 230kV line | Eight Mile-Tesla 230 kV line | Bellota-Weber 230kV line |  | 5 | 1 | YES | 2 | 1 | 1 | NO | 1
PG&E GBA | Lodi | 230 | 0 | 0 | 0 | 0 | 0 | 0 | 0 | 0 | 0 | 0 | 0 | 0 | 0 | 0 | 0 | 0 | 0 | 0 | 0 | 0 | 0 | 0 | 0 | 0 | 0 | 0 | 0 | 0 | 0 | 0 | 0 | 0 | 0 | 0 | 0 | 0 | 0 | 0 | 0 | 1 | 0 | 0 | 0 | 0 | 0 | 1 | 0 | 1 | 0 | 0 | 0 | 0 | 0 | 0 | 0 | 0 | 0 | 0 | 0 | 1 | 1 | 0 | 0 | 0 | 0 | 0 | 0 | 0 | 0 | 0 | 0 | 0 | 0 | 0 | 0 | 0 | 0 | 0 | 0 | 0 | 0 | 0 | 0 | 0 | 0 | 0 | 0 | 0 | 0 | 0 | 0 | 0 | 0 | 0 | 0 | 0 | 0 | 0 |  | 0 | 0 | 0 | 0 | 0 | 0 | 0 | 0 | 0 | 0 | 0 | 0 | 0 | 0 | 0 | 0 | 0 | 0 | 0 | 0 | 0 | 0 | 0 | 0 | 0 | 0 | 0 | 0 | 0 | 0 | 2 | 0 | 0 | 0 | 0 | 0 | -2006.68 | 431.687 | 919.2036 | Collinsville-Tesla 500 kV Line | Collinsville-Tesla 500 kV Line | Rio Oso-Lockeford 230kV line |  | 0 | 0 | 0 | 0 | 0 | 0 | 315.9685 | 643.7 | 919.2036 | Bellota-Weber 230kV line | Eight Mile-Tesla 230 kV line | Rio Oso-Lockeford 230kV line |  | 5 | 1 | YES | 2 | 1 | 1 | NO | 1
PG&E NGBA | Logan Creek | 230 | 0 | 0 | 0 | 0 | 0 | 0 | 0 | 0 | 0 | 0 | 0 | 0 | 0 | 0 | 0 | 0 | 0 | 0 | 0 | 0 | 0 | 0 | 0 | 0 | 0 | 0 | 0 | 0 | 0 | 0 | 0 | 0 | 0 | 0 | 0 | 0 | 0 | 0 | 0 | 1 | 0 | 0 | 0 | 0 | 0 | 0 | 0 | 0 | 0 | 0 | 0 | 0 | 0 | 0 | 0 | 0 | 0 | 0 | 0 | 0 | 0 | 0 | 0 | 0 | 0 | 0 | 1 | 0 | 0 | 0 | 0 | 0 | 0 | 0 | 0 | 0 | 0 | 0 | 0 | 0 | 0 | 0 | 0 | 0 | 0 | 0 | 0 | 0 | 0 | 0 | 0 | 0 | 0 | 0 | 0 | 0 | 0 | 0 |  | 0 | 0 | 0 | 0 | 0 | 0 | 0 | 0 | 0 | 0 | 0 | 0 | 0 | 0 | 0 | 0 | 0 | 0 | 0 | 0 | 0 | 0 | 0 | 0 | 0 | 0 | 0 | 0 | 0 | 0 | 2 | 0 | 0 | 0 | 0 | 0 | -2006.68 | 96.788 | 1147.998 | Collinsville-Tesla 500 kV Line | Birds Landing-Contra Costa 230kV Line | Birds Landing-Contra Costa 230kV Line |  | 0 | 0 | 0 | 0 | 0 | 0 | 1531.9 | 1862.788 | 1147.998 | Birds Landing-Contra Costa 230kV Line | Birds Landing-Contra Costa 230kV Line | Birds Landing-Contra Costa 230kV Line |  | 5 | 1 | YES | 2 | 1 | 1 | NO | 1
PG&E GBA | Lone Tree | 230 | 0 | 0 | 0 | 0 | 0 | 0 | 0 | 0 | 0 | 0 | 0 | 0 | 0 | 0 | 0 | 0 | 0 | 0 | 0 | 0 | 0 | 0 | 0 | 0 | 0 | 0 | 0 | 0 | 0 | 0 | 0 | 0 | 0 | 0 | 0 | 0 | 0 | 0 | 0 | 1 | 0 | 0 | 0 | 0 | 0 | 0 | 0 | 0 | 0 | 0 | 0 | 0 | 0 | 0 | 0 | 1 | 0 | 0 | 0 | 0 | 0 | 0 | 0 | 0 | 0 | 0 | 1 | 0 | 0 | 0 | 0 | 0 | 0 | 0 | 0 | 0 | 0 | 0 | 0 | 0 | 0 | 0 | 0 | 0 | 0 | 0 | 0 | 0 | 0 | 0 | 0 | 0 | 0 | 0 | 0 | 0 | 0 | 0 |  | 0 | 0 | 0 | 0 | 0 | 0 | 0 | 0 | 0 | 0 | 0 | 0 | 0 | 0 | 0 | 0 | 0 | 0 | 0 | 0 | 0 | 0 | 0 | 1.8 | 0 | 0 | 0 | 0 | 0 | 1 | 2 | 0 | 0 | 0 | 0 | 0 | -2006.68 | 96.788 | 1147.998 | Collinsville-Tesla 500 kV Line | Birds Landing-Contra Costa 230kV Line | Birds Landing-Contra Costa 230kV Line |  | 0 | 0 | 0 | 0 | 0 | 0 | 1531.9 | 1862.788 | 1147.998 | Birds Landing-Contra Costa 230kV Line | Birds Landing-Contra Costa 230kV Line | Birds Landing-Contra Costa 230kV Line |  | 5 | 1 | YES | 2 | 1 | 1 | NO | 1
PG&E FRESNO | Los Banos | 230 | 0 | 0 | 0 | 0 | 0 | 0 | 0 | 0 | 0 | 0 | 0 | 0 | 0 | 0 | 0 | 0 | 0 | 0 | 0 | 0 | 0 | 0 | 0 | 0 | 0 | 0 | 0 | 0 | 0 | 0 | 0 | 0 | 0 | 0 | 0 | 0 | 0 | 0 | 0 | 0 | 0 | 0 | 0 | 0 | 0 | 0 | 0 | 0 | 0 | 0 | 0 | 0 | 0 | 0 | 0 | 0 | 0 | 0 | 0 | 0 | 0 | 0 | 0 | 0 | 0 | 0 | 0 | 0 | 0 | 0 | 0 | 0 | 0 | 0 | 0 | 0 | 0 | 0 | 1 | 1 | 0 | 0 | 0 | 0 | 0 | 1 | 0 | 0 | 0 | 0 | 0 | 0 | 0 | 0 | 0 | 0 | 0 | 1 |  | 0 | 0 | 76.4 | 0 | 0 | 0 | 0 | 0 | 0 | 0 | 0 | 80 | 0 | 0 | 1 | 0 | 1.988 | 246.9 | 0 | 0 | 0 | 0 | 0 | 5.9 | 150 | 280 | 80.9 | 0 | 0 | 1 | 0 | 0 | 0 | 0 | 0 | 0 | 2487.547 | 3018.0807 | 2302.2502 | Gates 500/230kV TB #11 | Gates 500/230kV TB #11 | Gates 500/230kV TB #12 |  | 0 | 0 | 0 | 0 | 0 | 0 | 2487.547 | 3018.0807 | 2302.2502 | Gates 500/230kV TB #11 | Gates 500/230kV TB #11 | Gates 500/230kV TB #12 |  | 1 | 1 | NO | 1 | 1 | 1 | NO | 1
PG&E FRESNO | Los Banos | 500 | 0 | 0 | 0 | 0 | 0 | 0 | 0 | 0 | 0 | 0 | 0 | 0 | 0 | 0 | 0 | 0 | 0 | 0 | 0 | 0 | 0 | 0 | 0 | 0 | 0 | 0 | 0 | 0 | 0 | 0 | 0 | 0 | 0 | 0 | 0 | 0 | 0 | 0 | 0 | 0 | 0 | 0 | 0 | 0 | 0 | 0 | 0 | 0 | 0 | 0 | 0 | 0 | 0 | 0 | 0 | 0 | 0 | 0 | 0 | 0 | 0 | 0 | 0 | 0 | 0 | 0 | 0 | 0 | 0 | 0 | 0 | 0 | 0 | 0 | 0 | 0 | 0 | 0 | 0 | 0 | 0 | 0 | 0 | 0 | 0 | 0 | 0 | 0 | 0 | 0 | 0 | 0 | 0 | 0 | 0 | 0 | 1 | 0 |  | 0 | 0 | 0 | 0 | 0 | 0 | 0 | 0 | 0 | 0 | 0 | 0 | 0 | 0 | 0 | 0 | 0 | 0 | 0 | 0 | 0 | 0 | 0 | 0 | 0 | 0 | 0 | 0 | 0 | 0 | 0 | 0 | 0 | 0 | 0 | 0 | 1566.65 | 1620.51 | 6075.99 | NEW-Metcalf-Mosslanding 500kV | NEW-Metcalf-Mosslanding 500kV | NEW-Metcalf-Mosslanding 500kV |  | 0 | 0 | 0 | 0 | 0 | 0 | 1566.65 | 1620.51 | 6075.99 | NEW-Metcalf-Mosslanding 500kV | NEW-Metcalf-Mosslanding 500kV | NEW-Metcalf-Mosslanding 500kV |  | 1 | 1 | NO | 1 | 1 | 1 | NO | 1
SDGE | Los Coches | 138 | 0 | 0 | 0 | 0 | 0 | 0 | 0 | 0 | 0 | 0 | 0 | 0 | 0 | 0 | 0 | 0 | 0 | 0 | 0 | 0 | 0 | 0 | 0 | 0 | 0 | 0 | 1 | 1 | 0 | 0 | 1 | 0 | 1 | 0 | 0 | 0 | 0 | 0 | 0 | 0 | 0 | 0 | 0 | 0 | 0 | 0 | 0 | 0 | 0 | 0 | 0 | 0 | 0 | 0 | 0 | 0 | 0 | 0 | 0 | 0 | 0 | 0 | 0 | 0 | 0 | 0 | 0 | 0 | 0 | 0 | 0 | 0 | 0 | 0 | 0 | 0 | 0 | 0 | 0 | 0 | 0 | 0 | 0 | 0 | 0 | 0 | 0 | 0 | 0 | 0 | 0 | 0 | 0 | 0 | 0 | 0 | 0 | 2 |  | 0 | 0 | 0 | 0 | 0 | 0 | 0 | 0 | 0 | 0 | 0 | 0 | 0 | 0 | 0 | 0 | 0 | 0 | 0 | 0 | 0 | 0 | 0 | 0 | 0 | 0 | 0 | 0 | 0 | 0 | 1 | 0 | 0 | 0 | 0 | 0 | -86 | 69 | 484.8764 | Chicarita 138 kV constraint | Chicarita 138 kV constraint | El Cajon 69 kV constraint |  | 1 | 0 | 0 | 0 | 0 | 0 | -86 | 69 | 484.8764 | Chicarita 138 kV constraint | Chicarita 138 kV constraint | El Cajon 69 kV constraint |  | 5 | 5 | NO | 5 | 1 | 1 | NO | 1
SDGE | Los Coches | 69 | 0 | 0 | 0 | 0 | 0 | 0 | 0 | 0 | 0 | 0 | 0 | 0 | 0 | 0 | 0 | 0 | 0 | 0 | 0 | 0 | 0 | 0 | 0 | 0 | 0 | 0 | 0 | 1 | 0 | 0 | 1 | 0 | 1 | 0 | 0 | 0 | 0 | 0 | 0 | 0 | 0 | 0 | 0 | 0 | 0 | 0 | 0 | 0 | 0 | 0 | 0 | 0 | 0 | 0 | 0 | 0 | 0 | 0 | 0 | 0 | 0 | 0 | 0 | 0 | 0 | 0 | 0 | 0 | 0 | 0 | 0 | 0 | 0 | 0 | 0 | 0 | 0 | 0 | 0 | 0 | 0 | 0 | 0 | 0 | 0 | 0 | 0 | 0 | 0 | 0 | 0 | 0 | 0 | 0 | 0 | 0 | 0 | 2 |  | 0 | 0 | 0 | 0 | 0 | 0 | 0 | 0 | 0 | 0 | 0 | 0 | 0 | 0 | 0 | 0 | 0 | 0 | 0 | 0 | 0 | 0 | 0 | 0 | 0 | 0 | 1.5 | 0 | 0 | 1 | 0 | 0 | 0 | 0 | 0 | 0 | 326.46 | 366.23 | 484.8764 | El Cajon 69 kV constraint | El Cajon 69 kV constraint | El Cajon 69 kV constraint |  | 0 | 0 | 0 | 0 | 0 | 0 | 326.46 | 366.23 | 484.8764 | El Cajon 69 kV constraint | El Cajon 69 kV constraint | El Cajon 69 kV constraint |  | 1 | 1 | NO | 1 | 1 | 1 | NO | 1
PG&E GBA | Los Esteros | 115 | 0 | 0 | 0 | 0 | 0 | 0 | 0 | 0 | 0 | 0 | 0 | 0 | 0 | 0 | 0 | 0 | 0 | 0 | 0 | 0 | 0 | 0 | 0 | 0 | 0 | 0 | 0 | 0 | 0 | 0 | 0 | 0 | 0 | 0 | 0 | 0 | 0 | 0 | 0 | 0 | 0 | 0 | 0 | 0 | 0 | 0 | 0 | 0 | 0 | 0 | 0 | 0 | 0 | 0 | 0 | 1 | 0 | 0 | 0 | 1 | 0 | 0 | 0 | 0 | 0 | 1 | 0 | 0 | 0 | 0 | 0 | 0 | 0 | 0 | 0 | 0 | 0 | 0 | 0 | 0 | 0 | 0 | 0 | 0 | 0 | 0 | 0 | 0 | 0 | 0 | 0 | 0 | 0 | 0 | 0 | 0 | 0 | 0 |  | 0 | 0 | 0 | 0 | 0 | 0 | 0 | 0 | 0 | 0 | 0 | 0 | 0 | 0 | 0 | 0 | 0 | 0 | 0 | 0 | 0 | 0 | 0 | 0 | 0 | 0 | 3.3 | 0 | 0 | 1 | 0 | 0 | 0 | 0 | 0 | 0 | 806.5435 | 1954.8014 | 5079.017 | Tesla-Bellota 230 kV line | Tesla-Bellota 230 kV line | Tesla-Bellota 230 kV line |  | 0 | 0 | 0 | 0 | 0 | 0 | 806.5435 | 1954.8014 | 5079.017 | Tesla-Bellota 230 kV line | Tesla-Bellota 230 kV line | Tesla-Bellota 230 kV line |  | 1 | 1 | NO | 1 | 1 | 1 | NO | 1
PG&E GBA | Los Esteros | 230 | 0 | 0 | 0 | 0 | 0 | 0 | 0 | 0 | 0 | 0 | 0 | 0 | 0 | 0 | 0 | 0 | 0 | 0 | 0 | 0 | 0 | 0 | 0 | 0 | 0 | 0 | 0 | 0 | 0 | 0 | 0 | 0 | 0 | 0 | 0 | 0 | 0 | 0 | 0 | 0 | 0 | 0 | 0 | 0 | 0 | 0 | 0 | 0 | 0 | 0 | 0 | 0 | 0 | 0 | 0 | 1 | 0 | 0 | 0 | 1 | 0 | 0 | 0 | 0 | 0 | 1 | 0 | 0 | 0 | 0 | 0 | 0 | 0 | 0 | 0 | 0 | 0 | 0 | 0 | 0 | 0 | 0 | 0 | 0 | 0 | 0 | 0 | 0 | 0 | 0 | 0 | 0 | 0 | 0 | 0 | 0 | 0 | 0 |  | 0 | 0 | 0 | 0 | 0 | 0 | 0 | 0 | 0 | 0 | 0 | 0 | 0 | 0 | 0 | 0 | 0 | 0 | 0 | 0 | 0 | 0 | 0 | 0 | 0 | 0 | 0 | 100 | 0 | 1 | 0 | 0 | 0 | 0 | 0 | 0 | 806.5435 | 1954.8014 | 5079.017 | Tesla-Bellota 230 kV line | Tesla-Bellota 230 kV line | Tesla-Bellota 230 kV line |  | 0 | 0 | 0 | 0 | 0 | 0 | 806.5435 | 1954.8014 | 5079.017 | Tesla-Bellota 230 kV line | Tesla-Bellota 230 kV line | Tesla-Bellota 230 kV line |  | 1 | 1 | NO | 1 | 1 | 1 | NO | 1
PG&E GBA | Los Positas | 230 | 0 | 0 | 0 | 0 | 0 | 0 | 0 | 0 | 0 | 0 | 0 | 0 | 0 | 0 | 0 | 0 | 0 | 0 | 0 | 0 | 0 | 0 | 0 | 0 | 0 | 0 | 0 | 0 | 0 | 0 | 0 | 0 | 0 | 0 | 0 | 0 | 0 | 0 | 0 | 1 | 0 | 0 | 0 | 0 | 0 | 0 | 0 | 0 | 0 | 0 | 0 | 0 | 0 | 0 | 0 | 1 | 0 | 0 | 0 | 1 | 0 | 0 | 0 | 0 | 0 | 0 | 1 | 0 | 0 | 0 | 0 | 0 | 0 | 0 | 0 | 0 | 0 | 0 | 0 | 0 | 0 | 0 | 0 | 0 | 0 | 0 | 0 | 0 | 0 | 0 | 0 | 0 | 0 | 0 | 0 | 0 | 0 | 0 |  | 0 | 0 | 0 | 0 | 0 | 0 | 0 | 0 | 0 | 0 | 0 | 0 | 0 | 0 | 0 | 0 | 0 | 0 | 0 | 0 | 0 | 0 | 0 | 0 | 0 | 0 | 0 | 0 | 0 | 0 | 2 | 0 | 0 | 0 | 0 | 0 | -2006.68 | 96.788 | 1147.998 | Collinsville-Tesla 500 kV Line | Birds Landing-Contra Costa 230kV Line | Birds Landing-Contra Costa 230kV Line |  | 0 | 0 | 0 | 0 | 0 | 0 | 806.5435 | 1862.788 | 1147.998 | Tesla-Bellota 230 kV line | Birds Landing-Contra Costa 230kV Line | Birds Landing-Contra Costa 230kV Line |  | 5 | 1 | YES | 2 | 1 | 1 | NO | 1
PG&E GBA | Los Positas | 60 | 0 | 0 | 0 | 0 | 0 | 0 | 0 | 0 | 0 | 0 | 0 | 0 | 0 | 0 | 0 | 0 | 0 | 0 | 0 | 0 | 0 | 0 | 0 | 0 | 0 | 0 | 0 | 0 | 0 | 0 | 0 | 0 | 0 | 0 | 0 | 0 | 0 | 0 | 0 | 1 | 0 | 0 | 0 | 0 | 0 | 0 | 0 | 0 | 0 | 0 | 0 | 0 | 0 | 0 | 0 | 1 | 0 | 0 | 0 | 0 | 0 | 0 | 0 | 0 | 0 | 0 | 1 | 0 | 0 | 0 | 0 | 0 | 0 | 0 | 0 | 0 | 0 | 0 | 0 | 0 | 0 | 0 | 0 | 0 | 0 | 0 | 0 | 0 | 0 | 0 | 0 | 0 | 0 | 0 | 0 | 0 | 0 | 0 |  | 0 | 0 | 0 | 0 | 0 | 0 | 0 | 0 | 0 | 0 | 0 | 0 | 0 | 0 | 0 | 0 | 0 | 0 | 0 | 0 | 0 | 0 | 0 | 0 | 0 | 0 | 0 | 0 | 0 | 0 | 2 | 0 | 0 | 0 | 0 | 0 | -2006.68 | 96.788 | 1147.998 | Collinsville-Tesla 500 kV Line | Birds Landing-Contra Costa 230kV Line | Birds Landing-Contra Costa 230kV Line |  | 0 | 0 | 0 | 0 | 0 | 0 | 1531.9 | 1862.788 | 1147.998 | Birds Landing-Contra Costa 230kV Line | Birds Landing-Contra Costa 230kV Line | Birds Landing-Contra Costa 230kV Line |  | 5 | 1 | YES | 2 | 1 | 1 | NO | 1
SDGE | Loveland | 69 | 0 | 0 | 0 | 0 | 0 | 0 | 0 | 0 | 0 | 0 | 0 | 0 | 0 | 0 | 0 | 0 | 0 | 0 | 0 | 0 | 0 | 0 | 0 | 0 | 0 | 0 | 0 | 1 | 0 | 1 | 1 | 0 | 1 | 0 | 0 | 0 | 1 | 0 | 0 | 0 | 0 | 0 | 0 | 0 | 0 | 0 | 0 | 0 | 0 | 0 | 0 | 0 | 0 | 0 | 0 | 0 | 0 | 0 | 0 | 0 | 0 | 0 | 0 | 0 | 0 | 0 | 0 | 0 | 0 | 0 | 0 | 0 | 0 | 0 | 0 | 0 | 0 | 0 | 0 | 0 | 0 | 0 | 0 | 0 | 0 | 0 | 0 | 0 | 0 | 0 | 0 | 0 | 0 | 0 | 0 | 0 | 0 | 3 |  | 0 | 0 | 0 | 0 | 0 | 0 | 0 | 0 | 0 | 0 | 0 | 0 | 0 | 0 | 0 | 0 | 0 | 0 | 0 | 0 | 0 | 0 | 0 | 0 | 0 | 0 | 0 | 0 | 0 | 0 | 0 | 0 | 0 | 0 | 0 | 0 | 159.09 | 195.045 | 302.2464 | Miguel 69 kV constraint | Miguel 69 kV constraint | Miguel 69 kV constraint |  | 0 | 0 | 0 | 0 | 0 | 0 | 159.09 | 195.045 | 302.2464 | Miguel 69 kV constraint | Miguel 69 kV constraint | Miguel 69 kV constraint |  | 1 | 1 | NO | 1 | 1 | 1 | NO | 1
SCE NOL | Lugo | 230 | 0 | 0 | 0 | 0 | 0 | 0 | 0 | 0 | 0 | 0 | 0 | 0 | 0 | 1 | 0 | 0 | 0 | 0 | 0 | 0 | 0 | 0 | 0 | 0 | 0 | 0 | 0 | 0 | 0 | 0 | 0 | 0 | 0 | 0 | 0 | 0 | 0 | 0 | 0 | 0 | 0 | 0 | 0 | 0 | 0 | 0 | 0 | 0 | 0 | 0 | 0 | 0 | 0 | 0 | 0 | 0 | 0 | 0 | 0 | 0 | 0 | 0 | 0 | 0 | 0 | 0 | 0 | 0 | 0 | 0 | 0 | 0 | 0 | 0 | 0 | 0 | 0 | 0 | 0 | 0 | 0 | 0 | 0 | 0 | 0 | 0 | 0 | 0 | 0 | 0 | 0 | 0 | 0 | 0 | 0 | 0 | 0 | 1 |  | 0 | 0 | 0 | 0 | 0 | 0 | 0 | 0 | 0 | 0 | 0 | 0 | 0 | 0 | 0 | 0 | 0 | 0 | 0 | 0 | 0 | 0 | 0 | 0 | 0 | 0 | 0 | 0 | 0 | 0 | 0 | 0 | 0 | 0 | 0 | 0 | 562.2 | 481.85 | 1940.9838 | Lugo Transformer Area Constraint | Lugo Transformer Area Constraint | Lugo Transformer Area Constraint |  | 0 | 0 | 0 | 0 | 0 | 0 | 562.2 | 481.85 | 1940.9838 | Lugo Transformer Area Constraint | Lugo Transformer Area Constraint | Lugo Transformer Area Constraint |  | 1 | 1 | NO | 1 | 1 | 1 | NO | 1
SCE Metro | Lugo | 500 | 0 | 0 | 0 | 0 | 0 | 0 | 0 | 0 | 0 | 1 | 0 | 0 | 0 | 0 | 0 | 0 | 0 | 0 | 0 | 0 | 0 | 0 | 0 | 0 | 0 | 0 | 0 | 0 | 0 | 0 | 0 | 0 | 0 | 0 | 0 | 0 | 0 | 0 | 0 | 0 | 0 | 0 | 0 | 0 | 0 | 0 | 0 | 0 | 0 | 0 | 0 | 0 | 0 | 0 | 0 | 0 | 0 | 0 | 0 | 0 | 0 | 0 | 0 | 0 | 0 | 0 | 0 | 0 | 0 | 0 | 0 | 0 | 0 | 0 | 0 | 0 | 0 | 0 | 0 | 0 | 0 | 0 | 0 | 0 | 0 | 0 | 0 | 0 | 0 | 0 | 0 | 0 | 0 | 0 | 0 | 0 | 0 | 0 |  | 33 | 0 | 0 | 0 | 0 | 0 | 0 | 0 | 0 | 0 | 0 | 0 | 0 | 0 | 1 | 422 | 0 | 0 | 0 | 0 | 0 | 0 | 0 | 0 | 0 | 0 | 0 | 0 | 0 | 1 | 0 | 0 | 0 | 0 | 0 | 0 | 11157.1 | 12110.2 | 14980.0055 | SCE Metro Area Default Constraint | SCE Metro Area Default Constraint | SCE Metro Area Default Constraint |  | 0 | 0 | 0 | 0 | 0 | 0 | 11157.1 | 12110.2 | 14980.0055 | SCE Metro Area Default Constraint | SCE Metro Area Default Constraint | SCE Metro Area Default Constraint |  | 1 | 1 | NO | 1 | 1 | 1 | NO | 1
PG&E FRESNO | Madera | 70 | 0 | 0 | 0 | 0 | 0 | 0 | 0 | 0 | 0 | 0 | 0 | 0 | 0 | 0 | 0 | 0 | 0 | 0 | 0 | 0 | 0 | 0 | 0 | 0 | 0 | 0 | 0 | 0 | 0 | 0 | 0 | 0 | 0 | 0 | 0 | 0 | 0 | 0 | 0 | 0 | 0 | 0 | 0 | 0 | 0 | 1 | 0 | 0 | 0 | 0 | 0 | 0 | 0 | 0 | 0 | 0 | 0 | 0 | 0 | 1 | 0 | 0 | 0 | 0 | 0 | 0 | 0 | 0 | 0 | 0 | 0 | 0 | 0 | 0 | 0 | 0 | 0 | 0 | 0 | 1 | 0 | 1 | 1 | 1 | 0 | 1 | 0 | 1 | 0 | 0 | 0 | 0 | 1 | 0 | 0 | 0 | 0 | 1 |  | 0 | 0 | 0 | 0 | 0 | 0 | 0 | 0 | 0 | 0 | 0 | 0 | 0 | 0 | 0 | 0 | 0 | 0 | 0 | 0 | 0 | 0 | 0 | 0 | 0 | 0 | 0 | 0 | 0 | 0 | 2 | 0 | 1 | 0 | 0 | 0 | -252.9 | -120.4 | 211.1426 | Chowchilla-Le grand 115kV Line | Chowchilla-Le grand 115kV Line | Chowchilla-Le grand 115kV Line |  | 0 | 0 | 0 | 0 | 0 | 0 | 315.9685 | 468.1 | 245.4626 | Bellota-Weber 230kV line | Oro Loma-El Nido 115kV Line | Oro Loma-El Nido 115kV Line |  | 5 | 1 | YES | 2 | 1 | 1 | NO | 1
PG&E NGBA | Madison | 115 | 0 | 0 | 0 | 0 | 0 | 0 | 0 | 0 | 0 | 0 | 0 | 0 | 0 | 0 | 0 | 0 | 0 | 0 | 0 | 0 | 0 | 0 | 0 | 0 | 0 | 0 | 0 | 0 | 0 | 0 | 0 | 0 | 0 | 0 | 0 | 0 | 0 | 0 | 0 | 1 | 0 | 0 | 0 | 0 | 0 | 0 | 0 | 0 | 0 | 0 | 0 | 0 | 0 | 1 | 1 | 1 | 0 | 0 | 0 | 0 | 0 | 0 | 0 | 0 | 0 | 0 | 1 | 0 | 0 | 0 | 0 | 0 | 0 | 0 | 0 | 0 | 0 | 0 | 0 | 0 | 0 | 0 | 0 | 0 | 0 | 0 | 0 | 0 | 0 | 0 | 0 | 0 | 0 | 0 | 0 | 0 | 0 | 0 |  | 0 | 0 | 0 | 0 | 0 | 0 | 0 | 0 | 0 | 0 | 0 | 0 | 0 | 0 | 0 | 0 | 0 | 0 | 0 | 0 | 0 | 0 | 0 | 0 | 0 | 13 | 10.2 | 0 | 0 | 1 | 3 | 0 | 1 | 0 | 0 | 0 | -2006.68 | -196.964 | 1147.998 | Collinsville-Tesla 500 kV Line | Windmaster-Delta pumps 230 kV line | Birds Landing-Contra Costa 230kV Line |  | 0 | 0 | 0 | 0 | 0 | 0 | 322.25 | 699.038 | 1147.998 | Contra Costa- Windmaster 230 kV line | Contra Costa- Windmaster 230 kV line | Birds Landing-Contra Costa 230kV Line |  | 5 | 1 | YES | 2 | 1 | 1 | NO | 1
PG&E KERN | Magunden | 115 | 0 | 0 | 0 | 0 | 0 | 0 | 0 | 0 | 0 | 0 | 0 | 0 | 0 | 0 | 0 | 0 | 0 | 0 | 0 | 0 | 0 | 0 | 0 | 0 | 0 | 0 | 0 | 0 | 0 | 0 | 0 | 0 | 0 | 0 | 0 | 0 | 0 | 0 | 0 | 0 | 0 | 0 | 0 | 0 | 0 | 0 | 0 | 0 | 0 | 0 | 0 | 0 | 0 | 0 | 0 | 0 | 0 | 0 | 0 | 0 | 0 | 0 | 0 | 0 | 0 | 0 | 0 | 0 | 0 | 0 | 1 | 0 | 0 | 0 | 0 | 0 | 0 | 0 | 1 | 1 | 0 | 0 | 0 | 0 | 0 | 0 | 0 | 0 | 0 | 0 | 0 | 0 | 0 | 0 | 1 | 0 | 0 | 0 |  | 0 | 0 | 0 | 0 | 0 | 0 | 0 | 0 | 0 | 0 | 0 | 0 | 0 | 0 | 0 | 0 | 0 | 0 | 0 | 0 | 0 | 0 | 0 | 0 | 0 | 0 | 0 | 0 | 0 | 0 | 1 | 0 | 0 | 0 | 0 | 1 | -151.465 | 1720.9797 | -929.2519 | Mustang-Henrietta 230 kV line | Mustang-Henrietta 230 kV line | Mustang-Henrietta 230 kV line |  | 0 | 0 | 0 | 0 | 0 | 0 | 1868 | 1862.1 | 1549.7481 | Kern 230/115kV TB #4 | Kern 230/115kV TB #4 | Mustang-Henrietta 230 kV line |  | 5 | 1 | YES | 2 | 4 | 1 | YES | 2
SCE Northern | Magunden | 230 | 1 | 0 | 1 | 0 | 0 | 0 | 1 | 0 | 0 | 0 | 0 | 0 | 0 | 0 | 0 | 0 | 0 | 0 | 0 | 0 | 0 | 0 | 0 | 0 | 0 | 0 | 0 | 0 | 0 | 0 | 0 | 0 | 0 | 0 | 0 | 0 | 0 | 0 | 0 | 0 | 0 | 0 | 0 | 0 | 0 | 0 | 0 | 0 | 0 | 0 | 0 | 0 | 0 | 0 | 0 | 0 | 0 | 0 | 0 | 0 | 0 | 0 | 0 | 0 | 0 | 0 | 0 | 0 | 0 | 0 | 0 | 0 | 0 | 0 | 0 | 0 | 0 | 0 | 0 | 0 | 0 | 0 | 0 | 0 | 0 | 0 | 0 | 0 | 0 | 0 | 0 | 0 | 0 | 0 | 0 | 0 | 0 | 0 |  | 0 | 0 | 0 | 0 | 0 | 0 | 0 | 0 | 0 | 0 | 0 | 0 | 0 | 0 | 0 | 0 | 0 | 0 | 0 | 0 | 0 | 0 | 0 | 0 | 0 | 0 | 0 | 0 | 0 | 0 | 0 | 0 | 0 | 0 | 0 | 0 | 246.75 | 299.5 | 2256.29 | South of Magunden Constraint | South of Magunden Constraint | South of Magunden Constraint |  | 0 | 0 | 0 | 0 | 0 | 0 | 246.75 | 299.5 | 2256.29 | South of Magunden Constraint | South of Magunden Constraint | South of Magunden Constraint |  | 1 | 1 | NO | 1 | 1 | 1 | NO | 1
PG&E FRESNO | Malaga | 115 | 0 | 0 | 0 | 0 | 0 | 0 | 0 | 0 | 0 | 0 | 0 | 0 | 0 | 0 | 0 | 0 | 0 | 0 | 0 | 0 | 0 | 0 | 0 | 0 | 0 | 0 | 0 | 0 | 0 | 0 | 0 | 0 | 0 | 0 | 0 | 0 | 0 | 0 | 0 | 0 | 0 | 0 | 0 | 0 | 0 | 1 | 0 | 0 | 0 | 0 | 0 | 0 | 0 | 0 | 0 | 0 | 0 | 0 | 0 | 0 | 0 | 0 | 0 | 0 | 0 | 0 | 0 | 0 | 0 | 0 | 0 | 0 | 0 | 0 | 0 | 0 | 0 | 0 | 1 | 0 | 0 | 1 | 0 | 1 | 1 | 1 | 0 | 0 | 0 | 1 | 0 | 0 | 0 | 0 | 1 | 0 | 0 | 2 |  | 0 | 0 | 0 | 0 | 0 | 0 | 0 | 0 | 0 | 0 | 0 | -97 | 0 | 0 | 1 | 0 | 0 | 0 | 0 | 0 | 0 | 0 | 0 | 0 | 0 | 0 | 0 | 0 | 0 | 0 | 4 | 0 | 2 | 0 | 0 | 1 | -731.8 | -280.9 | -929.2519 | Borden-Storey #1 230kV line | Borden-Storey #1 230kV line | Mustang-Henrietta 230 kV line |  | 0 | 0 | 0 | 0 | 0 | 0 | 315.9685 | 629.5 | 757.1426 | Bellota-Weber 230kV line | NEW- Melones-Cottle 230kV line | Chowchilla-Le grand 115kV Line |  | 5 | 1 | YES | 2 | 4 | 1 | YES | 2
PG&E NGBA | Malin | 500 | 0 | 0 | 0 | 0 | 0 | 0 | 0 | 0 | 0 | 0 | 0 | 0 | 0 | 0 | 0 | 0 | 0 | 0 | 0 | 0 | 0 | 0 | 0 | 0 | 0 | 0 | 0 | 0 | 0 | 0 | 0 | 0 | 0 | 0 | 0 | 0 | 0 | 0 | 0 | 1 | 0 | 0 | 0 | 0 | 0 | 0 | 0 | 0 | 0 | 0 | 0 | 0 | 0 | 0 | 0 | 0 | 0 | 0 | 0 | 0 | 0 | 0 | 0 | 0 | 0 | 0 | 0 | 0 | 0 | 0 | 0 | 0 | 0 | 0 | 0 | 0 | 0 | 0 | 0 | 0 | 0 | 0 | 0 | 0 | 0 | 0 | 0 | 0 | 0 | 0 | 0 | 0 | 0 | 0 | 0 | 0 | 0 | 0 |  | 0 | 0 | 0 | 0 | 0 | 0 | 0 | 0 | 0 | 0 | 0 | 0 | 0 | 0 | 0 | 100 | 0 | 0 | 0 | 0 | 0 | 0 | 0 | 0 | 0 | 0 | 0 | 0 | 315 | 1 | 1 | 0 | 0 | 0 | 0 | 0 | -2006.68 | 431.687 | 4794.6338 | Collinsville-Tesla 500 kV Line | Collinsville-Tesla 500 kV Line | Collinsville-Tesla 500 kV Line |  | 0 | 0 | 0 | 0 | 0 | 0 | 6638.32 | 9076.687 | 4794.6338 | Collinsville-Tesla 500 kV Line | Collinsville-Tesla 500 kV Line | Collinsville-Tesla 500 kV Line |  | 5 | 1 | YES | 2 | 1 | 1 | NO | 1
SCE Northern | Mandalay | 230 | 0 | 0 | 1 | 0 | 1 | 0 | 0 | 0 | 0 | 0 | 0 | 0 | 0 | 0 | 0 | 0 | 0 | 0 | 0 | 0 | 0 | 0 | 0 | 0 | 1 | 0 | 0 | 0 | 0 | 0 | 0 | 0 | 0 | 0 | 0 | 0 | 0 | 0 | 0 | 0 | 0 | 0 | 0 | 0 | 0 | 0 | 0 | 0 | 0 | 0 | 0 | 0 | 0 | 0 | 0 | 0 | 0 | 0 | 0 | 0 | 0 | 0 | 0 | 0 | 0 | 0 | 0 | 0 | 0 | 0 | 0 | 0 | 0 | 0 | 0 | 0 | 0 | 0 | 0 | 0 | 0 | 0 | 0 | 0 | 0 | 0 | 0 | 0 | 0 | 0 | 0 | 0 | 0 | 0 | 0 | 0 | 0 | 0 |  | 0 | 0 | 0 | 0 | 0 | 0 | 0 | 0 | 0 | 0 | 0 | 0 | 0 | 0 | 0 | 0 | 0 | 0 | 0 | 0 | 0 | 0 | 0 | 0 | 0 | 0 | 0 | 0 | 0 | 0 | 0 | 0 | 0 | 0 | 0 | 0 | 132.885 | 721.5 | 3106 | Lugo - Victorville area constraint | Moorpark-Pardee Constraint | Moorpark-Pardee Constraint |  | 0 | 0 | 0 | 0 | 0 | 0 | 132.885 | 721.5 | 3106 | Lugo - Victorville area constraint | Moorpark-Pardee Constraint | Moorpark-Pardee Constraint |  | 1 | 1 | NO | 1 | 1 | 1 | NO | 1
PG&E FRESNO | Manning | 230 | 0 | 0 | 0 | 0 | 0 | 0 | 0 | 0 | 0 | 0 | 0 | 0 | 0 | 0 | 0 | 0 | 0 | 0 | 0 | 0 | 0 | 0 | 0 | 0 | 0 | 0 | 0 | 0 | 0 | 0 | 0 | 0 | 0 | 0 | 0 | 0 | 0 | 0 | 0 | 0 | 0 | 0 | 0 | 0 | 0 | 0 | 0 | 0 | 0 | 0 | 0 | 0 | 0 | 0 | 0 | 0 | 0 | 0 | 0 | 0 | 0 | 0 | 0 | 0 | 0 | 0 | 0 | 0 | 0 | 0 | 0 | 0 | 0 | 0 | 0 | 0 | 0 | 0 | 0 | 1 | 0 | 1 | 0 | 0 | 0 | 0 | 0 | 0 | 0 | 0 | 0 | 0 | 0 | 0 | 0 | 0 | 0 | 0 |  | 0 | 0 | 0 | 0 | 0 | 0 | 0 | 0 | 0 | 0 | 0 | 0 | 0 | 0 | 0 | 0 | 0 | 0 | 0 | 0 | 0 | 0 | 0 | 0 | 0 | 0 | 0 | 0 | 0 | 0 | 0 | 0 | 0 | 0 | 0 | 0 | 1141.1 | 1684.945 | 2850.8641 | Tranquility-Helm 230kV Line | Tranquility-Helm 230kV Line | Tranquility-Helm 230kV Line |  | 0 | 0 | 0 | 0 | 0 | 0 | 1141.1 | 1684.945 | 2850.8641 | Tranquility-Helm 230kV Line | Tranquility-Helm 230kV Line | Tranquility-Helm 230kV Line |  | 1 | 1 | NO | 1 | 1 | 1 | NO | 1
PG&E FRESNO | Manning | 500 | 0 | 0 | 0 | 0 | 0 | 0 | 0 | 0 | 0 | 0 | 0 | 0 | 0 | 0 | 0 | 0 | 0 | 0 | 0 | 0 | 0 | 0 | 0 | 0 | 0 | 0 | 0 | 0 | 0 | 0 | 0 | 0 | 0 | 0 | 0 | 0 | 0 | 0 | 0 | 0 | 0 | 0 | 0 | 0 | 0 | 0 | 0 | 0 | 0 | 0 | 0 | 0 | 0 | 0 | 0 | 0 | 0 | 0 | 0 | 0 | 0 | 0 | 0 | 0 | 0 | 0 | 0 | 0 | 0 | 0 | 0 | 0 | 0 | 0 | 0 | 0 | 0 | 1 | 0 | 0 | 0 | 0 | 0 | 0 | 0 | 0 | 0 | 0 | 0 | 0 | 0 | 0 | 0 | 0 | 0 | 0 | 0 | 0 |  | 0 | 0 | 0 | 0 | 0 | 0 | 0 | 0 | 0 | 0 | 0 | 0 | 0 | 0 | 0 | 0 | 0 | 0 | 0 | 0 | 0 | 0 | 0 | 0 | 0 | 600 | 0 | 0 | 200 | 1 | 0 | 0 | 0 | 0 | 0 | 0 | 2080 | 2180 | 2006 | Manning 500kV | Manning 500kV | Manning 500kV |  | 0 | 0 | 0 | 0 | 0 | 0 | 2080 | 2180 | 2006 | Manning 500kV | Manning 500kV | Manning 500kV |  | 1 | 1 | NO | 1 | 1 | 1 | NO | 1
PG&E GBA | Manteca | 115 | 0 | 0 | 0 | 0 | 0 | 0 | 0 | 0 | 0 | 0 | 0 | 0 | 0 | 0 | 0 | 0 | 0 | 0 | 0 | 0 | 0 | 0 | 0 | 0 | 0 | 0 | 0 | 0 | 0 | 0 | 0 | 0 | 0 | 0 | 0 | 0 | 0 | 0 | 0 | 0 | 0 | 0 | 0 | 0 | 0 | 1 | 0 | 0 | 0 | 0 | 0 | 0 | 0 | 0 | 0 | 1 | 0 | 1 | 0 | 1 | 0 | 0 | 0 | 0 | 0 | 1 | 0 | 1 | 0 | 0 | 0 | 0 | 0 | 0 | 0 | 0 | 0 | 0 | 1 | 1 | 0 | 0 | 0 | 0 | 0 | 0 | 0 | 0 | 0 | 0 | 0 | 0 | 0 | 0 | 1 | 1 | 0 | 0 |  | 0 | 0 | 0 | 0 | 0 | 0 | 0 | 0 | 0 | 0 | 0 | 0 | 0 | 0 | 0 | 0 | 0 | 0 | 0 | 0 | 0 | 0 | 0 | 1.5 | 0 | 0 | 0 | 0 | 0 | 1 | 2 | 0 | 0 | 0 | 0 | 1 | -151.465 | 181.7909 | -929.2519 | Mustang-Henrietta 230 kV line | Kasson Jct-Heinz 115 kV line | Mustang-Henrietta 230 kV line |  | 0 | 0 | 0 | 0 | 0 | 0 | 77.2685 | 181.7909 | 418.365 | Kasson Jct-Heinz 115 kV line | Kasson Jct-Heinz 115 kV line | Cal Flat-Gates 230 kV line |  | 5 | 1 | YES | 2 | 4 | 1 | YES | 2
SDGE | Margarita | 138 | 0 | 0 | 0 | 0 | 0 | 0 | 0 | 0 | 0 | 0 | 0 | 0 | 0 | 0 | 0 | 0 | 0 | 0 | 0 | 0 | 0 | 0 | 0 | 0 | 0 | 1 | 0 | 0 | 0 | 0 | 0 | 0 | 0 | 0 | 0 | 0 | 0 | 1 | 1 | 0 | 0 | 0 | 0 | 0 | 0 | 0 | 0 | 0 | 0 | 0 | 0 | 0 | 0 | 0 | 0 | 0 | 0 | 0 | 0 | 0 | 0 | 0 | 0 | 0 | 0 | 0 | 0 | 0 | 0 | 0 | 0 | 0 | 0 | 0 | 0 | 0 | 0 | 0 | 0 | 0 | 0 | 0 | 0 | 0 | 0 | 0 | 0 | 0 | 0 | 0 | 0 | 0 | 0 | 0 | 0 | 0 | 0 | 0 |  | 0 | 0 | 0 | 0 | 0 | 0 | 0 | 0 | 0 | 0 | 0 | 0 | 0 | 0 | 0 | 0 | 0 | 0 | 0 | 0 | 0 | 0 | 0 | 0 | 0 | 0 | 0 | 0 | 0 | 0 | 0 | 0 | 0 | 0 | 0 | 0 | 501 | 501 | 501 | Trabuco-Capistrano 138 kV constraint | Trabuco-Capistrano 138 kV constraint | Trabuco-Capistrano 138 kV constraint |  | 0 | 0 | 0 | 0 | 0 | 0 | 501 | 501 | 501 | Trabuco-Capistrano 138 kV constraint | Trabuco-Capistrano 138 kV constraint | Trabuco-Capistrano 138 kV constraint |  | 1 | 1 | NO | 1 | 1 | 1 | NO | 1
PG&E GBA | Martin | 230 | 0 | 0 | 0 | 0 | 0 | 0 | 0 | 0 | 0 | 0 | 0 | 0 | 0 | 0 | 0 | 0 | 0 | 0 | 0 | 0 | 0 | 0 | 0 | 0 | 0 | 0 | 0 | 0 | 0 | 0 | 0 | 0 | 0 | 0 | 0 | 0 | 0 | 0 | 0 | 1 | 0 | 0 | 0 | 0 | 0 | 0 | 0 | 0 | 0 | 0 | 0 | 0 | 1 | 0 | 0 | 0 | 0 | 0 | 0 | 0 | 0 | 0 | 0 | 0 | 0 | 0 | 0 | 0 | 0 | 0 | 0 | 0 | 0 | 0 | 0 | 0 | 0 | 0 | 0 | 0 | 0 | 0 | 0 | 0 | 0 | 0 | 0 | 0 | 0 | 0 | 0 | 0 | 0 | 0 | 0 | 0 | 0 | 1 |  | 0 | 0 | 0 | 0 | 0 | 0 | 0 | 0 | 0 | 0 | 0 | 0 | 0 | 0 | 0 | 0 | 0 | 0 | 0 | 0 | 0 | 0 | 0 | 0 | 0 | 0 | 0 | 0 | 0 | 0 | 1 | 0 | 0 | 0 | 0 | 0 | -2006.68 | 431.687 | 4794.6338 | Collinsville-Tesla 500 kV Line | Collinsville-Tesla 500 kV Line | Collinsville-Tesla 500 kV Line |  | 0 | 0 | 0 | 0 | 0 | 0 | 2568.55 | 2761.05 | 4794.6338 | Sobrante-Moraga 230 kV line | Sobrante-Moraga 230 kV line | Collinsville-Tesla 500 kV Line |  | 5 | 1 | YES | 2 | 1 | 1 | NO | 1
PG&E GBA | Martin | 115 | 0 | 0 | 0 | 0 | 0 | 0 | 0 | 0 | 0 | 0 | 0 | 0 | 0 | 0 | 0 | 0 | 0 | 0 | 0 | 0 | 0 | 0 | 0 | 0 | 0 | 0 | 0 | 0 | 0 | 0 | 0 | 0 | 0 | 0 | 0 | 0 | 0 | 0 | 0 | 0 | 0 | 0 | 0 | 0 | 0 | 0 | 0 | 0 | 0 | 0 | 0 | 0 | 1 | 0 | 0 | 1 | 0 | 0 | 0 | 0 | 0 | 0 | 0 | 0 | 0 | 1 | 0 | 0 | 0 | 0 | 0 | 0 | 0 | 0 | 0 | 0 | 0 | 0 | 0 | 0 | 0 | 0 | 0 | 0 | 0 | 0 | 0 | 0 | 0 | 0 | 0 | 0 | 0 | 0 | 0 | 0 | 0 | 1 |  | 0 | 0 | 0 | 0 | 0 | 0 | 0 | 0 | 0 | 0 | 0 | 0 | 0 | 0 | 0 | 0 | 0 | 0 | 0 | 0 | 0 | 0 | 0 | 0 | 0 | 0 | 188 | 0 | 0 | 1 | 0 | 0 | 0 | 0 | 0 | 0 | 2282.4435 | 2761.05 | 5334.284 | Tesla-Tracy-Pump 230 kV line #2 | Sobrante-Moraga 230 kV line | Sobrante-Moraga 230 kV line |  | 0 | 0 | 0 | 0 | 0 | 0 | 2282.4435 | 2761.05 | 5334.284 | Tesla-Tracy-Pump 230 kV line #2 | Sobrante-Moraga 230 kV line | Sobrante-Moraga 230 kV line |  | 1 | 1 | NO | 1 | 1 | 1 | NO | 1
PG&E GBA | Martinez | 115 | 0 | 0 | 0 | 0 | 0 | 0 | 0 | 0 | 0 | 0 | 0 | 0 | 0 | 0 | 0 | 0 | 0 | 0 | 0 | 0 | 0 | 0 | 0 | 0 | 0 | 0 | 0 | 0 | 0 | 0 | 0 | 0 | 0 | 0 | 0 | 0 | 0 | 0 | 0 | 1 | 0 | 0 | 0 | 0 | 0 | 0 | 0 | 0 | 0 | 1 | 0 | 0 | 1 | 1 | 1 | 1 | 0 | 0 | 1 | 1 | 0 | 0 | 0 | 0 | 0 | 1 | 0 | 0 | 0 | 0 | 0 | 0 | 0 | 0 | 0 | 0 | 0 | 0 | 0 | 0 | 0 | 0 | 0 | 0 | 0 | 0 | 0 | 0 | 0 | 0 | 0 | 0 | 0 | 0 | 0 | 0 | 0 | 2 |  | 0 | 0 | 0 | 0 | 0 | 0 | 0 | 0 | 0 | 0 | 0 | 0 | 0 | 0 | 0 | 0 | 0 | 0 | 0 | 0 | 0 | 0 | 0 | 0 | 0 | 0 | 0 | 0 | 0 | 0 | 2 | 0 | 1 | 0 | 0 | 0 | -2006.68 | -196.964 | 3796.722 | Collinsville-Tesla 500 kV Line | Windmaster-Delta pumps 230 kV line | Contra Costa- Windmaster 230 kV line |  | 0 | 0 | 0 | 0 | 0 | 0 | 322.25 | 699.038 | 3796.722 | Contra Costa- Windmaster 230 kV line | Contra Costa- Windmaster 230 kV line | Contra Costa- Windmaster 230 kV line |  | 5 | 1 | YES | 2 | 1 | 1 | NO | 1
PG&E FRESNO | Mc Mullin | 230 | 0 | 0 | 0 | 0 | 0 | 0 | 0 | 0 | 0 | 0 | 0 | 0 | 0 | 0 | 0 | 0 | 0 | 0 | 0 | 0 | 0 | 0 | 0 | 0 | 0 | 0 | 0 | 0 | 0 | 0 | 0 | 0 | 0 | 0 | 0 | 0 | 0 | 0 | 0 | 0 | 0 | 0 | 0 | 0 | 0 | 1 | 0 | 0 | 0 | 0 | 0 | 0 | 0 | 0 | 0 | 0 | 0 | 0 | 0 | 0 | 0 | 0 | 0 | 0 | 0 | 0 | 0 | 0 | 0 | 0 | 0 | 0 | 0 | 0 | 0 | 0 | 0 | 0 | 1 | 1 | 0 | 1 | 0 | 0 | 0 | 1 | 0 | 0 | 0 | 1 | 0 | 0 | 0 | 0 | 0 | 0 | 0 | 1 |  | 0 | 0 | 0 | 0 | 0 | 0 | 0 | 0 | 0 | 0 | 0 | 0 | 0 | 0 | 0 | 0 | 0 | 0 | 0 | 0 | 0 | 0 | 0 | 0 | 0 | 0 | 0 | 0 | 0 | 0 | 2 | 0 | 1 | 0 | 0 | 0 | -731.8 | -280.9 | 911.0526 | Borden-Storey #1 230kV line | Borden-Storey #1 230kV line | Borden-Storey #1 230kV line |  | 0 | 0 | 0 | 0 | 0 | 0 | 315.9685 | 966.1 | 2302.2502 | Bellota-Weber 230kV line | Borden-Storey #1 230kV line | Gates 500/230kV TB #12 |  | 5 | 1 | YES | 2 | 1 | 1 | NO | 1
PG&E FRESNO | McCall | 115 | 0 | 0 | 0 | 0 | 0 | 0 | 0 | 0 | 0 | 0 | 0 | 0 | 0 | 0 | 0 | 0 | 0 | 0 | 0 | 0 | 0 | 0 | 0 | 0 | 0 | 0 | 0 | 0 | 0 | 0 | 0 | 0 | 0 | 0 | 0 | 0 | 0 | 0 | 0 | 0 | 0 | 0 | 0 | 0 | 0 | 1 | 0 | 0 | 0 | 0 | 0 | 0 | 0 | 0 | 0 | 0 | 0 | 0 | 0 | 0 | 0 | 0 | 0 | 0 | 0 | 0 | 0 | 0 | 0 | 0 | 0 | 0 | 0 | 0 | 0 | 0 | 0 | 0 | 1 | 0 | 0 | 1 | 0 | 1 | 0 | 1 | 0 | 0 | 0 | 1 | 0 | 0 | 0 | 0 | 0 | 0 | 0 | 1 |  | 0 | 0 | 0 | 0 | 0 | 0 | 0 | 0 | 0 | 0 | 0 | 0 | 0 | 0 | 0 | 0 | 0 | 0 | 0 | 0 | 0 | 0 | 0 | 1.5 | 0 | 0 | 0 | 0 | 0 | 1 | 3 | 0 | 2 | 0 | 0 | 0 | -731.8 | -280.9 | 211.1426 | Borden-Storey #1 230kV line | Borden-Storey #1 230kV line | Chowchilla-Le grand 115kV Line |  | 0 | 0 | 0 | 0 | 0 | 0 | 315.9685 | 966.1 | 757.1426 | Bellota-Weber 230kV line | Borden-Storey #1 230kV line | Chowchilla-Le grand 115kV Line |  | 5 | 1 | YES | 2 | 1 | 1 | NO | 1
PG&E FRESNO | McCall | 230 | 0 | 0 | 0 | 0 | 0 | 0 | 0 | 0 | 0 | 0 | 0 | 0 | 0 | 0 | 0 | 0 | 0 | 0 | 0 | 0 | 0 | 0 | 0 | 0 | 0 | 0 | 0 | 0 | 0 | 0 | 0 | 0 | 0 | 0 | 0 | 0 | 0 | 0 | 0 | 0 | 0 | 0 | 0 | 0 | 0 | 1 | 0 | 0 | 0 | 0 | 0 | 0 | 0 | 0 | 0 | 0 | 0 | 0 | 0 | 0 | 0 | 0 | 0 | 0 | 0 | 0 | 0 | 0 | 0 | 0 | 0 | 0 | 0 | 0 | 0 | 0 | 0 | 0 | 1 | 1 | 0 | 1 | 0 | 0 | 0 | 1 | 0 | 0 | 0 | 1 | 0 | 0 | 0 | 0 | 0 | 0 | 0 | 1 |  | 0 | 0 | 0 | 0 | 0 | 0 | 0 | 0 | 0 | 0 | 0 | 0 | 0 | 0 | 0 | 0 | 0 | 0 | 0 | 0 | 0 | 0 | 0 | 0 | 0 | 0 | 0 | 0 | 0 | 0 | 2 | 0 | 1 | 0 | 0 | 0 | -731.8 | -280.9 | 911.0526 | Borden-Storey #1 230kV line | Borden-Storey #1 230kV line | Borden-Storey #1 230kV line |  | 0 | 0 | 0 | 0 | 0 | 0 | 315.9685 | 966.1 | 2302.2502 | Bellota-Weber 230kV line | Borden-Storey #1 230kV line | Gates 500/230kV TB #12 |  | 5 | 1 | YES | 2 | 1 | 1 | NO | 1
PG&E GBA | Meadow Lane | 115 | 0 | 0 | 0 | 0 | 0 | 0 | 0 | 0 | 0 | 0 | 0 | 0 | 0 | 0 | 0 | 0 | 0 | 0 | 0 | 0 | 0 | 0 | 0 | 0 | 0 | 0 | 0 | 0 | 0 | 0 | 0 | 0 | 0 | 0 | 0 | 0 | 0 | 0 | 0 | 1 | 0 | 0 | 0 | 0 | 0 | 0 | 0 | 0 | 0 | 0 | 0 | 0 | 0 | 0 | 0 | 0 | 0 | 0 | 0 | 0 | 0 | 0 | 0 | 0 | 0 | 0 | 0 | 0 | 0 | 0 | 0 | 0 | 0 | 0 | 0 | 0 | 0 | 0 | 0 | 0 | 0 | 0 | 0 | 0 | 0 | 0 | 0 | 0 | 0 | 0 | 0 | 0 | 0 | 0 | 0 | 0 | 0 | 0 |  | 0 | 0 | 0 | 0 | 0 | 0 | 0 | 0 | 0 | 0 | 0 | 0 | 0 | 0 | 0 | 0 | 0 | 0 | 0 | 0 | 0 | 0 | 0 | 0 | 0 | 0 | 0 | 0 | 0 | 0 | 1 | 0 | 0 | 0 | 0 | 0 | -2006.68 | 431.687 | 4794.6338 | Collinsville-Tesla 500 kV Line | Collinsville-Tesla 500 kV Line | Collinsville-Tesla 500 kV Line |  | 0 | 0 | 0 | 0 | 0 | 0 | 6638.32 | 9076.687 | 4794.6338 | Collinsville-Tesla 500 kV Line | Collinsville-Tesla 500 kV Line | Collinsville-Tesla 500 kV Line |  | 5 | 1 | YES | 2 | 1 | 1 | NO | 1
PG&E GBA | Melones | 115 | 0 | 0 | 0 | 0 | 0 | 0 | 0 | 0 | 0 | 0 | 0 | 0 | 0 | 0 | 0 | 0 | 0 | 0 | 0 | 0 | 0 | 0 | 0 | 0 | 0 | 0 | 0 | 0 | 0 | 0 | 0 | 0 | 0 | 0 | 0 | 0 | 0 | 0 | 0 | 0 | 0 | 0 | 0 | 0 | 0 | 1 | 0 | 0 | 0 | 0 | 0 | 0 | 0 | 0 | 0 | 1 | 0 | 1 | 0 | 1 | 0 | 0 | 0 | 0 | 0 | 1 | 0 | 0 | 0 | 0 | 0 | 0 | 0 | 0 | 0 | 0 | 0 | 0 | 0 | 0 | 0 | 0 | 0 | 0 | 0 | 0 | 0 | 0 | 0 | 0 | 0 | 0 | 0 | 0 | 0 | 0 | 0 | 0 |  | 0 | 0 | 0 | 0 | 0 | 0 | 0 | 0 | 0 | 0 | 0 | 0 | 0 | 0 | 0 | 0 | 0 | 0 | 0 | 0 | 0 | 0 | 0 | 0 | 0 | 0 | 0 | 0 | 0 | 0 | 1 | 0 | 0 | 0 | 0 | 0 | -144.0315 | 181.7909 | 692.3714 | Bellota-Weber 230kV line | Kasson Jct-Heinz 115 kV line | Kasson Jct-Heinz 115 kV line |  | 0 | 0 | 0 | 0 | 0 | 0 | 77.2685 | 181.7909 | 692.3714 | Kasson Jct-Heinz 115 kV line | Kasson Jct-Heinz 115 kV line | Kasson Jct-Heinz 115 kV line |  | 5 | 1 | YES | 2 | 1 | 1 | NO | 1
PG&E GBA | Melones | 230 | 0 | 0 | 0 | 0 | 0 | 0 | 0 | 0 | 0 | 0 | 0 | 0 | 0 | 0 | 0 | 0 | 0 | 0 | 0 | 0 | 0 | 0 | 0 | 0 | 0 | 0 | 0 | 0 | 0 | 0 | 0 | 0 | 0 | 0 | 0 | 0 | 0 | 0 | 0 | 0 | 0 | 0 | 0 | 0 | 0 | 1 | 0 | 0 | 0 | 0 | 0 | 0 | 0 | 0 | 0 | 1 | 0 | 1 | 0 | 1 | 0 | 0 | 0 | 0 | 0 | 1 | 0 | 0 | 0 | 0 | 0 | 0 | 0 | 0 | 0 | 0 | 0 | 0 | 0 | 0 | 0 | 0 | 0 | 0 | 0 | 0 | 0 | 0 | 0 | 0 | 0 | 0 | 0 | 0 | 0 | 0 | 0 | 0 |  | 0 | 0 | 0 | 0 | 0 | 0 | 0 | 0 | 0 | 0 | 0 | 0 | 0 | 0 | 0 | 0 | 0 | 0 | 0 | 0 | 0 | 0 | 0 | 0 | 0 | 0 | 0 | 0 | 0 | 0 | 1 | 0 | 0 | 0 | 0 | 0 | -144.0315 | 181.7909 | 692.3714 | Bellota-Weber 230kV line | Kasson Jct-Heinz 115 kV line | Kasson Jct-Heinz 115 kV line |  | 0 | 0 | 0 | 0 | 0 | 0 | 77.2685 | 181.7909 | 692.3714 | Kasson Jct-Heinz 115 kV line | Kasson Jct-Heinz 115 kV line | Kasson Jct-Heinz 115 kV line |  | 5 | 1 | YES | 2 | 1 | 1 | NO | 1
SDGE | Melrose | 69 | 0 | 0 | 0 | 0 | 0 | 0 | 0 | 0 | 0 | 0 | 0 | 0 | 0 | 0 | 0 | 0 | 0 | 0 | 0 | 0 | 0 | 0 | 0 | 0 | 0 | 1 | 0 | 0 | 0 | 0 | 0 | 0 | 1 | 1 | 0 | 0 | 0 | 1 | 0 | 0 | 0 | 0 | 0 | 0 | 0 | 0 | 0 | 0 | 0 | 0 | 0 | 0 | 0 | 0 | 0 | 0 | 0 | 0 | 0 | 0 | 0 | 0 | 0 | 0 | 0 | 0 | 0 | 0 | 0 | 0 | 0 | 0 | 0 | 0 | 0 | 0 | 0 | 0 | 0 | 0 | 0 | 0 | 0 | 0 | 0 | 0 | 0 | 0 | 0 | 0 | 0 | 0 | 0 | 0 | 0 | 0 | 0 | 1 |  | 0 | 0 | 0 | 0 | 0 | 0 | 0 | 0 | 0 | 0 | 0 | 0 | 0 | 0 | 0 | 0 | 0 | 0 | 0 | 0 | 0 | 0 | 0 | 0 | 0 | 0 | 20 | 0 | 0 | 1 | 0 | 0 | 0 | 0 | 0 | 0 | 94.4 | 149.2 | 313.6 | Ocean Ranch 69 kV constraint | Ocean Ranch 69 kV constraint | Ocean Ranch 69 kV constraint |  | 0 | 0 | 0 | 0 | 0 | 0 | 94.4 | 149.2 | 313.6 | Ocean Ranch 69 kV constraint | Ocean Ranch 69 kV constraint | Ocean Ranch 69 kV constraint |  | 1 | 1 | NO | 1 | 1 | 1 | NO | 1
PG&E NGBA | Mendocino | 115 | 0 | 0 | 0 | 0 | 0 | 0 | 0 | 0 | 0 | 0 | 0 | 0 | 0 | 0 | 0 | 0 | 0 | 0 | 0 | 0 | 0 | 0 | 0 | 0 | 0 | 0 | 0 | 0 | 0 | 0 | 0 | 0 | 0 | 0 | 0 | 0 | 0 | 0 | 0 | 1 | 0 | 0 | 0 | 0 | 0 | 0 | 0 | 0 | 0 | 0 | 0 | 0 | 1 | 0 | 0 | 0 | 0 | 0 | 0 | 0 | 0 | 0 | 0 | 0 | 0 | 0 | 1 | 0 | 0 | 0 | 0 | 0 | 0 | 0 | 0 | 0 | 0 | 0 | 0 | 0 | 0 | 0 | 0 | 0 | 0 | 0 | 0 | 0 | 0 | 0 | 0 | 0 | 0 | 0 | 0 | 0 | 0 | 1 |  | 0 | 0 | 0 | 0 | 0 | 0 | 0 | 0 | 0 | 0 | 0 | 0 | 0 | 0 | 0 | 0 | 0 | 0 | 0 | 0 | 0 | 0 | 0 | 5 | 0 | 0 | 0 | 0 | 0 | 1 | 2 | 0 | 0 | 0 | 0 | 0 | -2006.68 | 96.788 | 1147.998 | Collinsville-Tesla 500 kV Line | Birds Landing-Contra Costa 230kV Line | Birds Landing-Contra Costa 230kV Line |  | 0 | 0 | 0 | 0 | 0 | 0 | 1531.9 | 1862.788 | 1147.998 | Birds Landing-Contra Costa 230kV Line | Birds Landing-Contra Costa 230kV Line | Birds Landing-Contra Costa 230kV Line |  | 5 | 1 | YES | 2 | 1 | 1 | NO | 1
PG&E NGBA | Mendocino | 60 | 0 | 0 | 0 | 0 | 0 | 0 | 0 | 0 | 0 | 0 | 0 | 0 | 0 | 0 | 0 | 0 | 0 | 0 | 0 | 0 | 0 | 0 | 0 | 0 | 0 | 0 | 0 | 0 | 0 | 0 | 0 | 0 | 0 | 0 | 0 | 0 | 0 | 0 | 0 | 1 | 0 | 1 | 0 | 0 | 0 | 0 | 0 | 0 | 0 | 0 | 0 | 0 | 1 | 0 | 1 | 1 | 0 | 0 | 0 | 0 | 0 | 0 | 0 | 0 | 0 | 0 | 1 | 0 | 0 | 0 | 0 | 0 | 0 | 0 | 0 | 0 | 0 | 0 | 0 | 0 | 0 | 0 | 0 | 0 | 0 | 0 | 0 | 0 | 0 | 0 | 0 | 0 | 0 | 0 | 0 | 0 | 0 | 1 |  | 0 | 0 | 0 | 0 | 0 | 0 | 0 | 0 | 0 | 0 | 0 | 0 | 0 | 0 | 0 | 0 | 3 | 0 | 0 | 0 | 0 | 0 | 0 | 0 | 0 | 0 | 0 | 0 | 5 | 1 | 2 | 0 | 0 | 0 | 0 | 0 | -2006.68 | 96.788 | 1147.998 | Collinsville-Tesla 500 kV Line | Birds Landing-Contra Costa 230kV Line | Birds Landing-Contra Costa 230kV Line |  | 0 | 0 | 0 | 0 | 0 | 0 | 322.25 | 699.038 | 1147.998 | Contra Costa- Windmaster 230 kV line | Contra Costa- Windmaster 230 kV line | Birds Landing-Contra Costa 230kV Line |  | 5 | 1 | YES | 2 | 1 | 1 | NO | 1
PG&E FRESNO | Mendota | 115 | 0 | 0 | 0 | 0 | 0 | 0 | 0 | 0 | 0 | 0 | 0 | 0 | 0 | 0 | 0 | 0 | 0 | 0 | 0 | 0 | 0 | 0 | 0 | 0 | 0 | 0 | 0 | 0 | 0 | 0 | 0 | 0 | 0 | 0 | 0 | 0 | 0 | 0 | 0 | 0 | 0 | 0 | 0 | 0 | 0 | 1 | 0 | 0 | 0 | 0 | 0 | 0 | 0 | 0 | 0 | 0 | 0 | 0 | 0 | 0 | 0 | 0 | 0 | 0 | 0 | 0 | 0 | 0 | 0 | 0 | 0 | 0 | 0 | 0 | 0 | 0 | 0 | 0 | 1 | 1 | 1 | 1 | 1 | 1 | 1 | 1 | 0 | 1 | 0 | 1 | 1 | 0 | 1 | 0 | 0 | 0 | 0 | 2 |  | 0 | 0 | 0 | 0 | 0 | 0 | 0 | 0 | 0 | 0 | 0 | 0 | 0 | 0 | 0 | 0 | 0 | 0 | 0 | 0 | 0 | 0 | 0 | 0 | 0 | 0 | 0 | 0 | 0 | 0 | 3 | 0 | 2 | 0 | 0 | 0 | -731.8 | -280.9 | 150.0276 | Borden-Storey #1 230kV line | Borden-Storey #1 230kV line | Merced 115/70kV TB#2 |  | 0 | 0 | 0 | 0 | 0 | 0 | 118 | 118 | 150.0276 | Merced 115/70kV TB#2 | Merced 115/70kV TB#2 | Merced 115/70kV TB#2 |  | 5 | 1 | YES | 2 | 1 | 1 | NO | 1
PG&E GBA | Menlo | 60 | 0 | 0 | 0 | 0 | 0 | 0 | 0 | 0 | 0 | 0 | 0 | 0 | 0 | 0 | 0 | 0 | 0 | 0 | 0 | 0 | 0 | 0 | 0 | 0 | 0 | 0 | 0 | 0 | 0 | 0 | 0 | 0 | 0 | 0 | 0 | 0 | 0 | 0 | 0 | 1 | 0 | 0 | 0 | 0 | 0 | 0 | 0 | 0 | 0 | 0 | 0 | 0 | 1 | 0 | 0 | 1 | 0 | 0 | 0 | 0 | 0 | 0 | 0 | 0 | 0 | 0 | 0 | 0 | 0 | 0 | 0 | 0 | 0 | 0 | 0 | 0 | 0 | 0 | 0 | 0 | 0 | 0 | 0 | 0 | 0 | 0 | 0 | 0 | 0 | 0 | 0 | 0 | 0 | 0 | 0 | 0 | 0 | 1 |  | 0 | 0 | 0 | 0 | 0 | 0 | 0 | 0 | 0 | 0 | 0 | 0 | 0 | 0 | 0 | 0 | 0 | 0 | 0 | 0 | 0 | 0 | 0 | 0 | 0 | 0 | 0 | 0 | 0 | 0 | 1 | 0 | 0 | 0 | 0 | 0 | -2006.68 | 431.687 | 4794.6338 | Collinsville-Tesla 500 kV Line | Collinsville-Tesla 500 kV Line | Collinsville-Tesla 500 kV Line |  | 0 | 0 | 0 | 0 | 0 | 0 | 2282.4435 | 2761.05 | 4794.6338 | Tesla-Tracy-Pump 230 kV line #2 | Sobrante-Moraga 230 kV line | Collinsville-Tesla 500 kV Line |  | 5 | 1 | YES | 2 | 1 | 1 | NO | 1
PG&E FRESNO | Merced | 115 | 0 | 0 | 0 | 0 | 0 | 0 | 0 | 0 | 0 | 0 | 0 | 0 | 0 | 0 | 0 | 0 | 0 | 0 | 0 | 0 | 0 | 0 | 0 | 0 | 0 | 0 | 0 | 0 | 0 | 0 | 0 | 0 | 0 | 0 | 0 | 0 | 0 | 0 | 0 | 0 | 0 | 0 | 0 | 0 | 0 | 1 | 0 | 0 | 0 | 0 | 0 | 0 | 0 | 0 | 0 | 0 | 0 | 0 | 0 | 1 | 0 | 0 | 0 | 0 | 0 | 0 | 0 | 0 | 0 | 0 | 0 | 0 | 0 | 0 | 0 | 0 | 0 | 0 | 1 | 1 | 0 | 1 | 1 | 1 | 1 | 1 | 0 | 1 | 1 | 1 | 0 | 0 | 1 | 0 | 0 | 0 | 0 | 2 |  | 0 | 0 | 0 | 0 | 0 | 0 | 0 | 0 | 0 | 0 | 0 | 0 | 0 | 0 | 0 | 0 | 0 | 0 | 0 | 0 | 0 | 0 | 0 | 4 | 0 | 0 | 0 | 0 | 0 | 1 | 3 | 0 | 2 | 0 | 0 | 0 | -731.8 | -280.9 | 211.1426 | Borden-Storey #1 230kV line | Borden-Storey #1 230kV line | Chowchilla-Le grand 115kV Line |  | 0 | 0 | 0 | 0 | 0 | 0 | 315.9685 | 468.1 | 245.4626 | Bellota-Weber 230kV line | Oro Loma-El Nido 115kV Line | Oro Loma-El Nido 115kV Line |  | 5 | 1 | YES | 2 | 1 | 1 | NO | 1
EOP | Mercury | 138 | 0 | 0 | 0 | 0 | 0 | 0 | 0 | 0 | 0 | 0 | 0 | 0 | 0 | 0 | 0 | 0 | 0 | 0 | 0 | 0 | 0 | 0 | 1 | 1 | 1 | 0 | 0 | 0 | 0 | 0 | 0 | 0 | 0 | 0 | 0 | 0 | 0 | 0 | 0 | 0 | 0 | 0 | 0 | 0 | 0 | 0 | 0 | 0 | 0 | 0 | 0 | 0 | 0 | 0 | 0 | 0 | 0 | 0 | 0 | 0 | 0 | 0 | 0 | 0 | 0 | 0 | 0 | 0 | 0 | 0 | 0 | 0 | 0 | 0 | 0 | 0 | 0 | 0 | 0 | 0 | 0 | 0 | 0 | 0 | 0 | 0 | 0 | 0 | 0 | 0 | 0 | 0 | 0 | 0 | 0 | 0 | 0 | 2 |  | 0 | 0 | 0 | 0 | 0 | 0 | 0 | 0 | 0 | 0 | 0 | 0 | 0 | 0 | 0 | 0 | 0 | 0 | 0 | 0 | 0 | 0 | 0 | 0 | 0 | 0 | 0 | 0 | 0 | 0 | 0 | 0 | 0 | 0 | 0 | 0 | 132.885 | 1655.59 | 2398.8 | Lugo - Victorville area constraint | Sloan Canyon - Eldorado 500 kV constraint | Sloan Canyon - Eldorado 500 kV constraint |  | 0 | 0 | 0 | 0 | 0 | 0 | 132.885 | 1655.59 | 2398.8 | Lugo - Victorville area constraint | Sloan Canyon - Eldorado 500 kV constraint | Sloan Canyon - Eldorado 500 kV constraint |  | 1 | 1 | NO | 1 | 1 | 1 | NO | 1
PG&E FRESNO | Mercy Springs | 70 | 0 | 0 | 0 | 0 | 0 | 0 | 0 | 0 | 0 | 0 | 0 | 0 | 0 | 0 | 0 | 0 | 0 | 0 | 0 | 0 | 0 | 0 | 0 | 0 | 0 | 0 | 0 | 0 | 0 | 0 | 0 | 0 | 0 | 0 | 0 | 0 | 0 | 0 | 0 | 0 | 0 | 0 | 0 | 0 | 0 | 0 | 0 | 0 | 0 | 0 | 0 | 0 | 0 | 0 | 0 | 0 | 0 | 0 | 0 | 0 | 0 | 0 | 0 | 0 | 0 | 0 | 0 | 0 | 0 | 0 | 0 | 0 | 0 | 0 | 0 | 0 | 0 | 0 | 1 | 1 | 0 | 0 | 0 | 0 | 0 | 1 | 0 | 0 | 0 | 0 | 0 | 0 | 0 | 0 | 0 | 0 | 0 | 1 |  | 0 | 0 | 0 | 0 | 0 | 0 | 0 | 0 | 0 | 0 | 0 | 0 | 0 | 0 | 0 | 0 | 2 | 0 | 0 | 0 | 0 | 0 | 0 | 0 | 0 | 75 | 78 | 0 | 0 | 1 | 0 | 0 | 0 | 0 | 0 | 0 | 2487.547 | 3018.0807 | 2302.2502 | Gates 500/230kV TB #11 | Gates 500/230kV TB #11 | Gates 500/230kV TB #12 |  | 0 | 0 | 0 | 0 | 0 | 0 | 2487.547 | 3018.0807 | 2302.2502 | Gates 500/230kV TB #11 | Gates 500/230kV TB #11 | Gates 500/230kV TB #12 |  | 1 | 1 | NO | 1 | 1 | 1 | NO | 1
PG&E NGBA | Meridian | 60 | 0 | 0 | 0 | 0 | 0 | 0 | 0 | 0 | 0 | 0 | 0 | 0 | 0 | 0 | 0 | 0 | 0 | 0 | 0 | 0 | 0 | 0 | 0 | 0 | 0 | 0 | 0 | 0 | 0 | 0 | 0 | 0 | 0 | 0 | 0 | 0 | 0 | 0 | 0 | 1 | 0 | 0 | 0 | 0 | 0 | 0 | 0 | 0 | 0 | 0 | 0 | 0 | 1 | 0 | 0 | 0 | 0 | 0 | 0 | 0 | 0 | 0 | 0 | 0 | 0 | 0 | 1 | 0 | 0 | 0 | 0 | 0 | 0 | 0 | 0 | 0 | 0 | 0 | 0 | 0 | 0 | 0 | 0 | 0 | 0 | 0 | 0 | 0 | 0 | 0 | 0 | 0 | 0 | 0 | 0 | 0 | 0 | 1 |  | 0 | 0 | 0 | 0 | 0 | 0 | 0 | 0 | 0 | 0 | 0 | 0 | 0 | 0 | 0 | 0 | 0 | 0 | 0 | 0 | 0 | 0 | 0 | 0 | 0 | 0 | 0 | 0 | 0 | 0 | 2 | 0 | 0 | 0 | 0 | 0 | -2006.68 | 96.788 | 1147.998 | Collinsville-Tesla 500 kV Line | Birds Landing-Contra Costa 230kV Line | Birds Landing-Contra Costa 230kV Line |  | 0 | 0 | 0 | 0 | 0 | 0 | 1531.9 | 1862.788 | 1147.998 | Birds Landing-Contra Costa 230kV Line | Birds Landing-Contra Costa 230kV Line | Birds Landing-Contra Costa 230kV Line |  | 5 | 1 | YES | 2 | 1 | 1 | NO | 1
PG&E KERN | Mesa (PGE) | 115 | 0 | 0 | 0 | 0 | 0 | 0 | 0 | 0 | 0 | 0 | 0 | 0 | 0 | 0 | 0 | 0 | 0 | 0 | 0 | 0 | 0 | 0 | 0 | 0 | 0 | 0 | 0 | 0 | 0 | 0 | 0 | 0 | 0 | 0 | 0 | 0 | 0 | 0 | 0 | 0 | 0 | 0 | 0 | 0 | 0 | 0 | 0 | 0 | 0 | 0 | 0 | 0 | 0 | 0 | 0 | 0 | 0 | 0 | 0 | 0 | 0 | 0 | 0 | 0 | 0 | 0 | 0 | 1 | 1 | 0 | 0 | 0 | 0 | 0 | 0 | 0 | 0 | 0 | 0 | 1 | 0 | 0 | 0 | 0 | 0 | 1 | 0 | 0 | 0 | 0 | 0 | 0 | 0 | 0 | 0 | 1 | 0 | 1 |  | 0 | 0 | 0 | 0 | 0 | 0 | 0 | 0 | 0 | 0 | 0 | 0 | 0 | 0 | 0 | 0 | 0 | 0 | 0 | 0 | 0 | 0 | 0 | 0 | 0 | 0 | 0 | 0 | 0 | 0 | 0 | 0 | 0 | 0 | 0 | 0 | 363.365 | 263.7217 | 418.365 | Cal Flat-Gates 230 kV line | Cal Flat-Gates 230 kV line | Cal Flat-Gates 230 kV line |  | 0 | 0 | 0 | 0 | 0 | 0 | 363.365 | 263.7217 | 418.365 | Cal Flat-Gates 230 kV line | Cal Flat-Gates 230 kV line | Cal Flat-Gates 230 kV line |  | 1 | 1 | NO | 1 | 1 | 1 | NO | 1
PG&E KERN | Mesa (PGE) | 230 | 0 | 0 | 0 | 0 | 0 | 0 | 0 | 0 | 0 | 0 | 0 | 0 | 0 | 0 | 0 | 0 | 0 | 0 | 0 | 0 | 0 | 0 | 0 | 0 | 0 | 0 | 0 | 0 | 0 | 0 | 0 | 0 | 0 | 0 | 0 | 0 | 0 | 0 | 0 | 0 | 0 | 0 | 0 | 0 | 0 | 0 | 0 | 0 | 0 | 0 | 0 | 0 | 0 | 0 | 0 | 0 | 0 | 0 | 0 | 0 | 0 | 0 | 0 | 0 | 0 | 0 | 0 | 1 | 0 | 0 | 0 | 0 | 0 | 0 | 0 | 0 | 0 | 0 | 1 | 1 | 0 | 0 | 0 | 0 | 0 | 0 | 0 | 0 | 0 | 0 | 0 | 0 | 0 | 0 | 1 | 1 | 0 | 0 |  | 0 | 0 | 0 | 0 | 0 | 0 | 0 | 0 | 0 | 0 | 0 | 0 | 0 | 0 | 0 | 0 | 0 | 0 | 0 | 0 | 0 | 0 | 0 | 0 | 0 | 0 | 0 | 0 | 0 | 0 | 1 | 0 | 0 | 0 | 0 | 1 | -151.465 | 263.7217 | -929.2519 | Mustang-Henrietta 230 kV line | Cal Flat-Gates 230 kV line | Mustang-Henrietta 230 kV line |  | 0 | 0 | 0 | 0 | 0 | 0 | 363.365 | 263.7217 | 418.365 | Cal Flat-Gates 230 kV line | Cal Flat-Gates 230 kV line | Cal Flat-Gates 230 kV line |  | 5 | 1 | YES | 2 | 4 | 1 | YES | 2
SCE Metro | Mesa (SCE) | 230 | 0 | 0 | 0 | 0 | 0 | 0 | 0 | 0 | 0 | 1 | 0 | 0 | 0 | 0 | 0 | 0 | 0 | 0 | 0 | 0 | 0 | 0 | 0 | 0 | 0 | 0 | 0 | 0 | 0 | 0 | 0 | 0 | 0 | 0 | 0 | 0 | 0 | 0 | 0 | 0 | 0 | 0 | 0 | 0 | 0 | 0 | 0 | 0 | 0 | 0 | 0 | 0 | 0 | 0 | 0 | 0 | 0 | 0 | 0 | 0 | 0 | 0 | 0 | 0 | 0 | 0 | 0 | 0 | 0 | 0 | 0 | 0 | 0 | 0 | 0 | 0 | 0 | 0 | 0 | 0 | 0 | 0 | 0 | 0 | 0 | 0 | 0 | 0 | 0 | 0 | 0 | 0 | 0 | 0 | 0 | 0 | 0 | 0 |  | 0 | 0 | 0 | 0 | 0 | 0 | 0 | 0 | 0 | 0 | 0 | 99.7 | 0 | 0 | 1 | 0 | 0 | 0 | 0 | 0 | 0 | 0 | 0 | 2.62 | 0 | 0 | 106.2 | 0 | 0 | 1 | 0 | 0 | 0 | 0 | 0 | 0 | 11157.1 | 12110.2 | 14980.0055 | SCE Metro Area Default Constraint | SCE Metro Area Default Constraint | SCE Metro Area Default Constraint |  | 0 | 0 | 0 | 0 | 0 | 0 | 11157.1 | 12110.2 | 14980.0055 | SCE Metro Area Default Constraint | SCE Metro Area Default Constraint | SCE Metro Area Default Constraint |  | 1 | 1 | NO | 1 | 1 | 1 | NO | 1
SCE Metro | Mesa (SCE) | 500 | 0 | 0 | 0 | 0 | 0 | 0 | 0 | 0 | 0 | 1 | 0 | 0 | 0 | 0 | 0 | 0 | 0 | 0 | 0 | 0 | 0 | 0 | 0 | 0 | 0 | 0 | 0 | 0 | 0 | 0 | 0 | 0 | 0 | 0 | 0 | 0 | 0 | 0 | 0 | 0 | 0 | 0 | 0 | 0 | 0 | 0 | 0 | 0 | 0 | 0 | 0 | 0 | 0 | 0 | 0 | 0 | 0 | 0 | 0 | 0 | 0 | 0 | 0 | 0 | 0 | 0 | 0 | 0 | 0 | 0 | 0 | 0 | 0 | 0 | 0 | 0 | 0 | 0 | 0 | 0 | 0 | 0 | 0 | 0 | 0 | 0 | 0 | 0 | 0 | 0 | 0 | 0 | 0 | 0 | 0 | 0 | 0 | 0 |  | 0 | 0 | 0 | 0 | 0 | 0 | 0 | 0 | 0 | 0 | 0 | 0 | 0 | 0 | 0 | 0 | 0 | 0 | 0 | 0 | 0 | 0 | 0 | 0 | 0 | 0 | 0 | 0 | 0 | 0 | 0 | 0 | 0 | 0 | 0 | 0 | 11157.1 | 12110.2 | 14980.0055 | SCE Metro Area Default Constraint | SCE Metro Area Default Constraint | SCE Metro Area Default Constraint |  | 0 | 0 | 0 | 0 | 0 | 0 | 11157.1 | 12110.2 | 14980.0055 | SCE Metro Area Default Constraint | SCE Metro Area Default Constraint | SCE Metro Area Default Constraint |  | 1 | 1 | NO | 1 | 1 | 1 | NO | 1
SDGE | Mesa Heights | 69 | 0 | 0 | 0 | 0 | 0 | 0 | 0 | 0 | 0 | 0 | 0 | 0 | 0 | 0 | 0 | 0 | 0 | 0 | 0 | 0 | 0 | 0 | 0 | 0 | 0 | 0 | 0 | 0 | 0 | 0 | 0 | 0 | 1 | 0 | 0 | 0 | 0 | 0 | 0 | 0 | 0 | 0 | 0 | 0 | 0 | 0 | 0 | 0 | 0 | 0 | 0 | 0 | 0 | 0 | 0 | 0 | 0 | 0 | 0 | 0 | 0 | 0 | 0 | 0 | 0 | 0 | 0 | 0 | 0 | 0 | 0 | 0 | 0 | 0 | 0 | 0 | 0 | 0 | 0 | 0 | 0 | 0 | 0 | 0 | 0 | 0 | 0 | 0 | 0 | 0 | 0 | 0 | 0 | 0 | 0 | 0 | 0 | 1 |  | 0 | 0 | 0 | 0 | 0 | 0 | 0 | 0 | 0 | 0 | 0 | 0 | 0 | 0 | 0 | 0 | 0 | 0 | 0 | 0 | 0 | 0 | 0 | 0 | 0 | 0 | 10.5 | 0 | 0 | 1 | 0 | 0 | 0 | 0 | 0 | 0 | 786.21 | 2179.805 | 8449.9634 | San Luis Rey-San Onofre 230 kV line constraint | San Luis Rey-San Onofre 230 kV line constraint | San Luis Rey-San Onofre 230 kV line constraint |  | 0 | 0 | 0 | 0 | 0 | 0 | 786.21 | 2179.805 | 8449.9634 | San Luis Rey-San Onofre 230 kV line constraint | San Luis Rey-San Onofre 230 kV line constraint | San Luis Rey-San Onofre 230 kV line constraint |  | 1 | 1 | NO | 1 | 1 | 1 | NO | 1
PG&E GBA | Metcalf | 115 | 0 | 0 | 0 | 0 | 0 | 0 | 0 | 0 | 0 | 0 | 0 | 0 | 0 | 0 | 0 | 0 | 0 | 0 | 0 | 0 | 0 | 0 | 0 | 0 | 0 | 0 | 0 | 0 | 0 | 0 | 0 | 0 | 0 | 0 | 0 | 0 | 0 | 0 | 0 | 0 | 0 | 0 | 0 | 0 | 0 | 0 | 0 | 0 | 0 | 0 | 0 | 0 | 0 | 0 | 0 | 1 | 0 | 0 | 0 | 1 | 0 | 0 | 0 | 0 | 0 | 0 | 0 | 0 | 0 | 0 | 0 | 0 | 0 | 0 | 0 | 0 | 0 | 0 | 0 | 0 | 0 | 0 | 0 | 0 | 0 | 0 | 0 | 0 | 0 | 0 | 0 | 0 | 0 | 0 | 0 | 0 | 0 | 0 |  | 0 | 0 | 0 | 0 | 0 | 0 | 0 | 0 | 0 | 0 | 0 | 75 | 0 | 0 | 1 | 0 | 0 | 0 | 0 | 0 | 0 | 0 | 0 | 0 | 0 | 0 | 75 | 0 | 0 | 1 | 0 | 0 | 0 | 0 | 0 | 0 | 806.5435 | 1954.8014 | 5079.017 | Tesla-Bellota 230 kV line | Tesla-Bellota 230 kV line | Tesla-Bellota 230 kV line |  | 0 | 0 | 0 | 0 | 0 | 0 | 806.5435 | 1954.8014 | 5079.017 | Tesla-Bellota 230 kV line | Tesla-Bellota 230 kV line | Tesla-Bellota 230 kV line |  | 1 | 1 | NO | 1 | 1 | 1 | NO | 1
PG&E GBA | Metcalf | 230 | 0 | 0 | 0 | 0 | 0 | 0 | 0 | 0 | 0 | 0 | 0 | 0 | 0 | 0 | 0 | 0 | 0 | 0 | 0 | 0 | 0 | 0 | 0 | 0 | 0 | 0 | 0 | 0 | 0 | 0 | 0 | 0 | 0 | 0 | 0 | 0 | 0 | 0 | 0 | 0 | 0 | 0 | 0 | 0 | 0 | 0 | 0 | 0 | 0 | 0 | 0 | 0 | 0 | 0 | 0 | 1 | 0 | 0 | 0 | 1 | 0 | 0 | 0 | 0 | 0 | 0 | 0 | 0 | 0 | 0 | 0 | 0 | 0 | 0 | 0 | 0 | 0 | 0 | 0 | 0 | 0 | 0 | 0 | 0 | 0 | 0 | 0 | 0 | 0 | 0 | 0 | 0 | 0 | 0 | 0 | 0 | 0 | 0 |  | 0 | 0 | 0 | 0 | 0 | 0 | 0 | 0 | 0 | 0 | 0 | 0 | 0 | 0 | 0 | 0 | 0 | 0 | 0 | 0 | 0 | 0 | 0 | 0 | 0 | 0 | 0 | 101.075 | 0 | 1 | 0 | 0 | 0 | 0 | 0 | 0 | 806.5435 | 1954.8014 | 5079.017 | Tesla-Bellota 230 kV line | Tesla-Bellota 230 kV line | Tesla-Bellota 230 kV line |  | 0 | 0 | 0 | 0 | 0 | 0 | 806.5435 | 1954.8014 | 5079.017 | Tesla-Bellota 230 kV line | Tesla-Bellota 230 kV line | Tesla-Bellota 230 kV line |  | 1 | 1 | NO | 1 | 1 | 1 | NO | 1
PG&E GBA | Metcalf | 500 | 0 | 0 | 0 | 0 | 0 | 0 | 0 | 0 | 0 | 0 | 0 | 0 | 0 | 0 | 0 | 0 | 0 | 0 | 0 | 0 | 0 | 0 | 0 | 0 | 0 | 0 | 0 | 0 | 0 | 0 | 0 | 0 | 0 | 0 | 0 | 0 | 0 | 0 | 0 | 0 | 0 | 0 | 0 | 0 | 0 | 0 | 0 | 0 | 0 | 0 | 0 | 0 | 0 | 0 | 0 | 0 | 0 | 0 | 0 | 0 | 0 | 0 | 0 | 0 | 0 | 0 | 0 | 0 | 0 | 0 | 0 | 0 | 0 | 0 | 0 | 0 | 0 | 0 | 0 | 0 | 0 | 0 | 0 | 0 | 0 | 0 | 0 | 0 | 0 | 0 | 0 | 0 | 0 | 0 | 0 | 0 | 1 | 0 |  | 0 | 0 | 0 | 0 | 0 | 0 | 0 | 0 | 0 | 0 | 0 | 0 | 0 | 0 | 0 | 0 | 0 | 0 | 0 | 0 | 0 | 0 | 0 | 0 | 0 | 0 | 0 | 0 | 0 | 0 | 0 | 0 | 0 | 0 | 0 | 0 | 1566.65 | 1620.51 | 6075.99 | NEW-Metcalf-Mosslanding 500kV | NEW-Metcalf-Mosslanding 500kV | NEW-Metcalf-Mosslanding 500kV |  | 0 | 0 | 0 | 0 | 0 | 0 | 1566.65 | 1620.51 | 6075.99 | NEW-Metcalf-Mosslanding 500kV | NEW-Metcalf-Mosslanding 500kV | NEW-Metcalf-Mosslanding 500kV |  | 1 | 1 | NO | 1 | 1 | 1 | NO | 1
PG&E KERN | Midway | 115 | 0 | 0 | 0 | 0 | 0 | 0 | 0 | 0 | 0 | 0 | 0 | 0 | 0 | 0 | 0 | 0 | 0 | 0 | 0 | 0 | 0 | 0 | 0 | 0 | 0 | 0 | 0 | 0 | 0 | 0 | 0 | 0 | 0 | 0 | 0 | 0 | 0 | 0 | 0 | 0 | 0 | 0 | 0 | 0 | 0 | 0 | 0 | 0 | 0 | 0 | 0 | 0 | 0 | 0 | 0 | 0 | 0 | 0 | 0 | 0 | 0 | 0 | 0 | 0 | 0 | 0 | 0 | 1 | 1 | 0 | 0 | 0 | 0 | 0 | 1 | 0 | 0 | 0 | 1 | 1 | 0 | 0 | 0 | 0 | 0 | 0 | 0 | 0 | 0 | 0 | 0 | 0 | 0 | 0 | 1 | 0 | 0 | 0 |  | 0 | 0 | 0 | 0 | 0 | 0 | 0 | 0 | 0 | 0 | 0 | 0 | 0 | 0 | 0 | 0 | 0 | 0 | 0 | 0 | 0 | 0 | 0 | 0 | 204 | 120 | 0 | 0 | 0 | 1 | 1 | 0 | 0 | 0 | 0 | 1 | -151.465 | 263.7217 | -929.2519 | Mustang-Henrietta 230 kV line | Cal Flat-Gates 230 kV line | Mustang-Henrietta 230 kV line |  | 0 | 0 | 0 | 0 | 0 | 0 | 363.365 | 263.7217 | 418.365 | Cal Flat-Gates 230 kV line | Cal Flat-Gates 230 kV line | Cal Flat-Gates 230 kV line |  | 5 | 1 | YES | 2 | 4 | 1 | YES | 2
PG&E KERN | Midway | 230 | 0 | 0 | 0 | 0 | 0 | 0 | 0 | 0 | 0 | 0 | 0 | 0 | 0 | 0 | 0 | 0 | 0 | 0 | 0 | 0 | 0 | 0 | 0 | 0 | 0 | 0 | 0 | 0 | 0 | 0 | 0 | 0 | 0 | 0 | 0 | 0 | 0 | 0 | 0 | 0 | 0 | 0 | 0 | 0 | 0 | 0 | 0 | 0 | 0 | 0 | 0 | 0 | 0 | 0 | 0 | 0 | 0 | 0 | 0 | 0 | 0 | 0 | 0 | 0 | 0 | 0 | 0 | 1 | 1 | 0 | 0 | 0 | 0 | 0 | 0 | 0 | 0 | 0 | 1 | 1 | 0 | 0 | 0 | 0 | 0 | 0 | 0 | 0 | 0 | 0 | 0 | 0 | 0 | 0 | 1 | 0 | 0 | 0 |  | 0 | 0 | 0 | 0 | 0 | 0 | 0 | 0 | 0 | 0 | 0 | 0 | 0 | 0 | 0 | 0 | 0 | 0 | 0 | 0 | 0 | 0 | 0 | 0 | 0 | 0 | 0 | 0 | 0 | 0 | 1 | 0 | 0 | 0 | 0 | 1 | -151.465 | 263.7217 | -929.2519 | Mustang-Henrietta 230 kV line | Cal Flat-Gates 230 kV line | Mustang-Henrietta 230 kV line |  | 0 | 0 | 0 | 0 | 0 | 0 | 363.365 | 263.7217 | 418.365 | Cal Flat-Gates 230 kV line | Cal Flat-Gates 230 kV line | Cal Flat-Gates 230 kV line |  | 5 | 1 | YES | 2 | 4 | 1 | YES | 2
PG&E KERN | Midway | 500 | 0 | 0 | 0 | 0 | 0 | 0 | 0 | 0 | 0 | 0 | 0 | 0 | 0 | 0 | 0 | 0 | 0 | 0 | 0 | 0 | 0 | 0 | 0 | 0 | 0 | 0 | 0 | 0 | 0 | 0 | 0 | 0 | 0 | 0 | 0 | 0 | 0 | 0 | 0 | 0 | 0 | 0 | 0 | 0 | 0 | 0 | 0 | 0 | 0 | 0 | 0 | 0 | 0 | 0 | 0 | 0 | 0 | 0 | 0 | 0 | 0 | 0 | 0 | 0 | 0 | 0 | 0 | 0 | 0 | 0 | 0 | 0 | 0 | 0 | 0 | 0 | 0 | 0 | 0 | 0 | 0 | 0 | 0 | 0 | 0 | 0 | 0 | 0 | 0 | 0 | 0 | 0 | 0 | 0 | 1 | 0 | 0 | 0 |  | 0 | 0 | 0 | 0 | 0 | 0 | 0 | 0 | 0 | 0 | 0 | 0 | 0 | 0 | 0 | 0 | 0 | 0 | 0 | 0 | 0 | 0 | 0 | 0 | 300 | 350 | 0 | 0 | 0 | 1 | 1 | 0 | 0 | 0 | 0 | 1 | -151.465 | 1720.9797 | -929.2519 | Mustang-Henrietta 230 kV line | Mustang-Henrietta 230 kV line | Mustang-Henrietta 230 kV line |  | 0 | 0 | 0 | 0 | 0 | 0 | 2327.535 | 4199.9797 | 1549.7481 | Mustang-Henrietta 230 kV line | Mustang-Henrietta 230 kV line | Mustang-Henrietta 230 kV line |  | 5 | 1 | YES | 2 | 4 | 1 | YES | 2
SDGE | Miguel | 230 | 0 | 0 | 0 | 0 | 0 | 0 | 0 | 0 | 0 | 0 | 0 | 0 | 0 | 0 | 0 | 0 | 0 | 0 | 0 | 0 | 0 | 0 | 0 | 0 | 0 | 0 | 0 | 0 | 1 | 0 | 1 | 0 | 1 | 0 | 0 | 1 | 1 | 0 | 0 | 0 | 0 | 0 | 0 | 0 | 0 | 0 | 0 | 0 | 0 | 0 | 0 | 0 | 0 | 0 | 0 | 0 | 0 | 0 | 0 | 0 | 0 | 0 | 0 | 0 | 0 | 0 | 0 | 0 | 0 | 0 | 0 | 0 | 0 | 0 | 0 | 0 | 0 | 0 | 0 | 0 | 0 | 0 | 0 | 0 | 0 | 0 | 0 | 0 | 0 | 0 | 0 | 0 | 0 | 0 | 0 | 0 | 0 | 5 |  | 0 | 0 | 0 | 0 | 0 | 0 | 0 | 0 | 0 | 0 | 0 | 0 | 0 | 0 | 0 | 0 | 0 | 0 | 0 | 0 | 0 | 0 | 0 | 0 | 0 | 0 | 0 | 0 | 0 | 0 | 0 | 0 | 0 | 0 | 0 | 0 | 786.21 | 1708.17 | 2183.4184 | San Luis Rey-San Onofre 230 kV line constraint | Silvergate-Old Town 230 kV constraint | Silvergate-Old Town 230 kV constraint |  | 0 | 0 | 0 | 0 | 0 | 0 | 786.21 | 1708.17 | 2183.4184 | San Luis Rey-San Onofre 230 kV line constraint | Silvergate-Old Town 230 kV constraint | Silvergate-Old Town 230 kV constraint |  | 1 | 1 | NO | 1 | 1 | 1 | NO | 1
SDGE | Miguel | 500 | 0 | 0 | 0 | 0 | 0 | 0 | 0 | 0 | 0 | 0 | 0 | 0 | 0 | 0 | 0 | 0 | 0 | 0 | 0 | 0 | 0 | 0 | 0 | 0 | 0 | 0 | 0 | 0 | 1 | 0 | 1 | 0 | 1 | 0 | 0 | 1 | 1 | 0 | 0 | 0 | 0 | 0 | 0 | 0 | 0 | 0 | 0 | 0 | 0 | 0 | 0 | 0 | 0 | 0 | 0 | 0 | 0 | 0 | 0 | 0 | 0 | 0 | 0 | 0 | 0 | 0 | 0 | 0 | 0 | 0 | 0 | 0 | 0 | 0 | 0 | 0 | 0 | 0 | 0 | 0 | 0 | 0 | 0 | 0 | 0 | 0 | 0 | 0 | 0 | 0 | 0 | 0 | 0 | 0 | 0 | 0 | 0 | 5 |  | 0 | 0 | 0 | 0 | 0 | 0 | 0 | 0 | 0 | 0 | 0 | 0 | 0 | 0 | 0 | 0 | 0 | 0 | 0 | 0 | 0 | 0 | 0 | 0 | 0 | 0 | 0 | 0 | 0 | 0 | 0 | 0 | 0 | 0 | 0 | 0 | 786.21 | 1708.17 | 2183.4184 | San Luis Rey-San Onofre 230 kV line constraint | Silvergate-Old Town 230 kV constraint | Silvergate-Old Town 230 kV constraint |  | 0 | 0 | 0 | 0 | 0 | 0 | 786.21 | 1708.17 | 2183.4184 | San Luis Rey-San Onofre 230 kV line constraint | Silvergate-Old Town 230 kV constraint | Silvergate-Old Town 230 kV constraint |  | 1 | 1 | NO | 1 | 1 | 1 | NO | 1
SDGE | Miguel | 69 | 0 | 0 | 0 | 0 | 0 | 0 | 0 | 0 | 0 | 0 | 0 | 0 | 0 | 0 | 0 | 0 | 0 | 0 | 0 | 0 | 0 | 0 | 0 | 0 | 0 | 0 | 0 | 1 | 0 | 1 | 1 | 0 | 1 | 0 | 0 | 1 | 1 | 0 | 0 | 0 | 0 | 0 | 0 | 0 | 0 | 0 | 0 | 0 | 0 | 0 | 0 | 0 | 0 | 0 | 0 | 0 | 0 | 0 | 0 | 0 | 0 | 0 | 0 | 0 | 0 | 0 | 0 | 0 | 0 | 0 | 0 | 0 | 0 | 0 | 0 | 0 | 0 | 0 | 0 | 0 | 0 | 0 | 0 | 0 | 0 | 0 | 0 | 0 | 0 | 0 | 0 | 0 | 0 | 0 | 0 | 0 | 0 | 4 |  | 0 | 0 | 0 | 0 | 0 | 0 | 0 | 0 | 0 | 0 | 0 | 0 | 0 | 0 | 0 | 0 | 0 | 0 | 0 | 0 | 0 | 0 | 0 | 0 | 0 | 0 | 9.75 | 0 | 0 | 1 | 0 | 0 | 0 | 0 | 0 | 0 | 159.09 | 195.045 | 302.2464 | Miguel 69 kV constraint | Miguel 69 kV constraint | Miguel 69 kV constraint |  | 0 | 0 | 0 | 0 | 0 | 0 | 159.09 | 195.045 | 302.2464 | Miguel 69 kV constraint | Miguel 69 kV constraint | Miguel 69 kV constraint |  | 1 | 1 | NO | 1 | 1 | 1 | NO | 1
PG&E GBA | Millbrae | 115 | 0 | 0 | 0 | 0 | 0 | 0 | 0 | 0 | 0 | 0 | 0 | 0 | 0 | 0 | 0 | 0 | 0 | 0 | 0 | 0 | 0 | 0 | 0 | 0 | 0 | 0 | 0 | 0 | 0 | 0 | 0 | 0 | 0 | 0 | 0 | 0 | 0 | 0 | 0 | 0 | 0 | 0 | 0 | 0 | 0 | 0 | 0 | 0 | 0 | 0 | 0 | 0 | 1 | 0 | 0 | 1 | 0 | 0 | 0 | 0 | 0 | 0 | 0 | 0 | 0 | 1 | 0 | 0 | 0 | 0 | 0 | 0 | 0 | 0 | 0 | 0 | 0 | 0 | 0 | 0 | 0 | 0 | 0 | 0 | 0 | 0 | 0 | 0 | 0 | 0 | 0 | 0 | 0 | 0 | 0 | 0 | 0 | 1 |  | 0 | 0 | 0 | 0 | 0 | 0 | 0 | 0 | 0 | 0 | 0 | 0 | 0 | 0 | 0 | 0 | 0 | 0 | 0 | 0 | 0 | 0 | 0 | 3.5 | 0 | 0 | 0 | 0 | 0 | 1 | 0 | 0 | 0 | 0 | 0 | 0 | 2282.4435 | 2761.05 | 5334.284 | Tesla-Tracy-Pump 230 kV line #2 | Sobrante-Moraga 230 kV line | Sobrante-Moraga 230 kV line |  | 0 | 0 | 0 | 0 | 0 | 0 | 2282.4435 | 2761.05 | 5334.284 | Tesla-Tracy-Pump 230 kV line #2 | Sobrante-Moraga 230 kV line | Sobrante-Moraga 230 kV line |  | 1 | 1 | NO | 1 | 1 | 1 | NO | 1
PG&E GBA | Miller | 115 | 0 | 0 | 0 | 0 | 0 | 0 | 0 | 0 | 0 | 0 | 0 | 0 | 0 | 0 | 0 | 0 | 0 | 0 | 0 | 0 | 0 | 0 | 0 | 0 | 0 | 0 | 0 | 0 | 0 | 0 | 0 | 0 | 0 | 0 | 0 | 0 | 0 | 0 | 0 | 0 | 0 | 0 | 0 | 0 | 0 | 1 | 0 | 0 | 0 | 0 | 0 | 0 | 0 | 0 | 0 | 1 | 0 | 1 | 0 | 1 | 0 | 0 | 0 | 0 | 0 | 1 | 0 | 0 | 0 | 0 | 0 | 0 | 0 | 0 | 0 | 0 | 0 | 0 | 0 | 0 | 0 | 0 | 0 | 0 | 0 | 0 | 0 | 0 | 0 | 0 | 0 | 0 | 0 | 0 | 0 | 0 | 0 | 0 |  | 0 | 0 | 0 | 0 | 0 | 0 | 0 | 0 | 0 | 0 | 0 | 0 | 0 | 0 | 0 | 0 | 0 | 0 | 0 | 0 | 0 | 0 | 0 | 0 | 0 | 0 | 0 | 0 | 0 | 0 | 1 | 0 | 0 | 0 | 0 | 0 | -144.0315 | 181.7909 | 692.3714 | Bellota-Weber 230kV line | Kasson Jct-Heinz 115 kV line | Kasson Jct-Heinz 115 kV line |  | 0 | 0 | 0 | 0 | 0 | 0 | 77.2685 | 181.7909 | 692.3714 | Kasson Jct-Heinz 115 kV line | Kasson Jct-Heinz 115 kV line | Kasson Jct-Heinz 115 kV line |  | 5 | 1 | YES | 2 | 1 | 1 | NO | 1
SCE Metro | Mira Loma | 230 | 0 | 0 | 0 | 0 | 0 | 0 | 0 | 0 | 0 | 1 | 0 | 0 | 0 | 0 | 0 | 0 | 0 | 0 | 0 | 0 | 0 | 0 | 0 | 0 | 0 | 0 | 0 | 0 | 0 | 0 | 0 | 0 | 0 | 0 | 0 | 0 | 0 | 0 | 0 | 0 | 0 | 0 | 0 | 0 | 0 | 0 | 0 | 0 | 0 | 0 | 0 | 0 | 0 | 0 | 0 | 0 | 0 | 0 | 0 | 0 | 0 | 0 | 0 | 0 | 0 | 0 | 0 | 0 | 0 | 0 | 0 | 0 | 0 | 0 | 0 | 0 | 0 | 0 | 0 | 0 | 0 | 0 | 0 | 0 | 0 | 0 | 0 | 0 | 0 | 0 | 0 | 0 | 0 | 0 | 0 | 0 | 0 | 0 |  | 0 | 0 | 0 | 0 | 0 | 0 | 0 | 0 | 0 | 0 | 0 | 0 | 0 | 0 | 0 | 0 | 0 | 0 | 0 | 0 | 0 | 0 | 0 | 0 | 0 | 0 | 42 | 0 | 0 | 1 | 0 | 0 | 0 | 0 | 0 | 0 | 11157.1 | 12110.2 | 14980.0055 | SCE Metro Area Default Constraint | SCE Metro Area Default Constraint | SCE Metro Area Default Constraint |  | 0 | 0 | 0 | 0 | 0 | 0 | 11157.1 | 12110.2 | 14980.0055 | SCE Metro Area Default Constraint | SCE Metro Area Default Constraint | SCE Metro Area Default Constraint |  | 1 | 1 | NO | 1 | 1 | 1 | NO | 1
SCE Metro | Mira Loma | 500 | 0 | 0 | 0 | 0 | 0 | 0 | 0 | 0 | 0 | 1 | 0 | 0 | 0 | 0 | 0 | 0 | 0 | 0 | 0 | 0 | 0 | 0 | 0 | 0 | 0 | 0 | 0 | 0 | 0 | 0 | 0 | 0 | 0 | 0 | 0 | 0 | 0 | 0 | 0 | 0 | 0 | 0 | 0 | 0 | 0 | 0 | 0 | 0 | 0 | 0 | 0 | 0 | 0 | 0 | 0 | 0 | 0 | 0 | 0 | 0 | 0 | 0 | 0 | 0 | 0 | 0 | 0 | 0 | 0 | 0 | 0 | 0 | 0 | 0 | 0 | 0 | 0 | 0 | 0 | 0 | 0 | 0 | 0 | 0 | 0 | 0 | 0 | 0 | 0 | 0 | 0 | 0 | 0 | 0 | 0 | 0 | 0 | 0 |  | 0 | 0 | 0 | 0 | 0 | 0 | 0 | 0 | 0 | 0 | 0 | 0 | 0 | 0 | 0 | 0 | 0 | 0 | 0 | 0 | 0 | 0 | 0 | 0 | 0 | 0 | 0 | 0 | 0 | 0 | 0 | 0 | 0 | 0 | 0 | 0 | 11157.1 | 12110.2 | 14980.0055 | SCE Metro Area Default Constraint | SCE Metro Area Default Constraint | SCE Metro Area Default Constraint |  | 0 | 0 | 0 | 0 | 0 | 0 | 11157.1 | 12110.2 | 14980.0055 | SCE Metro Area Default Constraint | SCE Metro Area Default Constraint | SCE Metro Area Default Constraint |  | 1 | 1 | NO | 1 | 1 | 1 | NO | 1
SCE Eastern | Mirage | 115 | 0 | 0 | 0 | 0 | 0 | 0 | 0 | 0 | 0 | 0 | 0 | 0 | 0 | 0 | 0 | 0 | 0 | 0 | 1 | 1 | 0 | 1 | 0 | 0 | 0 | 0 | 0 | 0 | 0 | 0 | 0 | 0 | 0 | 0 | 0 | 0 | 0 | 0 | 0 | 0 | 0 | 0 | 0 | 0 | 0 | 0 | 0 | 0 | 0 | 0 | 0 | 0 | 0 | 0 | 0 | 0 | 0 | 0 | 0 | 0 | 0 | 0 | 0 | 0 | 0 | 0 | 0 | 0 | 0 | 0 | 0 | 0 | 0 | 0 | 0 | 0 | 0 | 0 | 0 | 0 | 0 | 0 | 0 | 0 | 0 | 0 | 0 | 0 | 0 | 0 | 0 | 0 | 0 | 0 | 0 | 0 | 0 | 1 |  | 0 | 0 | 0 | 0 | 0 | 0 | 0 | 0 | 0 | 0 | 0 | 0 | 0 | 0 | 0 | 0 | 0 | 0 | 0 | 0 | 0 | 0 | 0 | 0 | 0 | 0 | 0 | 0 | 0 | 0 | 1 | 0 | 1 | 0 | 0 | 1 | -896.5 | -741.5 | -107.8 | Eagle Mountain Constraint | Eagle Mountain Constraint | Eagle Mountain Constraint |  | 1 | 1 | 0 | 1 | 0 | 1 | -296.5 | -141.5 | -107.8 | Eagle Mountain Constraint | Eagle Mountain Constraint | Eagle Mountain Constraint |  | 5 | 5 | NO | 5 | 3 | 3 | NO | 3
SCE Eastern | Mirage | 230 | 0 | 0 | 0 | 0 | 0 | 0 | 0 | 0 | 0 | 0 | 0 | 0 | 0 | 0 | 0 | 0 | 0 | 0 | 1 | 1 | 0 | 1 | 0 | 0 | 0 | 0 | 0 | 0 | 0 | 0 | 0 | 0 | 0 | 0 | 0 | 0 | 0 | 0 | 0 | 0 | 0 | 0 | 0 | 0 | 0 | 0 | 0 | 0 | 0 | 0 | 0 | 0 | 0 | 0 | 0 | 0 | 0 | 0 | 0 | 0 | 0 | 0 | 0 | 0 | 0 | 0 | 0 | 0 | 0 | 0 | 0 | 0 | 0 | 0 | 0 | 0 | 0 | 0 | 0 | 0 | 0 | 0 | 0 | 0 | 0 | 0 | 0 | 0 | 0 | 0 | 0 | 0 | 0 | 0 | 0 | 0 | 0 | 1 |  | 30 | 0 | 0 | 0 | 0 | 0 | 0 | 0 | 0 | 0 | 130 | 100 | 0 | 0 | 1 | 586.5 | 0 | 0 | 0 | 0 | 0 | 0 | 0 | 0 | 0 | 130 | 150 | 0 | 0 | 1 | 1 | 0 | 1 | 0 | 0 | 1 | -896.5 | -741.5 | -107.8 | Eagle Mountain Constraint | Eagle Mountain Constraint | Eagle Mountain Constraint |  | 1 | 1 | 0 | 1 | 0 | 1 | -296.5 | -141.5 | -107.8 | Eagle Mountain Constraint | Eagle Mountain Constraint | Eagle Mountain Constraint |  | 5 | 5 | NO | 5 | 3 | 3 | NO | 3
SDGE | Mission | 138 | 0 | 0 | 0 | 0 | 0 | 0 | 0 | 0 | 0 | 0 | 0 | 0 | 0 | 0 | 0 | 0 | 0 | 0 | 0 | 0 | 0 | 0 | 0 | 0 | 0 | 0 | 0 | 0 | 0 | 0 | 1 | 0 | 1 | 0 | 0 | 0 | 0 | 0 | 0 | 0 | 0 | 0 | 0 | 0 | 0 | 0 | 0 | 0 | 0 | 0 | 0 | 0 | 0 | 0 | 0 | 0 | 0 | 0 | 0 | 0 | 0 | 0 | 0 | 0 | 0 | 0 | 0 | 0 | 0 | 0 | 0 | 0 | 0 | 0 | 0 | 0 | 0 | 0 | 0 | 0 | 0 | 0 | 0 | 0 | 0 | 0 | 0 | 0 | 0 | 0 | 0 | 0 | 0 | 0 | 0 | 0 | 0 | 2 |  | 0 | 0 | 0 | 0 | 0 | 0 | 0 | 0 | 0 | 0 | 0 | 0 | 0 | 0 | 0 | 0 | 0 | 0 | 0 | 0 | 0 | 0 | 0 | 0 | 0 | 0 | 0 | 0 | 0 | 0 | 0 | 0 | 0 | 0 | 0 | 0 | 786.21 | 2179.805 | 8226.6984 | San Luis Rey-San Onofre 230 kV line constraint | San Luis Rey-San Onofre 230 kV line constraint | Encina - San Luis Rey 230 kV constraint |  | 0 | 0 | 0 | 0 | 0 | 0 | 786.21 | 2179.805 | 8226.6984 | San Luis Rey-San Onofre 230 kV line constraint | San Luis Rey-San Onofre 230 kV line constraint | Encina - San Luis Rey 230 kV constraint |  | 1 | 1 | NO | 1 | 1 | 1 | NO | 1
SDGE | Mission | 230 | 0 | 0 | 0 | 0 | 0 | 0 | 0 | 0 | 0 | 0 | 0 | 0 | 0 | 0 | 0 | 0 | 0 | 0 | 0 | 0 | 0 | 0 | 0 | 0 | 0 | 0 | 0 | 0 | 1 | 0 | 1 | 0 | 1 | 0 | 0 | 0 | 0 | 0 | 0 | 0 | 0 | 0 | 0 | 0 | 0 | 0 | 0 | 0 | 0 | 0 | 0 | 0 | 0 | 0 | 0 | 0 | 0 | 0 | 0 | 0 | 0 | 0 | 0 | 0 | 0 | 0 | 0 | 0 | 0 | 0 | 0 | 0 | 0 | 0 | 0 | 0 | 0 | 0 | 0 | 0 | 0 | 0 | 0 | 0 | 0 | 0 | 0 | 0 | 0 | 0 | 0 | 0 | 0 | 0 | 0 | 0 | 0 | 3 |  | 0 | 0 | 0 | 0 | 0 | 0 | 0 | 0 | 0 | 0 | 0 | 0 | 0 | 0 | 0 | 0 | 0 | 0 | 0 | 0 | 0 | 0 | 0 | 0 | 0 | 0 | 0 | 0 | 0 | 0 | 0 | 0 | 0 | 0 | 0 | 0 | 786.21 | 2179.805 | 8226.6984 | San Luis Rey-San Onofre 230 kV line constraint | San Luis Rey-San Onofre 230 kV line constraint | Encina - San Luis Rey 230 kV constraint |  | 0 | 0 | 0 | 0 | 0 | 0 | 786.21 | 2179.805 | 8226.6984 | San Luis Rey-San Onofre 230 kV line constraint | San Luis Rey-San Onofre 230 kV line constraint | Encina - San Luis Rey 230 kV constraint |  | 1 | 1 | NO | 1 | 1 | 1 | NO | 1
SDGE | Mission | 69 | 0 | 0 | 0 | 0 | 0 | 0 | 0 | 0 | 0 | 0 | 0 | 0 | 0 | 0 | 0 | 0 | 0 | 0 | 0 | 0 | 0 | 0 | 0 | 0 | 0 | 0 | 0 | 0 | 0 | 0 | 1 | 0 | 1 | 0 | 0 | 0 | 0 | 0 | 0 | 0 | 0 | 0 | 0 | 0 | 0 | 0 | 0 | 0 | 0 | 0 | 0 | 0 | 0 | 0 | 0 | 0 | 0 | 0 | 0 | 0 | 0 | 0 | 0 | 0 | 0 | 0 | 0 | 0 | 0 | 0 | 0 | 0 | 0 | 0 | 0 | 0 | 0 | 0 | 0 | 0 | 0 | 0 | 0 | 0 | 0 | 0 | 0 | 0 | 0 | 0 | 0 | 0 | 0 | 0 | 0 | 0 | 0 | 2 |  | 0 | 0 | 0 | 0 | 0 | 0 | 0 | 0 | 0 | 0 | 0 | 0 | 0 | 0 | 0 | 0 | 0 | 0 | 0 | 0 | 0 | 0 | 0 | 0 | 0 | 0 | 0 | 0 | 0 | 0 | 0 | 0 | 0 | 0 | 0 | 0 | 786.21 | 2179.805 | 8226.6984 | San Luis Rey-San Onofre 230 kV line constraint | San Luis Rey-San Onofre 230 kV line constraint | Encina - San Luis Rey 230 kV constraint |  | 0 | 0 | 0 | 0 | 0 | 0 | 786.21 | 2179.805 | 8226.6984 | San Luis Rey-San Onofre 230 kV line constraint | San Luis Rey-San Onofre 230 kV line constraint | Encina - San Luis Rey 230 kV constraint |  | 1 | 1 | NO | 1 | 1 | 1 | NO | 1
PG&E GBA | Mi-Wuk | 115 | 0 | 0 | 0 | 0 | 0 | 0 | 0 | 0 | 0 | 0 | 0 | 0 | 0 | 0 | 0 | 0 | 0 | 0 | 0 | 0 | 0 | 0 | 0 | 0 | 0 | 0 | 0 | 0 | 0 | 0 | 0 | 0 | 0 | 0 | 0 | 0 | 0 | 0 | 0 | 0 | 0 | 0 | 0 | 0 | 0 | 1 | 0 | 0 | 0 | 0 | 0 | 0 | 0 | 0 | 0 | 1 | 0 | 1 | 0 | 1 | 0 | 0 | 0 | 0 | 0 | 1 | 0 | 0 | 0 | 0 | 0 | 0 | 0 | 0 | 0 | 0 | 0 | 0 | 0 | 0 | 0 | 0 | 0 | 0 | 0 | 0 | 0 | 0 | 0 | 0 | 0 | 0 | 0 | 0 | 0 | 0 | 0 | 0 |  | 0 | 0 | 0 | 0 | 0 | 0 | 0 | 0 | 0 | 0 | 0 | 0 | 0 | 0 | 0 | 0 | 0 | 0 | 0 | 0 | 0 | 0 | 0 | 0 | 0 | 0 | 0 | 0 | 0 | 0 | 1 | 0 | 0 | 0 | 0 | 0 | -144.0315 | 181.7909 | 692.3714 | Bellota-Weber 230kV line | Kasson Jct-Heinz 115 kV line | Kasson Jct-Heinz 115 kV line |  | 0 | 0 | 0 | 0 | 0 | 0 | 77.2685 | 181.7909 | 692.3714 | Kasson Jct-Heinz 115 kV line | Kasson Jct-Heinz 115 kV line | Kasson Jct-Heinz 115 kV line |  | 5 | 1 | YES | 2 | 1 | 1 | NO | 1
EOP | Mohave | 500 | 0 | 0 | 0 | 0 | 0 | 0 | 0 | 0 | 0 | 0 | 0 | 0 | 0 | 0 | 0 | 0 | 0 | 0 | 0 | 0 | 0 | 0 | 0 | 0 | 1 | 0 | 0 | 0 | 0 | 0 | 0 | 0 | 0 | 0 | 0 | 0 | 0 | 0 | 0 | 0 | 0 | 0 | 0 | 0 | 0 | 0 | 0 | 0 | 0 | 0 | 0 | 0 | 0 | 0 | 0 | 0 | 0 | 0 | 0 | 0 | 0 | 0 | 0 | 0 | 0 | 0 | 0 | 0 | 0 | 0 | 0 | 0 | 0 | 0 | 0 | 0 | 0 | 0 | 0 | 0 | 0 | 0 | 0 | 0 | 0 | 0 | 0 | 0 | 0 | 0 | 0 | 0 | 0 | 0 | 0 | 0 | 0 | 0 |  | 0 | 0 | 0 | 0 | 0 | 0 | 0 | 0 | 0 | 0 | 0 | 0 | 0 | 0 | 0 | 0 | 0 | 300 | 0 | 0 | 0 | 0 | 0 | 0 | 400 | 0 | 0 | 0 | 0 | 1 | 0 | 0 | 0 | 0 | 0 | 0 | 132.885 | 3473.65 | 6592.925 | Lugo - Victorville area constraint | Lugo - Victorville area constraint | Lugo - Victorville area constraint |  | 0 | 0 | 0 | 0 | 0 | 0 | 132.885 | 3473.65 | 6592.925 | Lugo - Victorville area constraint | Lugo - Victorville area constraint | Lugo - Victorville area constraint |  | 1 | 1 | NO | 1 | 1 | 1 | NO | 1
PG&E NGBA | Monroe | 115 | 0 | 0 | 0 | 0 | 0 | 0 | 0 | 0 | 0 | 0 | 0 | 0 | 0 | 0 | 0 | 0 | 0 | 0 | 0 | 0 | 0 | 0 | 0 | 0 | 0 | 0 | 0 | 0 | 0 | 0 | 0 | 0 | 0 | 0 | 0 | 0 | 0 | 0 | 0 | 1 | 0 | 0 | 0 | 0 | 0 | 0 | 0 | 0 | 0 | 0 | 0 | 0 | 1 | 0 | 0 | 0 | 0 | 0 | 0 | 0 | 0 | 0 | 0 | 0 | 0 | 0 | 1 | 0 | 0 | 0 | 0 | 0 | 0 | 0 | 0 | 0 | 0 | 0 | 0 | 0 | 0 | 0 | 0 | 0 | 0 | 0 | 0 | 0 | 0 | 0 | 0 | 0 | 0 | 0 | 0 | 0 | 0 | 1 |  | 0 | 0 | 0 | 0 | 0 | 0 | 0 | 0 | 0 | 0 | 0 | 0 | 0 | 0 | 0 | 0 | 0 | 0 | 0 | 0 | 0 | 0 | 0 | 0 | 0 | 0 | 0 | 0 | 0 | 0 | 2 | 0 | 0 | 0 | 0 | 0 | -2006.68 | 96.788 | 1147.998 | Collinsville-Tesla 500 kV Line | Birds Landing-Contra Costa 230kV Line | Birds Landing-Contra Costa 230kV Line |  | 0 | 0 | 0 | 0 | 0 | 0 | 1531.9 | 1862.788 | 1147.998 | Birds Landing-Contra Costa 230kV Line | Birds Landing-Contra Costa 230kV Line | Birds Landing-Contra Costa 230kV Line |  | 5 | 1 | YES | 2 | 1 | 1 | NO | 1
SDGE | Monserate | 69 | 0 | 0 | 0 | 0 | 0 | 0 | 0 | 0 | 0 | 0 | 0 | 0 | 0 | 0 | 0 | 0 | 0 | 0 | 0 | 0 | 0 | 0 | 0 | 0 | 0 | 1 | 0 | 0 | 0 | 0 | 0 | 0 | 1 | 1 | 0 | 0 | 0 | 1 | 0 | 0 | 0 | 0 | 0 | 0 | 0 | 0 | 0 | 0 | 0 | 0 | 0 | 0 | 0 | 0 | 0 | 0 | 0 | 0 | 0 | 0 | 0 | 0 | 0 | 0 | 0 | 0 | 0 | 0 | 0 | 0 | 0 | 0 | 0 | 0 | 0 | 0 | 0 | 0 | 0 | 0 | 0 | 0 | 0 | 0 | 0 | 0 | 0 | 0 | 0 | 0 | 0 | 0 | 0 | 0 | 0 | 0 | 0 | 1 |  | 0 | 0 | 0 | 0 | 0 | 0 | 0 | 0 | 0 | 0 | 0 | 0 | 0 | 0 | 0 | 0 | 0 | 0 | 0 | 0 | 0 | 0 | 0 | 0 | 0 | 0 | 0 | 0 | 0 | 0 | 0 | 0 | 0 | 0 | 0 | 0 | 94.4 | 149.2 | 313.6 | Ocean Ranch 69 kV constraint | Ocean Ranch 69 kV constraint | Ocean Ranch 69 kV constraint |  | 0 | 0 | 0 | 0 | 0 | 0 | 94.4 | 149.2 | 313.6 | Ocean Ranch 69 kV constraint | Ocean Ranch 69 kV constraint | Ocean Ranch 69 kV constraint |  | 1 | 1 | NO | 1 | 1 | 1 | NO | 1
PG&E GBA | Monta Vista | 115 | 0 | 0 | 0 | 0 | 0 | 0 | 0 | 0 | 0 | 0 | 0 | 0 | 0 | 0 | 0 | 0 | 0 | 0 | 0 | 0 | 0 | 0 | 0 | 0 | 0 | 0 | 0 | 0 | 0 | 0 | 0 | 0 | 0 | 0 | 0 | 0 | 0 | 0 | 0 | 0 | 0 | 0 | 0 | 0 | 0 | 0 | 0 | 0 | 0 | 0 | 0 | 0 | 1 | 0 | 0 | 0 | 0 | 0 | 0 | 1 | 0 | 0 | 0 | 0 | 0 | 0 | 0 | 0 | 0 | 0 | 0 | 0 | 0 | 0 | 0 | 0 | 0 | 0 | 0 | 0 | 0 | 0 | 0 | 0 | 0 | 0 | 0 | 0 | 0 | 0 | 0 | 0 | 0 | 0 | 0 | 0 | 1 | 1 |  | 0 | 0 | 0 | 0 | 0 | 0 | 0 | 0 | 0 | 0 | 0 | 0 | 0 | 0 | 0 | 0 | 0 | 0 | 0 | 0 | 0 | 0 | 0 | 0 | 0 | 0 | 0 | 0 | 0 | 0 | 0 | 0 | 0 | 0 | 0 | 0 | 806.5435 | 1620.51 | 5079.017 | Tesla-Bellota 230 kV line | NEW-Metcalf-Mosslanding 500kV | Tesla-Bellota 230 kV line |  | 0 | 0 | 0 | 0 | 0 | 0 | 806.5435 | 1620.51 | 5079.017 | Tesla-Bellota 230 kV line | NEW-Metcalf-Mosslanding 500kV | Tesla-Bellota 230 kV line |  | 1 | 1 | NO | 1 | 1 | 1 | NO | 1
PG&E GBA | Monta Vista | 230 | 0 | 0 | 0 | 0 | 0 | 0 | 0 | 0 | 0 | 0 | 0 | 0 | 0 | 0 | 0 | 0 | 0 | 0 | 0 | 0 | 0 | 0 | 0 | 0 | 0 | 0 | 0 | 0 | 0 | 0 | 0 | 0 | 0 | 0 | 0 | 0 | 0 | 0 | 0 | 0 | 0 | 0 | 0 | 0 | 0 | 0 | 0 | 0 | 0 | 0 | 0 | 0 | 1 | 0 | 0 | 0 | 0 | 0 | 0 | 1 | 0 | 0 | 0 | 0 | 0 | 0 | 0 | 0 | 0 | 0 | 0 | 0 | 0 | 0 | 0 | 0 | 0 | 0 | 0 | 0 | 0 | 0 | 0 | 0 | 0 | 0 | 0 | 0 | 0 | 0 | 0 | 0 | 0 | 0 | 0 | 0 | 0 | 1 |  | 0 | 0 | 0 | 0 | 0 | 0 | 0 | 0 | 0 | 0 | 0 | 0 | 0 | 0 | 0 | 0 | 0 | 0 | 0 | 0 | 0 | 0 | 0 | 0 | 0 | 0 | 0 | 0 | 0 | 0 | 0 | 0 | 0 | 0 | 0 | 0 | 806.5435 | 1954.8014 | 5079.017 | Tesla-Bellota 230 kV line | Tesla-Bellota 230 kV line | Tesla-Bellota 230 kV line |  | 0 | 0 | 0 | 0 | 0 | 0 | 806.5435 | 1954.8014 | 5079.017 | Tesla-Bellota 230 kV line | Tesla-Bellota 230 kV line | Tesla-Bellota 230 kV line |  | 1 | 1 | NO | 1 | 1 | 1 | NO | 1
PG&E GBA | Monta Vista | 60 | 0 | 0 | 0 | 0 | 0 | 0 | 0 | 0 | 0 | 0 | 0 | 0 | 0 | 0 | 0 | 0 | 0 | 0 | 0 | 0 | 0 | 0 | 0 | 0 | 0 | 0 | 0 | 0 | 0 | 0 | 0 | 0 | 0 | 0 | 0 | 0 | 0 | 0 | 0 | 0 | 0 | 0 | 0 | 0 | 0 | 0 | 0 | 0 | 0 | 0 | 0 | 0 | 1 | 0 | 0 | 0 | 0 | 0 | 0 | 1 | 0 | 0 | 0 | 0 | 0 | 0 | 0 | 0 | 0 | 0 | 0 | 0 | 0 | 0 | 0 | 0 | 0 | 0 | 0 | 0 | 0 | 0 | 0 | 0 | 0 | 0 | 0 | 0 | 0 | 0 | 0 | 0 | 0 | 0 | 0 | 0 | 1 | 1 |  | 0 | 0 | 0 | 0 | 0 | 0 | 0 | 0 | 0 | 0 | 0 | 0 | 0 | 0 | 0 | 0 | 0 | 0 | 0 | 0 | 0 | 0 | 0 | 0 | 0 | 0 | 0 | 0 | 0 | 0 | 0 | 0 | 0 | 0 | 0 | 0 | 806.5435 | 1620.51 | 5079.017 | Tesla-Bellota 230 kV line | NEW-Metcalf-Mosslanding 500kV | Tesla-Bellota 230 kV line |  | 0 | 0 | 0 | 0 | 0 | 0 | 806.5435 | 1620.51 | 5079.017 | Tesla-Bellota 230 kV line | NEW-Metcalf-Mosslanding 500kV | Tesla-Bellota 230 kV line |  | 1 | 1 | NO | 1 | 1 | 1 | NO | 1
PG&E NGBA | Monticello | 115 | 0 | 0 | 0 | 0 | 0 | 0 | 0 | 0 | 0 | 0 | 0 | 0 | 0 | 0 | 0 | 0 | 0 | 0 | 0 | 0 | 0 | 0 | 0 | 0 | 0 | 0 | 0 | 0 | 0 | 0 | 0 | 0 | 0 | 0 | 0 | 0 | 0 | 0 | 0 | 1 | 0 | 1 | 0 | 0 | 0 | 0 | 0 | 0 | 0 | 0 | 0 | 1 | 1 | 1 | 1 | 1 | 0 | 0 | 0 | 0 | 0 | 0 | 0 | 0 | 0 | 1 | 1 | 0 | 0 | 0 | 0 | 0 | 0 | 0 | 0 | 0 | 0 | 0 | 0 | 0 | 0 | 0 | 0 | 0 | 0 | 0 | 0 | 0 | 0 | 0 | 0 | 0 | 0 | 0 | 0 | 0 | 0 | 2 |  | 0 | 0 | 0 | 0 | 0 | 0 | 0 | 0 | 0 | 0 | 0 | 0 | 0 | 0 | 0 | 0 | 0 | 0 | 0 | 0 | 0 | 0 | 0 | 0 | 0 | 0 | 0 | 0 | 0 | 0 | 3 | 0 | 1 | 0 | 0 | 0 | -2006.68 | -196.964 | 815.28 | Collinsville-Tesla 500 kV Line | Windmaster-Delta pumps 230 kV line | Lakeville-Ignacio 230 kV line |  | 0 | 0 | 0 | 0 | 0 | 0 | 322.25 | 699.038 | 815.28 | Contra Costa- Windmaster 230 kV line | Contra Costa- Windmaster 230 kV line | Lakeville-Ignacio 230 kV line |  | 5 | 1 | YES | 2 | 1 | 1 | NO | 1
SCE Northern | Moorpark | 230 | 0 | 0 | 1 | 0 | 1 | 0 | 0 | 0 | 0 | 0 | 0 | 0 | 0 | 0 | 0 | 0 | 0 | 0 | 0 | 0 | 0 | 0 | 0 | 0 | 1 | 0 | 0 | 0 | 0 | 0 | 0 | 0 | 0 | 0 | 0 | 0 | 0 | 0 | 0 | 0 | 0 | 0 | 0 | 0 | 0 | 0 | 0 | 0 | 0 | 0 | 0 | 0 | 0 | 0 | 0 | 0 | 0 | 0 | 0 | 0 | 0 | 0 | 0 | 0 | 0 | 0 | 0 | 0 | 0 | 0 | 0 | 0 | 0 | 0 | 0 | 0 | 0 | 0 | 0 | 0 | 0 | 0 | 0 | 0 | 0 | 0 | 0 | 0 | 0 | 0 | 0 | 0 | 0 | 0 | 0 | 0 | 0 | 0 |  | 0 | 0 | 0 | 0 | 0 | 0 | 0 | 0 | 0 | 0 | 0 | 0 | 0 | 0 | 0 | 0 | 0 | 0 | 0 | 0 | 0 | 0 | 0 | 0 | 0 | 0 | 350 | 0 | 0 | 1 | 0 | 0 | 0 | 0 | 0 | 0 | 132.885 | 721.5 | 3106 | Lugo - Victorville area constraint | Moorpark-Pardee Constraint | Moorpark-Pardee Constraint |  | 0 | 0 | 0 | 0 | 0 | 0 | 132.885 | 721.5 | 3106 | Lugo - Victorville area constraint | Moorpark-Pardee Constraint | Moorpark-Pardee Constraint |  | 1 | 1 | NO | 1 | 1 | 1 | NO | 1
SCE Northern | Moorpark | 66 | 0 | 0 | 1 | 0 | 1 | 0 | 0 | 0 | 0 | 0 | 0 | 0 | 0 | 0 | 0 | 0 | 0 | 0 | 0 | 0 | 0 | 0 | 0 | 0 | 1 | 0 | 0 | 0 | 0 | 0 | 0 | 0 | 0 | 0 | 0 | 0 | 0 | 0 | 0 | 0 | 0 | 0 | 0 | 0 | 0 | 0 | 0 | 0 | 0 | 0 | 0 | 0 | 0 | 0 | 0 | 0 | 0 | 0 | 0 | 0 | 0 | 0 | 0 | 0 | 0 | 0 | 0 | 0 | 0 | 0 | 0 | 0 | 0 | 0 | 0 | 0 | 0 | 0 | 0 | 0 | 0 | 0 | 0 | 0 | 0 | 0 | 0 | 0 | 0 | 0 | 0 | 0 | 0 | 0 | 0 | 0 | 0 | 0 |  | 0 | 0 | 0 | 0 | 0 | 0 | 0 | 0 | 0 | 0 | 0 | 0 | 0 | 0 | 0 | 0 | 0 | 0 | 0 | 0 | 0 | 0 | 0 | 0 | 0 | 0 | 0 | 0 | 0 | 0 | 0 | 0 | 0 | 0 | 0 | 0 | 132.885 | 721.5 | 3106 | Lugo - Victorville area constraint | Moorpark-Pardee Constraint | Moorpark-Pardee Constraint |  | 0 | 0 | 0 | 0 | 0 | 0 | 132.885 | 721.5 | 3106 | Lugo - Victorville area constraint | Moorpark-Pardee Constraint | Moorpark-Pardee Constraint |  | 1 | 1 | NO | 1 | 1 | 1 | NO | 1
PG&E GBA | Moraga | 115 | 0 | 0 | 0 | 0 | 0 | 0 | 0 | 0 | 0 | 0 | 0 | 0 | 0 | 0 | 0 | 0 | 0 | 0 | 0 | 0 | 0 | 0 | 0 | 0 | 0 | 0 | 0 | 0 | 0 | 0 | 0 | 0 | 0 | 0 | 0 | 0 | 0 | 0 | 0 | 1 | 0 | 0 | 0 | 0 | 0 | 0 | 0 | 0 | 0 | 0 | 0 | 0 | 1 | 0 | 0 | 1 | 0 | 0 | 0 | 0 | 0 | 0 | 0 | 0 | 0 | 0 | 0 | 0 | 0 | 0 | 0 | 0 | 0 | 0 | 0 | 0 | 0 | 0 | 0 | 0 | 0 | 0 | 0 | 0 | 0 | 0 | 0 | 0 | 0 | 0 | 0 | 0 | 0 | 0 | 0 | 0 | 0 | 1 |  | 0 | 0 | 0 | 0 | 0 | 0 | 0 | 0 | 0 | 0 | 0 | 0 | 0 | 0 | 0 | 0 | 0 | 0 | 0 | 0 | 0 | 0 | 0 | 0 | 0 | 0 | 0 | 0 | 0 | 0 | 1 | 0 | 0 | 0 | 0 | 0 | -2006.68 | 431.687 | 4794.6338 | Collinsville-Tesla 500 kV Line | Collinsville-Tesla 500 kV Line | Collinsville-Tesla 500 kV Line |  | 0 | 0 | 0 | 0 | 0 | 0 | 2282.4435 | 2761.05 | 4794.6338 | Tesla-Tracy-Pump 230 kV line #2 | Sobrante-Moraga 230 kV line | Collinsville-Tesla 500 kV Line |  | 5 | 1 | YES | 2 | 1 | 1 | NO | 1
PG&E GBA | Moraga | 230 | 0 | 0 | 0 | 0 | 0 | 0 | 0 | 0 | 0 | 0 | 0 | 0 | 0 | 0 | 0 | 0 | 0 | 0 | 0 | 0 | 0 | 0 | 0 | 0 | 0 | 0 | 0 | 0 | 0 | 0 | 0 | 0 | 0 | 0 | 0 | 0 | 0 | 0 | 0 | 1 | 0 | 0 | 0 | 0 | 0 | 0 | 0 | 0 | 0 | 0 | 0 | 0 | 1 | 1 | 1 | 1 | 0 | 0 | 0 | 1 | 0 | 1 | 0 | 0 | 0 | 1 | 0 | 0 | 0 | 0 | 0 | 0 | 0 | 0 | 0 | 0 | 0 | 0 | 0 | 0 | 0 | 0 | 0 | 0 | 0 | 0 | 0 | 0 | 0 | 0 | 0 | 0 | 0 | 0 | 0 | 0 | 0 | 1 |  | 0 | 0 | 0 | 0 | 0 | 0 | 0 | 0 | 0 | 0 | 0 | 0 | 0 | 0 | 0 | 0 | 0 | 0 | 0 | 0 | 0 | 0 | 0 | 0 | 0 | 0 | 0 | 0 | 0 | 0 | 2 | 0 | 1 | 0 | 0 | 0 | -2006.68 | -196.964 | 1214.56 | Collinsville-Tesla 500 kV Line | Windmaster-Delta pumps 230 kV line | Grant - Eastshore #2 line 115 kV |  | 0 | 0 | 0 | 0 | 0 | 0 | 322.25 | 699.038 | 1214.56 | Contra Costa- Windmaster 230 kV line | Contra Costa- Windmaster 230 kV line | Grant - Eastshore #2 line 115 kV |  | 5 | 1 | YES | 2 | 1 | 1 | NO | 1
PG&E GBA | Morgan Hill | 115 | 0 | 0 | 0 | 0 | 0 | 0 | 0 | 0 | 0 | 0 | 0 | 0 | 0 | 0 | 0 | 0 | 0 | 0 | 0 | 0 | 0 | 0 | 0 | 0 | 0 | 0 | 0 | 0 | 0 | 0 | 0 | 0 | 0 | 0 | 0 | 0 | 0 | 0 | 0 | 0 | 0 | 0 | 0 | 0 | 0 | 0 | 0 | 0 | 0 | 0 | 0 | 0 | 1 | 0 | 0 | 1 | 0 | 0 | 0 | 1 | 0 | 0 | 0 | 0 | 1 | 0 | 0 | 0 | 0 | 0 | 0 | 0 | 0 | 0 | 0 | 0 | 0 | 0 | 0 | 0 | 0 | 0 | 0 | 0 | 0 | 0 | 0 | 0 | 0 | 0 | 0 | 0 | 0 | 0 | 0 | 0 | 0 | 1 |  | 0 | 0 | 0 | 0 | 0 | 0 | 0 | 0 | 0 | 0 | 0 | 0 | 0 | 0 | 0 | 0 | 0 | 0 | 0 | 0 | 0 | 0 | 0 | 0 | 0 | 0 | 0 | 0 | 0 | 0 | 0 | 0 | 0 | 0 | 0 | 0 | 338.65 | 358.51 | 303.18 | Morganhill-Metcalf 115kV Line | Morganhill-Metcalf 115kV Line | Morganhill-Metcalf 115kV Line |  | 0 | 0 | 0 | 0 | 0 | 0 | 338.65 | 358.51 | 303.18 | Morganhill-Metcalf 115kV Line | Morganhill-Metcalf 115kV Line | Morganhill-Metcalf 115kV Line |  | 1 | 1 | NO | 1 | 1 | 1 | NO | 1
PG&E KERN | Morro Bay | 115 | 0 | 0 | 0 | 0 | 0 | 0 | 0 | 0 | 0 | 0 | 0 | 0 | 0 | 0 | 0 | 0 | 0 | 0 | 0 | 0 | 0 | 0 | 0 | 0 | 0 | 0 | 0 | 0 | 0 | 0 | 0 | 0 | 0 | 0 | 0 | 0 | 0 | 0 | 0 | 0 | 0 | 0 | 0 | 0 | 0 | 0 | 0 | 0 | 0 | 0 | 0 | 0 | 0 | 0 | 0 | 0 | 0 | 0 | 0 | 0 | 0 | 0 | 0 | 0 | 0 | 0 | 0 | 1 | 1 | 0 | 0 | 0 | 0 | 0 | 0 | 0 | 0 | 0 | 0 | 1 | 0 | 0 | 0 | 0 | 0 | 1 | 0 | 0 | 0 | 0 | 0 | 0 | 0 | 0 | 0 | 1 | 0 | 1 |  | 0 | 0 | 0 | 0 | 0 | 0 | 0 | 0 | 0 | 0 | 0 | 0 | 0 | 0 | 0 | 0 | 0 | 0 | 0 | 0 | 0 | 0 | 0 | 0 | 0 | 0 | 0 | 0 | 0 | 0 | 0 | 0 | 0 | 0 | 0 | 0 | 363.365 | 263.7217 | 418.365 | Cal Flat-Gates 230 kV line | Cal Flat-Gates 230 kV line | Cal Flat-Gates 230 kV line |  | 0 | 0 | 0 | 0 | 0 | 0 | 363.365 | 263.7217 | 418.365 | Cal Flat-Gates 230 kV line | Cal Flat-Gates 230 kV line | Cal Flat-Gates 230 kV line |  | 1 | 1 | NO | 1 | 1 | 1 | NO | 1
PG&E KERN | Morro Bay | 230 | 0 | 0 | 0 | 0 | 0 | 0 | 0 | 0 | 0 | 0 | 0 | 0 | 0 | 0 | 0 | 0 | 0 | 0 | 0 | 0 | 0 | 0 | 0 | 0 | 0 | 0 | 0 | 0 | 0 | 0 | 0 | 0 | 0 | 0 | 0 | 0 | 0 | 0 | 0 | 0 | 0 | 0 | 0 | 0 | 0 | 0 | 0 | 0 | 0 | 0 | 0 | 0 | 0 | 0 | 0 | 0 | 0 | 0 | 0 | 0 | 0 | 0 | 0 | 0 | 0 | 0 | 0 | 1 | 0 | 0 | 0 | 0 | 0 | 0 | 0 | 0 | 0 | 0 | 1 | 1 | 0 | 0 | 0 | 0 | 0 | 0 | 0 | 0 | 0 | 0 | 0 | 0 | 0 | 0 | 1 | 1 | 0 | 0 |  | 0 | 0 | 0 | 0 | 0 | 0 | 0 | 0 | 0 | 0 | 0 | 0 | 0 | 0 | 0 | 0 | 0 | 0 | 0 | 0 | 0 | 0 | 0 | 0 | 0 | 0 | 0 | 0 | 0 | 0 | 1 | 0 | 0 | 0 | 0 | 1 | -151.465 | 263.7217 | -929.2519 | Mustang-Henrietta 230 kV line | Cal Flat-Gates 230 kV line | Mustang-Henrietta 230 kV line |  | 0 | 0 | 0 | 0 | 0 | 0 | 363.365 | 263.7217 | 418.365 | Cal Flat-Gates 230 kV line | Cal Flat-Gates 230 kV line | Cal Flat-Gates 230 kV line |  | 5 | 1 | YES | 2 | 4 | 1 | YES | 2
PG&E KERN | Morro Bay | 500 | 0 | 0 | 0 | 0 | 0 | 0 | 0 | 0 | 0 | 0 | 0 | 0 | 0 | 0 | 0 | 0 | 0 | 0 | 0 | 0 | 0 | 0 | 0 | 0 | 0 | 0 | 0 | 0 | 0 | 0 | 0 | 0 | 0 | 0 | 0 | 0 | 0 | 0 | 0 | 0 | 0 | 0 | 0 | 0 | 0 | 0 | 0 | 0 | 0 | 0 | 0 | 0 | 0 | 0 | 0 | 0 | 0 | 0 | 0 | 0 | 0 | 0 | 0 | 0 | 0 | 0 | 0 | 0 | 0 | 0 | 0 | 0 | 0 | 0 | 0 | 0 | 0 | 0 | 0 | 0 | 0 | 0 | 0 | 0 | 0 | 0 | 0 | 0 | 0 | 0 | 0 | 0 | 0 | 1 | 1 | 0 | 0 | 0 |  | 0 | 0 | 0 | 0 | 0 | 0 | 0 | 0 | 0 | 0 | 0 | 0 | 0 | 0 | 0 | 0 | 0 | 0 | 0 | 0 | 0 | 2375 | 0 | 0 | 0 | 0 | 0 | 0 | 0 | 1 | 1 | 0 | 0 | 0 | 0 | 1 | -151.465 | 1720.9797 | -929.2519 | Mustang-Henrietta 230 kV line | Mustang-Henrietta 230 kV line | Mustang-Henrietta 230 kV line |  | 0 | 0 | 0 | 0 | 0 | 0 | 1017.25 | 2967.25 | 706 | Diablo-Gates 500 kV line | Diablo-Gates 500 kV line | Diablo-Gates 500 kV line |  | 5 | 1 | YES | 2 | 4 | 1 | YES | 2
PG&E GBA | Moss Landing | 115 | 0 | 0 | 0 | 0 | 0 | 0 | 0 | 0 | 0 | 0 | 0 | 0 | 0 | 0 | 0 | 0 | 0 | 0 | 0 | 0 | 0 | 0 | 0 | 0 | 0 | 0 | 0 | 0 | 0 | 0 | 0 | 0 | 0 | 0 | 0 | 0 | 0 | 0 | 0 | 0 | 0 | 0 | 0 | 0 | 0 | 0 | 0 | 0 | 0 | 0 | 0 | 0 | 0 | 0 | 0 | 1 | 0 | 0 | 0 | 1 | 0 | 0 | 0 | 0 | 1 | 0 | 0 | 0 | 0 | 0 | 0 | 0 | 0 | 0 | 0 | 0 | 0 | 0 | 0 | 0 | 0 | 0 | 0 | 0 | 0 | 0 | 0 | 0 | 0 | 0 | 0 | 0 | 0 | 0 | 0 | 0 | 1 | 0 |  | 0 | 0 | 0 | 0 | 0 | 0 | 0 | 0 | 0 | 0 | 0 | 0 | 0 | 0 | 0 | 0 | 0 | 0 | 0 | 0 | 0 | 0 | 0 | 0 | 0 | 0 | 0 | 0 | 0 | 0 | 0 | 0 | 0 | 0 | 0 | 0 | 338.65 | 358.51 | 303.18 | Morganhill-Metcalf 115kV Line | Morganhill-Metcalf 115kV Line | Morganhill-Metcalf 115kV Line |  | 0 | 0 | 0 | 0 | 0 | 0 | 338.65 | 358.51 | 303.18 | Morganhill-Metcalf 115kV Line | Morganhill-Metcalf 115kV Line | Morganhill-Metcalf 115kV Line |  | 1 | 1 | NO | 1 | 1 | 1 | NO | 1
PG&E GBA | Moss Landing | 230 | 0 | 0 | 0 | 0 | 0 | 0 | 0 | 0 | 0 | 0 | 0 | 0 | 0 | 0 | 0 | 0 | 0 | 0 | 0 | 0 | 0 | 0 | 0 | 0 | 0 | 0 | 0 | 0 | 0 | 0 | 0 | 0 | 0 | 0 | 0 | 0 | 0 | 0 | 0 | 0 | 0 | 0 | 0 | 0 | 0 | 0 | 0 | 0 | 0 | 0 | 0 | 0 | 0 | 0 | 0 | 1 | 0 | 0 | 0 | 1 | 0 | 0 | 0 | 0 | 1 | 0 | 0 | 0 | 0 | 0 | 0 | 0 | 0 | 0 | 0 | 0 | 0 | 0 | 0 | 0 | 0 | 0 | 0 | 0 | 0 | 0 | 0 | 0 | 0 | 0 | 0 | 0 | 0 | 0 | 0 | 0 | 1 | 0 |  | 0 | 0 | 0 | 0 | 0 | 0 | 0 | 0 | 0 | 0 | 0 | 0 | 0 | 0 | 0 | 0 | 0 | 0 | 0 | 0 | 0 | 0 | 0 | 0 | 0 | 0 | 0 | 0 | 0 | 0 | 0 | 0 | 0 | 0 | 0 | 0 | 338.65 | 358.51 | 303.18 | Morganhill-Metcalf 115kV Line | Morganhill-Metcalf 115kV Line | Morganhill-Metcalf 115kV Line |  | 0 | 0 | 0 | 0 | 0 | 0 | 338.65 | 358.51 | 303.18 | Morganhill-Metcalf 115kV Line | Morganhill-Metcalf 115kV Line | Morganhill-Metcalf 115kV Line |  | 1 | 1 | NO | 1 | 1 | 1 | NO | 1
PG&E GBA | Moss Landing | 500 | 0 | 0 | 0 | 0 | 0 | 0 | 0 | 0 | 0 | 0 | 0 | 0 | 0 | 0 | 0 | 0 | 0 | 0 | 0 | 0 | 0 | 0 | 0 | 0 | 0 | 0 | 0 | 0 | 0 | 0 | 0 | 0 | 0 | 0 | 0 | 0 | 0 | 0 | 0 | 1 | 0 | 0 | 0 | 0 | 0 | 0 | 0 | 0 | 0 | 0 | 0 | 0 | 0 | 0 | 0 | 1 | 0 | 0 | 0 | 1 | 0 | 0 | 0 | 0 | 0 | 0 | 0 | 0 | 0 | 0 | 0 | 0 | 0 | 0 | 0 | 0 | 0 | 0 | 0 | 0 | 0 | 0 | 0 | 0 | 0 | 0 | 0 | 0 | 0 | 0 | 0 | 0 | 0 | 0 | 0 | 0 | 1 | 0 |  | 0 | 0 | 0 | 0 | 0 | 0 | 0 | 0 | 0 | 0 | 0 | 0 | 0 | 0 | 0 | 0 | 0 | 0 | 0 | 0 | 0 | 0 | 0 | 0 | 0 | 0 | 0 | 0 | 0 | 0 | 1 | 0 | 0 | 0 | 0 | 0 | -2006.68 | 431.687 | 4794.6338 | Collinsville-Tesla 500 kV Line | Collinsville-Tesla 500 kV Line | Collinsville-Tesla 500 kV Line |  | 0 | 0 | 0 | 0 | 0 | 0 | 806.5435 | 1620.51 | 4794.6338 | Tesla-Bellota 230 kV line | NEW-Metcalf-Mosslanding 500kV | Collinsville-Tesla 500 kV Line |  | 5 | 1 | YES | 2 | 1 | 1 | NO | 1
EOP | Mountain Pass | 115 | 0 | 0 | 0 | 0 | 0 | 0 | 0 | 0 | 0 | 0 | 0 | 0 | 0 | 0 | 0 | 0 | 0 | 0 | 0 | 0 | 0 | 0 | 0 | 1 | 1 | 0 | 0 | 0 | 0 | 0 | 0 | 0 | 0 | 0 | 0 | 0 | 0 | 0 | 0 | 0 | 0 | 0 | 0 | 0 | 0 | 0 | 0 | 0 | 0 | 0 | 0 | 0 | 0 | 0 | 0 | 0 | 0 | 0 | 0 | 0 | 0 | 0 | 0 | 0 | 0 | 0 | 0 | 0 | 0 | 0 | 0 | 0 | 0 | 0 | 0 | 0 | 0 | 0 | 0 | 0 | 0 | 0 | 0 | 0 | 0 | 0 | 0 | 0 | 0 | 0 | 0 | 0 | 0 | 0 | 0 | 0 | 0 | 1 |  | 0 | 0 | 0 | 0 | 0 | 0 | 0 | 0 | 0 | 0 | 0 | 0 | 0 | 0 | 0 | 0 | 0 | 0 | 0 | 0 | 0 | 0 | 0 | 0 | 0 | 0 | 0 | 0 | 0 | 0 | 0 | 0 | 0 | 0 | 0 | 0 | 132.885 | 1655.59 | 2398.8 | Lugo - Victorville area constraint | Sloan Canyon - Eldorado 500 kV constraint | Sloan Canyon - Eldorado 500 kV constraint |  | 0 | 0 | 0 | 0 | 0 | 0 | 132.885 | 1655.59 | 2398.8 | Lugo - Victorville area constraint | Sloan Canyon - Eldorado 500 kV constraint | Sloan Canyon - Eldorado 500 kV constraint |  | 1 | 1 | NO | 1 | 1 | 1 | NO | 1
PG&E GBA | Mountain View | 115 | 0 | 0 | 0 | 0 | 0 | 0 | 0 | 0 | 0 | 0 | 0 | 0 | 0 | 0 | 0 | 0 | 0 | 0 | 0 | 0 | 0 | 0 | 0 | 0 | 0 | 0 | 0 | 0 | 0 | 0 | 0 | 0 | 0 | 0 | 0 | 0 | 0 | 0 | 0 | 0 | 0 | 0 | 0 | 0 | 0 | 0 | 0 | 0 | 0 | 0 | 0 | 0 | 1 | 0 | 0 | 1 | 0 | 0 | 0 | 0 | 0 | 0 | 0 | 0 | 0 | 0 | 0 | 0 | 0 | 0 | 0 | 0 | 0 | 0 | 0 | 0 | 0 | 0 | 0 | 0 | 0 | 0 | 0 | 0 | 0 | 0 | 0 | 0 | 0 | 0 | 0 | 0 | 0 | 0 | 0 | 0 | 1 | 1 |  | 0 | 0 | 0 | 0 | 0 | 0 | 0 | 0 | 0 | 0 | 0 | 0 | 0 | 0 | 0 | 0 | 0 | 0 | 0 | 0 | 0 | 0 | 0 | 0 | 0 | 0 | 0 | 0 | 0 | 0 | 0 | 0 | 0 | 0 | 0 | 0 | 1566.65 | 1620.51 | 5334.284 | NEW-Metcalf-Mosslanding 500kV | NEW-Metcalf-Mosslanding 500kV | Sobrante-Moraga 230 kV line |  | 0 | 0 | 0 | 0 | 0 | 0 | 1566.65 | 1620.51 | 5334.284 | NEW-Metcalf-Mosslanding 500kV | NEW-Metcalf-Mosslanding 500kV | Sobrante-Moraga 230 kV line |  | 1 | 1 | NO | 1 | 1 | 1 | NO | 1
PG&E GBA | Mt Eden | 115 | 0 | 0 | 0 | 0 | 0 | 0 | 0 | 0 | 0 | 0 | 0 | 0 | 0 | 0 | 0 | 0 | 0 | 0 | 0 | 0 | 0 | 0 | 0 | 0 | 0 | 0 | 0 | 0 | 0 | 0 | 0 | 0 | 0 | 0 | 0 | 0 | 0 | 0 | 0 | 1 | 0 | 0 | 0 | 0 | 0 | 0 | 0 | 0 | 0 | 0 | 0 | 0 | 1 | 0 | 0 | 0 | 0 | 0 | 0 | 0 | 0 | 0 | 0 | 0 | 0 | 0 | 0 | 0 | 0 | 0 | 0 | 0 | 0 | 0 | 0 | 0 | 0 | 0 | 0 | 0 | 0 | 0 | 0 | 0 | 0 | 0 | 0 | 0 | 0 | 0 | 0 | 0 | 0 | 0 | 0 | 0 | 0 | 1 |  | 0 | 0 | 0 | 0 | 0 | 0 | 0 | 0 | 0 | 0 | 0 | 0 | 0 | 0 | 0 | 0 | 0 | 0 | 0 | 0 | 0 | 0 | 0 | 0 | 0 | 0 | 0 | 0 | 0 | 0 | 1 | 0 | 0 | 0 | 0 | 0 | -2006.68 | 431.687 | 4794.6338 | Collinsville-Tesla 500 kV Line | Collinsville-Tesla 500 kV Line | Collinsville-Tesla 500 kV Line |  | 0 | 0 | 0 | 0 | 0 | 0 | 2568.55 | 2761.05 | 4794.6338 | Sobrante-Moraga 230 kV line | Sobrante-Moraga 230 kV line | Collinsville-Tesla 500 kV Line |  | 5 | 1 | YES | 2 | 1 | 1 | NO | 1
PG&E KERN | Mt Poso | 115 | 0 | 0 | 0 | 0 | 0 | 0 | 0 | 0 | 0 | 0 | 0 | 0 | 0 | 0 | 0 | 0 | 0 | 0 | 0 | 0 | 0 | 0 | 0 | 0 | 0 | 0 | 0 | 0 | 0 | 0 | 0 | 0 | 0 | 0 | 0 | 0 | 0 | 0 | 0 | 0 | 0 | 0 | 0 | 0 | 0 | 0 | 0 | 0 | 0 | 0 | 0 | 0 | 0 | 0 | 0 | 0 | 0 | 0 | 0 | 0 | 0 | 0 | 0 | 0 | 0 | 0 | 0 | 1 | 1 | 0 | 0 | 0 | 0 | 0 | 0 | 1 | 0 | 0 | 0 | 1 | 0 | 0 | 0 | 0 | 0 | 0 | 0 | 0 | 0 | 0 | 0 | 0 | 0 | 0 | 0 | 0 | 0 | 0 |  | 0 | 0 | 0 | 0 | 0 | 0 | 0 | 0 | 0 | 0 | 0 | 0 | 0 | 0 | 0 | 0 | 0 | 0 | 0 | 0 | 0 | 0 | 0 | 0 | 0 | 0 | 0 | 0 | 0 | 0 | 0 | 0 | 0 | 0 | 0 | 0 | 201 | 193.6 | 235.7988 | Semitropic-Midway 115kV Line | Semitropic-Midway 115kV Line | Semitropic-Midway 115kV Line |  | 0 | 0 | 0 | 0 | 0 | 0 | 201 | 193.6 | 235.7988 | Semitropic-Midway 115kV Line | Semitropic-Midway 115kV Line | Semitropic-Midway 115kV Line |  | 1 | 1 | NO | 1 | 1 | 1 | NO | 1
SDGE | Murray | 69 | 0 | 0 | 0 | 0 | 0 | 0 | 0 | 0 | 0 | 0 | 0 | 0 | 0 | 0 | 0 | 0 | 0 | 0 | 0 | 0 | 0 | 0 | 0 | 0 | 0 | 0 | 0 | 0 | 0 | 0 | 1 | 0 | 1 | 0 | 0 | 0 | 0 | 0 | 0 | 0 | 0 | 0 | 0 | 0 | 0 | 0 | 0 | 0 | 0 | 0 | 0 | 0 | 0 | 0 | 0 | 0 | 0 | 0 | 0 | 0 | 0 | 0 | 0 | 0 | 0 | 0 | 0 | 0 | 0 | 0 | 0 | 0 | 0 | 0 | 0 | 0 | 0 | 0 | 0 | 0 | 0 | 0 | 0 | 0 | 0 | 0 | 0 | 0 | 0 | 0 | 0 | 0 | 0 | 0 | 0 | 0 | 0 | 2 |  | 0 | 0 | 0 | 0 | 0 | 0 | 0 | 0 | 0 | 0 | 0 | 0 | 0 | 0 | 0 | 0 | 0 | 0 | 0 | 0 | 0 | 0 | 0 | 0 | 0 | 0 | 9 | 0 | 0 | 1 | 0 | 0 | 0 | 0 | 0 | 0 | 786.21 | 2179.805 | 8226.6984 | San Luis Rey-San Onofre 230 kV line constraint | San Luis Rey-San Onofre 230 kV line constraint | Encina - San Luis Rey 230 kV constraint |  | 0 | 0 | 0 | 0 | 0 | 0 | 786.21 | 2179.805 | 8226.6984 | San Luis Rey-San Onofre 230 kV line constraint | San Luis Rey-San Onofre 230 kV line constraint | Encina - San Luis Rey 230 kV constraint |  | 1 | 1 | NO | 1 | 1 | 1 | NO | 1
PG&E FRESNO | Mustang | 230 | 0 | 0 | 0 | 0 | 0 | 0 | 0 | 0 | 0 | 0 | 0 | 0 | 0 | 0 | 0 | 0 | 0 | 0 | 0 | 0 | 0 | 0 | 0 | 0 | 0 | 0 | 0 | 0 | 0 | 0 | 0 | 0 | 0 | 0 | 0 | 0 | 0 | 0 | 0 | 0 | 0 | 0 | 0 | 0 | 0 | 0 | 0 | 0 | 0 | 0 | 0 | 0 | 0 | 0 | 0 | 0 | 0 | 0 | 0 | 0 | 0 | 0 | 0 | 0 | 0 | 0 | 0 | 0 | 0 | 0 | 0 | 0 | 0 | 0 | 0 | 0 | 0 | 0 | 1 | 1 | 0 | 1 | 0 | 0 | 0 | 1 | 0 | 0 | 0 | 1 | 0 | 0 | 0 | 0 | 1 | 1 | 0 | 1 |  | 0 | 0 | 0 | 0 | 0 | 0 | 0 | 0 | 0 | -106.5 | 0 | 0 | 0 | 0 | 1 | 0 | 0 | 0 | 0 | 0 | 0 | 0 | 0 | 0 | 0 | 149.5 | 0 | 0 | 0 | 1 | 2 | 0 | 1 | 0 | 0 | 1 | -731.8 | -280.9 | -929.2519 | Borden-Storey #1 230kV line | Borden-Storey #1 230kV line | Mustang-Henrietta 230 kV line |  | 0 | 0 | 0 | 0 | 0 | 0 | 515.2 | 966.1 | 1549.7481 | Borden-Storey #1 230kV line | Borden-Storey #1 230kV line | Mustang-Henrietta 230 kV line |  | 5 | 1 | YES | 2 | 4 | 1 | YES | 2
SCE Northern | Neenach | 66 | 1 | 0 | 1 | 0 | 0 | 0 | 0 | 1 | 0 | 0 | 0 | 0 | 0 | 0 | 0 | 0 | 0 | 0 | 0 | 0 | 0 | 0 | 0 | 0 | 0 | 0 | 0 | 0 | 0 | 0 | 0 | 0 | 0 | 0 | 0 | 0 | 0 | 0 | 0 | 0 | 0 | 0 | 0 | 0 | 0 | 0 | 0 | 0 | 0 | 0 | 0 | 0 | 0 | 0 | 0 | 0 | 0 | 0 | 0 | 0 | 0 | 0 | 0 | 0 | 0 | 0 | 0 | 0 | 0 | 0 | 0 | 0 | 0 | 0 | 0 | 0 | 0 | 0 | 0 | 0 | 0 | 0 | 0 | 0 | 0 | 0 | 0 | 0 | 0 | 0 | 0 | 0 | 0 | 0 | 0 | 0 | 0 | 0 |  | 0 | 0 | 0 | 0 | 0 | 0 | 0 | 0 | 0 | 0 | 0 | 0 | 0 | 0 | 0 | 0 | 0 | 0 | 0 | 0 | 0 | 0 | 0 | 0 | 0 | 0 | 0 | 0 | 0 | 0 | 0 | 0 | 0 | 0 | 0 | 0 | 0 | 0 | 0 | Antelope-Neenach Constraint | Antelope-Neenach Constraint | Antelope-Neenach Constraint |  | 0 | 0 | 0 | 0 | 0 | 0 | 0 | 0 | 0 | Antelope-Neenach Constraint | Antelope-Neenach Constraint | Antelope-Neenach Constraint |  | 1 | 1 | NO | 1 | 1 | 1 | NO | 1
PG&E KERN | New Sub - Gates - Midway (Proposed) | 230 | 0 | 0 | 0 | 0 | 0 | 0 | 0 | 0 | 0 | 0 | 0 | 0 | 0 | 0 | 0 | 0 | 0 | 0 | 0 | 0 | 0 | 0 | 0 | 0 | 0 | 0 | 0 | 0 | 0 | 0 | 0 | 0 | 0 | 0 | 0 | 0 | 0 | 0 | 0 | 0 | 0 | 0 | 0 | 0 | 0 | 0 | 0 | 0 | 0 | 0 | 0 | 0 | 0 | 0 | 0 | 0 | 0 | 0 | 0 | 0 | 0 | 0 | 0 | 0 | 0 | 0 | 0 | 0 | 0 | 0 | 0 | 0 | 0 | 0 | 0 | 0 | 0 | 0 | 1 | 1 | 0 | 0 | 0 | 0 | 0 | 0 | 0 | 0 | 0 | 0 | 0 | 0 | 0 | 0 | 1 | 0 | 0 | 0 |  | 0 | 0 | 0 | 0 | 0 | 0 | 0 | 0 | 0 | 0 | 0 | 0 | 0 | 0 | 0 | 0 | 0 | 0 | 0 | 0 | 0 | 0 | 0 | 0 | 0 | 440 | 238.5 | 0 | 0 | 1 | 1 | 0 | 0 | 0 | 0 | 1 | -151.465 | 1720.9797 | -929.2519 | Mustang-Henrietta 230 kV line | Mustang-Henrietta 230 kV line | Mustang-Henrietta 230 kV line |  | 0 | 0 | 0 | 0 | 0 | 0 | 2327.535 | 3018.0807 | 1549.7481 | Mustang-Henrietta 230 kV line | Gates 500/230kV TB #11 | Mustang-Henrietta 230 kV line |  | 5 | 1 | YES | 2 | 4 | 1 | YES | 2
PG&E KERN | New Sub - Gates - Templeton (Proposed) | 230 | 0 | 0 | 0 | 0 | 0 | 0 | 0 | 0 | 0 | 0 | 0 | 0 | 0 | 0 | 0 | 0 | 0 | 0 | 0 | 0 | 0 | 0 | 0 | 0 | 0 | 0 | 0 | 0 | 0 | 0 | 0 | 0 | 0 | 0 | 0 | 0 | 0 | 0 | 0 | 0 | 0 | 0 | 0 | 0 | 0 | 0 | 0 | 0 | 0 | 0 | 0 | 0 | 0 | 0 | 0 | 0 | 0 | 0 | 0 | 0 | 0 | 0 | 0 | 0 | 0 | 0 | 0 | 1 | 0 | 0 | 0 | 0 | 0 | 0 | 0 | 0 | 0 | 0 | 1 | 1 | 0 | 0 | 0 | 0 | 0 | 1 | 0 | 0 | 0 | 0 | 0 | 0 | 0 | 0 | 1 | 1 | 0 | 1 |  | 0 | 0 | 0 | 0 | 0 | 0 | 0 | 0 | 0 | 0 | 0 | 0 | 0 | 0 | 0 | 0 | 0 | 0 | 0 | 0 | 0 | 0 | 0 | 0 | 0 | 0 | 0 | 0 | 0 | 0 | 1 | 0 | 0 | 0 | 0 | 1 | -151.465 | 263.7217 | -929.2519 | Mustang-Henrietta 230 kV line | Cal Flat-Gates 230 kV line | Mustang-Henrietta 230 kV line |  | 0 | 0 | 0 | 0 | 0 | 0 | 363.365 | 263.7217 | 418.365 | Cal Flat-Gates 230 kV line | Cal Flat-Gates 230 kV line | Cal Flat-Gates 230 kV line |  | 5 | 1 | YES | 2 | 4 | 1 | YES | 2
SCE NOL | New Sub - Kramer - Lugo (Proposed) | 230 | 0 | 0 | 0 | 0 | 0 | 0 | 0 | 0 | 0 | 0 | 0 | 1 | 1 | 1 | 0 | 0 | 0 | 0 | 0 | 0 | 0 | 0 | 0 | 0 | 0 | 0 | 0 | 0 | 0 | 0 | 0 | 0 | 0 | 0 | 0 | 0 | 0 | 0 | 0 | 0 | 0 | 0 | 0 | 0 | 0 | 0 | 0 | 0 | 0 | 0 | 0 | 0 | 0 | 0 | 0 | 0 | 0 | 0 | 0 | 0 | 0 | 0 | 0 | 0 | 0 | 0 | 0 | 0 | 0 | 0 | 0 | 0 | 0 | 0 | 0 | 0 | 0 | 0 | 0 | 0 | 0 | 0 | 0 | 0 | 0 | 0 | 0 | 0 | 0 | 0 | 0 | 0 | 0 | 0 | 0 | 0 | 0 | 3 |  | 0 | 0 | 0 | 0 | 0 | 0 | 0 | 0 | 0 | 0 | 0 | 0 | 0 | 0 | 0 | 0 | 0 | 0 | 0 | 0 | 0 | 0 | 0 | 0 | 0 | 0 | 0 | 0 | 0 | 0 | 0 | 2 | 0 | 0 | 0 | 0 | -83.1 | 8.05 | 1104.2638 | South of Kramer Area Constraint | South of Kramer Area Constraint | South of Kramer Area Constraint |  | 0 | 2 | 0 | 0 | 0 | 0 | -83.1 | 8.05 | 1104.2638 | South of Kramer Area Constraint | South of Kramer Area Constraint | South of Kramer Area Constraint |  | 3 | 3 | NO | 3 | 1 | 1 | NO | 1
PG&E FRESNO | New Sub - Los Banos - Midway (Proposed) | 500 | 0 | 0 | 0 | 0 | 0 | 0 | 0 | 0 | 0 | 0 | 0 | 0 | 0 | 0 | 0 | 0 | 0 | 0 | 0 | 0 | 0 | 0 | 0 | 0 | 0 | 0 | 0 | 0 | 0 | 0 | 0 | 0 | 0 | 0 | 0 | 0 | 0 | 0 | 0 | 0 | 0 | 0 | 0 | 0 | 0 | 0 | 0 | 0 | 0 | 0 | 0 | 0 | 0 | 0 | 0 | 0 | 0 | 0 | 0 | 0 | 0 | 0 | 0 | 0 | 0 | 0 | 0 | 0 | 0 | 0 | 0 | 0 | 0 | 0 | 0 | 0 | 0 | 0 | 0 | 0 | 0 | 0 | 0 | 0 | 0 | 0 | 0 | 0 | 0 | 0 | 0 | 0 | 0 | 0 | 1 | 0 | 0 | 0 |  | 0 | 0 | 0 | 0 | 0 | 0 | 0 | 0 | 0 | 0 | 0 | 0 | 0 | 0 | 0 | 0 | 0 | 0 | 0 | 0 | 0 | 0 | 0 | 0 | 0 | 0 | 0 | 0 | 0 | 0 | 1 | 0 | 0 | 0 | 0 | 1 | -151.465 | 1720.9797 | -929.2519 | Mustang-Henrietta 230 kV line | Mustang-Henrietta 230 kV line | Mustang-Henrietta 230 kV line |  | 0 | 0 | 0 | 0 | 0 | 0 | 2327.535 | 4199.9797 | 1549.7481 | Mustang-Henrietta 230 kV line | Mustang-Henrietta 230 kV line | Mustang-Henrietta 230 kV line |  | 5 | 1 | YES | 2 | 4 | 1 | YES | 2
SCE NOL | New Sub - Lugo - Pisgah (Proposed) | 230 | 0 | 0 | 0 | 0 | 0 | 0 | 0 | 0 | 0 | 0 | 0 | 0 | 0 | 1 | 1 | 0 | 0 | 0 | 0 | 0 | 0 | 0 | 0 | 0 | 0 | 0 | 0 | 0 | 0 | 0 | 0 | 0 | 0 | 0 | 0 | 0 | 0 | 0 | 0 | 0 | 0 | 0 | 0 | 0 | 0 | 0 | 0 | 0 | 0 | 0 | 0 | 0 | 0 | 0 | 0 | 0 | 0 | 0 | 0 | 0 | 0 | 0 | 0 | 0 | 0 | 0 | 0 | 0 | 0 | 0 | 0 | 0 | 0 | 0 | 0 | 0 | 0 | 0 | 0 | 0 | 0 | 0 | 0 | 0 | 0 | 0 | 0 | 0 | 0 | 0 | 0 | 0 | 0 | 0 | 0 | 0 | 0 | 1 |  | 0 | 0 | 0 | 0 | 0 | 0 | 0 | 0 | 0 | 0 | 0 | 0 | 0 | 0 | 0 | 0 | 0 | 150 | 0 | 0 | 0 | 0 | 0 | 0 | 0 | 0 | 0 | 0 | 0 | 1 | 0 | 0 | 0 | 0 | 0 | 0 | 199 | 111.5 | 216.5 | Calcite to Lugo Area Constraint | Calcite to Lugo Area Constraint | Calcite to Lugo Area Constraint |  | 0 | 0 | 0 | 0 | 0 | 0 | 199 | 111.5 | 216.5 | Calcite to Lugo Area Constraint | Calcite to Lugo Area Constraint | Calcite to Lugo Area Constraint |  | 1 | 1 | NO | 1 | 1 | 1 | NO | 1
PG&E KERN | New Sub - Midway - Wheeler Ridge (Proposed) | 230 | 0 | 0 | 0 | 0 | 0 | 0 | 0 | 0 | 0 | 0 | 0 | 0 | 0 | 0 | 0 | 0 | 0 | 0 | 0 | 0 | 0 | 0 | 0 | 0 | 0 | 0 | 0 | 0 | 0 | 0 | 0 | 0 | 0 | 0 | 0 | 0 | 0 | 0 | 0 | 0 | 0 | 0 | 0 | 0 | 0 | 0 | 0 | 0 | 0 | 0 | 0 | 0 | 0 | 0 | 0 | 0 | 0 | 0 | 0 | 0 | 0 | 0 | 0 | 0 | 0 | 0 | 0 | 0 | 0 | 0 | 0 | 0 | 0 | 0 | 0 | 0 | 0 | 0 | 1 | 1 | 0 | 0 | 0 | 0 | 0 | 0 | 0 | 0 | 0 | 0 | 0 | 0 | 0 | 0 | 1 | 0 | 0 | 0 |  | 0 | 0 | 0 | 0 | 0 | 0 | 0 | 0 | 0 | 0 | 0 | 0 | 0 | 0 | 0 | 0 | 0 | 0 | 0 | 0 | 0 | 0 | 0 | 0 | 0 | 150 | 92 | 0 | 0 | 1 | 1 | 0 | 0 | 0 | 0 | 1 | -151.465 | 1720.9797 | -929.2519 | Mustang-Henrietta 230 kV line | Mustang-Henrietta 230 kV line | Mustang-Henrietta 230 kV line |  | 0 | 0 | 0 | 0 | 0 | 0 | 2327.535 | 3018.0807 | 1549.7481 | Mustang-Henrietta 230 kV line | Gates 500/230kV TB #11 | Mustang-Henrietta 230 kV line |  | 5 | 1 | YES | 2 | 4 | 1 | YES | 2
PG&E NGBA | New Sub - Near existing Leavitt (PSREC) | 345 | 0 | 0 | 0 | 0 | 0 | 0 | 0 | 0 | 0 | 0 | 0 | 0 | 0 | 0 | 0 | 0 | 0 | 0 | 0 | 0 | 0 | 0 | 0 | 0 | 0 | 0 | 0 | 0 | 0 | 0 | 0 | 0 | 0 | 0 | 0 | 0 | 0 | 0 | 0 | 1 | 0 | 0 | 0 | 0 | 0 | 0 | 0 | 0 | 0 | 0 | 0 | 0 | 0 | 0 | 0 | 0 | 0 | 0 | 0 | 0 | 0 | 0 | 0 | 0 | 0 | 0 | 0 | 0 | 0 | 0 | 0 | 0 | 0 | 0 | 0 | 0 | 0 | 0 | 0 | 0 | 0 | 0 | 0 | 0 | 0 | 0 | 0 | 0 | 0 | 0 | 0 | 0 | 0 | 0 | 0 | 0 | 0 | 0 |  | 0 | 0 | 0 | 0 | 0 | 0 | 0 | 0 | 0 | 0 | 0 | 0 | 0 | 0 | 0 | 0 | 0 | 300 | 0 | 0 | 0 | 0 | 0 | 0 | 0 | 0 | 0 | 0 | 0 | 1 | 1 | 0 | 0 | 0 | 0 | 0 | -2006.68 | 431.687 | 4794.6338 | Collinsville-Tesla 500 kV Line | Collinsville-Tesla 500 kV Line | Collinsville-Tesla 500 kV Line |  | 0 | 0 | 0 | 0 | 0 | 0 | 6638.32 | 9076.687 | 4794.6338 | Collinsville-Tesla 500 kV Line | Collinsville-Tesla 500 kV Line | Collinsville-Tesla 500 kV Line |  | 5 | 1 | YES | 2 | 1 | 1 | NO | 1
PG&E NGBA | New Sub - Near existing Madeline (NVE) | 345 | 0 | 0 | 0 | 0 | 0 | 0 | 0 | 0 | 0 | 0 | 0 | 0 | 0 | 0 | 0 | 0 | 0 | 0 | 0 | 0 | 0 | 0 | 0 | 0 | 0 | 0 | 0 | 0 | 0 | 0 | 0 | 0 | 0 | 0 | 0 | 0 | 0 | 0 | 0 | 1 | 0 | 0 | 0 | 0 | 0 | 0 | 0 | 0 | 0 | 0 | 0 | 0 | 0 | 0 | 0 | 0 | 0 | 0 | 0 | 0 | 0 | 0 | 0 | 0 | 0 | 0 | 0 | 0 | 0 | 0 | 0 | 0 | 0 | 0 | 0 | 0 | 0 | 0 | 0 | 0 | 0 | 0 | 0 | 0 | 0 | 0 | 0 | 0 | 0 | 0 | 0 | 0 | 0 | 0 | 0 | 0 | 0 | 0 |  | 0 | 0 | 0 | 0 | 0 | 0 | 0 | 0 | 0 | 0 | 0 | 0 | 0 | 0 | 0 | 0 | 0 | 631.1 | 0 | 0 | 0 | 0 | 0 | 0 | 0 | 0 | 0 | 0 | 0 | 1 | 1 | 0 | 0 | 0 | 0 | 0 | -2006.68 | 431.687 | 4794.6338 | Collinsville-Tesla 500 kV Line | Collinsville-Tesla 500 kV Line | Collinsville-Tesla 500 kV Line |  | 0 | 0 | 0 | 0 | 0 | 0 | 6638.32 | 9076.687 | 4794.6338 | Collinsville-Tesla 500 kV Line | Collinsville-Tesla 500 kV Line | Collinsville-Tesla 500 kV Line |  | 5 | 1 | YES | 2 | 1 | 1 | NO | 1
SDGE | New Sub - North Gila - IV (Proposed) | 500 | 0 | 0 | 0 | 0 | 0 | 0 | 0 | 0 | 0 | 0 | 0 | 0 | 0 | 0 | 0 | 0 | 0 | 0 | 0 | 0 | 0 | 0 | 0 | 0 | 0 | 0 | 0 | 0 | 0 | 0 | 1 | 1 | 1 | 0 | 0 | 0 | 1 | 0 | 0 | 0 | 0 | 0 | 0 | 0 | 0 | 0 | 0 | 0 | 0 | 0 | 0 | 0 | 0 | 0 | 0 | 0 | 0 | 0 | 0 | 0 | 0 | 0 | 0 | 0 | 0 | 0 | 0 | 0 | 0 | 0 | 0 | 0 | 0 | 0 | 0 | 0 | 0 | 0 | 0 | 0 | 0 | 0 | 0 | 0 | 0 | 0 | 0 | 0 | 0 | 0 | 0 | 0 | 0 | 0 | 0 | 0 | 0 | 4 |  | 0 | 0 | 0 | 0 | 0 | 0 | 0 | 0 | 0 | 0 | 0 | 0 | 0 | 0 | 0 | 0 | 0 | 0 | 0 | 0 | 0 | 0 | 0 | 0 | 0 | 0 | 0 | 0 | 0 | 0 | 0 | 0 | 0 | 0 | 0 | 0 | 786.21 | 1708.17 | 2183.4184 | San Luis Rey-San Onofre 230 kV line constraint | Silvergate-Old Town 230 kV constraint | Silvergate-Old Town 230 kV constraint |  | 0 | 0 | 0 | 0 | 0 | 0 | 786.21 | 1708.17 | 2183.4184 | San Luis Rey-San Onofre 230 kV line constraint | Silvergate-Old Town 230 kV constraint | Silvergate-Old Town 230 kV constraint |  | 1 | 1 | NO | 1 | 1 | 1 | NO | 1
PG&E NGBA | New Sub - Pit 1 - Cottonwood (Proposed) | 230 | 0 | 0 | 0 | 0 | 0 | 0 | 0 | 0 | 0 | 0 | 0 | 0 | 0 | 0 | 0 | 0 | 0 | 0 | 0 | 0 | 0 | 0 | 0 | 0 | 0 | 0 | 0 | 0 | 0 | 0 | 0 | 0 | 0 | 0 | 0 | 0 | 0 | 0 | 0 | 1 | 0 | 0 | 0 | 1 | 0 | 0 | 0 | 0 | 0 | 0 | 0 | 0 | 0 | 0 | 0 | 0 | 0 | 0 | 0 | 0 | 0 | 0 | 0 | 0 | 0 | 0 | 0 | 0 | 0 | 0 | 0 | 0 | 0 | 0 | 0 | 0 | 0 | 0 | 0 | 0 | 0 | 0 | 0 | 0 | 0 | 0 | 0 | 0 | 0 | 0 | 0 | 0 | 0 | 0 | 0 | 0 | 0 | 0 |  | 0 | 0 | 0 | 0 | 0 | 0 | 0 | 0 | 0 | 0 | 0 | 0 | 0 | 0 | 0 | 0 | 0 | 200 | 6 | 0 | 0 | 0 | 0 | 0 | 0 | 0 | 0 | 0 | 0 | 1 | 2 | 0 | 1 | 0 | 0 | 1 | -2006.68 | -40.48 | -114.78 | Collinsville-Tesla 500 kV Line | Carberry-Round Mountain 230kV Line | Carberry-Round Mountain 230kV Line |  | 1 | 1 | 0 | 1 | 0 | 1 | -76.48 | -14.48 | -89.78 | Carberry-Round Mountain 230kV Line | Carberry-Round Mountain 230kV Line | Carberry-Round Mountain 230kV Line |  | 5 | 5 | NO | 5 | 3 | 3 | NO | 3
PG&E GBA | New Sub - Rancho Seco - Bellota (Proposed) | 230 | 0 | 0 | 0 | 0 | 0 | 0 | 0 | 0 | 0 | 0 | 0 | 0 | 0 | 0 | 0 | 0 | 0 | 0 | 0 | 0 | 0 | 0 | 0 | 0 | 0 | 0 | 0 | 0 | 0 | 0 | 0 | 0 | 0 | 0 | 0 | 0 | 0 | 0 | 0 | 0 | 0 | 0 | 0 | 0 | 0 | 1 | 0 | 0 | 0 | 0 | 0 | 0 | 0 | 0 | 0 | 0 | 0 | 0 | 0 | 1 | 1 | 0 | 0 | 0 | 0 | 0 | 0 | 0 | 0 | 0 | 0 | 0 | 0 | 0 | 0 | 0 | 0 | 0 | 0 | 0 | 0 | 0 | 0 | 0 | 0 | 0 | 0 | 0 | 0 | 0 | 0 | 0 | 0 | 0 | 0 | 0 | 0 | 0 |  | 0 | 0 | 0 | 0 | 0 | 0 | 0 | 0 | 0 | 0 | 0 | 0 | 0 | 0 | 0 | 0 | 0 | 0 | 0 | 0 | 0 | 0 | 0 | 0 | 0 | 0 | 0 | 0 | 0 | 0 | 1 | 0 | 0 | 0 | 0 | 0 | -144.0315 | 594.3909 | 3342.9322 | Bellota-Weber 230kV line | Bellota-Weber 230kV line | Bellota-Weber 230kV line |  | 0 | 0 | 0 | 0 | 0 | 0 | 315.9685 | 643.7 | 3342.9322 | Bellota-Weber 230kV line | Eight Mile-Tesla 230 kV line | Bellota-Weber 230kV line |  | 5 | 1 | YES | 2 | 1 | 1 | NO | 1
SDGE | New Sub - Suncrest - Ocotillo (Proposed) | 500 | 0 | 0 | 0 | 0 | 0 | 0 | 0 | 0 | 0 | 0 | 0 | 0 | 0 | 0 | 0 | 0 | 0 | 0 | 0 | 0 | 0 | 0 | 0 | 0 | 0 | 0 | 0 | 0 | 0 | 0 | 1 | 1 | 1 | 0 | 0 | 1 | 0 | 0 | 0 | 0 | 0 | 0 | 0 | 0 | 0 | 0 | 0 | 0 | 0 | 0 | 0 | 0 | 0 | 0 | 0 | 0 | 0 | 0 | 0 | 0 | 0 | 0 | 0 | 0 | 0 | 0 | 0 | 0 | 0 | 0 | 0 | 0 | 0 | 0 | 0 | 0 | 0 | 0 | 0 | 0 | 0 | 0 | 0 | 0 | 0 | 0 | 0 | 0 | 0 | 0 | 0 | 0 | 0 | 0 | 0 | 0 | 0 | 4 |  | 0 | 0 | 0 | 0 | 0 | 0 | 0 | 0 | 0 | 0 | 0 | 0 | 0 | 0 | 0 | 0 | 0 | 300 | 100 | 0 | 0 | 0 | 0 | 0 | 0 | 0 | 0 | 0 | 0 | 1 | 0 | 0 | 0 | 0 | 0 | 0 | 786.21 | 2079.4 | 4426.622 | San Luis Rey-San Onofre 230 kV line constraint | Silvergate - Bay Blvd 230 kV constraint | Silvergate - Bay Blvd 230 kV constraint |  | 0 | 0 | 0 | 0 | 0 | 0 | 786.21 | 2079.4 | 4426.622 | San Luis Rey-San Onofre 230 kV line constraint | Silvergate - Bay Blvd 230 kV constraint | Silvergate - Bay Blvd 230 kV constraint |  | 1 | 1 | NO | 1 | 1 | 1 | NO | 1
PG&E FRESNO | New Sub - Westley - Quinto (Proposed) | 230 | 0 | 0 | 0 | 0 | 0 | 0 | 0 | 0 | 0 | 0 | 0 | 0 | 0 | 0 | 0 | 0 | 0 | 0 | 0 | 0 | 0 | 0 | 0 | 0 | 0 | 0 | 0 | 0 | 0 | 0 | 0 | 0 | 0 | 0 | 0 | 0 | 0 | 0 | 0 | 0 | 0 | 0 | 0 | 0 | 0 | 0 | 0 | 0 | 0 | 0 | 0 | 0 | 0 | 0 | 0 | 0 | 0 | 0 | 0 | 0 | 0 | 0 | 0 | 0 | 0 | 0 | 0 | 0 | 0 | 0 | 0 | 0 | 0 | 0 | 0 | 0 | 0 | 0 | 0 | 0 | 0 | 0 | 0 | 0 | 0 | 1 | 0 | 0 | 0 | 0 | 0 | 0 | 0 | 0 | 0 | 0 | 0 | 1 |  | 0 | 0 | 0 | 0 | 0 | 0 | 0 | 0 | 0 | 0 | 0 | 0 | 0 | 0 | 0 | 0 | 0 | 0 | 0 | 0 | 0 | 0 | 0 | 0 | 0 | 0 | 0 | 0 | 0 | 0 | 0 | 0 | 0 | 0 | 0 | 0 | 4115.262 | 4781.296 | 6770.8771 | Los Banos 500/230kV TB | Los Banos 500/230kV TB | Los Banos 500/230kV TB |  | 0 | 0 | 0 | 0 | 0 | 0 | 4115.262 | 4781.296 | 6770.8771 | Los Banos 500/230kV TB | Los Banos 500/230kV TB | Los Banos 500/230kV TB |  | 1 | 1 | NO | 1 | 1 | 1 | NO | 1
PG&E GBA | Newark | 115 | 0 | 0 | 0 | 0 | 0 | 0 | 0 | 0 | 0 | 0 | 0 | 0 | 0 | 0 | 0 | 0 | 0 | 0 | 0 | 0 | 0 | 0 | 0 | 0 | 0 | 0 | 0 | 0 | 0 | 0 | 0 | 0 | 0 | 0 | 0 | 0 | 0 | 0 | 0 | 0 | 0 | 0 | 0 | 0 | 0 | 0 | 0 | 0 | 0 | 0 | 0 | 0 | 0 | 0 | 0 | 1 | 0 | 0 | 0 | 1 | 0 | 0 | 0 | 0 | 0 | 1 | 0 | 0 | 0 | 0 | 0 | 0 | 0 | 0 | 0 | 0 | 0 | 0 | 0 | 0 | 0 | 0 | 0 | 0 | 0 | 0 | 0 | 0 | 0 | 0 | 0 | 0 | 0 | 0 | 0 | 0 | 0 | 0 |  | 0 | 0 | 0 | 0 | 0 | 0 | 0 | 0 | 0 | 0 | 0 | 0 | 0 | 0 | 0 | 0 | 0 | 0 | 0 | 0 | 0 | 0 | 0 | 0 | 0 | 0 | 0 | 0 | 0 | 0 | 0 | 0 | 0 | 0 | 0 | 0 | 806.5435 | 1954.8014 | 5079.017 | Tesla-Bellota 230 kV line | Tesla-Bellota 230 kV line | Tesla-Bellota 230 kV line |  | 0 | 0 | 0 | 0 | 0 | 0 | 806.5435 | 1954.8014 | 5079.017 | Tesla-Bellota 230 kV line | Tesla-Bellota 230 kV line | Tesla-Bellota 230 kV line |  | 1 | 1 | NO | 1 | 1 | 1 | NO | 1
PG&E GBA | Newark | 230 | 0 | 0 | 0 | 0 | 0 | 0 | 0 | 0 | 0 | 0 | 0 | 0 | 0 | 0 | 0 | 0 | 0 | 0 | 0 | 0 | 0 | 0 | 0 | 0 | 0 | 0 | 0 | 0 | 0 | 0 | 0 | 0 | 0 | 0 | 0 | 0 | 0 | 0 | 0 | 0 | 0 | 0 | 0 | 0 | 0 | 0 | 0 | 0 | 0 | 0 | 0 | 0 | 0 | 0 | 0 | 1 | 0 | 0 | 1 | 1 | 0 | 0 | 0 | 0 | 0 | 1 | 0 | 0 | 0 | 0 | 0 | 0 | 0 | 0 | 0 | 0 | 0 | 0 | 0 | 0 | 0 | 0 | 0 | 0 | 0 | 0 | 0 | 0 | 0 | 0 | 0 | 0 | 0 | 0 | 0 | 0 | 0 | 0 |  | 0 | 0 | 0 | 0 | 0 | 0 | 0 | 0 | 0 | 0 | 0 | 0 | 0 | 0 | 0 | 0 | 0 | 0 | 0 | 0 | 0 | 0 | 0 | 0 | 0 | 0 | 0 | 0 | 0 | 0 | 0 | 0 | 0 | 0 | 0 | 0 | 806.5435 | 1954.8014 | 5079.017 | Tesla-Bellota 230 kV line | Tesla-Bellota 230 kV line | Tesla-Bellota 230 kV line |  | 0 | 0 | 0 | 0 | 0 | 0 | 806.5435 | 1954.8014 | 5079.017 | Tesla-Bellota 230 kV line | Tesla-Bellota 230 kV line | Tesla-Bellota 230 kV line |  | 1 | 1 | NO | 1 | 1 | 1 | NO | 1
PG&E GBA | Newark | 60 | 0 | 0 | 0 | 0 | 0 | 0 | 0 | 0 | 0 | 0 | 0 | 0 | 0 | 0 | 0 | 0 | 0 | 0 | 0 | 0 | 0 | 0 | 0 | 0 | 0 | 0 | 0 | 0 | 0 | 0 | 0 | 0 | 0 | 0 | 0 | 0 | 0 | 0 | 0 | 1 | 0 | 0 | 0 | 0 | 0 | 0 | 0 | 0 | 0 | 0 | 0 | 0 | 0 | 0 | 0 | 1 | 0 | 0 | 0 | 0 | 0 | 0 | 0 | 0 | 0 | 0 | 1 | 0 | 0 | 0 | 0 | 0 | 0 | 0 | 0 | 0 | 0 | 0 | 0 | 0 | 0 | 0 | 0 | 0 | 0 | 0 | 0 | 0 | 0 | 0 | 0 | 0 | 0 | 0 | 0 | 0 | 0 | 0 |  | 0 | 0 | 0 | 0 | 0 | 0 | 0 | 0 | 0 | 0 | 0 | 0 | 0 | 0 | 0 | 0 | 0 | 0 | 0 | 0 | 0 | 0 | 0 | 2.5 | 0 | 0 | 0 | 0 | 0 | 1 | 2 | 0 | 0 | 0 | 0 | 0 | -2006.68 | 96.788 | 1147.998 | Collinsville-Tesla 500 kV Line | Birds Landing-Contra Costa 230kV Line | Birds Landing-Contra Costa 230kV Line |  | 0 | 0 | 0 | 0 | 0 | 0 | 1531.9 | 1862.788 | 1147.998 | Birds Landing-Contra Costa 230kV Line | Birds Landing-Contra Costa 230kV Line | Birds Landing-Contra Costa 230kV Line |  | 5 | 1 | YES | 2 | 1 | 1 | NO | 1
PG&E FRESNO | Newhall | 115 | 0 | 0 | 0 | 0 | 0 | 0 | 0 | 0 | 0 | 0 | 0 | 0 | 0 | 0 | 0 | 0 | 0 | 0 | 0 | 0 | 0 | 0 | 0 | 0 | 0 | 0 | 0 | 0 | 0 | 0 | 0 | 0 | 0 | 0 | 0 | 0 | 0 | 0 | 0 | 0 | 0 | 0 | 0 | 0 | 0 | 1 | 0 | 0 | 0 | 0 | 0 | 0 | 0 | 0 | 0 | 0 | 0 | 0 | 0 | 0 | 0 | 0 | 0 | 0 | 0 | 0 | 0 | 0 | 0 | 0 | 0 | 0 | 0 | 0 | 0 | 0 | 0 | 0 | 0 | 1 | 0 | 1 | 1 | 1 | 0 | 1 | 0 | 1 | 0 | 0 | 0 | 0 | 1 | 0 | 0 | 0 | 0 | 1 |  | 0 | 0 | 0 | 0 | 0 | 0 | 0 | 0 | 0 | 0 | 0 | 0 | 0 | 0 | 0 | 0 | 0 | 0 | 0 | 0 | 0 | 0 | 0 | 0 | 0 | 0 | 0 | 0 | 0 | 0 | 2 | 0 | 1 | 0 | 0 | 0 | -252.9 | -120.4 | 211.1426 | Chowchilla-Le grand 115kV Line | Chowchilla-Le grand 115kV Line | Chowchilla-Le grand 115kV Line |  | 0 | 0 | 0 | 0 | 0 | 0 | 315.9685 | 468.1 | 245.4626 | Bellota-Weber 230kV line | Oro Loma-El Nido 115kV Line | Oro Loma-El Nido 115kV Line |  | 5 | 1 | YES | 2 | 1 | 1 | NO | 1
PG&E KERN | Norco | 115 | 0 | 0 | 0 | 0 | 0 | 0 | 0 | 0 | 0 | 0 | 0 | 0 | 0 | 0 | 0 | 0 | 0 | 0 | 0 | 0 | 0 | 0 | 0 | 0 | 0 | 0 | 0 | 0 | 0 | 0 | 0 | 0 | 0 | 0 | 0 | 0 | 0 | 0 | 0 | 0 | 0 | 0 | 0 | 0 | 0 | 0 | 0 | 0 | 0 | 0 | 0 | 0 | 0 | 0 | 0 | 0 | 0 | 0 | 0 | 0 | 0 | 0 | 0 | 0 | 0 | 0 | 0 | 1 | 0 | 0 | 0 | 0 | 0 | 0 | 1 | 0 | 0 | 0 | 1 | 0 | 0 | 0 | 0 | 0 | 0 | 0 | 0 | 0 | 0 | 0 | 0 | 0 | 0 | 0 | 1 | 0 | 0 | 0 |  | 0 | 0 | 0 | 0 | 0 | 0 | 0 | 0 | 0 | 0 | 0 | 0 | 0 | 0 | 0 | 0 | 0.8 | 0 | 0 | 0 | 0 | 0 | 0 | 0 | 0 | 0 | 0 | 0 | 0 | 1 | 1 | 0 | 0 | 0 | 0 | 1 | -151.465 | 263.7217 | -929.2519 | Mustang-Henrietta 230 kV line | Cal Flat-Gates 230 kV line | Mustang-Henrietta 230 kV line |  | 0 | 0 | 0 | 0 | 0 | 0 | 363.365 | 263.7217 | 418.365 | Cal Flat-Gates 230 kV line | Cal Flat-Gates 230 kV line | Cal Flat-Gates 230 kV line |  | 5 | 1 | YES | 2 | 4 | 1 | YES | 2
PG&E GBA | Nortech | 115 | 0 | 0 | 0 | 0 | 0 | 0 | 0 | 0 | 0 | 0 | 0 | 0 | 0 | 0 | 0 | 0 | 0 | 0 | 0 | 0 | 0 | 0 | 0 | 0 | 0 | 0 | 0 | 0 | 0 | 0 | 0 | 0 | 0 | 0 | 0 | 0 | 0 | 0 | 0 | 0 | 0 | 0 | 0 | 0 | 0 | 0 | 0 | 0 | 0 | 0 | 0 | 0 | 1 | 0 | 0 | 1 | 0 | 0 | 0 | 1 | 0 | 0 | 0 | 0 | 0 | 0 | 0 | 0 | 0 | 0 | 0 | 0 | 0 | 0 | 0 | 0 | 0 | 0 | 0 | 0 | 0 | 0 | 0 | 0 | 0 | 0 | 0 | 0 | 0 | 0 | 0 | 0 | 0 | 0 | 0 | 0 | 0 | 1 |  | 0 | 0 | 0 | 0 | 0 | 0 | 0 | 0 | 0 | 0 | 0 | 0 | 0 | 0 | 0 | 0 | 0 | 0 | 0 | 0 | 0 | 0 | 0 | 0 | 0 | 0 | 0 | 0 | 0 | 0 | 0 | 0 | 0 | 0 | 0 | 0 | 806.5435 | 1954.8014 | 5079.017 | Tesla-Bellota 230 kV line | Tesla-Bellota 230 kV line | Tesla-Bellota 230 kV line |  | 0 | 0 | 0 | 0 | 0 | 0 | 806.5435 | 1954.8014 | 5079.017 | Tesla-Bellota 230 kV line | Tesla-Bellota 230 kV line | Tesla-Bellota 230 kV line |  | 1 | 1 | NO | 1 | 1 | 1 | NO | 1
SDGE | North City Metering | 138 | 0 | 0 | 0 | 0 | 0 | 0 | 0 | 0 | 0 | 0 | 0 | 0 | 0 | 0 | 0 | 0 | 0 | 0 | 0 | 0 | 0 | 0 | 0 | 0 | 0 | 0 | 0 | 0 | 1 | 0 | 1 | 0 | 1 | 0 | 0 | 0 | 0 | 0 | 0 | 0 | 0 | 0 | 0 | 0 | 0 | 0 | 0 | 0 | 0 | 0 | 0 | 0 | 0 | 0 | 0 | 0 | 0 | 0 | 0 | 0 | 0 | 0 | 0 | 0 | 0 | 0 | 0 | 0 | 0 | 0 | 0 | 0 | 0 | 0 | 0 | 0 | 0 | 0 | 0 | 0 | 0 | 0 | 0 | 0 | 0 | 0 | 0 | 0 | 0 | 0 | 0 | 0 | 0 | 0 | 0 | 0 | 0 | 3 |  | 0 | 0 | 0 | 0 | 0 | 0 | 0 | 0 | 0 | 0 | 0 | 0 | 0 | 0 | 0 | 0 | 0 | 0 | 0 | 0 | 0 | 0 | 0 | 0 | 0 | 0 | 0 | 0 | 0 | 0 | 0 | 0 | 0 | 0 | 0 | 0 | 786.21 | 2179.805 | 8226.6984 | San Luis Rey-San Onofre 230 kV line constraint | San Luis Rey-San Onofre 230 kV line constraint | Encina - San Luis Rey 230 kV constraint |  | 0 | 0 | 0 | 0 | 0 | 0 | 786.21 | 2179.805 | 8226.6984 | San Luis Rey-San Onofre 230 kV line constraint | San Luis Rey-San Onofre 230 kV line constraint | Encina - San Luis Rey 230 kV constraint |  | 1 | 1 | NO | 1 | 1 | 1 | NO | 1
PG&E GBA | North Dublin | 230 | 0 | 0 | 0 | 0 | 0 | 0 | 0 | 0 | 0 | 0 | 0 | 0 | 0 | 0 | 0 | 0 | 0 | 0 | 0 | 0 | 0 | 0 | 0 | 0 | 0 | 0 | 0 | 0 | 0 | 0 | 0 | 0 | 0 | 0 | 0 | 0 | 0 | 0 | 0 | 1 | 0 | 0 | 0 | 0 | 0 | 0 | 0 | 0 | 0 | 0 | 0 | 0 | 0 | 0 | 0 | 1 | 0 | 0 | 0 | 1 | 0 | 0 | 0 | 0 | 0 | 0 | 1 | 0 | 0 | 0 | 0 | 0 | 0 | 0 | 0 | 0 | 0 | 0 | 0 | 0 | 0 | 0 | 0 | 0 | 0 | 0 | 0 | 0 | 0 | 0 | 0 | 0 | 0 | 0 | 0 | 0 | 0 | 0 |  | 0 | 0 | 0 | 0 | 0 | 0 | 0 | 0 | 0 | 0 | 0 | 0 | 0 | 0 | 0 | 0 | 0 | 0 | 0 | 0 | 0 | 0 | 0 | 0 | 0 | 0 | 0 | 0 | 0 | 0 | 2 | 0 | 0 | 0 | 0 | 0 | -2006.68 | 96.788 | 1147.998 | Collinsville-Tesla 500 kV Line | Birds Landing-Contra Costa 230kV Line | Birds Landing-Contra Costa 230kV Line |  | 0 | 0 | 0 | 0 | 0 | 0 | 806.5435 | 1862.788 | 1147.998 | Tesla-Bellota 230 kV line | Birds Landing-Contra Costa 230kV Line | Birds Landing-Contra Costa 230kV Line |  | 5 | 1 | YES | 2 | 1 | 1 | NO | 1
SDGE | North Gila | 500 | 0 | 0 | 0 | 0 | 0 | 0 | 0 | 0 | 0 | 0 | 0 | 0 | 0 | 0 | 0 | 0 | 0 | 0 | 0 | 0 | 0 | 0 | 0 | 0 | 0 | 0 | 0 | 0 | 0 | 0 | 1 | 1 | 1 | 0 | 0 | 0 | 0 | 0 | 0 | 0 | 0 | 0 | 0 | 0 | 0 | 0 | 0 | 0 | 0 | 0 | 0 | 0 | 0 | 0 | 0 | 0 | 0 | 0 | 0 | 0 | 0 | 0 | 0 | 0 | 0 | 0 | 0 | 0 | 0 | 0 | 0 | 0 | 0 | 0 | 0 | 0 | 0 | 0 | 0 | 0 | 0 | 0 | 0 | 0 | 0 | 0 | 0 | 0 | 0 | 0 | 0 | 0 | 0 | 0 | 0 | 0 | 0 | 3 |  | 0 | 0 | 0 | 0 | 0 | 0 | 0 | 0 | 0 | 0 | 0 | 0 | 0 | 0 | 0 | 0 | 0 | 0 | 0 | 0 | 0 | 0 | 0 | 0 | 0 | 0 | 0 | 0 | 0 | 0 | 0 | 0 | 0 | 0 | 0 | 0 | 786.21 | 2179.805 | 5276.605 | San Luis Rey-San Onofre 230 kV line constraint | San Luis Rey-San Onofre 230 kV line constraint | East of Miguel constraint |  | 0 | 0 | 0 | 0 | 0 | 0 | 786.21 | 2179.805 | 5276.605 | San Luis Rey-San Onofre 230 kV line constraint | San Luis Rey-San Onofre 230 kV line constraint | East of Miguel constraint |  | 1 | 1 | NO | 1 | 1 | 1 | NO | 1
SCE Metro | North of SONGS | 230 | 0 | 0 | 0 | 0 | 0 | 0 | 0 | 0 | 0 | 1 | 0 | 0 | 0 | 0 | 0 | 0 | 0 | 0 | 0 | 0 | 0 | 0 | 0 | 0 | 0 | 0 | 0 | 0 | 0 | 0 | 0 | 0 | 0 | 0 | 0 | 0 | 0 | 0 | 0 | 0 | 0 | 0 | 0 | 0 | 0 | 0 | 0 | 0 | 0 | 0 | 0 | 0 | 0 | 0 | 0 | 0 | 0 | 0 | 0 | 0 | 0 | 0 | 0 | 0 | 0 | 0 | 0 | 0 | 0 | 0 | 0 | 0 | 0 | 0 | 0 | 0 | 0 | 0 | 0 | 0 | 0 | 0 | 0 | 0 | 0 | 0 | 0 | 0 | 0 | 0 | 0 | 0 | 0 | 0 | 0 | 0 | 0 | 0 |  | 0 | 0 | 0 | 0 | 0 | 0 | 0 | 0 | 0 | 0 | 0 | 0 | 0 | 0 | 0 | 0 | 0 | 0 | 0 | 0 | 0 | 0 | 0 | 0 | 0 | 0 | 0 | 0 | 0 | 0 | 0 | 0 | 0 | 0 | 0 | 0 | 11157.1 | 12110.2 | 14980.0055 | SCE Metro Area Default Constraint | SCE Metro Area Default Constraint | SCE Metro Area Default Constraint |  | 0 | 0 | 0 | 0 | 0 | 0 | 11157.1 | 12110.2 | 14980.0055 | SCE Metro Area Default Constraint | SCE Metro Area Default Constraint | SCE Metro Area Default Constraint |  | 1 | 1 | NO | 1 | 1 | 1 | NO | 1
SCE Metro | North of SONGS | 500 | 0 | 0 | 0 | 0 | 0 | 0 | 0 | 0 | 0 | 1 | 0 | 0 | 0 | 0 | 0 | 0 | 0 | 0 | 0 | 0 | 0 | 0 | 0 | 0 | 0 | 0 | 0 | 0 | 0 | 0 | 0 | 0 | 0 | 0 | 0 | 0 | 0 | 0 | 0 | 0 | 0 | 0 | 0 | 0 | 0 | 0 | 0 | 0 | 0 | 0 | 0 | 0 | 0 | 0 | 0 | 0 | 0 | 0 | 0 | 0 | 0 | 0 | 0 | 0 | 0 | 0 | 0 | 0 | 0 | 0 | 0 | 0 | 0 | 0 | 0 | 0 | 0 | 0 | 0 | 0 | 0 | 0 | 0 | 0 | 0 | 0 | 0 | 0 | 0 | 0 | 0 | 0 | 0 | 0 | 0 | 0 | 0 | 0 |  | 0 | 0 | 0 | 0 | 0 | 0 | 0 | 0 | 0 | 0 | 0 | 0 | 0 | 0 | 0 | 0 | 0 | 0 | 0 | 0 | 0 | 0 | 0 | 0 | 0 | 0 | 0 | 0 | 0 | 0 | 0 | 0 | 0 | 0 | 0 | 0 | 11157.1 | 12110.2 | 14980.0055 | SCE Metro Area Default Constraint | SCE Metro Area Default Constraint | SCE Metro Area Default Constraint |  | 0 | 0 | 0 | 0 | 0 | 0 | 11157.1 | 12110.2 | 14980.0055 | SCE Metro Area Default Constraint | SCE Metro Area Default Constraint | SCE Metro Area Default Constraint |  | 1 | 1 | NO | 1 | 1 | 1 | NO | 1
PG&E NGBA | Notre Dame | 115 | 0 | 0 | 0 | 0 | 0 | 0 | 0 | 0 | 0 | 0 | 0 | 0 | 0 | 0 | 0 | 0 | 0 | 0 | 0 | 0 | 0 | 0 | 0 | 0 | 0 | 0 | 0 | 0 | 0 | 0 | 0 | 0 | 0 | 0 | 0 | 0 | 0 | 0 | 0 | 1 | 0 | 0 | 0 | 0 | 0 | 0 | 0 | 0 | 0 | 0 | 0 | 0 | 0 | 0 | 0 | 0 | 0 | 0 | 0 | 0 | 0 | 0 | 0 | 0 | 0 | 0 | 0 | 0 | 0 | 0 | 0 | 0 | 0 | 0 | 0 | 0 | 0 | 0 | 0 | 0 | 0 | 0 | 0 | 0 | 0 | 0 | 0 | 0 | 0 | 0 | 0 | 0 | 0 | 0 | 0 | 0 | 0 | 0 |  | 0 | 0 | 0 | 0 | 0 | 0 | 0 | 0 | 0 | 0 | 0 | 0 | 0 | 0 | 0 | 0 | 0 | 0 | 0 | 0 | 0 | 0 | 0 | 0 | 0 | 0 | 0 | 0 | 0 | 0 | 1 | 0 | 0 | 0 | 0 | 0 | -2006.68 | 431.687 | 4794.6338 | Collinsville-Tesla 500 kV Line | Collinsville-Tesla 500 kV Line | Collinsville-Tesla 500 kV Line |  | 0 | 0 | 0 | 0 | 0 | 0 | 6638.32 | 9076.687 | 4794.6338 | Collinsville-Tesla 500 kV Line | Collinsville-Tesla 500 kV Line | Collinsville-Tesla 500 kV Line |  | 5 | 1 | YES | 2 | 1 | 1 | NO | 1
PG&E GBA | Oakland C | 115 | 0 | 0 | 0 | 0 | 0 | 0 | 0 | 0 | 0 | 0 | 0 | 0 | 0 | 0 | 0 | 0 | 0 | 0 | 0 | 0 | 0 | 0 | 0 | 0 | 0 | 0 | 0 | 0 | 0 | 0 | 0 | 0 | 0 | 0 | 0 | 0 | 0 | 0 | 0 | 1 | 0 | 0 | 0 | 0 | 0 | 0 | 0 | 0 | 0 | 1 | 0 | 0 | 1 | 1 | 1 | 1 | 0 | 0 | 1 | 1 | 0 | 1 | 0 | 0 | 0 | 1 | 0 | 0 | 0 | 0 | 0 | 0 | 0 | 0 | 0 | 0 | 0 | 0 | 0 | 0 | 0 | 0 | 0 | 0 | 0 | 0 | 0 | 0 | 0 | 0 | 0 | 0 | 0 | 0 | 0 | 0 | 0 | 2 |  | 0 | 0 | 0 | 0 | 0 | 0 | 0 | 0 | 0 | 0 | 0 | 0 | 0 | 0 | 0 | 0 | 0 | 0 | 0 | 0 | 0 | 0 | 0 | 0 | 0 | 0 | 0 | 0 | 0 | 0 | 2 | 0 | 1 | 0 | 0 | 0 | -2006.68 | -196.964 | 1214.56 | Collinsville-Tesla 500 kV Line | Windmaster-Delta pumps 230 kV line | Grant - Eastshore #2 line 115 kV |  | 0 | 0 | 0 | 0 | 0 | 0 | 322.25 | 699.038 | 1214.56 | Contra Costa- Windmaster 230 kV line | Contra Costa- Windmaster 230 kV line | Grant - Eastshore #2 line 115 kV |  | 5 | 1 | YES | 2 | 1 | 1 | NO | 1
PG&E GBA | Oakland J | 115 | 0 | 0 | 0 | 0 | 0 | 0 | 0 | 0 | 0 | 0 | 0 | 0 | 0 | 0 | 0 | 0 | 0 | 0 | 0 | 0 | 0 | 0 | 0 | 0 | 0 | 0 | 0 | 0 | 0 | 0 | 0 | 0 | 0 | 0 | 0 | 0 | 0 | 0 | 0 | 1 | 0 | 0 | 0 | 0 | 0 | 0 | 0 | 0 | 0 | 0 | 0 | 0 | 1 | 0 | 0 | 1 | 0 | 0 | 0 | 0 | 0 | 0 | 0 | 0 | 0 | 0 | 0 | 0 | 0 | 0 | 0 | 0 | 0 | 0 | 0 | 0 | 0 | 0 | 0 | 0 | 0 | 0 | 0 | 0 | 0 | 0 | 0 | 0 | 0 | 0 | 0 | 0 | 0 | 0 | 0 | 0 | 0 | 1 |  | 0 | 0 | 0 | 0 | 0 | 0 | 0 | 0 | 0 | 0 | 0 | 0 | 0 | 0 | 0 | 0 | 0 | 0 | 0 | 0 | 0 | 0 | 0 | 0 | 0 | 0 | 0 | 0 | 0 | 0 | 1 | 0 | 0 | 0 | 0 | 0 | -2006.68 | 431.687 | 4794.6338 | Collinsville-Tesla 500 kV Line | Collinsville-Tesla 500 kV Line | Collinsville-Tesla 500 kV Line |  | 0 | 0 | 0 | 0 | 0 | 0 | 2282.4435 | 2761.05 | 4794.6338 | Tesla-Tracy-Pump 230 kV line #2 | Sobrante-Moraga 230 kV line | Collinsville-Tesla 500 kV Line |  | 5 | 1 | YES | 2 | 1 | 1 | NO | 1
PG&E GBA | Oakland L | 115 | 0 | 0 | 0 | 0 | 0 | 0 | 0 | 0 | 0 | 0 | 0 | 0 | 0 | 0 | 0 | 0 | 0 | 0 | 0 | 0 | 0 | 0 | 0 | 0 | 0 | 0 | 0 | 0 | 0 | 0 | 0 | 0 | 0 | 0 | 0 | 0 | 0 | 0 | 0 | 1 | 0 | 0 | 0 | 0 | 0 | 0 | 0 | 0 | 0 | 0 | 0 | 0 | 1 | 0 | 0 | 1 | 0 | 0 | 0 | 0 | 0 | 0 | 0 | 0 | 0 | 0 | 0 | 0 | 0 | 0 | 0 | 0 | 0 | 0 | 0 | 0 | 0 | 0 | 0 | 0 | 0 | 0 | 0 | 0 | 0 | 0 | 0 | 0 | 0 | 0 | 0 | 0 | 0 | 0 | 0 | 0 | 0 | 1 |  | 0 | 0 | 0 | 0 | 0 | 0 | 0 | 0 | 0 | 0 | 0 | 0 | 0 | 0 | 0 | 0 | 0 | 0 | 0 | 0 | 0 | 0 | 0 | 0 | 0 | 0 | 0 | 0 | 0 | 0 | 1 | 0 | 0 | 0 | 0 | 0 | -2006.68 | 431.687 | 4794.6338 | Collinsville-Tesla 500 kV Line | Collinsville-Tesla 500 kV Line | Collinsville-Tesla 500 kV Line |  | 0 | 0 | 0 | 0 | 0 | 0 | 2282.4435 | 2761.05 | 4794.6338 | Tesla-Tracy-Pump 230 kV line #2 | Sobrante-Moraga 230 kV line | Collinsville-Tesla 500 kV Line |  | 5 | 1 | YES | 2 | 1 | 1 | NO | 1
PG&E GBA | Oakland X | 115 | 0 | 0 | 0 | 0 | 0 | 0 | 0 | 0 | 0 | 0 | 0 | 0 | 0 | 0 | 0 | 0 | 0 | 0 | 0 | 0 | 0 | 0 | 0 | 0 | 0 | 0 | 0 | 0 | 0 | 0 | 0 | 0 | 0 | 0 | 0 | 0 | 0 | 0 | 0 | 1 | 0 | 0 | 0 | 0 | 0 | 0 | 0 | 0 | 0 | 0 | 0 | 0 | 1 | 0 | 0 | 1 | 0 | 0 | 0 | 0 | 0 | 0 | 0 | 0 | 0 | 0 | 0 | 0 | 0 | 0 | 0 | 0 | 0 | 0 | 0 | 0 | 0 | 0 | 0 | 0 | 0 | 0 | 0 | 0 | 0 | 0 | 0 | 0 | 0 | 0 | 0 | 0 | 0 | 0 | 0 | 0 | 0 | 1 |  | 0 | 0 | 0 | 0 | 0 | 0 | 0 | 0 | 0 | 0 | 0 | 0 | 0 | 0 | 0 | 0 | 0 | 0 | 0 | 0 | 0 | 0 | 0 | 0 | 0 | 0 | 0 | 0 | 0 | 0 | 1 | 0 | 0 | 0 | 0 | 0 | -2006.68 | 431.687 | 4794.6338 | Collinsville-Tesla 500 kV Line | Collinsville-Tesla 500 kV Line | Collinsville-Tesla 500 kV Line |  | 0 | 0 | 0 | 0 | 0 | 0 | 2282.4435 | 2761.05 | 4794.6338 | Tesla-Tracy-Pump 230 kV line #2 | Sobrante-Moraga 230 kV line | Collinsville-Tesla 500 kV Line |  | 5 | 1 | YES | 2 | 1 | 1 | NO | 1
SDGE | Ocean Ranch | 69 | 0 | 0 | 0 | 0 | 0 | 0 | 0 | 0 | 0 | 0 | 0 | 0 | 0 | 0 | 0 | 0 | 0 | 0 | 0 | 0 | 0 | 0 | 0 | 0 | 0 | 1 | 0 | 0 | 0 | 0 | 0 | 0 | 1 | 1 | 0 | 0 | 0 | 1 | 0 | 0 | 0 | 0 | 0 | 0 | 0 | 0 | 0 | 0 | 0 | 0 | 0 | 0 | 0 | 0 | 0 | 0 | 0 | 0 | 0 | 0 | 0 | 0 | 0 | 0 | 0 | 0 | 0 | 0 | 0 | 0 | 0 | 0 | 0 | 0 | 0 | 0 | 0 | 0 | 0 | 0 | 0 | 0 | 0 | 0 | 0 | 0 | 0 | 0 | 0 | 0 | 0 | 0 | 0 | 0 | 0 | 0 | 0 | 1 |  | 0 | 0 | 0 | 0 | 0 | 0 | 0 | 0 | 0 | 0 | 0 | 0 | 0 | 0 | 0 | 0 | 0 | 0 | 0 | 0 | 0 | 0 | 0 | 0 | 0 | 0 | 0 | 0 | 0 | 0 | 0 | 0 | 0 | 0 | 0 | 0 | 94.4 | 149.2 | 313.6 | Ocean Ranch 69 kV constraint | Ocean Ranch 69 kV constraint | Ocean Ranch 69 kV constraint |  | 0 | 0 | 0 | 0 | 0 | 0 | 94.4 | 149.2 | 313.6 | Ocean Ranch 69 kV constraint | Ocean Ranch 69 kV constraint | Ocean Ranch 69 kV constraint |  | 1 | 1 | NO | 1 | 1 | 1 | NO | 1
PG&E KERN | Oceano | 115 | 0 | 0 | 0 | 0 | 0 | 0 | 0 | 0 | 0 | 0 | 0 | 0 | 0 | 0 | 0 | 0 | 0 | 0 | 0 | 0 | 0 | 0 | 0 | 0 | 0 | 0 | 0 | 0 | 0 | 0 | 0 | 0 | 0 | 0 | 0 | 0 | 0 | 0 | 0 | 0 | 0 | 0 | 0 | 0 | 0 | 0 | 0 | 0 | 0 | 0 | 0 | 0 | 0 | 0 | 0 | 0 | 0 | 0 | 0 | 0 | 0 | 0 | 0 | 0 | 0 | 0 | 0 | 1 | 1 | 0 | 0 | 0 | 0 | 0 | 0 | 0 | 0 | 0 | 0 | 1 | 0 | 0 | 0 | 0 | 0 | 1 | 0 | 0 | 0 | 0 | 0 | 0 | 0 | 0 | 0 | 1 | 0 | 1 |  | 0 | 0 | 0 | 0 | 0 | 0 | 0 | 0 | 0 | 0 | 0 | 0 | 0 | 0 | 0 | 0 | 0 | 0 | 0 | 0 | 0 | 0 | 0 | 0 | 0 | 0 | 0 | 0 | 0 | 0 | 0 | 0 | 0 | 0 | 0 | 0 | 363.365 | 263.7217 | 418.365 | Cal Flat-Gates 230 kV line | Cal Flat-Gates 230 kV line | Cal Flat-Gates 230 kV line |  | 0 | 0 | 0 | 0 | 0 | 0 | 363.365 | 263.7217 | 418.365 | Cal Flat-Gates 230 kV line | Cal Flat-Gates 230 kV line | Cal Flat-Gates 230 kV line |  | 1 | 1 | NO | 1 | 1 | 1 | NO | 1
SDGE | Ocotillo Express | 500 | 0 | 0 | 0 | 0 | 0 | 0 | 0 | 0 | 0 | 0 | 0 | 0 | 0 | 0 | 0 | 0 | 0 | 0 | 0 | 0 | 0 | 0 | 0 | 0 | 0 | 0 | 0 | 0 | 0 | 0 | 1 | 1 | 1 | 0 | 0 | 1 | 0 | 0 | 0 | 0 | 0 | 0 | 0 | 0 | 0 | 0 | 0 | 0 | 0 | 0 | 0 | 0 | 0 | 0 | 0 | 0 | 0 | 0 | 0 | 0 | 0 | 0 | 0 | 0 | 0 | 0 | 0 | 0 | 0 | 0 | 0 | 0 | 0 | 0 | 0 | 0 | 0 | 0 | 0 | 0 | 0 | 0 | 0 | 0 | 0 | 0 | 0 | 0 | 0 | 0 | 0 | 0 | 0 | 0 | 0 | 0 | 0 | 4 |  | 0 | 0 | 0 | 0 | 0 | 0 | 0 | 0 | 0 | 0 | 0 | 0 | 0 | 0 | 0 | 0 | 0 | 0 | 0 | 0 | 0 | 0 | 0 | 0 | 0 | 0 | 0 | 0 | 0 | 0 | 0 | 0 | 0 | 0 | 0 | 0 | 786.21 | 2079.4 | 4426.622 | San Luis Rey-San Onofre 230 kV line constraint | Silvergate - Bay Blvd 230 kV constraint | Silvergate - Bay Blvd 230 kV constraint |  | 0 | 0 | 0 | 0 | 0 | 0 | 786.21 | 2079.4 | 4426.622 | San Luis Rey-San Onofre 230 kV line constraint | Silvergate - Bay Blvd 230 kV constraint | Silvergate - Bay Blvd 230 kV constraint |  | 1 | 1 | NO | 1 | 1 | 1 | NO | 1
PG&E KERN | Old River | 70 | 0 | 0 | 0 | 0 | 0 | 0 | 0 | 0 | 0 | 0 | 0 | 0 | 0 | 0 | 0 | 0 | 0 | 0 | 0 | 0 | 0 | 0 | 0 | 0 | 0 | 0 | 0 | 0 | 0 | 0 | 0 | 0 | 0 | 0 | 0 | 0 | 0 | 0 | 0 | 0 | 0 | 0 | 0 | 0 | 0 | 0 | 0 | 0 | 0 | 0 | 0 | 0 | 0 | 0 | 0 | 0 | 0 | 0 | 0 | 0 | 0 | 0 | 0 | 0 | 0 | 0 | 0 | 1 | 0 | 0 | 1 | 1 | 1 | 0 | 1 | 0 | 0 | 0 | 1 | 0 | 0 | 0 | 0 | 0 | 0 | 0 | 0 | 0 | 0 | 0 | 0 | 0 | 0 | 0 | 1 | 0 | 0 | 0 |  | 0 | 0 | 0 | 0 | 0 | 0 | 0 | 0 | 0 | 0 | 0 | 0 | 0 | 0 | 0 | 0 | 0 | 0 | 0 | 0 | 0 | 0 | 0 | 2.4 | 0 | 0 | 0 | 0 | 0 | 1 | 1 | 0 | 0 | 0 | 0 | 1 | -151.465 | 17.78 | -929.2519 | Mustang-Henrietta 230 kV line | Midway-Taft 115 kV line | Mustang-Henrietta 230 kV line |  | 0 | 0 | 0 | 0 | 0 | 0 | 17.78 | 17.78 | 56.104 | Midway-Taft 115 kV line | Midway-Taft 115 kV line | Maricopa-Copus 70 kV line |  | 5 | 1 | YES | 2 | 4 | 1 | YES | 2
SDGE | Old Town | 230 | 0 | 0 | 0 | 0 | 0 | 0 | 0 | 0 | 0 | 0 | 0 | 0 | 0 | 0 | 0 | 0 | 0 | 0 | 0 | 0 | 0 | 0 | 0 | 0 | 0 | 0 | 0 | 0 | 0 | 0 | 1 | 0 | 1 | 0 | 0 | 0 | 0 | 0 | 0 | 0 | 0 | 0 | 0 | 0 | 0 | 0 | 0 | 0 | 0 | 0 | 0 | 0 | 0 | 0 | 0 | 0 | 0 | 0 | 0 | 0 | 0 | 0 | 0 | 0 | 0 | 0 | 0 | 0 | 0 | 0 | 0 | 0 | 0 | 0 | 0 | 0 | 0 | 0 | 0 | 0 | 0 | 0 | 0 | 0 | 0 | 0 | 0 | 0 | 0 | 0 | 0 | 0 | 0 | 0 | 0 | 0 | 0 | 2 |  | 0 | 0 | 0 | 0 | 0 | 0 | 0 | 0 | 0 | 0 | 0 | 0 | 0 | 0 | 0 | 0 | 0 | 0 | 0 | 0 | 0 | 0 | 0 | 0 | 0 | 0 | 0 | 0 | 0 | 0 | 0 | 0 | 0 | 0 | 0 | 0 | 786.21 | 2179.805 | 8226.6984 | San Luis Rey-San Onofre 230 kV line constraint | San Luis Rey-San Onofre 230 kV line constraint | Encina - San Luis Rey 230 kV constraint |  | 0 | 0 | 0 | 0 | 0 | 0 | 786.21 | 2179.805 | 8226.6984 | San Luis Rey-San Onofre 230 kV line constraint | San Luis Rey-San Onofre 230 kV line constraint | Encina - San Luis Rey 230 kV constraint |  | 1 | 1 | NO | 1 | 1 | 1 | NO | 1
SCE Metro | Olinda | 230 | 0 | 0 | 0 | 0 | 0 | 0 | 0 | 0 | 0 | 1 | 0 | 0 | 0 | 0 | 0 | 0 | 0 | 0 | 0 | 0 | 0 | 0 | 0 | 0 | 0 | 0 | 0 | 0 | 0 | 0 | 0 | 0 | 0 | 0 | 0 | 0 | 0 | 0 | 0 | 0 | 0 | 0 | 0 | 0 | 0 | 0 | 0 | 0 | 0 | 0 | 0 | 0 | 0 | 0 | 0 | 0 | 0 | 0 | 0 | 0 | 0 | 0 | 0 | 0 | 0 | 0 | 0 | 0 | 0 | 0 | 0 | 0 | 0 | 0 | 0 | 0 | 0 | 0 | 0 | 0 | 0 | 0 | 0 | 0 | 0 | 0 | 0 | 0 | 0 | 0 | 0 | 0 | 0 | 0 | 0 | 0 | 0 | 0 |  | 0 | 0 | 0 | 0 | 0 | 0 | 0 | 0 | 0 | 0 | 0 | 0 | 0 | 0 | 0 | 0 | 0 | 0 | 0 | 0 | 0 | 0 | 0 | 0 | 0 | 0 | 0 | 0 | 0 | 0 | 0 | 0 | 0 | 0 | 0 | 0 | 11157.1 | 12110.2 | 14980.0055 | SCE Metro Area Default Constraint | SCE Metro Area Default Constraint | SCE Metro Area Default Constraint |  | 0 | 0 | 0 | 0 | 0 | 0 | 11157.1 | 12110.2 | 14980.0055 | SCE Metro Area Default Constraint | SCE Metro Area Default Constraint | SCE Metro Area Default Constraint |  | 1 | 1 | NO | 1 | 1 | 1 | NO | 1
PG&E FRESNO | Olive | 115 | 0 | 0 | 0 | 0 | 0 | 0 | 0 | 0 | 0 | 0 | 0 | 0 | 0 | 0 | 0 | 0 | 0 | 0 | 0 | 0 | 0 | 0 | 0 | 0 | 0 | 0 | 0 | 0 | 0 | 0 | 0 | 0 | 0 | 0 | 0 | 0 | 0 | 0 | 0 | 0 | 0 | 0 | 0 | 0 | 0 | 0 | 0 | 0 | 0 | 0 | 0 | 0 | 0 | 0 | 0 | 0 | 0 | 0 | 0 | 0 | 0 | 0 | 0 | 0 | 0 | 0 | 0 | 1 | 0 | 1 | 1 | 0 | 0 | 0 | 1 | 1 | 0 | 0 | 1 | 1 | 0 | 0 | 0 | 0 | 0 | 0 | 0 | 0 | 0 | 0 | 0 | 0 | 0 | 0 | 1 | 0 | 0 | 0 |  | 0 | 0 | 0 | 0 | 0 | 0 | 0 | 0 | 0 | 0 | 0 | 0 | 0 | 0 | 0 | 0 | 0 | 0 | 0 | 0 | 0 | 0 | 0 | 0 | 40 | 0 | 20 | 0 | 0 | 1 | 1 | 0 | 0 | 0 | 0 | 1 | -151.465 | 187.6 | -929.2519 | Mustang-Henrietta 230 kV line | Smyrna-Atwell Jct 115kV Line | Mustang-Henrietta 230 kV line |  | 0 | 0 | 0 | 0 | 0 | 0 | 195 | 187.6 | 135.29 | Smyrna-Atwell Jct 115kV Line | Smyrna-Atwell Jct 115kV Line | Smyrna-Atwell Jct 115kV Line |  | 5 | 1 | YES | 2 | 4 | 1 | YES | 2
PG&E NGBA | Olivehurst | 115 | 0 | 0 | 0 | 0 | 0 | 0 | 0 | 0 | 0 | 0 | 0 | 0 | 0 | 0 | 0 | 0 | 0 | 0 | 0 | 0 | 0 | 0 | 0 | 0 | 0 | 0 | 0 | 0 | 0 | 0 | 0 | 0 | 0 | 0 | 0 | 0 | 0 | 0 | 0 | 1 | 0 | 0 | 0 | 0 | 1 | 1 | 1 | 1 | 0 | 0 | 0 | 0 | 0 | 0 | 0 | 0 | 0 | 0 | 0 | 1 | 1 | 0 | 0 | 0 | 0 | 0 | 0 | 0 | 0 | 0 | 0 | 0 | 0 | 0 | 0 | 0 | 0 | 0 | 0 | 0 | 0 | 0 | 0 | 0 | 0 | 0 | 0 | 0 | 0 | 0 | 0 | 0 | 0 | 0 | 0 | 0 | 0 | 0 |  | 0 | 0 | 0 | 0 | 0 | 0 | 0 | 0 | 0 | 0 | 0 | 0 | 0 | 0 | 0 | 0 | 0 | 0 | 0 | 0 | 0 | 0 | 0 | 0 | 0 | 0 | 0 | 0 | 0 | 0 | 2 | 0 | 0 | 0 | 0 | 0 | -2006.68 | 31.5 | 81.4956 | Collinsville-Tesla 500 kV Line | Rocklin-Pleaseant grove 115kV line | Rocklin-Pleaseant grove 115kV line |  | 0 | 0 | 0 | 0 | 0 | 0 | 31.5 | 31.5 | 81.4956 | Rocklin-Pleaseant grove 115kV line | Rocklin-Pleaseant grove 115kV line | Rocklin-Pleaseant grove 115kV line |  | 5 | 1 | YES | 2 | 1 | 1 | NO | 1
PG&E NGBA | Oregon Trail | 60 | 0 | 0 | 0 | 0 | 0 | 0 | 0 | 0 | 0 | 0 | 0 | 0 | 0 | 0 | 0 | 0 | 0 | 0 | 0 | 0 | 0 | 0 | 0 | 0 | 0 | 0 | 0 | 0 | 0 | 0 | 0 | 0 | 0 | 0 | 0 | 0 | 0 | 0 | 0 | 1 | 0 | 0 | 0 | 0 | 0 | 0 | 0 | 0 | 0 | 0 | 0 | 0 | 0 | 0 | 0 | 0 | 0 | 0 | 0 | 0 | 0 | 0 | 0 | 0 | 0 | 0 | 0 | 0 | 0 | 0 | 0 | 0 | 0 | 0 | 0 | 0 | 0 | 0 | 0 | 0 | 0 | 0 | 0 | 0 | 0 | 0 | 0 | 0 | 0 | 0 | 0 | 0 | 0 | 0 | 0 | 0 | 0 | 0 |  | 0 | 0 | 0 | 0 | 0 | 0 | 0 | 0 | 0 | 0 | 0 | 0 | 0 | 0 | 0 | 0 | 0 | 0 | 0 | 0 | 0 | 0 | 0 | 0 | 0 | 0 | 0 | 0 | 0 | 0 | 1 | 0 | 0 | 0 | 0 | 0 | -2006.68 | 431.687 | 4794.6338 | Collinsville-Tesla 500 kV Line | Collinsville-Tesla 500 kV Line | Collinsville-Tesla 500 kV Line |  | 0 | 0 | 0 | 0 | 0 | 0 | 6638.32 | 9076.687 | 4794.6338 | Collinsville-Tesla 500 kV Line | Collinsville-Tesla 500 kV Line | Collinsville-Tesla 500 kV Line |  | 5 | 1 | YES | 2 | 1 | 1 | NO | 1
SCE Northern | Ormond Beach | 230 | 0 | 0 | 1 | 0 | 1 | 0 | 0 | 0 | 0 | 0 | 0 | 0 | 0 | 0 | 0 | 0 | 0 | 0 | 0 | 0 | 0 | 0 | 0 | 0 | 1 | 0 | 0 | 0 | 0 | 0 | 0 | 0 | 0 | 0 | 0 | 0 | 0 | 0 | 0 | 0 | 0 | 0 | 0 | 0 | 0 | 0 | 0 | 0 | 0 | 0 | 0 | 0 | 0 | 0 | 0 | 0 | 0 | 0 | 0 | 0 | 0 | 0 | 0 | 0 | 0 | 0 | 0 | 0 | 0 | 0 | 0 | 0 | 0 | 0 | 0 | 0 | 0 | 0 | 0 | 0 | 0 | 0 | 0 | 0 | 0 | 0 | 0 | 0 | 0 | 0 | 0 | 0 | 0 | 0 | 0 | 0 | 0 | 0 |  | 0 | 0 | 0 | 0 | 0 | 0 | 0 | 0 | 0 | 0 | 0 | 0 | 0 | 0 | 0 | 0 | 0 | 0 | 0 | 0 | 0 | 0 | 0 | 0 | 0 | 0 | 0 | 0 | 0 | 0 | 0 | 0 | 0 | 0 | 0 | 0 | 132.885 | 721.5 | 3106 | Lugo - Victorville area constraint | Moorpark-Pardee Constraint | Moorpark-Pardee Constraint |  | 0 | 0 | 0 | 0 | 0 | 0 | 132.885 | 721.5 | 3106 | Lugo - Victorville area constraint | Moorpark-Pardee Constraint | Moorpark-Pardee Constraint |  | 1 | 1 | NO | 1 | 1 | 1 | NO | 1
PG&E FRESNO | Oro Loma | 115 | 0 | 0 | 0 | 0 | 0 | 0 | 0 | 0 | 0 | 0 | 0 | 0 | 0 | 0 | 0 | 0 | 0 | 0 | 0 | 0 | 0 | 0 | 0 | 0 | 0 | 0 | 0 | 0 | 0 | 0 | 0 | 0 | 0 | 0 | 0 | 0 | 0 | 0 | 0 | 0 | 0 | 0 | 0 | 0 | 0 | 0 | 0 | 0 | 0 | 0 | 0 | 0 | 0 | 0 | 0 | 0 | 0 | 0 | 0 | 0 | 0 | 0 | 0 | 0 | 0 | 0 | 0 | 0 | 0 | 0 | 0 | 0 | 0 | 0 | 0 | 0 | 0 | 0 | 0 | 1 | 0 | 1 | 0 | 0 | 0 | 1 | 0 | 1 | 0 | 0 | 0 | 0 | 1 | 0 | 0 | 0 | 0 | 1 |  | 0 | 0 | 0 | 0 | 0 | 0 | 0 | 0 | 0 | 0 | 0 | 0 | 0 | 0 | 0 | 0 | 0 | 0 | 0 | 0 | 0 | 0 | 0 | 0 | 0 | 0 | 0 | 0 | 0 | 0 | 0 | 0 | 0 | 0 | 0 | 0 | 396.6 | 468.1 | 245.4626 | Oro Loma-El Nido 115kV Line | Oro Loma-El Nido 115kV Line | Oro Loma-El Nido 115kV Line |  | 0 | 0 | 0 | 0 | 0 | 0 | 396.6 | 468.1 | 245.4626 | Oro Loma-El Nido 115kV Line | Oro Loma-El Nido 115kV Line | Oro Loma-El Nido 115kV Line |  | 1 | 1 | NO | 1 | 1 | 1 | NO | 1
PG&E FRESNO | Oro Loma | 70 | 0 | 0 | 0 | 0 | 0 | 0 | 0 | 0 | 0 | 0 | 0 | 0 | 0 | 0 | 0 | 0 | 0 | 0 | 0 | 0 | 0 | 0 | 0 | 0 | 0 | 0 | 0 | 0 | 0 | 0 | 0 | 0 | 0 | 0 | 0 | 0 | 0 | 0 | 0 | 0 | 0 | 0 | 0 | 0 | 0 | 0 | 0 | 0 | 0 | 0 | 0 | 0 | 0 | 0 | 0 | 0 | 0 | 0 | 0 | 0 | 0 | 0 | 0 | 0 | 0 | 0 | 0 | 0 | 0 | 0 | 0 | 0 | 0 | 0 | 0 | 0 | 0 | 0 | 0 | 1 | 0 | 0 | 0 | 0 | 0 | 1 | 0 | 1 | 0 | 0 | 0 | 0 | 1 | 0 | 0 | 0 | 0 | 1 |  | 0 | 0 | 0 | 0 | 0 | 0 | 0 | 0 | 0 | 0 | 0 | 0 | 0 | 0 | 0 | 0 | 0 | 0 | 0 | 0 | 0 | 0 | 0 | 5 | 0 | 0 | 0 | 0 | 0 | 1 | 0 | 0 | 0 | 0 | 0 | 0 | 396.6 | 468.1 | 245.4626 | Oro Loma-El Nido 115kV Line | Oro Loma-El Nido 115kV Line | Oro Loma-El Nido 115kV Line |  | 0 | 0 | 0 | 0 | 0 | 0 | 396.6 | 468.1 | 245.4626 | Oro Loma-El Nido 115kV Line | Oro Loma-El Nido 115kV Line | Oro Loma-El Nido 115kV Line |  | 1 | 1 | NO | 1 | 1 | 1 | NO | 1
PG&E FRESNO | Orosi | 70 | 0 | 0 | 0 | 0 | 0 | 0 | 0 | 0 | 0 | 0 | 0 | 0 | 0 | 0 | 0 | 0 | 0 | 0 | 0 | 0 | 0 | 0 | 0 | 0 | 0 | 0 | 0 | 0 | 0 | 0 | 0 | 0 | 0 | 0 | 0 | 0 | 0 | 0 | 0 | 0 | 0 | 0 | 0 | 0 | 0 | 0 | 0 | 0 | 0 | 0 | 0 | 0 | 0 | 0 | 0 | 0 | 0 | 0 | 0 | 0 | 0 | 0 | 0 | 0 | 0 | 0 | 0 | 0 | 1 | 0 | 0 | 0 | 0 | 0 | 0 | 0 | 0 | 0 | 0 | 1 | 0 | 1 | 0 | 1 | 0 | 1 | 0 | 0 | 0 | 0 | 0 | 0 | 0 | 0 | 0 | 0 | 0 | 1 |  | 0 | 0 | 0 | 0 | 0 | 0 | 0 | 0 | 0 | 0 | 0 | 0 | 0 | 0 | 0 | 0 | 0 | 0 | 0 | 0 | 0 | 0 | 0 | 0 | 0 | 0 | 0 | 0 | 0 | 0 | 1 | 0 | 1 | 0 | 0 | 0 | -252.9 | -120.4 | 211.1426 | Chowchilla-Le grand 115kV Line | Chowchilla-Le grand 115kV Line | Chowchilla-Le grand 115kV Line |  | 0 | 0 | 0 | 0 | 0 | 0 | 958.1 | 1090.6 | 757.1426 | Chowchilla-Le grand 115kV Line | Chowchilla-Le grand 115kV Line | Chowchilla-Le grand 115kV Line |  | 5 | 1 | YES | 2 | 1 | 1 | NO | 1
SDGE | Otay | 69 | 0 | 0 | 0 | 0 | 0 | 0 | 0 | 0 | 0 | 0 | 0 | 0 | 0 | 0 | 0 | 0 | 0 | 0 | 0 | 0 | 0 | 0 | 0 | 0 | 0 | 0 | 0 | 0 | 0 | 1 | 1 | 0 | 1 | 0 | 0 | 1 | 1 | 0 | 0 | 0 | 0 | 0 | 0 | 0 | 0 | 0 | 0 | 0 | 0 | 0 | 0 | 0 | 0 | 0 | 0 | 0 | 0 | 0 | 0 | 0 | 0 | 0 | 0 | 0 | 0 | 0 | 0 | 0 | 0 | 0 | 0 | 0 | 0 | 0 | 0 | 0 | 0 | 0 | 0 | 0 | 0 | 0 | 0 | 0 | 0 | 0 | 0 | 0 | 0 | 0 | 0 | 0 | 0 | 0 | 0 | 0 | 0 | 4 |  | 0 | 0 | 0 | 0 | 0 | 0 | 0 | 0 | 0 | 0 | 0 | 6 | 0 | 0 | 1 | 0 | 0 | 0 | 0 | 0 | 0 | 0 | 0 | 0 | 0 | 0 | 55.7 | 0 | 0 | 1 | 0 | 0 | 0 | 0 | 0 | 0 | 159.09 | 195.045 | 302.2464 | Miguel 69 kV constraint | Miguel 69 kV constraint | Miguel 69 kV constraint |  | 0 | 0 | 0 | 0 | 0 | 0 | 159.09 | 195.045 | 302.2464 | Miguel 69 kV constraint | Miguel 69 kV constraint | Miguel 69 kV constraint |  | 1 | 1 | NO | 1 | 1 | 1 | NO | 1
SDGE | Otay Mesa | 230 | 0 | 0 | 0 | 0 | 0 | 0 | 0 | 0 | 0 | 0 | 0 | 0 | 0 | 0 | 0 | 0 | 0 | 0 | 0 | 0 | 0 | 0 | 0 | 0 | 0 | 0 | 0 | 0 | 1 | 0 | 1 | 0 | 1 | 0 | 1 | 1 | 1 | 0 | 0 | 0 | 0 | 0 | 0 | 0 | 0 | 0 | 0 | 0 | 0 | 0 | 0 | 0 | 0 | 0 | 0 | 0 | 0 | 0 | 0 | 0 | 0 | 0 | 0 | 0 | 0 | 0 | 0 | 0 | 0 | 0 | 0 | 0 | 0 | 0 | 0 | 0 | 0 | 0 | 0 | 0 | 0 | 0 | 0 | 0 | 0 | 0 | 0 | 0 | 0 | 0 | 0 | 0 | 0 | 0 | 0 | 0 | 0 | 5 |  | 0 | 0 | 0 | 0 | 0 | 0 | 0 | 0 | 0 | 0 | 0 | -65 | 0 | 0 | 1 | 0 | 0 | 0 | 0 | 0 | 0 | 0 | 0 | 0 | 0 | 0 | 0 | 0 | 0 | 0 | 0 | 0 | 0 | 0 | 0 | 0 | 786.21 | 1175 | 1175 | San Luis Rey-San Onofre 230 kV line constraint | Otay Mesa 230 kV constraint | Otay Mesa 230 kV constraint |  | 0 | 0 | 0 | 0 | 0 | 0 | 786.21 | 1175 | 1175 | San Luis Rey-San Onofre 230 kV line constraint | Otay Mesa 230 kV constraint | Otay Mesa 230 kV constraint |  | 1 | 1 | NO | 1 | 1 | 1 | NO | 1
PG&E FRESNO | Padre Flats SW STA | 230 | 0 | 0 | 0 | 0 | 0 | 0 | 0 | 0 | 0 | 0 | 0 | 0 | 0 | 0 | 0 | 0 | 0 | 0 | 0 | 0 | 0 | 0 | 0 | 0 | 0 | 0 | 0 | 0 | 0 | 0 | 0 | 0 | 0 | 0 | 0 | 0 | 0 | 0 | 0 | 0 | 0 | 0 | 0 | 0 | 0 | 0 | 0 | 0 | 0 | 0 | 0 | 0 | 0 | 0 | 0 | 0 | 0 | 0 | 0 | 0 | 0 | 0 | 0 | 0 | 0 | 0 | 0 | 0 | 0 | 0 | 0 | 0 | 0 | 0 | 0 | 0 | 0 | 0 | 0 | 1 | 0 | 0 | 0 | 0 | 0 | 1 | 0 | 0 | 0 | 0 | 0 | 0 | 0 | 0 | 0 | 0 | 0 | 1 |  | 0 | 0 | 0 | 0 | 0 | 0 | 0 | 0 | 0 | 0 | 0 | 0 | 0 | 0 | 0 | 0 | 0 | 0 | 0 | 0 | 0 | 0 | 0 | 0 | 0 | 0 | 0 | 0 | 0 | 0 | 0 | 0 | 0 | 0 | 0 | 0 | 2487.547 | 3018.0807 | 3561.8205 | Gates 500/230kV TB #11 | Gates 500/230kV TB #11 | Gates 500/230kV TB #11 |  | 0 | 0 | 0 | 0 | 0 | 0 | 2487.547 | 3018.0807 | 3561.8205 | Gates 500/230kV TB #11 | Gates 500/230kV TB #11 | Gates 500/230kV TB #11 |  | 1 | 1 | NO | 1 | 1 | 1 | NO | 1
EOP | Pahrump | 138 | 0 | 0 | 0 | 0 | 0 | 0 | 0 | 0 | 0 | 0 | 0 | 0 | 0 | 0 | 0 | 0 | 0 | 0 | 0 | 0 | 0 | 0 | 1 | 1 | 1 | 0 | 0 | 0 | 0 | 0 | 0 | 0 | 0 | 0 | 0 | 0 | 0 | 0 | 0 | 0 | 0 | 0 | 0 | 0 | 0 | 0 | 0 | 0 | 0 | 0 | 0 | 0 | 0 | 0 | 0 | 0 | 0 | 0 | 0 | 0 | 0 | 0 | 0 | 0 | 0 | 0 | 0 | 0 | 0 | 0 | 0 | 0 | 0 | 0 | 0 | 0 | 0 | 0 | 0 | 0 | 0 | 0 | 0 | 0 | 0 | 0 | 0 | 0 | 0 | 0 | 0 | 0 | 0 | 0 | 0 | 0 | 0 | 2 |  | 0 | 0 | 0 | 0 | 0 | 0 | 0 | 0 | 0 | 0 | 0 | 0 | 0 | 0 | 0 | 0 | 0 | 0 | 0 | 0 | 0 | 0 | 0 | 0 | 0 | 0 | 0 | 0 | 0 | 0 | 0 | 0 | 0 | 0 | 0 | 0 | 132.885 | 1655.59 | 2398.8 | Lugo - Victorville area constraint | Sloan Canyon - Eldorado 500 kV constraint | Sloan Canyon - Eldorado 500 kV constraint |  | 0 | 0 | 0 | 0 | 0 | 0 | 132.885 | 1655.59 | 2398.8 | Lugo - Victorville area constraint | Sloan Canyon - Eldorado 500 kV constraint | Sloan Canyon - Eldorado 500 kV constraint |  | 1 | 1 | NO | 1 | 1 | 1 | NO | 1
EOP | Pahrump | 230 | 0 | 0 | 0 | 0 | 0 | 0 | 0 | 0 | 0 | 0 | 0 | 0 | 0 | 0 | 0 | 0 | 0 | 0 | 0 | 0 | 0 | 0 | 1 | 1 | 1 | 0 | 0 | 0 | 0 | 0 | 0 | 0 | 0 | 0 | 0 | 0 | 0 | 0 | 0 | 0 | 0 | 0 | 0 | 0 | 0 | 0 | 0 | 0 | 0 | 0 | 0 | 0 | 0 | 0 | 0 | 0 | 0 | 0 | 0 | 0 | 0 | 0 | 0 | 0 | 0 | 0 | 0 | 0 | 0 | 0 | 0 | 0 | 0 | 0 | 0 | 0 | 0 | 0 | 0 | 0 | 0 | 0 | 0 | 0 | 0 | 0 | 0 | 0 | 0 | 0 | 0 | 0 | 0 | 0 | 0 | 0 | 0 | 2 |  | 0 | 0 | 0 | 0 | 0 | 0 | 0 | 0 | 0 | 0 | 0 | 0 | 0 | 0 | 0 | 0 | 0 | 0 | 0 | 0 | 0 | 0 | 0 | 0 | 0 | 0 | 0 | 0 | 0 | 0 | 0 | 0 | 0 | 0 | 0 | 0 | 132.885 | 1655.59 | 2398.8 | Lugo - Victorville area constraint | Sloan Canyon - Eldorado 500 kV constraint | Sloan Canyon - Eldorado 500 kV constraint |  | 0 | 0 | 0 | 0 | 0 | 0 | 132.885 | 1655.59 | 2398.8 | Lugo - Victorville area constraint | Sloan Canyon - Eldorado 500 kV constraint | Sloan Canyon - Eldorado 500 kV constraint |  | 1 | 1 | NO | 1 | 1 | 1 | NO | 1
SDGE | Pala | 69 | 0 | 0 | 0 | 0 | 0 | 0 | 0 | 0 | 0 | 0 | 0 | 0 | 0 | 0 | 0 | 0 | 0 | 0 | 0 | 0 | 0 | 0 | 0 | 0 | 0 | 1 | 0 | 0 | 1 | 0 | 1 | 0 | 1 | 1 | 0 | 0 | 0 | 1 | 0 | 0 | 0 | 0 | 0 | 0 | 0 | 0 | 0 | 0 | 0 | 0 | 0 | 0 | 0 | 0 | 0 | 0 | 0 | 0 | 0 | 0 | 0 | 0 | 0 | 0 | 0 | 0 | 0 | 0 | 0 | 0 | 0 | 0 | 0 | 0 | 0 | 0 | 0 | 0 | 0 | 0 | 0 | 0 | 0 | 0 | 0 | 0 | 0 | 0 | 0 | 0 | 0 | 0 | 0 | 0 | 0 | 0 | 0 | 3 |  | 0 | 0 | 0 | 0 | 0 | 0 | 0 | 0 | 0 | 0 | 0 | 0 | 0 | 0 | 0 | 0 | 0 | 0 | 0 | 0 | 0 | 0 | 0 | 0 | 0 | 0 | 10 | 0 | 0 | 1 | 0 | 0 | 0 | 0 | 0 | 0 | 94.4 | 149.2 | 313.6 | Ocean Ranch 69 kV constraint | Ocean Ranch 69 kV constraint | Ocean Ranch 69 kV constraint |  | 0 | 0 | 0 | 0 | 0 | 0 | 94.4 | 149.2 | 313.6 | Ocean Ranch 69 kV constraint | Ocean Ranch 69 kV constraint | Ocean Ranch 69 kV constraint |  | 1 | 1 | NO | 1 | 1 | 1 | NO | 1
PG&E NGBA | Palermo | 115 | 0 | 0 | 0 | 0 | 0 | 0 | 0 | 0 | 0 | 0 | 0 | 0 | 0 | 0 | 0 | 0 | 0 | 0 | 0 | 0 | 0 | 0 | 0 | 0 | 0 | 0 | 0 | 0 | 0 | 0 | 0 | 0 | 0 | 0 | 0 | 0 | 0 | 0 | 0 | 1 | 0 | 0 | 0 | 0 | 1 | 1 | 1 | 1 | 0 | 0 | 0 | 0 | 0 | 0 | 0 | 0 | 0 | 0 | 0 | 1 | 1 | 0 | 0 | 0 | 0 | 0 | 0 | 0 | 0 | 0 | 0 | 0 | 0 | 0 | 0 | 0 | 0 | 0 | 0 | 0 | 0 | 0 | 0 | 0 | 0 | 0 | 0 | 0 | 0 | 0 | 0 | 0 | 0 | 0 | 0 | 0 | 0 | 0 |  | 0 | 0 | 0 | 0 | 0 | 0 | 0 | 0 | 0 | 0 | 0 | 0 | 0 | 0 | 0 | 0 | 0 | 0 | 0 | 0 | 0 | 0 | 0 | 0 | 0 | 0 | 0 | 0 | 0 | 0 | 2 | 0 | 0 | 0 | 0 | 0 | -2006.68 | 31.5 | 81.4956 | Collinsville-Tesla 500 kV Line | Rocklin-Pleaseant grove 115kV line | Rocklin-Pleaseant grove 115kV line |  | 0 | 0 | 0 | 0 | 0 | 0 | 31.5 | 31.5 | 81.4956 | Rocklin-Pleaseant grove 115kV line | Rocklin-Pleaseant grove 115kV line | Rocklin-Pleaseant grove 115kV line |  | 5 | 1 | YES | 2 | 1 | 1 | NO | 1
PG&E NGBA | Palermo | 230 | 0 | 0 | 0 | 0 | 0 | 0 | 0 | 0 | 0 | 0 | 0 | 0 | 0 | 0 | 0 | 0 | 0 | 0 | 0 | 0 | 0 | 0 | 0 | 0 | 0 | 0 | 0 | 0 | 0 | 0 | 0 | 0 | 0 | 0 | 0 | 0 | 0 | 0 | 0 | 1 | 0 | 0 | 0 | 0 | 0 | 1 | 1 | 1 | 0 | 0 | 0 | 0 | 0 | 0 | 0 | 0 | 0 | 0 | 0 | 1 | 1 | 0 | 0 | 0 | 0 | 0 | 0 | 0 | 0 | 0 | 0 | 0 | 0 | 0 | 0 | 0 | 0 | 0 | 0 | 0 | 0 | 0 | 0 | 0 | 0 | 0 | 0 | 0 | 0 | 0 | 0 | 0 | 0 | 0 | 0 | 0 | 0 | 0 |  | 0 | 0 | 0 | 0 | 0 | 0 | 0 | 0 | 0 | 0 | 0 | 0 | 0 | 0 | 0 | 0 | 0 | 0 | 0 | 0 | 0 | 0 | 0 | 0 | 0 | 0 | 0 | 0 | 0 | 0 | 2 | 0 | 0 | 0 | 0 | 0 | -2006.68 | 364.5 | 417.22 | Collinsville-Tesla 500 kV Line | Rio Oso-Brighton 230kV line | Rio Oso-Brighton 230kV line |  | 0 | 0 | 0 | 0 | 0 | 0 | 315.9685 | 364.5 | 417.22 | Bellota-Weber 230kV line | Rio Oso-Brighton 230kV line | Rio Oso-Brighton 230kV line |  | 5 | 1 | YES | 2 | 1 | 1 | NO | 1
SCE Eastern | Palo Verde | 500 | 0 | 0 | 0 | 0 | 0 | 0 | 0 | 0 | 0 | 0 | 0 | 0 | 0 | 0 | 0 | 0 | 0 | 1 | 0 | 0 | 0 | 1 | 0 | 0 | 1 | 0 | 0 | 0 | 0 | 0 | 0 | 0 | 0 | 0 | 0 | 0 | 0 | 0 | 0 | 0 | 0 | 0 | 0 | 0 | 0 | 0 | 0 | 0 | 0 | 0 | 0 | 0 | 0 | 0 | 0 | 0 | 0 | 0 | 0 | 0 | 0 | 0 | 0 | 0 | 0 | 0 | 0 | 0 | 0 | 0 | 0 | 0 | 0 | 0 | 0 | 0 | 0 | 0 | 0 | 0 | 0 | 0 | 0 | 0 | 0 | 0 | 0 | 0 | 0 | 0 | 0 | 0 | 0 | 0 | 0 | 0 | 0 | 2 |  | 0 | 0 | 0 | 0 | 0 | 0 | 0 | 0 | 0 | 0 | 0 | 0 | 0 | 0 | 0 | 0 | 0 | 0 | 0 | 2994 | 0 | 0 | 0 | 0 | 0 | 0 | 0 | 0 | 0 | 1 | 0 | 0 | 0 | 0 | 0 | 0 | 132.885 | 3473.65 | 5301.885 | Lugo - Victorville area constraint | Lugo - Victorville area constraint | Devers-Red Bluff Constraint |  | 0 | 0 | 0 | 0 | 0 | 0 | 132.885 | 3473.65 | 5301.885 | Lugo - Victorville area constraint | Lugo - Victorville area constraint | Devers-Red Bluff Constraint |  | 1 | 1 | NO | 1 | 1 | 1 | NO | 1
SDGE | Palomar Energy | 230 | 0 | 0 | 0 | 0 | 0 | 0 | 0 | 0 | 0 | 0 | 0 | 0 | 0 | 0 | 0 | 0 | 0 | 0 | 0 | 0 | 0 | 0 | 0 | 0 | 0 | 1 | 0 | 0 | 1 | 0 | 1 | 0 | 1 | 0 | 0 | 0 | 0 | 1 | 0 | 0 | 0 | 0 | 0 | 0 | 0 | 0 | 0 | 0 | 0 | 0 | 0 | 0 | 0 | 0 | 0 | 0 | 0 | 0 | 0 | 0 | 0 | 0 | 0 | 0 | 0 | 0 | 0 | 0 | 0 | 0 | 0 | 0 | 0 | 0 | 0 | 0 | 0 | 0 | 0 | 0 | 0 | 0 | 0 | 0 | 0 | 0 | 0 | 0 | 0 | 0 | 0 | 0 | 0 | 0 | 0 | 0 | 0 | 3 |  | 0 | 0 | 0 | 0 | 0 | 0 | 0 | 0 | 0 | 0 | 0 | 0 | 0 | 0 | 0 | 0 | 0 | 0 | 0 | 0 | 0 | 0 | 0 | 0 | 0 | 0 | 0 | 0 | 0 | 0 | 0 | 0 | 0 | 0 | 0 | 0 | 647.87 | 894.535 | 1294.93 | Capistrano-San Onofre 230 kV constraint | Talega 230 kV constraint | Talega 230 kV constraint |  | 0 | 0 | 0 | 0 | 0 | 0 | 647.87 | 894.535 | 1294.93 | Capistrano-San Onofre 230 kV constraint | Talega 230 kV constraint | Talega 230 kV constraint |  | 1 | 1 | NO | 1 | 1 | 1 | NO | 1
PG&E KERN | Panama | 70 | 0 | 0 | 0 | 0 | 0 | 0 | 0 | 0 | 0 | 0 | 0 | 0 | 0 | 0 | 0 | 0 | 0 | 0 | 0 | 0 | 0 | 0 | 0 | 0 | 0 | 0 | 0 | 0 | 0 | 0 | 0 | 0 | 0 | 0 | 0 | 0 | 0 | 0 | 0 | 0 | 0 | 0 | 0 | 0 | 0 | 0 | 0 | 0 | 0 | 0 | 0 | 0 | 0 | 0 | 0 | 0 | 0 | 0 | 0 | 0 | 0 | 0 | 0 | 0 | 0 | 0 | 0 | 1 | 1 | 0 | 0 | 0 | 0 | 0 | 0 | 0 | 0 | 0 | 0 | 1 | 0 | 0 | 0 | 0 | 0 | 0 | 0 | 0 | 0 | 0 | 0 | 0 | 0 | 0 | 0 | 0 | 0 | 0 |  | 0 | 0 | 0 | 0 | 0 | 0 | 0 | 0 | 0 | 0 | 0 | 0 | 0 | 0 | 0 | 0 | 0 | 0 | 0 | 0 | 0 | 0 | 0 | 0 | 0 | 0 | 0 | 0 | 0 | 0 | 0 | 0 | 0 | 0 | 0 | 0 | 363.365 | 263.7217 | 418.365 | Cal Flat-Gates 230 kV line | Cal Flat-Gates 230 kV line | Cal Flat-Gates 230 kV line |  | 0 | 0 | 0 | 0 | 0 | 0 | 363.365 | 263.7217 | 418.365 | Cal Flat-Gates 230 kV line | Cal Flat-Gates 230 kV line | Cal Flat-Gates 230 kV line |  | 1 | 1 | NO | 1 | 1 | 1 | NO | 1
PG&E FRESNO | Panoche | 115 | 0 | 0 | 0 | 0 | 0 | 0 | 0 | 0 | 0 | 0 | 0 | 0 | 0 | 0 | 0 | 0 | 0 | 0 | 0 | 0 | 0 | 0 | 0 | 0 | 0 | 0 | 0 | 0 | 0 | 0 | 0 | 0 | 0 | 0 | 0 | 0 | 0 | 0 | 0 | 0 | 0 | 0 | 0 | 0 | 0 | 1 | 0 | 0 | 0 | 0 | 0 | 0 | 0 | 0 | 0 | 0 | 0 | 0 | 0 | 0 | 0 | 0 | 0 | 0 | 0 | 0 | 0 | 0 | 0 | 0 | 0 | 0 | 0 | 0 | 0 | 0 | 0 | 0 | 1 | 1 | 1 | 1 | 1 | 0 | 0 | 1 | 0 | 1 | 0 | 0 | 0 | 0 | 0 | 0 | 0 | 0 | 0 | 1 |  | 0 | 0 | 0 | 0 | 0 | 0 | 0 | 0 | 0 | 0 | 0 | 0 | 0 | 0 | 0 | 0 | 0 | 0 | 0 | 0 | 0 | 0 | 0 | 6.15 | 0 | 0 | 0 | 0 | 0 | 1 | 1 | 0 | 0 | 0 | 0 | 0 | -144.0315 | 300.67 | 267.1415 | Bellota-Weber 230kV line | Gates 230/70kV TB #5 | Gates 230/70kV TB #5 |  | 0 | 0 | 0 | 0 | 0 | 0 | 300.67 | 300.67 | 267.1415 | Gates 230/70kV TB #5 | Gates 230/70kV TB #5 | Gates 230/70kV TB #5 |  | 5 | 1 | YES | 2 | 1 | 1 | NO | 1
PG&E FRESNO | Panoche | 230 | 0 | 0 | 0 | 0 | 0 | 0 | 0 | 0 | 0 | 0 | 0 | 0 | 0 | 0 | 0 | 0 | 0 | 0 | 0 | 0 | 0 | 0 | 0 | 0 | 0 | 0 | 0 | 0 | 0 | 0 | 0 | 0 | 0 | 0 | 0 | 0 | 0 | 0 | 0 | 0 | 0 | 0 | 0 | 0 | 0 | 0 | 0 | 0 | 0 | 0 | 0 | 0 | 0 | 0 | 0 | 0 | 0 | 0 | 0 | 0 | 0 | 0 | 0 | 0 | 0 | 0 | 0 | 0 | 0 | 0 | 0 | 0 | 0 | 0 | 0 | 0 | 0 | 0 | 1 | 1 | 0 | 1 | 0 | 0 | 0 | 1 | 0 | 0 | 0 | 0 | 0 | 0 | 0 | 0 | 0 | 0 | 0 | 1 |  | 0 | 0 | 0 | 0 | 0 | 0 | 0 | 0 | 0 | 0 | 0 | 0 | 0 | 0 | 0 | 0 | 0 | 0 | 0 | 0 | 0 | 0 | 0 | 0 | 0 | 0 | 0 | 0 | 0 | 0 | 0 | 0 | 0 | 0 | 0 | 0 | 1141.1 | 1684.945 | 2302.2502 | Tranquility-Helm 230kV Line | Tranquility-Helm 230kV Line | Gates 500/230kV TB #12 |  | 0 | 0 | 0 | 0 | 0 | 0 | 1141.1 | 1684.945 | 2302.2502 | Tranquility-Helm 230kV Line | Tranquility-Helm 230kV Line | Gates 500/230kV TB #12 |  | 1 | 1 | NO | 1 | 1 | 1 | NO | 1
SCE Northern | Pardee | 230 | 0 | 0 | 1 | 0 | 0 | 0 | 0 | 0 | 0 | 0 | 0 | 0 | 0 | 0 | 0 | 0 | 0 | 0 | 0 | 0 | 0 | 0 | 0 | 0 | 1 | 0 | 0 | 0 | 0 | 0 | 0 | 0 | 0 | 0 | 0 | 0 | 0 | 0 | 0 | 0 | 0 | 0 | 0 | 0 | 0 | 0 | 0 | 0 | 0 | 0 | 0 | 0 | 0 | 0 | 0 | 0 | 0 | 0 | 0 | 0 | 0 | 0 | 0 | 0 | 0 | 0 | 0 | 0 | 0 | 0 | 0 | 0 | 0 | 0 | 0 | 0 | 0 | 0 | 0 | 0 | 0 | 0 | 0 | 0 | 0 | 0 | 0 | 0 | 0 | 0 | 0 | 0 | 0 | 0 | 0 | 0 | 0 | 0 |  | 0 | 0 | 0 | 0 | 0 | 0 | 0 | 0 | 0 | 0 | 0 | 80 | 0 | 0 | 1 | 0 | 0 | 0 | 0 | 0 | 0 | 0 | 0 | 0 | 0 | 0 | 95 | 0 | 0 | 1 | 0 | 0 | 0 | 0 | 0 | 0 | 132.885 | 2572.5 | 6592.925 | Lugo - Victorville area constraint | Pardee-Sylmar Constraint | Lugo - Victorville area constraint |  | 0 | 0 | 0 | 0 | 0 | 0 | 132.885 | 2572.5 | 6592.925 | Lugo - Victorville area constraint | Pardee-Sylmar Constraint | Lugo - Victorville area constraint |  | 1 | 1 | NO | 1 | 1 | 1 | NO | 1
PG&E NGBA | Parkway | 230 | 0 | 0 | 0 | 0 | 0 | 0 | 0 | 0 | 0 | 0 | 0 | 0 | 0 | 0 | 0 | 0 | 0 | 0 | 0 | 0 | 0 | 0 | 0 | 0 | 0 | 0 | 0 | 0 | 0 | 0 | 0 | 0 | 0 | 0 | 0 | 0 | 0 | 0 | 0 | 1 | 0 | 0 | 0 | 0 | 0 | 0 | 0 | 0 | 0 | 0 | 0 | 0 | 0 | 0 | 0 | 1 | 0 | 0 | 0 | 0 | 0 | 0 | 0 | 0 | 0 | 0 | 1 | 0 | 0 | 0 | 0 | 0 | 0 | 0 | 0 | 0 | 0 | 0 | 0 | 0 | 0 | 0 | 0 | 0 | 0 | 0 | 0 | 0 | 0 | 0 | 0 | 0 | 0 | 0 | 0 | 0 | 0 | 0 |  | 0 | 0 | 0 | 0 | 0 | 0 | 0 | 0 | 0 | 0 | 0 | 0 | 0 | 0 | 0 | 0 | 3.8 | 0 | 0 | 0 | 0 | 0 | 0 | 0 | 0 | 0 | 0 | 0 | 0 | 1 | 2 | 0 | 0 | 0 | 0 | 0 | -2006.68 | 96.788 | 1147.998 | Collinsville-Tesla 500 kV Line | Birds Landing-Contra Costa 230kV Line | Birds Landing-Contra Costa 230kV Line |  | 0 | 0 | 0 | 0 | 0 | 0 | 1531.9 | 1862.788 | 1147.998 | Birds Landing-Contra Costa 230kV Line | Birds Landing-Contra Costa 230kV Line | Birds Landing-Contra Costa 230kV Line |  | 5 | 1 | YES | 2 | 1 | 1 | NO | 1
SCE Northern | Pastoria | 230 | 0 | 0 | 1 | 0 | 0 | 0 | 1 | 0 | 0 | 0 | 0 | 0 | 0 | 0 | 0 | 0 | 0 | 0 | 0 | 0 | 0 | 0 | 0 | 0 | 1 | 0 | 0 | 0 | 0 | 0 | 0 | 0 | 0 | 0 | 0 | 0 | 0 | 0 | 0 | 0 | 0 | 0 | 0 | 0 | 0 | 0 | 0 | 0 | 0 | 0 | 0 | 0 | 0 | 0 | 0 | 0 | 0 | 0 | 0 | 0 | 0 | 0 | 0 | 0 | 0 | 0 | 0 | 0 | 0 | 0 | 0 | 0 | 0 | 0 | 0 | 0 | 0 | 0 | 0 | 0 | 0 | 0 | 0 | 0 | 0 | 0 | 0 | 0 | 0 | 0 | 0 | 0 | 0 | 0 | 0 | 0 | 0 | 0 |  | 0 | 0 | 0 | 0 | 0 | 0 | 0 | 0 | 0 | 0 | 0 | 0 | 0 | 0 | 0 | 0 | 0 | 0 | 0 | 0 | 0 | 0 | 0 | 0 | 0 | 105 | 80 | 0 | 0 | 1 | 0 | 0 | 0 | 0 | 0 | 0 | 132.885 | 299.5 | 2256.29 | Lugo - Victorville area constraint | South of Magunden Constraint | South of Magunden Constraint |  | 0 | 0 | 0 | 0 | 0 | 0 | 132.885 | 299.5 | 2256.29 | Lugo - Victorville area constraint | South of Magunden Constraint | South of Magunden Constraint |  | 1 | 1 | NO | 1 | 1 | 1 | NO | 1
SCE Metro | Pauda | 230 | 0 | 0 | 0 | 0 | 0 | 0 | 0 | 0 | 0 | 1 | 0 | 0 | 0 | 0 | 0 | 0 | 0 | 0 | 0 | 0 | 0 | 0 | 0 | 0 | 0 | 0 | 0 | 0 | 0 | 0 | 0 | 0 | 0 | 0 | 0 | 0 | 0 | 0 | 0 | 0 | 0 | 0 | 0 | 0 | 0 | 0 | 0 | 0 | 0 | 0 | 0 | 0 | 0 | 0 | 0 | 0 | 0 | 0 | 0 | 0 | 0 | 0 | 0 | 0 | 0 | 0 | 0 | 0 | 0 | 0 | 0 | 0 | 0 | 0 | 0 | 0 | 0 | 0 | 0 | 0 | 0 | 0 | 0 | 0 | 0 | 0 | 0 | 0 | 0 | 0 | 0 | 0 | 0 | 0 | 0 | 0 | 0 | 0 |  | 0 | 0 | 0 | 0 | 0 | 0 | 0 | 0 | 0 | 0 | 0 | 0 | 0 | 0 | 0 | 0 | 0 | 0 | 0 | 0 | 0 | 0 | 0 | 0 | 0 | 0 | 120 | 0 | 0 | 1 | 0 | 0 | 0 | 0 | 0 | 0 | 11157.1 | 12110.2 | 14980.0055 | SCE Metro Area Default Constraint | SCE Metro Area Default Constraint | SCE Metro Area Default Constraint |  | 0 | 0 | 0 | 0 | 0 | 0 | 11157.1 | 12110.2 | 14980.0055 | SCE Metro Area Default Constraint | SCE Metro Area Default Constraint | SCE Metro Area Default Constraint |  | 1 | 1 | NO | 1 | 1 | 1 | NO | 1
PG&E GBA | Paul Sweet | 115 | 0 | 0 | 0 | 0 | 0 | 0 | 0 | 0 | 0 | 0 | 0 | 0 | 0 | 0 | 0 | 0 | 0 | 0 | 0 | 0 | 0 | 0 | 0 | 0 | 0 | 0 | 0 | 0 | 0 | 0 | 0 | 0 | 0 | 0 | 0 | 0 | 0 | 0 | 0 | 0 | 0 | 0 | 0 | 0 | 0 | 0 | 0 | 0 | 0 | 0 | 0 | 0 | 0 | 0 | 0 | 0 | 0 | 0 | 0 | 0 | 0 | 0 | 0 | 0 | 1 | 0 | 0 | 0 | 0 | 0 | 0 | 0 | 0 | 0 | 0 | 0 | 0 | 0 | 0 | 0 | 0 | 0 | 0 | 0 | 0 | 0 | 0 | 0 | 0 | 0 | 0 | 0 | 0 | 0 | 0 | 0 | 0 | 0 |  | 0 | 0 | 0 | 0 | 0 | 0 | 0 | 0 | 0 | 0 | 0 | 0 | 0 | 0 | 0 | 0 | 0 | 0 | 0 | 0 | 0 | 0 | 0 | 0 | 0 | 0 | 0 | 0 | 0 | 0 | 0 | 0 | 0 | 0 | 0 | 0 | 338.65 | 358.51 | 303.18 | Morganhill-Metcalf 115kV Line | Morganhill-Metcalf 115kV Line | Morganhill-Metcalf 115kV Line |  | 0 | 0 | 0 | 0 | 0 | 0 | 338.65 | 358.51 | 303.18 | Morganhill-Metcalf 115kV Line | Morganhill-Metcalf 115kV Line | Morganhill-Metcalf 115kV Line |  | 1 | 1 | NO | 1 | 1 | 1 | NO | 1
PG&E NGBA | Peabody | 230 | 0 | 0 | 0 | 0 | 0 | 0 | 0 | 0 | 0 | 0 | 0 | 0 | 0 | 0 | 0 | 0 | 0 | 0 | 0 | 0 | 0 | 0 | 0 | 0 | 0 | 0 | 0 | 0 | 0 | 0 | 0 | 0 | 0 | 0 | 0 | 0 | 0 | 0 | 0 | 1 | 0 | 0 | 0 | 0 | 0 | 0 | 0 | 0 | 0 | 0 | 0 | 0 | 0 | 1 | 1 | 1 | 0 | 0 | 0 | 0 | 0 | 0 | 0 | 0 | 0 | 1 | 1 | 0 | 0 | 0 | 0 | 0 | 0 | 0 | 0 | 0 | 0 | 0 | 0 | 0 | 0 | 0 | 0 | 0 | 0 | 0 | 0 | 0 | 0 | 0 | 0 | 0 | 0 | 0 | 0 | 0 | 0 | 0 |  | 0 | 0 | 0 | 0 | 0 | 0 | 0 | 0 | 0 | 0 | 0 | 0 | 0 | 0 | 0 | 0 | 0 | 0 | 0 | 0 | 0 | 0 | 0 | 8 | 0 | 0 | 0 | 0 | 0 | 1 | 3 | 0 | 1 | 0 | 0 | 0 | -2006.68 | -196.964 | 1147.998 | Collinsville-Tesla 500 kV Line | Windmaster-Delta pumps 230 kV line | Birds Landing-Contra Costa 230kV Line |  | 0 | 0 | 0 | 0 | 0 | 0 | 322.25 | 699.038 | 1147.998 | Contra Costa- Windmaster 230 kV line | Contra Costa- Windmaster 230 kV line | Birds Landing-Contra Costa 230kV Line |  | 5 | 1 | YES | 2 | 1 | 1 | NO | 1
PG&E NGBA | Pease | 115 | 0 | 0 | 0 | 0 | 0 | 0 | 0 | 0 | 0 | 0 | 0 | 0 | 0 | 0 | 0 | 0 | 0 | 0 | 0 | 0 | 0 | 0 | 0 | 0 | 0 | 0 | 0 | 0 | 0 | 0 | 0 | 0 | 0 | 0 | 0 | 0 | 0 | 0 | 0 | 1 | 0 | 0 | 0 | 0 | 1 | 1 | 1 | 1 | 0 | 0 | 0 | 0 | 0 | 0 | 0 | 0 | 0 | 0 | 0 | 1 | 1 | 0 | 0 | 0 | 0 | 0 | 0 | 0 | 0 | 0 | 0 | 0 | 0 | 0 | 0 | 0 | 0 | 0 | 0 | 0 | 0 | 0 | 0 | 0 | 0 | 0 | 0 | 0 | 0 | 0 | 0 | 0 | 0 | 0 | 0 | 0 | 0 | 0 |  | 0 | 0 | 0 | 0 | 0 | 0 | 0 | 0 | 0 | 0 | 0 | 0 | 0 | 0 | 0 | 0 | 0 | 0 | 0 | 0 | 0 | 0 | 0 | 0 | 0 | 0 | 0 | 0 | 0 | 0 | 2 | 0 | 0 | 0 | 0 | 0 | -2006.68 | 31.5 | 81.4956 | Collinsville-Tesla 500 kV Line | Rocklin-Pleaseant grove 115kV line | Rocklin-Pleaseant grove 115kV line |  | 0 | 0 | 0 | 0 | 0 | 0 | 31.5 | 31.5 | 81.4956 | Rocklin-Pleaseant grove 115kV line | Rocklin-Pleaseant grove 115kV line | Rocklin-Pleaseant grove 115kV line |  | 5 | 1 | YES | 2 | 1 | 1 | NO | 1
PG&E NGBA | Pease | 60 | 0 | 0 | 0 | 0 | 0 | 0 | 0 | 0 | 0 | 0 | 0 | 0 | 0 | 0 | 0 | 0 | 0 | 0 | 0 | 0 | 0 | 0 | 0 | 0 | 0 | 0 | 0 | 0 | 0 | 0 | 0 | 0 | 0 | 0 | 0 | 0 | 0 | 0 | 0 | 1 | 0 | 0 | 0 | 0 | 1 | 1 | 1 | 1 | 0 | 0 | 0 | 0 | 0 | 0 | 0 | 0 | 0 | 0 | 0 | 1 | 1 | 0 | 0 | 0 | 0 | 0 | 0 | 0 | 0 | 0 | 0 | 0 | 0 | 0 | 0 | 0 | 0 | 0 | 0 | 0 | 0 | 0 | 0 | 0 | 0 | 0 | 0 | 0 | 0 | 0 | 0 | 0 | 0 | 0 | 0 | 0 | 0 | 0 |  | 0 | 0 | 0 | 0 | 0 | 0 | 0 | 0 | 0 | 0 | 0 | 0 | 0 | 0 | 0 | 0 | 0 | 0 | 0 | 0 | 0 | 0 | 0 | 3 | 0 | 0 | 0 | 0 | 0 | 1 | 2 | 0 | 0 | 0 | 0 | 0 | -2006.68 | 31.5 | 81.4956 | Collinsville-Tesla 500 kV Line | Rocklin-Pleaseant grove 115kV line | Rocklin-Pleaseant grove 115kV line |  | 0 | 0 | 0 | 0 | 0 | 0 | 31.5 | 31.5 | 81.4956 | Rocklin-Pleaseant grove 115kV line | Rocklin-Pleaseant grove 115kV line | Rocklin-Pleaseant grove 115kV line |  | 5 | 1 | YES | 2 | 1 | 1 | NO | 1
SDGE | Penasquitos | 138 | 0 | 0 | 0 | 0 | 0 | 0 | 0 | 0 | 0 | 0 | 0 | 0 | 0 | 0 | 0 | 0 | 0 | 0 | 0 | 0 | 0 | 0 | 0 | 0 | 0 | 0 | 0 | 0 | 0 | 0 | 1 | 0 | 1 | 0 | 0 | 0 | 0 | 0 | 0 | 0 | 0 | 0 | 0 | 0 | 0 | 0 | 0 | 0 | 0 | 0 | 0 | 0 | 0 | 0 | 0 | 0 | 0 | 0 | 0 | 0 | 0 | 0 | 0 | 0 | 0 | 0 | 0 | 0 | 0 | 0 | 0 | 0 | 0 | 0 | 0 | 0 | 0 | 0 | 0 | 0 | 0 | 0 | 0 | 0 | 0 | 0 | 0 | 0 | 0 | 0 | 0 | 0 | 0 | 0 | 0 | 0 | 0 | 2 |  | 0 | 0 | 0 | 0 | 0 | 0 | 0 | 0 | 0 | 0 | 0 | 0 | 0 | 0 | 0 | 0 | 0 | 0 | 0 | 0 | 0 | 0 | 0 | 0 | 0 | 0 | 0 | 0 | 0 | 0 | 0 | 0 | 0 | 0 | 0 | 0 | 786.21 | 2179.805 | 8226.6984 | San Luis Rey-San Onofre 230 kV line constraint | San Luis Rey-San Onofre 230 kV line constraint | Encina - San Luis Rey 230 kV constraint |  | 0 | 0 | 0 | 0 | 0 | 0 | 786.21 | 2179.805 | 8226.6984 | San Luis Rey-San Onofre 230 kV line constraint | San Luis Rey-San Onofre 230 kV line constraint | Encina - San Luis Rey 230 kV constraint |  | 1 | 1 | NO | 1 | 1 | 1 | NO | 1
SDGE | Penasquitos | 230 | 0 | 0 | 0 | 0 | 0 | 0 | 0 | 0 | 0 | 0 | 0 | 0 | 0 | 0 | 0 | 0 | 0 | 0 | 0 | 0 | 0 | 0 | 0 | 0 | 0 | 0 | 0 | 0 | 0 | 0 | 1 | 0 | 1 | 0 | 0 | 0 | 0 | 0 | 0 | 0 | 0 | 0 | 0 | 0 | 0 | 0 | 0 | 0 | 0 | 0 | 0 | 0 | 0 | 0 | 0 | 0 | 0 | 0 | 0 | 0 | 0 | 0 | 0 | 0 | 0 | 0 | 0 | 0 | 0 | 0 | 0 | 0 | 0 | 0 | 0 | 0 | 0 | 0 | 0 | 0 | 0 | 0 | 0 | 0 | 0 | 0 | 0 | 0 | 0 | 0 | 0 | 0 | 0 | 0 | 0 | 0 | 0 | 2 |  | 0 | 0 | 0 | 0 | 0 | 0 | 0 | 0 | 0 | 0 | 0 | 0 | 0 | 0 | 0 | 0 | 0 | 0 | 0 | 0 | 0 | 0 | 0 | 0 | 0 | 0 | 0 | 0 | 0 | 0 | 0 | 0 | 0 | 0 | 0 | 0 | 786.21 | 2179.805 | 8226.6984 | San Luis Rey-San Onofre 230 kV line constraint | San Luis Rey-San Onofre 230 kV line constraint | Encina - San Luis Rey 230 kV constraint |  | 0 | 0 | 0 | 0 | 0 | 0 | 786.21 | 2179.805 | 8226.6984 | San Luis Rey-San Onofre 230 kV line constraint | San Luis Rey-San Onofre 230 kV line constraint | Encina - San Luis Rey 230 kV constraint |  | 1 | 1 | NO | 1 | 1 | 1 | NO | 1
SDGE | Penasquitos | 69 | 0 | 0 | 0 | 0 | 0 | 0 | 0 | 0 | 0 | 0 | 0 | 0 | 0 | 0 | 0 | 0 | 0 | 0 | 0 | 0 | 0 | 0 | 0 | 0 | 0 | 0 | 0 | 0 | 0 | 0 | 1 | 0 | 1 | 0 | 0 | 0 | 0 | 0 | 0 | 0 | 0 | 0 | 0 | 0 | 0 | 0 | 0 | 0 | 0 | 0 | 0 | 0 | 0 | 0 | 0 | 0 | 0 | 0 | 0 | 0 | 0 | 0 | 0 | 0 | 0 | 0 | 0 | 0 | 0 | 0 | 0 | 0 | 0 | 0 | 0 | 0 | 0 | 0 | 0 | 0 | 0 | 0 | 0 | 0 | 0 | 0 | 0 | 0 | 0 | 0 | 0 | 0 | 0 | 0 | 0 | 0 | 0 | 2 |  | 0 | 0 | 0 | 0 | 0 | 0 | 0 | 0 | 0 | 0 | 0 | 0 | 0 | 0 | 0 | 0 | 0 | 0 | 0 | 0 | 0 | 0 | 0 | 0 | 0 | 0 | 0 | 0 | 0 | 0 | 0 | 0 | 0 | 0 | 0 | 0 | 786.21 | 2179.805 | 8226.6984 | San Luis Rey-San Onofre 230 kV line constraint | San Luis Rey-San Onofre 230 kV line constraint | Encina - San Luis Rey 230 kV constraint |  | 0 | 0 | 0 | 0 | 0 | 0 | 786.21 | 2179.805 | 8226.6984 | San Luis Rey-San Onofre 230 kV line constraint | San Luis Rey-San Onofre 230 kV line constraint | Encina - San Luis Rey 230 kV constraint |  | 1 | 1 | NO | 1 | 1 | 1 | NO | 1
SDGE | Pendleton | 69 | 0 | 0 | 0 | 0 | 0 | 0 | 0 | 0 | 0 | 0 | 0 | 0 | 0 | 0 | 0 | 0 | 0 | 0 | 0 | 0 | 0 | 0 | 0 | 0 | 0 | 1 | 0 | 0 | 0 | 0 | 0 | 0 | 1 | 1 | 0 | 0 | 0 | 1 | 0 | 0 | 0 | 0 | 0 | 0 | 0 | 0 | 0 | 0 | 0 | 0 | 0 | 0 | 0 | 0 | 0 | 0 | 0 | 0 | 0 | 0 | 0 | 0 | 0 | 0 | 0 | 0 | 0 | 0 | 0 | 0 | 0 | 0 | 0 | 0 | 0 | 0 | 0 | 0 | 0 | 0 | 0 | 0 | 0 | 0 | 0 | 0 | 0 | 0 | 0 | 0 | 0 | 0 | 0 | 0 | 0 | 0 | 0 | 1 |  | 0 | 0 | 0 | 0 | 0 | 0 | 0 | 0 | 0 | 0 | 0 | 0 | 0 | 0 | 0 | 0 | 0 | 0 | 0 | 0 | 0 | 0 | 0 | 0 | 0 | 0 | 0 | 50 | 0 | 1 | 0 | 0 | 0 | 0 | 0 | 0 | 94.4 | 149.2 | 313.6 | Ocean Ranch 69 kV constraint | Ocean Ranch 69 kV constraint | Ocean Ranch 69 kV constraint |  | 0 | 0 | 0 | 0 | 0 | 0 | 94.4 | 149.2 | 313.6 | Ocean Ranch 69 kV constraint | Ocean Ranch 69 kV constraint | Ocean Ranch 69 kV constraint |  | 1 | 1 | NO | 1 | 1 | 1 | NO | 1
PG&E NGBA | Penngrove | 115 | 0 | 0 | 0 | 0 | 0 | 0 | 0 | 0 | 0 | 0 | 0 | 0 | 0 | 0 | 0 | 0 | 0 | 0 | 0 | 0 | 0 | 0 | 0 | 0 | 0 | 0 | 0 | 0 | 0 | 0 | 0 | 0 | 0 | 0 | 0 | 0 | 0 | 0 | 0 | 1 | 0 | 0 | 0 | 0 | 0 | 0 | 0 | 0 | 0 | 0 | 0 | 0 | 1 | 0 | 0 | 0 | 0 | 0 | 0 | 0 | 0 | 0 | 0 | 0 | 0 | 0 | 1 | 0 | 0 | 0 | 0 | 0 | 0 | 0 | 0 | 0 | 0 | 0 | 0 | 0 | 0 | 0 | 0 | 0 | 0 | 0 | 0 | 0 | 0 | 0 | 0 | 0 | 0 | 0 | 0 | 0 | 0 | 1 |  | 0 | 0 | 0 | 0 | 0 | 0 | 0 | 0 | 0 | 0 | 0 | 0 | 0 | 0 | 0 | 0 | 0 | 0 | 0 | 0 | 0 | 0 | 0 | 0 | 0 | 0 | 0 | 0 | 0 | 0 | 2 | 0 | 0 | 0 | 0 | 0 | -2006.68 | 96.788 | 1147.998 | Collinsville-Tesla 500 kV Line | Birds Landing-Contra Costa 230kV Line | Birds Landing-Contra Costa 230kV Line |  | 0 | 0 | 0 | 0 | 0 | 0 | 1531.9 | 1862.788 | 1147.998 | Birds Landing-Contra Costa 230kV Line | Birds Landing-Contra Costa 230kV Line | Birds Landing-Contra Costa 230kV Line |  | 5 | 1 | YES | 2 | 1 | 1 | NO | 1
PG&E GBA | Peoria | 115 | 0 | 0 | 0 | 0 | 0 | 0 | 0 | 0 | 0 | 0 | 0 | 0 | 0 | 0 | 0 | 0 | 0 | 0 | 0 | 0 | 0 | 0 | 0 | 0 | 0 | 0 | 0 | 0 | 0 | 0 | 0 | 0 | 0 | 0 | 0 | 0 | 0 | 0 | 0 | 0 | 0 | 0 | 0 | 0 | 0 | 1 | 0 | 0 | 0 | 0 | 0 | 0 | 0 | 0 | 0 | 1 | 0 | 1 | 0 | 1 | 0 | 0 | 0 | 0 | 0 | 1 | 0 | 0 | 0 | 0 | 0 | 0 | 0 | 0 | 0 | 0 | 0 | 0 | 0 | 0 | 0 | 0 | 0 | 0 | 0 | 0 | 0 | 0 | 0 | 0 | 0 | 0 | 0 | 0 | 0 | 0 | 0 | 0 |  | 0 | 0 | 0 | 0 | 0 | 0 | 0 | 0 | 0 | 0 | 0 | 10 | 0 | 0 | 1 | 0 | 1 | 0 | 0 | 0 | 0 | 0 | 0 | 0 | 0 | 0 | 10 | 0 | 0 | 1 | 1 | 0 | 0 | 0 | 0 | 0 | -144.0315 | 181.7909 | 692.3714 | Bellota-Weber 230kV line | Kasson Jct-Heinz 115 kV line | Kasson Jct-Heinz 115 kV line |  | 0 | 0 | 0 | 0 | 0 | 0 | 77.2685 | 181.7909 | 692.3714 | Kasson Jct-Heinz 115 kV line | Kasson Jct-Heinz 115 kV line | Kasson Jct-Heinz 115 kV line |  | 5 | 1 | YES | 2 | 1 | 1 | NO | 1
PG&E GBA | Piercy | 115 | 0 | 0 | 0 | 0 | 0 | 0 | 0 | 0 | 0 | 0 | 0 | 0 | 0 | 0 | 0 | 0 | 0 | 0 | 0 | 0 | 0 | 0 | 0 | 0 | 0 | 0 | 0 | 0 | 0 | 0 | 0 | 0 | 0 | 0 | 0 | 0 | 0 | 0 | 0 | 0 | 0 | 0 | 0 | 0 | 0 | 0 | 0 | 0 | 0 | 0 | 0 | 0 | 0 | 0 | 0 | 1 | 0 | 0 | 0 | 1 | 0 | 0 | 0 | 0 | 0 | 0 | 0 | 0 | 0 | 0 | 0 | 0 | 0 | 0 | 0 | 0 | 0 | 0 | 0 | 0 | 0 | 0 | 0 | 0 | 0 | 0 | 0 | 0 | 0 | 0 | 0 | 0 | 0 | 0 | 0 | 0 | 0 | 0 |  | 0 | 0 | 0 | 0 | 0 | 0 | 0 | 0 | 0 | 0 | 0 | 0 | 0 | 0 | 0 | 0 | 0 | 0 | 0 | 0 | 0 | 0 | 0 | 0 | 0 | 0 | 0 | 0 | 0 | 0 | 0 | 0 | 0 | 0 | 0 | 0 | 806.5435 | 1954.8014 | 5079.017 | Tesla-Bellota 230 kV line | Tesla-Bellota 230 kV line | Tesla-Bellota 230 kV line |  | 0 | 0 | 0 | 0 | 0 | 0 | 806.5435 | 1954.8014 | 5079.017 | Tesla-Bellota 230 kV line | Tesla-Bellota 230 kV line | Tesla-Bellota 230 kV line |  | 1 | 1 | NO | 1 | 1 | 1 | NO | 1
PG&E FRESNO | Pine Flat | 230 | 0 | 0 | 0 | 0 | 0 | 0 | 0 | 0 | 0 | 0 | 0 | 0 | 0 | 0 | 0 | 0 | 0 | 0 | 0 | 0 | 0 | 0 | 0 | 0 | 0 | 0 | 0 | 0 | 0 | 0 | 0 | 0 | 0 | 0 | 0 | 0 | 0 | 0 | 0 | 0 | 0 | 0 | 0 | 0 | 0 | 1 | 0 | 0 | 0 | 0 | 0 | 0 | 0 | 0 | 0 | 0 | 0 | 0 | 0 | 0 | 0 | 0 | 0 | 0 | 0 | 0 | 0 | 0 | 0 | 0 | 0 | 0 | 0 | 0 | 0 | 0 | 0 | 0 | 1 | 1 | 0 | 1 | 0 | 0 | 0 | 1 | 0 | 0 | 0 | 1 | 0 | 0 | 0 | 0 | 0 | 0 | 0 | 1 |  | 0 | 0 | 0 | 0 | 0 | 0 | 0 | 0 | 0 | 0 | 0 | 0 | 0 | 0 | 0 | 0 | 0 | 0 | 0 | 0 | 0 | 0 | 0 | 0 | 0 | 0 | 0 | 0 | 0 | 0 | 2 | 0 | 1 | 0 | 0 | 0 | -731.8 | -280.9 | 911.0526 | Borden-Storey #1 230kV line | Borden-Storey #1 230kV line | Borden-Storey #1 230kV line |  | 0 | 0 | 0 | 0 | 0 | 0 | 315.9685 | 966.1 | 2302.2502 | Bellota-Weber 230kV line | Borden-Storey #1 230kV line | Gates 500/230kV TB #12 |  | 5 | 1 | YES | 2 | 1 | 1 | NO | 1
SCE NOL | Pisgah | 230 | 0 | 0 | 0 | 0 | 0 | 0 | 0 | 0 | 0 | 0 | 0 | 0 | 0 | 1 | 1 | 0 | 0 | 0 | 0 | 0 | 0 | 0 | 0 | 0 | 0 | 0 | 0 | 0 | 0 | 0 | 0 | 0 | 0 | 0 | 0 | 0 | 0 | 0 | 0 | 0 | 0 | 0 | 0 | 0 | 0 | 0 | 0 | 0 | 0 | 0 | 0 | 0 | 0 | 0 | 0 | 0 | 0 | 0 | 0 | 0 | 0 | 0 | 0 | 0 | 0 | 0 | 0 | 0 | 0 | 0 | 0 | 0 | 0 | 0 | 0 | 0 | 0 | 0 | 0 | 0 | 0 | 0 | 0 | 0 | 0 | 0 | 0 | 0 | 0 | 0 | 0 | 0 | 0 | 0 | 0 | 0 | 0 | 1 |  | 0 | 0 | 0 | 0 | 0 | 0 | 0 | 0 | 0 | 0 | 0 | 0 | 0 | 0 | 0 | 0 | 0 | 0 | 0 | 0 | 0 | 0 | 0 | 0 | 0 | 0 | 0 | 0 | 0 | 0 | 0 | 0 | 0 | 0 | 0 | 0 | 199 | 111.5 | 216.5 | Calcite to Lugo Area Constraint | Calcite to Lugo Area Constraint | Calcite to Lugo Area Constraint |  | 0 | 0 | 0 | 0 | 0 | 0 | 199 | 111.5 | 216.5 | Calcite to Lugo Area Constraint | Calcite to Lugo Area Constraint | Calcite to Lugo Area Constraint |  | 1 | 1 | NO | 1 | 1 | 1 | NO | 1
PG&E NGBA | Pit 1 | 230 | 0 | 0 | 0 | 0 | 0 | 0 | 0 | 0 | 0 | 0 | 0 | 0 | 0 | 0 | 0 | 0 | 0 | 0 | 0 | 0 | 0 | 0 | 0 | 0 | 0 | 0 | 0 | 0 | 0 | 0 | 0 | 0 | 0 | 0 | 0 | 0 | 0 | 0 | 0 | 1 | 0 | 0 | 0 | 1 | 0 | 0 | 0 | 0 | 0 | 0 | 0 | 0 | 0 | 0 | 0 | 0 | 0 | 0 | 0 | 0 | 0 | 0 | 0 | 0 | 0 | 0 | 0 | 0 | 0 | 0 | 0 | 0 | 0 | 0 | 0 | 0 | 0 | 0 | 0 | 0 | 0 | 0 | 0 | 0 | 0 | 0 | 0 | 0 | 0 | 0 | 0 | 0 | 0 | 0 | 0 | 0 | 0 |  |  | 0 | 0 | 0 | 0 | 0 | 0 | 0 | 0 | 0 | 0 | 0 | 0 | 0 | 0 | 0 | 0 | 0 | 0 | 0 | 0 | 0 | 0 | 0 | 0 | 0 | 0 | 0 | 0 | 0 | 0 | 2 | 0 | 1 | 0 | 0 | 1 | -2006.68 | -40.48 | -114.78 | Collinsville-Tesla 500 kV Line | Carberry-Round Mountain 230kV Line | Carberry-Round Mountain 230kV Line |  | 1 | 1 | 0 | 1 | 0 | 1 | -76.48 | -14.48 | -89.78 | Carberry-Round Mountain 230kV Line | Carberry-Round Mountain 230kV Line | Carberry-Round Mountain 230kV Line |  | 5 | 5 | NO | 5 | 3 | 3 | NO | 3
PG&E NGBA | Pit 1 | 60 | 0 | 0 | 0 | 0 | 0 | 0 | 0 | 0 | 0 | 0 | 0 | 0 | 0 | 0 | 0 | 0 | 0 | 0 | 0 | 0 | 0 | 0 | 0 | 0 | 0 | 0 | 0 | 0 | 0 | 0 | 0 | 0 | 0 | 0 | 0 | 0 | 0 | 0 | 0 | 1 | 0 | 0 | 0 | 1 | 0 | 0 | 0 | 0 | 0 | 0 | 0 | 0 | 0 | 0 | 0 | 0 | 0 | 0 | 0 | 0 | 0 | 0 | 0 | 0 | 0 | 0 | 0 | 0 | 0 | 0 | 0 | 0 | 0 | 0 | 0 | 0 | 0 | 0 | 0 | 0 | 0 | 0 | 0 | 0 | 0 | 0 | 0 | 0 | 0 | 0 | 0 | 0 | 0 | 0 | 0 | 0 | 0 |  |  | 0 | 0 | 0 | 0 | 0 | 0 | 0 | 0 | 0 | 0 | 0 | 0 | 0 | 0 | 0 | 0 | 0 | 0 | 0 | 0 | 0 | 0 | 0 | 0 | 0 | 0 | 0 | 0 | 0 | 0 | 2 | 0 | 1 | 0 | 0 | 1 | -2006.68 | -40.48 | -114.78 | Collinsville-Tesla 500 kV Line | Carberry-Round Mountain 230kV Line | Carberry-Round Mountain 230kV Line |  | 1 | 1 | 0 | 1 | 0 | 1 | -76.48 | -14.48 | -89.78 | Carberry-Round Mountain 230kV Line | Carberry-Round Mountain 230kV Line | Carberry-Round Mountain 230kV Line |  | 5 | 5 | NO | 5 | 3 | 3 | NO | 3
PG&E NGBA | Pit 3 | 230 | 0 | 0 | 0 | 0 | 0 | 0 | 0 | 0 | 0 | 0 | 0 | 0 | 0 | 0 | 0 | 0 | 0 | 0 | 0 | 0 | 0 | 0 | 0 | 0 | 0 | 0 | 0 | 0 | 0 | 0 | 0 | 0 | 0 | 0 | 0 | 0 | 0 | 0 | 0 | 1 | 0 | 0 | 0 | 1 | 0 | 0 | 0 | 0 | 0 | 0 | 0 | 0 | 0 | 0 | 0 | 0 | 0 | 0 | 0 | 0 | 0 | 0 | 0 | 0 | 0 | 0 | 0 | 0 | 0 | 0 | 0 | 0 | 0 | 0 | 0 | 0 | 0 | 0 | 0 | 0 | 0 | 0 | 0 | 0 | 0 | 0 | 0 | 0 | 0 | 0 | 0 | 0 | 0 | 0 | 0 | 0 | 0 |  |  | 0 | 0 | 0 | 0 | 0 | 0 | 0 | 0 | 0 | 0 | 0 | 0 | 0 | 0 | 0 | 0 | 0 | 0 | 0 | 0 | 0 | 0 | 0 | 0 | 0 | 0 | 0 | 0 | 0 | 0 | 2 | 0 | 1 | 0 | 0 | 1 | -2006.68 | -40.48 | -114.78 | Collinsville-Tesla 500 kV Line | Carberry-Round Mountain 230kV Line | Carberry-Round Mountain 230kV Line |  | 1 | 1 | 0 | 1 | 0 | 1 | -76.48 | -14.48 | -89.78 | Carberry-Round Mountain 230kV Line | Carberry-Round Mountain 230kV Line | Carberry-Round Mountain 230kV Line |  | 5 | 5 | NO | 5 | 3 | 3 | NO | 3
PG&E NGBA | Pit 4 | 230 | 0 | 0 | 0 | 0 | 0 | 0 | 0 | 0 | 0 | 0 | 0 | 0 | 0 | 0 | 0 | 0 | 0 | 0 | 0 | 0 | 0 | 0 | 0 | 0 | 0 | 0 | 0 | 0 | 0 | 0 | 0 | 0 | 0 | 0 | 0 | 0 | 0 | 0 | 0 | 1 | 0 | 0 | 0 | 0 | 0 | 0 | 0 | 0 | 0 | 0 | 0 | 0 | 0 | 0 | 0 | 0 | 0 | 0 | 0 | 0 | 0 | 0 | 0 | 0 | 0 | 0 | 0 | 0 | 0 | 0 | 0 | 0 | 0 | 0 | 0 | 0 | 0 | 0 | 0 | 0 | 0 | 0 | 0 | 0 | 0 | 0 | 0 | 0 | 0 | 0 | 0 | 0 | 0 | 0 | 0 | 0 | 0 |  |  | 0 | 0 | 0 | 0 | 0 | 0 | 0 | 0 | 0 | 0 | 0 | 0 | 0 | 0 | 0 | 0 | 0 | 0 | 0 | 0 | 0 | 0 | 0 | 0 | 0 | 0 | 0 | 0 | 0 | 0 | 1 | 0 | 0 | 0 | 0 | 0 | -2006.68 | 431.687 | 4794.6338 | Collinsville-Tesla 500 kV Line | Collinsville-Tesla 500 kV Line | Collinsville-Tesla 500 kV Line |  | 0 | 0 | 0 | 0 | 0 | 0 | 6638.32 | 9076.687 | 4794.6338 | Collinsville-Tesla 500 kV Line | Collinsville-Tesla 500 kV Line | Collinsville-Tesla 500 kV Line |  | 5 | 1 | YES | 2 | 1 | 1 | NO | 1
PG&E GBA | Pittsburg | 115 | 0 | 0 | 0 | 0 | 0 | 0 | 0 | 0 | 0 | 0 | 0 | 0 | 0 | 0 | 0 | 0 | 0 | 0 | 0 | 0 | 0 | 0 | 0 | 0 | 0 | 0 | 0 | 0 | 0 | 0 | 0 | 0 | 0 | 0 | 0 | 0 | 0 | 0 | 0 | 1 | 0 | 0 | 0 | 0 | 0 | 0 | 0 | 0 | 0 | 1 | 0 | 0 | 1 | 1 | 0 | 1 | 0 | 0 | 1 | 1 | 0 | 0 | 0 | 0 | 0 | 1 | 0 | 0 | 0 | 0 | 0 | 0 | 0 | 0 | 0 | 0 | 0 | 0 | 0 | 0 | 0 | 0 | 0 | 0 | 0 | 0 | 0 | 0 | 0 | 0 | 0 | 0 | 0 | 0 | 0 | 0 | 0 |  |  | 0 | 0 | 0 | 0 | 0 | 0 | 0 | 0 | 0 | 0 | 0 | 0 | 0 | 0 | 0 | 0 | 0 | 0 | 0 | 0 | 0 | 0 | 0 | 0 | 0 | 0 | 0 | 0 | 0 | 0 | 2 | 0 | 1 | 0 | 0 | 0 | -2006.68 | -196.964 | 3822.56 | Collinsville-Tesla 500 kV Line | Windmaster-Delta pumps 230 kV line | Dumbarton-Newark 115 kV line |  | 0 | 0 | 0 | 0 | 0 | 0 | 806.5435 | 1239.5 | 3822.56 | Tesla-Bellota 230 kV line | Dumbarton-Newark 115 kV line | Dumbarton-Newark 115 kV line |  | 5 | 1 | YES | 2 | 1 | 1 | NO | 1
PG&E GBA | Pittsburg | 230 | 0 | 0 | 0 | 0 | 0 | 0 | 0 | 0 | 0 | 0 | 0 | 0 | 0 | 0 | 0 | 0 | 0 | 0 | 0 | 0 | 0 | 0 | 0 | 0 | 0 | 0 | 0 | 0 | 0 | 0 | 0 | 0 | 0 | 0 | 0 | 0 | 0 | 0 | 0 | 1 | 0 | 0 | 0 | 0 | 0 | 0 | 0 | 0 | 0 | 1 | 0 | 0 | 1 | 1 | 1 | 1 | 0 | 0 | 1 | 1 | 0 | 0 | 0 | 0 | 0 | 1 | 0 | 0 | 0 | 0 | 0 | 0 | 0 | 0 | 0 | 0 | 0 | 0 | 0 | 0 | 0 | 0 | 0 | 0 | 0 | 0 | 0 | 0 | 0 | 0 | 0 | 0 | 0 | 0 | 0 | 0 | 0 |  |  | 0 | 0 | 0 | 0 | 0 | 0 | 0 | 0 | 0 | 0 | 0 | 0 | 0 | 0 | 0 | 0 | 0 | 0 | 0 | 0 | 0 | 0 | 0 | 0 | 0 | 0 | 0 | 0 | 100 | 1 | 2 | 0 | 1 | 0 | 0 | 0 | -2006.68 | -196.964 | 3796.722 | Collinsville-Tesla 500 kV Line | Windmaster-Delta pumps 230 kV line | Contra Costa- Windmaster 230 kV line |  | 0 | 0 | 0 | 0 | 0 | 0 | 322.25 | 699.038 | 3796.722 | Contra Costa- Windmaster 230 kV line | Contra Costa- Windmaster 230 kV line | Contra Costa- Windmaster 230 kV line |  | 5 | 1 | YES | 2 | 1 | 1 | NO | 1
PG&E NGBA | Pleasant Grove | 115 | 0 | 0 | 0 | 0 | 0 | 0 | 0 | 0 | 0 | 0 | 0 | 0 | 0 | 0 | 0 | 0 | 0 | 0 | 0 | 0 | 0 | 0 | 0 | 0 | 0 | 0 | 0 | 0 | 0 | 0 | 0 | 0 | 0 | 0 | 0 | 0 | 0 | 0 | 0 | 1 | 0 | 0 | 1 | 0 | 1 | 1 | 1 | 1 | 0 | 0 | 0 | 0 | 0 | 0 | 0 | 0 | 0 | 0 | 0 | 1 | 1 | 0 | 0 | 0 | 0 | 0 | 0 | 0 | 0 | 0 | 0 | 0 | 0 | 0 | 0 | 0 | 0 | 0 | 0 | 0 | 0 | 0 | 0 | 0 | 0 | 0 | 0 | 0 | 0 | 0 | 0 | 0 | 0 | 0 | 0 | 0 | 0 |  |  | 0 | 0 | 0 | 0 | 0 | 0 | 0 | 0 | 0 | 0 | 0 | 0 | 0 | 0 | 0 | 0 | 0 | 0 | 0 | 0 | 0 | 0 | 0 | 0 | 0 | 0 | 0 | 0 | 0 | 0 | 2 | 0 | 0 | 0 | 0 | 0 | -2006.68 | 31.5 | 81.4956 | Collinsville-Tesla 500 kV Line | Rocklin-Pleaseant grove 115kV line | Rocklin-Pleaseant grove 115kV line |  | 0 | 0 | 0 | 0 | 0 | 0 | 31.5 | 31.5 | 81.4956 | Rocklin-Pleaseant grove 115kV line | Rocklin-Pleaseant grove 115kV line | Rocklin-Pleaseant grove 115kV line |  | 5 | 1 | YES | 2 | 1 | 1 | NO | 1
PG&E NGBA | POE | 230 | 0 | 0 | 0 | 0 | 0 | 0 | 0 | 0 | 0 | 0 | 0 | 0 | 0 | 0 | 0 | 0 | 0 | 0 | 0 | 0 | 0 | 0 | 0 | 0 | 0 | 0 | 0 | 0 | 0 | 0 | 0 | 0 | 0 | 0 | 0 | 0 | 0 | 0 | 0 | 1 | 1 | 0 | 1 | 0 | 1 | 1 | 1 | 1 | 0 | 0 | 0 | 0 | 0 | 0 | 0 | 0 | 0 | 0 | 0 | 1 | 1 | 0 | 0 | 0 | 0 | 0 | 0 | 0 | 0 | 0 | 0 | 0 | 0 | 0 | 0 | 0 | 0 | 0 | 0 | 0 | 0 | 0 | 0 | 0 | 0 | 0 | 0 | 0 | 0 | 0 | 0 | 0 | 0 | 0 | 0 | 0 | 0 |  |  | 0 | 0 | 0 | 0 | 0 | 0 | 0 | 0 | 0 | 0 | 0 | 0 | 0 | 0 | 0 | 0 | 0 | 0 | 0 | 0 | 0 | 0 | 0 | 0 | 0 | 0 | 0 | 0 | 0 | 0 | 2 | 0 | 0 | 0 | 0 | 0 | -2006.68 | 31.5 | 32.84 | Collinsville-Tesla 500 kV Line | Rocklin-Pleaseant grove 115kV line | Woodland- Davis 115kV line |  | 0 | 0 | 0 | 0 | 0 | 0 | 31.5 | 31.5 | 32.84 | Rocklin-Pleaseant grove 115kV line | Rocklin-Pleaseant grove 115kV line | Woodland- Davis 115kV line |  | 5 | 1 | YES | 2 | 1 | 1 | NO | 1
SDGE | Point Loma | 69 | 0 | 0 | 0 | 0 | 0 | 0 | 0 | 0 | 0 | 0 | 0 | 0 | 0 | 0 | 0 | 0 | 0 | 0 | 0 | 0 | 0 | 0 | 0 | 0 | 0 | 0 | 0 | 0 | 1 | 0 | 1 | 0 | 1 | 0 | 0 | 0 | 0 | 0 | 0 | 0 | 0 | 0 | 0 | 0 | 0 | 0 | 0 | 0 | 0 | 0 | 0 | 0 | 0 | 0 | 0 | 0 | 0 | 0 | 0 | 0 | 0 | 0 | 0 | 0 | 0 | 0 | 0 | 0 | 0 | 0 | 0 | 0 | 0 | 0 | 0 | 0 | 0 | 0 | 0 | 0 | 0 | 0 | 0 | 0 | 0 | 0 | 0 | 0 | 0 | 0 | 0 | 0 | 0 | 0 | 0 | 0 | 0 |  |  | 0 | 0 | 0 | 0 | 0 | 0 | 0 | 0 | 0 | 0 | 0 | 0 | 0 | 0 | 0 | 0 | 0 | 0 | 0 | 0 | 0 | 0 | 0 | 0 | 0 | 0 | 0 | 0 | 0 | 0 | 0 | 0 | 0 | 0 | 0 | 0 | 786.21 | 2179.805 | 8226.6984 | San Luis Rey-San Onofre 230 kV line constraint | San Luis Rey-San Onofre 230 kV line constraint | Encina - San Luis Rey 230 kV constraint |  | 0 | 0 | 0 | 0 | 0 | 0 | 786.21 | 2179.805 | 8226.6984 | San Luis Rey-San Onofre 230 kV line constraint | San Luis Rey-San Onofre 230 kV line constraint | Encina - San Luis Rey 230 kV constraint |  | 1 | 1 | NO | 1 | 1 | 1 | NO | 1
SDGE | Pomerado | 69 | 0 | 0 | 0 | 0 | 0 | 0 | 0 | 0 | 0 | 0 | 0 | 0 | 0 | 0 | 0 | 0 | 0 | 0 | 0 | 0 | 0 | 0 | 0 | 0 | 0 | 1 | 0 | 0 | 1 | 0 | 1 | 0 | 1 | 0 | 0 | 0 | 0 | 1 | 0 | 0 | 0 | 0 | 0 | 0 | 0 | 0 | 0 | 0 | 0 | 0 | 0 | 0 | 0 | 0 | 0 | 0 | 0 | 0 | 0 | 0 | 0 | 0 | 0 | 0 | 0 | 0 | 0 | 0 | 0 | 0 | 0 | 0 | 0 | 0 | 0 | 0 | 0 | 0 | 0 | 0 | 0 | 0 | 0 | 0 | 0 | 0 | 0 | 0 | 0 | 0 | 0 | 0 | 0 | 0 | 0 | 0 | 0 |  |  | 0 | 0 | 0 | 0 | 0 | 0 | 0 | 0 | 0 | 0 | 0 | 0 | 0 | 0 | 0 | 0 | 0 | 0 | 0 | 0 | 0 | 0 | 0 | 0 | 0 | 0 | 100 | 0 | 0 | 1 | 0 | 0 | 0 | 0 | 0 | 0 | 647.87 | 894.535 | 1294.93 | Capistrano-San Onofre 230 kV constraint | Talega 230 kV constraint | Talega 230 kV constraint |  | 0 | 0 | 0 | 0 | 0 | 0 | 647.87 | 894.535 | 1294.93 | Capistrano-San Onofre 230 kV constraint | Talega 230 kV constraint | Talega 230 kV constraint |  | 1 | 1 | NO | 1 | 1 | 1 | NO | 1
PG&E KERN | Poso Mountain | 115 | 0 | 0 | 0 | 0 | 0 | 0 | 0 | 0 | 0 | 0 | 0 | 0 | 0 | 0 | 0 | 0 | 0 | 0 | 0 | 0 | 0 | 0 | 0 | 0 | 0 | 0 | 0 | 0 | 0 | 0 | 0 | 0 | 0 | 0 | 0 | 0 | 0 | 0 | 0 | 0 | 0 | 0 | 0 | 0 | 0 | 0 | 0 | 0 | 0 | 0 | 0 | 0 | 0 | 0 | 0 | 0 | 0 | 0 | 0 | 0 | 0 | 0 | 0 | 0 | 0 | 0 | 0 | 0 | 1 | 0 | 1 | 0 | 0 | 0 | 1 | 0 | 0 | 0 | 1 | 0 | 0 | 0 | 0 | 0 | 0 | 0 | 0 | 0 | 0 | 0 | 0 | 0 | 0 | 0 | 1 | 0 | 0 |  |  | 0 | 0 | 0 | 0 | 0 | 0 | 0 | 0 | 0 | 0 | 0 | 0 | 0 | 0 | 0 | 0 | 0 | 0 | 0 | 0 | 0 | 0 | 0 | 0 | 0 | 0 | 0 | 0 | 0 | 0 | 1 | 0 | 0 | 0 | 0 | 1 | -151.465 | 1393.66 | -929.2519 | Mustang-Henrietta 230 kV line | Gates-Arco 230 kV Line | Mustang-Henrietta 230 kV line |  | 0 | 0 | 0 | 0 | 0 | 0 | 1501.4 | 1393.66 | 940.1193 | Gates-Arco 230 kV Line | Gates-Arco 230 kV Line | Gates-Arco 230 kV Line |  | 5 | 1 | YES | 2 | 4 | 1 | YES | 2
EOP | Primm | 230 | 0 | 0 | 0 | 0 | 0 | 0 | 0 | 0 | 0 | 0 | 0 | 0 | 0 | 0 | 0 | 0 | 0 | 0 | 0 | 0 | 0 | 0 | 0 | 1 | 1 | 0 | 0 | 0 | 0 | 0 | 0 | 0 | 0 | 0 | 0 | 0 | 0 | 0 | 0 | 0 | 0 | 0 | 0 | 0 | 0 | 0 | 0 | 0 | 0 | 0 | 0 | 0 | 0 | 0 | 0 | 0 | 0 | 0 | 0 | 0 | 0 | 0 | 0 | 0 | 0 | 0 | 0 | 0 | 0 | 0 | 0 | 0 | 0 | 0 | 0 | 0 | 0 | 0 | 0 | 0 | 0 | 0 | 0 | 0 | 0 | 0 | 0 | 0 | 0 | 0 | 0 | 0 | 0 | 0 | 0 | 0 | 0 |  |  | 0 | 0 | 0 | 0 | 0 | 0 | 0 | 0 | 0 | 0 | 0 | 0 | 0 | 0 | 0 | 0 | 0 | 0 | 0 | 0 | 0 | 0 | 0 | 0 | 0 | 0 | 200 | 0 | 0 | 1 | 0 | 0 | 0 | 0 | 0 | 0 | 132.885 | 1655.59 | 2398.8 | Lugo - Victorville area constraint | Sloan Canyon - Eldorado 500 kV constraint | Sloan Canyon - Eldorado 500 kV constraint |  | 0 | 0 | 0 | 0 | 0 | 0 | 132.885 | 1655.59 | 2398.8 | Lugo - Victorville area constraint | Sloan Canyon - Eldorado 500 kV constraint | Sloan Canyon - Eldorado 500 kV constraint |  | 1 | 1 | NO | 1 | 1 | 1 | NO | 1
PG&E NGBA | Putah Creek | 115 | 0 | 0 | 0 | 0 | 0 | 0 | 0 | 0 | 0 | 0 | 0 | 0 | 0 | 0 | 0 | 0 | 0 | 0 | 0 | 0 | 0 | 0 | 0 | 0 | 0 | 0 | 0 | 0 | 0 | 0 | 0 | 0 | 0 | 0 | 0 | 0 | 0 | 0 | 0 | 1 | 0 | 0 | 0 | 0 | 0 | 0 | 0 | 0 | 0 | 0 | 0 | 0 | 0 | 1 | 1 | 1 | 0 | 0 | 0 | 0 | 0 | 0 | 0 | 0 | 0 | 0 | 1 | 0 | 0 | 0 | 0 | 0 | 0 | 0 | 0 | 0 | 0 | 0 | 0 | 0 | 0 | 0 | 0 | 0 | 0 | 0 | 0 | 0 | 0 | 0 | 0 | 0 | 0 | 0 | 0 | 0 | 0 |  |  | 0 | 0 | 0 | 0 | 0 | 0 | 0 | 0 | 0 | 0 | -3 | -3 | 0 | 0 | 1 | 0 | 0 | 0 | 0 | 0 | 0 | 0 | 0 | 4.3 | 0 | 0 | 0 | 0 | 0 | 1 | 3 | 0 | 1 | 0 | 0 | 0 | -2006.68 | -196.964 | 1147.998 | Collinsville-Tesla 500 kV Line | Windmaster-Delta pumps 230 kV line | Birds Landing-Contra Costa 230kV Line |  | 0 | 0 | 0 | 0 | 0 | 0 | 322.25 | 699.038 | 1147.998 | Contra Costa- Windmaster 230 kV line | Contra Costa- Windmaster 230 kV line | Birds Landing-Contra Costa 230kV Line |  | 5 | 1 | YES | 2 | 1 | 1 | NO | 1
SDGE | Q1806 | 138 | 0 | 0 | 0 | 0 | 0 | 0 | 0 | 0 | 0 | 0 | 0 | 0 | 0 | 0 | 0 | 0 | 0 | 0 | 0 | 0 | 0 | 0 | 0 | 0 | 0 | 0 | 0 | 0 | 0 | 0 | 0 | 0 | 0 | 0 | 0 | 0 | 0 | 1 | 1 | 0 | 0 | 0 | 0 | 0 | 0 | 0 | 0 | 0 | 0 | 0 | 0 | 0 | 0 | 0 | 0 | 0 | 0 | 0 | 0 | 0 | 0 | 0 | 0 | 0 | 0 | 0 | 0 | 0 | 0 | 0 | 0 | 0 | 0 | 0 | 0 | 0 | 0 | 0 | 0 | 0 | 0 | 0 | 0 | 0 | 0 | 0 | 0 | 0 | 0 | 0 | 0 | 0 | 0 | 0 | 0 | 0 | 0 |  |  | 0 | 0 | 0 | 0 | 0 | 0 | 0 | 0 | 0 | 0 | 0 | 0 | 0 | 0 | 0 | 0 | 0 | 0 | 0 | 0 | 0 | 0 | 0 | 0 | 0 | 0 | 0 | 0 | 0 | 0 | 0 | 0 | 0 | 0 | 0 | 0 | 501 | 501 | 501 | Trabuco-Capistrano 138 kV constraint | Trabuco-Capistrano 138 kV constraint | Trabuco-Capistrano 138 kV constraint |  | 0 | 0 | 0 | 0 | 0 | 0 | 501 | 501 | 501 | Trabuco-Capistrano 138 kV constraint | Trabuco-Capistrano 138 kV constraint | Trabuco-Capistrano 138 kV constraint |  | 1 | 1 | NO | 1 | 1 | 1 | NO | 1
PG&E FRESNO | Quinto | 230 | 0 | 0 | 0 | 0 | 0 | 0 | 0 | 0 | 0 | 0 | 0 | 0 | 0 | 0 | 0 | 0 | 0 | 0 | 0 | 0 | 0 | 0 | 0 | 0 | 0 | 0 | 0 | 0 | 0 | 0 | 0 | 0 | 0 | 0 | 0 | 0 | 0 | 0 | 0 | 0 | 0 | 0 | 0 | 0 | 0 | 0 | 0 | 0 | 0 | 0 | 0 | 0 | 0 | 0 | 0 | 0 | 0 | 0 | 0 | 0 | 0 | 0 | 0 | 0 | 0 | 0 | 0 | 0 | 0 | 0 | 0 | 0 | 0 | 0 | 0 | 0 | 0 | 0 | 0 | 1 | 0 | 0 | 0 | 0 | 0 | 1 | 0 | 0 | 0 | 0 | 0 | 0 | 0 | 0 | 0 | 0 | 0 |  |  | 0 | 0 | 0 | 0 | 0 | 0 | 0 | 0 | 0 | 0 | 0 | 0 | 0 | 0 | 0 | 0 | 0 | 0 | 0 | 0 | 0 | 0 | 0 | 0 | 0 | 140 | 0 | 0 | 0 | 1 | 0 | 0 | 0 | 0 | 0 | 0 | 2487.547 | 3018.0807 | 3561.8205 | Gates 500/230kV TB #11 | Gates 500/230kV TB #11 | Gates 500/230kV TB #11 |  | 0 | 0 | 0 | 0 | 0 | 0 | 2487.547 | 3018.0807 | 3561.8205 | Gates 500/230kV TB #11 | Gates 500/230kV TB #11 | Gates 500/230kV TB #11 |  | 1 | 1 | NO | 1 | 1 | 1 | NO | 1
PG&E GBA | Race Track | 115 | 0 | 0 | 0 | 0 | 0 | 0 | 0 | 0 | 0 | 0 | 0 | 0 | 0 | 0 | 0 | 0 | 0 | 0 | 0 | 0 | 0 | 0 | 0 | 0 | 0 | 0 | 0 | 0 | 0 | 0 | 0 | 0 | 0 | 0 | 0 | 0 | 0 | 0 | 0 | 0 | 0 | 0 | 0 | 0 | 0 | 1 | 0 | 0 | 0 | 0 | 0 | 0 | 0 | 0 | 0 | 1 | 0 | 1 | 0 | 1 | 0 | 0 | 0 | 0 | 0 | 1 | 0 | 0 | 0 | 0 | 0 | 0 | 0 | 0 | 0 | 0 | 0 | 0 | 0 | 0 | 0 | 0 | 0 | 0 | 0 | 0 | 0 | 0 | 0 | 0 | 0 | 0 | 0 | 0 | 0 | 0 | 0 |  |  | 0 | 0 | 0 | 0 | 0 | 0 | 0 | 0 | 0 | 0 | 0 | 0 | 0 | 0 | 0 | 0 | 0 | 0 | 0 | 0 | 0 | 0 | 0 | 0 | 0 | 0 | 0 | 0 | 0 | 0 | 1 | 0 | 0 | 0 | 0 | 0 | -144.0315 | 181.7909 | 692.3714 | Bellota-Weber 230kV line | Kasson Jct-Heinz 115 kV line | Kasson Jct-Heinz 115 kV line |  | 0 | 0 | 0 | 0 | 0 | 0 | 77.2685 | 181.7909 | 692.3714 | Kasson Jct-Heinz 115 kV line | Kasson Jct-Heinz 115 kV line | Kasson Jct-Heinz 115 kV line |  | 5 | 1 | YES | 2 | 1 | 1 | NO | 1
SDGE | Rancho Mission Viejo | 138 | 0 | 0 | 0 | 0 | 0 | 0 | 0 | 0 | 0 | 0 | 0 | 0 | 0 | 0 | 0 | 0 | 0 | 0 | 0 | 0 | 0 | 0 | 0 | 0 | 0 | 1 | 0 | 0 | 0 | 0 | 0 | 0 | 0 | 0 | 0 | 0 | 0 | 1 | 1 | 0 | 0 | 0 | 0 | 0 | 0 | 0 | 0 | 0 | 0 | 0 | 0 | 0 | 0 | 0 | 0 | 0 | 0 | 0 | 0 | 0 | 0 | 0 | 0 | 0 | 0 | 0 | 0 | 0 | 0 | 0 | 0 | 0 | 0 | 0 | 0 | 0 | 0 | 0 | 0 | 0 | 0 | 0 | 0 | 0 | 0 | 0 | 0 | 0 | 0 | 0 | 0 | 0 | 0 | 0 | 0 | 0 | 0 |  |  | 0 | 0 | 0 | 0 | 0 | 0 | 0 | 0 | 0 | 0 | 0 | 0 | 0 | 0 | 0 | 0 | 0 | 0 | 0 | 0 | 0 | 0 | 0 | 0 | 0 | 0 | 0 | 0 | 0 | 0 | 0 | 0 | 0 | 0 | 0 | 0 | 501 | 501 | 501 | Trabuco-Capistrano 138 kV constraint | Trabuco-Capistrano 138 kV constraint | Trabuco-Capistrano 138 kV constraint |  | 0 | 0 | 0 | 0 | 0 | 0 | 501 | 501 | 501 | Trabuco-Capistrano 138 kV constraint | Trabuco-Capistrano 138 kV constraint | Trabuco-Capistrano 138 kV constraint |  | 1 | 1 | NO | 1 | 1 | 1 | NO | 1
PG&E GBA | Rancho Seco | 230 | 0 | 0 | 0 | 0 | 0 | 0 | 0 | 0 | 0 | 0 | 0 | 0 | 0 | 0 | 0 | 0 | 0 | 0 | 0 | 0 | 0 | 0 | 0 | 0 | 0 | 0 | 0 | 0 | 0 | 0 | 0 | 0 | 0 | 0 | 0 | 0 | 0 | 0 | 0 | 0 | 0 | 0 | 0 | 0 | 0 | 1 | 0 | 0 | 0 | 0 | 0 | 0 | 0 | 0 | 0 | 0 | 0 | 0 | 0 | 1 | 1 | 0 | 0 | 0 | 0 | 0 | 0 | 0 | 0 | 0 | 0 | 0 | 0 | 0 | 0 | 0 | 0 | 0 | 0 | 0 | 0 | 0 | 0 | 0 | 0 | 0 | 0 | 0 | 0 | 0 | 0 | 0 | 0 | 0 | 0 | 0 | 0 |  |  | 0 | 0 | 0 | 0 | 0 | 0 | 0 | 0 | 0 | 0 | 0 | 0 | 0 | 0 | 0 | 0 | 0 | 0 | 0 | 0 | 0 | 0 | 0 | 0 | 0 | 0 | 0 | 0 | 0 | 0 | 1 | 0 | 0 | 0 | 0 | 0 | -144.0315 | 594.3909 | 3342.9322 | Bellota-Weber 230kV line | Bellota-Weber 230kV line | Bellota-Weber 230kV line |  | 0 | 0 | 0 | 0 | 0 | 0 | 315.9685 | 643.7 | 3342.9322 | Bellota-Weber 230kV line | Eight Mile-Tesla 230 kV line | Bellota-Weber 230kV line |  | 5 | 1 | YES | 2 | 1 | 1 | NO | 1
SCE Metro | Rancho Vista | 230 | 0 | 0 | 0 | 0 | 0 | 0 | 0 | 0 | 0 | 1 | 0 | 0 | 0 | 0 | 0 | 0 | 0 | 0 | 0 | 0 | 0 | 0 | 0 | 0 | 0 | 0 | 0 | 0 | 0 | 0 | 0 | 0 | 0 | 0 | 0 | 0 | 0 | 0 | 0 | 0 | 0 | 0 | 0 | 0 | 0 | 0 | 0 | 0 | 0 | 0 | 0 | 0 | 0 | 0 | 0 | 0 | 0 | 0 | 0 | 0 | 0 | 0 | 0 | 0 | 0 | 0 | 0 | 0 | 0 | 0 | 0 | 0 | 0 | 0 | 0 | 0 | 0 | 0 | 0 | 0 | 0 | 0 | 0 | 0 | 0 | 0 | 0 | 0 | 0 | 0 | 0 | 0 | 0 | 0 | 0 | 0 | 0 |  |  | 0 | 0 | 0 | 0 | 0 | 0 | 0 | 0 | 0 | 0 | 0 | 0 | 0 | 0 | 0 | 0 | 0 | 0 | 0 | 0 | 0 | 0 | 0 | 0 | 0 | 0 | 0 | 0 | 0 | 0 | 0 | 0 | 0 | 0 | 0 | 0 | 11157.1 | 12110.2 | 14980.0055 | SCE Metro Area Default Constraint | SCE Metro Area Default Constraint | SCE Metro Area Default Constraint |  | 0 | 0 | 0 | 0 | 0 | 0 | 11157.1 | 12110.2 | 14980.0055 | SCE Metro Area Default Constraint | SCE Metro Area Default Constraint | SCE Metro Area Default Constraint |  | 1 | 1 | NO | 1 | 1 | 1 | NO | 1
SCE Metro | Rancho Vista | 500 | 0 | 0 | 0 | 0 | 0 | 0 | 0 | 0 | 0 | 1 | 0 | 0 | 0 | 0 | 0 | 0 | 0 | 0 | 0 | 0 | 0 | 0 | 0 | 0 | 0 | 0 | 0 | 0 | 0 | 0 | 0 | 0 | 0 | 0 | 0 | 0 | 0 | 0 | 0 | 0 | 0 | 0 | 0 | 0 | 0 | 0 | 0 | 0 | 0 | 0 | 0 | 0 | 0 | 0 | 0 | 0 | 0 | 0 | 0 | 0 | 0 | 0 | 0 | 0 | 0 | 0 | 0 | 0 | 0 | 0 | 0 | 0 | 0 | 0 | 0 | 0 | 0 | 0 | 0 | 0 | 0 | 0 | 0 | 0 | 0 | 0 | 0 | 0 | 0 | 0 | 0 | 0 | 0 | 0 | 0 | 0 | 0 |  |  | 0 | 0 | 0 | 0 | 0 | 0 | 0 | 0 | 0 | 0 | 0 | 0 | 0 | 0 | 0 | 0 | 0 | 0 | 0 | 0 | 0 | 0 | 0 | 0 | 0 | 0 | 0 | 0 | 0 | 0 | 0 | 0 | 0 | 0 | 0 | 0 | 11157.1 | 12110.2 | 14980.0055 | SCE Metro Area Default Constraint | SCE Metro Area Default Constraint | SCE Metro Area Default Constraint |  | 0 | 0 | 0 | 0 | 0 | 0 | 11157.1 | 12110.2 | 14980.0055 | SCE Metro Area Default Constraint | SCE Metro Area Default Constraint | SCE Metro Area Default Constraint |  | 1 | 1 | NO | 1 | 1 | 1 | NO | 1
SCE NOL | Ransburg | 115 | 0 | 0 | 0 | 0 | 0 | 0 | 0 | 0 | 0 | 0 | 0 | 1 | 1 | 1 | 0 | 0 | 0 | 0 | 0 | 0 | 0 | 0 | 0 | 0 | 0 | 0 | 0 | 0 | 0 | 0 | 0 | 0 | 0 | 0 | 0 | 0 | 0 | 0 | 0 | 0 | 0 | 0 | 0 | 0 | 0 | 0 | 0 | 0 | 0 | 0 | 0 | 0 | 0 | 0 | 0 | 0 | 0 | 0 | 0 | 0 | 0 | 0 | 0 | 0 | 0 | 0 | 0 | 0 | 0 | 0 | 0 | 0 | 0 | 0 | 0 | 0 | 0 | 0 | 0 | 0 | 0 | 0 | 0 | 0 | 0 | 0 | 0 | 0 | 0 | 0 | 0 | 0 | 0 | 0 | 0 | 0 | 0 |  |  | 0 | 0 | 0 | 0 | 0 | 0 | 0 | 0 | 0 | 0 | 0 | 0 | 0 | 0 | 0 | 0 | 0 | 0 | 0 | 0 | 0 | 0 | 0 | 3.3 | 0 | 0 | 0 | 0 | 0 | 1 | 0 | 2 | 0 | 0 | 0 | 0 | -83.1 | 8.05 | 1104.2638 | South of Kramer Area Constraint | South of Kramer Area Constraint | South of Kramer Area Constraint |  | 0 | 2 | 0 | 0 | 0 | 0 | -83.1 | 8.05 | 1104.2638 | South of Kramer Area Constraint | South of Kramer Area Constraint | South of Kramer Area Constraint |  | 3 | 3 | NO | 3 | 1 | 1 | NO | 1
PG&E GBA | Ravenswood | 115 | 0 | 0 | 0 | 0 | 0 | 0 | 0 | 0 | 0 | 0 | 0 | 0 | 0 | 0 | 0 | 0 | 0 | 0 | 0 | 0 | 0 | 0 | 0 | 0 | 0 | 0 | 0 | 0 | 0 | 0 | 0 | 0 | 0 | 0 | 0 | 0 | 0 | 0 | 0 | 1 | 0 | 0 | 0 | 0 | 0 | 0 | 0 | 0 | 0 | 0 | 0 | 0 | 1 | 0 | 0 | 1 | 0 | 0 | 0 | 0 | 0 | 0 | 0 | 0 | 0 | 0 | 0 | 0 | 0 | 0 | 0 | 0 | 0 | 0 | 0 | 0 | 0 | 0 | 0 | 0 | 0 | 0 | 0 | 0 | 0 | 0 | 0 | 0 | 0 | 0 | 0 | 0 | 0 | 0 | 0 | 0 | 0 |  |  | 0 | 0 | 0 | 0 | 0 | 0 | 0 | 0 | 0 | 0 | 0 | 0 | 0 | 0 | 0 | 0 | 0 | 0 | 0 | 0 | 0 | 0 | 0 | 0 | 0 | 0 | 0 | 0 | 0 | 0 | 1 | 0 | 0 | 0 | 0 | 0 | -2006.68 | 431.687 | 4794.6338 | Collinsville-Tesla 500 kV Line | Collinsville-Tesla 500 kV Line | Collinsville-Tesla 500 kV Line |  | 0 | 0 | 0 | 0 | 0 | 0 | 2282.4435 | 2761.05 | 4794.6338 | Tesla-Tracy-Pump 230 kV line #2 | Sobrante-Moraga 230 kV line | Collinsville-Tesla 500 kV Line |  | 5 | 1 | YES | 2 | 1 | 1 | NO | 1
PG&E GBA | Ravenswood | 230 | 0 | 0 | 0 | 0 | 0 | 0 | 0 | 0 | 0 | 0 | 0 | 0 | 0 | 0 | 0 | 0 | 0 | 0 | 0 | 0 | 0 | 0 | 0 | 0 | 0 | 0 | 0 | 0 | 0 | 0 | 0 | 0 | 0 | 0 | 0 | 0 | 0 | 0 | 0 | 1 | 0 | 0 | 0 | 0 | 0 | 0 | 0 | 0 | 0 | 0 | 0 | 0 | 1 | 0 | 0 | 1 | 0 | 0 | 0 | 0 | 0 | 0 | 0 | 0 | 0 | 0 | 0 | 0 | 0 | 0 | 0 | 0 | 0 | 0 | 0 | 0 | 0 | 0 | 0 | 0 | 0 | 0 | 0 | 0 | 0 | 0 | 0 | 0 | 0 | 0 | 0 | 0 | 0 | 0 | 0 | 0 | 0 |  |  | 0 | 0 | 0 | 0 | 0 | 0 | 0 | 0 | 0 | 0 | 0 | 0 | 0 | 0 | 0 | 0 | 0 | 0 | 0 | 0 | 0 | 0 | 0 | 0 | 0 | 0 | 0 | 0 | 0 | 0 | 1 | 0 | 0 | 0 | 0 | 0 | -2006.68 | 431.687 | 4794.6338 | Collinsville-Tesla 500 kV Line | Collinsville-Tesla 500 kV Line | Collinsville-Tesla 500 kV Line |  | 0 | 0 | 0 | 0 | 0 | 0 | 2282.4435 | 2761.05 | 4794.6338 | Tesla-Tracy-Pump 230 kV line #2 | Sobrante-Moraga 230 kV line | Collinsville-Tesla 500 kV Line |  | 5 | 1 | YES | 2 | 1 | 1 | NO | 1
SCE Northern | Rector | 230 | 1 | 0 | 1 | 0 | 0 | 1 | 1 | 0 | 0 | 0 | 0 | 0 | 0 | 0 | 0 | 0 | 0 | 0 | 0 | 0 | 0 | 0 | 0 | 0 | 0 | 0 | 0 | 0 | 0 | 0 | 0 | 0 | 0 | 0 | 0 | 0 | 0 | 0 | 0 | 0 | 0 | 0 | 0 | 0 | 0 | 0 | 0 | 0 | 0 | 0 | 0 | 0 | 0 | 0 | 0 | 0 | 0 | 0 | 0 | 0 | 0 | 0 | 0 | 0 | 0 | 0 | 0 | 0 | 0 | 0 | 0 | 0 | 0 | 0 | 0 | 0 | 0 | 0 | 0 | 0 | 0 | 0 | 0 | 0 | 0 | 0 | 0 | 0 | 0 | 0 | 0 | 0 | 0 | 0 | 0 | 0 | 0 |  |  | 0 | 0 | 0 | 0 | 0 | 0 | 0 | 0 | 0 | 0 | 0 | 0 | 0 | 0 | 0 | 0 | 0 | 0 | 0 | 0 | 0 | 0 | 0 | 15 | 0 | 0 | 0 | 0 | 0 | 1 | 0 | 0 | 0 | 0 | 0 | 0 | 225.75 | 238.5 | 1646.14 | North of Magunden Constraint | North of Magunden Constraint | North of Magunden Constraint |  | 0 | 0 | 0 | 0 | 0 | 0 | 225.75 | 238.5 | 1646.14 | North of Magunden Constraint | North of Magunden Constraint | North of Magunden Constraint |  | 1 | 1 | NO | 1 | 1 | 1 | NO | 1
SCE Eastern | Red Bluff | 230 | 0 | 0 | 0 | 0 | 0 | 0 | 0 | 0 | 0 | 0 | 0 | 0 | 0 | 0 | 0 | 0 | 0 | 1 | 0 | 1 | 1 | 1 | 0 | 0 | 0 | 0 | 0 | 0 | 0 | 0 | 0 | 0 | 0 | 0 | 0 | 0 | 0 | 0 | 0 | 0 | 0 | 0 | 0 | 0 | 0 | 0 | 0 | 0 | 0 | 0 | 0 | 0 | 0 | 0 | 0 | 0 | 0 | 0 | 0 | 0 | 0 | 0 | 0 | 0 | 0 | 0 | 0 | 0 | 0 | 0 | 0 | 0 | 0 | 0 | 0 | 0 | 0 | 0 | 0 | 0 | 0 | 0 | 0 | 0 | 0 | 0 | 0 | 0 | 0 | 0 | 0 | 0 | 0 | 0 | 0 | 0 | 0 |  |  | 0 | 0 | 0 | 0 | 0 | 0 | 0 | 0 | 0 | 0 | 0 | 0 | 0 | 0 | 0 | 0 | 0 | 0 | 0 | 0 | 0 | 0 | 0 | 0 | 0 | 463.5 | 446 | 0 | 0 | 1 | 0 | 0 | 0 | 0 | 0 | 0 | 945.12 | 1227 | 1692.105 | Serrano-Alberhill-Valley Constraint | Red Bluff 500/230 kV Constraint | Red Bluff 500/230 kV Constraint |  | 0 | 0 | 0 | 0 | 0 | 0 | 945.12 | 1227 | 1692.105 | Serrano-Alberhill-Valley Constraint | Red Bluff 500/230 kV Constraint | Red Bluff 500/230 kV Constraint |  | 1 | 1 | NO | 1 | 1 | 1 | NO | 1
SCE Eastern | Red Bluff | 500 | 0 | 0 | 0 | 0 | 0 | 0 | 0 | 0 | 0 | 0 | 0 | 0 | 0 | 0 | 0 | 0 | 0 | 1 | 0 | 1 | 0 | 1 | 0 | 0 | 0 | 0 | 0 | 0 | 0 | 0 | 0 | 0 | 0 | 0 | 0 | 0 | 0 | 0 | 0 | 0 | 0 | 0 | 0 | 0 | 0 | 0 | 0 | 0 | 0 | 0 | 0 | 0 | 0 | 0 | 0 | 0 | 0 | 0 | 0 | 0 | 0 | 0 | 0 | 0 | 0 | 0 | 0 | 0 | 0 | 0 | 0 | 0 | 0 | 0 | 0 | 0 | 0 | 0 | 0 | 0 | 0 | 0 | 0 | 0 | 0 | 0 | 0 | 0 | 0 | 0 | 0 | 0 | 0 | 0 | 0 | 0 | 0 |  |  | 0 | 0 | 0 | 0 | 0 | 0 | 0 | 0 | 0 | 0 | -250 | -125 | 0 | 0 | 1 | 0 | 0 | 0 | 0 | 0 | 0 | 0 | 0 | 0 | 175 | 0 | 100 | 0 | 0 | 1 | 0 | 0 | 0 | 0 | 0 | 0 | 945.12 | 2557.875 | 5301.885 | Serrano-Alberhill-Valley Constraint | Etiwanda-Rancho Vista Constraint | Devers-Red Bluff Constraint |  | 0 | 0 | 0 | 0 | 0 | 0 | 945.12 | 2557.875 | 5301.885 | Serrano-Alberhill-Valley Constraint | Etiwanda-Rancho Vista Constraint | Devers-Red Bluff Constraint |  | 1 | 1 | NO | 1 | 1 | 1 | NO | 1
PG&E NGBA | Redbud | 115 | 0 | 0 | 0 | 0 | 0 | 0 | 0 | 0 | 0 | 0 | 0 | 0 | 0 | 0 | 0 | 0 | 0 | 0 | 0 | 0 | 0 | 0 | 0 | 0 | 0 | 0 | 0 | 0 | 0 | 0 | 0 | 0 | 0 | 0 | 0 | 0 | 0 | 0 | 0 | 1 | 0 | 0 | 0 | 0 | 0 | 0 | 0 | 0 | 0 | 0 | 0 | 0 | 1 | 0 | 0 | 0 | 0 | 0 | 0 | 0 | 0 | 0 | 0 | 0 | 0 | 0 | 1 | 0 | 0 | 0 | 0 | 0 | 0 | 0 | 0 | 0 | 0 | 0 | 0 | 0 | 0 | 0 | 0 | 0 | 0 | 0 | 0 | 0 | 0 | 0 | 0 | 0 | 0 | 0 | 0 | 0 | 0 |  |  | 0 | 0 | 0 | 0 | 0 | 0 | 0 | 0 | 0 | 0 | 0 | 0 | 0 | 0 | 0 | 0 | 0 | 0 | 0 | 0 | 0 | 0 | 0 | 0 | 0 | 0 | 0 | 0 | 0 | 0 | 2 | 0 | 0 | 0 | 0 | 0 | -2006.68 | 96.788 | 1147.998 | Collinsville-Tesla 500 kV Line | Birds Landing-Contra Costa 230kV Line | Birds Landing-Contra Costa 230kV Line |  | 0 | 0 | 0 | 0 | 0 | 0 | 1531.9 | 1862.788 | 1147.998 | Birds Landing-Contra Costa 230kV Line | Birds Landing-Contra Costa 230kV Line | Birds Landing-Contra Costa 230kV Line |  | 5 | 1 | YES | 2 | 1 | 1 | NO | 1
SCE Metro | Redondo | 230 | 0 | 0 | 0 | 0 | 0 | 0 | 0 | 0 | 0 | 1 | 0 | 0 | 0 | 0 | 0 | 0 | 0 | 0 | 0 | 0 | 0 | 0 | 0 | 0 | 0 | 0 | 0 | 0 | 0 | 0 | 0 | 0 | 0 | 0 | 0 | 0 | 0 | 0 | 0 | 0 | 0 | 0 | 0 | 0 | 0 | 0 | 0 | 0 | 0 | 0 | 0 | 0 | 0 | 0 | 0 | 0 | 0 | 0 | 0 | 0 | 0 | 0 | 0 | 0 | 0 | 0 | 0 | 0 | 0 | 0 | 0 | 0 | 0 | 0 | 0 | 0 | 0 | 0 | 0 | 0 | 0 | 0 | 0 | 0 | 0 | 0 | 0 | 0 | 0 | 0 | 0 | 0 | 0 | 0 | 0 | 0 | 0 |  |  | 0 | 0 | 0 | 0 | 0 | 0 | 0 | 0 | 0 | 0 | 0 | 0 | 0 | 0 | 0 | 0 | 0 | 0 | 0 | 0 | 0 | 0 | 0 | 0 | 0 | 0 | 0 | 0 | 0 | 0 | 0 | 0 | 0 | 0 | 0 | 0 | 11157.1 | 12110.2 | 14980.0055 | SCE Metro Area Default Constraint | SCE Metro Area Default Constraint | SCE Metro Area Default Constraint |  | 0 | 0 | 0 | 0 | 0 | 0 | 11157.1 | 12110.2 | 14980.0055 | SCE Metro Area Default Constraint | SCE Metro Area Default Constraint | SCE Metro Area Default Constraint |  | 1 | 1 | NO | 1 | 1 | 1 | NO | 1
PG&E FRESNO | Reedley | 115 | 0 | 0 | 0 | 0 | 0 | 0 | 0 | 0 | 0 | 0 | 0 | 0 | 0 | 0 | 0 | 0 | 0 | 0 | 0 | 0 | 0 | 0 | 0 | 0 | 0 | 0 | 0 | 0 | 0 | 0 | 0 | 0 | 0 | 0 | 0 | 0 | 0 | 0 | 0 | 0 | 0 | 0 | 0 | 0 | 0 | 1 | 0 | 0 | 0 | 0 | 0 | 0 | 0 | 0 | 0 | 0 | 0 | 0 | 0 | 0 | 0 | 0 | 0 | 0 | 0 | 0 | 0 | 0 | 0 | 0 | 0 | 0 | 0 | 0 | 0 | 0 | 0 | 0 | 1 | 0 | 0 | 1 | 0 | 0 | 1 | 1 | 0 | 0 | 0 | 1 | 0 | 0 | 0 | 0 | 1 | 0 | 0 |  |  | 0 | 0 | 0 | 0 | 0 | 0 | 0 | 0 | 0 | 0 | 0 | 0 | 0 | 0 | 0 | 0 | 0 | 0 | 0 | 0 | 0 | 0 | 0 | 0 | 0 | 0 | 0 | 0 | 0 | 0 | 3 | 0 | 1 | 0 | 0 | 1 | -731.8 | -280.9 | -929.2519 | Borden-Storey #1 230kV line | Borden-Storey #1 230kV line | Mustang-Henrietta 230 kV line |  | 0 | 0 | 0 | 0 | 0 | 0 | 315.9685 | 629.5 | 888.3876 | Bellota-Weber 230kV line | NEW- Melones-Cottle 230kV line | NEW- Melones-Cottle 230kV line |  | 5 | 1 | YES | 2 | 4 | 1 | YES | 2
PG&E KERN | Renfro | 115 | 0 | 0 | 0 | 0 | 0 | 0 | 0 | 0 | 0 | 0 | 0 | 0 | 0 | 0 | 0 | 0 | 0 | 0 | 0 | 0 | 0 | 0 | 0 | 0 | 0 | 0 | 0 | 0 | 0 | 0 | 0 | 0 | 0 | 0 | 0 | 0 | 0 | 0 | 0 | 0 | 0 | 0 | 0 | 0 | 0 | 0 | 0 | 0 | 0 | 0 | 0 | 0 | 0 | 0 | 0 | 0 | 0 | 0 | 0 | 0 | 0 | 0 | 0 | 0 | 0 | 0 | 0 | 1 | 0 | 0 | 0 | 0 | 0 | 0 | 1 | 0 | 0 | 0 | 1 | 1 | 0 | 0 | 0 | 0 | 0 | 0 | 0 | 0 | 0 | 0 | 0 | 0 | 0 | 0 | 0 | 0 | 0 |  |  | 0 | 0 | 0 | 0 | 0 | 0 | 0 | 0 | 0 | 0 | 0 | 0 | 0 | 0 | 0 | 0 | 0 | 0 | 0 | 0 | 0 | 0 | 0 | 0 | 0 | 0 | 0 | 0 | 0 | 0 | 0 | 0 | 0 | 0 | 0 | 0 | 363.365 | 263.7217 | 418.365 | Cal Flat-Gates 230 kV line | Cal Flat-Gates 230 kV line | Cal Flat-Gates 230 kV line |  | 0 | 0 | 0 | 0 | 0 | 0 | 363.365 | 263.7217 | 418.365 | Cal Flat-Gates 230 kV line | Cal Flat-Gates 230 kV line | Cal Flat-Gates 230 kV line |  | 1 | 1 | NO | 1 | 1 | 1 | NO | 1
PG&E GBA | Richmond R | 115 | 0 | 0 | 0 | 0 | 0 | 0 | 0 | 0 | 0 | 0 | 0 | 0 | 0 | 0 | 0 | 0 | 0 | 0 | 0 | 0 | 0 | 0 | 0 | 0 | 0 | 0 | 0 | 0 | 0 | 0 | 0 | 0 | 0 | 0 | 0 | 0 | 0 | 0 | 0 | 1 | 0 | 0 | 0 | 0 | 0 | 0 | 0 | 0 | 0 | 1 | 0 | 0 | 1 | 1 | 1 | 1 | 0 | 0 | 1 | 1 | 0 | 1 | 0 | 0 | 0 | 1 | 0 | 0 | 0 | 0 | 0 | 0 | 0 | 0 | 0 | 0 | 0 | 0 | 0 | 0 | 0 | 0 | 0 | 0 | 0 | 0 | 0 | 0 | 0 | 0 | 0 | 0 | 0 | 0 | 0 | 0 | 0 |  |  | 0 | 0 | 0 | 0 | 0 | 0 | 0 | 0 | 0 | 0 | 0 | 0 | 0 | 0 | 0 | 0 | 0.5 | 0 | 0 | 0 | 0 | 0 | 0 | 8 | 0 | 0 | 0 | 0 | 0 | 1 | 2 | 0 | 1 | 0 | 0 | 0 | -2006.68 | -196.964 | 1214.56 | Collinsville-Tesla 500 kV Line | Windmaster-Delta pumps 230 kV line | Grant - Eastshore #2 line 115 kV |  | 0 | 0 | 0 | 0 | 0 | 0 | 322.25 | 699.038 | 1214.56 | Contra Costa- Windmaster 230 kV line | Contra Costa- Windmaster 230 kV line | Grant - Eastshore #2 line 115 kV |  | 5 | 1 | YES | 2 | 1 | 1 | NO | 1
PG&E NGBA | Rincon | 115 | 0 | 0 | 0 | 0 | 0 | 0 | 0 | 0 | 0 | 0 | 0 | 0 | 0 | 0 | 0 | 0 | 0 | 0 | 0 | 0 | 0 | 0 | 0 | 0 | 0 | 0 | 0 | 0 | 0 | 0 | 0 | 0 | 0 | 0 | 0 | 0 | 0 | 0 | 0 | 1 | 0 | 1 | 0 | 0 | 0 | 0 | 0 | 0 | 0 | 0 | 0 | 1 | 1 | 1 | 1 | 1 | 0 | 0 | 0 | 0 | 0 | 0 | 0 | 0 | 0 | 1 | 1 | 0 | 0 | 0 | 0 | 0 | 0 | 0 | 0 | 0 | 0 | 0 | 0 | 0 | 0 | 0 | 0 | 0 | 0 | 0 | 0 | 0 | 0 | 0 | 0 | 0 | 0 | 0 | 0 | 0 | 0 |  |  | 0 | 0 | 0 | 0 | 0 | 0 | 0 | 0 | 0 | 0 | 0 | 0 | 0 | 0 | 0 | 0 | 0 | 0 | 0 | 0 | 0 | 0 | 0 | 0 | 0 | 0 | 0 | 0 | 0 | 0 | 3 | 0 | 1 | 0 | 0 | 0 | -2006.68 | -196.964 | 815.28 | Collinsville-Tesla 500 kV Line | Windmaster-Delta pumps 230 kV line | Lakeville-Ignacio 230 kV line |  | 0 | 0 | 0 | 0 | 0 | 0 | 322.25 | 699.038 | 815.28 | Contra Costa- Windmaster 230 kV line | Contra Costa- Windmaster 230 kV line | Lakeville-Ignacio 230 kV line |  | 5 | 1 | YES | 2 | 1 | 1 | NO | 1
PG&E KERN | Rio Bravo | 115 | 0 | 0 | 0 | 0 | 0 | 0 | 0 | 0 | 0 | 0 | 0 | 0 | 0 | 0 | 0 | 0 | 0 | 0 | 0 | 0 | 0 | 0 | 0 | 0 | 0 | 0 | 0 | 0 | 0 | 0 | 0 | 0 | 0 | 0 | 0 | 0 | 0 | 0 | 0 | 0 | 0 | 0 | 0 | 0 | 0 | 0 | 0 | 0 | 0 | 0 | 0 | 0 | 0 | 0 | 0 | 0 | 0 | 0 | 0 | 0 | 0 | 0 | 0 | 0 | 0 | 0 | 0 | 1 | 0 | 0 | 0 | 0 | 0 | 0 | 1 | 0 | 0 | 0 | 1 | 1 | 0 | 0 | 0 | 0 | 0 | 0 | 0 | 0 | 0 | 0 | 0 | 0 | 0 | 0 | 0 | 0 | 0 |  |  | 0 | 0 | 0 | 0 | 0 | 0 | 0 | 0 | 0 | 0 | 0 | 0 | 0 | 0 | 0 | 0 | 0 | 0 | 0 | 0 | 0 | 0 | 0 | 0 | 0 | 0 | 0 | 0 | 0 | 0 | 0 | 0 | 0 | 0 | 0 | 0 | 363.365 | 263.7217 | 418.365 | Cal Flat-Gates 230 kV line | Cal Flat-Gates 230 kV line | Cal Flat-Gates 230 kV line |  | 0 | 0 | 0 | 0 | 0 | 0 | 363.365 | 263.7217 | 418.365 | Cal Flat-Gates 230 kV line | Cal Flat-Gates 230 kV line | Cal Flat-Gates 230 kV line |  | 1 | 1 | NO | 1 | 1 | 1 | NO | 1
SCE Metro | Rio Hondo | 230 | 0 | 0 | 0 | 0 | 0 | 0 | 0 | 0 | 0 | 1 | 0 | 0 | 0 | 0 | 0 | 0 | 0 | 0 | 0 | 0 | 0 | 0 | 0 | 0 | 0 | 0 | 0 | 0 | 0 | 0 | 0 | 0 | 0 | 0 | 0 | 0 | 0 | 0 | 0 | 0 | 0 | 0 | 0 | 0 | 0 | 0 | 0 | 0 | 0 | 0 | 0 | 0 | 0 | 0 | 0 | 0 | 0 | 0 | 0 | 0 | 0 | 0 | 0 | 0 | 0 | 0 | 0 | 0 | 0 | 0 | 0 | 0 | 0 | 0 | 0 | 0 | 0 | 0 | 0 | 0 | 0 | 0 | 0 | 0 | 0 | 0 | 0 | 0 | 0 | 0 | 0 | 0 | 0 | 0 | 0 | 0 | 0 |  |  | 0 | 0 | 0 | 0 | 0 | 0 | 0 | 0 | 0 | 0 | 0 | 0 | 0 | 0 | 0 | 0 | 0 | 0 | 0 | 0 | 0 | 0 | 0 | 0 | 0 | 0 | 265 | 10 | 0 | 1 | 0 | 0 | 0 | 0 | 0 | 0 | 11157.1 | 12110.2 | 14980.0055 | SCE Metro Area Default Constraint | SCE Metro Area Default Constraint | SCE Metro Area Default Constraint |  | 0 | 0 | 0 | 0 | 0 | 0 | 11157.1 | 12110.2 | 14980.0055 | SCE Metro Area Default Constraint | SCE Metro Area Default Constraint | SCE Metro Area Default Constraint |  | 1 | 1 | NO | 1 | 1 | 1 | NO | 1
PG&E NGBA | Rio Oso | 115 | 0 | 0 | 0 | 0 | 0 | 0 | 0 | 0 | 0 | 0 | 0 | 0 | 0 | 0 | 0 | 0 | 0 | 0 | 0 | 0 | 0 | 0 | 0 | 0 | 0 | 0 | 0 | 0 | 0 | 0 | 0 | 0 | 0 | 0 | 0 | 0 | 0 | 0 | 0 | 1 | 1 | 0 | 1 | 0 | 1 | 1 | 1 | 1 | 0 | 0 | 0 | 0 | 0 | 0 | 0 | 0 | 0 | 0 | 0 | 1 | 1 | 0 | 0 | 0 | 0 | 0 | 0 | 0 | 0 | 0 | 0 | 0 | 0 | 0 | 0 | 0 | 0 | 0 | 0 | 0 | 0 | 0 | 0 | 0 | 0 | 0 | 0 | 0 | 0 | 0 | 0 | 0 | 0 | 0 | 0 | 0 | 0 |  |  | 0 | 0 | 0 | 0 | 0 | 0 | 0 | 0 | 0 | 0 | 0 | 0 | 0 | 0 | 0 | 0 | 0 | 0 | 0 | 0 | 0 | 0 | 0 | 0 | 0 | 0 | 0 | 0 | 0 | 0 | 2 | 0 | 0 | 0 | 0 | 0 | -2006.68 | 31.5 | 32.84 | Collinsville-Tesla 500 kV Line | Rocklin-Pleaseant grove 115kV line | Woodland- Davis 115kV line |  | 0 | 0 | 0 | 0 | 0 | 0 | 31.5 | 31.5 | 32.84 | Rocklin-Pleaseant grove 115kV line | Rocklin-Pleaseant grove 115kV line | Woodland- Davis 115kV line |  | 5 | 1 | YES | 2 | 1 | 1 | NO | 1
PG&E NGBA | Rio Oso | 230 | 0 | 0 | 0 | 0 | 0 | 0 | 0 | 0 | 0 | 0 | 0 | 0 | 0 | 0 | 0 | 0 | 0 | 0 | 0 | 0 | 0 | 0 | 0 | 0 | 0 | 0 | 0 | 0 | 0 | 0 | 0 | 0 | 0 | 0 | 0 | 0 | 0 | 0 | 0 | 1 | 1 | 0 | 1 | 0 | 1 | 1 | 1 | 1 | 0 | 0 | 0 | 0 | 0 | 0 | 0 | 0 | 0 | 0 | 0 | 1 | 1 | 0 | 0 | 0 | 0 | 0 | 0 | 0 | 0 | 0 | 0 | 0 | 0 | 0 | 0 | 0 | 0 | 0 | 0 | 0 | 0 | 0 | 0 | 0 | 0 | 0 | 0 | 0 | 0 | 0 | 0 | 0 | 0 | 0 | 0 | 0 | 0 |  |  | 0 | 0 | 0 | 0 | 0 | 0 | 0 | 0 | 0 | 0 | 0 | 0 | 0 | 0 | 0 | 0 | 0 | 0 | 0 | 0 | 0 | 0 | 0 | 0 | 0 | 0 | 0 | 0 | 0 | 0 | 2 | 0 | 0 | 0 | 0 | 0 | -2006.68 | 31.5 | 32.84 | Collinsville-Tesla 500 kV Line | Rocklin-Pleaseant grove 115kV line | Woodland- Davis 115kV line |  | 0 | 0 | 0 | 0 | 0 | 0 | 31.5 | 31.5 | 32.84 | Rocklin-Pleaseant grove 115kV line | Rocklin-Pleaseant grove 115kV line | Woodland- Davis 115kV line |  | 5 | 1 | YES | 2 | 1 | 1 | NO | 1
PG&E GBA | Ripon | 115 | 0 | 0 | 0 | 0 | 0 | 0 | 0 | 0 | 0 | 0 | 0 | 0 | 0 | 0 | 0 | 0 | 0 | 0 | 0 | 0 | 0 | 0 | 0 | 0 | 0 | 0 | 0 | 0 | 0 | 0 | 0 | 0 | 0 | 0 | 0 | 0 | 0 | 0 | 0 | 0 | 0 | 0 | 0 | 0 | 0 | 1 | 0 | 0 | 0 | 0 | 0 | 0 | 0 | 0 | 0 | 1 | 0 | 1 | 0 | 1 | 0 | 0 | 0 | 1 | 0 | 1 | 0 | 0 | 0 | 0 | 0 | 0 | 0 | 0 | 0 | 0 | 0 | 0 | 0 | 0 | 0 | 0 | 0 | 0 | 0 | 0 | 0 | 0 | 0 | 0 | 0 | 0 | 0 | 0 | 0 | 0 | 0 |  |  | 0 | 0 | 0 | 0 | 0 | 0 | 0 | 0 | 0 | 0 | 0 | 0 | 0 | 0 | 0 | 0 | 0 | 0 | 0 | 0 | 0 | 0 | 0 | 2.6 | 0 | 0 | 99 | 0 | 0 | 1 | 1 | 0 | 0 | 0 | 0 | 0 | -144.0315 | 117.5109 | 278.4144 | Bellota-Weber 230kV line | Tesla-Salado 115 kV line | Tesla-Salado 115 kV line |  | 0 | 0 | 0 | 0 | 0 | 0 | 63.9885 | 117.5109 | 278.4144 | Tesla-Salado 115 kV line | Tesla-Salado 115 kV line | Tesla-Salado 115 kV line |  | 5 | 1 | YES | 2 | 1 | 1 | NO | 1
PG&E GBA | Riverbank | 115 | 0 | 0 | 0 | 0 | 0 | 0 | 0 | 0 | 0 | 0 | 0 | 0 | 0 | 0 | 0 | 0 | 0 | 0 | 0 | 0 | 0 | 0 | 0 | 0 | 0 | 0 | 0 | 0 | 0 | 0 | 0 | 0 | 0 | 0 | 0 | 0 | 0 | 0 | 0 | 0 | 0 | 0 | 0 | 0 | 0 | 1 | 0 | 0 | 0 | 0 | 0 | 0 | 0 | 0 | 0 | 1 | 0 | 1 | 0 | 1 | 0 | 0 | 0 | 0 | 0 | 1 | 0 | 0 | 0 | 0 | 0 | 0 | 0 | 0 | 0 | 0 | 0 | 0 | 0 | 0 | 0 | 0 | 0 | 0 | 0 | 0 | 0 | 0 | 0 | 0 | 0 | 0 | 0 | 0 | 0 | 0 | 0 |  |  | 0 | 0 | 0 | 0 | 0 | 0 | 0 | 0 | 0 | 0 | 0 | 0 | 0 | 0 | 0 | 0 | 0 | 0 | 0 | 0 | 0 | 0 | 0 | 0 | 0 | 0 | 0 | 0 | 0 | 0 | 1 | 0 | 0 | 0 | 0 | 0 | -144.0315 | 181.7909 | 692.3714 | Bellota-Weber 230kV line | Kasson Jct-Heinz 115 kV line | Kasson Jct-Heinz 115 kV line |  | 0 | 0 | 0 | 0 | 0 | 0 | 77.2685 | 181.7909 | 692.3714 | Kasson Jct-Heinz 115 kV line | Kasson Jct-Heinz 115 kV line | Kasson Jct-Heinz 115 kV line |  | 5 | 1 | YES | 2 | 1 | 1 | NO | 1
SCE NOL | Roadway | 115 | 0 | 0 | 0 | 0 | 0 | 0 | 0 | 0 | 0 | 0 | 0 | 0 | 1 | 1 | 0 | 0 | 0 | 0 | 0 | 0 | 0 | 0 | 0 | 0 | 0 | 0 | 0 | 0 | 0 | 0 | 0 | 0 | 0 | 0 | 0 | 0 | 0 | 0 | 0 | 0 | 0 | 0 | 0 | 0 | 0 | 0 | 0 | 0 | 0 | 0 | 0 | 0 | 0 | 0 | 0 | 0 | 0 | 0 | 0 | 0 | 0 | 0 | 0 | 0 | 0 | 0 | 0 | 0 | 0 | 0 | 0 | 0 | 0 | 0 | 0 | 0 | 0 | 0 | 0 | 0 | 0 | 0 | 0 | 0 | 0 | 0 | 0 | 0 | 0 | 0 | 0 | 0 | 0 | 0 | 0 | 0 | 0 |  |  | 0 | 0 | 0 | 0 | 0 | 0 | 0 | 0 | 0 | 0 | 0 | 0 | 0 | 0 | 0 | 0 | 2.7 | 0 | 0 | 0 | 0 | 0 | 0 | 2 | 200 | 0 | 100 | 0 | 0 | 1 | 0 | 0 | 0 | 0 | 0 | 0 | 366.2 | 373.35 | 1727.4838 | Victor to Lugo Area Constraint | Victor to Lugo Area Constraint | Victor to Lugo Area Constraint |  | 0 | 0 | 0 | 0 | 0 | 0 | 366.2 | 373.35 | 1727.4838 | Victor to Lugo Area Constraint | Victor to Lugo Area Constraint | Victor to Lugo Area Constraint |  | 1 | 1 | NO | 1 | 1 | 1 | NO | 1
PG&E NGBA | Rock Creek 1 | 230 | 0 | 0 | 0 | 0 | 0 | 0 | 0 | 0 | 0 | 0 | 0 | 0 | 0 | 0 | 0 | 0 | 0 | 0 | 0 | 0 | 0 | 0 | 0 | 0 | 0 | 0 | 0 | 0 | 0 | 0 | 0 | 0 | 0 | 0 | 0 | 0 | 0 | 0 | 0 | 1 | 0 | 0 | 0 | 0 | 0 | 1 | 0 | 1 | 0 | 0 | 0 | 0 | 0 | 0 | 0 | 0 | 0 | 0 | 0 | 1 | 1 | 0 | 0 | 0 | 0 | 0 | 0 | 0 | 0 | 0 | 0 | 0 | 0 | 0 | 0 | 0 | 0 | 0 | 0 | 0 | 0 | 0 | 0 | 0 | 0 | 0 | 0 | 0 | 0 | 0 | 0 | 0 | 0 | 0 | 0 | 0 | 0 |  |  | 0 | 0 | 0 | 0 | 0 | 0 | 0 | 0 | 0 | 0 | 0 | 0 | 0 | 0 | 0 | 0 | 0 | 0 | 0 | 0 | 0 | 0 | 0 | 0 | 0 | 0 | 0 | 0 | 0 | 0 | 2 | 0 | 0 | 0 | 0 | 0 | -2006.68 | 431.687 | 919.2036 | Collinsville-Tesla 500 kV Line | Collinsville-Tesla 500 kV Line | Rio Oso-Lockeford 230kV line |  | 0 | 0 | 0 | 0 | 0 | 0 | 315.9685 | 643.7 | 919.2036 | Bellota-Weber 230kV line | Eight Mile-Tesla 230 kV line | Rio Oso-Lockeford 230kV line |  | 5 | 1 | YES | 2 | 1 | 1 | NO | 1
SCE Northern | Rosamond | 66 | 1 | 0 | 1 | 0 | 0 | 0 | 0 | 0 | 0 | 0 | 0 | 0 | 0 | 0 | 0 | 0 | 0 | 0 | 0 | 0 | 0 | 0 | 0 | 0 | 0 | 0 | 0 | 0 | 0 | 0 | 0 | 0 | 0 | 0 | 0 | 0 | 0 | 0 | 0 | 0 | 0 | 0 | 0 | 0 | 0 | 0 | 0 | 0 | 0 | 0 | 0 | 0 | 0 | 0 | 0 | 0 | 0 | 0 | 0 | 0 | 0 | 0 | 0 | 0 | 0 | 0 | 0 | 0 | 0 | 0 | 0 | 0 | 0 | 0 | 0 | 0 | 0 | 0 | 0 | 0 | 0 | 0 | 0 | 0 | 0 | 0 | 0 | 0 | 0 | 0 | 0 | 0 | 0 | 0 | 0 | 0 | 0 |  |  | 0 | 0 | 0 | 0 | 0 | 0 | 0 | 0 | 0 | 0 | 0 | 0 | 0 | 0 | 0 | 0 | 0 | 0 | 0 | 0 | 0 | 0 | 0 | 0 | 0 | 0 | 0 | 0 | 0 | 0 | 0 | 0 | 0 | 0 | 0 | 0 | 1713.555 | 2572.5 | 7104.29 | Antelope-Vincent Constraint | Pardee-Sylmar Constraint | Pardee-Sylmar Constraint |  | 0 | 0 | 0 | 0 | 0 | 0 | 1713.555 | 2572.5 | 7104.29 | Antelope-Vincent Constraint | Pardee-Sylmar Constraint | Pardee-Sylmar Constraint |  | 1 | 1 | NO | 1 | 1 | 1 | NO | 1
PG&E GBA | Rossmoor | 230 | 0 | 0 | 0 | 0 | 0 | 0 | 0 | 0 | 0 | 0 | 0 | 0 | 0 | 0 | 0 | 0 | 0 | 0 | 0 | 0 | 0 | 0 | 0 | 0 | 0 | 0 | 0 | 0 | 0 | 0 | 0 | 0 | 0 | 0 | 0 | 0 | 0 | 0 | 0 | 1 | 0 | 0 | 0 | 0 | 0 | 0 | 0 | 0 | 0 | 0 | 0 | 0 | 0 | 0 | 0 | 1 | 0 | 0 | 0 | 0 | 0 | 0 | 0 | 0 | 0 | 0 | 1 | 0 | 0 | 0 | 0 | 0 | 0 | 0 | 0 | 0 | 0 | 0 | 0 | 0 | 0 | 0 | 0 | 0 | 0 | 0 | 0 | 0 | 0 | 0 | 0 | 0 | 0 | 0 | 0 | 0 | 0 |  |  | 0 | 0 | 0 | 0 | 0 | 0 | 0 | 0 | 0 | 0 | 0 | 0 | 0 | 0 | 0 | 0 | 0 | 0 | 0 | 0 | 0 | 0 | 0 | 0 | 0 | 0 | 0 | 0 | 0 | 0 | 2 | 0 | 0 | 0 | 0 | 0 | -2006.68 | 96.788 | 1147.998 | Collinsville-Tesla 500 kV Line | Birds Landing-Contra Costa 230kV Line | Birds Landing-Contra Costa 230kV Line |  | 0 | 0 | 0 | 0 | 0 | 0 | 1531.9 | 1862.788 | 1147.998 | Birds Landing-Contra Costa 230kV Line | Birds Landing-Contra Costa 230kV Line | Birds Landing-Contra Costa 230kV Line |  | 5 | 1 | YES | 2 | 1 | 1 | NO | 1
PG&E NGBA | Round Mountain | 230 | 0 | 0 | 0 | 0 | 0 | 0 | 0 | 0 | 0 | 0 | 0 | 0 | 0 | 0 | 0 | 0 | 0 | 0 | 0 | 0 | 0 | 0 | 0 | 0 | 0 | 0 | 0 | 0 | 0 | 0 | 0 | 0 | 0 | 0 | 0 | 0 | 0 | 0 | 0 | 1 | 0 | 0 | 0 | 0 | 0 | 0 | 0 | 0 | 0 | 0 | 0 | 0 | 0 | 0 | 0 | 0 | 0 | 0 | 0 | 0 | 0 | 0 | 0 | 0 | 0 | 0 | 0 | 0 | 0 | 0 | 0 | 0 | 0 | 0 | 0 | 0 | 0 | 0 | 0 | 0 | 0 | 0 | 0 | 0 | 0 | 0 | 0 | 0 | 0 | 0 | 0 | 0 | 0 | 0 | 0 | 0 | 0 |  |  | 0 | 0 | 0 | 0 | 0 | 0 | 0 | 0 | 0 | 0 | 0 | 0 | 0 | 0 | 0 | 0 | 0 | 0 | 0 | 0 | 0 | 0 | 0 | 0 | 0 | 0 | 0 | 0 | 0 | 0 | 1 | 0 | 0 | 0 | 0 | 0 | -2006.68 | 431.687 | 4794.6338 | Collinsville-Tesla 500 kV Line | Collinsville-Tesla 500 kV Line | Collinsville-Tesla 500 kV Line |  | 0 | 0 | 0 | 0 | 0 | 0 | 6638.32 | 9076.687 | 4794.6338 | Collinsville-Tesla 500 kV Line | Collinsville-Tesla 500 kV Line | Collinsville-Tesla 500 kV Line |  | 5 | 1 | YES | 2 | 1 | 1 | NO | 1
PG&E NGBA | Round Mountain | 500 | 0 | 0 | 0 | 0 | 0 | 0 | 0 | 0 | 0 | 0 | 0 | 0 | 0 | 0 | 0 | 0 | 0 | 0 | 0 | 0 | 0 | 0 | 0 | 0 | 0 | 0 | 0 | 0 | 0 | 0 | 0 | 0 | 0 | 0 | 0 | 0 | 0 | 0 | 0 | 1 | 0 | 0 | 0 | 0 | 0 | 0 | 0 | 0 | 0 | 0 | 0 | 0 | 0 | 0 | 0 | 0 | 0 | 0 | 0 | 0 | 0 | 0 | 0 | 0 | 0 | 0 | 0 | 0 | 0 | 0 | 0 | 0 | 0 | 0 | 0 | 0 | 0 | 0 | 0 | 0 | 0 | 0 | 0 | 0 | 0 | 0 | 0 | 0 | 0 | 0 | 0 | 0 | 0 | 0 | 0 | 0 | 0 |  |  | 0 | 0 | 0 | 0 | 0 | 0 | 0 | 0 | 0 | 0 | 0 | 0 | 0 | 0 | 0 | 0 | 0 | 0 | 0 | 0 | 0 | 0 | 0 | 0 | 0 | 0 | 0 | 0 | 0 | 0 | 1 | 0 | 0 | 0 | 0 | 0 | -2006.68 | 431.687 | 4794.6338 | Collinsville-Tesla 500 kV Line | Collinsville-Tesla 500 kV Line | Collinsville-Tesla 500 kV Line |  | 0 | 0 | 0 | 0 | 0 | 0 | 6638.32 | 9076.687 | 4794.6338 | Collinsville-Tesla 500 kV Line | Collinsville-Tesla 500 kV Line | Collinsville-Tesla 500 kV Line |  | 5 | 1 | YES | 2 | 1 | 1 | NO | 1
PG&E GBA | Salado | 115 | 0 | 0 | 0 | 0 | 0 | 0 | 0 | 0 | 0 | 0 | 0 | 0 | 0 | 0 | 0 | 0 | 0 | 0 | 0 | 0 | 0 | 0 | 0 | 0 | 0 | 0 | 0 | 0 | 0 | 0 | 0 | 0 | 0 | 0 | 0 | 0 | 0 | 0 | 0 | 0 | 0 | 0 | 0 | 0 | 0 | 0 | 0 | 0 | 0 | 0 | 0 | 0 | 0 | 0 | 0 | 1 | 0 | 0 | 0 | 1 | 0 | 0 | 0 | 1 | 0 | 0 | 0 | 0 | 0 | 0 | 0 | 0 | 0 | 0 | 0 | 0 | 0 | 0 | 0 | 0 | 0 | 0 | 0 | 0 | 0 | 0 | 0 | 0 | 0 | 0 | 0 | 0 | 0 | 0 | 0 | 0 | 0 |  |  | 0 | 0 | 0 | 0 | 0 | 0 | 0 | 0 | 0 | 0 | 0 | 0 | 0 | 0 | 0 | 0 | 0 | 0 | 0 | 0 | 0 | 0 | 0 | 0 | 0 | 0 | 0 | 0 | 0 | 0 | 0 | 0 | 0 | 0 | 0 | 0 | 63.9885 | 117.5109 | 278.4144 | Tesla-Salado 115 kV line | Tesla-Salado 115 kV line | Tesla-Salado 115 kV line |  | 0 | 0 | 0 | 0 | 0 | 0 | 63.9885 | 117.5109 | 278.4144 | Tesla-Salado 115 kV line | Tesla-Salado 115 kV line | Tesla-Salado 115 kV line |  | 1 | 1 | NO | 1 | 1 | 1 | NO | 1
PG&E GBA | Salado | 60 | 0 | 0 | 0 | 0 | 0 | 0 | 0 | 0 | 0 | 0 | 0 | 0 | 0 | 0 | 0 | 0 | 0 | 0 | 0 | 0 | 0 | 0 | 0 | 0 | 0 | 0 | 0 | 0 | 0 | 0 | 0 | 0 | 0 | 0 | 0 | 0 | 0 | 0 | 0 | 0 | 0 | 0 | 0 | 0 | 0 | 0 | 0 | 0 | 0 | 0 | 0 | 0 | 0 | 0 | 0 | 1 | 0 | 0 | 0 | 1 | 0 | 0 | 0 | 1 | 0 | 0 | 0 | 0 | 0 | 0 | 0 | 0 | 0 | 0 | 0 | 0 | 0 | 0 | 0 | 0 | 0 | 0 | 0 | 0 | 0 | 0 | 0 | 0 | 0 | 0 | 0 | 0 | 0 | 0 | 0 | 0 | 0 |  |  | 0 | 0 | 0 | 0 | 0 | 0 | 0 | 0 | 0 | 0 | 0 | 0 | 0 | 0 | 0 | 0 | 0 | 0 | 0 | 0 | 0 | 0 | 0 | 0 | 0 | 0 | 0 | 0 | 0 | 0 | 0 | 0 | 0 | 0 | 0 | 0 | 63.9885 | 117.5109 | 278.4144 | Tesla-Salado 115 kV line | Tesla-Salado 115 kV line | Tesla-Salado 115 kV line |  | 0 | 0 | 0 | 0 | 0 | 0 | 63.9885 | 117.5109 | 278.4144 | Tesla-Salado 115 kV line | Tesla-Salado 115 kV line | Tesla-Salado 115 kV line |  | 1 | 1 | NO | 1 | 1 | 1 | NO | 1
PG&E GBA | Salinas | 115 | 0 | 0 | 0 | 0 | 0 | 0 | 0 | 0 | 0 | 0 | 0 | 0 | 0 | 0 | 0 | 0 | 0 | 0 | 0 | 0 | 0 | 0 | 0 | 0 | 0 | 0 | 0 | 0 | 0 | 0 | 0 | 0 | 0 | 0 | 0 | 0 | 0 | 0 | 0 | 0 | 0 | 0 | 0 | 0 | 0 | 0 | 0 | 0 | 0 | 0 | 0 | 0 | 0 | 0 | 0 | 0 | 0 | 0 | 0 | 0 | 0 | 0 | 0 | 0 | 1 | 0 | 0 | 0 | 0 | 0 | 0 | 0 | 0 | 0 | 0 | 0 | 0 | 0 | 0 | 0 | 0 | 0 | 0 | 0 | 0 | 0 | 0 | 0 | 0 | 0 | 0 | 0 | 0 | 0 | 0 | 0 | 1 |  |  | 0 | 0 | 0 | 0 | 0 | 0 | 0 | 0 | 0 | 0 | 0 | 0 | 16 | 0 | 1 | 0 | 3.25 | 0 | 0 | 0 | 0 | 0 | 0 | 3 | 0 | 0 | 0 | 16 | 0 | 1 | 0 | 0 | 0 | 0 | 0 | 0 | 338.65 | 358.51 | 303.18 | Morganhill-Metcalf 115kV Line | Morganhill-Metcalf 115kV Line | Morganhill-Metcalf 115kV Line |  | 0 | 0 | 0 | 0 | 0 | 0 | 338.65 | 358.51 | 303.18 | Morganhill-Metcalf 115kV Line | Morganhill-Metcalf 115kV Line | Morganhill-Metcalf 115kV Line |  | 1 | 1 | NO | 1 | 1 | 1 | NO | 1
SDGE | Salt Creek | 69 | 0 | 0 | 0 | 0 | 0 | 0 | 0 | 0 | 0 | 0 | 0 | 0 | 0 | 0 | 0 | 0 | 0 | 0 | 0 | 0 | 0 | 0 | 0 | 0 | 0 | 0 | 0 | 1 | 1 | 1 | 1 | 0 | 1 | 0 | 0 | 1 | 1 | 0 | 0 | 0 | 0 | 0 | 0 | 0 | 0 | 0 | 0 | 0 | 0 | 0 | 0 | 0 | 0 | 0 | 0 | 0 | 0 | 0 | 0 | 0 | 0 | 0 | 0 | 0 | 0 | 0 | 0 | 0 | 0 | 0 | 0 | 0 | 0 | 0 | 0 | 0 | 0 | 0 | 0 | 0 | 0 | 0 | 0 | 0 | 0 | 0 | 0 | 0 | 0 | 0 | 0 | 0 | 0 | 0 | 0 | 0 | 0 |  |  | 0 | 0 | 0 | 0 | 0 | 0 | 0 | 0 | 0 | 0 | 0 | 0 | 0 | 0 | 0 | 0 | 0 | 0 | 0 | 0 | 0 | 0 | 0 | 0 | 0 | 0 | 0 | 0 | 0 | 0 | 0 | 0 | 0 | 0 | 0 | 0 | 159.09 | 195.045 | 302.2464 | Miguel 69 kV constraint | Miguel 69 kV constraint | Miguel 69 kV constraint |  | 0 | 0 | 0 | 0 | 0 | 0 | 159.09 | 195.045 | 302.2464 | Miguel 69 kV constraint | Miguel 69 kV constraint | Miguel 69 kV constraint |  | 1 | 1 | NO | 1 | 1 | 1 | NO | 1
SCE Eastern | San Bernardino | 230 | 0 | 0 | 0 | 0 | 0 | 0 | 0 | 0 | 0 | 0 | 0 | 0 | 0 | 0 | 0 | 0 | 0 | 0 | 0 | 1 | 0 | 1 | 0 | 0 | 0 | 0 | 0 | 0 | 0 | 0 | 0 | 0 | 0 | 0 | 0 | 0 | 0 | 0 | 0 | 0 | 0 | 0 | 0 | 0 | 0 | 0 | 0 | 0 | 0 | 0 | 0 | 0 | 0 | 0 | 0 | 0 | 0 | 0 | 0 | 0 | 0 | 0 | 0 | 0 | 0 | 0 | 0 | 0 | 0 | 0 | 0 | 0 | 0 | 0 | 0 | 0 | 0 | 0 | 0 | 0 | 0 | 0 | 0 | 0 | 0 | 0 | 0 | 0 | 0 | 0 | 0 | 0 | 0 | 0 | 0 | 0 | 0 |  |  | 0 | 0 | 0 | 0 | 0 | 0 | 0 | 0 | 0 | 0 | 0 | 0 | 0 | 0 | 0 | 0 | 5.25 | 0 | 0 | 0 | 0 | 0 | 0 | 0 | 0 | 0 | 0 | 0 | 0 | 1 | 0 | 0 | 0 | 0 | 0 | 0 | 945.12 | 2557.875 | 8962.975 | Serrano-Alberhill-Valley Constraint | Etiwanda-Rancho Vista Constraint | Etiwanda-Rancho Vista Constraint |  | 0 | 0 | 0 | 0 | 0 | 0 | 945.12 | 2557.875 | 8962.975 | Serrano-Alberhill-Valley Constraint | Etiwanda-Rancho Vista Constraint | Etiwanda-Rancho Vista Constraint |  | 1 | 1 | NO | 1 | 1 | 1 | NO | 1
PG&E GBA | SAN FRAN A (POTRERO PP) | 115 | 0 | 0 | 0 | 0 | 0 | 0 | 0 | 0 | 0 | 0 | 0 | 0 | 0 | 0 | 0 | 0 | 0 | 0 | 0 | 0 | 0 | 0 | 0 | 0 | 0 | 0 | 0 | 0 | 0 | 0 | 0 | 0 | 0 | 0 | 0 | 0 | 0 | 0 | 0 | 1 | 0 | 0 | 0 | 0 | 0 | 0 | 0 | 0 | 0 | 0 | 0 | 0 | 1 | 0 | 0 | 0 | 0 | 0 | 0 | 0 | 0 | 0 | 0 | 0 | 0 | 0 | 0 | 0 | 0 | 0 | 0 | 0 | 0 | 0 | 0 | 0 | 0 | 0 | 0 | 0 | 0 | 0 | 0 | 0 | 0 | 0 | 0 | 0 | 0 | 0 | 0 | 0 | 0 | 0 | 0 | 0 | 0 |  |  | 0 | 0 | 0 | 0 | 0 | 0 | 0 | 0 | 0 | 0 | 0 | 0 | 0 | 0 | 0 | 0 | 0 | 0 | 0 | 0 | 0 | 0 | 0 | 0 | 0 | 0 | 0 | 0 | 0 | 0 | 1 | 0 | 0 | 0 | 0 | 0 | -2006.68 | 431.687 | 4794.6338 | Collinsville-Tesla 500 kV Line | Collinsville-Tesla 500 kV Line | Collinsville-Tesla 500 kV Line |  | 0 | 0 | 0 | 0 | 0 | 0 | 2568.55 | 2761.05 | 4794.6338 | Sobrante-Moraga 230 kV line | Sobrante-Moraga 230 kV line | Collinsville-Tesla 500 kV Line |  | 5 | 1 | YES | 2 | 1 | 1 | NO | 1
PG&E GBA | SAN FRAN A (POTRERO PP) | 230 | 0 | 0 | 0 | 0 | 0 | 0 | 0 | 0 | 0 | 0 | 0 | 0 | 0 | 0 | 0 | 0 | 0 | 0 | 0 | 0 | 0 | 0 | 0 | 0 | 0 | 0 | 0 | 0 | 0 | 0 | 0 | 0 | 0 | 0 | 0 | 0 | 0 | 0 | 0 | 1 | 0 | 0 | 0 | 0 | 0 | 0 | 0 | 0 | 0 | 0 | 0 | 0 | 1 | 0 | 0 | 0 | 0 | 0 | 0 | 0 | 0 | 0 | 0 | 0 | 0 | 0 | 0 | 0 | 0 | 0 | 0 | 0 | 0 | 0 | 0 | 0 | 0 | 0 | 0 | 0 | 0 | 0 | 0 | 0 | 0 | 0 | 0 | 0 | 0 | 0 | 0 | 0 | 0 | 0 | 0 | 0 | 0 |  |  | 0 | 0 | 0 | 0 | 0 | 0 | 0 | 0 | 0 | 0 | 0 | 0 | 0 | 0 | 0 | 0 | 0 | 0 | 0 | 0 | 0 | 0 | 0 | 0 | 0 | 0 | 0 | 0 | 0 | 0 | 1 | 0 | 0 | 0 | 0 | 0 | -2006.68 | 431.687 | 4794.6338 | Collinsville-Tesla 500 kV Line | Collinsville-Tesla 500 kV Line | Collinsville-Tesla 500 kV Line |  | 0 | 0 | 0 | 0 | 0 | 0 | 2568.55 | 2761.05 | 4794.6338 | Sobrante-Moraga 230 kV line | Sobrante-Moraga 230 kV line | Collinsville-Tesla 500 kV Line |  | 5 | 1 | YES | 2 | 1 | 1 | NO | 1
PG&E GBA | San Jose A | 115 | 0 | 0 | 0 | 0 | 0 | 0 | 0 | 0 | 0 | 0 | 0 | 0 | 0 | 0 | 0 | 0 | 0 | 0 | 0 | 0 | 0 | 0 | 0 | 0 | 0 | 0 | 0 | 0 | 0 | 0 | 0 | 0 | 0 | 0 | 0 | 0 | 0 | 0 | 0 | 0 | 0 | 0 | 0 | 0 | 0 | 0 | 0 | 0 | 0 | 0 | 0 | 0 | 0 | 0 | 0 | 1 | 0 | 0 | 0 | 1 | 0 | 0 | 0 | 0 | 0 | 0 | 0 | 0 | 0 | 0 | 0 | 0 | 0 | 0 | 0 | 0 | 0 | 0 | 0 | 0 | 0 | 0 | 0 | 0 | 0 | 0 | 0 | 0 | 0 | 0 | 0 | 0 | 0 | 0 | 0 | 0 | 1 |  |  | 0 | 0 | 0 | 0 | 0 | 0 | 0 | 0 | 0 | 0 | 0 | 0 | 0 | 0 | 0 | 0 | 0 | 0 | 0 | 0 | 0 | 0 | 0 | 0 | 0 | 0 | 0 | 0 | 0 | 0 | 0 | 0 | 0 | 0 | 0 | 0 | 806.5435 | 1620.51 | 5079.017 | Tesla-Bellota 230 kV line | NEW-Metcalf-Mosslanding 500kV | Tesla-Bellota 230 kV line |  | 0 | 0 | 0 | 0 | 0 | 0 | 806.5435 | 1620.51 | 5079.017 | Tesla-Bellota 230 kV line | NEW-Metcalf-Mosslanding 500kV | Tesla-Bellota 230 kV line |  | 1 | 1 | NO | 1 | 1 | 1 | NO | 1
PG&E GBA | San Jose B | 115 | 0 | 0 | 0 | 0 | 0 | 0 | 0 | 0 | 0 | 0 | 0 | 0 | 0 | 0 | 0 | 0 | 0 | 0 | 0 | 0 | 0 | 0 | 0 | 0 | 0 | 0 | 0 | 0 | 0 | 0 | 0 | 0 | 0 | 0 | 0 | 0 | 0 | 0 | 0 | 0 | 0 | 0 | 0 | 0 | 0 | 0 | 0 | 0 | 0 | 0 | 0 | 0 | 0 | 0 | 0 | 1 | 0 | 0 | 0 | 1 | 0 | 0 | 0 | 0 | 0 | 0 | 0 | 0 | 0 | 0 | 0 | 0 | 0 | 0 | 0 | 0 | 0 | 0 | 0 | 0 | 0 | 0 | 0 | 0 | 0 | 0 | 0 | 0 | 0 | 0 | 0 | 0 | 0 | 0 | 0 | 0 | 0 |  |  | 0 | 0 | 0 | 0 | 0 | 0 | 0 | 0 | 0 | 0 | 0 | 0 | 0 | 0 | 0 | 0 | 0 | 0 | 0 | 0 | 0 | 0 | 0 | 0 | 0 | 0 | 0 | 0 | 0 | 0 | 0 | 0 | 0 | 0 | 0 | 0 | 806.5435 | 1954.8014 | 5079.017 | Tesla-Bellota 230 kV line | Tesla-Bellota 230 kV line | Tesla-Bellota 230 kV line |  | 0 | 0 | 0 | 0 | 0 | 0 | 806.5435 | 1954.8014 | 5079.017 | Tesla-Bellota 230 kV line | Tesla-Bellota 230 kV line | Tesla-Bellota 230 kV line |  | 1 | 1 | NO | 1 | 1 | 1 | NO | 1
PG&E GBA | San Leandro U | 115 | 0 | 0 | 0 | 0 | 0 | 0 | 0 | 0 | 0 | 0 | 0 | 0 | 0 | 0 | 0 | 0 | 0 | 0 | 0 | 0 | 0 | 0 | 0 | 0 | 0 | 0 | 0 | 0 | 0 | 0 | 0 | 0 | 0 | 0 | 0 | 0 | 0 | 0 | 0 | 1 | 0 | 0 | 0 | 0 | 0 | 0 | 0 | 0 | 0 | 0 | 0 | 0 | 1 | 0 | 0 | 1 | 0 | 0 | 0 | 0 | 0 | 0 | 0 | 0 | 0 | 0 | 0 | 0 | 0 | 0 | 0 | 0 | 0 | 0 | 0 | 0 | 0 | 0 | 0 | 0 | 0 | 0 | 0 | 0 | 0 | 0 | 0 | 0 | 0 | 0 | 0 | 0 | 0 | 0 | 0 | 0 | 0 |  |  | 0 | 0 | 0 | 0 | 0 | 0 | 0 | 0 | 0 | 0 | 0 | 0 | 0 | 0 | 0 | 0 | 0 | 0 | 0 | 0 | 0 | 0 | 0 | 0 | 0 | 0 | 0 | 0 | 0 | 0 | 1 | 0 | 0 | 0 | 0 | 0 | -2006.68 | 431.687 | 4794.6338 | Collinsville-Tesla 500 kV Line | Collinsville-Tesla 500 kV Line | Collinsville-Tesla 500 kV Line |  | 0 | 0 | 0 | 0 | 0 | 0 | 2282.4435 | 2761.05 | 4794.6338 | Tesla-Tracy-Pump 230 kV line #2 | Sobrante-Moraga 230 kV line | Collinsville-Tesla 500 kV Line |  | 5 | 1 | YES | 2 | 1 | 1 | NO | 1
PG&E KERN | San Luis Obispo | 115 | 0 | 0 | 0 | 0 | 0 | 0 | 0 | 0 | 0 | 0 | 0 | 0 | 0 | 0 | 0 | 0 | 0 | 0 | 0 | 0 | 0 | 0 | 0 | 0 | 0 | 0 | 0 | 0 | 0 | 0 | 0 | 0 | 0 | 0 | 0 | 0 | 0 | 0 | 0 | 0 | 0 | 0 | 0 | 0 | 0 | 0 | 0 | 0 | 0 | 0 | 0 | 0 | 0 | 0 | 0 | 0 | 0 | 0 | 0 | 0 | 0 | 0 | 0 | 0 | 0 | 0 | 0 | 1 | 1 | 0 | 0 | 0 | 0 | 0 | 0 | 0 | 0 | 0 | 0 | 1 | 0 | 0 | 0 | 0 | 0 | 1 | 0 | 0 | 0 | 0 | 0 | 0 | 0 | 0 | 0 | 1 | 0 |  |  | 0 | 0 | 0 | 0 | 0 | 0 | 0 | 0 | 0 | 0 | 0 | 0 | 0 | 0 | 0 | 0 | 0 | 0 | 0 | 0 | 0 | 0 | 0 | 0 | 0 | 0 | 0 | 0 | 0 | 0 | 0 | 0 | 0 | 0 | 0 | 0 | 363.365 | 263.7217 | 418.365 | Cal Flat-Gates 230 kV line | Cal Flat-Gates 230 kV line | Cal Flat-Gates 230 kV line |  | 0 | 0 | 0 | 0 | 0 | 0 | 363.365 | 263.7217 | 418.365 | Cal Flat-Gates 230 kV line | Cal Flat-Gates 230 kV line | Cal Flat-Gates 230 kV line |  | 1 | 1 | NO | 1 | 1 | 1 | NO | 1
PG&E KERN | San Luis Obispo | 70 | 0 | 0 | 0 | 0 | 0 | 0 | 0 | 0 | 0 | 0 | 0 | 0 | 0 | 0 | 0 | 0 | 0 | 0 | 0 | 0 | 0 | 0 | 0 | 0 | 0 | 0 | 0 | 0 | 0 | 0 | 0 | 0 | 0 | 0 | 0 | 0 | 0 | 0 | 0 | 0 | 0 | 0 | 0 | 0 | 0 | 0 | 0 | 0 | 0 | 0 | 0 | 0 | 0 | 0 | 0 | 0 | 0 | 0 | 0 | 0 | 0 | 0 | 0 | 0 | 0 | 0 | 0 | 1 | 1 | 0 | 0 | 0 | 0 | 0 | 0 | 0 | 0 | 0 | 0 | 1 | 0 | 0 | 0 | 0 | 0 | 1 | 0 | 0 | 0 | 0 | 0 | 0 | 0 | 0 | 0 | 1 | 0 |  |  | 0 | 0 | 0 | 0 | 0 | 0 | 0 | 0 | 0 | 0 | 0 | 0 | 0 | 0 | 0 | 0 | 11 | 0 | 0 | 0 | 0 | 0 | 0 | 0 | 0 | 0 | 0 | 0 | 0 | 1 | 0 | 0 | 0 | 0 | 0 | 0 | 363.365 | 263.7217 | 418.365 | Cal Flat-Gates 230 kV line | Cal Flat-Gates 230 kV line | Cal Flat-Gates 230 kV line |  | 0 | 0 | 0 | 0 | 0 | 0 | 363.365 | 263.7217 | 418.365 | Cal Flat-Gates 230 kV line | Cal Flat-Gates 230 kV line | Cal Flat-Gates 230 kV line |  | 1 | 1 | NO | 1 | 1 | 1 | NO | 1
SDGE | San Luis Rey | 230 | 0 | 0 | 0 | 0 | 0 | 0 | 0 | 0 | 0 | 0 | 0 | 0 | 0 | 0 | 0 | 0 | 0 | 0 | 0 | 0 | 0 | 0 | 0 | 0 | 0 | 0 | 0 | 0 | 0 | 0 | 0 | 0 | 1 | 0 | 0 | 0 | 0 | 0 | 0 | 0 | 0 | 0 | 0 | 0 | 0 | 0 | 0 | 0 | 0 | 0 | 0 | 0 | 0 | 0 | 0 | 0 | 0 | 0 | 0 | 0 | 0 | 0 | 0 | 0 | 0 | 0 | 0 | 0 | 0 | 0 | 0 | 0 | 0 | 0 | 0 | 0 | 0 | 0 | 0 | 0 | 0 | 0 | 0 | 0 | 0 | 0 | 0 | 0 | 0 | 0 | 0 | 0 | 0 | 0 | 0 | 0 | 0 |  |  | 0 | 0 | 0 | 0 | 0 | 0 | 0 | 0 | 0 | 0 | 0 | 0 | 0 | 0 | 0 | 0 | 0 | 0 | 0 | 0 | 0 | 0 | 0 | 0 | 0 | 0 | 0 | 0 | 0 | 0 | 0 | 0 | 0 | 0 | 0 | 0 | 786.21 | 2179.805 | 8449.9634 | San Luis Rey-San Onofre 230 kV line constraint | San Luis Rey-San Onofre 230 kV line constraint | San Luis Rey-San Onofre 230 kV line constraint |  | 0 | 0 | 0 | 0 | 0 | 0 | 786.21 | 2179.805 | 8449.9634 | San Luis Rey-San Onofre 230 kV line constraint | San Luis Rey-San Onofre 230 kV line constraint | San Luis Rey-San Onofre 230 kV line constraint |  | 1 | 1 | NO | 1 | 1 | 1 | NO | 1
SDGE | San Luis Rey | 69 | 0 | 0 | 0 | 0 | 0 | 0 | 0 | 0 | 0 | 0 | 0 | 0 | 0 | 0 | 0 | 0 | 0 | 0 | 0 | 0 | 0 | 0 | 0 | 0 | 0 | 1 | 0 | 0 | 0 | 0 | 0 | 0 | 1 | 0 | 0 | 0 | 0 | 1 | 0 | 0 | 0 | 0 | 0 | 0 | 0 | 0 | 0 | 0 | 0 | 0 | 0 | 0 | 0 | 0 | 0 | 0 | 0 | 0 | 0 | 0 | 0 | 0 | 0 | 0 | 0 | 0 | 0 | 0 | 0 | 0 | 0 | 0 | 0 | 0 | 0 | 0 | 0 | 0 | 0 | 0 | 0 | 0 | 0 | 0 | 0 | 0 | 0 | 0 | 0 | 0 | 0 | 0 | 0 | 0 | 0 | 0 | 0 |  |  | 0 | 0 | 0 | 0 | 0 | 0 | 0 | 0 | 0 | 0 | 0 | 0 | 0 | 0 | 0 | 0 | 0 | 0 | 0 | 0 | 0 | 0 | 0 | 0 | 0 | 0 | 0 | 0 | 0 | 0 | 0 | 0 | 0 | 0 | 0 | 0 | 647.87 | 894.535 | 1294.93 | Capistrano-San Onofre 230 kV constraint | Talega 230 kV constraint | Talega 230 kV constraint |  | 0 | 0 | 0 | 0 | 0 | 0 | 647.87 | 894.535 | 1294.93 | Capistrano-San Onofre 230 kV constraint | Talega 230 kV constraint | Talega 230 kV constraint |  | 1 | 1 | NO | 1 | 1 | 1 | NO | 1
SDGE | San Marcos | 69 | 0 | 0 | 0 | 0 | 0 | 0 | 0 | 0 | 0 | 0 | 0 | 0 | 0 | 0 | 0 | 0 | 0 | 0 | 0 | 0 | 0 | 0 | 0 | 0 | 0 | 1 | 0 | 0 | 0 | 0 | 1 | 0 | 1 | 1 | 0 | 0 | 0 | 1 | 0 | 0 | 0 | 0 | 0 | 0 | 0 | 0 | 0 | 0 | 0 | 0 | 0 | 0 | 0 | 0 | 0 | 0 | 0 | 0 | 0 | 0 | 0 | 0 | 0 | 0 | 0 | 0 | 0 | 0 | 0 | 0 | 0 | 0 | 0 | 0 | 0 | 0 | 0 | 0 | 0 | 0 | 0 | 0 | 0 | 0 | 0 | 0 | 0 | 0 | 0 | 0 | 0 | 0 | 0 | 0 | 0 | 0 | 0 |  |  | 0 | 0 | 0 | 0 | 0 | 0 | 0 | 0 | 0 | 0 | 0 | 0 | 0 | 0 | 0 | 0 | 0 | 0 | 0 | 0 | 0 | 0 | 0 | 0 | 0 | 0 | 0 | 0 | 0 | 0 | 0 | 0 | 0 | 0 | 0 | 0 | 94.4 | 149.2 | 313.6 | Ocean Ranch 69 kV constraint | Ocean Ranch 69 kV constraint | Ocean Ranch 69 kV constraint |  | 0 | 0 | 0 | 0 | 0 | 0 | 94.4 | 149.2 | 313.6 | Ocean Ranch 69 kV constraint | Ocean Ranch 69 kV constraint | Ocean Ranch 69 kV constraint |  | 1 | 1 | NO | 1 | 1 | 1 | NO | 1
SCE Metro | San Onofre | 230 | 0 | 0 | 0 | 0 | 0 | 0 | 0 | 0 | 0 | 1 | 0 | 0 | 0 | 0 | 0 | 0 | 0 | 0 | 0 | 0 | 0 | 0 | 0 | 0 | 0 | 0 | 0 | 0 | 0 | 0 | 0 | 0 | 0 | 0 | 0 | 0 | 0 | 0 | 0 | 0 | 0 | 0 | 0 | 0 | 0 | 0 | 0 | 0 | 0 | 0 | 0 | 0 | 0 | 0 | 0 | 0 | 0 | 0 | 0 | 0 | 0 | 0 | 0 | 0 | 0 | 0 | 0 | 0 | 0 | 0 | 0 | 0 | 0 | 0 | 0 | 0 | 0 | 0 | 0 | 0 | 0 | 0 | 0 | 0 | 0 | 0 | 0 | 0 | 0 | 0 | 0 | 0 | 0 | 0 | 0 | 0 | 0 |  |  | 0 | 0 | 0 | 0 | 0 | 0 | 0 | 0 | 0 | 0 | 0 | 0 | 0 | 0 | 0 | 0 | 0 | 0 | 0 | 0 | 0 | 0 | 0 | 0 | 0 | 0 | 0 | 0 | 0 | 0 | 0 | 0 | 0 | 0 | 0 | 0 | 11157.1 | 12110.2 | 14980.0055 | SCE Metro Area Default Constraint | SCE Metro Area Default Constraint | SCE Metro Area Default Constraint |  | 0 | 0 | 0 | 0 | 0 | 0 | 11157.1 | 12110.2 | 14980.0055 | SCE Metro Area Default Constraint | SCE Metro Area Default Constraint | SCE Metro Area Default Constraint |  | 1 | 1 | NO | 1 | 1 | 1 | NO | 1
PG&E GBA | San Pablo | 115 | 0 | 0 | 0 | 0 | 0 | 0 | 0 | 0 | 0 | 0 | 0 | 0 | 0 | 0 | 0 | 0 | 0 | 0 | 0 | 0 | 0 | 0 | 0 | 0 | 0 | 0 | 0 | 0 | 0 | 0 | 0 | 0 | 0 | 0 | 0 | 0 | 0 | 0 | 0 | 1 | 0 | 0 | 0 | 0 | 0 | 0 | 0 | 0 | 0 | 1 | 0 | 0 | 1 | 1 | 1 | 1 | 0 | 0 | 1 | 1 | 0 | 1 | 0 | 0 | 0 | 1 | 0 | 0 | 0 | 0 | 0 | 0 | 0 | 0 | 0 | 0 | 0 | 0 | 0 | 0 | 0 | 0 | 0 | 0 | 0 | 0 | 0 | 0 | 0 | 0 | 0 | 0 | 0 | 0 | 0 | 0 | 0 |  |  | 0 | 0 | 0 | 0 | 0 | 0 | 0 | 0 | 0 | 0 | 0 | 0 | 0 | 0 | 0 | 0 | 0 | 0 | 0 | 0 | 0 | 0 | 0 | 0 | 0 | 0 | 0 | 0 | 0 | 0 | 2 | 0 | 1 | 0 | 0 | 0 | -2006.68 | -196.964 | 1214.56 | Collinsville-Tesla 500 kV Line | Windmaster-Delta pumps 230 kV line | Grant - Eastshore #2 line 115 kV |  | 0 | 0 | 0 | 0 | 0 | 0 | 322.25 | 699.038 | 1214.56 | Contra Costa- Windmaster 230 kV line | Contra Costa- Windmaster 230 kV line | Grant - Eastshore #2 line 115 kV |  | 5 | 1 | YES | 2 | 1 | 1 | NO | 1
PG&E GBA | San Ramon | 230 | 0 | 0 | 0 | 0 | 0 | 0 | 0 | 0 | 0 | 0 | 0 | 0 | 0 | 0 | 0 | 0 | 0 | 0 | 0 | 0 | 0 | 0 | 0 | 0 | 0 | 0 | 0 | 0 | 0 | 0 | 0 | 0 | 0 | 0 | 0 | 0 | 0 | 0 | 0 | 1 | 0 | 0 | 0 | 0 | 0 | 0 | 0 | 0 | 0 | 0 | 0 | 0 | 0 | 0 | 0 | 1 | 0 | 0 | 0 | 0 | 0 | 0 | 0 | 0 | 0 | 0 | 0 | 0 | 0 | 0 | 0 | 0 | 0 | 0 | 0 | 0 | 0 | 0 | 0 | 0 | 0 | 0 | 0 | 0 | 0 | 0 | 0 | 0 | 0 | 0 | 0 | 0 | 0 | 0 | 0 | 0 | 0 |  |  | 0 | 0 | 0 | 0 | 0 | 0 | 0 | 0 | 0 | 0 | 0 | 0 | 0 | 0 | 0 | 0 | 0 | 0 | 0 | 0 | 0 | 0 | 0 | 0 | 0 | 0 | 0 | 0 | 0 | 0 | 1 | 0 | 0 | 0 | 0 | 0 | -2006.68 | 431.687 | 4794.6338 | Collinsville-Tesla 500 kV Line | Collinsville-Tesla 500 kV Line | Collinsville-Tesla 500 kV Line |  | 0 | 0 | 0 | 0 | 0 | 0 | 2282.4435 | 3374.2494 | 4794.6338 | Tesla-Tracy-Pump 230 kV line #2 | Tesla-Tracy-Pump 230 kV line #2 | Collinsville-Tesla 500 kV Line |  | 5 | 1 | YES | 2 | 1 | 1 | NO | 1
SDGE | San Ysidro | 69 | 0 | 0 | 0 | 0 | 0 | 0 | 0 | 0 | 0 | 0 | 0 | 0 | 0 | 0 | 0 | 0 | 0 | 0 | 0 | 0 | 0 | 0 | 0 | 0 | 0 | 0 | 0 | 0 | 0 | 1 | 1 | 0 | 1 | 0 | 0 | 1 | 1 | 0 | 0 | 0 | 0 | 0 | 0 | 0 | 0 | 0 | 0 | 0 | 0 | 0 | 0 | 0 | 0 | 0 | 0 | 0 | 0 | 0 | 0 | 0 | 0 | 0 | 0 | 0 | 0 | 0 | 0 | 0 | 0 | 0 | 0 | 0 | 0 | 0 | 0 | 0 | 0 | 0 | 0 | 0 | 0 | 0 | 0 | 0 | 0 | 0 | 0 | 0 | 0 | 0 | 0 | 0 | 0 | 0 | 0 | 0 | 0 |  |  | 0 | 0 | 0 | 0 | 0 | 0 | 0 | 0 | 0 | 0 | 0 | 0 | 0 | 0 | 0 | 0 | 0 | 0 | 0 | 0 | 0 | 0 | 0 | 0 | 0 | 0 | 0 | 0 | 0 | 0 | 0 | 0 | 0 | 0 | 0 | 0 | 159.09 | 195.045 | 302.2464 | Miguel 69 kV constraint | Miguel 69 kV constraint | Miguel 69 kV constraint |  | 0 | 0 | 0 | 0 | 0 | 0 | 159.09 | 195.045 | 302.2464 | Miguel 69 kV constraint | Miguel 69 kV constraint | Miguel 69 kV constraint |  | 1 | 1 | NO | 1 | 1 | 1 | NO | 1
SCE NOL | Sandlot | 230 | 0 | 0 | 0 | 0 | 0 | 0 | 0 | 0 | 0 | 0 | 0 | 1 | 1 | 1 | 0 | 0 | 0 | 0 | 0 | 0 | 0 | 0 | 0 | 0 | 0 | 0 | 0 | 0 | 0 | 0 | 0 | 0 | 0 | 0 | 0 | 0 | 0 | 0 | 0 | 0 | 0 | 0 | 0 | 0 | 0 | 0 | 0 | 0 | 0 | 0 | 0 | 0 | 0 | 0 | 0 | 0 | 0 | 0 | 0 | 0 | 0 | 0 | 0 | 0 | 0 | 0 | 0 | 0 | 0 | 0 | 0 | 0 | 0 | 0 | 0 | 0 | 0 | 0 | 0 | 0 | 0 | 0 | 0 | 0 | 0 | 0 | 0 | 0 | 0 | 0 | 0 | 0 | 0 | 0 | 0 | 0 | 0 |  |  | 0 | 0 | 0 | 0 | 0 | 0 | 0 | 0 | 0 | 0 | 0 | 0 | 0 | 0 | 0 | 0 | 0 | 0 | 0 | 0 | 0 | 0 | 0 | 0 | 0 | 0 | 0 | 0 | 0 | 0 | 0 | 2 | 0 | 0 | 0 | 0 | -83.1 | 8.05 | 1104.2638 | South of Kramer Area Constraint | South of Kramer Area Constraint | South of Kramer Area Constraint |  | 0 | 2 | 0 | 0 | 0 | 0 | -83.1 | 8.05 | 1104.2638 | South of Kramer Area Constraint | South of Kramer Area Constraint | South of Kramer Area Constraint |  | 3 | 3 | NO | 3 | 1 | 1 | NO | 1
EOP | Sandy | 138 | 0 | 0 | 0 | 0 | 0 | 0 | 0 | 0 | 0 | 0 | 0 | 0 | 0 | 0 | 0 | 0 | 0 | 0 | 0 | 0 | 0 | 0 | 1 | 1 | 1 | 0 | 0 | 0 | 0 | 0 | 0 | 0 | 0 | 0 | 0 | 0 | 0 | 0 | 0 | 0 | 0 | 0 | 0 | 0 | 0 | 0 | 0 | 0 | 0 | 0 | 0 | 0 | 0 | 0 | 0 | 0 | 0 | 0 | 0 | 0 | 0 | 0 | 0 | 0 | 0 | 0 | 0 | 0 | 0 | 0 | 0 | 0 | 0 | 0 | 0 | 0 | 0 | 0 | 0 | 0 | 0 | 0 | 0 | 0 | 0 | 0 | 0 | 0 | 0 | 0 | 0 | 0 | 0 | 0 | 0 | 0 | 0 |  |  | 0 | 0 | 0 | 0 | 0 | 0 | 0 | 0 | 0 | 0 | 0 | 0 | 0 | 0 | 0 | 0 | 0 | 0 | 0 | 0 | 0 | 0 | 0 | 0 | 0 | 0 | 0 | 0 | 0 | 0 | 0 | 0 | 0 | 0 | 0 | 0 | 132.885 | 1655.59 | 2398.8 | Lugo - Victorville area constraint | Sloan Canyon - Eldorado 500 kV constraint | Sloan Canyon - Eldorado 500 kV constraint |  | 0 | 0 | 0 | 0 | 0 | 0 | 132.885 | 1655.59 | 2398.8 | Lugo - Victorville area constraint | Sloan Canyon - Eldorado 500 kV constraint | Sloan Canyon - Eldorado 500 kV constraint |  | 1 | 1 | NO | 1 | 1 | 1 | NO | 1
PG&E FRESNO | Sanger | 115 | 0 | 0 | 0 | 0 | 0 | 0 | 0 | 0 | 0 | 0 | 0 | 0 | 0 | 0 | 0 | 0 | 0 | 0 | 0 | 0 | 0 | 0 | 0 | 0 | 0 | 0 | 0 | 0 | 0 | 0 | 0 | 0 | 0 | 0 | 0 | 0 | 0 | 0 | 0 | 0 | 0 | 0 | 0 | 0 | 0 | 1 | 0 | 0 | 0 | 0 | 0 | 0 | 0 | 0 | 0 | 0 | 0 | 0 | 0 | 0 | 0 | 0 | 0 | 0 | 0 | 0 | 0 | 0 | 0 | 0 | 0 | 0 | 0 | 0 | 0 | 0 | 0 | 0 | 1 | 1 | 0 | 1 | 0 | 1 | 1 | 1 | 0 | 0 | 0 | 1 | 0 | 0 | 0 | 0 | 1 | 0 | 0 |  |  | 0 | 0 | 0 | 0 | 0 | 0 | 0 | 0 | 0 | 0 | 0 | 0 | 0 | 0 | 0 | 0 | 1.5 | 0 | 0 | 0 | 0 | 0 | 0 | 0 | 0 | 0 | 0 | 0 | 0 | 1 | 4 | 0 | 2 | 0 | 0 | 1 | -731.8 | -280.9 | -929.2519 | Borden-Storey #1 230kV line | Borden-Storey #1 230kV line | Mustang-Henrietta 230 kV line |  | 0 | 0 | 0 | 0 | 0 | 0 | 315.9685 | 629.5 | 757.1426 | Bellota-Weber 230kV line | NEW- Melones-Cottle 230kV line | Chowchilla-Le grand 115kV Line |  | 5 | 1 | YES | 2 | 4 | 1 | YES | 2
SCE Northern | Santa Clara | 230 | 0 | 0 | 1 | 0 | 1 | 0 | 0 | 0 | 0 | 0 | 0 | 0 | 0 | 0 | 0 | 0 | 0 | 0 | 0 | 0 | 0 | 0 | 0 | 0 | 1 | 0 | 0 | 0 | 0 | 0 | 0 | 0 | 0 | 0 | 0 | 0 | 0 | 0 | 0 | 0 | 0 | 0 | 0 | 0 | 0 | 0 | 0 | 0 | 0 | 0 | 0 | 0 | 0 | 0 | 0 | 0 | 0 | 0 | 0 | 0 | 0 | 0 | 0 | 0 | 0 | 0 | 0 | 0 | 0 | 0 | 0 | 0 | 0 | 0 | 0 | 0 | 0 | 0 | 0 | 0 | 0 | 0 | 0 | 0 | 0 | 0 | 0 | 0 | 0 | 0 | 0 | 0 | 0 | 0 | 0 | 0 | 0 |  |  | 0 | 0 | 0 | 0 | 0 | 0 | 0 | 0 | 0 | 0 | 0 | 15 | 0 | 0 | 1 | 0 | 0 | 0 | 0 | 0 | 0 | 0 | 0 | 0 | 0 | 0 | 15 | 0 | 0 | 1 | 0 | 0 | 0 | 0 | 0 | 0 | 132.885 | 721.5 | 3106 | Lugo - Victorville area constraint | Moorpark-Pardee Constraint | Moorpark-Pardee Constraint |  | 0 | 0 | 0 | 0 | 0 | 0 | 132.885 | 721.5 | 3106 | Lugo - Victorville area constraint | Moorpark-Pardee Constraint | Moorpark-Pardee Constraint |  | 1 | 1 | NO | 1 | 1 | 1 | NO | 1
PG&E NGBA | Santa Rosa A | 115 | 0 | 0 | 0 | 0 | 0 | 0 | 0 | 0 | 0 | 0 | 0 | 0 | 0 | 0 | 0 | 0 | 0 | 0 | 0 | 0 | 0 | 0 | 0 | 0 | 0 | 0 | 0 | 0 | 0 | 0 | 0 | 0 | 0 | 0 | 0 | 0 | 0 | 0 | 0 | 1 | 0 | 0 | 0 | 0 | 0 | 0 | 0 | 0 | 0 | 0 | 0 | 0 | 1 | 0 | 0 | 0 | 0 | 0 | 0 | 0 | 0 | 0 | 0 | 0 | 0 | 0 | 1 | 0 | 0 | 0 | 0 | 0 | 0 | 0 | 0 | 0 | 0 | 0 | 0 | 0 | 0 | 0 | 0 | 0 | 0 | 0 | 0 | 0 | 0 | 0 | 0 | 0 | 0 | 0 | 0 | 0 | 0 |  |  | 0 | 0 | 0 | 0 | 0 | 0 | 0 | 0 | 0 | 0 | 0 | 0 | 0 | 0 | 0 | 0 | 0 | 0 | 0 | 0 | 0 | 0 | 0 | 0 | 0 | 0 | 0 | 0 | 0 | 0 | 2 | 0 | 0 | 0 | 0 | 0 | -2006.68 | 96.788 | 1147.998 | Collinsville-Tesla 500 kV Line | Birds Landing-Contra Costa 230kV Line | Birds Landing-Contra Costa 230kV Line |  | 0 | 0 | 0 | 0 | 0 | 0 | 1531.9 | 1862.788 | 1147.998 | Birds Landing-Contra Costa 230kV Line | Birds Landing-Contra Costa 230kV Line | Birds Landing-Contra Costa 230kV Line |  | 5 | 1 | YES | 2 | 1 | 1 | NO | 1
PG&E GBA | Santa Teresa | 115 | 0 | 0 | 0 | 0 | 0 | 0 | 0 | 0 | 0 | 0 | 0 | 0 | 0 | 0 | 0 | 0 | 0 | 0 | 0 | 0 | 0 | 0 | 0 | 0 | 0 | 0 | 0 | 0 | 0 | 0 | 0 | 0 | 0 | 0 | 0 | 0 | 0 | 0 | 0 | 0 | 0 | 0 | 0 | 0 | 0 | 0 | 0 | 0 | 0 | 0 | 0 | 0 | 0 | 0 | 0 | 1 | 0 | 0 | 0 | 1 | 0 | 0 | 0 | 0 | 0 | 0 | 0 | 0 | 0 | 0 | 0 | 0 | 0 | 0 | 0 | 0 | 0 | 0 | 0 | 0 | 0 | 0 | 0 | 0 | 0 | 0 | 0 | 0 | 0 | 0 | 0 | 0 | 0 | 0 | 0 | 0 | 1 |  |  | 0 | 0 | 0 | 0 | 0 | 0 | 0 | 0 | 0 | 0 | 0 | 0 | 0 | 0 | 0 | 0 | 0 | 0 | 0 | 0 | 0 | 0 | 0 | 0 | 0 | 0 | 0 | 0 | 0 | 0 | 0 | 0 | 0 | 0 | 0 | 0 | 806.5435 | 1620.51 | 5079.017 | Tesla-Bellota 230 kV line | NEW-Metcalf-Mosslanding 500kV | Tesla-Bellota 230 kV line |  | 0 | 0 | 0 | 0 | 0 | 0 | 806.5435 | 1620.51 | 5079.017 | Tesla-Bellota 230 kV line | NEW-Metcalf-Mosslanding 500kV | Tesla-Bellota 230 kV line |  | 1 | 1 | NO | 1 | 1 | 1 | NO | 1
SDGE | Santee | 138 | 0 | 0 | 0 | 0 | 0 | 0 | 0 | 0 | 0 | 0 | 0 | 0 | 0 | 0 | 0 | 0 | 0 | 0 | 0 | 0 | 0 | 0 | 0 | 0 | 0 | 0 | 1 | 0 | 1 | 0 | 1 | 0 | 1 | 0 | 0 | 0 | 0 | 0 | 0 | 0 | 0 | 0 | 0 | 0 | 0 | 0 | 0 | 0 | 0 | 0 | 0 | 0 | 0 | 0 | 0 | 0 | 0 | 0 | 0 | 0 | 0 | 0 | 0 | 0 | 0 | 0 | 0 | 0 | 0 | 0 | 0 | 0 | 0 | 0 | 0 | 0 | 0 | 0 | 0 | 0 | 0 | 0 | 0 | 0 | 0 | 0 | 0 | 0 | 0 | 0 | 0 | 0 | 0 | 0 | 0 | 0 | 0 |  |  | 0 | 0 | 0 | 0 | 0 | 0 | 0 | 0 | 0 | 0 | 0 | 0 | 0 | 0 | 0 | 0 | 0 | 0 | 0 | 0 | 0 | 0 | 0 | 0 | 0 | 0 | 10 | 0 | 0 | 1 | 1 | 0 | 0 | 0 | 0 | 0 | -86 | 69 | 534 | Chicarita 138 kV constraint | Chicarita 138 kV constraint | Chicarita 138 kV constraint |  | 1 | 0 | 0 | 0 | 0 | 0 | -86 | 69 | 534 | Chicarita 138 kV constraint | Chicarita 138 kV constraint | Chicarita 138 kV constraint |  | 5 | 5 | NO | 5 | 1 | 1 | NO | 1
SCE Metro | Santiago | 230 | 0 | 0 | 0 | 0 | 0 | 0 | 0 | 0 | 0 | 1 | 0 | 0 | 0 | 0 | 0 | 0 | 0 | 0 | 0 | 0 | 0 | 0 | 0 | 0 | 0 | 0 | 0 | 0 | 0 | 0 | 0 | 0 | 0 | 0 | 0 | 0 | 0 | 0 | 0 | 0 | 0 | 0 | 0 | 0 | 0 | 0 | 0 | 0 | 0 | 0 | 0 | 0 | 0 | 0 | 0 | 0 | 0 | 0 | 0 | 0 | 0 | 0 | 0 | 0 | 0 | 0 | 0 | 0 | 0 | 0 | 0 | 0 | 0 | 0 | 0 | 0 | 0 | 0 | 0 | 0 | 0 | 0 | 0 | 0 | 0 | 0 | 0 | 0 | 0 | 0 | 0 | 0 | 0 | 0 | 0 | 0 | 0 |  |  | 0 | 0 | 0 | 0 | 0 | 0 | 0 | 0 | 0 | 0 | 0 | 0 | 0 | 0 | 0 | 0 | 0 | 0 | 0 | 0 | 0 | 0 | 0 | 0 | 0 | 0 | 0 | 0 | 0 | 0 | 0 | 0 | 0 | 0 | 0 | 0 | 11157.1 | 12110.2 | 14980.0055 | SCE Metro Area Default Constraint | SCE Metro Area Default Constraint | SCE Metro Area Default Constraint |  | 0 | 0 | 0 | 0 | 0 | 0 | 11157.1 | 12110.2 | 14980.0055 | SCE Metro Area Default Constraint | SCE Metro Area Default Constraint | SCE Metro Area Default Constraint |  | 1 | 1 | NO | 1 | 1 | 1 | NO | 1
PG&E GBA | Saratoga | 230 | 0 | 0 | 0 | 0 | 0 | 0 | 0 | 0 | 0 | 0 | 0 | 0 | 0 | 0 | 0 | 0 | 0 | 0 | 0 | 0 | 0 | 0 | 0 | 0 | 0 | 0 | 0 | 0 | 0 | 0 | 0 | 0 | 0 | 0 | 0 | 0 | 0 | 0 | 0 | 0 | 0 | 0 | 0 | 0 | 0 | 0 | 0 | 0 | 0 | 0 | 0 | 0 | 1 | 0 | 0 | 1 | 0 | 0 | 0 | 1 | 0 | 0 | 0 | 0 | 0 | 0 | 0 | 0 | 0 | 0 | 0 | 0 | 0 | 0 | 0 | 0 | 0 | 0 | 0 | 0 | 0 | 0 | 0 | 0 | 0 | 0 | 0 | 0 | 0 | 0 | 0 | 0 | 0 | 0 | 0 | 0 | 0 |  |  | 0 | 0 | 0 | 0 | 0 | 0 | 0 | 0 | 0 | 0 | 0 | 0 | 0 | 0 | 0 | 0 | 0 | 0 | 0 | 0 | 0 | 0 | 0 | 0 | 0 | 0 | 0 | 0 | 0 | 0 | 0 | 0 | 0 | 0 | 0 | 0 | 806.5435 | 1954.8014 | 5079.017 | Tesla-Bellota 230 kV line | Tesla-Bellota 230 kV line | Tesla-Bellota 230 kV line |  | 0 | 0 | 0 | 0 | 0 | 0 | 806.5435 | 1954.8014 | 5079.017 | Tesla-Bellota 230 kV line | Tesla-Bellota 230 kV line | Tesla-Bellota 230 kV line |  | 1 | 1 | NO | 1 | 1 | 1 | NO | 1
SCE Northern | Saugus | 230 | 0 | 0 | 0 | 0 | 0 | 0 | 0 | 0 | 0 | 0 | 0 | 0 | 0 | 0 | 0 | 0 | 0 | 0 | 0 | 0 | 0 | 0 | 0 | 0 | 1 | 0 | 0 | 0 | 0 | 0 | 0 | 0 | 0 | 0 | 0 | 0 | 0 | 0 | 0 | 0 | 0 | 0 | 0 | 0 | 0 | 0 | 0 | 0 | 0 | 0 | 0 | 0 | 0 | 0 | 0 | 0 | 0 | 0 | 0 | 0 | 0 | 0 | 0 | 0 | 0 | 0 | 0 | 0 | 0 | 0 | 0 | 0 | 0 | 0 | 0 | 0 | 0 | 0 | 0 | 0 | 0 | 0 | 0 | 0 | 0 | 0 | 0 | 0 | 0 | 0 | 0 | 0 | 0 | 0 | 0 | 0 | 0 |  |  | 0 | 0 | 0 | 0 | 0 | 0 | 0 | 0 | 0 | 0 | 0 | 0 | 0 | 0 | 0 | 0 | 0 | 0 | 0 | 0 | 0 | 0 | 0 | 0 | 0 | 0 | 0 | 0 | 0 | 0 | 0 | 0 | 0 | 0 | 0 | 0 | 132.885 | 3473.65 | 6592.925 | Lugo - Victorville area constraint | Lugo - Victorville area constraint | Lugo - Victorville area constraint |  | 0 | 0 | 0 | 0 | 0 | 0 | 132.885 | 3473.65 | 6592.925 | Lugo - Victorville area constraint | Lugo - Victorville area constraint | Lugo - Victorville area constraint |  | 1 | 1 | NO | 1 | 1 | 1 | NO | 1
PG&E FRESNO | Schindler | 115 | 0 | 0 | 0 | 0 | 0 | 0 | 0 | 0 | 0 | 0 | 0 | 0 | 0 | 0 | 0 | 0 | 0 | 0 | 0 | 0 | 0 | 0 | 0 | 0 | 0 | 0 | 0 | 0 | 0 | 0 | 0 | 0 | 0 | 0 | 0 | 0 | 0 | 0 | 0 | 0 | 0 | 0 | 0 | 0 | 0 | 0 | 0 | 0 | 0 | 0 | 0 | 0 | 0 | 0 | 0 | 0 | 0 | 0 | 0 | 0 | 0 | 0 | 0 | 0 | 0 | 0 | 0 | 0 | 0 | 0 | 0 | 0 | 0 | 0 | 0 | 0 | 0 | 0 | 0 | 1 | 0 | 0 | 0 | 0 | 0 | 0 | 0 | 1 | 0 | 0 | 0 | 0 | 0 | 0 | 0 | 0 | 0 |  |  | 0 | 0 | 0 | 0 | 0 | 0 | 0 | 0 | 0 | 0 | 0 | 0 | 0 | 0 | 0 | 0 | 0 | 0 | 0 | 0 | 0 | 0 | 0 | 0 | 0 | 0 | 0 | 0 | 0 | 0 | 0 | 0 | 0 | 0 | 0 | 0 | 1713.6 | 1855.1 | 1280.7041 | Panoche- Mendota 115 kV line | Panoche- Mendota 115 kV line | Panoche- Mendota 115 kV line |  | 0 | 0 | 0 | 0 | 0 | 0 | 1713.6 | 1855.1 | 1280.7041 | Panoche- Mendota 115 kV line | Panoche- Mendota 115 kV line | Panoche- Mendota 115 kV line |  | 1 | 1 | NO | 1 | 1 | 1 | NO | 1
PG&E FRESNO | Schindler | 70 | 0 | 0 | 0 | 0 | 0 | 0 | 0 | 0 | 0 | 0 | 0 | 0 | 0 | 0 | 0 | 0 | 0 | 0 | 0 | 0 | 0 | 0 | 0 | 0 | 0 | 0 | 0 | 0 | 0 | 0 | 0 | 0 | 0 | 0 | 0 | 0 | 0 | 0 | 0 | 0 | 0 | 0 | 0 | 0 | 0 | 0 | 0 | 0 | 0 | 0 | 0 | 0 | 0 | 0 | 0 | 0 | 0 | 0 | 0 | 0 | 0 | 0 | 0 | 0 | 0 | 0 | 0 | 0 | 0 | 0 | 0 | 0 | 0 | 0 | 0 | 0 | 0 | 0 | 1 | 0 | 1 | 1 | 1 | 0 | 0 | 1 | 0 | 1 | 0 | 0 | 0 | 0 | 0 | 0 | 0 | 0 | 0 |  |  | 0 | 0 | 0 | 0 | 0 | 0 | 0 | 0 | 0 | 0 | 0 | 0 | 0 | 0 | 0 | 0 | 0 | 0 | 0 | 0 | 0 | 0 | 0 | 0 | 0 | 0 | 0 | 0 | 0 | 0 | 0 | 0 | 0 | 0 | 0 | 0 | 300.67 | 300.67 | 267.1415 | Gates 230/70kV TB #5 | Gates 230/70kV TB #5 | Gates 230/70kV TB #5 |  | 0 | 0 | 0 | 0 | 0 | 0 | 300.67 | 300.67 | 267.1415 | Gates 230/70kV TB #5 | Gates 230/70kV TB #5 | Gates 230/70kV TB #5 |  | 1 | 1 | NO | 1 | 1 | 1 | NO | 1
PG&E GBA | Schulte | 115 | 0 | 0 | 0 | 0 | 0 | 0 | 0 | 0 | 0 | 0 | 0 | 0 | 0 | 0 | 0 | 0 | 0 | 0 | 0 | 0 | 0 | 0 | 0 | 0 | 0 | 0 | 0 | 0 | 0 | 0 | 0 | 0 | 0 | 0 | 0 | 0 | 0 | 0 | 0 | 0 | 0 | 0 | 0 | 0 | 0 | 1 | 0 | 0 | 0 | 0 | 0 | 0 | 0 | 0 | 0 | 0 | 0 | 1 | 0 | 1 | 0 | 0 | 0 | 0 | 0 | 1 | 0 | 0 | 0 | 0 | 0 | 0 | 0 | 0 | 0 | 0 | 0 | 0 | 0 | 0 | 0 | 0 | 0 | 0 | 0 | 0 | 0 | 0 | 0 | 0 | 0 | 0 | 0 | 0 | 0 | 0 | 0 |  |  | 0 | 0 | 0 | 0 | 0 | 0 | 0 | 0 | 0 | 0 | 0 | 0 | 0 | 0 | 0 | 0 | 0 | 0 | 0 | 0 | 0 | 0 | 0 | 0 | 0 | 0 | 0 | 0 | 0 | 0 | 1 | 0 | 0 | 0 | 0 | 0 | -144.0315 | 181.7909 | 692.3714 | Bellota-Weber 230kV line | Kasson Jct-Heinz 115 kV line | Kasson Jct-Heinz 115 kV line |  | 0 | 0 | 0 | 0 | 0 | 0 | 77.2685 | 181.7909 | 692.3714 | Kasson Jct-Heinz 115 kV line | Kasson Jct-Heinz 115 kV line | Kasson Jct-Heinz 115 kV line |  | 5 | 1 | YES | 2 | 1 | 1 | NO | 1
SDGE | Scripps | 69 | 0 | 0 | 0 | 0 | 0 | 0 | 0 | 0 | 0 | 0 | 0 | 0 | 0 | 0 | 0 | 0 | 0 | 0 | 0 | 0 | 0 | 0 | 0 | 0 | 0 | 1 | 0 | 0 | 0 | 0 | 1 | 0 | 1 | 0 | 0 | 0 | 0 | 0 | 0 | 0 | 0 | 0 | 0 | 0 | 0 | 0 | 0 | 0 | 0 | 0 | 0 | 0 | 0 | 0 | 0 | 0 | 0 | 0 | 0 | 0 | 0 | 0 | 0 | 0 | 0 | 0 | 0 | 0 | 0 | 0 | 0 | 0 | 0 | 0 | 0 | 0 | 0 | 0 | 0 | 0 | 0 | 0 | 0 | 0 | 0 | 0 | 0 | 0 | 0 | 0 | 0 | 0 | 0 | 0 | 0 | 0 | 0 |  |  | 0 | 0 | 0 | 0 | 0 | 0 | 0 | 0 | 0 | 0 | 0 | 0 | 0 | 0 | 0 | 0 | 0 | 0 | 0 | 0 | 0 | 0 | 0 | 0 | 0 | 0 | 0 | 0 | 0 | 0 | 0 | 0 | 0 | 0 | 0 | 0 | 647.87 | 985.935 | 2000.13 | Capistrano-San Onofre 230 kV constraint | Capistrano-San Onofre 230 kV constraint | Capistrano-San Onofre 230 kV constraint |  | 0 | 0 | 0 | 0 | 0 | 0 | 647.87 | 985.935 | 2000.13 | Capistrano-San Onofre 230 kV constraint | Capistrano-San Onofre 230 kV constraint | Capistrano-San Onofre 230 kV constraint |  | 1 | 1 | NO | 1 | 1 | 1 | NO | 1
PG&E KERN | Semitropic | 115 | 0 | 0 | 0 | 0 | 0 | 0 | 0 | 0 | 0 | 0 | 0 | 0 | 0 | 0 | 0 | 0 | 0 | 0 | 0 | 0 | 0 | 0 | 0 | 0 | 0 | 0 | 0 | 0 | 0 | 0 | 0 | 0 | 0 | 0 | 0 | 0 | 0 | 0 | 0 | 0 | 0 | 0 | 0 | 0 | 0 | 0 | 0 | 0 | 0 | 0 | 0 | 0 | 0 | 0 | 0 | 0 | 0 | 0 | 0 | 0 | 0 | 0 | 0 | 0 | 0 | 0 | 0 | 1 | 1 | 0 | 0 | 0 | 0 | 0 | 0 | 1 | 0 | 0 | 0 | 1 | 0 | 0 | 0 | 0 | 0 | 0 | 0 | 0 | 0 | 0 | 0 | 0 | 0 | 0 | 0 | 0 | 0 |  |  | 0 | 0 | 0 | 0 | 0 | 0 | 0 | 0 | 0 | 0 | 0 | 0 | 0 | 0 | 0 | 0 | 0 | 0 | 0 | 0 | 0 | 0 | 0 | 4.66 | 0 | 0 | 0 | 0 | 0 | 1 | 0 | 0 | 0 | 0 | 0 | 0 | 201 | 193.6 | 235.7988 | Semitropic-Midway 115kV Line | Semitropic-Midway 115kV Line | Semitropic-Midway 115kV Line |  | 0 | 0 | 0 | 0 | 0 | 0 | 201 | 193.6 | 235.7988 | Semitropic-Midway 115kV Line | Semitropic-Midway 115kV Line | Semitropic-Midway 115kV Line |  | 1 | 1 | NO | 1 | 1 | 1 | NO | 1
SCE Metro | Serrano | 230 | 0 | 0 | 0 | 0 | 0 | 0 | 0 | 0 | 0 | 1 | 0 | 0 | 0 | 0 | 0 | 0 | 0 | 0 | 0 | 0 | 0 | 0 | 0 | 0 | 0 | 0 | 0 | 0 | 0 | 0 | 0 | 0 | 0 | 0 | 0 | 0 | 0 | 0 | 0 | 0 | 0 | 0 | 0 | 0 | 0 | 0 | 0 | 0 | 0 | 0 | 0 | 0 | 0 | 0 | 0 | 0 | 0 | 0 | 0 | 0 | 0 | 0 | 0 | 0 | 0 | 0 | 0 | 0 | 0 | 0 | 0 | 0 | 0 | 0 | 0 | 0 | 0 | 0 | 0 | 0 | 0 | 0 | 0 | 0 | 0 | 0 | 0 | 0 | 0 | 0 | 0 | 0 | 0 | 0 | 0 | 0 | 0 |  |  | 0 | 0 | 0 | 0 | 0 | 0 | 0 | 0 | 0 | 0 | 0 | 0 | 0 | 0 | 0 | 0 | 0 | 0 | 0 | 0 | 0 | 0 | 0 | 0 | 0 | 0 | 0 | 0 | 0 | 0 | 0 | 0 | 0 | 0 | 0 | 0 | 11157.1 | 12110.2 | 14980.0055 | SCE Metro Area Default Constraint | SCE Metro Area Default Constraint | SCE Metro Area Default Constraint |  | 0 | 0 | 0 | 0 | 0 | 0 | 11157.1 | 12110.2 | 14980.0055 | SCE Metro Area Default Constraint | SCE Metro Area Default Constraint | SCE Metro Area Default Constraint |  | 1 | 1 | NO | 1 | 1 | 1 | NO | 1
SCE Metro | Serrano | 500 | 0 | 0 | 0 | 0 | 0 | 0 | 0 | 0 | 0 | 1 | 0 | 0 | 0 | 0 | 0 | 0 | 0 | 0 | 0 | 0 | 0 | 0 | 0 | 0 | 0 | 0 | 0 | 0 | 0 | 0 | 0 | 0 | 0 | 0 | 0 | 0 | 0 | 0 | 0 | 0 | 0 | 0 | 0 | 0 | 0 | 0 | 0 | 0 | 0 | 0 | 0 | 0 | 0 | 0 | 0 | 0 | 0 | 0 | 0 | 0 | 0 | 0 | 0 | 0 | 0 | 0 | 0 | 0 | 0 | 0 | 0 | 0 | 0 | 0 | 0 | 0 | 0 | 0 | 0 | 0 | 0 | 0 | 0 | 0 | 0 | 0 | 0 | 0 | 0 | 0 | 0 | 0 | 0 | 0 | 0 | 0 | 0 |  |  | 0 | 0 | 0 | 0 | 0 | 0 | 0 | 0 | 0 | 0 | 0 | 0 | 0 | 0 | 0 | 0 | 0 | 0 | 0 | 0 | 0 | 0 | 0 | 0 | 0 | 0 | 0 | 0 | 0 | 0 | 0 | 0 | 0 | 0 | 0 | 0 | 11157.1 | 12110.2 | 14980.0055 | SCE Metro Area Default Constraint | SCE Metro Area Default Constraint | SCE Metro Area Default Constraint |  | 0 | 0 | 0 | 0 | 0 | 0 | 11157.1 | 12110.2 | 14980.0055 | SCE Metro Area Default Constraint | SCE Metro Area Default Constraint | SCE Metro Area Default Constraint |  | 1 | 1 | NO | 1 | 1 | 1 | NO | 1
SDGE | Shadowridge | 138 | 0 | 0 | 0 | 0 | 0 | 0 | 0 | 0 | 0 | 0 | 0 | 0 | 0 | 0 | 0 | 0 | 0 | 0 | 0 | 0 | 0 | 0 | 0 | 0 | 0 | 0 | 0 | 0 | 1 | 0 | 1 | 0 | 1 | 0 | 0 | 0 | 0 | 0 | 0 | 0 | 0 | 0 | 0 | 0 | 0 | 0 | 0 | 0 | 0 | 0 | 0 | 0 | 0 | 0 | 0 | 0 | 0 | 0 | 0 | 0 | 0 | 0 | 0 | 0 | 0 | 0 | 0 | 0 | 0 | 0 | 0 | 0 | 0 | 0 | 0 | 0 | 0 | 0 | 0 | 0 | 0 | 0 | 0 | 0 | 0 | 0 | 0 | 0 | 0 | 0 | 0 | 0 | 0 | 0 | 0 | 0 | 0 |  |  | 0 | 0 | 0 | 0 | 0 | 0 | 0 | 0 | 0 | 0 | 0 | 0 | 0 | 0 | 0 | 0 | 0 | 0 | 0 | 0 | 0 | 0 | 0 | 0 | 0 | 0 | 0 | 0 | 0 | 0 | 0 | 0 | 0 | 0 | 0 | 0 | 786.21 | 2179.805 | 8226.6984 | San Luis Rey-San Onofre 230 kV line constraint | San Luis Rey-San Onofre 230 kV line constraint | Encina - San Luis Rey 230 kV constraint |  | 0 | 0 | 0 | 0 | 0 | 0 | 786.21 | 2179.805 | 8226.6984 | San Luis Rey-San Onofre 230 kV line constraint | San Luis Rey-San Onofre 230 kV line constraint | Encina - San Luis Rey 230 kV constraint |  | 1 | 1 | NO | 1 | 1 | 1 | NO | 1
PG&E KERN | Shafter | 115 | 0 | 0 | 0 | 0 | 0 | 0 | 0 | 0 | 0 | 0 | 0 | 0 | 0 | 0 | 0 | 0 | 0 | 0 | 0 | 0 | 0 | 0 | 0 | 0 | 0 | 0 | 0 | 0 | 0 | 0 | 0 | 0 | 0 | 0 | 0 | 0 | 0 | 0 | 0 | 0 | 0 | 0 | 0 | 0 | 0 | 0 | 0 | 0 | 0 | 0 | 0 | 0 | 0 | 0 | 0 | 0 | 0 | 0 | 0 | 0 | 0 | 0 | 0 | 0 | 0 | 0 | 0 | 1 | 0 | 0 | 0 | 0 | 0 | 0 | 1 | 0 | 0 | 0 | 1 | 1 | 0 | 0 | 0 | 0 | 0 | 0 | 0 | 0 | 0 | 0 | 0 | 0 | 0 | 0 | 1 | 0 | 0 |  |  | 0 | 0 | 0 | 0 | 0 | 0 | 0 | 0 | 0 | 0 | 0 | 0 | 0 | 0 | 0 | 0 | 0 | 0 | 0 | 0 | 0 | 0 | 0 | 2.25 | 0 | 0 | 0 | 0 | 0 | 1 | 1 | 0 | 0 | 0 | 0 | 1 | -151.465 | 263.7217 | -929.2519 | Mustang-Henrietta 230 kV line | Cal Flat-Gates 230 kV line | Mustang-Henrietta 230 kV line |  | 0 | 0 | 0 | 0 | 0 | 0 | 363.365 | 263.7217 | 418.365 | Cal Flat-Gates 230 kV line | Cal Flat-Gates 230 kV line | Cal Flat-Gates 230 kV line |  | 5 | 1 | YES | 2 | 4 | 1 | YES | 2
PG&E NGBA | Silverado | 115 | 0 | 0 | 0 | 0 | 0 | 0 | 0 | 0 | 0 | 0 | 0 | 0 | 0 | 0 | 0 | 0 | 0 | 0 | 0 | 0 | 0 | 0 | 0 | 0 | 0 | 0 | 0 | 0 | 0 | 0 | 0 | 0 | 0 | 0 | 0 | 0 | 0 | 0 | 0 | 1 | 0 | 1 | 0 | 0 | 0 | 0 | 0 | 0 | 0 | 0 | 0 | 1 | 1 | 1 | 1 | 1 | 0 | 0 | 0 | 0 | 0 | 0 | 0 | 0 | 0 | 1 | 1 | 0 | 0 | 0 | 0 | 0 | 0 | 0 | 0 | 0 | 0 | 0 | 0 | 0 | 0 | 0 | 0 | 0 | 0 | 0 | 0 | 0 | 0 | 0 | 0 | 0 | 0 | 0 | 0 | 0 | 0 |  |  | 0 | 0 | 0 | 0 | 0 | 0 | 0 | 0 | 0 | 0 | 0 | 0 | 0 | 0 | 0 | 0 | 0 | 0 | 0 | 0 | 0 | 0 | 0 | 0 | 0 | 0 | 0 | 0 | 0 | 0 | 3 | 0 | 1 | 0 | 0 | 0 | -2006.68 | -196.964 | 815.28 | Collinsville-Tesla 500 kV Line | Windmaster-Delta pumps 230 kV line | Lakeville-Ignacio 230 kV line |  | 0 | 0 | 0 | 0 | 0 | 0 | 322.25 | 699.038 | 815.28 | Contra Costa- Windmaster 230 kV line | Contra Costa- Windmaster 230 kV line | Lakeville-Ignacio 230 kV line |  | 5 | 1 | YES | 2 | 1 | 1 | NO | 1
SDGE | Silvergate | 230 | 0 | 0 | 0 | 0 | 0 | 0 | 0 | 0 | 0 | 0 | 0 | 0 | 0 | 0 | 0 | 0 | 0 | 0 | 0 | 0 | 0 | 0 | 0 | 0 | 0 | 0 | 0 | 0 | 1 | 0 | 1 | 0 | 1 | 0 | 0 | 0 | 1 | 0 | 0 | 0 | 0 | 0 | 0 | 0 | 0 | 0 | 0 | 0 | 0 | 0 | 0 | 0 | 0 | 0 | 0 | 0 | 0 | 0 | 0 | 0 | 0 | 0 | 0 | 0 | 0 | 0 | 0 | 0 | 0 | 0 | 0 | 0 | 0 | 0 | 0 | 0 | 0 | 0 | 0 | 0 | 0 | 0 | 0 | 0 | 0 | 0 | 0 | 0 | 0 | 0 | 0 | 0 | 0 | 0 | 0 | 0 | 0 |  |  | 0 | 0 | 0 | 0 | 0 | 0 | 0 | 0 | 0 | 0 | 0 | 100 | 0 | 0 | 1 | 0 | 0 | 0 | 0 | 0 | 0 | 0 | 0 | 0 | 0 | 0 | 100 | 0 | 0 | 1 | 0 | 0 | 0 | 0 | 0 | 0 | 786.21 | 1708.17 | 2183.4184 | San Luis Rey-San Onofre 230 kV line constraint | Silvergate-Old Town 230 kV constraint | Silvergate-Old Town 230 kV constraint |  | 0 | 0 | 0 | 0 | 0 | 0 | 786.21 | 1708.17 | 2183.4184 | San Luis Rey-San Onofre 230 kV line constraint | Silvergate-Old Town 230 kV constraint | Silvergate-Old Town 230 kV constraint |  | 1 | 1 | NO | 1 | 1 | 1 | NO | 1
SDGE | Silvergate | 69 | 0 | 0 | 0 | 0 | 0 | 0 | 0 | 0 | 0 | 0 | 0 | 0 | 0 | 0 | 0 | 0 | 0 | 0 | 0 | 0 | 0 | 0 | 0 | 0 | 0 | 0 | 0 | 0 | 0 | 0 | 1 | 0 | 1 | 0 | 0 | 0 | 1 | 0 | 0 | 0 | 0 | 0 | 0 | 0 | 0 | 0 | 0 | 0 | 0 | 0 | 0 | 0 | 0 | 0 | 0 | 0 | 0 | 0 | 0 | 0 | 0 | 0 | 0 | 0 | 0 | 0 | 0 | 0 | 0 | 0 | 0 | 0 | 0 | 0 | 0 | 0 | 0 | 0 | 0 | 0 | 0 | 0 | 0 | 0 | 0 | 0 | 0 | 0 | 0 | 0 | 0 | 0 | 0 | 0 | 0 | 0 | 0 |  |  | 0 | 0 | 0 | 0 | 0 | 0 | 0 | 0 | 0 | 0 | 0 | 0 | 0 | 0 | 0 | 0 | 0 | 0 | 0 | 0 | 0 | 0 | 0 | 0 | 0 | 0 | 0 | 0 | 0 | 0 | 0 | 0 | 0 | 0 | 0 | 0 | 786.21 | 1708.17 | 2183.4184 | San Luis Rey-San Onofre 230 kV line constraint | Silvergate-Old Town 230 kV constraint | Silvergate-Old Town 230 kV constraint |  | 0 | 0 | 0 | 0 | 0 | 0 | 786.21 | 1708.17 | 2183.4184 | San Luis Rey-San Onofre 230 kV line constraint | Silvergate-Old Town 230 kV constraint | Silvergate-Old Town 230 kV constraint |  | 1 | 1 | NO | 1 | 1 | 1 | NO | 1
PG&E KERN | Sisquoc | 115 | 0 | 0 | 0 | 0 | 0 | 0 | 0 | 0 | 0 | 0 | 0 | 0 | 0 | 0 | 0 | 0 | 0 | 0 | 0 | 0 | 0 | 0 | 0 | 0 | 0 | 0 | 0 | 0 | 0 | 0 | 0 | 0 | 0 | 0 | 0 | 0 | 0 | 0 | 0 | 0 | 0 | 0 | 0 | 0 | 0 | 0 | 0 | 0 | 0 | 0 | 0 | 0 | 0 | 0 | 0 | 0 | 0 | 0 | 0 | 0 | 0 | 0 | 0 | 0 | 0 | 0 | 0 | 1 | 1 | 0 | 0 | 0 | 0 | 0 | 0 | 0 | 0 | 0 | 0 | 1 | 0 | 0 | 0 | 0 | 0 | 1 | 0 | 0 | 0 | 0 | 0 | 0 | 0 | 0 | 0 | 1 | 0 |  |  | 0 | 0 | 0 | 0 | 0 | 0 | 0 | 0 | 0 | 0 | 0 | 0 | 0 | 0 | 0 | 0 | 0 | 0 | 0 | 0 | 0 | 0 | 0 | 0 | 0 | 0 | 0 | 0 | 0 | 0 | 0 | 0 | 0 | 0 | 0 | 0 | 363.365 | 263.7217 | 418.365 | Cal Flat-Gates 230 kV line | Cal Flat-Gates 230 kV line | Cal Flat-Gates 230 kV line |  | 0 | 0 | 0 | 0 | 0 | 0 | 363.365 | 263.7217 | 418.365 | Cal Flat-Gates 230 kV line | Cal Flat-Gates 230 kV line | Cal Flat-Gates 230 kV line |  | 1 | 1 | NO | 1 | 1 | 1 | NO | 1
EOP | Sloan Canyon | 230 | 0 | 0 | 0 | 0 | 0 | 0 | 0 | 0 | 0 | 0 | 0 | 0 | 0 | 0 | 0 | 0 | 0 | 0 | 0 | 0 | 0 | 0 | 0 | 1 | 1 | 0 | 0 | 0 | 0 | 0 | 0 | 0 | 0 | 0 | 0 | 0 | 0 | 0 | 0 | 0 | 0 | 0 | 0 | 0 | 0 | 0 | 0 | 0 | 0 | 0 | 0 | 0 | 0 | 0 | 0 | 0 | 0 | 0 | 0 | 0 | 0 | 0 | 0 | 0 | 0 | 0 | 0 | 0 | 0 | 0 | 0 | 0 | 0 | 0 | 0 | 0 | 0 | 0 | 0 | 0 | 0 | 0 | 0 | 0 | 0 | 0 | 0 | 0 | 0 | 0 | 0 | 0 | 0 | 0 | 0 | 0 | 0 |  |  | 0 | 0 | 0 | 0 | 0 | 0 | 0 | 0 | 0 | 0 | 0 | 0 | 0 | 0 | 0 | 0 | 0 | 260 | 50 | 0 | 0 | 0 | 0 | 0 | 0 | 0 | 0 | 0 | 0 | 1 | 0 | 0 | 0 | 0 | 0 | 0 | 132.885 | 1655.59 | 2398.8 | Lugo - Victorville area constraint | Sloan Canyon - Eldorado 500 kV constraint | Sloan Canyon - Eldorado 500 kV constraint |  | 0 | 0 | 0 | 0 | 0 | 0 | 132.885 | 1655.59 | 2398.8 | Lugo - Victorville area constraint | Sloan Canyon - Eldorado 500 kV constraint | Sloan Canyon - Eldorado 500 kV constraint |  | 1 | 1 | NO | 1 | 1 | 1 | NO | 1
EOP | Sloan Canyon | 500 | 0 | 0 | 0 | 0 | 0 | 0 | 0 | 0 | 0 | 0 | 0 | 0 | 0 | 0 | 0 | 0 | 0 | 0 | 0 | 0 | 0 | 0 | 0 | 1 | 1 | 0 | 0 | 0 | 0 | 0 | 0 | 0 | 0 | 0 | 0 | 0 | 0 | 0 | 0 | 0 | 0 | 0 | 0 | 0 | 0 | 0 | 0 | 0 | 0 | 0 | 0 | 0 | 0 | 0 | 0 | 0 | 0 | 0 | 0 | 0 | 0 | 0 | 0 | 0 | 0 | 0 | 0 | 0 | 0 | 0 | 0 | 0 | 0 | 0 | 0 | 0 | 0 | 0 | 0 | 0 | 0 | 0 | 0 | 0 | 0 | 0 | 0 | 0 | 0 | 0 | 0 | 0 | 0 | 0 | 0 | 0 | 0 |  |  | 0 | 0 | 0 | 0 | 0 | 0 | 0 | 0 | 0 | 0 | 0 | 0 | 0 | 0 | 0 | 0 | 0 | 0 | 0 | 0 | 0 | 0 | 0 | 0 | 0 | 0 | 0 | 0 | 0 | 0 | 0 | 0 | 0 | 0 | 0 | 0 | 132.885 | 1655.59 | 2398.8 | Lugo - Victorville area constraint | Sloan Canyon - Eldorado 500 kV constraint | Sloan Canyon - Eldorado 500 kV constraint |  | 0 | 0 | 0 | 0 | 0 | 0 | 132.885 | 1655.59 | 2398.8 | Lugo - Victorville area constraint | Sloan Canyon - Eldorado 500 kV constraint | Sloan Canyon - Eldorado 500 kV constraint |  | 1 | 1 | NO | 1 | 1 | 1 | NO | 1
PG&E KERN | Smyrna | 115 | 0 | 0 | 0 | 0 | 0 | 0 | 0 | 0 | 0 | 0 | 0 | 0 | 0 | 0 | 0 | 0 | 0 | 0 | 0 | 0 | 0 | 0 | 0 | 0 | 0 | 0 | 0 | 0 | 0 | 0 | 0 | 0 | 0 | 0 | 0 | 0 | 0 | 0 | 0 | 0 | 0 | 0 | 0 | 0 | 0 | 0 | 0 | 0 | 0 | 0 | 0 | 0 | 0 | 0 | 0 | 0 | 0 | 0 | 0 | 0 | 0 | 0 | 0 | 0 | 0 | 0 | 0 | 1 | 0 | 1 | 1 | 0 | 0 | 0 | 1 | 1 | 0 | 0 | 1 | 0 | 0 | 0 | 0 | 0 | 0 | 0 | 0 | 0 | 0 | 0 | 0 | 0 | 0 | 0 | 1 | 0 | 0 |  |  | 0 | 0 | 0 | 0 | 0 | 0 | 0 | 0 | 0 | 0 | 0 | 0 | 0 | 0 | 0 | 0 | 0 | 0 | 0 | 0 | 0 | 0 | 0 | 6 | 0 | 0 | 0 | 0 | 0 | 1 | 1 | 0 | 0 | 0 | 0 | 1 | -151.465 | 187.6 | -929.2519 | Mustang-Henrietta 230 kV line | Smyrna-Atwell Jct 115kV Line | Mustang-Henrietta 230 kV line |  | 0 | 0 | 0 | 0 | 0 | 0 | 195 | 187.6 | 135.29 | Smyrna-Atwell Jct 115kV Line | Smyrna-Atwell Jct 115kV Line | Smyrna-Atwell Jct 115kV Line |  | 5 | 1 | YES | 2 | 4 | 1 | YES | 2
PG&E GBA | Sobrante | 115 | 0 | 0 | 0 | 0 | 0 | 0 | 0 | 0 | 0 | 0 | 0 | 0 | 0 | 0 | 0 | 0 | 0 | 0 | 0 | 0 | 0 | 0 | 0 | 0 | 0 | 0 | 0 | 0 | 0 | 0 | 0 | 0 | 0 | 0 | 0 | 0 | 0 | 0 | 0 | 1 | 0 | 0 | 0 | 0 | 0 | 0 | 0 | 0 | 0 | 1 | 0 | 0 | 1 | 1 | 1 | 1 | 0 | 0 | 1 | 1 | 0 | 1 | 0 | 0 | 0 | 1 | 0 | 0 | 0 | 0 | 0 | 0 | 0 | 0 | 0 | 0 | 0 | 0 | 0 | 0 | 0 | 0 | 0 | 0 | 0 | 0 | 0 | 0 | 0 | 0 | 0 | 0 | 0 | 0 | 0 | 0 | 0 |  |  | 0 | 0 | 0 | 0 | 0 | 0 | 0 | 0 | 0 | 0 | 0 | 0 | 0 | 0 | 0 | 0 | 0 | 0 | 0 | 0 | 0 | 0 | 0 | 0 | 0 | 0 | 0 | 0 | 0 | 0 | 2 | 0 | 1 | 0 | 0 | 0 | -2006.68 | -196.964 | 1214.56 | Collinsville-Tesla 500 kV Line | Windmaster-Delta pumps 230 kV line | Grant - Eastshore #2 line 115 kV |  | 0 | 0 | 0 | 0 | 0 | 0 | 322.25 | 699.038 | 1214.56 | Contra Costa- Windmaster 230 kV line | Contra Costa- Windmaster 230 kV line | Grant - Eastshore #2 line 115 kV |  | 5 | 1 | YES | 2 | 1 | 1 | NO | 1
PG&E GBA | Sobrante | 230 | 0 | 0 | 0 | 0 | 0 | 0 | 0 | 0 | 0 | 0 | 0 | 0 | 0 | 0 | 0 | 0 | 0 | 0 | 0 | 0 | 0 | 0 | 0 | 0 | 0 | 0 | 0 | 0 | 0 | 0 | 0 | 0 | 0 | 0 | 0 | 0 | 0 | 0 | 0 | 1 | 0 | 0 | 0 | 0 | 0 | 0 | 0 | 0 | 0 | 1 | 0 | 0 | 1 | 1 | 1 | 1 | 0 | 0 | 1 | 1 | 0 | 0 | 0 | 0 | 0 | 1 | 0 | 0 | 0 | 0 | 0 | 0 | 0 | 0 | 0 | 0 | 0 | 0 | 0 | 0 | 0 | 0 | 0 | 0 | 0 | 0 | 0 | 0 | 0 | 0 | 0 | 0 | 0 | 0 | 0 | 0 | 0 |  |  | 0 | 0 | 0 | 0 | 0 | 0 | 0 | 0 | 0 | 0 | 0 | 0 | 0 | 0 | 0 | 0 | 0 | 0 | 0 | 0 | 0 | 0 | 0 | 0 | 0 | 0 | 0 | 0 | 0 | 0 | 2 | 0 | 1 | 0 | 0 | 0 | -2006.68 | -196.964 | 3796.722 | Collinsville-Tesla 500 kV Line | Windmaster-Delta pumps 230 kV line | Contra Costa- Windmaster 230 kV line |  | 0 | 0 | 0 | 0 | 0 | 0 | 322.25 | 699.038 | 3796.722 | Contra Costa- Windmaster 230 kV line | Contra Costa- Windmaster 230 kV line | Contra Costa- Windmaster 230 kV line |  | 5 | 1 | YES | 2 | 1 | 1 | NO | 1
PG&E KERN | Solar | 230 | 0 | 0 | 0 | 0 | 0 | 0 | 0 | 0 | 0 | 0 | 0 | 0 | 0 | 0 | 0 | 0 | 0 | 0 | 0 | 0 | 0 | 0 | 0 | 0 | 0 | 0 | 0 | 0 | 0 | 0 | 0 | 0 | 0 | 0 | 0 | 0 | 0 | 0 | 0 | 0 | 0 | 0 | 0 | 0 | 0 | 0 | 0 | 0 | 0 | 0 | 0 | 0 | 0 | 0 | 0 | 0 | 0 | 0 | 0 | 0 | 0 | 0 | 0 | 0 | 0 | 0 | 0 | 1 | 0 | 0 | 0 | 0 | 0 | 0 | 0 | 0 | 0 | 0 | 1 | 1 | 0 | 0 | 0 | 0 | 0 | 0 | 0 | 0 | 0 | 0 | 0 | 0 | 0 | 0 | 1 | 1 | 0 |  |  | 0 | 0 | 0 | 0 | 0 | 0 | 0 | 0 | 0 | 0 | 0 | 0 | 0 | 0 | 0 | 0 | 0 | 0 | 0 | 0 | 0 | 0 | 0 | 0 | 0 | 0 | 0 | 0 | 0 | 0 | 1 | 0 | 0 | 0 | 0 | 1 | -151.465 | 263.7217 | -929.2519 | Mustang-Henrietta 230 kV line | Cal Flat-Gates 230 kV line | Mustang-Henrietta 230 kV line |  | 0 | 0 | 0 | 0 | 0 | 0 | 363.365 | 263.7217 | 418.365 | Cal Flat-Gates 230 kV line | Cal Flat-Gates 230 kV line | Cal Flat-Gates 230 kV line |  | 5 | 1 | YES | 2 | 4 | 1 | YES | 2
PG&E GBA | Soledad | 115 | 0 | 0 | 0 | 0 | 0 | 0 | 0 | 0 | 0 | 0 | 0 | 0 | 0 | 0 | 0 | 0 | 0 | 0 | 0 | 0 | 0 | 0 | 0 | 0 | 0 | 0 | 0 | 0 | 0 | 0 | 0 | 0 | 0 | 0 | 0 | 0 | 0 | 0 | 0 | 0 | 0 | 0 | 0 | 0 | 0 | 0 | 0 | 0 | 0 | 0 | 0 | 0 | 0 | 0 | 0 | 0 | 0 | 0 | 0 | 0 | 0 | 0 | 0 | 0 | 1 | 0 | 0 | 0 | 0 | 0 | 0 | 0 | 0 | 0 | 0 | 0 | 0 | 0 | 0 | 0 | 0 | 0 | 0 | 0 | 0 | 0 | 0 | 0 | 0 | 0 | 0 | 0 | 0 | 0 | 0 | 0 | 1 |  |  | 0 | 0 | 0 | 0 | 0 | 0 | 0 | 0 | 0 | 0 | 0 | 0 | 0 | 0 | 0 | 0 | 0 | 0 | 0 | 0 | 0 | 0 | 0 | 0 | 0 | 0 | 0 | 0 | 0 | 0 | 0 | 0 | 0 | 0 | 0 | 0 | 338.65 | 358.51 | 303.18 | Morganhill-Metcalf 115kV Line | Morganhill-Metcalf 115kV Line | Morganhill-Metcalf 115kV Line |  | 0 | 0 | 0 | 0 | 0 | 0 | 338.65 | 358.51 | 303.18 | Morganhill-Metcalf 115kV Line | Morganhill-Metcalf 115kV Line | Morganhill-Metcalf 115kV Line |  | 1 | 1 | NO | 1 | 1 | 1 | NO | 1
PG&E GBA | Soledad | 60 | 0 | 0 | 0 | 0 | 0 | 0 | 0 | 0 | 0 | 0 | 0 | 0 | 0 | 0 | 0 | 0 | 0 | 0 | 0 | 0 | 0 | 0 | 0 | 0 | 0 | 0 | 0 | 0 | 0 | 0 | 0 | 0 | 0 | 0 | 0 | 0 | 0 | 0 | 0 | 0 | 0 | 0 | 0 | 0 | 0 | 0 | 0 | 0 | 0 | 0 | 0 | 0 | 0 | 0 | 0 | 1 | 0 | 0 | 0 | 1 | 0 | 0 | 0 | 0 | 1 | 0 | 0 | 0 | 0 | 0 | 0 | 0 | 0 | 0 | 0 | 0 | 0 | 0 | 0 | 0 | 0 | 0 | 0 | 0 | 0 | 0 | 0 | 0 | 0 | 0 | 0 | 0 | 0 | 0 | 0 | 0 | 1 |  |  | 0 | 0 | 0 | 0 | 0 | 0 | 0 | 0 | 0 | 0 | 0 | 0 | 10 | 0 | 1 | 0 | 0 | 6 | 0 | 0 | 0 | 0 | 0 | 0 | 0 | 0 | 0 | 10 | 0 | 1 | 0 | 0 | 0 | 0 | 0 | 0 | 338.65 | 358.51 | 303.18 | Morganhill-Metcalf 115kV Line | Morganhill-Metcalf 115kV Line | Morganhill-Metcalf 115kV Line |  | 0 | 0 | 0 | 0 | 0 | 0 | 338.65 | 358.51 | 303.18 | Morganhill-Metcalf 115kV Line | Morganhill-Metcalf 115kV Line | Morganhill-Metcalf 115kV Line |  | 1 | 1 | NO | 1 | 1 | 1 | NO | 1
SDGE | Spring Valley | 69 | 0 | 0 | 0 | 0 | 0 | 0 | 0 | 0 | 0 | 0 | 0 | 0 | 0 | 0 | 0 | 0 | 0 | 0 | 0 | 0 | 0 | 0 | 0 | 0 | 0 | 0 | 0 | 1 | 0 | 0 | 1 | 0 | 1 | 0 | 0 | 0 | 1 | 0 | 0 | 0 | 0 | 0 | 0 | 0 | 0 | 0 | 0 | 0 | 0 | 0 | 0 | 0 | 0 | 0 | 0 | 0 | 0 | 0 | 0 | 0 | 0 | 0 | 0 | 0 | 0 | 0 | 0 | 0 | 0 | 0 | 0 | 0 | 0 | 0 | 0 | 0 | 0 | 0 | 0 | 0 | 0 | 0 | 0 | 0 | 0 | 0 | 0 | 0 | 0 | 0 | 0 | 0 | 0 | 0 | 0 | 0 | 0 |  |  | 0 | 0 | 0 | 0 | 0 | 0 | 0 | 0 | 0 | 0 | 0 | 0 | 0 | 0 | 0 | 0 | 0 | 0 | 0 | 0 | 0 | 0 | 0 | 0 | 0 | 0 | 0 | 0 | 0 | 0 | 0 | 0 | 0 | 0 | 0 | 0 | 326.46 | 366.23 | 484.8764 | El Cajon 69 kV constraint | El Cajon 69 kV constraint | El Cajon 69 kV constraint |  | 0 | 0 | 0 | 0 | 0 | 0 | 326.46 | 366.23 | 484.8764 | El Cajon 69 kV constraint | El Cajon 69 kV constraint | El Cajon 69 kV constraint |  | 1 | 1 | NO | 1 | 1 | 1 | NO | 1
SCE Northern | Springville | 230 | 1 | 0 | 1 | 0 | 0 | 1 | 1 | 0 | 0 | 0 | 0 | 0 | 0 | 0 | 0 | 0 | 0 | 0 | 0 | 0 | 0 | 0 | 0 | 0 | 0 | 0 | 0 | 0 | 0 | 0 | 0 | 0 | 0 | 0 | 0 | 0 | 0 | 0 | 0 | 0 | 0 | 0 | 0 | 0 | 0 | 0 | 0 | 0 | 0 | 0 | 0 | 0 | 0 | 0 | 0 | 0 | 0 | 0 | 0 | 0 | 0 | 0 | 0 | 0 | 0 | 0 | 0 | 0 | 0 | 0 | 0 | 0 | 0 | 0 | 0 | 0 | 0 | 0 | 0 | 0 | 0 | 0 | 0 | 0 | 0 | 0 | 0 | 0 | 0 | 0 | 0 | 0 | 0 | 0 | 0 | 0 | 0 |  |  | 0 | 0 | 0 | 0 | 0 | 0 | 0 | 0 | 0 | 0 | 0 | 0 | 0 | 0 | 0 | 0 | 0 | 0 | 0 | 0 | 0 | 0 | 0 | 3 | 0 | 0 | 225 | 0 | 0 | 1 | 0 | 0 | 0 | 0 | 0 | 0 | 225.75 | 238.5 | 1646.14 | North of Magunden Constraint | North of Magunden Constraint | North of Magunden Constraint |  | 0 | 0 | 0 | 0 | 0 | 0 | 225.75 | 238.5 | 1646.14 | North of Magunden Constraint | North of Magunden Constraint | North of Magunden Constraint |  | 1 | 1 | NO | 1 | 1 | 1 | NO | 1
PG&E GBA | Stagg | 230 | 0 | 0 | 0 | 0 | 0 | 0 | 0 | 0 | 0 | 0 | 0 | 0 | 0 | 0 | 0 | 0 | 0 | 0 | 0 | 0 | 0 | 0 | 0 | 0 | 0 | 0 | 0 | 0 | 0 | 0 | 0 | 0 | 0 | 0 | 0 | 0 | 0 | 0 | 0 | 1 | 0 | 0 | 0 | 0 | 0 | 1 | 0 | 0 | 0 | 0 | 0 | 0 | 0 | 0 | 0 | 0 | 0 | 0 | 0 | 1 | 1 | 0 | 0 | 0 | 0 | 1 | 0 | 0 | 0 | 0 | 0 | 0 | 0 | 0 | 0 | 0 | 0 | 0 | 0 | 0 | 0 | 0 | 0 | 0 | 0 | 0 | 0 | 0 | 0 | 0 | 0 | 0 | 0 | 0 | 0 | 0 | 0 |  |  | 0 | 0 | 0 | 0 | 0 | 0 | 0 | 0 | 0 | 0 | 0 | 0 | 0 | 0 | 0 | 0 | 0 | 0 | 0 | 0 | 0 | 0 | 0 | 0 | 0 | 0 | 0 | 0 | 0 | 0 | 2 | 0 | 0 | 0 | 0 | 0 | -2006.68 | 431.687 | 3342.9322 | Collinsville-Tesla 500 kV Line | Collinsville-Tesla 500 kV Line | Bellota-Weber 230kV line |  | 0 | 0 | 0 | 0 | 0 | 0 | 315.9685 | 643.7 | 3342.9322 | Bellota-Weber 230kV line | Eight Mile-Tesla 230 kV line | Bellota-Weber 230kV line |  | 5 | 1 | YES | 2 | 1 | 1 | NO | 1
PG&E GBA | Standard Oil | 115 | 0 | 0 | 0 | 0 | 0 | 0 | 0 | 0 | 0 | 0 | 0 | 0 | 0 | 0 | 0 | 0 | 0 | 0 | 0 | 0 | 0 | 0 | 0 | 0 | 0 | 0 | 0 | 0 | 0 | 0 | 0 | 0 | 0 | 0 | 0 | 0 | 0 | 0 | 0 | 1 | 0 | 0 | 0 | 0 | 0 | 0 | 0 | 0 | 0 | 1 | 0 | 0 | 1 | 1 | 1 | 1 | 0 | 0 | 1 | 1 | 0 | 1 | 0 | 0 | 0 | 1 | 0 | 0 | 0 | 0 | 0 | 0 | 0 | 0 | 0 | 0 | 0 | 0 | 0 | 0 | 0 | 0 | 0 | 0 | 0 | 0 | 0 | 0 | 0 | 0 | 0 | 0 | 0 | 0 | 0 | 0 | 0 |  |  | 0 | 0 | 0 | 0 | 0 | 0 | 0 | 0 | 0 | 0 | 0 | 0 | 0 | 0 | 0 | 0 | 0 | 0 | 0 | 0 | 0 | 0 | 0 | 0 | 0 | 0 | 0 | 0 | 0 | 0 | 2 | 0 | 1 | 0 | 0 | 0 | -2006.68 | -196.964 | 1214.56 | Collinsville-Tesla 500 kV Line | Windmaster-Delta pumps 230 kV line | Grant - Eastshore #2 line 115 kV |  | 0 | 0 | 0 | 0 | 0 | 0 | 322.25 | 699.038 | 1214.56 | Contra Costa- Windmaster 230 kV line | Contra Costa- Windmaster 230 kV line | Grant - Eastshore #2 line 115 kV |  | 5 | 1 | YES | 2 | 1 | 1 | NO | 1
PG&E GBA | Stanislaus | 115 | 0 | 0 | 0 | 0 | 0 | 0 | 0 | 0 | 0 | 0 | 0 | 0 | 0 | 0 | 0 | 0 | 0 | 0 | 0 | 0 | 0 | 0 | 0 | 0 | 0 | 0 | 0 | 0 | 0 | 0 | 0 | 0 | 0 | 0 | 0 | 0 | 0 | 0 | 0 | 0 | 0 | 0 | 0 | 0 | 0 | 1 | 0 | 0 | 0 | 0 | 0 | 0 | 0 | 0 | 0 | 1 | 0 | 1 | 0 | 1 | 0 | 0 | 0 | 0 | 0 | 1 | 0 | 0 | 0 | 0 | 0 | 0 | 0 | 0 | 0 | 0 | 0 | 0 | 0 | 0 | 0 | 0 | 0 | 0 | 0 | 0 | 0 | 0 | 0 | 0 | 0 | 0 | 0 | 0 | 0 | 0 | 0 |  |  | 0 | 0 | 0 | 0 | 0 | 0 | 0 | 0 | 0 | 0 | 0 | 0 | 0 | 0 | 0 | 0 | 0 | 0 | 0 | 0 | 0 | 0 | 0 | 0 | 0 | 0 | 0 | 0 | 0 | 0 | 1 | 0 | 0 | 0 | 0 | 0 | -144.0315 | 181.7909 | 692.3714 | Bellota-Weber 230kV line | Kasson Jct-Heinz 115 kV line | Kasson Jct-Heinz 115 kV line |  | 0 | 0 | 0 | 0 | 0 | 0 | 77.2685 | 181.7909 | 692.3714 | Kasson Jct-Heinz 115 kV line | Kasson Jct-Heinz 115 kV line | Kasson Jct-Heinz 115 kV line |  | 5 | 1 | YES | 2 | 1 | 1 | NO | 1
PG&E KERN | Stockdale | 115 | 0 | 0 | 0 | 0 | 0 | 0 | 0 | 0 | 0 | 0 | 0 | 0 | 0 | 0 | 0 | 0 | 0 | 0 | 0 | 0 | 0 | 0 | 0 | 0 | 0 | 0 | 0 | 0 | 0 | 0 | 0 | 0 | 0 | 0 | 0 | 0 | 0 | 0 | 0 | 0 | 0 | 0 | 0 | 0 | 0 | 0 | 0 | 0 | 0 | 0 | 0 | 0 | 0 | 0 | 0 | 0 | 0 | 0 | 0 | 0 | 0 | 0 | 0 | 0 | 0 | 0 | 0 | 1 | 1 | 0 | 0 | 0 | 0 | 1 | 0 | 0 | 0 | 0 | 0 | 1 | 0 | 0 | 0 | 0 | 0 | 0 | 0 | 0 | 0 | 0 | 0 | 0 | 0 | 0 | 0 | 0 | 0 |  |  | 0 | 0 | 0 | 0 | 0 | 0 | 0 | 0 | 0 | 0 | 0 | 0 | 0 | 0 | 0 | 0 | 0 | 0 | 0 | 0 | 0 | 0 | 0 | 1.8 | 0 | 0 | 0 | 0 | 0 | 1 | 0 | 0 | 0 | 0 | 0 | 0 | 179.8 | 179.8 | 41.218 | Kern-Tevis-Stockdale-Lamont 115kV line | Kern-Tevis-Stockdale-Lamont 115kV line | Kern-Tevis-Stockdale-Lamont 115kV line |  | 0 | 0 | 0 | 0 | 0 | 0 | 179.8 | 179.8 | 41.218 | Kern-Tevis-Stockdale-Lamont 115kV line | Kern-Tevis-Stockdale-Lamont 115kV line | Kern-Tevis-Stockdale-Lamont 115kV line |  | 1 | 1 | NO | 1 | 1 | 1 | NO | 1
PG&E KERN | Stockdale | 230 | 0 | 0 | 0 | 0 | 0 | 0 | 0 | 0 | 0 | 0 | 0 | 0 | 0 | 0 | 0 | 0 | 0 | 0 | 0 | 0 | 0 | 0 | 0 | 0 | 0 | 0 | 0 | 0 | 0 | 0 | 0 | 0 | 0 | 0 | 0 | 0 | 0 | 0 | 0 | 0 | 0 | 0 | 0 | 0 | 0 | 0 | 0 | 0 | 0 | 0 | 0 | 0 | 0 | 0 | 0 | 0 | 0 | 0 | 0 | 0 | 0 | 0 | 0 | 0 | 0 | 0 | 0 | 1 | 1 | 0 | 0 | 0 | 0 | 0 | 0 | 0 | 0 | 0 | 0 | 1 | 0 | 0 | 0 | 0 | 0 | 0 | 0 | 0 | 0 | 0 | 0 | 0 | 0 | 0 | 0 | 0 | 0 |  |  | 0 | 0 | 0 | 0 | 0 | 0 | 0 | 0 | 0 | 0 | 0 | 0 | 0 | 0 | 0 | 0 | 0 | 0 | 0 | 0 | 0 | 0 | 0 | 0 | 0 | 0 | 0 | 0 | 0 | 0 | 0 | 0 | 0 | 0 | 0 | 0 | 363.365 | 263.7217 | 418.365 | Cal Flat-Gates 230 kV line | Cal Flat-Gates 230 kV line | Cal Flat-Gates 230 kV line |  | 0 | 0 | 0 | 0 | 0 | 0 | 363.365 | 263.7217 | 418.365 | Cal Flat-Gates 230 kV line | Cal Flat-Gates 230 kV line | Cal Flat-Gates 230 kV line |  | 1 | 1 | NO | 1 | 1 | 1 | NO | 1
PG&E GBA | Stockton A | 115 | 0 | 0 | 0 | 0 | 0 | 0 | 0 | 0 | 0 | 0 | 0 | 0 | 0 | 0 | 0 | 0 | 0 | 0 | 0 | 0 | 0 | 0 | 0 | 0 | 0 | 0 | 0 | 0 | 0 | 0 | 0 | 0 | 0 | 0 | 0 | 0 | 0 | 0 | 0 | 0 | 0 | 0 | 0 | 0 | 0 | 1 | 0 | 0 | 0 | 0 | 0 | 0 | 0 | 0 | 0 | 0 | 0 | 0 | 0 | 1 | 1 | 0 | 0 | 0 | 0 | 0 | 0 | 0 | 0 | 0 | 0 | 0 | 0 | 0 | 0 | 0 | 0 | 0 | 0 | 0 | 0 | 0 | 0 | 0 | 0 | 1 | 0 | 0 | 0 | 0 | 0 | 0 | 0 | 0 | 0 | 0 | 0 |  |  | 0 | 0 | 0 | 0 | 0 | 0 | 0 | 0 | 0 | 0 | 0 | 0 | 0 | 0 | 0 | 0 | 0 | 0 | 0 | 0 | 0 | 0 | 0 | 0 | 0 | 0 | 0 | 0 | 0 | 0 | 1 | 0 | 0 | 0 | 0 | 0 | -144.0315 | 594.3909 | 3342.9322 | Bellota-Weber 230kV line | Bellota-Weber 230kV line | Bellota-Weber 230kV line |  | 0 | 0 | 0 | 0 | 0 | 0 | 315.9685 | 643.7 | 3342.9322 | Bellota-Weber 230kV line | Eight Mile-Tesla 230 kV line | Bellota-Weber 230kV line |  | 5 | 1 | YES | 2 | 1 | 1 | NO | 1
PG&E GBA | Stone | 115 | 0 | 0 | 0 | 0 | 0 | 0 | 0 | 0 | 0 | 0 | 0 | 0 | 0 | 0 | 0 | 0 | 0 | 0 | 0 | 0 | 0 | 0 | 0 | 0 | 0 | 0 | 0 | 0 | 0 | 0 | 0 | 0 | 0 | 0 | 0 | 0 | 0 | 0 | 0 | 0 | 0 | 0 | 0 | 0 | 0 | 0 | 0 | 0 | 0 | 0 | 0 | 0 | 0 | 0 | 0 | 0 | 0 | 0 | 0 | 1 | 0 | 0 | 0 | 0 | 0 | 0 | 0 | 0 | 0 | 0 | 0 | 0 | 0 | 0 | 0 | 0 | 0 | 0 | 0 | 0 | 0 | 0 | 0 | 0 | 0 | 0 | 0 | 0 | 0 | 0 | 0 | 0 | 0 | 0 | 0 | 0 | 1 |  |  | 0 | 0 | 0 | 0 | 0 | 0 | 0 | 0 | 0 | 0 | 0 | 0 | 0 | 0 | 0 | 0 | 0 | 0 | 0 | 0 | 0 | 0 | 0 | 0 | 0 | 0 | 0 | 0 | 0 | 0 | 0 | 0 | 0 | 0 | 0 | 0 | 806.5435 | 1620.51 | 5079.017 | Tesla-Bellota 230 kV line | NEW-Metcalf-Mosslanding 500kV | Tesla-Bellota 230 kV line |  | 0 | 0 | 0 | 0 | 0 | 0 | 806.5435 | 1620.51 | 5079.017 | Tesla-Bellota 230 kV line | NEW-Metcalf-Mosslanding 500kV | Tesla-Bellota 230 kV line |  | 1 | 1 | NO | 1 | 1 | 1 | NO | 1
PG&E FRESNO | Storey | 230 | 0 | 0 | 0 | 0 | 0 | 0 | 0 | 0 | 0 | 0 | 0 | 0 | 0 | 0 | 0 | 0 | 0 | 0 | 0 | 0 | 0 | 0 | 0 | 0 | 0 | 0 | 0 | 0 | 0 | 0 | 0 | 0 | 0 | 0 | 0 | 0 | 0 | 0 | 0 | 0 | 0 | 0 | 0 | 0 | 0 | 1 | 0 | 0 | 0 | 0 | 0 | 0 | 0 | 0 | 0 | 0 | 0 | 0 | 0 | 0 | 0 | 0 | 0 | 0 | 0 | 0 | 0 | 0 | 0 | 0 | 0 | 0 | 0 | 0 | 0 | 0 | 0 | 0 | 1 | 1 | 0 | 1 | 1 | 1 | 1 | 1 | 0 | 1 | 1 | 1 | 0 | 0 | 1 | 0 | 1 | 0 | 0 |  |  | 0 | 0 | 0 | 0 | 0 | 0 | 0 | 0 | 0 | 0 | 0 | 0 | 0 | 0 | 0 | 0 | 0 | 0 | 0 | 0 | 0 | 0 | 0 | 0 | 0 | 0 | 0 | 0 | 0 | 0 | 4 | 0 | 2 | 0 | 0 | 1 | -731.8 | -280.9 | -929.2519 | Borden-Storey #1 230kV line | Borden-Storey #1 230kV line | Mustang-Henrietta 230 kV line |  | 0 | 0 | 0 | 0 | 0 | 0 | 315.9685 | 468.1 | 245.4626 | Bellota-Weber 230kV line | Oro Loma-El Nido 115kV Line | Oro Loma-El Nido 115kV Line |  | 5 | 1 | YES | 2 | 4 | 1 | YES | 2
PG&E NGBA | Summit | 115 | 0 | 0 | 0 | 0 | 0 | 0 | 0 | 0 | 0 | 0 | 0 | 0 | 0 | 0 | 0 | 0 | 0 | 0 | 0 | 0 | 0 | 0 | 0 | 0 | 0 | 0 | 0 | 0 | 0 | 0 | 0 | 0 | 0 | 0 | 0 | 0 | 0 | 0 | 0 | 1 | 1 | 0 | 1 | 0 | 0 | 1 | 1 | 1 | 0 | 0 | 0 | 0 | 0 | 0 | 0 | 0 | 0 | 0 | 0 | 1 | 1 | 0 | 0 | 0 | 0 | 0 | 0 | 0 | 0 | 0 | 0 | 0 | 0 | 0 | 0 | 0 | 0 | 0 | 0 | 0 | 0 | 0 | 0 | 0 | 0 | 0 | 0 | 0 | 0 | 0 | 0 | 0 | 0 | 0 | 0 | 0 | 0 |  |  | 40 | 0 | 0 | 0 | 0 | 0 | 0 | 0 | 0 | 0 | 0 | 0 | 0 | 0 | 1 | 40 | 0 | 0 | 0 | 0 | 0 | 0 | 0 | 0 | 0 | 0 | 0 | 0 | 0 | 1 | 2 | 0 | 0 | 0 | 0 | 0 | -2006.68 | 50.45 | 32.84 | Collinsville-Tesla 500 kV Line | Woodland- Davis 115kV line | Woodland- Davis 115kV line |  | 0 | 0 | 0 | 0 | 0 | 0 | 50.45 | 50.45 | 32.84 | Woodland- Davis 115kV line | Woodland- Davis 115kV line | Woodland- Davis 115kV line |  | 5 | 1 | YES | 2 | 1 | 1 | NO | 1
SDGE | Suncrest | 230 | 0 | 0 | 0 | 0 | 0 | 0 | 0 | 0 | 0 | 0 | 0 | 0 | 0 | 0 | 0 | 0 | 0 | 0 | 0 | 0 | 0 | 0 | 0 | 0 | 0 | 0 | 0 | 0 | 0 | 0 | 1 | 0 | 1 | 0 | 0 | 1 | 0 | 0 | 0 | 0 | 0 | 0 | 0 | 0 | 0 | 0 | 0 | 0 | 0 | 0 | 0 | 0 | 0 | 0 | 0 | 0 | 0 | 0 | 0 | 0 | 0 | 0 | 0 | 0 | 0 | 0 | 0 | 0 | 0 | 0 | 0 | 0 | 0 | 0 | 0 | 0 | 0 | 0 | 0 | 0 | 0 | 0 | 0 | 0 | 0 | 0 | 0 | 0 | 0 | 0 | 0 | 0 | 0 | 0 | 0 | 0 | 0 |  |  | 0 | 0 | 0 | 0 | 0 | 0 | 0 | 0 | 0 | 0 | 0 | 0 | 0 | 0 | 0 | 0 | 0 | 0 | 0 | 0 | 0 | 0 | 0 | 0 | 0 | 0 | 0 | 0 | 0 | 0 | 0 | 0 | 0 | 0 | 0 | 0 | 786.21 | 2079.4 | 4426.622 | San Luis Rey-San Onofre 230 kV line constraint | Silvergate - Bay Blvd 230 kV constraint | Silvergate - Bay Blvd 230 kV constraint |  | 0 | 0 | 0 | 0 | 0 | 0 | 786.21 | 2079.4 | 4426.622 | San Luis Rey-San Onofre 230 kV line constraint | Silvergate - Bay Blvd 230 kV constraint | Silvergate - Bay Blvd 230 kV constraint |  | 1 | 1 | NO | 1 | 1 | 1 | NO | 1
SDGE | Suncrest | 500 | 0 | 0 | 0 | 0 | 0 | 0 | 0 | 0 | 0 | 0 | 0 | 0 | 0 | 0 | 0 | 0 | 0 | 0 | 0 | 0 | 0 | 0 | 0 | 0 | 0 | 0 | 0 | 0 | 0 | 0 | 1 | 0 | 1 | 0 | 0 | 1 | 0 | 0 | 0 | 0 | 0 | 0 | 0 | 0 | 0 | 0 | 0 | 0 | 0 | 0 | 0 | 0 | 0 | 0 | 0 | 0 | 0 | 0 | 0 | 0 | 0 | 0 | 0 | 0 | 0 | 0 | 0 | 0 | 0 | 0 | 0 | 0 | 0 | 0 | 0 | 0 | 0 | 0 | 0 | 0 | 0 | 0 | 0 | 0 | 0 | 0 | 0 | 0 | 0 | 0 | 0 | 0 | 0 | 0 | 0 | 0 | 0 |  |  | 0 | 0 | 0 | 0 | 0 | 0 | 0 | 0 | 0 | 0 | 0 | 0 | 0 | 0 | 0 | 0 | 0 | 0 | 0 | 0 | 0 | 0 | 0 | 0 | 0 | 0 | 0 | 0 | 0 | 0 | 0 | 0 | 0 | 0 | 0 | 0 | 786.21 | 2079.4 | 4426.622 | San Luis Rey-San Onofre 230 kV line constraint | Silvergate - Bay Blvd 230 kV constraint | Silvergate - Bay Blvd 230 kV constraint |  | 0 | 0 | 0 | 0 | 0 | 0 | 786.21 | 2079.4 | 4426.622 | San Luis Rey-San Onofre 230 kV line constraint | Silvergate - Bay Blvd 230 kV constraint | Silvergate - Bay Blvd 230 kV constraint |  | 1 | 1 | NO | 1 | 1 | 1 | NO | 1
PG&E KERN | Sunrise | 230 | 0 | 0 | 0 | 0 | 0 | 0 | 0 | 0 | 0 | 0 | 0 | 0 | 0 | 0 | 0 | 0 | 0 | 0 | 0 | 0 | 0 | 0 | 0 | 0 | 0 | 0 | 0 | 0 | 0 | 0 | 0 | 0 | 0 | 0 | 0 | 0 | 0 | 0 | 0 | 0 | 0 | 0 | 0 | 0 | 0 | 0 | 0 | 0 | 0 | 0 | 0 | 0 | 0 | 0 | 0 | 0 | 0 | 0 | 0 | 0 | 0 | 0 | 0 | 0 | 0 | 0 | 0 | 1 | 1 | 0 | 0 | 0 | 0 | 0 | 1 | 0 | 0 | 0 | 1 | 0 | 0 | 0 | 0 | 0 | 0 | 0 | 0 | 0 | 0 | 0 | 0 | 0 | 0 | 0 | 1 | 0 | 0 |  |  | 0 | 0 | 0 | 0 | 0 | 0 | 0 | 0 | 0 | 0 | 0 | 0 | 0 | 0 | 0 | 0 | 0 | 0 | 0 | 0 | 0 | 0 | 0 | 0 | 0 | 0 | 0 | 0 | 0 | 0 | 1 | 0 | 0 | 0 | 0 | 1 | -151.465 | 263.7217 | -929.2519 | Mustang-Henrietta 230 kV line | Cal Flat-Gates 230 kV line | Mustang-Henrietta 230 kV line |  | 0 | 0 | 0 | 0 | 0 | 0 | 363.365 | 263.7217 | 418.365 | Cal Flat-Gates 230 kV line | Cal Flat-Gates 230 kV line | Cal Flat-Gates 230 kV line |  | 5 | 1 | YES | 2 | 4 | 1 | YES | 2
PG&E KERN | Sunset | 230 | 0 | 0 | 0 | 0 | 0 | 0 | 0 | 0 | 0 | 0 | 0 | 0 | 0 | 0 | 0 | 0 | 0 | 0 | 0 | 0 | 0 | 0 | 0 | 0 | 0 | 0 | 0 | 0 | 0 | 0 | 0 | 0 | 0 | 0 | 0 | 0 | 0 | 0 | 0 | 0 | 0 | 0 | 0 | 0 | 0 | 0 | 0 | 0 | 0 | 0 | 0 | 0 | 0 | 0 | 0 | 0 | 0 | 0 | 0 | 0 | 0 | 0 | 0 | 0 | 0 | 0 | 0 | 1 | 1 | 0 | 1 | 0 | 0 | 0 | 1 | 0 | 0 | 0 | 1 | 0 | 0 | 0 | 0 | 0 | 0 | 0 | 0 | 0 | 0 | 0 | 0 | 0 | 0 | 0 | 1 | 0 | 0 |  |  | 0 | 0 | 0 | 0 | 0 | 0 | 0 | 0 | 0 | 0 | 0 | 0 | 0 | 0 | 0 | 0 | 0 | 0 | 0 | 0 | 0 | 0 | 0 | 0 | 0 | 0 | 0 | 0 | 0 | 0 | 1 | 0 | 0 | 0 | 0 | 1 | -151.465 | 263.7217 | -929.2519 | Mustang-Henrietta 230 kV line | Cal Flat-Gates 230 kV line | Mustang-Henrietta 230 kV line |  | 0 | 0 | 0 | 0 | 0 | 0 | 363.365 | 263.7217 | 418.365 | Cal Flat-Gates 230 kV line | Cal Flat-Gates 230 kV line | Cal Flat-Gates 230 kV line |  | 5 | 1 | YES | 2 | 4 | 1 | YES | 2
PG&E GBA | Swift | 115 | 0 | 0 | 0 | 0 | 0 | 0 | 0 | 0 | 0 | 0 | 0 | 0 | 0 | 0 | 0 | 0 | 0 | 0 | 0 | 0 | 0 | 0 | 0 | 0 | 0 | 0 | 0 | 0 | 0 | 0 | 0 | 0 | 0 | 0 | 0 | 0 | 0 | 0 | 0 | 0 | 0 | 0 | 0 | 0 | 0 | 0 | 0 | 0 | 0 | 0 | 0 | 0 | 0 | 0 | 0 | 1 | 0 | 0 | 0 | 1 | 0 | 0 | 0 | 0 | 0 | 0 | 0 | 0 | 0 | 0 | 0 | 0 | 0 | 0 | 0 | 0 | 0 | 0 | 0 | 0 | 0 | 0 | 0 | 0 | 0 | 0 | 0 | 0 | 0 | 0 | 0 | 0 | 0 | 0 | 0 | 0 | 0 |  |  | 0 | 0 | 0 | 0 | 0 | 0 | 0 | 0 | 0 | 0 | 0 | 0 | 0 | 0 | 0 | 0 | 0 | 0 | 0 | 0 | 0 | 0 | 0 | 0 | 0 | 0 | 0 | 0 | 0 | 0 | 0 | 0 | 0 | 0 | 0 | 0 | 806.5435 | 1954.8014 | 5079.017 | Tesla-Bellota 230 kV line | Tesla-Bellota 230 kV line | Tesla-Bellota 230 kV line |  | 0 | 0 | 0 | 0 | 0 | 0 | 806.5435 | 1954.8014 | 5079.017 | Tesla-Bellota 230 kV line | Tesla-Bellota 230 kV line | Tesla-Bellota 230 kV line |  | 1 | 1 | NO | 1 | 1 | 1 | NO | 1
SDGE | Sycamore Canyon | 138 | 0 | 0 | 0 | 0 | 0 | 0 | 0 | 0 | 0 | 0 | 0 | 0 | 0 | 0 | 0 | 0 | 0 | 0 | 0 | 0 | 0 | 0 | 0 | 0 | 0 | 0 | 1 | 0 | 1 | 0 | 1 | 0 | 1 | 0 | 0 | 0 | 0 | 0 | 0 | 0 | 0 | 0 | 0 | 0 | 0 | 0 | 0 | 0 | 0 | 0 | 0 | 0 | 0 | 0 | 0 | 0 | 0 | 0 | 0 | 0 | 0 | 0 | 0 | 0 | 0 | 0 | 0 | 0 | 0 | 0 | 0 | 0 | 0 | 0 | 0 | 0 | 0 | 0 | 0 | 0 | 0 | 0 | 0 | 0 | 0 | 0 | 0 | 0 | 0 | 0 | 0 | 0 | 0 | 0 | 0 | 0 | 0 |  |  | 0 | 0 | 0 | 0 | 0 | 0 | 0 | 0 | 0 | 0 | 0 | 300 | 0 | 0 | 1 | 0 | 0 | 0 | 0 | 0 | 0 | 0 | 0 | 0 | 0 | 0 | 300 | 0 | 0 | 1 | 1 | 0 | 0 | 0 | 0 | 0 | -86 | 69 | 534 | Chicarita 138 kV constraint | Chicarita 138 kV constraint | Chicarita 138 kV constraint |  | 1 | 0 | 0 | 0 | 0 | 0 | -86 | 69 | 534 | Chicarita 138 kV constraint | Chicarita 138 kV constraint | Chicarita 138 kV constraint |  | 5 | 5 | NO | 5 | 1 | 1 | NO | 1
SDGE | Sycamore Canyon | 230 | 0 | 0 | 0 | 0 | 0 | 0 | 0 | 0 | 0 | 0 | 0 | 0 | 0 | 0 | 0 | 0 | 0 | 0 | 0 | 0 | 0 | 0 | 0 | 0 | 0 | 1 | 0 | 0 | 1 | 0 | 1 | 0 | 1 | 0 | 0 | 0 | 0 | 0 | 0 | 0 | 0 | 0 | 0 | 0 | 0 | 0 | 0 | 0 | 0 | 0 | 0 | 0 | 0 | 0 | 0 | 0 | 0 | 0 | 0 | 0 | 0 | 0 | 0 | 0 | 0 | 0 | 0 | 0 | 0 | 0 | 0 | 0 | 0 | 0 | 0 | 0 | 0 | 0 | 0 | 0 | 0 | 0 | 0 | 0 | 0 | 0 | 0 | 0 | 0 | 0 | 0 | 0 | 0 | 0 | 0 | 0 | 0 |  |  | 0 | 0 | 0 | 0 | 0 | 0 | 0 | 0 | 0 | 0 | 0 | 0 | 0 | 0 | 0 | 0 | 0 | 0 | 0 | 0 | 0 | 0 | 0 | 0 | 0 | 0 | 0 | 0 | 409.2 | 1 | 0 | 0 | 0 | 0 | 0 | 0 | 647.87 | 985.935 | 2000.13 | Capistrano-San Onofre 230 kV constraint | Capistrano-San Onofre 230 kV constraint | Capistrano-San Onofre 230 kV constraint |  | 0 | 0 | 0 | 0 | 0 | 0 | 647.87 | 985.935 | 2000.13 | Capistrano-San Onofre 230 kV constraint | Capistrano-San Onofre 230 kV constraint | Capistrano-San Onofre 230 kV constraint |  | 1 | 1 | NO | 1 | 1 | 1 | NO | 1
SDGE | Sycamore Canyon | 69 | 0 | 0 | 0 | 0 | 0 | 0 | 0 | 0 | 0 | 0 | 0 | 0 | 0 | 0 | 0 | 0 | 0 | 0 | 0 | 0 | 0 | 0 | 0 | 0 | 0 | 1 | 0 | 0 | 0 | 0 | 1 | 0 | 1 | 0 | 0 | 0 | 0 | 0 | 0 | 0 | 0 | 0 | 0 | 0 | 0 | 0 | 0 | 0 | 0 | 0 | 0 | 0 | 0 | 0 | 0 | 0 | 0 | 0 | 0 | 0 | 0 | 0 | 0 | 0 | 0 | 0 | 0 | 0 | 0 | 0 | 0 | 0 | 0 | 0 | 0 | 0 | 0 | 0 | 0 | 0 | 0 | 0 | 0 | 0 | 0 | 0 | 0 | 0 | 0 | 0 | 0 | 0 | 0 | 0 | 0 | 0 | 0 |  |  | 0 | 0 | 0 | 0 | 0 | 0 | 0 | 0 | 0 | 0 | 0 | 0 | 0 | 0 | 0 | 0 | 0 | 0 | 0 | 0 | 0 | 0 | 0 | 0 | 0 | 0 | 0 | 0 | 0 | 0 | 0 | 0 | 0 | 0 | 0 | 0 | 647.87 | 985.935 | 2000.13 | Capistrano-San Onofre 230 kV constraint | Capistrano-San Onofre 230 kV constraint | Capistrano-San Onofre 230 kV constraint |  | 0 | 0 | 0 | 0 | 0 | 0 | 647.87 | 985.935 | 2000.13 | Capistrano-San Onofre 230 kV constraint | Capistrano-San Onofre 230 kV constraint | Capistrano-San Onofre 230 kV constraint |  | 1 | 1 | NO | 1 | 1 | 1 | NO | 1
SCE Northern | Sylmar | 230 | 0 | 0 | 0 | 0 | 0 | 0 | 0 | 0 | 0 | 0 | 0 | 0 | 0 | 0 | 0 | 0 | 0 | 0 | 0 | 0 | 0 | 0 | 0 | 0 | 1 | 0 | 0 | 0 | 0 | 0 | 0 | 0 | 0 | 0 | 0 | 0 | 0 | 0 | 0 | 0 | 0 | 0 | 0 | 0 | 0 | 0 | 0 | 0 | 0 | 0 | 0 | 0 | 0 | 0 | 0 | 0 | 0 | 0 | 0 | 0 | 0 | 0 | 0 | 0 | 0 | 0 | 0 | 0 | 0 | 0 | 0 | 0 | 0 | 0 | 0 | 0 | 0 | 0 | 0 | 0 | 0 | 0 | 0 | 0 | 0 | 0 | 0 | 0 | 0 | 0 | 0 | 0 | 0 | 0 | 0 | 0 | 0 |  |  | 0 | 0 | 0 | 0 | 0 | 0 | 0 | 0 | 0 | 0 | 0 | 0 | 0 | 0 | 0 | 0 | 0 | 0 | 0 | 0 | 0 | 0 | 0 | 0 | 0 | 0 | 0 | 0 | 0 | 0 | 0 | 0 | 0 | 0 | 0 | 0 | 132.885 | 3473.65 | 6592.925 | Lugo - Victorville area constraint | Lugo - Victorville area constraint | Lugo - Victorville area constraint |  | 0 | 0 | 0 | 0 | 0 | 0 | 132.885 | 3473.65 | 6592.925 | Lugo - Victorville area constraint | Lugo - Victorville area constraint | Lugo - Victorville area constraint |  | 1 | 1 | NO | 1 | 1 | 1 | NO | 1
PG&E NGBA | Table Mountain | 115 | 0 | 0 | 0 | 0 | 0 | 0 | 0 | 0 | 0 | 0 | 0 | 0 | 0 | 0 | 0 | 0 | 0 | 0 | 0 | 0 | 0 | 0 | 0 | 0 | 0 | 0 | 0 | 0 | 0 | 0 | 0 | 0 | 0 | 0 | 0 | 0 | 0 | 0 | 0 | 1 | 0 | 0 | 0 | 0 | 0 | 0 | 0 | 0 | 0 | 0 | 0 | 0 | 0 | 0 | 0 | 0 | 0 | 0 | 0 | 0 | 0 | 0 | 0 | 0 | 0 | 0 | 0 | 0 | 0 | 0 | 0 | 0 | 0 | 0 | 0 | 0 | 0 | 0 | 0 | 0 | 0 | 0 | 0 | 0 | 0 | 0 | 0 | 0 | 0 | 0 | 0 | 0 | 0 | 0 | 0 | 0 | 0 |  |  | 0 | 0 | 0 | 0 | 0 | 0 | 0 | 0 | 0 | 0 | 0 | 0 | 0 | 0 | 0 | 0 | 0 | 0 | 0 | 0 | 0 | 0 | 0 | 0 | 0 | 0 | 0 | 0 | 0 | 0 | 1 | 0 | 0 | 0 | 0 | 0 | -2006.68 | 431.687 | 4794.6338 | Collinsville-Tesla 500 kV Line | Collinsville-Tesla 500 kV Line | Collinsville-Tesla 500 kV Line |  | 0 | 0 | 0 | 0 | 0 | 0 | 6638.32 | 9076.687 | 4794.6338 | Collinsville-Tesla 500 kV Line | Collinsville-Tesla 500 kV Line | Collinsville-Tesla 500 kV Line |  | 5 | 1 | YES | 2 | 1 | 1 | NO | 1
PG&E NGBA | Table Mountain | 230 | 0 | 0 | 0 | 0 | 0 | 0 | 0 | 0 | 0 | 0 | 0 | 0 | 0 | 0 | 0 | 0 | 0 | 0 | 0 | 0 | 0 | 0 | 0 | 0 | 0 | 0 | 0 | 0 | 0 | 0 | 0 | 0 | 0 | 0 | 0 | 0 | 0 | 0 | 0 | 1 | 0 | 0 | 0 | 0 | 0 | 1 | 0 | 0 | 0 | 0 | 0 | 0 | 0 | 0 | 0 | 0 | 0 | 0 | 0 | 1 | 0 | 0 | 0 | 0 | 0 | 0 | 0 | 0 | 0 | 0 | 0 | 0 | 0 | 0 | 0 | 0 | 0 | 0 | 0 | 0 | 0 | 0 | 0 | 0 | 0 | 0 | 0 | 0 | 0 | 0 | 0 | 0 | 0 | 0 | 0 | 0 | 0 |  |  | 0 | 0 | 0 | 0 | 0 | 0 | 0 | 0 | 0 | 0 | 0 | 0 | 0 | 0 | 0 | 0 | 0 | 0 | 0 | 0 | 0 | 0 | 0 | 0 | 0 | 0 | 0 | 0 | 0 | 0 | 2 | 0 | 0 | 0 | 0 | 0 | -2006.68 | 431.687 | 3342.9322 | Collinsville-Tesla 500 kV Line | Collinsville-Tesla 500 kV Line | Bellota-Weber 230kV line |  | 0 | 0 | 0 | 0 | 0 | 0 | 315.9685 | 1054.3909 | 3342.9322 | Bellota-Weber 230kV line | Bellota-Weber 230kV line | Bellota-Weber 230kV line |  | 5 | 1 | YES | 2 | 1 | 1 | NO | 1
PG&E NGBA | Table Mountain | 500 | 0 | 0 | 0 | 0 | 0 | 0 | 0 | 0 | 0 | 0 | 0 | 0 | 0 | 0 | 0 | 0 | 0 | 0 | 0 | 0 | 0 | 0 | 0 | 0 | 0 | 0 | 0 | 0 | 0 | 0 | 0 | 0 | 0 | 0 | 0 | 0 | 0 | 0 | 0 | 1 | 0 | 0 | 0 | 0 | 0 | 0 | 0 | 0 | 0 | 0 | 0 | 0 | 0 | 0 | 0 | 0 | 0 | 0 | 0 | 0 | 0 | 0 | 0 | 0 | 0 | 0 | 0 | 0 | 0 | 0 | 0 | 0 | 0 | 0 | 0 | 0 | 0 | 0 | 0 | 0 | 0 | 0 | 0 | 0 | 0 | 0 | 0 | 0 | 0 | 0 | 0 | 0 | 0 | 0 | 0 | 0 | 0 |  |  | 0 | 0 | 0 | 0 | 0 | 0 | 0 | 0 | 0 | 0 | 0 | 0 | 0 | 0 | 0 | 0 | 0 | 0 | 0 | 0 | 0 | 0 | 0 | 0 | 0 | 0 | 0 | 0 | 0 | 0 | 1 | 0 | 0 | 0 | 0 | 0 | -2006.68 | 431.687 | 4794.6338 | Collinsville-Tesla 500 kV Line | Collinsville-Tesla 500 kV Line | Collinsville-Tesla 500 kV Line |  | 0 | 0 | 0 | 0 | 0 | 0 | 6638.32 | 9076.687 | 4794.6338 | Collinsville-Tesla 500 kV Line | Collinsville-Tesla 500 kV Line | Collinsville-Tesla 500 kV Line |  | 5 | 1 | YES | 2 | 1 | 1 | NO | 1
PG&E NGBA | Table Mountain | 60 | 0 | 0 | 0 | 0 | 0 | 0 | 0 | 0 | 0 | 0 | 0 | 0 | 0 | 0 | 0 | 0 | 0 | 0 | 0 | 0 | 0 | 0 | 0 | 0 | 0 | 0 | 0 | 0 | 0 | 0 | 0 | 0 | 0 | 0 | 0 | 0 | 0 | 0 | 0 | 1 | 0 | 0 | 0 | 0 | 0 | 1 | 0 | 0 | 0 | 0 | 0 | 0 | 0 | 0 | 0 | 0 | 0 | 0 | 0 | 1 | 0 | 0 | 0 | 0 | 0 | 0 | 0 | 0 | 0 | 0 | 0 | 0 | 0 | 0 | 0 | 0 | 0 | 0 | 0 | 0 | 0 | 0 | 0 | 0 | 0 | 0 | 0 | 0 | 0 | 0 | 0 | 0 | 0 | 0 | 0 | 0 | 0 |  |  | 0 | 0 | 0 | 0 | 0 | 0 | 0 | 0 | 0 | 0 | 0 | 0 | 0 | 0 | 0 | 0 | 0 | 0 | 0 | 0 | 0 | 0 | 0 | 0 | 0 | 0 | 0 | 0 | 0 | 0 | 2 | 0 | 0 | 0 | 0 | 0 | -2006.68 | 431.687 | 3342.9322 | Collinsville-Tesla 500 kV Line | Collinsville-Tesla 500 kV Line | Bellota-Weber 230kV line |  | 0 | 0 | 0 | 0 | 0 | 0 | 315.9685 | 1054.3909 | 3342.9322 | Bellota-Weber 230kV line | Bellota-Weber 230kV line | Bellota-Weber 230kV line |  | 5 | 1 | YES | 2 | 1 | 1 | NO | 1
PG&E KERN | Taft | 115 | 0 | 0 | 0 | 0 | 0 | 0 | 0 | 0 | 0 | 0 | 0 | 0 | 0 | 0 | 0 | 0 | 0 | 0 | 0 | 0 | 0 | 0 | 0 | 0 | 0 | 0 | 0 | 0 | 0 | 0 | 0 | 0 | 0 | 0 | 0 | 0 | 0 | 0 | 0 | 0 | 0 | 0 | 0 | 0 | 0 | 0 | 0 | 0 | 0 | 0 | 0 | 0 | 0 | 0 | 0 | 0 | 0 | 0 | 0 | 0 | 0 | 0 | 0 | 0 | 0 | 0 | 0 | 1 | 1 | 0 | 1 | 0 | 0 | 0 | 1 | 0 | 0 | 0 | 1 | 0 | 0 | 0 | 0 | 0 | 0 | 0 | 0 | 0 | 0 | 0 | 0 | 0 | 0 | 0 | 1 | 0 | 0 |  |  | 0 | 0 | 0 | 0 | 0 | 0 | 0 | 0 | 0 | 0 | 0 | 0 | 0 | 0 | 0 | 0 | 0 | 0 | 0 | 0 | 0 | 0 | 0 | 8 | 0 | 3 | 3 | 0 | 0 | 1 | 1 | 0 | 0 | 0 | 0 | 1 | -151.465 | 263.7217 | -929.2519 | Mustang-Henrietta 230 kV line | Cal Flat-Gates 230 kV line | Mustang-Henrietta 230 kV line |  | 0 | 0 | 0 | 0 | 0 | 0 | 363.365 | 263.7217 | 418.365 | Cal Flat-Gates 230 kV line | Cal Flat-Gates 230 kV line | Cal Flat-Gates 230 kV line |  | 5 | 1 | YES | 2 | 4 | 1 | YES | 2
SDGE | Talega | 138 | 0 | 0 | 0 | 0 | 0 | 0 | 0 | 0 | 0 | 0 | 0 | 0 | 0 | 0 | 0 | 0 | 0 | 0 | 0 | 0 | 0 | 0 | 0 | 0 | 0 | 1 | 0 | 0 | 0 | 0 | 0 | 0 | 0 | 0 | 0 | 0 | 0 | 1 | 1 | 0 | 0 | 0 | 0 | 0 | 0 | 0 | 0 | 0 | 0 | 0 | 0 | 0 | 0 | 0 | 0 | 0 | 0 | 0 | 0 | 0 | 0 | 0 | 0 | 0 | 0 | 0 | 0 | 0 | 0 | 0 | 0 | 0 | 0 | 0 | 0 | 0 | 0 | 0 | 0 | 0 | 0 | 0 | 0 | 0 | 0 | 0 | 0 | 0 | 0 | 0 | 0 | 0 | 0 | 0 | 0 | 0 | 0 |  |  | 0 | 0 | 0 | 0 | 0 | 0 | 0 | 0 | 0 | 0 | 0 | 0 | 0 | 0 | 0 | 0 | 0 | 0 | 0 | 0 | 0 | 0 | 0 | 0 | 0 | 0 | 0 | 0 | 0 | 0 | 0 | 0 | 0 | 0 | 0 | 0 | 501 | 501 | 501 | Trabuco-Capistrano 138 kV constraint | Trabuco-Capistrano 138 kV constraint | Trabuco-Capistrano 138 kV constraint |  | 0 | 0 | 0 | 0 | 0 | 0 | 501 | 501 | 501 | Trabuco-Capistrano 138 kV constraint | Trabuco-Capistrano 138 kV constraint | Trabuco-Capistrano 138 kV constraint |  | 1 | 1 | NO | 1 | 1 | 1 | NO | 1
SDGE | Talega | 230 | 0 | 0 | 0 | 0 | 0 | 0 | 0 | 0 | 0 | 0 | 0 | 0 | 0 | 0 | 0 | 0 | 0 | 0 | 0 | 0 | 0 | 0 | 0 | 0 | 0 | 1 | 0 | 0 | 0 | 0 | 0 | 0 | 0 | 0 | 0 | 0 | 0 | 1 | 0 | 0 | 0 | 0 | 0 | 0 | 0 | 0 | 0 | 0 | 0 | 0 | 0 | 0 | 0 | 0 | 0 | 0 | 0 | 0 | 0 | 0 | 0 | 0 | 0 | 0 | 0 | 0 | 0 | 0 | 0 | 0 | 0 | 0 | 0 | 0 | 0 | 0 | 0 | 0 | 0 | 0 | 0 | 0 | 0 | 0 | 0 | 0 | 0 | 0 | 0 | 0 | 0 | 0 | 0 | 0 | 0 | 0 | 0 |  |  | 0 | 0 | 0 | 0 | 0 | 0 | 0 | 0 | 0 | 0 | 0 | 0 | 0 | 0 | 0 | 0 | 0 | 0 | 0 | 0 | 0 | 0 | 0 | 0 | 0 | 0 | 0 | 0 | 0 | 0 | 0 | 0 | 0 | 0 | 0 | 0 | 647.87 | 894.535 | 1294.93 | Capistrano-San Onofre 230 kV constraint | Talega 230 kV constraint | Talega 230 kV constraint |  | 0 | 0 | 0 | 0 | 0 | 0 | 647.87 | 894.535 | 1294.93 | Capistrano-San Onofre 230 kV constraint | Talega 230 kV constraint | Talega 230 kV constraint |  | 1 | 1 | NO | 1 | 1 | 1 | NO | 1
PG&E GBA | Tassajara | 230 | 0 | 0 | 0 | 0 | 0 | 0 | 0 | 0 | 0 | 0 | 0 | 0 | 0 | 0 | 0 | 0 | 0 | 0 | 0 | 0 | 0 | 0 | 0 | 0 | 0 | 0 | 0 | 0 | 0 | 0 | 0 | 0 | 0 | 0 | 0 | 0 | 0 | 0 | 0 | 1 | 0 | 0 | 0 | 0 | 0 | 0 | 0 | 0 | 0 | 0 | 0 | 0 | 0 | 0 | 0 | 0 | 0 | 0 | 0 | 0 | 0 | 0 | 0 | 0 | 0 | 0 | 0 | 0 | 0 | 0 | 0 | 0 | 0 | 0 | 0 | 0 | 0 | 0 | 0 | 0 | 0 | 0 | 0 | 0 | 0 | 0 | 0 | 0 | 0 | 0 | 0 | 0 | 0 | 0 | 0 | 0 | 0 |  |  | 0 | 0 | 0 | 0 | 0 | 0 | 0 | 0 | 0 | 0 | 0 | 0 | 0 | 0 | 0 | 0 | 0 | 0 | 0 | 0 | 0 | 0 | 0 | 0 | 0 | 0 | 0 | 0 | 0 | 0 | 1 | 0 | 0 | 0 | 0 | 0 | -2006.68 | 431.687 | 4794.6338 | Collinsville-Tesla 500 kV Line | Collinsville-Tesla 500 kV Line | Collinsville-Tesla 500 kV Line |  | 0 | 0 | 0 | 0 | 0 | 0 | 6638.32 | 9076.687 | 4794.6338 | Collinsville-Tesla 500 kV Line | Collinsville-Tesla 500 kV Line | Collinsville-Tesla 500 kV Line |  | 5 | 1 | YES | 2 | 1 | 1 | NO | 1
PG&E KERN | Tejon | 70 | 0 | 0 | 0 | 0 | 0 | 0 | 0 | 0 | 0 | 0 | 0 | 0 | 0 | 0 | 0 | 0 | 0 | 0 | 0 | 0 | 0 | 0 | 0 | 0 | 0 | 0 | 0 | 0 | 0 | 0 | 0 | 0 | 0 | 0 | 0 | 0 | 0 | 0 | 0 | 0 | 0 | 0 | 0 | 0 | 0 | 0 | 0 | 0 | 0 | 0 | 0 | 0 | 0 | 0 | 0 | 0 | 0 | 0 | 0 | 0 | 0 | 0 | 0 | 0 | 0 | 0 | 0 | 1 | 1 | 0 | 0 | 0 | 0 | 0 | 0 | 0 | 0 | 0 | 0 | 1 | 0 | 0 | 0 | 0 | 0 | 0 | 0 | 0 | 0 | 0 | 0 | 0 | 0 | 0 | 0 | 0 | 0 |  |  | 0 | 0 | 0 | 0 | 0 | 0 | 0 | 0 | 0 | 0 | 0 | 0 | 0 | 0 | 0 | 0 | 0 | 0 | 0 | 0 | 0 | 0 | 0 | 0 | 0 | 0 | 0 | 0 | 0 | 0 | 0 | 0 | 0 | 0 | 0 | 0 | 363.365 | 263.7217 | 418.365 | Cal Flat-Gates 230 kV line | Cal Flat-Gates 230 kV line | Cal Flat-Gates 230 kV line |  | 0 | 0 | 0 | 0 | 0 | 0 | 363.365 | 263.7217 | 418.365 | Cal Flat-Gates 230 kV line | Cal Flat-Gates 230 kV line | Cal Flat-Gates 230 kV line |  | 1 | 1 | NO | 1 | 1 | 1 | NO | 1
SDGE | Telegraph Canyon | 138 | 0 | 0 | 0 | 0 | 0 | 0 | 0 | 0 | 0 | 0 | 0 | 0 | 0 | 0 | 0 | 0 | 0 | 0 | 0 | 0 | 0 | 0 | 0 | 0 | 0 | 0 | 0 | 0 | 0 | 0 | 1 | 0 | 1 | 0 | 0 | 1 | 1 | 0 | 0 | 0 | 0 | 0 | 0 | 0 | 0 | 0 | 0 | 0 | 0 | 0 | 0 | 0 | 0 | 0 | 0 | 0 | 0 | 0 | 0 | 0 | 0 | 0 | 0 | 0 | 0 | 0 | 0 | 0 | 0 | 0 | 0 | 0 | 0 | 0 | 0 | 0 | 0 | 0 | 0 | 0 | 0 | 0 | 0 | 0 | 0 | 0 | 0 | 0 | 0 | 0 | 0 | 0 | 0 | 0 | 0 | 0 | 0 |  |  | 0 | 0 | 0 | 0 | 0 | 0 | 0 | 0 | 0 | 0 | 0 | 0 | 0 | 0 | 0 | 0 | 0 | 0 | 0 | 0 | 0 | 0 | 0 | 0 | 0 | 0 | 0 | 0 | 0 | 0 | 0 | 0 | 0 | 0 | 0 | 0 | 786.21 | 1708.17 | 2183.4184 | San Luis Rey-San Onofre 230 kV line constraint | Silvergate-Old Town 230 kV constraint | Silvergate-Old Town 230 kV constraint |  | 0 | 0 | 0 | 0 | 0 | 0 | 786.21 | 1708.17 | 2183.4184 | San Luis Rey-San Onofre 230 kV line constraint | Silvergate-Old Town 230 kV constraint | Silvergate-Old Town 230 kV constraint |  | 1 | 1 | NO | 1 | 1 | 1 | NO | 1
PG&E KERN | Temblor | 115 | 0 | 0 | 0 | 0 | 0 | 0 | 0 | 0 | 0 | 0 | 0 | 0 | 0 | 0 | 0 | 0 | 0 | 0 | 0 | 0 | 0 | 0 | 0 | 0 | 0 | 0 | 0 | 0 | 0 | 0 | 0 | 0 | 0 | 0 | 0 | 0 | 0 | 0 | 0 | 0 | 0 | 0 | 0 | 0 | 0 | 0 | 0 | 0 | 0 | 0 | 0 | 0 | 0 | 0 | 0 | 0 | 0 | 0 | 0 | 0 | 0 | 0 | 0 | 0 | 0 | 0 | 0 | 1 | 1 | 0 | 0 | 0 | 0 | 0 | 1 | 0 | 0 | 0 | 1 | 0 | 0 | 0 | 0 | 0 | 0 | 0 | 0 | 0 | 0 | 0 | 0 | 0 | 0 | 0 | 1 | 0 | 0 |  |  | 0 | 0 | 0 | 0 | 0 | 0 | 0 | 0 | 0 | 0 | 0 | 0 | 0 | 0 | 0 | 0 | 0 | 0 | 0 | 0 | 0 | 0 | 0 | 0 | 0 | 0 | 0 | 0 | 0 | 0 | 1 | 0 | 0 | 0 | 0 | 1 | -151.465 | 263.7217 | -929.2519 | Mustang-Henrietta 230 kV line | Cal Flat-Gates 230 kV line | Mustang-Henrietta 230 kV line |  | 0 | 0 | 0 | 0 | 0 | 0 | 363.365 | 263.7217 | 418.365 | Cal Flat-Gates 230 kV line | Cal Flat-Gates 230 kV line | Cal Flat-Gates 230 kV line |  | 5 | 1 | YES | 2 | 4 | 1 | YES | 2
PG&E KERN | Templeton | 230 | 0 | 0 | 0 | 0 | 0 | 0 | 0 | 0 | 0 | 0 | 0 | 0 | 0 | 0 | 0 | 0 | 0 | 0 | 0 | 0 | 0 | 0 | 0 | 0 | 0 | 0 | 0 | 0 | 0 | 0 | 0 | 0 | 0 | 0 | 0 | 0 | 0 | 0 | 0 | 0 | 0 | 0 | 0 | 0 | 0 | 0 | 0 | 0 | 0 | 0 | 0 | 0 | 0 | 0 | 0 | 0 | 0 | 0 | 0 | 0 | 0 | 0 | 0 | 0 | 0 | 0 | 0 | 1 | 0 | 0 | 0 | 0 | 0 | 0 | 0 | 0 | 0 | 0 | 1 | 1 | 0 | 0 | 0 | 0 | 0 | 0 | 0 | 0 | 0 | 0 | 0 | 0 | 0 | 0 | 1 | 1 | 0 |  |  | 0 | 0 | 0 | 0 | 0 | 0 | 0 | 0 | 0 | 0 | 0 | 0 | 0 | 0 | 0 | 0 | 0 | 113.07 | 0 | 0 | 0 | 0 | 0 | 0 | 0 | 0 | 0 | 0 | 0 | 1 | 1 | 0 | 0 | 0 | 0 | 1 | -151.465 | 263.7217 | -929.2519 | Mustang-Henrietta 230 kV line | Cal Flat-Gates 230 kV line | Mustang-Henrietta 230 kV line |  | 0 | 0 | 0 | 0 | 0 | 0 | 363.365 | 263.7217 | 418.365 | Cal Flat-Gates 230 kV line | Cal Flat-Gates 230 kV line | Cal Flat-Gates 230 kV line |  | 5 | 1 | YES | 2 | 4 | 1 | YES | 2
PG&E KERN | Templeton | 70 | 0 | 0 | 0 | 0 | 0 | 0 | 0 | 0 | 0 | 0 | 0 | 0 | 0 | 0 | 0 | 0 | 0 | 0 | 0 | 0 | 0 | 0 | 0 | 0 | 0 | 0 | 0 | 0 | 0 | 0 | 0 | 0 | 0 | 0 | 0 | 0 | 0 | 0 | 0 | 0 | 0 | 0 | 0 | 0 | 0 | 0 | 0 | 0 | 0 | 0 | 0 | 0 | 0 | 0 | 0 | 0 | 0 | 0 | 0 | 0 | 0 | 0 | 0 | 0 | 0 | 0 | 0 | 1 | 1 | 0 | 0 | 0 | 0 | 0 | 0 | 0 | 0 | 0 | 0 | 1 | 0 | 0 | 0 | 0 | 0 | 1 | 0 | 0 | 0 | 0 | 0 | 0 | 0 | 0 | 0 | 1 | 0 |  |  | 0 | 0 | 0 | 0 | 0 | 0 | 0 | 0 | 0 | 0 | 0 | 0 | 0 | 0 | 0 | 0 | 3 | 0 | 0 | 0 | 0 | 0 | 0 | 0 | 0 | 0 | 0 | 0 | 0 | 1 | 0 | 0 | 0 | 0 | 0 | 0 | 363.365 | 263.7217 | 418.365 | Cal Flat-Gates 230 kV line | Cal Flat-Gates 230 kV line | Cal Flat-Gates 230 kV line |  | 0 | 0 | 0 | 0 | 0 | 0 | 363.365 | 263.7217 | 418.365 | Cal Flat-Gates 230 kV line | Cal Flat-Gates 230 kV line | Cal Flat-Gates 230 kV line |  | 1 | 1 | NO | 1 | 1 | 1 | NO | 1
PG&E GBA | Tesla | 115 | 0 | 0 | 0 | 0 | 0 | 0 | 0 | 0 | 0 | 0 | 0 | 0 | 0 | 0 | 0 | 0 | 0 | 0 | 0 | 0 | 0 | 0 | 0 | 0 | 0 | 0 | 0 | 0 | 0 | 0 | 0 | 0 | 0 | 0 | 0 | 0 | 0 | 0 | 0 | 0 | 0 | 0 | 0 | 0 | 0 | 0 | 0 | 0 | 0 | 0 | 0 | 0 | 0 | 0 | 0 | 1 | 0 | 0 | 0 | 1 | 0 | 0 | 0 | 0 | 0 | 1 | 0 | 0 | 0 | 0 | 0 | 0 | 0 | 0 | 0 | 0 | 0 | 0 | 0 | 0 | 0 | 0 | 0 | 0 | 0 | 0 | 0 | 0 | 0 | 0 | 0 | 0 | 0 | 0 | 0 | 0 | 0 |  |  | 0 | 0 | 0 | 0 | 0 | 0 | 0 | 0 | 0 | 0 | 0 | 0 | 0 | 0 | 0 | 0 | 0 | 0 | 0 | 0 | 0 | 0 | 0 | 0 | 0 | 0 | 0 | 0 | 0 | 0 | 0 | 0 | 0 | 0 | 0 | 0 | 806.5435 | 1954.8014 | 5079.017 | Tesla-Bellota 230 kV line | Tesla-Bellota 230 kV line | Tesla-Bellota 230 kV line |  | 0 | 0 | 0 | 0 | 0 | 0 | 806.5435 | 1954.8014 | 5079.017 | Tesla-Bellota 230 kV line | Tesla-Bellota 230 kV line | Tesla-Bellota 230 kV line |  | 1 | 1 | NO | 1 | 1 | 1 | NO | 1
PG&E GBA | Tesla | 230 | 0 | 0 | 0 | 0 | 0 | 0 | 0 | 0 | 0 | 0 | 0 | 0 | 0 | 0 | 0 | 0 | 0 | 0 | 0 | 0 | 0 | 0 | 0 | 0 | 0 | 0 | 0 | 0 | 0 | 0 | 0 | 0 | 0 | 0 | 0 | 0 | 0 | 0 | 0 | 1 | 0 | 0 | 0 | 0 | 0 | 0 | 0 | 0 | 0 | 0 | 0 | 0 | 0 | 1 | 0 | 1 | 0 | 0 | 1 | 1 | 0 | 0 | 0 | 0 | 0 | 1 | 0 | 0 | 0 | 0 | 0 | 0 | 0 | 0 | 0 | 0 | 0 | 0 | 0 | 0 | 0 | 0 | 0 | 0 | 0 | 0 | 0 | 0 | 0 | 0 | 0 | 0 | 0 | 0 | 0 | 0 | 0 |  |  | 0 | 0 | 0 | 0 | 0 | 0 | 0 | 0 | 0 | 0 | 0 | 400 | 0 | 0 | 1 | 0 | 0 | 100 | 76.5 | 0 | 0 | 0 | 0 | 0 | 0 | 0 | 525 | 0 | 0 | 1 | 2 | 0 | 1 | 0 | 0 | 0 | -2006.68 | -196.964 | 4357.8695 | Collinsville-Tesla 500 kV Line | Windmaster-Delta pumps 230 kV line | Windmaster-Delta pumps 230 kV line |  | 0 | 0 | 0 | 0 | 0 | 0 | 806.5435 | 1954.8014 | 4357.8695 | Tesla-Bellota 230 kV line | Tesla-Bellota 230 kV line | Windmaster-Delta pumps 230 kV line |  | 5 | 1 | YES | 2 | 1 | 1 | NO | 1
PG&E GBA | Tesla | 500 | 0 | 0 | 0 | 0 | 0 | 0 | 0 | 0 | 0 | 0 | 0 | 0 | 0 | 0 | 0 | 0 | 0 | 0 | 0 | 0 | 0 | 0 | 0 | 0 | 0 | 0 | 0 | 0 | 0 | 0 | 0 | 0 | 0 | 0 | 0 | 0 | 0 | 0 | 0 | 0 | 0 | 0 | 0 | 0 | 0 | 0 | 0 | 0 | 0 | 0 | 0 | 0 | 0 | 0 | 0 | 1 | 0 | 0 | 1 | 1 | 0 | 0 | 0 | 0 | 0 | 1 | 0 | 0 | 0 | 0 | 0 | 0 | 0 | 0 | 0 | 0 | 0 | 0 | 0 | 0 | 0 | 0 | 0 | 0 | 0 | 0 | 0 | 0 | 0 | 0 | 0 | 0 | 0 | 0 | 0 | 0 | 0 |  |  | 0 | 0 | 0 | 0 | 0 | 0 | 0 | 0 | 0 | 0 | 0 | 0 | 0 | 0 | 0 | 0 | 0 | 300 | 0 | 0 | 0 | 0 | 0 | 0 | 0 | 0 | 0 | 0 | 0 | 1 | 0 | 0 | 0 | 0 | 0 | 0 | 806.5435 | 1954.8014 | 5079.017 | Tesla-Bellota 230 kV line | Tesla-Bellota 230 kV line | Tesla-Bellota 230 kV line |  | 0 | 0 | 0 | 0 | 0 | 0 | 806.5435 | 1954.8014 | 5079.017 | Tesla-Bellota 230 kV line | Tesla-Bellota 230 kV line | Tesla-Bellota 230 kV line |  | 1 | 1 | NO | 1 | 1 | 1 | NO | 1
PG&E KERN | Tevis | 115 | 0 | 0 | 0 | 0 | 0 | 0 | 0 | 0 | 0 | 0 | 0 | 0 | 0 | 0 | 0 | 0 | 0 | 0 | 0 | 0 | 0 | 0 | 0 | 0 | 0 | 0 | 0 | 0 | 0 | 0 | 0 | 0 | 0 | 0 | 0 | 0 | 0 | 0 | 0 | 0 | 0 | 0 | 0 | 0 | 0 | 0 | 0 | 0 | 0 | 0 | 0 | 0 | 0 | 0 | 0 | 0 | 0 | 0 | 0 | 0 | 0 | 0 | 0 | 0 | 0 | 0 | 0 | 0 | 0 | 0 | 1 | 0 | 0 | 0 | 0 | 0 | 0 | 0 | 1 | 1 | 0 | 0 | 0 | 0 | 0 | 0 | 0 | 0 | 0 | 0 | 0 | 0 | 0 | 0 | 1 | 0 | 0 |  |  | 0 | 0 | 0 | 0 | 0 | 0 | 0 | 0 | 0 | 0 | 0 | 0 | 0 | 0 | 0 | 0 | 0 | 0 | 0 | 0 | 0 | 0 | 0 | 0 | 0 | 0 | 0 | 0 | 0 | 0 | 1 | 0 | 0 | 0 | 0 | 1 | -151.465 | 1720.9797 | -929.2519 | Mustang-Henrietta 230 kV line | Mustang-Henrietta 230 kV line | Mustang-Henrietta 230 kV line |  | 0 | 0 | 0 | 0 | 0 | 0 | 1868 | 1862.1 | 1549.7481 | Kern 230/115kV TB #4 | Kern 230/115kV TB #4 | Mustang-Henrietta 230 kV line |  | 5 | 1 | YES | 2 | 4 | 1 | YES | 2
EOP | Thousandaire | 138 | 0 | 0 | 0 | 0 | 0 | 0 | 0 | 0 | 0 | 0 | 0 | 0 | 0 | 0 | 0 | 0 | 0 | 0 | 0 | 0 | 0 | 0 | 1 | 1 | 1 | 0 | 0 | 0 | 0 | 0 | 0 | 0 | 0 | 0 | 0 | 0 | 0 | 0 | 0 | 0 | 0 | 0 | 0 | 0 | 0 | 0 | 0 | 0 | 0 | 0 | 0 | 0 | 0 | 0 | 0 | 0 | 0 | 0 | 0 | 0 | 0 | 0 | 0 | 0 | 0 | 0 | 0 | 0 | 0 | 0 | 0 | 0 | 0 | 0 | 0 | 0 | 0 | 0 | 0 | 0 | 0 | 0 | 0 | 0 | 0 | 0 | 0 | 0 | 0 | 0 | 0 | 0 | 0 | 0 | 0 | 0 | 0 |  |  | 0 | 0 | 0 | 0 | 0 | 0 | 0 | 0 | 0 | 0 | 0 | 0 | 0 | 0 | 0 | 0 | 0 | 0 | 0 | 0 | 0 | 0 | 0 | 0 | 0 | 0 | 0 | 0 | 0 | 0 | 0 | 0 | 0 | 0 | 0 | 0 | 132.885 | 1655.59 | 2398.8 | Lugo - Victorville area constraint | Sloan Canyon - Eldorado 500 kV constraint | Sloan Canyon - Eldorado 500 kV constraint |  | 0 | 0 | 0 | 0 | 0 | 0 | 132.885 | 1655.59 | 2398.8 | Lugo - Victorville area constraint | Sloan Canyon - Eldorado 500 kV constraint | Sloan Canyon - Eldorado 500 kV constraint |  | 1 | 1 | NO | 1 | 1 | 1 | NO | 1
PG&E KERN | Topaz | 230 | 0 | 0 | 0 | 0 | 0 | 0 | 0 | 0 | 0 | 0 | 0 | 0 | 0 | 0 | 0 | 0 | 0 | 0 | 0 | 0 | 0 | 0 | 0 | 0 | 0 | 0 | 0 | 0 | 0 | 0 | 0 | 0 | 0 | 0 | 0 | 0 | 0 | 0 | 0 | 0 | 0 | 0 | 0 | 0 | 0 | 0 | 0 | 0 | 0 | 0 | 0 | 0 | 0 | 0 | 0 | 0 | 0 | 0 | 0 | 0 | 0 | 0 | 0 | 0 | 0 | 0 | 0 | 1 | 0 | 0 | 0 | 0 | 0 | 0 | 0 | 0 | 0 | 0 | 1 | 1 | 0 | 0 | 0 | 0 | 0 | 0 | 0 | 0 | 0 | 0 | 0 | 0 | 0 | 0 | 1 | 1 | 0 |  |  | 0 | 0 | 0 | 0 | 0 | 0 | 0 | 0 | 0 | 0 | 0 | 0 | 0 | 0 | 0 | 0 | 0 | 0 | 0 | 0 | 0 | 0 | 0 | 0 | 0 | 0 | 0 | 0 | 0 | 0 | 1 | 0 | 0 | 0 | 0 | 1 | -151.465 | 263.7217 | -929.2519 | Mustang-Henrietta 230 kV line | Cal Flat-Gates 230 kV line | Mustang-Henrietta 230 kV line |  | 0 | 0 | 0 | 0 | 0 | 0 | 363.365 | 263.7217 | 418.365 | Cal Flat-Gates 230 kV line | Cal Flat-Gates 230 kV line | Cal Flat-Gates 230 kV line |  | 5 | 1 | YES | 2 | 4 | 1 | YES | 2
SCE NOL | Tortilla | 115 | 0 | 0 | 0 | 0 | 0 | 0 | 0 | 0 | 0 | 0 | 0 | 1 | 1 | 1 | 0 | 0 | 0 | 0 | 0 | 0 | 0 | 0 | 0 | 0 | 0 | 0 | 0 | 0 | 0 | 0 | 0 | 0 | 0 | 0 | 0 | 0 | 0 | 0 | 0 | 0 | 0 | 0 | 0 | 0 | 0 | 0 | 0 | 0 | 0 | 0 | 0 | 0 | 0 | 0 | 0 | 0 | 0 | 0 | 0 | 0 | 0 | 0 | 0 | 0 | 0 | 0 | 0 | 0 | 0 | 0 | 0 | 0 | 0 | 0 | 0 | 0 | 0 | 0 | 0 | 0 | 0 | 0 | 0 | 0 | 0 | 0 | 0 | 0 | 0 | 0 | 0 | 0 | 0 | 0 | 0 | 0 | 0 |  |  | 0 | 0 | 0 | 0 | 0 | 0 | 0 | 0 | 0 | 0 | 0 | 0 | 0 | 0 | 0 | 0 | 0 | 0 | 0 | 0 | 0 | 0 | 0 | 3 | 0 | 0 | 0 | 0 | 0 | 1 | 0 | 2 | 0 | 0 | 0 | 0 | -83.1 | 8.05 | 1104.2638 | South of Kramer Area Constraint | South of Kramer Area Constraint | South of Kramer Area Constraint |  | 0 | 2 | 0 | 0 | 0 | 0 | -83.1 | 8.05 | 1104.2638 | South of Kramer Area Constraint | South of Kramer Area Constraint | South of Kramer Area Constraint |  | 3 | 3 | NO | 3 | 1 | 1 | NO | 1
SDGE | Trabuco | 138 | 0 | 0 | 0 | 0 | 0 | 0 | 0 | 0 | 0 | 0 | 0 | 0 | 0 | 0 | 0 | 0 | 0 | 0 | 0 | 0 | 0 | 0 | 0 | 0 | 0 | 1 | 0 | 0 | 0 | 0 | 0 | 0 | 0 | 0 | 0 | 0 | 0 | 1 | 1 | 0 | 0 | 0 | 0 | 0 | 0 | 0 | 0 | 0 | 0 | 0 | 0 | 0 | 0 | 0 | 0 | 0 | 0 | 0 | 0 | 0 | 0 | 0 | 0 | 0 | 0 | 0 | 0 | 0 | 0 | 0 | 0 | 0 | 0 | 0 | 0 | 0 | 0 | 0 | 0 | 0 | 0 | 0 | 0 | 0 | 0 | 0 | 0 | 0 | 0 | 0 | 0 | 0 | 0 | 0 | 0 | 0 | 0 |  |  | 0 | 0 | 0 | 0 | 0 | 0 | 0 | 0 | 0 | 0 | 0 | 0 | 0 | 0 | 0 | 0 | 0 | 0 | 0 | 0 | 0 | 0 | 0 | 0 | 0 | 0 | 0 | 0 | 0 | 0 | 0 | 0 | 0 | 0 | 0 | 0 | 501 | 501 | 501 | Trabuco-Capistrano 138 kV constraint | Trabuco-Capistrano 138 kV constraint | Trabuco-Capistrano 138 kV constraint |  | 0 | 0 | 0 | 0 | 0 | 0 | 501 | 501 | 501 | Trabuco-Capistrano 138 kV constraint | Trabuco-Capistrano 138 kV constraint | Trabuco-Capistrano 138 kV constraint |  | 1 | 1 | NO | 1 | 1 | 1 | NO | 1
PG&E GBA | Tracy | 115 | 0 | 0 | 0 | 0 | 0 | 0 | 0 | 0 | 0 | 0 | 0 | 0 | 0 | 0 | 0 | 0 | 0 | 0 | 0 | 0 | 0 | 0 | 0 | 0 | 0 | 0 | 0 | 0 | 0 | 0 | 0 | 0 | 0 | 0 | 0 | 0 | 0 | 0 | 0 | 0 | 0 | 0 | 0 | 0 | 0 | 1 | 0 | 0 | 0 | 0 | 0 | 0 | 0 | 0 | 0 | 1 | 0 | 0 | 0 | 1 | 0 | 0 | 0 | 0 | 0 | 0 | 0 | 0 | 0 | 0 | 0 | 0 | 0 | 0 | 0 | 0 | 0 | 0 | 0 | 0 | 0 | 0 | 0 | 0 | 0 | 0 | 0 | 0 | 0 | 0 | 0 | 0 | 0 | 0 | 0 | 0 | 0 |  |  | 0 | 0 | 0 | 0 | 0 | 0 | 0 | 0 | 0 | 0 | 0 | 0 | 0 | 0 | 0 | 0 | 3 | 0 | 0 | 0 | 0 | 0 | 0 | 0 | 0 | 0 | 0 | 0 | 0 | 1 | 1 | 0 | 0 | 0 | 0 | 0 | -144.0315 | 594.3909 | 3342.9322 | Bellota-Weber 230kV line | Bellota-Weber 230kV line | Bellota-Weber 230kV line |  | 0 | 0 | 0 | 0 | 0 | 0 | 315.9685 | 1054.3909 | 3342.9322 | Bellota-Weber 230kV line | Bellota-Weber 230kV line | Bellota-Weber 230kV line |  | 5 | 1 | YES | 2 | 1 | 1 | NO | 1
PG&E FRESNO | Tranquility | 230 | 0 | 0 | 0 | 0 | 0 | 0 | 0 | 0 | 0 | 0 | 0 | 0 | 0 | 0 | 0 | 0 | 0 | 0 | 0 | 0 | 0 | 0 | 0 | 0 | 0 | 0 | 0 | 0 | 0 | 0 | 0 | 0 | 0 | 0 | 0 | 0 | 0 | 0 | 0 | 0 | 0 | 0 | 0 | 0 | 0 | 1 | 0 | 0 | 0 | 0 | 0 | 0 | 0 | 0 | 0 | 0 | 0 | 0 | 0 | 0 | 0 | 0 | 0 | 0 | 0 | 0 | 0 | 0 | 0 | 0 | 0 | 0 | 0 | 0 | 0 | 0 | 0 | 0 | 1 | 1 | 0 | 1 | 0 | 0 | 0 | 1 | 0 | 0 | 0 | 1 | 0 | 0 | 0 | 0 | 0 | 0 | 0 |  |  | 0 | 0 | 0 | 0 | 0 | 0 | 0 | 0 | 0 | 200 | 0 | 40 | 0 | 0 | 1 | 0 | 0 | 0 | 0 | 0 | 0 | 0 | 0 | 0 | 200 | 600 | 702 | 0 | 0 | 1 | 2 | 0 | 1 | 0 | 0 | 0 | -731.8 | -280.9 | 911.0526 | Borden-Storey #1 230kV line | Borden-Storey #1 230kV line | Borden-Storey #1 230kV line |  | 0 | 0 | 0 | 0 | 0 | 0 | 315.9685 | 966.1 | 2302.2502 | Bellota-Weber 230kV line | Borden-Storey #1 230kV line | Gates 500/230kV TB #12 |  | 5 | 1 | YES | 2 | 1 | 1 | NO | 1
PG&E GBA | Trimble | 115 | 0 | 0 | 0 | 0 | 0 | 0 | 0 | 0 | 0 | 0 | 0 | 0 | 0 | 0 | 0 | 0 | 0 | 0 | 0 | 0 | 0 | 0 | 0 | 0 | 0 | 0 | 0 | 0 | 0 | 0 | 0 | 0 | 0 | 0 | 0 | 0 | 0 | 0 | 0 | 0 | 0 | 0 | 0 | 0 | 0 | 0 | 0 | 0 | 0 | 0 | 0 | 0 | 0 | 0 | 0 | 1 | 0 | 0 | 0 | 1 | 0 | 0 | 0 | 0 | 0 | 0 | 0 | 0 | 0 | 0 | 0 | 0 | 0 | 0 | 0 | 0 | 0 | 0 | 0 | 0 | 0 | 0 | 0 | 0 | 0 | 0 | 0 | 0 | 0 | 0 | 0 | 0 | 0 | 0 | 0 | 0 | 1 |  |  | 0 | 0 | 0 | 0 | 0 | 0 | 0 | 0 | 0 | 0 | 0 | 0 | 0 | 0 | 0 | 0 | 0 | 0 | 0 | 0 | 0 | 0 | 0 | 0 | 0 | 0 | 0 | 0 | 0 | 0 | 0 | 0 | 0 | 0 | 0 | 0 | 806.5435 | 1620.51 | 5079.017 | Tesla-Bellota 230 kV line | NEW-Metcalf-Mosslanding 500kV | Tesla-Bellota 230 kV line |  | 0 | 0 | 0 | 0 | 0 | 0 | 806.5435 | 1620.51 | 5079.017 | Tesla-Bellota 230 kV line | NEW-Metcalf-Mosslanding 500kV | Tesla-Bellota 230 kV line |  | 1 | 1 | NO | 1 | 1 | 1 | NO | 1
EOP | Trout Canyon | 230 | 0 | 0 | 0 | 0 | 0 | 0 | 0 | 0 | 0 | 0 | 0 | 0 | 0 | 0 | 0 | 0 | 0 | 0 | 0 | 0 | 0 | 0 | 1 | 1 | 1 | 0 | 0 | 0 | 0 | 0 | 0 | 0 | 0 | 0 | 0 | 0 | 0 | 0 | 0 | 0 | 0 | 0 | 0 | 0 | 0 | 0 | 0 | 0 | 0 | 0 | 0 | 0 | 0 | 0 | 0 | 0 | 0 | 0 | 0 | 0 | 0 | 0 | 0 | 0 | 0 | 0 | 0 | 0 | 0 | 0 | 0 | 0 | 0 | 0 | 0 | 0 | 0 | 0 | 0 | 0 | 0 | 0 | 0 | 0 | 0 | 0 | 0 | 0 | 0 | 0 | 0 | 0 | 0 | 0 | 0 | 0 | 0 |  |  | 0 | 0 | 0 | 0 | 0 | 0 | 0 | 0 | 0 | 0 | 0 | -15 | 0 | 0 | 1 | 0 | 0 | 0 | 0 | 0 | 0 | 0 | 0 | 0 | 566 | 745 | 716 | 0 | 0 | 1 | 0 | 0 | 0 | 0 | 0 | 0 | 132.885 | 1655.59 | 2398.8 | Lugo - Victorville area constraint | Sloan Canyon - Eldorado 500 kV constraint | Sloan Canyon - Eldorado 500 kV constraint |  | 0 | 0 | 0 | 0 | 0 | 0 | 132.885 | 1655.59 | 2398.8 | Lugo - Victorville area constraint | Sloan Canyon - Eldorado 500 kV constraint | Sloan Canyon - Eldorado 500 kV constraint |  | 1 | 1 | NO | 1 | 1 | 1 | NO | 1
EOP | Trout Canyon | 500 | 0 | 0 | 0 | 0 | 0 | 0 | 0 | 0 | 0 | 0 | 0 | 0 | 0 | 0 | 0 | 0 | 0 | 0 | 0 | 0 | 0 | 0 | 1 | 1 | 1 | 0 | 0 | 0 | 0 | 0 | 0 | 0 | 0 | 0 | 0 | 0 | 0 | 0 | 0 | 0 | 0 | 0 | 0 | 0 | 0 | 0 | 0 | 0 | 0 | 0 | 0 | 0 | 0 | 0 | 0 | 0 | 0 | 0 | 0 | 0 | 0 | 0 | 0 | 0 | 0 | 0 | 0 | 0 | 0 | 0 | 0 | 0 | 0 | 0 | 0 | 0 | 0 | 0 | 0 | 0 | 0 | 0 | 0 | 0 | 0 | 0 | 0 | 0 | 0 | 0 | 0 | 0 | 0 | 0 | 0 | 0 | 0 |  |  | 0 | 0 | 0 | 0 | 0 | 0 | 0 | 0 | 0 | 0 | 0 | 0 | 0 | 0 | 0 | 0 | 0 | 0 | 0 | 0 | 0 | 0 | 0 | 0 | 0 | 0 | 0 | 0 | 0 | 0 | 0 | 0 | 0 | 0 | 0 | 0 | 132.885 | 1655.59 | 2398.8 | Lugo - Victorville area constraint | Sloan Canyon - Eldorado 500 kV constraint | Sloan Canyon - Eldorado 500 kV constraint |  | 0 | 0 | 0 | 0 | 0 | 0 | 132.885 | 1655.59 | 2398.8 | Lugo - Victorville area constraint | Sloan Canyon - Eldorado 500 kV constraint | Sloan Canyon - Eldorado 500 kV constraint |  | 1 | 1 | NO | 1 | 1 | 1 | NO | 1
PG&E NGBA | Tulucay | 230 | 0 | 0 | 0 | 0 | 0 | 0 | 0 | 0 | 0 | 0 | 0 | 0 | 0 | 0 | 0 | 0 | 0 | 0 | 0 | 0 | 0 | 0 | 0 | 0 | 0 | 0 | 0 | 0 | 0 | 0 | 0 | 0 | 0 | 0 | 0 | 0 | 0 | 0 | 0 | 1 | 0 | 0 | 0 | 0 | 0 | 0 | 0 | 0 | 0 | 0 | 0 | 0 | 1 | 0 | 0 | 0 | 0 | 0 | 0 | 0 | 0 | 0 | 0 | 0 | 0 | 0 | 1 | 0 | 0 | 0 | 0 | 0 | 0 | 0 | 0 | 0 | 0 | 0 | 0 | 0 | 0 | 0 | 0 | 0 | 0 | 0 | 0 | 0 | 0 | 0 | 0 | 0 | 0 | 0 | 0 | 0 | 0 |  |  | 0 | 0 | 0 | 0 | 0 | 0 | 0 | 0 | 0 | 0 | 0 | 0 | 0 | 0 | 0 | 0 | 0 | 0 | 0 | 0 | 0 | 0 | 0 | 0 | 0 | 0 | 0 | 0 | 0 | 0 | 2 | 0 | 0 | 0 | 0 | 0 | -2006.68 | 96.788 | 1147.998 | Collinsville-Tesla 500 kV Line | Birds Landing-Contra Costa 230kV Line | Birds Landing-Contra Costa 230kV Line |  | 0 | 0 | 0 | 0 | 0 | 0 | 1531.9 | 1862.788 | 1147.998 | Birds Landing-Contra Costa 230kV Line | Birds Landing-Contra Costa 230kV Line | Birds Landing-Contra Costa 230kV Line |  | 5 | 1 | YES | 2 | 1 | 1 | NO | 1
PG&E NGBA | Tulucay | 60 | 0 | 0 | 0 | 0 | 0 | 0 | 0 | 0 | 0 | 0 | 0 | 0 | 0 | 0 | 0 | 0 | 0 | 0 | 0 | 0 | 0 | 0 | 0 | 0 | 0 | 0 | 0 | 0 | 0 | 0 | 0 | 0 | 0 | 0 | 0 | 0 | 0 | 0 | 0 | 1 | 0 | 0 | 0 | 0 | 0 | 0 | 0 | 0 | 0 | 0 | 0 | 1 | 1 | 1 | 1 | 1 | 0 | 0 | 0 | 0 | 0 | 0 | 0 | 0 | 0 | 1 | 1 | 0 | 0 | 0 | 0 | 0 | 0 | 0 | 0 | 0 | 0 | 0 | 0 | 0 | 0 | 0 | 0 | 0 | 0 | 0 | 0 | 0 | 0 | 0 | 0 | 0 | 0 | 0 | 0 | 0 | 0 |  |  | 0 | 0 | 0 | 0 | 0 | 0 | 0 | 0 | 0 | 0 | 0 | 0 | 0 | 0 | 0 | 0 | 0 | 0 | 0 | 0 | 0 | 0 | 0 | 0 | 0 | 0 | 0 | 0 | 0 | 0 | 3 | 0 | 1 | 0 | 0 | 0 | -2006.68 | -196.964 | 815.28 | Collinsville-Tesla 500 kV Line | Windmaster-Delta pumps 230 kV line | Lakeville-Ignacio 230 kV line |  | 0 | 0 | 0 | 0 | 0 | 0 | 322.25 | 699.038 | 815.28 | Contra Costa- Windmaster 230 kV line | Contra Costa- Windmaster 230 kV line | Lakeville-Ignacio 230 kV line |  | 5 | 1 | YES | 2 | 1 | 1 | NO | 1
PG&E KERN | Tupman | 115 | 0 | 0 | 0 | 0 | 0 | 0 | 0 | 0 | 0 | 0 | 0 | 0 | 0 | 0 | 0 | 0 | 0 | 0 | 0 | 0 | 0 | 0 | 0 | 0 | 0 | 0 | 0 | 0 | 0 | 0 | 0 | 0 | 0 | 0 | 0 | 0 | 0 | 0 | 0 | 0 | 0 | 0 | 0 | 0 | 0 | 0 | 0 | 0 | 0 | 0 | 0 | 0 | 0 | 0 | 0 | 0 | 0 | 0 | 0 | 0 | 0 | 0 | 0 | 0 | 0 | 0 | 0 | 1 | 0 | 0 | 0 | 0 | 0 | 0 | 1 | 0 | 0 | 0 | 1 | 0 | 0 | 0 | 0 | 0 | 0 | 0 | 0 | 0 | 0 | 0 | 0 | 0 | 0 | 0 | 1 | 0 | 0 |  |  | 0 | 0 | 0 | 0 | 0 | 0 | 0 | 0 | 0 | 0 | 0 | 0 | 0 | 0 | 0 | 0 | 0 | 0 | 0 | 0 | 0 | 0 | 0 | 0 | 0 | 0 | 0 | 0 | 0 | 0 | 1 | 0 | 0 | 0 | 0 | 1 | -151.465 | 263.7217 | -929.2519 | Mustang-Henrietta 230 kV line | Cal Flat-Gates 230 kV line | Mustang-Henrietta 230 kV line |  | 0 | 0 | 0 | 0 | 0 | 0 | 363.365 | 263.7217 | 418.365 | Cal Flat-Gates 230 kV line | Cal Flat-Gates 230 kV line | Cal Flat-Gates 230 kV line |  | 5 | 1 | YES | 2 | 4 | 1 | YES | 2
PG&E NGBA | Ukiah | 115 | 0 | 0 | 0 | 0 | 0 | 0 | 0 | 0 | 0 | 0 | 0 | 0 | 0 | 0 | 0 | 0 | 0 | 0 | 0 | 0 | 0 | 0 | 0 | 0 | 0 | 0 | 0 | 0 | 0 | 0 | 0 | 0 | 0 | 0 | 0 | 0 | 0 | 0 | 0 | 1 | 0 | 1 | 0 | 0 | 0 | 0 | 0 | 0 | 0 | 0 | 0 | 0 | 1 | 0 | 1 | 1 | 0 | 0 | 0 | 0 | 0 | 0 | 0 | 0 | 0 | 0 | 1 | 0 | 0 | 0 | 0 | 0 | 0 | 0 | 0 | 0 | 0 | 0 | 0 | 0 | 0 | 0 | 0 | 0 | 0 | 0 | 0 | 0 | 0 | 0 | 0 | 0 | 0 | 0 | 0 | 0 | 0 |  |  | 0 | 0 | 0 | 0 | 0 | 0 | 0 | 0 | 0 | 0 | 0 | 0 | 0 | 0 | 0 | 0 | 0 | 0 | 0 | 0 | 0 | 0 | 0 | 0 | 0 | 0 | 0 | 0 | 0 | 0 | 2 | 0 | 0 | 0 | 0 | 0 | -2006.68 | 96.788 | 1147.998 | Collinsville-Tesla 500 kV Line | Birds Landing-Contra Costa 230kV Line | Birds Landing-Contra Costa 230kV Line |  | 0 | 0 | 0 | 0 | 0 | 0 | 322.25 | 699.038 | 1147.998 | Contra Costa- Windmaster 230 kV line | Contra Costa- Windmaster 230 kV line | Birds Landing-Contra Costa 230kV Line |  | 5 | 1 | YES | 2 | 1 | 1 | NO | 1
PG&E KERN | Union (Estrella) | 70 | 0 | 0 | 0 | 0 | 0 | 0 | 0 | 0 | 0 | 0 | 0 | 0 | 0 | 0 | 0 | 0 | 0 | 0 | 0 | 0 | 0 | 0 | 0 | 0 | 0 | 0 | 0 | 0 | 0 | 0 | 0 | 0 | 0 | 0 | 0 | 0 | 0 | 0 | 0 | 0 | 0 | 0 | 0 | 0 | 0 | 0 | 0 | 0 | 0 | 0 | 0 | 0 | 0 | 0 | 0 | 0 | 0 | 0 | 0 | 0 | 0 | 0 | 0 | 0 | 0 | 0 | 0 | 1 | 1 | 0 | 0 | 0 | 0 | 0 | 0 | 0 | 0 | 0 | 0 | 1 | 0 | 0 | 0 | 0 | 0 | 1 | 0 | 0 | 0 | 0 | 0 | 0 | 0 | 0 | 0 | 1 | 0 |  |  | 0 | 0 | 0 | 0 | 0 | 0 | 0 | 0 | 0 | 0 | 0 | 0 | 0 | 0 | 0 | 0 | 0 | 0 | 0 | 0 | 0 | 0 | 0 | 0 | 0 | 0 | 0 | 0 | 0 | 0 | 0 | 0 | 0 | 0 | 0 | 0 | 363.365 | 263.7217 | 418.365 | Cal Flat-Gates 230 kV line | Cal Flat-Gates 230 kV line | Cal Flat-Gates 230 kV line |  | 0 | 0 | 0 | 0 | 0 | 0 | 363.365 | 263.7217 | 418.365 | Cal Flat-Gates 230 kV line | Cal Flat-Gates 230 kV line | Cal Flat-Gates 230 kV line |  | 1 | 1 | NO | 1 | 1 | 1 | NO | 1
PG&E NGBA | Vaca Dixon | 115 | 0 | 0 | 0 | 0 | 0 | 0 | 0 | 0 | 0 | 0 | 0 | 0 | 0 | 0 | 0 | 0 | 0 | 0 | 0 | 0 | 0 | 0 | 0 | 0 | 0 | 0 | 0 | 0 | 0 | 0 | 0 | 0 | 0 | 0 | 0 | 0 | 0 | 0 | 0 | 1 | 0 | 0 | 0 | 0 | 0 | 0 | 0 | 0 | 0 | 0 | 0 | 0 | 0 | 1 | 1 | 1 | 0 | 0 | 0 | 0 | 0 | 0 | 0 | 0 | 0 | 0 | 1 | 0 | 0 | 0 | 0 | 0 | 0 | 0 | 0 | 0 | 0 | 0 | 0 | 0 | 0 | 0 | 0 | 0 | 0 | 0 | 0 | 0 | 0 | 0 | 0 | 0 | 0 | 0 | 0 | 0 | 0 |  |  | 0 | 0 | 0 | 0 | 0 | 0 | 0 | 0 | 0 | 0 | 0 | 0 | 0 | 0 | 0 | 0 | 0 | 0 | 0 | 0 | 0 | 0 | 0 | 0 | 0 | 0 | 0 | 0 | 0 | 0 | 3 | 0 | 1 | 0 | 0 | 0 | -2006.68 | -196.964 | 1147.998 | Collinsville-Tesla 500 kV Line | Windmaster-Delta pumps 230 kV line | Birds Landing-Contra Costa 230kV Line |  | 0 | 0 | 0 | 0 | 0 | 0 | 322.25 | 699.038 | 1147.998 | Contra Costa- Windmaster 230 kV line | Contra Costa- Windmaster 230 kV line | Birds Landing-Contra Costa 230kV Line |  | 5 | 1 | YES | 2 | 1 | 1 | NO | 1
PG&E NGBA | Vaca Dixon | 230 | 0 | 0 | 0 | 0 | 0 | 0 | 0 | 0 | 0 | 0 | 0 | 0 | 0 | 0 | 0 | 0 | 0 | 0 | 0 | 0 | 0 | 0 | 0 | 0 | 0 | 0 | 0 | 0 | 0 | 0 | 0 | 0 | 0 | 0 | 0 | 0 | 0 | 0 | 0 | 1 | 0 | 0 | 0 | 0 | 0 | 0 | 0 | 0 | 0 | 0 | 0 | 0 | 0 | 1 | 1 | 0 | 0 | 0 | 0 | 0 | 0 | 0 | 0 | 0 | 0 | 0 | 1 | 0 | 0 | 0 | 0 | 0 | 0 | 0 | 0 | 0 | 0 | 0 | 0 | 0 | 0 | 0 | 0 | 0 | 0 | 0 | 0 | 0 | 0 | 0 | 0 | 0 | 0 | 0 | 0 | 0 | 0 |  |  | 0 | 0 | 0 | 0 | 0 | 0 | 0 | 0 | 0 | 0 | 0 | 300 | 0 | 0 | 1 | 0 | 0 | 0 | 0 | 0 | 0 | 0 | 0 | 0 | 0 | 0 | 300 | 0 | 0 | 1 | 3 | 0 | 1 | 0 | 0 | 0 | -2006.68 | -196.964 | 1147.998 | Collinsville-Tesla 500 kV Line | Windmaster-Delta pumps 230 kV line | Birds Landing-Contra Costa 230kV Line |  | 0 | 0 | 0 | 0 | 0 | 0 | 322.25 | 699.038 | 1147.998 | Contra Costa- Windmaster 230 kV line | Contra Costa- Windmaster 230 kV line | Birds Landing-Contra Costa 230kV Line |  | 5 | 1 | YES | 2 | 1 | 1 | NO | 1
PG&E NGBA | Vaca Dixon | 500 | 0 | 0 | 0 | 0 | 0 | 0 | 0 | 0 | 0 | 0 | 0 | 0 | 0 | 0 | 0 | 0 | 0 | 0 | 0 | 0 | 0 | 0 | 0 | 0 | 0 | 0 | 0 | 0 | 0 | 0 | 0 | 0 | 0 | 0 | 0 | 0 | 0 | 0 | 0 | 1 | 0 | 0 | 0 | 0 | 0 | 0 | 0 | 0 | 0 | 0 | 0 | 0 | 0 | 0 | 1 | 0 | 0 | 0 | 0 | 0 | 0 | 0 | 0 | 0 | 0 | 0 | 1 | 0 | 0 | 0 | 0 | 0 | 0 | 0 | 0 | 0 | 0 | 0 | 0 | 0 | 0 | 0 | 0 | 0 | 0 | 0 | 0 | 0 | 0 | 0 | 0 | 0 | 0 | 0 | 0 | 0 | 0 |  |  | 0 | 0 | 0 | 0 | 0 | 0 | 0 | 0 | 0 | 0 | 0 | 0 | 0 | 0 | 0 | 0 | 0 | 0 | 0 | 0 | 0 | 0 | 0 | 0 | 0 | 0 | 0 | 0 | 0 | 0 | 2 | 0 | 0 | 0 | 0 | 0 | -2006.68 | 96.788 | 1147.998 | Collinsville-Tesla 500 kV Line | Birds Landing-Contra Costa 230kV Line | Birds Landing-Contra Costa 230kV Line |  | 0 | 0 | 0 | 0 | 0 | 0 | 322.25 | 699.038 | 1147.998 | Contra Costa- Windmaster 230 kV line | Contra Costa- Windmaster 230 kV line | Birds Landing-Contra Costa 230kV Line |  | 5 | 1 | YES | 2 | 1 | 1 | NO | 1
PG&E NGBA | Vaca Dixon | 60 | 0 | 0 | 0 | 0 | 0 | 0 | 0 | 0 | 0 | 0 | 0 | 0 | 0 | 0 | 0 | 0 | 0 | 0 | 0 | 0 | 0 | 0 | 0 | 0 | 0 | 0 | 0 | 0 | 0 | 0 | 0 | 0 | 0 | 0 | 0 | 0 | 0 | 0 | 0 | 1 | 0 | 0 | 0 | 0 | 0 | 0 | 0 | 0 | 0 | 0 | 0 | 0 | 0 | 1 | 1 | 1 | 0 | 0 | 0 | 0 | 0 | 0 | 0 | 0 | 0 | 0 | 1 | 0 | 0 | 0 | 0 | 0 | 0 | 0 | 0 | 0 | 0 | 0 | 0 | 0 | 0 | 0 | 0 | 0 | 0 | 0 | 0 | 0 | 0 | 0 | 0 | 0 | 0 | 0 | 0 | 0 | 0 |  |  | 0 | 0 | 0 | 0 | 0 | 0 | 0 | 0 | 0 | 0 | 0 | 0 | 0 | 0 | 0 | 0 | 0 | 0 | 0 | 0 | 0 | 0 | 0 | 0 | 0 | 0 | 0 | 0 | 0 | 0 | 3 | 0 | 1 | 0 | 0 | 0 | -2006.68 | -196.964 | 1147.998 | Collinsville-Tesla 500 kV Line | Windmaster-Delta pumps 230 kV line | Birds Landing-Contra Costa 230kV Line |  | 0 | 0 | 0 | 0 | 0 | 0 | 322.25 | 699.038 | 1147.998 | Contra Costa- Windmaster 230 kV line | Contra Costa- Windmaster 230 kV line | Birds Landing-Contra Costa 230kV Line |  | 5 | 1 | YES | 2 | 1 | 1 | NO | 1
SCE Eastern | Valley (SCE) | 500 | 0 | 0 | 0 | 0 | 0 | 0 | 0 | 0 | 0 | 0 | 0 | 0 | 0 | 0 | 0 | 0 | 0 | 0 | 0 | 1 | 0 | 1 | 0 | 0 | 0 | 0 | 0 | 0 | 0 | 0 | 0 | 0 | 0 | 0 | 0 | 0 | 0 | 0 | 0 | 0 | 0 | 0 | 0 | 0 | 0 | 0 | 0 | 0 | 0 | 0 | 0 | 0 | 0 | 0 | 0 | 0 | 0 | 0 | 0 | 0 | 0 | 0 | 0 | 0 | 0 | 0 | 0 | 0 | 0 | 0 | 0 | 0 | 0 | 0 | 0 | 0 | 0 | 0 | 0 | 0 | 0 | 0 | 0 | 0 | 0 | 0 | 0 | 0 | 0 | 0 | 0 | 0 | 0 | 0 | 0 | 0 | 0 |  |  | 0 | 0 | 0 | 0 | 0 | 0 | 0 | 0 | 0 | 0 | 0 | 0 | 0 | 0 | 0 | 0 | 0 | 0 | 0 | 0 | 0 | 0 | 0 | 0 | 0 | 0 | 720 | 0 | 200 | 1 | 0 | 0 | 0 | 0 | 0 | 0 | 945.12 | 2557.875 | 8962.975 | Serrano-Alberhill-Valley Constraint | Etiwanda-Rancho Vista Constraint | Etiwanda-Rancho Vista Constraint |  | 0 | 0 | 0 | 0 | 0 | 0 | 945.12 | 2557.875 | 8962.975 | Serrano-Alberhill-Valley Constraint | Etiwanda-Rancho Vista Constraint | Etiwanda-Rancho Vista Constraint |  | 1 | 1 | NO | 1 | 1 | 1 | NO | 1
EOP | Valley (VEA) | 138 | 0 | 0 | 0 | 0 | 0 | 0 | 0 | 0 | 0 | 0 | 0 | 0 | 0 | 0 | 0 | 0 | 0 | 0 | 0 | 0 | 0 | 0 | 1 | 1 | 1 | 0 | 0 | 0 | 0 | 0 | 0 | 0 | 0 | 0 | 0 | 0 | 0 | 0 | 0 | 0 | 0 | 0 | 0 | 0 | 0 | 0 | 0 | 0 | 0 | 0 | 0 | 0 | 0 | 0 | 0 | 0 | 0 | 0 | 0 | 0 | 0 | 0 | 0 | 0 | 0 | 0 | 0 | 0 | 0 | 0 | 0 | 0 | 0 | 0 | 0 | 0 | 0 | 0 | 0 | 0 | 0 | 0 | 0 | 0 | 0 | 0 | 0 | 0 | 0 | 0 | 0 | 0 | 0 | 0 | 0 | 0 | 0 |  |  | 0 | 0 | 0 | 0 | 0 | 0 | 0 | 0 | 0 | 0 | 0 | 0 | 0 | 0 | 0 | 0 | 0 | 0 | 0 | 0 | 0 | 0 | 0 | 0 | 0 | 0 | 0 | 0 | 0 | 0 | 0 | 0 | 0 | 0 | 0 | 0 | 132.885 | 1655.59 | 2398.8 | Lugo - Victorville area constraint | Sloan Canyon - Eldorado 500 kV constraint | Sloan Canyon - Eldorado 500 kV constraint |  | 0 | 0 | 0 | 0 | 0 | 0 | 132.885 | 1655.59 | 2398.8 | Lugo - Victorville area constraint | Sloan Canyon - Eldorado 500 kV constraint | Sloan Canyon - Eldorado 500 kV constraint |  | 1 | 1 | NO | 1 | 1 | 1 | NO | 1
SDGE | Valley Center | 69 | 0 | 0 | 0 | 0 | 0 | 0 | 0 | 0 | 0 | 0 | 0 | 0 | 0 | 0 | 0 | 0 | 0 | 0 | 0 | 0 | 0 | 0 | 0 | 0 | 0 | 1 | 0 | 0 | 0 | 0 | 1 | 0 | 1 | 0 | 0 | 0 | 0 | 1 | 0 | 0 | 0 | 0 | 0 | 0 | 0 | 0 | 0 | 0 | 0 | 0 | 0 | 0 | 0 | 0 | 0 | 0 | 0 | 0 | 0 | 0 | 0 | 0 | 0 | 0 | 0 | 0 | 0 | 0 | 0 | 0 | 0 | 0 | 0 | 0 | 0 | 0 | 0 | 0 | 0 | 0 | 0 | 0 | 0 | 0 | 0 | 0 | 0 | 0 | 0 | 0 | 0 | 0 | 0 | 0 | 0 | 0 | 0 |  |  | 0 | 0 | 0 | 0 | 0 | 0 | 0 | 0 | 0 | 0 | 0 | 0 | 0 | 0 | 0 | 0 | 0 | 0 | 0 | 0 | 0 | 0 | 0 | 0 | 0 | 0 | 0 | 0 | 0 | 0 | 0 | 0 | 0 | 0 | 0 | 0 | 647.87 | 894.535 | 1294.93 | Capistrano-San Onofre 230 kV constraint | Talega 230 kV constraint | Talega 230 kV constraint |  | 0 | 0 | 0 | 0 | 0 | 0 | 647.87 | 894.535 | 1294.93 | Capistrano-San Onofre 230 kV constraint | Talega 230 kV constraint | Talega 230 kV constraint |  | 1 | 1 | NO | 1 | 1 | 1 | NO | 1
PG&E GBA | Valley Home | 115 | 0 | 0 | 0 | 0 | 0 | 0 | 0 | 0 | 0 | 0 | 0 | 0 | 0 | 0 | 0 | 0 | 0 | 0 | 0 | 0 | 0 | 0 | 0 | 0 | 0 | 0 | 0 | 0 | 0 | 0 | 0 | 0 | 0 | 0 | 0 | 0 | 0 | 0 | 0 | 0 | 0 | 0 | 0 | 0 | 0 | 1 | 0 | 0 | 0 | 0 | 0 | 0 | 0 | 0 | 0 | 1 | 0 | 0 | 0 | 1 | 0 | 0 | 0 | 1 | 0 | 0 | 0 | 0 | 0 | 0 | 0 | 0 | 0 | 0 | 0 | 0 | 0 | 0 | 0 | 0 | 0 | 0 | 0 | 0 | 0 | 0 | 0 | 0 | 0 | 0 | 0 | 0 | 0 | 0 | 0 | 0 | 0 |  |  | 0 | 0 | 0 | 0 | 0 | 0 | 0 | 0 | 0 | 0 | 0 | 0 | 0 | 0 | 0 | 0 | 0 | 0 | 0 | 0 | 0 | 0 | 0 | 0 | 0 | 0 | 0 | 0 | 0 | 0 | 1 | 0 | 0 | 0 | 0 | 0 | -144.0315 | 117.5109 | 278.4144 | Bellota-Weber 230kV line | Tesla-Salado 115 kV line | Tesla-Salado 115 kV line |  | 0 | 0 | 0 | 0 | 0 | 0 | 63.9885 | 117.5109 | 278.4144 | Tesla-Salado 115 kV line | Tesla-Salado 115 kV line | Tesla-Salado 115 kV line |  | 5 | 1 | YES | 2 | 1 | 1 | NO | 1
PG&E GBA | Valley Springs | 230 | 0 | 0 | 0 | 0 | 0 | 0 | 0 | 0 | 0 | 0 | 0 | 0 | 0 | 0 | 0 | 0 | 0 | 0 | 0 | 0 | 0 | 0 | 0 | 0 | 0 | 0 | 0 | 0 | 0 | 0 | 0 | 0 | 0 | 0 | 0 | 0 | 0 | 0 | 0 | 0 | 0 | 0 | 0 | 0 | 0 | 1 | 0 | 0 | 0 | 0 | 0 | 0 | 0 | 0 | 0 | 0 | 0 | 0 | 0 | 1 | 1 | 0 | 0 | 0 | 0 | 0 | 0 | 0 | 0 | 0 | 0 | 0 | 0 | 0 | 0 | 0 | 0 | 0 | 0 | 0 | 0 | 0 | 0 | 0 | 0 | 1 | 0 | 0 | 0 | 0 | 0 | 0 | 0 | 0 | 0 | 0 | 0 |  |  | 0 | 0 | 0 | 0 | 0 | 0 | 0 | 0 | 0 | 0 | 0 | 0 | 0 | 0 | 0 | 0 | 3 | 0 | 0 | 0 | 0 | 0 | 0 | 0 | 0 | 0 | 0 | 0 | 0 | 1 | 1 | 0 | 0 | 0 | 0 | 0 | -144.0315 | 594.3909 | 3342.9322 | Bellota-Weber 230kV line | Bellota-Weber 230kV line | Bellota-Weber 230kV line |  | 0 | 0 | 0 | 0 | 0 | 0 | 315.9685 | 643.7 | 3342.9322 | Bellota-Weber 230kV line | Eight Mile-Tesla 230 kV line | Bellota-Weber 230kV line |  | 5 | 1 | YES | 2 | 1 | 1 | NO | 1
PG&E GBA | Valley Springs | 60 | 0 | 0 | 0 | 0 | 0 | 0 | 0 | 0 | 0 | 0 | 0 | 0 | 0 | 0 | 0 | 0 | 0 | 0 | 0 | 0 | 0 | 0 | 0 | 0 | 0 | 0 | 0 | 0 | 0 | 0 | 0 | 0 | 0 | 0 | 0 | 0 | 0 | 0 | 0 | 0 | 0 | 0 | 0 | 0 | 0 | 1 | 0 | 0 | 0 | 0 | 0 | 0 | 0 | 0 | 0 | 0 | 0 | 0 | 0 | 1 | 1 | 0 | 0 | 0 | 0 | 0 | 0 | 0 | 0 | 0 | 0 | 0 | 0 | 0 | 0 | 0 | 0 | 0 | 0 | 0 | 0 | 0 | 0 | 0 | 0 | 0 | 0 | 0 | 0 | 0 | 0 | 0 | 0 | 0 | 0 | 0 | 0 |  |  | 0 | 0 | 0 | 0 | 0 | 0 | 0 | 0 | 0 | 0 | 0 | 0 | 0 | 0 | 0 | 0 | 0 | 0 | 0 | 0 | 0 | 0 | 0 | 0 | 0 | 0 | 0 | 0 | 0 | 0 | 1 | 0 | 0 | 0 | 0 | 0 | -144.0315 | 594.3909 | 3342.9322 | Bellota-Weber 230kV line | Bellota-Weber 230kV line | Bellota-Weber 230kV line |  | 0 | 0 | 0 | 0 | 0 | 0 | 315.9685 | 643.7 | 3342.9322 | Bellota-Weber 230kV line | Eight Mile-Tesla 230 kV line | Bellota-Weber 230kV line |  | 5 | 1 | YES | 2 | 1 | 1 | NO | 1
EOP | Valley Switch | 138 | 0 | 0 | 0 | 0 | 0 | 0 | 0 | 0 | 0 | 0 | 0 | 0 | 0 | 0 | 0 | 0 | 0 | 0 | 0 | 0 | 0 | 0 | 1 | 1 | 1 | 0 | 0 | 0 | 0 | 0 | 0 | 0 | 0 | 0 | 0 | 0 | 0 | 0 | 0 | 0 | 0 | 0 | 0 | 0 | 0 | 0 | 0 | 0 | 0 | 0 | 0 | 0 | 0 | 0 | 0 | 0 | 0 | 0 | 0 | 0 | 0 | 0 | 0 | 0 | 0 | 0 | 0 | 0 | 0 | 0 | 0 | 0 | 0 | 0 | 0 | 0 | 0 | 0 | 0 | 0 | 0 | 0 | 0 | 0 | 0 | 0 | 0 | 0 | 0 | 0 | 0 | 0 | 0 | 0 | 0 | 0 | 0 |  |  | 0 | 0 | 0 | 0 | 0 | 0 | 0 | 0 | 0 | 0 | 0 | 0 | 0 | 0 | 0 | 0 | 0 | 0 | 0 | 0 | 0 | 0 | 0 | 0 | 0 | 0 | 0 | 0 | 0 | 0 | 0 | 0 | 0 | 0 | 0 | 0 | 132.885 | 1655.59 | 2398.8 | Lugo - Victorville area constraint | Sloan Canyon - Eldorado 500 kV constraint | Sloan Canyon - Eldorado 500 kV constraint |  | 0 | 0 | 0 | 0 | 0 | 0 | 132.885 | 1655.59 | 2398.8 | Lugo - Victorville area constraint | Sloan Canyon - Eldorado 500 kV constraint | Sloan Canyon - Eldorado 500 kV constraint |  | 1 | 1 | NO | 1 | 1 | 1 | NO | 1
EOP | Valley Switch | 230 | 0 | 0 | 0 | 0 | 0 | 0 | 0 | 0 | 0 | 0 | 0 | 0 | 0 | 0 | 0 | 0 | 0 | 0 | 0 | 0 | 0 | 0 | 1 | 1 | 1 | 0 | 0 | 0 | 0 | 0 | 0 | 0 | 0 | 0 | 0 | 0 | 0 | 0 | 0 | 0 | 0 | 0 | 0 | 0 | 0 | 0 | 0 | 0 | 0 | 0 | 0 | 0 | 0 | 0 | 0 | 0 | 0 | 0 | 0 | 0 | 0 | 0 | 0 | 0 | 0 | 0 | 0 | 0 | 0 | 0 | 0 | 0 | 0 | 0 | 0 | 0 | 0 | 0 | 0 | 0 | 0 | 0 | 0 | 0 | 0 | 0 | 0 | 0 | 0 | 0 | 0 | 0 | 0 | 0 | 0 | 0 | 0 |  |  | 0 | 0 | 0 | 0 | 0 | 0 | 0 | 0 | 0 | 0 | 0 | 0 | 0 | 0 | 0 | 0 | 0 | 0 | 0 | 0 | 0 | 0 | 0 | 0 | 0 | 0 | 0 | 0 | 0 | 0 | 0 | 0 | 0 | 0 | 0 | 0 | 132.885 | 1655.59 | 2398.8 | Lugo - Victorville area constraint | Sloan Canyon - Eldorado 500 kV constraint | Sloan Canyon - Eldorado 500 kV constraint |  | 0 | 0 | 0 | 0 | 0 | 0 | 132.885 | 1655.59 | 2398.8 | Lugo - Victorville area constraint | Sloan Canyon - Eldorado 500 kV constraint | Sloan Canyon - Eldorado 500 kV constraint |  | 1 | 1 | NO | 1 | 1 | 1 | NO | 1
PG&E GBA | Vasco | 230 | 0 | 0 | 0 | 0 | 0 | 0 | 0 | 0 | 0 | 0 | 0 | 0 | 0 | 0 | 0 | 0 | 0 | 0 | 0 | 0 | 0 | 0 | 0 | 0 | 0 | 0 | 0 | 0 | 0 | 0 | 0 | 0 | 0 | 0 | 0 | 0 | 0 | 0 | 0 | 1 | 0 | 0 | 0 | 0 | 0 | 0 | 0 | 0 | 0 | 0 | 0 | 0 | 0 | 0 | 0 | 1 | 0 | 0 | 0 | 1 | 0 | 0 | 0 | 0 | 0 | 0 | 1 | 0 | 0 | 0 | 0 | 0 | 0 | 0 | 0 | 0 | 0 | 0 | 0 | 0 | 0 | 0 | 0 | 0 | 0 | 0 | 0 | 0 | 0 | 0 | 0 | 0 | 0 | 0 | 0 | 0 | 0 |  |  | 0 | 0 | 0 | 0 | 0 | 0 | 0 | 0 | 0 | 0 | 0 | 0 | 0 | 0 | 0 | 0 | 0 | 0 | 0 | 0 | 0 | 0 | 0 | 0 | 0 | 0 | 0 | 0 | 0 | 0 | 2 | 0 | 0 | 0 | 0 | 0 | -2006.68 | 96.788 | 1147.998 | Collinsville-Tesla 500 kV Line | Birds Landing-Contra Costa 230kV Line | Birds Landing-Contra Costa 230kV Line |  | 0 | 0 | 0 | 0 | 0 | 0 | 806.5435 | 1862.788 | 1147.998 | Tesla-Bellota 230 kV line | Birds Landing-Contra Costa 230kV Line | Birds Landing-Contra Costa 230kV Line |  | 5 | 1 | YES | 2 | 1 | 1 | NO | 1
PG&E GBA | Vasona | 230 | 0 | 0 | 0 | 0 | 0 | 0 | 0 | 0 | 0 | 0 | 0 | 0 | 0 | 0 | 0 | 0 | 0 | 0 | 0 | 0 | 0 | 0 | 0 | 0 | 0 | 0 | 0 | 0 | 0 | 0 | 0 | 0 | 0 | 0 | 0 | 0 | 0 | 0 | 0 | 0 | 0 | 0 | 0 | 0 | 0 | 0 | 0 | 0 | 0 | 0 | 0 | 0 | 1 | 0 | 0 | 0 | 0 | 0 | 0 | 1 | 0 | 0 | 0 | 0 | 0 | 0 | 0 | 0 | 0 | 0 | 0 | 0 | 0 | 0 | 0 | 0 | 0 | 0 | 0 | 0 | 0 | 0 | 0 | 0 | 0 | 0 | 0 | 0 | 0 | 0 | 0 | 0 | 0 | 0 | 0 | 0 | 1 |  |  | 0 | 0 | 0 | 0 | 0 | 0 | 0 | 0 | 0 | 0 | 0 | 0 | 0 | 0 | 0 | 0 | 0 | 0 | 0 | 0 | 0 | 0 | 0 | 0 | 0 | 0 | 0 | 0 | 0 | 0 | 0 | 0 | 0 | 0 | 0 | 0 | 806.5435 | 1620.51 | 5079.017 | Tesla-Bellota 230 kV line | NEW-Metcalf-Mosslanding 500kV | Tesla-Bellota 230 kV line |  | 0 | 0 | 0 | 0 | 0 | 0 | 806.5435 | 1620.51 | 5079.017 | Tesla-Bellota 230 kV line | NEW-Metcalf-Mosslanding 500kV | Tesla-Bellota 230 kV line |  | 1 | 1 | NO | 1 | 1 | 1 | NO | 1
SCE Northern | Vestal | 230 | 1 | 0 | 1 | 0 | 0 | 1 | 1 | 0 | 0 | 0 | 0 | 0 | 0 | 0 | 0 | 0 | 0 | 0 | 0 | 0 | 0 | 0 | 0 | 0 | 0 | 0 | 0 | 0 | 0 | 0 | 0 | 0 | 0 | 0 | 0 | 0 | 0 | 0 | 0 | 0 | 0 | 0 | 0 | 0 | 0 | 0 | 0 | 0 | 0 | 0 | 0 | 0 | 0 | 0 | 0 | 0 | 0 | 0 | 0 | 0 | 0 | 0 | 0 | 0 | 0 | 0 | 0 | 0 | 0 | 0 | 0 | 0 | 0 | 0 | 0 | 0 | 0 | 0 | 0 | 0 | 0 | 0 | 0 | 0 | 0 | 0 | 0 | 0 | 0 | 0 | 0 | 0 | 0 | 0 | 0 | 0 | 0 |  |  | 0 | 0 | 0 | 0 | 0 | 0 | 0 | 0 | 0 | 300 | 0 | 180 | 0 | 0 | 1 | 0 | 0 | 0 | 0 | 0 | 0 | 0 | 0 | 0 | 425 | 175 | 290 | 0 | 0 | 1 | 0 | 0 | 0 | 0 | 0 | 0 | 225.75 | 238.5 | 1646.14 | North of Magunden Constraint | North of Magunden Constraint | North of Magunden Constraint |  | 0 | 0 | 0 | 0 | 0 | 0 | 225.75 | 238.5 | 1646.14 | North of Magunden Constraint | North of Magunden Constraint | North of Magunden Constraint |  | 1 | 1 | NO | 1 | 1 | 1 | NO | 1
SCE Northern | Vestal | 66 | 1 | 0 | 1 | 0 | 0 | 1 | 1 | 0 | 0 | 0 | 0 | 0 | 0 | 0 | 0 | 0 | 0 | 0 | 0 | 0 | 0 | 0 | 0 | 0 | 0 | 0 | 0 | 0 | 0 | 0 | 0 | 0 | 0 | 0 | 0 | 0 | 0 | 0 | 0 | 0 | 0 | 0 | 0 | 0 | 0 | 0 | 0 | 0 | 0 | 0 | 0 | 0 | 0 | 0 | 0 | 0 | 0 | 0 | 0 | 0 | 0 | 0 | 0 | 0 | 0 | 0 | 0 | 0 | 0 | 0 | 0 | 0 | 0 | 0 | 0 | 0 | 0 | 0 | 0 | 0 | 0 | 0 | 0 | 0 | 0 | 0 | 0 | 0 | 0 | 0 | 0 | 0 | 0 | 0 | 0 | 0 | 0 |  |  | 0 | 0 | 0 | 0 | 0 | 0 | 0 | 0 | 0 | 0 | 0 | 0 | 0 | 0 | 0 | 0 | 0 | 0 | 0 | 0 | 0 | 0 | 0 | 0 | 0 | 0 | 80 | 0 | 0 | 1 | 0 | 0 | 0 | 0 | 0 | 0 | 225.75 | 238.5 | 1646.14 | North of Magunden Constraint | North of Magunden Constraint | North of Magunden Constraint |  | 0 | 0 | 0 | 0 | 0 | 0 | 225.75 | 238.5 | 1646.14 | North of Magunden Constraint | North of Magunden Constraint | North of Magunden Constraint |  | 1 | 1 | NO | 1 | 1 | 1 | NO | 1
SCE NOL | Victor | 115 | 0 | 0 | 0 | 0 | 0 | 0 | 0 | 0 | 0 | 0 | 0 | 0 | 1 | 1 | 0 | 0 | 0 | 0 | 0 | 0 | 0 | 0 | 0 | 0 | 0 | 0 | 0 | 0 | 0 | 0 | 0 | 0 | 0 | 0 | 0 | 0 | 0 | 0 | 0 | 0 | 0 | 0 | 0 | 0 | 0 | 0 | 0 | 0 | 0 | 0 | 0 | 0 | 0 | 0 | 0 | 0 | 0 | 0 | 0 | 0 | 0 | 0 | 0 | 0 | 0 | 0 | 0 | 0 | 0 | 0 | 0 | 0 | 0 | 0 | 0 | 0 | 0 | 0 | 0 | 0 | 0 | 0 | 0 | 0 | 0 | 0 | 0 | 0 | 0 | 0 | 0 | 0 | 0 | 0 | 0 | 0 | 0 |  |  | 0 | 0 | 0 | 0 | 0 | 0 | 0 | 0 | 0 | 0 | 0 | 0 | 0 | 0 | 0 | 0 | 0 | 0 | 0 | 0 | 0 | 0 | 0 | 7 | 0 | 0 | 0 | 0 | 0 | 1 | 0 | 0 | 0 | 0 | 0 | 0 | 366.2 | 373.35 | 1727.4838 | Victor to Lugo Area Constraint | Victor to Lugo Area Constraint | Victor to Lugo Area Constraint |  | 0 | 0 | 0 | 0 | 0 | 0 | 366.2 | 373.35 | 1727.4838 | Victor to Lugo Area Constraint | Victor to Lugo Area Constraint | Victor to Lugo Area Constraint |  | 1 | 1 | NO | 1 | 1 | 1 | NO | 1
SCE NOL | Victor | 230 | 0 | 0 | 0 | 0 | 0 | 0 | 0 | 0 | 0 | 0 | 0 | 0 | 1 | 1 | 0 | 0 | 0 | 0 | 0 | 0 | 0 | 0 | 0 | 0 | 0 | 0 | 0 | 0 | 0 | 0 | 0 | 0 | 0 | 0 | 0 | 0 | 0 | 0 | 0 | 0 | 0 | 0 | 0 | 0 | 0 | 0 | 0 | 0 | 0 | 0 | 0 | 0 | 0 | 0 | 0 | 0 | 0 | 0 | 0 | 0 | 0 | 0 | 0 | 0 | 0 | 0 | 0 | 0 | 0 | 0 | 0 | 0 | 0 | 0 | 0 | 0 | 0 | 0 | 0 | 0 | 0 | 0 | 0 | 0 | 0 | 0 | 0 | 0 | 0 | 0 | 0 | 0 | 0 | 0 | 0 | 0 | 0 |  |  | 0 | 0 | 0 | 0 | 0 | 0 | 0 | 0 | 0 | 0 | 0 | 0 | 0 | 0 | 0 | 0 | 0 | 0 | 0 | 0 | 0 | 0 | 0 | 5 | 0 | 0 | 0 | 0 | 0 | 1 | 0 | 0 | 0 | 0 | 0 | 0 | 366.2 | 373.35 | 1727.4838 | Victor to Lugo Area Constraint | Victor to Lugo Area Constraint | Victor to Lugo Area Constraint |  | 0 | 0 | 0 | 0 | 0 | 0 | 366.2 | 373.35 | 1727.4838 | Victor to Lugo Area Constraint | Victor to Lugo Area Constraint | Victor to Lugo Area Constraint |  | 1 | 1 | NO | 1 | 1 | 1 | NO | 1
SCE Metro | Viejo | 230 | 0 | 0 | 0 | 0 | 0 | 0 | 0 | 0 | 0 | 1 | 0 | 0 | 0 | 0 | 0 | 0 | 0 | 0 | 0 | 0 | 0 | 0 | 0 | 0 | 0 | 0 | 0 | 0 | 0 | 0 | 0 | 0 | 0 | 0 | 0 | 0 | 0 | 0 | 0 | 0 | 0 | 0 | 0 | 0 | 0 | 0 | 0 | 0 | 0 | 0 | 0 | 0 | 0 | 0 | 0 | 0 | 0 | 0 | 0 | 0 | 0 | 0 | 0 | 0 | 0 | 0 | 0 | 0 | 0 | 0 | 0 | 0 | 0 | 0 | 0 | 0 | 0 | 0 | 0 | 0 | 0 | 0 | 0 | 0 | 0 | 0 | 0 | 0 | 0 | 0 | 0 | 0 | 0 | 0 | 0 | 0 | 0 |  |  | 0 | 0 | 0 | 0 | 0 | 0 | 0 | 0 | 0 | 0 | 0 | 0 | 0 | 0 | 0 | 0 | 0 | 0 | 0 | 0 | 0 | 0 | 0 | 0 | 0 | 0 | 0 | 0 | 0 | 0 | 0 | 0 | 0 | 0 | 0 | 0 | 11157.1 | 12110.2 | 14980.0055 | SCE Metro Area Default Constraint | SCE Metro Area Default Constraint | SCE Metro Area Default Constraint |  | 0 | 0 | 0 | 0 | 0 | 0 | 11157.1 | 12110.2 | 14980.0055 | SCE Metro Area Default Constraint | SCE Metro Area Default Constraint | SCE Metro Area Default Constraint |  | 1 | 1 | NO | 1 | 1 | 1 | NO | 1
PG&E GBA | Vierra | 115 | 0 | 0 | 0 | 0 | 0 | 0 | 0 | 0 | 0 | 0 | 0 | 0 | 0 | 0 | 0 | 0 | 0 | 0 | 0 | 0 | 0 | 0 | 0 | 0 | 0 | 0 | 0 | 0 | 0 | 0 | 0 | 0 | 0 | 0 | 0 | 0 | 0 | 0 | 0 | 0 | 0 | 0 | 0 | 0 | 0 | 1 | 0 | 0 | 0 | 0 | 0 | 0 | 0 | 0 | 0 | 1 | 0 | 1 | 0 | 1 | 0 | 0 | 0 | 0 | 0 | 1 | 0 | 0 | 0 | 0 | 0 | 0 | 0 | 0 | 0 | 0 | 0 | 0 | 0 | 0 | 0 | 0 | 0 | 0 | 0 | 0 | 0 | 0 | 0 | 0 | 0 | 0 | 0 | 0 | 0 | 0 | 0 |  |  | 0 | 0 | 0 | 0 | 0 | 0 | 0 | 0 | 0 | 0 | 0 | 0 | 0 | 0 | 0 | 0 | 0 | 0 | 0 | 0 | 0 | 0 | 0 | 2.975 | 0 | 0 | 92 | 0 | 0 | 1 | 1 | 0 | 0 | 0 | 0 | 0 | -144.0315 | 181.7909 | 692.3714 | Bellota-Weber 230kV line | Kasson Jct-Heinz 115 kV line | Kasson Jct-Heinz 115 kV line |  | 0 | 0 | 0 | 0 | 0 | 0 | 77.2685 | 181.7909 | 692.3714 | Kasson Jct-Heinz 115 kV line | Kasson Jct-Heinz 115 kV line | Kasson Jct-Heinz 115 kV line |  | 5 | 1 | YES | 2 | 1 | 1 | NO | 1
SCE Metro | Villa Park | 230 | 0 | 0 | 0 | 0 | 0 | 0 | 0 | 0 | 0 | 1 | 0 | 0 | 0 | 0 | 0 | 0 | 0 | 0 | 0 | 0 | 0 | 0 | 0 | 0 | 0 | 0 | 0 | 0 | 0 | 0 | 0 | 0 | 0 | 0 | 0 | 0 | 0 | 0 | 0 | 0 | 0 | 0 | 0 | 0 | 0 | 0 | 0 | 0 | 0 | 0 | 0 | 0 | 0 | 0 | 0 | 0 | 0 | 0 | 0 | 0 | 0 | 0 | 0 | 0 | 0 | 0 | 0 | 0 | 0 | 0 | 0 | 0 | 0 | 0 | 0 | 0 | 0 | 0 | 0 | 0 | 0 | 0 | 0 | 0 | 0 | 0 | 0 | 0 | 0 | 0 | 0 | 0 | 0 | 0 | 0 | 0 | 0 |  |  | 0 | 0 | 0 | 0 | 0 | 0 | 0 | 0 | 0 | 0 | 0 | 0 | 0 | 0 | 0 | 0 | 0 | 0 | 0 | 0 | 0 | 0 | 0 | 0 | 0 | 0 | 0 | 0 | 0 | 0 | 0 | 0 | 0 | 0 | 0 | 0 | 11157.1 | 12110.2 | 14980.0055 | SCE Metro Area Default Constraint | SCE Metro Area Default Constraint | SCE Metro Area Default Constraint |  | 0 | 0 | 0 | 0 | 0 | 0 | 11157.1 | 12110.2 | 14980.0055 | SCE Metro Area Default Constraint | SCE Metro Area Default Constraint | SCE Metro Area Default Constraint |  | 1 | 1 | NO | 1 | 1 | 1 | NO | 1
SCE Northern | Vincent | 230 | 0 | 1 | 0 | 0 | 0 | 0 | 0 | 0 | 0 | 0 | 0 | 0 | 0 | 0 | 0 | 0 | 0 | 0 | 0 | 0 | 0 | 0 | 0 | 0 | 0 | 0 | 0 | 0 | 0 | 0 | 0 | 0 | 0 | 0 | 0 | 0 | 0 | 0 | 0 | 0 | 0 | 0 | 0 | 0 | 0 | 0 | 0 | 0 | 0 | 0 | 0 | 0 | 0 | 0 | 0 | 0 | 0 | 0 | 0 | 0 | 0 | 0 | 0 | 0 | 0 | 0 | 0 | 0 | 0 | 0 | 0 | 0 | 0 | 0 | 0 | 0 | 0 | 0 | 0 | 0 | 0 | 0 | 0 | 0 | 0 | 0 | 0 | 0 | 0 | 0 | 0 | 0 | 0 | 0 | 0 | 0 | 0 |  |  | 0 | 0 | 0 | 0 | 0 | 0 | 0 | 0 | 0 | 0 | 0 | 0 | 0 | 0 | 0 | 0 | 0 | 0 | 0 | 0 | 0 | 0 | 0 | 0 | 0 | 0 | 399 | 0 | 0 | 1 | 0 | 0 | 0 | 0 | 0 | 0 | 2741.175 | 4258.46 | 10495.315 | Vincent-Lugo Constraint | Vincent-Lugo Constraint | Vincent-Lugo Constraint |  | 0 | 0 | 0 | 0 | 0 | 0 | 2741.175 | 4258.46 | 10495.315 | Vincent-Lugo Constraint | Vincent-Lugo Constraint | Vincent-Lugo Constraint |  | 1 | 1 | NO | 1 | 1 | 1 | NO | 1
SCE Northern | Vincent | 500 | 0 | 1 | 0 | 0 | 0 | 0 | 0 | 0 | 0 | 0 | 0 | 0 | 0 | 0 | 0 | 0 | 0 | 0 | 0 | 0 | 0 | 0 | 0 | 0 | 0 | 0 | 0 | 0 | 0 | 0 | 0 | 0 | 0 | 0 | 0 | 0 | 0 | 0 | 0 | 0 | 0 | 0 | 0 | 0 | 0 | 0 | 0 | 0 | 0 | 0 | 0 | 0 | 0 | 0 | 0 | 0 | 0 | 0 | 0 | 0 | 0 | 0 | 0 | 0 | 0 | 0 | 0 | 0 | 0 | 0 | 0 | 0 | 0 | 0 | 0 | 0 | 0 | 0 | 0 | 0 | 0 | 0 | 0 | 0 | 0 | 0 | 0 | 0 | 0 | 0 | 0 | 0 | 0 | 0 | 0 | 0 | 0 |  |  | 0 | 0 | 0 | 0 | 0 | 0 | 0 | 0 | 0 | 0 | 0 | 0 | 0 | 0 | 0 | 0 | 0 | 0 | 0 | 0 | 0 | 0 | 0 | 0 | 0 | 0 | 0 | 0 | 0 | 0 | 0 | 0 | 0 | 0 | 0 | 0 | 2741.175 | 4258.46 | 10495.315 | Vincent-Lugo Constraint | Vincent-Lugo Constraint | Vincent-Lugo Constraint |  | 0 | 0 | 0 | 0 | 0 | 0 | 2741.175 | 4258.46 | 10495.315 | Vincent-Lugo Constraint | Vincent-Lugo Constraint | Vincent-Lugo Constraint |  | 1 | 1 | NO | 1 | 1 | 1 | NO | 1
PG&E GBA | Vineyard | 230 | 0 | 0 | 0 | 0 | 0 | 0 | 0 | 0 | 0 | 0 | 0 | 0 | 0 | 0 | 0 | 0 | 0 | 0 | 0 | 0 | 0 | 0 | 0 | 0 | 0 | 0 | 0 | 0 | 0 | 0 | 0 | 0 | 0 | 0 | 0 | 0 | 0 | 0 | 0 | 1 | 0 | 0 | 0 | 0 | 0 | 0 | 0 | 0 | 0 | 0 | 0 | 0 | 0 | 0 | 0 | 1 | 0 | 0 | 0 | 1 | 0 | 0 | 0 | 0 | 0 | 0 | 1 | 0 | 0 | 0 | 0 | 0 | 0 | 0 | 0 | 0 | 0 | 0 | 0 | 0 | 0 | 0 | 0 | 0 | 0 | 0 | 0 | 0 | 0 | 0 | 0 | 0 | 0 | 0 | 0 | 0 | 0 |  |  | 0 | 0 | 0 | 0 | 0 | 0 | 0 | 0 | 0 | 0 | 0 | 0 | 0 | 0 | 0 | 0 | 0 | 0 | 0 | 0 | 0 | 0 | 0 | 0 | 0 | 0 | 0 | 0 | 0 | 0 | 2 | 0 | 0 | 0 | 0 | 0 | -2006.68 | 96.788 | 1147.998 | Collinsville-Tesla 500 kV Line | Birds Landing-Contra Costa 230kV Line | Birds Landing-Contra Costa 230kV Line |  | 0 | 0 | 0 | 0 | 0 | 0 | 806.5435 | 1862.788 | 1147.998 | Tesla-Bellota 230 kV line | Birds Landing-Contra Costa 230kV Line | Birds Landing-Contra Costa 230kV Line |  | 5 | 1 | YES | 2 | 1 | 1 | NO | 1
SDGE | Vineyard | 69 | 0 | 0 | 0 | 0 | 0 | 0 | 0 | 0 | 0 | 0 | 0 | 0 | 0 | 0 | 0 | 0 | 0 | 0 | 0 | 0 | 0 | 0 | 0 | 0 | 0 | 0 | 0 | 0 | 0 | 0 | 1 | 0 | 1 | 0 | 0 | 0 | 1 | 0 | 0 | 0 | 0 | 0 | 0 | 0 | 0 | 0 | 0 | 0 | 0 | 0 | 0 | 0 | 0 | 0 | 0 | 0 | 0 | 0 | 0 | 0 | 0 | 0 | 0 | 0 | 0 | 0 | 0 | 0 | 0 | 0 | 0 | 0 | 0 | 0 | 0 | 0 | 0 | 0 | 0 | 0 | 0 | 0 | 0 | 0 | 0 | 0 | 0 | 0 | 0 | 0 | 0 | 0 | 0 | 0 | 0 | 0 | 0 |  |  | 0 | 0 | 0 | 0 | 0 | 0 | 0 | 0 | 0 | 0 | 0 | 0 | 0 | 0 | 0 | 0 | 0 | 0 | 0 | 0 | 0 | 0 | 0 | 0 | 0 | 0 | 0 | 0 | 0 | 0 | 0 | 0 | 0 | 0 | 0 | 0 | 786.21 | 1708.17 | 2183.4184 | San Luis Rey-San Onofre 230 kV line constraint | Silvergate-Old Town 230 kV constraint | Silvergate-Old Town 230 kV constraint |  | 0 | 0 | 0 | 0 | 0 | 0 | 786.21 | 1708.17 | 2183.4184 | San Luis Rey-San Onofre 230 kV line constraint | Silvergate-Old Town 230 kV constraint | Silvergate-Old Town 230 kV constraint |  | 1 | 1 | NO | 1 | 1 | 1 | NO | 1
SCE Eastern | Vista (SCE) | 230 | 0 | 0 | 0 | 0 | 0 | 0 | 0 | 0 | 0 | 0 | 0 | 0 | 0 | 0 | 0 | 0 | 0 | 0 | 0 | 1 | 0 | 1 | 0 | 0 | 0 | 0 | 0 | 0 | 0 | 0 | 0 | 0 | 0 | 0 | 0 | 0 | 0 | 0 | 0 | 0 | 0 | 0 | 0 | 0 | 0 | 0 | 0 | 0 | 0 | 0 | 0 | 0 | 0 | 0 | 0 | 0 | 0 | 0 | 0 | 0 | 0 | 0 | 0 | 0 | 0 | 0 | 0 | 0 | 0 | 0 | 0 | 0 | 0 | 0 | 0 | 0 | 0 | 0 | 0 | 0 | 0 | 0 | 0 | 0 | 0 | 0 | 0 | 0 | 0 | 0 | 0 | 0 | 0 | 0 | 0 | 0 | 0 |  |  | 0 | -2.6 | 0 | 0 | 0 | 0 | 0 | 0 | 0 | 0 | 0 | 0 | 0 | 0 | 1 | 0 | 0 | 0 | 0 | 0 | 0 | 0 | 0 | 0 | 0 | 0 | 200 | 0 | 0 | 1 | 0 | 0 | 0 | 0 | 0 | 0 | 945.12 | 2557.875 | 8962.975 | Serrano-Alberhill-Valley Constraint | Etiwanda-Rancho Vista Constraint | Etiwanda-Rancho Vista Constraint |  | 0 | 0 | 0 | 0 | 0 | 0 | 945.12 | 2557.875 | 8962.975 | Serrano-Alberhill-Valley Constraint | Etiwanda-Rancho Vista Constraint | Etiwanda-Rancho Vista Constraint |  | 1 | 1 | NO | 1 | 1 | 1 | NO | 1
EOP | Vista (VEA) | 138 | 0 | 0 | 0 | 0 | 0 | 0 | 0 | 0 | 0 | 0 | 0 | 0 | 0 | 0 | 0 | 0 | 0 | 0 | 0 | 0 | 0 | 0 | 1 | 1 | 1 | 0 | 0 | 0 | 0 | 0 | 0 | 0 | 0 | 0 | 0 | 0 | 0 | 0 | 0 | 0 | 0 | 0 | 0 | 0 | 0 | 0 | 0 | 0 | 0 | 0 | 0 | 0 | 0 | 0 | 0 | 0 | 0 | 0 | 0 | 0 | 0 | 0 | 0 | 0 | 0 | 0 | 0 | 0 | 0 | 0 | 0 | 0 | 0 | 0 | 0 | 0 | 0 | 0 | 0 | 0 | 0 | 0 | 0 | 0 | 0 | 0 | 0 | 0 | 0 | 0 | 0 | 0 | 0 | 0 | 0 | 0 | 0 |  |  | 0 | 0 | 0 | 0 | 0 | 0 | 0 | 0 | 0 | 0 | 0 | 0 | 0 | 0 | 0 | 0 | 0 | 0 | 0 | 0 | 0 | 0 | 0 | 0 | 0 | 0 | 0 | 0 | 0 | 0 | 0 | 0 | 0 | 0 | 0 | 0 | 132.885 | 1655.59 | 2398.8 | Lugo - Victorville area constraint | Sloan Canyon - Eldorado 500 kV constraint | Sloan Canyon - Eldorado 500 kV constraint |  | 0 | 0 | 0 | 0 | 0 | 0 | 132.885 | 1655.59 | 2398.8 | Lugo - Victorville area constraint | Sloan Canyon - Eldorado 500 kV constraint | Sloan Canyon - Eldorado 500 kV constraint |  | 1 | 1 | NO | 1 | 1 | 1 | NO | 1
EOP | Vista (VEA) | 230 | 0 | 0 | 0 | 0 | 0 | 0 | 0 | 0 | 0 | 0 | 0 | 0 | 0 | 0 | 0 | 0 | 0 | 0 | 0 | 0 | 0 | 0 | 1 | 1 | 1 | 0 | 0 | 0 | 0 | 0 | 0 | 0 | 0 | 0 | 0 | 0 | 0 | 0 | 0 | 0 | 0 | 0 | 0 | 0 | 0 | 0 | 0 | 0 | 0 | 0 | 0 | 0 | 0 | 0 | 0 | 0 | 0 | 0 | 0 | 0 | 0 | 0 | 0 | 0 | 0 | 0 | 0 | 0 | 0 | 0 | 0 | 0 | 0 | 0 | 0 | 0 | 0 | 0 | 0 | 0 | 0 | 0 | 0 | 0 | 0 | 0 | 0 | 0 | 0 | 0 | 0 | 0 | 0 | 0 | 0 | 0 | 0 |  |  | 0 | 0 | 0 | 0 | 0 | 0 | 0 | 0 | 0 | 0 | 0 | 0 | 0 | 0 | 0 | 0 | 0 | 0 | 0 | 0 | 0 | 0 | 0 | 0 | 0 | 0 | 0 | 0 | 0 | 0 | 0 | 0 | 0 | 0 | 0 | 0 | 132.885 | 1655.59 | 2398.8 | Lugo - Victorville area constraint | Sloan Canyon - Eldorado 500 kV constraint | Sloan Canyon - Eldorado 500 kV constraint |  | 0 | 0 | 0 | 0 | 0 | 0 | 132.885 | 1655.59 | 2398.8 | Lugo - Victorville area constraint | Sloan Canyon - Eldorado 500 kV constraint | Sloan Canyon - Eldorado 500 kV constraint |  | 1 | 1 | NO | 1 | 1 | 1 | NO | 1
PG&E FRESNO | Wahtoke | 115 | 0 | 0 | 0 | 0 | 0 | 0 | 0 | 0 | 0 | 0 | 0 | 0 | 0 | 0 | 0 | 0 | 0 | 0 | 0 | 0 | 0 | 0 | 0 | 0 | 0 | 0 | 0 | 0 | 0 | 0 | 0 | 0 | 0 | 0 | 0 | 0 | 0 | 0 | 0 | 0 | 0 | 0 | 0 | 0 | 0 | 0 | 0 | 0 | 0 | 0 | 0 | 0 | 0 | 0 | 0 | 0 | 0 | 0 | 0 | 0 | 0 | 0 | 0 | 0 | 0 | 0 | 0 | 0 | 1 | 0 | 0 | 0 | 0 | 0 | 0 | 0 | 0 | 0 | 0 | 1 | 0 | 1 | 0 | 1 | 0 | 1 | 0 | 0 | 0 | 0 | 0 | 0 | 0 | 0 | 0 | 0 | 0 |  |  | 0 | 0 | 0 | 0 | 0 | 0 | 0 | 0 | 0 | 0 | 0 | 0 | 0 | 0 | 0 | 0 | 0 | 0 | 0 | 0 | 0 | 0 | 0 | 0 | 0 | 0 | 0 | 0 | 0 | 0 | 1 | 0 | 1 | 0 | 0 | 0 | -252.9 | -120.4 | 211.1426 | Chowchilla-Le grand 115kV Line | Chowchilla-Le grand 115kV Line | Chowchilla-Le grand 115kV Line |  | 0 | 0 | 0 | 0 | 0 | 0 | 958.1 | 1090.6 | 757.1426 | Chowchilla-Le grand 115kV Line | Chowchilla-Le grand 115kV Line | Chowchilla-Le grand 115kV Line |  | 5 | 1 | YES | 2 | 1 | 1 | NO | 1
SCE Northern | Wakefield | 66 | 0 | 0 | 1 | 0 | 1 | 0 | 0 | 0 | 0 | 0 | 0 | 0 | 0 | 0 | 0 | 0 | 0 | 0 | 0 | 0 | 0 | 0 | 0 | 0 | 1 | 0 | 0 | 0 | 0 | 0 | 0 | 0 | 0 | 0 | 0 | 0 | 0 | 0 | 0 | 0 | 0 | 0 | 0 | 0 | 0 | 0 | 0 | 0 | 0 | 0 | 0 | 0 | 0 | 0 | 0 | 0 | 0 | 0 | 0 | 0 | 0 | 0 | 0 | 0 | 0 | 0 | 0 | 0 | 0 | 0 | 0 | 0 | 0 | 0 | 0 | 0 | 0 | 0 | 0 | 0 | 0 | 0 | 0 | 0 | 0 | 0 | 0 | 0 | 0 | 0 | 0 | 0 | 0 | 0 | 0 | 0 | 0 |  |  | 0 | 0 | 0 | 0 | 0 | 0 | 0 | 0 | 0 | 0 | 0 | 15 | 0 | 0 | 1 | 0 | 0 | 0 | 0 | 0 | 0 | 0 | 0 | 0 | 0 | 0 | 30 | 0 | 0 | 1 | 0 | 0 | 0 | 0 | 0 | 0 | 132.885 | 721.5 | 3106 | Lugo - Victorville area constraint | Moorpark-Pardee Constraint | Moorpark-Pardee Constraint |  | 0 | 0 | 0 | 0 | 0 | 0 | 132.885 | 721.5 | 3106 | Lugo - Victorville area constraint | Moorpark-Pardee Constraint | Moorpark-Pardee Constraint |  | 1 | 1 | NO | 1 | 1 | 1 | NO | 1
SCE Metro | Walnut | 230 | 0 | 0 | 0 | 0 | 0 | 0 | 0 | 0 | 0 | 1 | 0 | 0 | 0 | 0 | 0 | 0 | 0 | 0 | 0 | 0 | 0 | 0 | 0 | 0 | 0 | 0 | 0 | 0 | 0 | 0 | 0 | 0 | 0 | 0 | 0 | 0 | 0 | 0 | 0 | 0 | 0 | 0 | 0 | 0 | 0 | 0 | 0 | 0 | 0 | 0 | 0 | 0 | 0 | 0 | 0 | 0 | 0 | 0 | 0 | 0 | 0 | 0 | 0 | 0 | 0 | 0 | 0 | 0 | 0 | 0 | 0 | 0 | 0 | 0 | 0 | 0 | 0 | 0 | 0 | 0 | 0 | 0 | 0 | 0 | 0 | 0 | 0 | 0 | 0 | 0 | 0 | 0 | 0 | 0 | 0 | 0 | 0 |  |  | 0 | 0 | 0 | 0 | 0 | 0 | 0 | 0 | 0 | 0 | 0 | 0 | 0 | 0 | 0 | 0 | 0 | 0 | 0 | 0 | 0 | 0 | 0 | 0 | 0 | 0 | 400 | 0 | 0 | 1 | 0 | 0 | 0 | 0 | 0 | 0 | 11157.1 | 12110.2 | 14980.0055 | SCE Metro Area Default Constraint | SCE Metro Area Default Constraint | SCE Metro Area Default Constraint |  | 0 | 0 | 0 | 0 | 0 | 0 | 11157.1 | 12110.2 | 14980.0055 | SCE Metro Area Default Constraint | SCE Metro Area Default Constraint | SCE Metro Area Default Constraint |  | 1 | 1 | NO | 1 | 1 | 1 | NO | 1
SCE Northern | Warne | 230 | 0 | 0 | 1 | 0 | 0 | 0 | 1 | 0 | 0 | 0 | 0 | 0 | 0 | 0 | 0 | 0 | 0 | 0 | 0 | 0 | 0 | 0 | 0 | 0 | 1 | 0 | 0 | 0 | 0 | 0 | 0 | 0 | 0 | 0 | 0 | 0 | 0 | 0 | 0 | 0 | 0 | 0 | 0 | 0 | 0 | 0 | 0 | 0 | 0 | 0 | 0 | 0 | 0 | 0 | 0 | 0 | 0 | 0 | 0 | 0 | 0 | 0 | 0 | 0 | 0 | 0 | 0 | 0 | 0 | 0 | 0 | 0 | 0 | 0 | 0 | 0 | 0 | 0 | 0 | 0 | 0 | 0 | 0 | 0 | 0 | 0 | 0 | 0 | 0 | 0 | 0 | 0 | 0 | 0 | 0 | 0 | 0 |  |  | 0 | 0 | 0 | 0 | 0 | 0 | 0 | 0 | 0 | 0 | 0 | 0 | 0 | 0 | 0 | 0 | 0 | 0 | 0 | 0 | 0 | 0 | 0 | 0 | 0 | 0 | 0 | 0 | 0 | 0 | 0 | 0 | 0 | 0 | 0 | 0 | 132.885 | 299.5 | 2256.29 | Lugo - Victorville area constraint | South of Magunden Constraint | South of Magunden Constraint |  | 0 | 0 | 0 | 0 | 0 | 0 | 132.885 | 299.5 | 2256.29 | Lugo - Victorville area constraint | South of Magunden Constraint | South of Magunden Constraint |  | 1 | 1 | NO | 1 | 1 | 1 | NO | 1
PG&E GBA | Warnerville | 230 | 0 | 0 | 0 | 0 | 0 | 0 | 0 | 0 | 0 | 0 | 0 | 0 | 0 | 0 | 0 | 0 | 0 | 0 | 0 | 0 | 0 | 0 | 0 | 0 | 0 | 0 | 0 | 0 | 0 | 0 | 0 | 0 | 0 | 0 | 0 | 0 | 0 | 0 | 0 | 0 | 0 | 0 | 0 | 0 | 0 | 1 | 0 | 0 | 0 | 0 | 0 | 0 | 0 | 0 | 0 | 0 | 0 | 0 | 0 | 1 | 1 | 0 | 0 | 0 | 0 | 0 | 0 | 0 | 0 | 0 | 0 | 0 | 0 | 0 | 0 | 0 | 0 | 0 | 1 | 1 | 0 | 1 | 1 | 0 | 1 | 0 | 0 | 1 | 1 | 1 | 0 | 0 | 1 | 0 | 0 | 0 | 0 |  |  | 0 | 0 | 0 | 0 | 0 | 0 | 0 | 0 | 0 | 0 | 0 | 0 | 0 | 0 | 0 | 0 | 0 | 0 | 0 | 0 | 0 | 0 | 0 | 0 | 0 | 0 | 0 | 0 | 0 | 0 | 2 | 0 | 1 | 0 | 0 | 0 | -731.8 | -280.9 | 245.4626 | Borden-Storey #1 230kV line | Borden-Storey #1 230kV line | Oro Loma-El Nido 115kV Line |  | 0 | 0 | 0 | 0 | 0 | 0 | 315.9685 | 468.1 | 245.4626 | Bellota-Weber 230kV line | Oro Loma-El Nido 115kV Line | Oro Loma-El Nido 115kV Line |  | 5 | 1 | YES | 2 | 1 | 1 | NO | 1
PG&E FRESNO | Waukena | 115 | 0 | 0 | 0 | 0 | 0 | 0 | 0 | 0 | 0 | 0 | 0 | 0 | 0 | 0 | 0 | 0 | 0 | 0 | 0 | 0 | 0 | 0 | 0 | 0 | 0 | 0 | 0 | 0 | 0 | 0 | 0 | 0 | 0 | 0 | 0 | 0 | 0 | 0 | 0 | 0 | 0 | 0 | 0 | 0 | 0 | 0 | 0 | 0 | 0 | 0 | 0 | 0 | 0 | 0 | 0 | 0 | 0 | 0 | 0 | 0 | 0 | 0 | 0 | 0 | 0 | 0 | 0 | 0 | 1 | 0 | 0 | 0 | 0 | 0 | 0 | 0 | 0 | 0 | 0 | 1 | 0 | 1 | 0 | 1 | 0 | 1 | 0 | 0 | 0 | 0 | 0 | 0 | 0 | 0 | 0 | 0 | 0 |  |  | 0 | 0 | 0 | 0 | 0 | 0 | 0 | 0 | 0 | 0 | 0 | 0 | 0 | 0 | 0 | 0 | 0 | 0 | 0 | 0 | 0 | 0 | 0 | 0 | 0 | 0 | 0 | 0 | 0 | 0 | 1 | 0 | 1 | 0 | 0 | 0 | -252.9 | -120.4 | 211.1426 | Chowchilla-Le grand 115kV Line | Chowchilla-Le grand 115kV Line | Chowchilla-Le grand 115kV Line |  | 0 | 0 | 0 | 0 | 0 | 0 | 958.1 | 1090.6 | 757.1426 | Chowchilla-Le grand 115kV Line | Chowchilla-Le grand 115kV Line | Chowchilla-Le grand 115kV Line |  | 5 | 1 | YES | 2 | 1 | 1 | NO | 1
PG&E GBA | Weber | 230 | 0 | 0 | 0 | 0 | 0 | 0 | 0 | 0 | 0 | 0 | 0 | 0 | 0 | 0 | 0 | 0 | 0 | 0 | 0 | 0 | 0 | 0 | 0 | 0 | 0 | 0 | 0 | 0 | 0 | 0 | 0 | 0 | 0 | 0 | 0 | 0 | 0 | 0 | 0 | 0 | 0 | 0 | 0 | 0 | 0 | 1 | 0 | 0 | 0 | 0 | 0 | 0 | 0 | 0 | 0 | 0 | 0 | 0 | 0 | 1 | 1 | 0 | 0 | 0 | 0 | 0 | 0 | 0 | 0 | 0 | 0 | 0 | 0 | 0 | 0 | 0 | 0 | 0 | 0 | 0 | 0 | 0 | 0 | 0 | 0 | 0 | 0 | 0 | 0 | 0 | 0 | 0 | 0 | 0 | 0 | 0 | 0 |  |  | 0 | 0 | 0 | 0 | 0 | 0 | 0 | 0 | 0 | 0 | 0 | 0 | 0 | 0 | 0 | 0 | 0 | 0 | 0 | 0 | 0 | 0 | 0 | 0 | 0 | 0 | 0 | 0 | 0 | 0 | 1 | 0 | 0 | 0 | 0 | 0 | -144.0315 | 594.3909 | 3342.9322 | Bellota-Weber 230kV line | Bellota-Weber 230kV line | Bellota-Weber 230kV line |  | 0 | 0 | 0 | 0 | 0 | 0 | 315.9685 | 643.7 | 3342.9322 | Bellota-Weber 230kV line | Eight Mile-Tesla 230 kV line | Bellota-Weber 230kV line |  | 5 | 1 | YES | 2 | 1 | 1 | NO | 1
PG&E GBA | Weber | 60 | 0 | 0 | 0 | 0 | 0 | 0 | 0 | 0 | 0 | 0 | 0 | 0 | 0 | 0 | 0 | 0 | 0 | 0 | 0 | 0 | 0 | 0 | 0 | 0 | 0 | 0 | 0 | 0 | 0 | 0 | 0 | 0 | 0 | 0 | 0 | 0 | 0 | 0 | 0 | 0 | 0 | 0 | 0 | 0 | 0 | 1 | 0 | 0 | 0 | 0 | 0 | 0 | 0 | 0 | 0 | 0 | 0 | 0 | 0 | 1 | 1 | 0 | 0 | 0 | 0 | 0 | 0 | 0 | 0 | 0 | 0 | 0 | 0 | 0 | 0 | 0 | 0 | 0 | 0 | 0 | 0 | 0 | 0 | 0 | 0 | 0 | 0 | 0 | 0 | 0 | 0 | 0 | 0 | 0 | 0 | 0 | 0 |  |  | 0 | 0 | 0 | 0 | 0 | 0 | 0 | 0 | 0 | 0 | 0 | 0 | 0 | 0 | 0 | 0 | 0 | 0 | 0 | 0 | 0 | 0 | 0 | 4 | 0 | 0 | 20 | 0 | 0 | 1 | 1 | 0 | 0 | 0 | 0 | 0 | -144.0315 | 594.3909 | 3342.9322 | Bellota-Weber 230kV line | Bellota-Weber 230kV line | Bellota-Weber 230kV line |  | 0 | 0 | 0 | 0 | 0 | 0 | 315.9685 | 643.7 | 3342.9322 | Bellota-Weber 230kV line | Eight Mile-Tesla 230 kV line | Bellota-Weber 230kV line |  | 5 | 1 | YES | 2 | 1 | 1 | NO | 1
PG&E FRESNO | West Fresno | 115 | 0 | 0 | 0 | 0 | 0 | 0 | 0 | 0 | 0 | 0 | 0 | 0 | 0 | 0 | 0 | 0 | 0 | 0 | 0 | 0 | 0 | 0 | 0 | 0 | 0 | 0 | 0 | 0 | 0 | 0 | 0 | 0 | 0 | 0 | 0 | 0 | 0 | 0 | 0 | 0 | 0 | 0 | 0 | 0 | 0 | 1 | 0 | 0 | 0 | 0 | 0 | 0 | 0 | 0 | 0 | 0 | 0 | 0 | 0 | 0 | 0 | 0 | 0 | 0 | 0 | 0 | 0 | 0 | 0 | 0 | 0 | 0 | 0 | 0 | 0 | 0 | 0 | 0 | 1 | 1 | 0 | 1 | 0 | 0 | 0 | 1 | 0 | 0 | 0 | 1 | 0 | 0 | 0 | 0 | 0 | 0 | 0 |  |  | 0 | 0 | 0 | 0 | 0 | 0 | 0 | 0 | 0 | 0 | 0 | 0 | 0 | 0 | 0 | 0 | 0 | 0 | 0 | 0 | 0 | 0 | 0 | 0 | 0 | 0 | 0 | 0 | 0 | 0 | 2 | 0 | 1 | 0 | 0 | 0 | -731.8 | -280.9 | 911.0526 | Borden-Storey #1 230kV line | Borden-Storey #1 230kV line | Borden-Storey #1 230kV line |  | 0 | 0 | 0 | 0 | 0 | 0 | 315.9685 | 966.1 | 2302.2502 | Bellota-Weber 230kV line | Borden-Storey #1 230kV line | Gates 500/230kV TB #12 |  | 5 | 1 | YES | 2 | 1 | 1 | NO | 1
PG&E FRESNO | Westley | 230 | 0 | 0 | 0 | 0 | 0 | 0 | 0 | 0 | 0 | 0 | 0 | 0 | 0 | 0 | 0 | 0 | 0 | 0 | 0 | 0 | 0 | 0 | 0 | 0 | 0 | 0 | 0 | 0 | 0 | 0 | 0 | 0 | 0 | 0 | 0 | 0 | 0 | 0 | 0 | 0 | 0 | 0 | 0 | 0 | 0 | 0 | 0 | 0 | 0 | 0 | 0 | 0 | 0 | 0 | 0 | 0 | 0 | 0 | 0 | 0 | 0 | 0 | 0 | 0 | 0 | 0 | 0 | 0 | 0 | 0 | 0 | 0 | 0 | 0 | 0 | 0 | 0 | 0 | 0 | 0 | 0 | 0 | 0 | 0 | 0 | 1 | 0 | 0 | 0 | 0 | 0 | 0 | 0 | 0 | 0 | 0 | 0 |  |  | 0 | 0 | 0 | 0 | 0 | 0 | 0 | 0 | 0 | 0 | 0 | 0 | 0 | 0 | 0 | 0 | 0 | 0 | 0 | 0 | 0 | 0 | 0 | 0 | 0 | 0 | 0 | 0 | 0 | 0 | 0 | 0 | 0 | 0 | 0 | 0 | 4115.262 | 4781.296 | 6770.8771 | Los Banos 500/230kV TB | Los Banos 500/230kV TB | Los Banos 500/230kV TB |  | 0 | 0 | 0 | 0 | 0 | 0 | 4115.262 | 4781.296 | 6770.8771 | Los Banos 500/230kV TB | Los Banos 500/230kV TB | Los Banos 500/230kV TB |  | 1 | 1 | NO | 1 | 1 | 1 | NO | 1
PG&E KERN | Westpark | 115 | 0 | 0 | 0 | 0 | 0 | 0 | 0 | 0 | 0 | 0 | 0 | 0 | 0 | 0 | 0 | 0 | 0 | 0 | 0 | 0 | 0 | 0 | 0 | 0 | 0 | 0 | 0 | 0 | 0 | 0 | 0 | 0 | 0 | 0 | 0 | 0 | 0 | 0 | 0 | 0 | 0 | 0 | 0 | 0 | 0 | 0 | 0 | 0 | 0 | 0 | 0 | 0 | 0 | 0 | 0 | 0 | 0 | 0 | 0 | 0 | 0 | 0 | 0 | 0 | 0 | 0 | 0 | 1 | 1 | 0 | 0 | 0 | 0 | 0 | 0 | 0 | 0 | 0 | 0 | 1 | 0 | 0 | 0 | 0 | 0 | 0 | 0 | 0 | 0 | 0 | 0 | 0 | 0 | 0 | 0 | 0 | 0 |  |  | 0 | 0 | 0 | 0 | 0 | 0 | 0 | 0 | 0 | 0 | 0 | 0 | 0 | 0 | 0 | 0 | 0 | 0 | 0 | 0 | 0 | 0 | 0 | 0 | 0 | 0 | 0 | 0 | 0 | 0 | 0 | 0 | 0 | 0 | 0 | 0 | 363.365 | 263.7217 | 418.365 | Cal Flat-Gates 230 kV line | Cal Flat-Gates 230 kV line | Cal Flat-Gates 230 kV line |  | 0 | 0 | 0 | 0 | 0 | 0 | 363.365 | 263.7217 | 418.365 | Cal Flat-Gates 230 kV line | Cal Flat-Gates 230 kV line | Cal Flat-Gates 230 kV line |  | 1 | 1 | NO | 1 | 1 | 1 | NO | 1
PG&E KERN | Wheeler Ridge | 230 | 0 | 0 | 0 | 0 | 0 | 0 | 0 | 0 | 0 | 0 | 0 | 0 | 0 | 0 | 0 | 0 | 0 | 0 | 0 | 0 | 0 | 0 | 0 | 0 | 0 | 0 | 0 | 0 | 0 | 0 | 0 | 0 | 0 | 0 | 0 | 0 | 0 | 0 | 0 | 0 | 0 | 0 | 0 | 0 | 0 | 0 | 0 | 0 | 0 | 0 | 0 | 0 | 0 | 0 | 0 | 0 | 0 | 0 | 0 | 0 | 0 | 0 | 0 | 0 | 0 | 0 | 0 | 0 | 0 | 0 | 0 | 0 | 0 | 0 | 0 | 0 | 1 | 0 | 1 | 1 | 0 | 0 | 0 | 0 | 0 | 0 | 0 | 0 | 0 | 0 | 0 | 0 | 0 | 0 | 1 | 0 | 0 |  |  | 0 | 0 | 0 | 0 | 0 | 0 | 0 | 0 | 0 | 0 | 0 | 0 | 0 | 0 | 0 | 0 | 0 | 0 | 0 | 0 | 0 | 0 | 0 | 0 | 200 | 0 | 0 | 0 | 0 | 1 | 1 | 0 | 0 | 0 | 0 | 1 | -151.465 | 179.25 | -929.2519 | Mustang-Henrietta 230 kV line | Midway-Buena Vista Jct 230kV Line | Mustang-Henrietta 230 kV line |  | 0 | 0 | 0 | 0 | 0 | 0 | 268.5 | 179.25 | 336.2 | Midway-Buena Vista Jct 230kV Line | Midway-Buena Vista Jct 230kV Line | Midway-Buena Vista Jct 230kV Line |  | 5 | 1 | YES | 2 | 4 | 1 | YES | 2
PG&E KERN | Wheeler Ridge | 115 | 0 | 0 | 0 | 0 | 0 | 0 | 0 | 0 | 0 | 0 | 0 | 0 | 0 | 0 | 0 | 0 | 0 | 0 | 0 | 0 | 0 | 0 | 0 | 0 | 0 | 0 | 0 | 0 | 0 | 0 | 0 | 0 | 0 | 0 | 0 | 0 | 0 | 0 | 0 | 0 | 0 | 0 | 0 | 0 | 0 | 0 | 0 | 0 | 0 | 0 | 0 | 0 | 0 | 0 | 0 | 0 | 0 | 0 | 0 | 0 | 0 | 0 | 0 | 0 | 0 | 0 | 0 | 1 | 1 | 0 | 0 | 0 | 0 | 0 | 0 | 0 | 0 | 0 | 0 | 1 | 0 | 0 | 0 | 0 | 0 | 0 | 0 | 0 | 0 | 0 | 0 | 0 | 0 | 0 | 0 | 0 | 0 |  |  | 0 | 0 | 0 | 0 | 0 | 0 | 0 | 0 | 0 | 0 | 0 | 0 | 0 | 0 | 0 | 0 | 0 | 0 | 0 | 0 | 0 | 0 | 0 | 0 | 0 | 0 | 0 | 0 | 0 | 0 | 0 | 0 | 0 | 0 | 0 | 0 | 363.365 | 263.7217 | 418.365 | Cal Flat-Gates 230 kV line | Cal Flat-Gates 230 kV line | Cal Flat-Gates 230 kV line |  | 0 | 0 | 0 | 0 | 0 | 0 | 363.365 | 263.7217 | 418.365 | Cal Flat-Gates 230 kV line | Cal Flat-Gates 230 kV line | Cal Flat-Gates 230 kV line |  | 1 | 1 | NO | 1 | 1 | 1 | NO | 1
PG&E KERN | Wheeler Ridge | 70 | 0 | 0 | 0 | 0 | 0 | 0 | 0 | 0 | 0 | 0 | 0 | 0 | 0 | 0 | 0 | 0 | 0 | 0 | 0 | 0 | 0 | 0 | 0 | 0 | 0 | 0 | 0 | 0 | 0 | 0 | 0 | 0 | 0 | 0 | 0 | 0 | 0 | 0 | 0 | 0 | 0 | 0 | 0 | 0 | 0 | 0 | 0 | 0 | 0 | 0 | 0 | 0 | 0 | 0 | 0 | 0 | 0 | 0 | 0 | 0 | 0 | 0 | 0 | 0 | 0 | 0 | 0 | 0 | 0 | 0 | 0 | 0 | 0 | 0 | 0 | 0 | 1 | 0 | 1 | 1 | 0 | 0 | 0 | 0 | 0 | 0 | 0 | 0 | 0 | 0 | 0 | 0 | 0 | 0 | 1 | 0 | 0 |  |  | 0 | 0 | 0 | 0 | 0 | 0 | 0 | 0 | 0 | 100 | 0 | 0 | 0 | 0 | 1 | 0 | 0 | 0 | 0 | 0 | 0 | 0 | 0 | 0 | 100 | 0 | 92 | 0 | 0 | 1 | 1 | 0 | 0 | 0 | 0 | 1 | -151.465 | 179.25 | -929.2519 | Mustang-Henrietta 230 kV line | Midway-Buena Vista Jct 230kV Line | Mustang-Henrietta 230 kV line |  | 0 | 0 | 0 | 0 | 0 | 0 | 268.5 | 179.25 | 336.2 | Midway-Buena Vista Jct 230kV Line | Midway-Buena Vista Jct 230kV Line | Midway-Buena Vista Jct 230kV Line |  | 5 | 1 | YES | 2 | 4 | 1 | YES | 2
SCE Northern | Whirlwind | 230 | 1 | 1 | 0 | 0 | 0 | 0 | 0 | 0 | 0 | 0 | 0 | 0 | 0 | 0 | 0 | 0 | 0 | 0 | 0 | 0 | 0 | 0 | 0 | 0 | 0 | 0 | 0 | 0 | 0 | 0 | 0 | 0 | 0 | 0 | 0 | 0 | 0 | 0 | 0 | 0 | 0 | 0 | 0 | 0 | 0 | 0 | 0 | 0 | 0 | 0 | 0 | 0 | 0 | 0 | 0 | 0 | 0 | 0 | 0 | 0 | 0 | 0 | 0 | 0 | 0 | 0 | 0 | 0 | 0 | 0 | 0 | 0 | 0 | 0 | 0 | 0 | 0 | 0 | 0 | 0 | 0 | 0 | 0 | 0 | 0 | 0 | 0 | 0 | 0 | 0 | 0 | 0 | 0 | 0 | 0 | 0 | 0 |  |  | 0 | 0 | 0 | 0 | 0 | 0 | 0 | 0 | 0 | -174 | 0 | 0 | 69 | 0 | 1 | 0 | 0 | 300 | 0 | 0 | 0 | 0 | 0 | 0 | 44 | 188 | 837 | 523 | 900 | 1 | 0 | 0 | 0 | 0 | 0 | 0 | 1713.555 | 3062.34 | 10495.315 | Antelope-Vincent Constraint | Antelope-Vincent Constraint | Vincent-Lugo Constraint |  | 0 | 0 | 0 | 0 | 0 | 0 | 1713.555 | 3062.34 | 10495.315 | Antelope-Vincent Constraint | Antelope-Vincent Constraint | Vincent-Lugo Constraint |  | 1 | 1 | NO | 1 | 1 | 1 | NO | 1
SCE Northern | Whirlwind | 500 | 1 | 1 | 0 | 0 | 0 | 0 | 0 | 0 | 0 | 0 | 0 | 0 | 0 | 0 | 0 | 0 | 0 | 0 | 0 | 0 | 0 | 0 | 0 | 0 | 0 | 0 | 0 | 0 | 0 | 0 | 0 | 0 | 0 | 0 | 0 | 0 | 0 | 0 | 0 | 0 | 0 | 0 | 0 | 0 | 0 | 0 | 0 | 0 | 0 | 0 | 0 | 0 | 0 | 0 | 0 | 0 | 0 | 0 | 0 | 0 | 0 | 0 | 0 | 0 | 0 | 0 | 0 | 0 | 0 | 0 | 0 | 0 | 0 | 0 | 0 | 0 | 0 | 0 | 0 | 0 | 0 | 0 | 0 | 0 | 0 | 0 | 0 | 0 | 0 | 0 | 0 | 0 | 0 | 0 | 0 | 0 | 0 |  |  | 0 | 0 | 0 | 0 | 0 | 0 | 0 | 0 | 0 | 0 | 0 | 0 | 0 | 0 | 0 | 0 | 0 | 0 | 0 | 0 | 0 | 0 | 0 | 0 | 0 | 0 | 0 | 0 | 0 | 0 | 0 | 0 | 0 | 0 | 0 | 0 | 1713.555 | 3062.34 | 10495.315 | Antelope-Vincent Constraint | Antelope-Vincent Constraint | Vincent-Lugo Constraint |  | 0 | 0 | 0 | 0 | 0 | 0 | 1713.555 | 3062.34 | 10495.315 | Antelope-Vincent Constraint | Antelope-Vincent Constraint | Vincent-Lugo Constraint |  | 1 | 1 | NO | 1 | 1 | 1 | NO | 1
PG&E GBA | Whisman | 115 | 0 | 0 | 0 | 0 | 0 | 0 | 0 | 0 | 0 | 0 | 0 | 0 | 0 | 0 | 0 | 0 | 0 | 0 | 0 | 0 | 0 | 0 | 0 | 0 | 0 | 0 | 0 | 0 | 0 | 0 | 0 | 0 | 0 | 0 | 0 | 0 | 0 | 0 | 0 | 0 | 0 | 0 | 0 | 0 | 0 | 0 | 0 | 0 | 0 | 0 | 0 | 0 | 1 | 0 | 0 | 1 | 0 | 0 | 0 | 0 | 0 | 0 | 0 | 0 | 0 | 0 | 0 | 0 | 0 | 0 | 0 | 0 | 0 | 0 | 0 | 0 | 0 | 0 | 0 | 0 | 0 | 0 | 0 | 0 | 0 | 0 | 0 | 0 | 0 | 0 | 0 | 0 | 0 | 0 | 0 | 0 | 1 |  |  | 0 | 0 | 0 | 0 | 0 | 0 | 0 | 0 | 0 | 0 | 0 | 0 | 0 | 0 | 0 | 0 | 0 | 0 | 0 | 0 | 0 | 0 | 0 | 0 | 0 | 0 | 0 | 0 | 0 | 0 | 0 | 0 | 0 | 0 | 0 | 0 | 1566.65 | 1620.51 | 5334.284 | NEW-Metcalf-Mosslanding 500kV | NEW-Metcalf-Mosslanding 500kV | Sobrante-Moraga 230 kV line |  | 0 | 0 | 0 | 0 | 0 | 0 | 1566.65 | 1620.51 | 5334.284 | NEW-Metcalf-Mosslanding 500kV | NEW-Metcalf-Mosslanding 500kV | Sobrante-Moraga 230 kV line |  | 1 | 1 | NO | 1 | 1 | 1 | NO | 1
SCE Eastern | Wildlife | 230 | 0 | 0 | 0 | 0 | 0 | 0 | 0 | 0 | 0 | 0 | 0 | 0 | 0 | 0 | 0 | 0 | 0 | 0 | 0 | 1 | 0 | 1 | 0 | 0 | 0 | 0 | 0 | 0 | 0 | 0 | 0 | 0 | 0 | 0 | 0 | 0 | 0 | 0 | 0 | 0 | 0 | 0 | 0 | 0 | 0 | 0 | 0 | 0 | 0 | 0 | 0 | 0 | 0 | 0 | 0 | 0 | 0 | 0 | 0 | 0 | 0 | 0 | 0 | 0 | 0 | 0 | 0 | 0 | 0 | 0 | 0 | 0 | 0 | 0 | 0 | 0 | 0 | 0 | 0 | 0 | 0 | 0 | 0 | 0 | 0 | 0 | 0 | 0 | 0 | 0 | 0 | 0 | 0 | 0 | 0 | 0 | 0 |  |  | 0 | 0 | 0 | 0 | 0 | 0 | 0 | 0 | 0 | 0 | 0 | 0 | 0 | 0 | 0 | 0 | 0 | 0 | 0 | 0 | 0 | 0 | 0 | 0 | 0 | 0 | 0 | 0 | 0 | 0 | 0 | 0 | 0 | 0 | 0 | 0 | 945.12 | 2557.875 | 8962.975 | Serrano-Alberhill-Valley Constraint | Etiwanda-Rancho Vista Constraint | Etiwanda-Rancho Vista Constraint |  | 0 | 0 | 0 | 0 | 0 | 0 | 945.12 | 2557.875 | 8962.975 | Serrano-Alberhill-Valley Constraint | Etiwanda-Rancho Vista Constraint | Etiwanda-Rancho Vista Constraint |  | 1 | 1 | NO | 1 | 1 | 1 | NO | 1
PG&E FRESNO | Wilson | 115 | 0 | 0 | 0 | 0 | 0 | 0 | 0 | 0 | 0 | 0 | 0 | 0 | 0 | 0 | 0 | 0 | 0 | 0 | 0 | 0 | 0 | 0 | 0 | 0 | 0 | 0 | 0 | 0 | 0 | 0 | 0 | 0 | 0 | 0 | 0 | 0 | 0 | 0 | 0 | 0 | 0 | 0 | 0 | 0 | 0 | 1 | 0 | 0 | 0 | 0 | 0 | 0 | 0 | 0 | 0 | 0 | 0 | 0 | 0 | 1 | 0 | 0 | 0 | 0 | 0 | 0 | 0 | 0 | 0 | 0 | 0 | 0 | 0 | 0 | 0 | 0 | 0 | 0 | 1 | 1 | 0 | 1 | 1 | 0 | 1 | 1 | 0 | 1 | 1 | 1 | 0 | 0 | 1 | 0 | 0 | 0 | 0 |  |  | 0 | 0 | 0 | 0 | 0 | 0 | 0 | 0 | 0 | 0 | 0 | 0 | 0 | 0 | 0 | 0 | 0 | 0 | 0 | 0 | 0 | 0 | 0 | 0 | 0 | 0 | 0 | 0 | 0 | 0 | 2 | 0 | 1 | 0 | 0 | 0 | -731.8 | -280.9 | 245.4626 | Borden-Storey #1 230kV line | Borden-Storey #1 230kV line | Oro Loma-El Nido 115kV Line |  | 0 | 0 | 0 | 0 | 0 | 0 | 315.9685 | 468.1 | 245.4626 | Bellota-Weber 230kV line | Oro Loma-El Nido 115kV Line | Oro Loma-El Nido 115kV Line |  | 5 | 1 | YES | 2 | 1 | 1 | NO | 1
PG&E FRESNO | Wilson | 230 | 0 | 0 | 0 | 0 | 0 | 0 | 0 | 0 | 0 | 0 | 0 | 0 | 0 | 0 | 0 | 0 | 0 | 0 | 0 | 0 | 0 | 0 | 0 | 0 | 0 | 0 | 0 | 0 | 0 | 0 | 0 | 0 | 0 | 0 | 0 | 0 | 0 | 0 | 0 | 0 | 0 | 0 | 0 | 0 | 0 | 1 | 0 | 0 | 0 | 0 | 0 | 0 | 0 | 0 | 0 | 0 | 0 | 0 | 0 | 1 | 0 | 0 | 0 | 0 | 0 | 0 | 0 | 0 | 0 | 0 | 0 | 0 | 0 | 0 | 0 | 0 | 0 | 0 | 1 | 1 | 0 | 1 | 1 | 1 | 1 | 1 | 0 | 1 | 1 | 1 | 0 | 0 | 1 | 0 | 1 | 0 | 0 |  |  | 0 | 0 | 0 | 0 | 0 | 0 | 0 | 0 | 0 | 0 | 0 | 0 | 0 | 0 | 0 | 0 | 0 | 150 | 50 | 0 | 0 | 0 | 0 | 0 | 0 | 0 | 0 | 0 | 0 | 1 | 4 | 0 | 2 | 0 | 0 | 1 | -731.8 | -280.9 | -929.2519 | Borden-Storey #1 230kV line | Borden-Storey #1 230kV line | Mustang-Henrietta 230 kV line |  | 0 | 0 | 0 | 0 | 0 | 0 | 315.9685 | 468.1 | 245.4626 | Bellota-Weber 230kV line | Oro Loma-El Nido 115kV Line | Oro Loma-El Nido 115kV Line |  | 5 | 1 | YES | 2 | 4 | 1 | YES | 2
SCE Northern | Windhub | 230 | 1 | 1 | 0 | 1 | 0 | 0 | 0 | 0 | 0 | 0 | 0 | 0 | 0 | 0 | 0 | 0 | 0 | 0 | 0 | 0 | 0 | 0 | 0 | 0 | 0 | 0 | 0 | 0 | 0 | 0 | 0 | 0 | 0 | 0 | 0 | 0 | 0 | 0 | 0 | 0 | 0 | 0 | 0 | 0 | 0 | 0 | 0 | 0 | 0 | 0 | 0 | 0 | 0 | 0 | 0 | 0 | 0 | 0 | 0 | 0 | 0 | 0 | 0 | 0 | 0 | 0 | 0 | 0 | 0 | 0 | 0 | 0 | 0 | 0 | 0 | 0 | 0 | 0 | 0 | 0 | 0 | 0 | 0 | 0 | 0 | 0 | 0 | 0 | 0 | 0 | 0 | 0 | 0 | 0 | 0 | 0 | 0 |  |  | 0 | 0 | 0 | 0 | 0 | 0 | 0 | 0 | 0 | 0 | 0 | 0 | 0 | 0 | 0 | 0 | 0 | 174 | 0 | 0 | 0 | 0 | 0 | 0 | 0 | 1020 | 1000 | 0 | 0 | 1 | 0 | 0 | 0 | 0 | 0 | 0 | 1216.655 | 1340.92 | 2264.915 | Windhub Constraint | Windhub Constraint | Windhub Constraint |  | 0 | 0 | 0 | 0 | 0 | 0 | 1216.655 | 1340.92 | 2264.915 | Windhub Constraint | Windhub Constraint | Windhub Constraint |  | 1 | 1 | NO | 1 | 1 | 1 | NO | 1
SCE Northern | Windhub | 500 | 1 | 1 | 0 | 1 | 0 | 0 | 0 | 0 | 0 | 0 | 0 | 0 | 0 | 0 | 0 | 0 | 0 | 0 | 0 | 0 | 0 | 0 | 0 | 0 | 0 | 0 | 0 | 0 | 0 | 0 | 0 | 0 | 0 | 0 | 0 | 0 | 0 | 0 | 0 | 0 | 0 | 0 | 0 | 0 | 0 | 0 | 0 | 0 | 0 | 0 | 0 | 0 | 0 | 0 | 0 | 0 | 0 | 0 | 0 | 0 | 0 | 0 | 0 | 0 | 0 | 0 | 0 | 0 | 0 | 0 | 0 | 0 | 0 | 0 | 0 | 0 | 0 | 0 | 0 | 0 | 0 | 0 | 0 | 0 | 0 | 0 | 0 | 0 | 0 | 0 | 0 | 0 | 0 | 0 | 0 | 0 | 0 |  |  | 0 | 0 | 0 | 0 | 0 | 0 | 0 | 0 | 0 | 0 | 0 | 0 | 0 | 0 | 0 | 0 | 0 | 0 | 0 | 0 | 0 | 0 | 0 | 0 | 652.5 | 0 | 15 | 0 | 0 | 1 | 0 | 0 | 0 | 0 | 0 | 0 | 1216.655 | 1340.92 | 2264.915 | Windhub Constraint | Windhub Constraint | Windhub Constraint |  | 0 | 0 | 0 | 0 | 0 | 0 | 1216.655 | 1340.92 | 2264.915 | Windhub Constraint | Windhub Constraint | Windhub Constraint |  | 1 | 1 | NO | 1 | 1 | 1 | NO | 1
PG&E GBA | Windmaster | 230 | 0 | 0 | 0 | 0 | 0 | 0 | 0 | 0 | 0 | 0 | 0 | 0 | 0 | 0 | 0 | 0 | 0 | 0 | 0 | 0 | 0 | 0 | 0 | 0 | 0 | 0 | 0 | 0 | 0 | 0 | 0 | 0 | 0 | 0 | 0 | 0 | 0 | 0 | 0 | 1 | 0 | 0 | 0 | 0 | 0 | 0 | 0 | 0 | 0 | 0 | 0 | 0 | 0 | 1 | 0 | 1 | 0 | 0 | 0 | 0 | 0 | 0 | 0 | 0 | 0 | 1 | 0 | 0 | 0 | 0 | 0 | 0 | 0 | 0 | 0 | 0 | 0 | 0 | 0 | 0 | 0 | 0 | 0 | 0 | 0 | 0 | 0 | 0 | 0 | 0 | 0 | 0 | 0 | 0 | 0 | 0 | 0 |  |  | 0 | 0 | 0 | 0 | 0 | 0 | 0 | 0 | 0 | 0 | 0 | 0 | 0 | 0 | 0 | 0 | 0 | 0 | 0 | 0 | 0 | 0 | 0 | 0 | 0 | 0 | 0 | 0 | 0 | 0 | 2 | 0 | 1 | 0 | 0 | 0 | -2006.68 | -196.964 | 4357.8695 | Collinsville-Tesla 500 kV Line | Windmaster-Delta pumps 230 kV line | Windmaster-Delta pumps 230 kV line |  | 0 | 0 | 0 | 0 | 0 | 0 | 2282.4435 | 3374.2494 | 4357.8695 | Tesla-Tracy-Pump 230 kV line #2 | Tesla-Tracy-Pump 230 kV line #2 | Windmaster-Delta pumps 230 kV line |  | 5 | 1 | YES | 2 | 1 | 1 | NO | 1
PG&E NGBA | Windsor | 60 | 0 | 0 | 0 | 0 | 0 | 0 | 0 | 0 | 0 | 0 | 0 | 0 | 0 | 0 | 0 | 0 | 0 | 0 | 0 | 0 | 0 | 0 | 0 | 0 | 0 | 0 | 0 | 0 | 0 | 0 | 0 | 0 | 0 | 0 | 0 | 0 | 0 | 0 | 0 | 1 | 0 | 0 | 0 | 0 | 0 | 0 | 0 | 0 | 0 | 0 | 0 | 0 | 1 | 0 | 0 | 0 | 0 | 0 | 0 | 0 | 0 | 0 | 0 | 0 | 0 | 0 | 1 | 0 | 0 | 0 | 0 | 0 | 0 | 0 | 0 | 0 | 0 | 0 | 0 | 0 | 0 | 0 | 0 | 0 | 0 | 0 | 0 | 0 | 0 | 0 | 0 | 0 | 0 | 0 | 0 | 0 | 0 |  |  | 0 | 0 | 0 | 0 | 0 | 0 | 0 | 0 | 0 | 0 | 0 | 0 | 0 | 0 | 0 | 0 | 0 | 0 | 0 | 0 | 0 | 0 | 0 | 0 | 0 | 0 | 0 | 0 | 0 | 0 | 2 | 0 | 0 | 0 | 0 | 0 | -2006.68 | 96.788 | 1147.998 | Collinsville-Tesla 500 kV Line | Birds Landing-Contra Costa 230kV Line | Birds Landing-Contra Costa 230kV Line |  | 0 | 0 | 0 | 0 | 0 | 0 | 1531.9 | 1862.788 | 1147.998 | Birds Landing-Contra Costa 230kV Line | Birds Landing-Contra Costa 230kV Line | Birds Landing-Contra Costa 230kV Line |  | 5 | 1 | YES | 2 | 1 | 1 | NO | 1
PG&E NGBA | Woodland | 115 | 0 | 0 | 0 | 0 | 0 | 0 | 0 | 0 | 0 | 0 | 0 | 0 | 0 | 0 | 0 | 0 | 0 | 0 | 0 | 0 | 0 | 0 | 0 | 0 | 0 | 0 | 0 | 0 | 0 | 0 | 0 | 0 | 0 | 0 | 0 | 0 | 0 | 0 | 0 | 1 | 1 | 0 | 1 | 0 | 1 | 1 | 0 | 1 | 0 | 0 | 0 | 0 | 0 | 0 | 0 | 0 | 0 | 0 | 0 | 1 | 1 | 0 | 0 | 0 | 0 | 0 | 0 | 0 | 0 | 0 | 0 | 0 | 0 | 0 | 0 | 0 | 0 | 0 | 0 | 0 | 0 | 0 | 0 | 0 | 0 | 0 | 0 | 0 | 0 | 0 | 0 | 0 | 0 | 0 | 0 | 0 | 0 |  |  | 0 | 0 | 0 | 0 | 0 | 0 | 0 | 0 | 0 | 0 | 0 | 0 | 0 | 0 | 0 | 0 | 0 | 0 | 0 | 0 | 0 | 0 | 0 | 0 | 0 | 12 | 0 | 0 | 0 | 1 | 2 | 0 | 0 | 0 | 0 | 0 | -2006.68 | 31.5 | 32.84 | Collinsville-Tesla 500 kV Line | Rocklin-Pleaseant grove 115kV line | Woodland- Davis 115kV line |  | 0 | 0 | 0 | 0 | 0 | 0 | 31.5 | 31.5 | 32.84 | Rocklin-Pleaseant grove 115kV line | Rocklin-Pleaseant grove 115kV line | Woodland- Davis 115kV line |  | 5 | 1 | YES | 2 | 1 | 1 | NO | 1
PG&E FRESNO | Woodward | 115 | 0 | 0 | 0 | 0 | 0 | 0 | 0 | 0 | 0 | 0 | 0 | 0 | 0 | 0 | 0 | 0 | 0 | 0 | 0 | 0 | 0 | 0 | 0 | 0 | 0 | 0 | 0 | 0 | 0 | 0 | 0 | 0 | 0 | 0 | 0 | 0 | 0 | 0 | 0 | 0 | 0 | 0 | 0 | 0 | 0 | 0 | 0 | 0 | 0 | 0 | 0 | 0 | 0 | 0 | 0 | 0 | 0 | 0 | 0 | 0 | 0 | 0 | 0 | 0 | 0 | 0 | 0 | 0 | 0 | 0 | 0 | 0 | 0 | 0 | 0 | 0 | 0 | 0 | 0 | 1 | 0 | 1 | 1 | 1 | 0 | 1 | 0 | 1 | 0 | 0 | 0 | 0 | 1 | 0 | 0 | 0 | 0 |  |  | 0 | 0 | 0 | 0 | 0 | 0 | 0 | 0 | 0 | 0 | 0 | 0 | 0 | 0 | 0 | 0 | 0 | 0 | 0 | 0 | 0 | 0 | 0 | 0 | 0 | 0 | 0 | 0 | 0 | 0 | 1 | 0 | 1 | 0 | 0 | 0 | -252.9 | -120.4 | 211.1426 | Chowchilla-Le grand 115kV Line | Chowchilla-Le grand 115kV Line | Chowchilla-Le grand 115kV Line |  | 0 | 0 | 0 | 0 | 0 | 0 | 396.6 | 468.1 | 245.4626 | Oro Loma-El Nido 115kV Line | Oro Loma-El Nido 115kV Line | Oro Loma-El Nido 115kV Line |  | 5 | 1 | YES | 2 | 1 | 1 | NO | 1
PG&E NGBA | Wyandotte | 115 | 0 | 0 | 0 | 0 | 0 | 0 | 0 | 0 | 0 | 0 | 0 | 0 | 0 | 0 | 0 | 0 | 0 | 0 | 0 | 0 | 0 | 0 | 0 | 0 | 0 | 0 | 0 | 0 | 0 | 0 | 0 | 0 | 0 | 0 | 0 | 0 | 0 | 0 | 0 | 1 | 0 | 0 | 0 | 0 | 1 | 1 | 1 | 1 | 0 | 0 | 0 | 0 | 0 | 0 | 0 | 0 | 0 | 0 | 0 | 1 | 1 | 0 | 0 | 0 | 0 | 0 | 0 | 0 | 0 | 0 | 0 | 0 | 0 | 0 | 0 | 0 | 0 | 0 | 0 | 0 | 0 | 0 | 0 | 0 | 0 | 0 | 0 | 0 | 0 | 0 | 0 | 0 | 0 | 0 | 0 | 0 | 0 |  |  | 0 | 0 | 0 | 0 | 0 | 0 | 0 | 0 | 0 | 0 | 0 | 0 | 0 | 0 | 0 | 0 | 10 | 0 | 0 | 0 | 0 | 0 | 0 | 3.6 | 0 | 0 | 0 | 0 | 0 | 1 | 2 | 0 | 0 | 0 | 0 | 0 | -2006.68 | 31.5 | 81.4956 | Collinsville-Tesla 500 kV Line | Rocklin-Pleaseant grove 115kV line | Rocklin-Pleaseant grove 115kV line |  | 0 | 0 | 0 | 0 | 0 | 0 | 31.5 | 31.5 | 81.4956 | Rocklin-Pleaseant grove 115kV line | Rocklin-Pleaseant grove 115kV line | Rocklin-Pleaseant grove 115kV line |  | 5 | 1 | YES | 2 | 1 | 1 | NO | 1
0 | 0 | 0
0 | 0 | 0
0 | 0 | 0

## Tx_Calculator_2035
|  | CAISO Study Area | SCE Northern Area | [7 empty] | SCE Metro Area |  | SCE North of Lugo Area |  |  |  |  | SCE Eastern Area | [6 empty] | East of Pisgah Area |  |  | SDG&E Study Area | [13 empty] | PG&E North of Greater Bay Area | [9 empty] | PG&E Greater Bay Area | [17 empty] | PG&E Kern Area | [9 empty] | PG&E Fresno Area
White Paper Constraint Info |  | White Paper Name | Antelope-Vincent Constraint | Vincent-Lugo Constraint | Pardee-Sylmar Constraint | Windhub Constraint | Moorpark-Pardee Constraint | North of Magunden Constraint | South of Magunden Constraint | Antelope-Neenach Constraint | Hinson - Del Amo Constraint | SCE Metro Area Default Constraint | Control to Inyokern area constraint | South of Kramer Area Constraint | Victor to Lugo Area Constraint | Lugo Transformer Area Constraint | Calcite to Lugo Area Constraint | Colorado River 500/230 kV Constraint | DCRT Constraint | Devers-Red Bluff Constraint | Eagle Mountain Constraint | Etiwanda-Rancho Vista Constraint | Red Bluff 500/230 kV Constraint | Serrano-Alberhill-Valley Constraint | GLW 230kV area constraint | Sloan Canyon - Eldorado 500 kV constraint | Lugo - Victorville area constraint | Capistrano-San Onofre 230 kV constraint | Chicarita 138 kV constraint | El Cajon 69 kV constraint | Internal San Diego Area constraint | Miguel 69 kV constraint | Encina - San Luis Rey 230 kV constraint | East of Miguel constraint | San Luis Rey-San Onofre 230 kV line constraint | Ocean Ranch 69 kV constraint | Otay Mesa 230 kV constraint | Silvergate - Bay Blvd 230 kV constraint | Silvergate-Old Town 230 kV constraint | Talega 230 kV constraint | Trabuco-Capistrano 138 kV constraint | Collinsville-Tesla 500 kV Line | Woodland- Davis 115kV line | Cortina-Eagle Rock 115 kV line | Bell-Placer 115kV Line | Carberry-Round Mountain 230kV Line | Rocklin-Pleaseant grove 115kV line | Bellota-Weber 230kV line | Rio Oso-Brighton 230kV line | Rio Oso-Lockeford 230kV line | Humboldt Offshore Wind constraint | Dumbarton-Newark 115 kV line | Eastshore-San Mateo 230 kV line | Lakeville-Ignacio 230 kV line | Sobrante-Moraga 230 kV line | Windmaster-Delta pumps 230 kV line | Contra Costa- Windmaster 230 kV line | Tesla-Tracy-Pump 230 kV line #2 | Contra Costa #1 115kV Line | Kasson Jct-Heinz 115 kV line | Newark-Newark Distribution 115 kV line | Tesla-Bellota 230 kV line | Eight Mile-Tesla 230 kV line | Grant - Eastshore #2 line 115 kV | Salado-Crow Creek Sw Sta 60 kV line | Tesla-Salado 115 kV line | Morganhill-Metcalf 115kV Line | Tesla-Tracy Pump 230 kV Line #1 | Birds Landing-Contra Costa 230kV Line | Cal Flat-Gates 230 kV line | Gates-Arco 230 kV Line | Smyrna-Atwell Jct 115kV Line | Kern 230/115kV TB #4 | Maricopa-Copus 70 kV line | Midway-Taft 115 kV line | Kern-Tevis-Stockdale-Lamont 115kV line | Midway 230/115kV TB #3 | Semitropic-Midway 115kV Line | Midway-Buena Vista Jct 230kV Line | Manning 500kV | Gates 500/230kV TB #12 | Gates 500/230kV TB #11 | Gates 230/70kV TB #5 | Tranquility-Helm 230kV Line | Dairyland-Chowchilla 115kV Line | Chowchilla-Le grand 115kV Line | NEW- Melones-Cottle 230kV line | Los Banos 500/230kV TB | Schindler 115/70kV TB #1 | Panoche- Mendota 115 kV line | Panoche-Oro Loma 115kV Line | Borden-Storey #1 230kV line | Merced 115/70kV TB#2 | Helm 230/70kV TB #1 | Oro Loma-El Nido 115kV Line | Diablo-Gates 500 kV line | Mustang-Henrietta 230 kV line | Gates-Panoche 230 kV #1 and #2 Lines | NEW-Metcalf-Mosslanding 500kV
|  | PTO area | SCE | SCE | SCE | SCE | SCE | SCE | SCE | SCE | SCE | SCE | SCE | SCE | SCE | SCE | SCE | SCE | SCE | SCE | SCE | SCE | SCE | SCE | VEA | VEA | SCE | SDGE | SDGE | SDGE | SDGE | SDGE | SDGE | SDGE | SDGE | SDGE | SDGE | SDGE | SDGE | SDGE | SDGE | PGE | PGE | PGE | PGE | PGE | PGE | PGE | PGE | PGE | PGE | PGE | PGE | PGE | PGE | PGE | PGE | PGE | PGE | PGE | PGE | PGE | PGE | PGE | PGE | PGE | PGE | PGE | PGE | PGE | PGE | PGE | PGE | PGE | PGE | PGE | PGE | PGE | PGE | PGE | PGE | PGE | PGE | PGE | PGE | PGE | PGE | PGE | PGE | PGE | PGE | PGE | PGE | PGE | PGE | PGE | PGE | PGE | PGE
|  | Wind/Solar Designation Area | Solar | Solar | Solar | Solar | Solar | Solar | Solar | Solar | Solar | Solar | Solar | Solar | Solar | Solar | Solar | Solar | Solar | Solar | Solar | Solar | Solar | Solar | Solar | Solar | Solar | Solar | Solar | Solar | Solar | Solar | Solar | Solar | Solar | Solar | Solar | Solar | Solar | Solar | Solar | Wind | Wind | Wind | Wind | Wind | Wind | Wind | Wind | Wind | Wind | Wind | Wind | Wind | Wind | Wind | Wind | Wind | Wind | Wind | Wind | Wind | Wind | Wind | Wind | Wind | Wind | Wind | Wind | Solar | Solar | Solar | Solar | Solar | Solar | Solar | Solar | Solar | Solar | Solar | Solar | Solar | Solar | Solar | Solar | Solar | Solar | Solar | Solar | Solar | Solar | Solar | Solar | Solar | Solar | Solar | Solar | Solar | Solar
White Paper Constraint Initial Capacity |  | FCDS | 6149.12 | 6733.24 | 3530 | 2400 | 954 | 876 | 977 | 0 | 2700 | 13500 | 0 | 256 | 1034 | 1328 | 297 | 1160 | 2300 | 6133 | 0 | 4824 | 1450 | 6651 | 3372 | 4032 | 10105 | 1324 | 224 | 406 | 602 | 231 | 1832.4 | 1035 | 1677.4 | 204 | 1175 | 2169.2 | 682.4 | 1028 | 501 | 3379 | 90.45 | 971 | 347 | 15 | 50 | 1661 | 423 | 1042 | 0 | 1290 | 2146 | 2257 | 3140 | 546 | 1233 | 4574 | 32 | 298 | 8054 | 3154 | 926 | 962.9 | 102.97 | 178.92 | 382 | 9287 | 656 | 927 | 1562 | 231 | 1912 | 94.45 | 17.78 | 184.8 | 1592 | 240 | 471 | 2280 | 5406 | 5336.9 | 300.67 | 2921 | 1110.5 | 0 | 687 | 6411 | 0 | 1985 | 1782 | 412 | 122 | 38 | 528 | 5161 | 5581 | 4562 | 1666
|  | FCDS Limit Type | Actual | Actual | Actual | Actual | Actual | Actual | Actual | Actual | Actual | Default | Actual | Default | Default | Default | Actual | Actual | Actual | Default | Actual | Actual | Actual | Default | Actual | Actual | Actual | Actual | Actual | Actual | Actual | Actual | Actual | Actual | Actual | Actual | Actual | Actual | Actual | Actual | Actual | Actual | Actual | Actual | Actual | Actual | Actual | Actual | Actual | Actual | Actual | Actual | Actual | Actual | Actual | Actual | Actual | Actual | Actual | Actual | Actual | Actual | Actual | Actual | Actual | Actual | Actual | Actual | Actual | Actual | Actual | Actual | Actual | Actual | Actual | Actual | Actual | Actual | Actual | Default | Actual | Actual | Actual | Actual | Actual | Actual | Actual | Actual | Actual | Actual | Actual | Actual | Actual | Actual | Actual | Actual | Actual | Actual | Default
|  | EODS | 8920.36 | 8496.34 | 6426 | 2614.3 | 2641 | 1527 | 2138 | 0 | 2700 | 13500 | 120 | 1190 | 1878 | 2427 | 552 | 2202 | 2300 | 7328 | 392 | 7313 | 1603 | 10182 | 3642 | 4302 | 12605 | 1324 | 224 | 406 | 602 | 231 | 5579 | 1377 | 5624 | 204 | 1175 | 2169.2 | 2369 | 1028 | 501 | 7706 | 81 | 1422 | 379 | 15 | 96 | 2539 | 463 | 975 | 0 | 3728 | 4811 | 768 | 5136 | 3673 | 3667 | 10136 | 77 | 495 | 7290 | 4254 | 3909 | 1220 | 102.97 | 180 | 273 | 9538 | 1176 | 1005 | 1226 | 144 | 1928 | 58 | 270 | 109 | 1377 | 255 | 471 | 2280 | 3581 | 5027 | 272 | 2777 | 1066 | 158 | 945 | 7216 | 50 | 1216 | 1903 | 780 | 156 | 128 | 308 | 5581 | 5617 | 4589 | 6083
|  | EODS Limit Type | Default | Default | Default | Default | Default | Default | Actual | Actual | Default | Default | Default | Default | Default | Default | Default | Actual | Default | Default | Default | Default | Actual | Default | Actual | Actual | Default | Default | Default | Default | Actual | Default | Actual | Actual | Actual | Default | Default | Actual | Default | Default | Default | Default | Default | Default | Default | Default | Default | Default | Default | Default | Actual | Default | Default | Default | Default | Default | Default | Default | Default | Default | Default | Default | Default | Default | Default | Default | Default | Default | Default | Actual | Actual | Actual | Default | Actual | Default | Actual | Actual | Actual | Default | Default | Actual | Actual | Actual | Actual | Actual | Actual | Actual | Actual | Actual | Actual | Default | Actual | Actual | Actual | Actual | Actual | Default | Default | Actual
White Paper Transmission Upgrade Info |  | FCDS AMOUNT | 1500 | 2000 | 1800 | 2500 | 900 | 500 | 2000 | 2000 | 800 | N/A | 186 | 200 | N/A | N/A | 1046 | 1370 | 3000 | 532 | 600 | 3350 | 1200 | 1522 | N/A | N/A | 6800 | 920 | 700 | 547 | 9999 | 431 | 2047.6 | 2823 | 2208.6 | 692 | 2189 | 548 | 1686.8 | 2201 | 556 | 8645 | 109 | 50 | 480 | 26 | 707 | 460 | 574 | 485 | 2000 | N/A | N/A | N/A | N/A | 6034 | 5601 | 3521 | 131 | 1255 | 831 | 300 | 163 | 290 | 74 | 70 | 712 | 4344 | 1766 | 1418 | 16891 | 687 | 179 | 206 | 9 | 367 | 784 | 637 | 234 | N/A | 14825 | 10038 | 47 | 2274 | 1211 | 1211 | N/A | N/A | 3160 | 2019 | 588 | 1247 | 358 | 60 | 3192 | 4125 | 2479 | 8379 | N/A
|  | Est. Cost (millions): | 13.2 | 85.9 | 660 | 612 | 600 | 1253 | 4358 | 100 | 28 | - | 329 | N/A | N/A | N/A | 239 | 67 | 463 | N/A | 1182 | 89 | 69 | N/A | N/A | N/A | 2165 | 58.1 | 100 | 14.7 | N/A | 671.054 | N/A | N/A | N/A | 28.3 | 79.91 | N/A | N/A | 210.6 | 103.366 | 2851.848 | 9.329 | 50 | 185 | 180 | 125 | 400 | 0 | 0 | N/A | N/A | 0 | 0 | 0 | 417.332 | 0 | 0 | 185 | 1700 | 0 | 0 | 0 | 125 | 400 | 0 | 380 | 25 | 700 | 1008.032 | 940 | 220 | 30 | 620 | 0 | 120 | 150 | 760 | 100 | N/A | 35 | 0 | 110 | 1500 | 250 | 550 | N/A | N/A | 370 | 0 | 0 | 50 | 125 | 135 | 330 | 830 | 0 | 214 | 200
|  | Est. In Service Date: | 2028 | 2030 | 2035 | 2035 | 2035 | 2035 | 2035 | 2028 | 2028 | 0 | 2035 | 2033 | 0 | 0 | 2035 | 2030 | 2032 | 2034 | 2036 | 2029 | 2030 | 2034 | 0 | 0 | 2036 | 2031 | 2030 | 2030 | 2032 | 2030 | 2034 | 2034 | 2034 | 2030 | 2031 | 2034 | 2034 | 2031 | 2030 | 2038 | 2031 | 2031 | 2036 | 2033 | 2033 | 2036 | 2036 | 2036 | 2034 | 2028 | 2028 | 2028 | 2028 | 2033 | 2033 | 2033 | 2036 | 2044 | 2044 | 2044 | 2044 | 2033 | 2038 | 2038 | 2038 | 2031 | 2038 | 2034 | 2038 | 2034 | 2031 | 2037 | 2037 | 2033 | 2034 | 2038 | 2032 | 0 | 2030 | 2030 | 2034 | 2041 | 2036 | 2041 | 2028 | 2028 | 2036 | 2036 | 2033 | 2033 | 2038 | 2033 | 2036 | 2034 | 2034 | 2033 | 0
|  | EODS AMOUNT | N/A | N/A | N/A | N/A | N/A | N/A | 2000 | 15 | N/A | N/A | N/A | N/A | N/A | N/A | N/A | 1299 | N/A | 532 | N/A | N/A | 1200 | 1522 | N/A | N/A | 6800 | N/A | N/A | N/A | 9999 | N/A | 2048 | 4680 | 2209 | N/A | N/A | 2724.8 | N/A | N/A | N/A | N/A | N/A | N/A | N/A | 25 | N/A | N/A | N/A | N/A | 2000 | N/A | N/A | N/A | N/A | N/A | N/A | N/A | N/A | N/A | N/A | N/A | N/A | N/A | N/A | N/A | N/A | N/A | N/A | 230 | 962 | 632 | N/A | 67.7 | N/A | 106.58 | 1477 | 475 | N/A | N/A | 6843 | 6343 | 390 | 607 | 122 | 546 | N/A | N/A | 87 | 302 | N/A | 2047 | 291 | 226 | 65 | 4125 | 2479 | N/A | N/A
|  | Est. Cost (millions): | N/A | N/A | N/A | N/A | N/A | N/A | 66 | 45 | N/A | N/A | N/A | N/A | N/A | N/A | N/A | 67 | N/A | N/A | N/A | N/A | 69 | N/A | N/A | N/A | 2165 | N/A | N/A | N/A | N/A | N/A | N/A | N/A | N/A | N/A | N/A | N/A | N/A | N/A | N/A | N/A | N/A | N/A | N/A | 180 | N/A | N/A | N/A | N/A | N/A | N/A | N/A | N/A | N/A | N/A | N/A | N/A | N/A | N/A | N/A | N/A | N/A | N/A | N/A | N/A | N/A | N/A | N/A | 1008.032 | 940 | 220 | N/A | 620 | 0 | 120 | 150 | 760 | 100 | N/A | 35 | 0 | 110 | 1500 | 250 | 550 | N/A | N/A | 370 | 0 | N/A | N/A | 125 | 135 | 330 | 830 | 0 | N/A | N/A
|  | Est. In Service Date: | 0 | 0 | 0 | 0 | 0 | 0 | 2035 | 2029 | 0 | 0 | 0 | 2033 | 0 | 0 | 0 | 2029 | 0 | 2034 | 0 | 0 | 0 | 2034 | 0 | 0 | 2036 | 0 | 0 | 0 | 2032 | 0 | 2034 | 2034 | 2034 | 0 | 0 | 2034 | 0 | 0 | 0 | 0 | 0 | 0 | 0 | 2033 | 0 | 0 | 0 | 0 | 2034 | 0 | 0 | 0 | 0 | 0 | 0 | 0 | 0 | 0 | 0 | 0 | 0 | 0 | 0 | 0 | 0 | 0 | 0 | 2034 | 2038 | 2034 | 0 | 2037 | 2037 | 2033 | 2034 | 2038 | 2032 | 0 | 2030 | 2030 | 2034 | 2041 | 2036 | 2041 | 2028 | 2028 | 2036 | 2036 | 0 | 2033 | 2038 | 2033 | 2036 | 2034 | 2034 | 0 | 0
|  | Upgrades are same | None | None | None | None | None | None | No | No | None | None | None | Yes | None | None | None | Yes | None | Yes | None | None | Yes | Yes | Yes | Yes | Yes | None | None | None | Yes | None | Yes | Yes | YES | None | None | Yes | None | None | None | None | None | None | None | Yes | None | None | None | None | Yes | None | None | None | None | None | None | None | None | None | None | None | None | None | None | None | None | None | None | Yes | Yes | Yes | None | Yes | Yes | Yes | Yes | Yes | Yes | None | Yes | Yes | Yes | Yes | Yes | Yes | Yes | Yes | Yes | Yes | None | Yes | Yes | Yes | Yes | Yes | Yes | None | No
|  | Upgrade approved | No | No | No | No | No | No | No | No | No | No | No | Yes | Yes | Yes | No | No | No | Yes | No | No | No | Yes | Yes | Yes | No | No | No | No | Yes | No | Yes | Yes | Yes | No | No | Yes | Yes | No | No | No | No | No | No | No | No | No | No | No | Yes | Yes | Yes | Yes | Yes | No | No | No | No | No | No | No | No | No | No | No | No | No | No | No | No | No | No | No | No | No | No | No | No | No | No | No | No | No | No | No | Yes | Yes | No | No | No | No | No | No | No | No | No | No | No
Tx Calculations for Mapped Portfolio Resources
FCDS | Mapped MWs
|  | Geothermal | 0 | 0 | 0 | 0 | 0 | 0 | 0 | 0 | 0 | 422 | 13 | 13 | 13 | 13 | 0 | 0 | 0 | 0 | 586.5 | 586.5 | 0 | 586.5 | 450 | 723.3 | 723.3 | 0 | 0 | 0 | 165 | 0 | 165 | 165 | 165 | 0 | 0 | 165 | 165 | 0 | 0 | 405.5 | 40 | 165.5 | 40 | 0 | 0 | 40 | 40 | 40 | 0 | 0 | 0 | 0 | 165.5 | 55.5 | 165.5 | 165.5 | 0 | 0 | 55.5 | 95.5 | 40 | 0 | 0 | 0 | 0 | 55.5 | 165.5 | 0 | 0 | 0 | 0 | 0 | 0 | 0 | 0 | 0 | 0 | 0 | 0 | 0 | 0 | 0 | 0 | 0 | 0 | 0 | 0 | 0 | 0 | 0 | 0 | 0 | 0 | 0 | 0 | 0 | 0
|  | Biomass | 0 | 0 | 0 | 0 | 0 | 0 | 0 | 0 | 0 | 0 | 0 | 1.5 | 4.2 | 4.2 | 0 | 0 | 0 | 0 | 0 | 5.25 | 0 | 5.25 | 0 | 0 | 0 | 0 | 0 | 0 | 0 | 0 | 0 | 0 | 0 | 0 | 0 | 0 | 0 | 0 | 0 | 112.13 | 0 | 18.7 | 10 | 17.48 | 18.5 | 44.3 | 18.5 | 28.5 | 0 | 0.5 | 0 | 0 | 20.95 | 1.15 | 19.85 | 33.75 | 0 | 3.8 | 0.5 | 54.45 | 34.3 | 0.5 | 0 | 0 | 4.35 | 2.15 | 27.5 | 18.3 | 17 | 0 | 5 | 0 | 0 | 5 | 1.3 | 3 | 0 | 0 | 16.288 | 29.888 | 0 | 7.9 | 6.4 | 5.9 | 4 | 28.888 | 0 | 6.4 | 2.5 | 6 | 4 | 0 | 6.4 | 0 | 7.3 | 14 | 4.35
|  | Wind | 674 | 474 | 0 | 174 | 0 | 0 | 0 | 0 | 0 | 0 | 0 | 180 | 180 | 330 | 150 | 0 | 0 | 0 | 0 | 287.5 | 0 | 287.5 | 300 | 560 | 860 | 0 | 0 | 0 | 900 | 0 | 1260 | 1200 | 1260 | 0 | 0 | 1260 | 960 | 0 | 0 | 1718.2 | 0 | 0 | 0 | 200 | 0 | 150 | 0 | 0 | 0 | 0 | 0 | 0 | 0 | 415.6 | 234.8 | 826.6 | 0 | 0 | 634.8 | 890.8 | 0 | 0 | 0 | 0 | 6 | 720.6 | 234.8 | 113.07 | 0 | 0 | 0 | 0 | 0 | 0 | 0 | 0 | 0 | 0 | 609.97 | 609.97 | 0 | 150 | 150 | 150 | 150 | 496.9 | 0 | 150 | 150 | 150 | 0 | 0 | 150 | 0 | 263.07 | 113.07 | 106
|  | OOS Wind | 0 | 0 | 0 | 0 | 0 | 0 | 0 | 0 | 0 | 0 | 0 | 0 | 0 | 0 | 0 | 0 | 0 | 2994 | 0 | 0 | 0 | 2994 | 0 | 1111 | 7000 | 0 | 0 | 0 | 0 | 0 | 0 | 0 | 0 | 0 | 0 | 0 | 0 | 0 | 0 | 0 | 0 | 0 | 0 | 0 | 0 | 0 | 0 | 0 | 0 | 0 | 0 | 0 | 0 | 0 | 0 | 0 | 0 | 0 | 0 | 0 | 0 | 0 | 0 | 0 | 0 | 0 | 0 | 0 | 0 | 0 | 0 | 0 | 0 | 0 | 0 | 0 | 0 | 0 | 0 | 0 | 0 | 0 | 0 | 0 | 0 | 0 | 0 | 0 | 0 | 0 | 0 | 0 | 0 | 0 | 0 | 0 | 0
|  | Offshore Wind | 0 | 0 | 0 | 0 | 0 | 0 | 0 | 0 | 0 | 0 | 0 | 0 | 0 | 0 | 0 | 0 | 0 | 0 | 0 | 0 | 0 | 0 | 0 | 0 | 0 | 0 | 0 | 0 | 0 | 0 | 0 | 0 | 0 | 0 | 0 | 0 | 0 | 0 | 0 | 2680 | 0 | 0 | 0 | 0 | 0 | 0 | 0 | 0 | 2680 | 0 | 0 | 0 | 0 | 0 | 0 | 0 | 0 | 0 | 0 | 0 | 0 | 0 | 0 | 0 | 0 | 0 | 0 | 0 | 0 | 0 | 0 | 0 | 0 | 0 | 0 | 0 | 0 | 0 | 0 | 0 | 0 | 0 | 0 | 0 | 0 | 0 | 0 | 0 | 0 | 0 | 0 | 0 | 0 | 4875 | 4875 | 0 | 0
|  | Solar | 1246.5 | 696.5 | 425 | 652.5 | 0 | 425 | 425 | 0 | 0 | 10 | 0 | 250 | 450 | 650 | 200 | 300 | 0 | 647 | 0 | 175 | 0 | 475 | 866 | 866 | 1685.5 | 0 | 0 | 0 | 0 | 0 | 0 | 419.5 | 247.5 | 0 | 0 | 0 | 0 | 0 | 0 | 50 | 0 | 0 | 0 | 0 | 0 | 206.21 | 0 | 0 | 0 | 0 | 0 | 0 | 0 | 0 | 0 | 6.21 | 0 | 6.21 | 0 | 6.21 | 0 | 0 | 6.21 | 6.21 | 0 | 6.21 | 50 | 597 | 204 | 40 | 40 | 0 | 0 | 0 | 244 | 40 | 300 | 0 | 1442.2 | 1442.2 | 0 | 553 | 0 | 0 | 0 | 783 | 0 | 0 | 0 | 200 | 0 | 0 | 0 | 0 | 1392.2 | 353 | 0
|  | Battery_4hr | 2527 | 2251 | 1235 | 1015 | 465 | 595 | 675 | 0 | 525 | 1909.6 | 0 | 399.7 | 499.7 | 499.7 | 0 | 180 | 1549.4 | 2370.4 | 310 | 2671 | 446 | 4130.4 | 716 | 1195 | 3926.9 | 166.93 | 310 | 79.54 | 1137.35 | 71.91 | 1302.14 | 1230.5 | 1969.74 | 59.6 | 0 | 693.6 | 800.06 | 166.93 | 0 | 1138.45 | 0 | 42 | 0 | 0 | 0 | 1078.8 | 0 | 0 | 0 | 0 | 0 | 50 | 280 | 1114.7 | 503 | 1301 | 0 | 216 | 663.8 | 1028.1 | 20 | 0 | 15 | 114 | 0 | 1211.8 | 402.2 | 299.25 | 13 | 30 | 33 | 0 | 0 | 0 | 33 | 30 | 157.5 | 0 | 2033.95 | 1967.15 | 0 | 1289.05 | 0 | 32 | 0 | 1619.95 | 0 | 0 | 0 | 842.8 | 0 | 35 | 0 | 0 | 1106.05 | 456.25 | 0
|  | Battery_8hr | 523 | 523 | 0 | 0 | 0 | 0 | 0 | 0 | 0 | 10 | 0 | 6 | 6 | 6 | 0 | 0 | 0 | 0 | 0 | 100 | 0 | 100 | 0 | 0 | 0 | 100 | 0 | 0 | 50 | 0 | 50 | 0 | 100 | 50 | 0 | 0 | 0 | 100 | 0 | 95 | 0 | 0 | 0 | 0 | 0 | 50 | 0 | 0 | 0 | 0 | 0 | 0 | 0 | 0 | 0 | 272.075 | 0 | 0 | 0 | 277.075 | 50 | 0 | 0 | 0 | 36 | 100 | 95 | 0 | 0 | 0 | 0 | 0 | 0 | 0 | 0 | 0 | 0 | 0 | 91 | 91 | 0 | 85 | 50 | 0 | 50 | 41 | 0 | 50 | 50 | 50 | 0 | 0 | 50 | 0 | 35 | 35 | 42
|  | LDES | 900 | 900 | 0 | 0 | 0 | 0 | 0 | 0 | 0 | 0 | 0 | 0 | 0 | 0 | 0 | 0 | 0 | 0 | 0 | 200 | 0 | 200 | 0 | 0 | 0 | 409.2 | 0 | 0 | 409.2 | 0 | 409.2 | 0 | 409.2 | 0 | 0 | 0 | 0 | 0 | 0 | 490 | 0 | 5 | 0 | 0 | 0 | 486 | 0 | 0 | 0 | 100 | 0 | 0 | 105 | 100 | 105 | 105 | 0 | 0 | 100 | 446 | 346 | 0 | 0 | 0 | 0 | 100 | 75 | 100 | 0 | 0 | 0 | 0 | 0 | 0 | 0 | 0 | 0 | 200 | 240 | 240 | 0 | 240 | 140 | 140 | 0 | 240 | 0 | 140 | 140 | 140 | 0 | 0 | 0 | 0 | 100 | 100 | 0
EODS | Mapped MWs
|  | Wind | 0 | 0 | 0 | 0 | 0 | 0 | 0 | 0 | 0 | 0 | 0 | 32.18 | 32.18 | 32.18 | 0 | 0 | 0 | 0 | 0 | 37 | 0 | 37 | 0 | 50 | 50 | 0 | 0 | 0 | 452.5 | 0 | 555.8 | 552.5 | 555.8 | 0 | 0 | 555.8 | 455.8 | 0 | 0 | 228.95 | 0 | 0 | 0 | 6 | 0 | 50 | 0 | 0 | 0 | 0 | 0 | 0 | 0 | 186.95 | 107 | 186.95 | 0 | 0 | 183.5 | 233.5 | 0 | 0 | 0 | 0 | 0 | 186.95 | 107 | 0 | 0 | 0 | 0 | 0 | 0 | 0 | 0 | 0 | 0 | 0 | 50 | 50 | 0 | 50 | 50 | 50 | 50 | 50 | 0 | 50 | 50 | 50 | 0 | 0 | 50 | 0 | 50 | 0 | 0
|  | OOS Wind | 0 | 0 | 0 | 0 | 0 | 0 | 0 | 0 | 0 | 0 | 0 | 0 | 0 | 0 | 0 | 0 | 0 | 0 | 0 | 0 | 0 | 0 | 0 | 0 | 0 | 0 | 0 | 0 | 0 | 0 | 0 | 0 | 0 | 0 | 0 | 0 | 0 | 0 | 0 | 0 | 0 | 0 | 0 | 0 | 0 | 0 | 0 | 0 | 0 | 0 | 0 | 0 | 0 | 0 | 0 | 0 | 0 | 0 | 0 | 0 | 0 | 0 | 0 | 0 | 0 | 0 | 0 | 0 | 0 | 0 | 0 | 0 | 0 | 0 | 0 | 0 | 0 | 0 | 0 | 0 | 0 | 0 | 0 | 0 | 0 | 0 | 0 | 0 | 0 | 0 | 0 | 0 | 0 | 0 | 0 | 0 | 0
|  | Offshore Wind | 0 | 0 | 0 | 0 | 0 | 0 | 0 | 0 | 0 | 0 | 0 | 0 | 0 | 0 | 0 | 0 | 0 | 0 | 0 | 0 | 0 | 0 | 0 | 0 | 0 | 0 | 0 | 0 | 0 | 0 | 0 | 0 | 0 | 0 | 0 | 0 | 0 | 0 | 0 | 0 | 0 | 0 | 0 | 0 | 0 | 0 | 0 | 0 | 0 | 0 | 0 | 0 | 0 | 0 | 0 | 0 | 0 | 0 | 0 | 0 | 0 | 0 | 0 | 0 | 0 | 0 | 0 | 0 | 0 | 0 | 0 | 0 | 0 | 0 | 0 | 0 | 0 | 0 | 0 | 0 | 0 | 0 | 0 | 0 | 0 | 0 | 0 | 0 | 0 | 0 | 0 | 0 | 0 | 0 | 0 | 0 | 0
|  | Distributed Solar | 25.5 | 0 | 18 | 0 | 0 | 18 | 18 | 0 | 6.96 | 12.85 | 0 | 10.3 | 24.3 | 24.3 | 0 | 0 | 0 | 0 | 0 | 0 | 0 | 0 | 0 | 0 | 0 | 0 | 0 | 0.84 | 0 | 0.84 | 0.84 | 0 | 0.84 | 0 | 0 | 0 | 0.84 | 0 | 0 | 69.429 | 0 | 4 | 1.9 | 0 | 9.33 | 81.015 | 8.5 | 11.23 | 0 | 8 | 0 | 4 | 31.2 | 26.3 | 30.3 | 49.175 | 0 | 7.075 | 10 | 47.605 | 15.23 | 8 | 0 | 2.6 | 3 | 32.575 | 29.6 | 47.98 | 29.33 | 9 | 29.65 | 2.4 | 2.4 | 5.8 | 29.4 | 22.28 | 0 | 0 | 103.3 | 95.73 | 6.15 | 61.71 | 42.21 | 39.06 | 23.56 | 75.61 | 0 | 47.21 | 19.06 | 45.56 | 7.56 | 0 | 31.06 | 0 | 60.69 | 4.5 | 3
|  | Solar | 1403 | 1208 | 280 | 1020 | 0 | 175 | 280 | 0 | 0 | 0 | 0 | 239.8 | 239.8 | 389.8 | 150 | 500 | 2025 | 3148.5 | 290 | 593.5 | 463.5 | 3118.5 | 903 | 903 | 3672 | 0 | 0 | 0 | 142 | 0 | 249.4 | 941 | 888.4 | 0 | 0 | 249.4 | 249.4 | 0 | 0 | 355 | 12 | 0 | 12 | 0 | 12 | 661.11 | 0 | 12 | 0 | 0 | 0 | 0 | 0 | 113 | 113 | 207.11 | 0 | 14.11 | 100 | 126.11 | 12 | 0 | 14.11 | 14.11 | 0 | 114.11 | 243 | 540 | 145 | 0 | 83 | 0 | 0 | 80 | 123 | 0 | 70 | 600 | 2699.2 | 2858.2 | 0 | 1223.5 | 0 | 0 | 0 | 1806.5 | 0 | 0 | 0 | 784.5 | 0 | 35 | 0 | 0 | 2059.2 | 566.5 | 0
| HSN Output | HSN
|  | Geothermal | 0 | 0 | 0 | 0 | 0 | 0 | 0 | 0 | 0 | 422 | 13 | 13 | 13 | 13 | 0 | 0 | 0 | 0 | 586.5 | 586.5 | 0 | 586.5 | 450 | 723.3 | 723.3 | 0 | 0 | 0 | 165 | 0 | 165 | 165 | 165 | 0 | 0 | 165 | 165 | 0 | 0 | 405.5 | 40 | 165.5 | 40 | 0 | 0 | 40 | 40 | 40 | 0 | 0 | 0 | 0 | 165.5 | 55.5 | 165.5 | 165.5 | 0 | 0 | 55.5 | 95.5 | 40 | 0 | 0 | 0 | 0 | 55.5 | 165.5 | 0 | 0 | 0 | 0 | 0 | 0 | 0 | 0 | 0 | 0 | 0 | 0 | 0 | 0 | 0 | 0 | 0 | 0 | 0 | 0 | 0 | 0 | 0 | 0 | 0 | 0 | 0 | 0 | 0 | 0
|  | Biomass | 0 | 0 | 0 | 0 | 0 | 0 | 0 | 0 | 0 | 0 | 0 | 1.5 | 4.2 | 4.2 | 0 | 0 | 0 | 0 | 0 | 5.25 | 0 | 5.25 | 0 | 0 | 0 | 0 | 0 | 0 | 0 | 0 | 0 | 0 | 0 | 0 | 0 | 0 | 0 | 0 | 0 | 112.13 | 0 | 18.7 | 10 | 17.48 | 18.5 | 44.3 | 18.5 | 28.5 | 0 | 0.5 | 0 | 0 | 20.95 | 1.15 | 19.85 | 33.75 | 0 | 3.8 | 0.5 | 54.45 | 34.3 | 0.5 | 0 | 0 | 4.35 | 2.15 | 27.5 | 18.3 | 17 | 0 | 5 | 0 | 0 | 5 | 1.3 | 3 | 0 | 0 | 16.288 | 29.888 | 0 | 7.9 | 6.4 | 5.9 | 4 | 28.888 | 0 | 6.4 | 2.5 | 6 | 4 | 0 | 6.4 | 0 | 7.3 | 14 | 4.35
|  | Wind | 323.52 | 227.52 | 0 | 83.52 | 0 | 0 | 0 | 0 | 0 | 0 | 0 | 86.4 | 86.4 | 158.4 | 72 | 0 | 0 | 0 | 0 | 138 | 0 | 138 | 144 | 268.8 | 412.8 | 0 | 0 | 0 | 315 | 0 | 441 | 420 | 441 | 0 | 0 | 441 | 336 | 0 | 0 | 859.1 | 0 | 0 | 0 | 100 | 0 | 75 | 0 | 0 | 0 | 0 | 0 | 0 | 0 | 207.8 | 117.4 | 413.3 | 0 | 0 | 317.4 | 445.4 | 0 | 0 | 0 | 0 | 3 | 360.3 | 117.4 | 56.535 | 0 | 0 | 0 | 0 | 0 | 0 | 0 | 0 | 0 | 0 | 304.985 | 304.985 | 0 | 75 | 75 | 75 | 75 | 248.45 | 0 | 75 | 75 | 75 | 0 | 0 | 75 | 0 | 131.535 | 56.535 | 53
|  | OOS Wind | 0 | 0 | 0 | 0 | 0 | 0 | 0 | 0 | 0 | 0 | 0 | 0 | 0 | 0 | 0 | 0 | 0 | 2005.98 | 0 | 0 | 0 | 2005.98 | 0 | 744.37 | 4690 | 0 | 0 | 0 | 0 | 0 | 0 | 0 | 0 | 0 | 0 | 0 | 0 | 0 | 0 | 0 | 0 | 0 | 0 | 0 | 0 | 0 | 0 | 0 | 0 | 0 | 0 | 0 | 0 | 0 | 0 | 0 | 0 | 0 | 0 | 0 | 0 | 0 | 0 | 0 | 0 | 0 | 0 | 0 | 0 | 0 | 0 | 0 | 0 | 0 | 0 | 0 | 0 | 0 | 0 | 0 | 0 | 0 | 0 | 0 | 0 | 0 | 0 | 0 | 0 | 0 | 0 | 0 | 0 | 0 | 0 | 0 | 0
|  | Offshore Wind | 0 | 0 | 0 | 0 | 0 | 0 | 0 | 0 | 0 | 0 | 0 | 0 | 0 | 0 | 0 | 0 | 0 | 0 | 0 | 0 | 0 | 0 | 0 | 0 | 0 | 0 | 0 | 0 | 0 | 0 | 0 | 0 | 0 | 0 | 0 | 0 | 0 | 0 | 0 | 2278 | 0 | 0 | 0 | 0 | 0 | 0 | 0 | 0 | 2278 | 0 | 0 | 0 | 0 | 0 | 0 | 0 | 0 | 0 | 0 | 0 | 0 | 0 | 0 | 0 | 0 | 0 | 0 | 0 | 0 | 0 | 0 | 0 | 0 | 0 | 0 | 0 | 0 | 0 | 0 | 0 | 0 | 0 | 0 | 0 | 0 | 0 | 0 | 0 | 0 | 0 | 0 | 0 | 0 | 4143.75 | 4143.75 | 0 | 0
|  | Solar | 162.045 | 90.545 | 55.25 | 84.825 | 0 | 55.25 | 55.25 | 0 | 0 | 1.3 | 0 | 32.5 | 58.5 | 84.5 | 26 | 39 | 0 | 84.11 | 0 | 22.75 | 0 | 61.75 | 69.28 | 69.28 | 219.115 | 0 | 0 | 0 | 0 | 0 | 0 | 25.17 | 14.85 | 0 | 0 | 0 | 0 | 0 | 0 | 7.5 | 0 | 0 | 0 | 0 | 0 | 30.9315 | 0 | 0 | 0 | 0 | 0 | 0 | 0 | 0 | 0 | 0.9315 | 0 | 0.9315 | 0 | 0.9315 | 0 | 0 | 0.9315 | 0.9315 | 0 | 0.9315 | 7.5 | 89.55 | 30.6 | 6 | 6 | 0 | 0 | 0 | 36.6 | 6 | 45 | 0 | 216.33 | 216.33 | 0 | 82.95 | 0 | 0 | 0 | 117.45 | 0 | 0 | 0 | 30 | 0 | 0 | 0 | 0 | 208.83 | 52.95 | 0
|  | Battery_4hr | 2527 | 2251 | 1235 | 1015 | 465 | 595 | 675 | 0 | 525 | 1909.6 | 0 | 399.7 | 499.7 | 499.7 | 0 | 180 | 1549.4 | 2370.4 | 310 | 2671 | 446 | 4130.4 | 716 | 1195 | 3926.9 | 166.93 | 310 | 79.54 | 1137.35 | 71.91 | 1302.14 | 1230.5 | 1969.74 | 59.6 | 0 | 693.6 | 800.06 | 166.93 | 0 | 1138.45 | 0 | 42 | 0 | 0 | 0 | 1078.8 | 0 | 0 | 0 | 0 | 0 | 50 | 280 | 1114.7 | 503 | 1301 | 0 | 216 | 663.8 | 1028.1 | 20 | 0 | 15 | 114 | 0 | 1211.8 | 402.2 | 299.25 | 13 | 30 | 33 | 0 | 0 | 0 | 33 | 30 | 157.5 | 0 | 2033.95 | 1967.15 | 0 | 1289.05 | 0 | 32 | 0 | 1619.95 | 0 | 0 | 0 | 842.8 | 0 | 35 | 0 | 0 | 1106.05 | 456.25 | 0
|  | Battery_8hr | 523 | 523 | 0 | 0 | 0 | 0 | 0 | 0 | 0 | 10 | 0 | 6 | 6 | 6 | 0 | 0 | 0 | 0 | 0 | 100 | 0 | 100 | 0 | 0 | 0 | 100 | 0 | 0 | 50 | 0 | 50 | 0 | 100 | 50 | 0 | 0 | 0 | 100 | 0 | 95 | 0 | 0 | 0 | 0 | 0 | 50 | 0 | 0 | 0 | 0 | 0 | 0 | 0 | 0 | 0 | 272.075 | 0 | 0 | 0 | 277.075 | 50 | 0 | 0 | 0 | 36 | 100 | 95 | 0 | 0 | 0 | 0 | 0 | 0 | 0 | 0 | 0 | 0 | 0 | 91 | 91 | 0 | 85 | 50 | 0 | 50 | 41 | 0 | 50 | 50 | 50 | 0 | 0 | 50 | 0 | 35 | 35 | 42
|  | LDES | 900 | 900 | 0 | 0 | 0 | 0 | 0 | 0 | 0 | 0 | 0 | 0 | 0 | 0 | 0 | 0 | 0 | 0 | 0 | 200 | 0 | 200 | 0 | 0 | 0 | 409.2 | 0 | 0 | 409.2 | 0 | 409.2 | 0 | 409.2 | 0 | 0 | 0 | 0 | 0 | 0 | 490 | 0 | 5 | 0 | 0 | 0 | 486 | 0 | 0 | 0 | 100 | 0 | 0 | 105 | 100 | 105 | 105 | 0 | 0 | 100 | 446 | 346 | 0 | 0 | 0 | 0 | 100 | 75 | 100 | 0 | 0 | 0 | 0 | 0 | 0 | 0 | 0 | 0 | 200 | 240 | 240 | 0 | 240 | 140 | 140 | 0 | 240 | 0 | 140 | 140 | 140 | 0 | 0 | 0 | 0 | 100 | 100 | 0
|  | Total | 4435.565 | 3992.065 | 1290.25 | 1183.345 | 465 | 650.25 | 730.25 | 0 | 525 | 2342.9 | 13 | 539.1 | 667.8 | 765.8 | 98 | 219 | 1549.4 | 4460.49 | 896.5 | 3723.5 | 446 | 7227.88 | 1379.28 | 3000.75 | 9972.115 | 676.13 | 310 | 79.54 | 2076.55 | 71.91 | 2367.34 | 1840.67 | 3099.79 | 109.6 | 0 | 1299.6 | 1301.06 | 266.93 | 0 | 5385.68 | 40 | 231.2 | 50 | 117.48 | 18.5 | 1805.0315 | 58.5 | 68.5 | 2278 | 100.5 | 0 | 50 | 571.45 | 1479.15 | 910.75 | 2291.5565 | 0 | 220.7315 | 1137.2 | 2347.4565 | 490.3 | 0.5 | 15.9315 | 114.9315 | 43.35 | 1830.6815 | 890.1 | 563.635 | 60.6 | 36 | 44 | 0 | 0 | 5 | 70.9 | 39 | 202.5 | 200 | 2902.553 | 2849.353 | 0 | 1779.9 | 271.4 | 252.9 | 129 | 2295.738 | 0 | 271.4 | 267.5 | 1143.8 | 4 | 35 | 131.4 | 4143.75 | 5732.465 | 714.735 | 99.35
| SSN Output | SSN
|  | Geothermal | 0 | 0 | 0 | 0 | 0 | 0 | 0 | 0 | 0 | 422 | 13 | 13 | 13 | 13 | 0 | 0 | 0 | 0 | 586.5 | 586.5 | 0 | 586.5 | 450 | 723.3 | 723.3 | 0 | 0 | 0 | 165 | 0 | 165 | 165 | 165 | 0 | 0 | 165 | 165 | 0 | 0 | 405.5 | 40 | 165.5 | 40 | 0 | 0 | 40 | 40 | 40 | 0 | 0 | 0 | 0 | 165.5 | 55.5 | 165.5 | 165.5 | 0 | 0 | 55.5 | 95.5 | 40 | 0 | 0 | 0 | 0 | 55.5 | 165.5 | 0 | 0 | 0 | 0 | 0 | 0 | 0 | 0 | 0 | 0 | 0 | 0 | 0 | 0 | 0 | 0 | 0 | 0 | 0 | 0 | 0 | 0 | 0 | 0 | 0 | 0 | 0 | 0 | 0 | 0
|  | Biomass | 0 | 0 | 0 | 0 | 0 | 0 | 0 | 0 | 0 | 0 | 0 | 1.5 | 4.2 | 4.2 | 0 | 0 | 0 | 0 | 0 | 5.25 | 0 | 5.25 | 0 | 0 | 0 | 0 | 0 | 0 | 0 | 0 | 0 | 0 | 0 | 0 | 0 | 0 | 0 | 0 | 0 | 112.13 | 0 | 18.7 | 10 | 17.48 | 18.5 | 44.3 | 18.5 | 28.5 | 0 | 0.5 | 0 | 0 | 20.95 | 1.15 | 19.85 | 33.75 | 0 | 3.8 | 0.5 | 54.45 | 34.3 | 0.5 | 0 | 0 | 4.35 | 2.15 | 27.5 | 18.3 | 17 | 0 | 5 | 0 | 0 | 5 | 1.3 | 3 | 0 | 0 | 16.288 | 29.888 | 0 | 7.9 | 6.4 | 5.9 | 4 | 28.888 | 0 | 6.4 | 2.5 | 6 | 4 | 0 | 6.4 | 0 | 7.3 | 14 | 4.35
|  | Wind | 114.58 | 80.58 | 0 | 29.58 | 0 | 0 | 0 | 0 | 0 | 0 | 0 | 30.6 | 30.6 | 56.1 | 25.5 | 0 | 0 | 0 | 0 | 48.875 | 0 | 48.875 | 51 | 95.2 | 146.2 | 0 | 0 | 0 | 90 | 0 | 126 | 120 | 126 | 0 | 0 | 126 | 96 | 0 | 0 | 326.458 | 0 | 0 | 0 | 38 | 0 | 28.5 | 0 | 0 | 0 | 0 | 0 | 0 | 0 | 78.964 | 44.612 | 157.054 | 0 | 0 | 120.612 | 169.252 | 0 | 0 | 0 | 0 | 1.14 | 136.914 | 44.612 | 21.4833 | 0 | 0 | 0 | 0 | 0 | 0 | 0 | 0 | 0 | 0 | 115.8943 | 115.8943 | 0 | 28.5 | 28.5 | 28.5 | 28.5 | 94.411 | 0 | 28.5 | 28.5 | 28.5 | 0 | 0 | 28.5 | 0 | 49.9833 | 21.4833 | 20.14
|  | OOS Wind | 0 | 0 | 0 | 0 | 0 | 0 | 0 | 0 | 0 | 0 | 0 | 0 | 0 | 0 | 0 | 0 | 0 | 1047.9 | 0 | 0 | 0 | 1047.9 | 0 | 388.85 | 2450 | 0 | 0 | 0 | 0 | 0 | 0 | 0 | 0 | 0 | 0 | 0 | 0 | 0 | 0 | 0 | 0 | 0 | 0 | 0 | 0 | 0 | 0 | 0 | 0 | 0 | 0 | 0 | 0 | 0 | 0 | 0 | 0 | 0 | 0 | 0 | 0 | 0 | 0 | 0 | 0 | 0 | 0 | 0 | 0 | 0 | 0 | 0 | 0 | 0 | 0 | 0 | 0 | 0 | 0 | 0 | 0 | 0 | 0 | 0 | 0 | 0 | 0 | 0 | 0 | 0 | 0 | 0 | 0 | 0 | 0 | 0 | 0
|  | Offshore Wind | 0 | 0 | 0 | 0 | 0 | 0 | 0 | 0 | 0 | 0 | 0 | 0 | 0 | 0 | 0 | 0 | 0 | 0 | 0 | 0 | 0 | 0 | 0 | 0 | 0 | 0 | 0 | 0 | 0 | 0 | 0 | 0 | 0 | 0 | 0 | 0 | 0 | 0 | 0 | 1206 | 0 | 0 | 0 | 0 | 0 | 0 | 0 | 0 | 1206 | 0 | 0 | 0 | 0 | 0 | 0 | 0 | 0 | 0 | 0 | 0 | 0 | 0 | 0 | 0 | 0 | 0 | 0 | 0 | 0 | 0 | 0 | 0 | 0 | 0 | 0 | 0 | 0 | 0 | 0 | 0 | 0 | 0 | 0 | 0 | 0 | 0 | 0 | 0 | 0 | 0 | 0 | 0 | 0 | 2193.75 | 2193.75 | 0 | 0
|  | Solar | 997.2 | 557.2 | 340 | 522 | 0 | 340 | 340 | 0 | 0 | 8 | 0 | 200 | 360 | 520 | 160 | 240 | 0 | 517.6 | 0 | 140 | 0 | 380 | 571.56 | 571.56 | 1348.4 | 0 | 0 | 0 | 0 | 0 | 0 | 297.845 | 175.725 | 0 | 0 | 0 | 0 | 0 | 0 | 35.5 | 0 | 0 | 0 | 0 | 0 | 146.4091 | 0 | 0 | 0 | 0 | 0 | 0 | 0 | 0 | 0 | 4.4091 | 0 | 4.4091 | 0 | 4.4091 | 0 | 0 | 4.4091 | 4.4091 | 0 | 4.4091 | 35.5 | 423.87 | 144.84 | 28.4 | 28.4 | 0 | 0 | 0 | 173.24 | 28.4 | 213 | 0 | 1023.962 | 1023.962 | 0 | 392.63 | 0 | 0 | 0 | 555.93 | 0 | 0 | 0 | 142 | 0 | 0 | 0 | 0 | 988.462 | 250.63 | 0
|  | Battery_4hr | 1263.5 | 1125.5 | 617.5 | 507.5 | 232.5 | 297.5 | 337.5 | 0 | 262.5 | 954.8 | 0 | 199.85 | 249.85 | 249.85 | 0 | 90 | 774.7 | 1185.2 | 155 | 1335.5 | 223 | 2065.2 | 358 | 597.5 | 1963.45 | 83.465 | 155 | 39.77 | 568.675 | 35.955 | 651.07 | 615.25 | 984.87 | 29.8 | 0 | 346.8 | 400.03 | 83.465 | 0 | 569.225 | 0 | 21 | 0 | 0 | 0 | 539.4 | 0 | 0 | 0 | 0 | 0 | 25 | 140 | 557.35 | 251.5 | 650.5 | 0 | 108 | 331.9 | 514.05 | 10 | 0 | 7.5 | 57 | 0 | 605.9 | 201.1 | 149.625 | 6.5 | 15 | 16.5 | 0 | 0 | 0 | 16.5 | 15 | 78.75 | 0 | 1016.975 | 983.575 | 0 | 644.525 | 0 | 16 | 0 | 809.975 | 0 | 0 | 0 | 421.4 | 0 | 17.5 | 0 | 0 | 553.025 | 228.125 | 0
|  | Battery_8hr | 261.5 | 261.5 | 0 | 0 | 0 | 0 | 0 | 0 | 0 | 5 | 0 | 3 | 3 | 3 | 0 | 0 | 0 | 0 | 0 | 50 | 0 | 50 | 0 | 0 | 0 | 50 | 0 | 0 | 25 | 0 | 25 | 0 | 50 | 25 | 0 | 0 | 0 | 50 | 0 | 47.5 | 0 | 0 | 0 | 0 | 0 | 25 | 0 | 0 | 0 | 0 | 0 | 0 | 0 | 0 | 0 | 136.0375 | 0 | 0 | 0 | 138.5375 | 25 | 0 | 0 | 0 | 18 | 50 | 47.5 | 0 | 0 | 0 | 0 | 0 | 0 | 0 | 0 | 0 | 0 | 0 | 45.5 | 45.5 | 0 | 42.5 | 25 | 0 | 25 | 20.5 | 0 | 25 | 25 | 25 | 0 | 0 | 25 | 0 | 17.5 | 17.5 | 21
|  | LDES | 450 | 450 | 0 | 0 | 0 | 0 | 0 | 0 | 0 | 0 | 0 | 0 | 0 | 0 | 0 | 0 | 0 | 0 | 0 | 100 | 0 | 100 | 0 | 0 | 0 | 204.6 | 0 | 0 | 204.6 | 0 | 204.6 | 0 | 204.6 | 0 | 0 | 0 | 0 | 0 | 0 | 245 | 0 | 2.5 | 0 | 0 | 0 | 243 | 0 | 0 | 0 | 50 | 0 | 0 | 52.5 | 50 | 52.5 | 52.5 | 0 | 0 | 50 | 223 | 173 | 0 | 0 | 0 | 0 | 50 | 37.5 | 50 | 0 | 0 | 0 | 0 | 0 | 0 | 0 | 0 | 0 | 100 | 120 | 120 | 0 | 120 | 70 | 70 | 0 | 120 | 0 | 70 | 70 | 70 | 0 | 0 | 0 | 0 | 50 | 50 | 0
|  | Total | 3086.78 | 2474.78 | 957.5 | 1059.08 | 232.5 | 637.5 | 677.5 | 0 | 262.5 | 1389.8 | 13 | 447.95 | 660.65 | 846.15 | 185.5 | 330 | 774.7 | 2750.7 | 741.5 | 2266.125 | 223 | 4283.725 | 1430.56 | 2376.41 | 6631.35 | 338.065 | 155 | 39.77 | 1053.275 | 35.955 | 1171.67 | 1198.095 | 1706.195 | 54.8 | 0 | 637.8 | 661.03 | 133.465 | 0 | 2947.313 | 40 | 207.7 | 50 | 55.48 | 18.5 | 1066.6091 | 58.5 | 68.5 | 1206 | 50.5 | 0 | 25 | 378.95 | 742.964 | 533.962 | 1199.7506 | 0 | 116.2091 | 558.512 | 1199.1986 | 282.3 | 0.5 | 11.9091 | 61.4091 | 23.49 | 904.8731 | 559.212 | 663.2783 | 168.34 | 43.4 | 49.9 | 0 | 0 | 5 | 191.04 | 46.4 | 291.75 | 100 | 2338.6193 | 2318.8193 | 0 | 1236.055 | 129.9 | 120.4 | 57.5 | 1629.704 | 0 | 129.9 | 126 | 692.9 | 4 | 17.5 | 59.9 | 2193.75 | 3860.0203 | 581.7383 | 45.49
| EODS Output | EODS
|  | Geothermal | 0 | 0 | 0 | 0 | 0 | 0 | 0 | 0 | 0 | 422 | 13 | 13 | 13 | 13 | 0 | 0 | 0 | 0 | 586.5 | 586.5 | 0 | 586.5 | 450 | 723.3 | 723.3 | 0 | 0 | 0 | 165 | 0 | 165 | 165 | 165 | 0 | 0 | 165 | 165 | 0 | 0 | 405.5 | 40 | 165.5 | 40 | 0 | 0 | 40 | 40 | 40 | 0 | 0 | 0 | 0 | 165.5 | 55.5 | 165.5 | 165.5 | 0 | 0 | 55.5 | 95.5 | 40 | 0 | 0 | 0 | 0 | 55.5 | 165.5 | 0 | 0 | 0 | 0 | 0 | 0 | 0 | 0 | 0 | 0 | 0 | 0 | 0 | 0 | 0 | 0 | 0 | 0 | 0 | 0 | 0 | 0 | 0 | 0 | 0 | 0 | 0 | 0 | 0 | 0
|  | Biomass | 0 | 0 | 0 | 0 | 0 | 0 | 0 | 0 | 0 | 0 | 0 | 0 | 0 | 0 | 0 | 0 | 0 | 0 | 0 | 0 | 0 | 0 | 0 | 0 | 0 | 0 | 0 | 0 | 0 | 0 | 0 | 0 | 0 | 0 | 0 | 0 | 0 | 0 | 0 | 0 | 0 | 0 | 0 | 0 | 0 | 0 | 0 | 0 | 0 | 0 | 0 | 0 | 0 | 0 | 0 | 0 | 0 | 0 | 0 | 0 | 0 | 0 | 0 | 0 | 0 | 0 | 0 | 0 | 0 | 0 | 0 | 0 | 0 | 0 | 0 | 0 | 0 | 0 | 0 | 0 | 0 | 0 | 0 | 0 | 0 | 0 | 0 | 0 | 0 | 0 | 0 | 0 | 0 | 0 | 0 | 0 | 0
|  | Wind | 296.56 | 208.56 | 0 | 76.56 | 0 | 0 | 0 | 0 | 0 | 0 | 0 | 93.3592 | 93.3592 | 159.3592 | 66 | 0 | 0 | 0 | 0 | 142.78 | 0 | 142.78 | 132 | 268.4 | 400.4 | 0 | 0 | 0 | 595.1 | 0 | 798.952 | 771.1 | 798.952 | 0 | 0 | 798.952 | 622.952 | 0 | 0 | 1226.7045 | 0 | 0 | 0 | 129.78 | 0 | 126 | 0 | 0 | 0 | 0 | 0 | 0 | 0 | 379.6065 | 215.334 | 638.5365 | 0 | 0 | 515.529 | 708.309 | 0 | 0 | 0 | 0 | 3.78 | 571.7565 | 215.334 | 49.7508 | 0 | 0 | 0 | 0 | 0 | 0 | 0 | 0 | 0 | 0 | 290.3868 | 290.3868 | 0 | 88 | 88 | 88 | 88 | 240.636 | 0 | 88 | 88 | 88 | 0 | 0 | 88 | 0 | 137.7508 | 49.7508 | 46.64
|  | OOS Wind | 0 | 0 | 0 | 0 | 0 | 0 | 0 | 0 | 0 | 0 | 0 | 0 | 0 | 0 | 0 | 0 | 0 | 2005.98 | 0 | 0 | 0 | 2005.98 | 0 | 744.37 | 4690 | 0 | 0 | 0 | 0 | 0 | 0 | 0 | 0 | 0 | 0 | 0 | 0 | 0 | 0 | 0 | 0 | 0 | 0 | 0 | 0 | 0 | 0 | 0 | 0 | 0 | 0 | 0 | 0 | 0 | 0 | 0 | 0 | 0 | 0 | 0 | 0 | 0 | 0 | 0 | 0 | 0 | 0 | 0 | 0 | 0 | 0 | 0 | 0 | 0 | 0 | 0 | 0 | 0 | 0 | 0 | 0 | 0 | 0 | 0 | 0 | 0 | 0 | 0 | 0 | 0 | 0 | 0 | 0 | 0 | 0 | 0 | 0
|  | Offshore Wind | 0 | 0 | 0 | 0 | 0 | 0 | 0 | 0 | 0 | 0 | 0 | 0 | 0 | 0 | 0 | 0 | 0 | 0 | 0 | 0 | 0 | 0 | 0 | 0 | 0 | 0 | 0 | 0 | 0 | 0 | 0 | 0 | 0 | 0 | 0 | 0 | 0 | 0 | 0 | 2680 | 0 | 0 | 0 | 0 | 0 | 0 | 0 | 0 | 2680 | 0 | 0 | 0 | 0 | 0 | 0 | 0 | 0 | 0 | 0 | 0 | 0 | 0 | 0 | 0 | 0 | 0 | 0 | 0 | 0 | 0 | 0 | 0 | 0 | 0 | 0 | 0 | 0 | 0 | 0 | 0 | 0 | 0 | 0 | 0 | 0 | 0 | 0 | 0 | 0 | 0 | 0 | 0 | 0 | 4875 | 4875 | 0 | 0
|  | Distributed Solar | 19.635 | 0 | 13.86 | 0 | 0 | 13.86 | 13.86 | 0 | 5.3592 | 9.8945 | 0 | 7.931 | 18.711 | 18.711 | 0 | 0 | 0 | 0 | 0 | 0 | 0 | 0 | 0 | 0 | 0 | 0 | 0 | 0.6636 | 0 | 0.6636 | 0.6636 | 0 | 0.6636 | 0 | 0 | 0 | 0.6636 | 0 | 0 | 47.2117 | 0 | 2.72 | 1.292 | 0 | 6.3444 | 55.0902 | 5.78 | 7.6364 | 0 | 5.44 | 0 | 2.72 | 21.216 | 17.884 | 20.604 | 33.439 | 0 | 4.811 | 6.8 | 32.3714 | 10.3564 | 5.44 | 0 | 1.768 | 2.04 | 22.151 | 20.128 | 37.9042 | 23.1707 | 7.11 | 23.4235 | 1.896 | 1.896 | 4.582 | 23.226 | 17.6012 | 0 | 0 | 81.607 | 75.6267 | 4.8585 | 48.7509 | 33.3459 | 30.8574 | 18.6124 | 59.7319 | 0 | 37.2959 | 15.0574 | 35.9924 | 5.9724 | 0 | 24.5374 | 0 | 47.9451 | 3.555 | 2.37
|  | Solar | 2040.115 | 1466.465 | 542.85 | 1287.825 | 0 | 462 | 542.85 | 0 | 0 | 7.7 | 0 | 377.146 | 531.146 | 800.646 | 269.5 | 616 | 1559.25 | 2922.535 | 223.3 | 591.745 | 356.895 | 2766.995 | 1362.13 | 1362.13 | 4125.275 | 0 | 0 | 0 | 112.18 | 0 | 197.026 | 1074.795 | 897.361 | 0 | 0 | 197.026 | 197.026 | 0 | 0 | 275.4 | 8.16 | 0 | 8.16 | 0 | 8.16 | 589.7776 | 0 | 8.16 | 0 | 0 | 0 | 0 | 0 | 76.84 | 76.84 | 145.0576 | 0 | 13.8176 | 68 | 89.9776 | 8.16 | 0 | 13.8176 | 13.8176 | 0 | 81.8176 | 199.24 | 898.23 | 275.71 | 31.6 | 97.17 | 0 | 0 | 63.2 | 289.93 | 31.6 | 292.3 | 474 | 3271.706 | 3397.316 | 0 | 1403.435 | 0 | 0 | 0 | 2045.705 | 0 | 0 | 0 | 777.755 | 0 | 27.65 | 0 | 0 | 2726.606 | 726.405 | 0
|  | Battery_4hr | -2527 | -2251 | -1235 | -1015 | -465 | -595 | -675 | 0 | -525 | -1909.6 | 0 | -399.7 | -499.7 | -499.7 | 0 | -180 | -1549.4 | -2370.4 | -310 | -2671 | -446 | -4130.4 | -716 | -1195 | -3926.9 | -166.93 | -310 | -79.54 | -1137.35 | -71.91 | -1302.14 | -1230.5 | -1969.74 | -59.6 | 0 | -693.6 | -800.06 | -166.93 | 0 | -1138.45 | 0 | -42 | 0 | 0 | 0 | -1078.8 | 0 | 0 | 0 | 0 | 0 | -50 | -280 | -1114.7 | -503 | -1301 | 0 | -216 | -663.8 | -1028.1 | -20 | 0 | -15 | -114 | 0 | -1211.8 | -402.2 | -299.25 | -13 | -30 | -33 | 0 | 0 | 0 | -33 | -30 | -157.5 | 0 | -2033.95 | -1967.15 | 0 | -1289.05 | 0 | -32 | 0 | -1619.95 | 0 | 0 | 0 | -842.8 | 0 | -35 | 0 | 0 | -1106.05 | -456.25 | 0
|  | Battery_8hr | -523 | -523 | 0 | 0 | 0 | 0 | 0 | 0 | 0 | -10 | 0 | -6 | -6 | -6 | 0 | 0 | 0 | 0 | 0 | -100 | 0 | -100 | 0 | 0 | 0 | -100 | 0 | 0 | -50 | 0 | -50 | 0 | -100 | -50 | 0 | 0 | 0 | -100 | 0 | -95 | 0 | 0 | 0 | 0 | 0 | -50 | 0 | 0 | 0 | 0 | 0 | 0 | 0 | 0 | 0 | -272.075 | 0 | 0 | 0 | -277.075 | -50 | 0 | 0 | 0 | -36 | -100 | -95 | 0 | 0 | 0 | 0 | 0 | 0 | 0 | 0 | 0 | 0 | 0 | -91 | -91 | 0 | -85 | -50 | 0 | -50 | -41 | 0 | -50 | -50 | -50 | 0 | 0 | -50 | 0 | -35 | -35 | -42
|  | LDES | -900 | -900 | 0 | 0 | 0 | 0 | 0 | 0 | 0 | 0 | 0 | 0 | 0 | 0 | 0 | 0 | 0 | 0 | 0 | -200 | 0 | -200 | 0 | 0 | 0 | -409.2 | 0 | 0 | -409.2 | 0 | -409.2 | 0 | -409.2 | 0 | 0 | 0 | 0 | 0 | 0 | -490 | 0 | -5 | 0 | 0 | 0 | -486 | 0 | 0 | 0 | -100 | 0 | 0 | -105 | -100 | -105 | -105 | 0 | 0 | -100 | -446 | -346 | 0 | 0 | 0 | 0 | -100 | -75 | -100 | 0 | 0 | 0 | 0 | 0 | 0 | 0 | 0 | 0 | -200 | -240 | -240 | 0 | -240 | -140 | -140 | 0 | -240 | 0 | -140 | -140 | -140 | 0 | 0 | 0 | 0 | -100 | -100 | 0
|  | Total | -1593.69 | -1998.975 | -678.29 | 349.385 | -465 | -119.14 | -118.29 | 0 | -519.6408 | -1480.0055 | 13 | 85.7362 | 150.5162 | 486.0162 | 335.5 | 436 | 9.85 | 2558.115 | 499.8 | -1649.975 | -89.105 | 1071.855 | 1228.13 | 1903.2 | 6012.075 | -676.13 | -310 | -78.8764 | -724.27 | -71.2464 | -599.6984 | 780.395 | -616.9634 | -109.6 | 0 | 467.378 | 185.5816 | -266.93 | 0 | 2911.3662 | 48.16 | 121.22 | 49.452 | 129.78 | 14.5044 | -803.9322 | 45.78 | 55.7964 | 2680 | -94.56 | 0 | -47.28 | -198.284 | -684.8695 | -129.722 | -695.5419 | 0 | -197.3714 | -117.971 | -825.017 | -357.4836 | 5.44 | -1.1824 | -98.4144 | -30.18 | -680.5749 | 28.002 | 586.635 | 285.8807 | 8.71 | 87.5935 | 1.896 | 1.896 | 67.782 | 280.156 | 19.2012 | 134.8 | 274 | 1278.7498 | 1465.1795 | 4.8585 | -73.8641 | -68.6541 | -53.1426 | 56.6124 | 445.1229 | 0 | -64.7041 | -86.9426 | -131.0526 | 5.9724 | -7.35 | 62.5374 | 4875 | 6546.2519 | 188.4608 | 7.01
| Incorporates Approved Upgrades | [20 empty] | 1
| Remaining Tx Headroom | HSN | 1713.555 | 2741.175 | 2239.75 | 1216.655 | 489 | 225.75 | 246.75 | 0 | 2175 | 11157.1 | -13 | -83.1 | 366.2 | 562.2 | 199 | 941 | 750.6 | 2204.51 | -896.5 | 1100.5 | 1004 | 945.12 | 1992.72 | 1031.25 | 132.885 | 647.87 | -86 | 326.46 | 8524.45 | 159.09 | 1512.66 | 2017.33 | 786.21 | 94.4 | 1175 | 1417.6 | 1068.14 | 761.07 | 501 | -2006.68 | 50.45 | 739.8 | 297 | -102.48 | 31.5 | -144.0315 | 364.5 | 973.5 | -278 | 1189.5 | 2146 | 2207 | 2568.55 | -933.15 | 322.25 | 2282.4435 | 32 | 77.2685 | 6916.8 | 806.5435 | 435.7 | 962.4 | 87.0385 | 63.9885 | 338.65 | 7456.3185 | -234.1 | 363.365 | 1501.4 | 195 | 1868 | 94.45 | 17.78 | 179.8 | 1521.1 | 201 | 268.5 | 2080 | 2503.447 | 2487.547 | 300.67 | 1141.1 | 839.1 | -252.9 | 558 | 4115.262 | 0 | 1713.6 | 1514.5 | -731.8 | 118 | 3 | 396.6 | 1017.25 | -151.465 | 3847.265 | 1566.65
|  | SSN | 3062.34 | 4258.46 | 2572.5 | 1340.92 | 721.5 | 238.5 | 299.5 | 0 | 2437.5 | 12110.2 | -13 | 8.05 | 373.35 | 481.85 | 111.5 | 830 | 1525.3 | 3914.3 | -741.5 | 2557.875 | 1227 | 3889.275 | 1941.44 | 1655.59 | 3473.65 | 985.935 | 69 | 366.23 | 9547.725 | 195.045 | 2708.33 | 2659.905 | 2179.805 | 149.2 | 1175 | 2079.4 | 1708.17 | 894.535 | 501 | 431.687 | 50.45 | 763.3 | 297 | -40.48 | 31.5 | 594.3909 | 364.5 | 973.5 | 794 | 1239.5 | 2146 | 2232 | 2761.05 | -196.964 | 699.038 | 3374.2494 | 32 | 181.7909 | 7495.488 | 1954.8014 | 643.7 | 962.4 | 91.0609 | 117.5109 | 358.51 | 8382.1269 | 96.788 | 263.7217 | 1393.66 | 187.6 | 1862.1 | 94.45 | 17.78 | 179.8 | 1400.96 | 193.6 | 179.25 | 2180 | 3067.3807 | 3018.0807 | 300.67 | 1684.945 | 980.6 | -120.4 | 629.5 | 4781.296 | 0 | 1855.1 | 1656 | -280.9 | 118 | 20.5 | 468.1 | 2967.25 | 1720.9797 | 3980.2617 | 1620.51
|  | EODS | 10514.05 | 10495.315 | 7104.29 | 2264.915 | 3106 | 1646.14 | 2256.29 | 0 | 3219.6408 | 14980.0055 | 107 | 1104.2638 | 1727.4838 | 1940.9838 | 216.5 | 1766 | 2290.15 | 5301.885 | -107.8 | 8962.975 | 1692.105 | 10632.145 | 2413.87 | 2398.8 | 6592.925 | 2000.13 | 534 | 484.8764 | 11325.27 | 302.2464 | 8226.6984 | 5276.605 | 8449.9634 | 313.6 | 1175 | 4426.622 | 2183.4184 | 1294.93 | 501 | 4794.6338 | 32.84 | 1300.78 | 329.548 | -114.78 | 81.4956 | 3342.9322 | 417.22 | 919.2036 | -680 | 3822.56 | 4811 | 815.28 | 5334.284 | 4357.8695 | 3796.722 | 10831.5419 | 77 | 692.3714 | 7407.971 | 5079.017 | 4266.4836 | 1214.56 | 104.1524 | 278.4144 | 303.18 | 10218.5749 | 1147.998 | 418.365 | 940.1193 | 135.29 | 1840.4065 | 56.104 | 268.104 | 41.218 | 1096.844 | 235.7988 | 336.2 | 2006 | 2302.2502 | 3561.8205 | 267.1415 | 2850.8641 | 1134.6541 | 211.1426 | 888.3876 | 6770.8771 | 50 | 1280.7041 | 1989.9426 | 911.0526 | 150.0276 | 135.35 | 245.4626 | 706 | -929.2519 | 4400.5392 | 6075.99
|  | Trigger FCDS Upgrade Flag | [18 empty] | YES | [20 empty] | YES |  |  |  | YES |  | YES | [7 empty] | YES | [12 empty] | YES | [16 empty] | YES | [5 empty] | YES |  |  |  |  | YES
Trigger EODS Upgrade Flag
Final Tx Exceedances
Incorporates Upgrades Amounts if Flagged
| Remaining Tx Headroom | HSN | 1713.555 | 2741.175 | 2239.75 | 1216.655 | 489 | 225.75 | 246.75 | 0 | 2175 | 11157.1 | -13 | -83.1 | 366.2 | 562.2 | 199 | 941 | 750.6 | 2204.51 | -296.5 | 1100.5 | 1004 | 945.12 | 1992.72 | 1031.25 | 132.885 | 647.87 | -86 | 326.46 | 8524.45 | 159.09 | 1512.66 | 2017.33 | 786.21 | 94.4 | 1175 | 1417.6 | 1068.14 | 761.07 | 501 | 6638.32 | 50.45 | 739.8 | 297 | -76.48 | 31.5 | 315.9685 | 364.5 | 973.5 | -278 | 1189.5 | 2146 | 2207 | 2568.55 | 5100.85 | 322.25 | 2282.4435 | 32 | 77.2685 | 6916.8 | 806.5435 | 435.7 | 962.4 | 87.0385 | 63.9885 | 338.65 | 7456.3185 | 1531.9 | 363.365 | 1501.4 | 195 | 1868 | 94.45 | 17.78 | 179.8 | 1521.1 | 201 | 268.5 | 2080 | 2503.447 | 2487.547 | 300.67 | 1141.1 | 839.1 | 958.1 | 558 | 4115.262 | 0 | 1713.6 | 1514.5 | 515.2 | 118 | 3 | 396.6 | 1017.25 | 2327.535 | 3847.265 | 1566.65